10511278 | Central Heat Pump | TRANE | HRCU-A-CB (Split System: Heat Pump with Remote Outdoor Unit-Air-Source) | 4TWV8036A1 |  |  | 4TXCB004DS3 | S9V2B060U4PSB+RP | 34800 | 18 |  | 12.5 | 10 |  | 32000 | 26000 | 81.25% | [8 empty] | Residential | 725 | No | 2.9
207782147 | Central Heat Pump | TRANE | HRCU-A-CB (Split System: Heat Pump with Remote Outdoor Unit-Air-Source) | 4TWL9024A1 |  |  | 4PX*BD36BS3+HORIZ-RT | S9V2B060U4PSB+RP | 23600 | 19 |  | 12.5 | 11 |  | 19800 | 13200 | 66.67% | [8 empty] | Residential | 492.5 | No | 1.97
207782148 | Central Heat Pump | TRANE | HRCU-A-CB (Split System: Heat Pump with Remote Outdoor Unit-Air-Source) | 4TWL9024A1 |  |  | 4PX*BD48BS3+HORIZ-RT | S9V2B060U4PSB+RP | 24000 | 19 |  | 13 | 11 |  | 20000 | 13300 | 66.5% | [8 empty] | Residential | 500 | No | 2
207782149 | Central Heat Pump | TRANE | HRCU-A-CB (Split System: Heat Pump with Remote Outdoor Unit-Air-Source) | 4TWL9024A1 |  |  | 4PX*BU24BS3 | S9V2B060U4PSB+RP | 22600 | 18 |  | 12.5 | 10.5 |  | 20400 | 14300 | 70.1% | 22600 | 16.5 | 11.7 | 8.2 | 21800 |  |  |  | Residential | 470 | No | 1.88
207782150 | Central Heat Pump | TRANE | HRCU-A-CB (Split System: Heat Pump with Remote Outdoor Unit-Air-Source) | 4TWL9024A1 |  |  | 4PX*BU30BS3 | S9V2B060U4PSB+RP | 23200 | 18.5 |  | 12.5 | 11.5 |  | 20600 | 14000 | 67.96% | 23400 | 17 | 12 | 8.7 | 20800 |  |  |  | Residential | 487.5 | No | 1.95
207590121 | Central Heat Pump | AMERICAN STANDARD | HRCU-A-CB (Split System: Heat Pump with Remote Outdoor Unit-Air-Source) | 4A6V0X24A1 |  |  | 4TXCB004DS3 | S9V2B060U3VSA+RP | 24200 | 19 |  | 13 | 10 |  | 20600 | 16700 | 81.07% | [8 empty] | Residential | 505 | No | 2.02
207590122 | Central Heat Pump | AMERICAN STANDARD | HRCU-A-CB (Split System: Heat Pump with Remote Outdoor Unit-Air-Source) | 4A6V0X24A1 |  |  | 4TXCB004DS3 | S9V2B080U3VSA+RP | 24200 | 19.5 |  | 13 | 10 |  | 20600 | 16800 | 81.55% | [8 empty] | Residential | 505 | No | 2.02
207590123 | Central Heat Pump | AMERICAN STANDARD | HRCU-A-CB (Split System: Heat Pump with Remote Outdoor Unit-Air-Source) | 4A6V0X24A1 |  |  | 4TXCB004DS3 | S9V2B040U3VSA+RP | 24200 | 19 |  | 13 | 10 |  | 18600 | 16800 | 90.32% | [8 empty] | Residential | 505 | No | 2.02
207590124 | Central Heat Pump | AMERICAN STANDARD | HRCU-A-CB (Split System: Heat Pump with Remote Outdoor Unit-Air-Source) | 4A6V0X24A1 |  |  | 4TXCB004DS3 | S9V2B080D3VSA+RP | 23000 | 18.5 |  | 12.5 | 10 |  | 20400 | 16500 | 80.88% | [8 empty] | Residential | 480 | No | 1.92
207590127 | Central Heat Pump | AMERICAN STANDARD | HRCU-A-CB (Split System: Heat Pump with Remote Outdoor Unit-Air-Source) | 4A6V0X36A1 |  |  | 4PX*BU36BS3 | S9V2B060U3VSA+RP | 35200 | 20 |  | 12.5 | 10.5 |  | 32400 | 26000 | 80.25% | 34200 | 20 | 12 | 8.2 | 31400 |  |  |  | Residential | 712.5 | No | 2.85
207590128 | Central Heat Pump | AMERICAN STANDARD | HRCU-A-CB (Split System: Heat Pump with Remote Outdoor Unit-Air-Source) | 4A6V0X36A1 |  |  | 4PX*BU36BS3 | S9V2B080U3VSA+RP | 34800 | 20 |  | 12.5 | 10 |  | 32200 | 26000 | 80.75% | [8 empty] | Residential | 725 | No | 2.9
207590129 | Central Heat Pump | AMERICAN STANDARD | HRCU-A-CB (Split System: Heat Pump with Remote Outdoor Unit-Air-Source) | 4A6V0X36A1 |  |  | 4PX*BU36BS3 | S9V2B040U3VSA+RP | 35200 | 20 |  | 12.5 | 10 |  | 32400 | 26200 | 80.86% | 34400 | 20 | 12 | 8.5 | 31600 |  |  |  | Residential | 717.5 | No | 2.87
207590130 | Central Heat Pump | AMERICAN STANDARD | HRCU-A-CB (Split System: Heat Pump with Remote Outdoor Unit-Air-Source) | 4A6V0X36A1 |  |  | 4PX*BU48BS3 | S9V2B080U3VSA+RP | 36400 | 20.5 |  | 13 | 10 |  | 33200 | 26600 | 80.12% | [8 empty] | Residential | 757.5 | No | 3.03
207590131 | Central Heat Pump | AMERICAN STANDARD | HRCU-A-CB (Split System: Heat Pump with Remote Outdoor Unit-Air-Source) | 4A6V0X36A1 |  |  | 4PX*BU48BS3 | S9V2B060U3VSA+RP | 36200 | 20.5 |  | 13 | 10 |  | 33200 | 26400 | 79.52% | [8 empty] | Residential | 755 | No | 3.02
207590132 | Central Heat Pump | AMERICAN STANDARD | HRCU-A-CB (Split System: Heat Pump with Remote Outdoor Unit-Air-Source) | 4A6V0X36A1 |  |  | 4PX*BU48BS3 | S9V2B040U3VSA+RP | 36200 | 20.25 |  | 13 | 10 |  | 33200 | 26400 | 79.52% | [8 empty] | Residential | 755 | No | 3.02
210801251 | Central Heat Pump | JOHNSON CONTROLS | HRCU-A-CB (Split System: Heat Pump with Remote Outdoor Unit-Air-Source) | HL20B2421 |  |  | AVV25BE121+CC |  | 24000 | 21 |  | 14.25 | 10.5 |  | 34400 | 22400 | 65.12% | [8 empty] | Residential | 500 | No | 2
210801265 | Central Heat Pump | JOHNSON CONTROLS | HRCU-A-CB (Split System: Heat Pump with Remote Outdoor Unit-Air-Source) | HL20B6021 |  |  | AVV61DE421+CC |  | 53000 | 19.8 |  | 12.6 | 10.75 |  | 71000 | 46000 | 64.79% | [8 empty] | Residential | 1105 | No | 4.42
210801270 | Central Heat Pump | JOHNSON CONTROLS | HRCU-A-CB (Split System: Heat Pump with Remote Outdoor Unit-Air-Source) | HL20B4821 |  |  | AVV50DE321+CC |  | 45000 | 20.5 |  | 12.6 | 10.4 |  | 60000 | 44000 | 73.33% | [8 empty] | Residential | 937.5 | No | 3.75
210815891 | Central Heat Pump | JOHNSON CONTROLS | HRCU-A-CB (Split System: Heat Pump with Remote Outdoor Unit-Air-Source) | HL19B3621 |  |  | CM60CXA2+TXV | TPLC100C16MP13 | 35600 | 18 |  | 14 | 10 |  | 35200 | 22400 | 63.64% | [8 empty] | Residential | 742.5 | No | 2.97
210818544 | Central Heat Pump | JOHNSON CONTROLS | HRCU-A-CB (Split System: Heat Pump with Remote Outdoor Unit-Air-Source) | HL19B3621 |  |  | CM60CXA2+TXV | TM9V080C16MP12 | 35800 | 18 |  | 13 | 10 |  | 35400 | 22400 | 63.28% | [8 empty] | Residential | 745 | No | 2.98
210818547 | Central Heat Pump | JOHNSON CONTROLS | HRCU-A-CB (Split System: Heat Pump with Remote Outdoor Unit-Air-Source) | HL19B3621 |  |  | CM60DXA2+TXV | TPLC100C20MP13 | 35800 | 18 |  | 14 | 10 |  | 35000 | 22400 | 64% | [8 empty] | Residential | 745 | No | 2.98
210818550 | Central Heat Pump | JOHNSON CONTROLS | HRCU-A-CB (Split System: Heat Pump with Remote Outdoor Unit-Air-Source) | HL19B3621 |  |  | CM60DXA2+TXV | TM8V080C16MP12 | 35800 | 18 |  | 14 | 10 |  | 35200 | 22400 | 63.64% | [8 empty] | Residential | 745 | No | 2.98
210818552 | Central Heat Pump | JOHNSON CONTROLS | HRCU-A-CB (Split System: Heat Pump with Remote Outdoor Unit-Air-Source) | HL19B3621 |  |  | CM60CXA2+TXV | TPLC080C16MP13 | 35600 | 18 |  | 14 | 10 |  | 35200 | 22400 | 63.64% | [8 empty] | Residential | 742.5 | No | 2.97
210811765 | Central Heat Pump | JOHNSON CONTROLS | HRCU-A-CB (Split System: Heat Pump with Remote Outdoor Unit-Air-Source) | HL19B3621 |  |  | CF60DXA2+TXV | TP9C100C20MP13 | 36000 | 19 |  | 14 | 10 |  | 35400 | 22400 | 63.28% | [8 empty] | Residential | 750 | No | 3
210811772 | Central Heat Pump | JOHNSON CONTROLS | HRCU-A-CB (Split System: Heat Pump with Remote Outdoor Unit-Air-Source) | HL19B3621 |  |  | CF60CXA2+TXV | TM8V100C20MP12 | 35800 | 18 |  | 14 | 10 |  | 35000 | 22400 | 64% | [8 empty] | Residential | 745 | No | 2.98
206765381 | Central Heat Pump | COMFORTMAKER | HRCU-A-CB (Split System: Heat Pump with Remote Outdoor Unit-Air-Source) | CVH825GKA3* |  |  | FCM4X48***L+WALLCON |  | 24000 | 18 |  | 12.5 | 10 |  | 20200 | 20200 | 100% | 24400 | 17.5 | 11.5 | 8.5 | 20600 |  |  |  | Residential | 507.5 | No | 2.03
9896706 | Central Heat Pump | COMFORTMAKER | HRCU-A-CB (Split System: Heat Pump with Remote Outdoor Unit-Air-Source) | CVH837GKA** |  |  | FCM4X60***L+WALLCON |  | 33600 | 19 |  | 13 | 10 |  | 31000 | 31000 | 100% | 33200 | 18.5 | 12 | 8.5 | 31600 |  |  |  | Residential | 692.5 | No | 2.77
9896707 | Central Heat Pump | COMFORTMAKER | HRCU-A-CB (Split System: Heat Pump with Remote Outdoor Unit-Air-Source) | CVH837GKA** |  |  | FCM4X48***L+WALLCON |  | 33400 | 18.5 |  | 13 | 10 |  | 31400 | 31000 | 98.73% | 32800 | 18.5 | 12 | 8.5 | 32000 |  |  |  | Residential | 682.5 | No | 2.73
206770942 | Central Heat Pump | COMFORTMAKER | HRCU-A-CB (Split System: Heat Pump with Remote Outdoor Unit-Air-Source) | CVH837GKA2* |  |  | FCM4X60***L+WALLCON |  | 33600 | 19 |  | 13 | 10 |  | 31000 | 31000 | 100% | 33200 | 18.5 | 12 | 8.5 | 31600 |  |  |  | Residential | 692.5 | No | 2.77
206770951 | Central Heat Pump | COMFORTMAKER | HRCU-A-CB (Split System: Heat Pump with Remote Outdoor Unit-Air-Source) | CVH837GKA2* |  |  | FCM4X48***L+WALLCON |  | 33400 | 18.5 |  | 13 | 10 |  | 31400 | 31000 | 98.73% | 32800 | 18.5 | 12 | 8.5 | 32000 |  |  |  | Residential | 682.5 | No | 2.73
204456332 | Central Heat Pump | COMFORTMAKER | HRCU-A-CB (Split System: Heat Pump with Remote Outdoor Unit-Air-Source) | CVH825GKA2* |  |  | FCM4X48***L+WALLCON |  | 24000 | 18 |  | 12.5 | 10 |  | 20200 | 20200 | 100% | 24400 | 17.5 | 11.5 | 8.5 | 20600 |  |  |  | Residential | 507.5 | No | 2.03
205966239 | Central Heat Pump | Liberty Heating & Air Conditioning | HRCU-A-CB (Split System: Heat Pump with Remote Outdoor Unit-Air-Source) | GVZC200361A* |  |  | CA*F3642*6D*+MBVC1201**-1A*+TXV |  | 34600 | 20 |  | 13 | 10 |  | 34800 | 18000 | 51.72% | [8 empty] | Residential | 720 | No | 2.88
205966240 | Central Heat Pump | Liberty Heating & Air Conditioning | HRCU-A-CB (Split System: Heat Pump with Remote Outdoor Unit-Air-Source) | GVZC200361A* |  |  | CA*F3642*6D*+MBVC1601**-1A*+TXV |  | 34600 | 20 |  | 13.5 | 10 |  | 34800 | 18000 | 51.72% | [8 empty] | Residential | 720 | No | 2.88
205966241 | Central Heat Pump | Liberty Heating & Air Conditioning | HRCU-A-CB (Split System: Heat Pump with Remote Outdoor Unit-Air-Source) | GVZC200361A* |  |  | CA*F3743*6D*+MBVC1201**-1A*+TXV |  | 35200 | 20 |  | 13.5 | 10 |  | 35000 | 18200 | 52% | [8 empty] | Residential | 732.5 | No | 2.93
204631592 | Central Heat Pump | MIDEA | HRCU-A-CB (Split System: Heat Pump with Remote Outdoor Unit-Air-Source) | MOVA-36HDN1-M20G |  |  | MVA-36WN1-M18 |  | 34600 | 19 |  | 12.5 | 10 |  | 34200 | 28000 | 81.87% | [8 empty] | Residential | 720 | No | 2.88
204631593 | Central Heat Pump | MIDEA | HRCU-A-CB (Split System: Heat Pump with Remote Outdoor Unit-Air-Source) | MOVA-60HDN1-M20G |  |  | MVA-60WN1-M18 |  | 54500 | 18 |  | 12.5 | 10 |  | 55500 | 43000 | 77.48% | [8 empty] | Residential | 1135 | No | 4.54
206077595 | Central Heat Pump | MIDEA | HRCU-A-CB (Split System: Heat Pump with Remote Outdoor Unit-Air-Source) | MOVA-36HDN1-M20G |  |  | MVME24B2MN1TB |  | 24000 | 20.5 |  | 14 | 10.5 |  | 24000 | 23000 | 95.83% | [8 empty] | Residential | 500 | No | 2
206077596 | Central Heat Pump | MIDEA | HRCU-A-CB (Split System: Heat Pump with Remote Outdoor Unit-Air-Source) | MOVA-36HDN1-M20G |  |  | MVME36B2MN1TB |  | 34600 | 20 |  | 12.5 | 10.5 |  | 34200 | 28000 | 81.87% | [8 empty] | Residential | 720 | No | 2.88
206077597 | Central Heat Pump | MIDEA | HRCU-A-CB (Split System: Heat Pump with Remote Outdoor Unit-Air-Source) | MOVA-60HDN1-M20G |  |  | MVME48C2MN1TB |  | 47500 | 20 |  | 13.5 | 10.5 |  | 48000 | 40000 | 83.33% | [8 empty] | Residential | 990 | No | 3.96
206077598 | Central Heat Pump | MIDEA | HRCU-A-CB (Split System: Heat Pump with Remote Outdoor Unit-Air-Source) | MOVA-60HDN1-M20G |  |  | MVME60C2MN1TB |  | 54500 | 19 |  | 12.5 | 10.5 |  | 56000 | 44000 | 78.57% | [8 empty] | Residential | 1135 | No | 4.54
209329501 | Central Heat Pump | CONCORD | HRCU-A-CB (Split System: Heat Pump with Remote Outdoor Unit-Air-Source) | 4HP18V36P |  |  | E*1P23B+H4TXV01 | 96G2UH030BE08 | 23200 | 19 |  | 13 | 10 |  | 24000 | 14600 | 60.83% | [8 empty] | Residential | 482.5 | No | 1.93
209329513 | Central Heat Pump | CONCORD | HRCU-A-CB (Split System: Heat Pump with Remote Outdoor Unit-Air-Source) | 4HP18V36P |  |  | EA(C,U)1P30B+H4TXV01 | 96G2UH030BE08 | 23600 | 19.5 |  | 13 | 10 |  | 24000 | 14600 | 60.83% | [8 empty] | Residential | 492.5 | No | 1.97
209329527 | Central Heat Pump | CONCORD | HRCU-A-CB (Split System: Heat Pump with Remote Outdoor Unit-Air-Source) | 4HP18V36P |  |  | EAC4X30B | 96G2UH030BE08 | 23600 | 19.5 |  | 13 | 10 |  | 24000 | 14600 | 60.83% | [8 empty] | Residential | 492.5 | No | 1.97
209329538 | Central Heat Pump | CONCORD | HRCU-A-CB (Split System: Heat Pump with Remote Outdoor Unit-Air-Source) | 4HP18V36P |  |  | EC4X23B | 96G2UH030BE08 | 23200 | 19 |  | 13 | 10 |  | 24000 | 14600 | 60.83% | [8 empty] | Residential | 482.5 | No | 1.93
202141105 | Central Heat Pump | RUUD | HRCU-A-CB (Split System: Heat Pump with Remote Outdoor Unit-Air-Source) | UP2024BJV |  |  | RCF2421UEA | U802VA075317M | 22800 | 20 |  | 14 | 10.5 |  | 22000 | 22600 | 102.7% | [8 empty] | Residential | 475 | No | 1.9
202141106 | Central Heat Pump | RUUD | HRCU-A-CB (Split System: Heat Pump with Remote Outdoor Unit-Air-Source) | UP2024BJV |  |  | RCF2421UEA | U802VA075421Z | 22800 | 20 |  | 14 | 10.5 |  | 22000 | 22600 | 102.7% | [8 empty] | Residential | 475 | No | 1.9
202141107 | Central Heat Pump | RUUD | HRCU-A-CB (Split System: Heat Pump with Remote Outdoor Unit-Air-Source) | UP2024BJV |  |  | RCF2421UEA | U802VA100521M | 22800 | 20 |  | 14 | 10.5 |  | 21800 | 22600 | 103.7% | [8 empty] | Residential | 475 | No | 1.9
202141108 | Central Heat Pump | RUUD | HRCU-A-CB (Split System: Heat Pump with Remote Outdoor Unit-Air-Source) | UP2024BJV |  |  | RCF2421UEA | U802VA100521Z | 22800 | 20 |  | 14 | 10.5 |  | 22000 | 22600 | 102.7% | [8 empty] | Residential | 475 | No | 1.9
202141109 | Central Heat Pump | RUUD | HRCU-A-CB (Split System: Heat Pump with Remote Outdoor Unit-Air-Source) | UP2024BJV |  |  | RCF2421UEA | U96VA0602317M | 22600 | 19.5 |  | 13 | 10.5 |  | 22000 | 22800 | 103.6% | [8 empty] | Residential | 470 | No | 1.88
202141114 | Central Heat Pump | RUUD | HRCU-A-CB (Split System: Heat Pump with Remote Outdoor Unit-Air-Source) | UP2024BJV |  |  | RCF2421UEA | U98VB060M317U | 22600 | 19.5 |  | 13 | 10.5 |  | 22000 | 22800 | 103.6% | [8 empty] | Residential | 470 | No | 1.88
202141049 | Central Heat Pump | RUUD | HRCU-A-CB (Split System: Heat Pump with Remote Outdoor Unit-Air-Source) | UP2036BJV |  |  | RHMV6021SEAC |  | 34200 | 20 |  | 14 | 11.5 |  | 33000 | 37400 | 113.3% | [8 empty] | Residential | 712.5 | No | 2.85
202141116 | Central Heat Pump | RUUD | HRCU-A-CB (Split System: Heat Pump with Remote Outdoor Unit-Air-Source) | UP2036BJV |  |  | RCF6021SEA | U802VA050317M | 34200 | 19.5 |  | 13 | 10.5 |  | 33000 | 37400 | 113.3% | [8 empty] | Residential | 712.5 | No | 2.85
202141117 | Central Heat Pump | RUUD | HRCU-A-CB (Split System: Heat Pump with Remote Outdoor Unit-Air-Source) | UP2036BJV |  |  | RCF6021SEA | U802VA075317M | 34200 | 19.5 |  | 13 | 11 |  | 32600 | 36800 | 112.9% | [8 empty] | Residential | 712.5 | No | 2.85
202141118 | Central Heat Pump | RUUD | HRCU-A-CB (Split System: Heat Pump with Remote Outdoor Unit-Air-Source) | UP2036BJV |  |  | RCF6021SEA | U802VA075421Z | 34200 | 19.5 |  | 13 | 11 |  | 32800 | 37000 | 112.8% | [8 empty] | Residential | 712.5 | No | 2.85
202141119 | Central Heat Pump | RUUD | HRCU-A-CB (Split System: Heat Pump with Remote Outdoor Unit-Air-Source) | UP2036BJV |  |  | RCF6021SEA | U802VA100521M | 34200 | 20 |  | 14 | 11 |  | 32200 | 36600 | 113.7% | [8 empty] | Residential | 712.5 | No | 2.85
206788571 | Central Heat Pump | CARRIER | HRCU-A-CB (Split System: Heat Pump with Remote Outdoor Unit-Air-Source) | 25VNA424A*031* |  |  | CSPH*3612AL*+UI | 59CU5A060C17**16 | 24000 | 20 |  | 13.5 | 11 |  | 23600 | 25000 | 105.9% | 23600 | 19 | 12.5 | 10 | 26600 |  |  |  | Residential | 492.5 | No | 1.97
206788572 | Central Heat Pump | CARRIER | HRCU-A-CB (Split System: Heat Pump with Remote Outdoor Unit-Air-Source) | 25VNA424A*031* |  |  | CSPH*3612AL*+UI | 59CU5A080C21**20 | 24000 | 20 |  | 13.5 | 12 |  | 23600 | 24800 | 105.1% | 23800 | 19.5 | 13 | 10 | 26600 |  |  |  | Residential | 495 | No | 1.98
206788573 | Central Heat Pump | CARRIER | HRCU-A-CB (Split System: Heat Pump with Remote Outdoor Unit-Air-Source) | 25VNA424A*031* |  |  | CSPH*3612AL*+UI | 59CU5A100C21**22 | 24000 | 20 |  | 13.5 | 12 |  | 23600 | 24800 | 105.1% | 23800 | 19.5 | 13 | 10 | 26600 |  |  |  | Residential | 495 | No | 1.98
206788574 | Central Heat Pump | CARRIER | HRCU-A-CB (Split System: Heat Pump with Remote Outdoor Unit-Air-Source) | 25VNA436A*031* |  |  | FE4AN(B,F)005L+UI |  | 34600 | 22.5 |  | 13.5 | 11 |  | 35000 | 30400 | 86.86% | 34400 | 21 | 13 | 9.5 | 35800 |  |  |  | Residential | 717.5 | No | 2.87
206788575 | Central Heat Pump | CARRIER | HRCU-A-CB (Split System: Heat Pump with Remote Outdoor Unit-Air-Source) | 25VNA436A*031* |  |  | FE4AN(B,F)003L+UI |  | 32800 | 21 |  | 13 | 10.5 |  | 34600 | 31400 | 90.75% | 33000 | 19.5 | 12 | 8 | 35600 |  |  |  | Residential | 687.5 | No | 2.75
206788576 | Central Heat Pump | CARRIER | HRCU-A-CB (Split System: Heat Pump with Remote Outdoor Unit-Air-Source) | 25VNA436A*031* |  |  | FE4ANB006L+UI |  | 34600 | 22 |  | 13.5 | 11.5 |  | 34000 | 30000 | 88.24% | 34800 | 20.5 | 13 | 8.5 | 35400 |  |  |  | Residential | 725 | No | 2.9
206788578 | Central Heat Pump | CARRIER | HRCU-A-CB (Split System: Heat Pump with Remote Outdoor Unit-Air-Source) | 25VNA436A*031* |  |  | CAP**3717AL*+UI | 58TN*A090C17**16 | 34000 | 21 |  | 12.5 | 11 |  | 34600 | 31200 | 90.17% | 34000 | 19.5 | 12 | 8.5 | 35200 |  |  |  | Residential | 707.5 | No | 2.83
206788579 | Central Heat Pump | CARRIER | HRCU-A-CB (Split System: Heat Pump with Remote Outdoor Unit-Air-Source) | 25VNA436A*031* |  |  | CAP**3721AL*+UI | 58TN*A070C17**16 | 34400 | 21 |  | 12.5 | 11 |  | 34600 | 31000 | 89.6% | 34400 | 19.5 | 12 | 8.5 | 35200 |  |  |  | Residential | 717.5 | No | 2.87
206788589 | Central Heat Pump | CARRIER | HRCU-A-CB (Split System: Heat Pump with Remote Outdoor Unit-Air-Source) | 25VNA436A*031* |  |  | CAP**3721AL*+UI | 58TN*A090C17**16 | 34600 | 21.5 |  | 13 | 11 |  | 34400 | 30800 | 89.53% | 34600 | 20 | 12.5 | 8.5 | 35000 |  |  |  | Residential | 720 | No | 2.88
206905840 | Central Heat Pump | ALLIED | HRCU-A-CB (Split System: Heat Pump with Remote Outdoor Unit-Air-Source) | 4HP18V36P |  |  | BCE5E30M |  | 24000 | 18 |  | 13 | 10 |  | 24000 | 15600 | 65% | 24200 | 18.5 | 12.3 | 8.5 | 24000 |  |  |  | Residential | 505 | No | 2.02
206905843 | Central Heat Pump | ALLIED | HRCU-A-CB (Split System: Heat Pump with Remote Outdoor Unit-Air-Source) | 4HP18V36P |  |  | BCE5V18M |  | 23800 | 20 |  | 13 | 10 |  | 24000 | 15000 | 62.5% | 23600 | 19 | 12.3 | 8.5 | 24000 |  |  |  | Residential | 492.5 | No | 1.97
206905844 | Central Heat Pump | ALLIED | HRCU-A-CB (Split System: Heat Pump with Remote Outdoor Unit-Air-Source) | 4HP18V36P |  |  | BCE5V24M |  | 23800 | 20 |  | 13 | 10 |  | 24000 | 15900 | 66.25% | 23800 | 19 | 12.3 | 8.1 | 24000 |  |  |  | Residential | 495 | No | 1.98
206905845 | Central Heat Pump | ALLIED | HRCU-A-CB (Split System: Heat Pump with Remote Outdoor Unit-Air-Source) | 4HP18V36P |  |  | BCE5V30M |  | 24000 | 20 |  | 13 | 10 |  | 24000 | 15600 | 65% | 24000 | 19 | 12.3 | 8.5 | 24000 |  |  |  | Residential | 500 | No | 2
206905847 | Central Heat Pump | ALLIED | HRCU-A-CB (Split System: Heat Pump with Remote Outdoor Unit-Air-Source) | 4HP18V36P |  |  | BCE7E18M |  | 23600 | 20 |  | 13 | 10 |  | 24000 | 15100 | 62.92% | 23400 | 19 | 12.3 | 8.5 | 24000 |  |  |  | Residential | 487.5 | No | 1.95
206905848 | Central Heat Pump | ALLIED | HRCU-A-CB (Split System: Heat Pump with Remote Outdoor Unit-Air-Source) | 4HP18V36P |  |  | BCE7E24M |  | 23600 | 20 |  | 13 | 10 |  | 24000 | 14800 | 61.67% | 23400 | 19 | 12.3 | 8.5 | 24000 |  |  |  | Residential | 487.5 | No | 1.95
206905849 | Central Heat Pump | ALLIED | HRCU-A-CB (Split System: Heat Pump with Remote Outdoor Unit-Air-Source) | 4HP18V36P |  |  | BCE7E30M |  | 24000 | 20 |  | 13 | 10 |  | 24000 | 15000 | 62.5% | 24200 | 19 | 12.3 | 8.5 | 24000 |  |  |  | Residential | 505 | No | 2.02
206905852 | Central Heat Pump | ALLIED | HRCU-A-CB (Split System: Heat Pump with Remote Outdoor Unit-Air-Source) | 4HP18V36P |  |  | E*1P23A+H4TXV01 | 80G1UH040AE12X | 23800 | 18.5 |  | 13 | 10 |  | 24000 | 14900 | 62.08% | 23600 | 19 | 12.3 | 8.1 | 24000 |  |  |  | Residential | 492.5 | No | 1.97
206905854 | Central Heat Pump | ALLIED | HRCU-A-CB (Split System: Heat Pump with Remote Outdoor Unit-Air-Source) | 4HP18V36P |  |  | E*1P23A+H4TXV01 | 80G1UH060AE12X | 23800 | 18.5 |  | 13 | 10 |  | 24000 | 14900 | 62.08% | 23600 | 19 | 12.3 | 8.1 | 24000 |  |  |  | Residential | 492.5 | No | 1.97
206905855 | Central Heat Pump | ALLIED | HRCU-A-CB (Split System: Heat Pump with Remote Outdoor Unit-Air-Source) | 4HP18V36P |  |  | E*1P23A+H4TXV01 | 80G2UH045AE12 | 23200 | 19 |  | 13 | 10 |  | 24000 | 15000 | 62.5% | 23000 | 18.5 | 12.3 | 8.1 | 24000 |  |  |  | Residential | 480 | No | 1.92
206765383 | Central Heat Pump | KEEPRITE | HRCU-A-CB (Split System: Heat Pump with Remote Outdoor Unit-Air-Source) | CVH825GKA3* |  |  | FCM4X48***L+WALLCON |  | 24000 | 18 |  | 12.5 | 10 |  | 20200 | 20200 | 100% | 24400 | 17.5 | 11.5 | 8.5 | 20600 |  |  |  | Residential | 507.5 | No | 2.03
206770944 | Central Heat Pump | KEEPRITE | HRCU-A-CB (Split System: Heat Pump with Remote Outdoor Unit-Air-Source) | CVH837GKA2* |  |  | FCM4X60***L+WALLCON |  | 33600 | 19 |  | 13 | 10 |  | 31000 | 31000 | 100% | 33200 | 18.5 | 12 | 8.5 | 31600 |  |  |  | Residential | 692.5 | No | 2.77
206770953 | Central Heat Pump | KEEPRITE | HRCU-A-CB (Split System: Heat Pump with Remote Outdoor Unit-Air-Source) | CVH837GKA2* |  |  | FCM4X48***L+WALLCON |  | 33400 | 18.5 |  | 13 | 10 |  | 31400 | 31000 | 98.73% | 32800 | 18.5 | 12 | 8.5 | 32000 |  |  |  | Residential | 682.5 | No | 2.73
210329538 | Central Heat Pump | ARMSTRONG AIR | HRCU-A-CB (Split System: Heat Pump with Remote Outdoor Unit-Air-Source) | 4SHP17LE124P-**A |  |  | EAH1P30B+TDR+TXV | A80UH1E070B12 | 23800 | 18 |  | 14.5 | 10 |  | 21200 | 13600 | 64.15% | 23600 | 16.8 | 13.5 | 8.5 | 21600 |  |  |  | Residential | 492.5 | No | 1.97 | No
210329548 | Central Heat Pump | ARMSTRONG AIR | HRCU-A-CB (Split System: Heat Pump with Remote Outdoor Unit-Air-Source) | 4SHP17LE124P-**A |  |  | EAH1P30B+TDR+TXV | A80US2V080B16X | 23800 | 18.2 |  | 14.5 | 10 |  | 21200 | 13600 | 64.15% | 23600 | 16.8 | 14 | 8.5 | 21400 |  |  |  | Residential | 492.5 | No | 1.97 | No
210329549 | Central Heat Pump | ARMSTRONG AIR | HRCU-A-CB (Split System: Heat Pump with Remote Outdoor Unit-Air-Source) | 4SHP17LE124P-**A |  |  | EAH1P30B+TDR+TXV | A80US2V090B12 | 23800 | 18.2 |  | 14.5 | 10 |  | 21200 | 13600 | 64.15% | 23600 | 17 | 14 | 8.5 | 21600 |  |  |  | Residential | 492.5 | No | 1.97 | No
210329600 | Central Heat Pump | ARMSTRONG AIR | HRCU-A-CB (Split System: Heat Pump with Remote Outdoor Unit-Air-Source) | 4SHP17LE118P-**A |  |  | EA(C;U)1P24A+TDR+TXV | A80US2V080B16X | 18000 | 18 |  | 15 | 10.2 |  | 17000 | 11200 | 65.88% | 18000 | 16.4 | 13.5 | 8.5 | 17600 |  |  |  | Residential | 375 | No | 1.5 | No
210329601 | Central Heat Pump | ARMSTRONG AIR | HRCU-A-CB (Split System: Heat Pump with Remote Outdoor Unit-Air-Source) | 4SHP17LE118P-**A |  |  | EA(C;U)1P24A+TDR+TXV | A80US2V090B12 | 18000 | 18 |  | 15 | 10 |  | 17000 | 11200 | 65.88% | 18000 | 16.4 | 13.5 | 8.5 | 17600 |  |  |  | Residential | 375 | No | 1.5 | No
210329609 | Central Heat Pump | ARMSTRONG AIR | HRCU-A-CB (Split System: Heat Pump with Remote Outdoor Unit-Air-Source) | 4SHP17LE118P-**A |  |  | EA(C;U)1P30A+TDR+TXV | A80US2V060A12X | 18000 | 18.2 |  | 15 | 10 |  | 16800 | 10600 | 63.1% | 18000 | 16.8 | 14 | 8.5 | 17200 |  |  |  | Residential | 375 | No | 1.5 | No
10525221 | Central Heat Pump | YORK | HRCU-A-CB (Split System: Heat Pump with Remote Outdoor Unit-Air-Source) | YZV48B21 |  |  | CM50CE3A1+CC | TPLC120C20MP13 | 45000 | 20.5 |  | 12.6 | 10 |  | 44000 | 44000 | 100% | [8 empty] | Residential | 937.5 | No | 3.75
10525223 | Central Heat Pump | YORK | HRCU-A-CB (Split System: Heat Pump with Remote Outdoor Unit-Air-Source) | YZV48B21 |  |  | CM50CE3A1+CC | YP9C100C16MP13 | 45000 | 20 |  | 12.6 | 10 |  | 44000 | 44000 | 100% | [8 empty] | Residential | 937.5 | No | 3.75
10525224 | Central Heat Pump | YORK | HRCU-A-CB (Split System: Heat Pump with Remote Outdoor Unit-Air-Source) | YZV48B21 |  |  | CM50CE3A1+CC | YP9C100C20MP13 | 45000 | 20.25 |  | 12.5 | 10 |  | 44000 | 44000 | 100% | [8 empty] | Residential | 937.5 | No | 3.75
10525225 | Central Heat Pump | YORK | HRCU-A-CB (Split System: Heat Pump with Remote Outdoor Unit-Air-Source) | YZV48B21 |  |  | CM50CE3A1+CC | YPLC080C16MP13 | 45000 | 20 |  | 12.5 | 10 |  | 44500 | 44000 | 98.88% | [8 empty] | Residential | 937.5 | No | 3.75
10525226 | Central Heat Pump | YORK | HRCU-A-CB (Split System: Heat Pump with Remote Outdoor Unit-Air-Source) | YZV48B21 |  |  | CM50CE3A1+CC | YPLC100C16MP13 | 45000 | 20 |  | 12.5 | 10 |  | 44500 | 44000 | 98.88% | [8 empty] | Residential | 937.5 | No | 3.75
10525227 | Central Heat Pump | YORK | HRCU-A-CB (Split System: Heat Pump with Remote Outdoor Unit-Air-Source) | YZV48B21 |  |  | CM50CE3A1+CC | YPLC100C20MP13 | 45000 | 20.5 |  | 12.6 | 10 |  | 44000 | 44000 | 100% | [8 empty] | Residential | 937.5 | No | 3.75
10525228 | Central Heat Pump | YORK | HRCU-A-CB (Split System: Heat Pump with Remote Outdoor Unit-Air-Source) | YZV48B21 |  |  | CM50CE3A1+CC | YPLC120C20MP13 | 45000 | 20.5 |  | 12.6 | 10 |  | 44000 | 44000 | 100% | [8 empty] | Residential | 937.5 | No | 3.75
10525229 | Central Heat Pump | YORK | HRCU-A-CB (Split System: Heat Pump with Remote Outdoor Unit-Air-Source) | YZV48B21 |  |  | CM50DE3A1+CC | TM9V120D20MP12 | 45000 | 20.25 |  | 12.6 | 10.2 |  | 44000 | 44000 | 100% | [8 empty] | Residential | 937.5 | No | 3.75
10525230 | Central Heat Pump | YORK | HRCU-A-CB (Split System: Heat Pump with Remote Outdoor Unit-Air-Source) | YZV48B21 |  |  | CM50DE3A1+CC | TP9C120D20MP13 | 45000 | 20.25 |  | 12.6 | 10.2 |  | 44000 | 44000 | 100% | [8 empty] | Residential | 937.5 | No | 3.75
10525231 | Central Heat Pump | YORK | HRCU-A-CB (Split System: Heat Pump with Remote Outdoor Unit-Air-Source) | YZV48B21 |  |  | CM50DE3A1+CC | YP9C120D20MP13 | 45000 | 20.25 |  | 12.6 | 10.2 |  | 44000 | 44000 | 100% | [8 empty] | Residential | 937.5 | No | 3.75
207564574 | Central Heat Pump | BROAN | HRCU-A-CB (Split System: Heat Pump with Remote Outdoor Unit-Air-Source) | FSH1BG4CVRX36KP |  |  | C6B(A,H)-X36(C,U)-C(*) | FG7T(*)-V(*)C(*) | 34800 | 18.5 |  | 12.5 | 10 |  | 34200 | 21800 | 63.74% | [8 empty] | Residential | 725 | No | 2.9
210325485 | Central Heat Pump | DUCANE | HRCU-A-CB (Split System: Heat Pump with Remote Outdoor Unit-Air-Source) | 4HP17L24P-**A |  |  | EAH1P30B+TDR+TXV | 80G1UH070BE12 | 23800 | 18 |  | 14.5 | 10 |  | 21200 | 13600 | 64.15% | 23600 | 16.8 | 13.5 | 8.5 | 21600 |  |  |  | Residential | 492.5 | No | 1.97 | No
210325753 | Central Heat Pump | DUCANE | HRCU-A-CB (Split System: Heat Pump with Remote Outdoor Unit-Air-Source) | 4HP17L18P-**A |  |  | EAH1P30B+TDR+TXV | 96G2UH045BV12 | 18000 | 18 |  | 14.5 | 10 |  | 16800 | 10600 | 63.1% | 18000 | 16.6 | 13.5 | 8.5 | 17400 |  |  |  | Residential | 375 | No | 1.5 | No
210325758 | Central Heat Pump | DUCANE | HRCU-A-CB (Split System: Heat Pump with Remote Outdoor Unit-Air-Source) | 4HP17L18P-**A |  |  | EAH1P30B+TDR+TXV | 96G2UH070BV12 | 18000 | 18.2 |  | 14.5 | 10 |  | 16800 | 10600 | 63.1% | 18000 | 16.8 | 14 | 8.5 | 17400 |  |  |  | Residential | 375 | No | 1.5 | No
206735341 | Central Heat Pump | MRCOOL | HRCU-A-CB (Split System: Heat Pump with Remote Outdoor Unit-Air-Source) | MDUCO18024036 |  |  | MDUI18024E |  | 24000 | 20 |  | 12.5 | 10.5 |  | 24000 | 16000 | 66.67% | 24000 | 17 | 12 | 9 | 24000 | 22000 | 91.67% | 1.8 | Residential | 500 | Yes | 2 | Yes
210410117 | Central Heat Pump | MRCOOL | HRCU-A-CB (Split System: Heat Pump with Remote Outdoor Unit-Air-Source) | MDUO18024036 |  |  | MDUI18024E |  | 24000 | 20 |  | 12.5 | 10.5 |  | 24000 | 16000 | 66.67% | 24000 | 17 | 12 | 9 | 24000 | 22000 | 91.67% | 1.8 | Residential | 500 | Yes | 2 | Yes
207706564 | Central Heat Pump | DIRECT AIR | HRCU-A-CB (Split System: Heat Pump with Remote Outdoor Unit-Air-Source) | DIRM-24MAGICPRO20-OU |  |  | DIRM-24MAGICPRO20-AH |  | 24000 | 20 |  | 12.5 | 12 |  | 24000 | 19200 | 80% | 24000 | 17.4 | 11.7 | 10 | 24000 | 22600 | 94.17% | 1.91 | Residential | 500 | Yes | 2 | Both
207706563 | Central Heat Pump | DIRECT AIR | HRCU-A-CB (Split System: Heat Pump with Remote Outdoor Unit-Air-Source) | DIRM-18MAGICPRO20-OU |  |  | DIRM-18MAGICPRO20-AH |  | 18000 | 20 |  | 12.5 | 11 |  | 19000 | 13500 | 71.05% | 18000 | 18 | 12.4 | 9.3 | 19000 | 16500 | 86.84% | 2.04 | Residential | 375 | Yes | 1.5 | Both
211253513 | Central Heat Pump | NOVAIR | HRCU-A-CB (Split System: Heat Pump with Remote Outdoor Unit-Air-Source) | LEA24-EVOX-30-O |  |  | LEA24-EVOX-30-I |  | 24000 | 20 |  | 12.5 | 12 |  | 24000 | 19200 | 80% | 24000 | 17.4 | 11.7 | 10 | 24000 | 22600 | 94.17% | 1.91 | Residential | 500 | Yes | 2 | Both
206997432 | Central Heat Pump | KENMORE | HRCU-A-CB (Split System: Heat Pump with Remote Outdoor Unit-Air-Source) | (C,H,T)VH825GKA3* |  |  | FCM4X48***L+WALLCON |  | 24000 | 18 |  | 12.5 | 10 |  | 20200 | 20200 | 100% | 24400 | 17.5 | 11.5 | 8.5 | 20600 |  |  |  | Residential | 507.5 | No | 2.03
206997436 | Central Heat Pump | KENMORE | HRCU-A-CB (Split System: Heat Pump with Remote Outdoor Unit-Air-Source) | (C,H,T)VH837GKA2* |  |  | FCM4X60***L+WALLCON |  | 33600 | 19 |  | 13 | 10 |  | 31000 | 31000 | 100% | 33200 | 18.5 | 12 | 8.5 | 31600 |  |  |  | Residential | 692.5 | No | 2.77
206997623 | Central Heat Pump | KENMORE | HRCU-A-CB (Split System: Heat Pump with Remote Outdoor Unit-Air-Source) | (C,H,T)VH837GKA2* |  |  | FCM4X48***L+WALLCON |  | 33400 | 18.5 |  | 13 | 10 |  | 31400 | 31000 | 98.73% | 32800 | 18.5 | 12 | 8.5 | 32000 |  |  |  | Residential | 682.5 | No | 2.73
208106638 | Central Heat Pump | 1HVAC | HRCU-A-CB (Split System: Heat Pump with Remote Outdoor Unit-Air-Source) | ACIQ-24-HPB |  |  | ACIQ-24-AHB |  | 24000 | 20 |  | 12.5 | 12 |  | 24000 | 19200 | 80% | 24000 | 17.4 | 11.7 | 10 | 24000 | 22600 | 94.17% | 1.91 | Residential | 500 | Yes | 2 | Both
210857354 | Central Heat Pump | 1HVAC | HRCU-A-CB (Split System: Heat Pump with Remote Outdoor Unit-Air-Source) | ACIQ-18ZPL-HP230B |  |  | ACIQ-18AHB-HH-M |  | 18000 | 20 |  | 12.5 | 10.8 |  | 19000 | 15400 | 81.05% | 18000 | 17.6 | 11.7 | 9.6 | 19000 | 17000 | 89.47% | 2 | Residential | 375 | Yes | 1.5 | Both
210857355 | Central Heat Pump | 1HVAC | HRCU-A-CB (Split System: Heat Pump with Remote Outdoor Unit-Air-Source) | ACIQ-24ZPL-HP230B |  |  | ACIQ-24AHB-HH-M |  | 23000 | 21 |  | 12.5 | 11.6 |  | 26000 | 16900 | 65% | 23000 | 18.4 | 11.7 | 9.3 | 26000 | 21200 | 81.54% | 1.9 | Residential | 480 | Yes | 1.92 | Both
208480450 | Central Heat Pump | Honeywell | HRCU-A-CB (Split System: Heat Pump with Remote Outdoor Unit-Air-Source) | HSH17S-36AAA |  |  | HVTAN-24SA |  | 24000 | 20 |  | 12.5 | 10.5 |  | 24000 | 16000 | 66.67% | 24000 | 17 | 12 | 9 | 24000 | 22000 | 91.67% | 1.8 | Residential | 500 | Yes | 2 | Yes
208960635 | Central Heat Pump | MRCOOL | HRCU-A-CB (Split System: Heat Pump with Remote Outdoor Unit-Air-Source) | CENTRAL-18-HP-C-23025 |  |  | CENTRAL-18-HP-MUAH-23025 |  | 18000 | 22 |  | 12.5 | 11 |  | 18000 | 14800 | 82.22% | 17000 | 16.6 | 11.7 | 10.2 | 18000 |  |  |  | Residential | 355 | No | 1.42 | No
208960636 | Central Heat Pump | MRCOOL | HRCU-A-CB (Split System: Heat Pump with Remote Outdoor Unit-Air-Source) | CENTRAL-24-HP-C-23025 |  |  | CENTRAL-24-HP-MUAH-23025 |  | 24000 | 19.2 |  | 12.5 | 10 |  | 24000 | 18000 | 75% | 24000 | 16.7 | 11.7 | 9.1 | 24000 | 18100 | 75.42% | 2.29 | Residential | 500 | Yes | 2 | Both
10201251 | Central Heat Pump | NORDYNE | HRCU-A-CB (Split System: Heat Pump with Remote Outdoor Unit-Air-Source) | SH1BG4CVRX24K |  |  | B6VMAX24K-B |  | 24600 | 19 |  | 13.9 | 10 |  | 22400 | 14200 | 63.39% | [8 empty] | Residential | 512.5 | No | 2.05
207826599 | Central Heat Pump | DAY & NIGHT | HRCU-A-CB (Split System: Heat Pump with Remote Outdoor Unit-Air-Source) | DLCSRBH18AAK |  |  | DLFSABH18XBK |  | 18000 | 20 |  | 12.5 | 10.8 |  | 19000 | 15400 | 81.05% | 18000 | 17.6 | 11.7 | 9.6 | 19000 | 17000 | 89.47% | 2 | Residential | 375 | Yes | 1.5 | Both
207826598 | Central Heat Pump | DAY & NIGHT | HRCU-A-CB (Split System: Heat Pump with Remote Outdoor Unit-Air-Source) | DLCSRBH24AAK |  |  | DLFSABH24XBK |  | 23000 | 21 |  | 12.5 | 11.6 |  | 26000 | 16900 | 65% | 23000 | 18.4 | 11.7 | 9.3 | 26000 | 21200 | 81.54% | 1.9 | Residential | 480 | Yes | 1.92 | Both
209852059 | Central Heat Pump | DAY & NIGHT | HRCU-A-CB (Split System: Heat Pump with Remote Outdoor Unit-Air-Source) | DLCURAH24ABK |  |  | DLFUAAH24XAK |  | 24000 | 20 |  | 12.5 | 12 |  | 24000 | 19200 | 80% | 24000 | 17.4 | 11.7 | 10 | 24000 | 22600 | 94.17% | 1.91 | Residential | 500 | Yes | 2 | Both
208497413 | Central Heat Pump | DAY & NIGHT | HRCU-A-CB (Split System: Heat Pump with Remote Outdoor Unit-Air-Source) | DLCSRBH24AAK |  |  | DLFSAAH24XAK |  | 22000 | 20 |  | 12.5 | 11.6 |  | 27000 | 16500 | 61.11% | [8 empty] | Residential | 457.5 | No | 1.83
209852058 | Central Heat Pump | DAY & NIGHT | HRCU-A-CB (Split System: Heat Pump with Remote Outdoor Unit-Air-Source) | DLCURAH18ABK |  |  | DLFUAAH18XAK |  | 18000 | 20 |  | 12.5 | 11 |  | 19000 | 13500 | 71.05% | 18000 | 18 | 12.4 | 9.3 | 19000 | 16500 | 86.84% | 2.04 | Residential | 375 | Yes | 1.5 | Both
210857357 | Central Heat Pump | ACIQ | HRCU-A-CB (Split System: Heat Pump with Remote Outdoor Unit-Air-Source) | ACIQ-18ZPL-HP230B |  |  | ACIQ-18AHB-HH-M |  | 18000 | 20 |  | 12.5 | 10.8 |  | 19000 | 15400 | 81.05% | 18000 | 17.6 | 11.7 | 9.6 | 19000 | 17000 | 89.47% | 2 | Residential | 375 | Yes | 1.5 | Both
210857358 | Central Heat Pump | ACIQ | HRCU-A-CB (Split System: Heat Pump with Remote Outdoor Unit-Air-Source) | ACIQ-24ZPL-HP230B |  |  | ACIQ-24AHB-HH-M |  | 23000 | 21 |  | 12.5 | 11.6 |  | 26000 | 16900 | 65% | 23000 | 18.4 | 11.7 | 9.3 | 26000 | 21200 | 81.54% | 1.9 | Residential | 480 | Yes | 1.92 | Both
208106635 | Central Heat Pump | ACIQ | HRCU-A-CB (Split System: Heat Pump with Remote Outdoor Unit-Air-Source) | ACIQ-24-HPB |  |  | ACIQ-24-AHB |  | 24000 | 20 |  | 12.5 | 12 |  | 24000 | 19200 | 80% | 24000 | 17.4 | 11.7 | 10 | 24000 | 22600 | 94.17% | 1.91 | Residential | 500 | Yes | 2 | Both
211253523 | Central Heat Pump | PERFECTAIRE | HRCU-A-CB (Split System: Heat Pump with Remote Outdoor Unit-Air-Source) | 3PAHHSD18-SZO |  |  | 3PAHHSD18-AHU |  | 18000 | 20 |  | 12.5 | 11 |  | 19000 | 13500 | 71.05% | 18000 | 18 | 12.4 | 9.3 | 19000 | 16500 | 86.84% | 2.04 | Residential | 375 | Yes | 1.5 | Both
205886856 | Central Heat Pump | GOODMAN | HRCU-A-CB (Split System: Heat Pump with Remote Outdoor Unit-Air-Source) | GVZC200361A* |  |  | CA*F3642*6D*+MBVC1201**-1A*+TXV |  | 34600 | 20 |  | 13 | 10 |  | 34800 | 18000 | 51.72% | [8 empty] | Residential | 720 | No | 2.88
205886857 | Central Heat Pump | GOODMAN | HRCU-A-CB (Split System: Heat Pump with Remote Outdoor Unit-Air-Source) | GVZC200361A* |  |  | CA*F3642*6D*+MBVC1601**-1A*+TXV |  | 34600 | 20 |  | 13.5 | 10 |  | 34800 | 18000 | 51.72% | [8 empty] | Residential | 720 | No | 2.88
205886858 | Central Heat Pump | GOODMAN | HRCU-A-CB (Split System: Heat Pump with Remote Outdoor Unit-Air-Source) | GVZC200361A* |  |  | CA*F3743*6D*+MBVC1201**-1A*+TXV |  | 35200 | 20 |  | 13.5 | 10 |  | 35000 | 18200 | 52% | [8 empty] | Residential | 732.5 | No | 2.93
205886859 | Central Heat Pump | GOODMAN | HRCU-A-CB (Split System: Heat Pump with Remote Outdoor Unit-Air-Source) | GVZC200361A* |  |  | CA*F3743*6D*+MBVC1601**-1A*+TXV |  | 35400 | 21 |  | 14 | 10 |  | 35000 | 18200 | 52% | [8 empty] | Residential | 737.5 | No | 2.95
205886860 | Central Heat Pump | GOODMAN | HRCU-A-CB (Split System: Heat Pump with Remote Outdoor Unit-Air-Source) | GVZC200361A* |  |  | CHPF3642C6C*+MBVC1201**-1A*+TXV |  | 34800 | 20 |  | 13 | 10 |  | 34800 | 18000 | 51.72% | [8 empty] | Residential | 725 | No | 2.9
205886861 | Central Heat Pump | GOODMAN | HRCU-A-CB (Split System: Heat Pump with Remote Outdoor Unit-Air-Source) | GVZC200361A* |  |  | CHPF3642C6C*+MBVC1601**-1A*+TXV |  | 35000 | 20 |  | 13.5 | 10 |  | 34800 | 18000 | 51.72% | [8 empty] | Residential | 730 | No | 2.92
205886862 | Central Heat Pump | GOODMAN | HRCU-A-CB (Split System: Heat Pump with Remote Outdoor Unit-Air-Source) | GVZC200361A* |  |  | CHPF3743C6B*+MBVC1201**-1A*+TXV |  | 35000 | 20 |  | 13.5 | 10 |  | 35000 | 18200 | 52% | [8 empty] | Residential | 730 | No | 2.92
205886863 | Central Heat Pump | GOODMAN | HRCU-A-CB (Split System: Heat Pump with Remote Outdoor Unit-Air-Source) | GVZC200361A* |  |  | CHPF3743C6B*+MBVC1601**-1A*+TXV |  | 35200 | 20 |  | 13.5 | 10 |  | 35000 | 18200 | 52% | [8 empty] | Residential | 732.5 | No | 2.93
205886864 | Central Heat Pump | GOODMAN | HRCU-A-CB (Split System: Heat Pump with Remote Outdoor Unit-Air-Source) | GVZC200361A* |  |  | CSCF3642N6D*+MBVC1201**-1A*+TXV |  | 34800 | 20 |  | 13.5 | 10 |  | 35000 | 18200 | 52% | [8 empty] | Residential | 725 | No | 2.9
205886865 | Central Heat Pump | GOODMAN | HRCU-A-CB (Split System: Heat Pump with Remote Outdoor Unit-Air-Source) | GVZC200361A* |  |  | CSCF3642N6D*+MBVC1601**-1A*+TXV |  | 35000 | 20 |  | 13.5 | 10 |  | 35000 | 18200 | 52% | [8 empty] | Residential | 730 | No | 2.92
202180579 | Central Heat Pump | YORK | HRCU-A-CB (Split System: Heat Pump with Remote Outdoor Unit-Air-Source) | YZT36B21 |  |  | AE48DX21+TXV |  | 36000 | 18.25 |  | 14 | 10 |  | 35000 | 21800 | 62.29% | [8 empty] | Residential | 750 | No | 3
202763670 | Central Heat Pump | YORK | HRCU-A-CB (Split System: Heat Pump with Remote Outdoor Unit-Air-Source) | YZT36B21 |  |  | AVC60CX22+TXV |  | 35800 | 19 |  | 14 | 10 |  | 35200 | 22400 | 63.64% | [8 empty] | Residential | 745 | No | 2.98
205021045 | Central Heat Pump | YORK | HRCU-A-CB (Split System: Heat Pump with Remote Outdoor Unit-Air-Source) | YZT36B21 |  |  | CF60DXA2+TXV | TM9V100C20MP12 | 36000 | 19 |  | 14 | 10 |  | 35400 | 22400 | 63.28% | [8 empty] | Residential | 750 | No | 3
205021046 | Central Heat Pump | YORK | HRCU-A-CB (Split System: Heat Pump with Remote Outdoor Unit-Air-Source) | YZT36B21 |  |  | CF60DXA2+TXV | TP9C100C20MP13 | 36000 | 19 |  | 14 | 10 |  | 35400 | 22400 | 63.28% | [8 empty] | Residential | 750 | No | 3
205021048 | Central Heat Pump | YORK | HRCU-A-CB (Split System: Heat Pump with Remote Outdoor Unit-Air-Source) | YZT36B21 |  |  | CF60DXA2+TXV | YP9C100C20MP13 | 36000 | 19 |  | 14 | 10 |  | 35400 | 22400 | 63.28% | [8 empty] | Residential | 750 | No | 3
205021049 | Central Heat Pump | YORK | HRCU-A-CB (Split System: Heat Pump with Remote Outdoor Unit-Air-Source) | YZT36B21 |  |  | CF60CXA2+TXV | TM9V100C20MP12 | 36000 | 19 |  | 14 | 10 |  | 35400 | 22400 | 63.28% | [8 empty] | Residential | 750 | No | 3
205021051 | Central Heat Pump | YORK | HRCU-A-CB (Split System: Heat Pump with Remote Outdoor Unit-Air-Source) | YZT36B21 |  |  | CF60CXA2+TXV | TP9C100C20MP13 | 36000 | 19 |  | 14 | 10 |  | 35400 | 22400 | 63.28% | [8 empty] | Residential | 750 | No | 3
205021052 | Central Heat Pump | YORK | HRCU-A-CB (Split System: Heat Pump with Remote Outdoor Unit-Air-Source) | YZT36B21 |  |  | CF60CXA2+TXV | YP9C100C20MP13 | 36000 | 19 |  | 14 | 10 |  | 35400 | 22400 | 63.28% | [8 empty] | Residential | 750 | No | 3
205021060 | Central Heat Pump | YORK | HRCU-A-CB (Split System: Heat Pump with Remote Outdoor Unit-Air-Source) | YZT36B21 |  |  | CF60DXA2+TXV | TM9V080C16MP12 | 35800 | 18 |  | 14 | 10 |  | 35400 | 22400 | 63.28% | [8 empty] | Residential | 745 | No | 2.98
205021061 | Central Heat Pump | YORK | HRCU-A-CB (Split System: Heat Pump with Remote Outdoor Unit-Air-Source) | YZT36B21 |  |  | CF60DXA2+TXV | TP9C080C16MP13 | 35800 | 18 |  | 14 | 10 |  | 35400 | 22400 | 63.28% | [8 empty] | Residential | 745 | No | 2.98
211253511 | Central Heat Pump | NOVAIR | HRCU-A-CB (Split System: Heat Pump with Remote Outdoor Unit-Air-Source) | LEA18-EVOX-30-O |  |  | LEA18-EVOX-30-I |  | 18000 | 20 |  | 12.5 | 11 |  | 19000 | 13500 | 71.05% | 18000 | 18 | 12.4 | 9.3 | 19000 | 16500 | 86.84% | 2.04 | Residential | 375 | Yes | 1.5 | Both
205047115 | Central Heat Pump | CHAMPION HEATING AND COOLING | HRCU-A-CB (Split System: Heat Pump with Remote Outdoor Unit-Air-Source) | HL19B3621 |  |  | CM60DXA2+TXV | TPLC120C20MP13 | 35800 | 18 |  | 14 | 10 |  | 35000 | 22400 | 64% | [8 empty] | Residential | 745 | No | 2.98
205047120 | Central Heat Pump | CHAMPION HEATING AND COOLING | HRCU-A-CB (Split System: Heat Pump with Remote Outdoor Unit-Air-Source) | HL19B3621 |  |  | CU60DXA2+TXV | TPLC120C20MP13 | 35800 | 18 |  | 14 | 10 |  | 35000 | 22400 | 64% | [8 empty] | Residential | 745 | No | 2.98
205047142 | Central Heat Pump | CHAMPION HEATING AND COOLING | HRCU-A-CB (Split System: Heat Pump with Remote Outdoor Unit-Air-Source) | HL19B3621 |  |  | CM60CXA2+TXV | TM8V120C20MP12 | 35800 | 18 |  | 14 | 10 |  | 35000 | 22400 | 64% | [8 empty] | Residential | 745 | No | 2.98
205047152 | Central Heat Pump | CHAMPION HEATING AND COOLING | HRCU-A-CB (Split System: Heat Pump with Remote Outdoor Unit-Air-Source) | HL19B3621 |  |  | CM60CXA2+TXV | TM8V100C20MP12 | 35800 | 18 |  | 14 | 10 |  | 35000 | 22400 | 64% | [8 empty] | Residential | 745 | No | 2.98
205047168 | Central Heat Pump | CHAMPION HEATING AND COOLING | HRCU-A-CB (Split System: Heat Pump with Remote Outdoor Unit-Air-Source) | HL19B3621 |  |  | CM60CXA2+TXV | TMLV120C20MP12 | 35800 | 18 |  | 14 | 10 |  | 35000 | 22400 | 64% | [8 empty] | Residential | 745 | No | 2.98
205047176 | Central Heat Pump | CHAMPION HEATING AND COOLING | HRCU-A-CB (Split System: Heat Pump with Remote Outdoor Unit-Air-Source) | HL19B3621 |  |  | CM60CXA2+TXV | TPLC100C20MP13 | 35800 | 18 |  | 14 | 10 |  | 35000 | 22400 | 64% | [8 empty] | Residential | 745 | No | 2.98
205047183 | Central Heat Pump | CHAMPION HEATING AND COOLING | HRCU-A-CB (Split System: Heat Pump with Remote Outdoor Unit-Air-Source) | HL19B3621 |  |  | CM60CXA2+TXV | TPLC120C20MP13 | 35800 | 18 |  | 14 | 10 |  | 35000 | 22400 | 64% | [8 empty] | Residential | 745 | No | 2.98
205047203 | Central Heat Pump | CHAMPION HEATING AND COOLING | HRCU-A-CB (Split System: Heat Pump with Remote Outdoor Unit-Air-Source) | HL19B3621 |  |  | CM60DXA2+TXV | TM8V100C16MP12 | 35800 | 18 |  | 14 | 10 |  | 35200 | 22400 | 63.64% | [8 empty] | Residential | 745 | No | 2.98
205047209 | Central Heat Pump | CHAMPION HEATING AND COOLING | HRCU-A-CB (Split System: Heat Pump with Remote Outdoor Unit-Air-Source) | HL19B3621 |  |  | CU60DXA2+TXV | TM8V100C16MP12 | 35800 | 18 |  | 14 | 10 |  | 35200 | 22400 | 63.64% | [8 empty] | Residential | 745 | No | 2.98
205047214 | Central Heat Pump | CHAMPION HEATING AND COOLING | HRCU-A-CB (Split System: Heat Pump with Remote Outdoor Unit-Air-Source) | HL19B3621 |  |  | CM60DXA2+TXV | TM8V080C16MP12 | 35800 | 18 |  | 14 | 10 |  | 35200 | 22400 | 63.64% | [8 empty] | Residential | 745 | No | 2.98
210295926 | Central Heat Pump | MRCOOL | HRCU-A-CB (Split System: Heat Pump with Remote Outdoor Unit-Air-Source) | DIYH-18-HP-C-230C25 |  |  | DIYH-18-HP-MUAH-230C25 |  | 18000 | 20.4 |  | 12.5 | 11.6 |  | 20000 | 15000 | 75% | 18000 | 17.5 | 11.7 | 10 | 20000 | 18000 | 90% | 2.13 | Residential | 375 | Yes | 1.5 | Both
209329536 | Central Heat Pump | CONCORD | HRCU-A-CB (Split System: Heat Pump with Remote Outdoor Unit-Air-Source) | 4HP18V36P |  |  | EAH1P30B+H4TXV01 | 96G2UH045BE12 | 24000 | 18.5 |  | 13 | 10 |  | 24000 | 15100 | 62.92% | 24000 | 18.5 | 12.3 | 8.5 | 24000 |  |  |  | Residential | 500 | No | 2
209329537 | Central Heat Pump | CONCORD | HRCU-A-CB (Split System: Heat Pump with Remote Outdoor Unit-Air-Source) | 4HP18V36P |  |  | EAH1P30B+H4TXV01 | 96G2UH070BE12 | 24000 | 18.5 |  | 13 | 10 |  | 24000 | 15100 | 62.92% | 23800 | 18.5 | 12.3 | 8.5 | 24000 |  |  |  | Residential | 495 | No | 1.98
206906243 | Central Heat Pump | CONCORD | HRCU-A-CB (Split System: Heat Pump with Remote Outdoor Unit-Air-Source) | 4HP18V36P |  |  | E*1P23A+H4TXV01 | 80G2UH070AV12* | 23400 | 20 |  | 13 | 10 |  | 24000 | 14900 | 62.08% | [8 empty] | Residential | 487.5 | No | 1.95
206906251 | Central Heat Pump | CONCORD | HRCU-A-CB (Split System: Heat Pump with Remote Outdoor Unit-Air-Source) | 4HP18V36P |  |  | E*1P23B+H4TXV01 | 96G1UH030BE08 | 23200 | 18.5 |  | 13 | 10 |  | 24000 | 14900 | 62.08% | [8 empty] | Residential | 482.5 | No | 1.93
206906315 | Central Heat Pump | CONCORD | HRCU-A-CB (Split System: Heat Pump with Remote Outdoor Unit-Air-Source) | 4HP18V36P |  |  | EA(C,U)1P30A+H4TXV01 | 80G2UH070AV12* | 23800 | 20 |  | 13 | 10 |  | 24000 | 15400 | 64.17% | [8 empty] | Residential | 495 | No | 1.98
206906407 | Central Heat Pump | CONCORD | HRCU-A-CB (Split System: Heat Pump with Remote Outdoor Unit-Air-Source) | 4HP18V36P |  |  | EAC4X30A | 80G2UH070AV12* | 23800 | 20 |  | 13 | 10 |  | 24000 | 15400 | 64.17% | [8 empty] | Residential | 495 | No | 1.98
206906478 | Central Heat Pump | CONCORD | HRCU-A-CB (Split System: Heat Pump with Remote Outdoor Unit-Air-Source) | 4HP18V36P |  |  | EAH1P30A+H4TXV01 | 80G2UH070AV12* | 24000 | 20 |  | 13 | 10 |  | 24000 | 15100 | 62.92% | [8 empty] | Residential | 500 | No | 2
206906484 | Central Heat Pump | CONCORD | HRCU-A-CB (Split System: Heat Pump with Remote Outdoor Unit-Air-Source) | 4HP18V36P |  |  | EAH1P30B+H4TXV01 | 95G1UH040BE12X | 24000 | 18.5 |  | 13 | 10 |  | 24000 | 15400 | 64.17% | [8 empty] | Residential | 500 | No | 2
206906486 | Central Heat Pump | CONCORD | HRCU-A-CB (Split System: Heat Pump with Remote Outdoor Unit-Air-Source) | 4HP18V36P |  |  | EAH1P30B+H4TXV01 | 95G1UH070BE12 | 24000 | 18 |  | 13 | 10 |  | 24000 | 15400 | 64.17% | [8 empty] | Residential | 500 | No | 2
206906488 | Central Heat Pump | CONCORD | HRCU-A-CB (Split System: Heat Pump with Remote Outdoor Unit-Air-Source) | 4HP18V36P |  |  | EAH1P30B+H4TXV01 | 96G1UH045BE12 | 24000 | 18.5 |  | 13 | 10 |  | 24000 | 15300 | 63.75% | [8 empty] | Residential | 500 | No | 2
211253524 | Central Heat Pump | PERFECTAIRE | HRCU-A-CB (Split System: Heat Pump with Remote Outdoor Unit-Air-Source) | 3PAHHSD24-SZO |  |  | 3PAHHSD24-AHU |  | 24000 | 20 |  | 12.5 | 12 |  | 24000 | 19200 | 80% | 24000 | 17.4 | 11.7 | 10 | 24000 | 22600 | 94.17% | 1.91 | Residential | 500 | Yes | 2 | Both
202603313 | Central Heat Pump | AMANA | HRCU-A-CB (Split System: Heat Pump with Remote Outdoor Unit-Air-Source) | AVZC200241A* |  |  | CA*F3642*6D*+TXV | A*VM970804CNB* | 23200 | 20 |  | 13 | 10 |  | 23600 | 13000 | 55.08% | [8 empty] | Residential | 482.5 | No | 1.93
202603314 | Central Heat Pump | AMANA | HRCU-A-CB (Split System: Heat Pump with Remote Outdoor Unit-Air-Source) | AVZC200241A* |  |  | CA*F3743*6D*+TXV | A*VM970804CNB* | 23400 | 20 |  | 13 | 10 |  | 23800 | 13000 | 54.62% | [8 empty] | Residential | 487.5 | No | 1.95
202603316 | Central Heat Pump | AMANA | HRCU-A-CB (Split System: Heat Pump with Remote Outdoor Unit-Air-Source) | AVZC200361A* |  |  | CA*F3642*6D*+TXV | A*VM970804CNB* | 35800 | 20 |  | 12.5 | 10 |  | 35000 | 18200 | 52% | [8 empty] | Residential | 745 | No | 2.98
202603319 | Central Heat Pump | AMANA | HRCU-A-CB (Split System: Heat Pump with Remote Outdoor Unit-Air-Source) | AVZC200361A* |  |  | CHPF3743C6B*+TXV | A*VM970804CNB* | 35600 | 20 |  | 12.5 | 10 |  | 35000 | 18200 | 52% | [8 empty] | Residential | 742.5 | No | 2.97
202603322 | Central Heat Pump | AMANA | HRCU-A-CB (Split System: Heat Pump with Remote Outdoor Unit-Air-Source) | AVZC200481A* |  |  | CA*F4961*6D*+TXV | A*VM970804CNB* | 46000 | 19.5 |  | 12.5 | 10 |  | 45500 | 27800 | 61.1% | [8 empty] | Residential | 957.5 | No | 3.83
202603335 | Central Heat Pump | AMANA | HRCU-A-CB (Split System: Heat Pump with Remote Outdoor Unit-Air-Source) | AVZC200481A* |  |  | CA*F4961*6D*+TXV | G*VM970804CNB* | 46000 | 19.5 |  | 12.5 | 10 |  | 45500 | 27800 | 61.1% | [8 empty] | Residential | 957.5 | No | 3.83
202680609 | Central Heat Pump | AMANA | HRCU-A-CB (Split System: Heat Pump with Remote Outdoor Unit-Air-Source) | AVZC200241A* |  |  | CA*F3137*6A*+TXV | A*VM970603BNB* | 23400 | 20 |  | 13 | 10 |  | 23800 | 13000 | 54.62% | [8 empty] | Residential | 487.5 | No | 1.95
202680610 | Central Heat Pump | AMANA | HRCU-A-CB (Split System: Heat Pump with Remote Outdoor Unit-Air-Source) | AVZC200241A* |  |  | CA*F3137*6A*+TXV | A*VM970803BNB* | 23200 | 20 |  | 13 | 10 |  | 23800 | 13000 | 54.62% | [8 empty] | Residential | 482.5 | No | 1.93
202680615 | Central Heat Pump | AMANA | HRCU-A-CB (Split System: Heat Pump with Remote Outdoor Unit-Air-Source) | AVZC200241A* |  |  | CA*F3743*6D*+TXV | A*VM970603BNB* | 23400 | 20 |  | 13 | 10 |  | 23800 | 13000 | 54.62% | [8 empty] | Residential | 487.5 | No | 1.95
202680616 | Central Heat Pump | AMANA | HRCU-A-CB (Split System: Heat Pump with Remote Outdoor Unit-Air-Source) | AVZC200241A* |  |  | CA*F3743*6D*+TXV | A*VM970803BNB* | 23400 | 20 |  | 13 | 10 |  | 23800 | 13000 | 54.62% | [8 empty] | Residential | 487.5 | No | 1.95
203258596 | Central Heat Pump | Liberty Heating & Air Conditioning | HRCU-A-CB (Split System: Heat Pump with Remote Outdoor Unit-Air-Source) | AVZC180241A* |  |  | AVPEC37C14A* |  | 22400 | 19 |  | 13 | 10 |  | 22200 | 14000 | 63.06% | [8 empty] | Residential | 467.5 | No | 1.87
203258225 | Central Heat Pump | Liberty Heating & Air Conditioning | HRCU-A-CB (Split System: Heat Pump with Remote Outdoor Unit-Air-Source) | AVZC200241A* |  |  | CA*F3137*6A*+MBVC1200**-1A*+TXV |  | 23800 | 21 |  | 13 | 10 |  | 23800 | 13000 | 54.62% | [8 empty] | Residential | 495 | No | 1.98
203258253 | Central Heat Pump | Liberty Heating & Air Conditioning | HRCU-A-CB (Split System: Heat Pump with Remote Outdoor Unit-Air-Source) | AVZC200241A* |  |  | CA*F3636*6D*+MBVC1200**-1A*+TXV |  | 23200 | 20 |  | 13 | 10 |  | 23400 | 13000 | 55.56% | [8 empty] | Residential | 482.5 | No | 1.93
203258294 | Central Heat Pump | Liberty Heating & Air Conditioning | HRCU-A-CB (Split System: Heat Pump with Remote Outdoor Unit-Air-Source) | AVZC200241A* |  |  | CA*F3743*6D*+MBVC1200**-1A*+TXV |  | 23800 | 21 |  | 13 | 10 |  | 23800 | 13000 | 54.62% | [8 empty] | Residential | 495 | No | 1.98
203258303 | Central Heat Pump | Liberty Heating & Air Conditioning | HRCU-A-CB (Split System: Heat Pump with Remote Outdoor Unit-Air-Source) | AVZC200241A* |  |  | CHPF3636B6C*+MBVC1200**-1A*+TXV |  | 23400 | 21 |  | 13 | 10 |  | 23400 | 13000 | 55.56% | [8 empty] | Residential | 487.5 | No | 1.95
203258312 | Central Heat Pump | Liberty Heating & Air Conditioning | HRCU-A-CB (Split System: Heat Pump with Remote Outdoor Unit-Air-Source) | AVZC200361A* |  |  | CA*F3137*6A*+MBVC1200**-1A*+TXV |  | 34800 | 20 |  | 13.5 | 10 |  | 35000 | 18000 | 51.43% | [8 empty] | Residential | 725 | No | 2.9
203258320 | Central Heat Pump | Liberty Heating & Air Conditioning | HRCU-A-CB (Split System: Heat Pump with Remote Outdoor Unit-Air-Source) | AVZC200361A* |  |  | CA*F3642*6D*+MBVC1200**-1A*+TXV |  | 34600 | 20 |  | 13 | 10 |  | 34800 | 18000 | 51.72% | [8 empty] | Residential | 720 | No | 2.88
203258321 | Central Heat Pump | Liberty Heating & Air Conditioning | HRCU-A-CB (Split System: Heat Pump with Remote Outdoor Unit-Air-Source) | AVZC200361A* |  |  | CA*F3642*6D*+MBVC1600**-1A*+TXV |  | 34600 | 20 |  | 13.5 | 10 |  | 34800 | 18000 | 51.72% | [8 empty] | Residential | 720 | No | 2.88
203258336 | Central Heat Pump | Liberty Heating & Air Conditioning | HRCU-A-CB (Split System: Heat Pump with Remote Outdoor Unit-Air-Source) | AVZC200361A* |  |  | CA*F3743*6D*+MBVC1200**-1A*+TXV |  | 35200 | 20 |  | 13.5 | 10 |  | 35000 | 18200 | 52% | [8 empty] | Residential | 732.5 | No | 2.93
207436154 | Central Heat Pump | LENNOX | HRCU-A-CB (Split System: Heat Pump with Remote Outdoor Unit-Air-Source) | SL25XPV-024-230A** |  |  | C35-36B+TDR+TXV | SL297UH040NV36B* | 22800 | 23 |  | 15 | 10.6 |  | 21400 | 24200 | 113.1% | 22200 | 22.4 | 14.3 | 9.9 | 21400 | 20400 | 95.33% | 1.84 | Residential | 462.5 | Yes | 1.85 | Yes
207436155 | Central Heat Pump | LENNOX | HRCU-A-CB (Split System: Heat Pump with Remote Outdoor Unit-Air-Source) | SL25XPV-024-230A** |  |  | C35-36B+TDR+TXV | SL297UH060NV36B* | 22800 | 23 |  | 15 | 10.6 |  | 21600 | 24200 | 112% | 22200 | 22 | 14.3 | 9.9 | 21600 | 20400 | 94.44% | 1.82 | Residential | 462.5 | Yes | 1.85 | Yes
207436156 | Central Heat Pump | LENNOX | HRCU-A-CB (Split System: Heat Pump with Remote Outdoor Unit-Air-Source) | SL25XPV-024-230A** |  |  | C35-36B+TDR+TXV | SLP99UH070XV36B* | 22800 | 24 |  | 15 | 10.6 |  | 21600 | 24200 | 112% | 22200 | 22.6 | 14.3 | 10 | 21600 | 20400 | 94.44% | 1.84 | Residential | 462.5 | Yes | 1.85 | Yes
207436157 | Central Heat Pump | LENNOX | HRCU-A-CB (Split System: Heat Pump with Remote Outdoor Unit-Air-Source) | SL25XPV-024-230A** |  |  | C35-48B+TDR+TXV | EL296UH045XV36B* | 22600 | 22 |  | 14.5 | 10.4 |  | 21600 | 24200 | 112% | 22000 | 21 | 13.5 | 9.8 | 21600 | 20600 | 95.37% | 1.86 | Residential | 457.5 | Yes | 1.83 | Yes
207436158 | Central Heat Pump | LENNOX | HRCU-A-CB (Split System: Heat Pump with Remote Outdoor Unit-Air-Source) | SL25XPV-024-230A** |  |  | C35-48B+TDR+TXV | EL296UH070XV36B* | 22600 | 22 |  | 14.5 | 10.6 |  | 21600 | 24200 | 112% | 22000 | 21.6 | 13.5 | 10 | 21600 | 20600 | 95.37% | 1.86 | Residential | 457.5 | Yes | 1.83 | Yes
207436159 | Central Heat Pump | LENNOX | HRCU-A-CB (Split System: Heat Pump with Remote Outdoor Unit-Air-Source) | SL25XPV-024-230A** |  |  | C35-48B+TDR+TXV | SL280UH080NV48B* | 22600 | 22 |  | 14.5 | 10.6 |  | 21400 | 24200 | 113.1% | 22000 | 20.6 | 13.5 | 9.7 | 21400 |  |  |  | Residential | 457.5 | No | 1.83 | No
207436160 | Central Heat Pump | LENNOX | HRCU-A-CB (Split System: Heat Pump with Remote Outdoor Unit-Air-Source) | SL25XPV-024-230A** |  |  | C35-48B+TDR+TXV | SL280UH090V36B* | 22600 | 22 |  | 14.5 | 10.6 |  | 21400 | 24200 | 113.1% | 22200 | 21.6 | 14.3 | 10.2 | 21400 | 20400 | 95.33% | 1.86 | Residential | 462.5 | Yes | 1.85 | Yes
207436161 | Central Heat Pump | LENNOX | HRCU-A-CB (Split System: Heat Pump with Remote Outdoor Unit-Air-Source) | SL25XPV-024-230A** |  |  | C35-48B+TDR+TXV | SL280UH090V48B* | 22600 | 21 |  | 14.5 | 10.4 |  | 21600 | 24200 | 112% | 22200 | 21 | 14.3 | 10.1 | 21600 | 20400 | 94.44% | 1.86 | Residential | 462.5 | Yes | 1.85 | Yes
207782151 | Central Heat Pump | TRANE | HRCU-A-CB (Split System: Heat Pump with Remote Outdoor Unit-Air-Source) | 4TWL9024A1 |  |  | 4TXCB003DS3 | S9V2B060U4PSB+RP | 23200 | 18.5 |  | 12.5 | 11.5 |  | 20600 | 14200 | 68.93% | 23400 | 17 | 12 | 8.7 | 21400 |  |  |  | Residential | 487.5 | No | 1.95
207782160 | Central Heat Pump | TRANE | HRCU-A-CB (Split System: Heat Pump with Remote Outdoor Unit-Air-Source) | 4TWL9036A1 |  |  | 4PX*CU48BS3 | S9V2C100U5PSB+RP | 36000 | 18 |  | 12.5 | 10.5 |  | 34000 | 22800 | 67.06% | [8 empty] | Residential | 750 | No | 3
207782163 | Central Heat Pump | TRANE | HRCU-A-CB (Split System: Heat Pump with Remote Outdoor Unit-Air-Source) | 4TWL9036A1 |  |  | 4TXCC007DS3 | S9V2C100U5PSB+RP | 36000 | 18 |  | 12.5 | 10.5 |  | 34000 | 22800 | 67.06% | [8 empty] | Residential | 750 | No | 3
207804913 | Central Heat Pump | TRANE | HRCU-A-CB (Split System: Heat Pump with Remote Outdoor Unit-Air-Source) | 4TWL9024A1 |  |  | 4PX*BD30BS3+P0V0A000M30SC+RP |  | 22000 | 18 |  | 12.5 | 10 |  | 19900 | 13300 | 66.83% | 21600 | 15.2 | 12 | 8.2 | 20000 |  |  |  | Residential | 450 | No | 1.8
207804914 | Central Heat Pump | TRANE | HRCU-A-CB (Split System: Heat Pump with Remote Outdoor Unit-Air-Source) | 4TWL9024A1 |  |  | 4PX*BD48BS3+P0V0A000M30SC+RP |  | 22600 | 18.5 |  | 13 | 10 |  | 19100 | 12700 | 66.49% | [8 empty] | Residential | 470 | No | 1.88
207804915 | Central Heat Pump | TRANE | HRCU-A-CB (Split System: Heat Pump with Remote Outdoor Unit-Air-Source) | 4TWL9024A1 |  |  | 4PX*BU30BS3+P0V0A000M30SC+RP |  | 22200 | 18 |  | 12.5 | 10 |  | 19700 | 13300 | 67.51% | 21800 | 15.2 | 12 | 8.2 | 19800 |  |  |  | Residential | 455 | No | 1.82
207804917 | Central Heat Pump | TRANE | HRCU-A-CB (Split System: Heat Pump with Remote Outdoor Unit-Air-Source) | 4TWL9024A1 |  |  | 4TXCB003DS3+P0V0A000M30SC+RP |  | 22200 | 18 |  | 12.5 | 10 |  | 19700 | 13300 | 67.51% | 21800 | 15.2 | 12 | 8.2 | 19800 |  |  |  | Residential | 455 | No | 1.82
207804937 | Central Heat Pump | TRANE | HRCU-A-CB (Split System: Heat Pump with Remote Outdoor Unit-Air-Source) | 4TWL9048A1 |  |  | 4PX*CD42BS3+P0V0C000M50SC+RP |  | 48000 | 18.5 |  | 12.5 | 10 |  | 41500 | 30800 | 74.22% | [8 empty] | Residential | 1000 | No | 4
10511279 | Central Heat Pump | TRANE | HRCU-A-CB (Split System: Heat Pump with Remote Outdoor Unit-Air-Source) | 4TWV8036A1 |  |  | 4TXCB004DS3 | S9V2B060U3PSB+RP | 34800 | 18 |  | 12.5 | 10 |  | 32200 | 26200 | 81.37% | [8 empty] | Residential | 725 | No | 2.9
10511280 | Central Heat Pump | TRANE | HRCU-A-CB (Split System: Heat Pump with Remote Outdoor Unit-Air-Source) | 4TWV8036A1 |  |  | 4TXCB004DS3 | S9V2B040U3PSB+RP | 34800 | 18 |  | 12.5 | 10 |  | 32200 | 26200 | 81.37% | [8 empty] | Residential | 725 | No | 2.9
210329624 | Central Heat Pump | ARMSTRONG AIR | HRCU-A-CB (Split System: Heat Pump with Remote Outdoor Unit-Air-Source) | 4SHP17LE118P-**A |  |  | EA(C;U)1P30A+TDR+TXV | A97US2V040B12X | 18000 | 18.2 |  | 15 | 10 |  | 16800 | 10600 | 63.1% | 18000 | 16.8 | 13.5 | 8.5 | 17400 |  |  |  | Residential | 375 | No | 1.5 | No
210329625 | Central Heat Pump | ARMSTRONG AIR | HRCU-A-CB (Split System: Heat Pump with Remote Outdoor Unit-Air-Source) | 4SHP17LE118P-**A |  |  | EA(C;U)1P30A+TDR+TXV | A97US2V060B12X | 18000 | 18 |  | 14.5 | 10 |  | 16800 | 10600 | 63.1% | 18000 | 16.8 | 13.5 | 8.5 | 17400 |  |  |  | Residential | 375 | No | 1.5 | No
210329629 | Central Heat Pump | ARMSTRONG AIR | HRCU-A-CB (Split System: Heat Pump with Remote Outdoor Unit-Air-Source) | 4SHP17LE118P-**A |  |  | EA(C;U)1P30A+TDR+TXV | A80US2V080B16X | 18000 | 18.6 |  | 15 | 10.2 |  | 17000 | 10600 | 62.35% | 18000 | 16.8 | 14 | 8.5 | 17600 |  |  |  | Residential | 375 | No | 1.5 | No
210329652 | Central Heat Pump | ARMSTRONG AIR | HRCU-A-CB (Split System: Heat Pump with Remote Outdoor Unit-Air-Source) | 4SHP17LE118P-**A |  |  | EAH1P24B+TDR+TXV | A97US2V040B12X | 18000 | 18 |  | 14.5 | 10 |  | 18000 | 11200 | 62.22% | 18000 | 16.4 | 13.5 | 8.5 | 18000 |  |  |  | Residential | 375 | No | 1.5 | No
210329654 | Central Heat Pump | ARMSTRONG AIR | HRCU-A-CB (Split System: Heat Pump with Remote Outdoor Unit-Air-Source) | 4SHP17LE118P-**A |  |  | EAH1P24B+TDR+TXV | A80US2V080B16X | 18000 | 18.4 |  | 15 | 10.2 |  | 18000 | 11200 | 62.22% | 18000 | 16.8 | 14 | 8.5 | 18000 |  |  |  | Residential | 375 | No | 1.5 | No
210329655 | Central Heat Pump | ARMSTRONG AIR | HRCU-A-CB (Split System: Heat Pump with Remote Outdoor Unit-Air-Source) | 4SHP17LE118P-**A |  |  | EAH1P24B+TDR+TXV | A80US2V090B12 | 18000 | 18.2 |  | 15 | 10.2 |  | 18000 | 11200 | 62.22% | 18000 | 16.8 | 14 | 8.5 | 18000 |  |  |  | Residential | 375 | No | 1.5 | No
210329669 | Central Heat Pump | ARMSTRONG AIR | HRCU-A-CB (Split System: Heat Pump with Remote Outdoor Unit-Air-Source) | 4SHP17LE118P-**A |  |  | EAH1P30B+TDR+TXV | A96US2V045B12 | 18000 | 18 |  | 14.5 | 10 |  | 16800 | 10600 | 63.1% | 18000 | 16.6 | 13.5 | 8.5 | 17400 |  |  |  | Residential | 375 | No | 1.5 | No
210329670 | Central Heat Pump | ARMSTRONG AIR | HRCU-A-CB (Split System: Heat Pump with Remote Outdoor Unit-Air-Source) | 4SHP17LE118P-**A |  |  | EAH1P30B+TDR+TXV | A97US2V040B12X | 18000 | 18.4 |  | 15 | 10 |  | 16800 | 10600 | 63.1% | 18000 | 16.8 | 14 | 8.5 | 17400 |  |  |  | Residential | 375 | No | 1.5 | No
210329673 | Central Heat Pump | ARMSTRONG AIR | HRCU-A-CB (Split System: Heat Pump with Remote Outdoor Unit-Air-Source) | 4SHP17LE118P-**A |  |  | EAH1P30B+TDR+TXV | A96US2V070B12 | 18000 | 18.2 |  | 14.5 | 10 |  | 16800 | 10600 | 63.1% | 18000 | 16.8 | 14 | 8.5 | 17400 |  |  |  | Residential | 375 | No | 1.5 | No
206788591 | Central Heat Pump | CARRIER | HRCU-A-CB (Split System: Heat Pump with Remote Outdoor Unit-Air-Source) | 25VNA436A*031* |  |  | CAP**3721AL*+UI | 59MN7B060C21**20 | 34200 | 20.5 |  | 12.5 | 11 |  | 36000 | 31200 | 86.67% | 34200 | 19 | 11.7 | 8 | 35400 |  |  |  | Residential | 712.5 | No | 2.85
206788606 | Central Heat Pump | CARRIER | HRCU-A-CB (Split System: Heat Pump with Remote Outdoor Unit-Air-Source) | 25VNA436A*031* |  |  | CAP**4224AL*+UI | 58TN*A135C24**22 | 33200 | 21 |  | 12.5 | 10.5 |  | 32200 | 31400 | 97.52% | 33200 | 19.5 | 12 | 8 | 35400 |  |  |  | Residential | 692.5 | No | 2.77
206788615 | Central Heat Pump | CARRIER | HRCU-A-CB (Split System: Heat Pump with Remote Outdoor Unit-Air-Source) | 25VNA436A*031* |  |  | CAP**4321AL*+UI | 58TN*A070C17**16 | 34400 | 21 |  | 12.5 | 11 |  | 34600 | 31000 | 89.6% | 34400 | 19.5 | 12 | 8.5 | 35200 |  |  |  | Residential | 717.5 | No | 2.87
206788620 | Central Heat Pump | CARRIER | HRCU-A-CB (Split System: Heat Pump with Remote Outdoor Unit-Air-Source) | 25VNA436A*031* |  |  | CAP**4321AL*+UI | 59MN7B080C17**14 | 34200 | 20.5 |  | 12.5 | 11 |  | 33400 | 31200 | 93.41% | 34200 | 19 | 11.7 | 8.5 | 35400 |  |  |  | Residential | 712.5 | No | 2.85
206788625 | Central Heat Pump | CARRIER | HRCU-A-CB (Split System: Heat Pump with Remote Outdoor Unit-Air-Source) | 25VNA436A*031* |  |  | CAP**4321AL*+UI | 58TN*A090C17**16 | 34600 | 21.5 |  | 13 | 11 |  | 34400 | 30800 | 89.53% | 34600 | 20 | 12.5 | 8.5 | 35000 |  |  |  | Residential | 720 | No | 2.88
206788627 | Central Heat Pump | CARRIER | HRCU-A-CB (Split System: Heat Pump with Remote Outdoor Unit-Air-Source) | 25VNA436A*031* |  |  | CAP**4321AL*+UI | 59MN7B060C21**20 | 34400 | 20.5 |  | 12.5 | 11 |  | 35800 | 31200 | 87.15% | 34200 | 19 | 12 | 8.5 | 35400 |  |  |  | Residential | 712.5 | No | 2.85
206788628 | Central Heat Pump | CARRIER | HRCU-A-CB (Split System: Heat Pump with Remote Outdoor Unit-Air-Source) | 25VNA436A*031* |  |  | CAP**4821AL*+UI | 58TN*A070C17**16 | 33600 | 21 |  | 12.5 | 11 |  | 34800 | 30800 | 88.51% | 33600 | 19.5 | 12 | 8 | 35000 |  |  |  | Residential | 700 | No | 2.8
206788638 | Central Heat Pump | CARRIER | HRCU-A-CB (Split System: Heat Pump with Remote Outdoor Unit-Air-Source) | 25VNA436A*031* |  |  | CAP**4821AL*+UI | 58TN*A090C17**16 | 33800 | 21.5 |  | 12.5 | 11 |  | 34600 | 30800 | 89.02% | 33800 | 20 | 12.5 | 8.5 | 34800 |  |  |  | Residential | 705 | No | 2.82
206788643 | Central Heat Pump | CARRIER | HRCU-A-CB (Split System: Heat Pump with Remote Outdoor Unit-Air-Source) | 25VNA436A*031* |  |  | CAP**4824AL*+UI | 58TN*A135C24**22 | 33800 | 21 |  | 13 | 11 |  | 35200 | 30800 | 87.5% | 33800 | 19.5 | 12.5 | 8.5 | 34800 |  |  |  | Residential | 705 | No | 2.82
207590135 | Central Heat Pump | AMERICAN STANDARD | HRCU-A-CB (Split System: Heat Pump with Remote Outdoor Unit-Air-Source) | 4A6V0X36A1 |  |  | 4PX*CU36BS3 | S9V2C100U4VSA+RP | 35200 | 20 |  | 12.5 | 10 |  | 32200 | 25800 | 80.12% | 34400 | 20 | 12 | 8.5 | 31400 |  |  |  | Residential | 717.5 | No | 2.87
207590136 | Central Heat Pump | AMERICAN STANDARD | HRCU-A-CB (Split System: Heat Pump with Remote Outdoor Unit-Air-Source) | 4A6V0X36A1 |  |  | 4PX*CU48BS3 | S9V2C100U4VSA+RP | 36000 | 21 |  | 13 | 10 |  | 33000 | 26200 | 79.39% | 35600 | 20.5 | 12.7 | 8.7 | 32000 |  |  |  | Residential | 742.5 | No | 2.97
207590137 | Central Heat Pump | AMERICAN STANDARD | HRCU-A-CB (Split System: Heat Pump with Remote Outdoor Unit-Air-Source) | 4A6V0X36A1 |  |  | 4TXCB004DS3 | S9V2B040U3VSA+RP | 35200 | 20 |  | 12.5 | 10 |  | 32400 | 26200 | 80.86% | 34400 | 20 | 12 | 8.2 | 31600 |  |  |  | Residential | 717.5 | No | 2.87
207590138 | Central Heat Pump | AMERICAN STANDARD | HRCU-A-CB (Split System: Heat Pump with Remote Outdoor Unit-Air-Source) | 4A6V0X36A1 |  |  | 4TXCB004DS3 | S9V2B060U3VSA+RP | 35200 | 20 |  | 12.5 | 10.5 |  | 32400 | 26000 | 80.25% | 34200 | 20 | 12 | 8.2 | 31400 |  |  |  | Residential | 712.5 | No | 2.85
207590139 | Central Heat Pump | AMERICAN STANDARD | HRCU-A-CB (Split System: Heat Pump with Remote Outdoor Unit-Air-Source) | 4A6V0X36A1 |  |  | 4TXCB004DS3 | S9V2B080U3VSA+RP | 34800 | 20 |  | 12.5 | 10 |  | 32200 | 26000 | 80.75% | [8 empty] | Residential | 725 | No | 2.9
207590141 | Central Heat Pump | AMERICAN STANDARD | HRCU-A-CB (Split System: Heat Pump with Remote Outdoor Unit-Air-Source) | 4A6V0X36A1 |  |  | 4TXCB006DS3 | S9V2B060U3VSA+RP | 36200 | 20.5 |  | 13 | 10 |  | 33200 | 26400 | 79.52% | [8 empty] | Residential | 755 | No | 3.02
207590142 | Central Heat Pump | AMERICAN STANDARD | HRCU-A-CB (Split System: Heat Pump with Remote Outdoor Unit-Air-Source) | 4A6V0X36A1 |  |  | 4TXCB006DS3 | S9V2B040U3VSA+RP | 36200 | 20.25 |  | 13 | 10 |  | 33200 | 26400 | 79.52% | [8 empty] | Residential | 755 | No | 3.02
207590143 | Central Heat Pump | AMERICAN STANDARD | HRCU-A-CB (Split System: Heat Pump with Remote Outdoor Unit-Air-Source) | 4A6V0X36A1 |  |  | 4TXCB006DS3 | S9V2B080U3VSA+RP | 36400 | 20.5 |  | 13 | 10 |  | 33200 | 26600 | 80.12% | [8 empty] | Residential | 757.5 | No | 3.03
207590145 | Central Heat Pump | AMERICAN STANDARD | HRCU-A-CB (Split System: Heat Pump with Remote Outdoor Unit-Air-Source) | 4A6V0X36A1 |  |  | 4TXCC005DS3 | S9V2C100U4VSA+RP | 35200 | 20 |  | 12.5 | 10 |  | 32200 | 26000 | 80.75% | 34400 | 20 | 12 | 8.5 | 31400 |  |  |  | Residential | 717.5 | No | 2.87
207590146 | Central Heat Pump | AMERICAN STANDARD | HRCU-A-CB (Split System: Heat Pump with Remote Outdoor Unit-Air-Source) | 4A6V0X36A1 |  |  | 4TXCC007DS3 | S9V2C100U4VSA+RP | 36000 | 21 |  | 13 | 10 |  | 33000 | 26400 | 80% | [8 empty] | Residential | 750 | No | 3
207436162 | Central Heat Pump | LENNOX | HRCU-A-CB (Split System: Heat Pump with Remote Outdoor Unit-Air-Source) | SL25XPV-024-230A** |  |  | C35-48B+TDR+TXV | SL280UH090XV48B* | 22600 | 21 |  | 14.5 | 10.4 |  | 21600 | 24200 | 112% | 22200 | 21 | 14.3 | 10.1 | 21600 | 20400 | 94.44% | 1.86 | Residential | 462.5 | Yes | 1.85 | Yes
207436163 | Central Heat Pump | LENNOX | HRCU-A-CB (Split System: Heat Pump with Remote Outdoor Unit-Air-Source) | SL25XPV-024-230A** |  |  | C35-48B+TDR+TXV | SL297UH040NV36B* | 22600 | 22 |  | 14.5 | 10.6 |  | 21600 | 24200 | 112% | 22200 | 21.2 | 14 | 9.9 | 21600 | 20600 | 95.37% | 1.86 | Residential | 462.5 | Yes | 1.85 | Yes
207436164 | Central Heat Pump | LENNOX | HRCU-A-CB (Split System: Heat Pump with Remote Outdoor Unit-Air-Source) | SL25XPV-024-230A** |  |  | C35-48B+TDR+TXV | SL297UH060NV36B* | 22600 | 22 |  | 14.5 | 10.4 |  | 21600 | 24200 | 112% | 22000 | 21 | 13.5 | 9.9 | 21600 | 20600 | 95.37% | 1.86 | Residential | 457.5 | Yes | 1.83 | Yes
207436165 | Central Heat Pump | LENNOX | HRCU-A-CB (Split System: Heat Pump with Remote Outdoor Unit-Air-Source) | SL25XPV-024-230A** |  |  | C35-48B+TDR+TXV | SLP99UH070XV36B* | 22600 | 22 |  | 14.5 | 10.6 |  | 21600 | 24200 | 112% | 22000 | 21.6 | 13.5 | 10 | 21600 | 20600 | 95.37% | 1.86 | Residential | 457.5 | Yes | 1.83 | Yes
207436166 | Central Heat Pump | LENNOX | HRCU-A-CB (Split System: Heat Pump with Remote Outdoor Unit-Air-Source) | SL25XPV-024-230A** |  |  | CBA38MV-030-230*+TDR |  | 22800 | 24 |  | 15.5 | 10.8 |  | 22200 | 25200 | 113.5% | 22200 | 22.6 | 14.4 | 9.9 | 22200 | 21200 | 95.5% | 1.88 | Residential | 462.5 | Yes | 1.85 | Yes
207436167 | Central Heat Pump | LENNOX | HRCU-A-CB (Split System: Heat Pump with Remote Outdoor Unit-Air-Source) | SL25XPV-024-230A** |  |  | CBA38MV-036-230*+TDR |  | 22800 | 23 |  | 15.5 | 10.6 |  | 22200 | 25400 | 114.4% | 22200 | 22.2 | 14.4 | 9.8 | 22200 | 21200 | 95.5% | 1.86 | Residential | 462.5 | Yes | 1.85 | Yes
207436168 | Central Heat Pump | LENNOX | HRCU-A-CB (Split System: Heat Pump with Remote Outdoor Unit-Air-Source) | SL25XPV-024-230A** |  |  | CH35-42B+TDR+TXV | EL296UH045XV36B* | 23200 | 23 |  | 15.5 | 10.8 |  | 21200 | 23600 | 111.3% | 22800 | 22.4 | 14.5 | 10 | 21200 | 20000 | 94.34% | 1.96 | Residential | 475 | Yes | 1.9 | Yes
207436169 | Central Heat Pump | LENNOX | HRCU-A-CB (Split System: Heat Pump with Remote Outdoor Unit-Air-Source) | SL25XPV-024-230A** |  |  | CH35-42B+TDR+TXV | EL296UH070XV36B* | 23200 | 24 |  | 15.5 | 10.8 |  | 21200 | 23600 | 111.3% | 22800 | 22.8 | 14.5 | 10.1 | 21200 | 20000 | 94.34% | 1.96 | Residential | 475 | Yes | 1.9 | Yes
203258351 | Central Heat Pump | Liberty Heating & Air Conditioning | HRCU-A-CB (Split System: Heat Pump with Remote Outdoor Unit-Air-Source) | AVZC200361A* |  |  | CHPF3642C6C*+MBVC1200**-1A*+TXV |  | 34800 | 20 |  | 13 | 10 |  | 34800 | 18000 | 51.72% | [8 empty] | Residential | 725 | No | 2.9
203258352 | Central Heat Pump | Liberty Heating & Air Conditioning | HRCU-A-CB (Split System: Heat Pump with Remote Outdoor Unit-Air-Source) | AVZC200361A* |  |  | CHPF3642C6C*+MBVC1600**-1A*+TXV |  | 35000 | 20 |  | 13.5 | 10 |  | 34800 | 18000 | 51.72% | [8 empty] | Residential | 730 | No | 2.92
203258366 | Central Heat Pump | Liberty Heating & Air Conditioning | HRCU-A-CB (Split System: Heat Pump with Remote Outdoor Unit-Air-Source) | AVZC200361A* |  |  | CHPF3743C6B*+MBVC1200**-1A*+TXV |  | 35000 | 20 |  | 13.5 | 10 |  | 35000 | 18200 | 52% | [8 empty] | Residential | 730 | No | 2.92
203258367 | Central Heat Pump | Liberty Heating & Air Conditioning | HRCU-A-CB (Split System: Heat Pump with Remote Outdoor Unit-Air-Source) | AVZC200361A* |  |  | CHPF3743C6B*+MBVC1600**-1A*+TXV |  | 35200 | 20 |  | 13.5 | 10 |  | 35000 | 18200 | 52% | [8 empty] | Residential | 732.5 | No | 2.93
203258380 | Central Heat Pump | Liberty Heating & Air Conditioning | HRCU-A-CB (Split System: Heat Pump with Remote Outdoor Unit-Air-Source) | AVZC200361A* |  |  | CSCF3642N6D*+MBVC1200**-1A*+TXV |  | 34800 | 20 |  | 13.5 | 10 |  | 35000 | 18200 | 52% | [8 empty] | Residential | 725 | No | 2.9
203258381 | Central Heat Pump | Liberty Heating & Air Conditioning | HRCU-A-CB (Split System: Heat Pump with Remote Outdoor Unit-Air-Source) | AVZC200361A* |  |  | CSCF3642N6D*+MBVC1600**-1A*+TXV |  | 35000 | 20 |  | 13.5 | 10 |  | 35000 | 18200 | 52% | [8 empty] | Residential | 730 | No | 2.92
203258397 | Central Heat Pump | Liberty Heating & Air Conditioning | HRCU-A-CB (Split System: Heat Pump with Remote Outdoor Unit-Air-Source) | AVZC200481A* |  |  | CA*F4860*6D*+MBVC2000**-1A*+TXV |  | 45000 | 20 |  | 12.5 | 10 |  | 45000 | 26600 | 59.11% | [8 empty] | Residential | 937.5 | No | 3.75
203258407 | Central Heat Pump | Liberty Heating & Air Conditioning | HRCU-A-CB (Split System: Heat Pump with Remote Outdoor Unit-Air-Source) | AVZC200481A* |  |  | CA*F4961*6D*+MBVC1600**-1A*+TXV |  | 46500 | 20 |  | 12.5 | 10 |  | 45500 | 26800 | 58.9% | [8 empty] | Residential | 970 | No | 3.88
203258418 | Central Heat Pump | Liberty Heating & Air Conditioning | HRCU-A-CB (Split System: Heat Pump with Remote Outdoor Unit-Air-Source) | AVZC200481A* |  |  | CHPF4860D6D*+MBVC2000**-1A*+TXV |  | 45000 | 20 |  | 12.5 | 10 |  | 45000 | 26600 | 59.11% | [8 empty] | Residential | 937.5 | No | 3.75
10511281 | Central Heat Pump | TRANE | HRCU-A-CB (Split System: Heat Pump with Remote Outdoor Unit-Air-Source) | 4TWV8036A1 |  |  | 4TXCB004DS3 | S9V2B080U3PSB+RP | 34600 | 18 |  | 12.5 | 10 |  | 32000 | 26000 | 81.25% | [8 empty] | Residential | 720 | No | 2.88
10511286 | Central Heat Pump | TRANE | HRCU-A-CB (Split System: Heat Pump with Remote Outdoor Unit-Air-Source) | 4TWV8036A1 |  |  | 4TXCB004DS3 | S9V2B080U4PSB+RP | 34800 | 18 |  | 12.5 | 10 |  | 32200 | 26200 | 81.37% | [8 empty] | Residential | 725 | No | 2.9
10511288 | Central Heat Pump | TRANE | HRCU-A-CB (Split System: Heat Pump with Remote Outdoor Unit-Air-Source) | 4TWV8036A1 |  |  | 4TXCB006DS3 | S9V2B080U4PSB+RP | 35800 | 18 |  | 12.5 | 10 |  | 32800 | 26400 | 80.49% | [8 empty] | Residential | 745 | No | 2.98
10511289 | Central Heat Pump | TRANE | HRCU-A-CB (Split System: Heat Pump with Remote Outdoor Unit-Air-Source) | 4TWV8036A1 |  |  | 4TXCB006DS3 | S9V2B060U3PSB+RP | 36000 | 18 |  | 12.5 | 10 |  | 33000 | 26400 | 80% | [8 empty] | Residential | 750 | No | 3
10511290 | Central Heat Pump | TRANE | HRCU-A-CB (Split System: Heat Pump with Remote Outdoor Unit-Air-Source) | 4TWV8036A1 |  |  | 4TXCB006DS3 | S9V2B040U3PSB+RP | 36000 | 18 |  | 12.5 | 10 |  | 32800 | 26400 | 80.49% | [8 empty] | Residential | 750 | No | 3
10511292 | Central Heat Pump | TRANE | HRCU-A-CB (Split System: Heat Pump with Remote Outdoor Unit-Air-Source) | 4TWV8036A1 |  |  | 4TXCB006DS3 | S9V2B060U4PSB+RP | 36200 | 18 |  | 12.5 | 10 |  | 33000 | 26400 | 80% | [8 empty] | Residential | 755 | No | 3.02
10511294 | Central Heat Pump | TRANE | HRCU-A-CB (Split System: Heat Pump with Remote Outdoor Unit-Air-Source) | 4TWV8036A1 |  |  | 4TXCB006DS3 | S9V2B080U3PSB+RP | 36000 | 18 |  | 12.5 | 10 |  | 33000 | 26600 | 80.61% | [8 empty] | Residential | 750 | No | 3
10511296 | Central Heat Pump | TRANE | HRCU-A-CB (Split System: Heat Pump with Remote Outdoor Unit-Air-Source) | 4TWV8036A1 |  |  | 4TXCC005DS3 | S9V2C100U4PSB+RP | 34800 | 18 |  | 12.5 | 10 |  | 32000 | 26000 | 81.25% | [8 empty] | Residential | 725 | No | 2.9
10511298 | Central Heat Pump | TRANE | HRCU-A-CB (Split System: Heat Pump with Remote Outdoor Unit-Air-Source) | 4TWV8036A1 |  |  | 4TXCC007DS3 | S9V2C100U4PSB+RP | 36000 | 18 |  | 12.5 | 10 |  | 32800 | 26200 | 79.88% | [8 empty] | Residential | 750 | No | 3
10511309 | Central Heat Pump | TRANE | HRCU-A-CB (Split System: Heat Pump with Remote Outdoor Unit-Air-Source) | 4TWV8037A1 |  |  | 4PX*BU36BS3 | S9V2B060U3PSB+RP | 35200 | 18 |  | 12.5 | 10 |  | 32400 | 26200 | 80.86% | [8 empty] | Residential | 732.5 | No | 2.93
210329674 | Central Heat Pump | ARMSTRONG AIR | HRCU-A-CB (Split System: Heat Pump with Remote Outdoor Unit-Air-Source) | 4SHP17LE118P-**A |  |  | EAH1P30B+TDR+TXV | A80US2V080B16X | 18000 | 18.6 |  | 15 | 10.2 |  | 17000 | 10800 | 63.53% | 18000 | 16.8 | 14 | 8.5 | 17600 |  |  |  | Residential | 375 | No | 1.5 | No
210329677 | Central Heat Pump | ARMSTRONG AIR | HRCU-A-CB (Split System: Heat Pump with Remote Outdoor Unit-Air-Source) | 4SHP17LE118P-**A |  |  | EAH1P30B+TDR+TXV | A97US2V060B12X | 18000 | 18.2 |  | 14.5 | 10 |  | 16800 | 10600 | 63.1% | 18000 | 16.8 | 14 | 8.5 | 17400 |  |  |  | Residential | 375 | No | 1.5 | No
210329678 | Central Heat Pump | ARMSTRONG AIR | HRCU-A-CB (Split System: Heat Pump with Remote Outdoor Unit-Air-Source) | 4SHP17LE118P-**A |  |  | EAH1P30B+TDR+TXV | A97USMV070B12 | 18000 | 18.2 |  | 14.5 | 10 |  | 16800 | 10600 | 63.1% | 18000 | 16.8 | 14 | 8.5 | 17400 |  |  |  | Residential | 375 | No | 1.5 | No
210329699 | Central Heat Pump | ARMSTRONG AIR | HRCU-A-CB (Split System: Heat Pump with Remote Outdoor Unit-Air-Source) | 4SHP17LE118P-**A |  |  | ED1P30/36A+TDR+TXV | A96DS2V045B12 | 18000 | 18 |  | 14.5 | 10.2 |  | 18000 | 11400 | 63.33% | 18000 | 16.4 | 13.5 | 8.5 | 18000 |  |  |  | Residential | 375 | No | 1.5 | No
210329702 | Central Heat Pump | ARMSTRONG AIR | HRCU-A-CB (Split System: Heat Pump with Remote Outdoor Unit-Air-Source) | 4SHP17LE118P-**A |  |  | ED1P30/36A+TDR+TXV | A97DSMV070B12 | 18000 | 18.2 |  | 15 | 10.2 |  | 18000 | 11400 | 63.33% | 18000 | 16.4 | 13.5 | 8.5 | 18000 |  |  |  | Residential | 375 | No | 1.5 | No
211131913 | Central Heat Pump | AC PRO.com | HRCU-A-CB (Split System: Heat Pump with Remote Outdoor Unit-Air-Source) | AUD36W/A1-D(U) |  |  | AUD24AH2/A1-D(U) |  | 24000 | 20 |  | 12.5 | 10.5 |  | 24000 | 16000 | 66.67% | 24000 | 17 | 12 | 9 | 24000 | 22000 | 91.67% | 1.8 | Residential | 500 | Yes | 2 | Yes
211164227 | Central Heat Pump | AC PRO.com | HRCU-A-CB (Split System: Heat Pump with Remote Outdoor Unit-Air-Source) | AUD36W/A1-D(U) |  |  | ACAT24F/NAA | 80G1UH040AE12X-* | 23000 | 18 |  | 12.5 | 10 |  | 23000 | 16000 | 69.57% | 24000 | 17 | 12 | 8.8 | 24000 |  |  |  | Residential | 500 | No | 2
207803601 | Central Heat Pump | AC PRO.com | HRCU-A-CB (Split System: Heat Pump with Remote Outdoor Unit-Air-Source) | AUD36W/A-D(U) |  |  | ACAT24F/NAA | 80G1UH040AE12X-* | 23000 | 18 |  | 12.5 | 10 |  | 23000 | 16000 | 69.57% | 24000 | 17 | 12 | 8.8 | 24000 |  |  |  | Residential | 500 | No | 2
207335066 | Central Heat Pump | AC PRO.com | HRCU-A-CB (Split System: Heat Pump with Remote Outdoor Unit-Air-Source) | AUD36W/A-D(U) |  |  | AUD24AH2/A-D(U) |  | 24000 | 20 |  | 12.5 | 10.5 |  | 24000 | 16000 | 66.67% | 24000 | 17 | 12 | 9 | 24000 | 22000 | 91.67% | 1.8 | Residential | 500 | Yes | 2 | Yes
206788644 | Central Heat Pump | CARRIER | HRCU-A-CB (Split System: Heat Pump with Remote Outdoor Unit-Air-Source) | 25VNA436A*031* |  |  | CAP**4824AL*+UI | 59TN6B120C24**22 | 33800 | 21.5 |  | 12.5 | 11 |  | 35200 | 30800 | 87.5% | 33800 | 19.5 | 12.5 | 8.5 | 34800 |  |  |  | Residential | 705 | No | 2.82
206788651 | Central Heat Pump | CARRIER | HRCU-A-CB (Split System: Heat Pump with Remote Outdoor Unit-Air-Source) | 25VNA436A*031* |  |  | CAP**4824AL*+UI | 59MN7B060C21**20 | 33600 | 20.5 |  | 12.5 | 11 |  | 35600 | 31000 | 87.08% | 33600 | 19 | 11.7 | 8 | 35000 |  |  |  | Residential | 700 | No | 2.8
206788654 | Central Heat Pump | CARRIER | HRCU-A-CB (Split System: Heat Pump with Remote Outdoor Unit-Air-Source) | 25VNA436A*031* |  |  | CAP**6024AL*+UI | 58TN*A135C24**22 | 34400 | 21.5 |  | 13 | 11 |  | 34400 | 30200 | 87.79% | 34400 | 20 | 12.5 | 8 | 34400 |  |  |  | Residential | 717.5 | No | 2.87
206788655 | Central Heat Pump | CARRIER | HRCU-A-CB (Split System: Heat Pump with Remote Outdoor Unit-Air-Source) | 25VNA436A*031* |  |  | CAP**6024AL*+UI | 59TN6B120C24**22 | 34400 | 21.5 |  | 13 | 11 |  | 34400 | 30200 | 87.79% | 34400 | 20 | 12.5 | 8 | 34400 |  |  |  | Residential | 717.5 | No | 2.87
206788658 | Central Heat Pump | CARRIER | HRCU-A-CB (Split System: Heat Pump with Remote Outdoor Unit-Air-Source) | 25VNA436A*031* |  |  | CAP**6024AL*+UI | 59MN7B120C24**22 | 34200 | 21 |  | 13 | 11 |  | 34600 | 30200 | 87.28% | 34200 | 19.5 | 12.5 | 8 | 34400 |  |  |  | Residential | 712.5 | No | 2.85
206788662 | Central Heat Pump | CARRIER | HRCU-A-CB (Split System: Heat Pump with Remote Outdoor Unit-Air-Source) | 25VNA436A*031* |  |  | CAP**6024AL*+UI | 59MN7B060C21**20 | 34200 | 21 |  | 12.5 | 10.5 |  | 35000 | 30400 | 86.86% | 34000 | 19 | 12 | 8 | 34600 |  |  |  | Residential | 707.5 | No | 2.83
206788663 | Central Heat Pump | CARRIER | HRCU-A-CB (Split System: Heat Pump with Remote Outdoor Unit-Air-Source) | 25VNA436A*031* |  |  | CAP**6121AL*+UI | 58TN*A070C17**16 | 34600 | 21.5 |  | 13 | 11 |  | 34000 | 30400 | 89.41% | 34600 | 19.5 | 12.5 | 8 | 34600 |  |  |  | Residential | 720 | No | 2.88
206788666 | Central Heat Pump | CARRIER | HRCU-A-CB (Split System: Heat Pump with Remote Outdoor Unit-Air-Source) | 25VNA436A*031* |  |  | CAP**6121AL*+UI | 59TN6B060C17**14 | 34600 | 21 |  | 12.5 | 10.5 |  | 34200 | 29600 | 86.55% | 34600 | 19 | 12 | 8 | 33600 |  |  |  | Residential | 720 | No | 2.88
206788667 | Central Heat Pump | CARRIER | HRCU-A-CB (Split System: Heat Pump with Remote Outdoor Unit-Air-Source) | 25VNA436A*031* |  |  | CAP**6121AL*+UI | 59TN6B080C17**14 | 34600 | 21 |  | 12.5 | 10.5 |  | 34200 | 30400 | 88.89% | 34600 | 19.5 | 12 | 8 | 34800 |  |  |  | Residential | 720 | No | 2.88
207436170 | Central Heat Pump | LENNOX | HRCU-A-CB (Split System: Heat Pump with Remote Outdoor Unit-Air-Source) | SL25XPV-024-230A** |  |  | CH35-42B+TDR+TXV | SL280UH080NV48B* | 23200 | 24 |  | 15.5 | 11 |  | 21400 | 23400 | 109.3% | 22600 | 21.8 | 14.4 | 9.8 | 21400 | 20000 | 93.46% | 1.94 | Residential | 470 | Yes | 1.88 | Yes
207436171 | Central Heat Pump | LENNOX | HRCU-A-CB (Split System: Heat Pump with Remote Outdoor Unit-Air-Source) | SL25XPV-024-230A** |  |  | CH35-42B+TDR+TXV | SL280UH090V36B* | 23200 | 24 |  | 15.5 | 11 |  | 21400 | 23400 | 109.3% | 22800 | 23 | 15 | 10.3 | 21400 | 19900 | 92.99% | 1.98 | Residential | 475 | Yes | 1.9 | Yes
207436172 | Central Heat Pump | LENNOX | HRCU-A-CB (Split System: Heat Pump with Remote Outdoor Unit-Air-Source) | SL25XPV-024-230A** |  |  | CH35-42B+TDR+TXV | SL280UH090V48B* | 23200 | 23 |  | 15.5 | 10.6 |  | 21400 | 23600 | 110.3% | 22800 | 22.2 | 15 | 10.3 | 21400 | 19900 | 92.99% | 1.98 | Residential | 475 | Yes | 1.9 | Yes
207436173 | Central Heat Pump | LENNOX | HRCU-A-CB (Split System: Heat Pump with Remote Outdoor Unit-Air-Source) | SL25XPV-024-230A** |  |  | CH35-42B+TDR+TXV | SL280UH090XV48B* | 23200 | 23 |  | 15.5 | 10.6 |  | 21400 | 23600 | 110.3% | 22800 | 22.2 | 15 | 10.3 | 21400 | 19900 | 92.99% | 1.98 | Residential | 475 | Yes | 1.9 | Yes
207436174 | Central Heat Pump | LENNOX | HRCU-A-CB (Split System: Heat Pump with Remote Outdoor Unit-Air-Source) | SL25XPV-024-230A** |  |  | CH35-42B+TDR+TXV | SL297UH040NV36B* | 23200 | 24 |  | 15.5 | 10.8 |  | 21200 | 23400 | 110.4% | 22800 | 22.6 | 14.5 | 10 | 21200 | 20000 | 94.34% | 1.96 | Residential | 475 | Yes | 1.9 | Yes
207436175 | Central Heat Pump | LENNOX | HRCU-A-CB (Split System: Heat Pump with Remote Outdoor Unit-Air-Source) | SL25XPV-024-230A** |  |  | CH35-42B+TDR+TXV | SL297UH060NV36B* | 23200 | 23 |  | 15.5 | 10.6 |  | 21200 | 23600 | 111.3% | 22800 | 22.2 | 14.5 | 10 | 21200 | 20000 | 94.34% | 1.96 | Residential | 475 | Yes | 1.9 | Yes
207436176 | Central Heat Pump | LENNOX | HRCU-A-CB (Split System: Heat Pump with Remote Outdoor Unit-Air-Source) | SL25XPV-024-230A** |  |  | CH35-42B+TDR+TXV | SLP99UH070XV36B* | 23200 | 24 |  | 15.5 | 10.8 |  | 21200 | 23600 | 111.3% | 22800 | 22.8 | 14.5 | 10.1 | 21200 | 20000 | 94.34% | 1.96 | Residential | 475 | Yes | 1.9 | Yes
207436177 | Central Heat Pump | LENNOX | HRCU-A-CB (Split System: Heat Pump with Remote Outdoor Unit-Air-Source) | SL25XPV-024-230A** |  |  | CH35-42C+TDR+TXV | EL296UH090XV36C* | 22800 | 23 |  | 15.5 | 10.4 |  | 21400 | 23800 | 111.2% | 22200 | 22.2 | 14.5 | 9.9 | 21400 | 20200 | 94.39% | 1.9 | Residential | 462.5 | Yes | 1.85 | Yes
207590201 | Central Heat Pump | AMERICAN STANDARD | HRCU-A-CB (Split System: Heat Pump with Remote Outdoor Unit-Air-Source) | 4A6V8X48A1 |  |  | 4PX*DU60BS3 | S9V2D120U5VSA+RP | 48000 | 18 |  | 12.5 | 10 |  | 45000 | 36800 | 81.78% | 47000 | 18 | 12 | 8.5 | 43000 |  |  |  | Residential | 980 | No | 3.92
207590208 | Central Heat Pump | AMERICAN STANDARD | HRCU-A-CB (Split System: Heat Pump with Remote Outdoor Unit-Air-Source) | 4A6V8X48A1 |  |  | 4TXCD010DS3 | S9V2D120U5VSA+RP | 48000 | 18 |  | 12.5 | 10 |  | 45000 | 36800 | 81.78% | 47000 | 18 | 12 | 8.5 | 43000 |  |  |  | Residential | 980 | No | 3.92
10511018 | Central Heat Pump | AMERICAN STANDARD | HRCU-A-CB (Split System: Heat Pump with Remote Outdoor Unit-Air-Source) | 4A6V8037A1 |  |  | 4PX*BU48BS3 | S9V2B060U4PSB+RP | 36600 | 18 |  | 12.5 | 10 |  | 33200 | 26400 | 79.52% | [8 empty] | Residential | 762.5 | No | 3.05
10511019 | Central Heat Pump | AMERICAN STANDARD | HRCU-A-CB (Split System: Heat Pump with Remote Outdoor Unit-Air-Source) | 4A6V8037A1 |  |  | 4PX*BU48BS3 | S9V2B060U3PSB+RP | 36200 | 18 |  | 12.5 | 10 |  | 33200 | 26400 | 79.52% | [8 empty] | Residential | 755 | No | 3.02
10511020 | Central Heat Pump | AMERICAN STANDARD | HRCU-A-CB (Split System: Heat Pump with Remote Outdoor Unit-Air-Source) | 4A6V8037A1 |  |  | 4PX*BU48BS3 | S9V2B080U3PSB+RP | 36400 | 18 |  | 12.5 | 10 |  | 33200 | 26600 | 80.12% | [8 empty] | Residential | 757.5 | No | 3.03
10511022 | Central Heat Pump | AMERICAN STANDARD | HRCU-A-CB (Split System: Heat Pump with Remote Outdoor Unit-Air-Source) | 4A6V8037A1 |  |  | 4PX*CD48BS3 | S9V2C100D4PSB+RP | 36600 | 18 |  | 12.5 | 10 |  | 33800 | 26600 | 78.7% | [8 empty] | Residential | 762.5 | No | 3.05
10511023 | Central Heat Pump | AMERICAN STANDARD | HRCU-A-CB (Split System: Heat Pump with Remote Outdoor Unit-Air-Source) | 4A6V8037A1 |  |  | 4PX*CU36BS3 | S9V2C100U4PSB+RP | 35200 | 18 |  | 12.5 | 10 |  | 32200 | 26000 | 80.75% | [8 empty] | Residential | 732.5 | No | 2.93
10511024 | Central Heat Pump | AMERICAN STANDARD | HRCU-A-CB (Split System: Heat Pump with Remote Outdoor Unit-Air-Source) | 4A6V8037A1 |  |  | 4PX*CU48BS3 | S9V2C100U4PSB+RP | 36600 | 18 |  | 12.5 | 10 |  | 33000 | 26400 | 80% | [8 empty] | Residential | 762.5 | No | 3.05
10511029 | Central Heat Pump | AMERICAN STANDARD | HRCU-A-CB (Split System: Heat Pump with Remote Outdoor Unit-Air-Source) | 4A6V8037A1 |  |  | 4TXCB004DS3 | S9V2B080U4PSB+RP | 35200 | 18 |  | 12.5 | 10 |  | 32400 | 26000 | 80.25% | [8 empty] | Residential | 732.5 | No | 2.93
10511310 | Central Heat Pump | TRANE | HRCU-A-CB (Split System: Heat Pump with Remote Outdoor Unit-Air-Source) | 4TWV8037A1 |  |  | 4PX*BU36BS3 | S9V2B060U4PSB+RP | 35200 | 18 |  | 12.5 | 10 |  | 32200 | 26000 | 80.75% | [8 empty] | Residential | 732.5 | No | 2.93
10511311 | Central Heat Pump | TRANE | HRCU-A-CB (Split System: Heat Pump with Remote Outdoor Unit-Air-Source) | 4TWV8037A1 |  |  | 4PX*BU36BS3 | S9V2B080U3PSB+RP | 34800 | 18 |  | 12.5 | 10 |  | 32200 | 26000 | 80.75% | [8 empty] | Residential | 725 | No | 2.9
10511312 | Central Heat Pump | TRANE | HRCU-A-CB (Split System: Heat Pump with Remote Outdoor Unit-Air-Source) | 4TWV8037A1 |  |  | 4PX*BU36BS3 | S9V2B080U4PSB+RP | 35200 | 18 |  | 12.5 | 10 |  | 32400 | 26000 | 80.25% | [8 empty] | Residential | 732.5 | No | 2.93
10511313 | Central Heat Pump | TRANE | HRCU-A-CB (Split System: Heat Pump with Remote Outdoor Unit-Air-Source) | 4TWV8037A1 |  |  | 4PX*BU36BS3 | S9V2B040U3PSB+RP | 35200 | 18 |  | 12.5 | 10 |  | 32400 | 26200 | 80.86% | [8 empty] | Residential | 732.5 | No | 2.93
10511314 | Central Heat Pump | TRANE | HRCU-A-CB (Split System: Heat Pump with Remote Outdoor Unit-Air-Source) | 4TWV8037A1 |  |  | 4PX*BU48BS3 | S9V2B040U3PSB+RP | 36200 | 18 |  | 12.5 | 10 |  | 33200 | 26400 | 79.52% | [8 empty] | Residential | 755 | No | 3.02
10511315 | Central Heat Pump | TRANE | HRCU-A-CB (Split System: Heat Pump with Remote Outdoor Unit-Air-Source) | 4TWV8037A1 |  |  | 4PX*BU48BS3 | S9V2B080U4PSB+RP | 36400 | 18 |  | 12.5 | 10 |  | 33200 | 26600 | 80.12% | [8 empty] | Residential | 757.5 | No | 3.03
10511316 | Central Heat Pump | TRANE | HRCU-A-CB (Split System: Heat Pump with Remote Outdoor Unit-Air-Source) | 4TWV8037A1 |  |  | 4PX*BU48BS3 | S9V2B060U4PSB+RP | 36600 | 18 |  | 12.5 | 10 |  | 33200 | 26400 | 79.52% | [8 empty] | Residential | 762.5 | No | 3.05
10511317 | Central Heat Pump | TRANE | HRCU-A-CB (Split System: Heat Pump with Remote Outdoor Unit-Air-Source) | 4TWV8037A1 |  |  | 4PX*BU48BS3 | S9V2B060U3PSB+RP | 36200 | 18 |  | 12.5 | 10 |  | 33200 | 26400 | 79.52% | [8 empty] | Residential | 755 | No | 3.02
10511318 | Central Heat Pump | TRANE | HRCU-A-CB (Split System: Heat Pump with Remote Outdoor Unit-Air-Source) | 4TWV8037A1 |  |  | 4PX*BU48BS3 | S9V2B080U3PSB+RP | 36400 | 18 |  | 12.5 | 10 |  | 33200 | 26600 | 80.12% | [8 empty] | Residential | 757.5 | No | 3.03
10511320 | Central Heat Pump | TRANE | HRCU-A-CB (Split System: Heat Pump with Remote Outdoor Unit-Air-Source) | 4TWV8037A1 |  |  | 4PX*CD48BS3 | S9V2C100D4PSB+RP | 36600 | 18 |  | 12.5 | 10 |  | 33800 | 26600 | 78.7% | [8 empty] | Residential | 762.5 | No | 3.05
206788668 | Central Heat Pump | CARRIER | HRCU-A-CB (Split System: Heat Pump with Remote Outdoor Unit-Air-Source) | 25VNA436A*031* |  |  | CAP**6121AL*+UI | 59MN7B080C17**14 | 34600 | 21 |  | 12.5 | 10.5 |  | 33400 | 30400 | 91.02% | 34600 | 19.5 | 12 | 8 | 34800 |  |  |  | Residential | 720 | No | 2.88
206788673 | Central Heat Pump | CARRIER | HRCU-A-CB (Split System: Heat Pump with Remote Outdoor Unit-Air-Source) | 25VNA436A*031* |  |  | CAP**6121AL*+UI | 58TN*A090C17**16 | 34800 | 22 |  | 13 | 11 |  | 33800 | 30200 | 89.35% | 34800 | 20.5 | 12.5 | 8.5 | 34400 |  |  |  | Residential | 725 | No | 2.9
206788675 | Central Heat Pump | CARRIER | HRCU-A-CB (Split System: Heat Pump with Remote Outdoor Unit-Air-Source) | 25VNA436A*031* |  |  | CAP**6121AL*+UI | 59MN7B060C21**20 | 34600 | 21 |  | 12.5 | 10.5 |  | 35200 | 30400 | 86.36% | 34600 | 19 | 12 | 8 | 34800 |  |  |  | Residential | 720 | No | 2.88
206788678 | Central Heat Pump | CARRIER | HRCU-A-CB (Split System: Heat Pump with Remote Outdoor Unit-Air-Source) | 25VNA436A*031* |  |  | CAP**6124AL*+UI | 58TN*A135C24**22 | 35000 | 22 |  | 13 | 11 |  | 34600 | 30200 | 87.28% | 34800 | 20 | 12.5 | 8 | 34400 |  |  |  | Residential | 725 | No | 2.9
206788679 | Central Heat Pump | CARRIER | HRCU-A-CB (Split System: Heat Pump with Remote Outdoor Unit-Air-Source) | 25VNA436A*031* |  |  | CAP**6124AL*+UI | 59TN6B120C24**22 | 34800 | 21.5 |  | 13 | 11 |  | 34800 | 30200 | 86.78% | 34800 | 20 | 12.5 | 8 | 34400 |  |  |  | Residential | 725 | No | 2.9
206788682 | Central Heat Pump | CARRIER | HRCU-A-CB (Split System: Heat Pump with Remote Outdoor Unit-Air-Source) | 25VNA436A*031* |  |  | CAP**6124AL*+UI | 59MN7B120C24**22 | 34800 | 21.5 |  | 13 | 11 |  | 35000 | 30200 | 86.29% | 34800 | 19.5 | 12.5 | 8 | 34600 |  |  |  | Residential | 725 | No | 2.9
206788686 | Central Heat Pump | CARRIER | HRCU-A-CB (Split System: Heat Pump with Remote Outdoor Unit-Air-Source) | 25VNA436A*031* |  |  | CAP**6124AL*+UI | 59MN7B060C21**20 | 34600 | 21 |  | 12.5 | 11 |  | 35200 | 30400 | 86.36% | 34600 | 19 | 12.5 | 8 | 34800 |  |  |  | Residential | 720 | No | 2.88
206788687 | Central Heat Pump | CARRIER | HRCU-A-CB (Split System: Heat Pump with Remote Outdoor Unit-Air-Source) | 25VNA436A*031* |  |  | CNPV*4217AL*+UI | 58TN*A070C17**16 | 33400 | 20.5 |  | 12.5 | 10 |  | 32000 | 31400 | 98.12% | 33400 | 19.5 | 12 | 8 | 35400 |  |  |  | Residential | 695 | No | 2.78
206788691 | Central Heat Pump | CARRIER | HRCU-A-CB (Split System: Heat Pump with Remote Outdoor Unit-Air-Source) | 25VNA436A*031* |  |  | CNPV*4217AL*+UI | 58TN*A090C17**16 | 33600 | 21 |  | 12.5 | 10.5 |  | 32200 | 31200 | 96.89% | 33600 | 20 | 12.5 | 8 | 35200 |  |  |  | Residential | 700 | No | 2.8
203258428 | Central Heat Pump | Liberty Heating & Air Conditioning | HRCU-A-CB (Split System: Heat Pump with Remote Outdoor Unit-Air-Source) | AVZC200481A* |  |  | CSCF4860N6D*+MBVC2000**-1A*+TXV |  | 45000 | 20 |  | 12.5 | 10 |  | 45000 | 26600 | 59.11% | [8 empty] | Residential | 937.5 | No | 3.75
203258604 | Central Heat Pump | Liberty Heating & Air Conditioning | HRCU-A-CB (Split System: Heat Pump with Remote Outdoor Unit-Air-Source) | AVZC200241A* |  |  | AVPEC25B14A* |  | 23000 | 21 |  | 13 | 10 |  | 23600 | 13600 | 57.63% | [8 empty] | Residential | 480 | No | 1.92
203258606 | Central Heat Pump | Liberty Heating & Air Conditioning | HRCU-A-CB (Split System: Heat Pump with Remote Outdoor Unit-Air-Source) | AVZC200361A* |  |  | AVPEC59D14A* |  | 35800 | 20 |  | 14 | 10 |  | 35400 | 18900 | 53.39% | [8 empty] | Residential | 745 | No | 2.98
203258607 | Central Heat Pump | Liberty Heating & Air Conditioning | HRCU-A-CB (Split System: Heat Pump with Remote Outdoor Unit-Air-Source) | AVZC200481A* |  |  | AVPEC61D14A* |  | 45500 | 20 |  | 12.5 | 10 |  | 45500 | 27400 | 60.22% | [8 empty] | Residential | 947.5 | No | 3.79
203258609 | Central Heat Pump | Liberty Heating & Air Conditioning | HRCU-A-CB (Split System: Heat Pump with Remote Outdoor Unit-Air-Source) | AVZC200241A* |  |  | CA*F3642*6D*+MBVC1200**-1A*+TX |  | 23400 | 21 |  | 13 | 10 |  | 23600 | 13000 | 55.08% | [8 empty] | Residential | 487.5 | No | 1.95
203258610 | Central Heat Pump | Liberty Heating & Air Conditioning | HRCU-A-CB (Split System: Heat Pump with Remote Outdoor Unit-Air-Source) | AVZC200361A* |  |  | CA*F3743*6D*+MBVC1600**-1A*+TX |  | 35400 | 21 |  | 14 | 10 |  | 35000 | 18200 | 52% | [8 empty] | Residential | 737.5 | No | 2.95
203258611 | Central Heat Pump | Liberty Heating & Air Conditioning | HRCU-A-CB (Split System: Heat Pump with Remote Outdoor Unit-Air-Source) | AVZC200481A* |  |  | CA*F4961*6D*+MBVC2000**-1A*+TX |  | 46500 | 20 |  | 13 | 10 |  | 45000 | 26600 | 59.11% | [8 empty] | Residential | 970 | No | 3.88
203258613 | Central Heat Pump | Liberty Heating & Air Conditioning | HRCU-A-CB (Split System: Heat Pump with Remote Outdoor Unit-Air-Source) | AVZC200241A* |  |  | CHPF3642C6C*+MBVC1200**-1A*+TXV |  | 23400 | 21 |  | 13 | 10 |  | 23400 | 13000 | 55.56% | [8 empty] | Residential | 487.5 | No | 1.95
203329333 | Central Heat Pump | Liberty Heating & Air Conditioning | HRCU-A-CB (Split System: Heat Pump with Remote Outdoor Unit-Air-Source) | GSZC180241C* |  |  | CA*F3137*6A*+MBVC1200**-1A*+TX |  | 23800 | 18 |  | 14 | 10 |  | 23000 | 14800 | 64.35% | [8 empty] | Residential | 495 | No | 1.98
207436178 | Central Heat Pump | LENNOX | HRCU-A-CB (Split System: Heat Pump with Remote Outdoor Unit-Air-Source) | SL25XPV-024-230A** |  |  | CH35-42C+TDR+TXV | EL296UH090XV48C* | 22800 | 22 |  | 15.5 | 10.6 |  | 21400 | 23800 | 111.2% | 22200 | 21.4 | 14.5 | 10.2 | 21400 | 20000 | 93.46% | 1.9 | Residential | 462.5 | Yes | 1.85 | Yes
207436180 | Central Heat Pump | LENNOX | HRCU-A-CB (Split System: Heat Pump with Remote Outdoor Unit-Air-Source) | SL25XPV-024-230A** |  |  | CH35-42C+TDR+TXV | EL296UH110XV48C* | 22800 | 22 |  | 15.5 | 10.6 |  | 21400 | 23800 | 111.2% | 22200 | 21.2 | 14.5 | 10 | 21400 | 20200 | 94.39% | 1.9 | Residential | 462.5 | Yes | 1.85 | Yes
207436182 | Central Heat Pump | LENNOX | HRCU-A-CB (Split System: Heat Pump with Remote Outdoor Unit-Air-Source) | SL25XPV-024-230A** |  |  | CH35-42C+TDR+TXV | SL280UH080NV60C* | 22800 | 22 |  | 15.5 | 10.6 |  | 21400 | 23600 | 110.3% | 22200 | 20.2 | 14.5 | 9.8 | 21400 | 20200 | 94.39% | 1.9 | Residential | 462.5 | Yes | 1.85 | Yes
207436188 | Central Heat Pump | LENNOX | HRCU-A-CB (Split System: Heat Pump with Remote Outdoor Unit-Air-Source) | SL25XPV-024-230A** |  |  | CH35-42C+TDR+TXV | SL297UH080NV48C* | 22600 | 22 |  | 15 | 10.6 |  | 21400 | 23800 | 111.2% | 22200 | 21.4 | 14.4 | 9.9 | 21400 | 20200 | 94.39% | 1.9 | Residential | 462.5 | Yes | 1.85 | Yes
207436190 | Central Heat Pump | LENNOX | HRCU-A-CB (Split System: Heat Pump with Remote Outdoor Unit-Air-Source) | SL25XPV-024-230A** |  |  | CH35-42C+TDR+TXV | SLP99UH090XV36C* | 22800 | 23 |  | 15.5 | 10.4 |  | 21400 | 23800 | 111.2% | 22200 | 22.2 | 14.5 | 9.9 | 21400 | 20200 | 94.39% | 1.9 | Residential | 462.5 | Yes | 1.85 | Yes
207436191 | Central Heat Pump | LENNOX | HRCU-A-CB (Split System: Heat Pump with Remote Outdoor Unit-Air-Source) | SL25XPV-024-230A** |  |  | CH35-42C+TDR+TXV | SLP99UH090XV48C* | 22800 | 22 |  | 15.5 | 10.6 |  | 21400 | 23800 | 111.2% | 22200 | 21.4 | 14.5 | 10.2 | 21400 | 20000 | 93.46% | 1.9 | Residential | 462.5 | Yes | 1.85 | Yes
207436194 | Central Heat Pump | LENNOX | HRCU-A-CB (Split System: Heat Pump with Remote Outdoor Unit-Air-Source) | SL25XPV-024-230A** |  |  | CHX35-42B-**-*+TDR | EL296UH045XV36B* | 23200 | 23 |  | 15.5 | 10.8 |  | 21200 | 23600 | 111.3% | 22800 | 22.4 | 14.5 | 10 | 21200 | 20000 | 94.34% | 1.96 | Residential | 475 | Yes | 1.9 | Yes
207436195 | Central Heat Pump | LENNOX | HRCU-A-CB (Split System: Heat Pump with Remote Outdoor Unit-Air-Source) | SL25XPV-024-230A** |  |  | CHX35-42B-**-*+TDR | EL296UH070XV36B* | 23200 | 24 |  | 15.5 | 10.8 |  | 21200 | 23600 | 111.3% | 22800 | 22.8 | 14.5 | 10.1 | 21200 | 20000 | 94.34% | 1.96 | Residential | 475 | Yes | 1.9 | Yes
10511030 | Central Heat Pump | AMERICAN STANDARD | HRCU-A-CB (Split System: Heat Pump with Remote Outdoor Unit-Air-Source) | 4A6V8037A1 |  |  | 4TXCB004DS3 | S9V2B080U3PSB+RP | 34800 | 18 |  | 12.5 | 10 |  | 32200 | 26000 | 80.75% | [8 empty] | Residential | 725 | No | 2.9
10511031 | Central Heat Pump | AMERICAN STANDARD | HRCU-A-CB (Split System: Heat Pump with Remote Outdoor Unit-Air-Source) | 4A6V8037A1 |  |  | 4TXCB004DS3 | S9V2B060U4PSB+RP | 35200 | 18 |  | 12.5 | 10 |  | 32200 | 26000 | 80.75% | [8 empty] | Residential | 732.5 | No | 2.93
10511032 | Central Heat Pump | AMERICAN STANDARD | HRCU-A-CB (Split System: Heat Pump with Remote Outdoor Unit-Air-Source) | 4A6V8037A1 |  |  | 4TXCB004DS3 | S9V2B060U3PSB+RP | 35200 | 18 |  | 12.5 | 10 |  | 32400 | 26200 | 80.86% | [8 empty] | Residential | 732.5 | No | 2.93
10511033 | Central Heat Pump | AMERICAN STANDARD | HRCU-A-CB (Split System: Heat Pump with Remote Outdoor Unit-Air-Source) | 4A6V8037A1 |  |  | 4TXCB004DS3 | S9V2B040U3PSB+RP | 35200 | 18 |  | 12.5 | 10 |  | 32400 | 26200 | 80.86% | [8 empty] | Residential | 732.5 | No | 2.93
10511034 | Central Heat Pump | AMERICAN STANDARD | HRCU-A-CB (Split System: Heat Pump with Remote Outdoor Unit-Air-Source) | 4A6V8037A1 |  |  | 4TXCB006DS3 | S9V2B080U4PSB+RP | 36400 | 18 |  | 12.5 | 10 |  | 33200 | 26600 | 80.12% | [8 empty] | Residential | 757.5 | No | 3.03
207590283 | Central Heat Pump | AMERICAN STANDARD | HRCU-A-CB (Split System: Heat Pump with Remote Outdoor Unit-Air-Source) | 4A6V0X36A1 |  |  | 4PX*BU36BS3 | P0V0B000M40SA+RP | 35000 | 20 |  | 12.5 | 10 |  | 30800 | 25600 | 83.12% | [8 empty] | Residential | 730 | No | 2.92
207590285 | Central Heat Pump | AMERICAN STANDARD | HRCU-A-CB (Split System: Heat Pump with Remote Outdoor Unit-Air-Source) | 4A6V0X36A1 |  |  | 4PX*BU42BS3 | P0V0B000M40SA+RP | 36200 | 20.5 |  | 13 | 10 |  | 32000 | 26200 | 81.88% | [8 empty] | Residential | 755 | No | 3.02
207590289 | Central Heat Pump | AMERICAN STANDARD | HRCU-A-CB (Split System: Heat Pump with Remote Outdoor Unit-Air-Source) | 4A6V0X36A1 |  |  | 4TXCB004DS3 | P0V0B000M40SA+RP | 35000 | 20.5 |  | 12.5 | 10 |  | 30800 | 25600 | 83.12% | [8 empty] | Residential | 730 | No | 2.92
207590329 | Central Heat Pump | AMERICAN STANDARD | HRCU-A-CB (Split System: Heat Pump with Remote Outdoor Unit-Air-Source) | 4A6V8X36A1 |  |  | 4PX*BU42BS3 | P0V0B000M40SA+RP | 35800 | 18 |  | 12.5 | 10 |  | 31600 | 26000 | 82.28% | [8 empty] | Residential | 745 | No | 2.98
207590350 | Central Heat Pump | AMERICAN STANDARD | HRCU-A-CB (Split System: Heat Pump with Remote Outdoor Unit-Air-Source) | 4A6V8X48A1 |  |  | 4PX*DU60BS3 | P0V0D000M50SA+RP | 48000 | 18 |  | 12.5 | 10 |  | 42500 | 36200 | 85.18% | [8 empty] | Residential | 1000 | No | 4
206788702 | Central Heat Pump | CARRIER | HRCU-A-CB (Split System: Heat Pump with Remote Outdoor Unit-Air-Source) | 25VNA436A*031* |  |  | CNPV*4221AL*+UI | 58TN*A090C17**16 | 33200 | 21 |  | 12.5 | 10 |  | 31600 | 31400 | 99.37% | 33200 | 20 | 12 | 8 | 35200 |  |  |  | Residential | 692.5 | No | 2.77
206788705 | Central Heat Pump | CARRIER | HRCU-A-CB (Split System: Heat Pump with Remote Outdoor Unit-Air-Source) | 25VNA436A*031* |  |  | CNPV*4821AL*+UI | 58TN*A070C17**16 | 33800 | 21 |  | 12.5 | 10.5 |  | 34800 | 31200 | 89.66% | 33800 | 19.5 | 12.5 | 8 | 35200 |  |  |  | Residential | 705 | No | 2.82
206788709 | Central Heat Pump | CARRIER | HRCU-A-CB (Split System: Heat Pump with Remote Outdoor Unit-Air-Source) | 25VNA436A*031* |  |  | CNPV*4821AL*+UI | 59TN6B080C17**14 | 33600 | 20.5 |  | 12.5 | 10.5 |  | 34400 | 31400 | 91.28% | 33600 | 19 | 12 | 8 | 35400 |  |  |  | Residential | 700 | No | 2.8
206788710 | Central Heat Pump | CARRIER | HRCU-A-CB (Split System: Heat Pump with Remote Outdoor Unit-Air-Source) | 25VNA436A*031* |  |  | CNPV*4821AL*+UI | 59MN7B080C17**14 | 33600 | 20.5 |  | 12.5 | 10.5 |  | 33800 | 31400 | 92.9% | 33600 | 19.5 | 12 | 8 | 35400 |  |  |  | Residential | 700 | No | 2.8
206788715 | Central Heat Pump | CARRIER | HRCU-A-CB (Split System: Heat Pump with Remote Outdoor Unit-Air-Source) | 25VNA436A*031* |  |  | CNPV*4821AL*+UI | 58TN*A090C17**16 | 33800 | 21.5 |  | 13 | 10.5 |  | 34400 | 31000 | 90.12% | 34000 | 20.5 | 12.5 | 8 | 35000 |  |  |  | Residential | 707.5 | No | 2.83
206788717 | Central Heat Pump | CARRIER | HRCU-A-CB (Split System: Heat Pump with Remote Outdoor Unit-Air-Source) | 25VNA436A*031* |  |  | CNPV*4821AL*+UI | 59MN7B060C21**20 | 33600 | 20.5 |  | 12.5 | 10.5 |  | 36000 | 31200 | 86.67% | 33600 | 19 | 12 | 8 | 35400 |  |  |  | Residential | 700 | No | 2.8
206788720 | Central Heat Pump | CARRIER | HRCU-A-CB (Split System: Heat Pump with Remote Outdoor Unit-Air-Source) | 25VNA436A*031* |  |  | CNPV*4824AL*+UI | 58TN*A135C24**22 | 34000 | 21.5 |  | 13 | 10.5 |  | 35200 | 31000 | 88.07% | 34000 | 19.5 | 12.5 | 8 | 35000 |  |  |  | Residential | 707.5 | No | 2.83
206788721 | Central Heat Pump | CARRIER | HRCU-A-CB (Split System: Heat Pump with Remote Outdoor Unit-Air-Source) | 25VNA436A*031* |  |  | CNPV*4824AL*+UI | 59TN6B120C24**22 | 33800 | 21.5 |  | 13 | 10.5 |  | 35400 | 31000 | 87.57% | 33800 | 19.5 | 12.5 | 8 | 35000 |  |  |  | Residential | 705 | No | 2.82
206788724 | Central Heat Pump | CARRIER | HRCU-A-CB (Split System: Heat Pump with Remote Outdoor Unit-Air-Source) | 25VNA436A*031* |  |  | CNPV*4824AL*+UI | 59MN7B120C24**22 | 33800 | 21 |  | 13 | 10.5 |  | 35400 | 31200 | 88.14% | 33800 | 19.5 | 12.5 | 8 | 35200 |  |  |  | Residential | 705 | No | 2.82
206906525 | Central Heat Pump | CONCORD | HRCU-A-CB (Split System: Heat Pump with Remote Outdoor Unit-Air-Source) | 4HP18V36P |  |  | EC4X23A | 80G1UH040AE12X | 23800 | 18.5 |  | 13 | 10 |  | 24000 | 14900 | 62.08% | [8 empty] | Residential | 495 | No | 1.98
206906527 | Central Heat Pump | CONCORD | HRCU-A-CB (Split System: Heat Pump with Remote Outdoor Unit-Air-Source) | 4HP18V36P |  |  | EC4X23A | 80G1UH060AE12X | 23800 | 18.5 |  | 13 | 10 |  | 24000 | 14900 | 62.08% | [8 empty] | Residential | 495 | No | 1.98
206906528 | Central Heat Pump | CONCORD | HRCU-A-CB (Split System: Heat Pump with Remote Outdoor Unit-Air-Source) | 4HP18V36P |  |  | EC4X23A | 80G2UH045AE12 | 23200 | 19 |  | 13 | 10 |  | 24000 | 15000 | 62.5% | [8 empty] | Residential | 482.5 | No | 1.93
206906529 | Central Heat Pump | CONCORD | HRCU-A-CB (Split System: Heat Pump with Remote Outdoor Unit-Air-Source) | 4HP18V36P |  |  | EC4X23A | 80G2UH070AE12 | 23400 | 20 |  | 13 | 10 |  | 24000 | 14900 | 62.08% | [8 empty] | Residential | 487.5 | No | 1.95
206906530 | Central Heat Pump | CONCORD | HRCU-A-CB (Split System: Heat Pump with Remote Outdoor Unit-Air-Source) | 4HP18V36P |  |  | EC4X23A | 80G2UH070AE12L | 23400 | 20 |  | 13 | 10 |  | 24000 | 14900 | 62.08% | [8 empty] | Residential | 487.5 | No | 1.95
206906531 | Central Heat Pump | CONCORD | HRCU-A-CB (Split System: Heat Pump with Remote Outdoor Unit-Air-Source) | 4HP18V36P |  |  | EC4X23A | 80G2UH070AV12* | 23400 | 20 |  | 13 | 10 |  | 24000 | 14900 | 62.08% | [8 empty] | Residential | 487.5 | No | 1.95
206906534 | Central Heat Pump | CONCORD | HRCU-A-CB (Split System: Heat Pump with Remote Outdoor Unit-Air-Source) | 4HP18V36P |  |  | EC4X23B | 92G1UH030BE12 | 23400 | 19.5 |  | 13 | 10 |  | 24000 | 15000 | 62.5% | [8 empty] | Residential | 487.5 | No | 1.95
206906535 | Central Heat Pump | CONCORD | HRCU-A-CB (Split System: Heat Pump with Remote Outdoor Unit-Air-Source) | 4HP18V36P |  |  | EC4X23B | 92G1UH045BE12 | 23200 | 19 |  | 13 | 10 |  | 24000 | 14800 | 61.67% | [8 empty] | Residential | 482.5 | No | 1.93
206906536 | Central Heat Pump | CONCORD | HRCU-A-CB (Split System: Heat Pump with Remote Outdoor Unit-Air-Source) | 4HP18V36P |  |  | EC4X23B | 92G1UH070BE12 | 23200 | 19 |  | 13 | 10 |  | 24000 | 14900 | 62.08% | [8 empty] | Residential | 482.5 | No | 1.93
206906539 | Central Heat Pump | CONCORD | HRCU-A-CB (Split System: Heat Pump with Remote Outdoor Unit-Air-Source) | 4HP18V36P |  |  | EC4X23B | 96G1UH030BE08 | 23200 | 18.5 |  | 13 | 10 |  | 24000 | 14900 | 62.08% | [8 empty] | Residential | 482.5 | No | 1.93
203329334 | Central Heat Pump | Liberty Heating & Air Conditioning | HRCU-A-CB (Split System: Heat Pump with Remote Outdoor Unit-Air-Source) | GSZC180361C* |  |  | CA*F3743*6D*+MBVC1600**-1A*+TX |  | 34800 | 18 |  | 14 | 10 |  | 35000 | 22600 | 64.57% | [8 empty] | Residential | 725 | No | 2.9
203329376 | Central Heat Pump | Liberty Heating & Air Conditioning | HRCU-A-CB (Split System: Heat Pump with Remote Outdoor Unit-Air-Source) | GSZC180361C* |  |  | CA*F4961*6D*+MBVC1600**-1A*+TXV |  | 36000 | 18.5 |  | 14 | 10 |  | 36400 | 23000 | 63.19% | [8 empty] | Residential | 750 | No | 3
205966141 | Central Heat Pump | Liberty Heating & Air Conditioning | HRCU-A-CB (Split System: Heat Pump with Remote Outdoor Unit-Air-Source) | GVZC200241A* |  |  | CA*F3642*6D*+MBVC1200**-1A*+TX |  | 23400 | 21 |  | 13 | 10 |  | 23600 | 13000 | 55.08% | [8 empty] | Residential | 487.5 | No | 1.95
205966142 | Central Heat Pump | Liberty Heating & Air Conditioning | HRCU-A-CB (Split System: Heat Pump with Remote Outdoor Unit-Air-Source) | GVZC200361A* |  |  | CA*F3743*6D*+MBVC1600**-1A*+TX |  | 35400 | 21 |  | 14 | 10 |  | 35000 | 18200 | 52% | [8 empty] | Residential | 737.5 | No | 2.95
205966144 | Central Heat Pump | Liberty Heating & Air Conditioning | HRCU-A-CB (Split System: Heat Pump with Remote Outdoor Unit-Air-Source) | GVZC200241A* |  |  | CA*F3137*6A*+TXV | G*VM970603BNB* | 23400 | 20 |  | 13 | 10 |  | 23800 | 13000 | 54.62% | [8 empty] | Residential | 487.5 | No | 1.95
205966145 | Central Heat Pump | Liberty Heating & Air Conditioning | HRCU-A-CB (Split System: Heat Pump with Remote Outdoor Unit-Air-Source) | GVZC200241A* |  |  | CA*F3137*6A*+TXV | G*VM970803BNB* | 23200 | 20 |  | 13 | 10 |  | 23800 | 13000 | 54.62% | [8 empty] | Residential | 482.5 | No | 1.93
205966146 | Central Heat Pump | Liberty Heating & Air Conditioning | HRCU-A-CB (Split System: Heat Pump with Remote Outdoor Unit-Air-Source) | GVZC200241A* |  |  | CA*F3137*6A*+MBVC1200**-1A*+TXV |  | 23800 | 21 |  | 13 | 10 |  | 23800 | 13000 | 54.62% | [8 empty] | Residential | 495 | No | 1.98
205966147 | Central Heat Pump | Liberty Heating & Air Conditioning | HRCU-A-CB (Split System: Heat Pump with Remote Outdoor Unit-Air-Source) | GVZC200241A* |  |  | CA*F3137*6A*+TXV | G*VS800604BUA* | 23400 | 20 |  | 13 | 10 |  | 23600 | 13000 | 55.08% | [8 empty] | Residential | 487.5 | No | 1.95
205966148 | Central Heat Pump | Liberty Heating & Air Conditioning | HRCU-A-CB (Split System: Heat Pump with Remote Outdoor Unit-Air-Source) | GVZC200241A* |  |  | CA*F3137*6A*+TXV | G*VS960603BUA* | 23400 | 20 |  | 13 | 10 |  | 23600 | 13000 | 55.08% | [8 empty] | Residential | 487.5 | No | 1.95
207436196 | Central Heat Pump | LENNOX | HRCU-A-CB (Split System: Heat Pump with Remote Outdoor Unit-Air-Source) | SL25XPV-024-230A** |  |  | CHX35-42B-**-*+TDR | SL280UH080NV48B* | 23200 | 24 |  | 15.5 | 11 |  | 21400 | 23400 | 109.3% | 22600 | 21.8 | 14.4 | 9.8 | 21400 | 20000 | 93.46% | 1.94 | Residential | 470 | Yes | 1.88 | Yes
207436197 | Central Heat Pump | LENNOX | HRCU-A-CB (Split System: Heat Pump with Remote Outdoor Unit-Air-Source) | SL25XPV-024-230A** |  |  | CHX35-42B-**-*+TDR | SL280UH090V36B* | 23200 | 24 |  | 15.5 | 11 |  | 21400 | 23400 | 109.3% | 22800 | 23 | 15 | 10.3 | 21400 | 19900 | 92.99% | 1.98 | Residential | 475 | Yes | 1.9 | Yes
207436198 | Central Heat Pump | LENNOX | HRCU-A-CB (Split System: Heat Pump with Remote Outdoor Unit-Air-Source) | SL25XPV-024-230A** |  |  | CHX35-42B-**-*+TDR | SL280UH090V48B* | 23200 | 23 |  | 15.5 | 10.6 |  | 21400 | 23600 | 110.3% | 22800 | 22.2 | 15 | 10.3 | 21400 | 19900 | 92.99% | 1.98 | Residential | 475 | Yes | 1.9 | Yes
207436199 | Central Heat Pump | LENNOX | HRCU-A-CB (Split System: Heat Pump with Remote Outdoor Unit-Air-Source) | SL25XPV-024-230A** |  |  | CHX35-42B-**-*+TDR | SL280UH090XV48B* | 23200 | 23 |  | 15.5 | 10.6 |  | 21400 | 23600 | 110.3% | 22800 | 22.2 | 15 | 10.3 | 21400 | 19900 | 92.99% | 1.98 | Residential | 475 | Yes | 1.9 | Yes
207436200 | Central Heat Pump | LENNOX | HRCU-A-CB (Split System: Heat Pump with Remote Outdoor Unit-Air-Source) | SL25XPV-024-230A** |  |  | CHX35-42B-**-*+TDR | SL297UH040NV36B* | 23200 | 24 |  | 15.5 | 10.8 |  | 21200 | 23400 | 110.4% | 22800 | 22.6 | 14.5 | 10 | 21200 | 20000 | 94.34% | 1.96 | Residential | 475 | Yes | 1.9 | Yes
207436201 | Central Heat Pump | LENNOX | HRCU-A-CB (Split System: Heat Pump with Remote Outdoor Unit-Air-Source) | SL25XPV-024-230A** |  |  | CHX35-42B-**-*+TDR | SL297UH060NV36B* | 23200 | 23 |  | 15.5 | 10.6 |  | 21200 | 23600 | 111.3% | 22800 | 22.2 | 14.5 | 10 | 21200 | 20000 | 94.34% | 1.96 | Residential | 475 | Yes | 1.9 | Yes
207436202 | Central Heat Pump | LENNOX | HRCU-A-CB (Split System: Heat Pump with Remote Outdoor Unit-Air-Source) | SL25XPV-024-230A** |  |  | CHX35-42B-**-*+TDR | SLP99UH070XV36B* | 23200 | 24 |  | 15.5 | 10.8 |  | 21200 | 23600 | 111.3% | 22800 | 22.8 | 14.5 | 10.1 | 21200 | 20000 | 94.34% | 1.96 | Residential | 475 | Yes | 1.9 | Yes
207436203 | Central Heat Pump | LENNOX | HRCU-A-CB (Split System: Heat Pump with Remote Outdoor Unit-Air-Source) | SL25XPV-024-230A** |  |  | CHX35-42C-**-*+TDR | EL296UH090XV36C* | 22800 | 23 |  | 15.5 | 10.4 |  | 21400 | 23800 | 111.2% | 22200 | 22.2 | 14.5 | 9.9 | 21400 | 20200 | 94.39% | 1.9 | Residential | 462.5 | Yes | 1.85 | Yes
207590356 | Central Heat Pump | AMERICAN STANDARD | HRCU-A-CB (Split System: Heat Pump with Remote Outdoor Unit-Air-Source) | 4A6V8X48A1 |  |  | 4TXCD008DS3 | P0V0D000M50SA+RP | 47000 | 18 |  | 12.5 | 10 |  | 43500 | 36600 | 84.14% | [8 empty] | Residential | 980 | No | 3.92
207590357 | Central Heat Pump | AMERICAN STANDARD | HRCU-A-CB (Split System: Heat Pump with Remote Outdoor Unit-Air-Source) | 4A6V8X48A1 |  |  | 4TXCD010DS3 | P0V0D000M50SA+RP | 48000 | 18 |  | 12.5 | 10 |  | 42500 | 36200 | 85.18% | [8 empty] | Residential | 1000 | No | 4
207590395 | Central Heat Pump | AMERICAN STANDARD | HRCU-A-CB (Split System: Heat Pump with Remote Outdoor Unit-Air-Source) | 4A6V0X36A1 |  |  | 4PX*BU42BS3 | P0V0B000M40SB+RP | 35200 | 20.5 |  | 13 | 10 |  | 32000 | 25400 | 79.38% | [8 empty] | Residential | 732.5 | No | 2.93
207590458 | Central Heat Pump | AMERICAN STANDARD | HRCU-A-CB (Split System: Heat Pump with Remote Outdoor Unit-Air-Source) | 4A6V8X48A1 |  |  | 4PX*DU60BS3 | P0V0D000M50SB+RP | 48000 | 18 |  | 12.5 | 10 |  | 42500 | 36000 | 84.71% | [8 empty] | Residential | 1000 | No | 4
207590463 | Central Heat Pump | AMERICAN STANDARD | HRCU-A-CB (Split System: Heat Pump with Remote Outdoor Unit-Air-Source) | 4A6V8X48A1 |  |  | 4TXCD008DS3 | P0V0D000M50SB+RP | 47000 | 18 |  | 12.5 | 10 |  | 43500 | 36600 | 84.14% | [8 empty] | Residential | 980 | No | 3.92
207590466 | Central Heat Pump | AMERICAN STANDARD | HRCU-A-CB (Split System: Heat Pump with Remote Outdoor Unit-Air-Source) | 4A6V8X48A1 |  |  | 4TXCD010DS3 | P0V0D000M50SB+RP | 48000 | 18 |  | 12.5 | 10 |  | 42500 | 36000 | 84.71% | [8 empty] | Residential | 1000 | No | 4
207590661 | Central Heat Pump | AMERICAN STANDARD | HRCU-A-CB (Split System: Heat Pump with Remote Outdoor Unit-Air-Source) | 4A6V0X36A1 |  |  | 4PX*CU48BS3 | *UD2C080ACV4 | 36800 | 21 |  | 13 | 10 |  | 33200 | 26600 | 80.12% | [8 empty] | Residential | 767.5 | No | 3.07
207590662 | Central Heat Pump | AMERICAN STANDARD | HRCU-A-CB (Split System: Heat Pump with Remote Outdoor Unit-Air-Source) | 4A6V0X36A1 |  |  | 4PX*CU48BS3 | *UD2C100ACV5 | 37000 | 21 |  | 13 | 10 |  | 33200 | 26800 | 80.72% | 35600 | 20.5 | 12.7 | 8.7 | 32200 |  |  |  | Residential | 742.5 | No | 2.97
10511035 | Central Heat Pump | AMERICAN STANDARD | HRCU-A-CB (Split System: Heat Pump with Remote Outdoor Unit-Air-Source) | 4A6V8037A1 |  |  | 4TXCB006DS3 | S9V2B040U3PSB+RP | 36200 | 18 |  | 12.5 | 10 |  | 33200 | 26400 | 79.52% | [8 empty] | Residential | 755 | No | 3.02
10511036 | Central Heat Pump | AMERICAN STANDARD | HRCU-A-CB (Split System: Heat Pump with Remote Outdoor Unit-Air-Source) | 4A6V8037A1 |  |  | 4TXCB006DS3 | S9V2B080U3PSB+RP | 36400 | 18 |  | 12.5 | 10 |  | 33200 | 26600 | 80.12% | [8 empty] | Residential | 757.5 | No | 3.03
206788728 | Central Heat Pump | CARRIER | HRCU-A-CB (Split System: Heat Pump with Remote Outdoor Unit-Air-Source) | 25VNA436A*031* |  |  | CNPV*4824AL*+UI | 59MN7B060C21**20 | 33600 | 20.5 |  | 12.5 | 10.5 |  | 36000 | 31200 | 86.67% | 33600 | 19 | 12 | 8 | 35400 |  |  |  | Residential | 700 | No | 2.8
206788731 | Central Heat Pump | CARRIER | HRCU-A-CB (Split System: Heat Pump with Remote Outdoor Unit-Air-Source) | 25VNA436A*031* |  |  | CNPV*6024AL*+UI | 58TN*A135C24**22 | 34400 | 22 |  | 13 | 10.5 |  | 34800 | 30600 | 87.93% | 34400 | 20.5 | 12.5 | 8 | 34800 |  |  |  | Residential | 717.5 | No | 2.87
206788732 | Central Heat Pump | CARRIER | HRCU-A-CB (Split System: Heat Pump with Remote Outdoor Unit-Air-Source) | 25VNA436A*031* |  |  | CNPV*6024AL*+UI | 59TN6B120C24**22 | 34400 | 21.5 |  | 13 | 10.5 |  | 35000 | 30600 | 87.43% | 34400 | 20.5 | 12.5 | 8 | 34800 |  |  |  | Residential | 717.5 | No | 2.87
206788735 | Central Heat Pump | CARRIER | HRCU-A-CB (Split System: Heat Pump with Remote Outdoor Unit-Air-Source) | 25VNA436A*031* |  |  | CNPV*6024AL*+UI | 59MN7B120C24**22 | 34200 | 21.5 |  | 13 | 10.5 |  | 35000 | 30600 | 87.43% | 34200 | 20 | 12.5 | 8 | 34800 |  |  |  | Residential | 712.5 | No | 2.85
206788739 | Central Heat Pump | CARRIER | HRCU-A-CB (Split System: Heat Pump with Remote Outdoor Unit-Air-Source) | 25VNA436A*031* |  |  | CNPV*6024AL*+UI | 59MN7B060C21**20 | 34200 | 21 |  | 13 | 10.5 |  | 35400 | 30800 | 87.01% | 34000 | 19.5 | 12.5 | 8 | 35000 |  |  |  | Residential | 707.5 | No | 2.83
206788743 | Central Heat Pump | CARRIER | HRCU-A-CB (Split System: Heat Pump with Remote Outdoor Unit-Air-Source) | 25VNA436A*031* |  |  | CSPH*3612AL*+UI | 58TN*A135C24**22 | 33800 | 20 |  | 12.5 | 10.5 |  | 32600 | 31200 | 95.71% | 33800 | 18.5 | 11.7 | 8 | 35200 |  |  |  | Residential | 705 | No | 2.82
206788746 | Central Heat Pump | CARRIER | HRCU-A-CB (Split System: Heat Pump with Remote Outdoor Unit-Air-Source) | 25VNA436A*031* |  |  | CSPH*3612AL*+UI | 59TN6B120C24**22 | 33800 | 20 |  | 12.5 | 10.5 |  | 32600 | 31200 | 95.71% | 33800 | 18.5 | 11.7 | 8 | 35200 |  |  |  | Residential | 705 | No | 2.82
206788750 | Central Heat Pump | CARRIER | HRCU-A-CB (Split System: Heat Pump with Remote Outdoor Unit-Air-Source) | 25VNA436A*031* |  |  | CSPH*3612AL*+UI | 59MN7B120C24**22 | 33600 | 20 |  | 12.5 | 10 |  | 32800 | 31400 | 95.73% | 33600 | 18 | 11.7 | 8 | 35200 |  |  |  | Residential | 700 | No | 2.8
206788753 | Central Heat Pump | CARRIER | HRCU-A-CB (Split System: Heat Pump with Remote Outdoor Unit-Air-Source) | 25VNA436A*031* |  |  | CSPH*3612AL*+UI | 58TN*A090C17**16 | 33800 | 20.5 |  | 12.5 | 10.5 |  | 31800 | 31200 | 98.11% | 33800 | 19 | 12 | 8 | 35200 |  |  |  | Residential | 705 | No | 2.82
10511321 | Central Heat Pump | TRANE | HRCU-A-CB (Split System: Heat Pump with Remote Outdoor Unit-Air-Source) | 4TWV8037A1 |  |  | 4PX*CU36BS3 | S9V2C100U4PSB+RP | 35200 | 18 |  | 12.5 | 10 |  | 32200 | 26000 | 80.75% | [8 empty] | Residential | 732.5 | No | 2.93
10511322 | Central Heat Pump | TRANE | HRCU-A-CB (Split System: Heat Pump with Remote Outdoor Unit-Air-Source) | 4TWV8037A1 |  |  | 4PX*CU48BS3 | S9V2C100U4PSB+RP | 36600 | 18 |  | 12.5 | 10 |  | 33000 | 26400 | 80% | [8 empty] | Residential | 762.5 | No | 3.05
10511327 | Central Heat Pump | TRANE | HRCU-A-CB (Split System: Heat Pump with Remote Outdoor Unit-Air-Source) | 4TWV8037A1 |  |  | 4TXCB004DS3 | S9V2B080U4PSB+RP | 35200 | 18 |  | 12.5 | 10 |  | 32400 | 26000 | 80.25% | [8 empty] | Residential | 732.5 | No | 2.93
10511328 | Central Heat Pump | TRANE | HRCU-A-CB (Split System: Heat Pump with Remote Outdoor Unit-Air-Source) | 4TWV8037A1 |  |  | 4TXCB004DS3 | S9V2B080U3PSB+RP | 34800 | 18 |  | 12.5 | 10 |  | 32200 | 26000 | 80.75% | [8 empty] | Residential | 725 | No | 2.9
207804940 | Central Heat Pump | TRANE | HRCU-A-CB (Split System: Heat Pump with Remote Outdoor Unit-Air-Source) | 4TWL9048A1 |  |  | 4PX*CD60BS3+P0V0C000M50SC+RP |  | 49500 | 19.5 |  | 12.5 | 10.5 |  | 42500 | 31400 | 73.88% | 49000 | 19 | 12 | 8.7 | 43500 |  |  |  | Residential | 1020 | No | 4.08
207804941 | Central Heat Pump | TRANE | HRCU-A-CB (Split System: Heat Pump with Remote Outdoor Unit-Air-Source) | 4TWL9048A1 |  |  | 4PX*CD60BS3+HORIZ-RT+P0V0C000M50SC+RP |  | 49500 | 19.5 |  | 12.5 | 10.5 |  | 42500 | 31000 | 72.94% | [8 empty] | Residential | 1032.5 | No | 4.13
207804943 | Central Heat Pump | TRANE | HRCU-A-CB (Split System: Heat Pump with Remote Outdoor Unit-Air-Source) | 4TWL9048A1 |  |  | 4PX*CU48BS3+P0V0C000M50SC+RP |  | 48000 | 19 |  | 12.5 | 10 |  | 43000 | 32000 | 74.42% | 48000 | 19 | 11.7 | 9 | 44000 |  |  |  | Residential | 1000 | No | 4
207804944 | Central Heat Pump | TRANE | HRCU-A-CB (Split System: Heat Pump with Remote Outdoor Unit-Air-Source) | 4TWL9048A1 |  |  | 4PX*CU60BS3+P0V0C000M50SC+RP |  | 49000 | 19.5 |  | 12.5 | 11 |  | 42500 | 31600 | 74.35% | 49000 | 19 | 12 | 9 | 43000 |  |  |  | Residential | 1020 | No | 4.08
207804946 | Central Heat Pump | TRANE | HRCU-A-CB (Split System: Heat Pump with Remote Outdoor Unit-Air-Source) | 4TWL9048A1 |  |  | 4PX*DD48BS3+P0V0D000M50SC+RP |  | 48000 | 19 |  | 12.5 | 10 |  | 44000 | 31800 | 72.27% | [8 empty] | Residential | 1000 | No | 4
207804948 | Central Heat Pump | TRANE | HRCU-A-CB (Split System: Heat Pump with Remote Outdoor Unit-Air-Source) | 4TWL9048A1 |  |  | 4PX*DD48BS3+HORIZ-RT+P0V0D000M50SC+RP |  | 48000 | 19 |  | 12.5 | 10 |  | 44000 | 31800 | 72.27% | [8 empty] | Residential | 1000 | No | 4
207436204 | Central Heat Pump | LENNOX | HRCU-A-CB (Split System: Heat Pump with Remote Outdoor Unit-Air-Source) | SL25XPV-024-230A** |  |  | CHX35-42C-**-*+TDR | EL296UH090XV48C* | 22800 | 22 |  | 15.5 | 10.6 |  | 21400 | 23800 | 111.2% | 22200 | 21.4 | 14.5 | 10.2 | 21400 | 20000 | 93.46% | 1.9 | Residential | 462.5 | Yes | 1.85 | Yes
207436206 | Central Heat Pump | LENNOX | HRCU-A-CB (Split System: Heat Pump with Remote Outdoor Unit-Air-Source) | SL25XPV-024-230A** |  |  | CHX35-42C-**-*+TDR | EL296UH110XV48C* | 22800 | 22 |  | 15.5 | 10.6 |  | 21400 | 23800 | 111.2% | 22200 | 21.2 | 14.5 | 10 | 21400 | 20200 | 94.39% | 1.9 | Residential | 462.5 | Yes | 1.85 | Yes
207436208 | Central Heat Pump | LENNOX | HRCU-A-CB (Split System: Heat Pump with Remote Outdoor Unit-Air-Source) | SL25XPV-024-230A** |  |  | CHX35-42C-**-*+TDR | SL280UH080NV60C* | 22800 | 22 |  | 15.5 | 10.6 |  | 21400 | 23600 | 110.3% | 22200 | 20.2 | 14.5 | 9.8 | 21400 | 20200 | 94.39% | 1.9 | Residential | 462.5 | Yes | 1.85 | Yes
207436214 | Central Heat Pump | LENNOX | HRCU-A-CB (Split System: Heat Pump with Remote Outdoor Unit-Air-Source) | SL25XPV-024-230A** |  |  | CHX35-42C-**-*+TDR | SL297UH080NV48C* | 22600 | 22 |  | 15 | 10.6 |  | 21400 | 23800 | 111.2% | 22200 | 21.4 | 14.4 | 9.9 | 21400 | 20200 | 94.39% | 1.9 | Residential | 462.5 | Yes | 1.85 | Yes
207436216 | Central Heat Pump | LENNOX | HRCU-A-CB (Split System: Heat Pump with Remote Outdoor Unit-Air-Source) | SL25XPV-024-230A** |  |  | CHX35-42C-**-*+TDR | SLP99UH090XV36C* | 22800 | 23 |  | 15.5 | 10.4 |  | 21400 | 23800 | 111.2% | 22200 | 22.2 | 14.5 | 9.9 | 21400 | 20200 | 94.39% | 1.9 | Residential | 462.5 | Yes | 1.85 | Yes
207436217 | Central Heat Pump | LENNOX | HRCU-A-CB (Split System: Heat Pump with Remote Outdoor Unit-Air-Source) | SL25XPV-024-230A** |  |  | CHX35-42C-**-*+TDR | SLP99UH090XV48C* | 22800 | 22 |  | 15.5 | 10.6 |  | 21400 | 23800 | 111.2% | 22200 | 21.4 | 14.5 | 10.2 | 21400 | 20000 | 93.46% | 1.9 | Residential | 462.5 | Yes | 1.85 | Yes
207436225 | Central Heat Pump | LENNOX | HRCU-A-CB (Split System: Heat Pump with Remote Outdoor Unit-Air-Source) | SL25XPV-024-230A** |  |  | CR33-50/60+TDR+TXV | SLP99DF090XV36C* | 23000 | 21 |  | 13.5 | 10.6 |  | 21600 | 24800 | 114.8% | 22600 | 19.8 | 12.5 | 10 | 21600 | 18600 | 86.11% | 1.76 | Residential | 470 | No | 1.88 | Yes
207436226 | Central Heat Pump | LENNOX | HRCU-A-CB (Split System: Heat Pump with Remote Outdoor Unit-Air-Source) | SL25XPV-024-230A** |  |  | CR33-50/60+TDR+TXV | SLP99DF090XV48C* | 23000 | 20 |  | 13 | 10.4 |  | 21600 | 24800 | 114.8% | 22600 | 19 | 12.5 | 9.7 | 21600 | 18800 | 87.04% | 1.76 | Residential | 470 | No | 1.88 | Yes
10511037 | Central Heat Pump | AMERICAN STANDARD | HRCU-A-CB (Split System: Heat Pump with Remote Outdoor Unit-Air-Source) | 4A6V8037A1 |  |  | 4TXCB006DS3 | S9V2B060U4PSB+RP | 36600 | 18 |  | 12.5 | 10 |  | 33200 | 26400 | 79.52% | [8 empty] | Residential | 762.5 | No | 3.05
10511038 | Central Heat Pump | AMERICAN STANDARD | HRCU-A-CB (Split System: Heat Pump with Remote Outdoor Unit-Air-Source) | 4A6V8037A1 |  |  | 4TXCB006DS3 | S9V2B060U3PSB+RP | 36200 | 18 |  | 12.5 | 10 |  | 33200 | 26400 | 79.52% | [8 empty] | Residential | 755 | No | 3.02
10511039 | Central Heat Pump | AMERICAN STANDARD | HRCU-A-CB (Split System: Heat Pump with Remote Outdoor Unit-Air-Source) | 4A6V8037A1 |  |  | 4TXCC005DS3 | S9V2C100D4PSB+RP | 34000 | 18 |  | 12.5 | 10 |  | 31600 | 25600 | 81.01% | [8 empty] | Residential | 707.5 | No | 2.83
10511040 | Central Heat Pump | AMERICAN STANDARD | HRCU-A-CB (Split System: Heat Pump with Remote Outdoor Unit-Air-Source) | 4A6V8037A1 |  |  | 4TXCC005DS3 | S9V2C100U4PSB+RP | 35200 | 18 |  | 12.5 | 10 |  | 32200 | 26000 | 80.75% | [8 empty] | Residential | 732.5 | No | 2.93
10511041 | Central Heat Pump | AMERICAN STANDARD | HRCU-A-CB (Split System: Heat Pump with Remote Outdoor Unit-Air-Source) | 4A6V8037A1 |  |  | 4TXCC007DS3 | S9V2C100U4PSB+RP | 36600 | 18 |  | 12.5 | 10 |  | 33000 | 26400 | 80% | [8 empty] | Residential | 762.5 | No | 3.05
10511049 | Central Heat Pump | AMERICAN STANDARD | HRCU-A-CB (Split System: Heat Pump with Remote Outdoor Unit-Air-Source) | 4A6V8048A1 |  |  | 4PX*CU48BS3 | S9V2C100U5PSB+RP | 47000 | 18 |  | 12.5 | 10 |  | 45000 | 37800 | 84% | [8 empty] | Residential | 980 | No | 3.92
10511050 | Central Heat Pump | AMERICAN STANDARD | HRCU-A-CB (Split System: Heat Pump with Remote Outdoor Unit-Air-Source) | 4A6V8048A1 |  |  | 4PX*CU48BS3 | S9V2C100U4PSB+RP | 46500 | 18 |  | 12.5 | 10 |  | 42500 | 37600 | 88.47% | [8 empty] | Residential | 970 | No | 3.88
10511051 | Central Heat Pump | AMERICAN STANDARD | HRCU-A-CB (Split System: Heat Pump with Remote Outdoor Unit-Air-Source) | 4A6V8048A1 |  |  | 4PX*CU48BS3 | S9V2D120U5PSB+RP | 47000 | 18 |  | 12.5 | 10 |  | 44500 | 37800 | 84.94% | [8 empty] | Residential | 980 | No | 3.92
10511052 | Central Heat Pump | AMERICAN STANDARD | HRCU-A-CB (Split System: Heat Pump with Remote Outdoor Unit-Air-Source) | 4A6V8048A1 |  |  | 4PX*CU48BS3 | S9V2C080U5PSB+RP | 47000 | 18 |  | 12.5 | 10 |  | 44500 | 37800 | 84.94% | [8 empty] | Residential | 980 | No | 3.92
10511053 | Central Heat Pump | AMERICAN STANDARD | HRCU-A-CB (Split System: Heat Pump with Remote Outdoor Unit-Air-Source) | 4A6V8048A1 |  |  | 4PX*CU60BS3 | S9V2D120U5PSB+RP | 48000 | 18 |  | 12.5 | 10 |  | 45000 | 37200 | 82.67% | [8 empty] | Residential | 1000 | No | 4
206906542 | Central Heat Pump | CONCORD | HRCU-A-CB (Split System: Heat Pump with Remote Outdoor Unit-Air-Source) | 4HP18V36P |  |  | EC4X23B | 96G2UH045BV12 | 23400 | 20 |  | 13 | 10 |  | 24000 | 14900 | 62.08% | [8 empty] | Residential | 487.5 | No | 1.95
206906543 | Central Heat Pump | CONCORD | HRCU-A-CB (Split System: Heat Pump with Remote Outdoor Unit-Air-Source) | 4HP18V36P |  |  | EC4X23B | 96G2UH070BV12 | 23400 | 20 |  | 13 | 10 |  | 24000 | 14800 | 61.67% | [8 empty] | Residential | 487.5 | No | 1.95
206906544 | Central Heat Pump | CONCORD | HRCU-A-CB (Split System: Heat Pump with Remote Outdoor Unit-Air-Source) | 4HP18V36P |  |  | EC4X23B | EFV08BCA | 23200 | 19.5 |  | 13 | 10 |  | 24000 | 15100 | 62.92% | [8 empty] | Residential | 482.5 | No | 1.93
206906545 | Central Heat Pump | CONCORD | HRCU-A-CB (Split System: Heat Pump with Remote Outdoor Unit-Air-Source) | 4HP18V36P |  |  | EC4X23B | EFV12BCA | 23400 | 20 |  | 13 | 10 |  | 24000 | 14900 | 62.08% | [8 empty] | Residential | 487.5 | No | 1.95
206906225 | Central Heat Pump | CONCORD | HRCU-A-CB (Split System: Heat Pump with Remote Outdoor Unit-Air-Source) | 4HP18V36P |  |  | BCE5E30M |  | 24000 | 18 |  | 13 | 10 |  | 24000 | 15600 | 65% | 24200 | 18.5 | 12.3 | 8.5 | 24000 |  |  |  | Residential | 505 | No | 2.02
206906228 | Central Heat Pump | CONCORD | HRCU-A-CB (Split System: Heat Pump with Remote Outdoor Unit-Air-Source) | 4HP18V36P |  |  | BCE5V18M |  | 23800 | 20 |  | 13 | 10 |  | 24000 | 15000 | 62.5% | 23600 | 19 | 12.3 | 8.5 | 24000 |  |  |  | Residential | 492.5 | No | 1.97
206906229 | Central Heat Pump | CONCORD | HRCU-A-CB (Split System: Heat Pump with Remote Outdoor Unit-Air-Source) | 4HP18V36P |  |  | BCE5V24M |  | 23800 | 20 |  | 13 | 10 |  | 24000 | 15900 | 66.25% | 23800 | 19 | 12.3 | 8.1 | 24000 |  |  |  | Residential | 495 | No | 1.98
206906230 | Central Heat Pump | CONCORD | HRCU-A-CB (Split System: Heat Pump with Remote Outdoor Unit-Air-Source) | 4HP18V36P |  |  | BCE5V30M |  | 24000 | 20 |  | 13 | 10 |  | 24000 | 15600 | 65% | 24000 | 19 | 12.3 | 8.5 | 24000 |  |  |  | Residential | 500 | No | 2
206906232 | Central Heat Pump | CONCORD | HRCU-A-CB (Split System: Heat Pump with Remote Outdoor Unit-Air-Source) | 4HP18V36P |  |  | BCE7E18M |  | 23600 | 20 |  | 13 | 10 |  | 24000 | 15100 | 62.92% | 23400 | 19 | 12.3 | 8.5 | 24000 |  |  |  | Residential | 487.5 | No | 1.95
206906233 | Central Heat Pump | CONCORD | HRCU-A-CB (Split System: Heat Pump with Remote Outdoor Unit-Air-Source) | 4HP18V36P |  |  | BCE7E24M |  | 23600 | 20 |  | 13 | 10 |  | 24000 | 14800 | 61.67% | 23400 | 19 | 12.3 | 8.5 | 24000 |  |  |  | Residential | 487.5 | No | 1.95
206906234 | Central Heat Pump | CONCORD | HRCU-A-CB (Split System: Heat Pump with Remote Outdoor Unit-Air-Source) | 4HP18V36P |  |  | BCE7E30M |  | 24000 | 20 |  | 13 | 10 |  | 24000 | 15000 | 62.5% | 24200 | 19 | 12.3 | 8.5 | 24000 |  |  |  | Residential | 505 | No | 2.02
206906237 | Central Heat Pump | CONCORD | HRCU-A-CB (Split System: Heat Pump with Remote Outdoor Unit-Air-Source) | 4HP18V36P |  |  | E*1P23A+H4TXV01 | 80G1UH040AE12X | 23800 | 18.5 |  | 13 | 10 |  | 24000 | 14900 | 62.08% | 23600 | 19 | 12.3 | 8.1 | 24000 |  |  |  | Residential | 492.5 | No | 1.97
206906239 | Central Heat Pump | CONCORD | HRCU-A-CB (Split System: Heat Pump with Remote Outdoor Unit-Air-Source) | 4HP18V36P |  |  | E*1P23A+H4TXV01 | 80G1UH060AE12X | 23800 | 18.5 |  | 13 | 10 |  | 24000 | 14900 | 62.08% | 23600 | 19 | 12.3 | 8.1 | 24000 |  |  |  | Residential | 492.5 | No | 1.97
206906240 | Central Heat Pump | CONCORD | HRCU-A-CB (Split System: Heat Pump with Remote Outdoor Unit-Air-Source) | 4HP18V36P |  |  | E*1P23A+H4TXV01 | 80G2UH045AE12 | 23200 | 19 |  | 13 | 10 |  | 24000 | 15000 | 62.5% | 23000 | 18.5 | 12.3 | 8.1 | 24000 |  |  |  | Residential | 480 | No | 1.92
206906241 | Central Heat Pump | CONCORD | HRCU-A-CB (Split System: Heat Pump with Remote Outdoor Unit-Air-Source) | 4HP18V36P |  |  | E*1P23A+H4TXV01 | 80G2UH070AE12 | 23400 | 20 |  | 13 | 10 |  | 24000 | 14900 | 62.08% | 23600 | 19 | 12.3 | 8.5 | 24000 |  |  |  | Residential | 492.5 | No | 1.97
206906242 | Central Heat Pump | CONCORD | HRCU-A-CB (Split System: Heat Pump with Remote Outdoor Unit-Air-Source) | 4HP18V36P |  |  | E*1P23A+H4TXV01 | 80G2UH070AE12L | 23400 | 20 |  | 13 | 10 |  | 24000 | 14900 | 62.08% | 23600 | 19 | 12.3 | 8.5 | 24000 |  |  |  | Residential | 492.5 | No | 1.97
206906246 | Central Heat Pump | CONCORD | HRCU-A-CB (Split System: Heat Pump with Remote Outdoor Unit-Air-Source) | 4HP18V36P |  |  | E*1P23B+H4TXV01 | 92G1UH030BE12 | 23400 | 19.5 |  | 13 | 10 |  | 24000 | 15000 | 62.5% | 23200 | 18 | 12.3 | 8.1 | 24000 |  |  |  | Residential | 482.5 | No | 1.93
206906247 | Central Heat Pump | CONCORD | HRCU-A-CB (Split System: Heat Pump with Remote Outdoor Unit-Air-Source) | 4HP18V36P |  |  | E*1P23B+H4TXV01 | 92G1UH045BE12 | 23200 | 19 |  | 13 | 10 |  | 24000 | 14800 | 61.67% | 23600 | 19 | 12.3 | 8.5 | 24000 |  |  |  | Residential | 492.5 | No | 1.97
206906248 | Central Heat Pump | CONCORD | HRCU-A-CB (Split System: Heat Pump with Remote Outdoor Unit-Air-Source) | 4HP18V36P |  |  | E*1P23B+H4TXV01 | 92G1UH070BE12 | 23200 | 19 |  | 13 | 10 |  | 24000 | 14900 | 62.08% | 23600 | 19 | 12.3 | 8.5 | 24000 |  |  |  | Residential | 492.5 | No | 1.97
206788759 | Central Heat Pump | CARRIER | HRCU-A-CB (Split System: Heat Pump with Remote Outdoor Unit-Air-Source) | 25VNA436A*031* |  |  | CSPH*4212AL*+UI | 58TN*A135C24**22 | 34000 | 20.5 |  | 12.5 | 10.5 |  | 35200 | 31200 | 88.64% | 34000 | 18.5 | 12 | 8 | 35000 |  |  |  | Residential | 707.5 | No | 2.83
206788762 | Central Heat Pump | CARRIER | HRCU-A-CB (Split System: Heat Pump with Remote Outdoor Unit-Air-Source) | 25VNA436A*031* |  |  | CSPH*4212AL*+UI | 59TN6B120C24**22 | 34000 | 20.5 |  | 12.5 | 10.5 |  | 35400 | 31200 | 88.14% | 34000 | 18.5 | 12 | 8 | 35200 |  |  |  | Residential | 707.5 | No | 2.83
206788766 | Central Heat Pump | CARRIER | HRCU-A-CB (Split System: Heat Pump with Remote Outdoor Unit-Air-Source) | 25VNA436A*031* |  |  | CSPH*4212AL*+UI | 59MN7B120C24**22 | 34000 | 20 |  | 12.5 | 10.5 |  | 35600 | 31200 | 87.64% | 33800 | 18.5 | 11.7 | 8 | 35200 |  |  |  | Residential | 705 | No | 2.82
206788769 | Central Heat Pump | CARRIER | HRCU-A-CB (Split System: Heat Pump with Remote Outdoor Unit-Air-Source) | 25VNA436A*031* |  |  | CSPH*4212AL*+UI | 58TN*A090C17**16 | 34000 | 20.5 |  | 12.5 | 10.5 |  | 34400 | 31000 | 90.12% | 34000 | 19 | 12 | 8 | 35000 |  |  |  | Residential | 707.5 | No | 2.83
206788772 | Central Heat Pump | CARRIER | HRCU-A-CB (Split System: Heat Pump with Remote Outdoor Unit-Air-Source) | 25VNA436A*031* |  |  | CSPH*4812AL*+UI | 58TN*A070C17**16 | 34000 | 20.5 |  | 12.5 | 10.5 |  | 34600 | 31200 | 90.17% | 34000 | 19 | 11.7 | 8 | 35200 |  |  |  | Residential | 707.5 | No | 2.83
206788775 | Central Heat Pump | CARRIER | HRCU-A-CB (Split System: Heat Pump with Remote Outdoor Unit-Air-Source) | 25VNA436A*031* |  |  | CSPH*4812AL*+UI | 58TN*A135C24**22 | 34200 | 20.5 |  | 12.5 | 10.5 |  | 35200 | 31000 | 88.07% | 34200 | 19 | 12 | 8 | 35000 |  |  |  | Residential | 712.5 | No | 2.85
206788778 | Central Heat Pump | CARRIER | HRCU-A-CB (Split System: Heat Pump with Remote Outdoor Unit-Air-Source) | 25VNA436A*031* |  |  | CSPH*4812AL*+UI | 59TN6B120C24**22 | 34200 | 20.5 |  | 12.5 | 10.5 |  | 35200 | 31000 | 88.07% | 34200 | 19 | 12 | 8 | 35000 |  |  |  | Residential | 712.5 | No | 2.85
206788782 | Central Heat Pump | CARRIER | HRCU-A-CB (Split System: Heat Pump with Remote Outdoor Unit-Air-Source) | 25VNA436A*031* |  |  | CSPH*4812AL*+UI | 59MN7B120C24**22 | 34200 | 20 |  | 12.5 | 10.5 |  | 35400 | 31000 | 87.57% | 34000 | 18.5 | 11.7 | 8 | 35000 |  |  |  | Residential | 707.5 | No | 2.83
206788785 | Central Heat Pump | CARRIER | HRCU-A-CB (Split System: Heat Pump with Remote Outdoor Unit-Air-Source) | 25VNA436A*031* |  |  | CSPH*4812AL*+UI | 58TN*A090C17**16 | 34200 | 21 |  | 12.5 | 10.5 |  | 34200 | 31000 | 90.64% | 34200 | 19.5 | 12 | 8 | 35000 |  |  |  | Residential | 712.5 | No | 2.85
207804949 | Central Heat Pump | TRANE | HRCU-A-CB (Split System: Heat Pump with Remote Outdoor Unit-Air-Source) | 4TWL9048A1 |  |  | 4PX*DD60BS3+P0V0D000M50SC+RP |  | 47500 | 19 |  | 12.5 | 10.5 |  | 41500 | 31400 | 75.66% | 48000 | 19 | 12 | 9 | 43000 |  |  |  | Residential | 1000 | No | 4
207804950 | Central Heat Pump | TRANE | HRCU-A-CB (Split System: Heat Pump with Remote Outdoor Unit-Air-Source) | 4TWL9048A1 |  |  | 4PX*DD60BS3+P0V0C000M50SC+RP |  | 46500 | 19 |  | 12.5 | 10 |  | 40500 | 30600 | 75.56% | 46500 | 19 | 12 | 8.7 | 42000 |  |  |  | Residential | 970 | No | 3.88
207804951 | Central Heat Pump | TRANE | HRCU-A-CB (Split System: Heat Pump with Remote Outdoor Unit-Air-Source) | 4TWL9048A1 |  |  | 4PX*DD60BS3+HORIZ-RT+P0V0D000M50SC+RP |  | 47500 | 19 |  | 12.5 | 10 |  | 41500 | 30600 | 73.73% | [8 empty] | Residential | 990 | No | 3.96
207804952 | Central Heat Pump | TRANE | HRCU-A-CB (Split System: Heat Pump with Remote Outdoor Unit-Air-Source) | 4TWL9048A1 |  |  | 4PX*DD60BS3+HORIZ-RT+P0V0C000M50SC+RP |  | 46500 | 19 |  | 12.5 | 10 |  | 40500 | 29800 | 73.58% | [8 empty] | Residential | 970 | No | 3.88
207804953 | Central Heat Pump | TRANE | HRCU-A-CB (Split System: Heat Pump with Remote Outdoor Unit-Air-Source) | 4TWL9048A1 |  |  | 4PX*DU48BS3+P0V0C000M50SC+RP |  | 46000 | 18.5 |  | 12.5 | 10 |  | 41500 | 31200 | 75.18% | 46500 | 19 | 12 | 8.7 | 42500 |  |  |  | Residential | 970 | No | 3.88
207804954 | Central Heat Pump | TRANE | HRCU-A-CB (Split System: Heat Pump with Remote Outdoor Unit-Air-Source) | 4TWL9048A1 |  |  | 4PX*DU48BS3+P0V0D000M50SC+RP |  | 48000 | 19 |  | 12.5 | 10.5 |  | 42500 | 31800 | 74.82% | 48000 | 19 | 12 | 9 | 43500 |  |  |  | Residential | 1000 | No | 4
10511329 | Central Heat Pump | TRANE | HRCU-A-CB (Split System: Heat Pump with Remote Outdoor Unit-Air-Source) | 4TWV8037A1 |  |  | 4TXCB004DS3 | S9V2B060U4PSB+RP | 35200 | 18 |  | 12.5 | 10 |  | 32200 | 26000 | 80.75% | [8 empty] | Residential | 732.5 | No | 2.93
10511330 | Central Heat Pump | TRANE | HRCU-A-CB (Split System: Heat Pump with Remote Outdoor Unit-Air-Source) | 4TWV8037A1 |  |  | 4TXCB004DS3 | S9V2B060U3PSB+RP | 35200 | 18 |  | 12.5 | 10 |  | 32400 | 26200 | 80.86% | [8 empty] | Residential | 732.5 | No | 2.93
10511331 | Central Heat Pump | TRANE | HRCU-A-CB (Split System: Heat Pump with Remote Outdoor Unit-Air-Source) | 4TWV8037A1 |  |  | 4TXCB004DS3 | S9V2B040U3PSB+RP | 35200 | 18 |  | 12.5 | 10 |  | 32400 | 26200 | 80.86% | [8 empty] | Residential | 732.5 | No | 2.93
10511332 | Central Heat Pump | TRANE | HRCU-A-CB (Split System: Heat Pump with Remote Outdoor Unit-Air-Source) | 4TWV8037A1 |  |  | 4TXCB006DS3 | S9V2B080U4PSB+RP | 36400 | 18 |  | 12.5 | 10 |  | 33200 | 26600 | 80.12% | [8 empty] | Residential | 757.5 | No | 3.03
206906254 | Central Heat Pump | CONCORD | HRCU-A-CB (Split System: Heat Pump with Remote Outdoor Unit-Air-Source) | 4HP18V36P |  |  | E*1P23B+H4TXV01 | 96G2UH045BV12 | 23400 | 20 |  | 13 | 10 |  | 24000 | 14900 | 62.08% | 23400 | 19 | 12.3 | 8.1 | 24000 |  |  |  | Residential | 487.5 | No | 1.95
206906255 | Central Heat Pump | CONCORD | HRCU-A-CB (Split System: Heat Pump with Remote Outdoor Unit-Air-Source) | 4HP18V36P |  |  | E*1P23B+H4TXV01 | 96G2UH070BV12 | 23400 | 20 |  | 13 | 10 |  | 24000 | 14800 | 61.67% | 23400 | 19 | 12.3 | 8.5 | 24000 |  |  |  | Residential | 487.5 | No | 1.95
206906256 | Central Heat Pump | CONCORD | HRCU-A-CB (Split System: Heat Pump with Remote Outdoor Unit-Air-Source) | 4HP18V36P |  |  | E*1P23B+H4TXV01 | EFV08BCA | 23200 | 19.5 |  | 13 | 10 |  | 24000 | 15100 | 62.92% | 22800 | 17.1 | 12.3 | 8.1 | 24000 |  |  |  | Residential | 475 | No | 1.9
206906257 | Central Heat Pump | CONCORD | HRCU-A-CB (Split System: Heat Pump with Remote Outdoor Unit-Air-Source) | 4HP18V36P |  |  | E*1P23B+H4TXV01 | EFV12BCA | 23400 | 20 |  | 13 | 10 |  | 24000 | 14900 | 62.08% | 23200 | 18 | 12.3 | 8.1 | 24000 |  |  |  | Residential | 482.5 | No | 1.93
206906313 | Central Heat Pump | CONCORD | HRCU-A-CB (Split System: Heat Pump with Remote Outdoor Unit-Air-Source) | 4HP18V36P |  |  | EA(C,U)1P30A+H4TXV01 | 80G2UH070AE12 | 24000 | 19.5 |  | 13 | 10 |  | 24000 | 15400 | 64.17% | 24000 | 19 | 12.3 | 8.1 | 24000 |  |  |  | Residential | 500 | No | 2
206906314 | Central Heat Pump | CONCORD | HRCU-A-CB (Split System: Heat Pump with Remote Outdoor Unit-Air-Source) | 4HP18V36P |  |  | EA(C,U)1P30A+H4TXV01 | 80G2UH070AE12L | 24000 | 19.5 |  | 13 | 10 |  | 24000 | 15400 | 64.17% | 24000 | 19 | 12.3 | 8.1 | 24000 |  |  |  | Residential | 500 | No | 2
206906328 | Central Heat Pump | CONCORD | HRCU-A-CB (Split System: Heat Pump with Remote Outdoor Unit-Air-Source) | 4HP18V36P |  |  | EA(C,U)1P30B+H4TXV01 | 96G2UH070BV12 | 23800 | 20 |  | 13 | 10 |  | 24000 | 15400 | 64.17% | 23800 | 19 | 12.3 | 8.1 | 24000 |  |  |  | Residential | 495 | No | 1.98
206906405 | Central Heat Pump | CONCORD | HRCU-A-CB (Split System: Heat Pump with Remote Outdoor Unit-Air-Source) | 4HP18V36P |  |  | EAC4X30A | 80G2UH070AE12 | 24000 | 19.5 |  | 13 | 10 |  | 24000 | 15400 | 64.17% | 24000 | 19 | 12.3 | 8.1 | 24000 |  |  |  | Residential | 500 | No | 2
206906406 | Central Heat Pump | CONCORD | HRCU-A-CB (Split System: Heat Pump with Remote Outdoor Unit-Air-Source) | 4HP18V36P |  |  | EAC4X30A | 80G2UH070AE12L | 24000 | 19.5 |  | 13 | 10 |  | 24000 | 15400 | 64.17% | 24000 | 19 | 12.3 | 8.1 | 24000 |  |  |  | Residential | 500 | No | 2
207436229 | Central Heat Pump | LENNOX | HRCU-A-CB (Split System: Heat Pump with Remote Outdoor Unit-Air-Source) | SL25XPV-024-230A** |  |  | CX35-36A+TDR | SL280UH060NV36A* | 23000 | 24 |  | 15.5 | 10.8 |  | 21400 | 24200 | 113.1% | 22400 | 22 | 14.5 | 9.9 | 21400 | 20400 | 95.33% | 1.84 | Residential | 467.5 | Yes | 1.87 | Yes
207436230 | Central Heat Pump | LENNOX | HRCU-A-CB (Split System: Heat Pump with Remote Outdoor Unit-Air-Source) | SL25XPV-024-230A** |  |  | CX35-36A+TDR | SL280UH070XV36A* | 22800 | 23 |  | 15 | 10.6 |  | 21600 | 24200 | 112% | 22200 | 21.8 | 14.3 | 10 | 21600 | 20400 | 94.44% | 1.84 | Residential | 462.5 | Yes | 1.85 | Yes
207436231 | Central Heat Pump | LENNOX | HRCU-A-CB (Split System: Heat Pump with Remote Outdoor Unit-Air-Source) | SL25XPV-024-230A** |  |  | CX35-36B+TDR | EL296UH045XV36B* | 22800 | 23 |  | 15 | 10.6 |  | 21600 | 24200 | 112% | 22200 | 22.2 | 14 | 9.8 | 21600 | 20600 | 95.37% | 1.84 | Residential | 462.5 | Yes | 1.85 | Yes
207436232 | Central Heat Pump | LENNOX | HRCU-A-CB (Split System: Heat Pump with Remote Outdoor Unit-Air-Source) | SL25XPV-024-230A** |  |  | CX35-36B+TDR | EL296UH070XV36B* | 22800 | 24 |  | 15 | 10.6 |  | 21600 | 24200 | 112% | 22200 | 22.6 | 14.3 | 10 | 21600 | 20400 | 94.44% | 1.84 | Residential | 462.5 | Yes | 1.85 | Yes
207436233 | Central Heat Pump | LENNOX | HRCU-A-CB (Split System: Heat Pump with Remote Outdoor Unit-Air-Source) | SL25XPV-024-230A** |  |  | CX35-36B+TDR | SL280UH080NV48B* | 23000 | 24 |  | 15.5 | 10.8 |  | 21400 | 24200 | 113.1% | 22200 | 21.4 | 14 | 9.7 | 21400 | 20600 | 96.26% | 1.84 | Residential | 462.5 | Yes | 1.85 | Yes
207436234 | Central Heat Pump | LENNOX | HRCU-A-CB (Split System: Heat Pump with Remote Outdoor Unit-Air-Source) | SL25XPV-024-230A** |  |  | CX35-36B+TDR | SL280UH090V36B* | 22800 | 24 |  | 15 | 10.8 |  | 21400 | 24200 | 113.1% | 22400 | 22.8 | 14.5 | 10.2 | 21400 | 20400 | 95.33% | 1.84 | Residential | 467.5 | Yes | 1.87 | Yes
207436235 | Central Heat Pump | LENNOX | HRCU-A-CB (Split System: Heat Pump with Remote Outdoor Unit-Air-Source) | SL25XPV-024-230A** |  |  | CX35-36B+TDR | SL280UH090V48B* | 22800 | 23 |  | 15 | 10.4 |  | 21600 | 24200 | 112% | 22400 | 22 | 14.5 | 10.1 | 21600 | 20400 | 94.44% | 1.84 | Residential | 467.5 | Yes | 1.87 | Yes
207436236 | Central Heat Pump | LENNOX | HRCU-A-CB (Split System: Heat Pump with Remote Outdoor Unit-Air-Source) | SL25XPV-024-230A** |  |  | CX35-36B+TDR | SL280UH090XV48B* | 22800 | 23 |  | 15 | 10.4 |  | 21600 | 24200 | 112% | 22400 | 22 | 14.5 | 10.1 | 21600 | 20400 | 94.44% | 1.84 | Residential | 467.5 | Yes | 1.87 | Yes
205047230 | Central Heat Pump | CHAMPION HEATING AND COOLING | HRCU-A-CB (Split System: Heat Pump with Remote Outdoor Unit-Air-Source) | HL19B3621 |  |  | CU60DXA2+TXV | TM8V080C16MP12 | 35800 | 18 |  | 14 | 10 |  | 35200 | 22400 | 63.64% | [8 empty] | Residential | 745 | No | 2.98
205047253 | Central Heat Pump | CHAMPION HEATING AND COOLING | HRCU-A-CB (Split System: Heat Pump with Remote Outdoor Unit-Air-Source) | HL19B3621 |  |  | CM60DXA2+TXV | TMLV100C16MP12 | 35800 | 18 |  | 14 | 10 |  | 35200 | 22400 | 63.64% | [8 empty] | Residential | 745 | No | 2.98
205047262 | Central Heat Pump | CHAMPION HEATING AND COOLING | HRCU-A-CB (Split System: Heat Pump with Remote Outdoor Unit-Air-Source) | HL19B3621 |  |  | CU60DXA2+TXV | TMLV100C16MP12 | 35800 | 18 |  | 14 | 10 |  | 35200 | 22400 | 63.64% | [8 empty] | Residential | 745 | No | 2.98
205047270 | Central Heat Pump | CHAMPION HEATING AND COOLING | HRCU-A-CB (Split System: Heat Pump with Remote Outdoor Unit-Air-Source) | HL19B3621 |  |  | CM60DXA2+TXV | TPLC080C16MP13 | 35800 | 18 |  | 14 | 10 |  | 35200 | 22400 | 63.64% | [8 empty] | Residential | 745 | No | 2.98
205047277 | Central Heat Pump | CHAMPION HEATING AND COOLING | HRCU-A-CB (Split System: Heat Pump with Remote Outdoor Unit-Air-Source) | HL19B3621 |  |  | CU60DXA2+TXV | TPLC080C16MP13 | 35800 | 18 |  | 14 | 10 |  | 35200 | 22400 | 63.64% | [8 empty] | Residential | 745 | No | 2.98
205047287 | Central Heat Pump | CHAMPION HEATING AND COOLING | HRCU-A-CB (Split System: Heat Pump with Remote Outdoor Unit-Air-Source) | HL19B3621 |  |  | CM60DXA2+TXV | TPLC100C16MP13 | 35800 | 18 |  | 14 | 10 |  | 35200 | 22400 | 63.64% | [8 empty] | Residential | 745 | No | 2.98
205047293 | Central Heat Pump | CHAMPION HEATING AND COOLING | HRCU-A-CB (Split System: Heat Pump with Remote Outdoor Unit-Air-Source) | HL19B3621 |  |  | CU60DXA2+TXV | TPLC100C16MP13 | 35800 | 18 |  | 14 | 10 |  | 35200 | 22400 | 63.64% | [8 empty] | Residential | 745 | No | 2.98
205047692 | Central Heat Pump | CHAMPION HEATING AND COOLING | HRCU-A-CB (Split System: Heat Pump with Remote Outdoor Unit-Air-Source) | HL19B3621 |  |  | CM60CXA2+TXV | TM8V100C16MP12 | 35600 | 18 |  | 14 | 10 |  | 35200 | 22400 | 63.64% | [8 empty] | Residential | 742.5 | No | 2.97
205047700 | Central Heat Pump | CHAMPION HEATING AND COOLING | HRCU-A-CB (Split System: Heat Pump with Remote Outdoor Unit-Air-Source) | HL19B3621 |  |  | CM60CXA2+TXV | TPLC080C16MP13 | 35600 | 18 |  | 14 | 10 |  | 35200 | 22400 | 63.64% | [8 empty] | Residential | 742.5 | No | 2.97
205047718 | Central Heat Pump | CHAMPION HEATING AND COOLING | HRCU-A-CB (Split System: Heat Pump with Remote Outdoor Unit-Air-Source) | HL19B3621 |  |  | CM60CXA2+MVC16CN21+TXV |  | 36000 | 19 |  | 14 | 10 |  | 35200 | 22400 | 63.64% | [8 empty] | Residential | 750 | No | 3
205021063 | Central Heat Pump | YORK | HRCU-A-CB (Split System: Heat Pump with Remote Outdoor Unit-Air-Source) | YZT36B21 |  |  | CF60DXA2+TXV | YP9C080C16MP13 | 35800 | 18 |  | 14 | 10 |  | 35400 | 22400 | 63.28% | [8 empty] | Residential | 745 | No | 2.98
205021064 | Central Heat Pump | YORK | HRCU-A-CB (Split System: Heat Pump with Remote Outdoor Unit-Air-Source) | YZT36B21 |  |  | CF60CXA2+TXV | TM9V080C16MP12 | 35800 | 18 |  | 13 | 10 |  | 35400 | 22400 | 63.28% | [8 empty] | Residential | 745 | No | 2.98
205021065 | Central Heat Pump | YORK | HRCU-A-CB (Split System: Heat Pump with Remote Outdoor Unit-Air-Source) | YZT36B21 |  |  | CF60CXA2+TXV | TP9C080C16MP13 | 35800 | 18 |  | 13 | 10 |  | 35400 | 22400 | 63.28% | [8 empty] | Residential | 745 | No | 2.98
205021066 | Central Heat Pump | YORK | HRCU-A-CB (Split System: Heat Pump with Remote Outdoor Unit-Air-Source) | YZT36B21 |  |  | CF60CXA2+TXV | YP9C080C16MP13 | 35800 | 18 |  | 13 | 10 |  | 35400 | 22400 | 63.28% | [8 empty] | Residential | 745 | No | 2.98
205021076 | Central Heat Pump | YORK | HRCU-A-CB (Split System: Heat Pump with Remote Outdoor Unit-Air-Source) | YZT36B21 |  |  | CF60DXA2+TXV | TM9Y120D20MP11 | 36000 | 18 |  | 14 | 10 |  | 35000 | 22400 | 64% | [8 empty] | Residential | 750 | No | 3
205021078 | Central Heat Pump | YORK | HRCU-A-CB (Split System: Heat Pump with Remote Outdoor Unit-Air-Source) | YZT36B21 |  |  | CF60DXA2+TXV | TM9Y100C16MP11 | 35600 | 18 |  | 13 | 10 |  | 35200 | 22400 | 63.64% | [8 empty] | Residential | 742.5 | No | 2.97
205021081 | Central Heat Pump | YORK | HRCU-A-CB (Split System: Heat Pump with Remote Outdoor Unit-Air-Source) | YZT36B21 |  |  | CF60CXA2+TXV | TM9Y100C16MP11 | 36000 | 18 |  | 14 | 10 |  | 35600 | 22400 | 62.92% | [8 empty] | Residential | 750 | No | 3
205021088 | Central Heat Pump | YORK | HRCU-A-CB (Split System: Heat Pump with Remote Outdoor Unit-Air-Source) | YZT36B21 |  |  | CF60DXA2+TXV | TM8Y120C20MP11 | 36000 | 18 |  | 14 | 10 |  | 34800 | 22400 | 64.37% | [8 empty] | Residential | 750 | No | 3
205021089 | Central Heat Pump | YORK | HRCU-A-CB (Split System: Heat Pump with Remote Outdoor Unit-Air-Source) | YZT36B21 |  |  | CF60DXA2+TXV | TM8Y100C20MP11 | 36000 | 18 |  | 14 | 10 |  | 34800 | 22400 | 64.37% | [8 empty] | Residential | 750 | No | 3
205021094 | Central Heat Pump | YORK | HRCU-A-CB (Split System: Heat Pump with Remote Outdoor Unit-Air-Source) | YZT36B21 |  |  | CF60CXA2+TXV | TM8Y120C20MP11 | 36000 | 18 |  | 14 | 10 |  | 35000 | 22400 | 64% | [8 empty] | Residential | 750 | No | 3
206790257 | Central Heat Pump | BRYANT HEATING AND COOLING SYSTEMS | HRCU-A-CB (Split System: Heat Pump with Remote Outdoor Unit-Air-Source) | 284ANV024*0**B* |  |  | CNPV*3621AL*+UI | 935CA60080C21*** | 23600 | 22 |  | 14 | 11.5 |  | 23600 | 24800 | 105.1% | 23200 | 20.5 | 13 | 9.5 | 26600 |  |  |  | Residential | 482.5 | No | 1.93
206790258 | Central Heat Pump | BRYANT HEATING AND COOLING SYSTEMS | HRCU-A-CB (Split System: Heat Pump with Remote Outdoor Unit-Air-Source) | 284ANV024*0**B* |  |  | CNPV*3621AL*+UI | 935CA66100C21*** | 23600 | 22 |  | 14 | 11.5 |  | 23600 | 24800 | 105.1% | 23200 | 20.5 | 13 | 9.5 | 26600 |  |  |  | Residential | 482.5 | No | 1.93
206790259 | Central Heat Pump | BRYANT HEATING AND COOLING SYSTEMS | HRCU-A-CB (Split System: Heat Pump with Remote Outdoor Unit-Air-Source) | 284ANV024*0**B* |  |  | CSPH*3612AL*+UI | 935CA48060C17*** | 24000 | 20 |  | 13.5 | 11 |  | 23600 | 25000 | 105.9% | 23600 | 19 | 12.5 | 10 | 26600 |  |  |  | Residential | 492.5 | No | 1.97
206790260 | Central Heat Pump | BRYANT HEATING AND COOLING SYSTEMS | HRCU-A-CB (Split System: Heat Pump with Remote Outdoor Unit-Air-Source) | 284ANV024*0**B* |  |  | CSPH*3612AL*+UI | 935CA60080C21*** | 24000 | 20 |  | 13.5 | 12 |  | 23600 | 24800 | 105.1% | 23800 | 19.5 | 13 | 10 | 26600 |  |  |  | Residential | 495 | No | 1.98
206790261 | Central Heat Pump | BRYANT HEATING AND COOLING SYSTEMS | HRCU-A-CB (Split System: Heat Pump with Remote Outdoor Unit-Air-Source) | 284ANV024*0**B* |  |  | CSPH*3612AL*+UI | 935CA66100C21*** | 24000 | 20 |  | 13.5 | 12 |  | 23600 | 24800 | 105.1% | 23800 | 19.5 | 13 | 10 | 26600 |  |  |  | Residential | 495 | No | 1.98
206790262 | Central Heat Pump | BRYANT HEATING AND COOLING SYSTEMS | HRCU-A-CB (Split System: Heat Pump with Remote Outdoor Unit-Air-Source) | 284ANV036*0**B* |  |  | FE4AN(B,F)005L+UI |  | 34600 | 22.5 |  | 13.5 | 11 |  | 35000 | 30400 | 86.86% | 34400 | 21 | 13 | 9.5 | 35800 |  |  |  | Residential | 717.5 | No | 2.87
206790263 | Central Heat Pump | BRYANT HEATING AND COOLING SYSTEMS | HRCU-A-CB (Split System: Heat Pump with Remote Outdoor Unit-Air-Source) | 284ANV036*0**B* |  |  | FE4AN(B,F)003L+UI |  | 32800 | 21 |  | 13 | 10.5 |  | 34600 | 31400 | 90.75% | 33000 | 19.5 | 12 | 8 | 35600 |  |  |  | Residential | 687.5 | No | 2.75
206790264 | Central Heat Pump | BRYANT HEATING AND COOLING SYSTEMS | HRCU-A-CB (Split System: Heat Pump with Remote Outdoor Unit-Air-Source) | 284ANV036*0**B* |  |  | FE4ANB006L+UI |  | 34600 | 22 |  | 13.5 | 11.5 |  | 34000 | 30000 | 88.24% | 34800 | 20.5 | 13 | 8.5 | 35400 |  |  |  | Residential | 725 | No | 2.9
205021095 | Central Heat Pump | YORK | HRCU-A-CB (Split System: Heat Pump with Remote Outdoor Unit-Air-Source) | YZT36B21 |  |  | CF60CXA2+TXV | TM8Y100C20MP11 | 36000 | 18 |  | 14 | 10 |  | 35000 | 22400 | 64% | [8 empty] | Residential | 750 | No | 3
205021106 | Central Heat Pump | YORK | HRCU-A-CB (Split System: Heat Pump with Remote Outdoor Unit-Air-Source) | YZT36B21 |  |  | CF60CXA2+TXV | TM8Y100C16MP11 | 35800 | 18 |  | 14 | 10 |  | 35200 | 22400 | 63.64% | [8 empty] | Residential | 745 | No | 2.98
205021107 | Central Heat Pump | YORK | HRCU-A-CB (Split System: Heat Pump with Remote Outdoor Unit-Air-Source) | YZT36B21 |  |  | CF60CXA2+TXV | TM8Y080C16MP11 | 35800 | 18 |  | 14 | 10 |  | 35200 | 22400 | 63.64% | [8 empty] | Residential | 745 | No | 2.98
205021111 | Central Heat Pump | YORK | HRCU-A-CB (Split System: Heat Pump with Remote Outdoor Unit-Air-Source) | YZT36B21 |  |  | CF60DXA2+TXV | TM8V120C20MP12 | 35800 | 18 |  | 14 | 10 |  | 35000 | 22400 | 64% | [8 empty] | Residential | 745 | No | 2.98
205021112 | Central Heat Pump | YORK | HRCU-A-CB (Split System: Heat Pump with Remote Outdoor Unit-Air-Source) | YZT36B21 |  |  | CF60DXA2+TXV | TM8V100C20MP12 | 35800 | 18 |  | 14 | 10 |  | 35000 | 22400 | 64% | [8 empty] | Residential | 745 | No | 2.98
205021114 | Central Heat Pump | YORK | HRCU-A-CB (Split System: Heat Pump with Remote Outdoor Unit-Air-Source) | YZT36B21 |  |  | CF60DXA2+TXV | TMLV120C20MP12 | 35800 | 18 |  | 14 | 10 |  | 35000 | 22400 | 64% | [8 empty] | Residential | 745 | No | 2.98
205021116 | Central Heat Pump | YORK | HRCU-A-CB (Split System: Heat Pump with Remote Outdoor Unit-Air-Source) | YZT36B21 |  |  | CF60DXA2+TXV | TPLC100C20MP13 | 35800 | 18 |  | 14 | 10 |  | 35000 | 22400 | 64% | [8 empty] | Residential | 745 | No | 2.98
205021117 | Central Heat Pump | YORK | HRCU-A-CB (Split System: Heat Pump with Remote Outdoor Unit-Air-Source) | YZT36B21 |  |  | CF60DXA2+TXV | TPLC120C20MP13 | 35800 | 18 |  | 14 | 10 |  | 35000 | 22400 | 64% | [8 empty] | Residential | 745 | No | 2.98
205021118 | Central Heat Pump | YORK | HRCU-A-CB (Split System: Heat Pump with Remote Outdoor Unit-Air-Source) | YZT36B21 |  |  | CF60DXA2+TXV | YPLC100C20MP13 | 35800 | 18 |  | 14 | 10 |  | 35000 | 22400 | 64% | [8 empty] | Residential | 745 | No | 2.98
205021119 | Central Heat Pump | YORK | HRCU-A-CB (Split System: Heat Pump with Remote Outdoor Unit-Air-Source) | YZT36B21 |  |  | CF60DXA2+TXV | YPLC120C20MP13 | 35800 | 18 |  | 14 | 10 |  | 35000 | 22400 | 64% | [8 empty] | Residential | 745 | No | 2.98
205782405 | Central Heat Pump | AC PRO.com | HRCU-A-CB (Split System: Heat Pump with Remote Outdoor Unit-Air-Source) | AUD36W/A-D(U) |  |  | AUD24A/A-D(U) |  | 24000 | 20 |  | 12.5 | 10.5 |  | 24000 | 16300 | 67.92% | [8 empty] | Residential | 500 | No | 2
205021120 | Central Heat Pump | YORK | HRCU-A-CB (Split System: Heat Pump with Remote Outdoor Unit-Air-Source) | YZT36B21 |  |  | CF60CXA2+TXV | TM8V120C20MP12 | 35800 | 18 |  | 14 | 10 |  | 35000 | 22400 | 64% | [8 empty] | Residential | 745 | No | 2.98
205021121 | Central Heat Pump | YORK | HRCU-A-CB (Split System: Heat Pump with Remote Outdoor Unit-Air-Source) | YZT36B21 |  |  | CF60CXA2+TXV | TM8V100C20MP12 | 35800 | 18 |  | 14 | 10 |  | 35000 | 22400 | 64% | [8 empty] | Residential | 745 | No | 2.98
205021123 | Central Heat Pump | YORK | HRCU-A-CB (Split System: Heat Pump with Remote Outdoor Unit-Air-Source) | YZT36B21 |  |  | CF60CXA2+TXV | TMLV120C20MP12 | 35800 | 18 |  | 14 | 10 |  | 35000 | 22400 | 64% | [8 empty] | Residential | 745 | No | 2.98
205021124 | Central Heat Pump | YORK | HRCU-A-CB (Split System: Heat Pump with Remote Outdoor Unit-Air-Source) | YZT36B21 |  |  | CF60CXA2+TXV | TPLC100C20MP13 | 35800 | 18 |  | 14 | 10 |  | 35000 | 22400 | 64% | [8 empty] | Residential | 745 | No | 2.98
205021125 | Central Heat Pump | YORK | HRCU-A-CB (Split System: Heat Pump with Remote Outdoor Unit-Air-Source) | YZT36B21 |  |  | CF60CXA2+TXV | TPLC120C20MP13 | 35800 | 18 |  | 14 | 10 |  | 35000 | 22400 | 64% | [8 empty] | Residential | 745 | No | 2.98
205021127 | Central Heat Pump | YORK | HRCU-A-CB (Split System: Heat Pump with Remote Outdoor Unit-Air-Source) | YZT36B21 |  |  | CF60CXA2+TXV | YPLC100C20MP13 | 35800 | 18 |  | 14 | 10 |  | 35000 | 22400 | 64% | [8 empty] | Residential | 745 | No | 2.98
205021128 | Central Heat Pump | YORK | HRCU-A-CB (Split System: Heat Pump with Remote Outdoor Unit-Air-Source) | YZT36B21 |  |  | CF60CXA2+TXV | YPLC120C20MP13 | 35800 | 18 |  | 14 | 10 |  | 35000 | 22400 | 64% | [8 empty] | Residential | 745 | No | 2.98
205021129 | Central Heat Pump | YORK | HRCU-A-CB (Split System: Heat Pump with Remote Outdoor Unit-Air-Source) | YZT36B21 |  |  | CF60DXA2+TXV | TM8V100C16MP12 | 35800 | 18 |  | 14 | 10 |  | 35200 | 22400 | 63.64% | [8 empty] | Residential | 745 | No | 2.98
205021130 | Central Heat Pump | YORK | HRCU-A-CB (Split System: Heat Pump with Remote Outdoor Unit-Air-Source) | YZT36B21 |  |  | CF60DXA2+TXV | TM8V080C16MP12 | 35800 | 18 |  | 14 | 10 |  | 35200 | 22400 | 63.64% | [8 empty] | Residential | 745 | No | 2.98
205021132 | Central Heat Pump | YORK | HRCU-A-CB (Split System: Heat Pump with Remote Outdoor Unit-Air-Source) | YZT36B21 |  |  | CF60DXA2+TXV | TMLV100C16MP12 | 35800 | 18 |  | 14 | 10 |  | 35200 | 22400 | 63.64% | [8 empty] | Residential | 745 | No | 2.98
206144775 | Central Heat Pump | GOODMAN | HRCU-A-CB (Split System: Heat Pump with Remote Outdoor Unit-Air-Source) | GVZC200241A* |  |  | CA*F3137*6A*+TXV | G*VC800604B*A* | 23400 | 20 |  | 13 | 10 |  | 23600 | 13000 | 55.08% | [8 empty] | Residential | 487.5 | No | 1.95
201690719 | Central Heat Pump | GOODMAN | HRCU-A-CB (Split System: Heat Pump with Remote Outdoor Unit-Air-Source) | GSZC180241C* |  |  | CA*F3137*6A*+MBVC1200**-1A*+TX |  | 23800 | 18 |  | 14 | 10 |  | 23000 | 14800 | 64.35% | [8 empty] | Residential | 495 | No | 1.98
201690726 | Central Heat Pump | GOODMAN | HRCU-A-CB (Split System: Heat Pump with Remote Outdoor Unit-Air-Source) | GSZC180361C* |  |  | CA*F3743*6D*+MBVC1600**-1A*+TX |  | 34800 | 18 |  | 14 | 10 |  | 35000 | 22600 | 64.57% | [8 empty] | Residential | 725 | No | 2.9
201691090 | Central Heat Pump | GOODMAN | HRCU-A-CB (Split System: Heat Pump with Remote Outdoor Unit-Air-Source) | GSZC180361C* |  |  | CA*F4961*6D*+MBVC1600**-1A*+TXV |  | 36000 | 18.5 |  | 14 | 10 |  | 36400 | 23000 | 63.19% | [8 empty] | Residential | 750 | No | 3
201691111 | Central Heat Pump | GOODMAN | HRCU-A-CB (Split System: Heat Pump with Remote Outdoor Unit-Air-Source) | GSZC180361C* |  |  | CA*F4961*6D*+MBVC2000**-1A*+TXV |  | 36000 | 19 |  | 14 | 10 |  | 36600 | 23200 | 63.39% | [8 empty] | Residential | 750 | No | 3
201691125 | Central Heat Pump | GOODMAN | HRCU-A-CB (Split System: Heat Pump with Remote Outdoor Unit-Air-Source) | GSZC180361C* |  |  | CHPF4860D6D*+MBVC2000**-1A*+TXV |  | 35600 | 18.5 |  | 14 | 10 |  | 36000 | 23200 | 64.44% | [8 empty] | Residential | 742.5 | No | 2.97
201894173 | Central Heat Pump | GOODMAN | HRCU-A-CB (Split System: Heat Pump with Remote Outdoor Unit-Air-Source) | GSZC180241C* |  |  | CA*F3137*6A*+TXV | G*VC960803BNB* | 23600 | 18 |  | 14 | 10 |  | 22600 | 13000 | 57.52% | [8 empty] | Residential | 492.5 | No | 1.97
201894211 | Central Heat Pump | GOODMAN | HRCU-A-CB (Split System: Heat Pump with Remote Outdoor Unit-Air-Source) | GSZC180361C* |  |  | CA*F4961*6D*+TXV | G*VC961005CNB* | 35400 | 18 |  | 14 | 10 |  | 36400 | 22800 | 62.64% | [8 empty] | Residential | 737.5 | No | 2.95
205880469 | Central Heat Pump | GOODMAN | HRCU-A-CB (Split System: Heat Pump with Remote Outdoor Unit-Air-Source) | GVZC200481A* |  |  | CA*F4961*6D*+MBVC2000**-1A*+TX |  | 46500 | 20 |  | 13 | 10 |  | 45000 | 26600 | 59.11% | [8 empty] | Residential | 970 | No | 3.88
205886870 | Central Heat Pump | GOODMAN | HRCU-A-CB (Split System: Heat Pump with Remote Outdoor Unit-Air-Source) | GVZC200481A* |  |  | CA*F4860*6D*+MBVC2000**-1A*+TXV |  | 45000 | 20 |  | 12.5 | 10 |  | 45000 | 26600 | 59.11% | [8 empty] | Residential | 937.5 | No | 3.75
202141120 | Central Heat Pump | RUUD | HRCU-A-CB (Split System: Heat Pump with Remote Outdoor Unit-Air-Source) | UP2036BJV |  |  | RCF6021SEA | U802VA100521Z | 34200 | 19.5 |  | 13 | 11 |  | 32600 | 36800 | 112.9% | [8 empty] | Residential | 712.5 | No | 2.85
202141121 | Central Heat Pump | RUUD | HRCU-A-CB (Split System: Heat Pump with Remote Outdoor Unit-Air-Source) | UP2036BJV |  |  | RCF6021SEA | U802VA125524M | 34200 | 19.5 |  | 13 | 11 |  | 32400 | 36600 | 113% | [8 empty] | Residential | 712.5 | No | 2.85
202141122 | Central Heat Pump | RUUD | HRCU-A-CB (Split System: Heat Pump with Remote Outdoor Unit-Air-Source) | UP2036BJV |  |  | RCF6021SEA | U96VA0852521M | 34200 | 19.5 |  | 13 | 11 |  | 32800 | 37000 | 112.8% | [8 empty] | Residential | 712.5 | No | 2.85
202141123 | Central Heat Pump | RUUD | HRCU-A-CB (Split System: Heat Pump with Remote Outdoor Unit-Air-Source) | UP2036BJV |  |  | RCF6021SEA | U96VA1002521M | 34200 | 20 |  | 14 | 11 |  | 32600 | 37000 | 113.5% | [8 empty] | Residential | 712.5 | No | 2.85
202141124 | Central Heat Pump | RUUD | HRCU-A-CB (Split System: Heat Pump with Remote Outdoor Unit-Air-Source) | UP2036BJV |  |  | RCF6021SEA | U96VA1152524M | 34200 | 19.5 |  | 13 | 11 |  | 32600 | 37000 | 113.5% | [8 empty] | Residential | 712.5 | No | 2.85
202141131 | Central Heat Pump | RUUD | HRCU-A-CB (Split System: Heat Pump with Remote Outdoor Unit-Air-Source) | UP2036BJV |  |  | RCF6021SEA | U98VB085M521U | 35000 | 19.5 |  | 13 | 11 |  | 32800 | 37000 | 112.8% | [8 empty] | Residential | 730 | No | 2.92
202141132 | Central Heat Pump | RUUD | HRCU-A-CB (Split System: Heat Pump with Remote Outdoor Unit-Air-Source) | UP2036BJV |  |  | RCF6021SEA | U98VB100M521U | 35000 | 20 |  | 14 | 11 |  | 32600 | 37000 | 113.5% | [8 empty] | Residential | 730 | No | 2.92
202141133 | Central Heat Pump | RUUD | HRCU-A-CB (Split System: Heat Pump with Remote Outdoor Unit-Air-Source) | UP2036BJV |  |  | RCF6021SEA | U98VB115M524U | 35000 | 19.5 |  | 13 | 11 |  | 32600 | 37000 | 113.5% | [8 empty] | Residential | 730 | No | 2.92
202547351 | Central Heat Pump | JANITROL | HRCU-A-CB (Split System: Heat Pump with Remote Outdoor Unit-Air-Source) | GSZC180241C* |  |  | AVPTC29B14B* |  | 23000 | 18 |  | 13.5 | 10 |  | 22200 | 14000 | 63.06% | [8 empty] | Residential | 480 | No | 1.92
202547353 | Central Heat Pump | JANITROL | HRCU-A-CB (Split System: Heat Pump with Remote Outdoor Unit-Air-Source) | GSZC180361C* |  |  | AVPTC37C14B* |  | 35600 | 18 |  | 13.5 | 10 |  | 35800 | 22600 | 63.13% | [8 empty] | Residential | 742.5 | No | 2.97
202547359 | Central Heat Pump | JANITROL | HRCU-A-CB (Split System: Heat Pump with Remote Outdoor Unit-Air-Source) | GSZC180361C* |  |  | AVPTC37D14B* |  | 35800 | 18 |  | 13.5 | 10 |  | 36000 | 22800 | 63.33% | [8 empty] | Residential | 745 | No | 2.98
205965999 | Central Heat Pump | JANITROL | HRCU-A-CB (Split System: Heat Pump with Remote Outdoor Unit-Air-Source) | GVZC200241A* |  |  | CA*F3642*6D*+MBVC1200**-1A*+TX |  | 23400 | 21 |  | 13 | 10 |  | 23600 | 13000 | 55.08% | [8 empty] | Residential | 487.5 | No | 1.95
205966000 | Central Heat Pump | JANITROL | HRCU-A-CB (Split System: Heat Pump with Remote Outdoor Unit-Air-Source) | GVZC200361A* |  |  | CA*F3743*6D*+MBVC1600**-1A*+TX |  | 35400 | 21 |  | 14 | 10 |  | 35000 | 18200 | 52% | [8 empty] | Residential | 737.5 | No | 2.95
205966002 | Central Heat Pump | JANITROL | HRCU-A-CB (Split System: Heat Pump with Remote Outdoor Unit-Air-Source) | GVZC200241A* |  |  | CA*F3137*6A*+TXV | G*VM970603BNB* | 23400 | 20 |  | 13 | 10 |  | 23800 | 13000 | 54.62% | [8 empty] | Residential | 487.5 | No | 1.95
205966003 | Central Heat Pump | JANITROL | HRCU-A-CB (Split System: Heat Pump with Remote Outdoor Unit-Air-Source) | GVZC200241A* |  |  | CA*F3137*6A*+TXV | G*VM970803BNB* | 23200 | 20 |  | 13 | 10 |  | 23800 | 13000 | 54.62% | [8 empty] | Residential | 482.5 | No | 1.93
205966004 | Central Heat Pump | JANITROL | HRCU-A-CB (Split System: Heat Pump with Remote Outdoor Unit-Air-Source) | GVZC200241A* |  |  | CA*F3137*6A*+MBVC1200**-1A*+TXV |  | 23800 | 21 |  | 13 | 10 |  | 23800 | 13000 | 54.62% | [8 empty] | Residential | 495 | No | 1.98
205966005 | Central Heat Pump | JANITROL | HRCU-A-CB (Split System: Heat Pump with Remote Outdoor Unit-Air-Source) | GVZC200241A* |  |  | CA*F3137*6A*+TXV | G*VS800604BUA* | 23400 | 20 |  | 13 | 10 |  | 23600 | 13000 | 55.08% | [8 empty] | Residential | 487.5 | No | 1.95
205966006 | Central Heat Pump | JANITROL | HRCU-A-CB (Split System: Heat Pump with Remote Outdoor Unit-Air-Source) | GVZC200241A* |  |  | CA*F3137*6A*+TXV | G*VS960603BUA* | 23400 | 20 |  | 13 | 10 |  | 23600 | 13000 | 55.08% | [8 empty] | Residential | 487.5 | No | 1.95
205966010 | Central Heat Pump | JANITROL | HRCU-A-CB (Split System: Heat Pump with Remote Outdoor Unit-Air-Source) | GVZC200241A* |  |  | CA*F3636*6D*+MBVC1200**-1A*+TXV |  | 23200 | 20 |  | 13 | 10 |  | 23400 | 13000 | 55.56% | [8 empty] | Residential | 482.5 | No | 1.93
205966015 | Central Heat Pump | JANITROL | HRCU-A-CB (Split System: Heat Pump with Remote Outdoor Unit-Air-Source) | GVZC200241A* |  |  | CA*F3642*6D*+TXV | G*VM970804CNB* | 23200 | 20 |  | 13 | 10 |  | 23600 | 13000 | 55.08% | [8 empty] | Residential | 482.5 | No | 1.93
205966016 | Central Heat Pump | JANITROL | HRCU-A-CB (Split System: Heat Pump with Remote Outdoor Unit-Air-Source) | GVZC200241A* |  |  | CA*F3743*6D*+TXV | G*VM970603BNB* | 23400 | 20 |  | 13 | 10 |  | 23800 | 13000 | 54.62% | [8 empty] | Residential | 487.5 | No | 1.95
210811774 | Central Heat Pump | JOHNSON CONTROLS | HRCU-A-CB (Split System: Heat Pump with Remote Outdoor Unit-Air-Source) | HL19B3621 |  |  | CF60DXA2+TXV | TPLC080C16MP13 | 35800 | 18 |  | 14 | 10 |  | 35200 | 22400 | 63.64% | [8 empty] | Residential | 745 | No | 2.98
210813479 | Central Heat Pump | JOHNSON CONTROLS | HRCU-A-CB (Split System: Heat Pump with Remote Outdoor Unit-Air-Source) | HL19B3621 |  |  | CF60DXA2+TXV | TM9V100C20MP12 | 36000 | 19 |  | 14 | 10 |  | 35400 | 22400 | 63.28% | [8 empty] | Residential | 750 | No | 3
210813485 | Central Heat Pump | JOHNSON CONTROLS | HRCU-A-CB (Split System: Heat Pump with Remote Outdoor Unit-Air-Source) | HL19B3621 |  |  | CF60DXA2+TXV | TPLC120C20MP13 | 35800 | 18 |  | 14 | 10 |  | 35000 | 22400 | 64% | [8 empty] | Residential | 745 | No | 2.98
210813486 | Central Heat Pump | JOHNSON CONTROLS | HRCU-A-CB (Split System: Heat Pump with Remote Outdoor Unit-Air-Source) | HL19B3621 |  |  | CF60CXA2+TXV | TM8V120C20MP12 | 35800 | 18 |  | 14 | 10 |  | 35000 | 22400 | 64% | [8 empty] | Residential | 745 | No | 2.98
210813488 | Central Heat Pump | JOHNSON CONTROLS | HRCU-A-CB (Split System: Heat Pump with Remote Outdoor Unit-Air-Source) | HL19B3621 |  |  | CF60DXA2+TXV | TMLV100C16MP12 | 35800 | 18 |  | 14 | 10 |  | 35200 | 22400 | 63.64% | [8 empty] | Residential | 745 | No | 2.98
210813490 | Central Heat Pump | JOHNSON CONTROLS | HRCU-A-CB (Split System: Heat Pump with Remote Outdoor Unit-Air-Source) | HL19B3621 |  |  | CF60CXA2+TXV | TPLC100C16MP13 | 35600 | 18 |  | 14 | 10 |  | 35200 | 22400 | 63.64% | [8 empty] | Residential | 742.5 | No | 2.97
210815880 | Central Heat Pump | JOHNSON CONTROLS | HRCU-A-CB (Split System: Heat Pump with Remote Outdoor Unit-Air-Source) | HL19B3621 |  |  | CF60CXA2+TXV | TP9C100C20MP13 | 36000 | 19 |  | 14 | 10 |  | 35400 | 22400 | 63.28% | [8 empty] | Residential | 750 | No | 3
210815882 | Central Heat Pump | JOHNSON CONTROLS | HRCU-A-CB (Split System: Heat Pump with Remote Outdoor Unit-Air-Source) | HL19B3621 |  |  | CF60DXA2+TXV | TP9C080C16MP13 | 35800 | 18 |  | 14 | 10 |  | 35400 | 22400 | 63.28% | [8 empty] | Residential | 745 | No | 2.98
210815885 | Central Heat Pump | JOHNSON CONTROLS | HRCU-A-CB (Split System: Heat Pump with Remote Outdoor Unit-Air-Source) | HL19B3621 |  |  | CF60DXA2+TXV | TPLC100C20MP13 | 35800 | 18 |  | 14 | 10 |  | 35000 | 22400 | 64% | [8 empty] | Residential | 745 | No | 2.98
210815888 | Central Heat Pump | JOHNSON CONTROLS | HRCU-A-CB (Split System: Heat Pump with Remote Outdoor Unit-Air-Source) | HL19B3621 |  |  | CF60DXA2+TXV | TM8V080C16MP12 | 35800 | 18 |  | 14 | 10 |  | 35200 | 22400 | 63.64% | [8 empty] | Residential | 745 | No | 2.98
208136327 | Central Heat Pump | LG | HRCU-A-CB (Split System: Heat Pump with Remote Outdoor Unit-Air-Source) | LUU189HV |  |  | LVN181HV4 |  | 18000 | 19.2 |  | 13.3 | 10.4 |  | 20000 | 13000 | 65% | [8 empty] | Residential | 375 | No | 1.5
208136331 | Central Heat Pump | LG | HRCU-A-CB (Split System: Heat Pump with Remote Outdoor Unit-Air-Source) | LUU180HHV |  |  | LVN181HV4 |  | 18000 | 19.2 |  | 13.6 | 10.4 |  | 20000 | 13400 | 67% | [8 empty] | Residential | 375 | No | 1.5
208136332 | Central Heat Pump | LG | HRCU-A-CB (Split System: Heat Pump with Remote Outdoor Unit-Air-Source) | LUU240HHV |  |  | LVN241HV4 |  | 24000 | 19.5 |  | 12.7 | 11 |  | 27000 | 18300 | 67.78% | [8 empty] | Residential | 500 | No | 2
208141191 | Central Heat Pump | LG | HRCU-A-CB (Split System: Heat Pump with Remote Outdoor Unit-Air-Source) | LUU420HHV |  |  | LVN420HV |  | 42000 | 19.6 |  | 12.5 | 11 |  | 48000 | 29200 | 60.83% | [8 empty] | Residential | 875 | No | 3.5
208141192 | Central Heat Pump | LG | HRCU-A-CB (Split System: Heat Pump with Remote Outdoor Unit-Air-Source) | LUU480HHV |  |  | LVN480HV |  | 46000 | 19 |  | 12.5 | 10.5 |  | 50000 | 30800 | 61.6% | [8 empty] | Residential | 957.5 | No | 3.83
208141947 | Central Heat Pump | LG | HRCU-A-CB (Split System: Heat Pump with Remote Outdoor Unit-Air-Source) | LUU368HV |  |  | LVN360HV4 |  | 36000 | 18 |  | 12.5 | 10 |  | 40000 | 25600 | 64% | [8 empty] | Residential | 750 | No | 3
210568231 | Central Heat Pump | COMFORT-AIRE | HRCU-A-CB (Split System: Heat Pump with Remote Outdoor Unit-Air-Source) | A-VCD18SA-1 |  |  | B-VCD18SA-1 |  | 18000 | 20 |  | 12.5 | 11 |  | 19000 | 13500 | 71.05% | 18000 | 18 | 12.4 | 9.3 | 19000 | 16500 | 86.84% | 2.04 | Residential | 375 | Yes | 1.5 | Both
208136323 | Central Heat Pump | COMFORT-AIRE | HRCU-A-CB (Split System: Heat Pump with Remote Outdoor Unit-Air-Source) | A-VMH24SV-1 |  |  | B-VMH24AV-1 |  | 23000 | 21 |  | 12.5 | 11.6 |  | 26000 | 16900 | 65% | 23000 | 18.4 | 11.7 | 9.3 | 26000 | 21200 | 81.54% | 1.9 | Residential | 480 | Yes | 1.92 | Both
208136322 | Central Heat Pump | COMFORT-AIRE | HRCU-A-CB (Split System: Heat Pump with Remote Outdoor Unit-Air-Source) | A-VMH18SV-1 |  |  | B-VMH18AV-1 |  | 18000 | 20 |  | 12.5 | 10.8 |  | 19000 | 15400 | 81.05% | 18000 | 17.6 | 11.7 | 9.6 | 19000 | 17000 | 89.47% | 2 | Residential | 375 | Yes | 1.5 | Both
210568233 | Central Heat Pump | COMFORT-AIRE | HRCU-A-CB (Split System: Heat Pump with Remote Outdoor Unit-Air-Source) | A-VCD24SA-1 |  |  | B-VCD24SA-1 |  | 24000 | 20 |  | 12.5 | 12 |  | 24000 | 19200 | 80% | 24000 | 17.4 | 11.7 | 10 | 24000 | 22600 | 94.17% | 1.91 | Residential | 500 | Yes | 2 | Both
206790266 | Central Heat Pump | BRYANT HEATING AND COOLING SYSTEMS | HRCU-A-CB (Split System: Heat Pump with Remote Outdoor Unit-Air-Source) | 284ANV036*0**B* |  |  | CAP**3717AL*+UI | 88*TA48090C17*** | 34000 | 21 |  | 12.5 | 11 |  | 34600 | 31200 | 90.17% | 34000 | 19.5 | 12 | 8.5 | 35200 |  |  |  | Residential | 707.5 | No | 2.83
206790267 | Central Heat Pump | BRYANT HEATING AND COOLING SYSTEMS | HRCU-A-CB (Split System: Heat Pump with Remote Outdoor Unit-Air-Source) | 284ANV036*0**B* |  |  | CAP**3721AL*+UI | 88*TA48070C17*** | 34400 | 21 |  | 12.5 | 11 |  | 34600 | 31000 | 89.6% | 34400 | 19.5 | 12 | 8.5 | 35200 |  |  |  | Residential | 717.5 | No | 2.87
206790277 | Central Heat Pump | BRYANT HEATING AND COOLING SYSTEMS | HRCU-A-CB (Split System: Heat Pump with Remote Outdoor Unit-Air-Source) | 284ANV036*0**B* |  |  | CAP**3721AL*+UI | 88*TA48090C17*** | 34600 | 21.5 |  | 13 | 11 |  | 34400 | 30800 | 89.53% | 34600 | 20 | 12.5 | 8.5 | 35000 |  |  |  | Residential | 720 | No | 2.88
206790279 | Central Heat Pump | BRYANT HEATING AND COOLING SYSTEMS | HRCU-A-CB (Split System: Heat Pump with Remote Outdoor Unit-Air-Source) | 284ANV036*0**B* |  |  | CAP**3721AL*+UI | 987MB60060C21*** | 34200 | 20.5 |  | 12.5 | 11 |  | 36000 | 31200 | 86.67% | 34200 | 19 | 11.7 | 8 | 35400 |  |  |  | Residential | 712.5 | No | 2.85
206790294 | Central Heat Pump | BRYANT HEATING AND COOLING SYSTEMS | HRCU-A-CB (Split System: Heat Pump with Remote Outdoor Unit-Air-Source) | 284ANV036*0**B* |  |  | CAP**4224AL*+UI | 88*TA66135C24*** | 33200 | 21 |  | 12.5 | 10.5 |  | 32200 | 31400 | 97.52% | 33200 | 19.5 | 12 | 8 | 35400 |  |  |  | Residential | 692.5 | No | 2.77
206790303 | Central Heat Pump | BRYANT HEATING AND COOLING SYSTEMS | HRCU-A-CB (Split System: Heat Pump with Remote Outdoor Unit-Air-Source) | 284ANV036*0**B* |  |  | CAP**4321AL*+UI | 88*TA48070C17*** | 34400 | 21 |  | 12.5 | 11 |  | 34600 | 31000 | 89.6% | 34400 | 19.5 | 12 | 8.5 | 35200 |  |  |  | Residential | 717.5 | No | 2.87
206790308 | Central Heat Pump | BRYANT HEATING AND COOLING SYSTEMS | HRCU-A-CB (Split System: Heat Pump with Remote Outdoor Unit-Air-Source) | 284ANV036*0**B* |  |  | CAP**4321AL*+UI | 987MB42080C17*** | 34200 | 20.5 |  | 12.5 | 11 |  | 33400 | 31200 | 93.41% | 34200 | 19 | 11.7 | 8.5 | 35400 |  |  |  | Residential | 712.5 | No | 2.85
206790313 | Central Heat Pump | BRYANT HEATING AND COOLING SYSTEMS | HRCU-A-CB (Split System: Heat Pump with Remote Outdoor Unit-Air-Source) | 284ANV036*0**B* |  |  | CAP**4321AL*+UI | 88*TA48090C17*** | 34600 | 21.5 |  | 13 | 11 |  | 34400 | 30800 | 89.53% | 34600 | 20 | 12.5 | 8.5 | 35000 |  |  |  | Residential | 720 | No | 2.88
205047722 | Central Heat Pump | CHAMPION HEATING AND COOLING | HRCU-A-CB (Split System: Heat Pump with Remote Outdoor Unit-Air-Source) | HL19B3621 |  |  | CM60DXA2+ME14DN21+TXV |  | 34800 | 19 |  | 14 | 10 |  | 35000 | 22400 | 64% | [8 empty] | Residential | 725 | No | 2.9
205047822 | Central Heat Pump | CHAMPION HEATING AND COOLING | HRCU-A-CB (Split System: Heat Pump with Remote Outdoor Unit-Air-Source) | HL19B3621 |  |  | CM60CXA2+TXV | TM8V080C16MP12 | 35600 | 18 |  | 14 | 10 |  | 35200 | 22400 | 63.64% | [8 empty] | Residential | 742.5 | No | 2.97
205047826 | Central Heat Pump | CHAMPION HEATING AND COOLING | HRCU-A-CB (Split System: Heat Pump with Remote Outdoor Unit-Air-Source) | HL19B3621 |  |  | CM60CXA2+TXV | TMLV100C16MP12 | 35600 | 18 |  | 14 | 10 |  | 35200 | 22400 | 63.64% | [8 empty] | Residential | 742.5 | No | 2.97
204334084 | Central Heat Pump | CHAMPION HEATING AND COOLING | HRCU-A-CB (Split System: Heat Pump with Remote Outdoor Unit-Air-Source) | HL20B4821 |  |  | CM50CE3A1+CC | TPLC100C20MP13 | 45000 | 20.5 |  | 12.6 | 10 |  | 44000 | 44000 | 100% | [8 empty] | Residential | 937.5 | No | 3.75
204334090 | Central Heat Pump | CHAMPION HEATING AND COOLING | HRCU-A-CB (Split System: Heat Pump with Remote Outdoor Unit-Air-Source) | HL20B4821 |  |  | CM50CE3A1+CC | TPLC120C20MP13 | 45000 | 20.5 |  | 12.6 | 10 |  | 44000 | 44000 | 100% | [8 empty] | Residential | 937.5 | No | 3.75
204334466 | Central Heat Pump | CHAMPION HEATING AND COOLING | HRCU-A-CB (Split System: Heat Pump with Remote Outdoor Unit-Air-Source) | HL20B4821 |  |  | CM50CE3A1+CC | TM9V100C20MP12 | 45000 | 20.25 |  | 12.5 | 10 |  | 44000 | 44000 | 100% | [8 empty] | Residential | 937.5 | No | 3.75
204334476 | Central Heat Pump | CHAMPION HEATING AND COOLING | HRCU-A-CB (Split System: Heat Pump with Remote Outdoor Unit-Air-Source) | HL20B4821 |  |  | CM50CE3A1+CC | TP9C100C20MP13 | 45000 | 20.25 |  | 12.5 | 10 |  | 44000 | 44000 | 100% | [8 empty] | Residential | 937.5 | No | 3.75
205046788 | Central Heat Pump | CHAMPION HEATING AND COOLING | HRCU-A-CB (Split System: Heat Pump with Remote Outdoor Unit-Air-Source) | HL19B3621 |  |  | CU60DXA2+TXV | TP9C080C16MP13 | 35800 | 18 |  | 14 | 10 |  | 35400 | 22400 | 63.28% | [8 empty] | Residential | 745 | No | 2.98
205046796 | Central Heat Pump | CHAMPION HEATING AND COOLING | HRCU-A-CB (Split System: Heat Pump with Remote Outdoor Unit-Air-Source) | HL19B3621 |  |  | CM60CXA2+TXV | TM9V080C16MP12 | 35800 | 18 |  | 13 | 10 |  | 35400 | 22400 | 63.28% | [8 empty] | Residential | 745 | No | 2.98
205021133 | Central Heat Pump | YORK | HRCU-A-CB (Split System: Heat Pump with Remote Outdoor Unit-Air-Source) | YZT36B21 |  |  | CF60DXA2+TXV | TPLC080C16MP13 | 35800 | 18 |  | 14 | 10 |  | 35200 | 22400 | 63.64% | [8 empty] | Residential | 745 | No | 2.98
205021135 | Central Heat Pump | YORK | HRCU-A-CB (Split System: Heat Pump with Remote Outdoor Unit-Air-Source) | YZT36B21 |  |  | CF60DXA2+TXV | TPLC100C16MP13 | 35800 | 18 |  | 14 | 10 |  | 35200 | 22400 | 63.64% | [8 empty] | Residential | 745 | No | 2.98
205021136 | Central Heat Pump | YORK | HRCU-A-CB (Split System: Heat Pump with Remote Outdoor Unit-Air-Source) | YZT36B21 |  |  | CF60DXA2+TXV | YPLC080C16MP13 | 35800 | 18 |  | 14 | 10 |  | 35200 | 22400 | 63.64% | [8 empty] | Residential | 745 | No | 2.98
205021137 | Central Heat Pump | YORK | HRCU-A-CB (Split System: Heat Pump with Remote Outdoor Unit-Air-Source) | YZT36B21 |  |  | CF60DXA2+TXV | YPLC100C16MP13 | 35800 | 18 |  | 14 | 10 |  | 35200 | 22400 | 63.64% | [8 empty] | Residential | 745 | No | 2.98
205021138 | Central Heat Pump | YORK | HRCU-A-CB (Split System: Heat Pump with Remote Outdoor Unit-Air-Source) | YZT36B21 |  |  | CF60CXA2+TXV | TM8V100C16MP12 | 35600 | 18 |  | 14 | 10 |  | 35200 | 22400 | 63.64% | [8 empty] | Residential | 742.5 | No | 2.97
205021139 | Central Heat Pump | YORK | HRCU-A-CB (Split System: Heat Pump with Remote Outdoor Unit-Air-Source) | YZT36B21 |  |  | CF60CXA2+TXV | TM8V080C16MP12 | 35600 | 18 |  | 14 | 10 |  | 35200 | 22400 | 63.64% | [8 empty] | Residential | 742.5 | No | 2.97
205021141 | Central Heat Pump | YORK | HRCU-A-CB (Split System: Heat Pump with Remote Outdoor Unit-Air-Source) | YZT36B21 |  |  | CF60CXA2+TXV | TMLV100C16MP12 | 35600 | 18 |  | 14 | 10 |  | 35200 | 22400 | 63.64% | [8 empty] | Residential | 742.5 | No | 2.97
205021142 | Central Heat Pump | YORK | HRCU-A-CB (Split System: Heat Pump with Remote Outdoor Unit-Air-Source) | YZT36B21 |  |  | CF60CXA2+TXV | TPLC080C16MP13 | 35600 | 18 |  | 14 | 10 |  | 35200 | 22400 | 63.64% | [8 empty] | Residential | 742.5 | No | 2.97
205021143 | Central Heat Pump | YORK | HRCU-A-CB (Split System: Heat Pump with Remote Outdoor Unit-Air-Source) | YZT36B21 |  |  | CF60CXA2+TXV | TPLC100C16MP13 | 35600 | 18 |  | 14 | 10 |  | 35200 | 22400 | 63.64% | [8 empty] | Residential | 742.5 | No | 2.97
205021144 | Central Heat Pump | YORK | HRCU-A-CB (Split System: Heat Pump with Remote Outdoor Unit-Air-Source) | YZT36B21 |  |  | CF60CXA2+TXV | YPLC080C16MP13 | 35600 | 18 |  | 14 | 10 |  | 35200 | 22400 | 63.64% | [8 empty] | Residential | 742.5 | No | 2.97
205966017 | Central Heat Pump | JANITROL | HRCU-A-CB (Split System: Heat Pump with Remote Outdoor Unit-Air-Source) | GVZC200241A* |  |  | CA*F3743*6D*+TXV | G*VM970803BNB* | 23400 | 20 |  | 13 | 10 |  | 23800 | 13000 | 54.62% | [8 empty] | Residential | 487.5 | No | 1.95
205966018 | Central Heat Pump | JANITROL | HRCU-A-CB (Split System: Heat Pump with Remote Outdoor Unit-Air-Source) | GVZC200241A* |  |  | CA*F3743*6D*+TXV | G*VM970804CNB* | 23400 | 20 |  | 13 | 10 |  | 23800 | 13000 | 54.62% | [8 empty] | Residential | 487.5 | No | 1.95
205966019 | Central Heat Pump | JANITROL | HRCU-A-CB (Split System: Heat Pump with Remote Outdoor Unit-Air-Source) | GVZC200241A* |  |  | CA*F3743*6D*+MBVC1200**-1A*+TXV |  | 23800 | 21 |  | 13 | 10 |  | 23800 | 13000 | 54.62% | [8 empty] | Residential | 495 | No | 1.98
205966020 | Central Heat Pump | JANITROL | HRCU-A-CB (Split System: Heat Pump with Remote Outdoor Unit-Air-Source) | GVZC200241A* |  |  | CA*F3743*6D*+TXV | G*VS800604BUA* | 23400 | 20 |  | 13 | 10 |  | 23600 | 13000 | 55.08% | [8 empty] | Residential | 487.5 | No | 1.95
205966021 | Central Heat Pump | JANITROL | HRCU-A-CB (Split System: Heat Pump with Remote Outdoor Unit-Air-Source) | GVZC200241A* |  |  | CA*F3743*6D*+TXV | G*VS960603BUA* | 23400 | 20 |  | 13 | 10 |  | 23800 | 13000 | 54.62% | [8 empty] | Residential | 487.5 | No | 1.95
205966024 | Central Heat Pump | JANITROL | HRCU-A-CB (Split System: Heat Pump with Remote Outdoor Unit-Air-Source) | GVZC200241A* |  |  | CHPF3636B6C*+MBVC1200**-1A*+TXV |  | 23400 | 21 |  | 13 | 10 |  | 23400 | 13000 | 55.56% | [8 empty] | Residential | 487.5 | No | 1.95
205966027 | Central Heat Pump | JANITROL | HRCU-A-CB (Split System: Heat Pump with Remote Outdoor Unit-Air-Source) | GVZC200241A* |  |  | CHPF3642C6C*+MBVC1200**-1A*+TXV |  | 23400 | 21 |  | 13 | 10 |  | 23400 | 13000 | 55.56% | [8 empty] | Residential | 487.5 | No | 1.95
205966028 | Central Heat Pump | JANITROL | HRCU-A-CB (Split System: Heat Pump with Remote Outdoor Unit-Air-Source) | GVZC200241A* |  |  | CSCF3642N6D*+TXV | G*VS800604BUA* | 23600 | 20 |  | 13 | 10 |  | 23600 | 13000 | 55.08% | [8 empty] | Residential | 492.5 | No | 1.97
205966029 | Central Heat Pump | JANITROL | HRCU-A-CB (Split System: Heat Pump with Remote Outdoor Unit-Air-Source) | GVZC200241A* |  |  | CSCF3642N6D*+TXV | G*VS960603BUA* | 23400 | 20 |  | 13 | 10 |  | 23800 | 13000 | 54.62% | [8 empty] | Residential | 487.5 | No | 1.95
205966030 | Central Heat Pump | JANITROL | HRCU-A-CB (Split System: Heat Pump with Remote Outdoor Unit-Air-Source) | GVZC200241A* |  |  | AVPEC25B14A* |  | 23000 | 21 |  | 13 | 10 |  | 23600 | 13600 | 57.63% | [8 empty] | Residential | 480 | No | 1.92
206906420 | Central Heat Pump | CONCORD | HRCU-A-CB (Split System: Heat Pump with Remote Outdoor Unit-Air-Source) | 4HP18V36P |  |  | EAC4X30B | 96G2UH070BV12 | 23800 | 20 |  | 13 | 10 |  | 24000 | 15400 | 64.17% | 23800 | 19 | 12.3 | 8.1 | 24000 |  |  |  | Residential | 495 | No | 1.98
206906472 | Central Heat Pump | CONCORD | HRCU-A-CB (Split System: Heat Pump with Remote Outdoor Unit-Air-Source) | 4HP18V36P |  |  | EAH1P30A+H4TXV01 | 80G1UH040AE12X | 24000 | 19.5 |  | 13 | 10 |  | 24000 | 15100 | 62.92% | 24000 | 19 | 12.3 | 8.5 | 24000 |  |  |  | Residential | 500 | No | 2
206906473 | Central Heat Pump | CONCORD | HRCU-A-CB (Split System: Heat Pump with Remote Outdoor Unit-Air-Source) | 4HP18V36P |  |  | EAH1P30A+H4TXV01 | 80G1UH045AE12 | 24000 | 18.5 |  | 13 | 10 |  | 24000 | 15200 | 63.33% | 24000 | 19 | 12.3 | 8.5 | 24000 |  |  |  | Residential | 500 | No | 2
206906474 | Central Heat Pump | CONCORD | HRCU-A-CB (Split System: Heat Pump with Remote Outdoor Unit-Air-Source) | 4HP18V36P |  |  | EAH1P30A+H4TXV01 | 80G1UH060AE12X | 24000 | 19.5 |  | 13 | 10 |  | 24000 | 15100 | 62.92% | 24000 | 19 | 12.3 | 8.5 | 24000 |  |  |  | Residential | 500 | No | 2
206906475 | Central Heat Pump | CONCORD | HRCU-A-CB (Split System: Heat Pump with Remote Outdoor Unit-Air-Source) | 4HP18V36P |  |  | EAH1P30A+H4TXV01 | 80G2UH045AE12 | 23800 | 20 |  | 13 | 10 |  | 24000 | 15200 | 63.33% | 23800 | 19 | 12.3 | 8.5 | 24000 |  |  |  | Residential | 495 | No | 1.98
206906476 | Central Heat Pump | CONCORD | HRCU-A-CB (Split System: Heat Pump with Remote Outdoor Unit-Air-Source) | 4HP18V36P |  |  | EAH1P30A+H4TXV01 | 80G2UH070AE12 | 24000 | 20 |  | 13 | 10 |  | 24000 | 15100 | 62.92% | 24000 | 19 | 12.3 | 8.5 | 24000 |  |  |  | Residential | 500 | No | 2
206906477 | Central Heat Pump | CONCORD | HRCU-A-CB (Split System: Heat Pump with Remote Outdoor Unit-Air-Source) | 4HP18V36P |  |  | EAH1P30A+H4TXV01 | 80G2UH070AE12L | 24000 | 20 |  | 13 | 10 |  | 24000 | 15100 | 62.92% | 24000 | 19 | 12.3 | 8.5 | 24000 |  |  |  | Residential | 500 | No | 2
206906479 | Central Heat Pump | CONCORD | HRCU-A-CB (Split System: Heat Pump with Remote Outdoor Unit-Air-Source) | 4HP18V36P |  |  | EAH1P30B+H4TXV01 | 80G1UH070BE12 | 24000 | 18.5 |  | 13 | 10 |  | 24000 | 15300 | 63.75% | 24000 | 19 | 12.3 | 8.5 | 24000 |  |  |  | Residential | 500 | No | 2
206906480 | Central Heat Pump | CONCORD | HRCU-A-CB (Split System: Heat Pump with Remote Outdoor Unit-Air-Source) | 4HP18V36P |  |  | EAH1P30B+H4TXV01 | 80G2UH090BE12 | 24000 | 18 |  | 13 | 10 |  | 24000 | 15400 | 64.17% | 23600 | 19 | 12.3 | 8.5 | 24000 |  |  |  | Residential | 492.5 | No | 1.97
206790315 | Central Heat Pump | BRYANT HEATING AND COOLING SYSTEMS | HRCU-A-CB (Split System: Heat Pump with Remote Outdoor Unit-Air-Source) | 284ANV036*0**B* |  |  | CAP**4321AL*+UI | 987MB60060C21*** | 34400 | 20.5 |  | 12.5 | 11 |  | 35800 | 31200 | 87.15% | 34200 | 19 | 12 | 8.5 | 35400 |  |  |  | Residential | 712.5 | No | 2.85
206790316 | Central Heat Pump | BRYANT HEATING AND COOLING SYSTEMS | HRCU-A-CB (Split System: Heat Pump with Remote Outdoor Unit-Air-Source) | 284ANV036*0**B* |  |  | CAP**4821AL*+UI | 88*TA48070C17*** | 33600 | 21 |  | 12.5 | 11 |  | 34800 | 30800 | 88.51% | 33600 | 19.5 | 12 | 8 | 35000 |  |  |  | Residential | 700 | No | 2.8
206790326 | Central Heat Pump | BRYANT HEATING AND COOLING SYSTEMS | HRCU-A-CB (Split System: Heat Pump with Remote Outdoor Unit-Air-Source) | 284ANV036*0**B* |  |  | CAP**4821AL*+UI | 88*TA48090C17*** | 33800 | 21.5 |  | 12.5 | 11 |  | 34600 | 30800 | 89.02% | 33800 | 20 | 12.5 | 8.5 | 34800 |  |  |  | Residential | 705 | No | 2.82
206790331 | Central Heat Pump | BRYANT HEATING AND COOLING SYSTEMS | HRCU-A-CB (Split System: Heat Pump with Remote Outdoor Unit-Air-Source) | 284ANV036*0**B* |  |  | CAP**4824AL*+UI | 88*TA66135C24*** | 33800 | 21 |  | 13 | 11 |  | 35200 | 30800 | 87.5% | 33800 | 19.5 | 12.5 | 8.5 | 34800 |  |  |  | Residential | 705 | No | 2.82
206790332 | Central Heat Pump | BRYANT HEATING AND COOLING SYSTEMS | HRCU-A-CB (Split System: Heat Pump with Remote Outdoor Unit-Air-Source) | 284ANV036*0**B* |  |  | CAP**4824AL*+UI | 986TC66120C24*** | 33800 | 21.5 |  | 12.5 | 11 |  | 35200 | 30800 | 87.5% | 33800 | 19.5 | 12.5 | 8.5 | 34800 |  |  |  | Residential | 705 | No | 2.82
206790339 | Central Heat Pump | BRYANT HEATING AND COOLING SYSTEMS | HRCU-A-CB (Split System: Heat Pump with Remote Outdoor Unit-Air-Source) | 284ANV036*0**B* |  |  | CAP**4824AL*+UI | 987MB60060C21*** | 33600 | 20.5 |  | 12.5 | 11 |  | 35600 | 31000 | 87.08% | 33600 | 19 | 11.7 | 8 | 35000 |  |  |  | Residential | 700 | No | 2.8
206790342 | Central Heat Pump | BRYANT HEATING AND COOLING SYSTEMS | HRCU-A-CB (Split System: Heat Pump with Remote Outdoor Unit-Air-Source) | 284ANV036*0**B* |  |  | CAP**6024AL*+UI | 88*TA66135C24*** | 34400 | 21.5 |  | 13 | 11 |  | 34400 | 30200 | 87.79% | 34400 | 20 | 12.5 | 8 | 34400 |  |  |  | Residential | 717.5 | No | 2.87
206790343 | Central Heat Pump | BRYANT HEATING AND COOLING SYSTEMS | HRCU-A-CB (Split System: Heat Pump with Remote Outdoor Unit-Air-Source) | 284ANV036*0**B* |  |  | CAP**6024AL*+UI | 986TC66120C24*** | 34400 | 21.5 |  | 13 | 11 |  | 34400 | 30200 | 87.79% | 34400 | 20 | 12.5 | 8 | 34400 |  |  |  | Residential | 717.5 | No | 2.87
205046800 | Central Heat Pump | CHAMPION HEATING AND COOLING | HRCU-A-CB (Split System: Heat Pump with Remote Outdoor Unit-Air-Source) | HL19B3621 |  |  | CM60CXA2+TXV | TP9C080C16MP13 | 35800 | 18 |  | 13 | 10 |  | 35400 | 22400 | 63.28% | [8 empty] | Residential | 745 | No | 2.98
205046834 | Central Heat Pump | CHAMPION HEATING AND COOLING | HRCU-A-CB (Split System: Heat Pump with Remote Outdoor Unit-Air-Source) | HL19B3621 |  |  | CM60DXA2+TXV | TM9Y120D20MP11 | 36000 | 18 |  | 14 | 10 |  | 35000 | 22400 | 64% | [8 empty] | Residential | 750 | No | 3
205046838 | Central Heat Pump | CHAMPION HEATING AND COOLING | HRCU-A-CB (Split System: Heat Pump with Remote Outdoor Unit-Air-Source) | HL19B3621 |  |  | CU60DXA2+TXV | TM9Y120D20MP11 | 36000 | 18 |  | 14 | 10 |  | 35000 | 22400 | 64% | [8 empty] | Residential | 750 | No | 3
205046850 | Central Heat Pump | CHAMPION HEATING AND COOLING | HRCU-A-CB (Split System: Heat Pump with Remote Outdoor Unit-Air-Source) | HL19B3621 |  |  | CM60DXA2+TXV | TM9Y100C16MP11 | 35600 | 18 |  | 13 | 10 |  | 35200 | 22400 | 63.64% | [8 empty] | Residential | 742.5 | No | 2.97
205046854 | Central Heat Pump | CHAMPION HEATING AND COOLING | HRCU-A-CB (Split System: Heat Pump with Remote Outdoor Unit-Air-Source) | HL19B3621 |  |  | CU60DXA2+TXV | TM9Y100C16MP11 | 35600 | 18 |  | 13 | 10 |  | 35200 | 22400 | 63.64% | [8 empty] | Residential | 742.5 | No | 2.97
205046862 | Central Heat Pump | CHAMPION HEATING AND COOLING | HRCU-A-CB (Split System: Heat Pump with Remote Outdoor Unit-Air-Source) | HL19B3621 |  |  | CM60CXA2+TXV | TM9Y100C16MP11 | 36000 | 18 |  | 14 | 10 |  | 35600 | 22400 | 62.92% | [8 empty] | Residential | 750 | No | 3
205046906 | Central Heat Pump | CHAMPION HEATING AND COOLING | HRCU-A-CB (Split System: Heat Pump with Remote Outdoor Unit-Air-Source) | HL19B3621 |  |  | CM60DXA2+TXV | TM8Y120C20MP11 | 36000 | 18 |  | 14 | 10 |  | 34800 | 22400 | 64.37% | [8 empty] | Residential | 750 | No | 3
205046910 | Central Heat Pump | CHAMPION HEATING AND COOLING | HRCU-A-CB (Split System: Heat Pump with Remote Outdoor Unit-Air-Source) | HL19B3621 |  |  | CU60DXA2+TXV | TM8Y120C20MP11 | 36000 | 18 |  | 14 | 10 |  | 34800 | 22400 | 64.37% | [8 empty] | Residential | 750 | No | 3
205046914 | Central Heat Pump | CHAMPION HEATING AND COOLING | HRCU-A-CB (Split System: Heat Pump with Remote Outdoor Unit-Air-Source) | HL19B3621 |  |  | CM60DXA2+TXV | TM8Y100C20MP11 | 36000 | 18 |  | 14 | 10 |  | 34800 | 22400 | 64.37% | [8 empty] | Residential | 750 | No | 3
205046918 | Central Heat Pump | CHAMPION HEATING AND COOLING | HRCU-A-CB (Split System: Heat Pump with Remote Outdoor Unit-Air-Source) | HL19B3621 |  |  | CU60DXA2+TXV | TM8Y100C20MP11 | 36000 | 18 |  | 14 | 10 |  | 34800 | 22400 | 64.37% | [8 empty] | Residential | 750 | No | 3
205021145 | Central Heat Pump | YORK | HRCU-A-CB (Split System: Heat Pump with Remote Outdoor Unit-Air-Source) | YZT36B21 |  |  | CF60CXA2+TXV | YPLC100C16MP13 | 35600 | 18 |  | 14 | 10 |  | 35200 | 22400 | 63.64% | [8 empty] | Residential | 742.5 | No | 2.97
205021151 | Central Heat Pump | YORK | HRCU-A-CB (Split System: Heat Pump with Remote Outdoor Unit-Air-Source) | YZT36B21 |  |  | CF60CXA2+MVC16CN21+TXV |  | 36000 | 19 |  | 14 | 10 |  | 35200 | 22400 | 63.64% | [8 empty] | Residential | 750 | No | 3
205021152 | Central Heat Pump | YORK | HRCU-A-CB (Split System: Heat Pump with Remote Outdoor Unit-Air-Source) | YZT36B21 |  |  | CF60DXA2+MVC14DN21+TXV |  | 36000 | 19 |  | 14 | 10 |  | 34600 | 22400 | 64.74% | [8 empty] | Residential | 750 | No | 3
205021154 | Central Heat Pump | YORK | HRCU-A-CB (Split System: Heat Pump with Remote Outdoor Unit-Air-Source) | YZT36B21 |  |  | CF60CXA2+ME16CN21+TXV |  | 35800 | 18 |  | 14 | 10 |  | 34800 | 22400 | 64.37% | [8 empty] | Residential | 745 | No | 2.98
205021155 | Central Heat Pump | YORK | HRCU-A-CB (Split System: Heat Pump with Remote Outdoor Unit-Air-Source) | YZT36B21 |  |  | CF60DXA2+ME14DN21+TXV |  | 34800 | 19 |  | 14 | 10 |  | 35000 | 22400 | 64% | [8 empty] | Residential | 725 | No | 2.9
205039521 | Central Heat Pump | YORK | HRCU-A-CB (Split System: Heat Pump with Remote Outdoor Unit-Air-Source) | YZT36B21 |  |  | CM60DXA2+TXV | TM9V100C20MP12 | 36000 | 19 |  | 14 | 10 |  | 35400 | 22400 | 63.28% | [8 empty] | Residential | 750 | No | 3
205039522 | Central Heat Pump | YORK | HRCU-A-CB (Split System: Heat Pump with Remote Outdoor Unit-Air-Source) | YZT36B21 |  |  | CM60DXA2+TXV | TP9C100C20MP13 | 36000 | 19 |  | 14 | 10 |  | 35400 | 22400 | 63.28% | [8 empty] | Residential | 750 | No | 3
205039523 | Central Heat Pump | YORK | HRCU-A-CB (Split System: Heat Pump with Remote Outdoor Unit-Air-Source) | YZT36B21 |  |  | CM60DXA2+TXV | YP9C100C20MP13 | 36000 | 19 |  | 14 | 10 |  | 35400 | 22400 | 63.28% | [8 empty] | Residential | 750 | No | 3
205039524 | Central Heat Pump | YORK | HRCU-A-CB (Split System: Heat Pump with Remote Outdoor Unit-Air-Source) | YZT36B21 |  |  | CM60CXA2+TXV | TM9V100C20MP12 | 36000 | 19 |  | 14 | 10 |  | 35400 | 22400 | 63.28% | [8 empty] | Residential | 750 | No | 3
205039525 | Central Heat Pump | YORK | HRCU-A-CB (Split System: Heat Pump with Remote Outdoor Unit-Air-Source) | YZT36B21 |  |  | CM60CXA2+TXV | TP9C100C20MP13 | 36000 | 19 |  | 14 | 10 |  | 35400 | 22400 | 63.28% | [8 empty] | Residential | 750 | No | 3
206788788 | Central Heat Pump | CARRIER | HRCU-A-CB (Split System: Heat Pump with Remote Outdoor Unit-Air-Source) | 25VNA436A*031* |  |  | CSPH*6012AL*+UI | 58TN*A070C17**16 | 34400 | 20.5 |  | 12.5 | 10.5 |  | 34200 | 30600 | 89.47% | 34400 | 19 | 12 | 8 | 34800 |  |  |  | Residential | 717.5 | No | 2.87
206788791 | Central Heat Pump | CARRIER | HRCU-A-CB (Split System: Heat Pump with Remote Outdoor Unit-Air-Source) | 25VNA436A*031* |  |  | CSPH*6012AL*+UI | 58TN*A135C24**22 | 34600 | 20 |  | 13 | 11 |  | 34600 | 30400 | 87.86% | 34600 | 19 | 12 | 8 | 34600 |  |  |  | Residential | 720 | No | 2.88
206788793 | Central Heat Pump | CARRIER | HRCU-A-CB (Split System: Heat Pump with Remote Outdoor Unit-Air-Source) | 25VNA436A*031* |  |  | CSPH*6012AL*+UI | 59TN6B080C17**14 | 34200 | 20 |  | 12.5 | 10.5 |  | 34200 | 30600 | 89.47% | 34200 | 18.5 | 11.7 | 8 | 35000 |  |  |  | Residential | 712.5 | No | 2.85
206788794 | Central Heat Pump | CARRIER | HRCU-A-CB (Split System: Heat Pump with Remote Outdoor Unit-Air-Source) | 25VNA436A*031* |  |  | CSPH*6012AL*+UI | 59TN6B120C24**22 | 34600 | 20.5 |  | 13 | 11 |  | 34800 | 30400 | 87.36% | 34600 | 19 | 12 | 8 | 34600 |  |  |  | Residential | 720 | No | 2.88
206788795 | Central Heat Pump | CARRIER | HRCU-A-CB (Split System: Heat Pump with Remote Outdoor Unit-Air-Source) | 25VNA436A*031* |  |  | CSPH*6012AL*+UI | 59MN7B080C17**14 | 34200 | 20 |  | 12.5 | 10.5 |  | 33800 | 30600 | 90.53% | 34200 | 18.5 | 11.7 | 8 | 35000 |  |  |  | Residential | 712.5 | No | 2.85
206788798 | Central Heat Pump | CARRIER | HRCU-A-CB (Split System: Heat Pump with Remote Outdoor Unit-Air-Source) | 25VNA436A*031* |  |  | CSPH*6012AL*+UI | 59MN7B120C24**22 | 34400 | 20.5 |  | 12.5 | 10.5 |  | 34800 | 30400 | 87.36% | 34400 | 18.5 | 12 | 8 | 34600 |  |  |  | Residential | 717.5 | No | 2.87
206788801 | Central Heat Pump | CARRIER | HRCU-A-CB (Split System: Heat Pump with Remote Outdoor Unit-Air-Source) | 25VNA436A*031* |  |  | CSPH*6012AL*+UI | 58TN*A090C17**16 | 34600 | 21 |  | 13 | 11 |  | 34000 | 30400 | 89.41% | 34600 | 19.5 | 12 | 8 | 34600 |  |  |  | Residential | 720 | No | 2.88
206788803 | Central Heat Pump | CARRIER | HRCU-A-CB (Split System: Heat Pump with Remote Outdoor Unit-Air-Source) | 25VNA436A*031* |  |  | CSPH*6012AL*+UI | 59MN7B060C21**20 | 34400 | 20 |  | 12.5 | 10.5 |  | 35200 | 30600 | 86.93% | 34400 | 18.5 | 11.7 | 8 | 34800 |  |  |  | Residential | 717.5 | No | 2.87
206788806 | Central Heat Pump | CARRIER | HRCU-A-CB (Split System: Heat Pump with Remote Outdoor Unit-Air-Source) | 25VNA436A*031* |  |  | CAP**3721AL*+UI | 58CU*A040C17**12 | 34400 | 21 |  | 12.5 | 11 |  | 34000 | 31000 | 91.18% | 34400 | 19.5 | 12.5 | 8.5 | 35000 |  |  |  | Residential | 717.5 | No | 2.87
210815890 | Central Heat Pump | JOHNSON CONTROLS | HRCU-A-CB (Split System: Heat Pump with Remote Outdoor Unit-Air-Source) | HL19B3621 |  |  | CF60CXA2+TXV | TPLC080C16MP13 | 35600 | 18 |  | 14 | 10 |  | 35200 | 22400 | 63.64% | [8 empty] | Residential | 742.5 | No | 2.97
210807759 | Central Heat Pump | JOHNSON CONTROLS | HRCU-A-CB (Split System: Heat Pump with Remote Outdoor Unit-Air-Source) | HL19B3621 |  |  | CF60CXA2+TXV | TP9C080C16MP13 | 35800 | 18 |  | 13 | 10 |  | 35400 | 22400 | 63.28% | [8 empty] | Residential | 745 | No | 2.98
210807761 | Central Heat Pump | JOHNSON CONTROLS | HRCU-A-CB (Split System: Heat Pump with Remote Outdoor Unit-Air-Source) | HL19B3621 |  |  | CF60DXA2+TXV | TM8V100C20MP12 | 35800 | 18 |  | 14 | 10 |  | 35000 | 22400 | 64% | [8 empty] | Residential | 745 | No | 2.98
210807763 | Central Heat Pump | JOHNSON CONTROLS | HRCU-A-CB (Split System: Heat Pump with Remote Outdoor Unit-Air-Source) | HL19B3621 |  |  | CF60CXA2+TXV | TPLC100C20MP13 | 35800 | 18 |  | 14 | 10 |  | 35000 | 22400 | 64% | [8 empty] | Residential | 745 | No | 2.98
210807766 | Central Heat Pump | JOHNSON CONTROLS | HRCU-A-CB (Split System: Heat Pump with Remote Outdoor Unit-Air-Source) | HL19B3621 |  |  | CF60CXA2+TXV | TM8V080C16MP12 | 35600 | 18 |  | 14 | 10 |  | 35200 | 22400 | 63.64% | [8 empty] | Residential | 742.5 | No | 2.97
210808982 | Central Heat Pump | JOHNSON CONTROLS | HRCU-A-CB (Split System: Heat Pump with Remote Outdoor Unit-Air-Source) | HL19B3621 |  |  | CF60CXA2+TXV | TM9V080C16MP12 | 35800 | 18 |  | 13 | 10 |  | 35400 | 22400 | 63.28% | [8 empty] | Residential | 745 | No | 2.98
210808984 | Central Heat Pump | JOHNSON CONTROLS | HRCU-A-CB (Split System: Heat Pump with Remote Outdoor Unit-Air-Source) | HL19B3621 |  |  | CF60DXA2+TXV | TM8V120C20MP12 | 35800 | 18 |  | 14 | 10 |  | 35000 | 22400 | 64% | [8 empty] | Residential | 745 | No | 2.98
210808986 | Central Heat Pump | JOHNSON CONTROLS | HRCU-A-CB (Split System: Heat Pump with Remote Outdoor Unit-Air-Source) | HL19B3621 |  |  | CF60CXA2+TXV | TMLV120C20MP12 | 35800 | 18 |  | 14 | 10 |  | 35000 | 22400 | 64% | [8 empty] | Residential | 745 | No | 2.98
210808988 | Central Heat Pump | JOHNSON CONTROLS | HRCU-A-CB (Split System: Heat Pump with Remote Outdoor Unit-Air-Source) | HL19B3621 |  |  | CF60DXA2+TXV | TPLC100C16MP13 | 35800 | 18 |  | 14 | 10 |  | 35200 | 22400 | 63.64% | [8 empty] | Residential | 745 | No | 2.98
210808989 | Central Heat Pump | JOHNSON CONTROLS | HRCU-A-CB (Split System: Heat Pump with Remote Outdoor Unit-Air-Source) | HL19B3621 |  |  | CF60CXA2+TXV | TM8V100C16MP12 | 35600 | 18 |  | 14 | 10 |  | 35200 | 22400 | 63.64% | [8 empty] | Residential | 742.5 | No | 2.97
206790346 | Central Heat Pump | BRYANT HEATING AND COOLING SYSTEMS | HRCU-A-CB (Split System: Heat Pump with Remote Outdoor Unit-Air-Source) | 284ANV036*0**B* |  |  | CAP**6024AL*+UI | 987MB66120C24*** | 34200 | 21 |  | 13 | 11 |  | 34600 | 30200 | 87.28% | 34200 | 19.5 | 12.5 | 8 | 34400 |  |  |  | Residential | 712.5 | No | 2.85
206790350 | Central Heat Pump | BRYANT HEATING AND COOLING SYSTEMS | HRCU-A-CB (Split System: Heat Pump with Remote Outdoor Unit-Air-Source) | 284ANV036*0**B* |  |  | CAP**6024AL*+UI | 987MB60060C21*** | 34200 | 21 |  | 12.5 | 10.5 |  | 35000 | 30400 | 86.86% | 34000 | 19 | 12 | 8 | 34600 |  |  |  | Residential | 707.5 | No | 2.83
206790351 | Central Heat Pump | BRYANT HEATING AND COOLING SYSTEMS | HRCU-A-CB (Split System: Heat Pump with Remote Outdoor Unit-Air-Source) | 284ANV036*0**B* |  |  | CAP**6121AL*+UI | 88*TA48070C17*** | 34600 | 21.5 |  | 13 | 11 |  | 34000 | 30400 | 89.41% | 34600 | 19.5 | 12.5 | 8 | 34600 |  |  |  | Residential | 720 | No | 2.88
206790354 | Central Heat Pump | BRYANT HEATING AND COOLING SYSTEMS | HRCU-A-CB (Split System: Heat Pump with Remote Outdoor Unit-Air-Source) | 284ANV036*0**B* |  |  | CAP**6121AL*+UI | 986TC42060C17*** | 34600 | 21 |  | 12.5 | 10.5 |  | 34200 | 29600 | 86.55% | 34600 | 19 | 12 | 8 | 33600 |  |  |  | Residential | 720 | No | 2.88
206790355 | Central Heat Pump | BRYANT HEATING AND COOLING SYSTEMS | HRCU-A-CB (Split System: Heat Pump with Remote Outdoor Unit-Air-Source) | 284ANV036*0**B* |  |  | CAP**6121AL*+UI | 986TC42080C17*** | 34600 | 21 |  | 12.5 | 10.5 |  | 34200 | 30400 | 88.89% | 34600 | 19.5 | 12 | 8 | 34800 |  |  |  | Residential | 720 | No | 2.88
206790356 | Central Heat Pump | BRYANT HEATING AND COOLING SYSTEMS | HRCU-A-CB (Split System: Heat Pump with Remote Outdoor Unit-Air-Source) | 284ANV036*0**B* |  |  | CAP**6121AL*+UI | 987MB42080C17*** | 34600 | 21 |  | 12.5 | 10.5 |  | 33400 | 30400 | 91.02% | 34600 | 19.5 | 12 | 8 | 34800 |  |  |  | Residential | 720 | No | 2.88
206790361 | Central Heat Pump | BRYANT HEATING AND COOLING SYSTEMS | HRCU-A-CB (Split System: Heat Pump with Remote Outdoor Unit-Air-Source) | 284ANV036*0**B* |  |  | CAP**6121AL*+UI | 88*TA48090C17*** | 34800 | 22 |  | 13 | 11 |  | 33800 | 30200 | 89.35% | 34800 | 20.5 | 12.5 | 8.5 | 34400 |  |  |  | Residential | 725 | No | 2.9
206790363 | Central Heat Pump | BRYANT HEATING AND COOLING SYSTEMS | HRCU-A-CB (Split System: Heat Pump with Remote Outdoor Unit-Air-Source) | 284ANV036*0**B* |  |  | CAP**6121AL*+UI | 987MB60060C21*** | 34600 | 21 |  | 12.5 | 10.5 |  | 35200 | 30400 | 86.36% | 34600 | 19 | 12 | 8 | 34800 |  |  |  | Residential | 720 | No | 2.88
205046938 | Central Heat Pump | CHAMPION HEATING AND COOLING | HRCU-A-CB (Split System: Heat Pump with Remote Outdoor Unit-Air-Source) | HL19B3621 |  |  | CM60CXA2+TXV | TM8Y120C20MP11 | 36000 | 18 |  | 14 | 10 |  | 35000 | 22400 | 64% | [8 empty] | Residential | 750 | No | 3
205046942 | Central Heat Pump | CHAMPION HEATING AND COOLING | HRCU-A-CB (Split System: Heat Pump with Remote Outdoor Unit-Air-Source) | HL19B3621 |  |  | CM60CXA2+TXV | TM8Y100C20MP11 | 36000 | 18 |  | 14 | 10 |  | 35000 | 22400 | 64% | [8 empty] | Residential | 750 | No | 3
205047020 | Central Heat Pump | CHAMPION HEATING AND COOLING | HRCU-A-CB (Split System: Heat Pump with Remote Outdoor Unit-Air-Source) | HL19B3621 |  |  | CM60CXA2+TXV | TM8Y100C16MP11 | 35800 | 18 |  | 14 | 10 |  | 35200 | 22400 | 63.64% | [8 empty] | Residential | 745 | No | 2.98
205047026 | Central Heat Pump | CHAMPION HEATING AND COOLING | HRCU-A-CB (Split System: Heat Pump with Remote Outdoor Unit-Air-Source) | HL19B3621 |  |  | CM60CXA2+TXV | TM8Y080C16MP11 | 35800 | 18 |  | 14 | 10 |  | 35200 | 22400 | 63.64% | [8 empty] | Residential | 745 | No | 2.98
205047057 | Central Heat Pump | CHAMPION HEATING AND COOLING | HRCU-A-CB (Split System: Heat Pump with Remote Outdoor Unit-Air-Source) | HL19B3621 |  |  | CM60DXA2+TXV | TM8V120C20MP12 | 35800 | 18 |  | 14 | 10 |  | 35000 | 22400 | 64% | [8 empty] | Residential | 745 | No | 2.98
205047063 | Central Heat Pump | CHAMPION HEATING AND COOLING | HRCU-A-CB (Split System: Heat Pump with Remote Outdoor Unit-Air-Source) | HL19B3621 |  |  | CU60DXA2+TXV | TM8V120C20MP12 | 35800 | 18 |  | 14 | 10 |  | 35000 | 22400 | 64% | [8 empty] | Residential | 745 | No | 2.98
204333932 | Central Heat Pump | CHAMPION HEATING AND COOLING | HRCU-A-CB (Split System: Heat Pump with Remote Outdoor Unit-Air-Source) | HL20B3621 |  |  | CM38CE2A1+CC | TM9V100C16MP12 | 33600 | 19.25 |  | 13 | 10.75 |  | 32600 | 31600 | 96.93% | [8 empty] | Residential | 700 | No | 2.8
204333940 | Central Heat Pump | CHAMPION HEATING AND COOLING | HRCU-A-CB (Split System: Heat Pump with Remote Outdoor Unit-Air-Source) | HL20B3621 |  |  | CM38CE2A1+CC | TP9C100C16MP13 | 33600 | 19.25 |  | 13 | 10.75 |  | 32600 | 31600 | 96.93% | [8 empty] | Residential | 700 | No | 2.8
204333964 | Central Heat Pump | CHAMPION HEATING AND COOLING | HRCU-A-CB (Split System: Heat Pump with Remote Outdoor Unit-Air-Source) | HL20B4821 |  |  | AVV50CE321+CC |  | 45000 | 20.5 |  | 12.5 | 10.2 |  | 44000 | 43500 | 98.86% | [8 empty] | Residential | 937.5 | No | 3.75
204333799 | Central Heat Pump | CHAMPION HEATING AND COOLING | HRCU-A-CB (Split System: Heat Pump with Remote Outdoor Unit-Air-Source) | HL20B3621 |  |  | CM38CE2A1+CC | TM8V100C16MP12 | 33600 | 19.25 |  | 13.25 | 10.75 |  | 32400 | 33400 | 103.1% | [8 empty] | Residential | 700 | No | 2.8
205039526 | Central Heat Pump | YORK | HRCU-A-CB (Split System: Heat Pump with Remote Outdoor Unit-Air-Source) | YZT36B21 |  |  | CM60CXA2+TXV | YP9C100C20MP13 | 36000 | 19 |  | 14 | 10 |  | 35400 | 22400 | 63.28% | [8 empty] | Residential | 750 | No | 3
205039535 | Central Heat Pump | YORK | HRCU-A-CB (Split System: Heat Pump with Remote Outdoor Unit-Air-Source) | YZT36B21 |  |  | CM60DXA2+TXV | TM9V080C16MP12 | 35800 | 18 |  | 14 | 10 |  | 35400 | 22400 | 63.28% | [8 empty] | Residential | 745 | No | 2.98
205039536 | Central Heat Pump | YORK | HRCU-A-CB (Split System: Heat Pump with Remote Outdoor Unit-Air-Source) | YZT36B21 |  |  | CM60DXA2+TXV | TP9C080C16MP13 | 35800 | 18 |  | 14 | 10 |  | 35400 | 22400 | 63.28% | [8 empty] | Residential | 745 | No | 2.98
205039537 | Central Heat Pump | YORK | HRCU-A-CB (Split System: Heat Pump with Remote Outdoor Unit-Air-Source) | YZT36B21 |  |  | CM60DXA2+TXV | YP9C080C16MP13 | 35800 | 18 |  | 14 | 10 |  | 35400 | 22400 | 63.28% | [8 empty] | Residential | 745 | No | 2.98
205039538 | Central Heat Pump | YORK | HRCU-A-CB (Split System: Heat Pump with Remote Outdoor Unit-Air-Source) | YZT36B21 |  |  | CM60CXA2+TXV | TM9V080C16MP12 | 35800 | 18 |  | 13 | 10 |  | 35400 | 22400 | 63.28% | [8 empty] | Residential | 745 | No | 2.98
205039539 | Central Heat Pump | YORK | HRCU-A-CB (Split System: Heat Pump with Remote Outdoor Unit-Air-Source) | YZT36B21 |  |  | CM60CXA2+TXV | TP9C080C16MP13 | 35800 | 18 |  | 13 | 10 |  | 35400 | 22400 | 63.28% | [8 empty] | Residential | 745 | No | 2.98
205039541 | Central Heat Pump | YORK | HRCU-A-CB (Split System: Heat Pump with Remote Outdoor Unit-Air-Source) | YZT36B21 |  |  | CM60CXA2+TXV | YP9C080C16MP13 | 35800 | 18 |  | 13 | 10 |  | 35400 | 22400 | 63.28% | [8 empty] | Residential | 745 | No | 2.98
205039550 | Central Heat Pump | YORK | HRCU-A-CB (Split System: Heat Pump with Remote Outdoor Unit-Air-Source) | YZT36B21 |  |  | CM60DXA2+TXV | TM9Y120D20MP11 | 36000 | 18 |  | 14 | 10 |  | 35000 | 22400 | 64% | [8 empty] | Residential | 750 | No | 3
205039552 | Central Heat Pump | YORK | HRCU-A-CB (Split System: Heat Pump with Remote Outdoor Unit-Air-Source) | YZT36B21 |  |  | CM60DXA2+TXV | TM9Y100C16MP11 | 35600 | 18 |  | 13 | 10 |  | 35200 | 22400 | 63.64% | [8 empty] | Residential | 742.5 | No | 2.97
205039554 | Central Heat Pump | YORK | HRCU-A-CB (Split System: Heat Pump with Remote Outdoor Unit-Air-Source) | YZT36B21 |  |  | CM60CXA2+TXV | TM9Y100C16MP11 | 36000 | 18 |  | 14 | 10 |  | 35600 | 22400 | 62.92% | [8 empty] | Residential | 750 | No | 3
206788807 | Central Heat Pump | CARRIER | HRCU-A-CB (Split System: Heat Pump with Remote Outdoor Unit-Air-Source) | 25VNA436A*031* |  |  | CAP**3721AL*+UI | 58CU*A060C17**16 | 34400 | 21 |  | 12.5 | 11 |  | 34000 | 31000 | 91.18% | 34400 | 19.5 | 12 | 8.5 | 35200 |  |  |  | Residential | 717.5 | No | 2.87
206788808 | Central Heat Pump | CARRIER | HRCU-A-CB (Split System: Heat Pump with Remote Outdoor Unit-Air-Source) | 25VNA436A*031* |  |  | CAP**3721AL*+UI | 58CU*A100C21**20 | 34400 | 20 |  | 12.5 | 11 |  | 34400 | 31000 | 90.12% | 34400 | 19 | 12 | 8.5 | 35200 |  |  |  | Residential | 717.5 | No | 2.87
206788815 | Central Heat Pump | CARRIER | HRCU-A-CB (Split System: Heat Pump with Remote Outdoor Unit-Air-Source) | 25VNA436A*031* |  |  | CAP**4321AL*+UI | 58CU*A040C17**12 | 34400 | 21 |  | 12.5 | 11 |  | 34200 | 31000 | 90.64% | 34400 | 19.5 | 12.5 | 8.5 | 35000 |  |  |  | Residential | 717.5 | No | 2.87
206788816 | Central Heat Pump | CARRIER | HRCU-A-CB (Split System: Heat Pump with Remote Outdoor Unit-Air-Source) | 25VNA436A*031* |  |  | CAP**4321AL*+UI | 58CU*A060C17**16 | 34400 | 21 |  | 12.5 | 11 |  | 34200 | 31000 | 90.64% | 34400 | 19.5 | 12 | 8.5 | 35200 |  |  |  | Residential | 717.5 | No | 2.87
206788818 | Central Heat Pump | CARRIER | HRCU-A-CB (Split System: Heat Pump with Remote Outdoor Unit-Air-Source) | 25VNA436A*031* |  |  | CAP**4321AL*+UI | 58CU*A100C21**20 | 34400 | 21 |  | 12.5 | 11 |  | 34600 | 31000 | 89.6% | 34400 | 19 | 12 | 8.5 | 35200 |  |  |  | Residential | 717.5 | No | 2.87
206788819 | Central Heat Pump | CARRIER | HRCU-A-CB (Split System: Heat Pump with Remote Outdoor Unit-Air-Source) | 25VNA436A*031* |  |  | CAP**4821AL*+UI | 58CU*A040C17**12 | 33800 | 21 |  | 12.5 | 11 |  | 34400 | 30800 | 89.53% | 33800 | 20 | 12 | 8.5 | 34800 |  |  |  | Residential | 705 | No | 2.82
206788820 | Central Heat Pump | CARRIER | HRCU-A-CB (Split System: Heat Pump with Remote Outdoor Unit-Air-Source) | 25VNA436A*031* |  |  | CAP**4821AL*+UI | 58CU*A060C17**16 | 33800 | 21 |  | 12.5 | 11 |  | 34400 | 30800 | 89.53% | 33600 | 19.5 | 12 | 8 | 35000 |  |  |  | Residential | 700 | No | 2.8
206788822 | Central Heat Pump | CARRIER | HRCU-A-CB (Split System: Heat Pump with Remote Outdoor Unit-Air-Source) | 25VNA436A*031* |  |  | CAP**4821AL*+UI | 58CU*A100C21**20 | 33800 | 21 |  | 12.5 | 11 |  | 33400 | 30800 | 92.22% | 33600 | 19.5 | 12 | 8 | 35000 |  |  |  | Residential | 700 | No | 2.8
206788824 | Central Heat Pump | CARRIER | HRCU-A-CB (Split System: Heat Pump with Remote Outdoor Unit-Air-Source) | 25VNA436A*031* |  |  | CAP**4824AL*+UI | 58CU*A100C21**20 | 33800 | 21 |  | 12.5 | 11 |  | 34000 | 30800 | 90.59% | 33800 | 19.5 | 12 | 8 | 34800 |  |  |  | Residential | 705 | No | 2.82
210811766 | Central Heat Pump | JOHNSON CONTROLS | HRCU-A-CB (Split System: Heat Pump with Remote Outdoor Unit-Air-Source) | HL19B3621 |  |  | CM60CXA2+TXV | TP9C100C20MP13 | 36000 | 19 |  | 14 | 10 |  | 35400 | 22400 | 63.28% | [8 empty] | Residential | 750 | No | 3
210811768 | Central Heat Pump | JOHNSON CONTROLS | HRCU-A-CB (Split System: Heat Pump with Remote Outdoor Unit-Air-Source) | HL19B3621 |  |  | CM60DXA2+TXV | TP9C080C16MP13 | 35800 | 18 |  | 14 | 10 |  | 35400 | 22400 | 63.28% | [8 empty] | Residential | 745 | No | 2.98
210811771 | Central Heat Pump | JOHNSON CONTROLS | HRCU-A-CB (Split System: Heat Pump with Remote Outdoor Unit-Air-Source) | HL19B3621 |  |  | CM60DXA2+TXV | TM8V120C20MP12 | 35800 | 18 |  | 14 | 10 |  | 35000 | 22400 | 64% | [8 empty] | Residential | 745 | No | 2.98
210811773 | Central Heat Pump | JOHNSON CONTROLS | HRCU-A-CB (Split System: Heat Pump with Remote Outdoor Unit-Air-Source) | HL19B3621 |  |  | CM60CXA2+TXV | TMLV120C20MP12 | 35800 | 18 |  | 14 | 10 |  | 35000 | 22400 | 64% | [8 empty] | Residential | 745 | No | 2.98
210811775 | Central Heat Pump | JOHNSON CONTROLS | HRCU-A-CB (Split System: Heat Pump with Remote Outdoor Unit-Air-Source) | HL19B3621 |  |  | CM60DXA2+TXV | TPLC100C16MP13 | 35800 | 18 |  | 14 | 10 |  | 35200 | 22400 | 63.64% | [8 empty] | Residential | 745 | No | 2.98
210811776 | Central Heat Pump | JOHNSON CONTROLS | HRCU-A-CB (Split System: Heat Pump with Remote Outdoor Unit-Air-Source) | HL19B3621 |  |  | CM60CXA2+TXV | TM8V100C16MP12 | 35600 | 18 |  | 14 | 10 |  | 35200 | 22400 | 63.64% | [8 empty] | Residential | 742.5 | No | 2.97
210813480 | Central Heat Pump | JOHNSON CONTROLS | HRCU-A-CB (Split System: Heat Pump with Remote Outdoor Unit-Air-Source) | HL19B3621 |  |  | CM60CXA2+TXV | TM9V100C20MP12 | 36000 | 19 |  | 14 | 10 |  | 35400 | 22400 | 63.28% | [8 empty] | Residential | 750 | No | 3
210813482 | Central Heat Pump | JOHNSON CONTROLS | HRCU-A-CB (Split System: Heat Pump with Remote Outdoor Unit-Air-Source) | HL19B3621 |  |  | CM60DXA2+TXV | TM9V080C16MP12 | 35800 | 18 |  | 14 | 10 |  | 35400 | 22400 | 63.28% | [8 empty] | Residential | 745 | No | 2.98
210813487 | Central Heat Pump | JOHNSON CONTROLS | HRCU-A-CB (Split System: Heat Pump with Remote Outdoor Unit-Air-Source) | HL19B3621 |  |  | CM60CXA2+TXV | TM8V100C20MP12 | 35800 | 18 |  | 14 | 10 |  | 35000 | 22400 | 64% | [8 empty] | Residential | 745 | No | 2.98
210813489 | Central Heat Pump | JOHNSON CONTROLS | HRCU-A-CB (Split System: Heat Pump with Remote Outdoor Unit-Air-Source) | HL19B3621 |  |  | CM60DXA2+TXV | TPLC080C16MP13 | 35800 | 18 |  | 14 | 10 |  | 35200 | 22400 | 63.64% | [8 empty] | Residential | 745 | No | 2.98
206790366 | Central Heat Pump | BRYANT HEATING AND COOLING SYSTEMS | HRCU-A-CB (Split System: Heat Pump with Remote Outdoor Unit-Air-Source) | 284ANV036*0**B* |  |  | CAP**6124AL*+UI | 88*TA66135C24*** | 35000 | 22 |  | 13 | 11 |  | 34600 | 30200 | 87.28% | 34800 | 20 | 12.5 | 8 | 34400 |  |  |  | Residential | 725 | No | 2.9
206790367 | Central Heat Pump | BRYANT HEATING AND COOLING SYSTEMS | HRCU-A-CB (Split System: Heat Pump with Remote Outdoor Unit-Air-Source) | 284ANV036*0**B* |  |  | CAP**6124AL*+UI | 986TC66120C24*** | 34800 | 21.5 |  | 13 | 11 |  | 34800 | 30200 | 86.78% | 34800 | 20 | 12.5 | 8 | 34400 |  |  |  | Residential | 725 | No | 2.9
206790370 | Central Heat Pump | BRYANT HEATING AND COOLING SYSTEMS | HRCU-A-CB (Split System: Heat Pump with Remote Outdoor Unit-Air-Source) | 284ANV036*0**B* |  |  | CAP**6124AL*+UI | 987MB66120C24*** | 34800 | 21.5 |  | 13 | 11 |  | 35000 | 30200 | 86.29% | 34800 | 19.5 | 12.5 | 8 | 34600 |  |  |  | Residential | 725 | No | 2.9
206790374 | Central Heat Pump | BRYANT HEATING AND COOLING SYSTEMS | HRCU-A-CB (Split System: Heat Pump with Remote Outdoor Unit-Air-Source) | 284ANV036*0**B* |  |  | CAP**6124AL*+UI | 987MB60060C21*** | 34600 | 21 |  | 12.5 | 11 |  | 35200 | 30400 | 86.36% | 34600 | 19 | 12.5 | 8 | 34800 |  |  |  | Residential | 720 | No | 2.88
206790375 | Central Heat Pump | BRYANT HEATING AND COOLING SYSTEMS | HRCU-A-CB (Split System: Heat Pump with Remote Outdoor Unit-Air-Source) | 284ANV036*0**B* |  |  | CNPV*4217AL*+UI | 88*TA48070C17*** | 33400 | 20.5 |  | 12.5 | 10 |  | 32000 | 31400 | 98.12% | 33400 | 19.5 | 12 | 8 | 35400 |  |  |  | Residential | 695 | No | 2.78
206790379 | Central Heat Pump | BRYANT HEATING AND COOLING SYSTEMS | HRCU-A-CB (Split System: Heat Pump with Remote Outdoor Unit-Air-Source) | 284ANV036*0**B* |  |  | CNPV*4217AL*+UI | 88*TA48090C17*** | 33600 | 21 |  | 12.5 | 10.5 |  | 32200 | 31200 | 96.89% | 33600 | 20 | 12.5 | 8 | 35200 |  |  |  | Residential | 700 | No | 2.8
206790390 | Central Heat Pump | BRYANT HEATING AND COOLING SYSTEMS | HRCU-A-CB (Split System: Heat Pump with Remote Outdoor Unit-Air-Source) | 284ANV036*0**B* |  |  | CNPV*4221AL*+UI | 88*TA48090C17*** | 33200 | 21 |  | 12.5 | 10 |  | 31600 | 31400 | 99.37% | 33200 | 20 | 12 | 8 | 35200 |  |  |  | Residential | 692.5 | No | 2.77
206790393 | Central Heat Pump | BRYANT HEATING AND COOLING SYSTEMS | HRCU-A-CB (Split System: Heat Pump with Remote Outdoor Unit-Air-Source) | 284ANV036*0**B* |  |  | CNPV*4821AL*+UI | 88*TA48070C17*** | 33800 | 21 |  | 12.5 | 10.5 |  | 34800 | 31200 | 89.66% | 33800 | 19.5 | 12.5 | 8 | 35200 |  |  |  | Residential | 705 | No | 2.82
204333807 | Central Heat Pump | CHAMPION HEATING AND COOLING | HRCU-A-CB (Split System: Heat Pump with Remote Outdoor Unit-Air-Source) | HL20B3621 |  |  | CM38CE2A1+CC | TM8V080C16MP12 | 33600 | 19.25 |  | 13.25 | 10.75 |  | 32400 | 33400 | 103.1% | [8 empty] | Residential | 700 | No | 2.8
204333821 | Central Heat Pump | CHAMPION HEATING AND COOLING | HRCU-A-CB (Split System: Heat Pump with Remote Outdoor Unit-Air-Source) | HL20B3621 |  |  | CM38CE2A1+CC | TMLV100C16MP12 | 33600 | 19.25 |  | 13.25 | 10.75 |  | 32400 | 33400 | 103.1% | [8 empty] | Residential | 700 | No | 2.8
204333827 | Central Heat Pump | CHAMPION HEATING AND COOLING | HRCU-A-CB (Split System: Heat Pump with Remote Outdoor Unit-Air-Source) | HL20B3621 |  |  | CM38CE2A1+CC | TPLC080C16MP13 | 33600 | 19.25 |  | 13.25 | 10.75 |  | 32400 | 33400 | 103.1% | [8 empty] | Residential | 700 | No | 2.8
204333870 | Central Heat Pump | CHAMPION HEATING AND COOLING | HRCU-A-CB (Split System: Heat Pump with Remote Outdoor Unit-Air-Source) | HL20B3621 |  |  | CM38CE2A1+CC | TPLC100C16MP13 | 33600 | 19.25 |  | 13.25 | 10.75 |  | 32400 | 33400 | 103.1% | [8 empty] | Residential | 700 | No | 2.8
204333916 | Central Heat Pump | CHAMPION HEATING AND COOLING | HRCU-A-CB (Split System: Heat Pump with Remote Outdoor Unit-Air-Source) | HL20B3621 |  |  | CM38CE2A1+CC | TM9V080C16MP12 | 33600 | 19 |  | 12.75 | 10.5 |  | 32600 | 31800 | 97.55% | [8 empty] | Residential | 700 | No | 2.8
204333922 | Central Heat Pump | CHAMPION HEATING AND COOLING | HRCU-A-CB (Split System: Heat Pump with Remote Outdoor Unit-Air-Source) | HL20B3621 |  |  | CM38CE2A1+CC | TP9C080C16MP13 | 33600 | 19 |  | 12.75 | 10.5 |  | 32600 | 31800 | 97.55% | [8 empty] | Residential | 700 | No | 2.8
204333426 | Central Heat Pump | CHAMPION HEATING AND COOLING | HRCU-A-CB (Split System: Heat Pump with Remote Outdoor Unit-Air-Source) | HL20B2421 |  |  | CM25BE1A1+CC | TPLC080B12MP13 | 24000 | 20.5 |  | 13.75 | 10.25 |  | 32600 | 22400 | 68.71% | [8 empty] | Residential | 500 | No | 2
204333460 | Central Heat Pump | CHAMPION HEATING AND COOLING | HRCU-A-CB (Split System: Heat Pump with Remote Outdoor Unit-Air-Source) | HL20B2421 |  |  | CM25BE1A1+CC | TM9V080B12MP12 | 24000 | 20.75 |  | 14 | 10.25 |  | 32800 | 22400 | 68.29% | [8 empty] | Residential | 500 | No | 2
204333547 | Central Heat Pump | CHAMPION HEATING AND COOLING | HRCU-A-CB (Split System: Heat Pump with Remote Outdoor Unit-Air-Source) | HL20B2421 |  |  | CM25BE1A1+CC | TP9C080B12MP13 | 24000 | 20.75 |  | 14 | 10.25 |  | 32800 | 22400 | 68.29% | [8 empty] | Residential | 500 | No | 2
204333559 | Central Heat Pump | CHAMPION HEATING AND COOLING | HRCU-A-CB (Split System: Heat Pump with Remote Outdoor Unit-Air-Source) | HL20B2421 |  |  | CM25BE1A1+CC | TM9V060B12MP12 | 24000 | 20.5 |  | 13.75 | 10.25 |  | 32600 | 21200 | 65.03% | [8 empty] | Residential | 500 | No | 2
206788825 | Central Heat Pump | CARRIER | HRCU-A-CB (Split System: Heat Pump with Remote Outdoor Unit-Air-Source) | 25VNA436A*031* |  |  | CNPV*4217AL*+UI | 58CU*A040C17**12 | 33400 | 20 |  | 13 | 10 |  | 32400 | 31400 | 96.91% | 33400 | 19.5 | 12 | 8 | 35200 |  |  |  | Residential | 695 | No | 2.78
206788826 | Central Heat Pump | CARRIER | HRCU-A-CB (Split System: Heat Pump with Remote Outdoor Unit-Air-Source) | 25VNA436A*031* |  |  | CNPV*4217AL*+UI | 58CU*A060C17**16 | 33400 | 20 |  | 13 | 10.5 |  | 32000 | 31400 | 98.12% | 33400 | 19.5 | 12 | 8 | 35400 |  |  |  | Residential | 695 | No | 2.78
206788828 | Central Heat Pump | CARRIER | HRCU-A-CB (Split System: Heat Pump with Remote Outdoor Unit-Air-Source) | 25VNA436A*031* |  |  | CNPV*4221AL*+UI | 58CU*A100C21**20 | 33200 | 20 |  | 12.5 | 10 |  | 32200 | 31400 | 97.52% | 33000 | 19 | 12 | 8 | 35400 |  |  |  | Residential | 687.5 | No | 2.75
206788830 | Central Heat Pump | CARRIER | HRCU-A-CB (Split System: Heat Pump with Remote Outdoor Unit-Air-Source) | 25VNA436A*031* |  |  | CNPV*4821AL*+UI | 58CU*A100C21**20 | 33800 | 20 |  | 13 | 10 |  | 34400 | 31200 | 90.7% | 33800 | 19.5 | 12.5 | 8 | 35200 |  |  |  | Residential | 705 | No | 2.82
206788837 | Central Heat Pump | CARRIER | HRCU-A-CB (Split System: Heat Pump with Remote Outdoor Unit-Air-Source) | 25VNA436A*031* |  |  | CSPH*4212AL*+UI | 58CU*A100C21**20 | 34000 | 19 |  | 12.5 | 10.5 |  | 34600 | 31200 | 90.17% | 33800 | 18.5 | 11.7 | 8 | 35200 |  |  |  | Residential | 705 | No | 2.82
206788838 | Central Heat Pump | CARRIER | HRCU-A-CB (Split System: Heat Pump with Remote Outdoor Unit-Air-Source) | 25VNA436A*031* |  |  | CSPH*4812AL*+UI | 58CU*A040C17**12 | 34200 | 20 |  | 12.5 | 10 |  | 34000 | 31000 | 91.18% | 34200 | 19 | 12 | 8 | 35000 |  |  |  | Residential | 712.5 | No | 2.85
206788839 | Central Heat Pump | CARRIER | HRCU-A-CB (Split System: Heat Pump with Remote Outdoor Unit-Air-Source) | 25VNA436A*031* |  |  | CSPH*4812AL*+UI | 58CU*A060C17**16 | 34200 | 20 |  | 12.5 | 10 |  | 34200 | 31200 | 91.23% | 34000 | 19 | 11.7 | 8 | 35000 |  |  |  | Residential | 707.5 | No | 2.83
206788841 | Central Heat Pump | CARRIER | HRCU-A-CB (Split System: Heat Pump with Remote Outdoor Unit-Air-Source) | 25VNA436A*031* |  |  | CSPH*4812AL*+UI | 58CU*A100C21**20 | 34200 | 20 |  | 12.5 | 10 |  | 34400 | 31200 | 90.7% | 34000 | 18.5 | 11.7 | 8 | 35000 |  |  |  | Residential | 707.5 | No | 2.83
206788844 | Central Heat Pump | CARRIER | HRCU-A-CB (Split System: Heat Pump with Remote Outdoor Unit-Air-Source) | 25VNA436A*031* |  |  | CAP**3721AL*+UI | 59CU5A080C21**20 | 34400 | 21 |  | 12.5 | 11 |  | 34400 | 30800 | 89.53% | 34400 | 19.5 | 12.5 | 8.5 | 35000 |  |  |  | Residential | 717.5 | No | 2.87
205039561 | Central Heat Pump | YORK | HRCU-A-CB (Split System: Heat Pump with Remote Outdoor Unit-Air-Source) | YZT36B21 |  |  | CM60DXA2+TXV | TM8Y120C20MP11 | 36000 | 18 |  | 14 | 10 |  | 34800 | 22400 | 64.37% | [8 empty] | Residential | 750 | No | 3
205039562 | Central Heat Pump | YORK | HRCU-A-CB (Split System: Heat Pump with Remote Outdoor Unit-Air-Source) | YZT36B21 |  |  | CM60DXA2+TXV | TM8Y100C20MP11 | 36000 | 18 |  | 14 | 10 |  | 34800 | 22400 | 64.37% | [8 empty] | Residential | 750 | No | 3
205039567 | Central Heat Pump | YORK | HRCU-A-CB (Split System: Heat Pump with Remote Outdoor Unit-Air-Source) | YZT36B21 |  |  | CM60CXA2+TXV | TM8Y120C20MP11 | 36000 | 18 |  | 14 | 10 |  | 35000 | 22400 | 64% | [8 empty] | Residential | 750 | No | 3
205039568 | Central Heat Pump | YORK | HRCU-A-CB (Split System: Heat Pump with Remote Outdoor Unit-Air-Source) | YZT36B21 |  |  | CM60CXA2+TXV | TM8Y100C20MP11 | 36000 | 18 |  | 14 | 10 |  | 35000 | 22400 | 64% | [8 empty] | Residential | 750 | No | 3
205039581 | Central Heat Pump | YORK | HRCU-A-CB (Split System: Heat Pump with Remote Outdoor Unit-Air-Source) | YZT36B21 |  |  | CM60CXA2+TXV | TM8Y100C16MP11 | 35800 | 18 |  | 14 | 10 |  | 35200 | 22400 | 63.64% | [8 empty] | Residential | 745 | No | 2.98
205039582 | Central Heat Pump | YORK | HRCU-A-CB (Split System: Heat Pump with Remote Outdoor Unit-Air-Source) | YZT36B21 |  |  | CM60CXA2+TXV | TM8Y080C16MP11 | 35800 | 18 |  | 14 | 10 |  | 35200 | 22400 | 63.64% | [8 empty] | Residential | 745 | No | 2.98
205039587 | Central Heat Pump | YORK | HRCU-A-CB (Split System: Heat Pump with Remote Outdoor Unit-Air-Source) | YZT36B21 |  |  | CM60DXA2+TXV | TM8V120C20MP12 | 35800 | 18 |  | 14 | 10 |  | 35000 | 22400 | 64% | [8 empty] | Residential | 745 | No | 2.98
205039588 | Central Heat Pump | YORK | HRCU-A-CB (Split System: Heat Pump with Remote Outdoor Unit-Air-Source) | YZT36B21 |  |  | CM60DXA2+TXV | TM8V100C20MP12 | 35800 | 18 |  | 14 | 10 |  | 35000 | 22400 | 64% | [8 empty] | Residential | 745 | No | 2.98
205039590 | Central Heat Pump | YORK | HRCU-A-CB (Split System: Heat Pump with Remote Outdoor Unit-Air-Source) | YZT36B21 |  |  | CM60DXA2+TXV | TMLV120C20MP12 | 35800 | 18 |  | 14 | 10 |  | 35000 | 22400 | 64% | [8 empty] | Residential | 745 | No | 2.98
205039591 | Central Heat Pump | YORK | HRCU-A-CB (Split System: Heat Pump with Remote Outdoor Unit-Air-Source) | YZT36B21 |  |  | CM60DXA2+TXV | TPLC100C20MP13 | 35800 | 18 |  | 14 | 10 |  | 35000 | 22400 | 64% | [8 empty] | Residential | 745 | No | 2.98
206790397 | Central Heat Pump | BRYANT HEATING AND COOLING SYSTEMS | HRCU-A-CB (Split System: Heat Pump with Remote Outdoor Unit-Air-Source) | 284ANV036*0**B* |  |  | CNPV*4821AL*+UI | 986TC42080C17*** | 33600 | 20.5 |  | 12.5 | 10.5 |  | 34400 | 31400 | 91.28% | 33600 | 19 | 12 | 8 | 35400 |  |  |  | Residential | 700 | No | 2.8
206790398 | Central Heat Pump | BRYANT HEATING AND COOLING SYSTEMS | HRCU-A-CB (Split System: Heat Pump with Remote Outdoor Unit-Air-Source) | 284ANV036*0**B* |  |  | CNPV*4821AL*+UI | 987MB42080C17*** | 33600 | 20.5 |  | 12.5 | 10.5 |  | 33800 | 31400 | 92.9% | 33600 | 19.5 | 12 | 8 | 35400 |  |  |  | Residential | 700 | No | 2.8
206790403 | Central Heat Pump | BRYANT HEATING AND COOLING SYSTEMS | HRCU-A-CB (Split System: Heat Pump with Remote Outdoor Unit-Air-Source) | 284ANV036*0**B* |  |  | CNPV*4821AL*+UI | 88*TA48090C17*** | 33800 | 21.5 |  | 13 | 10.5 |  | 34400 | 31000 | 90.12% | 34000 | 20.5 | 12.5 | 8 | 35000 |  |  |  | Residential | 707.5 | No | 2.83
206790405 | Central Heat Pump | BRYANT HEATING AND COOLING SYSTEMS | HRCU-A-CB (Split System: Heat Pump with Remote Outdoor Unit-Air-Source) | 284ANV036*0**B* |  |  | CNPV*4821AL*+UI | 987MB60060C21*** | 33600 | 20.5 |  | 12.5 | 10.5 |  | 36000 | 31200 | 86.67% | 33600 | 19 | 12 | 8 | 35400 |  |  |  | Residential | 700 | No | 2.8
206790408 | Central Heat Pump | BRYANT HEATING AND COOLING SYSTEMS | HRCU-A-CB (Split System: Heat Pump with Remote Outdoor Unit-Air-Source) | 284ANV036*0**B* |  |  | CNPV*4824AL*+UI | 88*TA66135C24*** | 34000 | 21.5 |  | 13 | 10.5 |  | 35200 | 31000 | 88.07% | 34000 | 19.5 | 12.5 | 8 | 35000 |  |  |  | Residential | 707.5 | No | 2.83
206790409 | Central Heat Pump | BRYANT HEATING AND COOLING SYSTEMS | HRCU-A-CB (Split System: Heat Pump with Remote Outdoor Unit-Air-Source) | 284ANV036*0**B* |  |  | CNPV*4824AL*+UI | 986TC66120C24*** | 33800 | 21.5 |  | 13 | 10.5 |  | 35400 | 31000 | 87.57% | 33800 | 19.5 | 12.5 | 8 | 35000 |  |  |  | Residential | 705 | No | 2.82
206790412 | Central Heat Pump | BRYANT HEATING AND COOLING SYSTEMS | HRCU-A-CB (Split System: Heat Pump with Remote Outdoor Unit-Air-Source) | 284ANV036*0**B* |  |  | CNPV*4824AL*+UI | 987MB66120C24*** | 33800 | 21 |  | 13 | 10.5 |  | 35400 | 31200 | 88.14% | 33800 | 19.5 | 12.5 | 8 | 35200 |  |  |  | Residential | 705 | No | 2.82
206790416 | Central Heat Pump | BRYANT HEATING AND COOLING SYSTEMS | HRCU-A-CB (Split System: Heat Pump with Remote Outdoor Unit-Air-Source) | 284ANV036*0**B* |  |  | CNPV*4824AL*+UI | 987MB60060C21*** | 33600 | 20.5 |  | 12.5 | 10.5 |  | 36000 | 31200 | 86.67% | 33600 | 19 | 12 | 8 | 35400 |  |  |  | Residential | 700 | No | 2.8
210815883 | Central Heat Pump | JOHNSON CONTROLS | HRCU-A-CB (Split System: Heat Pump with Remote Outdoor Unit-Air-Source) | HL19B3621 |  |  | CM60CXA2+TXV | TP9C080C16MP13 | 35800 | 18 |  | 13 | 10 |  | 35400 | 22400 | 63.28% | [8 empty] | Residential | 745 | No | 2.98
210815886 | Central Heat Pump | JOHNSON CONTROLS | HRCU-A-CB (Split System: Heat Pump with Remote Outdoor Unit-Air-Source) | HL19B3621 |  |  | CM60DXA2+TXV | TPLC120C20MP13 | 35800 | 18 |  | 14 | 10 |  | 35000 | 22400 | 64% | [8 empty] | Residential | 745 | No | 2.98
210815887 | Central Heat Pump | JOHNSON CONTROLS | HRCU-A-CB (Split System: Heat Pump with Remote Outdoor Unit-Air-Source) | HL19B3621 |  |  | CM60CXA2+TXV | TM8V120C20MP12 | 35800 | 18 |  | 14 | 10 |  | 35000 | 22400 | 64% | [8 empty] | Residential | 745 | No | 2.98
210815889 | Central Heat Pump | JOHNSON CONTROLS | HRCU-A-CB (Split System: Heat Pump with Remote Outdoor Unit-Air-Source) | HL19B3621 |  |  | CM60DXA2+TXV | TMLV100C16MP12 | 35800 | 18 |  | 14 | 10 |  | 35200 | 22400 | 63.64% | [8 empty] | Residential | 745 | No | 2.98
205301885 | Central Heat Pump | PIONEER | HRCU-A-CB (Split System: Heat Pump with Remote Outdoor Unit-Air-Source) | YD036GMFI20MR2 |  |  | DC036GMFI20HT2 |  | 34600 | 20 |  | 12.5 | 10.5 |  | 34200 | 28000 | 81.87% | 34200 | 19 | 12 | 9.5 | 34200 |  |  |  | Residential | 712.5 | No | 2.85 | No
205301886 | Central Heat Pump | PIONEER | HRCU-A-CB (Split System: Heat Pump with Remote Outdoor Unit-Air-Source) | YD060GMFI20MR2 |  |  | DC060GMFI20HT2 |  | 54500 | 19 |  | 12.5 | 10.5 |  | 56000 | 43500 | 77.68% | 52000 | 18 | 11.7 | 9.5 | 55000 |  |  |  | Residential | 1082.5 | No | 4.33 | No
10570630 | Central Heat Pump | GOETTL | HRCU-A-CB (Split System: Heat Pump with Remote Outdoor Unit-Air-Source) | GSZC180241C* |  |  | CA*F3137*6A*+MBVC1200**-1A*+TX |  | 23800 | 18 |  | 14 | 10 |  | 23000 | 14800 | 64.35% | [8 empty] | Residential | 495 | No | 1.98
10570680 | Central Heat Pump | GOETTL | HRCU-A-CB (Split System: Heat Pump with Remote Outdoor Unit-Air-Source) | GSZC180361C* |  |  | CA*F3743*6D*+MBVC1600**-1A*+TX |  | 34800 | 18 |  | 14 | 10 |  | 35000 | 22600 | 64.57% | [8 empty] | Residential | 725 | No | 2.9
10570681 | Central Heat Pump | GOETTL | HRCU-A-CB (Split System: Heat Pump with Remote Outdoor Unit-Air-Source) | GSZC180361C* |  |  | CA*F4961*6D*+MBVC1600**-1A*+TXV |  | 36000 | 18.5 |  | 14 | 10 |  | 36400 | 23000 | 63.19% | [8 empty] | Residential | 750 | No | 3
10570684 | Central Heat Pump | GOETTL | HRCU-A-CB (Split System: Heat Pump with Remote Outdoor Unit-Air-Source) | GSZC180361C* |  |  | CA*F4961*6D*+MBVC2000**-1A*+TXV |  | 36000 | 19 |  | 14 | 10 |  | 36600 | 23200 | 63.39% | [8 empty] | Residential | 750 | No | 3
206906481 | Central Heat Pump | CONCORD | HRCU-A-CB (Split System: Heat Pump with Remote Outdoor Unit-Air-Source) | 4HP18V36P |  |  | EAH1P30B+H4TXV01 | 92G1UH030BE12 | 24000 | 20 |  | 13 | 10 |  | 24000 | 15500 | 64.58% | 23600 | 18.5 | 12.3 | 8.1 | 24000 |  |  |  | Residential | 492.5 | No | 1.97
206906482 | Central Heat Pump | CONCORD | HRCU-A-CB (Split System: Heat Pump with Remote Outdoor Unit-Air-Source) | 4HP18V36P |  |  | EAH1P30B+H4TXV01 | 92G1UH045BE12 | 23800 | 19.5 |  | 13 | 10 |  | 24000 | 15300 | 63.75% | 24000 | 19 | 12.3 | 8.5 | 24000 |  |  |  | Residential | 500 | No | 2
206906483 | Central Heat Pump | CONCORD | HRCU-A-CB (Split System: Heat Pump with Remote Outdoor Unit-Air-Source) | 4HP18V36P |  |  | EAH1P30B+H4TXV01 | 92G1UH070BE12 | 24000 | 20 |  | 13 | 10 |  | 24000 | 15300 | 63.75% | 24000 | 19 | 12.3 | 8.5 | 24000 |  |  |  | Residential | 500 | No | 2
206906487 | Central Heat Pump | CONCORD | HRCU-A-CB (Split System: Heat Pump with Remote Outdoor Unit-Air-Source) | 4HP18V36P |  |  | EAH1P30B+H4TXV01 | 96G1UH030BE08 | 24000 | 19.5 |  | 13 | 10 |  | 24000 | 15300 | 63.75% | 23600 | 18.5 | 12.3 | 8.1 | 24000 |  |  |  | Residential | 492.5 | No | 1.97
206906489 | Central Heat Pump | CONCORD | HRCU-A-CB (Split System: Heat Pump with Remote Outdoor Unit-Air-Source) | 4HP18V36P |  |  | EAH1P30B+H4TXV01 | 96G1UH070BE12 | 24000 | 18.5 |  | 13 | 10 |  | 24000 | 15300 | 63.75% | 24000 | 18.5 | 12.3 | 8.5 | 24000 |  |  |  | Residential | 500 | No | 2
206906490 | Central Heat Pump | CONCORD | HRCU-A-CB (Split System: Heat Pump with Remote Outdoor Unit-Air-Source) | 4HP18V36P |  |  | EAH1P30B+H4TXV01 | 96G2UH045BV12 | 24000 | 20 |  | 13 | 10 |  | 24000 | 15300 | 63.75% | 24000 | 19 | 12.3 | 8.5 | 24000 |  |  |  | Residential | 500 | No | 2
206906491 | Central Heat Pump | CONCORD | HRCU-A-CB (Split System: Heat Pump with Remote Outdoor Unit-Air-Source) | 4HP18V36P |  |  | EAH1P30B+H4TXV01 | 96G2UH070BV12 | 24000 | 20 |  | 13 | 10 |  | 24000 | 15300 | 63.75% | 24000 | 19 | 12.3 | 8.5 | 24000 |  |  |  | Residential | 500 | No | 2
206906492 | Central Heat Pump | CONCORD | HRCU-A-CB (Split System: Heat Pump with Remote Outdoor Unit-Air-Source) | 4HP18V36P |  |  | EAH1P30B+H4TXV01 | EFV08BCA | 23800 | 20 |  | 13 | 10 |  | 24000 | 15500 | 64.58% | 23600 | 17.5 | 12.3 | 8.5 | 24000 |  |  |  | Residential | 492.5 | No | 1.97
206906493 | Central Heat Pump | CONCORD | HRCU-A-CB (Split System: Heat Pump with Remote Outdoor Unit-Air-Source) | 4HP18V36P |  |  | EAH1P30B+H4TXV01 | EFV12BCA | 24000 | 20 |  | 13 | 10 |  | 24000 | 15300 | 63.75% | 24000 | 19 | 12.3 | 8.5 | 24000 |  |  |  | Residential | 500 | No | 2
205966031 | Central Heat Pump | JANITROL | HRCU-A-CB (Split System: Heat Pump with Remote Outdoor Unit-Air-Source) | GVZC200241A* |  |  | CA*F3137*6A*+MBVC1201**-1A*+TXV |  | 23800 | 21 |  | 13 | 10 |  | 23800 | 13000 | 54.62% | [8 empty] | Residential | 495 | No | 1.98
205966032 | Central Heat Pump | JANITROL | HRCU-A-CB (Split System: Heat Pump with Remote Outdoor Unit-Air-Source) | GVZC200241A* |  |  | CA*F3636*6D*+MBVC1201**-1A*+TXV |  | 23200 | 20 |  | 13 | 10 |  | 23400 | 13000 | 55.56% | [8 empty] | Residential | 482.5 | No | 1.93
205966033 | Central Heat Pump | JANITROL | HRCU-A-CB (Split System: Heat Pump with Remote Outdoor Unit-Air-Source) | GVZC200241A* |  |  | CA*F3642*6D*+MBVC1201**-1A*+TXV |  | 23400 | 21 |  | 13 | 10 |  | 23600 | 13000 | 55.08% | [8 empty] | Residential | 487.5 | No | 1.95
205966034 | Central Heat Pump | JANITROL | HRCU-A-CB (Split System: Heat Pump with Remote Outdoor Unit-Air-Source) | GVZC200241A* |  |  | CA*F3743*6D*+MBVC1201**-1A*+TXV |  | 23800 | 21 |  | 13 | 10 |  | 23800 | 13000 | 54.62% | [8 empty] | Residential | 495 | No | 1.98
205966035 | Central Heat Pump | JANITROL | HRCU-A-CB (Split System: Heat Pump with Remote Outdoor Unit-Air-Source) | GVZC200241A* |  |  | CHPF3636B6C*+MBVC1201**-1A*+TXV |  | 23400 | 21 |  | 13 | 10 |  | 23400 | 13000 | 55.56% | [8 empty] | Residential | 487.5 | No | 1.95
205966036 | Central Heat Pump | JANITROL | HRCU-A-CB (Split System: Heat Pump with Remote Outdoor Unit-Air-Source) | GVZC200241A* |  |  | CHPF3642C6C*+MBVC1201**-1A*+TXV |  | 23400 | 21 |  | 13 | 10 |  | 23400 | 13000 | 55.56% | [8 empty] | Residential | 487.5 | No | 1.95
205966039 | Central Heat Pump | JANITROL | HRCU-A-CB (Split System: Heat Pump with Remote Outdoor Unit-Air-Source) | GVZC200361A* |  |  | CA*F3137*6A*+MBVC1200**-1A*+TXV |  | 34800 | 20 |  | 13.5 | 10 |  | 35000 | 18000 | 51.43% | [8 empty] | Residential | 725 | No | 2.9
205966049 | Central Heat Pump | JANITROL | HRCU-A-CB (Split System: Heat Pump with Remote Outdoor Unit-Air-Source) | GVZC200361A* |  |  | CA*F3642*6D*+TXV | G*VM970804CNB* | 35800 | 20 |  | 12.5 | 10 |  | 35000 | 18200 | 52% | [8 empty] | Residential | 745 | No | 2.98
205966052 | Central Heat Pump | JANITROL | HRCU-A-CB (Split System: Heat Pump with Remote Outdoor Unit-Air-Source) | GVZC200361A* |  |  | CA*F3642*6D*+MBVC1200**-1A*+TXV |  | 34600 | 20 |  | 13 | 10 |  | 34800 | 18000 | 51.72% | [8 empty] | Residential | 720 | No | 2.88
205966053 | Central Heat Pump | JANITROL | HRCU-A-CB (Split System: Heat Pump with Remote Outdoor Unit-Air-Source) | GVZC200361A* |  |  | CA*F3642*6D*+MBVC1600**-1A*+TXV |  | 34600 | 20 |  | 13.5 | 10 |  | 34800 | 18000 | 51.72% | [8 empty] | Residential | 720 | No | 2.88
206790419 | Central Heat Pump | BRYANT HEATING AND COOLING SYSTEMS | HRCU-A-CB (Split System: Heat Pump with Remote Outdoor Unit-Air-Source) | 284ANV036*0**B* |  |  | CNPV*6024AL*+UI | 88*TA66135C24*** | 34400 | 22 |  | 13 | 10.5 |  | 34800 | 30600 | 87.93% | 34400 | 20.5 | 12.5 | 8 | 34800 |  |  |  | Residential | 717.5 | No | 2.87
206790420 | Central Heat Pump | BRYANT HEATING AND COOLING SYSTEMS | HRCU-A-CB (Split System: Heat Pump with Remote Outdoor Unit-Air-Source) | 284ANV036*0**B* |  |  | CNPV*6024AL*+UI | 986TC66120C24*** | 34400 | 21.5 |  | 13 | 10.5 |  | 35000 | 30600 | 87.43% | 34400 | 20.5 | 12.5 | 8 | 34800 |  |  |  | Residential | 717.5 | No | 2.87
206790423 | Central Heat Pump | BRYANT HEATING AND COOLING SYSTEMS | HRCU-A-CB (Split System: Heat Pump with Remote Outdoor Unit-Air-Source) | 284ANV036*0**B* |  |  | CNPV*6024AL*+UI | 987MB66120C24*** | 34200 | 21.5 |  | 13 | 10.5 |  | 35000 | 30600 | 87.43% | 34200 | 20 | 12.5 | 8 | 34800 |  |  |  | Residential | 712.5 | No | 2.85
206790427 | Central Heat Pump | BRYANT HEATING AND COOLING SYSTEMS | HRCU-A-CB (Split System: Heat Pump with Remote Outdoor Unit-Air-Source) | 284ANV036*0**B* |  |  | CNPV*6024AL*+UI | 987MB60060C21*** | 34200 | 21 |  | 13 | 10.5 |  | 35400 | 30800 | 87.01% | 34000 | 19.5 | 12.5 | 8 | 35000 |  |  |  | Residential | 707.5 | No | 2.83
206790431 | Central Heat Pump | BRYANT HEATING AND COOLING SYSTEMS | HRCU-A-CB (Split System: Heat Pump with Remote Outdoor Unit-Air-Source) | 284ANV036*0**B* |  |  | CSPH*3612AL*+UI | 88*TA66135C24*** | 33800 | 20 |  | 12.5 | 10.5 |  | 32600 | 31200 | 95.71% | 33800 | 18.5 | 11.7 | 8 | 35200 |  |  |  | Residential | 705 | No | 2.82
206790434 | Central Heat Pump | BRYANT HEATING AND COOLING SYSTEMS | HRCU-A-CB (Split System: Heat Pump with Remote Outdoor Unit-Air-Source) | 284ANV036*0**B* |  |  | CSPH*3612AL*+UI | 986TC66120C24*** | 33800 | 20 |  | 12.5 | 10.5 |  | 32600 | 31200 | 95.71% | 33800 | 18.5 | 11.7 | 8 | 35200 |  |  |  | Residential | 705 | No | 2.82
206790438 | Central Heat Pump | BRYANT HEATING AND COOLING SYSTEMS | HRCU-A-CB (Split System: Heat Pump with Remote Outdoor Unit-Air-Source) | 284ANV036*0**B* |  |  | CSPH*3612AL*+UI | 987MB66120C24*** | 33600 | 20 |  | 12.5 | 10 |  | 32800 | 31400 | 95.73% | 33600 | 18 | 11.7 | 8 | 35200 |  |  |  | Residential | 700 | No | 2.8
206790441 | Central Heat Pump | BRYANT HEATING AND COOLING SYSTEMS | HRCU-A-CB (Split System: Heat Pump with Remote Outdoor Unit-Air-Source) | 284ANV036*0**B* |  |  | CSPH*3612AL*+UI | 88*TA48090C17*** | 33800 | 20.5 |  | 12.5 | 10.5 |  | 31800 | 31200 | 98.11% | 33800 | 19 | 12 | 8 | 35200 |  |  |  | Residential | 705 | No | 2.82
205039592 | Central Heat Pump | YORK | HRCU-A-CB (Split System: Heat Pump with Remote Outdoor Unit-Air-Source) | YZT36B21 |  |  | CM60DXA2+TXV | TPLC120C20MP13 | 35800 | 18 |  | 14 | 10 |  | 35000 | 22400 | 64% | [8 empty] | Residential | 745 | No | 2.98
205039593 | Central Heat Pump | YORK | HRCU-A-CB (Split System: Heat Pump with Remote Outdoor Unit-Air-Source) | YZT36B21 |  |  | CM60DXA2+TXV | YPLC100C20MP13 | 35800 | 18 |  | 14 | 10 |  | 35000 | 22400 | 64% | [8 empty] | Residential | 745 | No | 2.98
205039594 | Central Heat Pump | YORK | HRCU-A-CB (Split System: Heat Pump with Remote Outdoor Unit-Air-Source) | YZT36B21 |  |  | CM60DXA2+TXV | YPLC120C20MP13 | 35800 | 18 |  | 14 | 10 |  | 35000 | 22400 | 64% | [8 empty] | Residential | 745 | No | 2.98
205039595 | Central Heat Pump | YORK | HRCU-A-CB (Split System: Heat Pump with Remote Outdoor Unit-Air-Source) | YZT36B21 |  |  | CM60CXA2+TXV | TM8V120C20MP12 | 35800 | 18 |  | 14 | 10 |  | 35000 | 22400 | 64% | [8 empty] | Residential | 745 | No | 2.98
205039596 | Central Heat Pump | YORK | HRCU-A-CB (Split System: Heat Pump with Remote Outdoor Unit-Air-Source) | YZT36B21 |  |  | CM60CXA2+TXV | TM8V100C20MP12 | 35800 | 18 |  | 14 | 10 |  | 35000 | 22400 | 64% | [8 empty] | Residential | 745 | No | 2.98
205039598 | Central Heat Pump | YORK | HRCU-A-CB (Split System: Heat Pump with Remote Outdoor Unit-Air-Source) | YZT36B21 |  |  | CM60CXA2+TXV | TMLV120C20MP12 | 35800 | 18 |  | 14 | 10 |  | 35000 | 22400 | 64% | [8 empty] | Residential | 745 | No | 2.98
205039599 | Central Heat Pump | YORK | HRCU-A-CB (Split System: Heat Pump with Remote Outdoor Unit-Air-Source) | YZT36B21 |  |  | CM60CXA2+TXV | TPLC100C20MP13 | 35800 | 18 |  | 14 | 10 |  | 35000 | 22400 | 64% | [8 empty] | Residential | 745 | No | 2.98
205039600 | Central Heat Pump | YORK | HRCU-A-CB (Split System: Heat Pump with Remote Outdoor Unit-Air-Source) | YZT36B21 |  |  | CM60CXA2+TXV | TPLC120C20MP13 | 35800 | 18 |  | 14 | 10 |  | 35000 | 22400 | 64% | [8 empty] | Residential | 745 | No | 2.98
205039601 | Central Heat Pump | YORK | HRCU-A-CB (Split System: Heat Pump with Remote Outdoor Unit-Air-Source) | YZT36B21 |  |  | CM60CXA2+TXV | YPLC100C20MP13 | 35800 | 18 |  | 14 | 10 |  | 35000 | 22400 | 64% | [8 empty] | Residential | 745 | No | 2.98
205039602 | Central Heat Pump | YORK | HRCU-A-CB (Split System: Heat Pump with Remote Outdoor Unit-Air-Source) | YZT36B21 |  |  | CM60CXA2+TXV | YPLC120C20MP13 | 35800 | 18 |  | 14 | 10 |  | 35000 | 22400 | 64% | [8 empty] | Residential | 745 | No | 2.98
207436237 | Central Heat Pump | LENNOX | HRCU-A-CB (Split System: Heat Pump with Remote Outdoor Unit-Air-Source) | SL25XPV-024-230A** |  |  | CX35-36B+TDR | SL297UH040NV36B* | 22800 | 23 |  | 15 | 10.6 |  | 21400 | 24200 | 113.1% | 22200 | 22.4 | 14.3 | 9.9 | 21400 | 20400 | 95.33% | 1.84 | Residential | 462.5 | Yes | 1.85 | Yes
207436238 | Central Heat Pump | LENNOX | HRCU-A-CB (Split System: Heat Pump with Remote Outdoor Unit-Air-Source) | SL25XPV-024-230A** |  |  | CX35-36B+TDR | SL297UH060NV36B* | 22800 | 23 |  | 15 | 10.6 |  | 21600 | 24200 | 112% | 22200 | 22 | 14.3 | 9.9 | 21600 | 20400 | 94.44% | 1.82 | Residential | 462.5 | Yes | 1.85 | Yes
207436239 | Central Heat Pump | LENNOX | HRCU-A-CB (Split System: Heat Pump with Remote Outdoor Unit-Air-Source) | SL25XPV-024-230A** |  |  | CX35-36B+TDR | SLP99UH070XV36B* | 22800 | 24 |  | 15 | 10.6 |  | 21600 | 24200 | 112% | 22200 | 22.6 | 14.3 | 10 | 21600 | 20400 | 94.44% | 1.84 | Residential | 462.5 | Yes | 1.85 | Yes
207436240 | Central Heat Pump | LENNOX | HRCU-A-CB (Split System: Heat Pump with Remote Outdoor Unit-Air-Source) | SL25XPV-024-230A** |  |  | CX35-48B+TDR | EL296UH045XV36B* | 22600 | 22 |  | 14.5 | 10.4 |  | 21600 | 24200 | 112% | 22000 | 21 | 13.5 | 9.8 | 21600 | 20600 | 95.37% | 1.86 | Residential | 457.5 | Yes | 1.83 | Yes
207436241 | Central Heat Pump | LENNOX | HRCU-A-CB (Split System: Heat Pump with Remote Outdoor Unit-Air-Source) | SL25XPV-024-230A** |  |  | CX35-48B+TDR | EL296UH070XV36B* | 22600 | 22 |  | 14.5 | 10.6 |  | 21600 | 24200 | 112% | 22000 | 21.6 | 13.5 | 10 | 21600 | 20600 | 95.37% | 1.86 | Residential | 457.5 | Yes | 1.83 | Yes
207436242 | Central Heat Pump | LENNOX | HRCU-A-CB (Split System: Heat Pump with Remote Outdoor Unit-Air-Source) | SL25XPV-024-230A** |  |  | CX35-48B+TDR | SL280UH080NV48B* | 22600 | 22 |  | 14.5 | 10.6 |  | 21400 | 24200 | 113.1% | 22000 | 20.6 | 13.5 | 9.7 | 21400 |  |  |  | Residential | 457.5 | No | 1.83 | No
207436243 | Central Heat Pump | LENNOX | HRCU-A-CB (Split System: Heat Pump with Remote Outdoor Unit-Air-Source) | SL25XPV-024-230A** |  |  | CX35-48B+TDR | SL280UH090V36B* | 22600 | 22 |  | 14.5 | 10.6 |  | 21400 | 24200 | 113.1% | 22200 | 21.6 | 14.3 | 10.2 | 21400 | 20400 | 95.33% | 1.86 | Residential | 462.5 | Yes | 1.85 | Yes
207436244 | Central Heat Pump | LENNOX | HRCU-A-CB (Split System: Heat Pump with Remote Outdoor Unit-Air-Source) | SL25XPV-024-230A** |  |  | CX35-48B+TDR | SL280UH090V48B* | 22600 | 21 |  | 14.5 | 10.4 |  | 21600 | 24200 | 112% | 22200 | 21 | 14.3 | 10.1 | 21600 | 20400 | 94.44% | 1.86 | Residential | 462.5 | Yes | 1.85 | Yes
9896893 | Central Heat Pump | DAY & NIGHT | HRCU-A-CB (Split System: Heat Pump with Remote Outdoor Unit-Air-Source) | CVH837GKA** |  |  | FCM4X60***L+WALLCON |  | 33600 | 19 |  | 13 | 10 |  | 31000 | 31000 | 100% | 33200 | 18.5 | 12 | 8.5 | 31600 |  |  |  | Residential | 692.5 | No | 2.77
9896894 | Central Heat Pump | DAY & NIGHT | HRCU-A-CB (Split System: Heat Pump with Remote Outdoor Unit-Air-Source) | CVH837GKA** |  |  | FCM4X48***L+WALLCON |  | 33400 | 18.5 |  | 13 | 10 |  | 31400 | 31000 | 98.73% | 32800 | 18.5 | 12 | 8.5 | 32000 |  |  |  | Residential | 682.5 | No | 2.73
206770943 | Central Heat Pump | DAY & NIGHT | HRCU-A-CB (Split System: Heat Pump with Remote Outdoor Unit-Air-Source) | CVH837GKA2* |  |  | FCM4X60***L+WALLCON |  | 33600 | 19 |  | 13 | 10 |  | 31000 | 31000 | 100% | 33200 | 18.5 | 12 | 8.5 | 31600 |  |  |  | Residential | 692.5 | No | 2.77
206770952 | Central Heat Pump | DAY & NIGHT | HRCU-A-CB (Split System: Heat Pump with Remote Outdoor Unit-Air-Source) | CVH837GKA2* |  |  | FCM4X48***L+WALLCON |  | 33400 | 18.5 |  | 13 | 10 |  | 31400 | 31000 | 98.73% | 32800 | 18.5 | 12 | 8.5 | 32000 |  |  |  | Residential | 682.5 | No | 2.73
206765382 | Central Heat Pump | DAY & NIGHT | HRCU-A-CB (Split System: Heat Pump with Remote Outdoor Unit-Air-Source) | CVH825GKA3* |  |  | FCM4X48***L+WALLCON |  | 24000 | 18 |  | 12.5 | 10 |  | 20200 | 20200 | 100% | 24400 | 17.5 | 11.5 | 8.5 | 20600 |  |  |  | Residential | 507.5 | No | 2.03
204456333 | Central Heat Pump | DAY & NIGHT | HRCU-A-CB (Split System: Heat Pump with Remote Outdoor Unit-Air-Source) | CVH825GKA2* |  |  | FCM4X48***L+WALLCON |  | 24000 | 18 |  | 12.5 | 10 |  | 20200 | 20200 | 100% | 24400 | 17.5 | 11.5 | 8.5 | 20600 |  |  |  | Residential | 507.5 | No | 2.03
210330283 | Central Heat Pump | AIREASE | HRCU-A-CB (Split System: Heat Pump with Remote Outdoor Unit-Air-Source) | 4SHP17LE118P-**A |  |  | EAH1P30B+TDR+TXV | A96US2V070B12 | 18000 | 18.2 |  | 14.5 | 10 |  | 16800 | 10600 | 63.1% | 18000 | 16.8 | 14 | 8.5 | 17400 |  |  |  | Residential | 375 | No | 1.5 | No
210330284 | Central Heat Pump | AIREASE | HRCU-A-CB (Split System: Heat Pump with Remote Outdoor Unit-Air-Source) | 4SHP17LE118P-**A |  |  | EAH1P30B+TDR+TXV | A80US2V080B16X | 18000 | 18.6 |  | 15 | 10.2 |  | 17000 | 10800 | 63.53% | 18000 | 16.8 | 14 | 8.5 | 17600 |  |  |  | Residential | 375 | No | 1.5 | No
210330287 | Central Heat Pump | AIREASE | HRCU-A-CB (Split System: Heat Pump with Remote Outdoor Unit-Air-Source) | 4SHP17LE118P-**A |  |  | EAH1P30B+TDR+TXV | A97US2V060B12X | 18000 | 18.2 |  | 14.5 | 10 |  | 16800 | 10600 | 63.1% | 18000 | 16.8 | 14 | 8.5 | 17400 |  |  |  | Residential | 375 | No | 1.5 | No
210330288 | Central Heat Pump | AIREASE | HRCU-A-CB (Split System: Heat Pump with Remote Outdoor Unit-Air-Source) | 4SHP17LE118P-**A |  |  | EAH1P30B+TDR+TXV | A97USMV070B12 | 18000 | 18.2 |  | 14.5 | 10 |  | 16800 | 10600 | 63.1% | 18000 | 16.8 | 14 | 8.5 | 17400 |  |  |  | Residential | 375 | No | 1.5 | No
210330309 | Central Heat Pump | AIREASE | HRCU-A-CB (Split System: Heat Pump with Remote Outdoor Unit-Air-Source) | 4SHP17LE118P-**A |  |  | ED1P30/36A+TDR+TXV | A96DS2V045B12 | 18000 | 18 |  | 14.5 | 10.2 |  | 18000 | 11400 | 63.33% | 18000 | 16.4 | 13.5 | 8.5 | 18000 |  |  |  | Residential | 375 | No | 1.5 | No
210330312 | Central Heat Pump | AIREASE | HRCU-A-CB (Split System: Heat Pump with Remote Outdoor Unit-Air-Source) | 4SHP17LE118P-**A |  |  | ED1P30/36A+TDR+TXV | A97DSMV070B12 | 18000 | 18.2 |  | 15 | 10.2 |  | 18000 | 11400 | 63.33% | 18000 | 16.4 | 13.5 | 8.5 | 18000 |  |  |  | Residential | 375 | No | 1.5 | No
210330148 | Central Heat Pump | AIREASE | HRCU-A-CB (Split System: Heat Pump with Remote Outdoor Unit-Air-Source) | 4SHP17LE124P-**A |  |  | EAH1P30B+TDR+TXV | A80UH1E070B12 | 23800 | 18 |  | 14.5 | 10 |  | 21200 | 13600 | 64.15% | 23600 | 16.8 | 13.5 | 8.5 | 21600 |  |  |  | Residential | 492.5 | No | 1.97 | No
210330158 | Central Heat Pump | AIREASE | HRCU-A-CB (Split System: Heat Pump with Remote Outdoor Unit-Air-Source) | 4SHP17LE124P-**A |  |  | EAH1P30B+TDR+TXV | A80US2V080B16X | 23800 | 18.2 |  | 14.5 | 10 |  | 21200 | 13600 | 64.15% | 23600 | 16.8 | 14 | 8.5 | 21400 |  |  |  | Residential | 492.5 | No | 1.97 | No
210330159 | Central Heat Pump | AIREASE | HRCU-A-CB (Split System: Heat Pump with Remote Outdoor Unit-Air-Source) | 4SHP17LE124P-**A |  |  | EAH1P30B+TDR+TXV | A80US2V090B12 | 23800 | 18.2 |  | 14.5 | 10 |  | 21200 | 13600 | 64.15% | 23600 | 17 | 14 | 8.5 | 21600 |  |  |  | Residential | 492.5 | No | 1.97 | No
210330210 | Central Heat Pump | AIREASE | HRCU-A-CB (Split System: Heat Pump with Remote Outdoor Unit-Air-Source) | 4SHP17LE118P-**A |  |  | EA(C;U)1P24A+TDR+TXV | A80US2V080B16X | 18000 | 18 |  | 15 | 10.2 |  | 17000 | 11200 | 65.88% | 18000 | 16.4 | 13.5 | 8.5 | 17600 |  |  |  | Residential | 375 | No | 1.5 | No
210330211 | Central Heat Pump | AIREASE | HRCU-A-CB (Split System: Heat Pump with Remote Outdoor Unit-Air-Source) | 4SHP17LE118P-**A |  |  | EA(C;U)1P24A+TDR+TXV | A80US2V090B12 | 18000 | 18 |  | 15 | 10 |  | 17000 | 11200 | 65.88% | 18000 | 16.4 | 13.5 | 8.5 | 17600 |  |  |  | Residential | 375 | No | 1.5 | No
210330219 | Central Heat Pump | AIREASE | HRCU-A-CB (Split System: Heat Pump with Remote Outdoor Unit-Air-Source) | 4SHP17LE118P-**A |  |  | EA(C;U)1P30A+TDR+TXV | A80US2V060A12X | 18000 | 18.2 |  | 15 | 10 |  | 16800 | 10600 | 63.1% | 18000 | 16.8 | 14 | 8.5 | 17200 |  |  |  | Residential | 375 | No | 1.5 | No
206790447 | Central Heat Pump | BRYANT HEATING AND COOLING SYSTEMS | HRCU-A-CB (Split System: Heat Pump with Remote Outdoor Unit-Air-Source) | 284ANV036*0**B* |  |  | CSPH*4212AL*+UI | 88*TA66135C24*** | 34000 | 20.5 |  | 12.5 | 10.5 |  | 35200 | 31200 | 88.64% | 34000 | 18.5 | 12 | 8 | 35000 |  |  |  | Residential | 707.5 | No | 2.83
206790450 | Central Heat Pump | BRYANT HEATING AND COOLING SYSTEMS | HRCU-A-CB (Split System: Heat Pump with Remote Outdoor Unit-Air-Source) | 284ANV036*0**B* |  |  | CSPH*4212AL*+UI | 986TC66120C24*** | 34000 | 20.5 |  | 12.5 | 10.5 |  | 35400 | 31200 | 88.14% | 34000 | 18.5 | 12 | 8 | 35200 |  |  |  | Residential | 707.5 | No | 2.83
206790454 | Central Heat Pump | BRYANT HEATING AND COOLING SYSTEMS | HRCU-A-CB (Split System: Heat Pump with Remote Outdoor Unit-Air-Source) | 284ANV036*0**B* |  |  | CSPH*4212AL*+UI | 987MB66120C24*** | 34000 | 20 |  | 12.5 | 10.5 |  | 35600 | 31200 | 87.64% | 33800 | 18.5 | 11.7 | 8 | 35200 |  |  |  | Residential | 705 | No | 2.82
206790457 | Central Heat Pump | BRYANT HEATING AND COOLING SYSTEMS | HRCU-A-CB (Split System: Heat Pump with Remote Outdoor Unit-Air-Source) | 284ANV036*0**B* |  |  | CSPH*4212AL*+UI | 88*TA48090C17*** | 34000 | 20.5 |  | 12.5 | 10.5 |  | 34400 | 31000 | 90.12% | 34000 | 19 | 12 | 8 | 35000 |  |  |  | Residential | 707.5 | No | 2.83
206790460 | Central Heat Pump | BRYANT HEATING AND COOLING SYSTEMS | HRCU-A-CB (Split System: Heat Pump with Remote Outdoor Unit-Air-Source) | 284ANV036*0**B* |  |  | CSPH*4812AL*+UI | 88*TA48070C17*** | 34000 | 20.5 |  | 12.5 | 10.5 |  | 34600 | 31200 | 90.17% | 34000 | 19 | 11.7 | 8 | 35200 |  |  |  | Residential | 707.5 | No | 2.83
206790463 | Central Heat Pump | BRYANT HEATING AND COOLING SYSTEMS | HRCU-A-CB (Split System: Heat Pump with Remote Outdoor Unit-Air-Source) | 284ANV036*0**B* |  |  | CSPH*4812AL*+UI | 88*TA66135C24*** | 34200 | 20.5 |  | 12.5 | 10.5 |  | 35200 | 31000 | 88.07% | 34200 | 19 | 12 | 8 | 35000 |  |  |  | Residential | 712.5 | No | 2.85
206790466 | Central Heat Pump | BRYANT HEATING AND COOLING SYSTEMS | HRCU-A-CB (Split System: Heat Pump with Remote Outdoor Unit-Air-Source) | 284ANV036*0**B* |  |  | CSPH*4812AL*+UI | 986TC66120C24*** | 34200 | 20.5 |  | 12.5 | 10.5 |  | 35200 | 31000 | 88.07% | 34200 | 19 | 12 | 8 | 35000 |  |  |  | Residential | 712.5 | No | 2.85
206790470 | Central Heat Pump | BRYANT HEATING AND COOLING SYSTEMS | HRCU-A-CB (Split System: Heat Pump with Remote Outdoor Unit-Air-Source) | 284ANV036*0**B* |  |  | CSPH*4812AL*+UI | 987MB66120C24*** | 34200 | 20 |  | 12.5 | 10.5 |  | 35400 | 31000 | 87.57% | 34000 | 18.5 | 11.7 | 8 | 35000 |  |  |  | Residential | 707.5 | No | 2.83
210330234 | Central Heat Pump | AIREASE | HRCU-A-CB (Split System: Heat Pump with Remote Outdoor Unit-Air-Source) | 4SHP17LE118P-**A |  |  | EA(C;U)1P30A+TDR+TXV | A97US2V040B12X | 18000 | 18.2 |  | 15 | 10 |  | 16800 | 10600 | 63.1% | 18000 | 16.8 | 13.5 | 8.5 | 17400 |  |  |  | Residential | 375 | No | 1.5 | No
210330235 | Central Heat Pump | AIREASE | HRCU-A-CB (Split System: Heat Pump with Remote Outdoor Unit-Air-Source) | 4SHP17LE118P-**A |  |  | EA(C;U)1P30A+TDR+TXV | A97US2V060B12X | 18000 | 18 |  | 14.5 | 10 |  | 16800 | 10600 | 63.1% | 18000 | 16.8 | 13.5 | 8.5 | 17400 |  |  |  | Residential | 375 | No | 1.5 | No
210330239 | Central Heat Pump | AIREASE | HRCU-A-CB (Split System: Heat Pump with Remote Outdoor Unit-Air-Source) | 4SHP17LE118P-**A |  |  | EA(C;U)1P30A+TDR+TXV | A80US2V080B16X | 18000 | 18.6 |  | 15 | 10.2 |  | 17000 | 10600 | 62.35% | 18000 | 16.8 | 14 | 8.5 | 17600 |  |  |  | Residential | 375 | No | 1.5 | No
210330262 | Central Heat Pump | AIREASE | HRCU-A-CB (Split System: Heat Pump with Remote Outdoor Unit-Air-Source) | 4SHP17LE118P-**A |  |  | EAH1P24B+TDR+TXV | A97US2V040B12X | 18000 | 18 |  | 14.5 | 10 |  | 18000 | 11200 | 62.22% | 18000 | 16.4 | 13.5 | 8.5 | 18000 |  |  |  | Residential | 375 | No | 1.5 | No
210330264 | Central Heat Pump | AIREASE | HRCU-A-CB (Split System: Heat Pump with Remote Outdoor Unit-Air-Source) | 4SHP17LE118P-**A |  |  | EAH1P24B+TDR+TXV | A80US2V080B16X | 18000 | 18.4 |  | 15 | 10.2 |  | 18000 | 11200 | 62.22% | 18000 | 16.8 | 14 | 8.5 | 18000 |  |  |  | Residential | 375 | No | 1.5 | No
210330265 | Central Heat Pump | AIREASE | HRCU-A-CB (Split System: Heat Pump with Remote Outdoor Unit-Air-Source) | 4SHP17LE118P-**A |  |  | EAH1P24B+TDR+TXV | A80US2V090B12 | 18000 | 18.2 |  | 15 | 10.2 |  | 18000 | 11200 | 62.22% | 18000 | 16.8 | 14 | 8.5 | 18000 |  |  |  | Residential | 375 | No | 1.5 | No
210330279 | Central Heat Pump | AIREASE | HRCU-A-CB (Split System: Heat Pump with Remote Outdoor Unit-Air-Source) | 4SHP17LE118P-**A |  |  | EAH1P30B+TDR+TXV | A96US2V045B12 | 18000 | 18 |  | 14.5 | 10 |  | 16800 | 10600 | 63.1% | 18000 | 16.6 | 13.5 | 8.5 | 17400 |  |  |  | Residential | 375 | No | 1.5 | No
210330280 | Central Heat Pump | AIREASE | HRCU-A-CB (Split System: Heat Pump with Remote Outdoor Unit-Air-Source) | 4SHP17LE118P-**A |  |  | EAH1P30B+TDR+TXV | A97US2V040B12X | 18000 | 18.4 |  | 15 | 10 |  | 16800 | 10600 | 63.1% | 18000 | 16.8 | 14 | 8.5 | 17400 |  |  |  | Residential | 375 | No | 1.5 | No
206788845 | Central Heat Pump | CARRIER | HRCU-A-CB (Split System: Heat Pump with Remote Outdoor Unit-Air-Source) | 25VNA436A*031* |  |  | CAP**3721AL*+UI | 59CU5A100C21**22 | 34600 | 21 |  | 13 | 11 |  | 34400 | 30800 | 89.53% | 34600 | 19.5 | 12.5 | 8.5 | 35000 |  |  |  | Residential | 720 | No | 2.88
206788848 | Central Heat Pump | CARRIER | HRCU-A-CB (Split System: Heat Pump with Remote Outdoor Unit-Air-Source) | 25VNA436A*031* |  |  | CAP**4221AL*+UI | 59CU5A100C21**22 | 33200 | 20 |  | 12.5 | 10.5 |  | 31800 | 31400 | 98.74% | 33200 | 19.5 | 12 | 8 | 35400 |  |  |  | Residential | 692.5 | No | 2.77
206788850 | Central Heat Pump | CARRIER | HRCU-A-CB (Split System: Heat Pump with Remote Outdoor Unit-Air-Source) | 25VNA436A*031* |  |  | CAP**4224AL*+UI | 59CU5A100C21**22 | 33200 | 21 |  | 12.5 | 10.5 |  | 31800 | 31400 | 98.74% | 33200 | 19.5 | 12 | 8 | 35400 |  |  |  | Residential | 692.5 | No | 2.77
206788852 | Central Heat Pump | CARRIER | HRCU-A-CB (Split System: Heat Pump with Remote Outdoor Unit-Air-Source) | 25VNA436A*031* |  |  | CAP**4321AL*+UI | 59CU5A080C21**20 | 34400 | 21 |  | 12.5 | 11 |  | 33400 | 30800 | 92.22% | 34600 | 19.5 | 12.5 | 8.5 | 35000 |  |  |  | Residential | 720 | No | 2.88
206788853 | Central Heat Pump | CARRIER | HRCU-A-CB (Split System: Heat Pump with Remote Outdoor Unit-Air-Source) | 25VNA436A*031* |  |  | CAP**4321AL*+UI | 59CU5A100C21**22 | 34600 | 21 |  | 13 | 11 |  | 33400 | 30800 | 92.22% | 34600 | 19.5 | 12.5 | 8.5 | 35000 |  |  |  | Residential | 720 | No | 2.88
206788855 | Central Heat Pump | CARRIER | HRCU-A-CB (Split System: Heat Pump with Remote Outdoor Unit-Air-Source) | 25VNA436A*031* |  |  | CAP**4821AL*+UI | 59CU5A080C21**20 | 33800 | 21 |  | 12.5 | 11 |  | 34600 | 30800 | 89.02% | 33800 | 19.5 | 12.5 | 8.5 | 34800 |  |  |  | Residential | 705 | No | 2.82
206788857 | Central Heat Pump | CARRIER | HRCU-A-CB (Split System: Heat Pump with Remote Outdoor Unit-Air-Source) | 25VNA436A*031* |  |  | CAP**4824AL*+UI | 59CU5A080C21**20 | 33800 | 21 |  | 12.5 | 11 |  | 34600 | 30800 | 89.02% | 33800 | 19.5 | 12.5 | 8.5 | 34800 |  |  |  | Residential | 705 | No | 2.82
206788858 | Central Heat Pump | CARRIER | HRCU-A-CB (Split System: Heat Pump with Remote Outdoor Unit-Air-Source) | 25VNA436A*031* |  |  | CAP**4824AL*+UI | 59CU5A100C21**22 | 33800 | 21 |  | 13 | 11 |  | 34400 | 30800 | 89.53% | 33800 | 19.5 | 12.5 | 8.5 | 34800 |  |  |  | Residential | 705 | No | 2.82
206788860 | Central Heat Pump | CARRIER | HRCU-A-CB (Split System: Heat Pump with Remote Outdoor Unit-Air-Source) | 25VNA436A*031* |  |  | CNPV*4221AL*+UI | 59CU5A080C21**20 | 33200 | 20 |  | 12.5 | 10 |  | 32200 | 31400 | 97.52% | 33200 | 19 | 12 | 8 | 35200 |  |  |  | Residential | 692.5 | No | 2.77
206905856 | Central Heat Pump | ALLIED | HRCU-A-CB (Split System: Heat Pump with Remote Outdoor Unit-Air-Source) | 4HP18V36P |  |  | E*1P23A+H4TXV01 | 80G2UH070AE12 | 23400 | 20 |  | 13 | 10 |  | 24000 | 14900 | 62.08% | 23600 | 19 | 12.3 | 8.5 | 24000 |  |  |  | Residential | 492.5 | No | 1.97
206905857 | Central Heat Pump | ALLIED | HRCU-A-CB (Split System: Heat Pump with Remote Outdoor Unit-Air-Source) | 4HP18V36P |  |  | E*1P23A+H4TXV01 | 80G2UH070AE12L | 23400 | 20 |  | 13 | 10 |  | 24000 | 14900 | 62.08% | 23600 | 19 | 12.3 | 8.5 | 24000 |  |  |  | Residential | 492.5 | No | 1.97
206905861 | Central Heat Pump | ALLIED | HRCU-A-CB (Split System: Heat Pump with Remote Outdoor Unit-Air-Source) | 4HP18V36P |  |  | E*1P23B+H4TXV01 | 92G1UH030BE12 | 23400 | 19.5 |  | 13 | 10 |  | 24000 | 15000 | 62.5% | 23200 | 18 | 12.3 | 8.1 | 24000 |  |  |  | Residential | 482.5 | No | 1.93
206905862 | Central Heat Pump | ALLIED | HRCU-A-CB (Split System: Heat Pump with Remote Outdoor Unit-Air-Source) | 4HP18V36P |  |  | E*1P23B+H4TXV01 | 92G1UH045BE12 | 23200 | 19 |  | 13 | 10 |  | 24000 | 14800 | 61.67% | 23600 | 19 | 12.3 | 8.5 | 24000 |  |  |  | Residential | 492.5 | No | 1.97
206905863 | Central Heat Pump | ALLIED | HRCU-A-CB (Split System: Heat Pump with Remote Outdoor Unit-Air-Source) | 4HP18V36P |  |  | E*1P23B+H4TXV01 | 92G1UH070BE12 | 23200 | 19 |  | 13 | 10 |  | 24000 | 14900 | 62.08% | 23600 | 19 | 12.3 | 8.5 | 24000 |  |  |  | Residential | 492.5 | No | 1.97
206905869 | Central Heat Pump | ALLIED | HRCU-A-CB (Split System: Heat Pump with Remote Outdoor Unit-Air-Source) | 4HP18V36P |  |  | E*1P23B+H4TXV01 | 96G2UH045BV12 | 23400 | 20 |  | 13 | 10 |  | 24000 | 14900 | 62.08% | 23400 | 19 | 12.3 | 8.1 | 24000 |  |  |  | Residential | 487.5 | No | 1.95
206905870 | Central Heat Pump | ALLIED | HRCU-A-CB (Split System: Heat Pump with Remote Outdoor Unit-Air-Source) | 4HP18V36P |  |  | E*1P23B+H4TXV01 | 96G2UH070BV12 | 23400 | 20 |  | 13 | 10 |  | 24000 | 14800 | 61.67% | 23400 | 19 | 12.3 | 8.5 | 24000 |  |  |  | Residential | 487.5 | No | 1.95
206905871 | Central Heat Pump | ALLIED | HRCU-A-CB (Split System: Heat Pump with Remote Outdoor Unit-Air-Source) | 4HP18V36P |  |  | E*1P23B+H4TXV01 | EFV08BCA | 23200 | 19.5 |  | 13 | 10 |  | 24000 | 15100 | 62.92% | 22800 | 17.1 | 12.3 | 8.1 | 24000 |  |  |  | Residential | 475 | No | 1.9
206905872 | Central Heat Pump | ALLIED | HRCU-A-CB (Split System: Heat Pump with Remote Outdoor Unit-Air-Source) | 4HP18V36P |  |  | E*1P23B+H4TXV01 | EFV12BCA | 23400 | 20 |  | 13 | 10 |  | 24000 | 14900 | 62.08% | 23200 | 18 | 12.3 | 8.1 | 24000 |  |  |  | Residential | 482.5 | No | 1.93
205966060 | Central Heat Pump | JANITROL | HRCU-A-CB (Split System: Heat Pump with Remote Outdoor Unit-Air-Source) | GVZC200361A* |  |  | CA*F3743*6D*+TXV | G*VM971205DNB* | 35800 | 20 |  | 13 | 10 |  | 35000 | 18200 | 52% | [8 empty] | Residential | 745 | No | 2.98
205966061 | Central Heat Pump | JANITROL | HRCU-A-CB (Split System: Heat Pump with Remote Outdoor Unit-Air-Source) | GVZC200361A* |  |  | CA*F3743*6D*+MBVC1200**-1A*+TXV |  | 35200 | 20 |  | 13.5 | 10 |  | 35000 | 18200 | 52% | [8 empty] | Residential | 732.5 | No | 2.93
205966063 | Central Heat Pump | JANITROL | HRCU-A-CB (Split System: Heat Pump with Remote Outdoor Unit-Air-Source) | GVZC200361A* |  |  | CA*F3743*6D*+TXV | G*VS800805CUA* | 35400 | 20 |  | 13.5 | 10 |  | 35000 | 18200 | 52% | [8 empty] | Residential | 737.5 | No | 2.95
205966065 | Central Heat Pump | JANITROL | HRCU-A-CB (Split System: Heat Pump with Remote Outdoor Unit-Air-Source) | GVZC200361A* |  |  | CA*F3743*6D*+TXV | G*VS960805CUA* | 35400 | 20 |  | 12.5 | 10 |  | 35000 | 18200 | 52% | [8 empty] | Residential | 737.5 | No | 2.95
205966070 | Central Heat Pump | JANITROL | HRCU-A-CB (Split System: Heat Pump with Remote Outdoor Unit-Air-Source) | GVZC200361A* |  |  | CHPF3642C6C*+MBVC1200**-1A*+TXV |  | 34800 | 20 |  | 13 | 10 |  | 34800 | 18000 | 51.72% | [8 empty] | Residential | 725 | No | 2.9
205966071 | Central Heat Pump | JANITROL | HRCU-A-CB (Split System: Heat Pump with Remote Outdoor Unit-Air-Source) | GVZC200361A* |  |  | CHPF3642C6C*+MBVC1600**-1A*+TXV |  | 35000 | 20 |  | 13.5 | 10 |  | 34800 | 18000 | 51.72% | [8 empty] | Residential | 730 | No | 2.92
205966079 | Central Heat Pump | JANITROL | HRCU-A-CB (Split System: Heat Pump with Remote Outdoor Unit-Air-Source) | GVZC200361A* |  |  | CA*F3743*6D*+TXV | G*VM971005CNB* | 35800 | 20 |  | 12.5 | 10 |  | 35000 | 18200 | 52% | [8 empty] | Residential | 745 | No | 2.98
205966080 | Central Heat Pump | JANITROL | HRCU-A-CB (Split System: Heat Pump with Remote Outdoor Unit-Air-Source) | GVZC200361A* |  |  | CHPF3743C6B*+MBVC1200**-1A*+TXV |  | 35000 | 20 |  | 13.5 | 10 |  | 35000 | 18200 | 52% | [8 empty] | Residential | 730 | No | 2.92
205966081 | Central Heat Pump | JANITROL | HRCU-A-CB (Split System: Heat Pump with Remote Outdoor Unit-Air-Source) | GVZC200361A* |  |  | CHPF3743C6B*+MBVC1600**-1A*+TXV |  | 35200 | 20 |  | 13.5 | 10 |  | 35000 | 18200 | 52% | [8 empty] | Residential | 732.5 | No | 2.93
205966091 | Central Heat Pump | JANITROL | HRCU-A-CB (Split System: Heat Pump with Remote Outdoor Unit-Air-Source) | GVZC200361A* |  |  | CSCF3642N6D*+MBVC1200**-1A*+TXV |  | 34800 | 20 |  | 13.5 | 10 |  | 35000 | 18200 | 52% | [8 empty] | Residential | 725 | No | 2.9
205966152 | Central Heat Pump | Liberty Heating & Air Conditioning | HRCU-A-CB (Split System: Heat Pump with Remote Outdoor Unit-Air-Source) | GVZC200241A* |  |  | CA*F3636*6D*+MBVC1200**-1A*+TXV |  | 23200 | 20 |  | 13 | 10 |  | 23400 | 13000 | 55.56% | [8 empty] | Residential | 482.5 | No | 1.93
205966157 | Central Heat Pump | Liberty Heating & Air Conditioning | HRCU-A-CB (Split System: Heat Pump with Remote Outdoor Unit-Air-Source) | GVZC200241A* |  |  | CA*F3642*6D*+TXV | G*VM970804CNB* | 23200 | 20 |  | 13 | 10 |  | 23600 | 13000 | 55.08% | [8 empty] | Residential | 482.5 | No | 1.93
205966158 | Central Heat Pump | Liberty Heating & Air Conditioning | HRCU-A-CB (Split System: Heat Pump with Remote Outdoor Unit-Air-Source) | GVZC200241A* |  |  | CA*F3743*6D*+TXV | G*VM970603BNB* | 23400 | 20 |  | 13 | 10 |  | 23800 | 13000 | 54.62% | [8 empty] | Residential | 487.5 | No | 1.95
205966159 | Central Heat Pump | Liberty Heating & Air Conditioning | HRCU-A-CB (Split System: Heat Pump with Remote Outdoor Unit-Air-Source) | GVZC200241A* |  |  | CA*F3743*6D*+TXV | G*VM970803BNB* | 23400 | 20 |  | 13 | 10 |  | 23800 | 13000 | 54.62% | [8 empty] | Residential | 487.5 | No | 1.95
205966160 | Central Heat Pump | Liberty Heating & Air Conditioning | HRCU-A-CB (Split System: Heat Pump with Remote Outdoor Unit-Air-Source) | GVZC200241A* |  |  | CA*F3743*6D*+TXV | G*VM970804CNB* | 23400 | 20 |  | 13 | 10 |  | 23800 | 13000 | 54.62% | [8 empty] | Residential | 487.5 | No | 1.95
205966161 | Central Heat Pump | Liberty Heating & Air Conditioning | HRCU-A-CB (Split System: Heat Pump with Remote Outdoor Unit-Air-Source) | GVZC200241A* |  |  | CA*F3743*6D*+MBVC1200**-1A*+TXV |  | 23800 | 21 |  | 13 | 10 |  | 23800 | 13000 | 54.62% | [8 empty] | Residential | 495 | No | 1.98
205966162 | Central Heat Pump | Liberty Heating & Air Conditioning | HRCU-A-CB (Split System: Heat Pump with Remote Outdoor Unit-Air-Source) | GVZC200241A* |  |  | CA*F3743*6D*+TXV | G*VS800604BUA* | 23400 | 20 |  | 13 | 10 |  | 23600 | 13000 | 55.08% | [8 empty] | Residential | 487.5 | No | 1.95
205966163 | Central Heat Pump | Liberty Heating & Air Conditioning | HRCU-A-CB (Split System: Heat Pump with Remote Outdoor Unit-Air-Source) | GVZC200241A* |  |  | CA*F3743*6D*+TXV | G*VS960603BUA* | 23400 | 20 |  | 13 | 10 |  | 23800 | 13000 | 54.62% | [8 empty] | Residential | 487.5 | No | 1.95
205966166 | Central Heat Pump | Liberty Heating & Air Conditioning | HRCU-A-CB (Split System: Heat Pump with Remote Outdoor Unit-Air-Source) | GVZC200241A* |  |  | CHPF3636B6C*+MBVC1200**-1A*+TXV |  | 23400 | 21 |  | 13 | 10 |  | 23400 | 13000 | 55.56% | [8 empty] | Residential | 487.5 | No | 1.95
204333563 | Central Heat Pump | CHAMPION HEATING AND COOLING | HRCU-A-CB (Split System: Heat Pump with Remote Outdoor Unit-Air-Source) | HL20B2421 |  |  | CM25BE1A1+CC | TP9C060B12MP13 | 24000 | 20.5 |  | 13.75 | 10.25 |  | 32600 | 21200 | 65.03% | [8 empty] | Residential | 500 | No | 2
205041618 | Central Heat Pump | CHAMPION HEATING AND COOLING | HRCU-A-CB (Split System: Heat Pump with Remote Outdoor Unit-Air-Source) | HL19B3621 |  |  | CF60DXA2+TXV | TM9V100C20MP12 | 36000 | 19 |  | 14 | 10 |  | 35400 | 22400 | 63.28% | [8 empty] | Residential | 750 | No | 3
205041620 | Central Heat Pump | CHAMPION HEATING AND COOLING | HRCU-A-CB (Split System: Heat Pump with Remote Outdoor Unit-Air-Source) | HL19B3621 |  |  | CF60DXA2+TXV | TP9C100C20MP13 | 36000 | 19 |  | 14 | 10 |  | 35400 | 22400 | 63.28% | [8 empty] | Residential | 750 | No | 3
205041628 | Central Heat Pump | CHAMPION HEATING AND COOLING | HRCU-A-CB (Split System: Heat Pump with Remote Outdoor Unit-Air-Source) | HL19B3621 |  |  | CF60DXA2+TXV | TM9V080C16MP12 | 35800 | 18 |  | 14 | 10 |  | 35400 | 22400 | 63.28% | [8 empty] | Residential | 745 | No | 2.98
205041630 | Central Heat Pump | CHAMPION HEATING AND COOLING | HRCU-A-CB (Split System: Heat Pump with Remote Outdoor Unit-Air-Source) | HL19B3621 |  |  | CF60DXA2+TXV | TP9C080C16MP13 | 35800 | 18 |  | 14 | 10 |  | 35400 | 22400 | 63.28% | [8 empty] | Residential | 745 | No | 2.98
205041635 | Central Heat Pump | CHAMPION HEATING AND COOLING | HRCU-A-CB (Split System: Heat Pump with Remote Outdoor Unit-Air-Source) | HL19B3621 |  |  | CF60DXA2+TXV | TM9Y120D20MP11 | 36000 | 18 |  | 14 | 10 |  | 35000 | 22400 | 64% | [8 empty] | Residential | 750 | No | 3
205041639 | Central Heat Pump | CHAMPION HEATING AND COOLING | HRCU-A-CB (Split System: Heat Pump with Remote Outdoor Unit-Air-Source) | HL19B3621 |  |  | CF60DXA2+TXV | TM9Y100C16MP11 | 35600 | 18 |  | 13 | 10 |  | 35200 | 22400 | 63.64% | [8 empty] | Residential | 742.5 | No | 2.97
205041649 | Central Heat Pump | CHAMPION HEATING AND COOLING | HRCU-A-CB (Split System: Heat Pump with Remote Outdoor Unit-Air-Source) | HL19B3621 |  |  | CF60DXA2+TXV | TM8Y120C20MP11 | 36000 | 18 |  | 14 | 10 |  | 34800 | 22400 | 64.37% | [8 empty] | Residential | 750 | No | 3
205041651 | Central Heat Pump | CHAMPION HEATING AND COOLING | HRCU-A-CB (Split System: Heat Pump with Remote Outdoor Unit-Air-Source) | HL19B3621 |  |  | CF60DXA2+TXV | TM8Y100C20MP11 | 36000 | 18 |  | 14 | 10 |  | 34800 | 22400 | 64.37% | [8 empty] | Residential | 750 | No | 3
205041665 | Central Heat Pump | CHAMPION HEATING AND COOLING | HRCU-A-CB (Split System: Heat Pump with Remote Outdoor Unit-Air-Source) | HL19B3621 |  |  | CF60DXA2+TXV | TM8V120C20MP12 | 35800 | 18 |  | 14 | 10 |  | 35000 | 22400 | 64% | [8 empty] | Residential | 745 | No | 2.98
10511333 | Central Heat Pump | TRANE | HRCU-A-CB (Split System: Heat Pump with Remote Outdoor Unit-Air-Source) | 4TWV8037A1 |  |  | 4TXCB006DS3 | S9V2B040U3PSB+RP | 36200 | 18 |  | 12.5 | 10 |  | 33200 | 26400 | 79.52% | [8 empty] | Residential | 755 | No | 3.02
10511334 | Central Heat Pump | TRANE | HRCU-A-CB (Split System: Heat Pump with Remote Outdoor Unit-Air-Source) | 4TWV8037A1 |  |  | 4TXCB006DS3 | S9V2B080U3PSB+RP | 36400 | 18 |  | 12.5 | 10 |  | 33200 | 26600 | 80.12% | [8 empty] | Residential | 757.5 | No | 3.03
10511335 | Central Heat Pump | TRANE | HRCU-A-CB (Split System: Heat Pump with Remote Outdoor Unit-Air-Source) | 4TWV8037A1 |  |  | 4TXCB006DS3 | S9V2B060U4PSB+RP | 36600 | 18 |  | 12.5 | 10 |  | 33200 | 26400 | 79.52% | [8 empty] | Residential | 762.5 | No | 3.05
10511336 | Central Heat Pump | TRANE | HRCU-A-CB (Split System: Heat Pump with Remote Outdoor Unit-Air-Source) | 4TWV8037A1 |  |  | 4TXCB006DS3 | S9V2B060U3PSB+RP | 36200 | 18 |  | 12.5 | 10 |  | 33200 | 26400 | 79.52% | [8 empty] | Residential | 755 | No | 3.02
10511337 | Central Heat Pump | TRANE | HRCU-A-CB (Split System: Heat Pump with Remote Outdoor Unit-Air-Source) | 4TWV8037A1 |  |  | 4TXCC005DS3 | S9V2C100D4PSB+RP | 34000 | 18 |  | 12.5 | 10 |  | 31600 | 25600 | 81.01% | [8 empty] | Residential | 707.5 | No | 2.83
10511338 | Central Heat Pump | TRANE | HRCU-A-CB (Split System: Heat Pump with Remote Outdoor Unit-Air-Source) | 4TWV8037A1 |  |  | 4TXCC005DS3 | S9V2C100U4PSB+RP | 35200 | 18 |  | 12.5 | 10 |  | 32200 | 26000 | 80.75% | [8 empty] | Residential | 732.5 | No | 2.93
10511339 | Central Heat Pump | TRANE | HRCU-A-CB (Split System: Heat Pump with Remote Outdoor Unit-Air-Source) | 4TWV8037A1 |  |  | 4TXCC007DS3 | S9V2C100U4PSB+RP | 36600 | 18 |  | 12.5 | 10 |  | 33000 | 26400 | 80% | [8 empty] | Residential | 762.5 | No | 3.05
10511347 | Central Heat Pump | TRANE | HRCU-A-CB (Split System: Heat Pump with Remote Outdoor Unit-Air-Source) | 4TWV8048A1 |  |  | 4PX*CU48BS3 | S9V2C100U5PSB+RP | 47000 | 18 |  | 12.5 | 10 |  | 45000 | 37800 | 84% | [8 empty] | Residential | 980 | No | 3.92
10511348 | Central Heat Pump | TRANE | HRCU-A-CB (Split System: Heat Pump with Remote Outdoor Unit-Air-Source) | 4TWV8048A1 |  |  | 4PX*CU48BS3 | S9V2C100U4PSB+RP | 46500 | 18 |  | 12.5 | 10 |  | 42500 | 37600 | 88.47% | [8 empty] | Residential | 970 | No | 3.88
10511349 | Central Heat Pump | TRANE | HRCU-A-CB (Split System: Heat Pump with Remote Outdoor Unit-Air-Source) | 4TWV8048A1 |  |  | 4PX*CU48BS3 | S9V2D120U5PSB+RP | 47000 | 18 |  | 12.5 | 10 |  | 44500 | 37800 | 84.94% | [8 empty] | Residential | 980 | No | 3.92
206790473 | Central Heat Pump | BRYANT HEATING AND COOLING SYSTEMS | HRCU-A-CB (Split System: Heat Pump with Remote Outdoor Unit-Air-Source) | 284ANV036*0**B* |  |  | CSPH*4812AL*+UI | 88*TA48090C17*** | 34200 | 21 |  | 12.5 | 10.5 |  | 34200 | 31000 | 90.64% | 34200 | 19.5 | 12 | 8 | 35000 |  |  |  | Residential | 712.5 | No | 2.85
206790476 | Central Heat Pump | BRYANT HEATING AND COOLING SYSTEMS | HRCU-A-CB (Split System: Heat Pump with Remote Outdoor Unit-Air-Source) | 284ANV036*0**B* |  |  | CSPH*6012AL*+UI | 88*TA48070C17*** | 34400 | 20.5 |  | 12.5 | 10.5 |  | 34200 | 30600 | 89.47% | 34400 | 19 | 12 | 8 | 34800 |  |  |  | Residential | 717.5 | No | 2.87
206790479 | Central Heat Pump | BRYANT HEATING AND COOLING SYSTEMS | HRCU-A-CB (Split System: Heat Pump with Remote Outdoor Unit-Air-Source) | 284ANV036*0**B* |  |  | CSPH*6012AL*+UI | 88*TA66135C24*** | 34600 | 20 |  | 13 | 11 |  | 34600 | 30400 | 87.86% | 34600 | 19 | 12 | 8 | 34600 |  |  |  | Residential | 720 | No | 2.88
206790481 | Central Heat Pump | BRYANT HEATING AND COOLING SYSTEMS | HRCU-A-CB (Split System: Heat Pump with Remote Outdoor Unit-Air-Source) | 284ANV036*0**B* |  |  | CSPH*6012AL*+UI | 986TC42080C17*** | 34200 | 20 |  | 12.5 | 10.5 |  | 34200 | 30600 | 89.47% | 34200 | 18.5 | 11.7 | 8 | 35000 |  |  |  | Residential | 712.5 | No | 2.85
206790482 | Central Heat Pump | BRYANT HEATING AND COOLING SYSTEMS | HRCU-A-CB (Split System: Heat Pump with Remote Outdoor Unit-Air-Source) | 284ANV036*0**B* |  |  | CSPH*6012AL*+UI | 986TC66120C24*** | 34600 | 20.5 |  | 13 | 11 |  | 34800 | 30400 | 87.36% | 34600 | 19 | 12 | 8 | 34600 |  |  |  | Residential | 720 | No | 2.88
206790483 | Central Heat Pump | BRYANT HEATING AND COOLING SYSTEMS | HRCU-A-CB (Split System: Heat Pump with Remote Outdoor Unit-Air-Source) | 284ANV036*0**B* |  |  | CSPH*6012AL*+UI | 987MB42080C17*** | 34200 | 20 |  | 12.5 | 10.5 |  | 33800 | 30600 | 90.53% | 34200 | 18.5 | 11.7 | 8 | 35000 |  |  |  | Residential | 712.5 | No | 2.85
206790486 | Central Heat Pump | BRYANT HEATING AND COOLING SYSTEMS | HRCU-A-CB (Split System: Heat Pump with Remote Outdoor Unit-Air-Source) | 284ANV036*0**B* |  |  | CSPH*6012AL*+UI | 987MB66120C24*** | 34400 | 20.5 |  | 12.5 | 10.5 |  | 34800 | 30400 | 87.36% | 34400 | 18.5 | 12 | 8 | 34600 |  |  |  | Residential | 717.5 | No | 2.87
206790489 | Central Heat Pump | BRYANT HEATING AND COOLING SYSTEMS | HRCU-A-CB (Split System: Heat Pump with Remote Outdoor Unit-Air-Source) | 284ANV036*0**B* |  |  | CSPH*6012AL*+UI | 88*TA48090C17*** | 34600 | 21 |  | 13 | 11 |  | 34000 | 30400 | 89.41% | 34600 | 19.5 | 12 | 8 | 34600 |  |  |  | Residential | 720 | No | 2.88
205039603 | Central Heat Pump | YORK | HRCU-A-CB (Split System: Heat Pump with Remote Outdoor Unit-Air-Source) | YZT36B21 |  |  | CM60DXA2+TXV | TM8V100C16MP12 | 35800 | 18 |  | 14 | 10 |  | 35200 | 22400 | 63.64% | [8 empty] | Residential | 745 | No | 2.98
205039605 | Central Heat Pump | YORK | HRCU-A-CB (Split System: Heat Pump with Remote Outdoor Unit-Air-Source) | YZT36B21 |  |  | CM60DXA2+TXV | TM8V080C16MP12 | 35800 | 18 |  | 14 | 10 |  | 35200 | 22400 | 63.64% | [8 empty] | Residential | 745 | No | 2.98
205039607 | Central Heat Pump | YORK | HRCU-A-CB (Split System: Heat Pump with Remote Outdoor Unit-Air-Source) | YZT36B21 |  |  | CM60DXA2+TXV | TMLV100C16MP12 | 35800 | 18 |  | 14 | 10 |  | 35200 | 22400 | 63.64% | [8 empty] | Residential | 745 | No | 2.98
205039608 | Central Heat Pump | YORK | HRCU-A-CB (Split System: Heat Pump with Remote Outdoor Unit-Air-Source) | YZT36B21 |  |  | CM60DXA2+TXV | TPLC080C16MP13 | 35800 | 18 |  | 14 | 10 |  | 35200 | 22400 | 63.64% | [8 empty] | Residential | 745 | No | 2.98
205039609 | Central Heat Pump | YORK | HRCU-A-CB (Split System: Heat Pump with Remote Outdoor Unit-Air-Source) | YZT36B21 |  |  | CM60DXA2+TXV | TPLC100C16MP13 | 35800 | 18 |  | 14 | 10 |  | 35200 | 22400 | 63.64% | [8 empty] | Residential | 745 | No | 2.98
205039610 | Central Heat Pump | YORK | HRCU-A-CB (Split System: Heat Pump with Remote Outdoor Unit-Air-Source) | YZT36B21 |  |  | CM60DXA2+TXV | YPLC080C16MP13 | 35800 | 18 |  | 14 | 10 |  | 35200 | 22400 | 63.64% | [8 empty] | Residential | 745 | No | 2.98
205039611 | Central Heat Pump | YORK | HRCU-A-CB (Split System: Heat Pump with Remote Outdoor Unit-Air-Source) | YZT36B21 |  |  | CM60DXA2+TXV | YPLC100C16MP13 | 35800 | 18 |  | 14 | 10 |  | 35200 | 22400 | 63.64% | [8 empty] | Residential | 745 | No | 2.98
205039613 | Central Heat Pump | YORK | HRCU-A-CB (Split System: Heat Pump with Remote Outdoor Unit-Air-Source) | YZT36B21 |  |  | CM60CXA2+TXV | TM8V100C16MP12 | 35600 | 18 |  | 14 | 10 |  | 35200 | 22400 | 63.64% | [8 empty] | Residential | 742.5 | No | 2.97
205039614 | Central Heat Pump | YORK | HRCU-A-CB (Split System: Heat Pump with Remote Outdoor Unit-Air-Source) | YZT36B21 |  |  | CM60CXA2+TXV | TM8V080C16MP12 | 35600 | 18 |  | 14 | 10 |  | 35200 | 22400 | 63.64% | [8 empty] | Residential | 742.5 | No | 2.97
205039616 | Central Heat Pump | YORK | HRCU-A-CB (Split System: Heat Pump with Remote Outdoor Unit-Air-Source) | YZT36B21 |  |  | CM60CXA2+TXV | TMLV100C16MP12 | 35600 | 18 |  | 14 | 10 |  | 35200 | 22400 | 63.64% | [8 empty] | Residential | 742.5 | No | 2.97
205966169 | Central Heat Pump | Liberty Heating & Air Conditioning | HRCU-A-CB (Split System: Heat Pump with Remote Outdoor Unit-Air-Source) | GVZC200241A* |  |  | CHPF3642C6C*+MBVC1200**-1A*+TXV |  | 23400 | 21 |  | 13 | 10 |  | 23400 | 13000 | 55.56% | [8 empty] | Residential | 487.5 | No | 1.95
205966170 | Central Heat Pump | Liberty Heating & Air Conditioning | HRCU-A-CB (Split System: Heat Pump with Remote Outdoor Unit-Air-Source) | GVZC200241A* |  |  | CSCF3642N6D*+TXV | G*VS800604BUA* | 23600 | 20 |  | 13 | 10 |  | 23600 | 13000 | 55.08% | [8 empty] | Residential | 492.5 | No | 1.97
205966171 | Central Heat Pump | Liberty Heating & Air Conditioning | HRCU-A-CB (Split System: Heat Pump with Remote Outdoor Unit-Air-Source) | GVZC200241A* |  |  | CSCF3642N6D*+TXV | G*VS960603BUA* | 23400 | 20 |  | 13 | 10 |  | 23800 | 13000 | 54.62% | [8 empty] | Residential | 487.5 | No | 1.95
205966172 | Central Heat Pump | Liberty Heating & Air Conditioning | HRCU-A-CB (Split System: Heat Pump with Remote Outdoor Unit-Air-Source) | GVZC200241A* |  |  | AVPEC25B14A* |  | 23000 | 21 |  | 13 | 10 |  | 23600 | 13600 | 57.63% | [8 empty] | Residential | 480 | No | 1.92
205966173 | Central Heat Pump | Liberty Heating & Air Conditioning | HRCU-A-CB (Split System: Heat Pump with Remote Outdoor Unit-Air-Source) | GVZC200241A* |  |  | CA*F3137*6A*+MBVC1201**-1A*+TXV |  | 23800 | 21 |  | 13 | 10 |  | 23800 | 13000 | 54.62% | [8 empty] | Residential | 495 | No | 1.98
205966174 | Central Heat Pump | Liberty Heating & Air Conditioning | HRCU-A-CB (Split System: Heat Pump with Remote Outdoor Unit-Air-Source) | GVZC200241A* |  |  | CA*F3636*6D*+MBVC1201**-1A*+TXV |  | 23200 | 20 |  | 13 | 10 |  | 23400 | 13000 | 55.56% | [8 empty] | Residential | 482.5 | No | 1.93
205966175 | Central Heat Pump | Liberty Heating & Air Conditioning | HRCU-A-CB (Split System: Heat Pump with Remote Outdoor Unit-Air-Source) | GVZC200241A* |  |  | CA*F3642*6D*+MBVC1201**-1A*+TXV |  | 23400 | 21 |  | 13 | 10 |  | 23600 | 13000 | 55.08% | [8 empty] | Residential | 487.5 | No | 1.95
205966176 | Central Heat Pump | Liberty Heating & Air Conditioning | HRCU-A-CB (Split System: Heat Pump with Remote Outdoor Unit-Air-Source) | GVZC200241A* |  |  | CA*F3743*6D*+MBVC1201**-1A*+TXV |  | 23800 | 21 |  | 13 | 10 |  | 23800 | 13000 | 54.62% | [8 empty] | Residential | 495 | No | 1.98
205966177 | Central Heat Pump | Liberty Heating & Air Conditioning | HRCU-A-CB (Split System: Heat Pump with Remote Outdoor Unit-Air-Source) | GVZC200241A* |  |  | CHPF3636B6C*+MBVC1201**-1A*+TXV |  | 23400 | 21 |  | 13 | 10 |  | 23400 | 13000 | 55.56% | [8 empty] | Residential | 487.5 | No | 1.95
207590718 | Central Heat Pump | AMERICAN STANDARD | HRCU-A-CB (Split System: Heat Pump with Remote Outdoor Unit-Air-Source) | 4A6V0X36A1 |  |  | TAM9A0B30V31 |  | 35400 | 20 |  | 13 | 10 |  | 32600 | 26400 | 80.98% | 34400 | 20 | 12.5 | 8.7 | 32000 |  |  |  | Residential | 717.5 | No | 2.87
207590767 | Central Heat Pump | AMERICAN STANDARD | HRCU-A-CB (Split System: Heat Pump with Remote Outdoor Unit-Air-Source) | 4A6V8X36A1 |  |  | 4PX*CU36BS3 | *UD2C100ACV5 | 35000 | 18 |  | 12.5 | 10 |  | 31800 | 26000 | 81.76% | 34200 | 18 | 11.7 | 8.2 | 31000 |  |  |  | Residential | 712.5 | No | 2.85
207590771 | Central Heat Pump | AMERICAN STANDARD | HRCU-A-CB (Split System: Heat Pump with Remote Outdoor Unit-Air-Source) | 4A6V8X36A1 |  |  | 4PX*CU48BS3 | *UD2C100ACV5 | 36200 | 18 |  | 12.5 | 10 |  | 32600 | 26400 | 80.98% | 35400 | 18 | 12 | 8.5 | 31600 |  |  |  | Residential | 737.5 | No | 2.95
207590784 | Central Heat Pump | AMERICAN STANDARD | HRCU-A-CB (Split System: Heat Pump with Remote Outdoor Unit-Air-Source) | 4A6V8X48A1 |  |  | 4PX*DU60BS3 | *UD2D120ACV5 | 48000 | 18 |  | 12.5 | 10 |  | 44000 | 37000 | 84.09% | 46500 | 18 | 11.7 | 8.5 | 43500 |  |  |  | Residential | 970 | No | 3.88
207590797 | Central Heat Pump | AMERICAN STANDARD | HRCU-A-CB (Split System: Heat Pump with Remote Outdoor Unit-Air-Source) | 4A6V8X36A1 |  |  | 4TXCC005DS3 | *UD2C080ACV4 | 35200 | 18 |  | 12.5 | 10 |  | 32000 | 26200 | 81.88% | [8 empty] | Residential | 732.5 | No | 2.93
207590799 | Central Heat Pump | AMERICAN STANDARD | HRCU-A-CB (Split System: Heat Pump with Remote Outdoor Unit-Air-Source) | 4A6V8X36A1 |  |  | 4TXCC005DS3 | *UD2C100ACV5 | 35000 | 18 |  | 12.5 | 10 |  | 31800 | 26400 | 83.02% | 34200 | 18 | 11.7 | 8.2 | 31000 |  |  |  | Residential | 712.5 | No | 2.85
207590806 | Central Heat Pump | AMERICAN STANDARD | HRCU-A-CB (Split System: Heat Pump with Remote Outdoor Unit-Air-Source) | 4A6V8X48A1 |  |  | 4TXCC009DS3 | *UD2C080ACV4 | 47000 | 18 |  | 12.5 | 10 |  | 43500 | 36400 | 83.68% | [8 empty] | Residential | 980 | No | 3.92
207590808 | Central Heat Pump | AMERICAN STANDARD | HRCU-A-CB (Split System: Heat Pump with Remote Outdoor Unit-Air-Source) | 4A6V8X48A1 |  |  | 4TXCC009DS3 | *UHMC100ACV4 | 47000 | 18 |  | 12.5 | 10 |  | 43500 | 36600 | 84.14% | [8 empty] | Residential | 980 | No | 3.92
207590809 | Central Heat Pump | AMERICAN STANDARD | HRCU-A-CB (Split System: Heat Pump with Remote Outdoor Unit-Air-Source) | 4A6V8X48A1 |  |  | 4TXCC009DS3 | *UD2C100ACV5 | 47000 | 18 |  | 12.5 | 10 |  | 43500 | 37400 | 85.98% | 47000 | 18 | 11.7 | 8.5 | 43500 |  |  |  | Residential | 980 | No | 3.92
207590811 | Central Heat Pump | AMERICAN STANDARD | HRCU-A-CB (Split System: Heat Pump with Remote Outdoor Unit-Air-Source) | 4A6V8X48A1 |  |  | 4TXCD010DS3 | *UD2D120ACV5 | 48000 | 18 |  | 12.5 | 10 |  | 44000 | 37000 | 84.09% | 46500 | 18 | 11.7 | 8.5 | 43500 |  |  |  | Residential | 970 | No | 3.88
205041667 | Central Heat Pump | CHAMPION HEATING AND COOLING | HRCU-A-CB (Split System: Heat Pump with Remote Outdoor Unit-Air-Source) | HL19B3621 |  |  | CF60DXA2+TXV | TM8V100C20MP12 | 35800 | 18 |  | 14 | 10 |  | 35000 | 22400 | 64% | [8 empty] | Residential | 745 | No | 2.98
205041671 | Central Heat Pump | CHAMPION HEATING AND COOLING | HRCU-A-CB (Split System: Heat Pump with Remote Outdoor Unit-Air-Source) | HL19B3621 |  |  | CF60DXA2+TXV | TMLV120C20MP12 | 35800 | 18 |  | 14 | 10 |  | 35000 | 22400 | 64% | [8 empty] | Residential | 745 | No | 2.98
205041673 | Central Heat Pump | CHAMPION HEATING AND COOLING | HRCU-A-CB (Split System: Heat Pump with Remote Outdoor Unit-Air-Source) | HL19B3621 |  |  | CF60DXA2+TXV | TPLC100C20MP13 | 35800 | 18 |  | 14 | 10 |  | 35000 | 22400 | 64% | [8 empty] | Residential | 745 | No | 2.98
205041675 | Central Heat Pump | CHAMPION HEATING AND COOLING | HRCU-A-CB (Split System: Heat Pump with Remote Outdoor Unit-Air-Source) | HL19B3621 |  |  | CF60DXA2+TXV | TPLC120C20MP13 | 35800 | 18 |  | 14 | 10 |  | 35000 | 22400 | 64% | [8 empty] | Residential | 745 | No | 2.98
205041679 | Central Heat Pump | CHAMPION HEATING AND COOLING | HRCU-A-CB (Split System: Heat Pump with Remote Outdoor Unit-Air-Source) | HL19B3621 |  |  | CF60DXA2+TXV | TM8V100C16MP12 | 35800 | 18 |  | 14 | 10 |  | 35200 | 22400 | 63.64% | [8 empty] | Residential | 745 | No | 2.98
205041681 | Central Heat Pump | CHAMPION HEATING AND COOLING | HRCU-A-CB (Split System: Heat Pump with Remote Outdoor Unit-Air-Source) | HL19B3621 |  |  | CF60DXA2+TXV | TM8V080C16MP12 | 35800 | 18 |  | 14 | 10 |  | 35200 | 22400 | 63.64% | [8 empty] | Residential | 745 | No | 2.98
205041685 | Central Heat Pump | CHAMPION HEATING AND COOLING | HRCU-A-CB (Split System: Heat Pump with Remote Outdoor Unit-Air-Source) | HL19B3621 |  |  | CF60DXA2+TXV | TMLV100C16MP12 | 35800 | 18 |  | 14 | 10 |  | 35200 | 22400 | 63.64% | [8 empty] | Residential | 745 | No | 2.98
205041687 | Central Heat Pump | CHAMPION HEATING AND COOLING | HRCU-A-CB (Split System: Heat Pump with Remote Outdoor Unit-Air-Source) | HL19B3621 |  |  | CF60DXA2+TXV | TPLC080C16MP13 | 35800 | 18 |  | 14 | 10 |  | 35200 | 22400 | 63.64% | [8 empty] | Residential | 745 | No | 2.98
205041689 | Central Heat Pump | CHAMPION HEATING AND COOLING | HRCU-A-CB (Split System: Heat Pump with Remote Outdoor Unit-Air-Source) | HL19B3621 |  |  | CF60DXA2+TXV | TPLC100C16MP13 | 35800 | 18 |  | 14 | 10 |  | 35200 | 22400 | 63.64% | [8 empty] | Residential | 745 | No | 2.98
205041695 | Central Heat Pump | CHAMPION HEATING AND COOLING | HRCU-A-CB (Split System: Heat Pump with Remote Outdoor Unit-Air-Source) | HL19B3621 |  |  | CF60DXA2+MVC14DN21+TXV |  | 36000 | 19 |  | 14 | 10 |  | 34600 | 22400 | 64.74% | [8 empty] | Residential | 750 | No | 3
206790491 | Central Heat Pump | BRYANT HEATING AND COOLING SYSTEMS | HRCU-A-CB (Split System: Heat Pump with Remote Outdoor Unit-Air-Source) | 284ANV036*0**B* |  |  | CSPH*6012AL*+UI | 987MB60060C21*** | 34400 | 20 |  | 12.5 | 10.5 |  | 35200 | 30600 | 86.93% | 34400 | 18.5 | 11.7 | 8 | 34800 |  |  |  | Residential | 717.5 | No | 2.87
206790494 | Central Heat Pump | BRYANT HEATING AND COOLING SYSTEMS | HRCU-A-CB (Split System: Heat Pump with Remote Outdoor Unit-Air-Source) | 284ANV036*0**B* |  |  | CAP**3721AL*+UI | 83*CA36040C17*** | 34400 | 21 |  | 12.5 | 11 |  | 34000 | 31000 | 91.18% | 34400 | 19.5 | 12.5 | 8.5 | 35000 |  |  |  | Residential | 717.5 | No | 2.87
206790495 | Central Heat Pump | BRYANT HEATING AND COOLING SYSTEMS | HRCU-A-CB (Split System: Heat Pump with Remote Outdoor Unit-Air-Source) | 284ANV036*0**B* |  |  | CAP**3721AL*+UI | 83*CA48060C17*** | 34400 | 21 |  | 12.5 | 11 |  | 34000 | 31000 | 91.18% | 34400 | 19.5 | 12 | 8.5 | 35200 |  |  |  | Residential | 717.5 | No | 2.87
206790496 | Central Heat Pump | BRYANT HEATING AND COOLING SYSTEMS | HRCU-A-CB (Split System: Heat Pump with Remote Outdoor Unit-Air-Source) | 284ANV036*0**B* |  |  | CAP**3721AL*+UI | 83*CA60100C21*** | 34400 | 20 |  | 12.5 | 11 |  | 34400 | 31000 | 90.12% | 34400 | 19 | 12 | 8.5 | 35200 |  |  |  | Residential | 717.5 | No | 2.87
206790503 | Central Heat Pump | BRYANT HEATING AND COOLING SYSTEMS | HRCU-A-CB (Split System: Heat Pump with Remote Outdoor Unit-Air-Source) | 284ANV036*0**B* |  |  | CAP**4321AL*+UI | 83*CA36040C17*** | 34400 | 21 |  | 12.5 | 11 |  | 34200 | 31000 | 90.64% | 34400 | 19.5 | 12.5 | 8.5 | 35000 |  |  |  | Residential | 717.5 | No | 2.87
206790504 | Central Heat Pump | BRYANT HEATING AND COOLING SYSTEMS | HRCU-A-CB (Split System: Heat Pump with Remote Outdoor Unit-Air-Source) | 284ANV036*0**B* |  |  | CAP**4321AL*+UI | 83*CA48060C17*** | 34400 | 21 |  | 12.5 | 11 |  | 34200 | 31000 | 90.64% | 34400 | 19.5 | 12 | 8.5 | 35200 |  |  |  | Residential | 717.5 | No | 2.87
206790506 | Central Heat Pump | BRYANT HEATING AND COOLING SYSTEMS | HRCU-A-CB (Split System: Heat Pump with Remote Outdoor Unit-Air-Source) | 284ANV036*0**B* |  |  | CAP**4321AL*+UI | 83*CA60100C21*** | 34400 | 21 |  | 12.5 | 11 |  | 34600 | 31000 | 89.6% | 34400 | 19 | 12 | 8.5 | 35200 |  |  |  | Residential | 717.5 | No | 2.87
206790507 | Central Heat Pump | BRYANT HEATING AND COOLING SYSTEMS | HRCU-A-CB (Split System: Heat Pump with Remote Outdoor Unit-Air-Source) | 284ANV036*0**B* |  |  | CAP**4821AL*+UI | 83*CA36040C17*** | 33800 | 21 |  | 12.5 | 11 |  | 34400 | 30800 | 89.53% | 33800 | 20 | 12 | 8.5 | 34800 |  |  |  | Residential | 705 | No | 2.82
10511350 | Central Heat Pump | TRANE | HRCU-A-CB (Split System: Heat Pump with Remote Outdoor Unit-Air-Source) | 4TWV8048A1 |  |  | 4PX*CU48BS3 | S9V2C080U5PSB+RP | 47000 | 18 |  | 12.5 | 10 |  | 44500 | 37800 | 84.94% | [8 empty] | Residential | 980 | No | 3.92
10511351 | Central Heat Pump | TRANE | HRCU-A-CB (Split System: Heat Pump with Remote Outdoor Unit-Air-Source) | 4TWV8048A1 |  |  | 4PX*CU60BS3 | S9V2D120U5PSB+RP | 48000 | 18 |  | 12.5 | 10 |  | 45000 | 37200 | 82.67% | [8 empty] | Residential | 1000 | No | 4
10511352 | Central Heat Pump | TRANE | HRCU-A-CB (Split System: Heat Pump with Remote Outdoor Unit-Air-Source) | 4TWV8048A1 |  |  | 4PX*CU60BS3 | S9V2C080U5PSB+RP | 48000 | 18 |  | 12.5 | 10 |  | 45000 | 37200 | 82.67% | [8 empty] | Residential | 1000 | No | 4
10511353 | Central Heat Pump | TRANE | HRCU-A-CB (Split System: Heat Pump with Remote Outdoor Unit-Air-Source) | 4TWV8048A1 |  |  | 4PX*CU60BS3 | S9V2C100U4PSB+RP | 47500 | 18 |  | 12.5 | 10 |  | 45000 | 37400 | 83.11% | [8 empty] | Residential | 990 | No | 3.96
10511354 | Central Heat Pump | TRANE | HRCU-A-CB (Split System: Heat Pump with Remote Outdoor Unit-Air-Source) | 4TWV8048A1 |  |  | 4PX*CU60BS3 | S9V2C100U5PSB+RP | 48000 | 18 |  | 12.5 | 10 |  | 45000 | 37400 | 83.11% | [8 empty] | Residential | 1000 | No | 4
10511361 | Central Heat Pump | TRANE | HRCU-A-CB (Split System: Heat Pump with Remote Outdoor Unit-Air-Source) | 4TWV8048A1 |  |  | 4PX*DU60BS3 | S9V2D120U5PSB+RP | 48000 | 18 |  | 12.5 | 10 |  | 45000 | 37200 | 82.67% | [8 empty] | Residential | 1000 | No | 4
10511362 | Central Heat Pump | TRANE | HRCU-A-CB (Split System: Heat Pump with Remote Outdoor Unit-Air-Source) | 4TWV8048A1 |  |  | 4PX*DU60BS3 | S9V2C100U5PSB+RP | 46000 | 18 |  | 12.5 | 10 |  | 42000 | 36600 | 87.14% | [8 empty] | Residential | 957.5 | No | 3.83
10511363 | Central Heat Pump | TRANE | HRCU-A-CB (Split System: Heat Pump with Remote Outdoor Unit-Air-Source) | 4TWV8048A1 |  |  | 4PX*DU60BS3 | S9V2C100U4PSB+RP | 47000 | 18 |  | 12.5 | 10 |  | 44000 | 37200 | 84.55% | [8 empty] | Residential | 980 | No | 3.92
10511364 | Central Heat Pump | TRANE | HRCU-A-CB (Split System: Heat Pump with Remote Outdoor Unit-Air-Source) | 4TWV8048A1 |  |  | 4PX*DU60BS3 | S9V2C080U5PSB+RP | 47500 | 18 |  | 12.5 | 10 |  | 44000 | 37200 | 84.55% | [8 empty] | Residential | 990 | No | 3.96
10511368 | Central Heat Pump | TRANE | HRCU-A-CB (Split System: Heat Pump with Remote Outdoor Unit-Air-Source) | 4TWV8048A1 |  |  | 4TXCC007DS3 | S9V2C100U5PSB+RP | 47000 | 18 |  | 12.5 | 10 |  | 45000 | 37800 | 84% | [8 empty] | Residential | 980 | No | 3.92
205039618 | Central Heat Pump | YORK | HRCU-A-CB (Split System: Heat Pump with Remote Outdoor Unit-Air-Source) | YZT36B21 |  |  | CM60CXA2+TXV | TPLC080C16MP13 | 35600 | 18 |  | 14 | 10 |  | 35200 | 22400 | 63.64% | [8 empty] | Residential | 742.5 | No | 2.97
205039619 | Central Heat Pump | YORK | HRCU-A-CB (Split System: Heat Pump with Remote Outdoor Unit-Air-Source) | YZT36B21 |  |  | CM60CXA2+TXV | TPLC100C16MP13 | 35600 | 18 |  | 14 | 10 |  | 35200 | 22400 | 63.64% | [8 empty] | Residential | 742.5 | No | 2.97
205039620 | Central Heat Pump | YORK | HRCU-A-CB (Split System: Heat Pump with Remote Outdoor Unit-Air-Source) | YZT36B21 |  |  | CM60CXA2+TXV | YPLC080C16MP13 | 35600 | 18 |  | 14 | 10 |  | 35200 | 22400 | 63.64% | [8 empty] | Residential | 742.5 | No | 2.97
205039621 | Central Heat Pump | YORK | HRCU-A-CB (Split System: Heat Pump with Remote Outdoor Unit-Air-Source) | YZT36B21 |  |  | CM60CXA2+TXV | YPLC100C16MP13 | 35600 | 18 |  | 14 | 10 |  | 35200 | 22400 | 63.64% | [8 empty] | Residential | 742.5 | No | 2.97
205039628 | Central Heat Pump | YORK | HRCU-A-CB (Split System: Heat Pump with Remote Outdoor Unit-Air-Source) | YZT36B21 |  |  | CM60CXA2+MVC16CN21+TXV |  | 36000 | 19 |  | 14 | 10 |  | 35200 | 22400 | 63.64% | [8 empty] | Residential | 750 | No | 3
205039629 | Central Heat Pump | YORK | HRCU-A-CB (Split System: Heat Pump with Remote Outdoor Unit-Air-Source) | YZT36B21 |  |  | CM60DXA2+MVC14DN21+TXV |  | 36000 | 19 |  | 14 | 10 |  | 34600 | 22400 | 64.74% | [8 empty] | Residential | 750 | No | 3
205039632 | Central Heat Pump | YORK | HRCU-A-CB (Split System: Heat Pump with Remote Outdoor Unit-Air-Source) | YZT36B21 |  |  | CM60CXA2+ME16CN21+TXV |  | 35800 | 18 |  | 14 | 10 |  | 34800 | 22400 | 64.37% | [8 empty] | Residential | 745 | No | 2.98
205039634 | Central Heat Pump | YORK | HRCU-A-CB (Split System: Heat Pump with Remote Outdoor Unit-Air-Source) | YZT36B21 |  |  | CM60DXA2+ME14DN21+TXV |  | 34800 | 19 |  | 14 | 10 |  | 35000 | 22400 | 64% | [8 empty] | Residential | 725 | No | 2.9
205041211 | Central Heat Pump | YORK | HRCU-A-CB (Split System: Heat Pump with Remote Outdoor Unit-Air-Source) | YZT36B21 |  |  | CU60DXA2+TXV | TM9V100C20MP12 | 36000 | 19 |  | 14 | 10 |  | 35400 | 22400 | 63.28% | [8 empty] | Residential | 750 | No | 3
205041212 | Central Heat Pump | YORK | HRCU-A-CB (Split System: Heat Pump with Remote Outdoor Unit-Air-Source) | YZT36B21 |  |  | CU60DXA2+TXV | TP9C100C20MP13 | 36000 | 19 |  | 14 | 10 |  | 35400 | 22400 | 63.28% | [8 empty] | Residential | 750 | No | 3
205966178 | Central Heat Pump | Liberty Heating & Air Conditioning | HRCU-A-CB (Split System: Heat Pump with Remote Outdoor Unit-Air-Source) | GVZC200241A* |  |  | CHPF3642C6C*+MBVC1201**-1A*+TXV |  | 23400 | 21 |  | 13 | 10 |  | 23400 | 13000 | 55.56% | [8 empty] | Residential | 487.5 | No | 1.95
205966181 | Central Heat Pump | Liberty Heating & Air Conditioning | HRCU-A-CB (Split System: Heat Pump with Remote Outdoor Unit-Air-Source) | GVZC200361A* |  |  | CA*F3137*6A*+MBVC1200**-1A*+TXV |  | 34800 | 20 |  | 13.5 | 10 |  | 35000 | 18000 | 51.43% | [8 empty] | Residential | 725 | No | 2.9
205966187 | Central Heat Pump | Liberty Heating & Air Conditioning | HRCU-A-CB (Split System: Heat Pump with Remote Outdoor Unit-Air-Source) | GVZC200361A* |  |  | CA*F3642*6D*+TXV | G*VM970804CNB* | 35800 | 20 |  | 12.5 | 10 |  | 35000 | 18200 | 52% | [8 empty] | Residential | 745 | No | 2.98
205966190 | Central Heat Pump | Liberty Heating & Air Conditioning | HRCU-A-CB (Split System: Heat Pump with Remote Outdoor Unit-Air-Source) | GVZC200361A* |  |  | CA*F3642*6D*+MBVC1200**-1A*+TXV |  | 34600 | 20 |  | 13 | 10 |  | 34800 | 18000 | 51.72% | [8 empty] | Residential | 720 | No | 2.88
205966191 | Central Heat Pump | Liberty Heating & Air Conditioning | HRCU-A-CB (Split System: Heat Pump with Remote Outdoor Unit-Air-Source) | GVZC200361A* |  |  | CA*F3642*6D*+MBVC1600**-1A*+TXV |  | 34600 | 20 |  | 13.5 | 10 |  | 34800 | 18000 | 51.72% | [8 empty] | Residential | 720 | No | 2.88
205966198 | Central Heat Pump | Liberty Heating & Air Conditioning | HRCU-A-CB (Split System: Heat Pump with Remote Outdoor Unit-Air-Source) | GVZC200361A* |  |  | CA*F3743*6D*+TXV | G*VM971205DNB* | 35800 | 20 |  | 13 | 10 |  | 35000 | 18200 | 52% | [8 empty] | Residential | 745 | No | 2.98
205966199 | Central Heat Pump | Liberty Heating & Air Conditioning | HRCU-A-CB (Split System: Heat Pump with Remote Outdoor Unit-Air-Source) | GVZC200361A* |  |  | CA*F3743*6D*+MBVC1200**-1A*+TXV |  | 35200 | 20 |  | 13.5 | 10 |  | 35000 | 18200 | 52% | [8 empty] | Residential | 732.5 | No | 2.93
205966201 | Central Heat Pump | Liberty Heating & Air Conditioning | HRCU-A-CB (Split System: Heat Pump with Remote Outdoor Unit-Air-Source) | GVZC200361A* |  |  | CA*F3743*6D*+TXV | G*VS800805CUA* | 35400 | 20 |  | 13.5 | 10 |  | 35000 | 18200 | 52% | [8 empty] | Residential | 737.5 | No | 2.95
205966203 | Central Heat Pump | Liberty Heating & Air Conditioning | HRCU-A-CB (Split System: Heat Pump with Remote Outdoor Unit-Air-Source) | GVZC200361A* |  |  | CA*F3743*6D*+TXV | G*VS960805CUA* | 35400 | 20 |  | 12.5 | 10 |  | 35000 | 18200 | 52% | [8 empty] | Residential | 737.5 | No | 2.95
206790508 | Central Heat Pump | BRYANT HEATING AND COOLING SYSTEMS | HRCU-A-CB (Split System: Heat Pump with Remote Outdoor Unit-Air-Source) | 284ANV036*0**B* |  |  | CAP**4821AL*+UI | 83*CA48060C17*** | 33800 | 21 |  | 12.5 | 11 |  | 34400 | 30800 | 89.53% | 33600 | 19.5 | 12 | 8 | 35000 |  |  |  | Residential | 700 | No | 2.8
206790510 | Central Heat Pump | BRYANT HEATING AND COOLING SYSTEMS | HRCU-A-CB (Split System: Heat Pump with Remote Outdoor Unit-Air-Source) | 284ANV036*0**B* |  |  | CAP**4821AL*+UI | 83*CA60100C21*** | 33800 | 21 |  | 12.5 | 11 |  | 33400 | 30800 | 92.22% | 33600 | 19.5 | 12 | 8 | 35000 |  |  |  | Residential | 700 | No | 2.8
206790512 | Central Heat Pump | BRYANT HEATING AND COOLING SYSTEMS | HRCU-A-CB (Split System: Heat Pump with Remote Outdoor Unit-Air-Source) | 284ANV036*0**B* |  |  | CAP**4824AL*+UI | 83*CA60100C21*** | 33800 | 21 |  | 12.5 | 11 |  | 34000 | 30800 | 90.59% | 33800 | 19.5 | 12 | 8 | 34800 |  |  |  | Residential | 705 | No | 2.82
206790513 | Central Heat Pump | BRYANT HEATING AND COOLING SYSTEMS | HRCU-A-CB (Split System: Heat Pump with Remote Outdoor Unit-Air-Source) | 284ANV036*0**B* |  |  | CNPV*4217AL*+UI | 83*CA36040C17*** | 33400 | 20 |  | 13 | 10 |  | 32400 | 31400 | 96.91% | 33400 | 19.5 | 12 | 8 | 35200 |  |  |  | Residential | 695 | No | 2.78
206790514 | Central Heat Pump | BRYANT HEATING AND COOLING SYSTEMS | HRCU-A-CB (Split System: Heat Pump with Remote Outdoor Unit-Air-Source) | 284ANV036*0**B* |  |  | CNPV*4217AL*+UI | 83*CA48060C17*** | 33400 | 20 |  | 13 | 10.5 |  | 32000 | 31400 | 98.12% | 33400 | 19.5 | 12 | 8 | 35400 |  |  |  | Residential | 695 | No | 2.78
206790516 | Central Heat Pump | BRYANT HEATING AND COOLING SYSTEMS | HRCU-A-CB (Split System: Heat Pump with Remote Outdoor Unit-Air-Source) | 284ANV036*0**B* |  |  | CNPV*4221AL*+UI | 83*CA60100C21*** | 33200 | 20 |  | 12.5 | 10 |  | 32200 | 31400 | 97.52% | 33000 | 19 | 12 | 8 | 35400 |  |  |  | Residential | 687.5 | No | 2.75
206790518 | Central Heat Pump | BRYANT HEATING AND COOLING SYSTEMS | HRCU-A-CB (Split System: Heat Pump with Remote Outdoor Unit-Air-Source) | 284ANV036*0**B* |  |  | CNPV*4821AL*+UI | 83*CA60100C21*** | 33800 | 20 |  | 13 | 10 |  | 34400 | 31200 | 90.7% | 33800 | 19.5 | 12.5 | 8 | 35200 |  |  |  | Residential | 705 | No | 2.82
206790525 | Central Heat Pump | BRYANT HEATING AND COOLING SYSTEMS | HRCU-A-CB (Split System: Heat Pump with Remote Outdoor Unit-Air-Source) | 284ANV036*0**B* |  |  | CSPH*4212AL*+UI | 83*CA60100C21*** | 34000 | 19 |  | 12.5 | 10.5 |  | 34600 | 31200 | 90.17% | 33800 | 18.5 | 11.7 | 8 | 35200 |  |  |  | Residential | 705 | No | 2.82
205041697 | Central Heat Pump | CHAMPION HEATING AND COOLING | HRCU-A-CB (Split System: Heat Pump with Remote Outdoor Unit-Air-Source) | HL19B3621 |  |  | CF60DXA2+ME14DN21+TXV |  | 34800 | 19 |  | 14 | 10 |  | 35000 | 22400 | 64% | [8 empty] | Residential | 725 | No | 2.9
205041783 | Central Heat Pump | CHAMPION HEATING AND COOLING | HRCU-A-CB (Split System: Heat Pump with Remote Outdoor Unit-Air-Source) | HL19B3621 |  |  | CF60CXA2+TXV | TM8V100C16MP12 | 35600 | 18 |  | 14 | 10 |  | 35200 | 22400 | 63.64% | [8 empty] | Residential | 742.5 | No | 2.97
205041785 | Central Heat Pump | CHAMPION HEATING AND COOLING | HRCU-A-CB (Split System: Heat Pump with Remote Outdoor Unit-Air-Source) | HL19B3621 |  |  | CF60CXA2+TXV | TM8V080C16MP12 | 35600 | 18 |  | 14 | 10 |  | 35200 | 22400 | 63.64% | [8 empty] | Residential | 742.5 | No | 2.97
205041789 | Central Heat Pump | CHAMPION HEATING AND COOLING | HRCU-A-CB (Split System: Heat Pump with Remote Outdoor Unit-Air-Source) | HL19B3621 |  |  | CF60CXA2+TXV | TMLV100C16MP12 | 35600 | 18 |  | 14 | 10 |  | 35200 | 22400 | 63.64% | [8 empty] | Residential | 742.5 | No | 2.97
205041791 | Central Heat Pump | CHAMPION HEATING AND COOLING | HRCU-A-CB (Split System: Heat Pump with Remote Outdoor Unit-Air-Source) | HL19B3621 |  |  | CF60CXA2+TXV | TPLC080C16MP13 | 35600 | 18 |  | 14 | 10 |  | 35200 | 22400 | 63.64% | [8 empty] | Residential | 742.5 | No | 2.97
205041793 | Central Heat Pump | CHAMPION HEATING AND COOLING | HRCU-A-CB (Split System: Heat Pump with Remote Outdoor Unit-Air-Source) | HL19B3621 |  |  | CF60CXA2+TXV | TPLC100C16MP13 | 35600 | 18 |  | 14 | 10 |  | 35200 | 22400 | 63.64% | [8 empty] | Residential | 742.5 | No | 2.97
205041804 | Central Heat Pump | CHAMPION HEATING AND COOLING | HRCU-A-CB (Split System: Heat Pump with Remote Outdoor Unit-Air-Source) | HL19B3621 |  |  | CF60CXA2+MVC16CN21+TXV |  | 36000 | 19 |  | 14 | 10 |  | 35200 | 22400 | 63.64% | [8 empty] | Residential | 750 | No | 3
205041808 | Central Heat Pump | CHAMPION HEATING AND COOLING | HRCU-A-CB (Split System: Heat Pump with Remote Outdoor Unit-Air-Source) | HL19B3621 |  |  | CF60CXA2+ME16CN21+TXV |  | 35800 | 18 |  | 14 | 10 |  | 34800 | 22400 | 64.37% | [8 empty] | Residential | 745 | No | 2.98
205041820 | Central Heat Pump | CHAMPION HEATING AND COOLING | HRCU-A-CB (Split System: Heat Pump with Remote Outdoor Unit-Air-Source) | HL19B3621 |  |  | CF60CXA2+TXV | TM9V100C20MP12 | 36000 | 19 |  | 14 | 10 |  | 35400 | 22400 | 63.28% | [8 empty] | Residential | 750 | No | 3
205041822 | Central Heat Pump | CHAMPION HEATING AND COOLING | HRCU-A-CB (Split System: Heat Pump with Remote Outdoor Unit-Air-Source) | HL19B3621 |  |  | CF60CXA2+TXV | TP9C100C20MP13 | 36000 | 19 |  | 14 | 10 |  | 35400 | 22400 | 63.28% | [8 empty] | Residential | 750 | No | 3
10511370 | Central Heat Pump | TRANE | HRCU-A-CB (Split System: Heat Pump with Remote Outdoor Unit-Air-Source) | 4TWV8048A1 |  |  | 4TXCC007DS3 | S9V2C080U5PSB+RP | 47000 | 18 |  | 12.5 | 10 |  | 44500 | 37800 | 84.94% | [8 empty] | Residential | 980 | No | 3.92
10511371 | Central Heat Pump | TRANE | HRCU-A-CB (Split System: Heat Pump with Remote Outdoor Unit-Air-Source) | 4TWV8048A1 |  |  | 4TXCC007DS3 | S9V2C100U4PSB+RP | 46500 | 18 |  | 12.5 | 10 |  | 42500 | 37600 | 88.47% | [8 empty] | Residential | 970 | No | 3.88
10511372 | Central Heat Pump | TRANE | HRCU-A-CB (Split System: Heat Pump with Remote Outdoor Unit-Air-Source) | 4TWV8048A1 |  |  | 4TXCC007DS3 | S9V2D120U5PSB+RP | 47000 | 18 |  | 12.5 | 10 |  | 44500 | 37800 | 84.94% | [8 empty] | Residential | 980 | No | 3.92
10511375 | Central Heat Pump | TRANE | HRCU-A-CB (Split System: Heat Pump with Remote Outdoor Unit-Air-Source) | 4TWV8048A1 |  |  | 4TXCC009DS3 | S9V2C100U4PSB+RP | 47500 | 18 |  | 12.5 | 10 |  | 45000 | 37400 | 83.11% | [8 empty] | Residential | 990 | No | 3.96
10511376 | Central Heat Pump | TRANE | HRCU-A-CB (Split System: Heat Pump with Remote Outdoor Unit-Air-Source) | 4TWV8048A1 |  |  | 4TXCC009DS3 | S9V2C080U5PSB+RP | 48000 | 18 |  | 12.5 | 10 |  | 45000 | 37200 | 82.67% | [8 empty] | Residential | 1000 | No | 4
10511377 | Central Heat Pump | TRANE | HRCU-A-CB (Split System: Heat Pump with Remote Outdoor Unit-Air-Source) | 4TWV8048A1 |  |  | 4TXCC009DS3 | S9V2D120U5PSB+RP | 48000 | 18 |  | 12.5 | 10 |  | 45000 | 37200 | 82.67% | [8 empty] | Residential | 1000 | No | 4
10511378 | Central Heat Pump | TRANE | HRCU-A-CB (Split System: Heat Pump with Remote Outdoor Unit-Air-Source) | 4TWV8048A1 |  |  | 4TXCC009DS3 | S9V2C100U5PSB+RP | 48000 | 18 |  | 12.5 | 10 |  | 45000 | 37400 | 83.11% | [8 empty] | Residential | 1000 | No | 4
10511382 | Central Heat Pump | TRANE | HRCU-A-CB (Split System: Heat Pump with Remote Outdoor Unit-Air-Source) | 4TWV8048A1 |  |  | 4TXCD010DS3 | S9V2C080U5PSB+RP | 47500 | 18 |  | 12.5 | 10 |  | 44000 | 37200 | 84.55% | [8 empty] | Residential | 990 | No | 3.96
10511383 | Central Heat Pump | TRANE | HRCU-A-CB (Split System: Heat Pump with Remote Outdoor Unit-Air-Source) | 4TWV8048A1 |  |  | 4TXCD010DS3 | S9V2C100U4PSB+RP | 47000 | 18 |  | 12.5 | 10 |  | 44000 | 37200 | 84.55% | [8 empty] | Residential | 980 | No | 3.92
10511384 | Central Heat Pump | TRANE | HRCU-A-CB (Split System: Heat Pump with Remote Outdoor Unit-Air-Source) | 4TWV8048A1 |  |  | 4TXCD010DS3 | S9V2D120U5PSB+RP | 48000 | 18 |  | 12.5 | 10 |  | 45000 | 37200 | 82.67% | [8 empty] | Residential | 1000 | No | 4
205041213 | Central Heat Pump | YORK | HRCU-A-CB (Split System: Heat Pump with Remote Outdoor Unit-Air-Source) | YZT36B21 |  |  | CU60DXA2+TXV | YP9C100C20MP13 | 36000 | 19 |  | 14 | 10 |  | 35400 | 22400 | 63.28% | [8 empty] | Residential | 750 | No | 3
205041214 | Central Heat Pump | YORK | HRCU-A-CB (Split System: Heat Pump with Remote Outdoor Unit-Air-Source) | YZT36B21 |  |  | CU60CXA2+TXV | TM9V100C20MP12 | 36000 | 19 |  | 14 | 10 |  | 35400 | 22400 | 63.28% | [8 empty] | Residential | 750 | No | 3
205041215 | Central Heat Pump | YORK | HRCU-A-CB (Split System: Heat Pump with Remote Outdoor Unit-Air-Source) | YZT36B21 |  |  | CU60CXA2+TXV | TP9C100C20MP13 | 36000 | 19 |  | 14 | 10 |  | 35400 | 22400 | 63.28% | [8 empty] | Residential | 750 | No | 3
205041216 | Central Heat Pump | YORK | HRCU-A-CB (Split System: Heat Pump with Remote Outdoor Unit-Air-Source) | YZT36B21 |  |  | CU60CXA2+TXV | YP9C100C20MP13 | 36000 | 19 |  | 14 | 10 |  | 35400 | 22400 | 63.28% | [8 empty] | Residential | 750 | No | 3
205041223 | Central Heat Pump | YORK | HRCU-A-CB (Split System: Heat Pump with Remote Outdoor Unit-Air-Source) | YZT36B21 |  |  | CU60DXA2+TXV | TM9V080C16MP12 | 35800 | 18 |  | 14 | 10 |  | 35400 | 22400 | 63.28% | [8 empty] | Residential | 745 | No | 2.98
205041224 | Central Heat Pump | YORK | HRCU-A-CB (Split System: Heat Pump with Remote Outdoor Unit-Air-Source) | YZT36B21 |  |  | CU60DXA2+TXV | TP9C080C16MP13 | 35800 | 18 |  | 14 | 10 |  | 35400 | 22400 | 63.28% | [8 empty] | Residential | 745 | No | 2.98
205041225 | Central Heat Pump | YORK | HRCU-A-CB (Split System: Heat Pump with Remote Outdoor Unit-Air-Source) | YZT36B21 |  |  | CU60DXA2+TXV | YP9C080C16MP13 | 35800 | 18 |  | 14 | 10 |  | 35400 | 22400 | 63.28% | [8 empty] | Residential | 745 | No | 2.98
205041226 | Central Heat Pump | YORK | HRCU-A-CB (Split System: Heat Pump with Remote Outdoor Unit-Air-Source) | YZT36B21 |  |  | CU60CXA2+TXV | TM9V080C16MP12 | 35800 | 18 |  | 13 | 10 |  | 35400 | 22400 | 63.28% | [8 empty] | Residential | 745 | No | 2.98
205041227 | Central Heat Pump | YORK | HRCU-A-CB (Split System: Heat Pump with Remote Outdoor Unit-Air-Source) | YZT36B21 |  |  | CU60CXA2+TXV | TP9C080C16MP13 | 35800 | 18 |  | 13 | 10 |  | 35400 | 22400 | 63.28% | [8 empty] | Residential | 745 | No | 2.98
205041228 | Central Heat Pump | YORK | HRCU-A-CB (Split System: Heat Pump with Remote Outdoor Unit-Air-Source) | YZT36B21 |  |  | CU60CXA2+TXV | YP9C080C16MP13 | 35800 | 18 |  | 13 | 10 |  | 35400 | 22400 | 63.28% | [8 empty] | Residential | 745 | No | 2.98
206790526 | Central Heat Pump | BRYANT HEATING AND COOLING SYSTEMS | HRCU-A-CB (Split System: Heat Pump with Remote Outdoor Unit-Air-Source) | 284ANV036*0**B* |  |  | CSPH*4812AL*+UI | 83*CA36040C17*** | 34200 | 20 |  | 12.5 | 10 |  | 34000 | 31000 | 91.18% | 34200 | 19 | 12 | 8 | 35000 |  |  |  | Residential | 712.5 | No | 2.85
206790527 | Central Heat Pump | BRYANT HEATING AND COOLING SYSTEMS | HRCU-A-CB (Split System: Heat Pump with Remote Outdoor Unit-Air-Source) | 284ANV036*0**B* |  |  | CSPH*4812AL*+UI | 83*CA48060C17*** | 34200 | 20 |  | 12.5 | 10 |  | 34200 | 31200 | 91.23% | 34000 | 19 | 11.7 | 8 | 35000 |  |  |  | Residential | 707.5 | No | 2.83
206790529 | Central Heat Pump | BRYANT HEATING AND COOLING SYSTEMS | HRCU-A-CB (Split System: Heat Pump with Remote Outdoor Unit-Air-Source) | 284ANV036*0**B* |  |  | CSPH*4812AL*+UI | 83*CA60100C21*** | 34200 | 20 |  | 12.5 | 10 |  | 34400 | 31200 | 90.7% | 34000 | 18.5 | 11.7 | 8 | 35000 |  |  |  | Residential | 707.5 | No | 2.83
206790532 | Central Heat Pump | BRYANT HEATING AND COOLING SYSTEMS | HRCU-A-CB (Split System: Heat Pump with Remote Outdoor Unit-Air-Source) | 284ANV036*0**B* |  |  | CAP**3721AL*+UI | 935CA60080C21*** | 34400 | 21 |  | 12.5 | 11 |  | 34400 | 30800 | 89.53% | 34400 | 19.5 | 12.5 | 8.5 | 35000 |  |  |  | Residential | 717.5 | No | 2.87
206790533 | Central Heat Pump | BRYANT HEATING AND COOLING SYSTEMS | HRCU-A-CB (Split System: Heat Pump with Remote Outdoor Unit-Air-Source) | 284ANV036*0**B* |  |  | CAP**3721AL*+UI | 935CA66100C21*** | 34600 | 21 |  | 13 | 11 |  | 34400 | 30800 | 89.53% | 34600 | 19.5 | 12.5 | 8.5 | 35000 |  |  |  | Residential | 720 | No | 2.88
206790536 | Central Heat Pump | BRYANT HEATING AND COOLING SYSTEMS | HRCU-A-CB (Split System: Heat Pump with Remote Outdoor Unit-Air-Source) | 284ANV036*0**B* |  |  | CAP**4221AL*+UI | 935CA66100C21*** | 33200 | 20 |  | 12.5 | 10.5 |  | 31800 | 31400 | 98.74% | 33200 | 19.5 | 12 | 8 | 35400 |  |  |  | Residential | 692.5 | No | 2.77
206790538 | Central Heat Pump | BRYANT HEATING AND COOLING SYSTEMS | HRCU-A-CB (Split System: Heat Pump with Remote Outdoor Unit-Air-Source) | 284ANV036*0**B* |  |  | CAP**4224AL*+UI | 935CA66100C21*** | 33200 | 21 |  | 12.5 | 10.5 |  | 31800 | 31400 | 98.74% | 33200 | 19.5 | 12 | 8 | 35400 |  |  |  | Residential | 692.5 | No | 2.77
206790540 | Central Heat Pump | BRYANT HEATING AND COOLING SYSTEMS | HRCU-A-CB (Split System: Heat Pump with Remote Outdoor Unit-Air-Source) | 284ANV036*0**B* |  |  | CAP**4321AL*+UI | 935CA60080C21*** | 34400 | 21 |  | 12.5 | 11 |  | 33400 | 30800 | 92.22% | 34600 | 19.5 | 12.5 | 8.5 | 35000 |  |  |  | Residential | 720 | No | 2.88
205966208 | Central Heat Pump | Liberty Heating & Air Conditioning | HRCU-A-CB (Split System: Heat Pump with Remote Outdoor Unit-Air-Source) | GVZC200361A* |  |  | CHPF3642C6C*+MBVC1200**-1A*+TXV |  | 34800 | 20 |  | 13 | 10 |  | 34800 | 18000 | 51.72% | [8 empty] | Residential | 725 | No | 2.9
205966209 | Central Heat Pump | Liberty Heating & Air Conditioning | HRCU-A-CB (Split System: Heat Pump with Remote Outdoor Unit-Air-Source) | GVZC200361A* |  |  | CHPF3642C6C*+MBVC1600**-1A*+TXV |  | 35000 | 20 |  | 13.5 | 10 |  | 34800 | 18000 | 51.72% | [8 empty] | Residential | 730 | No | 2.92
205966217 | Central Heat Pump | Liberty Heating & Air Conditioning | HRCU-A-CB (Split System: Heat Pump with Remote Outdoor Unit-Air-Source) | GVZC200361A* |  |  | CA*F3743*6D*+TXV | G*VM971005CNB* | 35800 | 20 |  | 12.5 | 10 |  | 35000 | 18200 | 52% | [8 empty] | Residential | 745 | No | 2.98
205966218 | Central Heat Pump | Liberty Heating & Air Conditioning | HRCU-A-CB (Split System: Heat Pump with Remote Outdoor Unit-Air-Source) | GVZC200361A* |  |  | CHPF3743C6B*+MBVC1200**-1A*+TXV |  | 35000 | 20 |  | 13.5 | 10 |  | 35000 | 18200 | 52% | [8 empty] | Residential | 730 | No | 2.92
205966219 | Central Heat Pump | Liberty Heating & Air Conditioning | HRCU-A-CB (Split System: Heat Pump with Remote Outdoor Unit-Air-Source) | GVZC200361A* |  |  | CHPF3743C6B*+MBVC1600**-1A*+TXV |  | 35200 | 20 |  | 13.5 | 10 |  | 35000 | 18200 | 52% | [8 empty] | Residential | 732.5 | No | 2.93
205966229 | Central Heat Pump | Liberty Heating & Air Conditioning | HRCU-A-CB (Split System: Heat Pump with Remote Outdoor Unit-Air-Source) | GVZC200361A* |  |  | CSCF3642N6D*+MBVC1200**-1A*+TXV |  | 34800 | 20 |  | 13.5 | 10 |  | 35000 | 18200 | 52% | [8 empty] | Residential | 725 | No | 2.9
205966230 | Central Heat Pump | Liberty Heating & Air Conditioning | HRCU-A-CB (Split System: Heat Pump with Remote Outdoor Unit-Air-Source) | GVZC200361A* |  |  | CSCF3642N6D*+MBVC1600**-1A*+TXV |  | 35000 | 20 |  | 13.5 | 10 |  | 35000 | 18200 | 52% | [8 empty] | Residential | 730 | No | 2.92
205966236 | Central Heat Pump | Liberty Heating & Air Conditioning | HRCU-A-CB (Split System: Heat Pump with Remote Outdoor Unit-Air-Source) | GVZC200361A* |  |  | AVPEC59D14A* |  | 35800 | 20 |  | 14 | 10 |  | 35400 | 18900 | 53.39% | [8 empty] | Residential | 745 | No | 2.98
205966237 | Central Heat Pump | Liberty Heating & Air Conditioning | HRCU-A-CB (Split System: Heat Pump with Remote Outdoor Unit-Air-Source) | GVZC200361A* |  |  | CA*F3137*6A*+MBVC1201**-1A*+TXV |  | 34800 | 20 |  | 13.5 | 10 |  | 35000 | 18000 | 51.43% | [8 empty] | Residential | 725 | No | 2.9
205041830 | Central Heat Pump | CHAMPION HEATING AND COOLING | HRCU-A-CB (Split System: Heat Pump with Remote Outdoor Unit-Air-Source) | HL19B3621 |  |  | CF60CXA2+TXV | TM9V080C16MP12 | 35800 | 18 |  | 13 | 10 |  | 35400 | 22400 | 63.28% | [8 empty] | Residential | 745 | No | 2.98
205041832 | Central Heat Pump | CHAMPION HEATING AND COOLING | HRCU-A-CB (Split System: Heat Pump with Remote Outdoor Unit-Air-Source) | HL19B3621 |  |  | CF60CXA2+TXV | TP9C080C16MP13 | 35800 | 18 |  | 13 | 10 |  | 35400 | 22400 | 63.28% | [8 empty] | Residential | 745 | No | 2.98
205041847 | Central Heat Pump | CHAMPION HEATING AND COOLING | HRCU-A-CB (Split System: Heat Pump with Remote Outdoor Unit-Air-Source) | HL19B3621 |  |  | CF60CXA2+TXV | TM9Y100C16MP11 | 36000 | 18 |  | 14 | 10 |  | 35600 | 22400 | 62.92% | [8 empty] | Residential | 750 | No | 3
205041861 | Central Heat Pump | CHAMPION HEATING AND COOLING | HRCU-A-CB (Split System: Heat Pump with Remote Outdoor Unit-Air-Source) | HL19B3621 |  |  | CF60CXA2+TXV | TM8Y120C20MP11 | 36000 | 18 |  | 14 | 10 |  | 35000 | 22400 | 64% | [8 empty] | Residential | 750 | No | 3
205041863 | Central Heat Pump | CHAMPION HEATING AND COOLING | HRCU-A-CB (Split System: Heat Pump with Remote Outdoor Unit-Air-Source) | HL19B3621 |  |  | CF60CXA2+TXV | TM8Y100C20MP11 | 36000 | 18 |  | 14 | 10 |  | 35000 | 22400 | 64% | [8 empty] | Residential | 750 | No | 3
205041873 | Central Heat Pump | CHAMPION HEATING AND COOLING | HRCU-A-CB (Split System: Heat Pump with Remote Outdoor Unit-Air-Source) | HL19B3621 |  |  | CF60CXA2+TXV | TM8Y100C16MP11 | 35800 | 18 |  | 14 | 10 |  | 35200 | 22400 | 63.64% | [8 empty] | Residential | 745 | No | 2.98
205041875 | Central Heat Pump | CHAMPION HEATING AND COOLING | HRCU-A-CB (Split System: Heat Pump with Remote Outdoor Unit-Air-Source) | HL19B3621 |  |  | CF60CXA2+TXV | TM8Y080C16MP11 | 35800 | 18 |  | 14 | 10 |  | 35200 | 22400 | 63.64% | [8 empty] | Residential | 745 | No | 2.98
205041883 | Central Heat Pump | CHAMPION HEATING AND COOLING | HRCU-A-CB (Split System: Heat Pump with Remote Outdoor Unit-Air-Source) | HL19B3621 |  |  | CF60CXA2+TXV | TM8V120C20MP12 | 35800 | 18 |  | 14 | 10 |  | 35000 | 22400 | 64% | [8 empty] | Residential | 745 | No | 2.98
205041885 | Central Heat Pump | CHAMPION HEATING AND COOLING | HRCU-A-CB (Split System: Heat Pump with Remote Outdoor Unit-Air-Source) | HL19B3621 |  |  | CF60CXA2+TXV | TM8V100C20MP12 | 35800 | 18 |  | 14 | 10 |  | 35000 | 22400 | 64% | [8 empty] | Residential | 745 | No | 2.98
205041889 | Central Heat Pump | CHAMPION HEATING AND COOLING | HRCU-A-CB (Split System: Heat Pump with Remote Outdoor Unit-Air-Source) | HL19B3621 |  |  | CF60CXA2+TXV | TMLV120C20MP12 | 35800 | 18 |  | 14 | 10 |  | 35000 | 22400 | 64% | [8 empty] | Residential | 745 | No | 2.98
10511385 | Central Heat Pump | TRANE | HRCU-A-CB (Split System: Heat Pump with Remote Outdoor Unit-Air-Source) | 4TWV8048A1 |  |  | 4TXCD010DS3 | S9V2C100U5PSB+RP | 46000 | 18 |  | 12.5 | 10 |  | 42000 | 36600 | 87.14% | [8 empty] | Residential | 957.5 | No | 3.83
10511393 | Central Heat Pump | TRANE | HRCU-A-CB (Split System: Heat Pump with Remote Outdoor Unit-Air-Source) | 4TWV8049A1 |  |  | 4PX*CU48BS3 | S9V2C080U5PSB+RP | 46500 | 18 |  | 12.5 | 10 |  | 44000 | 36600 | 83.18% | [8 empty] | Residential | 970 | No | 3.88
10511395 | Central Heat Pump | TRANE | HRCU-A-CB (Split System: Heat Pump with Remote Outdoor Unit-Air-Source) | 4TWV8049A1 |  |  | 4PX*CU48BS3 | S9V2C100U5PSB+RP | 46500 | 18 |  | 12.5 | 10 |  | 44500 | 36600 | 82.25% | [8 empty] | Residential | 970 | No | 3.88
10511397 | Central Heat Pump | TRANE | HRCU-A-CB (Split System: Heat Pump with Remote Outdoor Unit-Air-Source) | 4TWV8049A1 |  |  | 4PX*CU60BS3 | S9V2C080U5PSB+RP | 48000 | 18 |  | 12.5 | 10 |  | 44000 | 36400 | 82.73% | [8 empty] | Residential | 1000 | No | 4
10511398 | Central Heat Pump | TRANE | HRCU-A-CB (Split System: Heat Pump with Remote Outdoor Unit-Air-Source) | 4TWV8049A1 |  |  | 4PX*CU60BS3 | S9V2C100U4PSB+RP | 47500 | 18 |  | 12.5 | 10 |  | 44000 | 36600 | 83.18% | [8 empty] | Residential | 990 | No | 3.96
10511399 | Central Heat Pump | TRANE | HRCU-A-CB (Split System: Heat Pump with Remote Outdoor Unit-Air-Source) | 4TWV8049A1 |  |  | 4PX*CU60BS3 | S9V2C100U5PSB+RP | 48000 | 18 |  | 12.5 | 10 |  | 44000 | 36600 | 83.18% | [8 empty] | Residential | 1000 | No | 4
10511400 | Central Heat Pump | TRANE | HRCU-A-CB (Split System: Heat Pump with Remote Outdoor Unit-Air-Source) | 4TWV8049A1 |  |  | 4PX*CU60BS3 | S9V2D120U5PSB+RP | 48000 | 18 |  | 12.5 | 10 |  | 44000 | 36400 | 82.73% | [8 empty] | Residential | 1000 | No | 4
10511406 | Central Heat Pump | TRANE | HRCU-A-CB (Split System: Heat Pump with Remote Outdoor Unit-Air-Source) | 4TWV8049A1 |  |  | 4PX*DU60BS3 | S9V2C080U5PSB+RP | 47000 | 18 |  | 12.5 | 10 |  | 43000 | 36400 | 84.65% | [8 empty] | Residential | 980 | No | 3.92
10511409 | Central Heat Pump | TRANE | HRCU-A-CB (Split System: Heat Pump with Remote Outdoor Unit-Air-Source) | 4TWV8049A1 |  |  | 4PX*DU60BS3 | S9V2D120U5PSB+RP | 48000 | 18 |  | 12.5 | 10 |  | 43500 | 36400 | 83.68% | [8 empty] | Residential | 1000 | No | 4
10511414 | Central Heat Pump | TRANE | HRCU-A-CB (Split System: Heat Pump with Remote Outdoor Unit-Air-Source) | 4TWV8049A1 |  |  | 4TXCC007DS3 | S9V2C100U5PSB+RP | 46500 | 18 |  | 12.5 | 10 |  | 44500 | 36600 | 82.25% | [8 empty] | Residential | 970 | No | 3.88
206790541 | Central Heat Pump | BRYANT HEATING AND COOLING SYSTEMS | HRCU-A-CB (Split System: Heat Pump with Remote Outdoor Unit-Air-Source) | 284ANV036*0**B* |  |  | CAP**4321AL*+UI | 935CA66100C21*** | 34600 | 21 |  | 13 | 11 |  | 33400 | 30800 | 92.22% | 34600 | 19.5 | 12.5 | 8.5 | 35000 |  |  |  | Residential | 720 | No | 2.88
206790543 | Central Heat Pump | BRYANT HEATING AND COOLING SYSTEMS | HRCU-A-CB (Split System: Heat Pump with Remote Outdoor Unit-Air-Source) | 284ANV036*0**B* |  |  | CAP**4821AL*+UI | 935CA60080C21*** | 33800 | 21 |  | 12.5 | 11 |  | 34600 | 30800 | 89.02% | 33800 | 19.5 | 12.5 | 8.5 | 34800 |  |  |  | Residential | 705 | No | 2.82
206790545 | Central Heat Pump | BRYANT HEATING AND COOLING SYSTEMS | HRCU-A-CB (Split System: Heat Pump with Remote Outdoor Unit-Air-Source) | 284ANV036*0**B* |  |  | CAP**4824AL*+UI | 935CA60080C21*** | 33800 | 21 |  | 12.5 | 11 |  | 34600 | 30800 | 89.02% | 33800 | 19.5 | 12.5 | 8.5 | 34800 |  |  |  | Residential | 705 | No | 2.82
206790546 | Central Heat Pump | BRYANT HEATING AND COOLING SYSTEMS | HRCU-A-CB (Split System: Heat Pump with Remote Outdoor Unit-Air-Source) | 284ANV036*0**B* |  |  | CAP**4824AL*+UI | 935CA66100C21*** | 33800 | 21 |  | 13 | 11 |  | 34400 | 30800 | 89.53% | 33800 | 19.5 | 12.5 | 8.5 | 34800 |  |  |  | Residential | 705 | No | 2.82
206790548 | Central Heat Pump | BRYANT HEATING AND COOLING SYSTEMS | HRCU-A-CB (Split System: Heat Pump with Remote Outdoor Unit-Air-Source) | 284ANV036*0**B* |  |  | CNPV*4221AL*+UI | 935CA60080C21*** | 33200 | 20 |  | 12.5 | 10 |  | 32200 | 31400 | 97.52% | 33200 | 19 | 12 | 8 | 35200 |  |  |  | Residential | 692.5 | No | 2.77
206790549 | Central Heat Pump | BRYANT HEATING AND COOLING SYSTEMS | HRCU-A-CB (Split System: Heat Pump with Remote Outdoor Unit-Air-Source) | 284ANV036*0**B* |  |  | CNPV*4221AL*+UI | 935CA66100C21*** | 33200 | 20 |  | 13 | 10.5 |  | 32000 | 31400 | 98.12% | 33200 | 19.5 | 12 | 8 | 35200 |  |  |  | Residential | 692.5 | No | 2.77
206790550 | Central Heat Pump | BRYANT HEATING AND COOLING SYSTEMS | HRCU-A-CB (Split System: Heat Pump with Remote Outdoor Unit-Air-Source) | 284ANV036*0**B* |  |  | CNPV*4821AL*+UI | 935CA60080C21*** | 33800 | 21 |  | 13 | 10 |  | 34600 | 31000 | 89.6% | 33800 | 19.5 | 12.5 | 8 | 35000 |  |  |  | Residential | 705 | No | 2.82
206790551 | Central Heat Pump | BRYANT HEATING AND COOLING SYSTEMS | HRCU-A-CB (Split System: Heat Pump with Remote Outdoor Unit-Air-Source) | 284ANV036*0**B* |  |  | CNPV*4821AL*+UI | 935CA66100C21*** | 33800 | 21 |  | 13 | 10 |  | 33400 | 31000 | 92.81% | 33800 | 19.5 | 12.5 | 8 | 35000 |  |  |  | Residential | 705 | No | 2.82
205041236 | Central Heat Pump | YORK | HRCU-A-CB (Split System: Heat Pump with Remote Outdoor Unit-Air-Source) | YZT36B21 |  |  | CU60DXA2+TXV | TM9Y120D20MP11 | 36000 | 18 |  | 14 | 10 |  | 35000 | 22400 | 64% | [8 empty] | Residential | 750 | No | 3
205041238 | Central Heat Pump | YORK | HRCU-A-CB (Split System: Heat Pump with Remote Outdoor Unit-Air-Source) | YZT36B21 |  |  | CU60DXA2+TXV | TM9Y100C16MP11 | 35600 | 18 |  | 13 | 10 |  | 35200 | 22400 | 63.64% | [8 empty] | Residential | 742.5 | No | 2.97
205041240 | Central Heat Pump | YORK | HRCU-A-CB (Split System: Heat Pump with Remote Outdoor Unit-Air-Source) | YZT36B21 |  |  | CU60CXA2+TXV | TM9Y100C16MP11 | 36000 | 18 |  | 14 | 10 |  | 35600 | 22400 | 62.92% | [8 empty] | Residential | 750 | No | 3
205041247 | Central Heat Pump | YORK | HRCU-A-CB (Split System: Heat Pump with Remote Outdoor Unit-Air-Source) | YZT36B21 |  |  | CU60DXA2+TXV | TM8Y120C20MP11 | 36000 | 18 |  | 14 | 10 |  | 34800 | 22400 | 64.37% | [8 empty] | Residential | 750 | No | 3
205041248 | Central Heat Pump | YORK | HRCU-A-CB (Split System: Heat Pump with Remote Outdoor Unit-Air-Source) | YZT36B21 |  |  | CU60DXA2+TXV | TM8Y100C20MP11 | 36000 | 18 |  | 14 | 10 |  | 34800 | 22400 | 64.37% | [8 empty] | Residential | 750 | No | 3
205041253 | Central Heat Pump | YORK | HRCU-A-CB (Split System: Heat Pump with Remote Outdoor Unit-Air-Source) | YZT36B21 |  |  | CU60CXA2+TXV | TM8Y120C20MP11 | 36000 | 18 |  | 14 | 10 |  | 35000 | 22400 | 64% | [8 empty] | Residential | 750 | No | 3
205041254 | Central Heat Pump | YORK | HRCU-A-CB (Split System: Heat Pump with Remote Outdoor Unit-Air-Source) | YZT36B21 |  |  | CU60CXA2+TXV | TM8Y100C20MP11 | 36000 | 18 |  | 14 | 10 |  | 35000 | 22400 | 64% | [8 empty] | Residential | 750 | No | 3
205041265 | Central Heat Pump | YORK | HRCU-A-CB (Split System: Heat Pump with Remote Outdoor Unit-Air-Source) | YZT36B21 |  |  | CU60CXA2+TXV | TM8Y100C16MP11 | 35800 | 18 |  | 14 | 10 |  | 35200 | 22400 | 63.64% | [8 empty] | Residential | 745 | No | 2.98
205041266 | Central Heat Pump | YORK | HRCU-A-CB (Split System: Heat Pump with Remote Outdoor Unit-Air-Source) | YZT36B21 |  |  | CU60CXA2+TXV | TM8Y080C16MP11 | 35800 | 18 |  | 14 | 10 |  | 35200 | 22400 | 63.64% | [8 empty] | Residential | 745 | No | 2.98
205041270 | Central Heat Pump | YORK | HRCU-A-CB (Split System: Heat Pump with Remote Outdoor Unit-Air-Source) | YZT36B21 |  |  | CU60DXA2+TXV | TM8V120C20MP12 | 35800 | 18 |  | 14 | 10 |  | 35000 | 22400 | 64% | [8 empty] | Residential | 745 | No | 2.98
206192039 | Central Heat Pump | Liberty Heating & Air Conditioning | HRCU-A-CB (Split System: Heat Pump with Remote Outdoor Unit-Air-Source) | AVZC200241A* |  |  | CA*F3642*6D*+TXV | G*VM970804CNB* | 23200 | 20 |  | 13 | 10 |  | 23600 | 13000 | 55.08% | [8 empty] | Residential | 482.5 | No | 1.93
206192040 | Central Heat Pump | Liberty Heating & Air Conditioning | HRCU-A-CB (Split System: Heat Pump with Remote Outdoor Unit-Air-Source) | AVZC200241A* |  |  | CA*F3743*6D*+TXV | G*VM970804CNB* | 23400 | 20 |  | 13 | 10 |  | 23800 | 13000 | 54.62% | [8 empty] | Residential | 487.5 | No | 1.95
206192041 | Central Heat Pump | Liberty Heating & Air Conditioning | HRCU-A-CB (Split System: Heat Pump with Remote Outdoor Unit-Air-Source) | AVZC200361A* |  |  | CA*F3642*6D*+TXV | G*VM970804CNB* | 35800 | 20 |  | 12.5 | 10 |  | 35000 | 18200 | 52% | [8 empty] | Residential | 745 | No | 2.98
206192044 | Central Heat Pump | Liberty Heating & Air Conditioning | HRCU-A-CB (Split System: Heat Pump with Remote Outdoor Unit-Air-Source) | AVZC200361A* |  |  | CHPF3743C6B*+TXV | G*VM970804CNB* | 35600 | 20 |  | 12.5 | 10 |  | 35000 | 18200 | 52% | [8 empty] | Residential | 742.5 | No | 2.97
206192050 | Central Heat Pump | Liberty Heating & Air Conditioning | HRCU-A-CB (Split System: Heat Pump with Remote Outdoor Unit-Air-Source) | AVZC200241A* |  |  | CA*F3137*6A*+TXV | G*VM970603BNB* | 23400 | 20 |  | 13 | 10 |  | 23800 | 13000 | 54.62% | [8 empty] | Residential | 487.5 | No | 1.95
206192051 | Central Heat Pump | Liberty Heating & Air Conditioning | HRCU-A-CB (Split System: Heat Pump with Remote Outdoor Unit-Air-Source) | AVZC200241A* |  |  | CA*F3137*6A*+TXV | G*VM970803BNB* | 23200 | 20 |  | 13 | 10 |  | 23800 | 13000 | 54.62% | [8 empty] | Residential | 482.5 | No | 1.93
206192056 | Central Heat Pump | Liberty Heating & Air Conditioning | HRCU-A-CB (Split System: Heat Pump with Remote Outdoor Unit-Air-Source) | AVZC200241A* |  |  | CA*F3743*6D*+TXV | G*VM970603BNB* | 23400 | 20 |  | 13 | 10 |  | 23800 | 13000 | 54.62% | [8 empty] | Residential | 487.5 | No | 1.95
206192057 | Central Heat Pump | Liberty Heating & Air Conditioning | HRCU-A-CB (Split System: Heat Pump with Remote Outdoor Unit-Air-Source) | AVZC200241A* |  |  | CA*F3743*6D*+TXV | G*VM970803BNB* | 23400 | 20 |  | 13 | 10 |  | 23800 | 13000 | 54.62% | [8 empty] | Residential | 487.5 | No | 1.95
206192068 | Central Heat Pump | Liberty Heating & Air Conditioning | HRCU-A-CB (Split System: Heat Pump with Remote Outdoor Unit-Air-Source) | AVZC200361A* |  |  | CA*F3743*6D*+TXV | G*VM971005CNB* | 35800 | 20 |  | 12.5 | 10 |  | 35000 | 18200 | 52% | [8 empty] | Residential | 745 | No | 2.98
205041891 | Central Heat Pump | CHAMPION HEATING AND COOLING | HRCU-A-CB (Split System: Heat Pump with Remote Outdoor Unit-Air-Source) | HL19B3621 |  |  | CF60CXA2+TXV | TPLC100C20MP13 | 35800 | 18 |  | 14 | 10 |  | 35000 | 22400 | 64% | [8 empty] | Residential | 745 | No | 2.98
205041893 | Central Heat Pump | CHAMPION HEATING AND COOLING | HRCU-A-CB (Split System: Heat Pump with Remote Outdoor Unit-Air-Source) | HL19B3621 |  |  | CF60CXA2+TXV | TPLC120C20MP13 | 35800 | 18 |  | 14 | 10 |  | 35000 | 22400 | 64% | [8 empty] | Residential | 745 | No | 2.98
205046047 | Central Heat Pump | CHAMPION HEATING AND COOLING | HRCU-A-CB (Split System: Heat Pump with Remote Outdoor Unit-Air-Source) | HL19B3621 |  |  | CU60CXA2+TXV | TM9V100C20MP12 | 36000 | 19 |  | 14 | 10 |  | 35400 | 22400 | 63.28% | [8 empty] | Residential | 750 | No | 3
205046050 | Central Heat Pump | CHAMPION HEATING AND COOLING | HRCU-A-CB (Split System: Heat Pump with Remote Outdoor Unit-Air-Source) | HL19B3621 |  |  | CU60CXA2+TXV | TP9C100C20MP13 | 36000 | 19 |  | 14 | 10 |  | 35400 | 22400 | 63.28% | [8 empty] | Residential | 750 | No | 3
205046065 | Central Heat Pump | CHAMPION HEATING AND COOLING | HRCU-A-CB (Split System: Heat Pump with Remote Outdoor Unit-Air-Source) | HL19B3621 |  |  | CU60CXA2+TXV | TM9V080C16MP12 | 35800 | 18 |  | 13 | 10 |  | 35400 | 22400 | 63.28% | [8 empty] | Residential | 745 | No | 2.98
205046070 | Central Heat Pump | CHAMPION HEATING AND COOLING | HRCU-A-CB (Split System: Heat Pump with Remote Outdoor Unit-Air-Source) | HL19B3621 |  |  | CU60CXA2+TXV | TP9C080C16MP13 | 35800 | 18 |  | 13 | 10 |  | 35400 | 22400 | 63.28% | [8 empty] | Residential | 745 | No | 2.98
205046101 | Central Heat Pump | CHAMPION HEATING AND COOLING | HRCU-A-CB (Split System: Heat Pump with Remote Outdoor Unit-Air-Source) | HL19B3621 |  |  | CU60CXA2+TXV | TM9Y100C16MP11 | 36000 | 18 |  | 14 | 10 |  | 35600 | 22400 | 62.92% | [8 empty] | Residential | 750 | No | 3
205046145 | Central Heat Pump | CHAMPION HEATING AND COOLING | HRCU-A-CB (Split System: Heat Pump with Remote Outdoor Unit-Air-Source) | HL19B3621 |  |  | CU60CXA2+TXV | TM8Y120C20MP11 | 36000 | 18 |  | 14 | 10 |  | 35000 | 22400 | 64% | [8 empty] | Residential | 750 | No | 3
205046151 | Central Heat Pump | CHAMPION HEATING AND COOLING | HRCU-A-CB (Split System: Heat Pump with Remote Outdoor Unit-Air-Source) | HL19B3621 |  |  | CU60CXA2+TXV | TM8Y100C20MP11 | 36000 | 18 |  | 14 | 10 |  | 35000 | 22400 | 64% | [8 empty] | Residential | 750 | No | 3
205046182 | Central Heat Pump | CHAMPION HEATING AND COOLING | HRCU-A-CB (Split System: Heat Pump with Remote Outdoor Unit-Air-Source) | HL19B3621 |  |  | CU60CXA2+TXV | TM8Y100C16MP11 | 35800 | 18 |  | 14 | 10 |  | 35200 | 22400 | 63.64% | [8 empty] | Residential | 745 | No | 2.98
206790556 | Central Heat Pump | BRYANT HEATING AND COOLING SYSTEMS | HRCU-A-CB (Split System: Heat Pump with Remote Outdoor Unit-Air-Source) | 284ANV036*0**B* |  |  | CSPH*4212AL*+UI | 935CA60080C21*** | 34000 | 20 |  | 12.5 | 10.5 |  | 34400 | 31200 | 90.7% | 34000 | 18.5 | 12 | 8 | 35200 |  |  |  | Residential | 707.5 | No | 2.83
206790557 | Central Heat Pump | BRYANT HEATING AND COOLING SYSTEMS | HRCU-A-CB (Split System: Heat Pump with Remote Outdoor Unit-Air-Source) | 284ANV036*0**B* |  |  | CSPH*4212AL*+UI | 935CA66100C21*** | 34000 | 20 |  | 12.5 | 10 |  | 33400 | 31200 | 93.41% | 34000 | 18.5 | 12 | 8 | 35000 |  |  |  | Residential | 707.5 | No | 2.83
206790559 | Central Heat Pump | BRYANT HEATING AND COOLING SYSTEMS | HRCU-A-CB (Split System: Heat Pump with Remote Outdoor Unit-Air-Source) | 284ANV036*0**B* |  |  | CSPH*4812AL*+UI | 935CA60080C21*** | 34200 | 20 |  | 12.5 | 10 |  | 34400 | 31000 | 90.12% | 34200 | 19 | 12 | 8 | 35000 |  |  |  | Residential | 712.5 | No | 2.85
206790560 | Central Heat Pump | BRYANT HEATING AND COOLING SYSTEMS | HRCU-A-CB (Split System: Heat Pump with Remote Outdoor Unit-Air-Source) | 284ANV036*0**B* |  |  | CSPH*4812AL*+UI | 935CA66100C21*** | 34200 | 20 |  | 12.5 | 10 |  | 33400 | 31000 | 92.81% | 34200 | 19 | 12 | 8 | 35000 |  |  |  | Residential | 712.5 | No | 2.85
206790563 | Central Heat Pump | BRYANT HEATING AND COOLING SYSTEMS | HRCU-A-CB (Split System: Heat Pump with Remote Outdoor Unit-Air-Source) | 284ANV036*0**B* |  |  | CAP**6121AL*+UI | 88*TA36045C17*** | 34400 | 21 |  | 12.5 | 10.5 |  | 34000 | 30600 | 90% | 34400 | 19 | 11.7 | 8 | 35000 |  |  |  | Residential | 717.5 | No | 2.87
206790586 | Central Heat Pump | BRYANT HEATING AND COOLING SYSTEMS | HRCU-A-CB (Split System: Heat Pump with Remote Outdoor Unit-Air-Source) | 284ANV036*0**B* |  |  | CSPH*6012AL*+UI | 88*TA36070C14*** | 34400 | 20.5 |  | 12.5 | 10.5 |  | 33000 | 30600 | 92.73% | 34400 | 19.5 | 12 | 8 | 34800 |  |  |  | Residential | 717.5 | No | 2.87
206790587 | Central Heat Pump | BRYANT HEATING AND COOLING SYSTEMS | HRCU-A-CB (Split System: Heat Pump with Remote Outdoor Unit-Air-Source) | 284ANV048*0**B* |  |  | FE4ANB006L+UI |  | 46000 | 22 |  | 13.5 | 11 |  | 46000 | 42500 | 92.39% | 46000 | 22 | 13 | 9 | 45500 |  |  |  | Residential | 957.5 | No | 3.83
206790588 | Central Heat Pump | BRYANT HEATING AND COOLING SYSTEMS | HRCU-A-CB (Split System: Heat Pump with Remote Outdoor Unit-Air-Source) | 284ANV048*0**B* |  |  | FE4AN(B,F)005L+UI |  | 45500 | 22 |  | 13 | 10.5 |  | 45000 | 43000 | 95.56% | 45000 | 22 | 12.3 | 9 | 46000 |  |  |  | Residential | 937.5 | No | 3.75
10511417 | Central Heat Pump | TRANE | HRCU-A-CB (Split System: Heat Pump with Remote Outdoor Unit-Air-Source) | 4TWV8049A1 |  |  | 4TXCC007DS3 | S9V2C080U5PSB+RP | 46500 | 18 |  | 12.5 | 10 |  | 44000 | 36600 | 83.18% | [8 empty] | Residential | 970 | No | 3.88
10511420 | Central Heat Pump | TRANE | HRCU-A-CB (Split System: Heat Pump with Remote Outdoor Unit-Air-Source) | 4TWV8049A1 |  |  | 4TXCC009DS3 | S9V2C100U4PSB+RP | 47500 | 18 |  | 12.5 | 10 |  | 44000 | 36600 | 83.18% | [8 empty] | Residential | 990 | No | 3.96
10511421 | Central Heat Pump | TRANE | HRCU-A-CB (Split System: Heat Pump with Remote Outdoor Unit-Air-Source) | 4TWV8049A1 |  |  | 4TXCC009DS3 | S9V2D120U5PSB+RP | 48000 | 18 |  | 12.5 | 10 |  | 44000 | 36400 | 82.73% | [8 empty] | Residential | 1000 | No | 4
10511422 | Central Heat Pump | TRANE | HRCU-A-CB (Split System: Heat Pump with Remote Outdoor Unit-Air-Source) | 4TWV8049A1 |  |  | 4TXCC009DS3 | S9V2C080U5PSB+RP | 48000 | 18 |  | 12.5 | 10 |  | 44000 | 36400 | 82.73% | [8 empty] | Residential | 1000 | No | 4
10511423 | Central Heat Pump | TRANE | HRCU-A-CB (Split System: Heat Pump with Remote Outdoor Unit-Air-Source) | 4TWV8049A1 |  |  | 4TXCC009DS3 | S9V2C100U5PSB+RP | 48000 | 18 |  | 12.5 | 10 |  | 44000 | 36600 | 83.18% | [8 empty] | Residential | 1000 | No | 4
10511429 | Central Heat Pump | TRANE | HRCU-A-CB (Split System: Heat Pump with Remote Outdoor Unit-Air-Source) | 4TWV8049A1 |  |  | 4TXCD010DS3 | S9V2D120U5PSB+RP | 48000 | 18 |  | 12.5 | 10 |  | 43500 | 36400 | 83.68% | [8 empty] | Residential | 1000 | No | 4
10511432 | Central Heat Pump | TRANE | HRCU-A-CB (Split System: Heat Pump with Remote Outdoor Unit-Air-Source) | 4TWV8049A1 |  |  | 4TXCD010DS3 | S9V2C080U5PSB+RP | 47000 | 18 |  | 12.5 | 10 |  | 43000 | 36400 | 84.65% | [8 empty] | Residential | 980 | No | 3.92
10511436 | Central Heat Pump | TRANE | HRCU-A-CB (Split System: Heat Pump with Remote Outdoor Unit-Air-Source) | 4TWV8060A1 |  |  | 4PX*CU60BS3 | S9V2D120U5PSB+RP | 55500 | 18 |  | 12.5 | 10 |  | 52500 | 50000 | 95.24% | [8 empty] | Residential | 1157.5 | No | 4.63
207804955 | Central Heat Pump | TRANE | HRCU-A-CB (Split System: Heat Pump with Remote Outdoor Unit-Air-Source) | 4TWL9048A1 |  |  | 4PX*DU60BS3+P0V0C000M50SC+RP |  | 48000 | 19.5 |  | 12.5 | 10 |  | 41000 | 30600 | 74.63% | 47500 | 19 | 12 | 8.7 | 42000 |  |  |  | Residential | 990 | No | 3.96
207804956 | Central Heat Pump | TRANE | HRCU-A-CB (Split System: Heat Pump with Remote Outdoor Unit-Air-Source) | 4TWL9048A1 |  |  | 4PX*DU60BS3+P0V0D000M50SC+RP |  | 49500 | 19.5 |  | 12.5 | 11 |  | 42000 | 31400 | 74.76% | 49000 | 19 | 12 | 9 | 43000 |  |  |  | Residential | 1020 | No | 4.08
205041271 | Central Heat Pump | YORK | HRCU-A-CB (Split System: Heat Pump with Remote Outdoor Unit-Air-Source) | YZT36B21 |  |  | CU60DXA2+TXV | TM8V100C20MP12 | 35800 | 18 |  | 14 | 10 |  | 35000 | 22400 | 64% | [8 empty] | Residential | 745 | No | 2.98
205041273 | Central Heat Pump | YORK | HRCU-A-CB (Split System: Heat Pump with Remote Outdoor Unit-Air-Source) | YZT36B21 |  |  | CU60DXA2+TXV | TMLV120C20MP12 | 35800 | 18 |  | 14 | 10 |  | 35000 | 22400 | 64% | [8 empty] | Residential | 745 | No | 2.98
205041274 | Central Heat Pump | YORK | HRCU-A-CB (Split System: Heat Pump with Remote Outdoor Unit-Air-Source) | YZT36B21 |  |  | CU60DXA2+TXV | TPLC100C20MP13 | 35800 | 18 |  | 14 | 10 |  | 35000 | 22400 | 64% | [8 empty] | Residential | 745 | No | 2.98
205041275 | Central Heat Pump | YORK | HRCU-A-CB (Split System: Heat Pump with Remote Outdoor Unit-Air-Source) | YZT36B21 |  |  | CU60DXA2+TXV | TPLC120C20MP13 | 35800 | 18 |  | 14 | 10 |  | 35000 | 22400 | 64% | [8 empty] | Residential | 745 | No | 2.98
205041276 | Central Heat Pump | YORK | HRCU-A-CB (Split System: Heat Pump with Remote Outdoor Unit-Air-Source) | YZT36B21 |  |  | CU60DXA2+TXV | YPLC100C20MP13 | 35800 | 18 |  | 14 | 10 |  | 35000 | 22400 | 64% | [8 empty] | Residential | 745 | No | 2.98
205041277 | Central Heat Pump | YORK | HRCU-A-CB (Split System: Heat Pump with Remote Outdoor Unit-Air-Source) | YZT36B21 |  |  | CU60DXA2+TXV | YPLC120C20MP13 | 35800 | 18 |  | 14 | 10 |  | 35000 | 22400 | 64% | [8 empty] | Residential | 745 | No | 2.98
205041278 | Central Heat Pump | YORK | HRCU-A-CB (Split System: Heat Pump with Remote Outdoor Unit-Air-Source) | YZT36B21 |  |  | CU60CXA2+TXV | TM8V120C20MP12 | 35800 | 18 |  | 14 | 10 |  | 35000 | 22400 | 64% | [8 empty] | Residential | 745 | No | 2.98
205041279 | Central Heat Pump | YORK | HRCU-A-CB (Split System: Heat Pump with Remote Outdoor Unit-Air-Source) | YZT36B21 |  |  | CU60CXA2+TXV | TM8V100C20MP12 | 35800 | 18 |  | 14 | 10 |  | 35000 | 22400 | 64% | [8 empty] | Residential | 745 | No | 2.98
205041281 | Central Heat Pump | YORK | HRCU-A-CB (Split System: Heat Pump with Remote Outdoor Unit-Air-Source) | YZT36B21 |  |  | CU60CXA2+TXV | TMLV120C20MP12 | 35800 | 18 |  | 14 | 10 |  | 35000 | 22400 | 64% | [8 empty] | Residential | 745 | No | 2.98
205041282 | Central Heat Pump | YORK | HRCU-A-CB (Split System: Heat Pump with Remote Outdoor Unit-Air-Source) | YZT36B21 |  |  | CU60CXA2+TXV | TPLC100C20MP13 | 35800 | 18 |  | 14 | 10 |  | 35000 | 22400 | 64% | [8 empty] | Residential | 745 | No | 2.98
206192069 | Central Heat Pump | Liberty Heating & Air Conditioning | HRCU-A-CB (Split System: Heat Pump with Remote Outdoor Unit-Air-Source) | AVZC200361A* |  |  | CA*F3743*6D*+TXV | G*VM971205DNB* | 35800 | 20 |  | 13 | 10 |  | 35000 | 18200 | 52% | [8 empty] | Residential | 745 | No | 2.98
206192075 | Central Heat Pump | Liberty Heating & Air Conditioning | HRCU-A-CB (Split System: Heat Pump with Remote Outdoor Unit-Air-Source) | AVZC200361A* |  |  | CHPF3743C6B*+TXV | G*VM971005CNB* | 35600 | 20 |  | 12.5 | 10 |  | 35000 | 18200 | 52% | [8 empty] | Residential | 742.5 | No | 2.97
206192188 | Central Heat Pump | Liberty Heating & Air Conditioning | HRCU-A-CB (Split System: Heat Pump with Remote Outdoor Unit-Air-Source) | AVZC200241A* |  |  | CA*F3137*6A*+TXV | G*VS800604BUA* | 23400 | 20 |  | 13 | 10 |  | 23600 | 13000 | 55.08% | [8 empty] | Residential | 487.5 | No | 1.95
206192190 | Central Heat Pump | Liberty Heating & Air Conditioning | HRCU-A-CB (Split System: Heat Pump with Remote Outdoor Unit-Air-Source) | AVZC200241A* |  |  | CA*F3743*6D*+TXV | G*VS800604BUA* | 23400 | 20 |  | 13 | 10 |  | 23600 | 13000 | 55.08% | [8 empty] | Residential | 487.5 | No | 1.95
206192192 | Central Heat Pump | Liberty Heating & Air Conditioning | HRCU-A-CB (Split System: Heat Pump with Remote Outdoor Unit-Air-Source) | AVZC200241A* |  |  | CSCF3642N6D*+TXV | G*VS800604BUA* | 23600 | 20 |  | 13 | 10 |  | 23600 | 13000 | 55.08% | [8 empty] | Residential | 492.5 | No | 1.97
206192193 | Central Heat Pump | Liberty Heating & Air Conditioning | HRCU-A-CB (Split System: Heat Pump with Remote Outdoor Unit-Air-Source) | AVZC200241A* |  |  | CA*F3137*6A*+TXV | G*VS960603BUA* | 23400 | 20 |  | 13 | 10 |  | 23600 | 13000 | 55.08% | [8 empty] | Residential | 487.5 | No | 1.95
206192195 | Central Heat Pump | Liberty Heating & Air Conditioning | HRCU-A-CB (Split System: Heat Pump with Remote Outdoor Unit-Air-Source) | AVZC200241A* |  |  | CA*F3743*6D*+TXV | G*VS960603BUA* | 23400 | 20 |  | 13 | 10 |  | 23800 | 13000 | 54.62% | [8 empty] | Residential | 487.5 | No | 1.95
206192197 | Central Heat Pump | Liberty Heating & Air Conditioning | HRCU-A-CB (Split System: Heat Pump with Remote Outdoor Unit-Air-Source) | AVZC200241A* |  |  | CSCF3642N6D*+TXV | G*VS960603BUA* | 23400 | 20 |  | 13 | 10 |  | 23800 | 13000 | 54.62% | [8 empty] | Residential | 487.5 | No | 1.95
206192205 | Central Heat Pump | Liberty Heating & Air Conditioning | HRCU-A-CB (Split System: Heat Pump with Remote Outdoor Unit-Air-Source) | AVZC200361A* |  |  | CA*F3743*6D*+TXV | G*VS960805CUA* | 35400 | 20 |  | 12.5 | 10 |  | 35000 | 18200 | 52% | [8 empty] | Residential | 737.5 | No | 2.95
206790591 | Central Heat Pump | BRYANT HEATING AND COOLING SYSTEMS | HRCU-A-CB (Split System: Heat Pump with Remote Outdoor Unit-Air-Source) | 284ANV048*0**B* |  |  | CAP**4824AL*+UI | 88*TA66135C24*** | 44500 | 21 |  | 12.5 | 10.5 |  | 46500 | 43000 | 92.47% | 44000 | 21 | 12 | 9 | 46000 |  |  |  | Residential | 917.5 | No | 3.67
206790592 | Central Heat Pump | BRYANT HEATING AND COOLING SYSTEMS | HRCU-A-CB (Split System: Heat Pump with Remote Outdoor Unit-Air-Source) | 284ANV048*0**B* |  |  | CAP**6024AL*+UI | 88*TA66135C24*** | 45500 | 21 |  | 12.5 | 10.5 |  | 46000 | 43000 | 93.48% | 45000 | 21.5 | 12.5 | 9 | 45500 |  |  |  | Residential | 937.5 | No | 3.75
206790593 | Central Heat Pump | BRYANT HEATING AND COOLING SYSTEMS | HRCU-A-CB (Split System: Heat Pump with Remote Outdoor Unit-Air-Source) | 284ANV048*0**B* |  |  | CAP**6121AL*+UI | 88*TA60090C21*** | 46000 | 21 |  | 12.5 | 10.5 |  | 46500 | 43500 | 93.55% | 45500 | 21.5 | 12 | 9 | 46000 |  |  |  | Residential | 947.5 | No | 3.79
206790595 | Central Heat Pump | BRYANT HEATING AND COOLING SYSTEMS | HRCU-A-CB (Split System: Heat Pump with Remote Outdoor Unit-Air-Source) | 284ANV048*0**B* |  |  | CAP**6124AL*+UI | 88*TA66135C24*** | 46000 | 21 |  | 12.5 | 11 |  | 46500 | 43000 | 92.47% | 45500 | 21.5 | 12.3 | 9 | 46000 |  |  |  | Residential | 947.5 | No | 3.79
206790598 | Central Heat Pump | BRYANT HEATING AND COOLING SYSTEMS | HRCU-A-CB (Split System: Heat Pump with Remote Outdoor Unit-Air-Source) | 284ANV048*0**B* |  |  | CSPH*6012AL*+UI | 88*TA60090C21*** | 45500 | 21 |  | 12.5 | 10 |  | 42500 | 43000 | 101.2% | 45000 | 20.5 | 11.7 | 8.5 | 46000 |  |  |  | Residential | 937.5 | No | 3.75
206790599 | Central Heat Pump | BRYANT HEATING AND COOLING SYSTEMS | HRCU-A-CB (Split System: Heat Pump with Remote Outdoor Unit-Air-Source) | 284ANV048*0**B* |  |  | CSPH*6012AL*+UI | 88*TA66135C24*** | 45500 | 21 |  | 12.5 | 10 |  | 43500 | 43000 | 98.85% | 45500 | 20.5 | 12.3 | 8.5 | 46000 |  |  |  | Residential | 947.5 | No | 3.79
206790606 | Central Heat Pump | BRYANT HEATING AND COOLING SYSTEMS | HRCU-A-CB (Split System: Heat Pump with Remote Outdoor Unit-Air-Source) | 284ANV048*0**B* |  |  | CAP**6024AL*+UI | 987MB66120C24*** | 45000 | 21 |  | 12.5 | 10.5 |  | 46500 | 43500 | 93.55% | 44500 | 21 | 11.7 | 9 | 46000 |  |  |  | Residential | 927.5 | No | 3.71
206790607 | Central Heat Pump | BRYANT HEATING AND COOLING SYSTEMS | HRCU-A-CB (Split System: Heat Pump with Remote Outdoor Unit-Air-Source) | 284ANV048*0**B* |  |  | CAP**6121AL*+UI | 987MB66100C21*** | 46000 | 21 |  | 12.5 | 10.5 |  | 46500 | 43500 | 93.55% | 45500 | 21 | 12 | 9 | 46000 |  |  |  | Residential | 947.5 | No | 3.79
205046185 | Central Heat Pump | CHAMPION HEATING AND COOLING | HRCU-A-CB (Split System: Heat Pump with Remote Outdoor Unit-Air-Source) | HL19B3621 |  |  | CU60CXA2+TXV | TM8Y080C16MP11 | 35800 | 18 |  | 14 | 10 |  | 35200 | 22400 | 63.64% | [8 empty] | Residential | 745 | No | 2.98
205046197 | Central Heat Pump | CHAMPION HEATING AND COOLING | HRCU-A-CB (Split System: Heat Pump with Remote Outdoor Unit-Air-Source) | HL19B3621 |  |  | CU60CXA2+TXV | TM8V120C20MP12 | 35800 | 18 |  | 14 | 10 |  | 35000 | 22400 | 64% | [8 empty] | Residential | 745 | No | 2.98
204333575 | Central Heat Pump | CHAMPION HEATING AND COOLING | HRCU-A-CB (Split System: Heat Pump with Remote Outdoor Unit-Air-Source) | HL20B3621 |  |  | CM38CE2A1+MVC16CN21+CC |  | 33600 | 20 |  | 13.25 | 10.5 |  | 32400 | 33400 | 103.1% | [8 empty] | Residential | 700 | No | 2.8
204334498 | Central Heat Pump | CHAMPION HEATING AND COOLING | HRCU-A-CB (Split System: Heat Pump with Remote Outdoor Unit-Air-Source) | HL20B6021 |  |  | CM61DE4A1+MVC20DN21+CC |  | 54000 | 20 |  | 12.5 | 10.75 |  | 52000 | 45500 | 87.5% | [8 empty] | Residential | 1125 | No | 4.5
205046200 | Central Heat Pump | CHAMPION HEATING AND COOLING | HRCU-A-CB (Split System: Heat Pump with Remote Outdoor Unit-Air-Source) | HL19B3621 |  |  | CU60CXA2+TXV | TM8V100C20MP12 | 35800 | 18 |  | 14 | 10 |  | 35000 | 22400 | 64% | [8 empty] | Residential | 745 | No | 2.98
205046209 | Central Heat Pump | CHAMPION HEATING AND COOLING | HRCU-A-CB (Split System: Heat Pump with Remote Outdoor Unit-Air-Source) | HL19B3621 |  |  | CU60CXA2+TXV | TMLV120C20MP12 | 35800 | 18 |  | 14 | 10 |  | 35000 | 22400 | 64% | [8 empty] | Residential | 745 | No | 2.98
205046214 | Central Heat Pump | CHAMPION HEATING AND COOLING | HRCU-A-CB (Split System: Heat Pump with Remote Outdoor Unit-Air-Source) | HL19B3621 |  |  | CU60CXA2+TXV | TPLC100C20MP13 | 35800 | 18 |  | 14 | 10 |  | 35000 | 22400 | 64% | [8 empty] | Residential | 745 | No | 2.98
205046223 | Central Heat Pump | CHAMPION HEATING AND COOLING | HRCU-A-CB (Split System: Heat Pump with Remote Outdoor Unit-Air-Source) | HL19B3621 |  |  | CU60CXA2+TXV | TM8V100C16MP12 | 35600 | 18 |  | 14 | 10 |  | 35200 | 22400 | 63.64% | [8 empty] | Residential | 742.5 | No | 2.97
205046227 | Central Heat Pump | CHAMPION HEATING AND COOLING | HRCU-A-CB (Split System: Heat Pump with Remote Outdoor Unit-Air-Source) | HL19B3621 |  |  | CU60CXA2+TXV | TM8V080C16MP12 | 35600 | 18 |  | 14 | 10 |  | 35200 | 22400 | 63.64% | [8 empty] | Residential | 742.5 | No | 2.97
205046233 | Central Heat Pump | CHAMPION HEATING AND COOLING | HRCU-A-CB (Split System: Heat Pump with Remote Outdoor Unit-Air-Source) | HL19B3621 |  |  | CU60CXA2+TXV | TMLV100C16MP12 | 35600 | 18 |  | 14 | 10 |  | 35200 | 22400 | 63.64% | [8 empty] | Residential | 742.5 | No | 2.97
207804958 | Central Heat Pump | TRANE | HRCU-A-CB (Split System: Heat Pump with Remote Outdoor Unit-Air-Source) | 4TWL9048A1 |  |  | 4TXCC007DS3+P0V0C000M50SC+RP |  | 48000 | 19 |  | 12.5 | 10 |  | 43000 | 31800 | 73.95% | 48000 | 19 | 11.7 | 9 | 44000 |  |  |  | Residential | 1000 | No | 4
207804959 | Central Heat Pump | TRANE | HRCU-A-CB (Split System: Heat Pump with Remote Outdoor Unit-Air-Source) | 4TWL9048A1 |  |  | 4TXCC009DS3+P0V0C000M50SC+RP |  | 49000 | 19.5 |  | 12.5 | 10 |  | 42500 | 31600 | 74.35% | 49000 | 19 | 12 | 9 | 43000 |  |  |  | Residential | 1020 | No | 4.08
207804960 | Central Heat Pump | TRANE | HRCU-A-CB (Split System: Heat Pump with Remote Outdoor Unit-Air-Source) | 4TWL9048A1 |  |  | 4TXCD008DS3+P0V0C000M50SC+RP |  | 46000 | 18.5 |  | 12.5 | 10 |  | 41500 | 31000 | 74.7% | 46500 | 19 | 12 | 8.7 | 42500 |  |  |  | Residential | 970 | No | 3.88
207804961 | Central Heat Pump | TRANE | HRCU-A-CB (Split System: Heat Pump with Remote Outdoor Unit-Air-Source) | 4TWL9048A1 |  |  | 4TXCD008DS3+P0V0D000M50SC+RP |  | 48000 | 19 |  | 12.5 | 10 |  | 42500 | 32000 | 75.29% | 48000 | 19 | 12 | 9 | 43500 |  |  |  | Residential | 1000 | No | 4
207804962 | Central Heat Pump | TRANE | HRCU-A-CB (Split System: Heat Pump with Remote Outdoor Unit-Air-Source) | 4TWL9048A1 |  |  | 4TXCD010DS3+P0V0C000M50SC+RP |  | 48000 | 19 |  | 12.5 | 10 |  | 41000 | 30600 | 74.63% | 47500 | 19 | 12 | 8.7 | 42000 |  |  |  | Residential | 990 | No | 3.96
207804963 | Central Heat Pump | TRANE | HRCU-A-CB (Split System: Heat Pump with Remote Outdoor Unit-Air-Source) | 4TWL9048A1 |  |  | 4TXCD010DS3+P0V0D000M50SC+RP |  | 49500 | 19.5 |  | 12.5 | 10 |  | 42500 | 31400 | 73.88% | 49000 | 19 | 12 | 9 | 43000 |  |  |  | Residential | 1020 | No | 4.08
207820924 | Central Heat Pump | TRANE | HRCU-A-CB (Split System: Heat Pump with Remote Outdoor Unit-Air-Source) | 4TWL9048A1 |  |  | TEM6B0C60H51+TDR+RP |  | 48500 | 19 |  | 12.5 | 11 |  | 42000 | 30600 | 72.86% | [8 empty] | Residential | 1010 | No | 4.04
207820925 | Central Heat Pump | TRANE | HRCU-A-CB (Split System: Heat Pump with Remote Outdoor Unit-Air-Source) | 4TWL9048A1 |  |  | TEM8B0C60V51+TDR |  | 48500 | 19 |  | 12.5 | 11 |  | 42000 | 31200 | 74.29% | 48500 | 19 | 12 | 9 | 43000 |  |  |  | Residential | 1010 | No | 4.04
209559372 | Central Heat Pump | TRANE | HRCU-A-CB (Split System: Heat Pump with Remote Outdoor Unit-Air-Source) | 4TWL9036A1 |  |  | 4TXCC009DS3 | S9V2C100U4VSA+RP | 37400 | 18 |  | 12.5 | 10 |  | 32800 | 23000 | 70.12% | 37200 | 17.5 | 12 | 8.7 | 33200 |  |  |  | Residential | 775 | No | 3.1
207526256 | Central Heat Pump | TRANE | HRCU-A-CB (Split System: Heat Pump with Remote Outdoor Unit-Air-Source) | 4TWV8X36A1 |  |  | 4PX*CU36BS3 | *UD2C100ACV5 | 35000 | 18 |  | 12.5 | 10 |  | 31800 | 26000 | 81.76% | 34200 | 18 | 11.7 | 8.2 | 31000 |  |  |  | Residential | 712.5 | No | 2.85
205041284 | Central Heat Pump | YORK | HRCU-A-CB (Split System: Heat Pump with Remote Outdoor Unit-Air-Source) | YZT36B21 |  |  | CU60CXA2+TXV | YPLC100C20MP13 | 35800 | 18 |  | 14 | 10 |  | 35000 | 22400 | 64% | [8 empty] | Residential | 745 | No | 2.98
205041285 | Central Heat Pump | YORK | HRCU-A-CB (Split System: Heat Pump with Remote Outdoor Unit-Air-Source) | YZT36B21 |  |  | CU60CXA2+TXV | YPLC120C20MP13 | 35800 | 18 |  | 14 | 10 |  | 35000 | 22400 | 64% | [8 empty] | Residential | 745 | No | 2.98
205041286 | Central Heat Pump | YORK | HRCU-A-CB (Split System: Heat Pump with Remote Outdoor Unit-Air-Source) | YZT36B21 |  |  | CU60DXA2+TXV | TM8V100C16MP12 | 35800 | 18 |  | 14 | 10 |  | 35200 | 22400 | 63.64% | [8 empty] | Residential | 745 | No | 2.98
205041287 | Central Heat Pump | YORK | HRCU-A-CB (Split System: Heat Pump with Remote Outdoor Unit-Air-Source) | YZT36B21 |  |  | CU60DXA2+TXV | TM8V080C16MP12 | 35800 | 18 |  | 14 | 10 |  | 35200 | 22400 | 63.64% | [8 empty] | Residential | 745 | No | 2.98
205041289 | Central Heat Pump | YORK | HRCU-A-CB (Split System: Heat Pump with Remote Outdoor Unit-Air-Source) | YZT36B21 |  |  | CU60DXA2+TXV | TMLV100C16MP12 | 35800 | 18 |  | 14 | 10 |  | 35200 | 22400 | 63.64% | [8 empty] | Residential | 745 | No | 2.98
205041290 | Central Heat Pump | YORK | HRCU-A-CB (Split System: Heat Pump with Remote Outdoor Unit-Air-Source) | YZT36B21 |  |  | CU60DXA2+TXV | TPLC080C16MP13 | 35800 | 18 |  | 14 | 10 |  | 35200 | 22400 | 63.64% | [8 empty] | Residential | 745 | No | 2.98
205041291 | Central Heat Pump | YORK | HRCU-A-CB (Split System: Heat Pump with Remote Outdoor Unit-Air-Source) | YZT36B21 |  |  | CU60DXA2+TXV | TPLC100C16MP13 | 35800 | 18 |  | 14 | 10 |  | 35200 | 22400 | 63.64% | [8 empty] | Residential | 745 | No | 2.98
205041292 | Central Heat Pump | YORK | HRCU-A-CB (Split System: Heat Pump with Remote Outdoor Unit-Air-Source) | YZT36B21 |  |  | CU60DXA2+TXV | YPLC080C16MP13 | 35800 | 18 |  | 14 | 10 |  | 35200 | 22400 | 63.64% | [8 empty] | Residential | 745 | No | 2.98
205041293 | Central Heat Pump | YORK | HRCU-A-CB (Split System: Heat Pump with Remote Outdoor Unit-Air-Source) | YZT36B21 |  |  | CU60DXA2+TXV | YPLC100C16MP13 | 35800 | 18 |  | 14 | 10 |  | 35200 | 22400 | 63.64% | [8 empty] | Residential | 745 | No | 2.98
205041294 | Central Heat Pump | YORK | HRCU-A-CB (Split System: Heat Pump with Remote Outdoor Unit-Air-Source) | YZT36B21 |  |  | CU60CXA2+TXV | TM8V100C16MP12 | 35600 | 18 |  | 14 | 10 |  | 35200 | 22400 | 63.64% | [8 empty] | Residential | 742.5 | No | 2.97
206790609 | Central Heat Pump | BRYANT HEATING AND COOLING SYSTEMS | HRCU-A-CB (Split System: Heat Pump with Remote Outdoor Unit-Air-Source) | 284ANV048*0**B* |  |  | CAP**6124AL*+UI | 987MB66120C24*** | 46000 | 21 |  | 12.5 | 11 |  | 46500 | 43500 | 93.55% | 45500 | 21 | 11.7 | 9 | 46000 |  |  |  | Residential | 947.5 | No | 3.79
206790614 | Central Heat Pump | BRYANT HEATING AND COOLING SYSTEMS | HRCU-A-CB (Split System: Heat Pump with Remote Outdoor Unit-Air-Source) | 284ANV048*0**B* |  |  | CSPH*6012AL*+UI | 987MB66100C21*** | 45500 | 20 |  | 12.5 | 10 |  | 46500 | 43000 | 92.47% | 45000 | 20.5 | 11.7 | 8.5 | 46000 |  |  |  | Residential | 937.5 | No | 3.75
206790615 | Central Heat Pump | BRYANT HEATING AND COOLING SYSTEMS | HRCU-A-CB (Split System: Heat Pump with Remote Outdoor Unit-Air-Source) | 284ANV048*0**B* |  |  | CSPH*6012AL*+UI | 987MB66120C24*** | 45500 | 20 |  | 12.5 | 10 |  | 46500 | 43500 | 93.55% | 45000 | 20 | 11.7 | 8.5 | 46000 |  |  |  | Residential | 937.5 | No | 3.75
205273716 | Central Heat Pump | BRYANT HEATING AND COOLING SYSTEMS | HRCU-A-CB (Split System: Heat Pump with Remote Outdoor Unit-Air-Source) | 284ANV024*0**A* |  |  | FE4ANF002L+UI |  | 23400 | 22 |  | 14 | 12 |  | 24000 | 24400 | 101.7% | [8 empty] | Residential | 487.5 | No | 1.95
205273717 | Central Heat Pump | BRYANT HEATING AND COOLING SYSTEMS | HRCU-A-CB (Split System: Heat Pump with Remote Outdoor Unit-Air-Source) | 284ANV024*0**A* |  |  | FE4AN(B,F)003L+UI |  | 23400 | 22 |  | 14.5 | 12 |  | 24000 | 24200 | 100.8% | [8 empty] | Residential | 487.5 | No | 1.95
205273718 | Central Heat Pump | BRYANT HEATING AND COOLING SYSTEMS | HRCU-A-CB (Split System: Heat Pump with Remote Outdoor Unit-Air-Source) | 284ANV024*0**A* |  |  | FE4AN(B,F)005L+UI |  | 24000 | 24 |  | 15 | 13 |  | 24000 | 23600 | 98.33% | [8 empty] | Residential | 500 | No | 2
206790617 | Central Heat Pump | BRYANT HEATING AND COOLING SYSTEMS | HRCU-A-CB (Split System: Heat Pump with Remote Outdoor Unit-Air-Source) | 284ANV048*0**B* |  |  | CAP**4824AL*+UI | 986TC66120C24*** | 44000 | 21 |  | 12.5 | 10.5 |  | 47000 | 43500 | 92.55% | 44000 | 21 | 11.7 | 9 | 46500 |  |  |  | Residential | 917.5 | No | 3.67
206790619 | Central Heat Pump | BRYANT HEATING AND COOLING SYSTEMS | HRCU-A-CB (Split System: Heat Pump with Remote Outdoor Unit-Air-Source) | 284ANV048*0**B* |  |  | CAP**6024AL*+UI | 986TC66120C24*** | 45000 | 21 |  | 12.5 | 10.5 |  | 46500 | 43000 | 92.47% | 44500 | 21.5 | 12 | 9 | 46000 |  |  |  | Residential | 927.5 | No | 3.71
206790621 | Central Heat Pump | BRYANT HEATING AND COOLING SYSTEMS | HRCU-A-CB (Split System: Heat Pump with Remote Outdoor Unit-Air-Source) | 284ANV048*0**B* |  |  | CAP**6121AL*+UI | 986TC66100C21*** | 46000 | 21 |  | 12.5 | 11 |  | 46500 | 43500 | 93.55% | 45500 | 21 | 12 | 9 | 46000 |  |  |  | Residential | 947.5 | No | 3.79
206192236 | Central Heat Pump | Liberty Heating & Air Conditioning | HRCU-A-CB (Split System: Heat Pump with Remote Outdoor Unit-Air-Source) | AVZC200361A* |  |  | CA*F3743*6D*+TXV | G*VS800805CUA* | 35400 | 20 |  | 13.5 | 10 |  | 35000 | 18200 | 52% | [8 empty] | Residential | 737.5 | No | 2.95
206192275 | Central Heat Pump | Liberty Heating & Air Conditioning | HRCU-A-CB (Split System: Heat Pump with Remote Outdoor Unit-Air-Source) | AVZC200241A* |  |  | CA*F3137*6A*+TXV | G*VC800604B*A* | 23400 | 20 |  | 13 | 10 |  | 23600 | 13000 | 55.08% | [8 empty] | Residential | 487.5 | No | 1.95
206192276 | Central Heat Pump | Liberty Heating & Air Conditioning | HRCU-A-CB (Split System: Heat Pump with Remote Outdoor Unit-Air-Source) | AVZC200241A* |  |  | CA*F3137*6A*+TXV | G*VC960403BNB* | 23200 | 20 |  | 13 | 10 |  | 23600 | 13000 | 55.08% | [8 empty] | Residential | 482.5 | No | 1.93
206192277 | Central Heat Pump | Liberty Heating & Air Conditioning | HRCU-A-CB (Split System: Heat Pump with Remote Outdoor Unit-Air-Source) | AVZC200241A* |  |  | CA*F3137*6A*+TXV | G*VC960603BNB* | 23400 | 20 |  | 13 | 10 |  | 23600 | 13000 | 55.08% | [8 empty] | Residential | 487.5 | No | 1.95
206192278 | Central Heat Pump | Liberty Heating & Air Conditioning | HRCU-A-CB (Split System: Heat Pump with Remote Outdoor Unit-Air-Source) | AVZC200241A* |  |  | CA*F3137*6A*+TXV | G*VC960803BNB* | 23200 | 20 |  | 13 | 10 |  | 23600 | 13000 | 55.08% | [8 empty] | Residential | 482.5 | No | 1.93
206192288 | Central Heat Pump | Liberty Heating & Air Conditioning | HRCU-A-CB (Split System: Heat Pump with Remote Outdoor Unit-Air-Source) | AVZC200241A* |  |  | CA*F3642*6D*+TXV | G*VC960804CNB* | 23200 | 20 |  | 13 | 10 |  | 23400 | 13000 | 55.56% | [8 empty] | Residential | 482.5 | No | 1.93
206192289 | Central Heat Pump | Liberty Heating & Air Conditioning | HRCU-A-CB (Split System: Heat Pump with Remote Outdoor Unit-Air-Source) | AVZC200241A* |  |  | CA*F3743*6D*+TXV | G*VC800604B*A* | 23400 | 20 |  | 13 | 10 |  | 23600 | 13000 | 55.08% | [8 empty] | Residential | 487.5 | No | 1.95
206192290 | Central Heat Pump | Liberty Heating & Air Conditioning | HRCU-A-CB (Split System: Heat Pump with Remote Outdoor Unit-Air-Source) | AVZC200241A* |  |  | CA*F3743*6D*+TXV | G*VC960403BNB* | 23200 | 20 |  | 13 | 10 |  | 23800 | 13000 | 54.62% | [8 empty] | Residential | 482.5 | No | 1.93
206192291 | Central Heat Pump | Liberty Heating & Air Conditioning | HRCU-A-CB (Split System: Heat Pump with Remote Outdoor Unit-Air-Source) | AVZC200241A* |  |  | CA*F3743*6D*+TXV | G*VC960603BNB* | 23400 | 20 |  | 13 | 10 |  | 23800 | 13000 | 54.62% | [8 empty] | Residential | 487.5 | No | 1.95
205046236 | Central Heat Pump | CHAMPION HEATING AND COOLING | HRCU-A-CB (Split System: Heat Pump with Remote Outdoor Unit-Air-Source) | HL19B3621 |  |  | CU60CXA2+TXV | TPLC080C16MP13 | 35600 | 18 |  | 14 | 10 |  | 35200 | 22400 | 63.64% | [8 empty] | Residential | 742.5 | No | 2.97
205046239 | Central Heat Pump | CHAMPION HEATING AND COOLING | HRCU-A-CB (Split System: Heat Pump with Remote Outdoor Unit-Air-Source) | HL19B3621 |  |  | CU60CXA2+TXV | TPLC100C16MP13 | 35600 | 18 |  | 14 | 10 |  | 35200 | 22400 | 63.64% | [8 empty] | Residential | 742.5 | No | 2.97
205046716 | Central Heat Pump | CHAMPION HEATING AND COOLING | HRCU-A-CB (Split System: Heat Pump with Remote Outdoor Unit-Air-Source) | HL19B3621 |  |  | CM60DXA2+TXV | TM9V100C20MP12 | 36000 | 19 |  | 14 | 10 |  | 35400 | 22400 | 63.28% | [8 empty] | Residential | 750 | No | 3
205046720 | Central Heat Pump | CHAMPION HEATING AND COOLING | HRCU-A-CB (Split System: Heat Pump with Remote Outdoor Unit-Air-Source) | HL19B3621 |  |  | CU60DXA2+TXV | TM9V100C20MP12 | 36000 | 19 |  | 14 | 10 |  | 35400 | 22400 | 63.28% | [8 empty] | Residential | 750 | No | 3
205046724 | Central Heat Pump | CHAMPION HEATING AND COOLING | HRCU-A-CB (Split System: Heat Pump with Remote Outdoor Unit-Air-Source) | HL19B3621 |  |  | CM60DXA2+TXV | TP9C100C20MP13 | 36000 | 19 |  | 14 | 10 |  | 35400 | 22400 | 63.28% | [8 empty] | Residential | 750 | No | 3
205046728 | Central Heat Pump | CHAMPION HEATING AND COOLING | HRCU-A-CB (Split System: Heat Pump with Remote Outdoor Unit-Air-Source) | HL19B3621 |  |  | CU60DXA2+TXV | TP9C100C20MP13 | 36000 | 19 |  | 14 | 10 |  | 35400 | 22400 | 63.28% | [8 empty] | Residential | 750 | No | 3
205046736 | Central Heat Pump | CHAMPION HEATING AND COOLING | HRCU-A-CB (Split System: Heat Pump with Remote Outdoor Unit-Air-Source) | HL19B3621 |  |  | CM60CXA2+TXV | TM9V100C20MP12 | 36000 | 19 |  | 14 | 10 |  | 35400 | 22400 | 63.28% | [8 empty] | Residential | 750 | No | 3
205046740 | Central Heat Pump | CHAMPION HEATING AND COOLING | HRCU-A-CB (Split System: Heat Pump with Remote Outdoor Unit-Air-Source) | HL19B3621 |  |  | CM60CXA2+TXV | TP9C100C20MP13 | 36000 | 19 |  | 14 | 10 |  | 35400 | 22400 | 63.28% | [8 empty] | Residential | 750 | No | 3
205046776 | Central Heat Pump | CHAMPION HEATING AND COOLING | HRCU-A-CB (Split System: Heat Pump with Remote Outdoor Unit-Air-Source) | HL19B3621 |  |  | CM60DXA2+TXV | TM9V080C16MP12 | 35800 | 18 |  | 14 | 10 |  | 35400 | 22400 | 63.28% | [8 empty] | Residential | 745 | No | 2.98
205046780 | Central Heat Pump | CHAMPION HEATING AND COOLING | HRCU-A-CB (Split System: Heat Pump with Remote Outdoor Unit-Air-Source) | HL19B3621 |  |  | CU60DXA2+TXV | TM9V080C16MP12 | 35800 | 18 |  | 14 | 10 |  | 35400 | 22400 | 63.28% | [8 empty] | Residential | 745 | No | 2.98
207590834 | Central Heat Pump | AMERICAN STANDARD | HRCU-A-CB (Split System: Heat Pump with Remote Outdoor Unit-Air-Source) | 4A6V8X36A1 |  |  | TAM9A0B30V31 |  | 34400 | 18 |  | 12.5 | 10 |  | 32000 | 26200 | 81.88% | 34000 | 18 | 12 | 8.5 | 31600 |  |  |  | Residential | 707.5 | No | 2.83
207590835 | Central Heat Pump | AMERICAN STANDARD | HRCU-A-CB (Split System: Heat Pump with Remote Outdoor Unit-Air-Source) | 4A6V8X48A1 |  |  | TAM9A0C42V41 |  | 46500 | 18 |  | 12.5 | 10 |  | 41500 | 35200 | 84.82% | 45500 | 18 | 11.7 | 8.5 | 41000 |  |  |  | Residential | 947.5 | No | 3.79
207599970 | Central Heat Pump | AMERICAN STANDARD | HRCU-A-CB (Split System: Heat Pump with Remote Outdoor Unit-Air-Source) | 4A6V8X48A1 |  |  | 4PX*CU48BS3 | S9V2C100U4PSB+RP | 46500 | 18 |  | 12.5 | 10 |  | 42500 | 37400 | 88% | 45500 | 18 | 11.5 | 8.5 | 43500 |  |  |  | Residential | 947.5 | No | 3.79
207599971 | Central Heat Pump | AMERICAN STANDARD | HRCU-A-CB (Split System: Heat Pump with Remote Outdoor Unit-Air-Source) | 4A6V8X48A1 |  |  | 4PX*DU60BS3 | S9V2C100U5PSB+RP | 46000 | 18 |  | 12.5 | 10 |  | 42000 | 35800 | 85.24% | 45500 | 18 | 11.7 | 8.5 | 42000 |  |  |  | Residential | 947.5 | No | 3.79
207599975 | Central Heat Pump | AMERICAN STANDARD | HRCU-A-CB (Split System: Heat Pump with Remote Outdoor Unit-Air-Source) | 4A6V8X48A1 |  |  | 4TXCC007DS3 | S9V2C100U4PSB+RP | 46500 | 18 |  | 12.5 | 10 |  | 42500 | 37400 | 88% | 45500 | 18 | 11.5 | 8.5 | 43500 |  |  |  | Residential | 947.5 | No | 3.79
207599980 | Central Heat Pump | AMERICAN STANDARD | HRCU-A-CB (Split System: Heat Pump with Remote Outdoor Unit-Air-Source) | 4A6V8X48A1 |  |  | 4TXCD010DS3 | S9V2C100U5PSB+RP | 46000 | 18 |  | 12.5 | 10 |  | 42000 | 35800 | 85.24% | 45500 | 18 | 11.7 | 8.5 | 42000 |  |  |  | Residential | 947.5 | No | 3.79
207690048 | Central Heat Pump | AMERICAN STANDARD | HRCU-A-CB (Split System: Heat Pump with Remote Outdoor Unit-Air-Source) | 4A6V0X36A1 |  |  | TAMXA0C36V31 |  | 35000 | 19.75 |  | 13.5 | 10 |  | 33400 | 25200 | 75.45% | [8 empty] | Residential | 730 | No | 2.92
207690049 | Central Heat Pump | AMERICAN STANDARD | HRCU-A-CB (Split System: Heat Pump with Remote Outdoor Unit-Air-Source) | 4A6V0X36A1 |  |  | TAMXA0C42V41 |  | 35600 | 21 |  | 13.5 | 10 |  | 33600 | 24800 | 73.81% | [8 empty] | Residential | 742.5 | No | 2.97
207690050 | Central Heat Pump | AMERICAN STANDARD | HRCU-A-CB (Split System: Heat Pump with Remote Outdoor Unit-Air-Source) | 4A6V0X48A1 |  |  | TAMXA0C48V41 |  | 47000 | 19.25 |  | 12.5 | 10 |  | 42500 | 34000 | 80% | [8 empty] | Residential | 980 | No | 3.92
207690051 | Central Heat Pump | AMERICAN STANDARD | HRCU-A-CB (Split System: Heat Pump with Remote Outdoor Unit-Air-Source) | 4A6V0X48A1 |  |  | TAMXA0C60V51 |  | 46500 | 19.5 |  | 12.5 | 10 |  | 43000 | 35600 | 82.79% | [8 empty] | Residential | 970 | No | 3.88
206790622 | Central Heat Pump | BRYANT HEATING AND COOLING SYSTEMS | HRCU-A-CB (Split System: Heat Pump with Remote Outdoor Unit-Air-Source) | 284ANV048*0**B* |  |  | CAP**6124AL*+UI | 986TC66120C24*** | 46000 | 21 |  | 12.5 | 11 |  | 46500 | 43000 | 92.47% | 45500 | 21.5 | 12.3 | 9 | 46000 |  |  |  | Residential | 947.5 | No | 3.79
206790627 | Central Heat Pump | BRYANT HEATING AND COOLING SYSTEMS | HRCU-A-CB (Split System: Heat Pump with Remote Outdoor Unit-Air-Source) | 284ANV048*0**B* |  |  | CSPH*6012AL*+UI | 986TC66120C24*** | 45500 | 21 |  | 12.5 | 10 |  | 46500 | 43000 | 92.47% | 45000 | 20.5 | 12 | 8.5 | 46000 |  |  |  | Residential | 937.5 | No | 3.75
206790629 | Central Heat Pump | BRYANT HEATING AND COOLING SYSTEMS | HRCU-A-CB (Split System: Heat Pump with Remote Outdoor Unit-Air-Source) | 284ANV048*0**B* |  |  | CSPH*6012AL*+UI | 986TC66100C21*** | 45500 | 20 |  | 12.5 | 10 |  | 42500 | 43000 | 101.2% | 45000 | 20.5 | 11.7 | 8.5 | 46000 |  |  |  | Residential | 937.5 | No | 3.75
206790635 | Central Heat Pump | BRYANT HEATING AND COOLING SYSTEMS | HRCU-A-CB (Split System: Heat Pump with Remote Outdoor Unit-Air-Source) | 284ANV048*0**B* |  |  | CAP**6024AL*+UI | 83*CA60100C21*** | 45000 | 21 |  | 12.5 | 11 |  | 46500 | 43500 | 93.55% | 44500 | 21 | 11.7 | 9 | 46000 |  |  |  | Residential | 927.5 | No | 3.71
206790639 | Central Heat Pump | BRYANT HEATING AND COOLING SYSTEMS | HRCU-A-CB (Split System: Heat Pump with Remote Outdoor Unit-Air-Source) | 284ANV048*0**B* |  |  | CAP**6124AL*+UI | 83*CA60100C21*** | 46000 | 21 |  | 12.5 | 11 |  | 46500 | 43500 | 93.55% | 45500 | 21.5 | 12 | 9 | 46000 |  |  |  | Residential | 947.5 | No | 3.79
206790649 | Central Heat Pump | BRYANT HEATING AND COOLING SYSTEMS | HRCU-A-CB (Split System: Heat Pump with Remote Outdoor Unit-Air-Source) | 284ANV048*0**B* |  |  | CAP**6024AL*+UI | 935CA66100C21*** | 45000 | 21 |  | 12.5 | 11 |  | 45500 | 43000 | 94.51% | 45000 | 21.5 | 12 | 9 | 45500 |  |  |  | Residential | 937.5 | No | 3.75
206790650 | Central Heat Pump | BRYANT HEATING AND COOLING SYSTEMS | HRCU-A-CB (Split System: Heat Pump with Remote Outdoor Unit-Air-Source) | 284ANV048*0**B* |  |  | CAP**6121AL*+UI | 935CA60080C21*** | 46000 | 21 |  | 12.5 | 11 |  | 46000 | 43500 | 94.57% | 45500 | 21 | 12 | 9 | 46000 |  |  |  | Residential | 947.5 | No | 3.79
206790651 | Central Heat Pump | BRYANT HEATING AND COOLING SYSTEMS | HRCU-A-CB (Split System: Heat Pump with Remote Outdoor Unit-Air-Source) | 284ANV048*0**B* |  |  | CAP**6121AL*+UI | 935CA66100C21*** | 46000 | 21 |  | 12.5 | 11 |  | 46000 | 43000 | 93.48% | 45500 | 21.5 | 12.3 | 9 | 46000 |  |  |  | Residential | 947.5 | No | 3.79
205041295 | Central Heat Pump | YORK | HRCU-A-CB (Split System: Heat Pump with Remote Outdoor Unit-Air-Source) | YZT36B21 |  |  | CU60CXA2+TXV | TM8V080C16MP12 | 35600 | 18 |  | 14 | 10 |  | 35200 | 22400 | 63.64% | [8 empty] | Residential | 742.5 | No | 2.97
205041297 | Central Heat Pump | YORK | HRCU-A-CB (Split System: Heat Pump with Remote Outdoor Unit-Air-Source) | YZT36B21 |  |  | CU60CXA2+TXV | TMLV100C16MP12 | 35600 | 18 |  | 14 | 10 |  | 35200 | 22400 | 63.64% | [8 empty] | Residential | 742.5 | No | 2.97
205041298 | Central Heat Pump | YORK | HRCU-A-CB (Split System: Heat Pump with Remote Outdoor Unit-Air-Source) | YZT36B21 |  |  | CU60CXA2+TXV | TPLC080C16MP13 | 35600 | 18 |  | 14 | 10 |  | 35200 | 22400 | 63.64% | [8 empty] | Residential | 742.5 | No | 2.97
205041299 | Central Heat Pump | YORK | HRCU-A-CB (Split System: Heat Pump with Remote Outdoor Unit-Air-Source) | YZT36B21 |  |  | CU60CXA2+TXV | TPLC100C16MP13 | 35600 | 18 |  | 14 | 10 |  | 35200 | 22400 | 63.64% | [8 empty] | Residential | 742.5 | No | 2.97
205041300 | Central Heat Pump | YORK | HRCU-A-CB (Split System: Heat Pump with Remote Outdoor Unit-Air-Source) | YZT36B21 |  |  | CU60CXA2+TXV | YPLC080C16MP13 | 35600 | 18 |  | 14 | 10 |  | 35200 | 22400 | 63.64% | [8 empty] | Residential | 742.5 | No | 2.97
10309023 | Central Heat Pump | YORK | HRCU-A-CB (Split System: Heat Pump with Remote Outdoor Unit-Air-Source) | YZV48B21 |  |  | AVV50DE321+CC |  | 45000 | 20.5 |  | 12.6 | 10.4 |  | 60000 | 44000 | 73.33% | [8 empty] | Residential | 937.5 | No | 3.75
10524887 | Central Heat Pump | YORK | HRCU-A-CB (Split System: Heat Pump with Remote Outdoor Unit-Air-Source) | YZV24B21 |  |  | CM25BE1A1+CC | TM8V080B12MP12 | 24000 | 20.5 |  | 13.75 | 10.25 |  | 32600 | 22400 | 68.71% | [8 empty] | Residential | 500 | No | 2
10524888 | Central Heat Pump | YORK | HRCU-A-CB (Split System: Heat Pump with Remote Outdoor Unit-Air-Source) | YZV24B21 |  |  | CM25BE1A1+CC | TM9V060B12MP12 | 24000 | 20.5 |  | 13.75 | 10.25 |  | 32600 | 21200 | 65.03% | [8 empty] | Residential | 500 | No | 2
10524889 | Central Heat Pump | YORK | HRCU-A-CB (Split System: Heat Pump with Remote Outdoor Unit-Air-Source) | YZV24B21 |  |  | CM25BE1A1+CC | TM9V080B12MP12 | 24000 | 20.75 |  | 14 | 10.25 |  | 32800 | 22400 | 68.29% | [8 empty] | Residential | 500 | No | 2
10524891 | Central Heat Pump | YORK | HRCU-A-CB (Split System: Heat Pump with Remote Outdoor Unit-Air-Source) | YZV24B21 |  |  | CM25BE1A1+CC | TP9C060B12MP13 | 24000 | 20.5 |  | 13.75 | 10.25 |  | 32600 | 21200 | 65.03% | [8 empty] | Residential | 500 | No | 2
206192292 | Central Heat Pump | Liberty Heating & Air Conditioning | HRCU-A-CB (Split System: Heat Pump with Remote Outdoor Unit-Air-Source) | AVZC200241A* |  |  | CA*F3743*6D*+TXV | G*VC960803BNB* | 23200 | 20 |  | 13 | 10 |  | 23800 | 13000 | 54.62% | [8 empty] | Residential | 482.5 | No | 1.93
206192293 | Central Heat Pump | Liberty Heating & Air Conditioning | HRCU-A-CB (Split System: Heat Pump with Remote Outdoor Unit-Air-Source) | AVZC200241A* |  |  | CA*F3743*6D*+TXV | G*VC960804CNB* | 23400 | 20 |  | 13 | 10 |  | 23800 | 13000 | 54.62% | [8 empty] | Residential | 487.5 | No | 1.95
206192298 | Central Heat Pump | Liberty Heating & Air Conditioning | HRCU-A-CB (Split System: Heat Pump with Remote Outdoor Unit-Air-Source) | AVZC200241A* |  |  | CSCF3642N6D*+TXV | G*VC800604B*A* | 23600 | 20 |  | 13 | 10 |  | 23600 | 13000 | 55.08% | [8 empty] | Residential | 492.5 | No | 1.97
206192299 | Central Heat Pump | Liberty Heating & Air Conditioning | HRCU-A-CB (Split System: Heat Pump with Remote Outdoor Unit-Air-Source) | AVZC200241A* |  |  | CSCF3642N6D*+TXV | G*VC960403BNB* | 23400 | 20 |  | 13 | 10 |  | 23800 | 13000 | 54.62% | [8 empty] | Residential | 487.5 | No | 1.95
206192300 | Central Heat Pump | Liberty Heating & Air Conditioning | HRCU-A-CB (Split System: Heat Pump with Remote Outdoor Unit-Air-Source) | AVZC200241A* |  |  | CSCF3642N6D*+TXV | G*VC960603BNB* | 23400 | 20 |  | 13 | 10 |  | 23800 | 13000 | 54.62% | [8 empty] | Residential | 487.5 | No | 1.95
206192301 | Central Heat Pump | Liberty Heating & Air Conditioning | HRCU-A-CB (Split System: Heat Pump with Remote Outdoor Unit-Air-Source) | AVZC200241A* |  |  | CSCF3642N6D*+TXV | G*VC960803BNB* | 23400 | 20 |  | 13 | 10 |  | 23800 | 13000 | 54.62% | [8 empty] | Residential | 487.5 | No | 1.95
206192302 | Central Heat Pump | Liberty Heating & Air Conditioning | HRCU-A-CB (Split System: Heat Pump with Remote Outdoor Unit-Air-Source) | AVZC200241A* |  |  | CSCF3642N6D*+TXV | G*VC960804CNB* | 23400 | 20 |  | 13 | 10 |  | 23800 | 13000 | 54.62% | [8 empty] | Residential | 487.5 | No | 1.95
206192303 | Central Heat Pump | Liberty Heating & Air Conditioning | HRCU-A-CB (Split System: Heat Pump with Remote Outdoor Unit-Air-Source) | AVZC200241A* |  |  | CSCF3642N6D*+TXV | G*VM970603BNB* | 23400 | 20 |  | 13 | 10 |  | 23800 | 13000 | 54.62% | [8 empty] | Residential | 487.5 | No | 1.95
206192304 | Central Heat Pump | Liberty Heating & Air Conditioning | HRCU-A-CB (Split System: Heat Pump with Remote Outdoor Unit-Air-Source) | AVZC200241A* |  |  | CSCF3642N6D*+TXV | G*VM970803BNB* | 23400 | 20 |  | 13 | 10 |  | 23800 | 13000 | 54.62% | [8 empty] | Residential | 487.5 | No | 1.95
205046784 | Central Heat Pump | CHAMPION HEATING AND COOLING | HRCU-A-CB (Split System: Heat Pump with Remote Outdoor Unit-Air-Source) | HL19B3621 |  |  | CM60DXA2+TXV | TP9C080C16MP13 | 35800 | 18 |  | 14 | 10 |  | 35400 | 22400 | 63.28% | [8 empty] | Residential | 745 | No | 2.98
202183767 | Central Heat Pump | CHAMPION HEATING AND COOLING | HRCU-A-CB (Split System: Heat Pump with Remote Outdoor Unit-Air-Source) | HL19B2421 |  |  | AVC36CX21+TXV |  | 24000 | 19 |  | 15 | 10 |  | 22200 | 13700 | 61.71% | [8 empty] | Residential | 500 | No | 2
202183775 | Central Heat Pump | CHAMPION HEATING AND COOLING | HRCU-A-CB (Split System: Heat Pump with Remote Outdoor Unit-Air-Source) | HL19B2421 |  |  | AE36CX21+TXV |  | 24000 | 19 |  | 15 | 10 |  | 22600 | 14100 | 62.39% | [8 empty] | Residential | 500 | No | 2
204333567 | Central Heat Pump | CHAMPION HEATING AND COOLING | HRCU-A-CB (Split System: Heat Pump with Remote Outdoor Unit-Air-Source) | HL20B2421 |  |  | CM25BE1A1+MVC12BN21+CC |  | 24000 | 20.75 |  | 14 | 10.5 |  | 32600 | 22400 | 68.71% | [8 empty] | Residential | 500 | No | 2
204333950 | Central Heat Pump | CHAMPION HEATING AND COOLING | HRCU-A-CB (Split System: Heat Pump with Remote Outdoor Unit-Air-Source) | HL20B4821 |  |  | CM50DE3A1+MVC20DN21+CC |  | 45000 | 21 |  | 13.5 | 10.5 |  | 43000 | 42500 | 98.84% | [8 empty] | Residential | 937.5 | No | 3.75
204333956 | Central Heat Pump | CHAMPION HEATING AND COOLING | HRCU-A-CB (Split System: Heat Pump with Remote Outdoor Unit-Air-Source) | HL20B4821 |  |  | CM50CE3A1+MVC16CN21+CC |  | 45000 | 20.75 |  | 12.75 | 10.4 |  | 43500 | 43500 | 100% | [8 empty] | Residential | 937.5 | No | 3.75
204333970 | Central Heat Pump | CHAMPION HEATING AND COOLING | HRCU-A-CB (Split System: Heat Pump with Remote Outdoor Unit-Air-Source) | HL20B4821 |  |  | CM50CE3A1+CC | TM8V100C16MP12 | 45000 | 20 |  | 12.5 | 10 |  | 44500 | 44000 | 98.88% | [8 empty] | Residential | 937.5 | No | 3.75
204333978 | Central Heat Pump | CHAMPION HEATING AND COOLING | HRCU-A-CB (Split System: Heat Pump with Remote Outdoor Unit-Air-Source) | HL20B4821 |  |  | CM50CE3A1+CC | TM8V080C16MP12 | 45000 | 20 |  | 12.5 | 10 |  | 44500 | 44000 | 98.88% | [8 empty] | Residential | 937.5 | No | 3.75
204333992 | Central Heat Pump | CHAMPION HEATING AND COOLING | HRCU-A-CB (Split System: Heat Pump with Remote Outdoor Unit-Air-Source) | HL20B4821 |  |  | CM50CE3A1+CC | TMLV100C16MP12 | 45000 | 20 |  | 12.5 | 10 |  | 44500 | 44000 | 98.88% | [8 empty] | Residential | 937.5 | No | 3.75
204333998 | Central Heat Pump | CHAMPION HEATING AND COOLING | HRCU-A-CB (Split System: Heat Pump with Remote Outdoor Unit-Air-Source) | HL20B4821 |  |  | CM50CE3A1+CC | TPLC080C16MP13 | 45000 | 20 |  | 12.5 | 10 |  | 44500 | 44000 | 98.88% | [8 empty] | Residential | 937.5 | No | 3.75
206790653 | Central Heat Pump | BRYANT HEATING AND COOLING SYSTEMS | HRCU-A-CB (Split System: Heat Pump with Remote Outdoor Unit-Air-Source) | 284ANV048*0**B* |  |  | CAP**6124AL*+UI | 935CA66100C21*** | 46000 | 21 |  | 12.5 | 10.5 |  | 45500 | 43000 | 94.51% | 45500 | 21.5 | 12.3 | 9 | 46000 |  |  |  | Residential | 947.5 | No | 3.79
206790655 | Central Heat Pump | BRYANT HEATING AND COOLING SYSTEMS | HRCU-A-CB (Split System: Heat Pump with Remote Outdoor Unit-Air-Source) | 284ANV048*0**B* |  |  | CSPH*6012AL*+UI | 935CA66100C21*** | 45500 | 20 |  | 12.5 | 10.5 |  | 45500 | 43000 | 94.51% | 45000 | 20.5 | 12.3 | 8.5 | 46000 |  |  |  | Residential | 937.5 | No | 3.75
206790657 | Central Heat Pump | BRYANT HEATING AND COOLING SYSTEMS | HRCU-A-CB (Split System: Heat Pump with Remote Outdoor Unit-Air-Source) | 284ANV048*0**B* |  |  | CAP**6024AL*+UI | 986TC66100C21*** | 45000 | 20 |  | 12.5 | 11 |  | 45500 | 43000 | 94.51% | 44500 | 21 | 12 | 9 | 46000 |  |  |  | Residential | 927.5 | No | 3.71
206790658 | Central Heat Pump | BRYANT HEATING AND COOLING SYSTEMS | HRCU-A-CB (Split System: Heat Pump with Remote Outdoor Unit-Air-Source) | 284ANV060*0**B* |  |  | FE4ANB006L+UI |  | 58500 | 21 |  | 13 | 11 |  | 59000 | 50000 | 84.75% | 58000 | 20.5 | 13 | 9 | 59500 |  |  |  | Residential | 1207.5 | No | 4.83
206790670 | Central Heat Pump | BRYANT HEATING AND COOLING SYSTEMS | HRCU-A-CB (Split System: Heat Pump with Remote Outdoor Unit-Air-Source) | 284ANV060*0**B* |  |  | CAP**6121AL*+UI | 88*TA60110C21*** | 58000 | 20 |  | 12.5 | 10 |  | 59000 | 51000 | 86.44% | 57500 | 19 | 12 | 8 | 60500 |  |  |  | Residential | 1197.5 | No | 4.79
206790673 | Central Heat Pump | BRYANT HEATING AND COOLING SYSTEMS | HRCU-A-CB (Split System: Heat Pump with Remote Outdoor Unit-Air-Source) | 284ANV060*0**B* |  |  | CAP**6124AL*+UI | 987MB66100C21*** | 58000 | 20 |  | 12.5 | 10.5 |  | 59000 | 51000 | 86.44% | 58000 | 19.5 | 12 | 8 | 60500 |  |  |  | Residential | 1207.5 | No | 4.83
206790676 | Central Heat Pump | BRYANT HEATING AND COOLING SYSTEMS | HRCU-A-CB (Split System: Heat Pump with Remote Outdoor Unit-Air-Source) | 284ANV060*0**B* |  |  | CAP**6124AL*+UI | 986TC66100C21*** | 58000 | 20 |  | 12.5 | 11 |  | 59000 | 51000 | 86.44% | 58000 | 19.5 | 12 | 8 | 60500 |  |  |  | Residential | 1207.5 | No | 4.83
206790677 | Central Heat Pump | BRYANT HEATING AND COOLING SYSTEMS | HRCU-A-CB (Split System: Heat Pump with Remote Outdoor Unit-Air-Source) | 284ANV060*0**B* |  |  | CAP**6124AL*+UI | 88*TA60110C21*** | 58000 | 20 |  | 12.5 | 10.5 |  | 59000 | 51000 | 86.44% | 58000 | 19.5 | 12 | 8 | 60500 |  |  |  | Residential | 1207.5 | No | 4.83
207690052 | Central Heat Pump | AMERICAN STANDARD | HRCU-A-CB (Split System: Heat Pump with Remote Outdoor Unit-Air-Source) | 4A6V0X60A1 |  |  | TAMXA0C60V51 |  | 54500 | 19 |  | 12.7 | 10 |  | 51500 | 48000 | 93.2% | [8 empty] | Residential | 1135 | No | 4.54
207690054 | Central Heat Pump | AMERICAN STANDARD | HRCU-A-CB (Split System: Heat Pump with Remote Outdoor Unit-Air-Source) | 4A6V8X36A1 |  |  | TAMXA0C36V31 |  | 35000 | 18 |  | 13 | 10 |  | 32200 | 25200 | 78.26% | [8 empty] | Residential | 730 | No | 2.92
207690055 | Central Heat Pump | AMERICAN STANDARD | HRCU-A-CB (Split System: Heat Pump with Remote Outdoor Unit-Air-Source) | 4A6V8X36A1 |  |  | TAMXA0C42V41 |  | 35800 | 18 |  | 12.5 | 10 |  | 28600 | 25400 | 88.81% | [8 empty] | Residential | 745 | No | 2.98
207690056 | Central Heat Pump | AMERICAN STANDARD | HRCU-A-CB (Split System: Heat Pump with Remote Outdoor Unit-Air-Source) | 4A6V8X48A1 |  |  | TAMXA0C48V41 |  | 47000 | 18 |  | 12.5 | 10 |  | 41000 | 34400 | 83.9% | [8 empty] | Residential | 980 | No | 3.92
207690057 | Central Heat Pump | AMERICAN STANDARD | HRCU-A-CB (Split System: Heat Pump with Remote Outdoor Unit-Air-Source) | 4A6V8X48A1 |  |  | TAMXA0C60V51 |  | 47000 | 18 |  | 12.5 | 10 |  | 40500 | 36200 | 89.38% | [8 empty] | Residential | 980 | No | 3.92
10511054 | Central Heat Pump | AMERICAN STANDARD | HRCU-A-CB (Split System: Heat Pump with Remote Outdoor Unit-Air-Source) | 4A6V8048A1 |  |  | 4PX*CU60BS3 | S9V2C080U5PSB+RP | 48000 | 18 |  | 12.5 | 10 |  | 45000 | 37200 | 82.67% | [8 empty] | Residential | 1000 | No | 4
10511055 | Central Heat Pump | AMERICAN STANDARD | HRCU-A-CB (Split System: Heat Pump with Remote Outdoor Unit-Air-Source) | 4A6V8048A1 |  |  | 4PX*CU60BS3 | S9V2C100U4PSB+RP | 47500 | 18 |  | 12.5 | 10 |  | 45000 | 37400 | 83.11% | [8 empty] | Residential | 990 | No | 3.96
10511056 | Central Heat Pump | AMERICAN STANDARD | HRCU-A-CB (Split System: Heat Pump with Remote Outdoor Unit-Air-Source) | 4A6V8048A1 |  |  | 4PX*CU60BS3 | S9V2C100U5PSB+RP | 48000 | 18 |  | 12.5 | 10 |  | 45000 | 37400 | 83.11% | [8 empty] | Residential | 1000 | No | 4
10511063 | Central Heat Pump | AMERICAN STANDARD | HRCU-A-CB (Split System: Heat Pump with Remote Outdoor Unit-Air-Source) | 4A6V8048A1 |  |  | 4PX*DU60BS3 | S9V2D120U5PSB+RP | 48000 | 18 |  | 12.5 | 10 |  | 45000 | 37200 | 82.67% | [8 empty] | Residential | 1000 | No | 4
10511064 | Central Heat Pump | AMERICAN STANDARD | HRCU-A-CB (Split System: Heat Pump with Remote Outdoor Unit-Air-Source) | 4A6V8048A1 |  |  | 4PX*DU60BS3 | S9V2C100U5PSB+RP | 46000 | 18 |  | 12.5 | 10 |  | 42000 | 36600 | 87.14% | [8 empty] | Residential | 957.5 | No | 3.83
207436245 | Central Heat Pump | LENNOX | HRCU-A-CB (Split System: Heat Pump with Remote Outdoor Unit-Air-Source) | SL25XPV-024-230A** |  |  | CX35-48B+TDR | SL280UH090XV48B* | 22600 | 21 |  | 14.5 | 10.4 |  | 21600 | 24200 | 112% | 22200 | 21 | 14.3 | 10.1 | 21600 | 20400 | 94.44% | 1.86 | Residential | 462.5 | Yes | 1.85 | Yes
207436246 | Central Heat Pump | LENNOX | HRCU-A-CB (Split System: Heat Pump with Remote Outdoor Unit-Air-Source) | SL25XPV-024-230A** |  |  | CX35-48B+TDR | SL297UH040NV36B* | 22600 | 22 |  | 14.5 | 10.6 |  | 21600 | 24200 | 112% | 22200 | 21.2 | 14 | 9.9 | 21600 | 20600 | 95.37% | 1.86 | Residential | 462.5 | Yes | 1.85 | Yes
207436247 | Central Heat Pump | LENNOX | HRCU-A-CB (Split System: Heat Pump with Remote Outdoor Unit-Air-Source) | SL25XPV-024-230A** |  |  | CX35-48B+TDR | SL297UH060NV36B* | 22600 | 22 |  | 14.5 | 10.4 |  | 21600 | 24200 | 112% | 22000 | 21 | 13.5 | 9.9 | 21600 | 20600 | 95.37% | 1.86 | Residential | 457.5 | Yes | 1.83 | Yes
207436248 | Central Heat Pump | LENNOX | HRCU-A-CB (Split System: Heat Pump with Remote Outdoor Unit-Air-Source) | SL25XPV-024-230A** |  |  | CX35-48B+TDR | SLP99UH070XV36B* | 22600 | 22 |  | 14.5 | 10.6 |  | 21600 | 24200 | 112% | 22000 | 21.6 | 13.5 | 10 | 21600 | 20600 | 95.37% | 1.86 | Residential | 457.5 | Yes | 1.83 | Yes
207436250 | Central Heat Pump | LENNOX | HRCU-A-CB (Split System: Heat Pump with Remote Outdoor Unit-Air-Source) | SL25XPV-036-230A** |  |  | C35-36A+TDR+TXV | SL280UH070V36A* | 34200 | 21.5 |  | 13.5 | 10 |  | 35800 | 33400 | 93.3% | 33200 | 21.6 | 12.5 | 8.5 | 35800 |  |  |  | Residential | 692.5 | No | 2.77 | No
207436251 | Central Heat Pump | LENNOX | HRCU-A-CB (Split System: Heat Pump with Remote Outdoor Unit-Air-Source) | SL25XPV-036-230A** |  |  | C35-36A+TDR+TXV | SL280UH070XV36A* | 34200 | 21.5 |  | 13.5 | 10 |  | 35800 | 33400 | 93.3% | 33200 | 21.6 | 12.5 | 8.5 | 35800 |  |  |  | Residential | 692.5 | No | 2.77 | No
207436252 | Central Heat Pump | LENNOX | HRCU-A-CB (Split System: Heat Pump with Remote Outdoor Unit-Air-Source) | SL25XPV-036-230A** |  |  | C35-36B+TDR+TXV | EL296UH045XV36B* | 34200 | 21.5 |  | 13.5 | 10 |  | 35800 | 33600 | 93.85% | 33200 | 21.6 | 12.5 | 8.5 | 35800 |  |  |  | Residential | 692.5 | No | 2.77 | No
207436253 | Central Heat Pump | LENNOX | HRCU-A-CB (Split System: Heat Pump with Remote Outdoor Unit-Air-Source) | SL25XPV-036-230A** |  |  | C35-36B+TDR+TXV | EL296UH070XV36B* | 34200 | 21.5 |  | 13.5 | 10 |  | 35800 | 33400 | 93.3% | 33200 | 21.8 | 13 | 8.5 | 35800 |  |  |  | Residential | 692.5 | No | 2.77 | No
204334006 | Central Heat Pump | CHAMPION HEATING AND COOLING | HRCU-A-CB (Split System: Heat Pump with Remote Outdoor Unit-Air-Source) | HL20B4821 |  |  | CM50CE3A1+CC | TPLC100C16MP13 | 45000 | 20 |  | 12.5 | 10 |  | 44500 | 44000 | 98.88% | [8 empty] | Residential | 937.5 | No | 3.75
204334020 | Central Heat Pump | CHAMPION HEATING AND COOLING | HRCU-A-CB (Split System: Heat Pump with Remote Outdoor Unit-Air-Source) | HL20B4821 |  |  | CM50CE3A1+CC | TM9V100C16MP12 | 45000 | 20 |  | 12.6 | 10 |  | 44000 | 44000 | 100% | [8 empty] | Residential | 937.5 | No | 3.75
204334027 | Central Heat Pump | CHAMPION HEATING AND COOLING | HRCU-A-CB (Split System: Heat Pump with Remote Outdoor Unit-Air-Source) | HL20B4821 |  |  | CM50CE3A1+CC | TP9C100C16MP13 | 45000 | 20 |  | 12.6 | 10 |  | 44000 | 44000 | 100% | [8 empty] | Residential | 937.5 | No | 3.75
205558115 | Central Heat Pump | CHAMPION HEATING AND COOLING | HRCU-A-CB (Split System: Heat Pump with Remote Outdoor Unit-Air-Source) | HL19B2421 |  |  | CF36CXA1+ME12CN21+TXV |  | 23800 | 19 |  | 15 | 10 |  | 22200 | 13700 | 61.71% | [8 empty] | Residential | 495 | No | 1.98
205558119 | Central Heat Pump | CHAMPION HEATING AND COOLING | HRCU-A-CB (Split System: Heat Pump with Remote Outdoor Unit-Air-Source) | HL19B2421 |  |  | CM36CXA1+ME12CN21+TXV |  | 23800 | 19 |  | 15 | 10 |  | 22200 | 13700 | 61.71% | [8 empty] | Residential | 495 | No | 1.98
206264487 | Central Heat Pump | CHAMPION HEATING AND COOLING | HRCU-A-CB (Split System: Heat Pump with Remote Outdoor Unit-Air-Source) | HL19B2421 |  |  | CF36CXA1+MVC12CN21+TXV |  | 23600 | 19 |  | 15 | 10 |  | 22600 | 14200 | 62.83% | [8 empty] | Residential | 492.5 | No | 1.97
206264489 | Central Heat Pump | CHAMPION HEATING AND COOLING | HRCU-A-CB (Split System: Heat Pump with Remote Outdoor Unit-Air-Source) | HL19B2421 |  |  | CM36CXA1+MVC12CN21+TXV |  | 23600 | 19 |  | 15 | 10 |  | 22600 | 14200 | 62.83% | [8 empty] | Residential | 492.5 | No | 1.97
204334038 | Central Heat Pump | CHAMPION HEATING AND COOLING | HRCU-A-CB (Split System: Heat Pump with Remote Outdoor Unit-Air-Source) | HL20B4821 |  |  | CM50DE3A1+CC | TM9V120D20MP12 | 45000 | 20.25 |  | 12.6 | 10.2 |  | 44000 | 44000 | 100% | [8 empty] | Residential | 937.5 | No | 3.75
204334045 | Central Heat Pump | CHAMPION HEATING AND COOLING | HRCU-A-CB (Split System: Heat Pump with Remote Outdoor Unit-Air-Source) | HL20B4821 |  |  | CM50DE3A1+CC | TP9C120D20MP13 | 45000 | 20.25 |  | 12.6 | 10.2 |  | 44000 | 44000 | 100% | [8 empty] | Residential | 937.5 | No | 3.75
204334056 | Central Heat Pump | CHAMPION HEATING AND COOLING | HRCU-A-CB (Split System: Heat Pump with Remote Outdoor Unit-Air-Source) | HL20B4821 |  |  | CM50CE3A1+CC | TM8V120C20MP12 | 45000 | 20.5 |  | 12.6 | 10 |  | 44000 | 44000 | 100% | [8 empty] | Residential | 937.5 | No | 3.75
206790693 | Central Heat Pump | BRYANT HEATING AND COOLING SYSTEMS | HRCU-A-CB (Split System: Heat Pump with Remote Outdoor Unit-Air-Source) | 284ANV060*0**B* |  |  | CAP**6124AL*+UI | 83*CA60080C21*** | 58500 | 20 |  | 12.5 | 10 |  | 59000 | 50500 | 85.59% | 58000 | 20 | 12.5 | 8 | 60500 |  |  |  | Residential | 1207.5 | No | 4.83
206790017 | Central Heat Pump | BRYANT HEATING AND COOLING SYSTEMS | HRCU-A-CB (Split System: Heat Pump with Remote Outdoor Unit-Air-Source) | 284ANV024*0**B* |  |  | FE4ANF002L+UI |  | 23400 | 22 |  | 14 | 12 |  | 24000 | 24800 | 103.3% | 23400 | 21 | 13.5 | 10 | 26600 |  |  |  | Residential | 487.5 | No | 1.95
206790018 | Central Heat Pump | BRYANT HEATING AND COOLING SYSTEMS | HRCU-A-CB (Split System: Heat Pump with Remote Outdoor Unit-Air-Source) | 284ANV024*0**B* |  |  | FE4AN(B,F)003L+UI |  | 23400 | 22 |  | 14.5 | 12 |  | 24000 | 24800 | 103.3% | 23400 | 21.5 | 13.5 | 10 | 26400 |  |  |  | Residential | 487.5 | No | 1.95
206790021 | Central Heat Pump | BRYANT HEATING AND COOLING SYSTEMS | HRCU-A-CB (Split System: Heat Pump with Remote Outdoor Unit-Air-Source) | 284ANV024*0**B* |  |  | CAP**3617AL*+UI | 987MB42080C17*** | 23400 | 21 |  | 13 | 11 |  | 24000 | 25000 | 104.2% | 23200 | 20 | 13 | 10 | 26800 |  |  |  | Residential | 482.5 | No | 1.93
206790022 | Central Heat Pump | BRYANT HEATING AND COOLING SYSTEMS | HRCU-A-CB (Split System: Heat Pump with Remote Outdoor Unit-Air-Source) | 284ANV024*0**B* |  |  | CAP**3617AL*+UI | 88*TA36070C14*** | 23400 | 22 |  | 14 | 11 |  | 24000 | 24800 | 103.3% | 23400 | 21.5 | 13.5 | 10 | 26600 |  |  |  | Residential | 487.5 | No | 1.95
206790023 | Central Heat Pump | BRYANT HEATING AND COOLING SYSTEMS | HRCU-A-CB (Split System: Heat Pump with Remote Outdoor Unit-Air-Source) | 284ANV024*0**B* |  |  | CAP**3617AL*+UI | 88*TA48090C17*** | 23400 | 22 |  | 14 | 11 |  | 24000 | 24800 | 103.3% | 23400 | 21.5 | 13.5 | 10 | 26600 |  |  |  | Residential | 487.5 | No | 1.95
206790024 | Central Heat Pump | BRYANT HEATING AND COOLING SYSTEMS | HRCU-A-CB (Split System: Heat Pump with Remote Outdoor Unit-Air-Source) | 284ANV024*0**B* |  |  | CAP**3621AL*+UI | 987MB42060C17*** | 23400 | 21 |  | 13 | 11 |  | 24000 | 25200 | 105% | 23200 | 19.5 | 12.5 | 10 | 26800 |  |  |  | Residential | 482.5 | No | 1.93
206790025 | Central Heat Pump | BRYANT HEATING AND COOLING SYSTEMS | HRCU-A-CB (Split System: Heat Pump with Remote Outdoor Unit-Air-Source) | 284ANV024*0**B* |  |  | CAP**3621AL*+UI | 987MB42080C17*** | 23400 | 21 |  | 13 | 11 |  | 24000 | 25000 | 104.2% | 23200 | 20.5 | 13 | 10 | 26600 |  |  |  | Residential | 482.5 | No | 1.93
206192305 | Central Heat Pump | Liberty Heating & Air Conditioning | HRCU-A-CB (Split System: Heat Pump with Remote Outdoor Unit-Air-Source) | AVZC200241A* |  |  | CSCF3642N6D*+TXV | G*VM970804CNB* | 23600 | 20 |  | 13 | 10 |  | 23600 | 13000 | 55.08% | [8 empty] | Residential | 492.5 | No | 1.97
206192353 | Central Heat Pump | Liberty Heating & Air Conditioning | HRCU-A-CB (Split System: Heat Pump with Remote Outdoor Unit-Air-Source) | AVZC200361A* |  |  | CA*F3137*6A*+TXV | G*VC800604B*A* | 35400 | 20 |  | 13 | 10 |  | 35000 | 18200 | 52% | [8 empty] | Residential | 737.5 | No | 2.95
206192357 | Central Heat Pump | Liberty Heating & Air Conditioning | HRCU-A-CB (Split System: Heat Pump with Remote Outdoor Unit-Air-Source) | AVZC200361A* |  |  | CA*F3642*6D*+TXV | G*VC800604B*A* | 35800 | 20 |  | 13 | 10 |  | 35000 | 18200 | 52% | [8 empty] | Residential | 745 | No | 2.98
206192358 | Central Heat Pump | Liberty Heating & Air Conditioning | HRCU-A-CB (Split System: Heat Pump with Remote Outdoor Unit-Air-Source) | AVZC200361A* |  |  | CA*F3642*6D*+TXV | G*VC800805C*A* | 35200 | 20 |  | 13 | 10 |  | 34800 | 18000 | 51.72% | [8 empty] | Residential | 732.5 | No | 2.93
206192359 | Central Heat Pump | Liberty Heating & Air Conditioning | HRCU-A-CB (Split System: Heat Pump with Remote Outdoor Unit-Air-Source) | AVZC200361A* |  |  | CA*F3642*6D*+TXV | G*VC801005C*A* | 35200 | 20 |  | 13 | 10 |  | 34800 | 18000 | 51.72% | [8 empty] | Residential | 732.5 | No | 2.93
206192363 | Central Heat Pump | Liberty Heating & Air Conditioning | HRCU-A-CB (Split System: Heat Pump with Remote Outdoor Unit-Air-Source) | AVZC200361A* |  |  | CA*F3642*6D*+TXV | G*VC960804CNB* | 35800 | 20 |  | 12.5 | 10 |  | 35000 | 18200 | 52% | [8 empty] | Residential | 745 | No | 2.98
206192366 | Central Heat Pump | Liberty Heating & Air Conditioning | HRCU-A-CB (Split System: Heat Pump with Remote Outdoor Unit-Air-Source) | AVZC200361A* |  |  | CA*F3743*6D*+TXV | G*VC800604B*A* | 35200 | 20 |  | 13 | 10 |  | 34800 | 18000 | 51.72% | [8 empty] | Residential | 732.5 | No | 2.93
206192367 | Central Heat Pump | Liberty Heating & Air Conditioning | HRCU-A-CB (Split System: Heat Pump with Remote Outdoor Unit-Air-Source) | AVZC200361A* |  |  | CA*F3743*6D*+TXV | G*VC800805C*A* | 35800 | 20 |  | 13.5 | 10 |  | 35000 | 18200 | 52% | [8 empty] | Residential | 745 | No | 2.98
206192368 | Central Heat Pump | Liberty Heating & Air Conditioning | HRCU-A-CB (Split System: Heat Pump with Remote Outdoor Unit-Air-Source) | AVZC200361A* |  |  | CA*F3743*6D*+TXV | G*VC801005C*A* | 35800 | 20 |  | 13 | 10 |  | 35000 | 18200 | 52% | [8 empty] | Residential | 745 | No | 2.98
10511065 | Central Heat Pump | AMERICAN STANDARD | HRCU-A-CB (Split System: Heat Pump with Remote Outdoor Unit-Air-Source) | 4A6V8048A1 |  |  | 4PX*DU60BS3 | S9V2C100U4PSB+RP | 47000 | 18 |  | 12.5 | 10 |  | 44000 | 37200 | 84.55% | [8 empty] | Residential | 980 | No | 3.92
10511066 | Central Heat Pump | AMERICAN STANDARD | HRCU-A-CB (Split System: Heat Pump with Remote Outdoor Unit-Air-Source) | 4A6V8048A1 |  |  | 4PX*DU60BS3 | S9V2C080U5PSB+RP | 47500 | 18 |  | 12.5 | 10 |  | 44000 | 37200 | 84.55% | [8 empty] | Residential | 990 | No | 3.96
10511070 | Central Heat Pump | AMERICAN STANDARD | HRCU-A-CB (Split System: Heat Pump with Remote Outdoor Unit-Air-Source) | 4A6V8048A1 |  |  | 4TXCC007DS3 | S9V2C100U5PSB+RP | 47000 | 18 |  | 12.5 | 10 |  | 45000 | 37800 | 84% | [8 empty] | Residential | 980 | No | 3.92
10511072 | Central Heat Pump | AMERICAN STANDARD | HRCU-A-CB (Split System: Heat Pump with Remote Outdoor Unit-Air-Source) | 4A6V8048A1 |  |  | 4TXCC007DS3 | S9V2C080U5PSB+RP | 47000 | 18 |  | 12.5 | 10 |  | 44500 | 37800 | 84.94% | [8 empty] | Residential | 980 | No | 3.92
10511073 | Central Heat Pump | AMERICAN STANDARD | HRCU-A-CB (Split System: Heat Pump with Remote Outdoor Unit-Air-Source) | 4A6V8048A1 |  |  | 4TXCC007DS3 | S9V2C100U4PSB+RP | 46500 | 18 |  | 12.5 | 10 |  | 42500 | 37600 | 88.47% | [8 empty] | Residential | 970 | No | 3.88
10511074 | Central Heat Pump | AMERICAN STANDARD | HRCU-A-CB (Split System: Heat Pump with Remote Outdoor Unit-Air-Source) | 4A6V8048A1 |  |  | 4TXCC007DS3 | S9V2D120U5PSB+RP | 47000 | 18 |  | 12.5 | 10 |  | 44500 | 37800 | 84.94% | [8 empty] | Residential | 980 | No | 3.92
10511077 | Central Heat Pump | AMERICAN STANDARD | HRCU-A-CB (Split System: Heat Pump with Remote Outdoor Unit-Air-Source) | 4A6V8048A1 |  |  | 4TXCC009DS3 | S9V2C100U4PSB+RP | 47500 | 18 |  | 12.5 | 10 |  | 45000 | 37400 | 83.11% | [8 empty] | Residential | 990 | No | 3.96
10511078 | Central Heat Pump | AMERICAN STANDARD | HRCU-A-CB (Split System: Heat Pump with Remote Outdoor Unit-Air-Source) | 4A6V8048A1 |  |  | 4TXCC009DS3 | S9V2C080U5PSB+RP | 48000 | 18 |  | 12.5 | 10 |  | 45000 | 37200 | 82.67% | [8 empty] | Residential | 1000 | No | 4
10511079 | Central Heat Pump | AMERICAN STANDARD | HRCU-A-CB (Split System: Heat Pump with Remote Outdoor Unit-Air-Source) | 4A6V8048A1 |  |  | 4TXCC009DS3 | S9V2D120U5PSB+RP | 48000 | 18 |  | 12.5 | 10 |  | 45000 | 37200 | 82.67% | [8 empty] | Residential | 1000 | No | 4
10511080 | Central Heat Pump | AMERICAN STANDARD | HRCU-A-CB (Split System: Heat Pump with Remote Outdoor Unit-Air-Source) | 4A6V8048A1 |  |  | 4TXCC009DS3 | S9V2C100U5PSB+RP | 48000 | 18 |  | 12.5 | 10 |  | 45000 | 37400 | 83.11% | [8 empty] | Residential | 1000 | No | 4
204334062 | Central Heat Pump | CHAMPION HEATING AND COOLING | HRCU-A-CB (Split System: Heat Pump with Remote Outdoor Unit-Air-Source) | HL20B4821 |  |  | CM50CE3A1+CC | TM8V100C20MP12 | 45000 | 20.5 |  | 12.6 | 10 |  | 44000 | 44000 | 100% | [8 empty] | Residential | 937.5 | No | 3.75
204334076 | Central Heat Pump | CHAMPION HEATING AND COOLING | HRCU-A-CB (Split System: Heat Pump with Remote Outdoor Unit-Air-Source) | HL20B4821 |  |  | CM50CE3A1+CC | TMLV120C20MP12 | 45000 | 20.5 |  | 12.6 | 10 |  | 44000 | 44000 | 100% | [8 empty] | Residential | 937.5 | No | 3.75
205047830 | Central Heat Pump | CHAMPION HEATING AND COOLING | HRCU-A-CB (Split System: Heat Pump with Remote Outdoor Unit-Air-Source) | HL19B3621 |  |  | CM60CXA2+TXV | TPLC100C16MP13 | 35600 | 18 |  | 14 | 10 |  | 35200 | 22400 | 63.64% | [8 empty] | Residential | 742.5 | No | 2.97
205047842 | Central Heat Pump | CHAMPION HEATING AND COOLING | HRCU-A-CB (Split System: Heat Pump with Remote Outdoor Unit-Air-Source) | HL19B3621 |  |  | CM60DXA2+MVC14DN21+TXV |  | 36000 | 19 |  | 14 | 10 |  | 34600 | 22400 | 64.74% | [8 empty] | Residential | 750 | No | 3
205047850 | Central Heat Pump | CHAMPION HEATING AND COOLING | HRCU-A-CB (Split System: Heat Pump with Remote Outdoor Unit-Air-Source) | HL19B3621 |  |  | CM60CXA2+ME16CN21+TXV |  | 35800 | 18 |  | 14 | 10 |  | 34800 | 22400 | 64.37% | [8 empty] | Residential | 745 | No | 2.98
205561613 | Central Heat Pump | CHAMPION HEATING AND COOLING | HRCU-A-CB (Split System: Heat Pump with Remote Outdoor Unit-Air-Source) | HL19B3621 |  |  | CF48DXA1+ME14DN21+TXV |  | 35400 | 18 |  | 14 | 10 |  | 31800 | 18900 | 59.43% | [8 empty] | Residential | 737.5 | No | 2.95
205561617 | Central Heat Pump | CHAMPION HEATING AND COOLING | HRCU-A-CB (Split System: Heat Pump with Remote Outdoor Unit-Air-Source) | HL19B3621 |  |  | CM48DXA1+ME14DN21+TXV |  | 35400 | 18 |  | 14 | 10 |  | 31800 | 18900 | 59.43% | [8 empty] | Residential | 737.5 | No | 2.95
205965728 | Central Heat Pump | AMANA DISTINCTIONS | HRCU-A-CB (Split System: Heat Pump with Remote Outdoor Unit-Air-Source) | GVZC200481A* |  |  | CA*F4961*6D*+MBVC2000**-1A*+TX |  | 46500 | 20 |  | 13 | 10 |  | 45000 | 26600 | 59.11% | [8 empty] | Residential | 970 | No | 3.88
205965838 | Central Heat Pump | AMANA DISTINCTIONS | HRCU-A-CB (Split System: Heat Pump with Remote Outdoor Unit-Air-Source) | GVZC200481A* |  |  | CA*F4860*6D*+MBVC2000**-1A*+TXV |  | 45000 | 20 |  | 12.5 | 10 |  | 45000 | 26600 | 59.11% | [8 empty] | Residential | 937.5 | No | 3.75
205965850 | Central Heat Pump | AMANA DISTINCTIONS | HRCU-A-CB (Split System: Heat Pump with Remote Outdoor Unit-Air-Source) | GVZC200481A* |  |  | CSCF4860N6D*+MBVC2000**-1A*+TXV |  | 45000 | 20 |  | 12.5 | 10 |  | 45000 | 26600 | 59.11% | [8 empty] | Residential | 937.5 | No | 3.75
206790026 | Central Heat Pump | BRYANT HEATING AND COOLING SYSTEMS | HRCU-A-CB (Split System: Heat Pump with Remote Outdoor Unit-Air-Source) | 284ANV024*0**B* |  |  | CAP**3621AL*+UI | 987MB60060C21*** | 23400 | 21 |  | 13 | 11 |  | 24000 | 25000 | 104.2% | 23200 | 20 | 13 | 10 | 26600 |  |  |  | Residential | 482.5 | No | 1.93
206790029 | Central Heat Pump | BRYANT HEATING AND COOLING SYSTEMS | HRCU-A-CB (Split System: Heat Pump with Remote Outdoor Unit-Air-Source) | 284ANV024*0**B* |  |  | CAP**3621AL*+UI | 88*TA48090C17*** | 23400 | 22 |  | 14 | 11 |  | 24000 | 24800 | 103.3% | 23400 | 21.5 | 13.5 | 10 | 26600 |  |  |  | Residential | 487.5 | No | 1.95
206790031 | Central Heat Pump | BRYANT HEATING AND COOLING SYSTEMS | HRCU-A-CB (Split System: Heat Pump with Remote Outdoor Unit-Air-Source) | 284ANV024*0**B* |  |  | CAP**4221AL*+UI | 987MB42060C17*** | 23400 | 21 |  | 13 | 11 |  | 24000 | 25000 | 104.2% | 23200 | 19.5 | 12.5 | 10 | 26800 |  |  |  | Residential | 482.5 | No | 1.93
206790032 | Central Heat Pump | BRYANT HEATING AND COOLING SYSTEMS | HRCU-A-CB (Split System: Heat Pump with Remote Outdoor Unit-Air-Source) | 284ANV024*0**B* |  |  | CAP**4221AL*+UI | 987MB42080C17*** | 23400 | 21 |  | 13 | 11 |  | 24000 | 25000 | 104.2% | 23400 | 20.5 | 13 | 10 | 26600 |  |  |  | Residential | 487.5 | No | 1.95
206790033 | Central Heat Pump | BRYANT HEATING AND COOLING SYSTEMS | HRCU-A-CB (Split System: Heat Pump with Remote Outdoor Unit-Air-Source) | 284ANV024*0**B* |  |  | CAP**4221AL*+UI | 987MB60060C21*** | 23400 | 21 |  | 13 | 11 |  | 24000 | 25000 | 104.2% | 23400 | 20 | 13 | 10 | 26600 |  |  |  | Residential | 487.5 | No | 1.95
206790036 | Central Heat Pump | BRYANT HEATING AND COOLING SYSTEMS | HRCU-A-CB (Split System: Heat Pump with Remote Outdoor Unit-Air-Source) | 284ANV024*0**B* |  |  | CAP**4221AL*+UI | 88*TA48090C17*** | 23400 | 22 |  | 14 | 11 |  | 24000 | 24600 | 102.5% | 23600 | 21.5 | 13.5 | 10 | 26400 |  |  |  | Residential | 492.5 | No | 1.97
206790038 | Central Heat Pump | BRYANT HEATING AND COOLING SYSTEMS | HRCU-A-CB (Split System: Heat Pump with Remote Outdoor Unit-Air-Source) | 284ANV024*0**B* |  |  | CAP**4224AL*+UI | 987MB60060C21*** | 23400 | 21 |  | 13 | 11 |  | 24000 | 25000 | 104.2% | 23400 | 20 | 13 | 10 | 26600 |  |  |  | Residential | 487.5 | No | 1.95
206770938 | Central Heat Pump | BRYANT HEATING AND COOLING SYSTEMS | HRCU-A-CB (Split System: Heat Pump with Remote Outdoor Unit-Air-Source) | 288BNV037*0**B* |  |  | FE4ANB006L+UI |  | 33600 | 19 |  | 13 | 10 |  | 31000 | 31000 | 100% | 33200 | 18.5 | 12 | 8.5 | 31600 |  |  |  | Residential | 692.5 | No | 2.77
207526260 | Central Heat Pump | TRANE | HRCU-A-CB (Split System: Heat Pump with Remote Outdoor Unit-Air-Source) | 4TWV8X36A1 |  |  | 4PX*CU48BS3 | *UD2C100ACV5 | 36200 | 18 |  | 12.5 | 10 |  | 32600 | 26400 | 80.98% | 35400 | 18 | 12 | 8.5 | 31600 |  |  |  | Residential | 737.5 | No | 2.95
207526286 | Central Heat Pump | TRANE | HRCU-A-CB (Split System: Heat Pump with Remote Outdoor Unit-Air-Source) | 4TWV8X36A1 |  |  | 4TXCC005DS3 | *UD2C080ACV4 | 35200 | 18 |  | 12.5 | 10 |  | 32000 | 26200 | 81.88% | [8 empty] | Residential | 732.5 | No | 2.93
207526288 | Central Heat Pump | TRANE | HRCU-A-CB (Split System: Heat Pump with Remote Outdoor Unit-Air-Source) | 4TWV8X36A1 |  |  | 4TXCC005DS3 | *UD2C100ACV5 | 35000 | 18 |  | 12.5 | 10 |  | 31800 | 26400 | 83.02% | 34200 | 18 | 11.7 | 8.2 | 31000 |  |  |  | Residential | 712.5 | No | 2.85
207526323 | Central Heat Pump | TRANE | HRCU-A-CB (Split System: Heat Pump with Remote Outdoor Unit-Air-Source) | 4TWV0X24A1 |  |  | TAM9A0B30V31 |  | 24200 | 19.25 |  | 13.75 | 10 |  | 20200 | 17100 | 84.65% | 23800 | 19 | 12.7 | 8.7 | 20600 |  |  |  | Residential | 495 | No | 1.98
207526329 | Central Heat Pump | TRANE | HRCU-A-CB (Split System: Heat Pump with Remote Outdoor Unit-Air-Source) | 4TWV8X24A1 |  |  | TAM9A0B30V31 |  | 23800 | 18 |  | 13 | 10 |  | 20000 | 16800 | 84% | [8 empty] | Residential | 495 | No | 1.98
207526330 | Central Heat Pump | TRANE | HRCU-A-CB (Split System: Heat Pump with Remote Outdoor Unit-Air-Source) | 4TWV8X36A1 |  |  | TAM9A0B30V31 |  | 34400 | 18 |  | 12.5 | 10 |  | 32000 | 26200 | 81.88% | 34000 | 18 | 12 | 8.5 | 31600 |  |  |  | Residential | 707.5 | No | 2.83
207526331 | Central Heat Pump | TRANE | HRCU-A-CB (Split System: Heat Pump with Remote Outdoor Unit-Air-Source) | 4TWV8X36A1 |  |  | TAM9A0C36V31 |  | 35000 | 18 |  | 13 | 10 |  | 32200 | 25800 | 80.12% | 34600 | 18 | 12 | 8.5 | 31200 |  |  |  | Residential | 720 | No | 2.88
207526332 | Central Heat Pump | TRANE | HRCU-A-CB (Split System: Heat Pump with Remote Outdoor Unit-Air-Source) | 4TWV8X36A1 |  |  | TAM9A0C42V41 |  | 35800 | 18 |  | 12.5 | 10 |  | 28600 | 25400 | 88.81% | [8 empty] | Residential | 745 | No | 2.98
207526333 | Central Heat Pump | TRANE | HRCU-A-CB (Split System: Heat Pump with Remote Outdoor Unit-Air-Source) | 4TWV8X48A1 |  |  | TAM9A0C42V41 |  | 46500 | 18 |  | 12.5 | 10 |  | 41500 | 35200 | 84.82% | 45500 | 18 | 11.7 | 8.5 | 41000 |  |  |  | Residential | 947.5 | No | 3.79
207526334 | Central Heat Pump | TRANE | HRCU-A-CB (Split System: Heat Pump with Remote Outdoor Unit-Air-Source) | 4TWV8X48A1 |  |  | TAM9A0C48V41 |  | 47000 | 18 |  | 12.5 | 10 |  | 41000 | 35600 | 86.83% | 45500 | 18 | 11.7 | 8.5 | 41500 |  |  |  | Residential | 947.5 | No | 3.79
206192373 | Central Heat Pump | Liberty Heating & Air Conditioning | HRCU-A-CB (Split System: Heat Pump with Remote Outdoor Unit-Air-Source) | AVZC200361A* |  |  | CA*F3743*6D*+TXV | G*VC961005CNB* | 35800 | 20 |  | 12.5 | 10 |  | 35000 | 18200 | 52% | [8 empty] | Residential | 745 | No | 2.98
206192374 | Central Heat Pump | Liberty Heating & Air Conditioning | HRCU-A-CB (Split System: Heat Pump with Remote Outdoor Unit-Air-Source) | AVZC200361A* |  |  | CA*F3743*6D*+TXV | G*VC961205DNB* | 35800 | 20 |  | 13 | 10 |  | 35000 | 18200 | 52% | [8 empty] | Residential | 745 | No | 2.98
206192375 | Central Heat Pump | Liberty Heating & Air Conditioning | HRCU-A-CB (Split System: Heat Pump with Remote Outdoor Unit-Air-Source) | AVZC200361A* |  |  | CHPF3642C6C*+TXV | G*VC800604B*A* | 35400 | 20 |  | 13 | 10 |  | 34800 | 18000 | 51.72% | [8 empty] | Residential | 737.5 | No | 2.95
206192376 | Central Heat Pump | Liberty Heating & Air Conditioning | HRCU-A-CB (Split System: Heat Pump with Remote Outdoor Unit-Air-Source) | AVZC200361A* |  |  | CHPF3642C6C*+TXV | G*VC800805C*A* | 35400 | 20 |  | 13 | 10 |  | 34800 | 18000 | 51.72% | [8 empty] | Residential | 737.5 | No | 2.95
206192377 | Central Heat Pump | Liberty Heating & Air Conditioning | HRCU-A-CB (Split System: Heat Pump with Remote Outdoor Unit-Air-Source) | AVZC200361A* |  |  | CHPF3642C6C*+TXV | G*VC801005C*A* | 35400 | 20 |  | 13 | 10 |  | 34800 | 18000 | 51.72% | [8 empty] | Residential | 737.5 | No | 2.95
206192383 | Central Heat Pump | Liberty Heating & Air Conditioning | HRCU-A-CB (Split System: Heat Pump with Remote Outdoor Unit-Air-Source) | AVZC200361A* |  |  | CHPF3743C6B*+TXV | G*VC800604B*A* | 35600 | 20 |  | 13 | 10 |  | 35000 | 18200 | 52% | [8 empty] | Residential | 742.5 | No | 2.97
206192384 | Central Heat Pump | Liberty Heating & Air Conditioning | HRCU-A-CB (Split System: Heat Pump with Remote Outdoor Unit-Air-Source) | AVZC200361A* |  |  | CHPF3743C6B*+TXV | G*VC800805C*A* | 35600 | 20 |  | 13.5 | 10 |  | 35000 | 18200 | 52% | [8 empty] | Residential | 742.5 | No | 2.97
206192385 | Central Heat Pump | Liberty Heating & Air Conditioning | HRCU-A-CB (Split System: Heat Pump with Remote Outdoor Unit-Air-Source) | AVZC200361A* |  |  | CHPF3743C6B*+TXV | G*VC801005C*A* | 35600 | 20 |  | 13 | 10 |  | 35000 | 18200 | 52% | [8 empty] | Residential | 742.5 | No | 2.97
206192389 | Central Heat Pump | Liberty Heating & Air Conditioning | HRCU-A-CB (Split System: Heat Pump with Remote Outdoor Unit-Air-Source) | AVZC200361A* |  |  | CHPF3743C6B*+TXV | G*VC960804CNB* | 35600 | 20 |  | 12.5 | 10 |  | 35000 | 18200 | 52% | [8 empty] | Residential | 742.5 | No | 2.97
10511084 | Central Heat Pump | AMERICAN STANDARD | HRCU-A-CB (Split System: Heat Pump with Remote Outdoor Unit-Air-Source) | 4A6V8048A1 |  |  | 4TXCD010DS3 | S9V2C080U5PSB+RP | 47500 | 18 |  | 12.5 | 10 |  | 44000 | 37200 | 84.55% | [8 empty] | Residential | 990 | No | 3.96
10511085 | Central Heat Pump | AMERICAN STANDARD | HRCU-A-CB (Split System: Heat Pump with Remote Outdoor Unit-Air-Source) | 4A6V8048A1 |  |  | 4TXCD010DS3 | S9V2C100U4PSB+RP | 47000 | 18 |  | 12.5 | 10 |  | 44000 | 37200 | 84.55% | [8 empty] | Residential | 980 | No | 3.92
10511086 | Central Heat Pump | AMERICAN STANDARD | HRCU-A-CB (Split System: Heat Pump with Remote Outdoor Unit-Air-Source) | 4A6V8048A1 |  |  | 4TXCD010DS3 | S9V2D120U5PSB+RP | 48000 | 18 |  | 12.5 | 10 |  | 45000 | 37200 | 82.67% | [8 empty] | Residential | 1000 | No | 4
10511087 | Central Heat Pump | AMERICAN STANDARD | HRCU-A-CB (Split System: Heat Pump with Remote Outdoor Unit-Air-Source) | 4A6V8048A1 |  |  | 4TXCD010DS3 | S9V2C100U5PSB+RP | 46000 | 18 |  | 12.5 | 10 |  | 42000 | 36600 | 87.14% | [8 empty] | Residential | 957.5 | No | 3.83
10511095 | Central Heat Pump | AMERICAN STANDARD | HRCU-A-CB (Split System: Heat Pump with Remote Outdoor Unit-Air-Source) | 4A6V8049A1 |  |  | 4PX*CU48BS3 | S9V2C080U5PSB+RP | 46500 | 18 |  | 12.5 | 10 |  | 44000 | 36600 | 83.18% | [8 empty] | Residential | 970 | No | 3.88
10511097 | Central Heat Pump | AMERICAN STANDARD | HRCU-A-CB (Split System: Heat Pump with Remote Outdoor Unit-Air-Source) | 4A6V8049A1 |  |  | 4PX*CU48BS3 | S9V2C100U5PSB+RP | 46500 | 18 |  | 12.5 | 10 |  | 44500 | 36600 | 82.25% | [8 empty] | Residential | 970 | No | 3.88
10511099 | Central Heat Pump | AMERICAN STANDARD | HRCU-A-CB (Split System: Heat Pump with Remote Outdoor Unit-Air-Source) | 4A6V8049A1 |  |  | 4PX*CU60BS3 | S9V2C080U5PSB+RP | 48000 | 18 |  | 12.5 | 10 |  | 44000 | 36400 | 82.73% | [8 empty] | Residential | 1000 | No | 4
10511100 | Central Heat Pump | AMERICAN STANDARD | HRCU-A-CB (Split System: Heat Pump with Remote Outdoor Unit-Air-Source) | 4A6V8049A1 |  |  | 4PX*CU60BS3 | S9V2C100U4PSB+RP | 47500 | 18 |  | 12.5 | 10 |  | 44000 | 36600 | 83.18% | [8 empty] | Residential | 990 | No | 3.96
10511101 | Central Heat Pump | AMERICAN STANDARD | HRCU-A-CB (Split System: Heat Pump with Remote Outdoor Unit-Air-Source) | 4A6V8049A1 |  |  | 4PX*CU60BS3 | S9V2C100U5PSB+RP | 48000 | 18 |  | 12.5 | 10 |  | 44000 | 36600 | 83.18% | [8 empty] | Residential | 1000 | No | 4
207690058 | Central Heat Pump | AMERICAN STANDARD | HRCU-A-CB (Split System: Heat Pump with Remote Outdoor Unit-Air-Source) | 4A6V8X60A1 |  |  | TAMXA0C60V51 |  | 54000 | 18 |  | 12.5 | 10 |  | 50500 | 48000 | 95.05% | [8 empty] | Residential | 1125 | No | 4.5
206770947 | Central Heat Pump | BRYANT HEATING AND COOLING SYSTEMS | HRCU-A-CB (Split System: Heat Pump with Remote Outdoor Unit-Air-Source) | 288BNV037*0**B* |  |  | FE4AN(B,F)005L+UI |  | 33400 | 18.5 |  | 13 | 10 |  | 31400 | 31000 | 98.73% | 32800 | 18.5 | 12 | 8.5 | 32000 |  |  |  | Residential | 682.5 | No | 2.73
206765377 | Central Heat Pump | BRYANT HEATING AND COOLING SYSTEMS | HRCU-A-CB (Split System: Heat Pump with Remote Outdoor Unit-Air-Source) | 288BNV025*0**C* |  |  | FE4AN(B,F)005L+UI |  | 24000 | 18 |  | 12.5 | 10 |  | 20200 | 20200 | 100% | 24400 | 17.5 | 11.5 | 8.5 | 20600 |  |  |  | Residential | 507.5 | No | 2.03
206790061 | Central Heat Pump | BRYANT HEATING AND COOLING SYSTEMS | HRCU-A-CB (Split System: Heat Pump with Remote Outdoor Unit-Air-Source) | 284ANV024*0**B* |  |  | CNPV*3617AL*+UI | 987MB42080C17*** | 23400 | 21 |  | 13 | 11 |  | 24000 | 25200 | 105% | 23200 | 20 | 13 | 9.5 | 26800 |  |  |  | Residential | 482.5 | No | 1.93
206790062 | Central Heat Pump | BRYANT HEATING AND COOLING SYSTEMS | HRCU-A-CB (Split System: Heat Pump with Remote Outdoor Unit-Air-Source) | 284ANV024*0**B* |  |  | CNPV*3617AL*+UI | 88*TA36070C14*** | 23400 | 22 |  | 14 | 11 |  | 24000 | 25000 | 104.2% | 23200 | 21.5 | 13 | 9.5 | 26600 |  |  |  | Residential | 482.5 | No | 1.93
206790063 | Central Heat Pump | BRYANT HEATING AND COOLING SYSTEMS | HRCU-A-CB (Split System: Heat Pump with Remote Outdoor Unit-Air-Source) | 284ANV024*0**B* |  |  | CNPV*3617AL*+UI | 88*TA48090C17*** | 23400 | 22 |  | 14 | 11 |  | 24000 | 24800 | 103.3% | 23400 | 21.5 | 13.5 | 9.5 | 26600 |  |  |  | Residential | 487.5 | No | 1.95
206790065 | Central Heat Pump | BRYANT HEATING AND COOLING SYSTEMS | HRCU-A-CB (Split System: Heat Pump with Remote Outdoor Unit-Air-Source) | 284ANV024*0**B* |  |  | CNPV*3621AL*+UI | 987MB42080C17*** | 23400 | 21 |  | 13 | 11 |  | 24000 | 25200 | 105% | 23200 | 20 | 13 | 9.5 | 26800 |  |  |  | Residential | 482.5 | No | 1.93
206790066 | Central Heat Pump | BRYANT HEATING AND COOLING SYSTEMS | HRCU-A-CB (Split System: Heat Pump with Remote Outdoor Unit-Air-Source) | 284ANV024*0**B* |  |  | CNPV*3621AL*+UI | 987MB60060C21*** | 23400 | 21 |  | 13 | 11 |  | 24000 | 25200 | 105% | 23200 | 19.5 | 13 | 9.5 | 26800 |  |  |  | Residential | 482.5 | No | 1.93
206790069 | Central Heat Pump | BRYANT HEATING AND COOLING SYSTEMS | HRCU-A-CB (Split System: Heat Pump with Remote Outdoor Unit-Air-Source) | 284ANV024*0**B* |  |  | CNPV*3621AL*+UI | 88*TA48090C17*** | 23400 | 22 |  | 14 | 11 |  | 24000 | 24800 | 103.3% | 23400 | 21.5 | 13.5 | 9.5 | 26600 |  |  |  | Residential | 487.5 | No | 1.95
207436254 | Central Heat Pump | LENNOX | HRCU-A-CB (Split System: Heat Pump with Remote Outdoor Unit-Air-Source) | SL25XPV-036-230A** |  |  | C35-36B+TDR+TXV | SL280UH080NV48B* | 34400 | 22 |  | 14 | 10 |  | 35400 | 33200 | 93.79% | 33400 | 21.4 | 13 | 8.5 | 35400 |  |  |  | Residential | 695 | No | 2.78 | No
207436255 | Central Heat Pump | LENNOX | HRCU-A-CB (Split System: Heat Pump with Remote Outdoor Unit-Air-Source) | SL25XPV-036-230A** |  |  | C35-36B+TDR+TXV | SL280UH090V36B* | 34400 | 22 |  | 14 | 10 |  | 35400 | 33200 | 93.79% | 33400 | 22.2 | 13.4 | 8.6 | 35400 | 26600 | 75.14% | 1.76 | Residential | 695 | No | 2.78 | Yes
207436256 | Central Heat Pump | LENNOX | HRCU-A-CB (Split System: Heat Pump with Remote Outdoor Unit-Air-Source) | SL25XPV-036-230A** |  |  | C35-36B+TDR+TXV | SL280UH090V48B* | 34200 | 21.5 |  | 13.5 | 10 |  | 35600 | 33400 | 93.82% | 33400 | 21.8 | 13.4 | 8.6 | 35600 | 26600 | 74.72% | 1.76 | Residential | 695 | No | 2.78 | Yes
207436257 | Central Heat Pump | LENNOX | HRCU-A-CB (Split System: Heat Pump with Remote Outdoor Unit-Air-Source) | SL25XPV-036-230A** |  |  | C35-36B+TDR+TXV | SL280UH090XV48B* | 34200 | 21.5 |  | 13.5 | 10 |  | 35600 | 33400 | 93.82% | 33400 | 21.8 | 13.4 | 8.6 | 35600 | 26600 | 74.72% | 1.76 | Residential | 695 | No | 2.78 | Yes
207436258 | Central Heat Pump | LENNOX | HRCU-A-CB (Split System: Heat Pump with Remote Outdoor Unit-Air-Source) | SL25XPV-036-230A** |  |  | C35-36B+TDR+TXV | SL297UH040NV36B* | 34200 | 21.5 |  | 13.5 | 10 |  | 35600 | 33400 | 93.82% | 33400 | 21.8 | 13 | 8.5 | 35600 |  |  |  | Residential | 695 | No | 2.78 | No
207436259 | Central Heat Pump | LENNOX | HRCU-A-CB (Split System: Heat Pump with Remote Outdoor Unit-Air-Source) | SL25XPV-036-230A** |  |  | C35-36B+TDR+TXV | SL297UH060NV36B* | 34200 | 21 |  | 13.5 | 10 |  | 35800 | 33400 | 93.3% | 33200 | 21.4 | 12.5 | 8.5 | 35800 |  |  |  | Residential | 692.5 | No | 2.77 | No
207436260 | Central Heat Pump | LENNOX | HRCU-A-CB (Split System: Heat Pump with Remote Outdoor Unit-Air-Source) | SL25XPV-036-230A** |  |  | C35-36B+TDR+TXV | SLP99UH070XV36B* | 34200 | 21.5 |  | 13.5 | 10 |  | 35800 | 33400 | 93.3% | 33200 | 21.8 | 13 | 8.5 | 35800 |  |  |  | Residential | 692.5 | No | 2.77 | No
207436261 | Central Heat Pump | LENNOX | HRCU-A-CB (Split System: Heat Pump with Remote Outdoor Unit-Air-Source) | SL25XPV-036-230A** |  |  | C35-48B+TDR+TXV | EL296UH045XV36B* | 34600 | 21.5 |  | 13.5 | 10 |  | 35800 | 33400 | 93.3% | 33800 | 21.4 | 12.5 | 8.8 | 35800 | 27800 | 77.65% | 1.8 | Residential | 705 | Yes | 2.82 | Yes
207526335 | Central Heat Pump | TRANE | HRCU-A-CB (Split System: Heat Pump with Remote Outdoor Unit-Air-Source) | 4TWV8X48A1 |  |  | TAM9A0C60V51 |  | 47000 | 18 |  | 12.5 | 10 |  | 40500 | 36200 | 89.38% | [8 empty] | Residential | 980 | No | 3.92
207526353 | Central Heat Pump | TRANE | HRCU-A-CB (Split System: Heat Pump with Remote Outdoor Unit-Air-Source) | 4TWV8X36A1 |  |  | TEM8A0C36V31+TDR |  | 35200 | 18 |  | 12.5 | 10 |  | 31600 | 26200 | 82.91% | 34800 | 18 | 12 | 8.5 | 31600 |  |  |  | Residential | 725 | No | 2.9
207526354 | Central Heat Pump | TRANE | HRCU-A-CB (Split System: Heat Pump with Remote Outdoor Unit-Air-Source) | 4TWV8X36A1 |  |  | TEM8A0C42V41+TDR |  | 35400 | 18 |  | 12.5 | 10 |  | 31600 | 26200 | 82.91% | 34800 | 18 | 12 | 8.5 | 31600 |  |  |  | Residential | 725 | No | 2.9
207526355 | Central Heat Pump | TRANE | HRCU-A-CB (Split System: Heat Pump with Remote Outdoor Unit-Air-Source) | 4TWV8X36A1 |  |  | TEM8A0C48V41+TDR |  | 36200 | 18 |  | 12.5 | 10 |  | 31000 | 25400 | 81.94% | [8 empty] | Residential | 755 | No | 3.02
207526356 | Central Heat Pump | TRANE | HRCU-A-CB (Split System: Heat Pump with Remote Outdoor Unit-Air-Source) | 4TWV8X36A1 |  |  | TEM8A0D48V41+TDR |  | 35400 | 18 |  | 12.5 | 10 |  | 31600 | 25800 | 81.65% | [8 empty] | Residential | 737.5 | No | 2.95
207526358 | Central Heat Pump | TRANE | HRCU-A-CB (Split System: Heat Pump with Remote Outdoor Unit-Air-Source) | 4TWV8X48A1 |  |  | TEM8A0C48V41+TDR |  | 46500 | 18 |  | 12.5 | 10 |  | 42500 | 36600 | 86.12% | 47000 | 18 | 12 | 8.5 | 43000 |  |  |  | Residential | 980 | No | 3.92
207526359 | Central Heat Pump | TRANE | HRCU-A-CB (Split System: Heat Pump with Remote Outdoor Unit-Air-Source) | 4TWV8X48A1 |  |  | TEM8A0C60V51+TDR |  | 47500 | 18 |  | 12.5 | 10 |  | 44500 | 36800 | 82.7% | [8 empty] | Residential | 990 | No | 3.96
207526360 | Central Heat Pump | TRANE | HRCU-A-CB (Split System: Heat Pump with Remote Outdoor Unit-Air-Source) | 4TWV8X48A1 |  |  | TEM8A0D48V41+TDR |  | 46500 | 18 |  | 12.5 | 10 |  | 44000 | 37000 | 84.09% | 45500 | 18 | 11.7 | 8.5 | 42500 |  |  |  | Residential | 947.5 | No | 3.79
207526368 | Central Heat Pump | TRANE | HRCU-A-CB (Split System: Heat Pump with Remote Outdoor Unit-Air-Source) | 4TWV0X24A1 |  |  | 4PX*BU36BS3 | S9V2B040U3PSB+RP | 24000 | 18.75 |  | 13.5 | 10 |  | 18600 | 17000 | 91.4% | 23800 | 19 | 12.5 | 8.5 | 20400 |  |  |  | Residential | 495 | No | 1.98
207526369 | Central Heat Pump | TRANE | HRCU-A-CB (Split System: Heat Pump with Remote Outdoor Unit-Air-Source) | 4TWV0X24A1 |  |  | 4PX*BU36BS3 | S9V2B080U3PSB+RP | 24000 | 19.25 |  | 13.5 | 10 |  | 20600 | 16800 | 81.55% | [8 empty] | Residential | 500 | No | 2
206192390 | Central Heat Pump | Liberty Heating & Air Conditioning | HRCU-A-CB (Split System: Heat Pump with Remote Outdoor Unit-Air-Source) | AVZC200361A* |  |  | CHPF3743C6B*+TXV | G*VC961005CNB* | 35600 | 20 |  | 12.5 | 10 |  | 35000 | 18200 | 52% | [8 empty] | Residential | 742.5 | No | 2.97
206192391 | Central Heat Pump | Liberty Heating & Air Conditioning | HRCU-A-CB (Split System: Heat Pump with Remote Outdoor Unit-Air-Source) | AVZC200361A* |  |  | CSCF3642N6D*+TXV | G*VC800604B*A* | 35400 | 20 |  | 13 | 10 |  | 35000 | 18200 | 52% | [8 empty] | Residential | 737.5 | No | 2.95
206192392 | Central Heat Pump | Liberty Heating & Air Conditioning | HRCU-A-CB (Split System: Heat Pump with Remote Outdoor Unit-Air-Source) | AVZC200361A* |  |  | CSCF3642N6D*+TXV | G*VC800805C*A* | 35400 | 20 |  | 13 | 10 |  | 35200 | 18200 | 51.7% | [8 empty] | Residential | 737.5 | No | 2.95
206192393 | Central Heat Pump | Liberty Heating & Air Conditioning | HRCU-A-CB (Split System: Heat Pump with Remote Outdoor Unit-Air-Source) | AVZC200361A* |  |  | CSCF3642N6D*+TXV | G*VC801005C*A* | 35400 | 20 |  | 13 | 10 |  | 35200 | 18200 | 51.7% | [8 empty] | Residential | 737.5 | No | 2.95
205966143 | Central Heat Pump | Liberty Heating & Air Conditioning | HRCU-A-CB (Split System: Heat Pump with Remote Outdoor Unit-Air-Source) | GVZC200481A* |  |  | CA*F4961*6D*+MBVC2000**-1A*+TX |  | 46500 | 20 |  | 13 | 10 |  | 45000 | 26600 | 59.11% | [8 empty] | Residential | 970 | No | 3.88
205966253 | Central Heat Pump | Liberty Heating & Air Conditioning | HRCU-A-CB (Split System: Heat Pump with Remote Outdoor Unit-Air-Source) | GVZC200481A* |  |  | CSCF4860N6D*+MBVC2000**-1A*+TXV |  | 45000 | 20 |  | 12.5 | 10 |  | 45000 | 26600 | 59.11% | [8 empty] | Residential | 937.5 | No | 3.75
205966259 | Central Heat Pump | Liberty Heating & Air Conditioning | HRCU-A-CB (Split System: Heat Pump with Remote Outdoor Unit-Air-Source) | GVZC200481A* |  |  | CA*F4860*6D*+MBVC2001**-1A*+TXV |  | 45000 | 19.5 |  | 12.5 | 10 |  | 45000 | 26600 | 59.11% | [8 empty] | Residential | 937.5 | No | 3.75
205966261 | Central Heat Pump | Liberty Heating & Air Conditioning | HRCU-A-CB (Split System: Heat Pump with Remote Outdoor Unit-Air-Source) | GVZC200481A* |  |  | CHPF4860D6D*+MBVC2001**-1A*+TXV |  | 45000 | 20 |  | 12.5 | 10 |  | 45000 | 26600 | 59.11% | [8 empty] | Residential | 937.5 | No | 3.75
205966263 | Central Heat Pump | Liberty Heating & Air Conditioning | HRCU-A-CB (Split System: Heat Pump with Remote Outdoor Unit-Air-Source) | GVZC200481A* |  |  | CSCF4860N6D*+MBVC2001**-1A*+TXV |  | 45000 | 20 |  | 12.5 | 10 |  | 45000 | 26600 | 59.11% | [8 empty] | Residential | 937.5 | No | 3.75
206790072 | Central Heat Pump | BRYANT HEATING AND COOLING SYSTEMS | HRCU-A-CB (Split System: Heat Pump with Remote Outdoor Unit-Air-Source) | 284ANV024*0**B* |  |  | CNPV*4217AL*+UI | 987MB42080C17*** | 23400 | 21 |  | 13 | 11 |  | 24000 | 25000 | 104.2% | 23600 | 20 | 13 | 10 | 26600 |  |  |  | Residential | 492.5 | No | 1.97
206790073 | Central Heat Pump | BRYANT HEATING AND COOLING SYSTEMS | HRCU-A-CB (Split System: Heat Pump with Remote Outdoor Unit-Air-Source) | 284ANV024*0**B* |  |  | CNPV*4217AL*+UI | 88*TA36070C14*** | 23400 | 22 |  | 14 | 11 |  | 24000 | 24800 | 103.3% | 23800 | 21.5 | 13.5 | 10 | 26600 |  |  |  | Residential | 495 | No | 1.98
205273719 | Central Heat Pump | BRYANT HEATING AND COOLING SYSTEMS | HRCU-A-CB (Split System: Heat Pump with Remote Outdoor Unit-Air-Source) | 284ANV024*0**A* |  |  | CAP**3617AL*+UI | 987MB42060C17*** | 23400 | 21 |  | 13 | 11 |  | 24000 | 24600 | 102.5% | [8 empty] | Residential | 487.5 | No | 1.95
205273720 | Central Heat Pump | BRYANT HEATING AND COOLING SYSTEMS | HRCU-A-CB (Split System: Heat Pump with Remote Outdoor Unit-Air-Source) | 284ANV024*0**A* |  |  | CAP**3617AL*+UI | 987MB42080C17*** | 23400 | 21 |  | 13 | 11 |  | 24000 | 24400 | 101.7% | [8 empty] | Residential | 487.5 | No | 1.95
205273721 | Central Heat Pump | BRYANT HEATING AND COOLING SYSTEMS | HRCU-A-CB (Split System: Heat Pump with Remote Outdoor Unit-Air-Source) | 284ANV024*0**A* |  |  | CAP**3617AL*+UI | 88*TA36070C14*** | 23400 | 22 |  | 14 | 11 |  | 24000 | 24400 | 101.7% | [8 empty] | Residential | 487.5 | No | 1.95
205273722 | Central Heat Pump | BRYANT HEATING AND COOLING SYSTEMS | HRCU-A-CB (Split System: Heat Pump with Remote Outdoor Unit-Air-Source) | 284ANV024*0**A* |  |  | CAP**3617AL*+UI | 88*TA48090C17*** | 23400 | 22 |  | 14 | 11 |  | 24000 | 24200 | 100.8% | [8 empty] | Residential | 487.5 | No | 1.95
205273723 | Central Heat Pump | BRYANT HEATING AND COOLING SYSTEMS | HRCU-A-CB (Split System: Heat Pump with Remote Outdoor Unit-Air-Source) | 284ANV024*0**A* |  |  | CAP**3621AL*+UI | 987MB42060C17*** | 23400 | 21 |  | 13 | 11 |  | 24000 | 24400 | 101.7% | [8 empty] | Residential | 487.5 | No | 1.95
205273724 | Central Heat Pump | BRYANT HEATING AND COOLING SYSTEMS | HRCU-A-CB (Split System: Heat Pump with Remote Outdoor Unit-Air-Source) | 284ANV024*0**A* |  |  | CAP**3621AL*+UI | 987MB42080C17*** | 23400 | 21 |  | 13 | 11 |  | 24000 | 24400 | 101.7% | [8 empty] | Residential | 487.5 | No | 1.95
205273725 | Central Heat Pump | BRYANT HEATING AND COOLING SYSTEMS | HRCU-A-CB (Split System: Heat Pump with Remote Outdoor Unit-Air-Source) | 284ANV024*0**A* |  |  | CAP**3621AL*+UI | 987MB60060C21*** | 23400 | 21 |  | 13 | 11 |  | 24000 | 24400 | 101.7% | [8 empty] | Residential | 487.5 | No | 1.95
207690059 | Central Heat Pump | AMERICAN STANDARD | HRCU-A-CB (Split System: Heat Pump with Remote Outdoor Unit-Air-Source) | 4A6V0X36A1 |  |  | TAMXA0B30V31 |  | 35400 | 20 |  | 13 | 10 |  | 32600 | 26200 | 80.37% | [8 empty] | Residential | 737.5 | No | 2.95
207690061 | Central Heat Pump | AMERICAN STANDARD | HRCU-A-CB (Split System: Heat Pump with Remote Outdoor Unit-Air-Source) | 4A6V8X36A1 |  |  | TAMXA0B30V31 |  | 34400 | 18 |  | 12.5 | 10 |  | 32000 | 26600 | 83.12% | [8 empty] | Residential | 717.5 | No | 2.87
207690062 | Central Heat Pump | AMERICAN STANDARD | HRCU-A-CB (Split System: Heat Pump with Remote Outdoor Unit-Air-Source) | 4A6V8X48A1 |  |  | TAMXA0C42V41 |  | 46500 | 18 |  | 12.5 | 10 |  | 41500 | 36200 | 87.23% | [8 empty] | Residential | 970 | No | 3.88
207782215 | Central Heat Pump | AMERICAN STANDARD | HRCU-A-CB (Split System: Heat Pump with Remote Outdoor Unit-Air-Source) | 4A6V0X36A1 |  |  | 4PX*BU36BS3 | S9V2B060U4PSB+RP | 34600 | 20 |  | 12.5 | 10 |  | 32400 | 25400 | 78.4% | [8 empty] | Residential | 720 | No | 2.88
207782218 | Central Heat Pump | AMERICAN STANDARD | HRCU-A-CB (Split System: Heat Pump with Remote Outdoor Unit-Air-Source) | 4A6V0X36A1 |  |  | 4PX*CU36BS3 | S9V2C100U5PSB+RP | 35000 | 20 |  | 13 | 10 |  | 32200 | 25200 | 78.26% | [8 empty] | Residential | 730 | No | 2.92
207782220 | Central Heat Pump | AMERICAN STANDARD | HRCU-A-CB (Split System: Heat Pump with Remote Outdoor Unit-Air-Source) | 4A6V0X36A1 |  |  | 4PX*CU48BS3 | S9V2C100U5PSB+RP | 36600 | 20.5 |  | 13.5 | 10 |  | 33000 | 25600 | 77.58% | [8 empty] | Residential | 762.5 | No | 3.05
207782222 | Central Heat Pump | AMERICAN STANDARD | HRCU-A-CB (Split System: Heat Pump with Remote Outdoor Unit-Air-Source) | 4A6V0X36A1 |  |  | 4TXCC005DS3 | S9V2C100U5PSB+RP | 35000 | 20 |  | 12.5 | 10 |  | 32200 | 25200 | 78.26% | [8 empty] | Residential | 730 | No | 2.92
207782232 | Central Heat Pump | AMERICAN STANDARD | HRCU-A-CB (Split System: Heat Pump with Remote Outdoor Unit-Air-Source) | 4A6V8X36A1 |  |  | 4PX*CU48BS3 | S9V2C100U5PSB+RP | 36000 | 18 |  | 12.5 | 10 |  | 32800 | 25600 | 78.05% | [8 empty] | Residential | 750 | No | 3
207805645 | Central Heat Pump | AMERICAN STANDARD | HRCU-A-CB (Split System: Heat Pump with Remote Outdoor Unit-Air-Source) | 4A6V0X36A1 |  |  | 4PX*BU42BS3+P0V0B000M40SC+RP |  | 35200 | 20.5 |  | 13 | 10 |  | 32000 | 25600 | 80% | 34000 | 18 | 12.7 | 8.5 | 31800 |  |  |  | Residential | 707.5 | No | 2.83
208185433 | Central Heat Pump | AMERICAN STANDARD | HRCU-A-CB (Split System: Heat Pump with Remote Outdoor Unit-Air-Source) | 4A6V0X36A1 |  |  | 4TXCB004DS3 | S9V2B060U4PSB+RP | 34600 | 20.5 |  | 12.5 | 10 |  | 31000 | 25400 | 81.94% | [8 empty] | Residential | 720 | No | 2.88
207436262 | Central Heat Pump | LENNOX | HRCU-A-CB (Split System: Heat Pump with Remote Outdoor Unit-Air-Source) | SL25XPV-036-230A** |  |  | C35-48B+TDR+TXV | EL296UH070XV36B* | 34600 | 21.5 |  | 13.5 | 10 |  | 35800 | 33400 | 93.3% | 33800 | 21.6 | 13 | 8.8 | 35800 | 27800 | 77.65% | 1.8 | Residential | 705 | Yes | 2.82 | Yes
207436263 | Central Heat Pump | LENNOX | HRCU-A-CB (Split System: Heat Pump with Remote Outdoor Unit-Air-Source) | SL25XPV-036-230A** |  |  | C35-48B+TDR+TXV | SL280UH080NV48B* | 35000 | 22 |  | 14 | 10.2 |  | 35400 | 33000 | 93.22% | 34000 | 21.4 | 13 | 8.8 | 35400 | 27600 | 77.97% | 1.8 | Residential | 707.5 | Yes | 2.83 | Yes
207436264 | Central Heat Pump | LENNOX | HRCU-A-CB (Split System: Heat Pump with Remote Outdoor Unit-Air-Source) | SL25XPV-036-230A** |  |  | C35-48B+TDR+TXV | SL280UH090V36B* | 34800 | 22 |  | 14 | 10.2 |  | 35600 | 33200 | 93.26% | 34000 | 22.2 | 13.4 | 8.8 | 35600 | 27600 | 77.53% | 1.82 | Residential | 707.5 | Yes | 2.83 | Yes
207436265 | Central Heat Pump | LENNOX | HRCU-A-CB (Split System: Heat Pump with Remote Outdoor Unit-Air-Source) | SL25XPV-036-230A** |  |  | C35-48B+TDR+TXV | SL280UH090V48B* | 34800 | 21.5 |  | 14 | 10 |  | 35600 | 33200 | 93.26% | 34000 | 21.8 | 13.4 | 8.8 | 35600 | 27400 | 76.97% | 1.82 | Residential | 707.5 | Yes | 2.83 | Yes
207436266 | Central Heat Pump | LENNOX | HRCU-A-CB (Split System: Heat Pump with Remote Outdoor Unit-Air-Source) | SL25XPV-036-230A** |  |  | C35-48B+TDR+TXV | SL280UH090XV48B* | 34800 | 21.5 |  | 14 | 10 |  | 35600 | 33200 | 93.26% | 34000 | 21.8 | 13.4 | 8.8 | 35600 | 27400 | 76.97% | 1.82 | Residential | 707.5 | Yes | 2.83 | Yes
207436267 | Central Heat Pump | LENNOX | HRCU-A-CB (Split System: Heat Pump with Remote Outdoor Unit-Air-Source) | SL25XPV-036-230A** |  |  | C35-48B+TDR+TXV | SL297UH040NV36B* | 34800 | 21.5 |  | 13.5 | 10 |  | 35800 | 33400 | 93.3% | 33800 | 21.6 | 13 | 8.8 | 35800 | 27800 | 77.65% | 1.8 | Residential | 705 | Yes | 2.82 | Yes
207436268 | Central Heat Pump | LENNOX | HRCU-A-CB (Split System: Heat Pump with Remote Outdoor Unit-Air-Source) | SL25XPV-036-230A** |  |  | C35-48B+TDR+TXV | SL297UH060NV36B* | 34600 | 21 |  | 13.5 | 10 |  | 35800 | 33400 | 93.3% | 33800 | 21.4 | 13 | 8.8 | 35800 | 27800 | 77.65% | 1.8 | Residential | 705 | Yes | 2.82 | Yes
207436269 | Central Heat Pump | LENNOX | HRCU-A-CB (Split System: Heat Pump with Remote Outdoor Unit-Air-Source) | SL25XPV-036-230A** |  |  | C35-48B+TDR+TXV | SLP99UH070XV36B* | 34600 | 21.5 |  | 13.5 | 10 |  | 35800 | 33400 | 93.3% | 33800 | 21.6 | 13 | 8.8 | 35800 | 27800 | 77.65% | 1.8 | Residential | 705 | Yes | 2.82 | Yes
207526370 | Central Heat Pump | TRANE | HRCU-A-CB (Split System: Heat Pump with Remote Outdoor Unit-Air-Source) | 4TWV0X24A1 |  |  | 4TXCB004DS3 | S9V2B080U3PSB+RP | 24000 | 19.25 |  | 13.5 | 10 |  | 20600 | 16800 | 81.55% | [8 empty] | Residential | 500 | No | 2
207526371 | Central Heat Pump | TRANE | HRCU-A-CB (Split System: Heat Pump with Remote Outdoor Unit-Air-Source) | 4TWV0X24A1 |  |  | 4TXCB004DS3 | S9V2B060U3PSB+RP | 24000 | 19.25 |  | 13.5 | 10 |  | 20600 | 16700 | 81.07% | [8 empty] | Residential | 500 | No | 2
207526372 | Central Heat Pump | TRANE | HRCU-A-CB (Split System: Heat Pump with Remote Outdoor Unit-Air-Source) | 4TWV0X24A1 |  |  | 4TXCB004DS3 | S9V2B040U3PSB+RP | 24000 | 18.75 |  | 13.5 | 10 |  | 18600 | 16800 | 90.32% | [8 empty] | Residential | 500 | No | 2
207526392 | Central Heat Pump | TRANE | HRCU-A-CB (Split System: Heat Pump with Remote Outdoor Unit-Air-Source) | 4TWV8X24A1 |  |  | 4PX*BU36BS3 | S9V2B040U3PSB+RP | 24000 | 18 |  | 12.5 | 10 |  | 18600 | 16800 | 90.32% | [8 empty] | Residential | 500 | No | 2
207526393 | Central Heat Pump | TRANE | HRCU-A-CB (Split System: Heat Pump with Remote Outdoor Unit-Air-Source) | 4TWV8X24A1 |  |  | 4PX*BU36BS3 | S9V2B080U3PSB+RP | 24000 | 18 |  | 12.5 | 10 |  | 20600 | 16800 | 81.55% | [8 empty] | Residential | 500 | No | 2
207526394 | Central Heat Pump | TRANE | HRCU-A-CB (Split System: Heat Pump with Remote Outdoor Unit-Air-Source) | 4TWV8X24A1 |  |  | 4TXCB004DS3 | S9V2B080U3PSB+RP | 24000 | 18 |  | 12.5 | 10 |  | 20600 | 16800 | 81.55% | [8 empty] | Residential | 500 | No | 2
207526395 | Central Heat Pump | TRANE | HRCU-A-CB (Split System: Heat Pump with Remote Outdoor Unit-Air-Source) | 4TWV8X24A1 |  |  | 4TXCB004DS3 | S9V2B040U3PSB+RP | 24000 | 18 |  | 12.5 | 10 |  | 18600 | 16800 | 90.32% | [8 empty] | Residential | 500 | No | 2
207526396 | Central Heat Pump | TRANE | HRCU-A-CB (Split System: Heat Pump with Remote Outdoor Unit-Air-Source) | 4TWV8X36A1 |  |  | 4PX*BU36BS3 | S9V2B080U3PSB+RP | 34600 | 18 |  | 12.5 | 10 |  | 32000 | 26000 | 81.25% | [8 empty] | Residential | 720 | No | 2.88
207526397 | Central Heat Pump | TRANE | HRCU-A-CB (Split System: Heat Pump with Remote Outdoor Unit-Air-Source) | 4TWV8X36A1 |  |  | 4PX*BU48BS3 | S9V2B080U3PSB+RP | 36000 | 18 |  | 12.5 | 10 |  | 33000 | 26600 | 80.61% | [8 empty] | Residential | 750 | No | 3
207526399 | Central Heat Pump | TRANE | HRCU-A-CB (Split System: Heat Pump with Remote Outdoor Unit-Air-Source) | 4TWV8X36A1 |  |  | 4TXCB004DS3 | S9V2B080U3PSB+RP | 34600 | 18 |  | 12.5 | 10 |  | 32000 | 26000 | 81.25% | [8 empty] | Residential | 720 | No | 2.88
205273726 | Central Heat Pump | BRYANT HEATING AND COOLING SYSTEMS | HRCU-A-CB (Split System: Heat Pump with Remote Outdoor Unit-Air-Source) | 284ANV024*0**A* |  |  | CAP**3621AL*+UI | 987MB60080C21*** | 23400 | 22 |  | 14 | 11 |  | 24000 | 24200 | 100.8% | [8 empty] | Residential | 487.5 | No | 1.95
206790052 | Central Heat Pump | BRYANT HEATING AND COOLING SYSTEMS | HRCU-A-CB (Split System: Heat Pump with Remote Outdoor Unit-Air-Source) | 284ANV024*0**B* |  |  | CAP**4824AL*+UI | 987MB66100C21*** | 23400 | 22 |  | 14 | 11 |  | 24000 | 24000 | 100% | [8 empty] | Residential | 487.5 | No | 1.95
206790053 | Central Heat Pump | BRYANT HEATING AND COOLING SYSTEMS | HRCU-A-CB (Split System: Heat Pump with Remote Outdoor Unit-Air-Source) | 284ANV024*0**B* |  |  | CAP**4824AL*+UI | 987MB66120C24*** | 23400 | 22 |  | 14 | 11 |  | 24000 | 24000 | 100% | [8 empty] | Residential | 487.5 | No | 1.95
206790054 | Central Heat Pump | BRYANT HEATING AND COOLING SYSTEMS | HRCU-A-CB (Split System: Heat Pump with Remote Outdoor Unit-Air-Source) | 284ANV024*0**B* |  |  | CAP**4824AL*+UI | 88*TA60110C21*** | 23400 | 22 |  | 14 | 11 |  | 24000 | 24000 | 100% | [8 empty] | Residential | 487.5 | No | 1.95
206790055 | Central Heat Pump | BRYANT HEATING AND COOLING SYSTEMS | HRCU-A-CB (Split System: Heat Pump with Remote Outdoor Unit-Air-Source) | 284ANV024*0**B* |  |  | CAP**6024AL*+UI | 987MB60060C21*** | 23400 | 22 |  | 14 | 11 |  | 24000 | 23800 | 99.17% | [8 empty] | Residential | 487.5 | No | 1.95
206790074 | Central Heat Pump | BRYANT HEATING AND COOLING SYSTEMS | HRCU-A-CB (Split System: Heat Pump with Remote Outdoor Unit-Air-Source) | 284ANV024*0**B* |  |  | CNPV*4217AL*+UI | 88*TA48090C17*** | 23400 | 22 |  | 14 | 11 |  | 24000 | 24600 | 102.5% | 23800 | 21.5 | 13.5 | 10 | 26400 |  |  |  | Residential | 495 | No | 1.98
206790076 | Central Heat Pump | BRYANT HEATING AND COOLING SYSTEMS | HRCU-A-CB (Split System: Heat Pump with Remote Outdoor Unit-Air-Source) | 284ANV024*0**B* |  |  | CNPV*4221AL*+UI | 987MB42080C17*** | 23400 | 21 |  | 13 | 11 |  | 24000 | 25000 | 104.2% | 23400 | 20 | 13 | 9.5 | 26800 |  |  |  | Residential | 487.5 | No | 1.95
206790077 | Central Heat Pump | BRYANT HEATING AND COOLING SYSTEMS | HRCU-A-CB (Split System: Heat Pump with Remote Outdoor Unit-Air-Source) | 284ANV024*0**B* |  |  | CNPV*4221AL*+UI | 987MB60060C21*** | 23400 | 21 |  | 13 | 11 |  | 24000 | 25000 | 104.2% | 23400 | 19.5 | 13 | 9.5 | 26800 |  |  |  | Residential | 487.5 | No | 1.95
206790080 | Central Heat Pump | BRYANT HEATING AND COOLING SYSTEMS | HRCU-A-CB (Split System: Heat Pump with Remote Outdoor Unit-Air-Source) | 284ANV024*0**B* |  |  | CNPV*4221AL*+UI | 88*TA48090C17*** | 23400 | 22 |  | 14 | 11 |  | 24000 | 24800 | 103.3% | 23600 | 21.5 | 13.5 | 10 | 26600 |  |  |  | Residential | 492.5 | No | 1.97
205966264 | Central Heat Pump | Liberty Heating & Air Conditioning | HRCU-A-CB (Split System: Heat Pump with Remote Outdoor Unit-Air-Source) | GVZC200481A* |  |  | CA*F4961*6D*+TXV | G*VM970804CNB* | 46000 | 19.5 |  | 12.5 | 10 |  | 46000 | 27800 | 60.43% | [8 empty] | Residential | 957.5 | No | 3.83
205966266 | Central Heat Pump | Liberty Heating & Air Conditioning | HRCU-A-CB (Split System: Heat Pump with Remote Outdoor Unit-Air-Source) | GVZC200481A* |  |  | CA*F4961*6D*+TXV | G*VM971205DNB* | 46000 | 19.5 |  | 12.5 | 10 |  | 46000 | 27800 | 60.43% | [8 empty] | Residential | 957.5 | No | 3.83
205966267 | Central Heat Pump | Liberty Heating & Air Conditioning | HRCU-A-CB (Split System: Heat Pump with Remote Outdoor Unit-Air-Source) | GVZC200481A* |  |  | CA*F4961*6D*+MBVC1600**-1A*+TXV |  | 46500 | 20 |  | 12.5 | 10 |  | 45500 | 26800 | 58.9% | [8 empty] | Residential | 970 | No | 3.88
205966269 | Central Heat Pump | Liberty Heating & Air Conditioning | HRCU-A-CB (Split System: Heat Pump with Remote Outdoor Unit-Air-Source) | GVZC200481A* |  |  | CA*F4961*6D*+TXV | G*VS800805CUA* | 45500 | 19.5 |  | 12.5 | 10 |  | 45500 | 27200 | 59.78% | [8 empty] | Residential | 947.5 | No | 3.79
205966271 | Central Heat Pump | Liberty Heating & Air Conditioning | HRCU-A-CB (Split System: Heat Pump with Remote Outdoor Unit-Air-Source) | GVZC200481A* |  |  | CHPF4860D6D*+MBVC2000**-1A*+TXV |  | 45000 | 20 |  | 12.5 | 10 |  | 45000 | 26600 | 59.11% | [8 empty] | Residential | 937.5 | No | 3.75
205966272 | Central Heat Pump | Liberty Heating & Air Conditioning | HRCU-A-CB (Split System: Heat Pump with Remote Outdoor Unit-Air-Source) | GVZC200481A* |  |  | CA*F4961*6D*+MBVC1601**-1A*+TXV |  | 46500 | 20 |  | 12.5 | 10 |  | 45500 | 26800 | 58.9% | [8 empty] | Residential | 970 | No | 3.88
205966273 | Central Heat Pump | Liberty Heating & Air Conditioning | HRCU-A-CB (Split System: Heat Pump with Remote Outdoor Unit-Air-Source) | GVZC200481A* |  |  | CA*F4961*6D*+MBVC2001**-1A*+TXV |  | 46500 | 20 |  | 13 | 10 |  | 45000 | 26600 | 59.11% | [8 empty] | Residential | 970 | No | 3.88
205966465 | Central Heat Pump | Liberty Heating & Air Conditioning | HRCU-A-CB (Split System: Heat Pump with Remote Outdoor Unit-Air-Source) | GVZC200361A* |  |  | CA*F3743*6D*+MBVC1601**-1A*+TXV |  | 35400 | 21 |  | 14 | 10 |  | 35000 | 18200 | 52% | [8 empty] | Residential | 737.5 | No | 2.95
205966466 | Central Heat Pump | Liberty Heating & Air Conditioning | HRCU-A-CB (Split System: Heat Pump with Remote Outdoor Unit-Air-Source) | GVZC200361A* |  |  | CHPF3642C6C*+MBVC1201**-1A*+TXV |  | 34800 | 20 |  | 13 | 10 |  | 34800 | 18000 | 51.72% | [8 empty] | Residential | 725 | No | 2.9
207436270 | Central Heat Pump | LENNOX | HRCU-A-CB (Split System: Heat Pump with Remote Outdoor Unit-Air-Source) | SL25XPV-036-230A** |  |  | C35-48C+TDR+TXV | EL296UH090XV36C* | 34800 | 22 |  | 14 | 10.2 |  | 35600 | 33200 | 93.26% | 34000 | 22 | 13.4 | 8.8 | 35600 | 27600 | 77.53% | 1.82 | Residential | 707.5 | Yes | 2.83 | Yes
207436271 | Central Heat Pump | LENNOX | HRCU-A-CB (Split System: Heat Pump with Remote Outdoor Unit-Air-Source) | SL25XPV-036-230A** |  |  | C35-48C+TDR+TXV | EL296UH090XV48C* | 34800 | 22 |  | 14 | 10 |  | 35600 | 33200 | 93.26% | 34000 | 22 | 13.4 | 8.8 | 35600 | 27400 | 76.97% | 1.82 | Residential | 707.5 | Yes | 2.83 | Yes
207436272 | Central Heat Pump | LENNOX | HRCU-A-CB (Split System: Heat Pump with Remote Outdoor Unit-Air-Source) | SL25XPV-036-230A** |  |  | C35-48C+TDR+TXV | EL296UH090XV60C* | 34800 | 21.5 |  | 14 | 10 |  | 35600 | 33200 | 93.26% | 34000 | 20.8 | 13.5 | 8.8 | 35600 | 27400 | 76.97% | 1.82 | Residential | 707.5 | Yes | 2.83 | Yes
207436273 | Central Heat Pump | LENNOX | HRCU-A-CB (Split System: Heat Pump with Remote Outdoor Unit-Air-Source) | SL25XPV-036-230A** |  |  | C35-48C+TDR+TXV | EL296UH110XV48C* | 34800 | 22 |  | 14 | 10 |  | 35400 | 33000 | 93.22% | 34000 | 21.8 | 13.4 | 8.8 | 35400 | 27600 | 77.97% | 1.82 | Residential | 707.5 | Yes | 2.83 | Yes
207436274 | Central Heat Pump | LENNOX | HRCU-A-CB (Split System: Heat Pump with Remote Outdoor Unit-Air-Source) | SL25XPV-036-230A** |  |  | C35-48C+TDR+TXV | EL296UH110XV60C* | 34800 | 21 |  | 14 | 10 |  | 35600 | 33200 | 93.26% | 34000 | 21.2 | 13.5 | 8.8 | 35600 | 27400 | 76.97% | 1.82 | Residential | 707.5 | Yes | 2.83 | Yes
207436275 | Central Heat Pump | LENNOX | HRCU-A-CB (Split System: Heat Pump with Remote Outdoor Unit-Air-Source) | SL25XPV-036-230A** |  |  | C35-48C+TDR+TXV | SL280UH080NV60C* | 35000 | 22 |  | 14.5 | 10 |  | 35400 | 33000 | 93.22% | 34000 | 21.4 | 13.5 | 8.8 | 35400 | 27400 | 77.4% | 1.82 | Residential | 707.5 | Yes | 2.83 | Yes
207436276 | Central Heat Pump | LENNOX | HRCU-A-CB (Split System: Heat Pump with Remote Outdoor Unit-Air-Source) | SL25XPV-036-230A** |  |  | C35-48C+TDR+TXV | SL280UH090V60C* | 35000 | 21 |  | 14 | 10 |  | 35400 | 33000 | 93.22% | 34000 | 21.4 | 13.5 | 8.8 | 35400 | 27400 | 77.4% | 1.84 | Residential | 707.5 | Yes | 2.83 | Yes
207436277 | Central Heat Pump | LENNOX | HRCU-A-CB (Split System: Heat Pump with Remote Outdoor Unit-Air-Source) | SL25XPV-036-230A** |  |  | C35-48C+TDR+TXV | SL280UH090XV60C* | 35000 | 21 |  | 14 | 10 |  | 35400 | 33000 | 93.22% | 34000 | 21.4 | 13.5 | 8.8 | 35400 | 27400 | 77.4% | 1.84 | Residential | 707.5 | Yes | 2.83 | Yes
209844541 | Central Heat Pump | AMERICAN STANDARD | HRCU-A-CB (Split System: Heat Pump with Remote Outdoor Unit-Air-Source) | 4A6V0X36A1 |  |  | 4PX*CU42BS3 | S9V2C080U5PSB+RP | 35800 | 21 |  | 13.5 | 10 |  | 32200 | 25800 | 80.12% | [8 empty] | Residential | 745 | No | 2.98
209844543 | Central Heat Pump | AMERICAN STANDARD | HRCU-A-CB (Split System: Heat Pump with Remote Outdoor Unit-Air-Source) | 4A6V0X36A1 |  |  | 4PX*CU48BS3 | S9V2C080U5PSB+RP | 35800 | 21 |  | 13.5 | 10 |  | 31600 | 25600 | 81.01% | [8 empty] | Residential | 745 | No | 2.98
10511102 | Central Heat Pump | AMERICAN STANDARD | HRCU-A-CB (Split System: Heat Pump with Remote Outdoor Unit-Air-Source) | 4A6V8049A1 |  |  | 4PX*CU60BS3 | S9V2D120U5PSB+RP | 48000 | 18 |  | 12.5 | 10 |  | 44000 | 36400 | 82.73% | [8 empty] | Residential | 1000 | No | 4
10511108 | Central Heat Pump | AMERICAN STANDARD | HRCU-A-CB (Split System: Heat Pump with Remote Outdoor Unit-Air-Source) | 4A6V8049A1 |  |  | 4PX*DU60BS3 | S9V2C080U5PSB+RP | 47000 | 18 |  | 12.5 | 10 |  | 43000 | 36400 | 84.65% | [8 empty] | Residential | 980 | No | 3.92
10511111 | Central Heat Pump | AMERICAN STANDARD | HRCU-A-CB (Split System: Heat Pump with Remote Outdoor Unit-Air-Source) | 4A6V8049A1 |  |  | 4PX*DU60BS3 | S9V2D120U5PSB+RP | 48000 | 18 |  | 12.5 | 10 |  | 43500 | 36400 | 83.68% | [8 empty] | Residential | 1000 | No | 4
10511116 | Central Heat Pump | AMERICAN STANDARD | HRCU-A-CB (Split System: Heat Pump with Remote Outdoor Unit-Air-Source) | 4A6V8049A1 |  |  | 4TXCC007DS3 | S9V2C100U5PSB+RP | 46500 | 18 |  | 12.5 | 10 |  | 44500 | 36600 | 82.25% | [8 empty] | Residential | 970 | No | 3.88
10511119 | Central Heat Pump | AMERICAN STANDARD | HRCU-A-CB (Split System: Heat Pump with Remote Outdoor Unit-Air-Source) | 4A6V8049A1 |  |  | 4TXCC007DS3 | S9V2C080U5PSB+RP | 46500 | 18 |  | 12.5 | 10 |  | 44000 | 36600 | 83.18% | [8 empty] | Residential | 970 | No | 3.88
10511122 | Central Heat Pump | AMERICAN STANDARD | HRCU-A-CB (Split System: Heat Pump with Remote Outdoor Unit-Air-Source) | 4A6V8049A1 |  |  | 4TXCC009DS3 | S9V2C100U4PSB+RP | 47500 | 18 |  | 12.5 | 10 |  | 44000 | 36600 | 83.18% | [8 empty] | Residential | 990 | No | 3.96
10511123 | Central Heat Pump | AMERICAN STANDARD | HRCU-A-CB (Split System: Heat Pump with Remote Outdoor Unit-Air-Source) | 4A6V8049A1 |  |  | 4TXCC009DS3 | S9V2D120U5PSB+RP | 48000 | 18 |  | 12.5 | 10 |  | 44000 | 36400 | 82.73% | [8 empty] | Residential | 1000 | No | 4
10511124 | Central Heat Pump | AMERICAN STANDARD | HRCU-A-CB (Split System: Heat Pump with Remote Outdoor Unit-Air-Source) | 4A6V8049A1 |  |  | 4TXCC009DS3 | S9V2C080U5PSB+RP | 48000 | 18 |  | 12.5 | 10 |  | 44000 | 36400 | 82.73% | [8 empty] | Residential | 1000 | No | 4
206790100 | Central Heat Pump | BRYANT HEATING AND COOLING SYSTEMS | HRCU-A-CB (Split System: Heat Pump with Remote Outdoor Unit-Air-Source) | 284ANV024*0**B* |  |  | CSPH*3612AL*+UI | 987MB42080C17*** | 23400 | 21 |  | 13 | 11 |  | 24000 | 25000 | 104.2% | 23600 | 19.5 | 12.5 | 10 | 26600 |  |  |  | Residential | 492.5 | No | 1.97
206790101 | Central Heat Pump | BRYANT HEATING AND COOLING SYSTEMS | HRCU-A-CB (Split System: Heat Pump with Remote Outdoor Unit-Air-Source) | 284ANV024*0**B* |  |  | CSPH*3612AL*+UI | 987MB60060C21*** | 23400 | 20 |  | 13 | 11 |  | 24000 | 25000 | 104.2% | 23600 | 19 | 12.5 | 10 | 26600 |  |  |  | Residential | 492.5 | No | 1.97
206790105 | Central Heat Pump | BRYANT HEATING AND COOLING SYSTEMS | HRCU-A-CB (Split System: Heat Pump with Remote Outdoor Unit-Air-Source) | 284ANV024*0**B* |  |  | CSPH*3612AL*+UI | 88*TA36070C14*** | 23400 | 22 |  | 14 | 11 |  | 24000 | 24800 | 103.3% | 23800 | 20.5 | 13 | 10 | 26600 |  |  |  | Residential | 495 | No | 1.98
206790106 | Central Heat Pump | BRYANT HEATING AND COOLING SYSTEMS | HRCU-A-CB (Split System: Heat Pump with Remote Outdoor Unit-Air-Source) | 284ANV024*0**B* |  |  | CSPH*3612AL*+UI | 88*TA48090C17*** | 23400 | 22 |  | 14 | 11 |  | 24000 | 24600 | 102.5% | 23800 | 20.5 | 13 | 10 | 26400 |  |  |  | Residential | 495 | No | 1.98
206790109 | Central Heat Pump | BRYANT HEATING AND COOLING SYSTEMS | HRCU-A-CB (Split System: Heat Pump with Remote Outdoor Unit-Air-Source) | 284ANV024*0**B* |  |  | CSPH*4212AL*+UI | 987MB42080C17*** | 23400 | 21 |  | 13 | 11 |  | 24000 | 24800 | 103.3% | 23800 | 19.5 | 12.5 | 10 | 26600 |  |  |  | Residential | 495 | No | 1.98
206790110 | Central Heat Pump | BRYANT HEATING AND COOLING SYSTEMS | HRCU-A-CB (Split System: Heat Pump with Remote Outdoor Unit-Air-Source) | 284ANV024*0**B* |  |  | CSPH*4212AL*+UI | 987MB60060C21*** | 23400 | 20 |  | 13 | 11 |  | 24000 | 24800 | 103.3% | 23800 | 19 | 12.5 | 10 | 26600 |  |  |  | Residential | 495 | No | 1.98
206790114 | Central Heat Pump | BRYANT HEATING AND COOLING SYSTEMS | HRCU-A-CB (Split System: Heat Pump with Remote Outdoor Unit-Air-Source) | 284ANV024*0**B* |  |  | CSPH*4212AL*+UI | 88*TA36070C14*** | 23400 | 22 |  | 14 | 11 |  | 24000 | 24600 | 102.5% | 24000 | 20.5 | 13 | 10 | 26400 |  |  |  | Residential | 500 | No | 2
206790115 | Central Heat Pump | BRYANT HEATING AND COOLING SYSTEMS | HRCU-A-CB (Split System: Heat Pump with Remote Outdoor Unit-Air-Source) | 284ANV024*0**B* |  |  | CSPH*4212AL*+UI | 88*TA48090C17*** | 23400 | 22 |  | 14 | 11 |  | 24000 | 24600 | 102.5% | 24000 | 20.5 | 13 | 10 | 26400 |  |  |  | Residential | 500 | No | 2
207526400 | Central Heat Pump | TRANE | HRCU-A-CB (Split System: Heat Pump with Remote Outdoor Unit-Air-Source) | 4TWV8X36A1 |  |  | 4TXCB006DS3 | S9V2B080U3PSB+RP | 36000 | 18 |  | 12.5 | 10 |  | 33000 | 26600 | 80.61% | [8 empty] | Residential | 750 | No | 3
207526404 | Central Heat Pump | TRANE | HRCU-A-CB (Split System: Heat Pump with Remote Outdoor Unit-Air-Source) | 4TWV0X24A1 |  |  | 4PX*BU36BS3 | S9V2B040U3VSA+RP | 24200 | 19 |  | 13 | 10 |  | 18600 | 17000 | 91.4% | 23800 | 19 | 12.5 | 8.5 | 20400 |  |  |  | Residential | 495 | No | 1.98
207526405 | Central Heat Pump | TRANE | HRCU-A-CB (Split System: Heat Pump with Remote Outdoor Unit-Air-Source) | 4TWV0X24A1 |  |  | 4PX*BU36BS3 | S9V2B060U3VSA+RP | 24200 | 19 |  | 13 | 10 |  | 20600 | 16900 | 82.04% | 23600 | 19.5 | 12.5 | 8.5 | 20200 |  |  |  | Residential | 492.5 | No | 1.97
207526406 | Central Heat Pump | TRANE | HRCU-A-CB (Split System: Heat Pump with Remote Outdoor Unit-Air-Source) | 4TWV0X24A1 |  |  | 4PX*BU36BS3 | S9V2B080U3VSA+RP | 24200 | 19.5 |  | 13 | 10 |  | 20600 | 16800 | 81.55% | [8 empty] | Residential | 505 | No | 2.02
207526407 | Central Heat Pump | TRANE | HRCU-A-CB (Split System: Heat Pump with Remote Outdoor Unit-Air-Source) | 4TWV0X24A1 |  |  | 4TXCB004DS3 | S9V2B060U3VSA+RP | 24200 | 19 |  | 13 | 10 |  | 20600 | 16700 | 81.07% | [8 empty] | Residential | 505 | No | 2.02
207526408 | Central Heat Pump | TRANE | HRCU-A-CB (Split System: Heat Pump with Remote Outdoor Unit-Air-Source) | 4TWV0X24A1 |  |  | 4TXCB004DS3 | S9V2B080U3VSA+RP | 24200 | 19.5 |  | 13 | 10 |  | 20600 | 16800 | 81.55% | [8 empty] | Residential | 505 | No | 2.02
207526409 | Central Heat Pump | TRANE | HRCU-A-CB (Split System: Heat Pump with Remote Outdoor Unit-Air-Source) | 4TWV0X24A1 |  |  | 4TXCB004DS3 | S9V2B040U3VSA+RP | 24200 | 19 |  | 13 | 10 |  | 18600 | 16800 | 90.32% | [8 empty] | Residential | 505 | No | 2.02
207526410 | Central Heat Pump | TRANE | HRCU-A-CB (Split System: Heat Pump with Remote Outdoor Unit-Air-Source) | 4TWV0X24A1 |  |  | 4TXCB004DS3 | S9V2B080D3VSA+RP | 23000 | 18.5 |  | 12.5 | 10 |  | 20400 | 16500 | 80.88% | [8 empty] | Residential | 480 | No | 1.92
207526452 | Central Heat Pump | TRANE | HRCU-A-CB (Split System: Heat Pump with Remote Outdoor Unit-Air-Source) | 4TWV8X24A1 |  |  | 4PX*BU36BS3 | S9V2B040U3VSA+RP | 24200 | 18 |  | 13 | 10 |  | 18600 | 16800 | 90.32% | [8 empty] | Residential | 505 | No | 2.02
207526453 | Central Heat Pump | TRANE | HRCU-A-CB (Split System: Heat Pump with Remote Outdoor Unit-Air-Source) | 4TWV8X24A1 |  |  | 4PX*BU36BS3 | S9V2B060U3VSA+RP | 24200 | 18 |  | 13 | 10 |  | 20600 | 16700 | 81.07% | [8 empty] | Residential | 505 | No | 2.02
205966467 | Central Heat Pump | Liberty Heating & Air Conditioning | HRCU-A-CB (Split System: Heat Pump with Remote Outdoor Unit-Air-Source) | GVZC200361A* |  |  | CHPF3642C6C*+MBVC1601**-1A*+TXV |  | 35000 | 20 |  | 13.5 | 10 |  | 34800 | 18000 | 51.72% | [8 empty] | Residential | 730 | No | 2.92
205966468 | Central Heat Pump | Liberty Heating & Air Conditioning | HRCU-A-CB (Split System: Heat Pump with Remote Outdoor Unit-Air-Source) | GVZC200361A* |  |  | CHPF3743C6B*+MBVC1201**-1A*+TXV |  | 35000 | 20 |  | 13.5 | 10 |  | 35000 | 18200 | 52% | [8 empty] | Residential | 730 | No | 2.92
205966469 | Central Heat Pump | Liberty Heating & Air Conditioning | HRCU-A-CB (Split System: Heat Pump with Remote Outdoor Unit-Air-Source) | GVZC200361A* |  |  | CHPF3743C6B*+MBVC1601**-1A*+TXV |  | 35200 | 20 |  | 13.5 | 10 |  | 35000 | 18200 | 52% | [8 empty] | Residential | 732.5 | No | 2.93
205966470 | Central Heat Pump | Liberty Heating & Air Conditioning | HRCU-A-CB (Split System: Heat Pump with Remote Outdoor Unit-Air-Source) | GVZC200361A* |  |  | CSCF3642N6D*+MBVC1201**-1A*+TXV |  | 34800 | 20 |  | 13.5 | 10 |  | 35000 | 18200 | 52% | [8 empty] | Residential | 725 | No | 2.9
205966471 | Central Heat Pump | Liberty Heating & Air Conditioning | HRCU-A-CB (Split System: Heat Pump with Remote Outdoor Unit-Air-Source) | GVZC200361A* |  |  | CSCF3642N6D*+MBVC1601**-1A*+TXV |  | 35000 | 20 |  | 13.5 | 10 |  | 35000 | 18200 | 52% | [8 empty] | Residential | 730 | No | 2.92
205966475 | Central Heat Pump | Liberty Heating & Air Conditioning | HRCU-A-CB (Split System: Heat Pump with Remote Outdoor Unit-Air-Source) | GVZC200481A* |  |  | CA*F4860*6D*+MBVC2000**-1A*+TXV |  | 45000 | 20 |  | 12.5 | 10 |  | 45000 | 26600 | 59.11% | [8 empty] | Residential | 937.5 | No | 3.75
206145076 | Central Heat Pump | Liberty Heating & Air Conditioning | HRCU-A-CB (Split System: Heat Pump with Remote Outdoor Unit-Air-Source) | GVZC200361A* |  |  | CA*F3137*6A*+TXV | G*VC800604B*A* | 35400 | 20 |  | 13 | 10 |  | 35000 | 18200 | 52% | [8 empty] | Residential | 737.5 | No | 2.95
206145080 | Central Heat Pump | Liberty Heating & Air Conditioning | HRCU-A-CB (Split System: Heat Pump with Remote Outdoor Unit-Air-Source) | GVZC200361A* |  |  | CA*F3642*6D*+TXV | G*VC800604B*A* | 35800 | 20 |  | 13 | 10 |  | 35000 | 18200 | 52% | [8 empty] | Residential | 745 | No | 2.98
206145081 | Central Heat Pump | Liberty Heating & Air Conditioning | HRCU-A-CB (Split System: Heat Pump with Remote Outdoor Unit-Air-Source) | GVZC200361A* |  |  | CA*F3642*6D*+TXV | G*VC800805C*A* | 35200 | 20 |  | 13 | 10 |  | 34800 | 18000 | 51.72% | [8 empty] | Residential | 732.5 | No | 2.93
207436278 | Central Heat Pump | LENNOX | HRCU-A-CB (Split System: Heat Pump with Remote Outdoor Unit-Air-Source) | SL25XPV-036-230A** |  |  | C35-48C+TDR+TXV | SL280UH100NV60C* | 35000 | 21 |  | 14.5 | 10 |  | 35200 | 32800 | 93.18% | 34000 | 21 | 13.5 | 8.8 | 35200 | 27400 | 77.84% | 1.82 | Residential | 707.5 | Yes | 2.83 | Yes
207436281 | Central Heat Pump | LENNOX | HRCU-A-CB (Split System: Heat Pump with Remote Outdoor Unit-Air-Source) | SL25XPV-036-230A** |  |  | C35-48C+TDR+TXV | SL297UH080NV48C* | 34800 | 22 |  | 14 | 10 |  | 35400 | 33000 | 93.22% | 34000 | 22 | 13.4 | 8.8 | 35400 | 27400 | 77.4% | 1.82 | Residential | 707.5 | Yes | 2.83 | Yes
207436282 | Central Heat Pump | LENNOX | HRCU-A-CB (Split System: Heat Pump with Remote Outdoor Unit-Air-Source) | SL25XPV-036-230A** |  |  | C35-48C+TDR+TXV | SL297UH080NV60C* | 34800 | 21 |  | 14 | 10 |  | 35600 | 33200 | 93.26% | 34000 | 20.8 | 13.4 | 8.8 | 35600 | 27400 | 76.97% | 1.82 | Residential | 707.5 | Yes | 2.83 | Yes
207436283 | Central Heat Pump | LENNOX | HRCU-A-CB (Split System: Heat Pump with Remote Outdoor Unit-Air-Source) | SL25XPV-036-230A** |  |  | C35-48C+TDR+TXV | SLP99UH090XV36C* | 34800 | 22 |  | 14 | 10.2 |  | 35600 | 33200 | 93.26% | 34000 | 22 | 13.4 | 8.8 | 35600 | 27600 | 77.53% | 1.82 | Residential | 707.5 | Yes | 2.83 | Yes
207436284 | Central Heat Pump | LENNOX | HRCU-A-CB (Split System: Heat Pump with Remote Outdoor Unit-Air-Source) | SL25XPV-036-230A** |  |  | C35-48C+TDR+TXV | SLP99UH090XV48C* | 34800 | 22 |  | 14 | 10 |  | 35600 | 33200 | 93.26% | 34000 | 22 | 13.4 | 8.8 | 35600 | 27400 | 76.97% | 1.82 | Residential | 707.5 | Yes | 2.83 | Yes
207436285 | Central Heat Pump | LENNOX | HRCU-A-CB (Split System: Heat Pump with Remote Outdoor Unit-Air-Source) | SL25XPV-036-230A** |  |  | C35-48C+TDR+TXV | SLP99UH090XV60C* | 34800 | 21.5 |  | 14 | 10 |  | 35600 | 33200 | 93.26% | 34000 | 20.8 | 13.5 | 8.8 | 35600 | 27400 | 76.97% | 1.82 | Residential | 707.5 | Yes | 2.83 | Yes
207436286 | Central Heat Pump | LENNOX | HRCU-A-CB (Split System: Heat Pump with Remote Outdoor Unit-Air-Source) | SL25XPV-036-230A** |  |  | C35-48C+TDR+TXV | SLP99UH110XV60C* | 34800 | 21 |  | 14 | 10 |  | 35600 | 33200 | 93.26% | 34000 | 21.2 | 13.5 | 8.8 | 35600 | 27400 | 76.97% | 1.82 | Residential | 707.5 | Yes | 2.83 | Yes
207436287 | Central Heat Pump | LENNOX | HRCU-A-CB (Split System: Heat Pump with Remote Outdoor Unit-Air-Source) | SL25XPV-036-230A** |  |  | C35-50/60C+TDR+TXV | EL296UH090XV36C* | 34600 | 22 |  | 14 | 10 |  | 34400 | 30800 | 89.53% | 33600 | 22.2 | 13.3 | 8.7 | 34400 | 26800 | 77.91% | 1.8 | Residential | 700 | Yes | 2.8 | Yes
206790135 | Central Heat Pump | BRYANT HEATING AND COOLING SYSTEMS | HRCU-A-CB (Split System: Heat Pump with Remote Outdoor Unit-Air-Source) | 284ANV024*0**B* |  |  | CAP**3617AL*+UI | 88*TA36045C17*** | 23400 | 21 |  | 14 | 11 |  | 24000 | 25200 | 105% | 23200 | 19.5 | 12.5 | 10 | 26800 |  |  |  | Residential | 482.5 | No | 1.93
206790136 | Central Heat Pump | BRYANT HEATING AND COOLING SYSTEMS | HRCU-A-CB (Split System: Heat Pump with Remote Outdoor Unit-Air-Source) | 284ANV024*0**B* |  |  | CAP**3617AL*+UI | 88*TA48070C17*** | 23400 | 21 |  | 14 | 11 |  | 24000 | 25000 | 104.2% | 23200 | 20.5 | 13 | 10 | 26600 |  |  |  | Residential | 482.5 | No | 1.93
206790137 | Central Heat Pump | BRYANT HEATING AND COOLING SYSTEMS | HRCU-A-CB (Split System: Heat Pump with Remote Outdoor Unit-Air-Source) | 284ANV024*0**B* |  |  | CAP**3617AL*+UI | 986TC42060C17*** | 23400 | 21 |  | 14 | 11 |  | 24000 | 25000 | 104.2% | 23200 | 19.5 | 13 | 10 | 26800 |  |  |  | Residential | 482.5 | No | 1.93
206790138 | Central Heat Pump | BRYANT HEATING AND COOLING SYSTEMS | HRCU-A-CB (Split System: Heat Pump with Remote Outdoor Unit-Air-Source) | 284ANV024*0**B* |  |  | CAP**3617AL*+UI | 986TC42080C17*** | 23400 | 21 |  | 14 | 11 |  | 24000 | 25000 | 104.2% | 23200 | 20 | 13 | 10 | 26600 |  |  |  | Residential | 482.5 | No | 1.93
206790139 | Central Heat Pump | BRYANT HEATING AND COOLING SYSTEMS | HRCU-A-CB (Split System: Heat Pump with Remote Outdoor Unit-Air-Source) | 284ANV024*0**B* |  |  | CAP**3621AL*+UI | 88*TA36045C17*** | 23400 | 21 |  | 14 | 11 |  | 24000 | 25000 | 104.2% | 23200 | 20 | 13 | 10 | 26800 |  |  |  | Residential | 482.5 | No | 1.93
206790140 | Central Heat Pump | BRYANT HEATING AND COOLING SYSTEMS | HRCU-A-CB (Split System: Heat Pump with Remote Outdoor Unit-Air-Source) | 284ANV024*0**B* |  |  | CAP**3621AL*+UI | 88*TA48070C17*** | 23400 | 21 |  | 14 | 11 |  | 24000 | 24800 | 103.3% | 23400 | 21 | 13 | 10 | 26600 |  |  |  | Residential | 487.5 | No | 1.95
206790143 | Central Heat Pump | BRYANT HEATING AND COOLING SYSTEMS | HRCU-A-CB (Split System: Heat Pump with Remote Outdoor Unit-Air-Source) | 284ANV024*0**B* |  |  | CAP**3621AL*+UI | 986TC42060C17*** | 23400 | 21 |  | 14 | 11 |  | 24000 | 25000 | 104.2% | 23200 | 20 | 13 | 10 | 26600 |  |  |  | Residential | 482.5 | No | 1.93
206790144 | Central Heat Pump | BRYANT HEATING AND COOLING SYSTEMS | HRCU-A-CB (Split System: Heat Pump with Remote Outdoor Unit-Air-Source) | 284ANV024*0**B* |  |  | CAP**3621AL*+UI | 986TC42080C17*** | 23400 | 21 |  | 14 | 11 |  | 24000 | 25000 | 104.2% | 23200 | 20.5 | 13 | 10 | 26600 |  |  |  | Residential | 482.5 | No | 1.93
10511125 | Central Heat Pump | AMERICAN STANDARD | HRCU-A-CB (Split System: Heat Pump with Remote Outdoor Unit-Air-Source) | 4A6V8049A1 |  |  | 4TXCC009DS3 | S9V2C100U5PSB+RP | 48000 | 18 |  | 12.5 | 10 |  | 44000 | 36600 | 83.18% | [8 empty] | Residential | 1000 | No | 4
10511131 | Central Heat Pump | AMERICAN STANDARD | HRCU-A-CB (Split System: Heat Pump with Remote Outdoor Unit-Air-Source) | 4A6V8049A1 |  |  | 4TXCD010DS3 | S9V2D120U5PSB+RP | 48000 | 18 |  | 12.5 | 10 |  | 43500 | 36400 | 83.68% | [8 empty] | Residential | 1000 | No | 4
10511134 | Central Heat Pump | AMERICAN STANDARD | HRCU-A-CB (Split System: Heat Pump with Remote Outdoor Unit-Air-Source) | 4A6V8049A1 |  |  | 4TXCD010DS3 | S9V2C080U5PSB+RP | 47000 | 18 |  | 12.5 | 10 |  | 43000 | 36400 | 84.65% | [8 empty] | Residential | 980 | No | 3.92
10511138 | Central Heat Pump | AMERICAN STANDARD | HRCU-A-CB (Split System: Heat Pump with Remote Outdoor Unit-Air-Source) | 4A6V8060A1 |  |  | 4PX*CU60BS3 | S9V2D120U5PSB+RP | 55500 | 18 |  | 12.5 | 10 |  | 52500 | 50000 | 95.24% | [8 empty] | Residential | 1157.5 | No | 4.63
209844544 | Central Heat Pump | AMERICAN STANDARD | HRCU-A-CB (Split System: Heat Pump with Remote Outdoor Unit-Air-Source) | 4A6V0X36A1 |  |  | 4TXCC005DS3 | S9V2C080U5PSB+RP | 34800 | 21 |  | 13 | 10 |  | 31000 | 25200 | 81.29% | [8 empty] | Residential | 725 | No | 2.9
210652990 | Central Heat Pump | AMERICAN STANDARD | HRCU-A-CB (Split System: Heat Pump with Remote Outdoor Unit-Air-Source) | 4A6V0X36A1 |  |  | 4PX*BU42BS3 | S9V2B040U3VSA+RP | 34800 | 20 |  | 13 | 10 |  | 31800 | 26600 | 83.65% | 35400 | 20 | 12 | 8.5 | 32800 |  |  |  | Residential | 737.5 | No | 2.95
210652991 | Central Heat Pump | AMERICAN STANDARD | HRCU-A-CB (Split System: Heat Pump with Remote Outdoor Unit-Air-Source) | 4A6V0X36A1 |  |  | 4PX*BU42BS3 | S9V2B040U3PSB+RP | 35800 | 20.5 |  | 13 | 10 |  | 32400 | 26600 | 82.1% | 35400 | 20 | 12 | 8.5 | 32800 |  |  |  | Residential | 737.5 | No | 2.95
10510955 | Central Heat Pump | AMERICAN STANDARD | HRCU-A-CB (Split System: Heat Pump with Remote Outdoor Unit-Air-Source) | 4A6V8024A1 |  |  | 4TXCB004DS3 | S9V2B040U3PSB+RP | 24000 | 18 |  | 12.5 | 10 |  | 18600 | 16800 | 90.32% | [8 empty] | Residential | 500 | No | 2
10510956 | Central Heat Pump | AMERICAN STANDARD | HRCU-A-CB (Split System: Heat Pump with Remote Outdoor Unit-Air-Source) | 4A6V8024A1 |  |  | 4TXCB004DS3 | S9V2B040D3PSB+RP | 23400 | 18 |  | 12.5 | 10 |  | 20600 | 16700 | 81.07% | [8 empty] | Residential | 487.5 | No | 1.95
207526454 | Central Heat Pump | TRANE | HRCU-A-CB (Split System: Heat Pump with Remote Outdoor Unit-Air-Source) | 4TWV8X24A1 |  |  | 4PX*BU36BS3 | S9V2B080U3VSA+RP | 24200 | 18 |  | 13 | 10 |  | 20600 | 16800 | 81.55% | [8 empty] | Residential | 505 | No | 2.02
207526455 | Central Heat Pump | TRANE | HRCU-A-CB (Split System: Heat Pump with Remote Outdoor Unit-Air-Source) | 4TWV8X24A1 |  |  | 4TXCB004DS3 | S9V2B040U3VSA+RP | 24200 | 18 |  | 13 | 10 |  | 18600 | 16800 | 90.32% | [8 empty] | Residential | 505 | No | 2.02
207526456 | Central Heat Pump | TRANE | HRCU-A-CB (Split System: Heat Pump with Remote Outdoor Unit-Air-Source) | 4TWV8X24A1 |  |  | 4TXCB004DS3 | S9V2B060U3VSA+RP | 24200 | 18 |  | 13 | 10 |  | 20600 | 16700 | 81.07% | [8 empty] | Residential | 505 | No | 2.02
207526457 | Central Heat Pump | TRANE | HRCU-A-CB (Split System: Heat Pump with Remote Outdoor Unit-Air-Source) | 4TWV8X24A1 |  |  | 4TXCB004DS3 | S9V2B080U3VSA+RP | 24200 | 18 |  | 13 | 10 |  | 20600 | 16800 | 81.55% | [8 empty] | Residential | 505 | No | 2.02
207526458 | Central Heat Pump | TRANE | HRCU-A-CB (Split System: Heat Pump with Remote Outdoor Unit-Air-Source) | 4TWV8X24A1 |  |  | 4TXCB004DS3 | S9V2B080D3VSA+RP | 23200 | 18 |  | 12.5 | 10 |  | 20400 | 16500 | 80.88% | [8 empty] | Residential | 482.5 | No | 1.93
207526463 | Central Heat Pump | TRANE | HRCU-A-CB (Split System: Heat Pump with Remote Outdoor Unit-Air-Source) | 4TWV8X36A1 |  |  | 4PX*BU48BS3 | S9V2B060U3VSA+RP | 36000 | 18 |  | 12.5 | 10 |  | 33000 | 26400 | 80% | [8 empty] | Residential | 750 | No | 3
207526464 | Central Heat Pump | TRANE | HRCU-A-CB (Split System: Heat Pump with Remote Outdoor Unit-Air-Source) | 4TWV8X36A1 |  |  | 4PX*BU48BS3 | S9V2B040U3VSA+RP | 36000 | 18 |  | 12.5 | 10 |  | 32800 | 26400 | 80.49% | [8 empty] | Residential | 750 | No | 3
207526465 | Central Heat Pump | TRANE | HRCU-A-CB (Split System: Heat Pump with Remote Outdoor Unit-Air-Source) | 4TWV8X36A1 |  |  | 4PX*BU48BS3 | S9V2B080U3VSA+RP | 36000 | 18 |  | 12.5 | 10 |  | 33000 | 26600 | 80.61% | [8 empty] | Residential | 750 | No | 3
207526469 | Central Heat Pump | TRANE | HRCU-A-CB (Split System: Heat Pump with Remote Outdoor Unit-Air-Source) | 4TWV8X36A1 |  |  | 4PX*CU48BS3 | S9V2C100U4VSA+RP | 36000 | 18 |  | 12.5 | 10 |  | 32800 | 26000 | 79.27% | 35200 | 18 | 12 | 8.5 | 31400 |  |  |  | Residential | 732.5 | No | 2.93
207526473 | Central Heat Pump | TRANE | HRCU-A-CB (Split System: Heat Pump with Remote Outdoor Unit-Air-Source) | 4TWV8X36A1 |  |  | 4TXCB006DS3 | S9V2B060U3VSA+RP | 36000 | 18 |  | 12.5 | 10 |  | 33000 | 26400 | 80% | [8 empty] | Residential | 750 | No | 3
206145082 | Central Heat Pump | Liberty Heating & Air Conditioning | HRCU-A-CB (Split System: Heat Pump with Remote Outdoor Unit-Air-Source) | GVZC200361A* |  |  | CA*F3642*6D*+TXV | G*VC801005C*A* | 35200 | 20 |  | 13 | 10 |  | 34800 | 18000 | 51.72% | [8 empty] | Residential | 732.5 | No | 2.93
206145086 | Central Heat Pump | Liberty Heating & Air Conditioning | HRCU-A-CB (Split System: Heat Pump with Remote Outdoor Unit-Air-Source) | GVZC200361A* |  |  | CA*F3642*6D*+TXV | G*VC960804CNB* | 35800 | 20 |  | 12.5 | 10 |  | 35000 | 18200 | 52% | [8 empty] | Residential | 745 | No | 2.98
206145089 | Central Heat Pump | Liberty Heating & Air Conditioning | HRCU-A-CB (Split System: Heat Pump with Remote Outdoor Unit-Air-Source) | GVZC200361A* |  |  | CA*F3743*6D*+TXV | G*VC800604B*A* | 35200 | 20 |  | 13 | 10 |  | 34800 | 18000 | 51.72% | [8 empty] | Residential | 732.5 | No | 2.93
206145090 | Central Heat Pump | Liberty Heating & Air Conditioning | HRCU-A-CB (Split System: Heat Pump with Remote Outdoor Unit-Air-Source) | GVZC200361A* |  |  | CA*F3743*6D*+TXV | G*VC800805C*A* | 35800 | 20 |  | 13.5 | 10 |  | 35000 | 18200 | 52% | [8 empty] | Residential | 745 | No | 2.98
206145091 | Central Heat Pump | Liberty Heating & Air Conditioning | HRCU-A-CB (Split System: Heat Pump with Remote Outdoor Unit-Air-Source) | GVZC200361A* |  |  | CA*F3743*6D*+TXV | G*VC801005C*A* | 35800 | 20 |  | 13 | 10 |  | 35000 | 18200 | 52% | [8 empty] | Residential | 745 | No | 2.98
206145096 | Central Heat Pump | Liberty Heating & Air Conditioning | HRCU-A-CB (Split System: Heat Pump with Remote Outdoor Unit-Air-Source) | GVZC200361A* |  |  | CA*F3743*6D*+TXV | G*VC961005CNB* | 35800 | 20 |  | 12.5 | 10 |  | 35000 | 18200 | 52% | [8 empty] | Residential | 745 | No | 2.98
206145097 | Central Heat Pump | Liberty Heating & Air Conditioning | HRCU-A-CB (Split System: Heat Pump with Remote Outdoor Unit-Air-Source) | GVZC200361A* |  |  | CA*F3743*6D*+TXV | G*VC961205DNB* | 35800 | 20 |  | 13 | 10 |  | 35000 | 18200 | 52% | [8 empty] | Residential | 745 | No | 2.98
206145098 | Central Heat Pump | Liberty Heating & Air Conditioning | HRCU-A-CB (Split System: Heat Pump with Remote Outdoor Unit-Air-Source) | GVZC200361A* |  |  | CHPF3642C6C*+TXV | G*VC800604B*A* | 35400 | 20 |  | 13 | 10 |  | 34800 | 18000 | 51.72% | [8 empty] | Residential | 737.5 | No | 2.95
206145099 | Central Heat Pump | Liberty Heating & Air Conditioning | HRCU-A-CB (Split System: Heat Pump with Remote Outdoor Unit-Air-Source) | GVZC200361A* |  |  | CHPF3642C6C*+TXV | G*VC800805C*A* | 35400 | 20 |  | 13 | 10 |  | 34800 | 18000 | 51.72% | [8 empty] | Residential | 737.5 | No | 2.95
206790145 | Central Heat Pump | BRYANT HEATING AND COOLING SYSTEMS | HRCU-A-CB (Split System: Heat Pump with Remote Outdoor Unit-Air-Source) | 284ANV024*0**B* |  |  | CAP**4221AL*+UI | 88*TA36045C17*** | 23400 | 21 |  | 14 | 11 |  | 24000 | 25000 | 104.2% | 23400 | 20 | 13 | 10 | 26600 |  |  |  | Residential | 487.5 | No | 1.95
206790146 | Central Heat Pump | BRYANT HEATING AND COOLING SYSTEMS | HRCU-A-CB (Split System: Heat Pump with Remote Outdoor Unit-Air-Source) | 284ANV024*0**B* |  |  | CAP**4221AL*+UI | 88*TA48070C17*** | 23400 | 21 |  | 14 | 11 |  | 24000 | 24800 | 103.3% | 23400 | 21 | 13.5 | 10 | 26600 |  |  |  | Residential | 487.5 | No | 1.95
206790149 | Central Heat Pump | BRYANT HEATING AND COOLING SYSTEMS | HRCU-A-CB (Split System: Heat Pump with Remote Outdoor Unit-Air-Source) | 284ANV024*0**B* |  |  | CAP**4221AL*+UI | 986TC42060C17*** | 23400 | 21 |  | 14 | 11 |  | 24000 | 25000 | 104.2% | 23400 | 20 | 13 | 10 | 26600 |  |  |  | Residential | 487.5 | No | 1.95
206790150 | Central Heat Pump | BRYANT HEATING AND COOLING SYSTEMS | HRCU-A-CB (Split System: Heat Pump with Remote Outdoor Unit-Air-Source) | 284ANV024*0**B* |  |  | CAP**4221AL*+UI | 986TC42080C17*** | 23400 | 21 |  | 14 | 11 |  | 24000 | 24800 | 103.3% | 23400 | 20.5 | 13 | 10 | 26600 |  |  |  | Residential | 487.5 | No | 1.95
206790170 | Central Heat Pump | BRYANT HEATING AND COOLING SYSTEMS | HRCU-A-CB (Split System: Heat Pump with Remote Outdoor Unit-Air-Source) | 284ANV024*0**B* |  |  | CNPV*3617AL*+UI | 88*TA48070C17*** | 23400 | 21 |  | 14 | 11 |  | 24000 | 25000 | 104.2% | 23200 | 20.5 | 13 | 9.5 | 26800 |  |  |  | Residential | 482.5 | No | 1.93
206790171 | Central Heat Pump | BRYANT HEATING AND COOLING SYSTEMS | HRCU-A-CB (Split System: Heat Pump with Remote Outdoor Unit-Air-Source) | 284ANV024*0**B* |  |  | CNPV*3617AL*+UI | 986TC42060C17*** | 23400 | 21 |  | 14 | 11 |  | 24000 | 25200 | 105% | 23200 | 19.5 | 13 | 9.5 | 26800 |  |  |  | Residential | 482.5 | No | 1.93
206790172 | Central Heat Pump | BRYANT HEATING AND COOLING SYSTEMS | HRCU-A-CB (Split System: Heat Pump with Remote Outdoor Unit-Air-Source) | 284ANV024*0**B* |  |  | CNPV*3617AL*+UI | 986TC42080C17*** | 23400 | 21 |  | 14 | 11 |  | 24000 | 25000 | 104.2% | 23200 | 20 | 13 | 9.5 | 26800 |  |  |  | Residential | 482.5 | No | 1.93
206790173 | Central Heat Pump | BRYANT HEATING AND COOLING SYSTEMS | HRCU-A-CB (Split System: Heat Pump with Remote Outdoor Unit-Air-Source) | 284ANV024*0**B* |  |  | CNPV*3621AL*+UI | 88*TA36045C17*** | 23400 | 21 |  | 14 | 11 |  | 24000 | 25200 | 105% | 23000 | 19.5 | 12.5 | 9.5 | 26800 |  |  |  | Residential | 480 | No | 1.92
206905928 | Central Heat Pump | ALLIED | HRCU-A-CB (Split System: Heat Pump with Remote Outdoor Unit-Air-Source) | 4HP18V36P |  |  | EA(C,U)1P30A+H4TXV01 | 80G2UH070AE12 | 24000 | 19.5 |  | 13 | 10 |  | 24000 | 15400 | 64.17% | 24000 | 19 | 12.3 | 8.1 | 24000 |  |  |  | Residential | 500 | No | 2
206905929 | Central Heat Pump | ALLIED | HRCU-A-CB (Split System: Heat Pump with Remote Outdoor Unit-Air-Source) | 4HP18V36P |  |  | EA(C,U)1P30A+H4TXV01 | 80G2UH070AE12L | 24000 | 19.5 |  | 13 | 10 |  | 24000 | 15400 | 64.17% | 24000 | 19 | 12.3 | 8.1 | 24000 |  |  |  | Residential | 500 | No | 2
206905943 | Central Heat Pump | ALLIED | HRCU-A-CB (Split System: Heat Pump with Remote Outdoor Unit-Air-Source) | 4HP18V36P |  |  | EA(C,U)1P30B+H4TXV01 | 96G2UH070BV12 | 23800 | 20 |  | 13 | 10 |  | 24000 | 15400 | 64.17% | 23800 | 19 | 12.3 | 8.1 | 24000 |  |  |  | Residential | 495 | No | 1.98
209329637 | Central Heat Pump | ALLIED | HRCU-A-CB (Split System: Heat Pump with Remote Outdoor Unit-Air-Source) | 4HP18V36P |  |  | EAH1P30B+H4TXV01 | 96G2UH045BE12 | 24000 | 18.5 |  | 13 | 10 |  | 24000 | 15100 | 62.92% | 24000 | 18.5 | 12.3 | 8.5 | 24000 |  |  |  | Residential | 500 | No | 2
209329640 | Central Heat Pump | ALLIED | HRCU-A-CB (Split System: Heat Pump with Remote Outdoor Unit-Air-Source) | 4HP18V36P |  |  | EAH1P30B+H4TXV01 | 96G2UH070BE12 | 24000 | 18.5 |  | 13 | 10 |  | 24000 | 15100 | 62.92% | 23800 | 18.5 | 12.3 | 8.5 | 24000 |  |  |  | Residential | 495 | No | 1.98
206906020 | Central Heat Pump | ALLIED | HRCU-A-CB (Split System: Heat Pump with Remote Outdoor Unit-Air-Source) | 4HP18V36P |  |  | EAC4X30A | 80G2UH070AE12 | 24000 | 19.5 |  | 13 | 10 |  | 24000 | 15400 | 64.17% | 24000 | 19 | 12.3 | 8.1 | 24000 |  |  |  | Residential | 500 | No | 2
206906021 | Central Heat Pump | ALLIED | HRCU-A-CB (Split System: Heat Pump with Remote Outdoor Unit-Air-Source) | 4HP18V36P |  |  | EAC4X30A | 80G2UH070AE12L | 24000 | 19.5 |  | 13 | 10 |  | 24000 | 15400 | 64.17% | 24000 | 19 | 12.3 | 8.1 | 24000 |  |  |  | Residential | 500 | No | 2
206906035 | Central Heat Pump | ALLIED | HRCU-A-CB (Split System: Heat Pump with Remote Outdoor Unit-Air-Source) | 4HP18V36P |  |  | EAC4X30B | 96G2UH070BV12 | 23800 | 20 |  | 13 | 10 |  | 24000 | 15400 | 64.17% | 23800 | 19 | 12.3 | 8.1 | 24000 |  |  |  | Residential | 495 | No | 1.98
206906087 | Central Heat Pump | ALLIED | HRCU-A-CB (Split System: Heat Pump with Remote Outdoor Unit-Air-Source) | 4HP18V36P |  |  | EAH1P30A+H4TXV01 | 80G1UH040AE12X | 24000 | 19.5 |  | 13 | 10 |  | 24000 | 15100 | 62.92% | 24000 | 19 | 12.3 | 8.5 | 24000 |  |  |  | Residential | 500 | No | 2
207436288 | Central Heat Pump | LENNOX | HRCU-A-CB (Split System: Heat Pump with Remote Outdoor Unit-Air-Source) | SL25XPV-036-230A** |  |  | C35-50/60C+TDR+TXV | EL296UH090XV48C* | 34600 | 22 |  | 14 | 10 |  | 34400 | 30600 | 88.95% | 33600 | 22.2 | 13.3 | 8.7 | 34400 | 26800 | 77.91% | 1.82 | Residential | 700 | Yes | 2.8 | Yes
207436289 | Central Heat Pump | LENNOX | HRCU-A-CB (Split System: Heat Pump with Remote Outdoor Unit-Air-Source) | SL25XPV-036-230A** |  |  | C35-50/60C+TDR+TXV | EL296UH090XV60C* | 34600 | 22 |  | 14 | 10 |  | 34400 | 30600 | 88.95% | 33600 | 21 | 13.3 | 8.6 | 34400 | 26600 | 77.33% | 1.8 | Residential | 700 | Yes | 2.8 | Yes
207436290 | Central Heat Pump | LENNOX | HRCU-A-CB (Split System: Heat Pump with Remote Outdoor Unit-Air-Source) | SL25XPV-036-230A** |  |  | C35-50/60C+TDR+TXV | EL296UH110XV48C* | 34600 | 22 |  | 14 | 10 |  | 34400 | 30600 | 88.95% | 33600 | 22 | 13.3 | 8.7 | 34400 | 26800 | 77.91% | 1.82 | Residential | 700 | Yes | 2.8 | Yes
207436292 | Central Heat Pump | LENNOX | HRCU-A-CB (Split System: Heat Pump with Remote Outdoor Unit-Air-Source) | SL25XPV-036-230A** |  |  | C35-50/60C+TDR+TXV | SL280UH080NV60C* | 34800 | 22 |  | 14.5 | 10 |  | 34200 | 30400 | 88.89% | 33800 | 21.6 | 13.5 | 8.7 | 34200 | 26600 | 77.78% | 1.82 | Residential | 705 | Yes | 2.82 | Yes
207436293 | Central Heat Pump | LENNOX | HRCU-A-CB (Split System: Heat Pump with Remote Outdoor Unit-Air-Source) | SL25XPV-036-230A** |  |  | C35-50/60C+TDR+TXV | SL280UH090V60C* | 34600 | 22 |  | 14 | 10 |  | 34200 | 30600 | 89.47% | 33800 | 21.6 | 13.5 | 8.7 | 34200 | 26600 | 77.78% | 1.82 | Residential | 705 | Yes | 2.82 | Yes
207436294 | Central Heat Pump | LENNOX | HRCU-A-CB (Split System: Heat Pump with Remote Outdoor Unit-Air-Source) | SL25XPV-036-230A** |  |  | C35-50/60C+TDR+TXV | SL280UH090XV60C* | 34600 | 22 |  | 14 | 10 |  | 34200 | 30600 | 89.47% | 33800 | 21.6 | 13.5 | 8.7 | 34200 | 26600 | 77.78% | 1.82 | Residential | 705 | Yes | 2.82 | Yes
207436295 | Central Heat Pump | LENNOX | HRCU-A-CB (Split System: Heat Pump with Remote Outdoor Unit-Air-Source) | SL25XPV-036-230A** |  |  | C35-50/60C+TDR+TXV | SL280UH100NV60C* | 34800 | 22 |  | 14.5 | 10 |  | 34000 | 30400 | 89.41% | 33800 | 21.2 | 13.5 | 8.6 | 34000 | 26600 | 78.24% | 1.8 | Residential | 705 | Yes | 2.82 | Yes
207436302 | Central Heat Pump | LENNOX | HRCU-A-CB (Split System: Heat Pump with Remote Outdoor Unit-Air-Source) | SL25XPV-036-230A** |  |  | C35-50/60C+TDR+TXV | SL297UH080NV48C* | 34600 | 22 |  | 14 | 10 |  | 34200 | 30600 | 89.47% | 33600 | 22.2 | 13.3 | 8.7 | 34200 | 26600 | 77.78% | 1.8 | Residential | 700 | Yes | 2.8 | Yes
207526474 | Central Heat Pump | TRANE | HRCU-A-CB (Split System: Heat Pump with Remote Outdoor Unit-Air-Source) | 4TWV8X36A1 |  |  | 4TXCB006DS3 | S9V2B080U3VSA+RP | 36000 | 18 |  | 12.5 | 10 |  | 33000 | 26600 | 80.61% | [8 empty] | Residential | 750 | No | 3
207526475 | Central Heat Pump | TRANE | HRCU-A-CB (Split System: Heat Pump with Remote Outdoor Unit-Air-Source) | 4TWV8X36A1 |  |  | 4TXCB006DS3 | S9V2B040U3VSA+RP | 36000 | 18 |  | 12.5 | 10 |  | 32800 | 26400 | 80.49% | [8 empty] | Residential | 750 | No | 3
207526477 | Central Heat Pump | TRANE | HRCU-A-CB (Split System: Heat Pump with Remote Outdoor Unit-Air-Source) | 4TWV8X36A1 |  |  | 4TXCC007DS3 | S9V2C100U4VSA+RP | 36000 | 18 |  | 12.5 | 10 |  | 32800 | 26200 | 79.88% | [8 empty] | Residential | 750 | No | 3
207526487 | Central Heat Pump | TRANE | HRCU-A-CB (Split System: Heat Pump with Remote Outdoor Unit-Air-Source) | 4TWV8X48A1 |  |  | 4PX*DU60BS3 | S9V2D120U5VSA+RP | 48000 | 18 |  | 12.5 | 10 |  | 45000 | 36800 | 81.78% | 47000 | 18 | 12 | 8.5 | 43000 |  |  |  | Residential | 980 | No | 3.92
207526494 | Central Heat Pump | TRANE | HRCU-A-CB (Split System: Heat Pump with Remote Outdoor Unit-Air-Source) | 4TWV8X48A1 |  |  | 4TXCD010DS3 | S9V2D120U5VSA+RP | 48000 | 18 |  | 12.5 | 10 |  | 45000 | 36800 | 81.78% | 47000 | 18 | 12 | 8.5 | 43000 |  |  |  | Residential | 980 | No | 3.92
207526569 | Central Heat Pump | TRANE | HRCU-A-CB (Split System: Heat Pump with Remote Outdoor Unit-Air-Source) | 4TWV0X36A1 |  |  | 4PX*BU36BS3 | P0V0B000M40SA+RP | 35000 | 20 |  | 12.5 | 10 |  | 30800 | 25600 | 83.12% | [8 empty] | Residential | 730 | No | 2.92
207526571 | Central Heat Pump | TRANE | HRCU-A-CB (Split System: Heat Pump with Remote Outdoor Unit-Air-Source) | 4TWV0X36A1 |  |  | 4PX*BU42BS3 | P0V0B000M40SA+RP | 36200 | 20.5 |  | 13 | 10 |  | 32000 | 26200 | 81.88% | [8 empty] | Residential | 755 | No | 3.02
207526575 | Central Heat Pump | TRANE | HRCU-A-CB (Split System: Heat Pump with Remote Outdoor Unit-Air-Source) | 4TWV0X36A1 |  |  | 4TXCB004DS3 | P0V0B000M40SA+RP | 35000 | 20.5 |  | 12.5 | 10 |  | 30800 | 25600 | 83.12% | [8 empty] | Residential | 730 | No | 2.92
10511437 | Central Heat Pump | TRANE | HRCU-A-CB (Split System: Heat Pump with Remote Outdoor Unit-Air-Source) | 4TWV8060A1 |  |  | 4PX*CU60BS3 | S9V2C080U5PSB+RP | 55500 | 18 |  | 12.5 | 10 |  | 52500 | 50500 | 96.19% | [8 empty] | Residential | 1157.5 | No | 4.63
10511438 | Central Heat Pump | TRANE | HRCU-A-CB (Split System: Heat Pump with Remote Outdoor Unit-Air-Source) | 4TWV8060A1 |  |  | 4PX*CU60BS3 | S9V2C100U5PSB+RP | 55500 | 18 |  | 12.5 | 10 |  | 53000 | 50000 | 94.34% | [8 empty] | Residential | 1157.5 | No | 4.63
206790174 | Central Heat Pump | BRYANT HEATING AND COOLING SYSTEMS | HRCU-A-CB (Split System: Heat Pump with Remote Outdoor Unit-Air-Source) | 284ANV024*0**B* |  |  | CNPV*3621AL*+UI | 88*TA48070C17*** | 23400 | 21 |  | 14 | 11 |  | 24000 | 25000 | 104.2% | 23200 | 20.5 | 13 | 9.5 | 26800 |  |  |  | Residential | 482.5 | No | 1.93
206790177 | Central Heat Pump | BRYANT HEATING AND COOLING SYSTEMS | HRCU-A-CB (Split System: Heat Pump with Remote Outdoor Unit-Air-Source) | 284ANV024*0**B* |  |  | CNPV*3621AL*+UI | 986TC42060C17*** | 23400 | 21 |  | 14 | 11 |  | 24000 | 25200 | 105% | 23200 | 19.5 | 13 | 9.5 | 26800 |  |  |  | Residential | 482.5 | No | 1.93
206790178 | Central Heat Pump | BRYANT HEATING AND COOLING SYSTEMS | HRCU-A-CB (Split System: Heat Pump with Remote Outdoor Unit-Air-Source) | 284ANV024*0**B* |  |  | CNPV*3621AL*+UI | 986TC42080C17*** | 23400 | 21 |  | 14 | 11 |  | 24000 | 25000 | 104.2% | 23200 | 20 | 13 | 9.5 | 26800 |  |  |  | Residential | 482.5 | No | 1.93
206790179 | Central Heat Pump | BRYANT HEATING AND COOLING SYSTEMS | HRCU-A-CB (Split System: Heat Pump with Remote Outdoor Unit-Air-Source) | 284ANV024*0**B* |  |  | CNPV*4217AL*+UI | 88*TA36045C17*** | 23400 | 21 |  | 14 | 11 |  | 24000 | 25000 | 104.2% | 23600 | 19.5 | 13 | 10 | 26800 |  |  |  | Residential | 492.5 | No | 1.97
206790180 | Central Heat Pump | BRYANT HEATING AND COOLING SYSTEMS | HRCU-A-CB (Split System: Heat Pump with Remote Outdoor Unit-Air-Source) | 284ANV024*0**B* |  |  | CNPV*4217AL*+UI | 88*TA48070C17*** | 23400 | 21 |  | 14 | 11 |  | 24000 | 24800 | 103.3% | 23600 | 20.5 | 13.5 | 10 | 26600 |  |  |  | Residential | 492.5 | No | 1.97
206790056 | Central Heat Pump | BRYANT HEATING AND COOLING SYSTEMS | HRCU-A-CB (Split System: Heat Pump with Remote Outdoor Unit-Air-Source) | 284ANV024*0**B* |  |  | CAP**6024AL*+UI | 987MB60080C21*** | 23400 | 22 |  | 14 | 11 |  | 24000 | 23600 | 98.33% | [8 empty] | Residential | 487.5 | No | 1.95
206790057 | Central Heat Pump | BRYANT HEATING AND COOLING SYSTEMS | HRCU-A-CB (Split System: Heat Pump with Remote Outdoor Unit-Air-Source) | 284ANV024*0**B* |  |  | CAP**6024AL*+UI | 987MB66100C21*** | 23400 | 22 |  | 14 | 11 |  | 24000 | 23600 | 98.33% | [8 empty] | Residential | 487.5 | No | 1.95
206790058 | Central Heat Pump | BRYANT HEATING AND COOLING SYSTEMS | HRCU-A-CB (Split System: Heat Pump with Remote Outdoor Unit-Air-Source) | 284ANV024*0**B* |  |  | CAP**6024AL*+UI | 987MB66120C24*** | 23400 | 22 |  | 14 | 11 |  | 24000 | 23600 | 98.33% | [8 empty] | Residential | 487.5 | No | 1.95
206790059 | Central Heat Pump | BRYANT HEATING AND COOLING SYSTEMS | HRCU-A-CB (Split System: Heat Pump with Remote Outdoor Unit-Air-Source) | 284ANV024*0**B* |  |  | CAP**6024AL*+UI | 88*TA60110C21*** | 23400 | 22 |  | 14 | 11 |  | 24000 | 23600 | 98.33% | [8 empty] | Residential | 487.5 | No | 1.95
206145100 | Central Heat Pump | Liberty Heating & Air Conditioning | HRCU-A-CB (Split System: Heat Pump with Remote Outdoor Unit-Air-Source) | GVZC200361A* |  |  | CHPF3642C6C*+TXV | G*VC801005C*A* | 35400 | 20 |  | 13 | 10 |  | 34800 | 18000 | 51.72% | [8 empty] | Residential | 737.5 | No | 2.95
206145106 | Central Heat Pump | Liberty Heating & Air Conditioning | HRCU-A-CB (Split System: Heat Pump with Remote Outdoor Unit-Air-Source) | GVZC200361A* |  |  | CHPF3743C6B*+TXV | G*VC800604B*A* | 35600 | 20 |  | 13 | 10 |  | 35000 | 18200 | 52% | [8 empty] | Residential | 742.5 | No | 2.97
206145107 | Central Heat Pump | Liberty Heating & Air Conditioning | HRCU-A-CB (Split System: Heat Pump with Remote Outdoor Unit-Air-Source) | GVZC200361A* |  |  | CHPF3743C6B*+TXV | G*VC800805C*A* | 35600 | 20 |  | 13.5 | 10 |  | 35000 | 18200 | 52% | [8 empty] | Residential | 742.5 | No | 2.97
206145108 | Central Heat Pump | Liberty Heating & Air Conditioning | HRCU-A-CB (Split System: Heat Pump with Remote Outdoor Unit-Air-Source) | GVZC200361A* |  |  | CHPF3743C6B*+TXV | G*VC801005C*A* | 35600 | 20 |  | 13 | 10 |  | 35000 | 18200 | 52% | [8 empty] | Residential | 742.5 | No | 2.97
206145112 | Central Heat Pump | Liberty Heating & Air Conditioning | HRCU-A-CB (Split System: Heat Pump with Remote Outdoor Unit-Air-Source) | GVZC200361A* |  |  | CHPF3743C6B*+TXV | G*VC960804CNB* | 35600 | 20 |  | 12.5 | 10 |  | 35000 | 18200 | 52% | [8 empty] | Residential | 742.5 | No | 2.97
206145113 | Central Heat Pump | Liberty Heating & Air Conditioning | HRCU-A-CB (Split System: Heat Pump with Remote Outdoor Unit-Air-Source) | GVZC200361A* |  |  | CHPF3743C6B*+TXV | G*VC961005CNB* | 35600 | 20 |  | 12.5 | 10 |  | 35000 | 18200 | 52% | [8 empty] | Residential | 742.5 | No | 2.97
206145114 | Central Heat Pump | Liberty Heating & Air Conditioning | HRCU-A-CB (Split System: Heat Pump with Remote Outdoor Unit-Air-Source) | GVZC200361A* |  |  | CHPF3743C6B*+TXV | G*VM970804CNB* | 35600 | 20 |  | 12.5 | 10 |  | 35000 | 18200 | 52% | [8 empty] | Residential | 742.5 | No | 2.97
206145115 | Central Heat Pump | Liberty Heating & Air Conditioning | HRCU-A-CB (Split System: Heat Pump with Remote Outdoor Unit-Air-Source) | GVZC200361A* |  |  | CHPF3743C6B*+TXV | G*VM971005CNB* | 35600 | 20 |  | 12.5 | 10 |  | 35000 | 18200 | 52% | [8 empty] | Residential | 742.5 | No | 2.97
206145116 | Central Heat Pump | Liberty Heating & Air Conditioning | HRCU-A-CB (Split System: Heat Pump with Remote Outdoor Unit-Air-Source) | GVZC200361A* |  |  | CSCF3642N6D*+TXV | G*VC800604B*A* | 35400 | 20 |  | 13 | 10 |  | 35000 | 18200 | 52% | [8 empty] | Residential | 737.5 | No | 2.95
207436308 | Central Heat Pump | LENNOX | HRCU-A-CB (Split System: Heat Pump with Remote Outdoor Unit-Air-Source) | SL25XPV-036-230A** |  |  | C35-50/60C+TDR+TXV | SLP99UH090XV36C* | 34600 | 22 |  | 14 | 10 |  | 34400 | 30800 | 89.53% | 33600 | 22.2 | 13.3 | 8.7 | 34400 | 26800 | 77.91% | 1.8 | Residential | 700 | Yes | 2.8 | Yes
207436314 | Central Heat Pump | LENNOX | HRCU-A-CB (Split System: Heat Pump with Remote Outdoor Unit-Air-Source) | SL25XPV-036-230A** |  |  | C35-50/60C+TDR+TXV | SLP99UH090XV48C* | 34600 | 22 |  | 14 | 10 |  | 34400 | 30600 | 88.95% | 33600 | 22.2 | 13.3 | 8.7 | 34400 | 26800 | 77.91% | 1.82 | Residential | 700 | Yes | 2.8 | Yes
207436326 | Central Heat Pump | LENNOX | HRCU-A-CB (Split System: Heat Pump with Remote Outdoor Unit-Air-Source) | SL25XPV-036-230A** |  |  | C35-50/60C+TDR+TXV | SLP99UH090XV60C* | 34600 | 22 |  | 14 | 10 |  | 34400 | 30600 | 88.95% | 33600 | 21 | 13.3 | 8.6 | 34400 | 26600 | 77.33% | 1.8 | Residential | 700 | Yes | 2.8 | Yes
207436328 | Central Heat Pump | LENNOX | HRCU-A-CB (Split System: Heat Pump with Remote Outdoor Unit-Air-Source) | SL25XPV-036-230A** |  |  | CBA38MV-036-230*+TDR |  | 34200 | 22 |  | 14 | 11 |  | 36000 | 34000 | 94.44% | 33400 | 22 | 13.4 | 9.1 | 36000 | 26600 | 73.89% | 1.92 | Residential | 695 | Yes | 2.78 | Yes
207436329 | Central Heat Pump | LENNOX | HRCU-A-CB (Split System: Heat Pump with Remote Outdoor Unit-Air-Source) | SL25XPV-036-230A** |  |  | CH35-42B+TDR+TXV | EL296UH045XV36B* | 35200 | 21 |  | 13.5 | 10.4 |  | 34600 | 30800 | 89.02% | 34400 | 21.2 | 12.5 | 8.8 | 34600 | 26400 | 76.3% | 1.8 | Residential | 717.5 | Yes | 2.87 | Yes
207436330 | Central Heat Pump | LENNOX | HRCU-A-CB (Split System: Heat Pump with Remote Outdoor Unit-Air-Source) | SL25XPV-036-230A** |  |  | CH35-42B+TDR+TXV | EL296UH070XV36B* | 35200 | 21 |  | 13.5 | 10.6 |  | 34400 | 30800 | 89.53% | 34600 | 21.4 | 13 | 8.8 | 34400 | 26400 | 76.74% | 1.82 | Residential | 720 | Yes | 2.88 | Yes
207436331 | Central Heat Pump | LENNOX | HRCU-A-CB (Split System: Heat Pump with Remote Outdoor Unit-Air-Source) | SL25XPV-036-230A** |  |  | CH35-42B+TDR+TXV | SL280UH080NV48B* | 35600 | 22 |  | 14 | 10.6 |  | 34200 | 30400 | 88.89% | 34600 | 21 | 13.3 | 8.8 | 34200 | 26200 | 76.61% | 1.82 | Residential | 720 | Yes | 2.88 | Yes
207436332 | Central Heat Pump | LENNOX | HRCU-A-CB (Split System: Heat Pump with Remote Outdoor Unit-Air-Source) | SL25XPV-036-230A** |  |  | CH35-42B+TDR+TXV | SL280UH090V36B* | 35400 | 21.5 |  | 14 | 10.6 |  | 34200 | 30400 | 88.89% | 34800 | 22 | 13.5 | 8.8 | 34200 | 26200 | 76.61% | 1.84 | Residential | 725 | Yes | 2.9 | Yes
206788861 | Central Heat Pump | CARRIER | HRCU-A-CB (Split System: Heat Pump with Remote Outdoor Unit-Air-Source) | 25VNA436A*031* |  |  | CNPV*4221AL*+UI | 59CU5A100C21**22 | 33200 | 20 |  | 13 | 10.5 |  | 32000 | 31400 | 98.12% | 33200 | 19.5 | 12 | 8 | 35200 |  |  |  | Residential | 692.5 | No | 2.77
206788862 | Central Heat Pump | CARRIER | HRCU-A-CB (Split System: Heat Pump with Remote Outdoor Unit-Air-Source) | 25VNA436A*031* |  |  | CNPV*4821AL*+UI | 59CU5A080C21**20 | 33800 | 21 |  | 13 | 10 |  | 34600 | 31000 | 89.6% | 33800 | 19.5 | 12.5 | 8 | 35000 |  |  |  | Residential | 705 | No | 2.82
206788863 | Central Heat Pump | CARRIER | HRCU-A-CB (Split System: Heat Pump with Remote Outdoor Unit-Air-Source) | 25VNA436A*031* |  |  | CNPV*4821AL*+UI | 59CU5A100C21**22 | 33800 | 21 |  | 13 | 10 |  | 33400 | 31000 | 92.81% | 33800 | 19.5 | 12.5 | 8 | 35000 |  |  |  | Residential | 705 | No | 2.82
206788868 | Central Heat Pump | CARRIER | HRCU-A-CB (Split System: Heat Pump with Remote Outdoor Unit-Air-Source) | 25VNA436A*031* |  |  | CSPH*4212AL*+UI | 59CU5A080C21**20 | 34000 | 20 |  | 12.5 | 10.5 |  | 34400 | 31200 | 90.7% | 34000 | 18.5 | 12 | 8 | 35200 |  |  |  | Residential | 707.5 | No | 2.83
206788869 | Central Heat Pump | CARRIER | HRCU-A-CB (Split System: Heat Pump with Remote Outdoor Unit-Air-Source) | 25VNA436A*031* |  |  | CSPH*4212AL*+UI | 59CU5A100C21**22 | 34000 | 20 |  | 12.5 | 10 |  | 33400 | 31200 | 93.41% | 34000 | 18.5 | 12 | 8 | 35000 |  |  |  | Residential | 707.5 | No | 2.83
206788871 | Central Heat Pump | CARRIER | HRCU-A-CB (Split System: Heat Pump with Remote Outdoor Unit-Air-Source) | 25VNA436A*031* |  |  | CSPH*4812AL*+UI | 59CU5A080C21**20 | 34200 | 20 |  | 12.5 | 10 |  | 34400 | 31000 | 90.12% | 34200 | 19 | 12 | 8 | 35000 |  |  |  | Residential | 712.5 | No | 2.85
206788872 | Central Heat Pump | CARRIER | HRCU-A-CB (Split System: Heat Pump with Remote Outdoor Unit-Air-Source) | 25VNA436A*031* |  |  | CSPH*4812AL*+UI | 59CU5A100C21**22 | 34200 | 20 |  | 12.5 | 10 |  | 33400 | 31000 | 92.81% | 34200 | 19 | 12 | 8 | 35000 |  |  |  | Residential | 712.5 | No | 2.85
206788875 | Central Heat Pump | CARRIER | HRCU-A-CB (Split System: Heat Pump with Remote Outdoor Unit-Air-Source) | 25VNA436A*031* |  |  | CAP**6121AL*+UI | 58TN*A045C17**12 | 34400 | 21 |  | 12.5 | 10.5 |  | 34000 | 30600 | 90% | 34400 | 19 | 11.7 | 8 | 35000 |  |  |  | Residential | 717.5 | No | 2.87
206788898 | Central Heat Pump | CARRIER | HRCU-A-CB (Split System: Heat Pump with Remote Outdoor Unit-Air-Source) | 25VNA436A*031* |  |  | CSPH*6012AL*+UI | 58TN*A070C14**12 | 34400 | 20.5 |  | 12.5 | 10.5 |  | 33000 | 30600 | 92.73% | 34400 | 19.5 | 12 | 8 | 34800 |  |  |  | Residential | 717.5 | No | 2.87
206790060 | Central Heat Pump | BRYANT HEATING AND COOLING SYSTEMS | HRCU-A-CB (Split System: Heat Pump with Remote Outdoor Unit-Air-Source) | 284ANV024*0**B* |  |  | CNPV*3617AL*+UI | 987MB42060C17*** | 23400 | 21 |  | 13 | 11 |  | 24000 | 24600 | 102.5% | [8 empty] | Residential | 487.5 | No | 1.95
206790064 | Central Heat Pump | BRYANT HEATING AND COOLING SYSTEMS | HRCU-A-CB (Split System: Heat Pump with Remote Outdoor Unit-Air-Source) | 284ANV024*0**B* |  |  | CNPV*3621AL*+UI | 987MB42060C17*** | 23400 | 21 |  | 13 | 11 |  | 24000 | 24600 | 102.5% | [8 empty] | Residential | 487.5 | No | 1.95
206790067 | Central Heat Pump | BRYANT HEATING AND COOLING SYSTEMS | HRCU-A-CB (Split System: Heat Pump with Remote Outdoor Unit-Air-Source) | 284ANV024*0**B* |  |  | CNPV*3621AL*+UI | 987MB60080C21*** | 23400 | 22 |  | 14 | 11 |  | 24000 | 24400 | 101.7% | [8 empty] | Residential | 487.5 | No | 1.95
206790068 | Central Heat Pump | BRYANT HEATING AND COOLING SYSTEMS | HRCU-A-CB (Split System: Heat Pump with Remote Outdoor Unit-Air-Source) | 284ANV024*0**B* |  |  | CNPV*3621AL*+UI | 987MB66100C21*** | 23400 | 22 |  | 14 | 11 |  | 24000 | 24400 | 101.7% | [8 empty] | Residential | 487.5 | No | 1.95
206790070 | Central Heat Pump | BRYANT HEATING AND COOLING SYSTEMS | HRCU-A-CB (Split System: Heat Pump with Remote Outdoor Unit-Air-Source) | 284ANV024*0**B* |  |  | CNPV*3621AL*+UI | 88*TA60110C21*** | 23400 | 22 |  | 14 | 11 |  | 24000 | 24400 | 101.7% | [8 empty] | Residential | 487.5 | No | 1.95
206790071 | Central Heat Pump | BRYANT HEATING AND COOLING SYSTEMS | HRCU-A-CB (Split System: Heat Pump with Remote Outdoor Unit-Air-Source) | 284ANV024*0**B* |  |  | CNPV*4217AL*+UI | 987MB42060C17*** | 23400 | 21 |  | 13 | 11 |  | 24000 | 24600 | 102.5% | [8 empty] | Residential | 487.5 | No | 1.95
206790075 | Central Heat Pump | BRYANT HEATING AND COOLING SYSTEMS | HRCU-A-CB (Split System: Heat Pump with Remote Outdoor Unit-Air-Source) | 284ANV024*0**B* |  |  | CNPV*4221AL*+UI | 987MB42060C17*** | 23400 | 21 |  | 13 | 11 |  | 24000 | 24600 | 102.5% | [8 empty] | Residential | 487.5 | No | 1.95
206790078 | Central Heat Pump | BRYANT HEATING AND COOLING SYSTEMS | HRCU-A-CB (Split System: Heat Pump with Remote Outdoor Unit-Air-Source) | 284ANV024*0**B* |  |  | CNPV*4221AL*+UI | 987MB60080C21*** | 23400 | 22 |  | 14 | 11 |  | 24000 | 24400 | 101.7% | [8 empty] | Residential | 487.5 | No | 1.95
206790079 | Central Heat Pump | BRYANT HEATING AND COOLING SYSTEMS | HRCU-A-CB (Split System: Heat Pump with Remote Outdoor Unit-Air-Source) | 284ANV024*0**B* |  |  | CNPV*4221AL*+UI | 987MB66100C21*** | 23400 | 22 |  | 14 | 11 |  | 24000 | 24400 | 101.7% | [8 empty] | Residential | 487.5 | No | 1.95
206145117 | Central Heat Pump | Liberty Heating & Air Conditioning | HRCU-A-CB (Split System: Heat Pump with Remote Outdoor Unit-Air-Source) | GVZC200361A* |  |  | CSCF3642N6D*+TXV | G*VC800805C*A* | 35400 | 20 |  | 13 | 10 |  | 35200 | 18200 | 51.7% | [8 empty] | Residential | 737.5 | No | 2.95
206145118 | Central Heat Pump | Liberty Heating & Air Conditioning | HRCU-A-CB (Split System: Heat Pump with Remote Outdoor Unit-Air-Source) | GVZC200361A* |  |  | CSCF3642N6D*+TXV | G*VC801005C*A* | 35400 | 20 |  | 13 | 10 |  | 35200 | 18200 | 51.7% | [8 empty] | Residential | 737.5 | No | 2.95
206145247 | Central Heat Pump | Liberty Heating & Air Conditioning | HRCU-A-CB (Split System: Heat Pump with Remote Outdoor Unit-Air-Source) | GVZC200481A* |  |  | CA*F4961*6D*+TXV | G*VC800805C*A* | 46000 | 19.5 |  | 12.5 | 10 |  | 45500 | 27600 | 60.66% | [8 empty] | Residential | 957.5 | No | 3.83
206145248 | Central Heat Pump | Liberty Heating & Air Conditioning | HRCU-A-CB (Split System: Heat Pump with Remote Outdoor Unit-Air-Source) | GVZC200481A* |  |  | CA*F4961*6D*+TXV | G*VC801005C*A* | 46000 | 19.5 |  | 12.5 | 10 |  | 46000 | 27800 | 60.43% | [8 empty] | Residential | 957.5 | No | 3.83
206145249 | Central Heat Pump | Liberty Heating & Air Conditioning | HRCU-A-CB (Split System: Heat Pump with Remote Outdoor Unit-Air-Source) | GVZC200481A* |  |  | CA*F4961*6D*+TXV | G*VC960804CNB* | 46000 | 19.5 |  | 12.5 | 10 |  | 45500 | 27600 | 60.66% | [8 empty] | Residential | 957.5 | No | 3.83
206145251 | Central Heat Pump | Liberty Heating & Air Conditioning | HRCU-A-CB (Split System: Heat Pump with Remote Outdoor Unit-Air-Source) | GVZC200481A* |  |  | CA*F4961*6D*+TXV | G*VC961205DNB* | 46000 | 19.5 |  | 12.5 | 10 |  | 46000 | 27800 | 60.43% | [8 empty] | Residential | 957.5 | No | 3.83
207208025 | Central Heat Pump | Liberty Heating & Air Conditioning | HRCU-A-CB (Split System: Heat Pump with Remote Outdoor Unit-Air-Source) | GVZC200361A* |  |  | CA*F3743*6D*+TXV | G*VC800804C*A* | 35800 | 20 |  | 13.5 | 10 |  | 35000 | 18200 | 52% | [8 empty] | Residential | 745 | No | 2.98
207208026 | Central Heat Pump | Liberty Heating & Air Conditioning | HRCU-A-CB (Split System: Heat Pump with Remote Outdoor Unit-Air-Source) | GVZC200361A* |  |  | CHPF3642C6C*+TXV | G*VC800804C*A* | 35400 | 20 |  | 13 | 10 |  | 34800 | 18000 | 51.72% | [8 empty] | Residential | 737.5 | No | 2.95
207208027 | Central Heat Pump | Liberty Heating & Air Conditioning | HRCU-A-CB (Split System: Heat Pump with Remote Outdoor Unit-Air-Source) | GVZC200361A* |  |  | CHPF3743C6B*+TXV | G*VC800804C*A* | 35600 | 20 |  | 13.5 | 10 |  | 35000 | 18200 | 52% | [8 empty] | Residential | 742.5 | No | 2.97
10524892 | Central Heat Pump | YORK | HRCU-A-CB (Split System: Heat Pump with Remote Outdoor Unit-Air-Source) | YZV24B21 |  |  | CM25BE1A1+CC | TP9C080B12MP13 | 24000 | 20.75 |  | 14 | 10.25 |  | 32800 | 22400 | 68.29% | [8 empty] | Residential | 500 | No | 2
10524893 | Central Heat Pump | YORK | HRCU-A-CB (Split System: Heat Pump with Remote Outdoor Unit-Air-Source) | YZV24B21 |  |  | CM25BE1A1+CC | TPLC080B12MP13 | 24000 | 20.5 |  | 13.75 | 10.25 |  | 32600 | 22400 | 68.71% | [8 empty] | Residential | 500 | No | 2
10524894 | Central Heat Pump | YORK | HRCU-A-CB (Split System: Heat Pump with Remote Outdoor Unit-Air-Source) | YZV24B21 |  |  | CM25BE1A1+CC | YP9C060B12MP13 | 24000 | 20.5 |  | 13.75 | 10.25 |  | 32600 | 21200 | 65.03% | [8 empty] | Residential | 500 | No | 2
10524895 | Central Heat Pump | YORK | HRCU-A-CB (Split System: Heat Pump with Remote Outdoor Unit-Air-Source) | YZV24B21 |  |  | CM25BE1A1+CC | YP9C080B12MP13 | 24000 | 20.75 |  | 14 | 10.25 |  | 32800 | 22400 | 68.29% | [8 empty] | Residential | 500 | No | 2
10524896 | Central Heat Pump | YORK | HRCU-A-CB (Split System: Heat Pump with Remote Outdoor Unit-Air-Source) | YZV24B21 |  |  | CM25BE1A1+CC | YPLC080B12MP13 | 24000 | 20.5 |  | 13.75 | 10.25 |  | 32600 | 22400 | 68.71% | [8 empty] | Residential | 500 | No | 2
10524897 | Central Heat Pump | YORK | HRCU-A-CB (Split System: Heat Pump with Remote Outdoor Unit-Air-Source) | YZV36B21 |  |  | CM38CE2A1+CC | TM8V080C16MP12 | 33600 | 19.25 |  | 13.25 | 10.75 |  | 32400 | 33400 | 103.1% | [8 empty] | Residential | 700 | No | 2.8
205041301 | Central Heat Pump | YORK | HRCU-A-CB (Split System: Heat Pump with Remote Outdoor Unit-Air-Source) | YZT36B21 |  |  | CU60CXA2+TXV | YPLC100C16MP13 | 35600 | 18 |  | 14 | 10 |  | 35200 | 22400 | 63.64% | [8 empty] | Residential | 742.5 | No | 2.97
205555489 | Central Heat Pump | YORK | HRCU-A-CB (Split System: Heat Pump with Remote Outdoor Unit-Air-Source) | YZT36B21 |  |  | CF48DXA1+ME14DN21+TXV |  | 35400 | 18 |  | 14 | 10 |  | 31800 | 18900 | 59.43% | [8 empty] | Residential | 737.5 | No | 2.95
205555491 | Central Heat Pump | YORK | HRCU-A-CB (Split System: Heat Pump with Remote Outdoor Unit-Air-Source) | YZT36B21 |  |  | CM48DXA1+ME14DN21+TXV |  | 35400 | 18 |  | 14 | 10 |  | 31800 | 18900 | 59.43% | [8 empty] | Residential | 737.5 | No | 2.95
202180834 | Central Heat Pump | YORK | HRCU-A-CB (Split System: Heat Pump with Remote Outdoor Unit-Air-Source) | YZT24B21 |  |  | AVC36CX21+TXV |  | 24000 | 19 |  | 15 | 10 |  | 22200 | 13700 | 61.71% | [8 empty] | Residential | 500 | No | 2
10511439 | Central Heat Pump | TRANE | HRCU-A-CB (Split System: Heat Pump with Remote Outdoor Unit-Air-Source) | 4TWV8060A1 |  |  | 4PX*DU60BS3 | S9V2D120U5PSB+RP | 55500 | 18 |  | 12.5 | 10 |  | 53000 | 50000 | 94.34% | [8 empty] | Residential | 1157.5 | No | 4.63
10511443 | Central Heat Pump | TRANE | HRCU-A-CB (Split System: Heat Pump with Remote Outdoor Unit-Air-Source) | 4TWV8060A1 |  |  | 4TXCC009DS3 | S9V2C100U5PSB+RP | 55500 | 18 |  | 12.5 | 10 |  | 53000 | 50000 | 94.34% | [8 empty] | Residential | 1157.5 | No | 4.63
10511444 | Central Heat Pump | TRANE | HRCU-A-CB (Split System: Heat Pump with Remote Outdoor Unit-Air-Source) | 4TWV8060A1 |  |  | 4TXCC009DS3 | S9V2C080U5PSB+RP | 55500 | 18 |  | 12.5 | 10 |  | 52500 | 50500 | 96.19% | [8 empty] | Residential | 1157.5 | No | 4.63
10511445 | Central Heat Pump | TRANE | HRCU-A-CB (Split System: Heat Pump with Remote Outdoor Unit-Air-Source) | 4TWV8060A1 |  |  | 4TXCC009DS3 | S9V2D120U5PSB+RP | 55500 | 18 |  | 12.5 | 10 |  | 52500 | 50000 | 95.24% | [8 empty] | Residential | 1157.5 | No | 4.63
10511447 | Central Heat Pump | TRANE | HRCU-A-CB (Split System: Heat Pump with Remote Outdoor Unit-Air-Source) | 4TWV8060A1 |  |  | 4TXCD010DS3 | S9V2D120U5PSB+RP | 55500 | 18 |  | 12.5 | 10 |  | 53000 | 50000 | 94.34% | [8 empty] | Residential | 1157.5 | No | 4.63
201808685 | Central Heat Pump | TRANE | HRCU-A-CB (Split System: Heat Pump with Remote Outdoor Unit-Air-Source) | 4TWV0036A1 |  |  | 4PX*BU36BS3 | S9V2B060U3VSA+RP | 35200 | 20 |  | 12.5 | 10.5 |  | 32400 | 26200 | 80.86% | [8 empty] | Residential | 732.5 | No | 2.93
201808689 | Central Heat Pump | TRANE | HRCU-A-CB (Split System: Heat Pump with Remote Outdoor Unit-Air-Source) | 4TWV0036A1 |  |  | 4PX*BU36BS3 | S9V2B080U3VSA+RP | 34800 | 20 |  | 12.5 | 10 |  | 32200 | 26000 | 80.75% | [8 empty] | Residential | 725 | No | 2.9
201808692 | Central Heat Pump | TRANE | HRCU-A-CB (Split System: Heat Pump with Remote Outdoor Unit-Air-Source) | 4TWV0036A1 |  |  | 4PX*BU36BS3 | S9V2B040U3VSA+RP | 35200 | 20 |  | 12.5 | 10 |  | 32400 | 26200 | 80.86% | [8 empty] | Residential | 732.5 | No | 2.93
201808695 | Central Heat Pump | TRANE | HRCU-A-CB (Split System: Heat Pump with Remote Outdoor Unit-Air-Source) | 4TWV0036A1 |  |  | 4PX*BU48BS3 | S9V2B080U3VSA+RP | 36400 | 20.5 |  | 13 | 10 |  | 33200 | 26600 | 80.12% | [8 empty] | Residential | 757.5 | No | 3.03
201808697 | Central Heat Pump | TRANE | HRCU-A-CB (Split System: Heat Pump with Remote Outdoor Unit-Air-Source) | 4TWV0036A1 |  |  | 4PX*BU48BS3 | S9V2B060U3VSA+RP | 36200 | 20.5 |  | 13 | 10 |  | 33200 | 26400 | 79.52% | [8 empty] | Residential | 755 | No | 3.02
207436333 | Central Heat Pump | LENNOX | HRCU-A-CB (Split System: Heat Pump with Remote Outdoor Unit-Air-Source) | SL25XPV-036-230A** |  |  | CH35-42B+TDR+TXV | SL280UH090V48B* | 35400 | 21 |  | 14 | 10.4 |  | 34200 | 30600 | 89.47% | 34800 | 21.4 | 13.5 | 8.8 | 34200 | 26200 | 76.61% | 1.84 | Residential | 725 | Yes | 2.9 | Yes
207436334 | Central Heat Pump | LENNOX | HRCU-A-CB (Split System: Heat Pump with Remote Outdoor Unit-Air-Source) | SL25XPV-036-230A** |  |  | CH35-42B+TDR+TXV | SL280UH090XV48B* | 35400 | 21 |  | 14 | 10.4 |  | 34200 | 30600 | 89.47% | 34800 | 21.4 | 13.5 | 8.8 | 34200 | 26200 | 76.61% | 1.84 | Residential | 725 | Yes | 2.9 | Yes
207436335 | Central Heat Pump | LENNOX | HRCU-A-CB (Split System: Heat Pump with Remote Outdoor Unit-Air-Source) | SL25XPV-036-230A** |  |  | CH35-42B+TDR+TXV | SL297UH040NV36B* | 35400 | 21 |  | 13.5 | 10.6 |  | 34400 | 30600 | 88.95% | 34600 | 21.4 | 13 | 8.8 | 34400 | 26400 | 76.74% | 1.82 | Residential | 720 | Yes | 2.88 | Yes
207436336 | Central Heat Pump | LENNOX | HRCU-A-CB (Split System: Heat Pump with Remote Outdoor Unit-Air-Source) | SL25XPV-036-230A** |  |  | CH35-42B+TDR+TXV | SL297UH060NV36B* | 35200 | 21 |  | 13.5 | 10.4 |  | 34400 | 30600 | 88.95% | 34600 | 21 | 13 | 8.8 | 34400 | 26400 | 76.74% | 1.82 | Residential | 720 | Yes | 2.88 | Yes
207436337 | Central Heat Pump | LENNOX | HRCU-A-CB (Split System: Heat Pump with Remote Outdoor Unit-Air-Source) | SL25XPV-036-230A** |  |  | CH35-42B+TDR+TXV | SLP99UH070XV36B* | 35200 | 21 |  | 13.5 | 10.6 |  | 34400 | 30800 | 89.53% | 34600 | 21.4 | 13 | 8.8 | 34400 | 26400 | 76.74% | 1.82 | Residential | 720 | Yes | 2.88 | Yes
207436338 | Central Heat Pump | LENNOX | HRCU-A-CB (Split System: Heat Pump with Remote Outdoor Unit-Air-Source) | SL25XPV-036-230A** |  |  | CH35-42C+TDR+TXV | EL296UH090XV36C* | 35000 | 21.5 |  | 14 | 10 |  | 33800 | 30200 | 89.35% | 34200 | 21.8 | 13.5 | 8.4 | 33800 |  |  |  | Residential | 712.5 | No | 2.85 | No
207436351 | Central Heat Pump | LENNOX | HRCU-A-CB (Split System: Heat Pump with Remote Outdoor Unit-Air-Source) | SL25XPV-036-230A** |  |  | CH35-42C+TDR+TXV | SLP99UH090XV36C* | 35000 | 21.5 |  | 14 | 10 |  | 33800 | 30200 | 89.35% | 34200 | 21.8 | 13.5 | 8.4 | 33800 |  |  |  | Residential | 712.5 | No | 2.85 | No
207436355 | Central Heat Pump | LENNOX | HRCU-A-CB (Split System: Heat Pump with Remote Outdoor Unit-Air-Source) | SL25XPV-036-230A** |  |  | CH35-48B+TDR+TXV | EL296UH045XV36B* | 34600 | 21.5 |  | 13.5 | 10.6 |  | 34800 | 31400 | 90.23% | 33600 | 21.6 | 13 | 8.8 | 34800 | 26200 | 75.29% | 1.82 | Residential | 700 | Yes | 2.8 | Yes
206790081 | Central Heat Pump | BRYANT HEATING AND COOLING SYSTEMS | HRCU-A-CB (Split System: Heat Pump with Remote Outdoor Unit-Air-Source) | 284ANV024*0**B* |  |  | CNPV*4221AL*+UI | 88*TA60110C21*** | 23400 | 22 |  | 14 | 11 |  | 24000 | 24200 | 100.8% | [8 empty] | Residential | 487.5 | No | 1.95
206790082 | Central Heat Pump | BRYANT HEATING AND COOLING SYSTEMS | HRCU-A-CB (Split System: Heat Pump with Remote Outdoor Unit-Air-Source) | 284ANV024*0**B* |  |  | CNPV*4821AL*+UI | 987MB42060C17*** | 23400 | 21 |  | 13 | 11 |  | 24000 | 24400 | 101.7% | [8 empty] | Residential | 487.5 | No | 1.95
206790083 | Central Heat Pump | BRYANT HEATING AND COOLING SYSTEMS | HRCU-A-CB (Split System: Heat Pump with Remote Outdoor Unit-Air-Source) | 284ANV024*0**B* |  |  | CNPV*4821AL*+UI | 987MB42080C17*** | 23400 | 22 |  | 14 | 11 |  | 24000 | 24200 | 100.8% | [8 empty] | Residential | 487.5 | No | 1.95
206790084 | Central Heat Pump | BRYANT HEATING AND COOLING SYSTEMS | HRCU-A-CB (Split System: Heat Pump with Remote Outdoor Unit-Air-Source) | 284ANV024*0**B* |  |  | CNPV*4821AL*+UI | 987MB60060C21*** | 23400 | 21 |  | 14 | 11 |  | 24000 | 24200 | 100.8% | [8 empty] | Residential | 487.5 | No | 1.95
206790085 | Central Heat Pump | BRYANT HEATING AND COOLING SYSTEMS | HRCU-A-CB (Split System: Heat Pump with Remote Outdoor Unit-Air-Source) | 284ANV024*0**B* |  |  | CNPV*4821AL*+UI | 987MB60080C21*** | 23400 | 22 |  | 14 | 11 |  | 24000 | 24200 | 100.8% | [8 empty] | Residential | 487.5 | No | 1.95
206790086 | Central Heat Pump | BRYANT HEATING AND COOLING SYSTEMS | HRCU-A-CB (Split System: Heat Pump with Remote Outdoor Unit-Air-Source) | 284ANV024*0**B* |  |  | CNPV*4821AL*+UI | 987MB66100C21*** | 23400 | 22 |  | 14 | 11 |  | 24000 | 24200 | 100.8% | [8 empty] | Residential | 487.5 | No | 1.95
206790087 | Central Heat Pump | BRYANT HEATING AND COOLING SYSTEMS | HRCU-A-CB (Split System: Heat Pump with Remote Outdoor Unit-Air-Source) | 284ANV024*0**B* |  |  | CNPV*4821AL*+UI | 88*TA48090C17*** | 23400 | 22 |  | 14 | 11 |  | 24000 | 24200 | 100.8% | [8 empty] | Residential | 487.5 | No | 1.95
206790088 | Central Heat Pump | BRYANT HEATING AND COOLING SYSTEMS | HRCU-A-CB (Split System: Heat Pump with Remote Outdoor Unit-Air-Source) | 284ANV024*0**B* |  |  | CNPV*4821AL*+UI | 88*TA60110C21*** | 23400 | 22 |  | 14 | 11 |  | 24000 | 24000 | 100% | [8 empty] | Residential | 487.5 | No | 1.95
206790089 | Central Heat Pump | BRYANT HEATING AND COOLING SYSTEMS | HRCU-A-CB (Split System: Heat Pump with Remote Outdoor Unit-Air-Source) | 284ANV024*0**B* |  |  | CNPV*4824AL*+UI | 987MB60060C21*** | 23400 | 21 |  | 14 | 11 |  | 24000 | 24200 | 100.8% | [8 empty] | Residential | 487.5 | No | 1.95
206788899 | Central Heat Pump | CARRIER | HRCU-A-CB (Split System: Heat Pump with Remote Outdoor Unit-Air-Source) | 25VNA448A*031* |  |  | FE4ANB006L+UI |  | 46000 | 22 |  | 13.5 | 11 |  | 46000 | 42500 | 92.39% | 46000 | 22 | 13 | 9 | 45500 |  |  |  | Residential | 957.5 | No | 3.83
206788900 | Central Heat Pump | CARRIER | HRCU-A-CB (Split System: Heat Pump with Remote Outdoor Unit-Air-Source) | 25VNA448A*031* |  |  | FE4AN(B,F)005L+UI |  | 45500 | 22 |  | 13 | 10.5 |  | 45000 | 43000 | 95.56% | 45000 | 22 | 12.3 | 9 | 46000 |  |  |  | Residential | 937.5 | No | 3.75
206788903 | Central Heat Pump | CARRIER | HRCU-A-CB (Split System: Heat Pump with Remote Outdoor Unit-Air-Source) | 25VNA448A*031* |  |  | CAP**4824AL*+UI | 58TN*A135C24**22 | 44500 | 21 |  | 12.5 | 10.5 |  | 46500 | 43000 | 92.47% | 44000 | 21 | 12 | 9 | 46000 |  |  |  | Residential | 917.5 | No | 3.67
206788904 | Central Heat Pump | CARRIER | HRCU-A-CB (Split System: Heat Pump with Remote Outdoor Unit-Air-Source) | 25VNA448A*031* |  |  | CAP**6024AL*+UI | 58TN*A135C24**22 | 45500 | 21 |  | 12.5 | 10.5 |  | 46000 | 43000 | 93.48% | 45000 | 21.5 | 12.5 | 9 | 45500 |  |  |  | Residential | 937.5 | No | 3.75
206788905 | Central Heat Pump | CARRIER | HRCU-A-CB (Split System: Heat Pump with Remote Outdoor Unit-Air-Source) | 25VNA448A*031* |  |  | CAP**6121AL*+UI | 58TN*A090C21**20 | 46000 | 21 |  | 12.5 | 10.5 |  | 46500 | 43500 | 93.55% | 45500 | 21.5 | 12 | 9 | 46000 |  |  |  | Residential | 947.5 | No | 3.79
206788907 | Central Heat Pump | CARRIER | HRCU-A-CB (Split System: Heat Pump with Remote Outdoor Unit-Air-Source) | 25VNA448A*031* |  |  | CAP**6124AL*+UI | 58TN*A135C24**22 | 46000 | 21 |  | 12.5 | 11 |  | 46500 | 43000 | 92.47% | 45500 | 21.5 | 12.3 | 9 | 46000 |  |  |  | Residential | 947.5 | No | 3.79
206788910 | Central Heat Pump | CARRIER | HRCU-A-CB (Split System: Heat Pump with Remote Outdoor Unit-Air-Source) | 25VNA448A*031* |  |  | CSPH*6012AL*+UI | 58TN*A090C21**20 | 45500 | 21 |  | 12.5 | 10 |  | 42500 | 43000 | 101.2% | 45000 | 20.5 | 11.7 | 8.5 | 46000 |  |  |  | Residential | 937.5 | No | 3.75
206788911 | Central Heat Pump | CARRIER | HRCU-A-CB (Split System: Heat Pump with Remote Outdoor Unit-Air-Source) | 25VNA448A*031* |  |  | CSPH*6012AL*+UI | 58TN*A135C24**22 | 45500 | 21 |  | 12.5 | 10 |  | 43500 | 43000 | 98.85% | 45500 | 20.5 | 12.3 | 8.5 | 46000 |  |  |  | Residential | 947.5 | No | 3.79
206788918 | Central Heat Pump | CARRIER | HRCU-A-CB (Split System: Heat Pump with Remote Outdoor Unit-Air-Source) | 25VNA448A*031* |  |  | CAP**6024AL*+UI | 59MN7B120C24**22 | 45000 | 21 |  | 12.5 | 10.5 |  | 46500 | 43500 | 93.55% | 44500 | 21 | 11.7 | 9 | 46000 |  |  |  | Residential | 927.5 | No | 3.71
207208029 | Central Heat Pump | Liberty Heating & Air Conditioning | HRCU-A-CB (Split System: Heat Pump with Remote Outdoor Unit-Air-Source) | GVZC200361A* |  |  | CSCF3642N6D*+TXV | G*VC800804C*A* | 35400 | 20 |  | 13 | 10 |  | 35200 | 18200 | 51.7% | [8 empty] | Residential | 737.5 | No | 2.95
203329379 | Central Heat Pump | Liberty Heating & Air Conditioning | HRCU-A-CB (Split System: Heat Pump with Remote Outdoor Unit-Air-Source) | GSZC180361C* |  |  | CA*F4961*6D*+MBVC2000**-1A*+TXV |  | 36000 | 19 |  | 14 | 10 |  | 36600 | 23200 | 63.39% | [8 empty] | Residential | 750 | No | 3
203329380 | Central Heat Pump | Liberty Heating & Air Conditioning | HRCU-A-CB (Split System: Heat Pump with Remote Outdoor Unit-Air-Source) | GSZC180361C* |  |  | CHPF4860D6D*+MBVC2000**-1A*+TXV |  | 35600 | 18.5 |  | 14 | 10 |  | 36000 | 23200 | 64.44% | [8 empty] | Residential | 742.5 | No | 2.97
203329509 | Central Heat Pump | Liberty Heating & Air Conditioning | HRCU-A-CB (Split System: Heat Pump with Remote Outdoor Unit-Air-Source) | GSZC180241C* |  |  | CA*F3137*6A*+TXV | G*VC960803BNB* | 23600 | 18 |  | 14 | 10 |  | 22600 | 13000 | 57.52% | [8 empty] | Residential | 492.5 | No | 1.97
203329547 | Central Heat Pump | Liberty Heating & Air Conditioning | HRCU-A-CB (Split System: Heat Pump with Remote Outdoor Unit-Air-Source) | GSZC180361C* |  |  | CA*F4961*6D*+TXV | G*VC961005CNB* | 35400 | 18 |  | 14 | 10 |  | 36400 | 22800 | 62.64% | [8 empty] | Residential | 737.5 | No | 2.95
203330378 | Central Heat Pump | Liberty Heating & Air Conditioning | HRCU-A-CB (Split System: Heat Pump with Remote Outdoor Unit-Air-Source) | GSZC180241C* |  |  | CA*F3137*6A*+TXV | G*VM970803BNB* | 23600 | 18 |  | 14 | 10 |  | 22600 | 13000 | 57.52% | [8 empty] | Residential | 492.5 | No | 1.97
203330386 | Central Heat Pump | Liberty Heating & Air Conditioning | HRCU-A-CB (Split System: Heat Pump with Remote Outdoor Unit-Air-Source) | GSZC180361C* |  |  | CA*F4961*6D*+TXV | G*VM971005CNB* | 35400 | 18 |  | 14 | 10 |  | 36400 | 22800 | 62.64% | [8 empty] | Residential | 737.5 | No | 2.95
205184090 | Central Heat Pump | Liberty Heating & Air Conditioning | HRCU-A-CB (Split System: Heat Pump with Remote Outdoor Unit-Air-Source) | GSZC180361C* |  |  | CHPF4860D6D*+TXV | G*VC800805C*A* | 35000 | 18 |  | 13.5 | 10 |  | 36000 | 22600 | 62.78% | [8 empty] | Residential | 730 | No | 2.92
205184094 | Central Heat Pump | Liberty Heating & Air Conditioning | HRCU-A-CB (Split System: Heat Pump with Remote Outdoor Unit-Air-Source) | GSZC180361C* |  |  | CHPF4860D6D*+TXV | G*VC800805D*A* | 35000 | 18 |  | 13.5 | 10 |  | 36000 | 22600 | 62.78% | [8 empty] | Residential | 730 | No | 2.92
206906088 | Central Heat Pump | ALLIED | HRCU-A-CB (Split System: Heat Pump with Remote Outdoor Unit-Air-Source) | 4HP18V36P |  |  | EAH1P30A+H4TXV01 | 80G1UH045AE12 | 24000 | 18.5 |  | 13 | 10 |  | 24000 | 15200 | 63.33% | 24000 | 19 | 12.3 | 8.5 | 24000 |  |  |  | Residential | 500 | No | 2
206906089 | Central Heat Pump | ALLIED | HRCU-A-CB (Split System: Heat Pump with Remote Outdoor Unit-Air-Source) | 4HP18V36P |  |  | EAH1P30A+H4TXV01 | 80G1UH060AE12X | 24000 | 19.5 |  | 13 | 10 |  | 24000 | 15100 | 62.92% | 24000 | 19 | 12.3 | 8.5 | 24000 |  |  |  | Residential | 500 | No | 2
206906090 | Central Heat Pump | ALLIED | HRCU-A-CB (Split System: Heat Pump with Remote Outdoor Unit-Air-Source) | 4HP18V36P |  |  | EAH1P30A+H4TXV01 | 80G2UH045AE12 | 23800 | 20 |  | 13 | 10 |  | 24000 | 15200 | 63.33% | 23800 | 19 | 12.3 | 8.5 | 24000 |  |  |  | Residential | 495 | No | 1.98
206906091 | Central Heat Pump | ALLIED | HRCU-A-CB (Split System: Heat Pump with Remote Outdoor Unit-Air-Source) | 4HP18V36P |  |  | EAH1P30A+H4TXV01 | 80G2UH070AE12 | 24000 | 20 |  | 13 | 10 |  | 24000 | 15100 | 62.92% | 24000 | 19 | 12.3 | 8.5 | 24000 |  |  |  | Residential | 500 | No | 2
206906092 | Central Heat Pump | ALLIED | HRCU-A-CB (Split System: Heat Pump with Remote Outdoor Unit-Air-Source) | 4HP18V36P |  |  | EAH1P30A+H4TXV01 | 80G2UH070AE12L | 24000 | 20 |  | 13 | 10 |  | 24000 | 15100 | 62.92% | 24000 | 19 | 12.3 | 8.5 | 24000 |  |  |  | Residential | 500 | No | 2
206906094 | Central Heat Pump | ALLIED | HRCU-A-CB (Split System: Heat Pump with Remote Outdoor Unit-Air-Source) | 4HP18V36P |  |  | EAH1P30B+H4TXV01 | 80G1UH070BE12 | 24000 | 18.5 |  | 13 | 10 |  | 24000 | 15300 | 63.75% | 24000 | 19 | 12.3 | 8.5 | 24000 |  |  |  | Residential | 500 | No | 2
206906095 | Central Heat Pump | ALLIED | HRCU-A-CB (Split System: Heat Pump with Remote Outdoor Unit-Air-Source) | 4HP18V36P |  |  | EAH1P30B+H4TXV01 | 80G2UH090BE12 | 24000 | 18 |  | 13 | 10 |  | 24000 | 15400 | 64.17% | 23600 | 19 | 12.3 | 8.5 | 24000 |  |  |  | Residential | 492.5 | No | 1.97
206906096 | Central Heat Pump | ALLIED | HRCU-A-CB (Split System: Heat Pump with Remote Outdoor Unit-Air-Source) | 4HP18V36P |  |  | EAH1P30B+H4TXV01 | 92G1UH030BE12 | 24000 | 20 |  | 13 | 10 |  | 24000 | 15500 | 64.58% | 23600 | 18.5 | 12.3 | 8.1 | 24000 |  |  |  | Residential | 492.5 | No | 1.97
206906097 | Central Heat Pump | ALLIED | HRCU-A-CB (Split System: Heat Pump with Remote Outdoor Unit-Air-Source) | 4HP18V36P |  |  | EAH1P30B+H4TXV01 | 92G1UH045BE12 | 23800 | 19.5 |  | 13 | 10 |  | 24000 | 15300 | 63.75% | 24000 | 19 | 12.3 | 8.5 | 24000 |  |  |  | Residential | 500 | No | 2
201808701 | Central Heat Pump | TRANE | HRCU-A-CB (Split System: Heat Pump with Remote Outdoor Unit-Air-Source) | 4TWV0036A1 |  |  | 4PX*BU48BS3 | S9V2B040U3VSA+RP | 36200 | 20.25 |  | 13 | 10 |  | 33200 | 26400 | 79.52% | [8 empty] | Residential | 755 | No | 3.02
207526615 | Central Heat Pump | TRANE | HRCU-A-CB (Split System: Heat Pump with Remote Outdoor Unit-Air-Source) | 4TWV8X36A1 |  |  | 4PX*BU42BS3 | P0V0B000M40SA+RP | 35800 | 18 |  | 12.5 | 10 |  | 31600 | 26000 | 82.28% | [8 empty] | Residential | 745 | No | 2.98
207526636 | Central Heat Pump | TRANE | HRCU-A-CB (Split System: Heat Pump with Remote Outdoor Unit-Air-Source) | 4TWV8X48A1 |  |  | 4PX*DU60BS3 | P0V0D000M50SA+RP | 48000 | 18 |  | 12.5 | 10 |  | 42500 | 36200 | 85.18% | [8 empty] | Residential | 1000 | No | 4
207526642 | Central Heat Pump | TRANE | HRCU-A-CB (Split System: Heat Pump with Remote Outdoor Unit-Air-Source) | 4TWV8X48A1 |  |  | 4TXCD008DS3 | P0V0D000M50SA+RP | 47000 | 18 |  | 12.5 | 10 |  | 43500 | 36600 | 84.14% | [8 empty] | Residential | 980 | No | 3.92
207526643 | Central Heat Pump | TRANE | HRCU-A-CB (Split System: Heat Pump with Remote Outdoor Unit-Air-Source) | 4TWV8X48A1 |  |  | 4TXCD010DS3 | P0V0D000M50SA+RP | 48000 | 18 |  | 12.5 | 10 |  | 42500 | 36200 | 85.18% | [8 empty] | Residential | 1000 | No | 4
207526681 | Central Heat Pump | TRANE | HRCU-A-CB (Split System: Heat Pump with Remote Outdoor Unit-Air-Source) | 4TWV0X36A1 |  |  | 4PX*BU42BS3 | P0V0B000M40SB+RP | 35200 | 20.5 |  | 13 | 10 |  | 32000 | 25400 | 79.38% | [8 empty] | Residential | 732.5 | No | 2.93
207526744 | Central Heat Pump | TRANE | HRCU-A-CB (Split System: Heat Pump with Remote Outdoor Unit-Air-Source) | 4TWV8X48A1 |  |  | 4PX*DU60BS3 | P0V0D000M50SB+RP | 48000 | 18 |  | 12.5 | 10 |  | 42500 | 36000 | 84.71% | [8 empty] | Residential | 1000 | No | 4
207526749 | Central Heat Pump | TRANE | HRCU-A-CB (Split System: Heat Pump with Remote Outdoor Unit-Air-Source) | 4TWV8X48A1 |  |  | 4TXCD008DS3 | P0V0D000M50SB+RP | 47000 | 18 |  | 12.5 | 10 |  | 43500 | 36600 | 84.14% | [8 empty] | Residential | 980 | No | 3.92
207526752 | Central Heat Pump | TRANE | HRCU-A-CB (Split System: Heat Pump with Remote Outdoor Unit-Air-Source) | 4TWV8X48A1 |  |  | 4TXCD010DS3 | P0V0D000M50SB+RP | 48000 | 18 |  | 12.5 | 10 |  | 42500 | 36000 | 84.71% | [8 empty] | Residential | 1000 | No | 4
207558973 | Central Heat Pump | TRANE | HRCU-A-CB (Split System: Heat Pump with Remote Outdoor Unit-Air-Source) | 4TWV0X36A1 |  |  | 4PX*CU48BS3 | *UD2C080ACV4 | 36800 | 21 |  | 13 | 10 |  | 33200 | 26600 | 80.12% | [8 empty] | Residential | 767.5 | No | 3.07
206790090 | Central Heat Pump | BRYANT HEATING AND COOLING SYSTEMS | HRCU-A-CB (Split System: Heat Pump with Remote Outdoor Unit-Air-Source) | 284ANV024*0**B* |  |  | CNPV*4824AL*+UI | 987MB60080C21*** | 23400 | 22 |  | 14 | 11 |  | 24000 | 24200 | 100.8% | [8 empty] | Residential | 487.5 | No | 1.95
206790091 | Central Heat Pump | BRYANT HEATING AND COOLING SYSTEMS | HRCU-A-CB (Split System: Heat Pump with Remote Outdoor Unit-Air-Source) | 284ANV024*0**B* |  |  | CNPV*4824AL*+UI | 987MB66100C21*** | 23400 | 22 |  | 14 | 11 |  | 24000 | 24200 | 100.8% | [8 empty] | Residential | 487.5 | No | 1.95
206790092 | Central Heat Pump | BRYANT HEATING AND COOLING SYSTEMS | HRCU-A-CB (Split System: Heat Pump with Remote Outdoor Unit-Air-Source) | 284ANV024*0**B* |  |  | CNPV*4824AL*+UI | 987MB66120C24*** | 23400 | 22 |  | 14 | 11 |  | 24000 | 24200 | 100.8% | [8 empty] | Residential | 487.5 | No | 1.95
206790093 | Central Heat Pump | BRYANT HEATING AND COOLING SYSTEMS | HRCU-A-CB (Split System: Heat Pump with Remote Outdoor Unit-Air-Source) | 284ANV024*0**B* |  |  | CNPV*4824AL*+UI | 88*TA60110C21*** | 23400 | 22 |  | 14 | 11 |  | 24000 | 24000 | 100% | [8 empty] | Residential | 487.5 | No | 1.95
206790094 | Central Heat Pump | BRYANT HEATING AND COOLING SYSTEMS | HRCU-A-CB (Split System: Heat Pump with Remote Outdoor Unit-Air-Source) | 284ANV024*0**B* |  |  | CNPV*6024AL*+UI | 987MB60060C21*** | 23400 | 22 |  | 14 | 11 |  | 24000 | 24000 | 100% | [8 empty] | Residential | 487.5 | No | 1.95
206790095 | Central Heat Pump | BRYANT HEATING AND COOLING SYSTEMS | HRCU-A-CB (Split System: Heat Pump with Remote Outdoor Unit-Air-Source) | 284ANV024*0**B* |  |  | CNPV*6024AL*+UI | 987MB60080C21*** | 23400 | 22 |  | 14 | 11 |  | 24000 | 24000 | 100% | [8 empty] | Residential | 487.5 | No | 1.95
206790096 | Central Heat Pump | BRYANT HEATING AND COOLING SYSTEMS | HRCU-A-CB (Split System: Heat Pump with Remote Outdoor Unit-Air-Source) | 284ANV024*0**B* |  |  | CNPV*6024AL*+UI | 987MB66100C21*** | 23400 | 22 |  | 14 | 11 |  | 24000 | 23800 | 99.17% | [8 empty] | Residential | 487.5 | No | 1.95
206790097 | Central Heat Pump | BRYANT HEATING AND COOLING SYSTEMS | HRCU-A-CB (Split System: Heat Pump with Remote Outdoor Unit-Air-Source) | 284ANV024*0**B* |  |  | CNPV*6024AL*+UI | 987MB66120C24*** | 23400 | 22 |  | 14 | 11 |  | 24000 | 24000 | 100% | [8 empty] | Residential | 487.5 | No | 1.95
206790098 | Central Heat Pump | BRYANT HEATING AND COOLING SYSTEMS | HRCU-A-CB (Split System: Heat Pump with Remote Outdoor Unit-Air-Source) | 284ANV024*0**B* |  |  | CNPV*6024AL*+UI | 88*TA60110C21*** | 23400 | 22 |  | 14 | 11 |  | 24000 | 23800 | 99.17% | [8 empty] | Residential | 487.5 | No | 1.95
206788919 | Central Heat Pump | CARRIER | HRCU-A-CB (Split System: Heat Pump with Remote Outdoor Unit-Air-Source) | 25VNA448A*031* |  |  | CAP**6121AL*+UI | 59MN7B100C21**22 | 46000 | 21 |  | 12.5 | 10.5 |  | 46500 | 43500 | 93.55% | 45500 | 21 | 12 | 9 | 46000 |  |  |  | Residential | 947.5 | No | 3.79
206788921 | Central Heat Pump | CARRIER | HRCU-A-CB (Split System: Heat Pump with Remote Outdoor Unit-Air-Source) | 25VNA448A*031* |  |  | CAP**6124AL*+UI | 59MN7B120C24**22 | 46000 | 21 |  | 12.5 | 11 |  | 46500 | 43500 | 93.55% | 45500 | 21 | 11.7 | 9 | 46000 |  |  |  | Residential | 947.5 | No | 3.79
206788926 | Central Heat Pump | CARRIER | HRCU-A-CB (Split System: Heat Pump with Remote Outdoor Unit-Air-Source) | 25VNA448A*031* |  |  | CSPH*6012AL*+UI | 59MN7B100C21**22 | 45500 | 20 |  | 12.5 | 10 |  | 46500 | 43000 | 92.47% | 45000 | 20.5 | 11.7 | 8.5 | 46000 |  |  |  | Residential | 937.5 | No | 3.75
206788927 | Central Heat Pump | CARRIER | HRCU-A-CB (Split System: Heat Pump with Remote Outdoor Unit-Air-Source) | 25VNA448A*031* |  |  | CSPH*6012AL*+UI | 59MN7B120C24**22 | 45500 | 20 |  | 12.5 | 10 |  | 46500 | 43500 | 93.55% | 45000 | 20 | 11.7 | 8.5 | 46000 |  |  |  | Residential | 937.5 | No | 3.75
206788929 | Central Heat Pump | CARRIER | HRCU-A-CB (Split System: Heat Pump with Remote Outdoor Unit-Air-Source) | 25VNA448A*031* |  |  | CAP**4824AL*+UI | 59TN6B120C24**22 | 44000 | 21 |  | 12.5 | 10.5 |  | 47000 | 43500 | 92.55% | 44000 | 21 | 11.7 | 9 | 46500 |  |  |  | Residential | 917.5 | No | 3.67
206788931 | Central Heat Pump | CARRIER | HRCU-A-CB (Split System: Heat Pump with Remote Outdoor Unit-Air-Source) | 25VNA448A*031* |  |  | CAP**6024AL*+UI | 59TN6B120C24**22 | 45000 | 21 |  | 12.5 | 10.5 |  | 46500 | 43000 | 92.47% | 44500 | 21.5 | 12 | 9 | 46000 |  |  |  | Residential | 927.5 | No | 3.71
206788933 | Central Heat Pump | CARRIER | HRCU-A-CB (Split System: Heat Pump with Remote Outdoor Unit-Air-Source) | 25VNA448A*031* |  |  | CAP**6121AL*+UI | 59TN6B100C21**22 | 46000 | 21 |  | 12.5 | 11 |  | 46500 | 43500 | 93.55% | 45500 | 21 | 12 | 9 | 46000 |  |  |  | Residential | 947.5 | No | 3.79
206788934 | Central Heat Pump | CARRIER | HRCU-A-CB (Split System: Heat Pump with Remote Outdoor Unit-Air-Source) | 25VNA448A*031* |  |  | CAP**6124AL*+UI | 59TN6B120C24**22 | 46000 | 21 |  | 12.5 | 11 |  | 46500 | 43000 | 92.47% | 45500 | 21.5 | 12.3 | 9 | 46000 |  |  |  | Residential | 947.5 | No | 3.79
206906098 | Central Heat Pump | ALLIED | HRCU-A-CB (Split System: Heat Pump with Remote Outdoor Unit-Air-Source) | 4HP18V36P |  |  | EAH1P30B+H4TXV01 | 92G1UH070BE12 | 24000 | 20 |  | 13 | 10 |  | 24000 | 15300 | 63.75% | 24000 | 19 | 12.3 | 8.5 | 24000 |  |  |  | Residential | 500 | No | 2
206906102 | Central Heat Pump | ALLIED | HRCU-A-CB (Split System: Heat Pump with Remote Outdoor Unit-Air-Source) | 4HP18V36P |  |  | EAH1P30B+H4TXV01 | 96G1UH030BE08 | 24000 | 19.5 |  | 13 | 10 |  | 24000 | 15300 | 63.75% | 23600 | 18.5 | 12.3 | 8.1 | 24000 |  |  |  | Residential | 492.5 | No | 1.97
206906104 | Central Heat Pump | ALLIED | HRCU-A-CB (Split System: Heat Pump with Remote Outdoor Unit-Air-Source) | 4HP18V36P |  |  | EAH1P30B+H4TXV01 | 96G1UH070BE12 | 24000 | 18.5 |  | 13 | 10 |  | 24000 | 15300 | 63.75% | 24000 | 18.5 | 12.3 | 8.5 | 24000 |  |  |  | Residential | 500 | No | 2
206906105 | Central Heat Pump | ALLIED | HRCU-A-CB (Split System: Heat Pump with Remote Outdoor Unit-Air-Source) | 4HP18V36P |  |  | EAH1P30B+H4TXV01 | 96G2UH045BV12 | 24000 | 20 |  | 13 | 10 |  | 24000 | 15300 | 63.75% | 24000 | 19 | 12.3 | 8.5 | 24000 |  |  |  | Residential | 500 | No | 2
206906106 | Central Heat Pump | ALLIED | HRCU-A-CB (Split System: Heat Pump with Remote Outdoor Unit-Air-Source) | 4HP18V36P |  |  | EAH1P30B+H4TXV01 | 96G2UH070BV12 | 24000 | 20 |  | 13 | 10 |  | 24000 | 15300 | 63.75% | 24000 | 19 | 12.3 | 8.5 | 24000 |  |  |  | Residential | 500 | No | 2
206906107 | Central Heat Pump | ALLIED | HRCU-A-CB (Split System: Heat Pump with Remote Outdoor Unit-Air-Source) | 4HP18V36P |  |  | EAH1P30B+H4TXV01 | EFV08BCA | 23800 | 20 |  | 13 | 10 |  | 24000 | 15500 | 64.58% | 23600 | 17.5 | 12.3 | 8.5 | 24000 |  |  |  | Residential | 492.5 | No | 1.97
206906108 | Central Heat Pump | ALLIED | HRCU-A-CB (Split System: Heat Pump with Remote Outdoor Unit-Air-Source) | 4HP18V36P |  |  | EAH1P30B+H4TXV01 | EFV12BCA | 24000 | 20 |  | 13 | 10 |  | 24000 | 15300 | 63.75% | 24000 | 19 | 12.3 | 8.5 | 24000 |  |  |  | Residential | 500 | No | 2
206906022 | Central Heat Pump | ALLIED | HRCU-A-CB (Split System: Heat Pump with Remote Outdoor Unit-Air-Source) | 4HP18V36P |  |  | EAC4X30A | 80G2UH070AV12* | 23800 | 20 |  | 13 | 10 |  | 24000 | 15400 | 64.17% | [8 empty] | Residential | 495 | No | 1.98
206906093 | Central Heat Pump | ALLIED | HRCU-A-CB (Split System: Heat Pump with Remote Outdoor Unit-Air-Source) | 4HP18V36P |  |  | EAH1P30A+H4TXV01 | 80G2UH070AV12* | 24000 | 20 |  | 13 | 10 |  | 24000 | 15100 | 62.92% | [8 empty] | Residential | 500 | No | 2
205184260 | Central Heat Pump | Liberty Heating & Air Conditioning | HRCU-A-CB (Split System: Heat Pump with Remote Outdoor Unit-Air-Source) | GSZC180361C* |  |  | CA*F3743*6D*+TXV | G*VC801005C*A* | 35000 | 18 |  | 13.5 | 10 |  | 36000 | 22600 | 62.78% | [8 empty] | Residential | 730 | No | 2.92
205184262 | Central Heat Pump | Liberty Heating & Air Conditioning | HRCU-A-CB (Split System: Heat Pump with Remote Outdoor Unit-Air-Source) | GSZC180361C* |  |  | CA*F4961*6D*+TXV | G*VC801005C*A* | 35600 | 18 |  | 14 | 10 |  | 36000 | 23000 | 63.89% | [8 empty] | Residential | 742.5 | No | 2.97
205200185 | Central Heat Pump | Liberty Heating & Air Conditioning | HRCU-A-CB (Split System: Heat Pump with Remote Outdoor Unit-Air-Source) | GSZC180241C* |  |  | CA*F3137*6A*+TXV | G*VC800603B*A* | 23800 | 18.5 |  | 14 | 10 |  | 22800 | 13000 | 57.02% | [8 empty] | Residential | 495 | No | 1.98
205200191 | Central Heat Pump | Liberty Heating & Air Conditioning | HRCU-A-CB (Split System: Heat Pump with Remote Outdoor Unit-Air-Source) | GSZC180361C* |  |  | CA*F4961*6D*+TXV | G*VC800805D*A* | 35000 | 18 |  | 13.5 | 10 |  | 36000 | 22600 | 62.78% | [8 empty] | Residential | 730 | No | 2.92
205200196 | Central Heat Pump | Liberty Heating & Air Conditioning | HRCU-A-CB (Split System: Heat Pump with Remote Outdoor Unit-Air-Source) | GSZC180361C* |  |  | CA*F4961*6D*+TXV | G*VC800805C*A* | 35600 | 18 |  | 14 | 10 |  | 36600 | 23000 | 62.84% | [8 empty] | Residential | 742.5 | No | 2.97
205200203 | Central Heat Pump | Liberty Heating & Air Conditioning | HRCU-A-CB (Split System: Heat Pump with Remote Outdoor Unit-Air-Source) | GSZC180361C* |  |  | CA*F4961*6D*+TXV | G*VC800804C*A* | 35000 | 18 |  | 13.5 | 10 |  | 36000 | 23000 | 63.89% | [8 empty] | Residential | 730 | No | 2.92
205417049 | Central Heat Pump | Liberty Heating & Air Conditioning | HRCU-A-CB (Split System: Heat Pump with Remote Outdoor Unit-Air-Source) | GSZC180241C* |  |  | CA*F3137*6A*+MBVC1201**-1A*+TXV |  | 23800 | 18 |  | 14 | 10 |  | 23000 | 14600 | 63.48% | [8 empty] | Residential | 495 | No | 1.98
205417056 | Central Heat Pump | Liberty Heating & Air Conditioning | HRCU-A-CB (Split System: Heat Pump with Remote Outdoor Unit-Air-Source) | GSZC180361C* |  |  | CA*F3743*6D*+MBVC1601**-1A*+TXV |  | 34800 | 18 |  | 14 | 10 |  | 35000 | 22600 | 64.57% | [8 empty] | Residential | 725 | No | 2.9
205417057 | Central Heat Pump | Liberty Heating & Air Conditioning | HRCU-A-CB (Split System: Heat Pump with Remote Outdoor Unit-Air-Source) | GSZC180361C* |  |  | CA*F4961*6D*+MBVC1601**-1A*+TXV |  | 36000 | 18.5 |  | 14 | 10 |  | 36400 | 23000 | 63.19% | [8 empty] | Residential | 750 | No | 3
206790099 | Central Heat Pump | BRYANT HEATING AND COOLING SYSTEMS | HRCU-A-CB (Split System: Heat Pump with Remote Outdoor Unit-Air-Source) | 284ANV024*0**B* |  |  | CSPH*3612AL*+UI | 987MB42060C17*** | 23400 | 20 |  | 13 | 11 |  | 24000 | 24600 | 102.5% | [8 empty] | Residential | 487.5 | No | 1.95
206790102 | Central Heat Pump | BRYANT HEATING AND COOLING SYSTEMS | HRCU-A-CB (Split System: Heat Pump with Remote Outdoor Unit-Air-Source) | 284ANV024*0**B* |  |  | CSPH*3612AL*+UI | 987MB60080C21*** | 23400 | 21 |  | 13 | 11 |  | 24000 | 24200 | 100.8% | [8 empty] | Residential | 487.5 | No | 1.95
206790103 | Central Heat Pump | BRYANT HEATING AND COOLING SYSTEMS | HRCU-A-CB (Split System: Heat Pump with Remote Outdoor Unit-Air-Source) | 284ANV024*0**B* |  |  | CSPH*3612AL*+UI | 987MB66100C21*** | 23400 | 21 |  | 14 | 11 |  | 24000 | 24200 | 100.8% | [8 empty] | Residential | 487.5 | No | 1.95
206790104 | Central Heat Pump | BRYANT HEATING AND COOLING SYSTEMS | HRCU-A-CB (Split System: Heat Pump with Remote Outdoor Unit-Air-Source) | 284ANV024*0**B* |  |  | CSPH*3612AL*+UI | 987MB66120C24*** | 23400 | 21 |  | 14 | 11 |  | 24000 | 24200 | 100.8% | [8 empty] | Residential | 487.5 | No | 1.95
206790107 | Central Heat Pump | BRYANT HEATING AND COOLING SYSTEMS | HRCU-A-CB (Split System: Heat Pump with Remote Outdoor Unit-Air-Source) | 284ANV024*0**B* |  |  | CSPH*3612AL*+UI | 88*TA60110C21*** | 23400 | 22 |  | 14 | 11 |  | 24000 | 24200 | 100.8% | [8 empty] | Residential | 487.5 | No | 1.95
206790108 | Central Heat Pump | BRYANT HEATING AND COOLING SYSTEMS | HRCU-A-CB (Split System: Heat Pump with Remote Outdoor Unit-Air-Source) | 284ANV024*0**B* |  |  | CSPH*4212AL*+UI | 987MB42060C17*** | 23400 | 20 |  | 13 | 11 |  | 24000 | 24400 | 101.7% | [8 empty] | Residential | 487.5 | No | 1.95
206790111 | Central Heat Pump | BRYANT HEATING AND COOLING SYSTEMS | HRCU-A-CB (Split System: Heat Pump with Remote Outdoor Unit-Air-Source) | 284ANV024*0**B* |  |  | CSPH*4212AL*+UI | 987MB60080C21*** | 23400 | 21 |  | 14 | 11 |  | 24000 | 24200 | 100.8% | [8 empty] | Residential | 487.5 | No | 1.95
206790112 | Central Heat Pump | BRYANT HEATING AND COOLING SYSTEMS | HRCU-A-CB (Split System: Heat Pump with Remote Outdoor Unit-Air-Source) | 284ANV024*0**B* |  |  | CSPH*4212AL*+UI | 987MB66100C21*** | 23400 | 21 |  | 14 | 11 |  | 24000 | 24200 | 100.8% | [8 empty] | Residential | 487.5 | No | 1.95
206790113 | Central Heat Pump | BRYANT HEATING AND COOLING SYSTEMS | HRCU-A-CB (Split System: Heat Pump with Remote Outdoor Unit-Air-Source) | 284ANV024*0**B* |  |  | CSPH*4212AL*+UI | 987MB66120C24*** | 23400 | 21 |  | 14 | 11 |  | 24000 | 24200 | 100.8% | [8 empty] | Residential | 487.5 | No | 1.95
206788939 | Central Heat Pump | CARRIER | HRCU-A-CB (Split System: Heat Pump with Remote Outdoor Unit-Air-Source) | 25VNA448A*031* |  |  | CSPH*6012AL*+UI | 59TN6B120C24**22 | 45500 | 21 |  | 12.5 | 10 |  | 46500 | 43000 | 92.47% | 45000 | 20.5 | 12 | 8.5 | 46000 |  |  |  | Residential | 937.5 | No | 3.75
206788941 | Central Heat Pump | CARRIER | HRCU-A-CB (Split System: Heat Pump with Remote Outdoor Unit-Air-Source) | 25VNA448A*031* |  |  | CSPH*6012AL*+UI | 59TN6B100C21**22 | 45500 | 20 |  | 12.5 | 10 |  | 42500 | 43000 | 101.2% | 45000 | 20.5 | 11.7 | 8.5 | 46000 |  |  |  | Residential | 937.5 | No | 3.75
206788947 | Central Heat Pump | CARRIER | HRCU-A-CB (Split System: Heat Pump with Remote Outdoor Unit-Air-Source) | 25VNA448A*031* |  |  | CAP**6024AL*+UI | 58CU*A100C21**20 | 45000 | 21 |  | 12.5 | 11 |  | 46500 | 43500 | 93.55% | 44500 | 21 | 11.7 | 9 | 46000 |  |  |  | Residential | 927.5 | No | 3.71
206788951 | Central Heat Pump | CARRIER | HRCU-A-CB (Split System: Heat Pump with Remote Outdoor Unit-Air-Source) | 25VNA448A*031* |  |  | CAP**6124AL*+UI | 58CU*A100C21**20 | 46000 | 21 |  | 12.5 | 11 |  | 46500 | 43500 | 93.55% | 45500 | 21.5 | 12 | 9 | 46000 |  |  |  | Residential | 947.5 | No | 3.79
206788961 | Central Heat Pump | CARRIER | HRCU-A-CB (Split System: Heat Pump with Remote Outdoor Unit-Air-Source) | 25VNA448A*031* |  |  | CAP**6024AL*+UI | 59CU5A100C21**22 | 45000 | 21 |  | 12.5 | 11 |  | 45500 | 43000 | 94.51% | 45000 | 21.5 | 12 | 9 | 45500 |  |  |  | Residential | 937.5 | No | 3.75
206788962 | Central Heat Pump | CARRIER | HRCU-A-CB (Split System: Heat Pump with Remote Outdoor Unit-Air-Source) | 25VNA448A*031* |  |  | CAP**6121AL*+UI | 59CU5A080C21**20 | 46000 | 21 |  | 12.5 | 11 |  | 46000 | 43500 | 94.57% | 45500 | 21 | 12 | 9 | 46000 |  |  |  | Residential | 947.5 | No | 3.79
206788963 | Central Heat Pump | CARRIER | HRCU-A-CB (Split System: Heat Pump with Remote Outdoor Unit-Air-Source) | 25VNA448A*031* |  |  | CAP**6121AL*+UI | 59CU5A100C21**22 | 46000 | 21 |  | 12.5 | 11 |  | 46000 | 43000 | 93.48% | 45500 | 21.5 | 12.3 | 9 | 46000 |  |  |  | Residential | 947.5 | No | 3.79
206788965 | Central Heat Pump | CARRIER | HRCU-A-CB (Split System: Heat Pump with Remote Outdoor Unit-Air-Source) | 25VNA448A*031* |  |  | CAP**6124AL*+UI | 59CU5A100C21**22 | 46000 | 21 |  | 12.5 | 10.5 |  | 45500 | 43000 | 94.51% | 45500 | 21.5 | 12.3 | 9 | 46000 |  |  |  | Residential | 947.5 | No | 3.79
206906099 | Central Heat Pump | ALLIED | HRCU-A-CB (Split System: Heat Pump with Remote Outdoor Unit-Air-Source) | 4HP18V36P |  |  | EAH1P30B+H4TXV01 | 95G1UH040BE12X | 24000 | 18.5 |  | 13 | 10 |  | 24000 | 15400 | 64.17% | [8 empty] | Residential | 500 | No | 2
206906101 | Central Heat Pump | ALLIED | HRCU-A-CB (Split System: Heat Pump with Remote Outdoor Unit-Air-Source) | 4HP18V36P |  |  | EAH1P30B+H4TXV01 | 95G1UH070BE12 | 24000 | 18 |  | 13 | 10 |  | 24000 | 15400 | 64.17% | [8 empty] | Residential | 500 | No | 2
206906103 | Central Heat Pump | ALLIED | HRCU-A-CB (Split System: Heat Pump with Remote Outdoor Unit-Air-Source) | 4HP18V36P |  |  | EAH1P30B+H4TXV01 | 96G1UH045BE12 | 24000 | 18.5 |  | 13 | 10 |  | 24000 | 15300 | 63.75% | [8 empty] | Residential | 500 | No | 2
206906140 | Central Heat Pump | ALLIED | HRCU-A-CB (Split System: Heat Pump with Remote Outdoor Unit-Air-Source) | 4HP18V36P |  |  | EC4X23A | 80G1UH040AE12X | 23800 | 18.5 |  | 13 | 10 |  | 24000 | 14900 | 62.08% | [8 empty] | Residential | 495 | No | 1.98
206906142 | Central Heat Pump | ALLIED | HRCU-A-CB (Split System: Heat Pump with Remote Outdoor Unit-Air-Source) | 4HP18V36P |  |  | EC4X23A | 80G1UH060AE12X | 23800 | 18.5 |  | 13 | 10 |  | 24000 | 14900 | 62.08% | [8 empty] | Residential | 495 | No | 1.98
206906143 | Central Heat Pump | ALLIED | HRCU-A-CB (Split System: Heat Pump with Remote Outdoor Unit-Air-Source) | 4HP18V36P |  |  | EC4X23A | 80G2UH045AE12 | 23200 | 19 |  | 13 | 10 |  | 24000 | 15000 | 62.5% | [8 empty] | Residential | 482.5 | No | 1.93
206906144 | Central Heat Pump | ALLIED | HRCU-A-CB (Split System: Heat Pump with Remote Outdoor Unit-Air-Source) | 4HP18V36P |  |  | EC4X23A | 80G2UH070AE12 | 23400 | 20 |  | 13 | 10 |  | 24000 | 14900 | 62.08% | [8 empty] | Residential | 487.5 | No | 1.95
206906145 | Central Heat Pump | ALLIED | HRCU-A-CB (Split System: Heat Pump with Remote Outdoor Unit-Air-Source) | 4HP18V36P |  |  | EC4X23A | 80G2UH070AE12L | 23400 | 20 |  | 13 | 10 |  | 24000 | 14900 | 62.08% | [8 empty] | Residential | 487.5 | No | 1.95
206906146 | Central Heat Pump | ALLIED | HRCU-A-CB (Split System: Heat Pump with Remote Outdoor Unit-Air-Source) | 4HP18V36P |  |  | EC4X23A | 80G2UH070AV12* | 23400 | 20 |  | 13 | 10 |  | 24000 | 14900 | 62.08% | [8 empty] | Residential | 487.5 | No | 1.95
206906149 | Central Heat Pump | ALLIED | HRCU-A-CB (Split System: Heat Pump with Remote Outdoor Unit-Air-Source) | 4HP18V36P |  |  | EC4X23B | 92G1UH030BE12 | 23400 | 19.5 |  | 13 | 10 |  | 24000 | 15000 | 62.5% | [8 empty] | Residential | 487.5 | No | 1.95
207558974 | Central Heat Pump | TRANE | HRCU-A-CB (Split System: Heat Pump with Remote Outdoor Unit-Air-Source) | 4TWV0X36A1 |  |  | 4PX*CU48BS3 | *UD2C100ACV5 | 37000 | 21 |  | 13 | 10 |  | 33200 | 26800 | 80.72% | 35600 | 20.5 | 12.7 | 8.7 | 32200 |  |  |  | Residential | 742.5 | No | 2.97
207559046 | Central Heat Pump | TRANE | HRCU-A-CB (Split System: Heat Pump with Remote Outdoor Unit-Air-Source) | 4TWV0X36A1 |  |  | TAM9A0B30V31 |  | 35400 | 20 |  | 13 | 10 |  | 32600 | 26400 | 80.98% | 34400 | 20 | 12.5 | 8.7 | 32000 |  |  |  | Residential | 717.5 | No | 2.87
207599983 | Central Heat Pump | TRANE | HRCU-A-CB (Split System: Heat Pump with Remote Outdoor Unit-Air-Source) | 4TWV8X48A1 |  |  | 4PX*CU48BS3 | S9V2C100U4PSB+RP | 46500 | 18 |  | 12.5 | 10 |  | 42500 | 37400 | 88% | 45500 | 18 | 11.5 | 8.5 | 43500 |  |  |  | Residential | 947.5 | No | 3.79
207599984 | Central Heat Pump | TRANE | HRCU-A-CB (Split System: Heat Pump with Remote Outdoor Unit-Air-Source) | 4TWV8X48A1 |  |  | 4PX*DU60BS3 | S9V2C100U5PSB+RP | 46000 | 18 |  | 12.5 | 10 |  | 42000 | 35800 | 85.24% | 45500 | 18 | 11.7 | 8.5 | 42000 |  |  |  | Residential | 947.5 | No | 3.79
207599988 | Central Heat Pump | TRANE | HRCU-A-CB (Split System: Heat Pump with Remote Outdoor Unit-Air-Source) | 4TWV8X48A1 |  |  | 4TXCC007DS3 | S9V2C100U4PSB+RP | 46500 | 18 |  | 12.5 | 10 |  | 42500 | 37400 | 88% | 45500 | 18 | 11.5 | 8.5 | 43500 |  |  |  | Residential | 947.5 | No | 3.79
207599993 | Central Heat Pump | TRANE | HRCU-A-CB (Split System: Heat Pump with Remote Outdoor Unit-Air-Source) | 4TWV8X48A1 |  |  | 4TXCD010DS3 | S9V2C100U5PSB+RP | 46000 | 18 |  | 12.5 | 10 |  | 42000 | 35800 | 85.24% | 45500 | 18 | 11.7 | 8.5 | 42000 |  |  |  | Residential | 947.5 | No | 3.79
207690032 | Central Heat Pump | TRANE | HRCU-A-CB (Split System: Heat Pump with Remote Outdoor Unit-Air-Source) | 4TWV0X36A1 |  |  | TAMXA0C36V31 |  | 35000 | 19.75 |  | 13.5 | 10 |  | 33400 | 25200 | 75.45% | [8 empty] | Residential | 730 | No | 2.92
207690033 | Central Heat Pump | TRANE | HRCU-A-CB (Split System: Heat Pump with Remote Outdoor Unit-Air-Source) | 4TWV0X36A1 |  |  | TAMXA0C42V41 |  | 35600 | 21 |  | 13.5 | 10 |  | 33600 | 24800 | 73.81% | [8 empty] | Residential | 742.5 | No | 2.97
207690034 | Central Heat Pump | TRANE | HRCU-A-CB (Split System: Heat Pump with Remote Outdoor Unit-Air-Source) | 4TWV0X48A1 |  |  | TAMXA0C48V41 |  | 47000 | 19.25 |  | 12.5 | 10 |  | 42500 | 34000 | 80% | [8 empty] | Residential | 980 | No | 3.92
207690035 | Central Heat Pump | TRANE | HRCU-A-CB (Split System: Heat Pump with Remote Outdoor Unit-Air-Source) | 4TWV0X48A1 |  |  | TAMXA0C60V51 |  | 46500 | 19.5 |  | 12.5 | 10 |  | 43000 | 35600 | 82.79% | [8 empty] | Residential | 970 | No | 3.88
206790116 | Central Heat Pump | BRYANT HEATING AND COOLING SYSTEMS | HRCU-A-CB (Split System: Heat Pump with Remote Outdoor Unit-Air-Source) | 284ANV024*0**B* |  |  | CSPH*4212AL*+UI | 88*TA60110C21*** | 23400 | 22 |  | 14 | 11 |  | 24000 | 24200 | 100.8% | [8 empty] | Residential | 487.5 | No | 1.95
206790117 | Central Heat Pump | BRYANT HEATING AND COOLING SYSTEMS | HRCU-A-CB (Split System: Heat Pump with Remote Outdoor Unit-Air-Source) | 284ANV024*0**B* |  |  | CSPH*4812AL*+UI | 987MB42060C17*** | 23400 | 21 |  | 13 | 11 |  | 24000 | 24400 | 101.7% | [8 empty] | Residential | 487.5 | No | 1.95
206790118 | Central Heat Pump | BRYANT HEATING AND COOLING SYSTEMS | HRCU-A-CB (Split System: Heat Pump with Remote Outdoor Unit-Air-Source) | 284ANV024*0**B* |  |  | CSPH*4812AL*+UI | 987MB42080C17*** | 23400 | 21 |  | 13 | 11 |  | 24000 | 24200 | 100.8% | [8 empty] | Residential | 487.5 | No | 1.95
206790119 | Central Heat Pump | BRYANT HEATING AND COOLING SYSTEMS | HRCU-A-CB (Split System: Heat Pump with Remote Outdoor Unit-Air-Source) | 284ANV024*0**B* |  |  | CSPH*4812AL*+UI | 987MB60060C21*** | 23400 | 21 |  | 13 | 11 |  | 24000 | 24200 | 100.8% | [8 empty] | Residential | 487.5 | No | 1.95
206790120 | Central Heat Pump | BRYANT HEATING AND COOLING SYSTEMS | HRCU-A-CB (Split System: Heat Pump with Remote Outdoor Unit-Air-Source) | 284ANV024*0**B* |  |  | CSPH*4812AL*+UI | 987MB60080C21*** | 23400 | 21 |  | 14 | 11 |  | 24000 | 24200 | 100.8% | [8 empty] | Residential | 487.5 | No | 1.95
206790121 | Central Heat Pump | BRYANT HEATING AND COOLING SYSTEMS | HRCU-A-CB (Split System: Heat Pump with Remote Outdoor Unit-Air-Source) | 284ANV024*0**B* |  |  | CSPH*4812AL*+UI | 987MB66100C21*** | 23400 | 21 |  | 14 | 11 |  | 24000 | 24200 | 100.8% | [8 empty] | Residential | 487.5 | No | 1.95
206790122 | Central Heat Pump | BRYANT HEATING AND COOLING SYSTEMS | HRCU-A-CB (Split System: Heat Pump with Remote Outdoor Unit-Air-Source) | 284ANV024*0**B* |  |  | CSPH*4812AL*+UI | 987MB66120C24*** | 23400 | 21 |  | 14 | 11 |  | 24000 | 24200 | 100.8% | [8 empty] | Residential | 487.5 | No | 1.95
206790123 | Central Heat Pump | BRYANT HEATING AND COOLING SYSTEMS | HRCU-A-CB (Split System: Heat Pump with Remote Outdoor Unit-Air-Source) | 284ANV024*0**B* |  |  | CSPH*4812AL*+UI | 88*TA36070C14*** | 23400 | 22 |  | 14 | 11 |  | 24000 | 24200 | 100.8% | [8 empty] | Residential | 487.5 | No | 1.95
206790124 | Central Heat Pump | BRYANT HEATING AND COOLING SYSTEMS | HRCU-A-CB (Split System: Heat Pump with Remote Outdoor Unit-Air-Source) | 284ANV024*0**B* |  |  | CSPH*4812AL*+UI | 88*TA48090C17*** | 23400 | 22 |  | 14 | 11 |  | 24000 | 24200 | 100.8% | [8 empty] | Residential | 487.5 | No | 1.95
206788967 | Central Heat Pump | CARRIER | HRCU-A-CB (Split System: Heat Pump with Remote Outdoor Unit-Air-Source) | 25VNA448A*031* |  |  | CSPH*6012AL*+UI | 59CU5A100C21**22 | 45500 | 20 |  | 12.5 | 10.5 |  | 45500 | 43000 | 94.51% | 45000 | 20.5 | 12.3 | 8.5 | 46000 |  |  |  | Residential | 937.5 | No | 3.75
206788969 | Central Heat Pump | CARRIER | HRCU-A-CB (Split System: Heat Pump with Remote Outdoor Unit-Air-Source) | 25VNA448A*031* |  |  | CAP**6024AL*+UI | 59TN6B100C21**22 | 45000 | 20 |  | 12.5 | 11 |  | 45500 | 43000 | 94.51% | 44500 | 21 | 12 | 9 | 46000 |  |  |  | Residential | 927.5 | No | 3.71
206788970 | Central Heat Pump | CARRIER | HRCU-A-CB (Split System: Heat Pump with Remote Outdoor Unit-Air-Source) | 25VNA460A*031* |  |  | FE4ANB006L+UI |  | 58500 | 21 |  | 13 | 11 |  | 59000 | 50000 | 84.75% | 58000 | 20.5 | 13 | 9 | 59500 |  |  |  | Residential | 1207.5 | No | 4.83
206788415 | Central Heat Pump | CARRIER | HRCU-A-CB (Split System: Heat Pump with Remote Outdoor Unit-Air-Source) | 25VNA424A*031* |  |  | CSPH*3612AL*+UI | 59MN7B100C21**22 | 23400 | 21 |  | 14 | 11 |  | 24000 | 24200 | 100.8% | [8 empty] | Residential | 487.5 | No | 1.95
206788416 | Central Heat Pump | CARRIER | HRCU-A-CB (Split System: Heat Pump with Remote Outdoor Unit-Air-Source) | 25VNA424A*031* |  |  | CSPH*3612AL*+UI | 59MN7B120C24**22 | 23400 | 21 |  | 14 | 11 |  | 24000 | 24200 | 100.8% | [8 empty] | Residential | 487.5 | No | 1.95
206788419 | Central Heat Pump | CARRIER | HRCU-A-CB (Split System: Heat Pump with Remote Outdoor Unit-Air-Source) | 25VNA424A*031* |  |  | CSPH*3612AL*+UI | 58TN*A110C21**20 | 23400 | 22 |  | 14 | 11 |  | 24000 | 24200 | 100.8% | [8 empty] | Residential | 487.5 | No | 1.95
206788420 | Central Heat Pump | CARRIER | HRCU-A-CB (Split System: Heat Pump with Remote Outdoor Unit-Air-Source) | 25VNA424A*031* |  |  | CSPH*4212AL*+UI | 59MN7B060C17**14 | 23400 | 20 |  | 13 | 11 |  | 24000 | 24400 | 101.7% | [8 empty] | Residential | 487.5 | No | 1.95
206788423 | Central Heat Pump | CARRIER | HRCU-A-CB (Split System: Heat Pump with Remote Outdoor Unit-Air-Source) | 25VNA424A*031* |  |  | CSPH*4212AL*+UI | 59MN7B080C21**20 | 23400 | 21 |  | 14 | 11 |  | 24000 | 24200 | 100.8% | [8 empty] | Residential | 487.5 | No | 1.95
206788424 | Central Heat Pump | CARRIER | HRCU-A-CB (Split System: Heat Pump with Remote Outdoor Unit-Air-Source) | 25VNA424A*031* |  |  | CSPH*4212AL*+UI | 59MN7B100C21**22 | 23400 | 21 |  | 14 | 11 |  | 24000 | 24200 | 100.8% | [8 empty] | Residential | 487.5 | No | 1.95
205417060 | Central Heat Pump | Liberty Heating & Air Conditioning | HRCU-A-CB (Split System: Heat Pump with Remote Outdoor Unit-Air-Source) | GSZC180361C* |  |  | CA*F4961*6D*+MBVC2001**-1A*+TXV |  | 36000 | 19 |  | 14 | 10 |  | 36600 | 23000 | 62.84% | [8 empty] | Residential | 750 | No | 3
205417061 | Central Heat Pump | Liberty Heating & Air Conditioning | HRCU-A-CB (Split System: Heat Pump with Remote Outdoor Unit-Air-Source) | GSZC180361C* |  |  | CHPF4860D6D*+MBVC2001**-1A*+TXV |  | 35600 | 18.5 |  | 14 | 10 |  | 36000 | 23000 | 63.89% | [8 empty] | Residential | 742.5 | No | 2.97
205645547 | Central Heat Pump | Liberty Heating & Air Conditioning | HRCU-A-CB (Split System: Heat Pump with Remote Outdoor Unit-Air-Source) | GSZC180361C* |  |  | CA*F4961*6D*+TXV | G*VS800805CUA* | 35600 | 18 |  | 14 | 10 |  | 36000 | 23000 | 63.89% | [8 empty] | Residential | 742.5 | No | 2.97
205645549 | Central Heat Pump | Liberty Heating & Air Conditioning | HRCU-A-CB (Split System: Heat Pump with Remote Outdoor Unit-Air-Source) | GSZC180361C* |  |  | CHPF4860D6D*+TXV | G*VS800805CUA* | 35000 | 18 |  | 13.5 | 10 |  | 36000 | 22600 | 62.78% | [8 empty] | Residential | 730 | No | 2.92
205645554 | Central Heat Pump | Liberty Heating & Air Conditioning | HRCU-A-CB (Split System: Heat Pump with Remote Outdoor Unit-Air-Source) | GSZC180361C* |  |  | CA*F4961*6D*+TXV | G*VS960805CUA* | 35400 | 18 |  | 14 | 10 |  | 36000 | 22800 | 63.33% | [8 empty] | Residential | 737.5 | No | 2.95
206192047 | Central Heat Pump | Liberty Heating & Air Conditioning | HRCU-A-CB (Split System: Heat Pump with Remote Outdoor Unit-Air-Source) | AVZC200481A* |  |  | CA*F4961*6D*+TXV | G*VM970804CNB* | 46000 | 19.5 |  | 12.5 | 10 |  | 45500 | 27800 | 61.1% | [8 empty] | Residential | 957.5 | No | 3.83
206192083 | Central Heat Pump | Liberty Heating & Air Conditioning | HRCU-A-CB (Split System: Heat Pump with Remote Outdoor Unit-Air-Source) | AVZC200481A* |  |  | CA*F4961*6D*+TXV | G*VM971205DNB* | 46000 | 19.5 |  | 12.5 | 10 |  | 46000 | 27800 | 60.43% | [8 empty] | Residential | 957.5 | No | 3.83
206192214 | Central Heat Pump | Liberty Heating & Air Conditioning | HRCU-A-CB (Split System: Heat Pump with Remote Outdoor Unit-Air-Source) | AVZC200481A* |  |  | CA*F4961*6D*+TXV | G*VS800805CUA* | 45500 | 19.5 |  | 12.5 | 10 |  | 45500 | 27200 | 59.78% | [8 empty] | Residential | 947.5 | No | 3.79
206192430 | Central Heat Pump | Liberty Heating & Air Conditioning | HRCU-A-CB (Split System: Heat Pump with Remote Outdoor Unit-Air-Source) | AVZC200481A* |  |  | CA*F4961*6D*+TXV | G*VC800805C*A* | 46000 | 19.5 |  | 12.5 | 10 |  | 45500 | 27600 | 60.66% | [8 empty] | Residential | 957.5 | No | 3.83
206906150 | Central Heat Pump | ALLIED | HRCU-A-CB (Split System: Heat Pump with Remote Outdoor Unit-Air-Source) | 4HP18V36P |  |  | EC4X23B | 92G1UH045BE12 | 23200 | 19 |  | 13 | 10 |  | 24000 | 14800 | 61.67% | [8 empty] | Residential | 482.5 | No | 1.93
206906151 | Central Heat Pump | ALLIED | HRCU-A-CB (Split System: Heat Pump with Remote Outdoor Unit-Air-Source) | 4HP18V36P |  |  | EC4X23B | 92G1UH070BE12 | 23200 | 19 |  | 13 | 10 |  | 24000 | 14900 | 62.08% | [8 empty] | Residential | 482.5 | No | 1.93
206906154 | Central Heat Pump | ALLIED | HRCU-A-CB (Split System: Heat Pump with Remote Outdoor Unit-Air-Source) | 4HP18V36P |  |  | EC4X23B | 96G1UH030BE08 | 23200 | 18.5 |  | 13 | 10 |  | 24000 | 14900 | 62.08% | [8 empty] | Residential | 482.5 | No | 1.93
206906157 | Central Heat Pump | ALLIED | HRCU-A-CB (Split System: Heat Pump with Remote Outdoor Unit-Air-Source) | 4HP18V36P |  |  | EC4X23B | 96G2UH045BV12 | 23400 | 20 |  | 13 | 10 |  | 24000 | 14900 | 62.08% | [8 empty] | Residential | 487.5 | No | 1.95
206906158 | Central Heat Pump | ALLIED | HRCU-A-CB (Split System: Heat Pump with Remote Outdoor Unit-Air-Source) | 4HP18V36P |  |  | EC4X23B | 96G2UH070BV12 | 23400 | 20 |  | 13 | 10 |  | 24000 | 14800 | 61.67% | [8 empty] | Residential | 487.5 | No | 1.95
209329602 | Central Heat Pump | ALLIED | HRCU-A-CB (Split System: Heat Pump with Remote Outdoor Unit-Air-Source) | 4HP18V36P |  |  | E*1P23B+H4TXV01 | 96G2UH030BE08 | 23200 | 19 |  | 13 | 10 |  | 24000 | 14600 | 60.83% | [8 empty] | Residential | 482.5 | No | 1.93
209329617 | Central Heat Pump | ALLIED | HRCU-A-CB (Split System: Heat Pump with Remote Outdoor Unit-Air-Source) | 4HP18V36P |  |  | EA(C,U)1P30B+H4TXV01 | 96G2UH030BE08 | 23600 | 19.5 |  | 13 | 10 |  | 24000 | 14600 | 60.83% | [8 empty] | Residential | 492.5 | No | 1.97
209329630 | Central Heat Pump | ALLIED | HRCU-A-CB (Split System: Heat Pump with Remote Outdoor Unit-Air-Source) | 4HP18V36P |  |  | EAC4X30B | 96G2UH030BE08 | 23600 | 19.5 |  | 13 | 10 |  | 24000 | 14600 | 60.83% | [8 empty] | Residential | 492.5 | No | 1.97
209329642 | Central Heat Pump | ALLIED | HRCU-A-CB (Split System: Heat Pump with Remote Outdoor Unit-Air-Source) | 4HP18V36P |  |  | EC4X23B | 96G2UH030BE08 | 23200 | 19 |  | 13 | 10 |  | 24000 | 14600 | 60.83% | [8 empty] | Residential | 482.5 | No | 1.93
206906159 | Central Heat Pump | ALLIED | HRCU-A-CB (Split System: Heat Pump with Remote Outdoor Unit-Air-Source) | 4HP18V36P |  |  | EC4X23B | EFV08BCA | 23200 | 19.5 |  | 13 | 10 |  | 24000 | 15100 | 62.92% | [8 empty] | Residential | 482.5 | No | 1.93
206790125 | Central Heat Pump | BRYANT HEATING AND COOLING SYSTEMS | HRCU-A-CB (Split System: Heat Pump with Remote Outdoor Unit-Air-Source) | 284ANV024*0**B* |  |  | CSPH*4812AL*+UI | 88*TA60110C21*** | 23400 | 22 |  | 14 | 11 |  | 24000 | 24200 | 100.8% | [8 empty] | Residential | 487.5 | No | 1.95
206790126 | Central Heat Pump | BRYANT HEATING AND COOLING SYSTEMS | HRCU-A-CB (Split System: Heat Pump with Remote Outdoor Unit-Air-Source) | 284ANV024*0**B* |  |  | CSPH*6012AL*+UI | 987MB42060C17*** | 23400 | 21 |  | 13 | 11 |  | 24000 | 24000 | 100% | [8 empty] | Residential | 487.5 | No | 1.95
206790127 | Central Heat Pump | BRYANT HEATING AND COOLING SYSTEMS | HRCU-A-CB (Split System: Heat Pump with Remote Outdoor Unit-Air-Source) | 284ANV024*0**B* |  |  | CSPH*6012AL*+UI | 987MB42080C17*** | 23400 | 21 |  | 14 | 11 |  | 24000 | 24000 | 100% | [8 empty] | Residential | 487.5 | No | 1.95
206790128 | Central Heat Pump | BRYANT HEATING AND COOLING SYSTEMS | HRCU-A-CB (Split System: Heat Pump with Remote Outdoor Unit-Air-Source) | 284ANV024*0**B* |  |  | CSPH*6012AL*+UI | 987MB60060C21*** | 23400 | 21 |  | 14 | 11 |  | 24000 | 24000 | 100% | [8 empty] | Residential | 487.5 | No | 1.95
206790129 | Central Heat Pump | BRYANT HEATING AND COOLING SYSTEMS | HRCU-A-CB (Split System: Heat Pump with Remote Outdoor Unit-Air-Source) | 284ANV024*0**B* |  |  | CSPH*6012AL*+UI | 987MB60080C21*** | 23400 | 21 |  | 14 | 11 |  | 24000 | 23800 | 99.17% | [8 empty] | Residential | 487.5 | No | 1.95
206790130 | Central Heat Pump | BRYANT HEATING AND COOLING SYSTEMS | HRCU-A-CB (Split System: Heat Pump with Remote Outdoor Unit-Air-Source) | 284ANV024*0**B* |  |  | CSPH*6012AL*+UI | 987MB66100C21*** | 23400 | 21 |  | 14 | 11 |  | 24000 | 23800 | 99.17% | [8 empty] | Residential | 487.5 | No | 1.95
206790131 | Central Heat Pump | BRYANT HEATING AND COOLING SYSTEMS | HRCU-A-CB (Split System: Heat Pump with Remote Outdoor Unit-Air-Source) | 284ANV024*0**B* |  |  | CSPH*6012AL*+UI | 987MB66120C24*** | 23400 | 21 |  | 14 | 11 |  | 24000 | 23800 | 99.17% | [8 empty] | Residential | 487.5 | No | 1.95
206790132 | Central Heat Pump | BRYANT HEATING AND COOLING SYSTEMS | HRCU-A-CB (Split System: Heat Pump with Remote Outdoor Unit-Air-Source) | 284ANV024*0**B* |  |  | CSPH*6012AL*+UI | 88*TA36070C14*** | 23400 | 22 |  | 14 | 11 |  | 24000 | 24000 | 100% | [8 empty] | Residential | 487.5 | No | 1.95
206790133 | Central Heat Pump | BRYANT HEATING AND COOLING SYSTEMS | HRCU-A-CB (Split System: Heat Pump with Remote Outdoor Unit-Air-Source) | 284ANV024*0**B* |  |  | CSPH*6012AL*+UI | 88*TA48090C17*** | 23400 | 22 |  | 14 | 11 |  | 24000 | 23800 | 99.17% | [8 empty] | Residential | 487.5 | No | 1.95
206788425 | Central Heat Pump | CARRIER | HRCU-A-CB (Split System: Heat Pump with Remote Outdoor Unit-Air-Source) | 25VNA424A*031* |  |  | CSPH*4212AL*+UI | 59MN7B120C24**22 | 23400 | 21 |  | 14 | 11 |  | 24000 | 24200 | 100.8% | [8 empty] | Residential | 487.5 | No | 1.95
206788428 | Central Heat Pump | CARRIER | HRCU-A-CB (Split System: Heat Pump with Remote Outdoor Unit-Air-Source) | 25VNA424A*031* |  |  | CSPH*4212AL*+UI | 58TN*A110C21**20 | 23400 | 22 |  | 14 | 11 |  | 24000 | 24200 | 100.8% | [8 empty] | Residential | 487.5 | No | 1.95
206788429 | Central Heat Pump | CARRIER | HRCU-A-CB (Split System: Heat Pump with Remote Outdoor Unit-Air-Source) | 25VNA424A*031* |  |  | CSPH*4812AL*+UI | 59MN7B060C17**14 | 23400 | 21 |  | 13 | 11 |  | 24000 | 24400 | 101.7% | [8 empty] | Residential | 487.5 | No | 1.95
206788430 | Central Heat Pump | CARRIER | HRCU-A-CB (Split System: Heat Pump with Remote Outdoor Unit-Air-Source) | 25VNA424A*031* |  |  | CSPH*4812AL*+UI | 59MN7B080C17**14 | 23400 | 21 |  | 13 | 11 |  | 24000 | 24200 | 100.8% | [8 empty] | Residential | 487.5 | No | 1.95
206788431 | Central Heat Pump | CARRIER | HRCU-A-CB (Split System: Heat Pump with Remote Outdoor Unit-Air-Source) | 25VNA424A*031* |  |  | CSPH*4812AL*+UI | 59MN7B060C21**20 | 23400 | 21 |  | 13 | 11 |  | 24000 | 24200 | 100.8% | [8 empty] | Residential | 487.5 | No | 1.95
206788432 | Central Heat Pump | CARRIER | HRCU-A-CB (Split System: Heat Pump with Remote Outdoor Unit-Air-Source) | 25VNA424A*031* |  |  | CSPH*4812AL*+UI | 59MN7B080C21**20 | 23400 | 21 |  | 14 | 11 |  | 24000 | 24200 | 100.8% | [8 empty] | Residential | 487.5 | No | 1.95
206788433 | Central Heat Pump | CARRIER | HRCU-A-CB (Split System: Heat Pump with Remote Outdoor Unit-Air-Source) | 25VNA424A*031* |  |  | CSPH*4812AL*+UI | 59MN7B100C21**22 | 23400 | 21 |  | 14 | 11 |  | 24000 | 24200 | 100.8% | [8 empty] | Residential | 487.5 | No | 1.95
206788434 | Central Heat Pump | CARRIER | HRCU-A-CB (Split System: Heat Pump with Remote Outdoor Unit-Air-Source) | 25VNA424A*031* |  |  | CSPH*4812AL*+UI | 59MN7B120C24**22 | 23400 | 21 |  | 14 | 11 |  | 24000 | 24200 | 100.8% | [8 empty] | Residential | 487.5 | No | 1.95
206788435 | Central Heat Pump | CARRIER | HRCU-A-CB (Split System: Heat Pump with Remote Outdoor Unit-Air-Source) | 25VNA424A*031* |  |  | CSPH*4812AL*+UI | 58TN*A070C14**12 | 23400 | 22 |  | 14 | 11 |  | 24000 | 24200 | 100.8% | [8 empty] | Residential | 487.5 | No | 1.95
207690038 | Central Heat Pump | TRANE | HRCU-A-CB (Split System: Heat Pump with Remote Outdoor Unit-Air-Source) | 4TWV8X36A1 |  |  | TAMXA0B30V31 |  | 34400 | 18 |  | 12.5 | 10 |  | 32000 | 26600 | 83.12% | [8 empty] | Residential | 717.5 | No | 2.87
207690039 | Central Heat Pump | TRANE | HRCU-A-CB (Split System: Heat Pump with Remote Outdoor Unit-Air-Source) | 4TWV8X36A1 |  |  | TAMXA0C36V31 |  | 35000 | 18 |  | 13 | 10 |  | 32200 | 25200 | 78.26% | [8 empty] | Residential | 730 | No | 2.92
207690040 | Central Heat Pump | TRANE | HRCU-A-CB (Split System: Heat Pump with Remote Outdoor Unit-Air-Source) | 4TWV8X36A1 |  |  | TAMXA0C42V41 |  | 35800 | 18 |  | 12.5 | 10 |  | 28600 | 25400 | 88.81% | [8 empty] | Residential | 745 | No | 2.98
207690041 | Central Heat Pump | TRANE | HRCU-A-CB (Split System: Heat Pump with Remote Outdoor Unit-Air-Source) | 4TWV8X48A1 |  |  | TAMXA0C42V41 |  | 46500 | 18 |  | 12.5 | 10 |  | 41500 | 36200 | 87.23% | [8 empty] | Residential | 970 | No | 3.88
207690042 | Central Heat Pump | TRANE | HRCU-A-CB (Split System: Heat Pump with Remote Outdoor Unit-Air-Source) | 4TWV8X48A1 |  |  | TAMXA0C48V41 |  | 47000 | 18 |  | 12.5 | 10 |  | 41000 | 34400 | 83.9% | [8 empty] | Residential | 980 | No | 3.92
207690043 | Central Heat Pump | TRANE | HRCU-A-CB (Split System: Heat Pump with Remote Outdoor Unit-Air-Source) | 4TWV8X48A1 |  |  | TAMXA0C60V51 |  | 47000 | 18 |  | 12.5 | 10 |  | 40500 | 36200 | 89.38% | [8 empty] | Residential | 980 | No | 3.92
207690044 | Central Heat Pump | TRANE | HRCU-A-CB (Split System: Heat Pump with Remote Outdoor Unit-Air-Source) | 4TWV8X60A1 |  |  | TAMXA0C60V51 |  | 54000 | 18 |  | 12.5 | 10 |  | 50500 | 48000 | 95.05% | [8 empty] | Residential | 1125 | No | 4.5
207690045 | Central Heat Pump | TRANE | HRCU-A-CB (Split System: Heat Pump with Remote Outdoor Unit-Air-Source) | 4TWV0X36A1 |  |  | TAMXA0B30V31 |  | 35400 | 20 |  | 13 | 10 |  | 32600 | 26200 | 80.37% | [8 empty] | Residential | 737.5 | No | 2.95
207782192 | Central Heat Pump | TRANE | HRCU-A-CB (Split System: Heat Pump with Remote Outdoor Unit-Air-Source) | 4TWV0X36A1 |  |  | 4PX*BU36BS3 | S9V2B060U4PSB+RP | 34600 | 20 |  | 12.5 | 10 |  | 32400 | 25400 | 78.4% | [8 empty] | Residential | 720 | No | 2.88
207782195 | Central Heat Pump | TRANE | HRCU-A-CB (Split System: Heat Pump with Remote Outdoor Unit-Air-Source) | 4TWV0X36A1 |  |  | 4PX*CU36BS3 | S9V2C100U5PSB+RP | 35000 | 20 |  | 13 | 10 |  | 32200 | 25200 | 78.26% | [8 empty] | Residential | 730 | No | 2.92
207782197 | Central Heat Pump | TRANE | HRCU-A-CB (Split System: Heat Pump with Remote Outdoor Unit-Air-Source) | 4TWV0X36A1 |  |  | 4PX*CU48BS3 | S9V2C100U5PSB+RP | 36600 | 20.5 |  | 13.5 | 10 |  | 33000 | 25600 | 77.58% | [8 empty] | Residential | 762.5 | No | 3.05
205966092 | Central Heat Pump | JANITROL | HRCU-A-CB (Split System: Heat Pump with Remote Outdoor Unit-Air-Source) | GVZC200361A* |  |  | CSCF3642N6D*+MBVC1600**-1A*+TXV |  | 35000 | 20 |  | 13.5 | 10 |  | 35000 | 18200 | 52% | [8 empty] | Residential | 730 | No | 2.92
205966098 | Central Heat Pump | JANITROL | HRCU-A-CB (Split System: Heat Pump with Remote Outdoor Unit-Air-Source) | GVZC200361A* |  |  | AVPEC59D14A* |  | 35800 | 20 |  | 14 | 10 |  | 35400 | 18900 | 53.39% | [8 empty] | Residential | 745 | No | 2.98
205966099 | Central Heat Pump | JANITROL | HRCU-A-CB (Split System: Heat Pump with Remote Outdoor Unit-Air-Source) | GVZC200361A* |  |  | CA*F3137*6A*+MBVC1201**-1A*+TXV |  | 34800 | 20 |  | 13.5 | 10 |  | 35000 | 18000 | 51.43% | [8 empty] | Residential | 725 | No | 2.9
205966101 | Central Heat Pump | JANITROL | HRCU-A-CB (Split System: Heat Pump with Remote Outdoor Unit-Air-Source) | GVZC200361A* |  |  | CA*F3642*6D*+MBVC1201**-1A*+TXV |  | 34600 | 20 |  | 13 | 10 |  | 34800 | 18000 | 51.72% | [8 empty] | Residential | 720 | No | 2.88
205966102 | Central Heat Pump | JANITROL | HRCU-A-CB (Split System: Heat Pump with Remote Outdoor Unit-Air-Source) | GVZC200361A* |  |  | CA*F3642*6D*+MBVC1601**-1A*+TXV |  | 34600 | 20 |  | 13.5 | 10 |  | 34800 | 18000 | 51.72% | [8 empty] | Residential | 720 | No | 2.88
205966103 | Central Heat Pump | JANITROL | HRCU-A-CB (Split System: Heat Pump with Remote Outdoor Unit-Air-Source) | GVZC200361A* |  |  | CA*F3743*6D*+MBVC1201**-1A*+TXV |  | 35200 | 20 |  | 13.5 | 10 |  | 35000 | 18200 | 52% | [8 empty] | Residential | 732.5 | No | 2.93
205966104 | Central Heat Pump | JANITROL | HRCU-A-CB (Split System: Heat Pump with Remote Outdoor Unit-Air-Source) | GVZC200361A* |  |  | CA*F3743*6D*+MBVC1601**-1A*+TXV |  | 35400 | 21 |  | 14 | 10 |  | 35000 | 18200 | 52% | [8 empty] | Residential | 737.5 | No | 2.95
205966105 | Central Heat Pump | JANITROL | HRCU-A-CB (Split System: Heat Pump with Remote Outdoor Unit-Air-Source) | GVZC200361A* |  |  | CHPF3642C6C*+MBVC1201**-1A*+TXV |  | 34800 | 20 |  | 13 | 10 |  | 34800 | 18000 | 51.72% | [8 empty] | Residential | 725 | No | 2.9
205966106 | Central Heat Pump | JANITROL | HRCU-A-CB (Split System: Heat Pump with Remote Outdoor Unit-Air-Source) | GVZC200361A* |  |  | CHPF3642C6C*+MBVC1601**-1A*+TXV |  | 35000 | 20 |  | 13.5 | 10 |  | 34800 | 18000 | 51.72% | [8 empty] | Residential | 730 | No | 2.92
205966107 | Central Heat Pump | JANITROL | HRCU-A-CB (Split System: Heat Pump with Remote Outdoor Unit-Air-Source) | GVZC200361A* |  |  | CHPF3743C6B*+MBVC1201**-1A*+TXV |  | 35000 | 20 |  | 13.5 | 10 |  | 35000 | 18200 | 52% | [8 empty] | Residential | 730 | No | 2.92
206790134 | Central Heat Pump | BRYANT HEATING AND COOLING SYSTEMS | HRCU-A-CB (Split System: Heat Pump with Remote Outdoor Unit-Air-Source) | 284ANV024*0**B* |  |  | CSPH*6012AL*+UI | 88*TA60110C21*** | 23400 | 22 |  | 14 | 11 |  | 24000 | 23800 | 99.17% | [8 empty] | Residential | 487.5 | No | 1.95
206790141 | Central Heat Pump | BRYANT HEATING AND COOLING SYSTEMS | HRCU-A-CB (Split System: Heat Pump with Remote Outdoor Unit-Air-Source) | 284ANV024*0**B* |  |  | CAP**3621AL*+UI | 88*TA60070C21*** | 23400 | 21 |  | 14 | 11 |  | 24000 | 24400 | 101.7% | [8 empty] | Residential | 487.5 | No | 1.95
206790181 | Central Heat Pump | BRYANT HEATING AND COOLING SYSTEMS | HRCU-A-CB (Split System: Heat Pump with Remote Outdoor Unit-Air-Source) | 284ANV024*0**B* |  |  | CNPV*4217AL*+UI | 986TC42060C17*** | 23400 | 21 |  | 14 | 11 |  | 24000 | 25000 | 104.2% | 23600 | 20 | 13 | 10 | 26600 |  |  |  | Residential | 492.5 | No | 1.97
206790182 | Central Heat Pump | BRYANT HEATING AND COOLING SYSTEMS | HRCU-A-CB (Split System: Heat Pump with Remote Outdoor Unit-Air-Source) | 284ANV024*0**B* |  |  | CNPV*4217AL*+UI | 986TC42080C17*** | 23400 | 21 |  | 14 | 11 |  | 24000 | 24800 | 103.3% | 23600 | 20 | 13 | 10 | 26600 |  |  |  | Residential | 492.5 | No | 1.97
206790183 | Central Heat Pump | BRYANT HEATING AND COOLING SYSTEMS | HRCU-A-CB (Split System: Heat Pump with Remote Outdoor Unit-Air-Source) | 284ANV024*0**B* |  |  | CNPV*4221AL*+UI | 88*TA36045C17*** | 23400 | 21 |  | 14 | 11 |  | 24000 | 25000 | 104.2% | 23400 | 19.5 | 13 | 9.5 | 26800 |  |  |  | Residential | 487.5 | No | 1.95
206790184 | Central Heat Pump | BRYANT HEATING AND COOLING SYSTEMS | HRCU-A-CB (Split System: Heat Pump with Remote Outdoor Unit-Air-Source) | 284ANV024*0**B* |  |  | CNPV*4221AL*+UI | 88*TA48070C17*** | 23400 | 21 |  | 14 | 11 |  | 24000 | 24800 | 103.3% | 23400 | 20.5 | 13 | 9.5 | 26600 |  |  |  | Residential | 487.5 | No | 1.95
206790187 | Central Heat Pump | BRYANT HEATING AND COOLING SYSTEMS | HRCU-A-CB (Split System: Heat Pump with Remote Outdoor Unit-Air-Source) | 284ANV024*0**B* |  |  | CNPV*4221AL*+UI | 986TC42060C17*** | 23400 | 21 |  | 14 | 11 |  | 24000 | 25000 | 104.2% | 23400 | 20 | 13 | 9.5 | 26800 |  |  |  | Residential | 487.5 | No | 1.95
206790188 | Central Heat Pump | BRYANT HEATING AND COOLING SYSTEMS | HRCU-A-CB (Split System: Heat Pump with Remote Outdoor Unit-Air-Source) | 284ANV024*0**B* |  |  | CNPV*4221AL*+UI | 986TC42080C17*** | 23400 | 21 |  | 14 | 11 |  | 24000 | 25000 | 104.2% | 23400 | 20 | 13 | 9.5 | 26600 |  |  |  | Residential | 487.5 | No | 1.95
206788436 | Central Heat Pump | CARRIER | HRCU-A-CB (Split System: Heat Pump with Remote Outdoor Unit-Air-Source) | 25VNA424A*031* |  |  | CSPH*4812AL*+UI | 58TN*A090C17**16 | 23400 | 22 |  | 14 | 11 |  | 24000 | 24200 | 100.8% | [8 empty] | Residential | 487.5 | No | 1.95
206788437 | Central Heat Pump | CARRIER | HRCU-A-CB (Split System: Heat Pump with Remote Outdoor Unit-Air-Source) | 25VNA424A*031* |  |  | CSPH*4812AL*+UI | 58TN*A110C21**20 | 23400 | 22 |  | 14 | 11 |  | 24000 | 24200 | 100.8% | [8 empty] | Residential | 487.5 | No | 1.95
206788438 | Central Heat Pump | CARRIER | HRCU-A-CB (Split System: Heat Pump with Remote Outdoor Unit-Air-Source) | 25VNA424A*031* |  |  | CSPH*6012AL*+UI | 59MN7B060C17**14 | 23400 | 21 |  | 13 | 11 |  | 24000 | 24000 | 100% | [8 empty] | Residential | 487.5 | No | 1.95
206788439 | Central Heat Pump | CARRIER | HRCU-A-CB (Split System: Heat Pump with Remote Outdoor Unit-Air-Source) | 25VNA424A*031* |  |  | CSPH*6012AL*+UI | 59MN7B080C17**14 | 23400 | 21 |  | 14 | 11 |  | 24000 | 24000 | 100% | [8 empty] | Residential | 487.5 | No | 1.95
206788440 | Central Heat Pump | CARRIER | HRCU-A-CB (Split System: Heat Pump with Remote Outdoor Unit-Air-Source) | 25VNA424A*031* |  |  | CSPH*6012AL*+UI | 59MN7B060C21**20 | 23400 | 21 |  | 14 | 11 |  | 24000 | 24000 | 100% | [8 empty] | Residential | 487.5 | No | 1.95
206788441 | Central Heat Pump | CARRIER | HRCU-A-CB (Split System: Heat Pump with Remote Outdoor Unit-Air-Source) | 25VNA424A*031* |  |  | CSPH*6012AL*+UI | 59MN7B080C21**20 | 23400 | 21 |  | 14 | 11 |  | 24000 | 23800 | 99.17% | [8 empty] | Residential | 487.5 | No | 1.95
206788442 | Central Heat Pump | CARRIER | HRCU-A-CB (Split System: Heat Pump with Remote Outdoor Unit-Air-Source) | 25VNA424A*031* |  |  | CSPH*6012AL*+UI | 59MN7B100C21**22 | 23400 | 21 |  | 14 | 11 |  | 24000 | 23800 | 99.17% | [8 empty] | Residential | 487.5 | No | 1.95
206788443 | Central Heat Pump | CARRIER | HRCU-A-CB (Split System: Heat Pump with Remote Outdoor Unit-Air-Source) | 25VNA424A*031* |  |  | CSPH*6012AL*+UI | 59MN7B120C24**22 | 23400 | 21 |  | 14 | 11 |  | 24000 | 23800 | 99.17% | [8 empty] | Residential | 487.5 | No | 1.95
206788444 | Central Heat Pump | CARRIER | HRCU-A-CB (Split System: Heat Pump with Remote Outdoor Unit-Air-Source) | 25VNA424A*031* |  |  | CSPH*6012AL*+UI | 58TN*A070C14**12 | 23400 | 22 |  | 14 | 11 |  | 24000 | 24000 | 100% | [8 empty] | Residential | 487.5 | No | 1.95
206906160 | Central Heat Pump | ALLIED | HRCU-A-CB (Split System: Heat Pump with Remote Outdoor Unit-Air-Source) | 4HP18V36P |  |  | EC4X23B | EFV12BCA | 23400 | 20 |  | 13 | 10 |  | 24000 | 14900 | 62.08% | [8 empty] | Residential | 487.5 | No | 1.95
206905858 | Central Heat Pump | ALLIED | HRCU-A-CB (Split System: Heat Pump with Remote Outdoor Unit-Air-Source) | 4HP18V36P |  |  | E*1P23A+H4TXV01 | 80G2UH070AV12* | 23400 | 20 |  | 13 | 10 |  | 24000 | 14900 | 62.08% | [8 empty] | Residential | 487.5 | No | 1.95
206905866 | Central Heat Pump | ALLIED | HRCU-A-CB (Split System: Heat Pump with Remote Outdoor Unit-Air-Source) | 4HP18V36P |  |  | E*1P23B+H4TXV01 | 96G1UH030BE08 | 23200 | 18.5 |  | 13 | 10 |  | 24000 | 14900 | 62.08% | [8 empty] | Residential | 482.5 | No | 1.93
206905930 | Central Heat Pump | ALLIED | HRCU-A-CB (Split System: Heat Pump with Remote Outdoor Unit-Air-Source) | 4HP18V36P |  |  | EA(C,U)1P30A+H4TXV01 | 80G2UH070AV12* | 23800 | 20 |  | 13 | 10 |  | 24000 | 15400 | 64.17% | [8 empty] | Residential | 495 | No | 1.98
209941141 | Central Heat Pump | GE | HRCU-A-CB (Split System: Heat Pump with Remote Outdoor Unit-Air-Source) | NS18H36MA4-** |  |  | NCUU30AP4+TXV | NF80U070V3A-* | 23800 | 20 |  | 13 | 10 |  | 24000 | 15400 | 64.17% | [8 empty] | Residential | 495 | No | 1.98
209941143 | Central Heat Pump | GE | HRCU-A-CB (Split System: Heat Pump with Remote Outdoor Unit-Air-Source) | NS18H36MA4-** |  |  | NCUC30AT4 | NF80U070V3A-* | 23800 | 20 |  | 13 | 10 |  | 24000 | 15400 | 64.17% | [8 empty] | Residential | 495 | No | 1.98
209941144 | Central Heat Pump | GE | HRCU-A-CB (Split System: Heat Pump with Remote Outdoor Unit-Air-Source) | NS18H36MA4-** |  |  | NCHC30AT4 | NF80U070V3A-* | 24000 | 20 |  | 13 | 10 |  | 24000 | 15100 | 62.92% | [8 empty] | Residential | 500 | No | 2
209941183 | Central Heat Pump | GE | HRCU-A-CB (Split System: Heat Pump with Remote Outdoor Unit-Air-Source) | NS18H36MA4-** |  |  | NCHC30BT4 | NF95X040S3B-* | 24000 | 18.5 |  | 13 | 10 |  | 24000 | 15400 | 64.17% | [8 empty] | Residential | 500 | No | 2
209941214 | Central Heat Pump | GE | HRCU-A-CB (Split System: Heat Pump with Remote Outdoor Unit-Air-Source) | NS18H36MA4-** |  |  | NCHC30BT4 | NF96U045S3B-* | 24000 | 18.5 |  | 13 | 10 |  | 24000 | 15300 | 63.75% | [8 empty] | Residential | 500 | No | 2
209941055 | Central Heat Pump | GE | HRCU-A-CB (Split System: Heat Pump with Remote Outdoor Unit-Air-Source) | NS18H36MA4-** |  |  | NCHC30AT4 | NF80X040S3A-* | 24000 | 19.5 |  | 13 | 10 |  | 24000 | 15100 | 62.92% | 24000 | 19 | 12.3 | 8.5 | 24000 |  |  |  | Residential | 500 | No | 2
207782199 | Central Heat Pump | TRANE | HRCU-A-CB (Split System: Heat Pump with Remote Outdoor Unit-Air-Source) | 4TWV0X36A1 |  |  | 4TXCC005DS3 | S9V2C100U5PSB+RP | 35000 | 20 |  | 12.5 | 10 |  | 32200 | 25200 | 78.26% | [8 empty] | Residential | 730 | No | 2.92
207782209 | Central Heat Pump | TRANE | HRCU-A-CB (Split System: Heat Pump with Remote Outdoor Unit-Air-Source) | 4TWV8X36A1 |  |  | 4PX*CU48BS3 | S9V2C100U5PSB+RP | 36000 | 18 |  | 12.5 | 10 |  | 32800 | 25600 | 78.05% | [8 empty] | Residential | 750 | No | 3
207805555 | Central Heat Pump | TRANE | HRCU-A-CB (Split System: Heat Pump with Remote Outdoor Unit-Air-Source) | 4TWV0X36A1 |  |  | 4PX*BU42BS3+P0V0B000M40SC+RP |  | 35200 | 20.5 |  | 13 | 10 |  | 32000 | 25600 | 80% | 34000 | 18 | 12.7 | 8.5 | 31800 |  |  |  | Residential | 707.5 | No | 2.83
207805618 | Central Heat Pump | TRANE | HRCU-A-CB (Split System: Heat Pump with Remote Outdoor Unit-Air-Source) | 4TWV8X48A1 |  |  | 4PX*DU60BS3+P0V0D000M50SC+RP |  | 48000 | 18 |  | 12.5 | 10 |  | 42500 | 36400 | 85.65% | 47000 | 18 | 12 | 8.5 | 43000 |  |  |  | Residential | 980 | No | 3.92
207805623 | Central Heat Pump | TRANE | HRCU-A-CB (Split System: Heat Pump with Remote Outdoor Unit-Air-Source) | 4TWV8X48A1 |  |  | 4TXCD008DS3+P0V0D000M50SC+RP |  | 47000 | 18 |  | 12.5 | 10 |  | 43500 | 37000 | 85.06% | 46000 | 18 | 12 | 8.5 | 43500 |  |  |  | Residential | 957.5 | No | 3.83
208185397 | Central Heat Pump | TRANE | HRCU-A-CB (Split System: Heat Pump with Remote Outdoor Unit-Air-Source) | 4TWV0X36A1 |  |  | 4TXCB004DS3 | S9V2B060U4PSB+RP | 34600 | 20.5 |  | 12.5 | 10 |  | 31000 | 25400 | 81.94% | [8 empty] | Residential | 720 | No | 2.88
208185406 | Central Heat Pump | TRANE | HRCU-A-CB (Split System: Heat Pump with Remote Outdoor Unit-Air-Source) | 4TWV8X36A1 |  |  | 4TXCB006DS3 | S9V2B060U4PSB+RP | 35400 | 18 |  | 12.5 | 10 |  | 31200 | 25800 | 82.69% | [8 empty] | Residential | 737.5 | No | 2.95
209844540 | Central Heat Pump | TRANE | HRCU-A-CB (Split System: Heat Pump with Remote Outdoor Unit-Air-Source) | 4TWV0X36A1 |  |  | 4TXCC005DS3 | S9V2C080U5PSB+RP | 34800 | 21 |  | 13 | 10 |  | 31000 | 25200 | 81.29% | [8 empty] | Residential | 725 | No | 2.9
209844542 | Central Heat Pump | TRANE | HRCU-A-CB (Split System: Heat Pump with Remote Outdoor Unit-Air-Source) | 4TWV0X36A1 |  |  | 4PX*CU42BS3 | S9V2C080U5PSB+RP | 35800 | 21 |  | 13.5 | 10 |  | 32200 | 25800 | 80.12% | [8 empty] | Residential | 745 | No | 2.98
201808710 | Central Heat Pump | TRANE | HRCU-A-CB (Split System: Heat Pump with Remote Outdoor Unit-Air-Source) | 4TWV0036A1 |  |  | 4PX*CU36BS3 | S9V2C100U4VSA+RP | 35200 | 20 |  | 12.5 | 10 |  | 32200 | 26000 | 80.75% | [8 empty] | Residential | 732.5 | No | 2.93
206790160 | Central Heat Pump | BRYANT HEATING AND COOLING SYSTEMS | HRCU-A-CB (Split System: Heat Pump with Remote Outdoor Unit-Air-Source) | 284ANV024*0**B* |  |  | CAP**4821AL*+UI | 986TC42080C17*** | 23400 | 21 |  | 14 | 11 |  | 24000 | 24200 | 100.8% | [8 empty] | Residential | 487.5 | No | 1.95
206790161 | Central Heat Pump | BRYANT HEATING AND COOLING SYSTEMS | HRCU-A-CB (Split System: Heat Pump with Remote Outdoor Unit-Air-Source) | 284ANV024*0**B* |  |  | CAP**4824AL*+UI | 88*TA60070C21*** | 23400 | 22 |  | 14 | 11 |  | 24000 | 24000 | 100% | [8 empty] | Residential | 487.5 | No | 1.95
206790162 | Central Heat Pump | BRYANT HEATING AND COOLING SYSTEMS | HRCU-A-CB (Split System: Heat Pump with Remote Outdoor Unit-Air-Source) | 284ANV024*0**B* |  |  | CAP**4824AL*+UI | 88*TA60090C21*** | 23400 | 22 |  | 14 | 11 |  | 24000 | 24000 | 100% | [8 empty] | Residential | 487.5 | No | 1.95
206790163 | Central Heat Pump | BRYANT HEATING AND COOLING SYSTEMS | HRCU-A-CB (Split System: Heat Pump with Remote Outdoor Unit-Air-Source) | 284ANV024*0**B* |  |  | CAP**4824AL*+UI | 88*TA66135C24*** | 23400 | 22 |  | 14 | 11 |  | 24000 | 24000 | 100% | [8 empty] | Residential | 487.5 | No | 1.95
206790164 | Central Heat Pump | BRYANT HEATING AND COOLING SYSTEMS | HRCU-A-CB (Split System: Heat Pump with Remote Outdoor Unit-Air-Source) | 284ANV024*0**B* |  |  | CAP**4824AL*+UI | 986TC66120C24*** | 23400 | 22 |  | 14 | 11 |  | 24000 | 24000 | 100% | [8 empty] | Residential | 487.5 | No | 1.95
206790165 | Central Heat Pump | BRYANT HEATING AND COOLING SYSTEMS | HRCU-A-CB (Split System: Heat Pump with Remote Outdoor Unit-Air-Source) | 284ANV024*0**B* |  |  | CAP**6024AL*+UI | 88*TA60070C21*** | 23400 | 22 |  | 14 | 11 |  | 24000 | 23800 | 99.17% | [8 empty] | Residential | 487.5 | No | 1.95
206790166 | Central Heat Pump | BRYANT HEATING AND COOLING SYSTEMS | HRCU-A-CB (Split System: Heat Pump with Remote Outdoor Unit-Air-Source) | 284ANV024*0**B* |  |  | CAP**6024AL*+UI | 88*TA60090C21*** | 23400 | 22 |  | 14 | 11 |  | 24000 | 23600 | 98.33% | [8 empty] | Residential | 487.5 | No | 1.95
206790167 | Central Heat Pump | BRYANT HEATING AND COOLING SYSTEMS | HRCU-A-CB (Split System: Heat Pump with Remote Outdoor Unit-Air-Source) | 284ANV024*0**B* |  |  | CAP**6024AL*+UI | 88*TA66135C24*** | 23400 | 22 |  | 14 | 11 |  | 24000 | 23600 | 98.33% | [8 empty] | Residential | 487.5 | No | 1.95
206790168 | Central Heat Pump | BRYANT HEATING AND COOLING SYSTEMS | HRCU-A-CB (Split System: Heat Pump with Remote Outdoor Unit-Air-Source) | 284ANV024*0**B* |  |  | CAP**6024AL*+UI | 986TC66120C24*** | 23400 | 22 |  | 14 | 11 |  | 24000 | 23600 | 98.33% | [8 empty] | Residential | 487.5 | No | 1.95
206788445 | Central Heat Pump | CARRIER | HRCU-A-CB (Split System: Heat Pump with Remote Outdoor Unit-Air-Source) | 25VNA424A*031* |  |  | CSPH*6012AL*+UI | 58TN*A090C17**16 | 23400 | 22 |  | 14 | 11 |  | 24000 | 23800 | 99.17% | [8 empty] | Residential | 487.5 | No | 1.95
206788446 | Central Heat Pump | CARRIER | HRCU-A-CB (Split System: Heat Pump with Remote Outdoor Unit-Air-Source) | 25VNA424A*031* |  |  | CSPH*6012AL*+UI | 58TN*A110C21**20 | 23400 | 22 |  | 14 | 11 |  | 24000 | 23800 | 99.17% | [8 empty] | Residential | 487.5 | No | 1.95
206788453 | Central Heat Pump | CARRIER | HRCU-A-CB (Split System: Heat Pump with Remote Outdoor Unit-Air-Source) | 25VNA424A*031* |  |  | CAP**3621AL*+UI | 58TN*A070C21**20 | 23400 | 21 |  | 14 | 11 |  | 24000 | 24400 | 101.7% | [8 empty] | Residential | 487.5 | No | 1.95
206788454 | Central Heat Pump | CARRIER | HRCU-A-CB (Split System: Heat Pump with Remote Outdoor Unit-Air-Source) | 25VNA424A*031* |  |  | CAP**3621AL*+UI | 58TN*A090C21**20 | 23400 | 22 |  | 14 | 11 |  | 24000 | 24200 | 100.8% | [8 empty] | Residential | 487.5 | No | 1.95
205272287 | Central Heat Pump | CARRIER | HRCU-A-CB (Split System: Heat Pump with Remote Outdoor Unit-Air-Source) | 25VNA424A*030* |  |  | FE4ANF002L+UI |  | 23400 | 22 |  | 14 | 12 |  | 24000 | 24400 | 101.7% | [8 empty] | Residential | 487.5 | No | 1.95
205272288 | Central Heat Pump | CARRIER | HRCU-A-CB (Split System: Heat Pump with Remote Outdoor Unit-Air-Source) | 25VNA424A*030* |  |  | FE4AN(B,F)003L+UI |  | 23400 | 22 |  | 14.5 | 12 |  | 24000 | 24200 | 100.8% | [8 empty] | Residential | 487.5 | No | 1.95
205272289 | Central Heat Pump | CARRIER | HRCU-A-CB (Split System: Heat Pump with Remote Outdoor Unit-Air-Source) | 25VNA424A*030* |  |  | FE4AN(B,F)005L+UI |  | 24000 | 24 |  | 15 | 13 |  | 24000 | 23600 | 98.33% | [8 empty] | Residential | 500 | No | 2
205272290 | Central Heat Pump | CARRIER | HRCU-A-CB (Split System: Heat Pump with Remote Outdoor Unit-Air-Source) | 25VNA424A*030* |  |  | CAP**3617AL*+UI | 59MN7B060C17**14 | 23400 | 21 |  | 13 | 11 |  | 24000 | 24600 | 102.5% | [8 empty] | Residential | 487.5 | No | 1.95
205272291 | Central Heat Pump | CARRIER | HRCU-A-CB (Split System: Heat Pump with Remote Outdoor Unit-Air-Source) | 25VNA424A*030* |  |  | CAP**3617AL*+UI | 59MN7B080C17**14 | 23400 | 21 |  | 13 | 11 |  | 24000 | 24400 | 101.7% | [8 empty] | Residential | 487.5 | No | 1.95
205966108 | Central Heat Pump | JANITROL | HRCU-A-CB (Split System: Heat Pump with Remote Outdoor Unit-Air-Source) | GVZC200361A* |  |  | CHPF3743C6B*+MBVC1601**-1A*+TXV |  | 35200 | 20 |  | 13.5 | 10 |  | 35000 | 18200 | 52% | [8 empty] | Residential | 732.5 | No | 2.93
201690720 | Central Heat Pump | JANITROL | HRCU-A-CB (Split System: Heat Pump with Remote Outdoor Unit-Air-Source) | GSZC180241C* |  |  | CA*F3137*6A*+MBVC1200**-1A*+TX |  | 23800 | 18 |  | 14 | 10 |  | 23000 | 14800 | 64.35% | [8 empty] | Residential | 495 | No | 1.98
201690727 | Central Heat Pump | JANITROL | HRCU-A-CB (Split System: Heat Pump with Remote Outdoor Unit-Air-Source) | GSZC180361C* |  |  | CA*F3743*6D*+MBVC1600**-1A*+TX |  | 34800 | 18 |  | 14 | 10 |  | 35000 | 22600 | 64.57% | [8 empty] | Residential | 725 | No | 2.9
201691091 | Central Heat Pump | JANITROL | HRCU-A-CB (Split System: Heat Pump with Remote Outdoor Unit-Air-Source) | GSZC180361C* |  |  | CA*F4961*6D*+MBVC1600**-1A*+TXV |  | 36000 | 18.5 |  | 14 | 10 |  | 36400 | 23000 | 63.19% | [8 empty] | Residential | 750 | No | 3
201691112 | Central Heat Pump | JANITROL | HRCU-A-CB (Split System: Heat Pump with Remote Outdoor Unit-Air-Source) | GSZC180361C* |  |  | CA*F4961*6D*+MBVC2000**-1A*+TXV |  | 36000 | 19 |  | 14 | 10 |  | 36600 | 23200 | 63.39% | [8 empty] | Residential | 750 | No | 3
201691126 | Central Heat Pump | JANITROL | HRCU-A-CB (Split System: Heat Pump with Remote Outdoor Unit-Air-Source) | GSZC180361C* |  |  | CHPF4860D6D*+MBVC2000**-1A*+TXV |  | 35600 | 18.5 |  | 14 | 10 |  | 36000 | 23200 | 64.44% | [8 empty] | Residential | 742.5 | No | 2.97
205966001 | Central Heat Pump | JANITROL | HRCU-A-CB (Split System: Heat Pump with Remote Outdoor Unit-Air-Source) | GVZC200481A* |  |  | CA*F4961*6D*+MBVC2000**-1A*+TX |  | 46500 | 20 |  | 13 | 10 |  | 45000 | 26600 | 59.11% | [8 empty] | Residential | 970 | No | 3.88
205966120 | Central Heat Pump | JANITROL | HRCU-A-CB (Split System: Heat Pump with Remote Outdoor Unit-Air-Source) | GVZC200481A* |  |  | CSCF4860N6D*+MBVC2000**-1A*+TXV |  | 45000 | 20 |  | 12.5 | 10 |  | 45000 | 26600 | 59.11% | [8 empty] | Residential | 937.5 | No | 3.75
205966126 | Central Heat Pump | JANITROL | HRCU-A-CB (Split System: Heat Pump with Remote Outdoor Unit-Air-Source) | GVZC200481A* |  |  | CA*F4860*6D*+MBVC2001**-1A*+TXV |  | 45000 | 19.5 |  | 12.5 | 10 |  | 45000 | 26600 | 59.11% | [8 empty] | Residential | 937.5 | No | 3.75
205966128 | Central Heat Pump | JANITROL | HRCU-A-CB (Split System: Heat Pump with Remote Outdoor Unit-Air-Source) | GVZC200481A* |  |  | CHPF4860D6D*+MBVC2001**-1A*+TXV |  | 45000 | 20 |  | 12.5 | 10 |  | 45000 | 26600 | 59.11% | [8 empty] | Residential | 937.5 | No | 3.75
202180836 | Central Heat Pump | YORK | HRCU-A-CB (Split System: Heat Pump with Remote Outdoor Unit-Air-Source) | YZT24B21 |  |  | AE36CX21+TXV |  | 24000 | 19 |  | 15 | 10 |  | 22600 | 14100 | 62.39% | [8 empty] | Residential | 500 | No | 2
205553767 | Central Heat Pump | YORK | HRCU-A-CB (Split System: Heat Pump with Remote Outdoor Unit-Air-Source) | YZT24B21 |  |  | CF36CXA1+ME12CN21+TXV |  | 23800 | 19 |  | 15 | 10 |  | 22200 | 13700 | 61.71% | [8 empty] | Residential | 495 | No | 1.98
205553769 | Central Heat Pump | YORK | HRCU-A-CB (Split System: Heat Pump with Remote Outdoor Unit-Air-Source) | YZT24B21 |  |  | CM36CXA1+ME12CN21+TXV |  | 23800 | 19 |  | 15 | 10 |  | 22200 | 13700 | 61.71% | [8 empty] | Residential | 495 | No | 1.98
10524898 | Central Heat Pump | YORK | HRCU-A-CB (Split System: Heat Pump with Remote Outdoor Unit-Air-Source) | YZV36B21 |  |  | CM38CE2A1+CC | TM8V100C16MP12 | 33600 | 19.25 |  | 13.25 | 10.75 |  | 32400 | 33400 | 103.1% | [8 empty] | Residential | 700 | No | 2.8
10524899 | Central Heat Pump | YORK | HRCU-A-CB (Split System: Heat Pump with Remote Outdoor Unit-Air-Source) | YZV36B21 |  |  | CM38CE2A1+CC | TM9V080C16MP12 | 33600 | 19 |  | 12.75 | 10.5 |  | 32600 | 31800 | 97.55% | [8 empty] | Residential | 700 | No | 2.8
10524900 | Central Heat Pump | YORK | HRCU-A-CB (Split System: Heat Pump with Remote Outdoor Unit-Air-Source) | YZV36B21 |  |  | CM38CE2A1+CC | TM9V100C16MP12 | 33600 | 19.25 |  | 13 | 10.75 |  | 32600 | 31600 | 96.93% | [8 empty] | Residential | 700 | No | 2.8
10524902 | Central Heat Pump | YORK | HRCU-A-CB (Split System: Heat Pump with Remote Outdoor Unit-Air-Source) | YZV36B21 |  |  | CM38CE2A1+CC | TMLV100C16MP12 | 33600 | 19.25 |  | 13.25 | 10.75 |  | 32400 | 33400 | 103.1% | [8 empty] | Residential | 700 | No | 2.8
10524903 | Central Heat Pump | YORK | HRCU-A-CB (Split System: Heat Pump with Remote Outdoor Unit-Air-Source) | YZV36B21 |  |  | CM38CE2A1+CC | TP9C080C16MP13 | 33600 | 19 |  | 12.75 | 10.5 |  | 32600 | 31800 | 97.55% | [8 empty] | Residential | 700 | No | 2.8
10524904 | Central Heat Pump | YORK | HRCU-A-CB (Split System: Heat Pump with Remote Outdoor Unit-Air-Source) | YZV36B21 |  |  | CM38CE2A1+CC | TP9C100C16MP13 | 33600 | 19.25 |  | 13 | 10.75 |  | 32600 | 31600 | 96.93% | [8 empty] | Residential | 700 | No | 2.8
10524905 | Central Heat Pump | YORK | HRCU-A-CB (Split System: Heat Pump with Remote Outdoor Unit-Air-Source) | YZV36B21 |  |  | CM38CE2A1+CC | TPLC080C16MP13 | 33600 | 19.25 |  | 13.25 | 10.75 |  | 32400 | 33400 | 103.1% | [8 empty] | Residential | 700 | No | 2.8
206790169 | Central Heat Pump | BRYANT HEATING AND COOLING SYSTEMS | HRCU-A-CB (Split System: Heat Pump with Remote Outdoor Unit-Air-Source) | 284ANV024*0**B* |  |  | CNPV*3617AL*+UI | 88*TA36045C17*** | 23400 | 21 |  | 14 | 11 |  | 24000 | 24600 | 102.5% | [8 empty] | Residential | 487.5 | No | 1.95
206790175 | Central Heat Pump | BRYANT HEATING AND COOLING SYSTEMS | HRCU-A-CB (Split System: Heat Pump with Remote Outdoor Unit-Air-Source) | 284ANV024*0**B* |  |  | CNPV*3621AL*+UI | 88*TA60070C21*** | 23400 | 21 |  | 14 | 11 |  | 24000 | 24400 | 101.7% | [8 empty] | Residential | 487.5 | No | 1.95
206790176 | Central Heat Pump | BRYANT HEATING AND COOLING SYSTEMS | HRCU-A-CB (Split System: Heat Pump with Remote Outdoor Unit-Air-Source) | 284ANV024*0**B* |  |  | CNPV*3621AL*+UI | 88*TA60090C21*** | 23400 | 21 |  | 14 | 11 |  | 24000 | 24400 | 101.7% | [8 empty] | Residential | 487.5 | No | 1.95
206790185 | Central Heat Pump | BRYANT HEATING AND COOLING SYSTEMS | HRCU-A-CB (Split System: Heat Pump with Remote Outdoor Unit-Air-Source) | 284ANV024*0**B* |  |  | CNPV*4221AL*+UI | 88*TA60070C21*** | 23400 | 21 |  | 14 | 11 |  | 24000 | 24400 | 101.7% | [8 empty] | Residential | 487.5 | No | 1.95
206790186 | Central Heat Pump | BRYANT HEATING AND COOLING SYSTEMS | HRCU-A-CB (Split System: Heat Pump with Remote Outdoor Unit-Air-Source) | 284ANV024*0**B* |  |  | CNPV*4221AL*+UI | 88*TA60090C21*** | 23400 | 21 |  | 14 | 11 |  | 24000 | 24200 | 100.8% | [8 empty] | Residential | 487.5 | No | 1.95
206790189 | Central Heat Pump | BRYANT HEATING AND COOLING SYSTEMS | HRCU-A-CB (Split System: Heat Pump with Remote Outdoor Unit-Air-Source) | 284ANV024*0**B* |  |  | CNPV*4821AL*+UI | 88*TA36045C17*** | 23400 | 21 |  | 14 | 11 |  | 24000 | 24400 | 101.7% | [8 empty] | Residential | 487.5 | No | 1.95
206790190 | Central Heat Pump | BRYANT HEATING AND COOLING SYSTEMS | HRCU-A-CB (Split System: Heat Pump with Remote Outdoor Unit-Air-Source) | 284ANV024*0**B* |  |  | CNPV*4821AL*+UI | 88*TA48070C17*** | 23400 | 22 |  | 14 | 11 |  | 24000 | 24200 | 100.8% | [8 empty] | Residential | 487.5 | No | 1.95
206790191 | Central Heat Pump | BRYANT HEATING AND COOLING SYSTEMS | HRCU-A-CB (Split System: Heat Pump with Remote Outdoor Unit-Air-Source) | 284ANV024*0**B* |  |  | CNPV*4821AL*+UI | 88*TA60070C21*** | 23400 | 22 |  | 14 | 11 |  | 24000 | 24200 | 100.8% | [8 empty] | Residential | 487.5 | No | 1.95
206790192 | Central Heat Pump | BRYANT HEATING AND COOLING SYSTEMS | HRCU-A-CB (Split System: Heat Pump with Remote Outdoor Unit-Air-Source) | 284ANV024*0**B* |  |  | CNPV*4821AL*+UI | 88*TA60090C21*** | 23400 | 22 |  | 14 | 11 |  | 24000 | 24000 | 100% | [8 empty] | Residential | 487.5 | No | 1.95
201808713 | Central Heat Pump | TRANE | HRCU-A-CB (Split System: Heat Pump with Remote Outdoor Unit-Air-Source) | 4TWV0036A1 |  |  | 4PX*CU48BS3 | S9V2C100U4VSA+RP | 36000 | 21 |  | 13 | 10 |  | 33000 | 26400 | 80% | [8 empty] | Residential | 750 | No | 3
201808716 | Central Heat Pump | TRANE | HRCU-A-CB (Split System: Heat Pump with Remote Outdoor Unit-Air-Source) | 4TWV0036A1 |  |  | 4TXCB004DS3 | S9V2B040U3VSA+RP | 35200 | 20 |  | 12.5 | 10 |  | 32400 | 26200 | 80.86% | [8 empty] | Residential | 732.5 | No | 2.93
201808719 | Central Heat Pump | TRANE | HRCU-A-CB (Split System: Heat Pump with Remote Outdoor Unit-Air-Source) | 4TWV0036A1 |  |  | 4TXCB004DS3 | S9V2B060U3VSA+RP | 35200 | 20 |  | 12.5 | 10.5 |  | 32400 | 26200 | 80.86% | [8 empty] | Residential | 732.5 | No | 2.93
201808722 | Central Heat Pump | TRANE | HRCU-A-CB (Split System: Heat Pump with Remote Outdoor Unit-Air-Source) | 4TWV0036A1 |  |  | 4TXCB004DS3 | S9V2B080U3VSA+RP | 34800 | 20 |  | 12.5 | 10 |  | 32200 | 26000 | 80.75% | [8 empty] | Residential | 725 | No | 2.9
201808728 | Central Heat Pump | TRANE | HRCU-A-CB (Split System: Heat Pump with Remote Outdoor Unit-Air-Source) | 4TWV0036A1 |  |  | 4TXCB006DS3 | S9V2B060U3VSA+RP | 36200 | 20.5 |  | 13 | 10 |  | 33200 | 26400 | 79.52% | [8 empty] | Residential | 755 | No | 3.02
201808729 | Central Heat Pump | TRANE | HRCU-A-CB (Split System: Heat Pump with Remote Outdoor Unit-Air-Source) | 4TWV0036A1 |  |  | 4TXCB006DS3 | S9V2B040U3VSA+RP | 36200 | 20.25 |  | 13 | 10 |  | 33200 | 26400 | 79.52% | [8 empty] | Residential | 755 | No | 3.02
201808734 | Central Heat Pump | TRANE | HRCU-A-CB (Split System: Heat Pump with Remote Outdoor Unit-Air-Source) | 4TWV0036A1 |  |  | 4TXCB006DS3 | S9V2B080U3VSA+RP | 36400 | 20.5 |  | 13 | 10 |  | 33200 | 26600 | 80.12% | [8 empty] | Residential | 757.5 | No | 3.03
201808740 | Central Heat Pump | TRANE | HRCU-A-CB (Split System: Heat Pump with Remote Outdoor Unit-Air-Source) | 4TWV0036A1 |  |  | 4TXCC005DS3 | S9V2C100U4VSA+RP | 35200 | 20 |  | 12.5 | 10 |  | 32200 | 26000 | 80.75% | [8 empty] | Residential | 732.5 | No | 2.93
201808741 | Central Heat Pump | TRANE | HRCU-A-CB (Split System: Heat Pump with Remote Outdoor Unit-Air-Source) | 4TWV0036A1 |  |  | 4TXCC007DS3 | S9V2C100U4VSA+RP | 36000 | 21 |  | 13 | 10 |  | 33000 | 26400 | 80% | [8 empty] | Residential | 750 | No | 3
201808804 | Central Heat Pump | TRANE | HRCU-A-CB (Split System: Heat Pump with Remote Outdoor Unit-Air-Source) | 4TWV8024A1 |  |  | 4PX*BU36BS3 | S9V2B040U3VSA+RP | 24200 | 18 |  | 13 | 10 |  | 18600 | 16800 | 90.32% | [8 empty] | Residential | 505 | No | 2.02
205272292 | Central Heat Pump | CARRIER | HRCU-A-CB (Split System: Heat Pump with Remote Outdoor Unit-Air-Source) | 25VNA424A*030* |  |  | CAP**3617AL*+UI | 58TN*A070C14**12 | 23400 | 22 |  | 14 | 11 |  | 24000 | 24400 | 101.7% | [8 empty] | Residential | 487.5 | No | 1.95
205272293 | Central Heat Pump | CARRIER | HRCU-A-CB (Split System: Heat Pump with Remote Outdoor Unit-Air-Source) | 25VNA424A*030* |  |  | CAP**3617AL*+UI | 58TN*A090C17**16 | 23400 | 22 |  | 14 | 11 |  | 24000 | 24200 | 100.8% | [8 empty] | Residential | 487.5 | No | 1.95
205272294 | Central Heat Pump | CARRIER | HRCU-A-CB (Split System: Heat Pump with Remote Outdoor Unit-Air-Source) | 25VNA424A*030* |  |  | CAP**3621AL*+UI | 59MN7B060C17**14 | 23400 | 21 |  | 13 | 11 |  | 24000 | 24400 | 101.7% | [8 empty] | Residential | 487.5 | No | 1.95
205272295 | Central Heat Pump | CARRIER | HRCU-A-CB (Split System: Heat Pump with Remote Outdoor Unit-Air-Source) | 25VNA424A*030* |  |  | CAP**3621AL*+UI | 59MN7B080C17**14 | 23400 | 21 |  | 13 | 11 |  | 24000 | 24400 | 101.7% | [8 empty] | Residential | 487.5 | No | 1.95
205272296 | Central Heat Pump | CARRIER | HRCU-A-CB (Split System: Heat Pump with Remote Outdoor Unit-Air-Source) | 25VNA424A*030* |  |  | CAP**3621AL*+UI | 59MN7B060C21**20 | 23400 | 21 |  | 13 | 11 |  | 24000 | 24400 | 101.7% | [8 empty] | Residential | 487.5 | No | 1.95
205272297 | Central Heat Pump | CARRIER | HRCU-A-CB (Split System: Heat Pump with Remote Outdoor Unit-Air-Source) | 25VNA424A*030* |  |  | CAP**3621AL*+UI | 59MN7B080C21**20 | 23400 | 22 |  | 14 | 11 |  | 24000 | 24200 | 100.8% | [8 empty] | Residential | 487.5 | No | 1.95
205272298 | Central Heat Pump | CARRIER | HRCU-A-CB (Split System: Heat Pump with Remote Outdoor Unit-Air-Source) | 25VNA424A*030* |  |  | CAP**3621AL*+UI | 59MN7B100C21**22 | 23400 | 22 |  | 14 | 11 |  | 24000 | 24200 | 100.8% | [8 empty] | Residential | 487.5 | No | 1.95
205272299 | Central Heat Pump | CARRIER | HRCU-A-CB (Split System: Heat Pump with Remote Outdoor Unit-Air-Source) | 25VNA424A*030* |  |  | CAP**3621AL*+UI | 58TN*A090C17**16 | 23400 | 22 |  | 14 | 11 |  | 24000 | 24200 | 100.8% | [8 empty] | Residential | 487.5 | No | 1.95
205272300 | Central Heat Pump | CARRIER | HRCU-A-CB (Split System: Heat Pump with Remote Outdoor Unit-Air-Source) | 25VNA424A*030* |  |  | CAP**3621AL*+UI | 58TN*A110C21**20 | 23400 | 22 |  | 14 | 11 |  | 24000 | 24200 | 100.8% | [8 empty] | Residential | 487.5 | No | 1.95
205966130 | Central Heat Pump | JANITROL | HRCU-A-CB (Split System: Heat Pump with Remote Outdoor Unit-Air-Source) | GVZC200481A* |  |  | CSCF4860N6D*+MBVC2001**-1A*+TXV |  | 45000 | 20 |  | 12.5 | 10 |  | 45000 | 26600 | 59.11% | [8 empty] | Residential | 937.5 | No | 3.75
205966131 | Central Heat Pump | JANITROL | HRCU-A-CB (Split System: Heat Pump with Remote Outdoor Unit-Air-Source) | GVZC200481A* |  |  | CA*F4961*6D*+TXV | G*VM970804CNB* | 46000 | 19.5 |  | 12.5 | 10 |  | 46000 | 27800 | 60.43% | [8 empty] | Residential | 957.5 | No | 3.83
205966133 | Central Heat Pump | JANITROL | HRCU-A-CB (Split System: Heat Pump with Remote Outdoor Unit-Air-Source) | GVZC200481A* |  |  | CA*F4961*6D*+TXV | G*VM971205DNB* | 46000 | 19.5 |  | 12.5 | 10 |  | 46000 | 27800 | 60.43% | [8 empty] | Residential | 957.5 | No | 3.83
205966134 | Central Heat Pump | JANITROL | HRCU-A-CB (Split System: Heat Pump with Remote Outdoor Unit-Air-Source) | GVZC200481A* |  |  | CA*F4961*6D*+MBVC1600**-1A*+TXV |  | 46500 | 20 |  | 12.5 | 10 |  | 45500 | 26800 | 58.9% | [8 empty] | Residential | 970 | No | 3.88
205966136 | Central Heat Pump | JANITROL | HRCU-A-CB (Split System: Heat Pump with Remote Outdoor Unit-Air-Source) | GVZC200481A* |  |  | CA*F4961*6D*+TXV | G*VS800805CUA* | 45500 | 19.5 |  | 12.5 | 10 |  | 45500 | 27200 | 59.78% | [8 empty] | Residential | 947.5 | No | 3.79
205966138 | Central Heat Pump | JANITROL | HRCU-A-CB (Split System: Heat Pump with Remote Outdoor Unit-Air-Source) | GVZC200481A* |  |  | CHPF4860D6D*+MBVC2000**-1A*+TXV |  | 45000 | 20 |  | 12.5 | 10 |  | 45000 | 26600 | 59.11% | [8 empty] | Residential | 937.5 | No | 3.75
205966139 | Central Heat Pump | JANITROL | HRCU-A-CB (Split System: Heat Pump with Remote Outdoor Unit-Air-Source) | GVZC200481A* |  |  | CA*F4961*6D*+MBVC1601**-1A*+TXV |  | 46500 | 20 |  | 12.5 | 10 |  | 45500 | 26800 | 58.9% | [8 empty] | Residential | 970 | No | 3.88
205966140 | Central Heat Pump | JANITROL | HRCU-A-CB (Split System: Heat Pump with Remote Outdoor Unit-Air-Source) | GVZC200481A* |  |  | CA*F4961*6D*+MBVC2001**-1A*+TXV |  | 46500 | 20 |  | 13 | 10 |  | 45000 | 26600 | 59.11% | [8 empty] | Residential | 970 | No | 3.88
205966458 | Central Heat Pump | JANITROL | HRCU-A-CB (Split System: Heat Pump with Remote Outdoor Unit-Air-Source) | GVZC200361A* |  |  | CSCF3642N6D*+MBVC1201**-1A*+TXV |  | 34800 | 20 |  | 13.5 | 10 |  | 35000 | 18200 | 52% | [8 empty] | Residential | 725 | No | 2.9
205966459 | Central Heat Pump | JANITROL | HRCU-A-CB (Split System: Heat Pump with Remote Outdoor Unit-Air-Source) | GVZC200361A* |  |  | CSCF3642N6D*+MBVC1601**-1A*+TXV |  | 35000 | 20 |  | 13.5 | 10 |  | 35000 | 18200 | 52% | [8 empty] | Residential | 730 | No | 2.92
206192431 | Central Heat Pump | Liberty Heating & Air Conditioning | HRCU-A-CB (Split System: Heat Pump with Remote Outdoor Unit-Air-Source) | AVZC200481A* |  |  | CA*F4961*6D*+TXV | G*VC801005C*A* | 46000 | 19.5 |  | 12.5 | 10 |  | 46000 | 27800 | 60.43% | [8 empty] | Residential | 957.5 | No | 3.83
206192432 | Central Heat Pump | Liberty Heating & Air Conditioning | HRCU-A-CB (Split System: Heat Pump with Remote Outdoor Unit-Air-Source) | AVZC200481A* |  |  | CA*F4961*6D*+TXV | G*VC960804CNB* | 46000 | 19.5 |  | 12.5 | 10 |  | 45500 | 27600 | 60.66% | [8 empty] | Residential | 957.5 | No | 3.83
206192434 | Central Heat Pump | Liberty Heating & Air Conditioning | HRCU-A-CB (Split System: Heat Pump with Remote Outdoor Unit-Air-Source) | AVZC200481A* |  |  | CA*F4961*6D*+TXV | G*VC961205DNB* | 46000 | 19.5 |  | 12.5 | 10 |  | 46000 | 27800 | 60.43% | [8 empty] | Residential | 957.5 | No | 3.83
210326505 | Central Heat Pump | CONCORD | HRCU-A-CB (Split System: Heat Pump with Remote Outdoor Unit-Air-Source) | 4HP17L24P-**A |  |  | EAH1P30B+TDR+TXV | 80G1UH070BE12 | 23800 | 18 |  | 14.5 | 10 |  | 21200 | 13600 | 64.15% | 23600 | 16.8 | 13.5 | 8.5 | 21600 |  |  |  | Residential | 492.5 | No | 1.97 | No
210326681 | Central Heat Pump | CONCORD | HRCU-A-CB (Split System: Heat Pump with Remote Outdoor Unit-Air-Source) | 4HP17L18P-**A |  |  | EAH1P30B+TDR+TXV | 96G2UH045BV12 | 18000 | 18 |  | 14.5 | 10 |  | 16800 | 10600 | 63.1% | 18000 | 16.6 | 13.5 | 8.5 | 17400 |  |  |  | Residential | 375 | No | 1.5 | No
210326686 | Central Heat Pump | CONCORD | HRCU-A-CB (Split System: Heat Pump with Remote Outdoor Unit-Air-Source) | 4HP17L18P-**A |  |  | EAH1P30B+TDR+TXV | 96G2UH070BV12 | 18000 | 18.2 |  | 14.5 | 10 |  | 16800 | 10600 | 63.1% | 18000 | 16.8 | 14 | 8.5 | 17400 |  |  |  | Residential | 375 | No | 1.5 | No
206724412 | Central Heat Pump | MAMMOTH | HRCU-A-CB (Split System: Heat Pump with Remote Outdoor Unit-Air-Source) | GXH24-36MSK4DH |  |  | GMH24-**MSK4DH1 |  | 24000 | 20 |  | 12.5 | 10.5 |  | 24000 | 16000 | 66.67% | 24000 | 17 | 12 | 9 | 24000 | 22000 | 91.67% | 1.8 | Residential | 500 | Yes | 2 | Yes
206720410 | Central Heat Pump | MAMMOTH | HRCU-A-CB (Split System: Heat Pump with Remote Outdoor Unit-Air-Source) | GXH24-36MSK4DH |  |  | GMH24-**MSK4DH |  | 24000 | 20 |  | 12.5 | 10.5 |  | 24000 | 16300 | 67.92% | [8 empty] | Residential | 500 | No | 2
207338180 | Central Heat Pump | MAX-R | HRCU-A-CB (Split System: Heat Pump with Remote Outdoor Unit-Air-Source) | MAX-R36K30CT-INV(OUT) |  |  | MAX-R24K30CT-INV(INT) |  | 24000 | 20 |  | 12.5 | 10.5 |  | 24000 | 16300 | 67.92% | [8 empty] | Residential | 500 | No | 2
206790193 | Central Heat Pump | BRYANT HEATING AND COOLING SYSTEMS | HRCU-A-CB (Split System: Heat Pump with Remote Outdoor Unit-Air-Source) | 284ANV024*0**B* |  |  | CNPV*4821AL*+UI | 986TC42060C17*** | 23400 | 21 |  | 14 | 11 |  | 24000 | 24400 | 101.7% | [8 empty] | Residential | 487.5 | No | 1.95
206790194 | Central Heat Pump | BRYANT HEATING AND COOLING SYSTEMS | HRCU-A-CB (Split System: Heat Pump with Remote Outdoor Unit-Air-Source) | 284ANV024*0**B* |  |  | CNPV*4821AL*+UI | 986TC42080C17*** | 23400 | 21 |  | 14 | 11 |  | 24000 | 24400 | 101.7% | [8 empty] | Residential | 487.5 | No | 1.95
206790195 | Central Heat Pump | BRYANT HEATING AND COOLING SYSTEMS | HRCU-A-CB (Split System: Heat Pump with Remote Outdoor Unit-Air-Source) | 284ANV024*0**B* |  |  | CNPV*4824AL*+UI | 88*TA60070C21*** | 23400 | 22 |  | 14 | 11 |  | 24000 | 24200 | 100.8% | [8 empty] | Residential | 487.5 | No | 1.95
206790196 | Central Heat Pump | BRYANT HEATING AND COOLING SYSTEMS | HRCU-A-CB (Split System: Heat Pump with Remote Outdoor Unit-Air-Source) | 284ANV024*0**B* |  |  | CNPV*4824AL*+UI | 88*TA60090C21*** | 23400 | 22 |  | 14 | 11 |  | 24000 | 24000 | 100% | [8 empty] | Residential | 487.5 | No | 1.95
206790197 | Central Heat Pump | BRYANT HEATING AND COOLING SYSTEMS | HRCU-A-CB (Split System: Heat Pump with Remote Outdoor Unit-Air-Source) | 284ANV024*0**B* |  |  | CNPV*4824AL*+UI | 88*TA66135C24*** | 23400 | 22 |  | 14 | 11 |  | 24000 | 24000 | 100% | [8 empty] | Residential | 487.5 | No | 1.95
206790198 | Central Heat Pump | BRYANT HEATING AND COOLING SYSTEMS | HRCU-A-CB (Split System: Heat Pump with Remote Outdoor Unit-Air-Source) | 284ANV024*0**B* |  |  | CNPV*4824AL*+UI | 986TC66120C24*** | 23400 | 22 |  | 14 | 11 |  | 24000 | 24200 | 100.8% | [8 empty] | Residential | 487.5 | No | 1.95
206790199 | Central Heat Pump | BRYANT HEATING AND COOLING SYSTEMS | HRCU-A-CB (Split System: Heat Pump with Remote Outdoor Unit-Air-Source) | 284ANV024*0**B* |  |  | CNPV*6024AL*+UI | 88*TA60070C21*** | 23400 | 22 |  | 14 | 11 |  | 24000 | 24000 | 100% | [8 empty] | Residential | 487.5 | No | 1.95
206790200 | Central Heat Pump | BRYANT HEATING AND COOLING SYSTEMS | HRCU-A-CB (Split System: Heat Pump with Remote Outdoor Unit-Air-Source) | 284ANV024*0**B* |  |  | CNPV*6024AL*+UI | 88*TA60090C21*** | 23400 | 22 |  | 14 | 11 |  | 24000 | 23800 | 99.17% | [8 empty] | Residential | 487.5 | No | 1.95
206790201 | Central Heat Pump | BRYANT HEATING AND COOLING SYSTEMS | HRCU-A-CB (Split System: Heat Pump with Remote Outdoor Unit-Air-Source) | 284ANV024*0**B* |  |  | CNPV*6024AL*+UI | 88*TA66135C24*** | 23400 | 22 |  | 14 | 11 |  | 24000 | 23800 | 99.17% | [8 empty] | Residential | 487.5 | No | 1.95
205272301 | Central Heat Pump | CARRIER | HRCU-A-CB (Split System: Heat Pump with Remote Outdoor Unit-Air-Source) | 25VNA424A*030* |  |  | CAP**4221AL*+UI | 59MN7B060C17**14 | 23400 | 21 |  | 13 | 11 |  | 24000 | 24400 | 101.7% | [8 empty] | Residential | 487.5 | No | 1.95
205272302 | Central Heat Pump | CARRIER | HRCU-A-CB (Split System: Heat Pump with Remote Outdoor Unit-Air-Source) | 25VNA424A*030* |  |  | CAP**4221AL*+UI | 59MN7B080C17**14 | 23400 | 21 |  | 13 | 11 |  | 24000 | 24400 | 101.7% | [8 empty] | Residential | 487.5 | No | 1.95
205272303 | Central Heat Pump | CARRIER | HRCU-A-CB (Split System: Heat Pump with Remote Outdoor Unit-Air-Source) | 25VNA424A*030* |  |  | CAP**4221AL*+UI | 59MN7B060C21**20 | 23400 | 21 |  | 13 | 11 |  | 24000 | 24200 | 100.8% | [8 empty] | Residential | 487.5 | No | 1.95
205272304 | Central Heat Pump | CARRIER | HRCU-A-CB (Split System: Heat Pump with Remote Outdoor Unit-Air-Source) | 25VNA424A*030* |  |  | CAP**4221AL*+UI | 59MN7B080C21**20 | 23400 | 22 |  | 14 | 11 |  | 24000 | 24200 | 100.8% | [8 empty] | Residential | 487.5 | No | 1.95
205272305 | Central Heat Pump | CARRIER | HRCU-A-CB (Split System: Heat Pump with Remote Outdoor Unit-Air-Source) | 25VNA424A*030* |  |  | CAP**4221AL*+UI | 59MN7B100C21**22 | 23400 | 22 |  | 14 | 11 |  | 24000 | 24200 | 100.8% | [8 empty] | Residential | 487.5 | No | 1.95
205272306 | Central Heat Pump | CARRIER | HRCU-A-CB (Split System: Heat Pump with Remote Outdoor Unit-Air-Source) | 25VNA424A*030* |  |  | CAP**4221AL*+UI | 58TN*A090C17**16 | 23400 | 22 |  | 14 | 11 |  | 24000 | 24200 | 100.8% | [8 empty] | Residential | 487.5 | No | 1.95
205272307 | Central Heat Pump | CARRIER | HRCU-A-CB (Split System: Heat Pump with Remote Outdoor Unit-Air-Source) | 25VNA424A*030* |  |  | CAP**4221AL*+UI | 58TN*A110C21**20 | 23400 | 22 |  | 14 | 11 |  | 24000 | 24200 | 100.8% | [8 empty] | Residential | 487.5 | No | 1.95
205272308 | Central Heat Pump | CARRIER | HRCU-A-CB (Split System: Heat Pump with Remote Outdoor Unit-Air-Source) | 25VNA424A*030* |  |  | CAP**4224AL*+UI | 59MN7B060C21**20 | 23400 | 21 |  | 13 | 11 |  | 24000 | 24200 | 100.8% | [8 empty] | Residential | 487.5 | No | 1.95
205272309 | Central Heat Pump | CARRIER | HRCU-A-CB (Split System: Heat Pump with Remote Outdoor Unit-Air-Source) | 25VNA424A*030* |  |  | CAP**4224AL*+UI | 59MN7B080C21**20 | 23400 | 22 |  | 14 | 11 |  | 24000 | 24200 | 100.8% | [8 empty] | Residential | 487.5 | No | 1.95
201808805 | Central Heat Pump | TRANE | HRCU-A-CB (Split System: Heat Pump with Remote Outdoor Unit-Air-Source) | 4TWV8024A1 |  |  | 4PX*BU36BS3 | S9V2B060U3VSA+RP | 24200 | 18 |  | 13 | 10 |  | 20600 | 16700 | 81.07% | [8 empty] | Residential | 505 | No | 2.02
201808809 | Central Heat Pump | TRANE | HRCU-A-CB (Split System: Heat Pump with Remote Outdoor Unit-Air-Source) | 4TWV8024A1 |  |  | 4PX*BU36BS3 | S9V2B080U3VSA+RP | 24200 | 18 |  | 13 | 10 |  | 20600 | 16800 | 81.55% | [8 empty] | Residential | 505 | No | 2.02
201808812 | Central Heat Pump | TRANE | HRCU-A-CB (Split System: Heat Pump with Remote Outdoor Unit-Air-Source) | 4TWV8024A1 |  |  | 4TXCB004DS3 | S9V2B040U3VSA+RP | 24200 | 18 |  | 13 | 10 |  | 18600 | 16800 | 90.32% | [8 empty] | Residential | 505 | No | 2.02
201808816 | Central Heat Pump | TRANE | HRCU-A-CB (Split System: Heat Pump with Remote Outdoor Unit-Air-Source) | 4TWV8024A1 |  |  | 4TXCB004DS3 | S9V2B060U3VSA+RP | 24200 | 18 |  | 13 | 10 |  | 20600 | 16700 | 81.07% | [8 empty] | Residential | 505 | No | 2.02
201808819 | Central Heat Pump | TRANE | HRCU-A-CB (Split System: Heat Pump with Remote Outdoor Unit-Air-Source) | 4TWV8024A1 |  |  | 4TXCB004DS3 | S9V2B080U3VSA+RP | 24200 | 18 |  | 13 | 10 |  | 20600 | 16800 | 81.55% | [8 empty] | Residential | 505 | No | 2.02
201808822 | Central Heat Pump | TRANE | HRCU-A-CB (Split System: Heat Pump with Remote Outdoor Unit-Air-Source) | 4TWV8024A1 |  |  | 4TXCB004DS3 | S9V2B080D3VSA+RP | 23200 | 18 |  | 12.5 | 10 |  | 20400 | 16500 | 80.88% | [8 empty] | Residential | 482.5 | No | 1.93
201808836 | Central Heat Pump | TRANE | HRCU-A-CB (Split System: Heat Pump with Remote Outdoor Unit-Air-Source) | 4TWV8036A1 |  |  | 4PX*BU48BS3 | S9V2B060U3VSA+RP | 36000 | 18 |  | 12.5 | 10 |  | 33000 | 26400 | 80% | [8 empty] | Residential | 750 | No | 3
201808839 | Central Heat Pump | TRANE | HRCU-A-CB (Split System: Heat Pump with Remote Outdoor Unit-Air-Source) | 4TWV8036A1 |  |  | 4PX*BU48BS3 | S9V2B040U3VSA+RP | 36000 | 18 |  | 12.5 | 10 |  | 32800 | 26400 | 80.49% | [8 empty] | Residential | 750 | No | 3
201808842 | Central Heat Pump | TRANE | HRCU-A-CB (Split System: Heat Pump with Remote Outdoor Unit-Air-Source) | 4TWV8036A1 |  |  | 4PX*BU48BS3 | S9V2B080U3VSA+RP | 36000 | 18 |  | 12.5 | 10 |  | 33000 | 26600 | 80.61% | [8 empty] | Residential | 750 | No | 3
201808854 | Central Heat Pump | TRANE | HRCU-A-CB (Split System: Heat Pump with Remote Outdoor Unit-Air-Source) | 4TWV8036A1 |  |  | 4PX*CU48BS3 | S9V2C100U4VSA+RP | 36000 | 18 |  | 12.5 | 10 |  | 32800 | 26200 | 79.88% | [8 empty] | Residential | 750 | No | 3
205966463 | Central Heat Pump | JANITROL | HRCU-A-CB (Split System: Heat Pump with Remote Outdoor Unit-Air-Source) | GVZC200481A* |  |  | CA*F4860*6D*+MBVC2000**-1A*+TXV |  | 45000 | 20 |  | 12.5 | 10 |  | 45000 | 26600 | 59.11% | [8 empty] | Residential | 937.5 | No | 3.75
207208019 | Central Heat Pump | JANITROL | HRCU-A-CB (Split System: Heat Pump with Remote Outdoor Unit-Air-Source) | GVZC200361A* |  |  | CA*F3743*6D*+TXV | G*VC800804C*A* | 35800 | 20 |  | 13.5 | 10 |  | 35000 | 18200 | 52% | [8 empty] | Residential | 745 | No | 2.98
207208021 | Central Heat Pump | JANITROL | HRCU-A-CB (Split System: Heat Pump with Remote Outdoor Unit-Air-Source) | GVZC200361A* |  |  | CHPF3642C6C*+TXV | G*VC800804C*A* | 35400 | 20 |  | 13 | 10 |  | 34800 | 18000 | 51.72% | [8 empty] | Residential | 737.5 | No | 2.95
207208022 | Central Heat Pump | JANITROL | HRCU-A-CB (Split System: Heat Pump with Remote Outdoor Unit-Air-Source) | GVZC200361A* |  |  | CHPF3743C6B*+TXV | G*VC800804C*A* | 35600 | 20 |  | 13.5 | 10 |  | 35000 | 18200 | 52% | [8 empty] | Residential | 742.5 | No | 2.97
207208023 | Central Heat Pump | JANITROL | HRCU-A-CB (Split System: Heat Pump with Remote Outdoor Unit-Air-Source) | GVZC200361A* |  |  | CSCF3642N6D*+TXV | G*VC800804C*A* | 35400 | 20 |  | 13 | 10 |  | 35200 | 18200 | 51.7% | [8 empty] | Residential | 737.5 | No | 2.95
205177569 | Central Heat Pump | JANITROL | HRCU-A-CB (Split System: Heat Pump with Remote Outdoor Unit-Air-Source) | GSZC180241C* |  |  | CA*F3137*6A*+TXV | G*VM970803BNB* | 23600 | 18 |  | 14 | 10 |  | 22600 | 13000 | 57.52% | [8 empty] | Residential | 492.5 | No | 1.97
205177582 | Central Heat Pump | JANITROL | HRCU-A-CB (Split System: Heat Pump with Remote Outdoor Unit-Air-Source) | GSZC180361C* |  |  | CA*F4961*6D*+TXV | G*VM971005CNB* | 35400 | 18 |  | 14 | 10 |  | 36400 | 22800 | 62.64% | [8 empty] | Residential | 737.5 | No | 2.95
205178089 | Central Heat Pump | JANITROL | HRCU-A-CB (Split System: Heat Pump with Remote Outdoor Unit-Air-Source) | GSZC180361C* |  |  | CHPF4860D6D*+TXV | G*VC800805C*A* | 35000 | 18 |  | 13.5 | 10 |  | 36000 | 22600 | 62.78% | [8 empty] | Residential | 730 | No | 2.92
205178094 | Central Heat Pump | JANITROL | HRCU-A-CB (Split System: Heat Pump with Remote Outdoor Unit-Air-Source) | GSZC180361C* |  |  | CHPF4860D6D*+TXV | G*VC800805D*A* | 35000 | 18 |  | 13.5 | 10 |  | 36000 | 22600 | 62.78% | [8 empty] | Residential | 730 | No | 2.92
205178163 | Central Heat Pump | JANITROL | HRCU-A-CB (Split System: Heat Pump with Remote Outdoor Unit-Air-Source) | GSZC180241C* |  |  | CA*F3137*6A*+TXV | G*VC800603B*A* | 23800 | 18.5 |  | 14 | 10 |  | 22800 | 13000 | 57.02% | [8 empty] | Residential | 495 | No | 1.98
206790202 | Central Heat Pump | BRYANT HEATING AND COOLING SYSTEMS | HRCU-A-CB (Split System: Heat Pump with Remote Outdoor Unit-Air-Source) | 284ANV024*0**B* |  |  | CNPV*6024AL*+UI | 986TC66120C24*** | 23400 | 22 |  | 14 | 11 |  | 24000 | 24000 | 100% | [8 empty] | Residential | 487.5 | No | 1.95
205274091 | Central Heat Pump | BRYANT HEATING AND COOLING SYSTEMS | HRCU-A-CB (Split System: Heat Pump with Remote Outdoor Unit-Air-Source) | 284ANV036*0**A* |  |  | CNPV*4821AL*+UI | 987MB60060C21*** | 33600 | 20.5 |  | 12.5 | 10.5 |  | 36000 | 34000 | 94.44% | [8 empty] | Residential | 700 | No | 2.8
205274092 | Central Heat Pump | BRYANT HEATING AND COOLING SYSTEMS | HRCU-A-CB (Split System: Heat Pump with Remote Outdoor Unit-Air-Source) | 284ANV036*0**A* |  |  | CNPV*4824AL*+UI | 88*TA60070C21*** | 33800 | 21 |  | 13 | 10.5 |  | 35600 | 33600 | 94.38% | [8 empty] | Residential | 705 | No | 2.82
205274093 | Central Heat Pump | BRYANT HEATING AND COOLING SYSTEMS | HRCU-A-CB (Split System: Heat Pump with Remote Outdoor Unit-Air-Source) | 284ANV036*0**A* |  |  | CNPV*4824AL*+UI | 88*TA60090C21*** | 34000 | 21.5 |  | 13 | 10.5 |  | 35400 | 33400 | 94.35% | [8 empty] | Residential | 707.5 | No | 2.83
205274094 | Central Heat Pump | BRYANT HEATING AND COOLING SYSTEMS | HRCU-A-CB (Split System: Heat Pump with Remote Outdoor Unit-Air-Source) | 284ANV036*0**A* |  |  | CNPV*4824AL*+UI | 88*TA66135C24*** | 34000 | 21.5 |  | 13 | 10.5 |  | 35200 | 33200 | 94.32% | [8 empty] | Residential | 707.5 | No | 2.83
205274095 | Central Heat Pump | BRYANT HEATING AND COOLING SYSTEMS | HRCU-A-CB (Split System: Heat Pump with Remote Outdoor Unit-Air-Source) | 284ANV036*0**A* |  |  | CNPV*4824AL*+UI | 986TC66120C24*** | 33800 | 21.5 |  | 13 | 10.5 |  | 35400 | 33400 | 94.35% | [8 empty] | Residential | 705 | No | 2.82
205274096 | Central Heat Pump | BRYANT HEATING AND COOLING SYSTEMS | HRCU-A-CB (Split System: Heat Pump with Remote Outdoor Unit-Air-Source) | 284ANV036*0**A* |  |  | CNPV*4824AL*+UI | 987MB60080C21*** | 33800 | 21 |  | 13 | 10.5 |  | 35600 | 33600 | 94.38% | [8 empty] | Residential | 705 | No | 2.82
205274097 | Central Heat Pump | BRYANT HEATING AND COOLING SYSTEMS | HRCU-A-CB (Split System: Heat Pump with Remote Outdoor Unit-Air-Source) | 284ANV036*0**A* |  |  | CNPV*4824AL*+UI | 987MB66100C21*** | 33800 | 21 |  | 13 | 10.5 |  | 35400 | 33400 | 94.35% | [8 empty] | Residential | 705 | No | 2.82
205274098 | Central Heat Pump | BRYANT HEATING AND COOLING SYSTEMS | HRCU-A-CB (Split System: Heat Pump with Remote Outdoor Unit-Air-Source) | 284ANV036*0**A* |  |  | CNPV*4824AL*+UI | 987MB66120C24*** | 33800 | 21 |  | 13 | 10.5 |  | 35400 | 33400 | 94.35% | [8 empty] | Residential | 705 | No | 2.82
205272310 | Central Heat Pump | CARRIER | HRCU-A-CB (Split System: Heat Pump with Remote Outdoor Unit-Air-Source) | 25VNA424A*030* |  |  | CAP**4224AL*+UI | 59MN7B100C21**22 | 23400 | 22 |  | 14 | 11 |  | 24000 | 24200 | 100.8% | [8 empty] | Residential | 487.5 | No | 1.95
205272311 | Central Heat Pump | CARRIER | HRCU-A-CB (Split System: Heat Pump with Remote Outdoor Unit-Air-Source) | 25VNA424A*030* |  |  | CAP**4224AL*+UI | 59MN7B120C24**22 | 23400 | 22 |  | 14 | 11 |  | 24000 | 24200 | 100.8% | [8 empty] | Residential | 487.5 | No | 1.95
205272312 | Central Heat Pump | CARRIER | HRCU-A-CB (Split System: Heat Pump with Remote Outdoor Unit-Air-Source) | 25VNA424A*030* |  |  | CAP**4224AL*+UI | 58TN*A110C21**20 | 23400 | 22 |  | 14 | 11 |  | 24000 | 24200 | 100.8% | [8 empty] | Residential | 487.5 | No | 1.95
205272313 | Central Heat Pump | CARRIER | HRCU-A-CB (Split System: Heat Pump with Remote Outdoor Unit-Air-Source) | 25VNA424A*030* |  |  | CAP**4821AL*+UI | 59MN7B060C17**14 | 23400 | 21 |  | 13 | 11 |  | 24000 | 24200 | 100.8% | [8 empty] | Residential | 487.5 | No | 1.95
205272314 | Central Heat Pump | CARRIER | HRCU-A-CB (Split System: Heat Pump with Remote Outdoor Unit-Air-Source) | 25VNA424A*030* |  |  | CAP**4821AL*+UI | 59MN7B080C17**14 | 23400 | 22 |  | 14 | 11 |  | 24000 | 24000 | 100% | [8 empty] | Residential | 487.5 | No | 1.95
205272315 | Central Heat Pump | CARRIER | HRCU-A-CB (Split System: Heat Pump with Remote Outdoor Unit-Air-Source) | 25VNA424A*030* |  |  | CAP**4821AL*+UI | 59MN7B060C21**20 | 23400 | 21 |  | 14 | 11 |  | 24000 | 24000 | 100% | [8 empty] | Residential | 487.5 | No | 1.95
205272316 | Central Heat Pump | CARRIER | HRCU-A-CB (Split System: Heat Pump with Remote Outdoor Unit-Air-Source) | 25VNA424A*030* |  |  | CAP**4821AL*+UI | 59MN7B080C21**20 | 23400 | 22 |  | 14 | 11 |  | 24000 | 24000 | 100% | [8 empty] | Residential | 487.5 | No | 1.95
205272317 | Central Heat Pump | CARRIER | HRCU-A-CB (Split System: Heat Pump with Remote Outdoor Unit-Air-Source) | 25VNA424A*030* |  |  | CAP**4821AL*+UI | 59MN7B100C21**22 | 23400 | 22 |  | 14 | 11 |  | 24000 | 24000 | 100% | [8 empty] | Residential | 487.5 | No | 1.95
205272318 | Central Heat Pump | CARRIER | HRCU-A-CB (Split System: Heat Pump with Remote Outdoor Unit-Air-Source) | 25VNA424A*030* |  |  | CAP**4821AL*+UI | 58TN*A090C17**16 | 23400 | 22 |  | 14 | 11 |  | 24000 | 23800 | 99.17% | [8 empty] | Residential | 487.5 | No | 1.95
10510957 | Central Heat Pump | AMERICAN STANDARD | HRCU-A-CB (Split System: Heat Pump with Remote Outdoor Unit-Air-Source) | 4A6V8024A1 |  |  | 4TXCB004DS3 | S9V2B060U3PSB+RP | 24000 | 18 |  | 12.5 | 10 |  | 20600 | 16700 | 81.07% | [8 empty] | Residential | 500 | No | 2
10510966 | Central Heat Pump | AMERICAN STANDARD | HRCU-A-CB (Split System: Heat Pump with Remote Outdoor Unit-Air-Source) | 4A6V8036A1 |  |  | 4PX*BU36BS3 | S9V2B080U4PSB+RP | 34800 | 18 |  | 12.5 | 10 |  | 32200 | 26200 | 81.37% | [8 empty] | Residential | 725 | No | 2.9
10510967 | Central Heat Pump | AMERICAN STANDARD | HRCU-A-CB (Split System: Heat Pump with Remote Outdoor Unit-Air-Source) | 4A6V8036A1 |  |  | 4PX*BU36BS3 | S9V2B040U3PSB+RP | 34800 | 18 |  | 12.5 | 10 |  | 32200 | 26200 | 81.37% | [8 empty] | Residential | 725 | No | 2.9
10510968 | Central Heat Pump | AMERICAN STANDARD | HRCU-A-CB (Split System: Heat Pump with Remote Outdoor Unit-Air-Source) | 4A6V8036A1 |  |  | 4PX*BU36BS3 | S9V2B060U3PSB+RP | 34800 | 18 |  | 12.5 | 10 |  | 32200 | 26200 | 81.37% | [8 empty] | Residential | 725 | No | 2.9
10510969 | Central Heat Pump | AMERICAN STANDARD | HRCU-A-CB (Split System: Heat Pump with Remote Outdoor Unit-Air-Source) | 4A6V8036A1 |  |  | 4PX*BU36BS3 | S9V2B060U4PSB+RP | 34800 | 18 |  | 12.5 | 10 |  | 32000 | 26000 | 81.25% | [8 empty] | Residential | 725 | No | 2.9
10510970 | Central Heat Pump | AMERICAN STANDARD | HRCU-A-CB (Split System: Heat Pump with Remote Outdoor Unit-Air-Source) | 4A6V8036A1 |  |  | 4PX*BU36BS3 | S9V2B080U3PSB+RP | 34600 | 18 |  | 12.5 | 10 |  | 32000 | 26000 | 81.25% | [8 empty] | Residential | 720 | No | 2.88
10510971 | Central Heat Pump | AMERICAN STANDARD | HRCU-A-CB (Split System: Heat Pump with Remote Outdoor Unit-Air-Source) | 4A6V8036A1 |  |  | 4PX*BU48BS3 | S9V2B060U3PSB+RP | 36000 | 18 |  | 12.5 | 10 |  | 33000 | 26400 | 80% | [8 empty] | Residential | 750 | No | 3
10510972 | Central Heat Pump | AMERICAN STANDARD | HRCU-A-CB (Split System: Heat Pump with Remote Outdoor Unit-Air-Source) | 4A6V8036A1 |  |  | 4PX*BU48BS3 | S9V2B060U4PSB+RP | 36200 | 18 |  | 12.5 | 10 |  | 33000 | 26400 | 80% | [8 empty] | Residential | 755 | No | 3.02
10510973 | Central Heat Pump | AMERICAN STANDARD | HRCU-A-CB (Split System: Heat Pump with Remote Outdoor Unit-Air-Source) | 4A6V8036A1 |  |  | 4PX*BU48BS3 | S9V2B080U3PSB+RP | 36000 | 18 |  | 12.5 | 10 |  | 33000 | 26600 | 80.61% | [8 empty] | Residential | 750 | No | 3
10510974 | Central Heat Pump | AMERICAN STANDARD | HRCU-A-CB (Split System: Heat Pump with Remote Outdoor Unit-Air-Source) | 4A6V8036A1 |  |  | 4PX*BU48BS3 | S9V2B080U4PSB+RP | 35800 | 18 |  | 12.5 | 10 |  | 32800 | 26400 | 80.49% | [8 empty] | Residential | 745 | No | 2.98
201808865 | Central Heat Pump | TRANE | HRCU-A-CB (Split System: Heat Pump with Remote Outdoor Unit-Air-Source) | 4TWV8036A1 |  |  | 4TXCB006DS3 | S9V2B060U3VSA+RP | 36000 | 18 |  | 12.5 | 10 |  | 33000 | 26400 | 80% | [8 empty] | Residential | 750 | No | 3
201808868 | Central Heat Pump | TRANE | HRCU-A-CB (Split System: Heat Pump with Remote Outdoor Unit-Air-Source) | 4TWV8036A1 |  |  | 4TXCB006DS3 | S9V2B080U3VSA+RP | 36000 | 18 |  | 12.5 | 10 |  | 33000 | 26600 | 80.61% | [8 empty] | Residential | 750 | No | 3
201808870 | Central Heat Pump | TRANE | HRCU-A-CB (Split System: Heat Pump with Remote Outdoor Unit-Air-Source) | 4TWV8036A1 |  |  | 4TXCB006DS3 | S9V2B040U3VSA+RP | 36000 | 18 |  | 12.5 | 10 |  | 32800 | 26400 | 80.49% | [8 empty] | Residential | 750 | No | 3
201808874 | Central Heat Pump | TRANE | HRCU-A-CB (Split System: Heat Pump with Remote Outdoor Unit-Air-Source) | 4TWV8036A1 |  |  | 4TXCC007DS3 | S9V2C100U4VSA+RP | 36000 | 18 |  | 12.5 | 10 |  | 32800 | 26200 | 79.88% | [8 empty] | Residential | 750 | No | 3
201808882 | Central Heat Pump | TRANE | HRCU-A-CB (Split System: Heat Pump with Remote Outdoor Unit-Air-Source) | 4TWV8037A1 |  |  | 4PX*BU36BS3 | S9V2B060U3VSA+RP | 35200 | 18 |  | 12.5 | 10 |  | 32400 | 26200 | 80.86% | [8 empty] | Residential | 732.5 | No | 2.93
201808884 | Central Heat Pump | TRANE | HRCU-A-CB (Split System: Heat Pump with Remote Outdoor Unit-Air-Source) | 4TWV8037A1 |  |  | 4PX*BU36BS3 | S9V2B040U3VSA+RP | 35200 | 18 |  | 12.5 | 10 |  | 32400 | 26200 | 80.86% | [8 empty] | Residential | 732.5 | No | 2.93
201808886 | Central Heat Pump | TRANE | HRCU-A-CB (Split System: Heat Pump with Remote Outdoor Unit-Air-Source) | 4TWV8037A1 |  |  | 4PX*BU36BS3 | S9V2B080U3VSA+RP | 34800 | 18 |  | 12.5 | 10 |  | 32200 | 26000 | 80.75% | [8 empty] | Residential | 725 | No | 2.9
201808888 | Central Heat Pump | TRANE | HRCU-A-CB (Split System: Heat Pump with Remote Outdoor Unit-Air-Source) | 4TWV8037A1 |  |  | 4PX*BU48BS3 | S9V2B080U3VSA+RP | 36400 | 18 |  | 13 | 10 |  | 33200 | 26600 | 80.12% | [8 empty] | Residential | 757.5 | No | 3.03
201808890 | Central Heat Pump | TRANE | HRCU-A-CB (Split System: Heat Pump with Remote Outdoor Unit-Air-Source) | 4TWV8037A1 |  |  | 4PX*BU48BS3 | S9V2B060U3VSA+RP | 36200 | 18 |  | 13 | 10 |  | 33200 | 26400 | 79.52% | [8 empty] | Residential | 755 | No | 3.02
201808892 | Central Heat Pump | TRANE | HRCU-A-CB (Split System: Heat Pump with Remote Outdoor Unit-Air-Source) | 4TWV8037A1 |  |  | 4PX*BU48BS3 | S9V2B040U3VSA+RP | 36200 | 18 |  | 13 | 10 |  | 33200 | 26400 | 79.52% | [8 empty] | Residential | 755 | No | 3.02
205274099 | Central Heat Pump | BRYANT HEATING AND COOLING SYSTEMS | HRCU-A-CB (Split System: Heat Pump with Remote Outdoor Unit-Air-Source) | 284ANV036*0**A* |  |  | CNPV*4824AL*+UI | 986TC60080C21*** | 33800 | 21 |  | 13 | 10.5 |  | 35600 | 33600 | 94.38% | [8 empty] | Residential | 705 | No | 2.82
205274100 | Central Heat Pump | BRYANT HEATING AND COOLING SYSTEMS | HRCU-A-CB (Split System: Heat Pump with Remote Outdoor Unit-Air-Source) | 284ANV036*0**A* |  |  | CNPV*4824AL*+UI | 986TC66100C21*** | 33800 | 21 |  | 13 | 10.5 |  | 35400 | 33400 | 94.35% | [8 empty] | Residential | 705 | No | 2.82
205274101 | Central Heat Pump | BRYANT HEATING AND COOLING SYSTEMS | HRCU-A-CB (Split System: Heat Pump with Remote Outdoor Unit-Air-Source) | 284ANV036*0**A* |  |  | CNPV*4824AL*+UI | 88*TA60110C21*** | 34000 | 21.5 |  | 13 | 10.5 |  | 35400 | 33400 | 94.35% | [8 empty] | Residential | 707.5 | No | 2.83
205274102 | Central Heat Pump | BRYANT HEATING AND COOLING SYSTEMS | HRCU-A-CB (Split System: Heat Pump with Remote Outdoor Unit-Air-Source) | 284ANV036*0**A* |  |  | CNPV*4824AL*+UI | 987MB60060C21*** | 33600 | 20.5 |  | 12.5 | 10.5 |  | 36000 | 34000 | 94.44% | [8 empty] | Residential | 700 | No | 2.8
205274103 | Central Heat Pump | BRYANT HEATING AND COOLING SYSTEMS | HRCU-A-CB (Split System: Heat Pump with Remote Outdoor Unit-Air-Source) | 284ANV036*0**A* |  |  | CNPV*6024AL*+UI | 88*TA60070C21*** | 34200 | 21.5 |  | 13 | 10.5 |  | 35200 | 33200 | 94.32% | [8 empty] | Residential | 712.5 | No | 2.85
205274104 | Central Heat Pump | BRYANT HEATING AND COOLING SYSTEMS | HRCU-A-CB (Split System: Heat Pump with Remote Outdoor Unit-Air-Source) | 284ANV036*0**A* |  |  | CNPV*6024AL*+UI | 88*TA60090C21*** | 34400 | 22 |  | 13 | 10.5 |  | 35000 | 33000 | 94.29% | [8 empty] | Residential | 717.5 | No | 2.87
205274105 | Central Heat Pump | BRYANT HEATING AND COOLING SYSTEMS | HRCU-A-CB (Split System: Heat Pump with Remote Outdoor Unit-Air-Source) | 284ANV036*0**A* |  |  | CNPV*6024AL*+UI | 88*TA66135C24*** | 34400 | 22 |  | 13 | 10.5 |  | 34800 | 32800 | 94.25% | [8 empty] | Residential | 717.5 | No | 2.87
205274106 | Central Heat Pump | BRYANT HEATING AND COOLING SYSTEMS | HRCU-A-CB (Split System: Heat Pump with Remote Outdoor Unit-Air-Source) | 284ANV036*0**A* |  |  | CNPV*6024AL*+UI | 986TC66120C24*** | 34400 | 21.5 |  | 13 | 10.5 |  | 35000 | 33000 | 94.29% | [8 empty] | Residential | 717.5 | No | 2.87
205274107 | Central Heat Pump | BRYANT HEATING AND COOLING SYSTEMS | HRCU-A-CB (Split System: Heat Pump with Remote Outdoor Unit-Air-Source) | 284ANV036*0**A* |  |  | CNPV*6024AL*+UI | 987MB60080C21*** | 34200 | 21.5 |  | 13 | 10.5 |  | 35000 | 33200 | 94.86% | [8 empty] | Residential | 712.5 | No | 2.85
205272319 | Central Heat Pump | CARRIER | HRCU-A-CB (Split System: Heat Pump with Remote Outdoor Unit-Air-Source) | 25VNA424A*030* |  |  | CAP**4821AL*+UI | 58TN*A110C21**20 | 23400 | 22 |  | 14 | 11 |  | 24000 | 23800 | 99.17% | [8 empty] | Residential | 487.5 | No | 1.95
205272320 | Central Heat Pump | CARRIER | HRCU-A-CB (Split System: Heat Pump with Remote Outdoor Unit-Air-Source) | 25VNA424A*030* |  |  | CAP**4824AL*+UI | 59MN7B060C21**20 | 23400 | 21 |  | 14 | 11 |  | 24000 | 24000 | 100% | [8 empty] | Residential | 487.5 | No | 1.95
205272321 | Central Heat Pump | CARRIER | HRCU-A-CB (Split System: Heat Pump with Remote Outdoor Unit-Air-Source) | 25VNA424A*030* |  |  | CAP**4824AL*+UI | 59MN7B080C21**20 | 23400 | 22 |  | 14 | 11 |  | 24000 | 24000 | 100% | [8 empty] | Residential | 487.5 | No | 1.95
205272322 | Central Heat Pump | CARRIER | HRCU-A-CB (Split System: Heat Pump with Remote Outdoor Unit-Air-Source) | 25VNA424A*030* |  |  | CAP**4824AL*+UI | 59MN7B100C21**22 | 23400 | 22 |  | 14 | 11 |  | 24000 | 23800 | 99.17% | [8 empty] | Residential | 487.5 | No | 1.95
205272323 | Central Heat Pump | CARRIER | HRCU-A-CB (Split System: Heat Pump with Remote Outdoor Unit-Air-Source) | 25VNA424A*030* |  |  | CAP**4824AL*+UI | 59MN7B120C24**22 | 23400 | 22 |  | 14 | 11 |  | 24000 | 24000 | 100% | [8 empty] | Residential | 487.5 | No | 1.95
205272324 | Central Heat Pump | CARRIER | HRCU-A-CB (Split System: Heat Pump with Remote Outdoor Unit-Air-Source) | 25VNA424A*030* |  |  | CAP**4824AL*+UI | 58TN*A110C21**20 | 23400 | 22 |  | 14 | 11 |  | 24000 | 23800 | 99.17% | [8 empty] | Residential | 487.5 | No | 1.95
205272325 | Central Heat Pump | CARRIER | HRCU-A-CB (Split System: Heat Pump with Remote Outdoor Unit-Air-Source) | 25VNA424A*030* |  |  | CAP**6024AL*+UI | 59MN7B060C21**20 | 23400 | 22 |  | 14 | 11 |  | 24000 | 23800 | 99.17% | [8 empty] | Residential | 487.5 | No | 1.95
205272326 | Central Heat Pump | CARRIER | HRCU-A-CB (Split System: Heat Pump with Remote Outdoor Unit-Air-Source) | 25VNA424A*030* |  |  | CAP**6024AL*+UI | 59MN7B080C21**20 | 23400 | 22 |  | 14 | 11 |  | 24000 | 23600 | 98.33% | [8 empty] | Residential | 487.5 | No | 1.95
205272327 | Central Heat Pump | CARRIER | HRCU-A-CB (Split System: Heat Pump with Remote Outdoor Unit-Air-Source) | 25VNA424A*030* |  |  | CAP**6024AL*+UI | 59MN7B100C21**22 | 23400 | 22 |  | 14 | 11 |  | 24000 | 23600 | 98.33% | [8 empty] | Residential | 487.5 | No | 1.95
205178276 | Central Heat Pump | JANITROL | HRCU-A-CB (Split System: Heat Pump with Remote Outdoor Unit-Air-Source) | GSZC180361C* |  |  | CA*F3743*6D*+TXV | G*VC801005C*A* | 35000 | 18 |  | 13.5 | 10 |  | 36000 | 22600 | 62.78% | [8 empty] | Residential | 730 | No | 2.92
205178280 | Central Heat Pump | JANITROL | HRCU-A-CB (Split System: Heat Pump with Remote Outdoor Unit-Air-Source) | GSZC180361C* |  |  | CA*F4961*6D*+TXV | G*VC801005C*A* | 35600 | 18 |  | 14 | 10 |  | 36000 | 23000 | 63.89% | [8 empty] | Residential | 742.5 | No | 2.97
205178296 | Central Heat Pump | JANITROL | HRCU-A-CB (Split System: Heat Pump with Remote Outdoor Unit-Air-Source) | GSZC180361C* |  |  | CA*F4961*6D*+TXV | G*VC800805D*A* | 35000 | 18 |  | 13.5 | 10 |  | 36000 | 22600 | 62.78% | [8 empty] | Residential | 730 | No | 2.92
205178306 | Central Heat Pump | JANITROL | HRCU-A-CB (Split System: Heat Pump with Remote Outdoor Unit-Air-Source) | GSZC180361C* |  |  | CA*F4961*6D*+TXV | G*VC800805C*A* | 35600 | 18 |  | 14 | 10 |  | 36600 | 23000 | 62.84% | [8 empty] | Residential | 742.5 | No | 2.97
205178319 | Central Heat Pump | JANITROL | HRCU-A-CB (Split System: Heat Pump with Remote Outdoor Unit-Air-Source) | GSZC180361C* |  |  | CA*F4961*6D*+TXV | G*VC800804C*A* | 35000 | 18 |  | 13.5 | 10 |  | 36000 | 23000 | 63.89% | [8 empty] | Residential | 730 | No | 2.92
205416919 | Central Heat Pump | JANITROL | HRCU-A-CB (Split System: Heat Pump with Remote Outdoor Unit-Air-Source) | GSZC180241C* |  |  | CA*F3137*6A*+MBVC1201**-1A*+TXV |  | 23800 | 18 |  | 14 | 10 |  | 23000 | 14600 | 63.48% | [8 empty] | Residential | 495 | No | 1.98
205416926 | Central Heat Pump | JANITROL | HRCU-A-CB (Split System: Heat Pump with Remote Outdoor Unit-Air-Source) | GSZC180361C* |  |  | CA*F3743*6D*+MBVC1601**-1A*+TXV |  | 34800 | 18 |  | 14 | 10 |  | 35000 | 22600 | 64.57% | [8 empty] | Residential | 725 | No | 2.9
205416927 | Central Heat Pump | JANITROL | HRCU-A-CB (Split System: Heat Pump with Remote Outdoor Unit-Air-Source) | GSZC180361C* |  |  | CA*F4961*6D*+MBVC1601**-1A*+TXV |  | 36000 | 18.5 |  | 14 | 10 |  | 36400 | 23000 | 63.19% | [8 empty] | Residential | 750 | No | 3
205416930 | Central Heat Pump | JANITROL | HRCU-A-CB (Split System: Heat Pump with Remote Outdoor Unit-Air-Source) | GSZC180361C* |  |  | CA*F4961*6D*+MBVC2001**-1A*+TXV |  | 36000 | 19 |  | 14 | 10 |  | 36600 | 23000 | 62.84% | [8 empty] | Residential | 750 | No | 3
205416931 | Central Heat Pump | JANITROL | HRCU-A-CB (Split System: Heat Pump with Remote Outdoor Unit-Air-Source) | GSZC180361C* |  |  | CHPF4860D6D*+MBVC2001**-1A*+TXV |  | 35600 | 18.5 |  | 14 | 10 |  | 36000 | 23000 | 63.89% | [8 empty] | Residential | 742.5 | No | 2.97
10510975 | Central Heat Pump | AMERICAN STANDARD | HRCU-A-CB (Split System: Heat Pump with Remote Outdoor Unit-Air-Source) | 4A6V8036A1 |  |  | 4PX*BU48BS3 | S9V2B040U3PSB+RP | 36000 | 18 |  | 12.5 | 10 |  | 32800 | 26400 | 80.49% | [8 empty] | Residential | 750 | No | 3
10510978 | Central Heat Pump | AMERICAN STANDARD | HRCU-A-CB (Split System: Heat Pump with Remote Outdoor Unit-Air-Source) | 4A6V8036A1 |  |  | 4PX*CU36BS3 | S9V2C100U4PSB+RP | 34800 | 18 |  | 12.5 | 10 |  | 32000 | 26000 | 81.25% | [8 empty] | Residential | 725 | No | 2.9
10510979 | Central Heat Pump | AMERICAN STANDARD | HRCU-A-CB (Split System: Heat Pump with Remote Outdoor Unit-Air-Source) | 4A6V8036A1 |  |  | 4PX*CU48BS3 | S9V2C100U4PSB+RP | 36000 | 18 |  | 12.5 | 10 |  | 32800 | 26200 | 79.88% | [8 empty] | Residential | 750 | No | 3
10510980 | Central Heat Pump | AMERICAN STANDARD | HRCU-A-CB (Split System: Heat Pump with Remote Outdoor Unit-Air-Source) | 4A6V8036A1 |  |  | 4TXCB004DS3 | S9V2B060U4PSB+RP | 34800 | 18 |  | 12.5 | 10 |  | 32000 | 26000 | 81.25% | [8 empty] | Residential | 725 | No | 2.9
10510981 | Central Heat Pump | AMERICAN STANDARD | HRCU-A-CB (Split System: Heat Pump with Remote Outdoor Unit-Air-Source) | 4A6V8036A1 |  |  | 4TXCB004DS3 | S9V2B060U3PSB+RP | 34800 | 18 |  | 12.5 | 10 |  | 32200 | 26200 | 81.37% | [8 empty] | Residential | 725 | No | 2.9
10510982 | Central Heat Pump | AMERICAN STANDARD | HRCU-A-CB (Split System: Heat Pump with Remote Outdoor Unit-Air-Source) | 4A6V8036A1 |  |  | 4TXCB004DS3 | S9V2B040U3PSB+RP | 34800 | 18 |  | 12.5 | 10 |  | 32200 | 26200 | 81.37% | [8 empty] | Residential | 725 | No | 2.9
10510983 | Central Heat Pump | AMERICAN STANDARD | HRCU-A-CB (Split System: Heat Pump with Remote Outdoor Unit-Air-Source) | 4A6V8036A1 |  |  | 4TXCB004DS3 | S9V2B080U3PSB+RP | 34600 | 18 |  | 12.5 | 10 |  | 32000 | 26000 | 81.25% | [8 empty] | Residential | 720 | No | 2.88
10510988 | Central Heat Pump | AMERICAN STANDARD | HRCU-A-CB (Split System: Heat Pump with Remote Outdoor Unit-Air-Source) | 4A6V8036A1 |  |  | 4TXCB004DS3 | S9V2B080U4PSB+RP | 34800 | 18 |  | 12.5 | 10 |  | 32200 | 26200 | 81.37% | [8 empty] | Residential | 725 | No | 2.9
10510990 | Central Heat Pump | AMERICAN STANDARD | HRCU-A-CB (Split System: Heat Pump with Remote Outdoor Unit-Air-Source) | 4A6V8036A1 |  |  | 4TXCB006DS3 | S9V2B080U4PSB+RP | 35800 | 18 |  | 12.5 | 10 |  | 32800 | 26400 | 80.49% | [8 empty] | Residential | 745 | No | 2.98
10510991 | Central Heat Pump | AMERICAN STANDARD | HRCU-A-CB (Split System: Heat Pump with Remote Outdoor Unit-Air-Source) | 4A6V8036A1 |  |  | 4TXCB006DS3 | S9V2B060U3PSB+RP | 36000 | 18 |  | 12.5 | 10 |  | 33000 | 26400 | 80% | [8 empty] | Residential | 750 | No | 3
205274108 | Central Heat Pump | BRYANT HEATING AND COOLING SYSTEMS | HRCU-A-CB (Split System: Heat Pump with Remote Outdoor Unit-Air-Source) | 284ANV036*0**A* |  |  | CNPV*6024AL*+UI | 987MB66100C21*** | 34400 | 21.5 |  | 13 | 10.5 |  | 35000 | 33000 | 94.29% | [8 empty] | Residential | 717.5 | No | 2.87
205274109 | Central Heat Pump | BRYANT HEATING AND COOLING SYSTEMS | HRCU-A-CB (Split System: Heat Pump with Remote Outdoor Unit-Air-Source) | 284ANV036*0**A* |  |  | CNPV*6024AL*+UI | 987MB66120C24*** | 34200 | 21.5 |  | 13 | 10.5 |  | 35000 | 33200 | 94.86% | [8 empty] | Residential | 712.5 | No | 2.85
205274110 | Central Heat Pump | BRYANT HEATING AND COOLING SYSTEMS | HRCU-A-CB (Split System: Heat Pump with Remote Outdoor Unit-Air-Source) | 284ANV036*0**A* |  |  | CNPV*6024AL*+UI | 986TC60080C21*** | 34200 | 21.5 |  | 13 | 10.5 |  | 35000 | 33200 | 94.86% | [8 empty] | Residential | 712.5 | No | 2.85
205274111 | Central Heat Pump | BRYANT HEATING AND COOLING SYSTEMS | HRCU-A-CB (Split System: Heat Pump with Remote Outdoor Unit-Air-Source) | 284ANV036*0**A* |  |  | CNPV*6024AL*+UI | 986TC66100C21*** | 34400 | 21.5 |  | 13 | 10.5 |  | 35000 | 33000 | 94.29% | [8 empty] | Residential | 717.5 | No | 2.87
205274112 | Central Heat Pump | BRYANT HEATING AND COOLING SYSTEMS | HRCU-A-CB (Split System: Heat Pump with Remote Outdoor Unit-Air-Source) | 284ANV036*0**A* |  |  | CNPV*6024AL*+UI | 88*TA60110C21*** | 34400 | 22 |  | 13 | 10.5 |  | 35000 | 33000 | 94.29% | [8 empty] | Residential | 717.5 | No | 2.87
205274113 | Central Heat Pump | BRYANT HEATING AND COOLING SYSTEMS | HRCU-A-CB (Split System: Heat Pump with Remote Outdoor Unit-Air-Source) | 284ANV036*0**A* |  |  | CNPV*6024AL*+UI | 987MB60060C21*** | 34200 | 21 |  | 13 | 10.5 |  | 35400 | 33600 | 94.92% | [8 empty] | Residential | 712.5 | No | 2.85
205274117 | Central Heat Pump | BRYANT HEATING AND COOLING SYSTEMS | HRCU-A-CB (Split System: Heat Pump with Remote Outdoor Unit-Air-Source) | 284ANV036*0**A* |  |  | CSPH*3612AL*+UI | 88*TA60090C21*** | 33800 | 20 |  | 12.5 | 10.5 |  | 32600 | 31800 | 97.55% | [8 empty] | Residential | 705 | No | 2.82
205274118 | Central Heat Pump | BRYANT HEATING AND COOLING SYSTEMS | HRCU-A-CB (Split System: Heat Pump with Remote Outdoor Unit-Air-Source) | 284ANV036*0**A* |  |  | CSPH*3612AL*+UI | 88*TA66135C24*** | 33800 | 20 |  | 12.5 | 10.5 |  | 32600 | 31600 | 96.93% | [8 empty] | Residential | 705 | No | 2.82
205274121 | Central Heat Pump | BRYANT HEATING AND COOLING SYSTEMS | HRCU-A-CB (Split System: Heat Pump with Remote Outdoor Unit-Air-Source) | 284ANV036*0**A* |  |  | CSPH*3612AL*+UI | 986TC66120C24*** | 33800 | 20 |  | 12.5 | 10.5 |  | 32600 | 31800 | 97.55% | [8 empty] | Residential | 705 | No | 2.82
205272328 | Central Heat Pump | CARRIER | HRCU-A-CB (Split System: Heat Pump with Remote Outdoor Unit-Air-Source) | 25VNA424A*030* |  |  | CAP**6024AL*+UI | 59MN7B120C24**22 | 23400 | 22 |  | 14 | 11 |  | 24000 | 23600 | 98.33% | [8 empty] | Residential | 487.5 | No | 1.95
205272329 | Central Heat Pump | CARRIER | HRCU-A-CB (Split System: Heat Pump with Remote Outdoor Unit-Air-Source) | 25VNA424A*030* |  |  | CAP**6024AL*+UI | 58TN*A110C21**20 | 23400 | 22 |  | 14 | 11 |  | 24000 | 23600 | 98.33% | [8 empty] | Residential | 487.5 | No | 1.95
205272330 | Central Heat Pump | CARRIER | HRCU-A-CB (Split System: Heat Pump with Remote Outdoor Unit-Air-Source) | 25VNA424A*030* |  |  | CNPV*3617AL*+UI | 59MN7B060C17**14 | 23400 | 21 |  | 13 | 11 |  | 24000 | 24600 | 102.5% | [8 empty] | Residential | 487.5 | No | 1.95
205272331 | Central Heat Pump | CARRIER | HRCU-A-CB (Split System: Heat Pump with Remote Outdoor Unit-Air-Source) | 25VNA424A*030* |  |  | CNPV*3617AL*+UI | 59MN7B080C17**14 | 23400 | 21 |  | 13 | 11 |  | 24000 | 24400 | 101.7% | [8 empty] | Residential | 487.5 | No | 1.95
205272332 | Central Heat Pump | CARRIER | HRCU-A-CB (Split System: Heat Pump with Remote Outdoor Unit-Air-Source) | 25VNA424A*030* |  |  | CNPV*3617AL*+UI | 58TN*A070C14**12 | 23400 | 22 |  | 14 | 11 |  | 24000 | 24400 | 101.7% | [8 empty] | Residential | 487.5 | No | 1.95
205272333 | Central Heat Pump | CARRIER | HRCU-A-CB (Split System: Heat Pump with Remote Outdoor Unit-Air-Source) | 25VNA424A*030* |  |  | CNPV*3617AL*+UI | 58TN*A090C17**16 | 23400 | 22 |  | 14 | 11 |  | 24000 | 24200 | 100.8% | [8 empty] | Residential | 487.5 | No | 1.95
205272334 | Central Heat Pump | CARRIER | HRCU-A-CB (Split System: Heat Pump with Remote Outdoor Unit-Air-Source) | 25VNA424A*030* |  |  | CNPV*3621AL*+UI | 59MN7B060C17**14 | 23400 | 21 |  | 13 | 11 |  | 24000 | 24600 | 102.5% | [8 empty] | Residential | 487.5 | No | 1.95
205272335 | Central Heat Pump | CARRIER | HRCU-A-CB (Split System: Heat Pump with Remote Outdoor Unit-Air-Source) | 25VNA424A*030* |  |  | CNPV*3621AL*+UI | 59MN7B080C17**14 | 23400 | 21 |  | 13 | 11 |  | 24000 | 24400 | 101.7% | [8 empty] | Residential | 487.5 | No | 1.95
205272336 | Central Heat Pump | CARRIER | HRCU-A-CB (Split System: Heat Pump with Remote Outdoor Unit-Air-Source) | 25VNA424A*030* |  |  | CNPV*3621AL*+UI | 59MN7B060C21**20 | 23400 | 21 |  | 13 | 11 |  | 24000 | 24400 | 101.7% | [8 empty] | Residential | 487.5 | No | 1.95
201808896 | Central Heat Pump | TRANE | HRCU-A-CB (Split System: Heat Pump with Remote Outdoor Unit-Air-Source) | 4TWV8037A1 |  |  | 4PX*CD48BS3 | S9V2C100D4VSA+RP | 36600 | 18 |  | 13 | 10 |  | 33800 | 26600 | 78.7% | [8 empty] | Residential | 762.5 | No | 3.05
201808898 | Central Heat Pump | TRANE | HRCU-A-CB (Split System: Heat Pump with Remote Outdoor Unit-Air-Source) | 4TWV8037A1 |  |  | 4PX*CU36BS3 | S9V2C100U4VSA+RP | 35200 | 18 |  | 12.5 | 10 |  | 32200 | 26000 | 80.75% | [8 empty] | Residential | 732.5 | No | 2.93
201808900 | Central Heat Pump | TRANE | HRCU-A-CB (Split System: Heat Pump with Remote Outdoor Unit-Air-Source) | 4TWV8037A1 |  |  | 4PX*CU48BS3 | S9V2C100U4VSA+RP | 36000 | 18 |  | 13 | 10 |  | 33000 | 26400 | 80% | [8 empty] | Residential | 750 | No | 3
201808902 | Central Heat Pump | TRANE | HRCU-A-CB (Split System: Heat Pump with Remote Outdoor Unit-Air-Source) | 4TWV8037A1 |  |  | 4TXCB004DS3 | S9V2B060U3VSA+RP | 35200 | 18 |  | 12.5 | 10 |  | 32400 | 26200 | 80.86% | [8 empty] | Residential | 732.5 | No | 2.93
201808904 | Central Heat Pump | TRANE | HRCU-A-CB (Split System: Heat Pump with Remote Outdoor Unit-Air-Source) | 4TWV8037A1 |  |  | 4TXCB004DS3 | S9V2B040U3VSA+RP | 35200 | 18 |  | 12.5 | 10 |  | 32400 | 26200 | 80.86% | [8 empty] | Residential | 732.5 | No | 2.93
201808906 | Central Heat Pump | TRANE | HRCU-A-CB (Split System: Heat Pump with Remote Outdoor Unit-Air-Source) | 4TWV8037A1 |  |  | 4TXCB004DS3 | S9V2B080U3VSA+RP | 34800 | 18 |  | 12.5 | 10 |  | 32200 | 26000 | 80.75% | [8 empty] | Residential | 725 | No | 2.9
201808910 | Central Heat Pump | TRANE | HRCU-A-CB (Split System: Heat Pump with Remote Outdoor Unit-Air-Source) | 4TWV8037A1 |  |  | 4TXCB006DS3 | S9V2B040U3VSA+RP | 36200 | 18 |  | 13 | 10 |  | 33200 | 26400 | 79.52% | [8 empty] | Residential | 755 | No | 3.02
201808912 | Central Heat Pump | TRANE | HRCU-A-CB (Split System: Heat Pump with Remote Outdoor Unit-Air-Source) | 4TWV8037A1 |  |  | 4TXCB006DS3 | S9V2B060U3VSA+RP | 36200 | 18 |  | 13 | 10 |  | 33200 | 26400 | 79.52% | [8 empty] | Residential | 755 | No | 3.02
201808914 | Central Heat Pump | TRANE | HRCU-A-CB (Split System: Heat Pump with Remote Outdoor Unit-Air-Source) | 4TWV8037A1 |  |  | 4TXCB006DS3 | S9V2B080U3VSA+RP | 36400 | 18 |  | 13 | 10 |  | 33200 | 26600 | 80.12% | [8 empty] | Residential | 757.5 | No | 3.03
201808916 | Central Heat Pump | TRANE | HRCU-A-CB (Split System: Heat Pump with Remote Outdoor Unit-Air-Source) | 4TWV8037A1 |  |  | 4TXCC005DS3 | S9V2C100U4VSA+RP | 35200 | 18 |  | 12.5 | 10 |  | 32200 | 26000 | 80.75% | [8 empty] | Residential | 732.5 | No | 2.93
205645472 | Central Heat Pump | JANITROL | HRCU-A-CB (Split System: Heat Pump with Remote Outdoor Unit-Air-Source) | GSZC180361C* |  |  | CA*F4961*6D*+TXV | G*VS800805CUA* | 35600 | 18 |  | 14 | 10 |  | 36000 | 23000 | 63.89% | [8 empty] | Residential | 742.5 | No | 2.97
205645474 | Central Heat Pump | JANITROL | HRCU-A-CB (Split System: Heat Pump with Remote Outdoor Unit-Air-Source) | GSZC180361C* |  |  | CHPF4860D6D*+TXV | G*VS800805CUA* | 35000 | 18 |  | 13.5 | 10 |  | 36000 | 22600 | 62.78% | [8 empty] | Residential | 730 | No | 2.92
205645479 | Central Heat Pump | JANITROL | HRCU-A-CB (Split System: Heat Pump with Remote Outdoor Unit-Air-Source) | GSZC180361C* |  |  | CA*F4961*6D*+TXV | G*VS960805CUA* | 35400 | 18 |  | 14 | 10 |  | 36000 | 22800 | 63.33% | [8 empty] | Residential | 737.5 | No | 2.95
201894898 | Central Heat Pump | JANITROL | HRCU-A-CB (Split System: Heat Pump with Remote Outdoor Unit-Air-Source) | GSZC180241C* |  |  | CA*F3137*6A*+TXV | G*VC960803BNB* | 23600 | 18 |  | 14 | 10 |  | 22600 | 13000 | 57.52% | [8 empty] | Residential | 492.5 | No | 1.97
201894936 | Central Heat Pump | JANITROL | HRCU-A-CB (Split System: Heat Pump with Remote Outdoor Unit-Air-Source) | GSZC180361C* |  |  | CA*F4961*6D*+TXV | G*VC961005CNB* | 35400 | 18 |  | 14 | 10 |  | 36400 | 22800 | 62.64% | [8 empty] | Residential | 737.5 | No | 2.95
210328061 | Central Heat Pump | AC PRO | HRCU-A-CB (Split System: Heat Pump with Remote Outdoor Unit-Air-Source) | 4HP17L24P-**A |  |  | EAH1P30B+TDR+TXV | 80G1UH070BE12 | 23800 | 18 |  | 14.5 | 10 |  | 21200 | 13600 | 64.15% | 23600 | 16.8 | 13.5 | 8.5 | 21600 |  |  |  | Residential | 492.5 | No | 1.97 | No
210328237 | Central Heat Pump | AC PRO | HRCU-A-CB (Split System: Heat Pump with Remote Outdoor Unit-Air-Source) | 4HP17L18P-**A |  |  | EAH1P30B+TDR+TXV | 96G2UH045BV12 | 18000 | 18 |  | 14.5 | 10 |  | 16800 | 10600 | 63.1% | 18000 | 16.6 | 13.5 | 8.5 | 17400 |  |  |  | Residential | 375 | No | 1.5 | No
210328242 | Central Heat Pump | AC PRO | HRCU-A-CB (Split System: Heat Pump with Remote Outdoor Unit-Air-Source) | 4HP17L18P-**A |  |  | EAH1P30B+TDR+TXV | 96G2UH070BV12 | 18000 | 18.2 |  | 14.5 | 10 |  | 16800 | 10600 | 63.1% | 18000 | 16.8 | 14 | 8.5 | 17400 |  |  |  | Residential | 375 | No | 1.5 | No
206314498 | Central Heat Pump | Payne | HRCU-A-CB (Split System: Heat Pump with Remote Outdoor Unit-Air-Source) | 38MAQB12R--3 |  |  | CAP**2417AL* | PG80ESUA36040B** | 12300 | 21.5 |  | 13.5 | 10 |  | 12400 | 7800 | 62.9% | [8 empty] | Residential | 257.5 | No | 1.03
206338087 | Central Heat Pump | Payne | HRCU-A-CB (Split System: Heat Pump with Remote Outdoor Unit-Air-Source) | 38MAQB12R--3 |  |  | CAP**2414AL* | PG95ESAA30040A** | 12300 | 19 |  | 12.95 | 14 |  | 12500 | 7900 | 63.2% | [8 empty] | Residential | 257.5 | No | 1.03
10510992 | Central Heat Pump | AMERICAN STANDARD | HRCU-A-CB (Split System: Heat Pump with Remote Outdoor Unit-Air-Source) | 4A6V8036A1 |  |  | 4TXCB006DS3 | S9V2B040U3PSB+RP | 36000 | 18 |  | 12.5 | 10 |  | 32800 | 26400 | 80.49% | [8 empty] | Residential | 750 | No | 3
10510994 | Central Heat Pump | AMERICAN STANDARD | HRCU-A-CB (Split System: Heat Pump with Remote Outdoor Unit-Air-Source) | 4A6V8036A1 |  |  | 4TXCB006DS3 | S9V2B060U4PSB+RP | 36200 | 18 |  | 12.5 | 10 |  | 33000 | 26400 | 80% | [8 empty] | Residential | 755 | No | 3.02
10510996 | Central Heat Pump | AMERICAN STANDARD | HRCU-A-CB (Split System: Heat Pump with Remote Outdoor Unit-Air-Source) | 4A6V8036A1 |  |  | 4TXCB006DS3 | S9V2B080U3PSB+RP | 36000 | 18 |  | 12.5 | 10 |  | 33000 | 26600 | 80.61% | [8 empty] | Residential | 750 | No | 3
10510998 | Central Heat Pump | AMERICAN STANDARD | HRCU-A-CB (Split System: Heat Pump with Remote Outdoor Unit-Air-Source) | 4A6V8036A1 |  |  | 4TXCC005DS3 | S9V2C100U4PSB+RP | 34800 | 18 |  | 12.5 | 10 |  | 32000 | 26000 | 81.25% | [8 empty] | Residential | 725 | No | 2.9
10511000 | Central Heat Pump | AMERICAN STANDARD | HRCU-A-CB (Split System: Heat Pump with Remote Outdoor Unit-Air-Source) | 4A6V8036A1 |  |  | 4TXCC007DS3 | S9V2C100U4PSB+RP | 36000 | 18 |  | 12.5 | 10 |  | 32800 | 26200 | 79.88% | [8 empty] | Residential | 750 | No | 3
10511011 | Central Heat Pump | AMERICAN STANDARD | HRCU-A-CB (Split System: Heat Pump with Remote Outdoor Unit-Air-Source) | 4A6V8037A1 |  |  | 4PX*BU36BS3 | S9V2B060U3PSB+RP | 35200 | 18 |  | 12.5 | 10 |  | 32400 | 26200 | 80.86% | [8 empty] | Residential | 732.5 | No | 2.93
10511012 | Central Heat Pump | AMERICAN STANDARD | HRCU-A-CB (Split System: Heat Pump with Remote Outdoor Unit-Air-Source) | 4A6V8037A1 |  |  | 4PX*BU36BS3 | S9V2B060U4PSB+RP | 35200 | 18 |  | 12.5 | 10 |  | 32200 | 26000 | 80.75% | [8 empty] | Residential | 732.5 | No | 2.93
10511013 | Central Heat Pump | AMERICAN STANDARD | HRCU-A-CB (Split System: Heat Pump with Remote Outdoor Unit-Air-Source) | 4A6V8037A1 |  |  | 4PX*BU36BS3 | S9V2B080U3PSB+RP | 34800 | 18 |  | 12.5 | 10 |  | 32200 | 26000 | 80.75% | [8 empty] | Residential | 725 | No | 2.9
10511014 | Central Heat Pump | AMERICAN STANDARD | HRCU-A-CB (Split System: Heat Pump with Remote Outdoor Unit-Air-Source) | 4A6V8037A1 |  |  | 4PX*BU36BS3 | S9V2B080U4PSB+RP | 35200 | 18 |  | 12.5 | 10 |  | 32400 | 26000 | 80.25% | [8 empty] | Residential | 732.5 | No | 2.93
10511015 | Central Heat Pump | AMERICAN STANDARD | HRCU-A-CB (Split System: Heat Pump with Remote Outdoor Unit-Air-Source) | 4A6V8037A1 |  |  | 4PX*BU36BS3 | S9V2B040U3PSB+RP | 35200 | 18 |  | 12.5 | 10 |  | 32400 | 26200 | 80.86% | [8 empty] | Residential | 732.5 | No | 2.93
205572573 | Central Heat Pump | MRCOOL | HRCU-A-CB (Split System: Heat Pump with Remote Outdoor Unit-Air-Source) | MDUO18024036 |  |  | MDUI18024 |  | 24000 | 20 |  | 12.5 | 10.5 |  | 24000 | 16300 | 67.92% | [8 empty] | Residential | 500 | No | 2
208447887 | Central Heat Pump | CARRIER | HRCU-A-CB (Split System: Heat Pump with Remote Outdoor Unit-Air-Source) | 38MURAQ24AB3 |  |  | 40MUAAQ24XA3 |  | 24000 | 20 |  | 12.5 | 12 |  | 24000 | 19200 | 80% | 24000 | 17.4 | 11.7 | 10 | 24000 | 22600 | 94.17% | 1.91 | Residential | 500 | Yes | 2 | Both
209852178 | Central Heat Pump | CARRIER | HRCU-A-CB (Split System: Heat Pump with Remote Outdoor Unit-Air-Source) | 38MAQB24R--3 |  |  | 40MBAAQ24XA3 |  | 20800 | 20 |  | 12.5 | 10 |  | 29000 | 17500 | 60.34% | [8 empty] | Residential | 432.5 | No | 1.73
207826660 | Central Heat Pump | CARRIER | HRCU-A-CB (Split System: Heat Pump with Remote Outdoor Unit-Air-Source) | 38MARBQ24AA3 |  |  | 40MBABQ24XB3 |  | 23000 | 21 |  | 12.5 | 11.6 |  | 26000 | 16900 | 65% | 23000 | 18.4 | 11.7 | 9.3 | 26000 | 21200 | 81.54% | 1.9 | Residential | 480 | Yes | 1.92 | Both
208447885 | Central Heat Pump | CARRIER | HRCU-A-CB (Split System: Heat Pump with Remote Outdoor Unit-Air-Source) | 38MURAQ18AB3 |  |  | 40MUAAQ18XA3 |  | 18000 | 20 |  | 12.5 | 11 |  | 19000 | 13500 | 71.05% | 18000 | 18 | 12.4 | 9.3 | 19000 | 16500 | 86.84% | 2.04 | Residential | 375 | Yes | 1.5 | Both
208497406 | Central Heat Pump | CARRIER | HRCU-A-CB (Split System: Heat Pump with Remote Outdoor Unit-Air-Source) | 38MARBQ24AA3 |  |  | 40MBAAQ24XA3 |  | 22000 | 20 |  | 12.5 | 11.6 |  | 27000 | 16500 | 61.11% | [8 empty] | Residential | 457.5 | No | 1.83
207826659 | Central Heat Pump | CARRIER | HRCU-A-CB (Split System: Heat Pump with Remote Outdoor Unit-Air-Source) | 38MARBQ18AA3 |  |  | 40MBABQ18XB3 |  | 18000 | 20 |  | 12.5 | 10.8 |  | 19000 | 15400 | 81.05% | 18000 | 17.6 | 11.7 | 9.6 | 19000 | 17000 | 89.47% | 2 | Residential | 375 | Yes | 1.5 | Both
209865025 | Central Heat Pump | CTMorley | HRCU-A-CB (Split System: Heat Pump with Remote Outdoor Unit-Air-Source) | MOU-A24VH-4 |  |  | MIU-A24V-4 |  | 24000 | 20 |  | 12.5 | 12 |  | 24000 | 19200 | 80% | 24000 | 17.4 | 11.7 | 10 | 24000 | 22600 | 94.17% | 1.91 | Residential | 500 | Yes | 2 | Both
209865024 | Central Heat Pump | CTMorley | HRCU-A-CB (Split System: Heat Pump with Remote Outdoor Unit-Air-Source) | MOU-A18VH-4 |  |  | MIU-A18V-4 |  | 18000 | 20 |  | 12.5 | 11 |  | 19000 | 13500 | 71.05% | 18000 | 18 | 12.4 | 9.3 | 19000 | 16500 | 86.84% | 2.04 | Residential | 375 | Yes | 1.5 | Both
209941060 | Central Heat Pump | GE | HRCU-A-CB (Split System: Heat Pump with Remote Outdoor Unit-Air-Source) | NS18H36MA4-** |  |  | NCHC30AT4 | NF80U045S3A-* | 24000 | 18.5 |  | 13 | 10 |  | 24000 | 15200 | 63.33% | 24000 | 19 | 12.3 | 8.5 | 24000 |  |  |  | Residential | 500 | No | 2
209941067 | Central Heat Pump | GE | HRCU-A-CB (Split System: Heat Pump with Remote Outdoor Unit-Air-Source) | NS18H36MA4-** |  |  | NCHC30AT4 | NF80X060S3A-* | 24000 | 19.5 |  | 13 | 10 |  | 24000 | 15100 | 62.92% | 24000 | 19 | 12.3 | 8.5 | 24000 |  |  |  | Residential | 500 | No | 2
209941080 | Central Heat Pump | GE | HRCU-A-CB (Split System: Heat Pump with Remote Outdoor Unit-Air-Source) | NS18H36MA4-** |  |  | NCHC30BT4 | NF80U070S3B-* | 24000 | 18.5 |  | 13 | 10 |  | 24000 | 15300 | 63.75% | 24000 | 19 | 12.3 | 8.5 | 24000 |  |  |  | Residential | 500 | No | 2
209941130 | Central Heat Pump | GE | HRCU-A-CB (Split System: Heat Pump with Remote Outdoor Unit-Air-Source) | NS18H36MA4-** |  |  | NCHC30AT4 | NF80U045T3A-* | 23800 | 20 |  | 13 | 10 |  | 24000 | 15200 | 63.33% | 23800 | 19 | 12.3 | 8.5 | 24000 |  |  |  | Residential | 495 | No | 1.98
209941134 | Central Heat Pump | GE | HRCU-A-CB (Split System: Heat Pump with Remote Outdoor Unit-Air-Source) | NS18H36MA4-** |  |  | NCUU30AP4+TXV | NF80U070T3A-* | 24000 | 19.5 |  | 13 | 10 |  | 24000 | 15400 | 64.17% | 24000 | 19 | 12.3 | 8.1 | 24000 |  |  |  | Residential | 500 | No | 2
209941136 | Central Heat Pump | GE | HRCU-A-CB (Split System: Heat Pump with Remote Outdoor Unit-Air-Source) | NS18H36MA4-** |  |  | NCUC30AT4 | NF80U070T3A-* | 24000 | 19.5 |  | 13 | 10 |  | 24000 | 15400 | 64.17% | 24000 | 19 | 12.3 | 8.1 | 24000 |  |  |  | Residential | 500 | No | 2
209941137 | Central Heat Pump | GE | HRCU-A-CB (Split System: Heat Pump with Remote Outdoor Unit-Air-Source) | NS18H36MA4-** |  |  | NCHC30AT4 | NF80U070T3A-* | 24000 | 20 |  | 13 | 10 |  | 24000 | 15100 | 62.92% | 24000 | 19 | 12.3 | 8.5 | 24000 |  |  |  | Residential | 500 | No | 2
209941223 | Central Heat Pump | GE | HRCU-A-CB (Split System: Heat Pump with Remote Outdoor Unit-Air-Source) | NS18H36MA4-** |  |  | NCHC30BT4 | NF96U070S3B-* | 24000 | 18.5 |  | 13 | 10 |  | 24000 | 15300 | 63.75% | 24000 | 18.5 | 12.3 | 8.5 | 24000 |  |  |  | Residential | 500 | No | 2
209941250 | Central Heat Pump | GE | HRCU-A-CB (Split System: Heat Pump with Remote Outdoor Unit-Air-Source) | NS18H36MA4-** |  |  | NCUU30BP4+TXV | NF96U070V3B-* | 23800 | 20 |  | 13 | 10 |  | 24000 | 15400 | 64.17% | 23800 | 19 | 12.3 | 8.1 | 24000 |  |  |  | Residential | 495 | No | 1.98
209941252 | Central Heat Pump | GE | HRCU-A-CB (Split System: Heat Pump with Remote Outdoor Unit-Air-Source) | NS18H36MA4-** |  |  | NCUC30BT4 | NF96U070V3B-* | 23800 | 20 |  | 13 | 10 |  | 24000 | 15400 | 64.17% | 23800 | 19 | 12.3 | 8.1 | 24000 |  |  |  | Residential | 495 | No | 1.98
205272337 | Central Heat Pump | CARRIER | HRCU-A-CB (Split System: Heat Pump with Remote Outdoor Unit-Air-Source) | 25VNA424A*030* |  |  | CNPV*3621AL*+UI | 59MN7B080C21**20 | 23400 | 22 |  | 14 | 11 |  | 24000 | 24400 | 101.7% | [8 empty] | Residential | 487.5 | No | 1.95
205272338 | Central Heat Pump | CARRIER | HRCU-A-CB (Split System: Heat Pump with Remote Outdoor Unit-Air-Source) | 25VNA424A*030* |  |  | CNPV*3621AL*+UI | 59MN7B100C21**22 | 23400 | 22 |  | 14 | 11 |  | 24000 | 24400 | 101.7% | [8 empty] | Residential | 487.5 | No | 1.95
205272339 | Central Heat Pump | CARRIER | HRCU-A-CB (Split System: Heat Pump with Remote Outdoor Unit-Air-Source) | 25VNA424A*030* |  |  | CNPV*3621AL*+UI | 58TN*A090C17**16 | 23400 | 22 |  | 14 | 11 |  | 24000 | 24200 | 100.8% | [8 empty] | Residential | 487.5 | No | 1.95
205272340 | Central Heat Pump | CARRIER | HRCU-A-CB (Split System: Heat Pump with Remote Outdoor Unit-Air-Source) | 25VNA424A*030* |  |  | CNPV*3621AL*+UI | 58TN*A110C21**20 | 23400 | 22 |  | 14 | 11 |  | 24000 | 24200 | 100.8% | [8 empty] | Residential | 487.5 | No | 1.95
205272341 | Central Heat Pump | CARRIER | HRCU-A-CB (Split System: Heat Pump with Remote Outdoor Unit-Air-Source) | 25VNA424A*030* |  |  | CNPV*4217AL*+UI | 59MN7B060C17**14 | 23400 | 21 |  | 13 | 11 |  | 24000 | 24400 | 101.7% | [8 empty] | Residential | 487.5 | No | 1.95
205272342 | Central Heat Pump | CARRIER | HRCU-A-CB (Split System: Heat Pump with Remote Outdoor Unit-Air-Source) | 25VNA424A*030* |  |  | CNPV*4217AL*+UI | 59MN7B080C17**14 | 23400 | 21 |  | 13 | 11 |  | 24000 | 24400 | 101.7% | [8 empty] | Residential | 487.5 | No | 1.95
205272343 | Central Heat Pump | CARRIER | HRCU-A-CB (Split System: Heat Pump with Remote Outdoor Unit-Air-Source) | 25VNA424A*030* |  |  | CNPV*4217AL*+UI | 58TN*A070C14**12 | 23400 | 22 |  | 14 | 11 |  | 24000 | 24200 | 100.8% | [8 empty] | Residential | 487.5 | No | 1.95
205272344 | Central Heat Pump | CARRIER | HRCU-A-CB (Split System: Heat Pump with Remote Outdoor Unit-Air-Source) | 25VNA424A*030* |  |  | CNPV*4217AL*+UI | 58TN*A090C17**16 | 23400 | 22 |  | 14 | 11 |  | 24000 | 24200 | 100.8% | [8 empty] | Residential | 487.5 | No | 1.95
205272345 | Central Heat Pump | CARRIER | HRCU-A-CB (Split System: Heat Pump with Remote Outdoor Unit-Air-Source) | 25VNA424A*030* |  |  | CNPV*4221AL*+UI | 59MN7B060C17**14 | 23400 | 21 |  | 13 | 11 |  | 24000 | 24400 | 101.7% | [8 empty] | Residential | 487.5 | No | 1.95
207826610 | Central Heat Pump | SMART COMFORT | HRCU-A-CB (Split System: Heat Pump with Remote Outdoor Unit-Air-Source) | DLCSRBH24AAK |  |  | DLFSABH24XBK |  | 23000 | 21 |  | 12.5 | 11.6 |  | 26000 | 16900 | 65% | 23000 | 18.4 | 11.7 | 9.3 | 26000 | 21200 | 81.54% | 1.9 | Residential | 480 | Yes | 1.92 | Both
207826611 | Central Heat Pump | SMART COMFORT | HRCU-A-CB (Split System: Heat Pump with Remote Outdoor Unit-Air-Source) | DLCSRBH18AAK |  |  | DLFSABH18XBK |  | 18000 | 20 |  | 12.5 | 10.8 |  | 19000 | 15400 | 81.05% | 18000 | 17.6 | 11.7 | 9.6 | 19000 | 17000 | 89.47% | 2 | Residential | 375 | Yes | 1.5 | Both
209852125 | Central Heat Pump | SMART COMFORT | HRCU-A-CB (Split System: Heat Pump with Remote Outdoor Unit-Air-Source) | DLCURAH24ABK |  |  | DLFUAAH24XAK |  | 24000 | 20 |  | 12.5 | 12 |  | 24000 | 19200 | 80% | 24000 | 17.4 | 11.7 | 10 | 24000 | 22600 | 94.17% | 1.91 | Residential | 500 | Yes | 2 | Both
208497419 | Central Heat Pump | SMART COMFORT | HRCU-A-CB (Split System: Heat Pump with Remote Outdoor Unit-Air-Source) | DLCSRBH24AAK |  |  | DLFSAAH24XAK |  | 22000 | 20 |  | 12.5 | 11.6 |  | 27000 | 16500 | 61.11% | [8 empty] | Residential | 457.5 | No | 1.83
209852124 | Central Heat Pump | SMART COMFORT | HRCU-A-CB (Split System: Heat Pump with Remote Outdoor Unit-Air-Source) | DLCURAH18ABK |  |  | DLFUAAH18XAK |  | 18000 | 20 |  | 12.5 | 11 |  | 19000 | 13500 | 71.05% | 18000 | 18 | 12.4 | 9.3 | 19000 | 16500 | 86.84% | 2.04 | Residential | 375 | Yes | 1.5 | Both
208101243 | Central Heat Pump | BLUERIDGE | HRCU-A-CB (Split System: Heat Pump with Remote Outdoor Unit-Air-Source) | BMAH2420C |  |  | BMAH2420I |  | 24000 | 20 |  | 12.5 | 12 |  | 24000 | 19200 | 80% | 24000 | 17.4 | 11.7 | 10 | 24000 | 22600 | 94.17% | 1.91 | Residential | 500 | Yes | 2 | Both
208101242 | Central Heat Pump | BLUERIDGE | HRCU-A-CB (Split System: Heat Pump with Remote Outdoor Unit-Air-Source) | BMAH1820C |  |  | BMAH1820I |  | 18000 | 20 |  | 12.5 | 11 |  | 19000 | 13500 | 71.05% | 18000 | 18 | 12.4 | 9.3 | 19000 | 16500 | 86.84% | 2.04 | Residential | 375 | Yes | 1.5 | Both
208127840 | Central Heat Pump | Frigidaire | HRCU-A-CB (Split System: Heat Pump with Remote Outdoor Unit-Air-Source) | GXH24-36MSK4DH |  |  | GMH24-**MSK4DH1 |  | 24000 | 20 |  | 12.5 | 10.5 |  | 24000 | 16000 | 66.67% | 24000 | 17 | 12 | 9 | 24000 | 22000 | 91.67% | 1.8 | Residential | 500 | Yes | 2 | Yes
208127839 | Central Heat Pump | Frigidaire | HRCU-A-CB (Split System: Heat Pump with Remote Outdoor Unit-Air-Source) | GXH24-36MSK4DH |  |  | GMH24-**MSK4DH |  | 24000 | 20 |  | 12.5 | 10.5 |  | 24000 | 16300 | 67.92% | [8 empty] | Residential | 500 | No | 2
205886882 | Central Heat Pump | GOODMAN | HRCU-A-CB (Split System: Heat Pump with Remote Outdoor Unit-Air-Source) | GVZC200481A* |  |  | CSCF4860N6D*+MBVC2000**-1A*+TXV |  | 45000 | 20 |  | 12.5 | 10 |  | 45000 | 26600 | 59.11% | [8 empty] | Residential | 937.5 | No | 3.75
205886888 | Central Heat Pump | GOODMAN | HRCU-A-CB (Split System: Heat Pump with Remote Outdoor Unit-Air-Source) | GVZC200481A* |  |  | CA*F4860*6D*+MBVC2001**-1A*+TXV |  | 45000 | 19.5 |  | 12.5 | 10 |  | 45000 | 26600 | 59.11% | [8 empty] | Residential | 937.5 | No | 3.75
205886890 | Central Heat Pump | GOODMAN | HRCU-A-CB (Split System: Heat Pump with Remote Outdoor Unit-Air-Source) | GVZC200481A* |  |  | CHPF4860D6D*+MBVC2001**-1A*+TXV |  | 45000 | 20 |  | 12.5 | 10 |  | 45000 | 26600 | 59.11% | [8 empty] | Residential | 937.5 | No | 3.75
205886892 | Central Heat Pump | GOODMAN | HRCU-A-CB (Split System: Heat Pump with Remote Outdoor Unit-Air-Source) | GVZC200481A* |  |  | CSCF4860N6D*+MBVC2001**-1A*+TXV |  | 45000 | 20 |  | 12.5 | 10 |  | 45000 | 26600 | 59.11% | [8 empty] | Residential | 937.5 | No | 3.75
205886893 | Central Heat Pump | GOODMAN | HRCU-A-CB (Split System: Heat Pump with Remote Outdoor Unit-Air-Source) | GVZC200481A* |  |  | CA*F4961*6D*+TXV | G*VM970804CNB* | 46000 | 19.5 |  | 12.5 | 10 |  | 45500 | 27800 | 61.1% | [8 empty] | Residential | 957.5 | No | 3.83
205886895 | Central Heat Pump | GOODMAN | HRCU-A-CB (Split System: Heat Pump with Remote Outdoor Unit-Air-Source) | GVZC200481A* |  |  | CA*F4961*6D*+TXV | G*VM971205DNB* | 46000 | 19.5 |  | 12.5 | 10 |  | 46000 | 27800 | 60.43% | [8 empty] | Residential | 957.5 | No | 3.83
205886896 | Central Heat Pump | GOODMAN | HRCU-A-CB (Split System: Heat Pump with Remote Outdoor Unit-Air-Source) | GVZC200481A* |  |  | CA*F4961*6D*+MBVC1600**-1A*+TXV |  | 46500 | 20 |  | 12.5 | 10 |  | 45500 | 26800 | 58.9% | [8 empty] | Residential | 970 | No | 3.88
205886898 | Central Heat Pump | GOODMAN | HRCU-A-CB (Split System: Heat Pump with Remote Outdoor Unit-Air-Source) | GVZC200481A* |  |  | CA*F4961*6D*+TXV | G*VS800805CUA* | 45500 | 19.5 |  | 12.5 | 10 |  | 45500 | 27200 | 59.78% | [8 empty] | Residential | 947.5 | No | 3.79
205886900 | Central Heat Pump | GOODMAN | HRCU-A-CB (Split System: Heat Pump with Remote Outdoor Unit-Air-Source) | GVZC200481A* |  |  | CHPF4860D6D*+MBVC2000**-1A*+TXV |  | 45000 | 20 |  | 12.5 | 10 |  | 45000 | 26600 | 59.11% | [8 empty] | Residential | 937.5 | No | 3.75
205886901 | Central Heat Pump | GOODMAN | HRCU-A-CB (Split System: Heat Pump with Remote Outdoor Unit-Air-Source) | GVZC200481A* |  |  | CA*F4961*6D*+MBVC1601**-1A*+TXV |  | 46500 | 20 |  | 12.5 | 10 |  | 45500 | 26800 | 58.9% | [8 empty] | Residential | 970 | No | 3.88
201808921 | Central Heat Pump | TRANE | HRCU-A-CB (Split System: Heat Pump with Remote Outdoor Unit-Air-Source) | 4TWV8037A1 |  |  | 4TXCC007DS3 | S9V2C100U4VSA+RP | 36000 | 18 |  | 13 | 10 |  | 33000 | 26400 | 80% | [8 empty] | Residential | 750 | No | 3
201808939 | Central Heat Pump | TRANE | HRCU-A-CB (Split System: Heat Pump with Remote Outdoor Unit-Air-Source) | 4TWV8048A1 |  |  | 4PX*DU60BS3 | S9V2D120U5VSA+RP | 48000 | 18 |  | 12.5 | 10 |  | 45000 | 37200 | 82.67% | [8 empty] | Residential | 1000 | No | 4
201808953 | Central Heat Pump | TRANE | HRCU-A-CB (Split System: Heat Pump with Remote Outdoor Unit-Air-Source) | 4TWV8048A1 |  |  | 4TXCD010DS3 | S9V2D120U5VSA+RP | 48000 | 18 |  | 12.5 | 10 |  | 45000 | 37200 | 82.67% | [8 empty] | Residential | 1000 | No | 4
204780356 | Central Heat Pump | TRANE | HRCU-A-CB (Split System: Heat Pump with Remote Outdoor Unit-Air-Source) | 4TWV0036A1 |  |  | 4PX*BU36BS3 | P0V0B000M40SA+RP | 35000 | 20 |  | 12.5 | 10 |  | 30800 | 25600 | 83.12% | [8 empty] | Residential | 730 | No | 2.92
204780358 | Central Heat Pump | TRANE | HRCU-A-CB (Split System: Heat Pump with Remote Outdoor Unit-Air-Source) | 4TWV0036A1 |  |  | 4PX*BU42BS3 | P0V0B000M40SA+RP | 36200 | 20.5 |  | 13 | 10 |  | 32000 | 26200 | 81.88% | [8 empty] | Residential | 755 | No | 3.02
204780362 | Central Heat Pump | TRANE | HRCU-A-CB (Split System: Heat Pump with Remote Outdoor Unit-Air-Source) | 4TWV0036A1 |  |  | 4TXCB004DS3 | P0V0B000M40SA+RP | 35000 | 20.5 |  | 12.5 | 10 |  | 30800 | 25600 | 83.12% | [8 empty] | Residential | 730 | No | 2.92
204780402 | Central Heat Pump | TRANE | HRCU-A-CB (Split System: Heat Pump with Remote Outdoor Unit-Air-Source) | 4TWV8036A1 |  |  | 4PX*BU42BS3 | P0V0B000M40SA+RP | 35800 | 18 |  | 12.5 | 10 |  | 31600 | 26000 | 82.28% | [8 empty] | Residential | 745 | No | 2.98
204780415 | Central Heat Pump | TRANE | HRCU-A-CB (Split System: Heat Pump with Remote Outdoor Unit-Air-Source) | 4TWV8037A1 |  |  | 4PX*BU36BS3 | P0V0B000M40SA+RP | 35000 | 18 |  | 12.5 | 10 |  | 30800 | 25600 | 83.12% | [8 empty] | Residential | 730 | No | 2.92
204780418 | Central Heat Pump | TRANE | HRCU-A-CB (Split System: Heat Pump with Remote Outdoor Unit-Air-Source) | 4TWV8037A1 |  |  | 4PX*BU42BS3 | P0V0B000M40SA+RP | 36200 | 18 |  | 12.5 | 10 |  | 32000 | 26200 | 81.88% | [8 empty] | Residential | 755 | No | 3.02
204780422 | Central Heat Pump | TRANE | HRCU-A-CB (Split System: Heat Pump with Remote Outdoor Unit-Air-Source) | 4TWV8037A1 |  |  | 4TXCB004DS3 | P0V0B000M40SA+RP | 35000 | 18 |  | 12.5 | 10 |  | 30800 | 25400 | 82.47% | [8 empty] | Residential | 730 | No | 2.92
209941283 | Central Heat Pump | GE | HRCU-A-CB (Split System: Heat Pump with Remote Outdoor Unit-Air-Source) | NS18H36MA4-** |  |  | NAM30E1TA4-** |  | 24000 | 18 |  | 13 | 10 |  | 24000 | 15600 | 65% | 24200 | 18.5 | 12.3 | 8.5 | 24000 |  |  |  | Residential | 505 | No | 2.02
209941284 | Central Heat Pump | GE | HRCU-A-CB (Split System: Heat Pump with Remote Outdoor Unit-Air-Source) | NS18H36MA4-** |  |  | NAM18V1TA4-** |  | 23800 | 20 |  | 13 | 10 |  | 24000 | 15000 | 62.5% | 23600 | 19 | 12.3 | 8.5 | 24000 |  |  |  | Residential | 492.5 | No | 1.97
209941285 | Central Heat Pump | GE | HRCU-A-CB (Split System: Heat Pump with Remote Outdoor Unit-Air-Source) | NS18H36MA4-** |  |  | NAM24V1TA4-** |  | 23800 | 20 |  | 13 | 10 |  | 24000 | 15900 | 66.25% | 23800 | 19 | 12.3 | 8.1 | 24000 |  |  |  | Residential | 495 | No | 1.98
209941314 | Central Heat Pump | GE | HRCU-A-CB (Split System: Heat Pump with Remote Outdoor Unit-Air-Source) | NS18H36MA4-** |  |  | NCHC30BT4 | NF96U045V3B-* | 24000 | 20 |  | 13 | 10 |  | 24000 | 15300 | 63.75% | 24000 | 19 | 12.3 | 8.5 | 24000 |  |  |  | Residential | 500 | No | 2
209941315 | Central Heat Pump | GE | HRCU-A-CB (Split System: Heat Pump with Remote Outdoor Unit-Air-Source) | NS18H36MA4-** |  |  | NCHC30BT4 | NF96U070V3B-* | 24000 | 20 |  | 13 | 10 |  | 24000 | 15300 | 63.75% | 24000 | 19 | 12.3 | 8.5 | 24000 |  |  |  | Residential | 500 | No | 2
209941316 | Central Heat Pump | GE | HRCU-A-CB (Split System: Heat Pump with Remote Outdoor Unit-Air-Source) | NS18H36MA4-** |  |  | NAM30V1TA4-** |  | 24000 | 20 |  | 13 | 10 |  | 24000 | 15600 | 65% | 24000 | 19 | 12.3 | 8.5 | 24000 |  |  |  | Residential | 500 | No | 2
209852037 | Central Heat Pump | ARCOAIRE | HRCU-A-CB (Split System: Heat Pump with Remote Outdoor Unit-Air-Source) | DLCURAH24ABK |  |  | DLFUAAH24XAK |  | 24000 | 20 |  | 12.5 | 12 |  | 24000 | 19200 | 80% | 24000 | 17.4 | 11.7 | 10 | 24000 | 22600 | 94.17% | 1.91 | Residential | 500 | Yes | 2 | Both
207826594 | Central Heat Pump | ARCOAIRE | HRCU-A-CB (Split System: Heat Pump with Remote Outdoor Unit-Air-Source) | DLCSRBH24AAK |  |  | DLFSABH24XBK |  | 23000 | 21 |  | 12.5 | 11.6 |  | 26000 | 16900 | 65% | 23000 | 18.4 | 11.7 | 9.3 | 26000 | 21200 | 81.54% | 1.9 | Residential | 480 | Yes | 1.92 | Both
209852036 | Central Heat Pump | ARCOAIRE | HRCU-A-CB (Split System: Heat Pump with Remote Outdoor Unit-Air-Source) | DLCURAH18ABK |  |  | DLFUAAH18XAK |  | 18000 | 20 |  | 12.5 | 11 |  | 19000 | 13500 | 71.05% | 18000 | 18 | 12.4 | 9.3 | 19000 | 16500 | 86.84% | 2.04 | Residential | 375 | Yes | 1.5 | Both
208497411 | Central Heat Pump | ARCOAIRE | HRCU-A-CB (Split System: Heat Pump with Remote Outdoor Unit-Air-Source) | DLCSRBH24AAK |  |  | DLFSAAH24XAK |  | 22000 | 20 |  | 12.5 | 11.6 |  | 27000 | 16500 | 61.11% | [8 empty] | Residential | 457.5 | No | 1.83
205274124 | Central Heat Pump | BRYANT HEATING AND COOLING SYSTEMS | HRCU-A-CB (Split System: Heat Pump with Remote Outdoor Unit-Air-Source) | 284ANV036*0**A* |  |  | CSPH*3612AL*+UI | 987MB60080C21*** | 33600 | 20 |  | 12.5 | 10 |  | 32800 | 32000 | 97.56% | [8 empty] | Residential | 700 | No | 2.8
205274125 | Central Heat Pump | BRYANT HEATING AND COOLING SYSTEMS | HRCU-A-CB (Split System: Heat Pump with Remote Outdoor Unit-Air-Source) | 284ANV036*0**A* |  |  | CSPH*3612AL*+UI | 987MB66100C21*** | 33800 | 20 |  | 12.5 | 10 |  | 32600 | 31800 | 97.55% | [8 empty] | Residential | 705 | No | 2.82
205274126 | Central Heat Pump | BRYANT HEATING AND COOLING SYSTEMS | HRCU-A-CB (Split System: Heat Pump with Remote Outdoor Unit-Air-Source) | 284ANV036*0**A* |  |  | CSPH*3612AL*+UI | 987MB66120C24*** | 33600 | 20 |  | 12.5 | 10 |  | 32800 | 32000 | 97.56% | [8 empty] | Residential | 700 | No | 2.8
205274127 | Central Heat Pump | BRYANT HEATING AND COOLING SYSTEMS | HRCU-A-CB (Split System: Heat Pump with Remote Outdoor Unit-Air-Source) | 284ANV036*0**A* |  |  | CSPH*3612AL*+UI | 986TC60080C21*** | 33600 | 20 |  | 12.5 | 10 |  | 32800 | 32000 | 97.56% | [8 empty] | Residential | 700 | No | 2.8
205274128 | Central Heat Pump | BRYANT HEATING AND COOLING SYSTEMS | HRCU-A-CB (Split System: Heat Pump with Remote Outdoor Unit-Air-Source) | 284ANV036*0**A* |  |  | CSPH*3612AL*+UI | 986TC66100C21*** | 33800 | 20 |  | 12.5 | 10 |  | 32600 | 31800 | 97.55% | [8 empty] | Residential | 705 | No | 2.82
205274130 | Central Heat Pump | BRYANT HEATING AND COOLING SYSTEMS | HRCU-A-CB (Split System: Heat Pump with Remote Outdoor Unit-Air-Source) | 284ANV036*0**A* |  |  | CSPH*3612AL*+UI | 88*TA48090C17*** | 33800 | 20.5 |  | 12.5 | 10.5 |  | 32200 | 31400 | 97.52% | [8 empty] | Residential | 705 | No | 2.82
205274131 | Central Heat Pump | BRYANT HEATING AND COOLING SYSTEMS | HRCU-A-CB (Split System: Heat Pump with Remote Outdoor Unit-Air-Source) | 284ANV036*0**A* |  |  | CSPH*3612AL*+UI | 88*TA60110C21*** | 33800 | 20.5 |  | 12.5 | 10.5 |  | 32200 | 31400 | 97.52% | [8 empty] | Residential | 705 | No | 2.82
205274135 | Central Heat Pump | BRYANT HEATING AND COOLING SYSTEMS | HRCU-A-CB (Split System: Heat Pump with Remote Outdoor Unit-Air-Source) | 284ANV036*0**A* |  |  | CSPH*4212AL*+UI | 88*TA60070C21*** | 33800 | 20 |  | 12.5 | 10.5 |  | 35600 | 33600 | 94.38% | [8 empty] | Residential | 705 | No | 2.82
205274136 | Central Heat Pump | BRYANT HEATING AND COOLING SYSTEMS | HRCU-A-CB (Split System: Heat Pump with Remote Outdoor Unit-Air-Source) | 284ANV036*0**A* |  |  | CSPH*4212AL*+UI | 88*TA60090C21*** | 34000 | 20.5 |  | 12.5 | 10.5 |  | 35400 | 33400 | 94.35% | [8 empty] | Residential | 707.5 | No | 2.83
207436356 | Central Heat Pump | LENNOX | HRCU-A-CB (Split System: Heat Pump with Remote Outdoor Unit-Air-Source) | SL25XPV-036-230A** |  |  | CH35-48B+TDR+TXV | EL296UH070XV36B* | 34600 | 21.5 |  | 13.5 | 10.6 |  | 34600 | 31400 | 90.75% | 33800 | 21.8 | 13.3 | 8.8 | 34600 | 26200 | 75.72% | 1.82 | Residential | 705 | Yes | 2.82 | Yes
207436357 | Central Heat Pump | LENNOX | HRCU-A-CB (Split System: Heat Pump with Remote Outdoor Unit-Air-Source) | SL25XPV-036-230A** |  |  | CH35-48B+TDR+TXV | SL280UH080NV48B* | 34800 | 22.5 |  | 14.5 | 10.6 |  | 34400 | 31000 | 90.12% | 33800 | 21.4 | 13.4 | 8.8 | 34400 | 26000 | 75.58% | 1.84 | Residential | 705 | Yes | 2.82 | Yes
207436358 | Central Heat Pump | LENNOX | HRCU-A-CB (Split System: Heat Pump with Remote Outdoor Unit-Air-Source) | SL25XPV-036-230A** |  |  | CH35-48B+TDR+TXV | SL280UH090V36B* | 34800 | 22 |  | 14 | 10.6 |  | 34400 | 31000 | 90.12% | 34000 | 22.2 | 13.5 | 8.8 | 34400 | 26000 | 75.58% | 1.84 | Residential | 707.5 | Yes | 2.83 | Yes
207436359 | Central Heat Pump | LENNOX | HRCU-A-CB (Split System: Heat Pump with Remote Outdoor Unit-Air-Source) | SL25XPV-036-230A** |  |  | CH35-48B+TDR+TXV | SL280UH090V48B* | 34800 | 21.5 |  | 14 | 10.6 |  | 34400 | 31200 | 90.7% | 34000 | 22 | 13.5 | 8.8 | 34400 | 25800 | 75% | 1.84 | Residential | 707.5 | Yes | 2.83 | Yes
207436360 | Central Heat Pump | LENNOX | HRCU-A-CB (Split System: Heat Pump with Remote Outdoor Unit-Air-Source) | SL25XPV-036-230A** |  |  | CH35-48B+TDR+TXV | SL280UH090XV48B* | 34800 | 21.5 |  | 14 | 10.6 |  | 34400 | 31200 | 90.7% | 34000 | 22 | 13.5 | 8.8 | 34400 | 25800 | 75% | 1.84 | Residential | 707.5 | Yes | 2.83 | Yes
207436361 | Central Heat Pump | LENNOX | HRCU-A-CB (Split System: Heat Pump with Remote Outdoor Unit-Air-Source) | SL25XPV-036-230A** |  |  | CH35-48B+TDR+TXV | SL297UH040NV36B* | 34600 | 22 |  | 14 | 10.6 |  | 34600 | 31200 | 90.17% | 33800 | 21.8 | 13.4 | 8.8 | 34600 | 26200 | 75.72% | 1.84 | Residential | 705 | Yes | 2.82 | Yes
207436362 | Central Heat Pump | LENNOX | HRCU-A-CB (Split System: Heat Pump with Remote Outdoor Unit-Air-Source) | SL25XPV-036-230A** |  |  | CH35-48B+TDR+TXV | SL297UH060NV36B* | 34600 | 21.5 |  | 13.5 | 10.6 |  | 34600 | 31400 | 90.75% | 33800 | 21.4 | 13.3 | 8.8 | 34600 | 26200 | 75.72% | 1.82 | Residential | 705 | Yes | 2.82 | Yes
207436363 | Central Heat Pump | LENNOX | HRCU-A-CB (Split System: Heat Pump with Remote Outdoor Unit-Air-Source) | SL25XPV-036-230A** |  |  | CH35-48B+TDR+TXV | SLP99UH070XV36B* | 34600 | 21.5 |  | 13.5 | 10.6 |  | 34600 | 31400 | 90.75% | 33800 | 21.8 | 13.3 | 8.8 | 34600 | 26200 | 75.72% | 1.82 | Residential | 705 | Yes | 2.82 | Yes
10570686 | Central Heat Pump | GOETTL | HRCU-A-CB (Split System: Heat Pump with Remote Outdoor Unit-Air-Source) | GSZC180361C* |  |  | CHPF4860D6D*+MBVC2000**-1A*+TXV |  | 35600 | 18.5 |  | 14 | 10 |  | 36000 | 23200 | 64.44% | [8 empty] | Residential | 742.5 | No | 2.97
10570791 | Central Heat Pump | GOETTL | HRCU-A-CB (Split System: Heat Pump with Remote Outdoor Unit-Air-Source) | ASZC180241C* |  |  | CA*F3137*6A*+MBVC1200**-1A*+TX |  | 23800 | 18 |  | 14 | 10 |  | 23000 | 14800 | 64.35% | [8 empty] | Residential | 495 | No | 1.98
10570841 | Central Heat Pump | GOETTL | HRCU-A-CB (Split System: Heat Pump with Remote Outdoor Unit-Air-Source) | ASZC180361C* |  |  | CA*F3743*6D*+MBVC1600**-1A*+TX |  | 34800 | 18 |  | 14 | 10 |  | 35000 | 22600 | 64.57% | [8 empty] | Residential | 725 | No | 2.9
10570842 | Central Heat Pump | GOETTL | HRCU-A-CB (Split System: Heat Pump with Remote Outdoor Unit-Air-Source) | ASZC180361C* |  |  | CA*F4961*6D*+MBVC1600**-1A*+TXV |  | 36000 | 18.5 |  | 14 | 10 |  | 36400 | 23000 | 63.19% | [8 empty] | Residential | 750 | No | 3
10570845 | Central Heat Pump | GOETTL | HRCU-A-CB (Split System: Heat Pump with Remote Outdoor Unit-Air-Source) | ASZC180361C* |  |  | CA*F4961*6D*+MBVC2000**-1A*+TXV |  | 36000 | 19 |  | 14 | 10 |  | 36600 | 23200 | 63.39% | [8 empty] | Residential | 750 | No | 3
10570847 | Central Heat Pump | GOETTL | HRCU-A-CB (Split System: Heat Pump with Remote Outdoor Unit-Air-Source) | ASZC180361C* |  |  | CHPF4860D6D*+MBVC2000**-1A*+TXV |  | 35600 | 18.5 |  | 14 | 10 |  | 36000 | 23200 | 64.44% | [8 empty] | Residential | 742.5 | No | 2.97
202760846 | Central Heat Pump | AIREASE | HRCU-A-CB (Split System: Heat Pump with Remote Outdoor Unit-Air-Source) | 4SHP20LX124P |  |  | BCE7S24M |  | 22600 | 20 |  | 14 | 10 |  | 22000 | 13600 | 61.82% | [8 empty] | Residential | 470 | No | 1.88
202760848 | Central Heat Pump | AIREASE | HRCU-A-CB (Split System: Heat Pump with Remote Outdoor Unit-Air-Source) | 4SHP20LX124P |  |  | BCE7S30M |  | 23000 | 19 |  | 14 | 10 |  | 21400 | 14000 | 65.42% | [8 empty] | Residential | 480 | No | 1.92
202760850 | Central Heat Pump | AIREASE | HRCU-A-CB (Split System: Heat Pump with Remote Outdoor Unit-Air-Source) | 4SHP20LX136P |  |  | BCE7S42M |  | 34800 | 20 |  | 13.5 | 10 |  | 33000 | 21400 | 64.85% | [8 empty] | Residential | 725 | No | 2.9
207256750 | Central Heat Pump | AIREASE | HRCU-A-CB (Split System: Heat Pump with Remote Outdoor Unit-Air-Source) | 4SHP20LX136P |  |  | BCE7S36M |  | 34000 | 20 |  | 13 | 10 |  | 32000 | 21400 | 66.88% | [8 empty] | Residential | 707.5 | No | 2.83
205272346 | Central Heat Pump | CARRIER | HRCU-A-CB (Split System: Heat Pump with Remote Outdoor Unit-Air-Source) | 25VNA424A*030* |  |  | CNPV*4221AL*+UI | 59MN7B080C17**14 | 23400 | 21 |  | 13 | 11 |  | 24000 | 24400 | 101.7% | [8 empty] | Residential | 487.5 | No | 1.95
205272347 | Central Heat Pump | CARRIER | HRCU-A-CB (Split System: Heat Pump with Remote Outdoor Unit-Air-Source) | 25VNA424A*030* |  |  | CNPV*4221AL*+UI | 59MN7B060C21**20 | 23400 | 21 |  | 13 | 11 |  | 24000 | 24400 | 101.7% | [8 empty] | Residential | 487.5 | No | 1.95
205272348 | Central Heat Pump | CARRIER | HRCU-A-CB (Split System: Heat Pump with Remote Outdoor Unit-Air-Source) | 25VNA424A*030* |  |  | CNPV*4221AL*+UI | 59MN7B080C21**20 | 23400 | 22 |  | 14 | 11 |  | 24000 | 24200 | 100.8% | [8 empty] | Residential | 487.5 | No | 1.95
205272349 | Central Heat Pump | CARRIER | HRCU-A-CB (Split System: Heat Pump with Remote Outdoor Unit-Air-Source) | 25VNA424A*030* |  |  | CNPV*4221AL*+UI | 59MN7B100C21**22 | 23400 | 22 |  | 14 | 11 |  | 24000 | 24200 | 100.8% | [8 empty] | Residential | 487.5 | No | 1.95
205272350 | Central Heat Pump | CARRIER | HRCU-A-CB (Split System: Heat Pump with Remote Outdoor Unit-Air-Source) | 25VNA424A*030* |  |  | CNPV*4221AL*+UI | 58TN*A090C17**16 | 23400 | 22 |  | 14 | 11 |  | 24000 | 24200 | 100.8% | [8 empty] | Residential | 487.5 | No | 1.95
205272351 | Central Heat Pump | CARRIER | HRCU-A-CB (Split System: Heat Pump with Remote Outdoor Unit-Air-Source) | 25VNA424A*030* |  |  | CNPV*4221AL*+UI | 58TN*A110C21**20 | 23400 | 22 |  | 14 | 11 |  | 24000 | 24200 | 100.8% | [8 empty] | Residential | 487.5 | No | 1.95
205272352 | Central Heat Pump | CARRIER | HRCU-A-CB (Split System: Heat Pump with Remote Outdoor Unit-Air-Source) | 25VNA424A*030* |  |  | CNPV*4821AL*+UI | 59MN7B060C17**14 | 23400 | 21 |  | 13 | 11 |  | 24000 | 24400 | 101.7% | [8 empty] | Residential | 487.5 | No | 1.95
205272353 | Central Heat Pump | CARRIER | HRCU-A-CB (Split System: Heat Pump with Remote Outdoor Unit-Air-Source) | 25VNA424A*030* |  |  | CNPV*4821AL*+UI | 59MN7B080C17**14 | 23400 | 22 |  | 14 | 11 |  | 24000 | 24200 | 100.8% | [8 empty] | Residential | 487.5 | No | 1.95
205272354 | Central Heat Pump | CARRIER | HRCU-A-CB (Split System: Heat Pump with Remote Outdoor Unit-Air-Source) | 25VNA424A*030* |  |  | CNPV*4821AL*+UI | 59MN7B060C21**20 | 23400 | 21 |  | 14 | 11 |  | 24000 | 24200 | 100.8% | [8 empty] | Residential | 487.5 | No | 1.95
207436364 | Central Heat Pump | LENNOX | HRCU-A-CB (Split System: Heat Pump with Remote Outdoor Unit-Air-Source) | SL25XPV-036-230A** |  |  | CH35-48C+TDR+TXV | EL296UH090XV36C* | 34800 | 22 |  | 14 | 10 |  | 33800 | 30400 | 89.94% | 34000 | 22 | 13.4 | 8.5 | 33800 |  |  |  | Residential | 707.5 | No | 2.83 | No
207436365 | Central Heat Pump | LENNOX | HRCU-A-CB (Split System: Heat Pump with Remote Outdoor Unit-Air-Source) | SL25XPV-036-230A** |  |  | CH35-48C+TDR+TXV | EL296UH090XV48C* | 34800 | 22 |  | 14 | 10 |  | 33800 | 30400 | 89.94% | 34000 | 22 | 13.5 | 8.5 | 33800 |  |  |  | Residential | 707.5 | No | 2.83 | No
207436367 | Central Heat Pump | LENNOX | HRCU-A-CB (Split System: Heat Pump with Remote Outdoor Unit-Air-Source) | SL25XPV-036-230A** |  |  | CH35-48C+TDR+TXV | EL296UH110XV48C* | 34800 | 22 |  | 14 | 10 |  | 33800 | 30200 | 89.35% | 34000 | 21.8 | 13.4 | 8.5 | 33800 |  |  |  | Residential | 707.5 | No | 2.83 | No
207436369 | Central Heat Pump | LENNOX | HRCU-A-CB (Split System: Heat Pump with Remote Outdoor Unit-Air-Source) | SL25XPV-036-230A** |  |  | CH35-48C+TDR+TXV | SL280UH080NV60C* | 35000 | 22 |  | 14.5 | 10 |  | 33600 | 30200 | 89.88% | 34000 | 21.2 | 13.5 | 8.5 | 33600 |  |  |  | Residential | 707.5 | No | 2.83 | No
207436375 | Central Heat Pump | LENNOX | HRCU-A-CB (Split System: Heat Pump with Remote Outdoor Unit-Air-Source) | SL25XPV-036-230A** |  |  | CH35-48C+TDR+TXV | SL297UH080NV48C* | 34800 | 22 |  | 14 | 10 |  | 33800 | 30200 | 89.35% | 34000 | 21.8 | 13.5 | 8.5 | 33800 |  |  |  | Residential | 707.5 | No | 2.83 | No
207436377 | Central Heat Pump | LENNOX | HRCU-A-CB (Split System: Heat Pump with Remote Outdoor Unit-Air-Source) | SL25XPV-036-230A** |  |  | CH35-48C+TDR+TXV | SLP99UH090XV36C* | 34800 | 22 |  | 14 | 10 |  | 33800 | 30400 | 89.94% | 34000 | 22 | 13.4 | 8.5 | 33800 |  |  |  | Residential | 707.5 | No | 2.83 | No
207436378 | Central Heat Pump | LENNOX | HRCU-A-CB (Split System: Heat Pump with Remote Outdoor Unit-Air-Source) | SL25XPV-036-230A** |  |  | CH35-48C+TDR+TXV | SLP99UH090XV48C* | 34800 | 22 |  | 14 | 10 |  | 33800 | 30400 | 89.94% | 34000 | 22 | 13.5 | 8.5 | 33800 |  |  |  | Residential | 707.5 | No | 2.83 | No
207436381 | Central Heat Pump | LENNOX | HRCU-A-CB (Split System: Heat Pump with Remote Outdoor Unit-Air-Source) | SL25XPV-036-230A** |  |  | CHX35-42B-**-*+TDR | EL296UH045XV36B* | 35200 | 21 |  | 13.5 | 10.4 |  | 34600 | 30800 | 89.02% | 34400 | 21.2 | 12.5 | 8.8 | 34600 | 26400 | 76.3% | 1.8 | Residential | 717.5 | Yes | 2.87 | Yes
205965856 | Central Heat Pump | AMANA DISTINCTIONS | HRCU-A-CB (Split System: Heat Pump with Remote Outdoor Unit-Air-Source) | GVZC200481A* |  |  | CA*F4860*6D*+MBVC2001**-1A*+TXV |  | 45000 | 19.5 |  | 12.5 | 10 |  | 45000 | 26600 | 59.11% | [8 empty] | Residential | 937.5 | No | 3.75
205965858 | Central Heat Pump | AMANA DISTINCTIONS | HRCU-A-CB (Split System: Heat Pump with Remote Outdoor Unit-Air-Source) | GVZC200481A* |  |  | CHPF4860D6D*+MBVC2001**-1A*+TXV |  | 45000 | 20 |  | 12.5 | 10 |  | 45000 | 26600 | 59.11% | [8 empty] | Residential | 937.5 | No | 3.75
205965860 | Central Heat Pump | AMANA DISTINCTIONS | HRCU-A-CB (Split System: Heat Pump with Remote Outdoor Unit-Air-Source) | GVZC200481A* |  |  | CSCF4860N6D*+MBVC2001**-1A*+TXV |  | 45000 | 20 |  | 12.5 | 10 |  | 45000 | 26600 | 59.11% | [8 empty] | Residential | 937.5 | No | 3.75
205965861 | Central Heat Pump | AMANA DISTINCTIONS | HRCU-A-CB (Split System: Heat Pump with Remote Outdoor Unit-Air-Source) | GVZC200481A* |  |  | CA*F4961*6D*+TXV | G*VM970804CNB* | 46000 | 19.5 |  | 12.5 | 10 |  | 46000 | 27800 | 60.43% | [8 empty] | Residential | 957.5 | No | 3.83
205965863 | Central Heat Pump | AMANA DISTINCTIONS | HRCU-A-CB (Split System: Heat Pump with Remote Outdoor Unit-Air-Source) | GVZC200481A* |  |  | CA*F4961*6D*+TXV | G*VM971205DNB* | 46000 | 19.5 |  | 12.5 | 10 |  | 46000 | 27800 | 60.43% | [8 empty] | Residential | 957.5 | No | 3.83
205965864 | Central Heat Pump | AMANA DISTINCTIONS | HRCU-A-CB (Split System: Heat Pump with Remote Outdoor Unit-Air-Source) | GVZC200481A* |  |  | CA*F4961*6D*+MBVC1600**-1A*+TXV |  | 46500 | 20 |  | 12.5 | 10 |  | 45500 | 26800 | 58.9% | [8 empty] | Residential | 970 | No | 3.88
205965866 | Central Heat Pump | AMANA DISTINCTIONS | HRCU-A-CB (Split System: Heat Pump with Remote Outdoor Unit-Air-Source) | GVZC200481A* |  |  | CA*F4961*6D*+TXV | G*VS800805CUA* | 45500 | 19.5 |  | 12.5 | 10 |  | 45500 | 27200 | 59.78% | [8 empty] | Residential | 947.5 | No | 3.79
205965868 | Central Heat Pump | AMANA DISTINCTIONS | HRCU-A-CB (Split System: Heat Pump with Remote Outdoor Unit-Air-Source) | GVZC200481A* |  |  | CHPF4860D6D*+MBVC2000**-1A*+TXV |  | 45000 | 20 |  | 12.5 | 10 |  | 45000 | 26600 | 59.11% | [8 empty] | Residential | 937.5 | No | 3.75
205965869 | Central Heat Pump | AMANA DISTINCTIONS | HRCU-A-CB (Split System: Heat Pump with Remote Outdoor Unit-Air-Source) | GVZC200481A* |  |  | CA*F4961*6D*+MBVC1601**-1A*+TXV |  | 46500 | 20 |  | 12.5 | 10 |  | 45500 | 26800 | 58.9% | [8 empty] | Residential | 970 | No | 3.88
205965870 | Central Heat Pump | AMANA DISTINCTIONS | HRCU-A-CB (Split System: Heat Pump with Remote Outdoor Unit-Air-Source) | GVZC200481A* |  |  | CA*F4961*6D*+MBVC2001**-1A*+TXV |  | 46500 | 20 |  | 13 | 10 |  | 45000 | 26600 | 59.11% | [8 empty] | Residential | 970 | No | 3.88
207826595 | Central Heat Pump | ARCOAIRE | HRCU-A-CB (Split System: Heat Pump with Remote Outdoor Unit-Air-Source) | DLCSRBH18AAK |  |  | DLFSABH18XBK |  | 18000 | 20 |  | 12.5 | 10.8 |  | 19000 | 15400 | 81.05% | 18000 | 17.6 | 11.7 | 9.6 | 19000 | 17000 | 89.47% | 2 | Residential | 375 | Yes | 1.5 | Both
210330501 | Central Heat Pump | COMFORT-AIRE | HRCU-A-CB (Split System: Heat Pump with Remote Outdoor Unit-Air-Source) | HRG1524S1R-**A |  |  | EAH1P30B+TDR+TXV | GUH80C070B3M | 23800 | 18 |  | 14.5 | 10 |  | 21200 | 13600 | 64.15% | 23600 | 16.8 | 13.5 | 8.5 | 21600 |  |  |  | Residential | 492.5 | No | 1.97 | No
210330553 | Central Heat Pump | COMFORT-AIRE | HRCU-A-CB (Split System: Heat Pump with Remote Outdoor Unit-Air-Source) | HRG1**8S1R-**A |  |  | EAH1P30B+TDR+TXV | GUH96T045B3M | 18000 | 18 |  | 14.5 | 10 |  | 16800 | 10600 | 63.1% | 18000 | 16.6 | 13.5 | 8.5 | 17400 |  |  |  | Residential | 375 | No | 1.5 | No
210330555 | Central Heat Pump | COMFORT-AIRE | HRCU-A-CB (Split System: Heat Pump with Remote Outdoor Unit-Air-Source) | HRG1**8S1R-**A |  |  | EAH1P30B+TDR+TXV | GUH96T070B3M | 18000 | 18.2 |  | 14.5 | 10 |  | 16800 | 10600 | 63.1% | 18000 | 16.8 | 14 | 8.5 | 17400 |  |  |  | Residential | 375 | No | 1.5 | No
210330556 | Central Heat Pump | COMFORT-AIRE | HRCU-A-CB (Split System: Heat Pump with Remote Outdoor Unit-Air-Source) | HRG1**8S1R-**A |  |  | EAH1P30B+TDR+TXV | GUH97M070B3M | 18000 | 18.2 |  | 14.5 | 10 |  | 16800 | 10600 | 63.1% | 18000 | 16.8 | 14 | 8.5 | 17400 |  |  |  | Residential | 375 | No | 1.5 | No
210421079 | Central Heat Pump | COMFORT-AIRE | HRCU-A-CB (Split System: Heat Pump with Remote Outdoor Unit-Air-Source) | HRG1518S1R-**A |  |  | EAH1P30B+TDR+TXV | GUH96T045B3M | 18000 | 18 |  | 14.5 | 10 |  | 16800 | 10600 | 63.1% | 18000 | 16.6 | 13.5 | 8.5 | 17400 |  |  |  | Residential | 375 | No | 1.5 | No
210421081 | Central Heat Pump | COMFORT-AIRE | HRCU-A-CB (Split System: Heat Pump with Remote Outdoor Unit-Air-Source) | HRG1518S1R-**A |  |  | EAH1P30B+TDR+TXV | GUH96T070B3M | 18000 | 18.2 |  | 14.5 | 10 |  | 16800 | 10600 | 63.1% | 18000 | 16.8 | 14 | 8.5 | 17400 |  |  |  | Residential | 375 | No | 1.5 | No
210421082 | Central Heat Pump | COMFORT-AIRE | HRCU-A-CB (Split System: Heat Pump with Remote Outdoor Unit-Air-Source) | HRG1518S1R-**A |  |  | EAH1P30B+TDR+TXV | GUH97M070B3M | 18000 | 18.2 |  | 14.5 | 10 |  | 16800 | 10600 | 63.1% | 18000 | 16.8 | 14 | 8.5 | 17400 |  |  |  | Residential | 375 | No | 1.5 | No
204780439 | Central Heat Pump | TRANE | HRCU-A-CB (Split System: Heat Pump with Remote Outdoor Unit-Air-Source) | 4TWV8048A1 |  |  | 4PX*DU60BS3 | P0V0D000M50SA+RP | 48000 | 18 |  | 12.5 | 10 |  | 42500 | 36200 | 85.18% | [8 empty] | Residential | 1000 | No | 4
204780445 | Central Heat Pump | TRANE | HRCU-A-CB (Split System: Heat Pump with Remote Outdoor Unit-Air-Source) | 4TWV8048A1 |  |  | 4TXCD008DS3 | P0V0D000M50SA+RP | 47000 | 18 |  | 12.5 | 10 |  | 43500 | 36600 | 84.14% | [8 empty] | Residential | 980 | No | 3.92
204780446 | Central Heat Pump | TRANE | HRCU-A-CB (Split System: Heat Pump with Remote Outdoor Unit-Air-Source) | 4TWV8048A1 |  |  | 4TXCD010DS3 | P0V0D000M50SA+RP | 48000 | 18 |  | 12.5 | 10 |  | 42500 | 36200 | 85.18% | [8 empty] | Residential | 1000 | No | 4
205962313 | Central Heat Pump | TRANE | HRCU-A-CB (Split System: Heat Pump with Remote Outdoor Unit-Air-Source) | 4TWV0036A1 |  |  | 4PX*BU42BS3 | P0V0B000M40SB+RP | 35200 | 20.5 |  | 13 | 10 |  | 32000 | 25400 | 79.38% | [8 empty] | Residential | 732.5 | No | 2.93
205962364 | Central Heat Pump | TRANE | HRCU-A-CB (Split System: Heat Pump with Remote Outdoor Unit-Air-Source) | 4TWV8037A1 |  |  | 4PX*BU42BS3 | P0V0B000M40SB+RP | 35200 | 18 |  | 12.5 | 10 |  | 32000 | 25400 | 79.38% | [8 empty] | Residential | 732.5 | No | 2.93
205962385 | Central Heat Pump | TRANE | HRCU-A-CB (Split System: Heat Pump with Remote Outdoor Unit-Air-Source) | 4TWV8048A1 |  |  | 4PX*DU60BS3 | P0V0D000M50SB+RP | 48000 | 18 |  | 12.5 | 10 |  | 42500 | 36000 | 84.71% | [8 empty] | Residential | 1000 | No | 4
205962390 | Central Heat Pump | TRANE | HRCU-A-CB (Split System: Heat Pump with Remote Outdoor Unit-Air-Source) | 4TWV8048A1 |  |  | 4TXCD008DS3 | P0V0D000M50SB+RP | 47000 | 18 |  | 12.5 | 10 |  | 43500 | 36600 | 84.14% | [8 empty] | Residential | 980 | No | 3.92
205962393 | Central Heat Pump | TRANE | HRCU-A-CB (Split System: Heat Pump with Remote Outdoor Unit-Air-Source) | 4TWV8048A1 |  |  | 4TXCD010DS3 | P0V0D000M50SB+RP | 48000 | 18 |  | 12.5 | 10 |  | 42500 | 36000 | 84.71% | [8 empty] | Residential | 1000 | No | 4
206912480 | Central Heat Pump | TRANE | HRCU-A-CB (Split System: Heat Pump with Remote Outdoor Unit-Air-Source) | 4TWV8037A1 |  |  | 4PX*BU42BS3 | P0V0B000M40SC+RP | 35200 | 18 |  | 12.5 | 10 |  | 32000 | 25400 | 79.38% | [8 empty] | Residential | 732.5 | No | 2.93
206912501 | Central Heat Pump | TRANE | HRCU-A-CB (Split System: Heat Pump with Remote Outdoor Unit-Air-Source) | 4TWV8048A1 |  |  | 4PX*DU60BS3 | P0V0D000M50SC+RP | 48000 | 18 |  | 12.5 | 10 |  | 42500 | 36000 | 84.71% | [8 empty] | Residential | 1000 | No | 4
10324709 | Central Heat Pump | DAIKIN | HRCU-A-CB (Split System: Heat Pump with Remote Outdoor Unit-Air-Source) | DZ20VC0241B* |  |  | CA*F3642*6D*+MBVC1200**-1A*+TX |  | 23400 | 21 |  | 13 | 10 |  | 23600 | 13000 | 55.08% | [8 empty] | Residential | 487.5 | No | 1.95
10324711 | Central Heat Pump | DAIKIN | HRCU-A-CB (Split System: Heat Pump with Remote Outdoor Unit-Air-Source) | DZ20VC0361B* |  |  | CA*F3743*6D*+MBVC1600**-1A*+TX |  | 35400 | 21 |  | 14 | 10 |  | 35000 | 18200 | 52% | [8 empty] | Residential | 737.5 | No | 2.95
10324713 | Central Heat Pump | DAIKIN | HRCU-A-CB (Split System: Heat Pump with Remote Outdoor Unit-Air-Source) | DZ20VC0481B* |  |  | CA*F4961*6D*+MBVC2000**-1A*+TX |  | 46500 | 20 |  | 13 | 10 |  | 45000 | 26600 | 59.11% | [8 empty] | Residential | 970 | No | 3.88
205640050 | Central Heat Pump | DAIKIN | HRCU-A-CB (Split System: Heat Pump with Remote Outdoor Unit-Air-Source) | DZ18TC0361C* |  |  | CA*F4961*6D*+TXV | D*80SC0805CUA* | 35600 | 18 |  | 14 | 10 |  | 36000 | 23000 | 63.89% | [8 empty] | Residential | 742.5 | No | 2.97
205640056 | Central Heat Pump | DAIKIN | HRCU-A-CB (Split System: Heat Pump with Remote Outdoor Unit-Air-Source) | DZ18TC0361C* |  |  | CHPF4860D6D*+TXV | D*80SC0805CUA* | 35000 | 18 |  | 13.5 | 10 |  | 36000 | 22600 | 62.78% | [8 empty] | Residential | 730 | No | 2.92
205640071 | Central Heat Pump | DAIKIN | HRCU-A-CB (Split System: Heat Pump with Remote Outdoor Unit-Air-Source) | DZ18TC0361C* |  |  | CA*F4961*6D*+TXV | D*96SC0805CUA* | 35400 | 18 |  | 14 | 10 |  | 36000 | 22800 | 63.33% | [8 empty] | Residential | 737.5 | No | 2.95
10595346 | Central Heat Pump | DAIKIN | HRCU-A-CB (Split System: Heat Pump with Remote Outdoor Unit-Air-Source) | DZ20VC0241B* |  |  | CHPF3642C6C*+MBVC1200**-1A*+TXV |  | 23400 | 21 |  | 13 | 10 |  | 23400 | 13000 | 55.56% | [8 empty] | Residential | 487.5 | No | 1.95
8687730 | Central Heat Pump | DAIKIN | HRCU-A-CB (Split System: Heat Pump with Remote Outdoor Unit-Air-Source) | DZ18VC0241A* |  |  | DV37PECC14A* |  | 22400 | 19 |  | 13 | 10 |  | 22200 | 14000 | 63.06% | [8 empty] | Residential | 467.5 | No | 1.87
9116985 | Central Heat Pump | DAIKIN | HRCU-A-CB (Split System: Heat Pump with Remote Outdoor Unit-Air-Source) | DZ20VC0241B* |  |  | DV25PECB14A* |  | 23000 | 21 |  | 13 | 10 |  | 23600 | 13600 | 57.63% | [8 empty] | Residential | 480 | No | 1.92
9116986 | Central Heat Pump | DAIKIN | HRCU-A-CB (Split System: Heat Pump with Remote Outdoor Unit-Air-Source) | DZ20VC0241B* |  |  | CA*F3137*6A*+MBVC1200**-1A*+TXV |  | 23800 | 21 |  | 13 | 10 |  | 23800 | 13000 | 54.62% | [8 empty] | Residential | 495 | No | 1.98
205274137 | Central Heat Pump | BRYANT HEATING AND COOLING SYSTEMS | HRCU-A-CB (Split System: Heat Pump with Remote Outdoor Unit-Air-Source) | 284ANV036*0**A* |  |  | CSPH*4212AL*+UI | 88*TA66135C24*** | 34000 | 20.5 |  | 12.5 | 10.5 |  | 35200 | 33400 | 94.89% | [8 empty] | Residential | 707.5 | No | 2.83
205274140 | Central Heat Pump | BRYANT HEATING AND COOLING SYSTEMS | HRCU-A-CB (Split System: Heat Pump with Remote Outdoor Unit-Air-Source) | 284ANV036*0**A* |  |  | CSPH*4212AL*+UI | 986TC66120C24*** | 34000 | 20.5 |  | 12.5 | 10.5 |  | 35400 | 33400 | 94.35% | [8 empty] | Residential | 707.5 | No | 2.83
205274143 | Central Heat Pump | BRYANT HEATING AND COOLING SYSTEMS | HRCU-A-CB (Split System: Heat Pump with Remote Outdoor Unit-Air-Source) | 284ANV036*0**A* |  |  | CSPH*4212AL*+UI | 987MB60080C21*** | 34000 | 20 |  | 12.5 | 10.5 |  | 35600 | 33600 | 94.38% | [8 empty] | Residential | 707.5 | No | 2.83
205274144 | Central Heat Pump | BRYANT HEATING AND COOLING SYSTEMS | HRCU-A-CB (Split System: Heat Pump with Remote Outdoor Unit-Air-Source) | 284ANV036*0**A* |  |  | CSPH*4212AL*+UI | 987MB66100C21*** | 34000 | 20 |  | 12.5 | 10.5 |  | 35400 | 33400 | 94.35% | [8 empty] | Residential | 707.5 | No | 2.83
205274145 | Central Heat Pump | BRYANT HEATING AND COOLING SYSTEMS | HRCU-A-CB (Split System: Heat Pump with Remote Outdoor Unit-Air-Source) | 284ANV036*0**A* |  |  | CSPH*4212AL*+UI | 987MB66120C24*** | 34000 | 20 |  | 12.5 | 10.5 |  | 35600 | 33600 | 94.38% | [8 empty] | Residential | 707.5 | No | 2.83
205274146 | Central Heat Pump | BRYANT HEATING AND COOLING SYSTEMS | HRCU-A-CB (Split System: Heat Pump with Remote Outdoor Unit-Air-Source) | 284ANV036*0**A* |  |  | CSPH*4212AL*+UI | 986TC60080C21*** | 34000 | 20 |  | 12.5 | 10.5 |  | 35600 | 33600 | 94.38% | [8 empty] | Residential | 707.5 | No | 2.83
205274147 | Central Heat Pump | BRYANT HEATING AND COOLING SYSTEMS | HRCU-A-CB (Split System: Heat Pump with Remote Outdoor Unit-Air-Source) | 284ANV036*0**A* |  |  | CSPH*4212AL*+UI | 986TC66100C21*** | 34000 | 20 |  | 12.5 | 10.5 |  | 35400 | 33400 | 94.35% | [8 empty] | Residential | 707.5 | No | 2.83
205274149 | Central Heat Pump | BRYANT HEATING AND COOLING SYSTEMS | HRCU-A-CB (Split System: Heat Pump with Remote Outdoor Unit-Air-Source) | 284ANV036*0**A* |  |  | CSPH*4212AL*+UI | 88*TA48090C17*** | 34000 | 20.5 |  | 12.5 | 10.5 |  | 35600 | 33600 | 94.38% | [8 empty] | Residential | 707.5 | No | 2.83
205274150 | Central Heat Pump | BRYANT HEATING AND COOLING SYSTEMS | HRCU-A-CB (Split System: Heat Pump with Remote Outdoor Unit-Air-Source) | 284ANV036*0**A* |  |  | CSPH*4212AL*+UI | 88*TA60110C21*** | 34000 | 20.5 |  | 12.5 | 10.5 |  | 35400 | 33400 | 94.35% | [8 empty] | Residential | 707.5 | No | 2.83
10524906 | Central Heat Pump | YORK | HRCU-A-CB (Split System: Heat Pump with Remote Outdoor Unit-Air-Source) | YZV36B21 |  |  | CM38CE2A1+CC | TPLC100C16MP13 | 33600 | 19.25 |  | 13.25 | 10.75 |  | 32400 | 33400 | 103.1% | [8 empty] | Residential | 700 | No | 2.8
10524907 | Central Heat Pump | YORK | HRCU-A-CB (Split System: Heat Pump with Remote Outdoor Unit-Air-Source) | YZV36B21 |  |  | CM38CE2A1+CC | YP9C080C16MP13 | 33600 | 19 |  | 12.75 | 10.5 |  | 32600 | 31800 | 97.55% | [8 empty] | Residential | 700 | No | 2.8
10524908 | Central Heat Pump | YORK | HRCU-A-CB (Split System: Heat Pump with Remote Outdoor Unit-Air-Source) | YZV36B21 |  |  | CM38CE2A1+CC | YP9C100C16MP13 | 33600 | 19.25 |  | 13 | 10.75 |  | 32600 | 31600 | 96.93% | [8 empty] | Residential | 700 | No | 2.8
10524909 | Central Heat Pump | YORK | HRCU-A-CB (Split System: Heat Pump with Remote Outdoor Unit-Air-Source) | YZV36B21 |  |  | CM38CE2A1+CC | YPLC080C16MP13 | 33600 | 19.25 |  | 13.25 | 10.75 |  | 32400 | 33400 | 103.1% | [8 empty] | Residential | 700 | No | 2.8
10524910 | Central Heat Pump | YORK | HRCU-A-CB (Split System: Heat Pump with Remote Outdoor Unit-Air-Source) | YZV36B21 |  |  | CM38CE2A1+CC | YPLC100C16MP13 | 33600 | 19.25 |  | 13.25 | 10.75 |  | 32400 | 33400 | 103.1% | [8 empty] | Residential | 700 | No | 2.8
10309007 | Central Heat Pump | YORK | HRCU-A-CB (Split System: Heat Pump with Remote Outdoor Unit-Air-Source) | YZV36B21 |  |  | AVV38CE221+CC |  | 33600 | 20 |  | 13.3 | 10.9 |  | 50000 | 33400 | 66.8% | [8 empty] | Residential | 700 | No | 2.8
10525808 | Central Heat Pump | YORK | HRCU-A-CB (Split System: Heat Pump with Remote Outdoor Unit-Air-Source) | YZV24B21 |  |  | AVV25BE121+CC |  | 24000 | 21 |  | 14.25 | 10.5 |  | 34400 | 22400 | 65.12% | [8 empty] | Residential | 500 | No | 2
10525809 | Central Heat Pump | YORK | HRCU-A-CB (Split System: Heat Pump with Remote Outdoor Unit-Air-Source) | YZV60B21 |  |  | AVV61DE421+CC |  | 53000 | 19.8 |  | 12.6 | 10.75 |  | 71000 | 46000 | 64.79% | [8 empty] | Residential | 1105 | No | 4.42
10309022 | Central Heat Pump | YORK | HRCU-A-CB (Split System: Heat Pump with Remote Outdoor Unit-Air-Source) | YZV48B21 |  |  | AVV50CE321+CC |  | 45000 | 20.5 |  | 12.5 | 10.2 |  | 44000 | 43500 | 98.86% | [8 empty] | Residential | 937.5 | No | 3.75
10309006 | Central Heat Pump | YORK | HRCU-A-CB (Split System: Heat Pump with Remote Outdoor Unit-Air-Source) | YZV24B21 |  |  | CM25BE1A1+MVC12BN21+CC |  | 24000 | 20.75 |  | 14 | 10.5 |  | 32600 | 22400 | 68.71% | [8 empty] | Residential | 500 | No | 2
205272355 | Central Heat Pump | CARRIER | HRCU-A-CB (Split System: Heat Pump with Remote Outdoor Unit-Air-Source) | 25VNA424A*030* |  |  | CNPV*4821AL*+UI | 59MN7B080C21**20 | 23400 | 22 |  | 14 | 11 |  | 24000 | 24000 | 100% | [8 empty] | Residential | 487.5 | No | 1.95
205272356 | Central Heat Pump | CARRIER | HRCU-A-CB (Split System: Heat Pump with Remote Outdoor Unit-Air-Source) | 25VNA424A*030* |  |  | CNPV*4821AL*+UI | 59MN7B100C21**22 | 23400 | 22 |  | 14 | 11 |  | 24000 | 24000 | 100% | [8 empty] | Residential | 487.5 | No | 1.95
205272357 | Central Heat Pump | CARRIER | HRCU-A-CB (Split System: Heat Pump with Remote Outdoor Unit-Air-Source) | 25VNA424A*030* |  |  | CNPV*4821AL*+UI | 58TN*A090C17**16 | 23400 | 22 |  | 14 | 11 |  | 24000 | 24000 | 100% | [8 empty] | Residential | 487.5 | No | 1.95
205272358 | Central Heat Pump | CARRIER | HRCU-A-CB (Split System: Heat Pump with Remote Outdoor Unit-Air-Source) | 25VNA424A*030* |  |  | CNPV*4821AL*+UI | 58TN*A110C21**20 | 23400 | 22 |  | 14 | 11 |  | 24000 | 24000 | 100% | [8 empty] | Residential | 487.5 | No | 1.95
205272359 | Central Heat Pump | CARRIER | HRCU-A-CB (Split System: Heat Pump with Remote Outdoor Unit-Air-Source) | 25VNA424A*030* |  |  | CNPV*4824AL*+UI | 59MN7B060C21**20 | 23400 | 21 |  | 14 | 11 |  | 24000 | 24200 | 100.8% | [8 empty] | Residential | 487.5 | No | 1.95
205272360 | Central Heat Pump | CARRIER | HRCU-A-CB (Split System: Heat Pump with Remote Outdoor Unit-Air-Source) | 25VNA424A*030* |  |  | CNPV*4824AL*+UI | 59MN7B080C21**20 | 23400 | 22 |  | 14 | 11 |  | 24000 | 24000 | 100% | [8 empty] | Residential | 487.5 | No | 1.95
205272361 | Central Heat Pump | CARRIER | HRCU-A-CB (Split System: Heat Pump with Remote Outdoor Unit-Air-Source) | 25VNA424A*030* |  |  | CNPV*4824AL*+UI | 59MN7B100C21**22 | 23400 | 22 |  | 14 | 11 |  | 24000 | 24000 | 100% | [8 empty] | Residential | 487.5 | No | 1.95
205272362 | Central Heat Pump | CARRIER | HRCU-A-CB (Split System: Heat Pump with Remote Outdoor Unit-Air-Source) | 25VNA424A*030* |  |  | CNPV*4824AL*+UI | 59MN7B120C24**22 | 23400 | 22 |  | 14 | 11 |  | 24000 | 24000 | 100% | [8 empty] | Residential | 487.5 | No | 1.95
205272363 | Central Heat Pump | CARRIER | HRCU-A-CB (Split System: Heat Pump with Remote Outdoor Unit-Air-Source) | 25VNA424A*030* |  |  | CNPV*4824AL*+UI | 58TN*A110C21**20 | 23400 | 22 |  | 14 | 11 |  | 24000 | 24000 | 100% | [8 empty] | Residential | 487.5 | No | 1.95
207436382 | Central Heat Pump | LENNOX | HRCU-A-CB (Split System: Heat Pump with Remote Outdoor Unit-Air-Source) | SL25XPV-036-230A** |  |  | CHX35-42B-**-*+TDR | EL296UH070XV36B* | 35200 | 21 |  | 13.5 | 10.6 |  | 34400 | 30800 | 89.53% | 34600 | 21.4 | 13 | 8.8 | 34400 | 26400 | 76.74% | 1.82 | Residential | 720 | Yes | 2.88 | Yes
207436383 | Central Heat Pump | LENNOX | HRCU-A-CB (Split System: Heat Pump with Remote Outdoor Unit-Air-Source) | SL25XPV-036-230A** |  |  | CHX35-42B-**-*+TDR | SL280UH080NV48B* | 35600 | 22 |  | 14 | 10.6 |  | 34200 | 30400 | 88.89% | 34600 | 21 | 13.3 | 8.8 | 34200 | 26200 | 76.61% | 1.82 | Residential | 720 | Yes | 2.88 | Yes
207436384 | Central Heat Pump | LENNOX | HRCU-A-CB (Split System: Heat Pump with Remote Outdoor Unit-Air-Source) | SL25XPV-036-230A** |  |  | CHX35-42B-**-*+TDR | SL280UH090V36B* | 35400 | 21.5 |  | 14 | 10.6 |  | 34200 | 30400 | 88.89% | 34800 | 22 | 13.5 | 8.8 | 34200 | 26200 | 76.61% | 1.84 | Residential | 725 | Yes | 2.9 | Yes
207436385 | Central Heat Pump | LENNOX | HRCU-A-CB (Split System: Heat Pump with Remote Outdoor Unit-Air-Source) | SL25XPV-036-230A** |  |  | CHX35-42B-**-*+TDR | SL280UH090V48B* | 35400 | 21 |  | 14 | 10.4 |  | 34200 | 30600 | 89.47% | 34800 | 21.4 | 13.5 | 8.8 | 34200 | 26200 | 76.61% | 1.84 | Residential | 725 | Yes | 2.9 | Yes
207436386 | Central Heat Pump | LENNOX | HRCU-A-CB (Split System: Heat Pump with Remote Outdoor Unit-Air-Source) | SL25XPV-036-230A** |  |  | CHX35-42B-**-*+TDR | SL280UH090XV48B* | 35400 | 21 |  | 14 | 10.4 |  | 34200 | 30600 | 89.47% | 34800 | 21.4 | 13.5 | 8.8 | 34200 | 26200 | 76.61% | 1.84 | Residential | 725 | Yes | 2.9 | Yes
207436387 | Central Heat Pump | LENNOX | HRCU-A-CB (Split System: Heat Pump with Remote Outdoor Unit-Air-Source) | SL25XPV-036-230A** |  |  | CHX35-42B-**-*+TDR | SL297UH040NV36B* | 35400 | 21 |  | 13.5 | 10.6 |  | 34400 | 30600 | 88.95% | 34600 | 21.4 | 13 | 8.8 | 34400 | 26400 | 76.74% | 1.82 | Residential | 720 | Yes | 2.88 | Yes
207436388 | Central Heat Pump | LENNOX | HRCU-A-CB (Split System: Heat Pump with Remote Outdoor Unit-Air-Source) | SL25XPV-036-230A** |  |  | CHX35-42B-**-*+TDR | SL297UH060NV36B* | 35200 | 21 |  | 13.5 | 10.4 |  | 34400 | 30600 | 88.95% | 34600 | 21 | 13 | 8.8 | 34400 | 26400 | 76.74% | 1.82 | Residential | 720 | Yes | 2.88 | Yes
207436389 | Central Heat Pump | LENNOX | HRCU-A-CB (Split System: Heat Pump with Remote Outdoor Unit-Air-Source) | SL25XPV-036-230A** |  |  | CHX35-42B-**-*+TDR | SLP99UH070XV36B* | 35200 | 21 |  | 13.5 | 10.6 |  | 34400 | 30800 | 89.53% | 34600 | 21.4 | 13 | 8.8 | 34400 | 26400 | 76.74% | 1.82 | Residential | 720 | Yes | 2.88 | Yes
9116987 | Central Heat Pump | DAIKIN | HRCU-A-CB (Split System: Heat Pump with Remote Outdoor Unit-Air-Source) | DZ20VC0241B* |  |  | CA*F3636*6D*+MBVC1200**-1A*+TXV |  | 23200 | 20 |  | 13 | 10 |  | 23400 | 13000 | 55.56% | [8 empty] | Residential | 482.5 | No | 1.93
9116989 | Central Heat Pump | DAIKIN | HRCU-A-CB (Split System: Heat Pump with Remote Outdoor Unit-Air-Source) | DZ20VC0241B* |  |  | CA*F3743*6D*+MBVC1200**-1A*+TXV |  | 23800 | 21 |  | 13 | 10 |  | 23800 | 13000 | 54.62% | [8 empty] | Residential | 495 | No | 1.98
9116990 | Central Heat Pump | DAIKIN | HRCU-A-CB (Split System: Heat Pump with Remote Outdoor Unit-Air-Source) | DZ20VC0241B* |  |  | CHPF3636B6C*+MBVC1200**-1A*+TXV |  | 23400 | 21 |  | 13 | 10 |  | 23400 | 13000 | 55.56% | [8 empty] | Residential | 487.5 | No | 1.95
9116991 | Central Heat Pump | DAIKIN | HRCU-A-CB (Split System: Heat Pump with Remote Outdoor Unit-Air-Source) | DZ20VC0241B* |  |  | CSCF3642N6D*+MBVC1200**-1A*+TXV |  | 23600 | 21 |  | 13 | 10 |  | 23600 | 13000 | 55.08% | [8 empty] | Residential | 492.5 | No | 1.97
9116992 | Central Heat Pump | DAIKIN | HRCU-A-CB (Split System: Heat Pump with Remote Outdoor Unit-Air-Source) | DZ20VC0241B* |  |  | CA*F3137*6A*+TXV | D*80VC0604B*A* | 23400 | 20 |  | 13 | 10 |  | 23600 | 13000 | 55.08% | [8 empty] | Residential | 487.5 | No | 1.95
9116995 | Central Heat Pump | DAIKIN | HRCU-A-CB (Split System: Heat Pump with Remote Outdoor Unit-Air-Source) | DZ20VC0241B* |  |  | CA*F3743*6D*+TXV | D*80VC0604B*A* | 23400 | 20 |  | 13 | 10 |  | 23600 | 13000 | 55.08% | [8 empty] | Residential | 487.5 | No | 1.95
9116997 | Central Heat Pump | DAIKIN | HRCU-A-CB (Split System: Heat Pump with Remote Outdoor Unit-Air-Source) | DZ20VC0241B* |  |  | CSCF3642N6D*+TXV | D*80VC0604B*A* | 23600 | 20 |  | 13 | 10 |  | 23600 | 13000 | 55.08% | [8 empty] | Residential | 492.5 | No | 1.97
9116998 | Central Heat Pump | DAIKIN | HRCU-A-CB (Split System: Heat Pump with Remote Outdoor Unit-Air-Source) | DZ20VC0241B* |  |  | CA*F3137*6A*+TXV | D*96VC0403BNA* | 23200 | 20 |  | 13 | 10 |  | 23600 | 13000 | 55.08% | [8 empty] | Residential | 482.5 | No | 1.93
9117001 | Central Heat Pump | DAIKIN | HRCU-A-CB (Split System: Heat Pump with Remote Outdoor Unit-Air-Source) | DZ20VC0241B* |  |  | CA*F3743*6D*+TXV | D*96VC0403BNA* | 23200 | 20 |  | 13 | 10 |  | 23800 | 13000 | 54.62% | [8 empty] | Residential | 482.5 | No | 1.93
9117003 | Central Heat Pump | DAIKIN | HRCU-A-CB (Split System: Heat Pump with Remote Outdoor Unit-Air-Source) | DZ20VC0241B* |  |  | CSCF3642N6D*+TXV | D*96VC0403BNA* | 23400 | 20 |  | 13 | 10 |  | 23800 | 13000 | 54.62% | [8 empty] | Residential | 487.5 | No | 1.95
205886902 | Central Heat Pump | GOODMAN | HRCU-A-CB (Split System: Heat Pump with Remote Outdoor Unit-Air-Source) | GVZC200481A* |  |  | CA*F4961*6D*+MBVC2001**-1A*+TXV |  | 46500 | 20 |  | 13 | 10 |  | 45000 | 26600 | 59.11% | [8 empty] | Residential | 970 | No | 3.88
206144884 | Central Heat Pump | GOODMAN | HRCU-A-CB (Split System: Heat Pump with Remote Outdoor Unit-Air-Source) | GVZC200361A* |  |  | CA*F3137*6A*+TXV | G*VC800604B*A* | 35400 | 20 |  | 13 | 10 |  | 35000 | 18200 | 52% | [8 empty] | Residential | 737.5 | No | 2.95
206144888 | Central Heat Pump | GOODMAN | HRCU-A-CB (Split System: Heat Pump with Remote Outdoor Unit-Air-Source) | GVZC200361A* |  |  | CA*F3642*6D*+TXV | G*VC800604B*A* | 35800 | 20 |  | 13 | 10 |  | 35000 | 18200 | 52% | [8 empty] | Residential | 745 | No | 2.98
206144889 | Central Heat Pump | GOODMAN | HRCU-A-CB (Split System: Heat Pump with Remote Outdoor Unit-Air-Source) | GVZC200361A* |  |  | CA*F3642*6D*+TXV | G*VC800805C*A* | 35200 | 20 |  | 13 | 10 |  | 34800 | 18000 | 51.72% | [8 empty] | Residential | 732.5 | No | 2.93
206144890 | Central Heat Pump | GOODMAN | HRCU-A-CB (Split System: Heat Pump with Remote Outdoor Unit-Air-Source) | GVZC200361A* |  |  | CA*F3642*6D*+TXV | G*VC801005C*A* | 35200 | 20 |  | 13 | 10 |  | 34800 | 18000 | 51.72% | [8 empty] | Residential | 732.5 | No | 2.93
206144894 | Central Heat Pump | GOODMAN | HRCU-A-CB (Split System: Heat Pump with Remote Outdoor Unit-Air-Source) | GVZC200361A* |  |  | CA*F3642*6D*+TXV | G*VC960804CNB* | 35800 | 20 |  | 12.5 | 10 |  | 35000 | 18200 | 52% | [8 empty] | Residential | 745 | No | 2.98
206144897 | Central Heat Pump | GOODMAN | HRCU-A-CB (Split System: Heat Pump with Remote Outdoor Unit-Air-Source) | GVZC200361A* |  |  | CA*F3743*6D*+TXV | G*VC800604B*A* | 35200 | 20 |  | 13 | 10 |  | 34800 | 18000 | 51.72% | [8 empty] | Residential | 732.5 | No | 2.93
206144898 | Central Heat Pump | GOODMAN | HRCU-A-CB (Split System: Heat Pump with Remote Outdoor Unit-Air-Source) | GVZC200361A* |  |  | CA*F3743*6D*+TXV | G*VC800805C*A* | 35800 | 20 |  | 13.5 | 10 |  | 35000 | 18200 | 52% | [8 empty] | Residential | 745 | No | 2.98
206144899 | Central Heat Pump | GOODMAN | HRCU-A-CB (Split System: Heat Pump with Remote Outdoor Unit-Air-Source) | GVZC200361A* |  |  | CA*F3743*6D*+TXV | G*VC801005C*A* | 35800 | 20 |  | 13 | 10 |  | 35000 | 18200 | 52% | [8 empty] | Residential | 745 | No | 2.98
206144904 | Central Heat Pump | GOODMAN | HRCU-A-CB (Split System: Heat Pump with Remote Outdoor Unit-Air-Source) | GVZC200361A* |  |  | CA*F3743*6D*+TXV | G*VC961005CNB* | 35800 | 20 |  | 12.5 | 10 |  | 35000 | 18200 | 52% | [8 empty] | Residential | 745 | No | 2.98
206144905 | Central Heat Pump | GOODMAN | HRCU-A-CB (Split System: Heat Pump with Remote Outdoor Unit-Air-Source) | GVZC200361A* |  |  | CA*F3743*6D*+TXV | G*VC961205DNB* | 35800 | 20 |  | 13 | 10 |  | 35000 | 18200 | 52% | [8 empty] | Residential | 745 | No | 2.98
206144906 | Central Heat Pump | GOODMAN | HRCU-A-CB (Split System: Heat Pump with Remote Outdoor Unit-Air-Source) | GVZC200361A* |  |  | CHPF3642C6C*+TXV | G*VC800604B*A* | 35400 | 20 |  | 13 | 10 |  | 34800 | 18000 | 51.72% | [8 empty] | Residential | 737.5 | No | 2.95
206144907 | Central Heat Pump | GOODMAN | HRCU-A-CB (Split System: Heat Pump with Remote Outdoor Unit-Air-Source) | GVZC200361A* |  |  | CHPF3642C6C*+TXV | G*VC800805C*A* | 35400 | 20 |  | 13 | 10 |  | 34800 | 18000 | 51.72% | [8 empty] | Residential | 737.5 | No | 2.95
206144908 | Central Heat Pump | GOODMAN | HRCU-A-CB (Split System: Heat Pump with Remote Outdoor Unit-Air-Source) | GVZC200361A* |  |  | CHPF3642C6C*+TXV | G*VC801005C*A* | 35400 | 20 |  | 13 | 10 |  | 34800 | 18000 | 51.72% | [8 empty] | Residential | 737.5 | No | 2.95
206144914 | Central Heat Pump | GOODMAN | HRCU-A-CB (Split System: Heat Pump with Remote Outdoor Unit-Air-Source) | GVZC200361A* |  |  | CHPF3743C6B*+TXV | G*VC800604B*A* | 35600 | 20 |  | 13 | 10 |  | 35000 | 18200 | 52% | [8 empty] | Residential | 742.5 | No | 2.97
206144915 | Central Heat Pump | GOODMAN | HRCU-A-CB (Split System: Heat Pump with Remote Outdoor Unit-Air-Source) | GVZC200361A* |  |  | CHPF3743C6B*+TXV | G*VC800805C*A* | 35600 | 20 |  | 13.5 | 10 |  | 35000 | 18200 | 52% | [8 empty] | Residential | 742.5 | No | 2.97
206144916 | Central Heat Pump | GOODMAN | HRCU-A-CB (Split System: Heat Pump with Remote Outdoor Unit-Air-Source) | GVZC200361A* |  |  | CHPF3743C6B*+TXV | G*VC801005C*A* | 35600 | 20 |  | 13 | 10 |  | 35000 | 18200 | 52% | [8 empty] | Residential | 742.5 | No | 2.97
206144920 | Central Heat Pump | GOODMAN | HRCU-A-CB (Split System: Heat Pump with Remote Outdoor Unit-Air-Source) | GVZC200361A* |  |  | CHPF3743C6B*+TXV | G*VC960804CNB* | 35600 | 20 |  | 12.5 | 10 |  | 35000 | 18200 | 52% | [8 empty] | Residential | 742.5 | No | 2.97
206144921 | Central Heat Pump | GOODMAN | HRCU-A-CB (Split System: Heat Pump with Remote Outdoor Unit-Air-Source) | GVZC200361A* |  |  | CHPF3743C6B*+TXV | G*VC961005CNB* | 35600 | 20 |  | 12.5 | 10 |  | 35000 | 18200 | 52% | [8 empty] | Residential | 742.5 | No | 2.97
206144922 | Central Heat Pump | GOODMAN | HRCU-A-CB (Split System: Heat Pump with Remote Outdoor Unit-Air-Source) | GVZC200361A* |  |  | CHPF3743C6B*+TXV | G*VM970804CNB* | 35600 | 20 |  | 12.5 | 10 |  | 35000 | 18200 | 52% | [8 empty] | Residential | 742.5 | No | 2.97
10309021 | Central Heat Pump | YORK | HRCU-A-CB (Split System: Heat Pump with Remote Outdoor Unit-Air-Source) | YZV36B21 |  |  | CM38CE2A1+MVC16CN21+CC |  | 33600 | 20 |  | 13.25 | 10.5 |  | 32400 | 33400 | 103.1% | [8 empty] | Residential | 700 | No | 2.8
206264480 | Central Heat Pump | YORK | HRCU-A-CB (Split System: Heat Pump with Remote Outdoor Unit-Air-Source) | YZT24B21 |  |  | CF36CXA1+MVC12CN21+TXV |  | 23600 | 19 |  | 15 | 10 |  | 22600 | 14200 | 62.83% | [8 empty] | Residential | 492.5 | No | 1.97
206264481 | Central Heat Pump | YORK | HRCU-A-CB (Split System: Heat Pump with Remote Outdoor Unit-Air-Source) | YZT24B21 |  |  | CM36CXA1+MVC12CN21+TXV |  | 23600 | 19 |  | 15 | 10 |  | 22600 | 14200 | 62.83% | [8 empty] | Residential | 492.5 | No | 1.97
10309024 | Central Heat Pump | YORK | HRCU-A-CB (Split System: Heat Pump with Remote Outdoor Unit-Air-Source) | YZV48B21 |  |  | CM50CE3A1+MVC16CN21+CC |  | 45000 | 20.75 |  | 12.75 | 10.4 |  | 43500 | 43500 | 100% | [8 empty] | Residential | 937.5 | No | 3.75
10309025 | Central Heat Pump | YORK | HRCU-A-CB (Split System: Heat Pump with Remote Outdoor Unit-Air-Source) | YZV48B21 |  |  | CM50DE3A1+MVC20DN21+CC |  | 45000 | 21 |  | 13.5 | 10.5 |  | 43000 | 42500 | 98.84% | [8 empty] | Residential | 937.5 | No | 3.75
10309027 | Central Heat Pump | YORK | HRCU-A-CB (Split System: Heat Pump with Remote Outdoor Unit-Air-Source) | YZV60B21 |  |  | CM61DE4A1+MVC20DN21+CC |  | 54000 | 20 |  | 12.5 | 10.75 |  | 52000 | 45500 | 87.5% | [8 empty] | Residential | 1125 | No | 4.5
10525204 | Central Heat Pump | YORK | HRCU-A-CB (Split System: Heat Pump with Remote Outdoor Unit-Air-Source) | YZV48B21 |  |  | CM50CE3A1+CC | TM8V080C16MP12 | 45000 | 20 |  | 12.5 | 10 |  | 44500 | 44000 | 98.88% | [8 empty] | Residential | 937.5 | No | 3.75
10525205 | Central Heat Pump | YORK | HRCU-A-CB (Split System: Heat Pump with Remote Outdoor Unit-Air-Source) | YZV48B21 |  |  | CM50CE3A1+CC | TM8V100C16MP12 | 45000 | 20 |  | 12.5 | 10 |  | 44500 | 44000 | 98.88% | [8 empty] | Residential | 937.5 | No | 3.75
10525206 | Central Heat Pump | YORK | HRCU-A-CB (Split System: Heat Pump with Remote Outdoor Unit-Air-Source) | YZV48B21 |  |  | CM50CE3A1+CC | TM8V100C20MP12 | 45000 | 20.5 |  | 12.6 | 10 |  | 44000 | 44000 | 100% | [8 empty] | Residential | 937.5 | No | 3.75
10525207 | Central Heat Pump | YORK | HRCU-A-CB (Split System: Heat Pump with Remote Outdoor Unit-Air-Source) | YZV48B21 |  |  | CM50CE3A1+CC | TM8V120C20MP12 | 45000 | 20.5 |  | 12.6 | 10 |  | 44000 | 44000 | 100% | [8 empty] | Residential | 937.5 | No | 3.75
205272364 | Central Heat Pump | CARRIER | HRCU-A-CB (Split System: Heat Pump with Remote Outdoor Unit-Air-Source) | 25VNA424A*030* |  |  | CNPV*6024AL*+UI | 59MN7B060C21**20 | 23400 | 22 |  | 14 | 11 |  | 24000 | 24000 | 100% | [8 empty] | Residential | 487.5 | No | 1.95
205272365 | Central Heat Pump | CARRIER | HRCU-A-CB (Split System: Heat Pump with Remote Outdoor Unit-Air-Source) | 25VNA424A*030* |  |  | CNPV*6024AL*+UI | 59MN7B080C21**20 | 23400 | 22 |  | 14 | 11 |  | 24000 | 23800 | 99.17% | [8 empty] | Residential | 487.5 | No | 1.95
205272366 | Central Heat Pump | CARRIER | HRCU-A-CB (Split System: Heat Pump with Remote Outdoor Unit-Air-Source) | 25VNA424A*030* |  |  | CNPV*6024AL*+UI | 59MN7B100C21**22 | 23400 | 22 |  | 14 | 11 |  | 24000 | 23800 | 99.17% | [8 empty] | Residential | 487.5 | No | 1.95
205272367 | Central Heat Pump | CARRIER | HRCU-A-CB (Split System: Heat Pump with Remote Outdoor Unit-Air-Source) | 25VNA424A*030* |  |  | CNPV*6024AL*+UI | 59MN7B120C24**22 | 23400 | 22 |  | 14 | 11 |  | 24000 | 23800 | 99.17% | [8 empty] | Residential | 487.5 | No | 1.95
205272368 | Central Heat Pump | CARRIER | HRCU-A-CB (Split System: Heat Pump with Remote Outdoor Unit-Air-Source) | 25VNA424A*030* |  |  | CNPV*6024AL*+UI | 58TN*A110C21**20 | 23400 | 22 |  | 14 | 11 |  | 24000 | 23800 | 99.17% | [8 empty] | Residential | 487.5 | No | 1.95
205272369 | Central Heat Pump | CARRIER | HRCU-A-CB (Split System: Heat Pump with Remote Outdoor Unit-Air-Source) | 25VNA424A*030* |  |  | CSPH*3612AL*+UI | 59MN7B060C17**14 | 23400 | 20 |  | 13 | 11 |  | 24000 | 24400 | 101.7% | [8 empty] | Residential | 487.5 | No | 1.95
205272370 | Central Heat Pump | CARRIER | HRCU-A-CB (Split System: Heat Pump with Remote Outdoor Unit-Air-Source) | 25VNA424A*030* |  |  | CSPH*3612AL*+UI | 59MN7B080C17**14 | 23400 | 21 |  | 13 | 11 |  | 24000 | 24400 | 101.7% | [8 empty] | Residential | 487.5 | No | 1.95
205272371 | Central Heat Pump | CARRIER | HRCU-A-CB (Split System: Heat Pump with Remote Outdoor Unit-Air-Source) | 25VNA424A*030* |  |  | CSPH*3612AL*+UI | 59MN7B060C21**20 | 23400 | 20 |  | 13 | 11 |  | 24000 | 24400 | 101.7% | [8 empty] | Residential | 487.5 | No | 1.95
205272372 | Central Heat Pump | CARRIER | HRCU-A-CB (Split System: Heat Pump with Remote Outdoor Unit-Air-Source) | 25VNA424A*030* |  |  | CSPH*3612AL*+UI | 59MN7B080C21**20 | 23400 | 21 |  | 13 | 11 |  | 24000 | 24200 | 100.8% | [8 empty] | Residential | 487.5 | No | 1.95
206144923 | Central Heat Pump | GOODMAN | HRCU-A-CB (Split System: Heat Pump with Remote Outdoor Unit-Air-Source) | GVZC200361A* |  |  | CHPF3743C6B*+TXV | G*VM971005CNB* | 35600 | 20 |  | 12.5 | 10 |  | 35000 | 18200 | 52% | [8 empty] | Residential | 742.5 | No | 2.97
206144924 | Central Heat Pump | GOODMAN | HRCU-A-CB (Split System: Heat Pump with Remote Outdoor Unit-Air-Source) | GVZC200361A* |  |  | CSCF3642N6D*+TXV | G*VC800604B*A* | 35400 | 20 |  | 13 | 10 |  | 35000 | 18200 | 52% | [8 empty] | Residential | 737.5 | No | 2.95
206144925 | Central Heat Pump | GOODMAN | HRCU-A-CB (Split System: Heat Pump with Remote Outdoor Unit-Air-Source) | GVZC200361A* |  |  | CSCF3642N6D*+TXV | G*VC800805C*A* | 35400 | 20 |  | 13 | 10 |  | 35200 | 18200 | 51.7% | [8 empty] | Residential | 737.5 | No | 2.95
206144926 | Central Heat Pump | GOODMAN | HRCU-A-CB (Split System: Heat Pump with Remote Outdoor Unit-Air-Source) | GVZC200361A* |  |  | CSCF3642N6D*+TXV | G*VC801005C*A* | 35400 | 20 |  | 13 | 10 |  | 35200 | 18200 | 51.7% | [8 empty] | Residential | 737.5 | No | 2.95
206145155 | Central Heat Pump | GOODMAN | HRCU-A-CB (Split System: Heat Pump with Remote Outdoor Unit-Air-Source) | GVZC200481A* |  |  | CA*F4961*6D*+TXV | G*VC800805C*A* | 46000 | 19.5 |  | 12.5 | 10 |  | 45500 | 27600 | 60.66% | [8 empty] | Residential | 957.5 | No | 3.83
206145156 | Central Heat Pump | GOODMAN | HRCU-A-CB (Split System: Heat Pump with Remote Outdoor Unit-Air-Source) | GVZC200481A* |  |  | CA*F4961*6D*+TXV | G*VC801005C*A* | 46000 | 19.5 |  | 12.5 | 10 |  | 46000 | 27800 | 60.43% | [8 empty] | Residential | 957.5 | No | 3.83
206145157 | Central Heat Pump | GOODMAN | HRCU-A-CB (Split System: Heat Pump with Remote Outdoor Unit-Air-Source) | GVZC200481A* |  |  | CA*F4961*6D*+TXV | G*VC960804CNB* | 46000 | 19.5 |  | 12.5 | 10 |  | 45500 | 27600 | 60.66% | [8 empty] | Residential | 957.5 | No | 3.83
206145159 | Central Heat Pump | GOODMAN | HRCU-A-CB (Split System: Heat Pump with Remote Outdoor Unit-Air-Source) | GVZC200481A* |  |  | CA*F4961*6D*+TXV | G*VC961205DNB* | 46000 | 19.5 |  | 12.5 | 10 |  | 46000 | 27800 | 60.43% | [8 empty] | Residential | 957.5 | No | 3.83
206570671 | Central Heat Pump | GOODMAN | HRCU-A-CB (Split System: Heat Pump with Remote Outdoor Unit-Air-Source) | GVZC200361A* |  |  | AVPEC59D14B* |  | 35800 | 20 |  | 14 | 10 |  | 35400 | 18900 | 53.39% | [8 empty] | Residential | 745 | No | 2.98
206570672 | Central Heat Pump | GOODMAN | HRCU-A-CB (Split System: Heat Pump with Remote Outdoor Unit-Air-Source) | GVZC200481A* |  |  | AVPEC61D14B* |  | 45500 | 20 |  | 12.5 | 10 |  | 45500 | 27400 | 60.22% | [8 empty] | Residential | 947.5 | No | 3.79
207436390 | Central Heat Pump | LENNOX | HRCU-A-CB (Split System: Heat Pump with Remote Outdoor Unit-Air-Source) | SL25XPV-036-230A** |  |  | CHX35-42C-**-*+TDR | EL296UH090XV36C* | 35000 | 21.5 |  | 14 | 10 |  | 33800 | 30200 | 89.35% | 34200 | 21.8 | 13.5 | 8.4 | 33800 |  |  |  | Residential | 712.5 | No | 2.85 | No
207436403 | Central Heat Pump | LENNOX | HRCU-A-CB (Split System: Heat Pump with Remote Outdoor Unit-Air-Source) | SL25XPV-036-230A** |  |  | CHX35-42C-**-*+TDR | SLP99UH090XV36C* | 35000 | 21.5 |  | 14 | 10 |  | 33800 | 30200 | 89.35% | 34200 | 21.8 | 13.5 | 8.4 | 33800 |  |  |  | Residential | 712.5 | No | 2.85 | No
207436407 | Central Heat Pump | LENNOX | HRCU-A-CB (Split System: Heat Pump with Remote Outdoor Unit-Air-Source) | SL25XPV-036-230A** |  |  | CHX35-48B-**-*+TDR | EL296UH045XV36B* | 34600 | 21.5 |  | 13.5 | 10.6 |  | 34800 | 31400 | 90.23% | 33600 | 21.6 | 13 | 8.8 | 34800 | 26200 | 75.29% | 1.82 | Residential | 700 | Yes | 2.8 | Yes
207436408 | Central Heat Pump | LENNOX | HRCU-A-CB (Split System: Heat Pump with Remote Outdoor Unit-Air-Source) | SL25XPV-036-230A** |  |  | CHX35-48B-**-*+TDR | EL296UH070XV36B* | 34600 | 21.5 |  | 13.5 | 10.6 |  | 34600 | 31400 | 90.75% | 33800 | 21.8 | 13.3 | 8.8 | 34600 | 26200 | 75.72% | 1.82 | Residential | 705 | Yes | 2.82 | Yes
207436409 | Central Heat Pump | LENNOX | HRCU-A-CB (Split System: Heat Pump with Remote Outdoor Unit-Air-Source) | SL25XPV-036-230A** |  |  | CHX35-48B-**-*+TDR | SL280UH080NV48B* | 34800 | 22.5 |  | 14.5 | 10.6 |  | 34400 | 31000 | 90.12% | 33800 | 21.4 | 13.4 | 8.8 | 34400 | 26000 | 75.58% | 1.84 | Residential | 705 | Yes | 2.82 | Yes
207436410 | Central Heat Pump | LENNOX | HRCU-A-CB (Split System: Heat Pump with Remote Outdoor Unit-Air-Source) | SL25XPV-036-230A** |  |  | CHX35-48B-**-*+TDR | SL280UH090V36B* | 34800 | 22 |  | 14 | 10.6 |  | 34400 | 31000 | 90.12% | 34000 | 22.2 | 13.5 | 8.8 | 34400 | 26000 | 75.58% | 1.84 | Residential | 707.5 | Yes | 2.83 | Yes
207436411 | Central Heat Pump | LENNOX | HRCU-A-CB (Split System: Heat Pump with Remote Outdoor Unit-Air-Source) | SL25XPV-036-230A** |  |  | CHX35-48B-**-*+TDR | SL280UH090V48B* | 34800 | 21.5 |  | 14 | 10.6 |  | 34400 | 31200 | 90.7% | 34000 | 22 | 13.5 | 8.8 | 34400 | 25800 | 75% | 1.84 | Residential | 707.5 | Yes | 2.83 | Yes
207436412 | Central Heat Pump | LENNOX | HRCU-A-CB (Split System: Heat Pump with Remote Outdoor Unit-Air-Source) | SL25XPV-036-230A** |  |  | CHX35-48B-**-*+TDR | SL280UH090XV48B* | 34800 | 21.5 |  | 14 | 10.6 |  | 34400 | 31200 | 90.7% | 34000 | 22 | 13.5 | 8.8 | 34400 | 25800 | 75% | 1.84 | Residential | 707.5 | Yes | 2.83 | Yes
205274153 | Central Heat Pump | BRYANT HEATING AND COOLING SYSTEMS | HRCU-A-CB (Split System: Heat Pump with Remote Outdoor Unit-Air-Source) | 284ANV036*0**A* |  |  | CSPH*4812AL*+UI | 88*TA48070C17*** | 34000 | 20.5 |  | 12.5 | 10.5 |  | 35800 | 33800 | 94.41% | [8 empty] | Residential | 707.5 | No | 2.83
205274154 | Central Heat Pump | BRYANT HEATING AND COOLING SYSTEMS | HRCU-A-CB (Split System: Heat Pump with Remote Outdoor Unit-Air-Source) | 284ANV036*0**A* |  |  | CSPH*4812AL*+UI | 88*TA60070C21*** | 34000 | 20.5 |  | 12.5 | 10.5 |  | 35600 | 33600 | 94.38% | [8 empty] | Residential | 707.5 | No | 2.83
205274155 | Central Heat Pump | BRYANT HEATING AND COOLING SYSTEMS | HRCU-A-CB (Split System: Heat Pump with Remote Outdoor Unit-Air-Source) | 284ANV036*0**A* |  |  | CSPH*4812AL*+UI | 88*TA60090C21*** | 34200 | 20.5 |  | 12.5 | 10.5 |  | 35200 | 33400 | 94.89% | [8 empty] | Residential | 712.5 | No | 2.85
205274156 | Central Heat Pump | BRYANT HEATING AND COOLING SYSTEMS | HRCU-A-CB (Split System: Heat Pump with Remote Outdoor Unit-Air-Source) | 284ANV036*0**A* |  |  | CSPH*4812AL*+UI | 88*TA66135C24*** | 34200 | 20.5 |  | 12.5 | 10.5 |  | 35200 | 33200 | 94.32% | [8 empty] | Residential | 712.5 | No | 2.85
205274159 | Central Heat Pump | BRYANT HEATING AND COOLING SYSTEMS | HRCU-A-CB (Split System: Heat Pump with Remote Outdoor Unit-Air-Source) | 284ANV036*0**A* |  |  | CSPH*4812AL*+UI | 986TC66120C24*** | 34200 | 20.5 |  | 12.5 | 10.5 |  | 35200 | 33400 | 94.89% | [8 empty] | Residential | 712.5 | No | 2.85
205274162 | Central Heat Pump | BRYANT HEATING AND COOLING SYSTEMS | HRCU-A-CB (Split System: Heat Pump with Remote Outdoor Unit-Air-Source) | 284ANV036*0**A* |  |  | CSPH*4812AL*+UI | 987MB60080C21*** | 34200 | 20.5 |  | 12.5 | 10.5 |  | 35400 | 33600 | 94.92% | [8 empty] | Residential | 712.5 | No | 2.85
205274163 | Central Heat Pump | BRYANT HEATING AND COOLING SYSTEMS | HRCU-A-CB (Split System: Heat Pump with Remote Outdoor Unit-Air-Source) | 284ANV036*0**A* |  |  | CSPH*4812AL*+UI | 987MB66100C21*** | 34200 | 20.5 |  | 12.5 | 10.5 |  | 35400 | 33400 | 94.35% | [8 empty] | Residential | 712.5 | No | 2.85
205274164 | Central Heat Pump | BRYANT HEATING AND COOLING SYSTEMS | HRCU-A-CB (Split System: Heat Pump with Remote Outdoor Unit-Air-Source) | 284ANV036*0**A* |  |  | CSPH*4812AL*+UI | 987MB66120C24*** | 34200 | 20 |  | 12.5 | 10.5 |  | 35400 | 33600 | 94.92% | [8 empty] | Residential | 712.5 | No | 2.85
205274165 | Central Heat Pump | BRYANT HEATING AND COOLING SYSTEMS | HRCU-A-CB (Split System: Heat Pump with Remote Outdoor Unit-Air-Source) | 284ANV036*0**A* |  |  | CSPH*4812AL*+UI | 986TC60080C21*** | 34200 | 20.5 |  | 12.5 | 10.5 |  | 35400 | 33600 | 94.92% | [8 empty] | Residential | 712.5 | No | 2.85
205272373 | Central Heat Pump | CARRIER | HRCU-A-CB (Split System: Heat Pump with Remote Outdoor Unit-Air-Source) | 25VNA424A*030* |  |  | CSPH*3612AL*+UI | 59MN7B100C21**22 | 23400 | 21 |  | 14 | 11 |  | 24000 | 24200 | 100.8% | [8 empty] | Residential | 487.5 | No | 1.95
205272374 | Central Heat Pump | CARRIER | HRCU-A-CB (Split System: Heat Pump with Remote Outdoor Unit-Air-Source) | 25VNA424A*030* |  |  | CSPH*3612AL*+UI | 59MN7B120C24**22 | 23400 | 21 |  | 14 | 11 |  | 24000 | 24200 | 100.8% | [8 empty] | Residential | 487.5 | No | 1.95
205272375 | Central Heat Pump | CARRIER | HRCU-A-CB (Split System: Heat Pump with Remote Outdoor Unit-Air-Source) | 25VNA424A*030* |  |  | CSPH*3612AL*+UI | 58TN*A070C14**12 | 23400 | 22 |  | 14 | 11 |  | 24000 | 24200 | 100.8% | [8 empty] | Residential | 487.5 | No | 1.95
205272376 | Central Heat Pump | CARRIER | HRCU-A-CB (Split System: Heat Pump with Remote Outdoor Unit-Air-Source) | 25VNA424A*030* |  |  | CSPH*3612AL*+UI | 58TN*A090C17**16 | 23400 | 22 |  | 14 | 11 |  | 24000 | 24200 | 100.8% | [8 empty] | Residential | 487.5 | No | 1.95
205272377 | Central Heat Pump | CARRIER | HRCU-A-CB (Split System: Heat Pump with Remote Outdoor Unit-Air-Source) | 25VNA424A*030* |  |  | CSPH*3612AL*+UI | 58TN*A110C21**20 | 23400 | 22 |  | 14 | 11 |  | 24000 | 24200 | 100.8% | [8 empty] | Residential | 487.5 | No | 1.95
205272378 | Central Heat Pump | CARRIER | HRCU-A-CB (Split System: Heat Pump with Remote Outdoor Unit-Air-Source) | 25VNA424A*030* |  |  | CSPH*4212AL*+UI | 59MN7B060C17**14 | 23400 | 20 |  | 13 | 11 |  | 24000 | 24400 | 101.7% | [8 empty] | Residential | 487.5 | No | 1.95
205272379 | Central Heat Pump | CARRIER | HRCU-A-CB (Split System: Heat Pump with Remote Outdoor Unit-Air-Source) | 25VNA424A*030* |  |  | CSPH*4212AL*+UI | 59MN7B080C17**14 | 23400 | 21 |  | 13 | 11 |  | 24000 | 24200 | 100.8% | [8 empty] | Residential | 487.5 | No | 1.95
205272380 | Central Heat Pump | CARRIER | HRCU-A-CB (Split System: Heat Pump with Remote Outdoor Unit-Air-Source) | 25VNA424A*030* |  |  | CSPH*4212AL*+UI | 59MN7B060C21**20 | 23400 | 20 |  | 13 | 11 |  | 24000 | 24200 | 100.8% | [8 empty] | Residential | 487.5 | No | 1.95
205272381 | Central Heat Pump | CARRIER | HRCU-A-CB (Split System: Heat Pump with Remote Outdoor Unit-Air-Source) | 25VNA424A*030* |  |  | CSPH*4212AL*+UI | 59MN7B080C21**20 | 23400 | 21 |  | 14 | 11 |  | 24000 | 24200 | 100.8% | [8 empty] | Residential | 487.5 | No | 1.95
9117004 | Central Heat Pump | DAIKIN | HRCU-A-CB (Split System: Heat Pump with Remote Outdoor Unit-Air-Source) | DZ20VC0241B* |  |  | CA*F3137*6A*+TXV | D*96VC0603BNA* | 23400 | 20 |  | 13 | 10 |  | 23600 | 13000 | 55.08% | [8 empty] | Residential | 487.5 | No | 1.95
9117007 | Central Heat Pump | DAIKIN | HRCU-A-CB (Split System: Heat Pump with Remote Outdoor Unit-Air-Source) | DZ20VC0241B* |  |  | CA*F3743*6D*+TXV | D*96VC0603BNA* | 23400 | 20 |  | 13 | 10 |  | 23800 | 13000 | 54.62% | [8 empty] | Residential | 487.5 | No | 1.95
9117009 | Central Heat Pump | DAIKIN | HRCU-A-CB (Split System: Heat Pump with Remote Outdoor Unit-Air-Source) | DZ20VC0241B* |  |  | CSCF3642N6D*+TXV | D*96VC0603BNA* | 23400 | 20 |  | 13 | 10 |  | 23800 | 13000 | 54.62% | [8 empty] | Residential | 487.5 | No | 1.95
9117010 | Central Heat Pump | DAIKIN | HRCU-A-CB (Split System: Heat Pump with Remote Outdoor Unit-Air-Source) | DZ20VC0241B* |  |  | CA*F3137*6A*+TXV | D*96VC0803BNA* | 23200 | 20 |  | 13 | 10 |  | 23600 | 13000 | 55.08% | [8 empty] | Residential | 482.5 | No | 1.93
9117013 | Central Heat Pump | DAIKIN | HRCU-A-CB (Split System: Heat Pump with Remote Outdoor Unit-Air-Source) | DZ20VC0241B* |  |  | CA*F3743*6D*+TXV | D*96VC0803BNA* | 23200 | 20 |  | 13 | 10 |  | 23800 | 13000 | 54.62% | [8 empty] | Residential | 482.5 | No | 1.93
9117015 | Central Heat Pump | DAIKIN | HRCU-A-CB (Split System: Heat Pump with Remote Outdoor Unit-Air-Source) | DZ20VC0241B* |  |  | CSCF3642N6D*+TXV | D*96VC0803BNA* | 23400 | 20 |  | 13 | 10 |  | 23800 | 13000 | 54.62% | [8 empty] | Residential | 487.5 | No | 1.95
9117017 | Central Heat Pump | DAIKIN | HRCU-A-CB (Split System: Heat Pump with Remote Outdoor Unit-Air-Source) | DZ20VC0241B* |  |  | CA*F3642*6D*+TXV | D*96VC0804CNA* | 23200 | 20 |  | 13 | 10 |  | 23400 | 13000 | 55.56% | [8 empty] | Residential | 482.5 | No | 1.93
10570467 | Central Heat Pump | DAIKIN | HRCU-A-CB (Split System: Heat Pump with Remote Outdoor Unit-Air-Source) | DZ18TC0241C* |  |  | DV29PTCB14A* |  | 23000 | 18 |  | 13.5 | 10 |  | 22200 | 14000 | 63.06% | [8 empty] | Residential | 480 | No | 1.92
10570469 | Central Heat Pump | DAIKIN | HRCU-A-CB (Split System: Heat Pump with Remote Outdoor Unit-Air-Source) | DZ18TC0241C* |  |  | CA*F3137*6A*+MBVC1200**-1A*+TX |  | 23800 | 18 |  | 14 | 10 |  | 23000 | 14800 | 64.35% | [8 empty] | Residential | 495 | No | 1.98
10570478 | Central Heat Pump | DAIKIN | HRCU-A-CB (Split System: Heat Pump with Remote Outdoor Unit-Air-Source) | DZ18TC0241C* |  |  | CA*F3137*6A*+TXV | D*80VC0603B*A* | 23800 | 18.5 |  | 14 | 10 |  | 22800 | 13000 | 57.02% | [8 empty] | Residential | 495 | No | 1.98
207436413 | Central Heat Pump | LENNOX | HRCU-A-CB (Split System: Heat Pump with Remote Outdoor Unit-Air-Source) | SL25XPV-036-230A** |  |  | CHX35-48B-**-*+TDR | SL297UH040NV36B* | 34600 | 22 |  | 14 | 10.6 |  | 34600 | 31200 | 90.17% | 33800 | 21.8 | 13.4 | 8.8 | 34600 | 26200 | 75.72% | 1.84 | Residential | 705 | Yes | 2.82 | Yes
207436414 | Central Heat Pump | LENNOX | HRCU-A-CB (Split System: Heat Pump with Remote Outdoor Unit-Air-Source) | SL25XPV-036-230A** |  |  | CHX35-48B-**-*+TDR | SL297UH060NV36B* | 34600 | 21.5 |  | 13.5 | 10.6 |  | 34600 | 31400 | 90.75% | 33800 | 21.4 | 13.3 | 8.8 | 34600 | 26200 | 75.72% | 1.82 | Residential | 705 | Yes | 2.82 | Yes
207436415 | Central Heat Pump | LENNOX | HRCU-A-CB (Split System: Heat Pump with Remote Outdoor Unit-Air-Source) | SL25XPV-036-230A** |  |  | CHX35-48B-**-*+TDR | SLP99UH070XV36B* | 34600 | 21.5 |  | 13.5 | 10.6 |  | 34600 | 31400 | 90.75% | 33800 | 21.8 | 13.3 | 8.8 | 34600 | 26200 | 75.72% | 1.82 | Residential | 705 | Yes | 2.82 | Yes
207436416 | Central Heat Pump | LENNOX | HRCU-A-CB (Split System: Heat Pump with Remote Outdoor Unit-Air-Source) | SL25XPV-036-230A** |  |  | CHX35-48C-**-*+TDR | EL296UH090XV36C* | 34800 | 22 |  | 14 | 10 |  | 33800 | 30400 | 89.94% | 34000 | 22 | 13.4 | 8.5 | 33800 |  |  |  | Residential | 707.5 | No | 2.83 | No
207436417 | Central Heat Pump | LENNOX | HRCU-A-CB (Split System: Heat Pump with Remote Outdoor Unit-Air-Source) | SL25XPV-036-230A** |  |  | CHX35-48C-**-*+TDR | EL296UH090XV48C* | 34800 | 22 |  | 14 | 10 |  | 33800 | 30400 | 89.94% | 34000 | 22 | 13.5 | 8.5 | 33800 |  |  |  | Residential | 707.5 | No | 2.83 | No
207436419 | Central Heat Pump | LENNOX | HRCU-A-CB (Split System: Heat Pump with Remote Outdoor Unit-Air-Source) | SL25XPV-036-230A** |  |  | CHX35-48C-**-*+TDR | EL296UH110XV48C* | 34800 | 22 |  | 14 | 10 |  | 33800 | 30200 | 89.35% | 34000 | 21.8 | 13.4 | 8.5 | 33800 |  |  |  | Residential | 707.5 | No | 2.83 | No
207436421 | Central Heat Pump | LENNOX | HRCU-A-CB (Split System: Heat Pump with Remote Outdoor Unit-Air-Source) | SL25XPV-036-230A** |  |  | CHX35-48C-**-*+TDR | SL280UH080NV60C* | 35000 | 22 |  | 14.5 | 10 |  | 33600 | 30200 | 89.88% | 34000 | 21.2 | 13.5 | 8.5 | 33600 |  |  |  | Residential | 707.5 | No | 2.83 | No
207436427 | Central Heat Pump | LENNOX | HRCU-A-CB (Split System: Heat Pump with Remote Outdoor Unit-Air-Source) | SL25XPV-036-230A** |  |  | CHX35-48C-**-*+TDR | SL297UH080NV48C* | 34800 | 22 |  | 14 | 10 |  | 33800 | 30200 | 89.35% | 34000 | 21.8 | 13.5 | 8.5 | 33800 |  |  |  | Residential | 707.5 | No | 2.83 | No
207207998 | Central Heat Pump | GOODMAN | HRCU-A-CB (Split System: Heat Pump with Remote Outdoor Unit-Air-Source) | GVZC200361A* |  |  | CA*F3743*6D*+TXV | G*VC800804C*A* | 35800 | 20 |  | 13.5 | 10 |  | 35000 | 18200 | 52% | [8 empty] | Residential | 745 | No | 2.98
207207999 | Central Heat Pump | GOODMAN | HRCU-A-CB (Split System: Heat Pump with Remote Outdoor Unit-Air-Source) | GVZC200361A* |  |  | CHPF3642C6C*+TXV | G*VC800804C*A* | 35400 | 20 |  | 13 | 10 |  | 34800 | 18000 | 51.72% | [8 empty] | Residential | 737.5 | No | 2.95
207208000 | Central Heat Pump | GOODMAN | HRCU-A-CB (Split System: Heat Pump with Remote Outdoor Unit-Air-Source) | GVZC200361A* |  |  | CHPF3743C6B*+TXV | G*VC800804C*A* | 35600 | 20 |  | 13.5 | 10 |  | 35000 | 18200 | 52% | [8 empty] | Residential | 742.5 | No | 2.97
207208002 | Central Heat Pump | GOODMAN | HRCU-A-CB (Split System: Heat Pump with Remote Outdoor Unit-Air-Source) | GVZC200361A* |  |  | CSCF3642N6D*+TXV | G*VC800804C*A* | 35400 | 20 |  | 13 | 10 |  | 35200 | 18200 | 51.7% | [8 empty] | Residential | 737.5 | No | 2.95
204645851 | Central Heat Pump | GOODMAN | HRCU-A-CB (Split System: Heat Pump with Remote Outdoor Unit-Air-Source) | GSZC180361C* |  |  | CHPF4860D6D*+TXV | G*VC800805C*A* | 35000 | 18 |  | 13.5 | 10 |  | 36000 | 22600 | 62.78% | [8 empty] | Residential | 730 | No | 2.92
204645853 | Central Heat Pump | GOODMAN | HRCU-A-CB (Split System: Heat Pump with Remote Outdoor Unit-Air-Source) | GSZC180361C* |  |  | CHPF4860D6D*+TXV | G*VC800805D*A* | 35000 | 18 |  | 13.5 | 10 |  | 36000 | 22600 | 62.78% | [8 empty] | Residential | 730 | No | 2.92
204645897 | Central Heat Pump | GOODMAN | HRCU-A-CB (Split System: Heat Pump with Remote Outdoor Unit-Air-Source) | GSZC180241C* |  |  | CA*F3137*6A*+TXV | G*VC800603B*A* | 23800 | 18.5 |  | 14 | 10 |  | 22800 | 13000 | 57.02% | [8 empty] | Residential | 495 | No | 1.98
204645977 | Central Heat Pump | GOODMAN | HRCU-A-CB (Split System: Heat Pump with Remote Outdoor Unit-Air-Source) | GSZC180361C* |  |  | CA*F3743*6D*+TXV | G*VC801005C*A* | 35000 | 18 |  | 13.5 | 10 |  | 36000 | 22600 | 62.78% | [8 empty] | Residential | 730 | No | 2.92
204645978 | Central Heat Pump | GOODMAN | HRCU-A-CB (Split System: Heat Pump with Remote Outdoor Unit-Air-Source) | GSZC180361C* |  |  | CA*F4961*6D*+TXV | G*VC801005C*A* | 35600 | 18 |  | 14 | 10 |  | 36000 | 23000 | 63.89% | [8 empty] | Residential | 742.5 | No | 2.97
204645984 | Central Heat Pump | GOODMAN | HRCU-A-CB (Split System: Heat Pump with Remote Outdoor Unit-Air-Source) | GSZC180361C* |  |  | CA*F4961*6D*+TXV | G*VC800805D*A* | 35000 | 18 |  | 13.5 | 10 |  | 36000 | 22600 | 62.78% | [8 empty] | Residential | 730 | No | 2.92
205272382 | Central Heat Pump | CARRIER | HRCU-A-CB (Split System: Heat Pump with Remote Outdoor Unit-Air-Source) | 25VNA424A*030* |  |  | CSPH*4212AL*+UI | 59MN7B100C21**22 | 23400 | 21 |  | 14 | 11 |  | 24000 | 24000 | 100% | [8 empty] | Residential | 487.5 | No | 1.95
205272383 | Central Heat Pump | CARRIER | HRCU-A-CB (Split System: Heat Pump with Remote Outdoor Unit-Air-Source) | 25VNA424A*030* |  |  | CSPH*4212AL*+UI | 59MN7B120C24**22 | 23400 | 21 |  | 14 | 11 |  | 24000 | 24200 | 100.8% | [8 empty] | Residential | 487.5 | No | 1.95
205272384 | Central Heat Pump | CARRIER | HRCU-A-CB (Split System: Heat Pump with Remote Outdoor Unit-Air-Source) | 25VNA424A*030* |  |  | CSPH*4212AL*+UI | 58TN*A070C14**12 | 23400 | 22 |  | 14 | 11 |  | 24000 | 24200 | 100.8% | [8 empty] | Residential | 487.5 | No | 1.95
205272385 | Central Heat Pump | CARRIER | HRCU-A-CB (Split System: Heat Pump with Remote Outdoor Unit-Air-Source) | 25VNA424A*030* |  |  | CSPH*4212AL*+UI | 58TN*A090C17**16 | 23400 | 22 |  | 14 | 11 |  | 24000 | 24000 | 100% | [8 empty] | Residential | 487.5 | No | 1.95
205272386 | Central Heat Pump | CARRIER | HRCU-A-CB (Split System: Heat Pump with Remote Outdoor Unit-Air-Source) | 25VNA424A*030* |  |  | CSPH*4212AL*+UI | 58TN*A110C21**20 | 23400 | 22 |  | 14 | 11 |  | 24000 | 24000 | 100% | [8 empty] | Residential | 487.5 | No | 1.95
205272387 | Central Heat Pump | CARRIER | HRCU-A-CB (Split System: Heat Pump with Remote Outdoor Unit-Air-Source) | 25VNA424A*030* |  |  | CSPH*4812AL*+UI | 59MN7B060C17**14 | 23400 | 21 |  | 13 | 11 |  | 24000 | 24400 | 101.7% | [8 empty] | Residential | 487.5 | No | 1.95
205272388 | Central Heat Pump | CARRIER | HRCU-A-CB (Split System: Heat Pump with Remote Outdoor Unit-Air-Source) | 25VNA424A*030* |  |  | CSPH*4812AL*+UI | 59MN7B080C17**14 | 23400 | 21 |  | 13 | 11 |  | 24000 | 24200 | 100.8% | [8 empty] | Residential | 487.5 | No | 1.95
205272389 | Central Heat Pump | CARRIER | HRCU-A-CB (Split System: Heat Pump with Remote Outdoor Unit-Air-Source) | 25VNA424A*030* |  |  | CSPH*4812AL*+UI | 59MN7B060C21**20 | 23400 | 21 |  | 13 | 11 |  | 24000 | 24200 | 100.8% | [8 empty] | Residential | 487.5 | No | 1.95
205272390 | Central Heat Pump | CARRIER | HRCU-A-CB (Split System: Heat Pump with Remote Outdoor Unit-Air-Source) | 25VNA424A*030* |  |  | CSPH*4812AL*+UI | 59MN7B080C21**20 | 23400 | 21 |  | 14 | 11 |  | 24000 | 24000 | 100% | [8 empty] | Residential | 487.5 | No | 1.95
205274166 | Central Heat Pump | BRYANT HEATING AND COOLING SYSTEMS | HRCU-A-CB (Split System: Heat Pump with Remote Outdoor Unit-Air-Source) | 284ANV036*0**A* |  |  | CSPH*4812AL*+UI | 986TC66100C21*** | 34200 | 20.5 |  | 12.5 | 10.5 |  | 35400 | 33400 | 94.35% | [8 empty] | Residential | 712.5 | No | 2.85
205274168 | Central Heat Pump | BRYANT HEATING AND COOLING SYSTEMS | HRCU-A-CB (Split System: Heat Pump with Remote Outdoor Unit-Air-Source) | 284ANV036*0**A* |  |  | CSPH*4812AL*+UI | 88*TA48090C17*** | 34200 | 21 |  | 12.5 | 10.5 |  | 35400 | 33400 | 94.35% | [8 empty] | Residential | 712.5 | No | 2.85
205274169 | Central Heat Pump | BRYANT HEATING AND COOLING SYSTEMS | HRCU-A-CB (Split System: Heat Pump with Remote Outdoor Unit-Air-Source) | 284ANV036*0**A* |  |  | CSPH*4812AL*+UI | 88*TA60110C21*** | 34200 | 21 |  | 12.5 | 10.5 |  | 35400 | 33400 | 94.35% | [8 empty] | Residential | 712.5 | No | 2.85
205274172 | Central Heat Pump | BRYANT HEATING AND COOLING SYSTEMS | HRCU-A-CB (Split System: Heat Pump with Remote Outdoor Unit-Air-Source) | 284ANV036*0**A* |  |  | CSPH*6012AL*+UI | 88*TA48070C17*** | 34400 | 20.5 |  | 12.5 | 10.5 |  | 35200 | 33400 | 94.89% | [8 empty] | Residential | 717.5 | No | 2.87
206132559 | Central Heat Pump | BRYANT HEATING AND COOLING SYSTEMS | HRCU-A-CB (Split System: Heat Pump with Remote Outdoor Unit-Air-Source) | 284ANV036*0**A* |  |  | CAP**4321AL*+UI | 83*CA48060C17*** | 34400 | 21 |  | 12.5 | 11 |  | 34600 | 33200 | 95.95% | [8 empty] | Residential | 717.5 | No | 2.87
206132560 | Central Heat Pump | BRYANT HEATING AND COOLING SYSTEMS | HRCU-A-CB (Split System: Heat Pump with Remote Outdoor Unit-Air-Source) | 284ANV036*0**A* |  |  | CAP**4321AL*+UI | 83*CA60080C21*** | 34600 | 21 |  | 13 | 11 |  | 33400 | 33000 | 98.8% | [8 empty] | Residential | 720 | No | 2.88
206132562 | Central Heat Pump | BRYANT HEATING AND COOLING SYSTEMS | HRCU-A-CB (Split System: Heat Pump with Remote Outdoor Unit-Air-Source) | 284ANV036*0**A* |  |  | CAP**4321AL*+UI | 83*CA60100C21*** | 34400 | 21 |  | 12.5 | 11 |  | 34600 | 33200 | 95.95% | [8 empty] | Residential | 717.5 | No | 2.87
206132564 | Central Heat Pump | BRYANT HEATING AND COOLING SYSTEMS | HRCU-A-CB (Split System: Heat Pump with Remote Outdoor Unit-Air-Source) | 284ANV036*0**A* |  |  | CAP**4821AL*+UI | 83*CA36040C17*** | 33800 | 21 |  | 12.5 | 11 |  | 34400 | 33200 | 96.51% | [8 empty] | Residential | 705 | No | 2.82
206132566 | Central Heat Pump | BRYANT HEATING AND COOLING SYSTEMS | HRCU-A-CB (Split System: Heat Pump with Remote Outdoor Unit-Air-Source) | 284ANV036*0**A* |  |  | CAP**4821AL*+UI | 83*CA48060C17*** | 33800 | 21 |  | 12.5 | 11 |  | 34400 | 33200 | 96.51% | [8 empty] | Residential | 705 | No | 2.82
207436429 | Central Heat Pump | LENNOX | HRCU-A-CB (Split System: Heat Pump with Remote Outdoor Unit-Air-Source) | SL25XPV-036-230A** |  |  | CHX35-48C-**-*+TDR | SLP99UH090XV36C* | 34800 | 22 |  | 14 | 10 |  | 33800 | 30400 | 89.94% | 34000 | 22 | 13.4 | 8.5 | 33800 |  |  |  | Residential | 707.5 | No | 2.83 | No
207436430 | Central Heat Pump | LENNOX | HRCU-A-CB (Split System: Heat Pump with Remote Outdoor Unit-Air-Source) | SL25XPV-036-230A** |  |  | CHX35-48C-**-*+TDR | SLP99UH090XV48C* | 34800 | 22 |  | 14 | 10 |  | 33800 | 30400 | 89.94% | 34000 | 22 | 13.5 | 8.5 | 33800 |  |  |  | Residential | 707.5 | No | 2.83 | No
207436433 | Central Heat Pump | LENNOX | HRCU-A-CB (Split System: Heat Pump with Remote Outdoor Unit-Air-Source) | SL25XPV-036-230A** |  |  | CR33-48B*+TDR+TXV | EL296DF045XV36B* | 34000 | 21 |  | 13 | 10 |  | 36000 | 34200 | 95% | 33200 | 21.2 | 12.5 | 8.7 | 36000 | 30000 | 83.33% | 1.76 | Residential | 692.5 | No | 2.77 | Yes
207436434 | Central Heat Pump | LENNOX | HRCU-A-CB (Split System: Heat Pump with Remote Outdoor Unit-Air-Source) | SL25XPV-036-230A** |  |  | CR33-48B*+TDR+TXV | EL296DF070XV48B* | 33800 | 20.5 |  | 13 | 10 |  | 36000 | 34200 | 95% | 33200 | 20.6 | 12.5 | 8.6 | 36000 | 30000 | 83.33% | 1.76 | Residential | 692.5 | No | 2.77 | Yes
207436435 | Central Heat Pump | LENNOX | HRCU-A-CB (Split System: Heat Pump with Remote Outdoor Unit-Air-Source) | SL25XPV-036-230A** |  |  | CR33-48B*+TDR+TXV | SL280DF060NV36B* | 34000 | 21 |  | 13 | 10 |  | 36000 | 34200 | 95% | 33200 | 21 | 12.5 | 8.7 | 36000 | 30000 | 83.33% | 1.76 | Residential | 692.5 | No | 2.77 | Yes
207436436 | Central Heat Pump | LENNOX | HRCU-A-CB (Split System: Heat Pump with Remote Outdoor Unit-Air-Source) | SL25XPV-036-230A** |  |  | CR33-48B*+TDR+TXV | SL280DF090V48B* | 34000 | 21 |  | 13.5 | 10 |  | 36000 | 34000 | 94.44% | 33400 | 21.2 | 13 | 8.7 | 36000 | 29800 | 82.78% | 1.78 | Residential | 695 | No | 2.78 | Yes
207436437 | Central Heat Pump | LENNOX | HRCU-A-CB (Split System: Heat Pump with Remote Outdoor Unit-Air-Source) | SL25XPV-036-230A** |  |  | CR33-48B*+TDR+TXV | SLP99DF070XV36B* | 34000 | 21 |  | 13 | 10.2 |  | 36000 | 34200 | 95% | 33400 | 21.2 | 12.5 | 8.7 | 36000 | 29800 | 82.78% | 1.76 | Residential | 695 | No | 2.78 | Yes
207436438 | Central Heat Pump | LENNOX | HRCU-A-CB (Split System: Heat Pump with Remote Outdoor Unit-Air-Source) | SL25XPV-036-230A** |  |  | CR33-48C*+TDR+TXV | EL296DF090XV60C* | 34000 | 20.5 |  | 13.5 | 10 |  | 36000 | 34000 | 94.44% | 33400 | 20.2 | 13 | 8.7 | 36000 | 29800 | 82.78% | 1.76 | Residential | 695 | No | 2.78 | Yes
10511016 | Central Heat Pump | AMERICAN STANDARD | HRCU-A-CB (Split System: Heat Pump with Remote Outdoor Unit-Air-Source) | 4A6V8037A1 |  |  | 4PX*BU48BS3 | S9V2B040U3PSB+RP | 36200 | 18 |  | 12.5 | 10 |  | 33200 | 26400 | 79.52% | [8 empty] | Residential | 755 | No | 3.02
10511017 | Central Heat Pump | AMERICAN STANDARD | HRCU-A-CB (Split System: Heat Pump with Remote Outdoor Unit-Air-Source) | 4A6V8037A1 |  |  | 4PX*BU48BS3 | S9V2B080U4PSB+RP | 36400 | 18 |  | 12.5 | 10 |  | 33200 | 26600 | 80.12% | [8 empty] | Residential | 757.5 | No | 3.03
207782112 | Central Heat Pump | AMERICAN STANDARD | HRCU-A-CB (Split System: Heat Pump with Remote Outdoor Unit-Air-Source) | 4A6L9024A1 |  |  | 4PX*BU24BS3 | S9V2B060U4PSB+RP | 22600 | 18 |  | 12.5 | 10.5 |  | 20400 | 14300 | 70.1% | 22600 | 16.5 | 11.7 | 8.2 | 21800 |  |  |  | Residential | 470 | No | 1.88
207782113 | Central Heat Pump | AMERICAN STANDARD | HRCU-A-CB (Split System: Heat Pump with Remote Outdoor Unit-Air-Source) | 4A6L9024A1 |  |  | 4PX*BU30BS3 | S9V2B060U4PSB+RP | 23200 | 18.5 |  | 12.5 | 11.5 |  | 20600 | 14000 | 67.96% | 23400 | 17 | 12 | 8.7 | 20800 |  |  |  | Residential | 487.5 | No | 1.95
207782114 | Central Heat Pump | AMERICAN STANDARD | HRCU-A-CB (Split System: Heat Pump with Remote Outdoor Unit-Air-Source) | 4A6L9024A1 |  |  | 4TXCB003DS3 | S9V2B060U4PSB+RP | 23200 | 18.5 |  | 12.5 | 11.5 |  | 20600 | 14200 | 68.93% | 23400 | 17 | 12 | 8.7 | 21400 |  |  |  | Residential | 487.5 | No | 1.95
207782123 | Central Heat Pump | AMERICAN STANDARD | HRCU-A-CB (Split System: Heat Pump with Remote Outdoor Unit-Air-Source) | 4A6L9036A1 |  |  | 4PX*CU48BS3 | S9V2C100U5PSB+RP | 36000 | 18 |  | 12.5 | 10.5 |  | 34000 | 22800 | 67.06% | [8 empty] | Residential | 750 | No | 3
207782126 | Central Heat Pump | AMERICAN STANDARD | HRCU-A-CB (Split System: Heat Pump with Remote Outdoor Unit-Air-Source) | 4A6L9036A1 |  |  | 4TXCC007DS3 | S9V2C100U5PSB+RP | 36000 | 18 |  | 12.5 | 10.5 |  | 34000 | 22800 | 67.06% | [8 empty] | Residential | 750 | No | 3
207805180 | Central Heat Pump | AMERICAN STANDARD | HRCU-A-CB (Split System: Heat Pump with Remote Outdoor Unit-Air-Source) | 4A6L9024A1 |  |  | 4PX*BD30BS3+P0V0A000M30SC+RP |  | 22000 | 18 |  | 12.5 | 10 |  | 19900 | 13300 | 66.83% | 21600 | 15.2 | 12 | 8.2 | 20000 |  |  |  | Residential | 450 | No | 1.8
207805181 | Central Heat Pump | AMERICAN STANDARD | HRCU-A-CB (Split System: Heat Pump with Remote Outdoor Unit-Air-Source) | 4A6L9024A1 |  |  | 4PX*BD48BS3+P0V0A000M30SC+RP |  | 22600 | 18.5 |  | 13 | 10 |  | 19100 | 12700 | 66.49% | [8 empty] | Residential | 470 | No | 1.88
205272391 | Central Heat Pump | CARRIER | HRCU-A-CB (Split System: Heat Pump with Remote Outdoor Unit-Air-Source) | 25VNA424A*030* |  |  | CSPH*4812AL*+UI | 59MN7B100C21**22 | 23400 | 21 |  | 14 | 11 |  | 24000 | 24000 | 100% | [8 empty] | Residential | 487.5 | No | 1.95
205272392 | Central Heat Pump | CARRIER | HRCU-A-CB (Split System: Heat Pump with Remote Outdoor Unit-Air-Source) | 25VNA424A*030* |  |  | CSPH*4812AL*+UI | 59MN7B120C24**22 | 23400 | 21 |  | 14 | 11 |  | 24000 | 24000 | 100% | [8 empty] | Residential | 487.5 | No | 1.95
205272393 | Central Heat Pump | CARRIER | HRCU-A-CB (Split System: Heat Pump with Remote Outdoor Unit-Air-Source) | 25VNA424A*030* |  |  | CSPH*4812AL*+UI | 58TN*A070C14**12 | 23400 | 22 |  | 14 | 11 |  | 24000 | 24200 | 100.8% | [8 empty] | Residential | 487.5 | No | 1.95
205272394 | Central Heat Pump | CARRIER | HRCU-A-CB (Split System: Heat Pump with Remote Outdoor Unit-Air-Source) | 25VNA424A*030* |  |  | CSPH*4812AL*+UI | 58TN*A090C17**16 | 23400 | 22 |  | 14 | 11 |  | 24000 | 24000 | 100% | [8 empty] | Residential | 487.5 | No | 1.95
205272395 | Central Heat Pump | CARRIER | HRCU-A-CB (Split System: Heat Pump with Remote Outdoor Unit-Air-Source) | 25VNA424A*030* |  |  | CSPH*4812AL*+UI | 58TN*A110C21**20 | 23400 | 22 |  | 14 | 11 |  | 24000 | 24000 | 100% | [8 empty] | Residential | 487.5 | No | 1.95
205272396 | Central Heat Pump | CARRIER | HRCU-A-CB (Split System: Heat Pump with Remote Outdoor Unit-Air-Source) | 25VNA424A*030* |  |  | CSPH*6012AL*+UI | 59MN7B060C17**14 | 23400 | 21 |  | 13 | 11 |  | 24000 | 24000 | 100% | [8 empty] | Residential | 487.5 | No | 1.95
205272397 | Central Heat Pump | CARRIER | HRCU-A-CB (Split System: Heat Pump with Remote Outdoor Unit-Air-Source) | 25VNA424A*030* |  |  | CSPH*6012AL*+UI | 59MN7B080C17**14 | 23400 | 21 |  | 14 | 11 |  | 24000 | 24000 | 100% | [8 empty] | Residential | 487.5 | No | 1.95
205272398 | Central Heat Pump | CARRIER | HRCU-A-CB (Split System: Heat Pump with Remote Outdoor Unit-Air-Source) | 25VNA424A*030* |  |  | CSPH*6012AL*+UI | 59MN7B060C21**20 | 23400 | 21 |  | 14 | 11 |  | 24000 | 23800 | 99.17% | [8 empty] | Residential | 487.5 | No | 1.95
205272399 | Central Heat Pump | CARRIER | HRCU-A-CB (Split System: Heat Pump with Remote Outdoor Unit-Air-Source) | 25VNA424A*030* |  |  | CSPH*6012AL*+UI | 59MN7B080C21**20 | 23400 | 21 |  | 14 | 11 |  | 24000 | 23800 | 99.17% | [8 empty] | Residential | 487.5 | No | 1.95
10570515 | Central Heat Pump | DAIKIN | HRCU-A-CB (Split System: Heat Pump with Remote Outdoor Unit-Air-Source) | DZ18TC0241C* |  |  | CA*F3137*6A*+TXV | D*96VC0803BNA* | 23600 | 18 |  | 14 | 10 |  | 22600 | 13000 | 57.52% | [8 empty] | Residential | 492.5 | No | 1.97
10570516 | Central Heat Pump | DAIKIN | HRCU-A-CB (Split System: Heat Pump with Remote Outdoor Unit-Air-Source) | DZ18TC0241C* |  |  | CA*F3137*6A*+TXV | D*97MC0803BNA* | 23600 | 18 |  | 14 | 10 |  | 22600 | 13000 | 57.52% | [8 empty] | Residential | 492.5 | No | 1.97
10570517 | Central Heat Pump | DAIKIN | HRCU-A-CB (Split System: Heat Pump with Remote Outdoor Unit-Air-Source) | DZ18TC0361C* |  |  | DV37PTCC14A* |  | 35600 | 18 |  | 13.5 | 10 |  | 35800 | 22600 | 63.13% | [8 empty] | Residential | 742.5 | No | 2.97
10570518 | Central Heat Pump | DAIKIN | HRCU-A-CB (Split System: Heat Pump with Remote Outdoor Unit-Air-Source) | DZ18TC0361C* |  |  | DV37PTCD14A* |  | 35800 | 18 |  | 13.5 | 10 |  | 36000 | 22800 | 63.33% | [8 empty] | Residential | 745 | No | 2.98
10570519 | Central Heat Pump | DAIKIN | HRCU-A-CB (Split System: Heat Pump with Remote Outdoor Unit-Air-Source) | DZ18TC0361C* |  |  | CA*F3743*6D*+MBVC1600**-1A*+TX |  | 34800 | 18 |  | 14 | 10 |  | 35000 | 22600 | 64.57% | [8 empty] | Residential | 725 | No | 2.9
10570520 | Central Heat Pump | DAIKIN | HRCU-A-CB (Split System: Heat Pump with Remote Outdoor Unit-Air-Source) | DZ18TC0361C* |  |  | CA*F4961*6D*+MBVC1600**-1A*+TXV |  | 36000 | 18.5 |  | 14 | 10 |  | 36400 | 23000 | 63.19% | [8 empty] | Residential | 750 | No | 3
10570523 | Central Heat Pump | DAIKIN | HRCU-A-CB (Split System: Heat Pump with Remote Outdoor Unit-Air-Source) | DZ18TC0361C* |  |  | CA*F4961*6D*+MBVC2000**-1A*+TXV |  | 36000 | 19 |  | 14 | 10 |  | 36600 | 23200 | 63.39% | [8 empty] | Residential | 750 | No | 3
10570525 | Central Heat Pump | DAIKIN | HRCU-A-CB (Split System: Heat Pump with Remote Outdoor Unit-Air-Source) | DZ18TC0361C* |  |  | CHPF4860D6D*+MBVC2000**-1A*+TXV |  | 35600 | 18.5 |  | 14 | 10 |  | 36000 | 23200 | 64.44% | [8 empty] | Residential | 742.5 | No | 2.97
10570535 | Central Heat Pump | DAIKIN | HRCU-A-CB (Split System: Heat Pump with Remote Outdoor Unit-Air-Source) | DZ18TC0361C* |  |  | CA*F4961*6D*+TXV | D*80VC0804C*A* | 35000 | 18 |  | 13.5 | 10 |  | 36000 | 23000 | 63.89% | [8 empty] | Residential | 730 | No | 2.92
10570539 | Central Heat Pump | DAIKIN | HRCU-A-CB (Split System: Heat Pump with Remote Outdoor Unit-Air-Source) | DZ18TC0361C* |  |  | CA*F4961*6D*+TXV | D*80VC0805C*A* | 35600 | 18 |  | 14 | 10 |  | 36600 | 23000 | 62.84% | [8 empty] | Residential | 742.5 | No | 2.97
207436439 | Central Heat Pump | LENNOX | HRCU-A-CB (Split System: Heat Pump with Remote Outdoor Unit-Air-Source) | SL25XPV-036-230A** |  |  | CR33-48C*+TDR+TXV | EL296DF110XV60C* | 34000 | 20.5 |  | 13.5 | 10 |  | 36000 | 34000 | 94.44% | 33400 | 20.2 | 13 | 8.7 | 36000 | 29800 | 82.78% | 1.76 | Residential | 695 | No | 2.78 | Yes
207436441 | Central Heat Pump | LENNOX | HRCU-A-CB (Split System: Heat Pump with Remote Outdoor Unit-Air-Source) | SL25XPV-036-230A** |  |  | CR33-48C*+TDR+TXV | SL280DF090V60C* | 34200 | 20.5 |  | 13.5 | 10 |  | 36000 | 34000 | 94.44% | 33400 | 20.4 | 13 | 8.7 | 36000 | 29200 | 81.11% | 1.76 | Residential | 695 | No | 2.78 | Yes
207436442 | Central Heat Pump | LENNOX | HRCU-A-CB (Split System: Heat Pump with Remote Outdoor Unit-Air-Source) | SL25XPV-036-230A** |  |  | CR33-48C*+TDR+TXV | SL280DF110V60C* | 34200 | 21 |  | 13.5 | 10 |  | 36000 | 33800 | 93.89% | 33600 | 20.6 | 13.4 | 8.7 | 36000 | 29200 | 81.11% | 1.76 | Residential | 700 | No | 2.8 | Yes
207436443 | Central Heat Pump | LENNOX | HRCU-A-CB (Split System: Heat Pump with Remote Outdoor Unit-Air-Source) | SL25XPV-036-230A** |  |  | CR33-48C*+TDR+TXV | SLP99DF090XV36C* | 34000 | 21.5 |  | 13 | 10.2 |  | 36000 | 34000 | 94.44% | 33400 | 21.4 | 13 | 8.7 | 36000 | 29400 | 81.67% | 1.76 | Residential | 695 | No | 2.78 | Yes
207436444 | Central Heat Pump | LENNOX | HRCU-A-CB (Split System: Heat Pump with Remote Outdoor Unit-Air-Source) | SL25XPV-036-230A** |  |  | CR33-48C*+TDR+TXV | SLP99DF090XV48C* | 34000 | 21 |  | 13.5 | 10 |  | 36000 | 34000 | 94.44% | 33400 | 21.2 | 12.5 | 8.7 | 36000 | 29800 | 82.78% | 1.76 | Residential | 695 | No | 2.78 | Yes
207436445 | Central Heat Pump | LENNOX | HRCU-A-CB (Split System: Heat Pump with Remote Outdoor Unit-Air-Source) | SL25XPV-036-230A** |  |  | CR33-48C*+TDR+TXV | SLP99DF090XV60C* | 34000 | 20.5 |  | 13.5 | 10 |  | 36000 | 34000 | 94.44% | 33400 | 20.2 | 13 | 8.7 | 36000 | 29800 | 82.78% | 1.76 | Residential | 695 | No | 2.78 | Yes
207436446 | Central Heat Pump | LENNOX | HRCU-A-CB (Split System: Heat Pump with Remote Outdoor Unit-Air-Source) | SL25XPV-036-230A** |  |  | CR33-48C*+TDR+TXV | SLP99DF110XV60C* | 34000 | 20.5 |  | 13.5 | 10 |  | 36000 | 34000 | 94.44% | 33400 | 20.2 | 13 | 8.7 | 36000 | 29800 | 82.78% | 1.76 | Residential | 695 | No | 2.78 | Yes
207436447 | Central Heat Pump | LENNOX | HRCU-A-CB (Split System: Heat Pump with Remote Outdoor Unit-Air-Source) | SL25XPV-036-230A** |  |  | CR33-50/60+TDR+TXV | EL296DF090XV60C* | 35200 | 20 |  | 13.5 | 10 |  | 34000 | 28400 | 83.53% | 34200 | 19.8 | 13 | 8.3 | 34000 |  |  |  | Residential | 712.5 | No | 2.85 | No
206132567 | Central Heat Pump | BRYANT HEATING AND COOLING SYSTEMS | HRCU-A-CB (Split System: Heat Pump with Remote Outdoor Unit-Air-Source) | 284ANV036*0**A* |  |  | CAP**4821AL*+UI | 83*CA60080C21*** | 33800 | 21 |  | 13 | 11 |  | 34600 | 32800 | 94.8% | [8 empty] | Residential | 705 | No | 2.82
206132569 | Central Heat Pump | BRYANT HEATING AND COOLING SYSTEMS | HRCU-A-CB (Split System: Heat Pump with Remote Outdoor Unit-Air-Source) | 284ANV036*0**A* |  |  | CAP**4821AL*+UI | 83*CA60100C21*** | 33800 | 21 |  | 12.5 | 11 |  | 33400 | 33000 | 98.8% | [8 empty] | Residential | 705 | No | 2.82
206132570 | Central Heat Pump | BRYANT HEATING AND COOLING SYSTEMS | HRCU-A-CB (Split System: Heat Pump with Remote Outdoor Unit-Air-Source) | 284ANV036*0**A* |  |  | CAP**4824AL*+UI | 83*CA60080C21*** | 33800 | 21 |  | 13 | 11 |  | 34400 | 32800 | 95.35% | [8 empty] | Residential | 705 | No | 2.82
206132571 | Central Heat Pump | BRYANT HEATING AND COOLING SYSTEMS | HRCU-A-CB (Split System: Heat Pump with Remote Outdoor Unit-Air-Source) | 284ANV036*0**A* |  |  | CAP**4824AL*+UI | 83*CA60100C21*** | 33800 | 21 |  | 12.5 | 11 |  | 34000 | 32800 | 96.47% | [8 empty] | Residential | 705 | No | 2.82
206132577 | Central Heat Pump | BRYANT HEATING AND COOLING SYSTEMS | HRCU-A-CB (Split System: Heat Pump with Remote Outdoor Unit-Air-Source) | 284ANV036*0**A* |  |  | CNPV*4217AL*+UI | 83*CA36040C17*** | 33400 | 20 |  | 13 | 10 |  | 32800 | 32200 | 98.17% | [8 empty] | Residential | 695 | No | 2.78
206132578 | Central Heat Pump | BRYANT HEATING AND COOLING SYSTEMS | HRCU-A-CB (Split System: Heat Pump with Remote Outdoor Unit-Air-Source) | 284ANV036*0**A* |  |  | CNPV*4217AL*+UI | 83*CA48060C17*** | 33400 | 20 |  | 13 | 10.5 |  | 32400 | 31600 | 97.53% | [8 empty] | Residential | 695 | No | 2.78
206132579 | Central Heat Pump | BRYANT HEATING AND COOLING SYSTEMS | HRCU-A-CB (Split System: Heat Pump with Remote Outdoor Unit-Air-Source) | 284ANV036*0**A* |  |  | CNPV*4221AL*+UI | 83*CA60080C21*** | 33200 | 20 |  | 13 | 10.5 |  | 32000 | 31200 | 97.5% | [8 empty] | Residential | 692.5 | No | 2.77
206132580 | Central Heat Pump | BRYANT HEATING AND COOLING SYSTEMS | HRCU-A-CB (Split System: Heat Pump with Remote Outdoor Unit-Air-Source) | 284ANV036*0**A* |  |  | CNPV*4221AL*+UI | 83*CA60100C21*** | 33200 | 20 |  | 12.5 | 10 |  | 32200 | 31600 | 98.14% | [8 empty] | Residential | 692.5 | No | 2.77
206132581 | Central Heat Pump | BRYANT HEATING AND COOLING SYSTEMS | HRCU-A-CB (Split System: Heat Pump with Remote Outdoor Unit-Air-Source) | 284ANV036*0**A* |  |  | CNPV*4821AL*+UI | 83*CA60080C21*** | 34000 | 20 |  | 13 | 10 |  | 33400 | 33000 | 98.8% | [8 empty] | Residential | 707.5 | No | 2.83
205272400 | Central Heat Pump | CARRIER | HRCU-A-CB (Split System: Heat Pump with Remote Outdoor Unit-Air-Source) | 25VNA424A*030* |  |  | CSPH*6012AL*+UI | 59MN7B100C21**22 | 23400 | 21 |  | 14 | 11 |  | 24000 | 23800 | 99.17% | [8 empty] | Residential | 487.5 | No | 1.95
205272401 | Central Heat Pump | CARRIER | HRCU-A-CB (Split System: Heat Pump with Remote Outdoor Unit-Air-Source) | 25VNA424A*030* |  |  | CSPH*6012AL*+UI | 59MN7B120C24**22 | 23400 | 21 |  | 14 | 11 |  | 24000 | 23800 | 99.17% | [8 empty] | Residential | 487.5 | No | 1.95
205272402 | Central Heat Pump | CARRIER | HRCU-A-CB (Split System: Heat Pump with Remote Outdoor Unit-Air-Source) | 25VNA424A*030* |  |  | CSPH*6012AL*+UI | 58TN*A070C14**12 | 23400 | 22 |  | 14 | 11 |  | 24000 | 23800 | 99.17% | [8 empty] | Residential | 487.5 | No | 1.95
205272403 | Central Heat Pump | CARRIER | HRCU-A-CB (Split System: Heat Pump with Remote Outdoor Unit-Air-Source) | 25VNA424A*030* |  |  | CSPH*6012AL*+UI | 58TN*A090C17**16 | 23400 | 22 |  | 14 | 11 |  | 24000 | 23800 | 99.17% | [8 empty] | Residential | 487.5 | No | 1.95
205272404 | Central Heat Pump | CARRIER | HRCU-A-CB (Split System: Heat Pump with Remote Outdoor Unit-Air-Source) | 25VNA424A*030* |  |  | CSPH*6012AL*+UI | 58TN*A110C21**20 | 23400 | 22 |  | 14 | 11 |  | 24000 | 23800 | 99.17% | [8 empty] | Residential | 487.5 | No | 1.95
205272405 | Central Heat Pump | CARRIER | HRCU-A-CB (Split System: Heat Pump with Remote Outdoor Unit-Air-Source) | 25VNA424A*030* |  |  | CAP**3617AL*+UI | 58TN*A045C17**12 | 23400 | 21 |  | 14 | 11 |  | 24000 | 24400 | 101.7% | [8 empty] | Residential | 487.5 | No | 1.95
205272406 | Central Heat Pump | CARRIER | HRCU-A-CB (Split System: Heat Pump with Remote Outdoor Unit-Air-Source) | 25VNA424A*030* |  |  | CAP**3617AL*+UI | 58TN*A070C17**16 | 23400 | 21 |  | 14 | 11 |  | 24000 | 24400 | 101.7% | [8 empty] | Residential | 487.5 | No | 1.95
205272407 | Central Heat Pump | CARRIER | HRCU-A-CB (Split System: Heat Pump with Remote Outdoor Unit-Air-Source) | 25VNA424A*030* |  |  | CAP**3617AL*+UI | 59TN6B060C17**14 | 23400 | 21 |  | 14 | 11 |  | 24000 | 24400 | 101.7% | [8 empty] | Residential | 487.5 | No | 1.95
205272408 | Central Heat Pump | CARRIER | HRCU-A-CB (Split System: Heat Pump with Remote Outdoor Unit-Air-Source) | 25VNA424A*030* |  |  | CAP**3617AL*+UI | 59TN6B080C17**14 | 23400 | 21 |  | 14 | 11 |  | 24000 | 24400 | 101.7% | [8 empty] | Residential | 487.5 | No | 1.95
207805182 | Central Heat Pump | AMERICAN STANDARD | HRCU-A-CB (Split System: Heat Pump with Remote Outdoor Unit-Air-Source) | 4A6L9024A1 |  |  | 4PX*BU30BS3+P0V0A000M30SC+RP |  | 22200 | 18 |  | 12.5 | 10 |  | 19700 | 13300 | 67.51% | 21800 | 15.2 | 12 | 8.2 | 19800 |  |  |  | Residential | 455 | No | 1.82
207805184 | Central Heat Pump | AMERICAN STANDARD | HRCU-A-CB (Split System: Heat Pump with Remote Outdoor Unit-Air-Source) | 4A6L9024A1 |  |  | 4TXCB003DS3+P0V0A000M30SC+RP |  | 22200 | 18 |  | 12.5 | 10 |  | 19700 | 13300 | 67.51% | 21800 | 15.2 | 12 | 8.2 | 19800 |  |  |  | Residential | 455 | No | 1.82
207805204 | Central Heat Pump | AMERICAN STANDARD | HRCU-A-CB (Split System: Heat Pump with Remote Outdoor Unit-Air-Source) | 4A6L9048A1 |  |  | 4PX*CD42BS3+P0V0C000M50SC+RP |  | 48000 | 18.5 |  | 12.5 | 10 |  | 41500 | 30800 | 74.22% | [8 empty] | Residential | 1000 | No | 4
207805207 | Central Heat Pump | AMERICAN STANDARD | HRCU-A-CB (Split System: Heat Pump with Remote Outdoor Unit-Air-Source) | 4A6L9048A1 |  |  | 4PX*CD60BS3+P0V0C000M50SC+RP |  | 49500 | 19.5 |  | 12.5 | 10.5 |  | 42500 | 31400 | 73.88% | 49000 | 19 | 12 | 8.7 | 43500 |  |  |  | Residential | 1020 | No | 4.08
207805208 | Central Heat Pump | AMERICAN STANDARD | HRCU-A-CB (Split System: Heat Pump with Remote Outdoor Unit-Air-Source) | 4A6L9048A1 |  |  | 4PX*CD60BS3+HORIZ-RT+P0V0C000M50SC+RP |  | 49500 | 19.5 |  | 12.5 | 10.5 |  | 42500 | 31000 | 72.94% | [8 empty] | Residential | 1032.5 | No | 4.13
207805210 | Central Heat Pump | AMERICAN STANDARD | HRCU-A-CB (Split System: Heat Pump with Remote Outdoor Unit-Air-Source) | 4A6L9048A1 |  |  | 4PX*CU48BS3+P0V0C000M50SC+RP |  | 48000 | 19 |  | 12.5 | 10 |  | 43000 | 32000 | 74.42% | 48000 | 19 | 11.7 | 9 | 44000 |  |  |  | Residential | 1000 | No | 4
207805211 | Central Heat Pump | AMERICAN STANDARD | HRCU-A-CB (Split System: Heat Pump with Remote Outdoor Unit-Air-Source) | 4A6L9048A1 |  |  | 4PX*CU60BS3+P0V0C000M50SC+RP |  | 49000 | 19.5 |  | 12.5 | 11 |  | 42500 | 31600 | 74.35% | 49000 | 19 | 12 | 9 | 43000 |  |  |  | Residential | 1020 | No | 4.08
207805213 | Central Heat Pump | AMERICAN STANDARD | HRCU-A-CB (Split System: Heat Pump with Remote Outdoor Unit-Air-Source) | 4A6L9048A1 |  |  | 4PX*DD48BS3+P0V0D000M50SC+RP |  | 48000 | 19 |  | 12.5 | 10 |  | 44000 | 31800 | 72.27% | [8 empty] | Residential | 1000 | No | 4
207805215 | Central Heat Pump | AMERICAN STANDARD | HRCU-A-CB (Split System: Heat Pump with Remote Outdoor Unit-Air-Source) | 4A6L9048A1 |  |  | 4PX*DD48BS3+HORIZ-RT+P0V0D000M50SC+RP |  | 48000 | 19 |  | 12.5 | 10 |  | 44000 | 31800 | 72.27% | [8 empty] | Residential | 1000 | No | 4
207436448 | Central Heat Pump | LENNOX | HRCU-A-CB (Split System: Heat Pump with Remote Outdoor Unit-Air-Source) | SL25XPV-036-230A** |  |  | CR33-50/60+TDR+TXV | EL296DF110XV60C* | 35200 | 20 |  | 13.5 | 10 |  | 34000 | 28400 | 83.53% | 34200 | 20 | 13 | 8.3 | 34000 |  |  |  | Residential | 712.5 | No | 2.85 | No
207436450 | Central Heat Pump | LENNOX | HRCU-A-CB (Split System: Heat Pump with Remote Outdoor Unit-Air-Source) | SL25XPV-036-230A** |  |  | CR33-50/60+TDR+TXV | SL280DF090V60C* | 35200 | 20 |  | 13.5 | 10 |  | 33800 | 28200 | 83.43% | 34200 | 20 | 13 | 8.3 | 33800 |  |  |  | Residential | 712.5 | No | 2.85 | No
207436451 | Central Heat Pump | LENNOX | HRCU-A-CB (Split System: Heat Pump with Remote Outdoor Unit-Air-Source) | SL25XPV-036-230A** |  |  | CR33-50/60+TDR+TXV | SL280DF110V60C* | 35200 | 20.5 |  | 14 | 10 |  | 33800 | 28200 | 83.43% | 34400 | 20.2 | 13.4 | 8.3 | 33800 |  |  |  | Residential | 717.5 | No | 2.87 | No
207436452 | Central Heat Pump | LENNOX | HRCU-A-CB (Split System: Heat Pump with Remote Outdoor Unit-Air-Source) | SL25XPV-036-230A** |  |  | CR33-50/60+TDR+TXV | SLP99DF090XV36C* | 35200 | 21 |  | 13.5 | 10.2 |  | 34000 | 28400 | 83.53% | 34200 | 21 | 13 | 8.4 | 34000 |  |  |  | Residential | 712.5 | No | 2.85 | No
207436453 | Central Heat Pump | LENNOX | HRCU-A-CB (Split System: Heat Pump with Remote Outdoor Unit-Air-Source) | SL25XPV-036-230A** |  |  | CR33-50/60+TDR+TXV | SLP99DF090XV48C* | 35200 | 21 |  | 13.5 | 10 |  | 34000 | 28400 | 83.53% | 34200 | 20.8 | 12.5 | 8.4 | 34000 |  |  |  | Residential | 712.5 | No | 2.85 | No
207436454 | Central Heat Pump | LENNOX | HRCU-A-CB (Split System: Heat Pump with Remote Outdoor Unit-Air-Source) | SL25XPV-036-230A** |  |  | CR33-50/60+TDR+TXV | SLP99DF090XV60C* | 35200 | 20 |  | 13.5 | 10 |  | 34000 | 28400 | 83.53% | 34200 | 19.8 | 13 | 8.3 | 34000 |  |  |  | Residential | 712.5 | No | 2.85 | No
207436455 | Central Heat Pump | LENNOX | HRCU-A-CB (Split System: Heat Pump with Remote Outdoor Unit-Air-Source) | SL25XPV-036-230A** |  |  | CR33-50/60+TDR+TXV | SLP99DF110XV60C* | 35200 | 20 |  | 13.5 | 10 |  | 34000 | 28400 | 83.53% | 34200 | 20 | 13 | 8.3 | 34000 |  |  |  | Residential | 712.5 | No | 2.85 | No
207436457 | Central Heat Pump | LENNOX | HRCU-A-CB (Split System: Heat Pump with Remote Outdoor Unit-Air-Source) | SL25XPV-036-230A** |  |  | CX35-36A+TDR | SL280UH070V36A* | 34200 | 21.5 |  | 13.5 | 10 |  | 35800 | 33400 | 93.3% | 33200 | 21.6 | 12.5 | 8.5 | 35800 |  |  |  | Residential | 692.5 | No | 2.77 | No
10570542 | Central Heat Pump | DAIKIN | HRCU-A-CB (Split System: Heat Pump with Remote Outdoor Unit-Air-Source) | DZ18TC0361C* |  |  | CHPF4860D6D*+TXV | D*80VC0805C*A* | 35000 | 18 |  | 13.5 | 10 |  | 36000 | 22600 | 62.78% | [8 empty] | Residential | 730 | No | 2.92
10570545 | Central Heat Pump | DAIKIN | HRCU-A-CB (Split System: Heat Pump with Remote Outdoor Unit-Air-Source) | DZ18TC0361C* |  |  | CA*F4961*6D*+TXV | D*80VC0805D*A* | 35000 | 18 |  | 13.5 | 10 |  | 36000 | 22600 | 62.78% | [8 empty] | Residential | 730 | No | 2.92
10570548 | Central Heat Pump | DAIKIN | HRCU-A-CB (Split System: Heat Pump with Remote Outdoor Unit-Air-Source) | DZ18TC0361C* |  |  | CHPF4860D6D*+TXV | D*80VC0805D*A* | 35000 | 18 |  | 13.5 | 10 |  | 36000 | 22600 | 62.78% | [8 empty] | Residential | 730 | No | 2.92
10570549 | Central Heat Pump | DAIKIN | HRCU-A-CB (Split System: Heat Pump with Remote Outdoor Unit-Air-Source) | DZ18TC0361C* |  |  | CA*F3743*6D*+TXV | D*80VC1005C*A* | 35000 | 18 |  | 13.5 | 10 |  | 36000 | 22600 | 62.78% | [8 empty] | Residential | 730 | No | 2.92
10570550 | Central Heat Pump | DAIKIN | HRCU-A-CB (Split System: Heat Pump with Remote Outdoor Unit-Air-Source) | DZ18TC0361C* |  |  | CA*F4961*6D*+TXV | D*80VC1005C*A* | 35600 | 18 |  | 14 | 10 |  | 36000 | 23000 | 63.89% | [8 empty] | Residential | 742.5 | No | 2.97
10570579 | Central Heat Pump | DAIKIN | HRCU-A-CB (Split System: Heat Pump with Remote Outdoor Unit-Air-Source) | DZ18TC0361C* |  |  | CA*F4961*6D*+TXV | D*96VC1005CNA* | 35400 | 18 |  | 14 | 10 |  | 36400 | 22800 | 62.64% | [8 empty] | Residential | 737.5 | No | 2.95
10570580 | Central Heat Pump | DAIKIN | HRCU-A-CB (Split System: Heat Pump with Remote Outdoor Unit-Air-Source) | DZ18TC0361C* |  |  | CA*F4961*6D*+TXV | D*97MC1005CNA* | 35400 | 18 |  | 14 | 10 |  | 36400 | 22800 | 62.64% | [8 empty] | Residential | 737.5 | No | 2.95
9117018 | Central Heat Pump | DAIKIN | HRCU-A-CB (Split System: Heat Pump with Remote Outdoor Unit-Air-Source) | DZ20VC0241B* |  |  | CA*F3743*6D*+TXV | D*96VC0804CNA* | 23400 | 20 |  | 13 | 10 |  | 23800 | 13000 | 54.62% | [8 empty] | Residential | 487.5 | No | 1.95
9117020 | Central Heat Pump | DAIKIN | HRCU-A-CB (Split System: Heat Pump with Remote Outdoor Unit-Air-Source) | DZ20VC0241B* |  |  | CSCF3642N6D*+TXV | D*96VC0804CNA* | 23400 | 20 |  | 13 | 10 |  | 23800 | 13000 | 54.62% | [8 empty] | Residential | 487.5 | No | 1.95
9117021 | Central Heat Pump | DAIKIN | HRCU-A-CB (Split System: Heat Pump with Remote Outdoor Unit-Air-Source) | DZ20VC0241B* |  |  | CA*F3137*6A*+TXV | D*97MC0603BNA* | 23400 | 20 |  | 13 | 10 |  | 23800 | 13000 | 54.62% | [8 empty] | Residential | 487.5 | No | 1.95
205272409 | Central Heat Pump | CARRIER | HRCU-A-CB (Split System: Heat Pump with Remote Outdoor Unit-Air-Source) | 25VNA424A*030* |  |  | CAP**3621AL*+UI | 58TN*A045C17**12 | 23400 | 21 |  | 14 | 11 |  | 24000 | 24400 | 101.7% | [8 empty] | Residential | 487.5 | No | 1.95
205272410 | Central Heat Pump | CARRIER | HRCU-A-CB (Split System: Heat Pump with Remote Outdoor Unit-Air-Source) | 25VNA424A*030* |  |  | CAP**3621AL*+UI | 58TN*A070C17**16 | 23400 | 21 |  | 14 | 11 |  | 24000 | 24200 | 100.8% | [8 empty] | Residential | 487.5 | No | 1.95
205272411 | Central Heat Pump | CARRIER | HRCU-A-CB (Split System: Heat Pump with Remote Outdoor Unit-Air-Source) | 25VNA424A*030* |  |  | CAP**3621AL*+UI | 58TN*A070C21**20 | 23400 | 21 |  | 14 | 11 |  | 24000 | 24200 | 100.8% | [8 empty] | Residential | 487.5 | No | 1.95
205272412 | Central Heat Pump | CARRIER | HRCU-A-CB (Split System: Heat Pump with Remote Outdoor Unit-Air-Source) | 25VNA424A*030* |  |  | CAP**3621AL*+UI | 58TN*A090C21**20 | 23400 | 22 |  | 14 | 11 |  | 24000 | 24200 | 100.8% | [8 empty] | Residential | 487.5 | No | 1.95
205272413 | Central Heat Pump | CARRIER | HRCU-A-CB (Split System: Heat Pump with Remote Outdoor Unit-Air-Source) | 25VNA424A*030* |  |  | CAP**3621AL*+UI | 59TN6B060C17**14 | 23400 | 21 |  | 14 | 11 |  | 24000 | 24400 | 101.7% | [8 empty] | Residential | 487.5 | No | 1.95
205272414 | Central Heat Pump | CARRIER | HRCU-A-CB (Split System: Heat Pump with Remote Outdoor Unit-Air-Source) | 25VNA424A*030* |  |  | CAP**3621AL*+UI | 59TN6B080C17**14 | 23400 | 21 |  | 14 | 11 |  | 24000 | 24400 | 101.7% | [8 empty] | Residential | 487.5 | No | 1.95
205272415 | Central Heat Pump | CARRIER | HRCU-A-CB (Split System: Heat Pump with Remote Outdoor Unit-Air-Source) | 25VNA424A*030* |  |  | CAP**4221AL*+UI | 58TN*A045C17**12 | 23400 | 21 |  | 14 | 11 |  | 24000 | 24400 | 101.7% | [8 empty] | Residential | 487.5 | No | 1.95
205272416 | Central Heat Pump | CARRIER | HRCU-A-CB (Split System: Heat Pump with Remote Outdoor Unit-Air-Source) | 25VNA424A*030* |  |  | CAP**4221AL*+UI | 58TN*A070C17**16 | 23400 | 21 |  | 14 | 11 |  | 24000 | 24200 | 100.8% | [8 empty] | Residential | 487.5 | No | 1.95
205272417 | Central Heat Pump | CARRIER | HRCU-A-CB (Split System: Heat Pump with Remote Outdoor Unit-Air-Source) | 25VNA424A*030* |  |  | CAP**4221AL*+UI | 58TN*A070C21**20 | 23400 | 21 |  | 14 | 11 |  | 24000 | 24200 | 100.8% | [8 empty] | Residential | 487.5 | No | 1.95
206132582 | Central Heat Pump | BRYANT HEATING AND COOLING SYSTEMS | HRCU-A-CB (Split System: Heat Pump with Remote Outdoor Unit-Air-Source) | 284ANV036*0**A* |  |  | CNPV*4821AL*+UI | 83*CA60100C21*** | 33800 | 20 |  | 13 | 10 |  | 34400 | 33200 | 96.51% | [8 empty] | Residential | 705 | No | 2.82
206132591 | Central Heat Pump | BRYANT HEATING AND COOLING SYSTEMS | HRCU-A-CB (Split System: Heat Pump with Remote Outdoor Unit-Air-Source) | 284ANV036*0**A* |  |  | CSPH*4212AL*+UI | 83*CA60080C21*** | 34000 | 20 |  | 12.5 | 10 |  | 33400 | 33000 | 98.8% | [8 empty] | Residential | 707.5 | No | 2.83
206132593 | Central Heat Pump | BRYANT HEATING AND COOLING SYSTEMS | HRCU-A-CB (Split System: Heat Pump with Remote Outdoor Unit-Air-Source) | 284ANV036*0**A* |  |  | CSPH*4212AL*+UI | 83*CA60100C21*** | 34000 | 19 |  | 12.5 | 10.5 |  | 34600 | 33200 | 95.95% | [8 empty] | Residential | 707.5 | No | 2.83
206132595 | Central Heat Pump | BRYANT HEATING AND COOLING SYSTEMS | HRCU-A-CB (Split System: Heat Pump with Remote Outdoor Unit-Air-Source) | 284ANV036*0**A* |  |  | CSPH*4812AL*+UI | 83*CA36040C17*** | 34200 | 20 |  | 12.5 | 10 |  | 34600 | 33200 | 95.95% | [8 empty] | Residential | 712.5 | No | 2.85
206132597 | Central Heat Pump | BRYANT HEATING AND COOLING SYSTEMS | HRCU-A-CB (Split System: Heat Pump with Remote Outdoor Unit-Air-Source) | 284ANV036*0**A* |  |  | CSPH*4812AL*+UI | 83*CA48060C17*** | 34200 | 20 |  | 12.5 | 10 |  | 34400 | 33200 | 96.51% | [8 empty] | Residential | 712.5 | No | 2.85
206132599 | Central Heat Pump | BRYANT HEATING AND COOLING SYSTEMS | HRCU-A-CB (Split System: Heat Pump with Remote Outdoor Unit-Air-Source) | 284ANV036*0**A* |  |  | CSPH*4812AL*+UI | 83*CA60080C21*** | 34200 | 20 |  | 12.5 | 10 |  | 33400 | 33000 | 98.8% | [8 empty] | Residential | 712.5 | No | 2.85
206132601 | Central Heat Pump | BRYANT HEATING AND COOLING SYSTEMS | HRCU-A-CB (Split System: Heat Pump with Remote Outdoor Unit-Air-Source) | 284ANV036*0**A* |  |  | CSPH*4812AL*+UI | 83*CA60100C21*** | 34200 | 20 |  | 12.5 | 10 |  | 34400 | 33200 | 96.51% | [8 empty] | Residential | 712.5 | No | 2.85
206132615 | Central Heat Pump | BRYANT HEATING AND COOLING SYSTEMS | HRCU-A-CB (Split System: Heat Pump with Remote Outdoor Unit-Air-Source) | 284ANV036*0**A* |  |  | CAP**3721AL*+UI | 935CA60080C21*** | 34400 | 21 |  | 12.5 | 11 |  | 34400 | 33000 | 95.93% | [8 empty] | Residential | 717.5 | No | 2.87
206132617 | Central Heat Pump | BRYANT HEATING AND COOLING SYSTEMS | HRCU-A-CB (Split System: Heat Pump with Remote Outdoor Unit-Air-Source) | 284ANV036*0**A* |  |  | CAP**3721AL*+UI | 935CA66100C21*** | 34600 | 21 |  | 13 | 11 |  | 34400 | 33000 | 95.93% | [8 empty] | Residential | 720 | No | 2.88
207436458 | Central Heat Pump | LENNOX | HRCU-A-CB (Split System: Heat Pump with Remote Outdoor Unit-Air-Source) | SL25XPV-036-230A** |  |  | CX35-36A+TDR | SL280UH070XV36A* | 34200 | 21.5 |  | 13.5 | 10 |  | 35800 | 33400 | 93.3% | 33200 | 21.6 | 12.5 | 8.5 | 35800 |  |  |  | Residential | 692.5 | No | 2.77 | No
207436459 | Central Heat Pump | LENNOX | HRCU-A-CB (Split System: Heat Pump with Remote Outdoor Unit-Air-Source) | SL25XPV-036-230A** |  |  | CX35-36B+TDR | EL296UH045XV36B* | 34200 | 21.5 |  | 13.5 | 10 |  | 35800 | 33600 | 93.85% | 33200 | 21.6 | 12.5 | 8.5 | 35800 |  |  |  | Residential | 692.5 | No | 2.77 | No
207436460 | Central Heat Pump | LENNOX | HRCU-A-CB (Split System: Heat Pump with Remote Outdoor Unit-Air-Source) | SL25XPV-036-230A** |  |  | CX35-36B+TDR | EL296UH070XV36B* | 34200 | 21.5 |  | 13.5 | 10 |  | 35800 | 33400 | 93.3% | 33200 | 21.8 | 13 | 8.5 | 35800 |  |  |  | Residential | 692.5 | No | 2.77 | No
207436461 | Central Heat Pump | LENNOX | HRCU-A-CB (Split System: Heat Pump with Remote Outdoor Unit-Air-Source) | SL25XPV-036-230A** |  |  | CX35-36B+TDR | SL280UH080NV48B* | 34400 | 22 |  | 14 | 10 |  | 35400 | 33200 | 93.79% | 33400 | 21.4 | 13 | 8.5 | 35400 |  |  |  | Residential | 695 | No | 2.78 | No
207436462 | Central Heat Pump | LENNOX | HRCU-A-CB (Split System: Heat Pump with Remote Outdoor Unit-Air-Source) | SL25XPV-036-230A** |  |  | CX35-36B+TDR | SL280UH090V36B* | 34400 | 22 |  | 14 | 10 |  | 35400 | 33200 | 93.79% | 33400 | 22.2 | 13.4 | 8.6 | 35400 | 26600 | 75.14% | 1.76 | Residential | 695 | No | 2.78 | Yes
207436463 | Central Heat Pump | LENNOX | HRCU-A-CB (Split System: Heat Pump with Remote Outdoor Unit-Air-Source) | SL25XPV-036-230A** |  |  | CX35-36B+TDR | SL280UH090V48B* | 34200 | 21.5 |  | 13.5 | 10 |  | 35600 | 33400 | 93.82% | 33400 | 21.8 | 13.4 | 8.6 | 35600 | 26600 | 74.72% | 1.76 | Residential | 695 | No | 2.78 | Yes
207436464 | Central Heat Pump | LENNOX | HRCU-A-CB (Split System: Heat Pump with Remote Outdoor Unit-Air-Source) | SL25XPV-036-230A** |  |  | CX35-36B+TDR | SL280UH090XV48B* | 34200 | 21.5 |  | 13.5 | 10 |  | 35600 | 33400 | 93.82% | 33400 | 21.8 | 13.4 | 8.6 | 35600 | 26600 | 74.72% | 1.76 | Residential | 695 | No | 2.78 | Yes
207436465 | Central Heat Pump | LENNOX | HRCU-A-CB (Split System: Heat Pump with Remote Outdoor Unit-Air-Source) | SL25XPV-036-230A** |  |  | CX35-36B+TDR | SL297UH040NV36B* | 34200 | 21.5 |  | 13.5 | 10 |  | 35600 | 33400 | 93.82% | 33400 | 21.8 | 13 | 8.5 | 35600 |  |  |  | Residential | 695 | No | 2.78 | No
207436466 | Central Heat Pump | LENNOX | HRCU-A-CB (Split System: Heat Pump with Remote Outdoor Unit-Air-Source) | SL25XPV-036-230A** |  |  | CX35-36B+TDR | SL297UH060NV36B* | 34200 | 21 |  | 13.5 | 10 |  | 35800 | 33400 | 93.3% | 33200 | 21.4 | 12.5 | 8.5 | 35800 |  |  |  | Residential | 692.5 | No | 2.77 | No
207805216 | Central Heat Pump | AMERICAN STANDARD | HRCU-A-CB (Split System: Heat Pump with Remote Outdoor Unit-Air-Source) | 4A6L9048A1 |  |  | 4PX*DD60BS3+P0V0D000M50SC+RP |  | 47500 | 19 |  | 12.5 | 10.5 |  | 41500 | 31400 | 75.66% | 48000 | 19 | 12 | 9 | 43000 |  |  |  | Residential | 1000 | No | 4
207805217 | Central Heat Pump | AMERICAN STANDARD | HRCU-A-CB (Split System: Heat Pump with Remote Outdoor Unit-Air-Source) | 4A6L9048A1 |  |  | 4PX*DD60BS3+P0V0C000M50SC+RP |  | 46500 | 19 |  | 12.5 | 10 |  | 40500 | 30600 | 75.56% | 46500 | 19 | 12 | 8.7 | 42000 |  |  |  | Residential | 970 | No | 3.88
207805218 | Central Heat Pump | AMERICAN STANDARD | HRCU-A-CB (Split System: Heat Pump with Remote Outdoor Unit-Air-Source) | 4A6L9048A1 |  |  | 4PX*DD60BS3+HORIZ-RT+P0V0D000M50SC+RP |  | 47500 | 19 |  | 12.5 | 10 |  | 41500 | 30600 | 73.73% | [8 empty] | Residential | 990 | No | 3.96
207805219 | Central Heat Pump | AMERICAN STANDARD | HRCU-A-CB (Split System: Heat Pump with Remote Outdoor Unit-Air-Source) | 4A6L9048A1 |  |  | 4PX*DD60BS3+HORIZ-RT+P0V0C000M50SC+RP |  | 46500 | 19 |  | 12.5 | 10 |  | 40500 | 29800 | 73.58% | [8 empty] | Residential | 970 | No | 3.88
207805220 | Central Heat Pump | AMERICAN STANDARD | HRCU-A-CB (Split System: Heat Pump with Remote Outdoor Unit-Air-Source) | 4A6L9048A1 |  |  | 4PX*DU48BS3+P0V0C000M50SC+RP |  | 46000 | 18.5 |  | 12.5 | 10 |  | 41500 | 31200 | 75.18% | 46500 | 19 | 12 | 8.7 | 42500 |  |  |  | Residential | 970 | No | 3.88
207805221 | Central Heat Pump | AMERICAN STANDARD | HRCU-A-CB (Split System: Heat Pump with Remote Outdoor Unit-Air-Source) | 4A6L9048A1 |  |  | 4PX*DU48BS3+P0V0D000M50SC+RP |  | 48000 | 19 |  | 12.5 | 10.5 |  | 42500 | 31800 | 74.82% | 48000 | 19 | 12 | 9 | 43500 |  |  |  | Residential | 1000 | No | 4
207805222 | Central Heat Pump | AMERICAN STANDARD | HRCU-A-CB (Split System: Heat Pump with Remote Outdoor Unit-Air-Source) | 4A6L9048A1 |  |  | 4PX*DU60BS3+P0V0C000M50SC+RP |  | 48000 | 19.5 |  | 12.5 | 10 |  | 41000 | 30600 | 74.63% | 47500 | 19 | 12 | 8.7 | 42000 |  |  |  | Residential | 990 | No | 3.96
207805223 | Central Heat Pump | AMERICAN STANDARD | HRCU-A-CB (Split System: Heat Pump with Remote Outdoor Unit-Air-Source) | 4A6L9048A1 |  |  | 4PX*DU60BS3+P0V0D000M50SC+RP |  | 49500 | 19.5 |  | 12.5 | 11 |  | 42000 | 31400 | 74.76% | 49000 | 19 | 12 | 9 | 43000 |  |  |  | Residential | 1020 | No | 4.08
207805225 | Central Heat Pump | AMERICAN STANDARD | HRCU-A-CB (Split System: Heat Pump with Remote Outdoor Unit-Air-Source) | 4A6L9048A1 |  |  | 4TXCC007DS3+P0V0C000M50SC+RP |  | 48000 | 19 |  | 12.5 | 10 |  | 43000 | 31800 | 73.95% | 48000 | 19 | 11.7 | 9 | 44000 |  |  |  | Residential | 1000 | No | 4
205272418 | Central Heat Pump | CARRIER | HRCU-A-CB (Split System: Heat Pump with Remote Outdoor Unit-Air-Source) | 25VNA424A*030* |  |  | CAP**4221AL*+UI | 58TN*A090C21**20 | 23400 | 22 |  | 14 | 11 |  | 24000 | 24200 | 100.8% | [8 empty] | Residential | 487.5 | No | 1.95
205272419 | Central Heat Pump | CARRIER | HRCU-A-CB (Split System: Heat Pump with Remote Outdoor Unit-Air-Source) | 25VNA424A*030* |  |  | CAP**4221AL*+UI | 59TN6B060C17**14 | 23400 | 21 |  | 14 | 11 |  | 24000 | 24400 | 101.7% | [8 empty] | Residential | 487.5 | No | 1.95
205272420 | Central Heat Pump | CARRIER | HRCU-A-CB (Split System: Heat Pump with Remote Outdoor Unit-Air-Source) | 25VNA424A*030* |  |  | CAP**4221AL*+UI | 59TN6B080C17**14 | 23400 | 21 |  | 14 | 11 |  | 24000 | 24400 | 101.7% | [8 empty] | Residential | 487.5 | No | 1.95
205272421 | Central Heat Pump | CARRIER | HRCU-A-CB (Split System: Heat Pump with Remote Outdoor Unit-Air-Source) | 25VNA424A*030* |  |  | CAP**4224AL*+UI | 58TN*A070C21**20 | 23400 | 21 |  | 14 | 11 |  | 24000 | 24200 | 100.8% | [8 empty] | Residential | 487.5 | No | 1.95
205272422 | Central Heat Pump | CARRIER | HRCU-A-CB (Split System: Heat Pump with Remote Outdoor Unit-Air-Source) | 25VNA424A*030* |  |  | CAP**4224AL*+UI | 58TN*A090C21**20 | 23400 | 22 |  | 14 | 11 |  | 24000 | 24200 | 100.8% | [8 empty] | Residential | 487.5 | No | 1.95
205272423 | Central Heat Pump | CARRIER | HRCU-A-CB (Split System: Heat Pump with Remote Outdoor Unit-Air-Source) | 25VNA424A*030* |  |  | CAP**4224AL*+UI | 58TN*A135C24**22 | 23400 | 22 |  | 14 | 11 |  | 24000 | 24000 | 100% | [8 empty] | Residential | 487.5 | No | 1.95
205272424 | Central Heat Pump | CARRIER | HRCU-A-CB (Split System: Heat Pump with Remote Outdoor Unit-Air-Source) | 25VNA424A*030* |  |  | CAP**4224AL*+UI | 59TN6B120C24**22 | 23400 | 22 |  | 14 | 11 |  | 24000 | 24200 | 100.8% | [8 empty] | Residential | 487.5 | No | 1.95
205272425 | Central Heat Pump | CARRIER | HRCU-A-CB (Split System: Heat Pump with Remote Outdoor Unit-Air-Source) | 25VNA424A*030* |  |  | CAP**4821AL*+UI | 58TN*A045C17**12 | 23400 | 21 |  | 14 | 11 |  | 24000 | 24200 | 100.8% | [8 empty] | Residential | 487.5 | No | 1.95
205272426 | Central Heat Pump | CARRIER | HRCU-A-CB (Split System: Heat Pump with Remote Outdoor Unit-Air-Source) | 25VNA424A*030* |  |  | CAP**4821AL*+UI | 58TN*A070C17**16 | 23400 | 22 |  | 14 | 11 |  | 24000 | 24000 | 100% | [8 empty] | Residential | 487.5 | No | 1.95
9117024 | Central Heat Pump | DAIKIN | HRCU-A-CB (Split System: Heat Pump with Remote Outdoor Unit-Air-Source) | DZ20VC0241B* |  |  | CA*F3743*6D*+TXV | D*97MC0603BNA* | 23400 | 20 |  | 13 | 10 |  | 23800 | 13000 | 54.62% | [8 empty] | Residential | 487.5 | No | 1.95
9117026 | Central Heat Pump | DAIKIN | HRCU-A-CB (Split System: Heat Pump with Remote Outdoor Unit-Air-Source) | DZ20VC0241B* |  |  | CSCF3642N6D*+TXV | D*97MC0603BNA* | 23400 | 20 |  | 13 | 10 |  | 23800 | 13000 | 54.62% | [8 empty] | Residential | 487.5 | No | 1.95
9117027 | Central Heat Pump | DAIKIN | HRCU-A-CB (Split System: Heat Pump with Remote Outdoor Unit-Air-Source) | DZ20VC0241B* |  |  | CA*F3137*6A*+TXV | D*97MC0803BNA* | 23200 | 20 |  | 13 | 10 |  | 23800 | 13000 | 54.62% | [8 empty] | Residential | 482.5 | No | 1.93
9117030 | Central Heat Pump | DAIKIN | HRCU-A-CB (Split System: Heat Pump with Remote Outdoor Unit-Air-Source) | DZ20VC0241B* |  |  | CA*F3743*6D*+TXV | D*97MC0803BNA* | 23400 | 20 |  | 13 | 10 |  | 23800 | 13000 | 54.62% | [8 empty] | Residential | 487.5 | No | 1.95
9117032 | Central Heat Pump | DAIKIN | HRCU-A-CB (Split System: Heat Pump with Remote Outdoor Unit-Air-Source) | DZ20VC0241B* |  |  | CSCF3642N6D*+TXV | D*97MC0803BNA* | 23400 | 20 |  | 13 | 10 |  | 23800 | 13000 | 54.62% | [8 empty] | Residential | 487.5 | No | 1.95
9117034 | Central Heat Pump | DAIKIN | HRCU-A-CB (Split System: Heat Pump with Remote Outdoor Unit-Air-Source) | DZ20VC0241B* |  |  | CA*F3642*6D*+TXV | D*97MC0804CNA* | 23200 | 20 |  | 13 | 10 |  | 23600 | 13000 | 55.08% | [8 empty] | Residential | 482.5 | No | 1.93
9117035 | Central Heat Pump | DAIKIN | HRCU-A-CB (Split System: Heat Pump with Remote Outdoor Unit-Air-Source) | DZ20VC0241B* |  |  | CA*F3743*6D*+TXV | D*97MC0804CNA* | 23400 | 20 |  | 13 | 10 |  | 23800 | 13000 | 54.62% | [8 empty] | Residential | 487.5 | No | 1.95
9117037 | Central Heat Pump | DAIKIN | HRCU-A-CB (Split System: Heat Pump with Remote Outdoor Unit-Air-Source) | DZ20VC0241B* |  |  | CSCF3642N6D*+TXV | D*97MC0804CNA* | 23600 | 20 |  | 13 | 10 |  | 23600 | 13000 | 55.08% | [8 empty] | Residential | 492.5 | No | 1.97
9117041 | Central Heat Pump | DAIKIN | HRCU-A-CB (Split System: Heat Pump with Remote Outdoor Unit-Air-Source) | DZ20VC0361B* |  |  | DV59PECD14A* |  | 35800 | 20 |  | 14 | 10 |  | 35400 | 18900 | 53.39% | [8 empty] | Residential | 745 | No | 2.98
9117042 | Central Heat Pump | DAIKIN | HRCU-A-CB (Split System: Heat Pump with Remote Outdoor Unit-Air-Source) | DZ20VC0361B* |  |  | CA*F3137*6A*+MBVC1200**-1A*+TXV |  | 35400 | 20 |  | 13.5 | 10 |  | 35000 | 18200 | 52% | [8 empty] | Residential | 737.5 | No | 2.95
207436467 | Central Heat Pump | LENNOX | HRCU-A-CB (Split System: Heat Pump with Remote Outdoor Unit-Air-Source) | SL25XPV-036-230A** |  |  | CX35-36B+TDR | SLP99UH070XV36B* | 34200 | 21.5 |  | 13.5 | 10 |  | 35800 | 33400 | 93.3% | 33200 | 21.8 | 13 | 8.5 | 35800 |  |  |  | Residential | 692.5 | No | 2.77 | No
207436468 | Central Heat Pump | LENNOX | HRCU-A-CB (Split System: Heat Pump with Remote Outdoor Unit-Air-Source) | SL25XPV-036-230A** |  |  | CX35-48B+TDR | EL296UH045XV36B* | 34600 | 21.5 |  | 13.5 | 10 |  | 35800 | 33400 | 93.3% | 33800 | 21.4 | 12.5 | 8.8 | 35800 | 27800 | 77.65% | 1.8 | Residential | 705 | Yes | 2.82 | Yes
207436469 | Central Heat Pump | LENNOX | HRCU-A-CB (Split System: Heat Pump with Remote Outdoor Unit-Air-Source) | SL25XPV-036-230A** |  |  | CX35-48B+TDR | EL296UH070XV36B* | 34600 | 21.5 |  | 13.5 | 10 |  | 35800 | 33400 | 93.3% | 33800 | 21.6 | 13 | 8.8 | 35800 | 27800 | 77.65% | 1.8 | Residential | 705 | Yes | 2.82 | Yes
207436470 | Central Heat Pump | LENNOX | HRCU-A-CB (Split System: Heat Pump with Remote Outdoor Unit-Air-Source) | SL25XPV-036-230A** |  |  | CX35-48B+TDR | SL280UH080NV48B* | 35000 | 22 |  | 14 | 10.2 |  | 35400 | 33000 | 93.22% | 34000 | 21.4 | 13 | 8.8 | 35400 | 27600 | 77.97% | 1.8 | Residential | 707.5 | Yes | 2.83 | Yes
207436471 | Central Heat Pump | LENNOX | HRCU-A-CB (Split System: Heat Pump with Remote Outdoor Unit-Air-Source) | SL25XPV-036-230A** |  |  | CX35-48B+TDR | SL280UH090V36B* | 34800 | 22 |  | 14 | 10.2 |  | 35600 | 33200 | 93.26% | 34000 | 22.2 | 13.4 | 8.8 | 35600 | 27600 | 77.53% | 1.82 | Residential | 707.5 | Yes | 2.83 | Yes
207436472 | Central Heat Pump | LENNOX | HRCU-A-CB (Split System: Heat Pump with Remote Outdoor Unit-Air-Source) | SL25XPV-036-230A** |  |  | CX35-48B+TDR | SL280UH090V48B* | 34800 | 21.5 |  | 14 | 10 |  | 35600 | 33200 | 93.26% | 34000 | 21.8 | 13.4 | 8.8 | 35600 | 27400 | 76.97% | 1.82 | Residential | 707.5 | Yes | 2.83 | Yes
207436473 | Central Heat Pump | LENNOX | HRCU-A-CB (Split System: Heat Pump with Remote Outdoor Unit-Air-Source) | SL25XPV-036-230A** |  |  | CX35-48B+TDR | SL280UH090XV48B* | 34800 | 21.5 |  | 14 | 10 |  | 35600 | 33200 | 93.26% | 34000 | 21.8 | 13.4 | 8.8 | 35600 | 27400 | 76.97% | 1.82 | Residential | 707.5 | Yes | 2.83 | Yes
207436474 | Central Heat Pump | LENNOX | HRCU-A-CB (Split System: Heat Pump with Remote Outdoor Unit-Air-Source) | SL25XPV-036-230A** |  |  | CX35-48B+TDR | SL297UH040NV36B* | 34800 | 21.5 |  | 13.5 | 10 |  | 35800 | 33400 | 93.3% | 33800 | 21.6 | 13 | 8.8 | 35800 | 27800 | 77.65% | 1.8 | Residential | 705 | Yes | 2.82 | Yes
207805226 | Central Heat Pump | AMERICAN STANDARD | HRCU-A-CB (Split System: Heat Pump with Remote Outdoor Unit-Air-Source) | 4A6L9048A1 |  |  | 4TXCC009DS3+P0V0C000M50SC+RP |  | 49000 | 19.5 |  | 12.5 | 10 |  | 42500 | 31600 | 74.35% | 49000 | 19 | 12 | 9 | 43000 |  |  |  | Residential | 1020 | No | 4.08
207805227 | Central Heat Pump | AMERICAN STANDARD | HRCU-A-CB (Split System: Heat Pump with Remote Outdoor Unit-Air-Source) | 4A6L9048A1 |  |  | 4TXCD008DS3+P0V0C000M50SC+RP |  | 46000 | 18.5 |  | 12.5 | 10 |  | 41500 | 31000 | 74.7% | 46500 | 19 | 12 | 8.7 | 42500 |  |  |  | Residential | 970 | No | 3.88
207805228 | Central Heat Pump | AMERICAN STANDARD | HRCU-A-CB (Split System: Heat Pump with Remote Outdoor Unit-Air-Source) | 4A6L9048A1 |  |  | 4TXCD008DS3+P0V0D000M50SC+RP |  | 48000 | 19 |  | 12.5 | 10 |  | 42500 | 32000 | 75.29% | 48000 | 19 | 12 | 9 | 43500 |  |  |  | Residential | 1000 | No | 4
207805229 | Central Heat Pump | AMERICAN STANDARD | HRCU-A-CB (Split System: Heat Pump with Remote Outdoor Unit-Air-Source) | 4A6L9048A1 |  |  | 4TXCD010DS3+P0V0C000M50SC+RP |  | 48000 | 19 |  | 12.5 | 10 |  | 41000 | 30600 | 74.63% | 47500 | 19 | 12 | 8.7 | 42000 |  |  |  | Residential | 990 | No | 3.96
207805230 | Central Heat Pump | AMERICAN STANDARD | HRCU-A-CB (Split System: Heat Pump with Remote Outdoor Unit-Air-Source) | 4A6L9048A1 |  |  | 4TXCD010DS3+P0V0D000M50SC+RP |  | 49500 | 19.5 |  | 12.5 | 10 |  | 42500 | 31400 | 73.88% | 49000 | 19 | 12 | 9 | 43000 |  |  |  | Residential | 1020 | No | 4.08
207820970 | Central Heat Pump | AMERICAN STANDARD | HRCU-A-CB (Split System: Heat Pump with Remote Outdoor Unit-Air-Source) | 4A6L9048A1 |  |  | TEM6B0C60H51+TDR+RP |  | 48500 | 19 |  | 12.5 | 11 |  | 42000 | 30600 | 72.86% | [8 empty] | Residential | 1010 | No | 4.04
207820971 | Central Heat Pump | AMERICAN STANDARD | HRCU-A-CB (Split System: Heat Pump with Remote Outdoor Unit-Air-Source) | 4A6L9048A1 |  |  | TEM8B0C60V51+TDR |  | 48500 | 19 |  | 12.5 | 11 |  | 42000 | 31200 | 74.29% | 48500 | 19 | 12 | 9 | 43000 |  |  |  | Residential | 1010 | No | 4.04
201922868 | Central Heat Pump | AMERICAN STANDARD | HRCU-A-CB (Split System: Heat Pump with Remote Outdoor Unit-Air-Source) | 4A6L9024A1 |  |  | 4PX*BU36BS3 | S9V2B060U3PSB+RP | 23600 | 19 |  | 12.5 | 11 |  | 19200 | 13200 | 68.75% | [8 empty] | Residential | 492.5 | No | 1.97
201922870 | Central Heat Pump | AMERICAN STANDARD | HRCU-A-CB (Split System: Heat Pump with Remote Outdoor Unit-Air-Source) | 4A6L9024A1 |  |  | 4PX*BU42BS3 | *UHMB080ACV3 | 24200 | 18 |  | 12.5 | 11 |  | 21000 | 14000 | 66.67% | [8 empty] | Residential | 505 | No | 2.02
206132623 | Central Heat Pump | BRYANT HEATING AND COOLING SYSTEMS | HRCU-A-CB (Split System: Heat Pump with Remote Outdoor Unit-Air-Source) | 284ANV036*0**A* |  |  | CAP**4221AL*+UI | 935CA66100C21*** | 33200 | 20 |  | 12.5 | 10.5 |  | 31800 | 31200 | 98.11% | [8 empty] | Residential | 692.5 | No | 2.77
206132627 | Central Heat Pump | BRYANT HEATING AND COOLING SYSTEMS | HRCU-A-CB (Split System: Heat Pump with Remote Outdoor Unit-Air-Source) | 284ANV036*0**A* |  |  | CAP**4224AL*+UI | 935CA66100C21*** | 33200 | 21 |  | 12.5 | 10.5 |  | 31800 | 31200 | 98.11% | [8 empty] | Residential | 692.5 | No | 2.77
206132631 | Central Heat Pump | BRYANT HEATING AND COOLING SYSTEMS | HRCU-A-CB (Split System: Heat Pump with Remote Outdoor Unit-Air-Source) | 284ANV036*0**A* |  |  | CAP**4321AL*+UI | 935CA60080C21*** | 34400 | 21 |  | 12.5 | 11 |  | 33400 | 33000 | 98.8% | [8 empty] | Residential | 717.5 | No | 2.87
206132633 | Central Heat Pump | BRYANT HEATING AND COOLING SYSTEMS | HRCU-A-CB (Split System: Heat Pump with Remote Outdoor Unit-Air-Source) | 284ANV036*0**A* |  |  | CAP**4321AL*+UI | 935CA66100C21*** | 34600 | 21 |  | 13 | 11 |  | 33400 | 33000 | 98.8% | [8 empty] | Residential | 720 | No | 2.88
206132637 | Central Heat Pump | BRYANT HEATING AND COOLING SYSTEMS | HRCU-A-CB (Split System: Heat Pump with Remote Outdoor Unit-Air-Source) | 284ANV036*0**A* |  |  | CAP**4821AL*+UI | 935CA60080C21*** | 33800 | 21 |  | 12.5 | 11 |  | 34600 | 33000 | 95.38% | [8 empty] | Residential | 705 | No | 2.82
206132641 | Central Heat Pump | BRYANT HEATING AND COOLING SYSTEMS | HRCU-A-CB (Split System: Heat Pump with Remote Outdoor Unit-Air-Source) | 284ANV036*0**A* |  |  | CAP**4824AL*+UI | 935CA60080C21*** | 33800 | 21 |  | 12.5 | 11 |  | 34600 | 33000 | 95.38% | [8 empty] | Residential | 705 | No | 2.82
206132643 | Central Heat Pump | BRYANT HEATING AND COOLING SYSTEMS | HRCU-A-CB (Split System: Heat Pump with Remote Outdoor Unit-Air-Source) | 284ANV036*0**A* |  |  | CAP**4824AL*+UI | 935CA66100C21*** | 33800 | 21 |  | 13 | 11 |  | 34400 | 32800 | 95.35% | [8 empty] | Residential | 705 | No | 2.82
206132655 | Central Heat Pump | BRYANT HEATING AND COOLING SYSTEMS | HRCU-A-CB (Split System: Heat Pump with Remote Outdoor Unit-Air-Source) | 284ANV036*0**A* |  |  | CNPV*4221AL*+UI | 935CA60080C21*** | 33200 | 20 |  | 12.5 | 10 |  | 32200 | 31400 | 97.52% | [8 empty] | Residential | 692.5 | No | 2.77
206132657 | Central Heat Pump | BRYANT HEATING AND COOLING SYSTEMS | HRCU-A-CB (Split System: Heat Pump with Remote Outdoor Unit-Air-Source) | 284ANV036*0**A* |  |  | CNPV*4221AL*+UI | 935CA66100C21*** | 33200 | 20 |  | 13 | 10.5 |  | 32000 | 31400 | 98.12% | [8 empty] | Residential | 692.5 | No | 2.77
205272427 | Central Heat Pump | CARRIER | HRCU-A-CB (Split System: Heat Pump with Remote Outdoor Unit-Air-Source) | 25VNA424A*030* |  |  | CAP**4821AL*+UI | 58TN*A070C21**20 | 23400 | 22 |  | 14 | 11 |  | 24000 | 24000 | 100% | [8 empty] | Residential | 487.5 | No | 1.95
205272428 | Central Heat Pump | CARRIER | HRCU-A-CB (Split System: Heat Pump with Remote Outdoor Unit-Air-Source) | 25VNA424A*030* |  |  | CAP**4821AL*+UI | 58TN*A090C21**20 | 23400 | 22 |  | 14 | 11 |  | 24000 | 23800 | 99.17% | [8 empty] | Residential | 487.5 | No | 1.95
205272429 | Central Heat Pump | CARRIER | HRCU-A-CB (Split System: Heat Pump with Remote Outdoor Unit-Air-Source) | 25VNA424A*030* |  |  | CAP**4821AL*+UI | 59TN6B060C17**14 | 23400 | 21 |  | 14 | 11 |  | 24000 | 24200 | 100.8% | [8 empty] | Residential | 487.5 | No | 1.95
205272430 | Central Heat Pump | CARRIER | HRCU-A-CB (Split System: Heat Pump with Remote Outdoor Unit-Air-Source) | 25VNA424A*030* |  |  | CAP**4821AL*+UI | 59TN6B080C17**14 | 23400 | 21 |  | 14 | 11 |  | 24000 | 24000 | 100% | [8 empty] | Residential | 487.5 | No | 1.95
205272431 | Central Heat Pump | CARRIER | HRCU-A-CB (Split System: Heat Pump with Remote Outdoor Unit-Air-Source) | 25VNA424A*030* |  |  | CAP**4824AL*+UI | 58TN*A070C21**20 | 23400 | 22 |  | 14 | 11 |  | 24000 | 24000 | 100% | [8 empty] | Residential | 487.5 | No | 1.95
205272432 | Central Heat Pump | CARRIER | HRCU-A-CB (Split System: Heat Pump with Remote Outdoor Unit-Air-Source) | 25VNA424A*030* |  |  | CAP**4824AL*+UI | 58TN*A090C21**20 | 23400 | 22 |  | 14 | 11 |  | 24000 | 23800 | 99.17% | [8 empty] | Residential | 487.5 | No | 1.95
205272433 | Central Heat Pump | CARRIER | HRCU-A-CB (Split System: Heat Pump with Remote Outdoor Unit-Air-Source) | 25VNA424A*030* |  |  | CAP**4824AL*+UI | 58TN*A135C24**22 | 23400 | 22 |  | 14 | 11 |  | 24000 | 23800 | 99.17% | [8 empty] | Residential | 487.5 | No | 1.95
205272434 | Central Heat Pump | CARRIER | HRCU-A-CB (Split System: Heat Pump with Remote Outdoor Unit-Air-Source) | 25VNA424A*030* |  |  | CAP**4824AL*+UI | 59TN6B120C24**22 | 23400 | 22 |  | 14 | 11 |  | 24000 | 24000 | 100% | [8 empty] | Residential | 487.5 | No | 1.95
205272435 | Central Heat Pump | CARRIER | HRCU-A-CB (Split System: Heat Pump with Remote Outdoor Unit-Air-Source) | 25VNA424A*030* |  |  | CAP**6024AL*+UI | 58TN*A070C21**20 | 23400 | 22 |  | 14 | 11 |  | 24000 | 23600 | 98.33% | [8 empty] | Residential | 487.5 | No | 1.95
9117043 | Central Heat Pump | DAIKIN | HRCU-A-CB (Split System: Heat Pump with Remote Outdoor Unit-Air-Source) | DZ20VC0361B* |  |  | CA*F3642*6D*+MBVC1200**-1A*+TXV |  | 35200 | 20 |  | 13 | 10 |  | 34800 | 18000 | 51.72% | [8 empty] | Residential | 732.5 | No | 2.93
9117044 | Central Heat Pump | DAIKIN | HRCU-A-CB (Split System: Heat Pump with Remote Outdoor Unit-Air-Source) | DZ20VC0361B* |  |  | CA*F3743*6D*+MBVC1200**-1A*+TXV |  | 35800 | 20 |  | 13.5 | 10 |  | 35000 | 18200 | 52% | [8 empty] | Residential | 745 | No | 2.98
9117045 | Central Heat Pump | DAIKIN | HRCU-A-CB (Split System: Heat Pump with Remote Outdoor Unit-Air-Source) | DZ20VC0361B* |  |  | CHPF3642C6C*+MBVC1200**-1A*+TXV |  | 35400 | 20 |  | 13 | 10 |  | 34800 | 18000 | 51.72% | [8 empty] | Residential | 737.5 | No | 2.95
9117046 | Central Heat Pump | DAIKIN | HRCU-A-CB (Split System: Heat Pump with Remote Outdoor Unit-Air-Source) | DZ20VC0361B* |  |  | CHPF3743C6B*+MBVC1200**-1A*+TXV |  | 35600 | 20 |  | 13.5 | 10 |  | 35000 | 18200 | 52% | [8 empty] | Residential | 742.5 | No | 2.97
9117047 | Central Heat Pump | DAIKIN | HRCU-A-CB (Split System: Heat Pump with Remote Outdoor Unit-Air-Source) | DZ20VC0361B* |  |  | CSCF3642N6D*+MBVC1200**-1A*+TXV |  | 35400 | 20 |  | 13.5 | 10 |  | 35200 | 18200 | 51.7% | [8 empty] | Residential | 737.5 | No | 2.95
9117049 | Central Heat Pump | DAIKIN | HRCU-A-CB (Split System: Heat Pump with Remote Outdoor Unit-Air-Source) | DZ20VC0361B* |  |  | CA*F3642*6D*+MBVC1600**-1A*+TXV |  | 35200 | 20 |  | 13.5 | 10 |  | 34800 | 18000 | 51.72% | [8 empty] | Residential | 732.5 | No | 2.93
9117051 | Central Heat Pump | DAIKIN | HRCU-A-CB (Split System: Heat Pump with Remote Outdoor Unit-Air-Source) | DZ20VC0361B* |  |  | CHPF3642C6C*+MBVC1600**-1A*+TXV |  | 35600 | 20 |  | 13.5 | 10 |  | 34800 | 18000 | 51.72% | [8 empty] | Residential | 742.5 | No | 2.97
9117052 | Central Heat Pump | DAIKIN | HRCU-A-CB (Split System: Heat Pump with Remote Outdoor Unit-Air-Source) | DZ20VC0361B* |  |  | CHPF3743C6B*+MBVC1600**-1A*+TXV |  | 35800 | 20 |  | 13.5 | 10 |  | 35000 | 18200 | 52% | [8 empty] | Residential | 745 | No | 2.98
9117053 | Central Heat Pump | DAIKIN | HRCU-A-CB (Split System: Heat Pump with Remote Outdoor Unit-Air-Source) | DZ20VC0361B* |  |  | CSCF3642N6D*+MBVC1600**-1A*+TXV |  | 35600 | 20 |  | 13.5 | 10 |  | 35200 | 18200 | 51.7% | [8 empty] | Residential | 742.5 | No | 2.97
9117054 | Central Heat Pump | DAIKIN | HRCU-A-CB (Split System: Heat Pump with Remote Outdoor Unit-Air-Source) | DZ20VC0361B* |  |  | CA*F3137*6A*+TXV | D*80VC0604B*A* | 35400 | 20 |  | 13 | 10 |  | 35000 | 18200 | 52% | [8 empty] | Residential | 737.5 | No | 2.95
207436475 | Central Heat Pump | LENNOX | HRCU-A-CB (Split System: Heat Pump with Remote Outdoor Unit-Air-Source) | SL25XPV-036-230A** |  |  | CX35-48B+TDR | SL297UH060NV36B* | 34600 | 21 |  | 13.5 | 10 |  | 35800 | 33400 | 93.3% | 33800 | 21.4 | 13 | 8.8 | 35800 | 27800 | 77.65% | 1.8 | Residential | 705 | Yes | 2.82 | Yes
207436476 | Central Heat Pump | LENNOX | HRCU-A-CB (Split System: Heat Pump with Remote Outdoor Unit-Air-Source) | SL25XPV-036-230A** |  |  | CX35-48B+TDR | SLP99UH070XV36B* | 34600 | 21.5 |  | 13.5 | 10 |  | 35800 | 33400 | 93.3% | 33800 | 21.6 | 13 | 8.8 | 35800 | 27800 | 77.65% | 1.8 | Residential | 705 | Yes | 2.82 | Yes
207436477 | Central Heat Pump | LENNOX | HRCU-A-CB (Split System: Heat Pump with Remote Outdoor Unit-Air-Source) | SL25XPV-036-230A** |  |  | CX35-48C+TDR | EL296UH090XV36C* | 34800 | 22 |  | 14 | 10.2 |  | 35600 | 33200 | 93.26% | 34000 | 22 | 13.4 | 8.8 | 35600 | 27600 | 77.53% | 1.82 | Residential | 707.5 | Yes | 2.83 | Yes
207436478 | Central Heat Pump | LENNOX | HRCU-A-CB (Split System: Heat Pump with Remote Outdoor Unit-Air-Source) | SL25XPV-036-230A** |  |  | CX35-48C+TDR | EL296UH090XV48C* | 34800 | 22 |  | 14 | 10 |  | 35600 | 33200 | 93.26% | 34000 | 22 | 13.4 | 8.8 | 35600 | 27400 | 76.97% | 1.82 | Residential | 707.5 | Yes | 2.83 | Yes
207436479 | Central Heat Pump | LENNOX | HRCU-A-CB (Split System: Heat Pump with Remote Outdoor Unit-Air-Source) | SL25XPV-036-230A** |  |  | CX35-48C+TDR | EL296UH090XV60C* | 34800 | 21.5 |  | 14 | 10 |  | 35600 | 33200 | 93.26% | 34000 | 20.8 | 13.5 | 8.8 | 35600 | 27400 | 76.97% | 1.82 | Residential | 707.5 | Yes | 2.83 | Yes
207436480 | Central Heat Pump | LENNOX | HRCU-A-CB (Split System: Heat Pump with Remote Outdoor Unit-Air-Source) | SL25XPV-036-230A** |  |  | CX35-48C+TDR | EL296UH110XV48C* | 34800 | 22 |  | 14 | 10 |  | 35400 | 33000 | 93.22% | 34000 | 21.8 | 13.4 | 8.8 | 35400 | 27600 | 77.97% | 1.82 | Residential | 707.5 | Yes | 2.83 | Yes
207436481 | Central Heat Pump | LENNOX | HRCU-A-CB (Split System: Heat Pump with Remote Outdoor Unit-Air-Source) | SL25XPV-036-230A** |  |  | CX35-48C+TDR | EL296UH110XV60C* | 34800 | 21 |  | 14 | 10 |  | 35600 | 33200 | 93.26% | 34000 | 21.2 | 13.5 | 8.8 | 35600 | 27400 | 76.97% | 1.82 | Residential | 707.5 | Yes | 2.83 | Yes
207436482 | Central Heat Pump | LENNOX | HRCU-A-CB (Split System: Heat Pump with Remote Outdoor Unit-Air-Source) | SL25XPV-036-230A** |  |  | CX35-48C+TDR | SL280UH080NV60C* | 35000 | 22 |  | 14.5 | 10 |  | 35400 | 33000 | 93.22% | 34000 | 21.4 | 13.5 | 8.8 | 35400 | 27400 | 77.4% | 1.82 | Residential | 707.5 | Yes | 2.83 | Yes
201922871 | Central Heat Pump | AMERICAN STANDARD | HRCU-A-CB (Split System: Heat Pump with Remote Outdoor Unit-Air-Source) | 4A6L9024A1 |  |  | 4PX*BU42BS3 | *UHMB060ACV3 | 24400 | 18 |  | 12.5 | 11 |  | 20400 | 14000 | 68.63% | [8 empty] | Residential | 507.5 | No | 2.03
201922873 | Central Heat Pump | AMERICAN STANDARD | HRCU-A-CB (Split System: Heat Pump with Remote Outdoor Unit-Air-Source) | 4A6L9024A1 |  |  | 4PX*BU42BS3 | S9V2B060U3PSB+RP | 24200 | 19 |  | 13 | 11.5 |  | 20200 | 13700 | 67.82% | 23800 | 17.5 | 12.5 | 8.7 | 20400 |  |  |  | Residential | 495 | No | 1.98
201922875 | Central Heat Pump | AMERICAN STANDARD | HRCU-A-CB (Split System: Heat Pump with Remote Outdoor Unit-Air-Source) | 4A6L9024A1 |  |  | 4PX*BU48BS3 | *UHMB060ACV3 | 24000 | 18 |  | 12.5 | 11 |  | 20600 | 13800 | 66.99% | [8 empty] | Residential | 500 | No | 2
201922876 | Central Heat Pump | AMERICAN STANDARD | HRCU-A-CB (Split System: Heat Pump with Remote Outdoor Unit-Air-Source) | 4A6L9024A1 |  |  | 4PX*BU48BS3 | *UHMB080ACV3 | 24600 | 18 |  | 12.5 | 11 |  | 20600 | 13800 | 66.99% | [8 empty] | Residential | 512.5 | No | 2.05
201922881 | Central Heat Pump | AMERICAN STANDARD | HRCU-A-CB (Split System: Heat Pump with Remote Outdoor Unit-Air-Source) | 4A6L9024A1 |  |  | 4PX*CU36BS3 | *UHMC100ACV4 | 24200 | 18 |  | 13 | 11 |  | 20000 | 13400 | 67% | [8 empty] | Residential | 505 | No | 2.02
201922884 | Central Heat Pump | AMERICAN STANDARD | HRCU-A-CB (Split System: Heat Pump with Remote Outdoor Unit-Air-Source) | 4A6L9024A1 |  |  | 4PX*CU42BS3 | *UHMC100ACV4 | 24400 | 19 |  | 12.5 | 11 |  | 20800 | 13900 | 66.83% | [8 empty] | Residential | 507.5 | No | 2.03
201922885 | Central Heat Pump | AMERICAN STANDARD | HRCU-A-CB (Split System: Heat Pump with Remote Outdoor Unit-Air-Source) | 4A6L9024A1 |  |  | 4PX*CU48BS3 | *UHMC100ACV4 | 24400 | 19 |  | 13 | 11.5 |  | 20400 | 13700 | 67.16% | [8 empty] | Residential | 507.5 | No | 2.03
201922900 | Central Heat Pump | AMERICAN STANDARD | HRCU-A-CB (Split System: Heat Pump with Remote Outdoor Unit-Air-Source) | 4A6L9024A1 |  |  | 4TXCB004DS3 | S9V2B040U3PSB+RP | 23800 | 18.5 |  | 12.5 | 11 |  | 19600 | 13300 | 67.86% | [8 empty] | Residential | 495 | No | 1.98
201922902 | Central Heat Pump | AMERICAN STANDARD | HRCU-A-CB (Split System: Heat Pump with Remote Outdoor Unit-Air-Source) | 4A6L9024A1 |  |  | 4TXCB004DS3 | S9V2B060U3PSB+RP | 23600 | 19 |  | 12.5 | 11 |  | 19200 | 13200 | 68.75% | [8 empty] | Residential | 492.5 | No | 1.97
201922909 | Central Heat Pump | AMERICAN STANDARD | HRCU-A-CB (Split System: Heat Pump with Remote Outdoor Unit-Air-Source) | 4A6L9024A1 |  |  | 4TXCB006DS3 | *UHMB080ACV3 | 24600 | 18 |  | 12.5 | 11 |  | 20600 | 13800 | 66.99% | [8 empty] | Residential | 512.5 | No | 2.05
205272436 | Central Heat Pump | CARRIER | HRCU-A-CB (Split System: Heat Pump with Remote Outdoor Unit-Air-Source) | 25VNA424A*030* |  |  | CAP**6024AL*+UI | 58TN*A090C21**20 | 23400 | 22 |  | 14 | 11 |  | 24000 | 23600 | 98.33% | [8 empty] | Residential | 487.5 | No | 1.95
205272437 | Central Heat Pump | CARRIER | HRCU-A-CB (Split System: Heat Pump with Remote Outdoor Unit-Air-Source) | 25VNA424A*030* |  |  | CAP**6024AL*+UI | 58TN*A135C24**22 | 23400 | 22 |  | 14 | 11 |  | 24000 | 23600 | 98.33% | [8 empty] | Residential | 487.5 | No | 1.95
205272438 | Central Heat Pump | CARRIER | HRCU-A-CB (Split System: Heat Pump with Remote Outdoor Unit-Air-Source) | 25VNA424A*030* |  |  | CAP**6024AL*+UI | 59TN6B120C24**22 | 23400 | 22 |  | 14 | 11 |  | 24000 | 23600 | 98.33% | [8 empty] | Residential | 487.5 | No | 1.95
205272439 | Central Heat Pump | CARRIER | HRCU-A-CB (Split System: Heat Pump with Remote Outdoor Unit-Air-Source) | 25VNA424A*030* |  |  | CNPV*3617AL*+UI | 58TN*A045C17**12 | 23400 | 21 |  | 14 | 11 |  | 24000 | 24600 | 102.5% | [8 empty] | Residential | 487.5 | No | 1.95
205272440 | Central Heat Pump | CARRIER | HRCU-A-CB (Split System: Heat Pump with Remote Outdoor Unit-Air-Source) | 25VNA424A*030* |  |  | CNPV*3617AL*+UI | 58TN*A070C17**16 | 23400 | 21 |  | 14 | 11 |  | 24000 | 24400 | 101.7% | [8 empty] | Residential | 487.5 | No | 1.95
205272441 | Central Heat Pump | CARRIER | HRCU-A-CB (Split System: Heat Pump with Remote Outdoor Unit-Air-Source) | 25VNA424A*030* |  |  | CNPV*3617AL*+UI | 59TN6B060C17**14 | 23400 | 21 |  | 14 | 11 |  | 24000 | 24600 | 102.5% | [8 empty] | Residential | 487.5 | No | 1.95
205272442 | Central Heat Pump | CARRIER | HRCU-A-CB (Split System: Heat Pump with Remote Outdoor Unit-Air-Source) | 25VNA424A*030* |  |  | CNPV*3617AL*+UI | 59TN6B080C17**14 | 23400 | 21 |  | 14 | 11 |  | 24000 | 24400 | 101.7% | [8 empty] | Residential | 487.5 | No | 1.95
205272443 | Central Heat Pump | CARRIER | HRCU-A-CB (Split System: Heat Pump with Remote Outdoor Unit-Air-Source) | 25VNA424A*030* |  |  | CNPV*3621AL*+UI | 58TN*A045C17**12 | 23400 | 21 |  | 14 | 11 |  | 24000 | 24600 | 102.5% | [8 empty] | Residential | 487.5 | No | 1.95
205272444 | Central Heat Pump | CARRIER | HRCU-A-CB (Split System: Heat Pump with Remote Outdoor Unit-Air-Source) | 25VNA424A*030* |  |  | CNPV*3621AL*+UI | 58TN*A070C17**16 | 23400 | 21 |  | 14 | 11 |  | 24000 | 24400 | 101.7% | [8 empty] | Residential | 487.5 | No | 1.95
206132659 | Central Heat Pump | BRYANT HEATING AND COOLING SYSTEMS | HRCU-A-CB (Split System: Heat Pump with Remote Outdoor Unit-Air-Source) | 284ANV036*0**A* |  |  | CNPV*4821AL*+UI | 935CA60080C21*** | 33800 | 21 |  | 13 | 10 |  | 34600 | 33200 | 95.95% | [8 empty] | Residential | 705 | No | 2.82
206132661 | Central Heat Pump | BRYANT HEATING AND COOLING SYSTEMS | HRCU-A-CB (Split System: Heat Pump with Remote Outdoor Unit-Air-Source) | 284ANV036*0**A* |  |  | CNPV*4821AL*+UI | 935CA66100C21*** | 33800 | 21 |  | 13 | 10 |  | 33400 | 33000 | 98.8% | [8 empty] | Residential | 705 | No | 2.82
206132671 | Central Heat Pump | BRYANT HEATING AND COOLING SYSTEMS | HRCU-A-CB (Split System: Heat Pump with Remote Outdoor Unit-Air-Source) | 284ANV036*0**A* |  |  | CSPH*4212AL*+UI | 935CA60080C21*** | 34000 | 20 |  | 12.5 | 10.5 |  | 34400 | 33200 | 96.51% | [8 empty] | Residential | 707.5 | No | 2.83
206132673 | Central Heat Pump | BRYANT HEATING AND COOLING SYSTEMS | HRCU-A-CB (Split System: Heat Pump with Remote Outdoor Unit-Air-Source) | 284ANV036*0**A* |  |  | CSPH*4212AL*+UI | 935CA66100C21*** | 34000 | 20 |  | 12.5 | 10 |  | 33400 | 33000 | 98.8% | [8 empty] | Residential | 707.5 | No | 2.83
206132677 | Central Heat Pump | BRYANT HEATING AND COOLING SYSTEMS | HRCU-A-CB (Split System: Heat Pump with Remote Outdoor Unit-Air-Source) | 284ANV036*0**A* |  |  | CSPH*4812AL*+UI | 935CA60080C21*** | 34200 | 20 |  | 12.5 | 10 |  | 34400 | 33200 | 96.51% | [8 empty] | Residential | 712.5 | No | 2.85
206132679 | Central Heat Pump | BRYANT HEATING AND COOLING SYSTEMS | HRCU-A-CB (Split System: Heat Pump with Remote Outdoor Unit-Air-Source) | 284ANV036*0**A* |  |  | CSPH*4812AL*+UI | 935CA66100C21*** | 34200 | 20 |  | 12.5 | 10 |  | 33400 | 33000 | 98.8% | [8 empty] | Residential | 712.5 | No | 2.85
206132693 | Central Heat Pump | BRYANT HEATING AND COOLING SYSTEMS | HRCU-A-CB (Split System: Heat Pump with Remote Outdoor Unit-Air-Source) | 284ANV048*0**A* |  |  | CAP**6024AL*+UI | 935CA66100C21*** | 45000 | 21 |  | 12.5 | 11 |  | 45500 | 42500 | 93.41% | [8 empty] | Residential | 937.5 | No | 3.75
206132695 | Central Heat Pump | BRYANT HEATING AND COOLING SYSTEMS | HRCU-A-CB (Split System: Heat Pump with Remote Outdoor Unit-Air-Source) | 284ANV048*0**A* |  |  | CAP**6121AL*+UI | 935CA60080C21*** | 46000 | 21 |  | 12.5 | 11 |  | 46000 | 43000 | 93.48% | [8 empty] | Residential | 957.5 | No | 3.83
206132697 | Central Heat Pump | BRYANT HEATING AND COOLING SYSTEMS | HRCU-A-CB (Split System: Heat Pump with Remote Outdoor Unit-Air-Source) | 284ANV048*0**A* |  |  | CAP**6121AL*+UI | 935CA66100C21*** | 46000 | 21 |  | 12.5 | 11 |  | 46000 | 43000 | 93.48% | [8 empty] | Residential | 957.5 | No | 3.83
207436483 | Central Heat Pump | LENNOX | HRCU-A-CB (Split System: Heat Pump with Remote Outdoor Unit-Air-Source) | SL25XPV-036-230A** |  |  | CX35-48C+TDR | SL280UH090V60C* | 35000 | 21 |  | 14 | 10 |  | 35400 | 33000 | 93.22% | 34000 | 21.4 | 13.5 | 8.8 | 35400 | 27400 | 77.4% | 1.84 | Residential | 707.5 | Yes | 2.83 | Yes
207436484 | Central Heat Pump | LENNOX | HRCU-A-CB (Split System: Heat Pump with Remote Outdoor Unit-Air-Source) | SL25XPV-036-230A** |  |  | CX35-48C+TDR | SL280UH090XV60C* | 35000 | 21 |  | 14 | 10 |  | 35400 | 33000 | 93.22% | 34000 | 21.4 | 13.5 | 8.8 | 35400 | 27400 | 77.4% | 1.84 | Residential | 707.5 | Yes | 2.83 | Yes
207436485 | Central Heat Pump | LENNOX | HRCU-A-CB (Split System: Heat Pump with Remote Outdoor Unit-Air-Source) | SL25XPV-036-230A** |  |  | CX35-48C+TDR | SL280UH100NV60C* | 35000 | 21 |  | 14.5 | 10 |  | 35200 | 32800 | 93.18% | 34000 | 21 | 13.5 | 8.8 | 35200 | 27400 | 77.84% | 1.82 | Residential | 707.5 | Yes | 2.83 | Yes
207436488 | Central Heat Pump | LENNOX | HRCU-A-CB (Split System: Heat Pump with Remote Outdoor Unit-Air-Source) | SL25XPV-036-230A** |  |  | CX35-48C+TDR | SL297UH080NV48C* | 34800 | 22 |  | 14 | 10 |  | 35400 | 33000 | 93.22% | 34000 | 22 | 13.4 | 8.8 | 35400 | 27400 | 77.4% | 1.82 | Residential | 707.5 | Yes | 2.83 | Yes
207436489 | Central Heat Pump | LENNOX | HRCU-A-CB (Split System: Heat Pump with Remote Outdoor Unit-Air-Source) | SL25XPV-036-230A** |  |  | CX35-48C+TDR | SL297UH080NV60C* | 34800 | 21 |  | 14 | 10 |  | 35600 | 33200 | 93.26% | 34000 | 20.8 | 13.4 | 8.8 | 35600 | 27400 | 76.97% | 1.82 | Residential | 707.5 | Yes | 2.83 | Yes
207436490 | Central Heat Pump | LENNOX | HRCU-A-CB (Split System: Heat Pump with Remote Outdoor Unit-Air-Source) | SL25XPV-036-230A** |  |  | CX35-48C+TDR | SLP99UH090XV36C* | 34800 | 22 |  | 14 | 10.2 |  | 35600 | 33200 | 93.26% | 34000 | 22 | 13.4 | 8.8 | 35600 | 27600 | 77.53% | 1.82 | Residential | 707.5 | Yes | 2.83 | Yes
207436491 | Central Heat Pump | LENNOX | HRCU-A-CB (Split System: Heat Pump with Remote Outdoor Unit-Air-Source) | SL25XPV-036-230A** |  |  | CX35-48C+TDR | SLP99UH090XV48C* | 34800 | 22 |  | 14 | 10 |  | 35600 | 33200 | 93.26% | 34000 | 22 | 13.4 | 8.8 | 35600 | 27400 | 76.97% | 1.82 | Residential | 707.5 | Yes | 2.83 | Yes
207436492 | Central Heat Pump | LENNOX | HRCU-A-CB (Split System: Heat Pump with Remote Outdoor Unit-Air-Source) | SL25XPV-036-230A** |  |  | CX35-48C+TDR | SLP99UH090XV60C* | 34800 | 21.5 |  | 14 | 10 |  | 35600 | 33200 | 93.26% | 34000 | 20.8 | 13.5 | 8.8 | 35600 | 27400 | 76.97% | 1.82 | Residential | 707.5 | Yes | 2.83 | Yes
9117055 | Central Heat Pump | DAIKIN | HRCU-A-CB (Split System: Heat Pump with Remote Outdoor Unit-Air-Source) | DZ20VC0361B* |  |  | CA*F3642*6D*+TXV | D*80VC0604B*A* | 35800 | 20 |  | 13 | 10 |  | 35000 | 18200 | 52% | [8 empty] | Residential | 745 | No | 2.98
9117056 | Central Heat Pump | DAIKIN | HRCU-A-CB (Split System: Heat Pump with Remote Outdoor Unit-Air-Source) | DZ20VC0361B* |  |  | CA*F3743*6D*+TXV | D*80VC0604B*A* | 35200 | 20 |  | 13 | 10 |  | 34800 | 18000 | 51.72% | [8 empty] | Residential | 732.5 | No | 2.93
9117057 | Central Heat Pump | DAIKIN | HRCU-A-CB (Split System: Heat Pump with Remote Outdoor Unit-Air-Source) | DZ20VC0361B* |  |  | CHPF3642C6C*+TXV | D*80VC0604B*A* | 35400 | 20 |  | 13 | 10 |  | 34800 | 18000 | 51.72% | [8 empty] | Residential | 737.5 | No | 2.95
9117058 | Central Heat Pump | DAIKIN | HRCU-A-CB (Split System: Heat Pump with Remote Outdoor Unit-Air-Source) | DZ20VC0361B* |  |  | CHPF3743C6B*+TXV | D*80VC0604B*A* | 35600 | 20 |  | 13 | 10 |  | 35000 | 18200 | 52% | [8 empty] | Residential | 742.5 | No | 2.97
9117059 | Central Heat Pump | DAIKIN | HRCU-A-CB (Split System: Heat Pump with Remote Outdoor Unit-Air-Source) | DZ20VC0361B* |  |  | CSCF3642N6D*+TXV | D*80VC0604B*A* | 35400 | 20 |  | 13 | 10 |  | 35000 | 18200 | 52% | [8 empty] | Residential | 737.5 | No | 2.95
9117060 | Central Heat Pump | DAIKIN | HRCU-A-CB (Split System: Heat Pump with Remote Outdoor Unit-Air-Source) | DZ20VC0361B* |  |  | CA*F3642*6D*+TXV | D*80VC0805C*A* | 35200 | 20 |  | 13 | 10 |  | 34800 | 18000 | 51.72% | [8 empty] | Residential | 732.5 | No | 2.93
9117061 | Central Heat Pump | DAIKIN | HRCU-A-CB (Split System: Heat Pump with Remote Outdoor Unit-Air-Source) | DZ20VC0361B* |  |  | CA*F3743*6D*+TXV | D*80VC0805C*A* | 35800 | 20 |  | 13.5 | 10 |  | 35000 | 18200 | 52% | [8 empty] | Residential | 745 | No | 2.98
9117062 | Central Heat Pump | DAIKIN | HRCU-A-CB (Split System: Heat Pump with Remote Outdoor Unit-Air-Source) | DZ20VC0361B* |  |  | CHPF3642C6C*+TXV | D*80VC0805C*A* | 35400 | 20 |  | 13 | 10 |  | 34800 | 18000 | 51.72% | [8 empty] | Residential | 737.5 | No | 2.95
9117063 | Central Heat Pump | DAIKIN | HRCU-A-CB (Split System: Heat Pump with Remote Outdoor Unit-Air-Source) | DZ20VC0361B* |  |  | CHPF3743C6B*+TXV | D*80VC0805C*A* | 35600 | 20 |  | 13.5 | 10 |  | 35000 | 18200 | 52% | [8 empty] | Residential | 742.5 | No | 2.97
9117064 | Central Heat Pump | DAIKIN | HRCU-A-CB (Split System: Heat Pump with Remote Outdoor Unit-Air-Source) | DZ20VC0361B* |  |  | CSCF3642N6D*+TXV | D*80VC0805C*A* | 35400 | 20 |  | 13 | 10 |  | 35200 | 18200 | 51.7% | [8 empty] | Residential | 737.5 | No | 2.95
205272445 | Central Heat Pump | CARRIER | HRCU-A-CB (Split System: Heat Pump with Remote Outdoor Unit-Air-Source) | 25VNA424A*030* |  |  | CNPV*3621AL*+UI | 58TN*A070C21**20 | 23400 | 21 |  | 14 | 11 |  | 24000 | 24400 | 101.7% | [8 empty] | Residential | 487.5 | No | 1.95
205272446 | Central Heat Pump | CARRIER | HRCU-A-CB (Split System: Heat Pump with Remote Outdoor Unit-Air-Source) | 25VNA424A*030* |  |  | CNPV*3621AL*+UI | 58TN*A090C21**20 | 23400 | 21 |  | 14 | 11 |  | 24000 | 24200 | 100.8% | [8 empty] | Residential | 487.5 | No | 1.95
205272447 | Central Heat Pump | CARRIER | HRCU-A-CB (Split System: Heat Pump with Remote Outdoor Unit-Air-Source) | 25VNA424A*030* |  |  | CNPV*3621AL*+UI | 59TN6B060C17**14 | 23400 | 21 |  | 14 | 11 |  | 24000 | 24600 | 102.5% | [8 empty] | Residential | 487.5 | No | 1.95
205272448 | Central Heat Pump | CARRIER | HRCU-A-CB (Split System: Heat Pump with Remote Outdoor Unit-Air-Source) | 25VNA424A*030* |  |  | CNPV*3621AL*+UI | 59TN6B080C17**14 | 23400 | 21 |  | 14 | 11 |  | 24000 | 24400 | 101.7% | [8 empty] | Residential | 487.5 | No | 1.95
205272449 | Central Heat Pump | CARRIER | HRCU-A-CB (Split System: Heat Pump with Remote Outdoor Unit-Air-Source) | 25VNA424A*030* |  |  | CNPV*4217AL*+UI | 58TN*A045C17**12 | 23400 | 21 |  | 14 | 11 |  | 24000 | 24400 | 101.7% | [8 empty] | Residential | 487.5 | No | 1.95
205272450 | Central Heat Pump | CARRIER | HRCU-A-CB (Split System: Heat Pump with Remote Outdoor Unit-Air-Source) | 25VNA424A*030* |  |  | CNPV*4217AL*+UI | 58TN*A070C17**16 | 23400 | 21 |  | 14 | 11 |  | 24000 | 24200 | 100.8% | [8 empty] | Residential | 487.5 | No | 1.95
205272451 | Central Heat Pump | CARRIER | HRCU-A-CB (Split System: Heat Pump with Remote Outdoor Unit-Air-Source) | 25VNA424A*030* |  |  | CNPV*4217AL*+UI | 59TN6B060C17**14 | 23400 | 21 |  | 14 | 11 |  | 24000 | 24400 | 101.7% | [8 empty] | Residential | 487.5 | No | 1.95
205272452 | Central Heat Pump | CARRIER | HRCU-A-CB (Split System: Heat Pump with Remote Outdoor Unit-Air-Source) | 25VNA424A*030* |  |  | CNPV*4217AL*+UI | 59TN6B080C17**14 | 23400 | 21 |  | 14 | 11 |  | 24000 | 24400 | 101.7% | [8 empty] | Residential | 487.5 | No | 1.95
205272453 | Central Heat Pump | CARRIER | HRCU-A-CB (Split System: Heat Pump with Remote Outdoor Unit-Air-Source) | 25VNA424A*030* |  |  | CNPV*4221AL*+UI | 58TN*A045C17**12 | 23400 | 21 |  | 14 | 11 |  | 24000 | 24400 | 101.7% | [8 empty] | Residential | 487.5 | No | 1.95
201922910 | Central Heat Pump | AMERICAN STANDARD | HRCU-A-CB (Split System: Heat Pump with Remote Outdoor Unit-Air-Source) | 4A6L9024A1 |  |  | 4TXCB006DS3 | *UHMB060ACV3 | 24000 | 18 |  | 12.5 | 11 |  | 20600 | 13800 | 66.99% | [8 empty] | Residential | 500 | No | 2
201922912 | Central Heat Pump | AMERICAN STANDARD | HRCU-A-CB (Split System: Heat Pump with Remote Outdoor Unit-Air-Source) | 4A6L9024A1 |  |  | 4TXCC005DS3 | *UHMC100ACV4 | 24200 | 18 |  | 13 | 11 |  | 20000 | 13400 | 67% | [8 empty] | Residential | 505 | No | 2.02
201922913 | Central Heat Pump | AMERICAN STANDARD | HRCU-A-CB (Split System: Heat Pump with Remote Outdoor Unit-Air-Source) | 4A6L9024A1 |  |  | 4TXCC007DS3 | *UHMC100ACV4 | 24400 | 19 |  | 13 | 11.5 |  | 20400 | 13700 | 67.16% | [8 empty] | Residential | 507.5 | No | 2.03
201922924 | Central Heat Pump | AMERICAN STANDARD | HRCU-A-CB (Split System: Heat Pump with Remote Outdoor Unit-Air-Source) | 4A6L9024A1 |  |  | TAM9A0C36V31 |  | 24000 | 19.5 |  | 13 | 11.5 |  | 19600 | 13600 | 69.39% | 23800 | 18.5 | 12.5 | 9 | 20400 |  |  |  | Residential | 495 | No | 1.98
207590106 | Central Heat Pump | AMERICAN STANDARD | HRCU-A-CB (Split System: Heat Pump with Remote Outdoor Unit-Air-Source) | 4A6V8X24A1 |  |  | 4PX*BU36BS3 | S9V2B040U3PSB+RP | 24000 | 18 |  | 12.5 | 10 |  | 18600 | 16800 | 90.32% | [8 empty] | Residential | 500 | No | 2
207590107 | Central Heat Pump | AMERICAN STANDARD | HRCU-A-CB (Split System: Heat Pump with Remote Outdoor Unit-Air-Source) | 4A6V8X24A1 |  |  | 4PX*BU36BS3 | S9V2B080U3PSB+RP | 24000 | 18 |  | 12.5 | 10 |  | 20600 | 16800 | 81.55% | [8 empty] | Residential | 500 | No | 2
207590108 | Central Heat Pump | AMERICAN STANDARD | HRCU-A-CB (Split System: Heat Pump with Remote Outdoor Unit-Air-Source) | 4A6V8X24A1 |  |  | 4TXCB004DS3 | S9V2B080U3PSB+RP | 24000 | 18 |  | 12.5 | 10 |  | 20600 | 16800 | 81.55% | [8 empty] | Residential | 500 | No | 2
207590109 | Central Heat Pump | AMERICAN STANDARD | HRCU-A-CB (Split System: Heat Pump with Remote Outdoor Unit-Air-Source) | 4A6V8X24A1 |  |  | 4TXCB004DS3 | S9V2B040U3PSB+RP | 24000 | 18 |  | 12.5 | 10 |  | 18600 | 16800 | 90.32% | [8 empty] | Residential | 500 | No | 2
207590110 | Central Heat Pump | AMERICAN STANDARD | HRCU-A-CB (Split System: Heat Pump with Remote Outdoor Unit-Air-Source) | 4A6V8X36A1 |  |  | 4PX*BU36BS3 | S9V2B080U3PSB+RP | 34600 | 18 |  | 12.5 | 10 |  | 32000 | 26000 | 81.25% | [8 empty] | Residential | 720 | No | 2.88
201922370 | Central Heat Pump | AMERICAN STANDARD | HRCU-A-CB (Split System: Heat Pump with Remote Outdoor Unit-Air-Source) | 4A6L9036A1 |  |  | 4PX*CD60BS3 | *DD2C100ACV5 | 38000 | 18 |  | 12.5 | 10 |  | 33600 | 23000 | 68.45% | 37400 | 18 | 11.7 | 8.5 | 33200 |  |  |  | Residential | 780 | No | 3.12
207436493 | Central Heat Pump | LENNOX | HRCU-A-CB (Split System: Heat Pump with Remote Outdoor Unit-Air-Source) | SL25XPV-036-230A** |  |  | CX35-48C+TDR | SLP99UH110XV60C* | 34800 | 21 |  | 14 | 10 |  | 35600 | 33200 | 93.26% | 34000 | 21.2 | 13.5 | 8.8 | 35600 | 27400 | 76.97% | 1.82 | Residential | 707.5 | Yes | 2.83 | Yes
207436494 | Central Heat Pump | LENNOX | HRCU-A-CB (Split System: Heat Pump with Remote Outdoor Unit-Air-Source) | SL25XPV-036-230A** |  |  | CX35-50/60C+TDR | EL296UH090XV36C* | 34600 | 22 |  | 14 | 10 |  | 34400 | 30800 | 89.53% | 33600 | 22.2 | 13.3 | 8.7 | 34400 | 26800 | 77.91% | 1.8 | Residential | 700 | Yes | 2.8 | Yes
207436495 | Central Heat Pump | LENNOX | HRCU-A-CB (Split System: Heat Pump with Remote Outdoor Unit-Air-Source) | SL25XPV-036-230A** |  |  | CX35-50/60C+TDR | EL296UH090XV48C* | 34600 | 22 |  | 14 | 10 |  | 34400 | 30600 | 88.95% | 33600 | 22.2 | 13.3 | 8.7 | 34400 | 26800 | 77.91% | 1.82 | Residential | 700 | Yes | 2.8 | Yes
207436496 | Central Heat Pump | LENNOX | HRCU-A-CB (Split System: Heat Pump with Remote Outdoor Unit-Air-Source) | SL25XPV-036-230A** |  |  | CX35-50/60C+TDR | EL296UH090XV60C* | 34600 | 22 |  | 14 | 10 |  | 34400 | 30600 | 88.95% | 33600 | 21 | 13.3 | 8.6 | 34400 | 26600 | 77.33% | 1.8 | Residential | 700 | Yes | 2.8 | Yes
207436497 | Central Heat Pump | LENNOX | HRCU-A-CB (Split System: Heat Pump with Remote Outdoor Unit-Air-Source) | SL25XPV-036-230A** |  |  | CX35-50/60C+TDR | EL296UH110XV48C* | 34600 | 22 |  | 14 | 10 |  | 34400 | 30600 | 88.95% | 33600 | 22 | 13.3 | 8.7 | 34400 | 26800 | 77.91% | 1.82 | Residential | 700 | Yes | 2.8 | Yes
207436499 | Central Heat Pump | LENNOX | HRCU-A-CB (Split System: Heat Pump with Remote Outdoor Unit-Air-Source) | SL25XPV-036-230A** |  |  | CX35-50/60C+TDR | SL280UH080NV60C* | 34800 | 22 |  | 14.5 | 10 |  | 34200 | 30400 | 88.89% | 33800 | 21.6 | 13.5 | 8.7 | 34200 | 26600 | 77.78% | 1.82 | Residential | 705 | Yes | 2.82 | Yes
207436500 | Central Heat Pump | LENNOX | HRCU-A-CB (Split System: Heat Pump with Remote Outdoor Unit-Air-Source) | SL25XPV-036-230A** |  |  | CX35-50/60C+TDR | SL280UH090V60C* | 34600 | 22 |  | 14 | 10 |  | 34200 | 30600 | 89.47% | 33800 | 21.6 | 13.5 | 8.7 | 34200 | 26600 | 77.78% | 1.82 | Residential | 705 | Yes | 2.82 | Yes
207436501 | Central Heat Pump | LENNOX | HRCU-A-CB (Split System: Heat Pump with Remote Outdoor Unit-Air-Source) | SL25XPV-036-230A** |  |  | CX35-50/60C+TDR | SL280UH090XV60C* | 34600 | 22 |  | 14 | 10 |  | 34200 | 30600 | 89.47% | 33800 | 21.6 | 13.5 | 8.7 | 34200 | 26600 | 77.78% | 1.82 | Residential | 705 | Yes | 2.82 | Yes
205272454 | Central Heat Pump | CARRIER | HRCU-A-CB (Split System: Heat Pump with Remote Outdoor Unit-Air-Source) | 25VNA424A*030* |  |  | CNPV*4221AL*+UI | 58TN*A070C17**16 | 23400 | 21 |  | 14 | 11 |  | 24000 | 24400 | 101.7% | [8 empty] | Residential | 487.5 | No | 1.95
205272455 | Central Heat Pump | CARRIER | HRCU-A-CB (Split System: Heat Pump with Remote Outdoor Unit-Air-Source) | 25VNA424A*030* |  |  | CNPV*4221AL*+UI | 58TN*A070C21**20 | 23400 | 21 |  | 14 | 11 |  | 24000 | 24200 | 100.8% | [8 empty] | Residential | 487.5 | No | 1.95
205272456 | Central Heat Pump | CARRIER | HRCU-A-CB (Split System: Heat Pump with Remote Outdoor Unit-Air-Source) | 25VNA424A*030* |  |  | CNPV*4221AL*+UI | 58TN*A090C21**20 | 23400 | 21 |  | 14 | 11 |  | 24000 | 24200 | 100.8% | [8 empty] | Residential | 487.5 | No | 1.95
205272457 | Central Heat Pump | CARRIER | HRCU-A-CB (Split System: Heat Pump with Remote Outdoor Unit-Air-Source) | 25VNA424A*030* |  |  | CNPV*4221AL*+UI | 59TN6B060C17**14 | 23400 | 21 |  | 14 | 11 |  | 24000 | 24400 | 101.7% | [8 empty] | Residential | 487.5 | No | 1.95
205272458 | Central Heat Pump | CARRIER | HRCU-A-CB (Split System: Heat Pump with Remote Outdoor Unit-Air-Source) | 25VNA424A*030* |  |  | CNPV*4221AL*+UI | 59TN6B080C17**14 | 23400 | 21 |  | 14 | 11 |  | 24000 | 24400 | 101.7% | [8 empty] | Residential | 487.5 | No | 1.95
205272459 | Central Heat Pump | CARRIER | HRCU-A-CB (Split System: Heat Pump with Remote Outdoor Unit-Air-Source) | 25VNA424A*030* |  |  | CNPV*4821AL*+UI | 58TN*A045C17**12 | 23400 | 21 |  | 14 | 11 |  | 24000 | 24200 | 100.8% | [8 empty] | Residential | 487.5 | No | 1.95
205272460 | Central Heat Pump | CARRIER | HRCU-A-CB (Split System: Heat Pump with Remote Outdoor Unit-Air-Source) | 25VNA424A*030* |  |  | CNPV*4821AL*+UI | 58TN*A070C17**16 | 23400 | 22 |  | 14 | 11 |  | 24000 | 24200 | 100.8% | [8 empty] | Residential | 487.5 | No | 1.95
205272461 | Central Heat Pump | CARRIER | HRCU-A-CB (Split System: Heat Pump with Remote Outdoor Unit-Air-Source) | 25VNA424A*030* |  |  | CNPV*4821AL*+UI | 58TN*A070C21**20 | 23400 | 22 |  | 14 | 11 |  | 24000 | 24200 | 100.8% | [8 empty] | Residential | 487.5 | No | 1.95
205272462 | Central Heat Pump | CARRIER | HRCU-A-CB (Split System: Heat Pump with Remote Outdoor Unit-Air-Source) | 25VNA424A*030* |  |  | CNPV*4821AL*+UI | 58TN*A090C21**20 | 23400 | 22 |  | 14 | 11 |  | 24000 | 24000 | 100% | [8 empty] | Residential | 487.5 | No | 1.95
9117065 | Central Heat Pump | DAIKIN | HRCU-A-CB (Split System: Heat Pump with Remote Outdoor Unit-Air-Source) | DZ20VC0361B* |  |  | CA*F3642*6D*+TXV | D*80VC1005C*A* | 35200 | 20 |  | 13 | 10 |  | 34800 | 18000 | 51.72% | [8 empty] | Residential | 732.5 | No | 2.93
9117066 | Central Heat Pump | DAIKIN | HRCU-A-CB (Split System: Heat Pump with Remote Outdoor Unit-Air-Source) | DZ20VC0361B* |  |  | CA*F3743*6D*+TXV | D*80VC1005C*A* | 35800 | 20 |  | 13 | 10 |  | 35000 | 18200 | 52% | [8 empty] | Residential | 745 | No | 2.98
9117067 | Central Heat Pump | DAIKIN | HRCU-A-CB (Split System: Heat Pump with Remote Outdoor Unit-Air-Source) | DZ20VC0361B* |  |  | CHPF3642C6C*+TXV | D*80VC1005C*A* | 35400 | 20 |  | 13 | 10 |  | 34800 | 18000 | 51.72% | [8 empty] | Residential | 737.5 | No | 2.95
9117068 | Central Heat Pump | DAIKIN | HRCU-A-CB (Split System: Heat Pump with Remote Outdoor Unit-Air-Source) | DZ20VC0361B* |  |  | CHPF3743C6B*+TXV | D*80VC1005C*A* | 35600 | 20 |  | 13 | 10 |  | 35000 | 18200 | 52% | [8 empty] | Residential | 742.5 | No | 2.97
9117069 | Central Heat Pump | DAIKIN | HRCU-A-CB (Split System: Heat Pump with Remote Outdoor Unit-Air-Source) | DZ20VC0361B* |  |  | CSCF3642N6D*+TXV | D*80VC1005C*A* | 35400 | 20 |  | 13 | 10 |  | 35200 | 18200 | 51.7% | [8 empty] | Residential | 737.5 | No | 2.95
9117088 | Central Heat Pump | DAIKIN | HRCU-A-CB (Split System: Heat Pump with Remote Outdoor Unit-Air-Source) | DZ20VC0361B* |  |  | CA*F3642*6D*+TXV | D*96VC0804CNA* | 35800 | 20 |  | 12.5 | 10 |  | 35000 | 18200 | 52% | [8 empty] | Residential | 745 | No | 2.98
9117091 | Central Heat Pump | DAIKIN | HRCU-A-CB (Split System: Heat Pump with Remote Outdoor Unit-Air-Source) | DZ20VC0361B* |  |  | CHPF3743C6B*+TXV | D*96VC0804CNA* | 35600 | 20 |  | 12.5 | 10 |  | 35000 | 18200 | 52% | [8 empty] | Residential | 742.5 | No | 2.97
9117094 | Central Heat Pump | DAIKIN | HRCU-A-CB (Split System: Heat Pump with Remote Outdoor Unit-Air-Source) | DZ20VC0361B* |  |  | CA*F3743*6D*+TXV | D*96VC1005CNA* | 35800 | 20 |  | 12.5 | 10 |  | 35000 | 18200 | 52% | [8 empty] | Residential | 745 | No | 2.98
9117096 | Central Heat Pump | DAIKIN | HRCU-A-CB (Split System: Heat Pump with Remote Outdoor Unit-Air-Source) | DZ20VC0361B* |  |  | CHPF3743C6B*+TXV | D*96VC1005CNA* | 35600 | 20 |  | 12.5 | 10 |  | 35000 | 18200 | 52% | [8 empty] | Residential | 742.5 | No | 2.97
9117099 | Central Heat Pump | DAIKIN | HRCU-A-CB (Split System: Heat Pump with Remote Outdoor Unit-Air-Source) | DZ20VC0361B* |  |  | CA*F3743*6D*+TXV | D*96VC1205DNA* | 35800 | 20 |  | 13 | 10 |  | 35000 | 18200 | 52% | [8 empty] | Residential | 745 | No | 2.98
207436502 | Central Heat Pump | LENNOX | HRCU-A-CB (Split System: Heat Pump with Remote Outdoor Unit-Air-Source) | SL25XPV-036-230A** |  |  | CX35-50/60C+TDR | SL280UH100NV60C* | 34800 | 22 |  | 14.5 | 10 |  | 34000 | 30400 | 89.41% | 33800 | 21.2 | 13.5 | 8.6 | 34000 | 26600 | 78.24% | 1.8 | Residential | 705 | Yes | 2.82 | Yes
207436505 | Central Heat Pump | LENNOX | HRCU-A-CB (Split System: Heat Pump with Remote Outdoor Unit-Air-Source) | SL25XPV-036-230A** |  |  | CX35-50/60C+TDR | SL297UH080NV48C* | 34600 | 22 |  | 14 | 10 |  | 34200 | 30600 | 89.47% | 33600 | 22.2 | 13.3 | 8.7 | 34200 | 26600 | 77.78% | 1.8 | Residential | 700 | Yes | 2.8 | Yes
207436507 | Central Heat Pump | LENNOX | HRCU-A-CB (Split System: Heat Pump with Remote Outdoor Unit-Air-Source) | SL25XPV-036-230A** |  |  | CX35-50/60C+TDR | SLP99UH090XV36C* | 34600 | 22 |  | 14 | 10 |  | 34400 | 30800 | 89.53% | 33600 | 22.2 | 13.3 | 8.7 | 34400 | 26800 | 77.91% | 1.8 | Residential | 700 | Yes | 2.8 | Yes
207436508 | Central Heat Pump | LENNOX | HRCU-A-CB (Split System: Heat Pump with Remote Outdoor Unit-Air-Source) | SL25XPV-036-230A** |  |  | CX35-50/60C+TDR | SLP99UH090XV48C* | 34600 | 22 |  | 14 | 10 |  | 34400 | 30600 | 88.95% | 33600 | 22.2 | 13.3 | 8.7 | 34400 | 26800 | 77.91% | 1.82 | Residential | 700 | Yes | 2.8 | Yes
207436509 | Central Heat Pump | LENNOX | HRCU-A-CB (Split System: Heat Pump with Remote Outdoor Unit-Air-Source) | SL25XPV-036-230A** |  |  | CX35-50/60C+TDR | SLP99UH090XV60C* | 34600 | 22 |  | 14 | 10 |  | 34400 | 30600 | 88.95% | 33600 | 21 | 13.3 | 8.6 | 34400 | 26600 | 77.33% | 1.8 | Residential | 700 | Yes | 2.8 | Yes
207436515 | Central Heat Pump | LENNOX | HRCU-A-CB (Split System: Heat Pump with Remote Outdoor Unit-Air-Source) | SL25XPV-048-230A** |  |  | C35-49C+TDR+TXV | SL280UH080NV60C* | 46500 | 21 |  | 12.5 | 10.8 |  | 44000 | 43000 | 97.73% | 45500 | 20.6 | 12.3 | 8.9 | 44000 | 35800 | 81.36% | 1.78 | Residential | 947.5 | No | 3.79 | Yes
201842142 | Central Heat Pump | LENNOX | HRCU-A-CB (Split System: Heat Pump with Remote Outdoor Unit-Air-Source) | XP20-024-230A** |  |  | CBA38MV-018/024-230*+TDR |  | 23000 | 20 |  | 14 | 10 |  | 22200 | 13600 | 61.26% | 22200 | 18.8 | 13 | 8 | 22200 |  |  |  | Residential | 462.5 | No | 1.85 | No
201842143 | Central Heat Pump | LENNOX | HRCU-A-CB (Split System: Heat Pump with Remote Outdoor Unit-Air-Source) | XP20-024-230A** |  |  | CBA38MV-030-230*+TDR |  | 23200 | 19 |  | 14 | 10 |  | 21600 | 14000 | 64.81% | 22400 | 18.6 | 13 | 8 | 21600 |  |  |  | Residential | 467.5 | No | 1.87 | No
205743037 | Central Heat Pump | LENNOX | HRCU-A-CB (Split System: Heat Pump with Remote Outdoor Unit-Air-Source) | XP20-036-230B** |  |  | CBA38MV-036-230*+TDR |  | 34000 | 20 |  | 13 | 10 |  | 32200 | 20800 | 64.6% | 33200 | 20 | 12.4 | 8.4 | 32200 |  |  |  | Residential | 692.5 | No | 2.77 | No
201922405 | Central Heat Pump | AMERICAN STANDARD | HRCU-A-CB (Split System: Heat Pump with Remote Outdoor Unit-Air-Source) | 4A6L9036A1 |  |  | 4PX*CU48BS3 | S9V2C100U4PSB+RP | 36000 | 18 |  | 12.5 | 10.5 |  | 34000 | 23200 | 68.24% | 36600 | 17.5 | 11.7 | 8.7 | 33600 |  |  |  | Residential | 762.5 | No | 3.05
201922407 | Central Heat Pump | AMERICAN STANDARD | HRCU-A-CB (Split System: Heat Pump with Remote Outdoor Unit-Air-Source) | 4A6L9036A1 |  |  | 4PX*CU60BS3 | *UD2C100ACV5 | 36800 | 18 |  | 12.5 | 11 |  | 33600 | 23200 | 69.05% | 37800 | 18 | 11.7 | 8.7 | 33200 |  |  |  | Residential | 787.5 | No | 3.15
201922415 | Central Heat Pump | AMERICAN STANDARD | HRCU-A-CB (Split System: Heat Pump with Remote Outdoor Unit-Air-Source) | 4A6L9036A1 |  |  | 4PX*DD60BS3 | *DD2D120ACV5 | 36800 | 18 |  | 12.5 | 10 |  | 33600 | 22800 | 67.86% | [8 empty] | Residential | 767.5 | No | 3.07
201922421 | Central Heat Pump | AMERICAN STANDARD | HRCU-A-CB (Split System: Heat Pump with Remote Outdoor Unit-Air-Source) | 4A6L9036A1 |  |  | 4PX*DU60BS3 | *UD2D120ACV5 | 37400 | 18 |  | 12.5 | 11 |  | 33600 | 23000 | 68.45% | [8 empty] | Residential | 780 | No | 3.12
201922460 | Central Heat Pump | AMERICAN STANDARD | HRCU-A-CB (Split System: Heat Pump with Remote Outdoor Unit-Air-Source) | 4A6L9036A1 |  |  | 4TXCC007DS3 | S9V2C100U4PSB+RP | 36000 | 18 |  | 12.5 | 10.5 |  | 34000 | 23000 | 67.65% | 36600 | 17.5 | 11.7 | 8.7 | 33600 |  |  |  | Residential | 762.5 | No | 3.05
201922465 | Central Heat Pump | AMERICAN STANDARD | HRCU-A-CB (Split System: Heat Pump with Remote Outdoor Unit-Air-Source) | 4A6L9036A1 |  |  | 4TXCC009DS3 | *UD2C100ACV5 | 36800 | 18 |  | 12.5 | 11 |  | 33600 | 23400 | 69.64% | 37800 | 18 | 11.7 | 8.7 | 33200 |  |  |  | Residential | 787.5 | No | 3.15
201922474 | Central Heat Pump | AMERICAN STANDARD | HRCU-A-CB (Split System: Heat Pump with Remote Outdoor Unit-Air-Source) | 4A6L9036A1 |  |  | 4TXCD010DS3 | *UD2D120ACV5 | 37400 | 18 |  | 12.5 | 11 |  | 33600 | 23000 | 68.45% | [8 empty] | Residential | 780 | No | 3.12
201922479 | Central Heat Pump | AMERICAN STANDARD | HRCU-A-CB (Split System: Heat Pump with Remote Outdoor Unit-Air-Source) | 4A6L9036A1 |  |  | 4TXCD010DS3+HORIZ-LT | *DD2D120ACV5 | 37000 | 18 |  | 12.5 | 11 |  | 33600 | 22800 | 67.86% | [8 empty] | Residential | 770 | No | 3.08
201922495 | Central Heat Pump | AMERICAN STANDARD | HRCU-A-CB (Split System: Heat Pump with Remote Outdoor Unit-Air-Source) | 4A6L9036A1 |  |  | TEM8A0C48V41+TDR |  | 38000 | 18 |  | 12.5 | 11 |  | 32800 | 22000 | 67.07% | [8 empty] | Residential | 792.5 | No | 3.17
201922639 | Central Heat Pump | AMERICAN STANDARD | HRCU-A-CB (Split System: Heat Pump with Remote Outdoor Unit-Air-Source) | 4A6L9048A1 |  |  | 4PX*DU60BS3 | S9V2C100U5PSB+RP | 47500 | 19 |  | 12.5 | 10.5 |  | 44500 | 31000 | 69.66% | 47000 | 18.5 | 11.7 | 8.7 | 42000 |  |  |  | Residential | 980 | No | 3.92
205272463 | Central Heat Pump | CARRIER | HRCU-A-CB (Split System: Heat Pump with Remote Outdoor Unit-Air-Source) | 25VNA424A*030* |  |  | CNPV*4821AL*+UI | 59TN6B060C17**14 | 23400 | 21 |  | 14 | 11 |  | 24000 | 24200 | 100.8% | [8 empty] | Residential | 487.5 | No | 1.95
205272464 | Central Heat Pump | CARRIER | HRCU-A-CB (Split System: Heat Pump with Remote Outdoor Unit-Air-Source) | 25VNA424A*030* |  |  | CNPV*4821AL*+UI | 59TN6B080C17**14 | 23400 | 21 |  | 14 | 11 |  | 24000 | 24200 | 100.8% | [8 empty] | Residential | 487.5 | No | 1.95
205272465 | Central Heat Pump | CARRIER | HRCU-A-CB (Split System: Heat Pump with Remote Outdoor Unit-Air-Source) | 25VNA424A*030* |  |  | CNPV*4824AL*+UI | 58TN*A070C21**20 | 23400 | 22 |  | 14 | 11 |  | 24000 | 24200 | 100.8% | [8 empty] | Residential | 487.5 | No | 1.95
205272466 | Central Heat Pump | CARRIER | HRCU-A-CB (Split System: Heat Pump with Remote Outdoor Unit-Air-Source) | 25VNA424A*030* |  |  | CNPV*4824AL*+UI | 58TN*A090C21**20 | 23400 | 22 |  | 14 | 11 |  | 24000 | 24000 | 100% | [8 empty] | Residential | 487.5 | No | 1.95
205272467 | Central Heat Pump | CARRIER | HRCU-A-CB (Split System: Heat Pump with Remote Outdoor Unit-Air-Source) | 25VNA424A*030* |  |  | CNPV*4824AL*+UI | 58TN*A135C24**22 | 23400 | 22 |  | 14 | 11 |  | 24000 | 24000 | 100% | [8 empty] | Residential | 487.5 | No | 1.95
205272468 | Central Heat Pump | CARRIER | HRCU-A-CB (Split System: Heat Pump with Remote Outdoor Unit-Air-Source) | 25VNA424A*030* |  |  | CNPV*4824AL*+UI | 59TN6B120C24**22 | 23400 | 22 |  | 14 | 11 |  | 24000 | 24000 | 100% | [8 empty] | Residential | 487.5 | No | 1.95
205272469 | Central Heat Pump | CARRIER | HRCU-A-CB (Split System: Heat Pump with Remote Outdoor Unit-Air-Source) | 25VNA424A*030* |  |  | CNPV*6024AL*+UI | 58TN*A070C21**20 | 23400 | 22 |  | 14 | 11 |  | 24000 | 23800 | 99.17% | [8 empty] | Residential | 487.5 | No | 1.95
205272470 | Central Heat Pump | CARRIER | HRCU-A-CB (Split System: Heat Pump with Remote Outdoor Unit-Air-Source) | 25VNA424A*030* |  |  | CNPV*6024AL*+UI | 58TN*A090C21**20 | 23400 | 22 |  | 14 | 11 |  | 24000 | 23800 | 99.17% | [8 empty] | Residential | 487.5 | No | 1.95
205272471 | Central Heat Pump | CARRIER | HRCU-A-CB (Split System: Heat Pump with Remote Outdoor Unit-Air-Source) | 25VNA424A*030* |  |  | CNPV*6024AL*+UI | 58TN*A135C24**22 | 23400 | 22 |  | 14 | 11 |  | 24000 | 23800 | 99.17% | [8 empty] | Residential | 487.5 | No | 1.95
204645987 | Central Heat Pump | GOODMAN | HRCU-A-CB (Split System: Heat Pump with Remote Outdoor Unit-Air-Source) | GSZC180361C* |  |  | CA*F4961*6D*+TXV | G*VC800805C*A* | 35600 | 18 |  | 14 | 10 |  | 36600 | 23000 | 62.84% | [8 empty] | Residential | 742.5 | No | 2.97
204645992 | Central Heat Pump | GOODMAN | HRCU-A-CB (Split System: Heat Pump with Remote Outdoor Unit-Air-Source) | GSZC180361C* |  |  | CA*F4961*6D*+TXV | G*VC800804C*A* | 35000 | 18 |  | 13.5 | 10 |  | 36000 | 23000 | 63.89% | [8 empty] | Residential | 730 | No | 2.92
205358311 | Central Heat Pump | GOODMAN | HRCU-A-CB (Split System: Heat Pump with Remote Outdoor Unit-Air-Source) | GSZC180241C* |  |  | CA*F3137*6A*+MBVC1201**-1A*+TXV |  | 23800 | 18 |  | 14 | 10 |  | 23000 | 14600 | 63.48% | [8 empty] | Residential | 495 | No | 1.98
205358325 | Central Heat Pump | GOODMAN | HRCU-A-CB (Split System: Heat Pump with Remote Outdoor Unit-Air-Source) | GSZC180361C* |  |  | CA*F3743*6D*+MBVC1601**-1A*+TXV |  | 34800 | 18 |  | 14 | 10 |  | 35000 | 22600 | 64.57% | [8 empty] | Residential | 725 | No | 2.9
205358327 | Central Heat Pump | GOODMAN | HRCU-A-CB (Split System: Heat Pump with Remote Outdoor Unit-Air-Source) | GSZC180361C* |  |  | CA*F4961*6D*+MBVC1601**-1A*+TXV |  | 36000 | 18.5 |  | 14 | 10 |  | 36400 | 23000 | 63.19% | [8 empty] | Residential | 750 | No | 3
205358333 | Central Heat Pump | GOODMAN | HRCU-A-CB (Split System: Heat Pump with Remote Outdoor Unit-Air-Source) | GSZC180361C* |  |  | CA*F4961*6D*+MBVC2001**-1A*+TXV |  | 36000 | 19 |  | 14 | 10 |  | 36600 | 23000 | 62.84% | [8 empty] | Residential | 750 | No | 3
205358335 | Central Heat Pump | GOODMAN | HRCU-A-CB (Split System: Heat Pump with Remote Outdoor Unit-Air-Source) | GSZC180361C* |  |  | CHPF4860D6D*+MBVC2001**-1A*+TXV |  | 35600 | 18.5 |  | 14 | 10 |  | 36000 | 23000 | 63.89% | [8 empty] | Residential | 742.5 | No | 2.97
205640048 | Central Heat Pump | GOODMAN | HRCU-A-CB (Split System: Heat Pump with Remote Outdoor Unit-Air-Source) | GSZC180361C* |  |  | CA*F4961*6D*+TXV | G*VS800805CUA* | 35600 | 18 |  | 14 | 10 |  | 36000 | 23000 | 63.89% | [8 empty] | Residential | 742.5 | No | 2.97
205640054 | Central Heat Pump | GOODMAN | HRCU-A-CB (Split System: Heat Pump with Remote Outdoor Unit-Air-Source) | GSZC180361C* |  |  | CHPF4860D6D*+TXV | G*VS800805CUA* | 35000 | 18 |  | 13.5 | 10 |  | 36000 | 22600 | 62.78% | [8 empty] | Residential | 730 | No | 2.92
205640069 | Central Heat Pump | GOODMAN | HRCU-A-CB (Split System: Heat Pump with Remote Outdoor Unit-Air-Source) | GSZC180361C* |  |  | CA*F4961*6D*+TXV | G*VS960805CUA* | 35400 | 18 |  | 14 | 10 |  | 36000 | 22800 | 63.33% | [8 empty] | Residential | 737.5 | No | 2.95
9117115 | Central Heat Pump | DAIKIN | HRCU-A-CB (Split System: Heat Pump with Remote Outdoor Unit-Air-Source) | DZ20VC0361B* |  |  | CA*F3642*6D*+TXV | D*97MC0804CNA* | 35800 | 20 |  | 12.5 | 10 |  | 35000 | 18200 | 52% | [8 empty] | Residential | 745 | No | 2.98
9117118 | Central Heat Pump | DAIKIN | HRCU-A-CB (Split System: Heat Pump with Remote Outdoor Unit-Air-Source) | DZ20VC0361B* |  |  | CHPF3743C6B*+TXV | D*97MC0804CNA* | 35600 | 20 |  | 12.5 | 10 |  | 35000 | 18200 | 52% | [8 empty] | Residential | 742.5 | No | 2.97
9117121 | Central Heat Pump | DAIKIN | HRCU-A-CB (Split System: Heat Pump with Remote Outdoor Unit-Air-Source) | DZ20VC0361B* |  |  | CA*F3743*6D*+TXV | D*97MC1005CNA* | 35800 | 20 |  | 12.5 | 10 |  | 35000 | 18200 | 52% | [8 empty] | Residential | 745 | No | 2.98
9117123 | Central Heat Pump | DAIKIN | HRCU-A-CB (Split System: Heat Pump with Remote Outdoor Unit-Air-Source) | DZ20VC0361B* |  |  | CHPF3743C6B*+TXV | D*97MC1005CNA* | 35600 | 20 |  | 12.5 | 10 |  | 35000 | 18200 | 52% | [8 empty] | Residential | 742.5 | No | 2.97
9117126 | Central Heat Pump | DAIKIN | HRCU-A-CB (Split System: Heat Pump with Remote Outdoor Unit-Air-Source) | DZ20VC0361B* |  |  | CA*F3743*6D*+TXV | D*97MC1205DNA* | 35800 | 20 |  | 13 | 10 |  | 35000 | 18200 | 52% | [8 empty] | Residential | 745 | No | 2.98
9117131 | Central Heat Pump | DAIKIN | HRCU-A-CB (Split System: Heat Pump with Remote Outdoor Unit-Air-Source) | DZ20VC0481B* |  |  | DV61PECD14A* |  | 45500 | 20 |  | 12.5 | 10 |  | 45500 | 27400 | 60.22% | [8 empty] | Residential | 947.5 | No | 3.79
9117133 | Central Heat Pump | DAIKIN | HRCU-A-CB (Split System: Heat Pump with Remote Outdoor Unit-Air-Source) | DZ20VC0481B* |  |  | CA*F4961*6D*+MBVC1600**-1A*+TXV |  | 46500 | 20 |  | 12.5 | 10 |  | 45500 | 26800 | 58.9% | [8 empty] | Residential | 970 | No | 3.88
9117136 | Central Heat Pump | DAIKIN | HRCU-A-CB (Split System: Heat Pump with Remote Outdoor Unit-Air-Source) | DZ20VC0481B* |  |  | CA*F4860*6D*+MBVC2000**-1A*+TXV |  | 45000 | 20 |  | 12.5 | 10 |  | 45000 | 26600 | 59.11% | [8 empty] | Residential | 937.5 | No | 3.75
9117138 | Central Heat Pump | DAIKIN | HRCU-A-CB (Split System: Heat Pump with Remote Outdoor Unit-Air-Source) | DZ20VC0481B* |  |  | CHPF4860D6D*+MBVC2000**-1A*+TXV |  | 45000 | 20 |  | 12.5 | 10 |  | 45000 | 26600 | 59.11% | [8 empty] | Residential | 937.5 | No | 3.75
9117139 | Central Heat Pump | DAIKIN | HRCU-A-CB (Split System: Heat Pump with Remote Outdoor Unit-Air-Source) | DZ20VC0481B* |  |  | CSCF4860N6D*+MBVC2000**-1A*+TXV |  | 45000 | 20 |  | 12.5 | 10 |  | 45000 | 26600 | 59.11% | [8 empty] | Residential | 937.5 | No | 3.75
205743083 | Central Heat Pump | LENNOX | HRCU-A-CB (Split System: Heat Pump with Remote Outdoor Unit-Air-Source) | XP20-036-230B** |  |  | CBA38MV-030-230*+TDR |  | 34200 | 20 |  | 13 | 10.4 |  | 32200 | 20800 | 64.6% | 33200 | 20 | 12.4 | 8.4 | 32200 |  |  |  | Residential | 692.5 | No | 2.77 | No
205743190 | Central Heat Pump | LENNOX | HRCU-A-CB (Split System: Heat Pump with Remote Outdoor Unit-Air-Source) | XP20-036-230B** |  |  | CR33-50/60+TDR+TXV | EL296DF090XV60C* | 34800 | 18 |  | 12.5 | 10 |  | 32000 | 20600 | 64.38% | 34400 | 18 | 12 | 7.8 | 32000 |  |  |  | Residential | 717.5 | No | 2.87 | No
205743191 | Central Heat Pump | LENNOX | HRCU-A-CB (Split System: Heat Pump with Remote Outdoor Unit-Air-Source) | XP20-036-230B** |  |  | CR33-50/60+TDR+TXV | EL296DF110XV60C* | 34800 | 18 |  | 12.5 | 10 |  | 32000 | 20600 | 64.38% | 34400 | 18 | 12 | 7.8 | 32000 |  |  |  | Residential | 717.5 | No | 2.87 | No
205743192 | Central Heat Pump | LENNOX | HRCU-A-CB (Split System: Heat Pump with Remote Outdoor Unit-Air-Source) | XP20-036-230B** |  |  | CR33-50/60+TDR+TXV | SL280DF090V60C* | 35000 | 18 |  | 13 | 10 |  | 31800 | 20400 | 64.15% | 34400 | 18 | 12.2 | 7.9 | 31800 |  |  |  | Residential | 717.5 | No | 2.87 | No
205743193 | Central Heat Pump | LENNOX | HRCU-A-CB (Split System: Heat Pump with Remote Outdoor Unit-Air-Source) | XP20-036-230B** |  |  | CR33-50/60+TDR+TXV | SL280DF110V60C* | 35000 | 18 |  | 13 | 10 |  | 31800 | 20400 | 64.15% | 34600 | 18 | 12.4 | 7.9 | 31800 |  |  |  | Residential | 720 | No | 2.88 | No
206322099 | Central Heat Pump | LENNOX | HRCU-A-CB (Split System: Heat Pump with Remote Outdoor Unit-Air-Source) | XP20-036-230B** |  |  | CR33-50/60+TDR+TXV | SLP99DF090XV36C* | 34800 | 19 |  | 12.5 | 10 |  | 32000 | 20600 | 64.38% | 34400 | 19 | 12 | 7.9 | 32000 |  |  |  | Residential | 717.5 | No | 2.87 | No
206322100 | Central Heat Pump | LENNOX | HRCU-A-CB (Split System: Heat Pump with Remote Outdoor Unit-Air-Source) | XP20-036-230B** |  |  | CR33-50/60+TDR+TXV | SLP99DF090XV48C* | 34800 | 18 |  | 12.5 | 10 |  | 32000 | 20600 | 64.38% | 34400 | 18 | 12 | 7.9 | 32000 |  |  |  | Residential | 717.5 | No | 2.87 | No
206322101 | Central Heat Pump | LENNOX | HRCU-A-CB (Split System: Heat Pump with Remote Outdoor Unit-Air-Source) | XP20-036-230B** |  |  | CR33-50/60+TDR+TXV | SLP99DF090XV60C* | 34800 | 18 |  | 12.5 | 10 |  | 32000 | 20600 | 64.38% | 34400 | 18 | 12 | 7.8 | 32000 |  |  |  | Residential | 717.5 | No | 2.87 | No
206322102 | Central Heat Pump | LENNOX | HRCU-A-CB (Split System: Heat Pump with Remote Outdoor Unit-Air-Source) | XP20-036-230B** |  |  | CR33-50/60+TDR+TXV | SLP99DF110XV60C* | 34800 | 18 |  | 12.5 | 10 |  | 32000 | 20600 | 64.38% | 34400 | 18 | 12 | 7.8 | 32000 |  |  |  | Residential | 717.5 | No | 2.87 | No
205272472 | Central Heat Pump | CARRIER | HRCU-A-CB (Split System: Heat Pump with Remote Outdoor Unit-Air-Source) | 25VNA424A*030* |  |  | CNPV*6024AL*+UI | 59TN6B120C24**22 | 23400 | 22 |  | 14 | 11 |  | 24000 | 23800 | 99.17% | [8 empty] | Residential | 487.5 | No | 1.95
205272473 | Central Heat Pump | CARRIER | HRCU-A-CB (Split System: Heat Pump with Remote Outdoor Unit-Air-Source) | 25VNA424A*030* |  |  | CSPH*3612AL*+UI | 58TN*A045C17**12 | 23400 | 21 |  | 14 | 11 |  | 24000 | 24400 | 101.7% | [8 empty] | Residential | 487.5 | No | 1.95
205272474 | Central Heat Pump | CARRIER | HRCU-A-CB (Split System: Heat Pump with Remote Outdoor Unit-Air-Source) | 25VNA424A*030* |  |  | CSPH*3612AL*+UI | 58TN*A070C17**16 | 23400 | 21 |  | 14 | 11 |  | 24000 | 24200 | 100.8% | [8 empty] | Residential | 487.5 | No | 1.95
205272475 | Central Heat Pump | CARRIER | HRCU-A-CB (Split System: Heat Pump with Remote Outdoor Unit-Air-Source) | 25VNA424A*030* |  |  | CSPH*3612AL*+UI | 58TN*A070C21**20 | 23400 | 21 |  | 14 | 11 |  | 24000 | 24200 | 100.8% | [8 empty] | Residential | 487.5 | No | 1.95
205272476 | Central Heat Pump | CARRIER | HRCU-A-CB (Split System: Heat Pump with Remote Outdoor Unit-Air-Source) | 25VNA424A*030* |  |  | CSPH*3612AL*+UI | 58TN*A090C21**20 | 23400 | 21 |  | 14 | 11 |  | 24000 | 24200 | 100.8% | [8 empty] | Residential | 487.5 | No | 1.95
205272477 | Central Heat Pump | CARRIER | HRCU-A-CB (Split System: Heat Pump with Remote Outdoor Unit-Air-Source) | 25VNA424A*030* |  |  | CSPH*3612AL*+UI | 58TN*A135C24**22 | 23400 | 21 |  | 14 | 11 |  | 24000 | 24200 | 100.8% | [8 empty] | Residential | 487.5 | No | 1.95
205272478 | Central Heat Pump | CARRIER | HRCU-A-CB (Split System: Heat Pump with Remote Outdoor Unit-Air-Source) | 25VNA424A*030* |  |  | CSPH*3612AL*+UI | 59TN6B060C17**14 | 23400 | 21 |  | 14 | 11 |  | 24000 | 24400 | 101.7% | [8 empty] | Residential | 487.5 | No | 1.95
205272479 | Central Heat Pump | CARRIER | HRCU-A-CB (Split System: Heat Pump with Remote Outdoor Unit-Air-Source) | 25VNA424A*030* |  |  | CSPH*3612AL*+UI | 59TN6B080C17**14 | 23400 | 21 |  | 14 | 11 |  | 24000 | 24400 | 101.7% | [8 empty] | Residential | 487.5 | No | 1.95
205272480 | Central Heat Pump | CARRIER | HRCU-A-CB (Split System: Heat Pump with Remote Outdoor Unit-Air-Source) | 25VNA424A*030* |  |  | CSPH*3612AL*+UI | 59TN6B120C24**22 | 23400 | 21 |  | 14 | 11 |  | 24000 | 24200 | 100.8% | [8 empty] | Residential | 487.5 | No | 1.95
206132701 | Central Heat Pump | BRYANT HEATING AND COOLING SYSTEMS | HRCU-A-CB (Split System: Heat Pump with Remote Outdoor Unit-Air-Source) | 284ANV048*0**A* |  |  | CAP**6124AL*+UI | 935CA66100C21*** | 46000 | 21 |  | 12.5 | 10.5 |  | 45500 | 42500 | 93.41% | [8 empty] | Residential | 957.5 | No | 3.83
206132709 | Central Heat Pump | BRYANT HEATING AND COOLING SYSTEMS | HRCU-A-CB (Split System: Heat Pump with Remote Outdoor Unit-Air-Source) | 284ANV048*0**A* |  |  | CSPH*6012AL*+UI | 935CA66100C21*** | 45500 | 20 |  | 12.5 | 10.5 |  | 45500 | 42500 | 93.41% | [8 empty] | Residential | 947.5 | No | 3.79
206132717 | Central Heat Pump | BRYANT HEATING AND COOLING SYSTEMS | HRCU-A-CB (Split System: Heat Pump with Remote Outdoor Unit-Air-Source) | 284ANV060*0**A* |  |  | CAP**6124AL*+UI | 83*CA60080C21*** | 58500 | 20 |  | 12.5 | 10 |  | 59000 | 50000 | 84.75% | [8 empty] | Residential | 1220 | No | 4.88
206143079 | Central Heat Pump | BRYANT HEATING AND COOLING SYSTEMS | HRCU-A-CB (Split System: Heat Pump with Remote Outdoor Unit-Air-Source) | 284ANV024*0**A* |  |  | CSPH*3612AL*+UI | 935CA66100C21*** | 24000 | 20 |  | 13.5 | 12 |  | 23600 | 24200 | 102.5% | [8 empty] | Residential | 500 | No | 2
206185393 | Central Heat Pump | BRYANT HEATING AND COOLING SYSTEMS | HRCU-A-CB (Split System: Heat Pump with Remote Outdoor Unit-Air-Source) | 284ANV048*0**A* |  |  | CNPV*6024AL*+UI | 987MB60080C21*** | 45000 | 20 |  | 12.5 | 10 |  | 46000 | 43000 | 93.48% | [8 empty] | Residential | 937.5 | No | 3.75
206185395 | Central Heat Pump | BRYANT HEATING AND COOLING SYSTEMS | HRCU-A-CB (Split System: Heat Pump with Remote Outdoor Unit-Air-Source) | 284ANV048*0**A* |  |  | CNPV*6024AL*+UI | 987MB66100C21*** | 45000 | 20 |  | 12.5 | 10 |  | 46000 | 43000 | 93.48% | [8 empty] | Residential | 937.5 | No | 3.75
206790019 | Central Heat Pump | BRYANT HEATING AND COOLING SYSTEMS | HRCU-A-CB (Split System: Heat Pump with Remote Outdoor Unit-Air-Source) | 284ANV024*0**B* |  |  | FE4AN(B,F)005L+UI |  | 24000 | 24 |  | 15 | 13 |  | 24000 | 23800 | 99.17% | [8 empty] | Residential | 500 | No | 2
206790020 | Central Heat Pump | BRYANT HEATING AND COOLING SYSTEMS | HRCU-A-CB (Split System: Heat Pump with Remote Outdoor Unit-Air-Source) | 284ANV024*0**B* |  |  | CAP**3617AL*+UI | 987MB42060C17*** | 23400 | 21 |  | 13 | 11 |  | 24000 | 24600 | 102.5% | [8 empty] | Residential | 487.5 | No | 1.95
205273768 | Central Heat Pump | BRYANT HEATING AND COOLING SYSTEMS | HRCU-A-CB (Split System: Heat Pump with Remote Outdoor Unit-Air-Source) | 284ANV024*0**A* |  |  | CNPV*3621AL*+UI | 88*TA48090C17*** | 23400 | 22 |  | 14 | 11 |  | 24000 | 24200 | 100.8% | [8 empty] | Residential | 487.5 | No | 1.95
206840476 | Central Heat Pump | LENNOX | HRCU-A-CB (Split System: Heat Pump with Remote Outdoor Unit-Air-Source) | EL18XPV-024-230A** |  |  | CBA38MV-018/024-230*+TDR |  | 24000 | 19 |  | 13 | 10 |  | 24000 | 14800 | 61.67% | 23400 | 19.8 | 12.5 | 8.2 | 24000 |  |  |  | Residential | 487.5 | No | 1.95 | No
206840519 | Central Heat Pump | LENNOX | HRCU-A-CB (Split System: Heat Pump with Remote Outdoor Unit-Air-Source) | EL18XPV-024-230A** |  |  | C35-30B+TDR+TXV | ML180UH070V36B* | 24000 | 20 |  | 13 | 10 |  | 23000 | 14700 | 63.91% | 23800 | 21.6 | 13.5 | 8 | 23000 |  |  |  | Residential | 495 | No | 1.98 | No
206840534 | Central Heat Pump | LENNOX | HRCU-A-CB (Split System: Heat Pump with Remote Outdoor Unit-Air-Source) | EL18XPV-024-230A** |  |  | CH35-24A+TDR+TXV | EL280UH070E36A* | 23400 | 19 |  | 13 | 10 |  | 23600 | 15400 | 65.25% | 23400 | 21 | 12.5 | 8.1 | 23600 |  |  |  | Residential | 487.5 | No | 1.95 | No
206840535 | Central Heat Pump | LENNOX | HRCU-A-CB (Split System: Heat Pump with Remote Outdoor Unit-Air-Source) | EL18XPV-024-230A** |  |  | CH35-24A+TDR+TXV | EL280UH070XE36A* | 23400 | 19 |  | 13 | 10 |  | 23600 | 15400 | 65.25% | 23400 | 21 | 12.5 | 8.1 | 23600 |  |  |  | Residential | 487.5 | No | 1.95 | No
206840536 | Central Heat Pump | LENNOX | HRCU-A-CB (Split System: Heat Pump with Remote Outdoor Unit-Air-Source) | EL18XPV-024-230A** |  |  | CH35-24A+TDR+TXV | ML180UH030V36A* | 23400 | 20 |  | 13 | 10 |  | 23600 | 15500 | 65.68% | 23000 | 21.2 | 13 | 8 | 23400 |  |  |  | Residential | 480 | No | 1.92 | No
206840538 | Central Heat Pump | LENNOX | HRCU-A-CB (Split System: Heat Pump with Remote Outdoor Unit-Air-Source) | EL18XPV-024-230A** |  |  | CH35-24A+TDR+TXV | ML180UH045V36A* | 23400 | 20 |  | 13 | 10 |  | 23600 | 15500 | 65.68% | 23000 | 21.2 | 13 | 8 | 23400 |  |  |  | Residential | 480 | No | 1.92 | No
206840539 | Central Heat Pump | LENNOX | HRCU-A-CB (Split System: Heat Pump with Remote Outdoor Unit-Air-Source) | EL18XPV-024-230A** |  |  | CH35-24A+TDR+TXV | ML180UH070V36A* | 23200 | 20 |  | 13 | 10 |  | 23600 | 15400 | 65.25% | 23200 | 21 | 13 | 8.1 | 23400 |  |  |  | Residential | 482.5 | No | 1.93 | No
206840545 | Central Heat Pump | LENNOX | HRCU-A-CB (Split System: Heat Pump with Remote Outdoor Unit-Air-Source) | EL18XPV-024-230A** |  |  | CH35-24B+TDR+TXV | EL280UH090E36B* | 23800 | 20 |  | 13 | 10 |  | 23800 | 14900 | 62.61% | 23200 | 20.8 | 12.5 | 8.2 | 23800 |  |  |  | Residential | 482.5 | No | 1.93 | No
206840550 | Central Heat Pump | LENNOX | HRCU-A-CB (Split System: Heat Pump with Remote Outdoor Unit-Air-Source) | EL18XPV-024-230A** |  |  | CH35-24B+TDR+TXV | ML180UH070V36B* | 23600 | 20 |  | 13 | 10 |  | 23600 | 14800 | 62.71% | 23000 | 21.4 | 13 | 8.2 | 23600 |  |  |  | Residential | 480 | No | 1.92 | No
201922719 | Central Heat Pump | AMERICAN STANDARD | HRCU-A-CB (Split System: Heat Pump with Remote Outdoor Unit-Air-Source) | 4A6L9048A1 |  |  | 4TXCD010DS3 | S9V2C100U5PSB+RP | 47500 | 19 |  | 12.5 | 10.5 |  | 44500 | 30800 | 69.21% | [8 empty] | Residential | 990 | No | 3.96
201922736 | Central Heat Pump | AMERICAN STANDARD | HRCU-A-CB (Split System: Heat Pump with Remote Outdoor Unit-Air-Source) | 4A6L9048A1 |  |  | TEM8A0C48V41+TDR |  | 48000 | 19 |  | 12.5 | 11 |  | 46500 | 31400 | 67.53% | [8 empty] | Residential | 1000 | No | 4
201922737 | Central Heat Pump | AMERICAN STANDARD | HRCU-A-CB (Split System: Heat Pump with Remote Outdoor Unit-Air-Source) | 4A6L9048A1 |  |  | TEM8A0C60V51+TDR |  | 48500 | 19 |  | 12.5 | 11 |  | 46000 | 31400 | 68.26% | [8 empty] | Residential | 1010 | No | 4.04
201922925 | Central Heat Pump | AMERICAN STANDARD | HRCU-A-CB (Split System: Heat Pump with Remote Outdoor Unit-Air-Source) | 4A6L9024A1 |  |  | TEM8A0B30V31+TDR |  | 23600 | 19 |  | 12.5 | 11 |  | 20000 | 14200 | 71% | 23600 | 18 | 12 | 9 | 21000 |  |  |  | Residential | 492.5 | No | 1.97
201922926 | Central Heat Pump | AMERICAN STANDARD | HRCU-A-CB (Split System: Heat Pump with Remote Outdoor Unit-Air-Source) | 4A6L9024A1 |  |  | TEM8A0C36V31+TDR |  | 24000 | 19.5 |  | 13 | 11 |  | 20000 | 13300 | 66.5% | [8 empty] | Residential | 500 | No | 2
201923012 | Central Heat Pump | AMERICAN STANDARD | HRCU-A-CB (Split System: Heat Pump with Remote Outdoor Unit-Air-Source) | 4A6L9024A1 |  |  | 4PX*BD36BS3 | S9V2B060D3PSB+RP | 23600 | 19 |  | 13 | 11.5 |  | 20000 | 13600 | 68% | 23200 | 18 | 12 | 8.5 | 20400 |  |  |  | Residential | 482.5 | No | 1.93
201923013 | Central Heat Pump | AMERICAN STANDARD | HRCU-A-CB (Split System: Heat Pump with Remote Outdoor Unit-Air-Source) | 4A6L9024A1 |  |  | 4PX*BD36BS3 | S9V2B080D3PSB+RP | 23600 | 19.5 |  | 12.5 | 11 |  | 20000 | 13700 | 68.5% | 23200 | 17.5 | 12 | 8.5 | 20400 |  |  |  | Residential | 482.5 | No | 1.93
201923016 | Central Heat Pump | AMERICAN STANDARD | HRCU-A-CB (Split System: Heat Pump with Remote Outdoor Unit-Air-Source) | 4A6L9024A1 |  |  | 4PX*BD36BS3+HORIZ-RT | S9V2B060U3PSB+RP | 23600 | 19 |  | 12.5 | 11 |  | 20200 | 13700 | 67.82% | [8 empty] | Residential | 492.5 | No | 1.97
201923018 | Central Heat Pump | AMERICAN STANDARD | HRCU-A-CB (Split System: Heat Pump with Remote Outdoor Unit-Air-Source) | 4A6L9024A1 |  |  | 4PX*BD42BS3 | S9V2B040D3PSB+RP | 24400 | 18.5 |  | 13 | 11 |  | 19400 | 13200 | 68.04% | [8 empty] | Residential | 507.5 | No | 2.03
201923021 | Central Heat Pump | AMERICAN STANDARD | HRCU-A-CB (Split System: Heat Pump with Remote Outdoor Unit-Air-Source) | 4A6L9024A1 |  |  | 4PX*BD42BS3 | S9V2B060D3PSB+RP | 24200 | 19 |  | 13 | 11 |  | 19400 | 13200 | 68.04% | [8 empty] | Residential | 505 | No | 2.02
207208003 | Central Heat Pump | AMANA DISTINCTIONS | HRCU-A-CB (Split System: Heat Pump with Remote Outdoor Unit-Air-Source) | GVZC200361A* |  |  | CA*F3743*6D*+TXV | G*VC800804C*A* | 35800 | 20 |  | 13.5 | 10 |  | 35000 | 18200 | 52% | [8 empty] | Residential | 745 | No | 2.98
207208005 | Central Heat Pump | AMANA DISTINCTIONS | HRCU-A-CB (Split System: Heat Pump with Remote Outdoor Unit-Air-Source) | GVZC200361A* |  |  | CHPF3642C6C*+TXV | G*VC800804C*A* | 35400 | 20 |  | 13 | 10 |  | 34800 | 18000 | 51.72% | [8 empty] | Residential | 737.5 | No | 2.95
207208006 | Central Heat Pump | AMANA DISTINCTIONS | HRCU-A-CB (Split System: Heat Pump with Remote Outdoor Unit-Air-Source) | GVZC200361A* |  |  | CHPF3743C6B*+TXV | G*VC800804C*A* | 35600 | 20 |  | 13.5 | 10 |  | 35000 | 18200 | 52% | [8 empty] | Residential | 742.5 | No | 2.97
207208007 | Central Heat Pump | AMANA DISTINCTIONS | HRCU-A-CB (Split System: Heat Pump with Remote Outdoor Unit-Air-Source) | GVZC200361A* |  |  | CSCF3642N6D*+TXV | G*VC800804C*A* | 35400 | 20 |  | 13 | 10 |  | 35200 | 18200 | 51.7% | [8 empty] | Residential | 737.5 | No | 2.95
201690721 | Central Heat Pump | AMANA DISTINCTIONS | HRCU-A-CB (Split System: Heat Pump with Remote Outdoor Unit-Air-Source) | GSZC180241C* |  |  | CA*F3137*6A*+MBVC1200**-1A*+TX |  | 23800 | 18 |  | 14 | 10 |  | 23000 | 14800 | 64.35% | [8 empty] | Residential | 495 | No | 1.98
201690728 | Central Heat Pump | AMANA DISTINCTIONS | HRCU-A-CB (Split System: Heat Pump with Remote Outdoor Unit-Air-Source) | GSZC180361C* |  |  | CA*F3743*6D*+MBVC1600**-1A*+TX |  | 34800 | 18 |  | 14 | 10 |  | 35000 | 22600 | 64.57% | [8 empty] | Residential | 725 | No | 2.9
201691092 | Central Heat Pump | AMANA DISTINCTIONS | HRCU-A-CB (Split System: Heat Pump with Remote Outdoor Unit-Air-Source) | GSZC180361C* |  |  | CA*F4961*6D*+MBVC1600**-1A*+TXV |  | 36000 | 18.5 |  | 14 | 10 |  | 36400 | 23000 | 63.19% | [8 empty] | Residential | 750 | No | 3
201691113 | Central Heat Pump | AMANA DISTINCTIONS | HRCU-A-CB (Split System: Heat Pump with Remote Outdoor Unit-Air-Source) | GSZC180361C* |  |  | CA*F4961*6D*+MBVC2000**-1A*+TXV |  | 36000 | 19 |  | 14 | 10 |  | 36600 | 23200 | 63.39% | [8 empty] | Residential | 750 | No | 3
201691127 | Central Heat Pump | AMANA DISTINCTIONS | HRCU-A-CB (Split System: Heat Pump with Remote Outdoor Unit-Air-Source) | GSZC180361C* |  |  | CHPF4860D6D*+MBVC2000**-1A*+TXV |  | 35600 | 18.5 |  | 14 | 10 |  | 36000 | 23200 | 64.44% | [8 empty] | Residential | 742.5 | No | 2.97
201894354 | Central Heat Pump | AMANA DISTINCTIONS | HRCU-A-CB (Split System: Heat Pump with Remote Outdoor Unit-Air-Source) | GSZC180241C* |  |  | CA*F3137*6A*+TXV | G*VC960803BNB* | 23600 | 18 |  | 14 | 10 |  | 22600 | 13000 | 57.52% | [8 empty] | Residential | 492.5 | No | 1.97
205273769 | Central Heat Pump | BRYANT HEATING AND COOLING SYSTEMS | HRCU-A-CB (Split System: Heat Pump with Remote Outdoor Unit-Air-Source) | 284ANV024*0**A* |  |  | CNPV*3621AL*+UI | 88*TA60110C21*** | 23400 | 22 |  | 14 | 11 |  | 24000 | 24200 | 100.8% | [8 empty] | Residential | 487.5 | No | 1.95
205273770 | Central Heat Pump | BRYANT HEATING AND COOLING SYSTEMS | HRCU-A-CB (Split System: Heat Pump with Remote Outdoor Unit-Air-Source) | 284ANV024*0**A* |  |  | CNPV*4217AL*+UI | 987MB42060C17*** | 23400 | 21 |  | 13 | 11 |  | 24000 | 24400 | 101.7% | [8 empty] | Residential | 487.5 | No | 1.95
205273771 | Central Heat Pump | BRYANT HEATING AND COOLING SYSTEMS | HRCU-A-CB (Split System: Heat Pump with Remote Outdoor Unit-Air-Source) | 284ANV024*0**A* |  |  | CNPV*4217AL*+UI | 987MB42080C17*** | 23400 | 21 |  | 13 | 11 |  | 24000 | 24400 | 101.7% | [8 empty] | Residential | 487.5 | No | 1.95
205273772 | Central Heat Pump | BRYANT HEATING AND COOLING SYSTEMS | HRCU-A-CB (Split System: Heat Pump with Remote Outdoor Unit-Air-Source) | 284ANV024*0**A* |  |  | CNPV*4217AL*+UI | 88*TA36070C14*** | 23400 | 22 |  | 14 | 11 |  | 24000 | 24200 | 100.8% | [8 empty] | Residential | 487.5 | No | 1.95
205273773 | Central Heat Pump | BRYANT HEATING AND COOLING SYSTEMS | HRCU-A-CB (Split System: Heat Pump with Remote Outdoor Unit-Air-Source) | 284ANV024*0**A* |  |  | CNPV*4217AL*+UI | 88*TA48090C17*** | 23400 | 22 |  | 14 | 11 |  | 24000 | 24200 | 100.8% | [8 empty] | Residential | 487.5 | No | 1.95
205273774 | Central Heat Pump | BRYANT HEATING AND COOLING SYSTEMS | HRCU-A-CB (Split System: Heat Pump with Remote Outdoor Unit-Air-Source) | 284ANV024*0**A* |  |  | CNPV*4221AL*+UI | 987MB42060C17*** | 23400 | 21 |  | 13 | 11 |  | 24000 | 24400 | 101.7% | [8 empty] | Residential | 487.5 | No | 1.95
205273775 | Central Heat Pump | BRYANT HEATING AND COOLING SYSTEMS | HRCU-A-CB (Split System: Heat Pump with Remote Outdoor Unit-Air-Source) | 284ANV024*0**A* |  |  | CNPV*4221AL*+UI | 987MB42080C17*** | 23400 | 21 |  | 13 | 11 |  | 24000 | 24400 | 101.7% | [8 empty] | Residential | 487.5 | No | 1.95
205273776 | Central Heat Pump | BRYANT HEATING AND COOLING SYSTEMS | HRCU-A-CB (Split System: Heat Pump with Remote Outdoor Unit-Air-Source) | 284ANV024*0**A* |  |  | CNPV*4221AL*+UI | 987MB60060C21*** | 23400 | 21 |  | 13 | 11 |  | 24000 | 24400 | 101.7% | [8 empty] | Residential | 487.5 | No | 1.95
205273777 | Central Heat Pump | BRYANT HEATING AND COOLING SYSTEMS | HRCU-A-CB (Split System: Heat Pump with Remote Outdoor Unit-Air-Source) | 284ANV024*0**A* |  |  | CNPV*4221AL*+UI | 987MB60080C21*** | 23400 | 22 |  | 14 | 11 |  | 24000 | 24200 | 100.8% | [8 empty] | Residential | 487.5 | No | 1.95
206840556 | Central Heat Pump | LENNOX | HRCU-A-CB (Split System: Heat Pump with Remote Outdoor Unit-Air-Source) | EL18XPV-024-230A** |  |  | CH35-24B+TDR+TXV | ML296UH045XV36B* | 23400 | 19 |  | 13 | 10 |  | 23600 | 14900 | 63.14% | 22800 | 20.4 | 12.5 | 8.1 | 23600 |  |  |  | Residential | 475 | No | 1.9 | No
206840565 | Central Heat Pump | LENNOX | HRCU-A-CB (Split System: Heat Pump with Remote Outdoor Unit-Air-Source) | EL18XPV-024-230A** |  |  | CH35-30A+TDR+TXV | EL280UH070E36A* | 24000 | 20 |  | 13 | 10 |  | 23600 | 14400 | 61.02% | 24000 | 20.8 | 13 | 8.1 | 23600 |  |  |  | Residential | 500 | No | 2 | No
206840566 | Central Heat Pump | LENNOX | HRCU-A-CB (Split System: Heat Pump with Remote Outdoor Unit-Air-Source) | EL18XPV-024-230A** |  |  | CH35-30A+TDR+TXV | EL280UH070XE36A* | 24000 | 20 |  | 13 | 10 |  | 23600 | 14400 | 61.02% | 24000 | 20.8 | 13 | 8.1 | 23600 |  |  |  | Residential | 500 | No | 2 | No
206840567 | Central Heat Pump | LENNOX | HRCU-A-CB (Split System: Heat Pump with Remote Outdoor Unit-Air-Source) | EL18XPV-024-230A** |  |  | CH35-30A+TDR+TXV | ML180UH030V36A* | 23800 | 20 |  | 13 | 10 |  | 23800 | 14600 | 61.34% | 23400 | 21 | 13.4 | 8 | 23400 |  |  |  | Residential | 487.5 | No | 1.95 | No
206840569 | Central Heat Pump | LENNOX | HRCU-A-CB (Split System: Heat Pump with Remote Outdoor Unit-Air-Source) | EL18XPV-024-230A** |  |  | CH35-30A+TDR+TXV | ML180UH045V36A* | 23800 | 20 |  | 13 | 10 |  | 23800 | 14600 | 61.34% | 23400 | 21 | 13.4 | 8 | 23400 |  |  |  | Residential | 487.5 | No | 1.95 | No
206840581 | Central Heat Pump | LENNOX | HRCU-A-CB (Split System: Heat Pump with Remote Outdoor Unit-Air-Source) | EL18XPV-024-230A** |  |  | CH35-30B+TDR+TXV | ML180UH070V36B* | 24000 | 20 |  | 12.5 | 10 |  | 24000 | 14900 | 62.08% | 23600 | 21.2 | 12.5 | 8 | 24000 |  |  |  | Residential | 492.5 | No | 1.97 | No
206840595 | Central Heat Pump | LENNOX | HRCU-A-CB (Split System: Heat Pump with Remote Outdoor Unit-Air-Source) | EL18XPV-024-230A** |  |  | CHX35-24A-**-*+TDR | EL280UH045E36A* | 24000 | 19 |  | 13 | 10 |  | 23800 | 15500 | 65.13% | 23000 | 21.4 | 13.3 | 8 | 23200 |  |  |  | Residential | 480 | No | 1.92 | No
206840596 | Central Heat Pump | LENNOX | HRCU-A-CB (Split System: Heat Pump with Remote Outdoor Unit-Air-Source) | EL18XPV-024-230A** |  |  | CHX35-24A-**-*+TDR | EL280UH070E36A* | 23400 | 19 |  | 13 | 10 |  | 23600 | 15400 | 65.25% | 23400 | 21 | 12.5 | 8.1 | 23600 |  |  |  | Residential | 487.5 | No | 1.95 | No
206840597 | Central Heat Pump | LENNOX | HRCU-A-CB (Split System: Heat Pump with Remote Outdoor Unit-Air-Source) | EL18XPV-024-230A** |  |  | CHX35-24A-**-*+TDR | EL280UH070XE36A* | 23400 | 19 |  | 13 | 10 |  | 23600 | 15400 | 65.25% | 23400 | 21 | 12.5 | 8.1 | 23600 |  |  |  | Residential | 487.5 | No | 1.95 | No
9117145 | Central Heat Pump | DAIKIN | HRCU-A-CB (Split System: Heat Pump with Remote Outdoor Unit-Air-Source) | DZ20VC0481B* |  |  | CA*F4961*6D*+TXV | D*80VC0805C*A* | 46000 | 19.5 |  | 12.5 | 10 |  | 45500 | 28000 | 61.54% | [8 empty] | Residential | 957.5 | No | 3.83
9117149 | Central Heat Pump | DAIKIN | HRCU-A-CB (Split System: Heat Pump with Remote Outdoor Unit-Air-Source) | DZ20VC0481B* |  |  | CA*F4961*6D*+TXV | D*80VC1005C*A* | 46000 | 19.5 |  | 12.5 | 10 |  | 46000 | 28000 | 60.87% | [8 empty] | Residential | 957.5 | No | 3.83
9117153 | Central Heat Pump | DAIKIN | HRCU-A-CB (Split System: Heat Pump with Remote Outdoor Unit-Air-Source) | DZ20VC0481B* |  |  | CA*F4961*6D*+TXV | D*96VC0804CNA* | 46000 | 19.5 |  | 12.5 | 10 |  | 45500 | 27600 | 60.66% | [8 empty] | Residential | 957.5 | No | 3.83
9117161 | Central Heat Pump | DAIKIN | HRCU-A-CB (Split System: Heat Pump with Remote Outdoor Unit-Air-Source) | DZ20VC0481B* |  |  | CA*F4961*6D*+TXV | D*96VC1205DNA* | 46000 | 19.5 |  | 12.5 | 10 |  | 46000 | 28000 | 60.87% | [8 empty] | Residential | 957.5 | No | 3.83
9117165 | Central Heat Pump | DAIKIN | HRCU-A-CB (Split System: Heat Pump with Remote Outdoor Unit-Air-Source) | DZ20VC0481B* |  |  | CA*F4961*6D*+TXV | D*97MC0804CNA* | 46000 | 19.5 |  | 12.5 | 10 |  | 45500 | 27800 | 61.1% | [8 empty] | Residential | 957.5 | No | 3.83
9117173 | Central Heat Pump | DAIKIN | HRCU-A-CB (Split System: Heat Pump with Remote Outdoor Unit-Air-Source) | DZ20VC0481B* |  |  | CA*F4961*6D*+TXV | D*97MC1205DNA* | 46000 | 19.5 |  | 12.5 | 10 |  | 46000 | 28000 | 60.87% | [8 empty] | Residential | 957.5 | No | 3.83
205651526 | Central Heat Pump | DAIKIN | HRCU-A-CB (Split System: Heat Pump with Remote Outdoor Unit-Air-Source) | DZ20VC0241B* |  |  | CA*F3137*6A*+TXV | D*80SC0604BUA* | 23400 | 20 |  | 13 | 10 |  | 23600 | 13000 | 55.08% | [8 empty] | Residential | 487.5 | No | 1.95
205651530 | Central Heat Pump | DAIKIN | HRCU-A-CB (Split System: Heat Pump with Remote Outdoor Unit-Air-Source) | DZ20VC0241B* |  |  | CA*F3743*6D*+TXV | D*80SC0604BUA* | 23400 | 20 |  | 13 | 10 |  | 23600 | 13000 | 55.08% | [8 empty] | Residential | 487.5 | No | 1.95
205651534 | Central Heat Pump | DAIKIN | HRCU-A-CB (Split System: Heat Pump with Remote Outdoor Unit-Air-Source) | DZ20VC0241B* |  |  | CSCF3642N6D*+TXV | D*80SC0604BUA* | 23600 | 20 |  | 13 | 10 |  | 23600 | 13000 | 55.08% | [8 empty] | Residential | 492.5 | No | 1.97
205651536 | Central Heat Pump | DAIKIN | HRCU-A-CB (Split System: Heat Pump with Remote Outdoor Unit-Air-Source) | DZ20VC0241B* |  |  | CA*F3137*6A*+TXV | D*96SC0603BUA* | 23400 | 20 |  | 13 | 10 |  | 23600 | 13000 | 55.08% | [8 empty] | Residential | 487.5 | No | 1.95
201923022 | Central Heat Pump | AMERICAN STANDARD | HRCU-A-CB (Split System: Heat Pump with Remote Outdoor Unit-Air-Source) | 4A6L9024A1 |  |  | 4PX*BD42BS3 | S9V2B080D3PSB+RP | 24000 | 19 |  | 13 | 11 |  | 19400 | 13100 | 67.53% | [8 empty] | Residential | 500 | No | 2
201923023 | Central Heat Pump | AMERICAN STANDARD | HRCU-A-CB (Split System: Heat Pump with Remote Outdoor Unit-Air-Source) | 4A6L9024A1 |  |  | 4PX*BD42BS3+HORIZ-RT | S9V2B060U3PSB+RP | 24400 | 19 |  | 13 | 11 |  | 19600 | 13200 | 67.35% | [8 empty] | Residential | 507.5 | No | 2.03
201923026 | Central Heat Pump | AMERICAN STANDARD | HRCU-A-CB (Split System: Heat Pump with Remote Outdoor Unit-Air-Source) | 4A6L9024A1 |  |  | 4PX*BD42BS3+HORIZ-RT | S9V2B040U3PSB+RP | 24400 | 19 |  | 13 | 11 |  | 19400 | 13200 | 68.04% | [8 empty] | Residential | 507.5 | No | 2.03
201923028 | Central Heat Pump | AMERICAN STANDARD | HRCU-A-CB (Split System: Heat Pump with Remote Outdoor Unit-Air-Source) | 4A6L9024A1 |  |  | 4PX*BD48BS3 | S9V2B060D3PSB+RP | 24200 | 19 |  | 13 | 11 |  | 20400 | 13800 | 67.65% | [8 empty] | Residential | 505 | No | 2.02
201923029 | Central Heat Pump | AMERICAN STANDARD | HRCU-A-CB (Split System: Heat Pump with Remote Outdoor Unit-Air-Source) | 4A6L9024A1 |  |  | 4PX*BD48BS3 | S9V2B040D3PSB+RP | 24200 | 19 |  | 13 | 11.5 |  | 20000 | 13900 | 69.5% | [8 empty] | Residential | 505 | No | 2.02
201923031 | Central Heat Pump | AMERICAN STANDARD | HRCU-A-CB (Split System: Heat Pump with Remote Outdoor Unit-Air-Source) | 4A6L9024A1 |  |  | 4PX*BD48BS3+HORIZ-RT | S9V2B060U3PSB+RP | 24200 | 19 |  | 13 | 11 |  | 20600 | 13800 | 66.99% | [8 empty] | Residential | 505 | No | 2.02
201923032 | Central Heat Pump | AMERICAN STANDARD | HRCU-A-CB (Split System: Heat Pump with Remote Outdoor Unit-Air-Source) | 4A6L9024A1 |  |  | 4PX*BD48BS3+HORIZ-RT | S9V2B040U3PSB+RP | 24200 | 19 |  | 13 | 11.5 |  | 20000 | 13900 | 69.5% | [8 empty] | Residential | 505 | No | 2.02
201923033 | Central Heat Pump | AMERICAN STANDARD | HRCU-A-CB (Split System: Heat Pump with Remote Outdoor Unit-Air-Source) | 4A6L9024A1 |  |  | 4PX*BU24BS3 | S9V2B060U3PSB+RP | 22600 | 18 |  | 12.5 | 11 |  | 20600 | 14300 | 69.42% | 22400 | 16.5 | 11.7 | 8.2 | 21800 |  |  |  | Residential | 467.5 | No | 1.87
201923034 | Central Heat Pump | AMERICAN STANDARD | HRCU-A-CB (Split System: Heat Pump with Remote Outdoor Unit-Air-Source) | 4A6L9024A1 |  |  | 4PX*BU24BS3 | S9V2B040U3PSB+RP | 22200 | 18 |  | 12.5 | 10 |  | 21000 | 14400 | 68.57% | 22600 | 16.5 | 11.7 | 8.2 | 21600 |  |  |  | Residential | 470 | No | 1.88
201923035 | Central Heat Pump | AMERICAN STANDARD | HRCU-A-CB (Split System: Heat Pump with Remote Outdoor Unit-Air-Source) | 4A6L9024A1 |  |  | 4PX*BU30BS3 | S9V2B040U3PSB+RP | 23600 | 18.5 |  | 12.5 | 11 |  | 21200 | 14100 | 66.51% | 23400 | 17 | 12 | 8.7 | 20800 |  |  |  | Residential | 487.5 | No | 1.95
205272481 | Central Heat Pump | CARRIER | HRCU-A-CB (Split System: Heat Pump with Remote Outdoor Unit-Air-Source) | 25VNA424A*030* |  |  | CSPH*4212AL*+UI | 58TN*A045C17**12 | 23400 | 21 |  | 14 | 11 |  | 24000 | 24400 | 101.7% | [8 empty] | Residential | 487.5 | No | 1.95
205272482 | Central Heat Pump | CARRIER | HRCU-A-CB (Split System: Heat Pump with Remote Outdoor Unit-Air-Source) | 25VNA424A*030* |  |  | CSPH*4212AL*+UI | 58TN*A070C17**16 | 23400 | 21 |  | 14 | 11 |  | 24000 | 24200 | 100.8% | [8 empty] | Residential | 487.5 | No | 1.95
205272483 | Central Heat Pump | CARRIER | HRCU-A-CB (Split System: Heat Pump with Remote Outdoor Unit-Air-Source) | 25VNA424A*030* |  |  | CSPH*4212AL*+UI | 58TN*A070C21**20 | 23400 | 21 |  | 14 | 11 |  | 24000 | 24200 | 100.8% | [8 empty] | Residential | 487.5 | No | 1.95
205272484 | Central Heat Pump | CARRIER | HRCU-A-CB (Split System: Heat Pump with Remote Outdoor Unit-Air-Source) | 25VNA424A*030* |  |  | CSPH*4212AL*+UI | 58TN*A090C21**20 | 23400 | 21 |  | 14 | 11 |  | 24000 | 24000 | 100% | [8 empty] | Residential | 487.5 | No | 1.95
205272485 | Central Heat Pump | CARRIER | HRCU-A-CB (Split System: Heat Pump with Remote Outdoor Unit-Air-Source) | 25VNA424A*030* |  |  | CSPH*4212AL*+UI | 58TN*A135C24**22 | 23400 | 21 |  | 14 | 11 |  | 24000 | 24000 | 100% | [8 empty] | Residential | 487.5 | No | 1.95
205272486 | Central Heat Pump | CARRIER | HRCU-A-CB (Split System: Heat Pump with Remote Outdoor Unit-Air-Source) | 25VNA424A*030* |  |  | CSPH*4212AL*+UI | 59TN6B060C17**14 | 23400 | 21 |  | 14 | 11 |  | 24000 | 24400 | 101.7% | [8 empty] | Residential | 487.5 | No | 1.95
205272487 | Central Heat Pump | CARRIER | HRCU-A-CB (Split System: Heat Pump with Remote Outdoor Unit-Air-Source) | 25VNA424A*030* |  |  | CSPH*4212AL*+UI | 59TN6B080C17**14 | 23400 | 21 |  | 14 | 11 |  | 24000 | 24200 | 100.8% | [8 empty] | Residential | 487.5 | No | 1.95
205272488 | Central Heat Pump | CARRIER | HRCU-A-CB (Split System: Heat Pump with Remote Outdoor Unit-Air-Source) | 25VNA424A*030* |  |  | CSPH*4212AL*+UI | 59TN6B120C24**22 | 23400 | 21 |  | 14 | 11 |  | 24000 | 24200 | 100.8% | [8 empty] | Residential | 487.5 | No | 1.95
205272489 | Central Heat Pump | CARRIER | HRCU-A-CB (Split System: Heat Pump with Remote Outdoor Unit-Air-Source) | 25VNA424A*030* |  |  | CSPH*4812AL*+UI | 58TN*A045C17**12 | 23400 | 21 |  | 14 | 11 |  | 24000 | 24200 | 100.8% | [8 empty] | Residential | 487.5 | No | 1.95
206840598 | Central Heat Pump | LENNOX | HRCU-A-CB (Split System: Heat Pump with Remote Outdoor Unit-Air-Source) | EL18XPV-024-230A** |  |  | CHX35-24A-**-*+TDR | ML180UH030V36A* | 23400 | 20 |  | 13 | 10 |  | 23600 | 15500 | 65.68% | 23000 | 21.2 | 13 | 8 | 23400 |  |  |  | Residential | 480 | No | 1.92 | No
206840600 | Central Heat Pump | LENNOX | HRCU-A-CB (Split System: Heat Pump with Remote Outdoor Unit-Air-Source) | EL18XPV-024-230A** |  |  | CHX35-24A-**-*+TDR | ML180UH045V36A* | 23400 | 20 |  | 13 | 10 |  | 23600 | 15500 | 65.68% | 23000 | 21.2 | 13 | 8 | 23400 |  |  |  | Residential | 480 | No | 1.92 | No
206840601 | Central Heat Pump | LENNOX | HRCU-A-CB (Split System: Heat Pump with Remote Outdoor Unit-Air-Source) | EL18XPV-024-230A** |  |  | CHX35-24A-**-*+TDR | ML180UH070V36A* | 23200 | 20 |  | 13 | 10 |  | 23600 | 15400 | 65.25% | 23200 | 21 | 13 | 8.1 | 23400 |  |  |  | Residential | 482.5 | No | 1.93 | No
206840607 | Central Heat Pump | LENNOX | HRCU-A-CB (Split System: Heat Pump with Remote Outdoor Unit-Air-Source) | EL18XPV-024-230A** |  |  | CHX35-24B-**-*+TDR | EL280UH090E36B* | 23800 | 20 |  | 13 | 10 |  | 23800 | 14900 | 62.61% | 23200 | 20.8 | 12.5 | 8.2 | 23800 |  |  |  | Residential | 482.5 | No | 1.93 | No
206840612 | Central Heat Pump | LENNOX | HRCU-A-CB (Split System: Heat Pump with Remote Outdoor Unit-Air-Source) | EL18XPV-024-230A** |  |  | CHX35-24B-**-*+TDR | ML180UH070V36B* | 23600 | 20 |  | 13 | 10 |  | 23600 | 14800 | 62.71% | 23000 | 21.4 | 13 | 8.2 | 23600 |  |  |  | Residential | 480 | No | 1.92 | No
206840618 | Central Heat Pump | LENNOX | HRCU-A-CB (Split System: Heat Pump with Remote Outdoor Unit-Air-Source) | EL18XPV-024-230A** |  |  | CHX35-24B-**-*+TDR | ML296UH045XV36B* | 23400 | 19 |  | 13 | 10 |  | 23600 | 14900 | 63.14% | 22800 | 20.4 | 12.5 | 8.1 | 23600 |  |  |  | Residential | 475 | No | 1.9 | No
206840627 | Central Heat Pump | LENNOX | HRCU-A-CB (Split System: Heat Pump with Remote Outdoor Unit-Air-Source) | EL18XPV-024-230A** |  |  | CHX35-30A-**-*+TDR | EL280UH070E36A* | 24000 | 20 |  | 13 | 10 |  | 23600 | 14400 | 61.02% | 24000 | 20.8 | 13 | 8.1 | 23600 |  |  |  | Residential | 500 | No | 2 | No
206840628 | Central Heat Pump | LENNOX | HRCU-A-CB (Split System: Heat Pump with Remote Outdoor Unit-Air-Source) | EL18XPV-024-230A** |  |  | CHX35-30A-**-*+TDR | EL280UH070XE36A* | 24000 | 20 |  | 13 | 10 |  | 23600 | 14400 | 61.02% | 24000 | 20.8 | 13 | 8.1 | 23600 |  |  |  | Residential | 500 | No | 2 | No
206840629 | Central Heat Pump | LENNOX | HRCU-A-CB (Split System: Heat Pump with Remote Outdoor Unit-Air-Source) | EL18XPV-024-230A** |  |  | CHX35-30A-**-*+TDR | ML180UH030V36A* | 23800 | 20 |  | 13 | 10 |  | 23800 | 14600 | 61.34% | 23400 | 21 | 13.4 | 8 | 23400 |  |  |  | Residential | 487.5 | No | 1.95 | No
205981231 | Central Heat Pump | AMANA DISTINCTIONS | HRCU-A-CB (Split System: Heat Pump with Remote Outdoor Unit-Air-Source) | ASZC180241C* |  |  | CA*F3137*6A*+MBVC1200**-1A*+TX |  | 23800 | 18 |  | 14 | 10 |  | 23000 | 14800 | 64.35% | [8 empty] | Residential | 495 | No | 1.98
205981232 | Central Heat Pump | AMANA DISTINCTIONS | HRCU-A-CB (Split System: Heat Pump with Remote Outdoor Unit-Air-Source) | ASZC180361C* |  |  | CA*F3743*6D*+MBVC1600**-1A*+TX |  | 34800 | 18 |  | 14 | 10 |  | 35000 | 22600 | 64.57% | [8 empty] | Residential | 725 | No | 2.9
205981356 | Central Heat Pump | AMANA DISTINCTIONS | HRCU-A-CB (Split System: Heat Pump with Remote Outdoor Unit-Air-Source) | ASZC180241C* |  |  | CA*F3137*6A*+TXV | G*VC960803BNB* | 23600 | 18 |  | 14 | 10 |  | 22600 | 13000 | 57.52% | [8 empty] | Residential | 492.5 | No | 1.97
205981576 | Central Heat Pump | AMANA DISTINCTIONS | HRCU-A-CB (Split System: Heat Pump with Remote Outdoor Unit-Air-Source) | ASZC180241C* |  |  | CA*F3137*6A*+TXV | G*VM970803BNB* | 23600 | 18 |  | 14 | 10 |  | 22600 | 13000 | 57.52% | [8 empty] | Residential | 492.5 | No | 1.97
205981584 | Central Heat Pump | AMANA DISTINCTIONS | HRCU-A-CB (Split System: Heat Pump with Remote Outdoor Unit-Air-Source) | ASZC180361C* |  |  | CA*F4961*6D*+TXV | G*VM971005CNB* | 35400 | 18 |  | 14 | 10 |  | 36400 | 22800 | 62.64% | [8 empty] | Residential | 737.5 | No | 2.95
205981992 | Central Heat Pump | AMANA DISTINCTIONS | HRCU-A-CB (Split System: Heat Pump with Remote Outdoor Unit-Air-Source) | ASZC180361C* |  |  | CHPF4860D6D*+TXV | G*VC800805D*A* | 35000 | 18 |  | 13.5 | 10 |  | 36000 | 22600 | 62.78% | [8 empty] | Residential | 730 | No | 2.92
205982158 | Central Heat Pump | AMANA DISTINCTIONS | HRCU-A-CB (Split System: Heat Pump with Remote Outdoor Unit-Air-Source) | ASZC180361C* |  |  | CA*F4961*6D*+TXV | G*VS800805CUA* | 35600 | 18 |  | 14 | 10 |  | 36000 | 23000 | 63.89% | [8 empty] | Residential | 742.5 | No | 2.97
205982160 | Central Heat Pump | AMANA DISTINCTIONS | HRCU-A-CB (Split System: Heat Pump with Remote Outdoor Unit-Air-Source) | ASZC180361C* |  |  | CHPF4860D6D*+TXV | G*VS800805CUA* | 35000 | 18 |  | 13.5 | 10 |  | 36000 | 22600 | 62.78% | [8 empty] | Residential | 730 | No | 2.92
205982165 | Central Heat Pump | AMANA DISTINCTIONS | HRCU-A-CB (Split System: Heat Pump with Remote Outdoor Unit-Air-Source) | ASZC180361C* |  |  | CA*F4961*6D*+TXV | G*VS960805CUA* | 35400 | 18 |  | 14 | 10 |  | 36000 | 22800 | 63.33% | [8 empty] | Residential | 737.5 | No | 2.95
205982179 | Central Heat Pump | AMANA DISTINCTIONS | HRCU-A-CB (Split System: Heat Pump with Remote Outdoor Unit-Air-Source) | ASZC180361C* |  |  | CA*F4961*6D*+TXV | G*VC961005CNB* | 35400 | 18 |  | 14 | 10 |  | 36400 | 22800 | 62.64% | [8 empty] | Residential | 737.5 | No | 2.95
205272490 | Central Heat Pump | CARRIER | HRCU-A-CB (Split System: Heat Pump with Remote Outdoor Unit-Air-Source) | 25VNA424A*030* |  |  | CSPH*4812AL*+UI | 58TN*A070C17**16 | 23400 | 21 |  | 14 | 11 |  | 24000 | 24200 | 100.8% | [8 empty] | Residential | 487.5 | No | 1.95
205272491 | Central Heat Pump | CARRIER | HRCU-A-CB (Split System: Heat Pump with Remote Outdoor Unit-Air-Source) | 25VNA424A*030* |  |  | CSPH*4812AL*+UI | 58TN*A070C21**20 | 23400 | 21 |  | 14 | 11 |  | 24000 | 24200 | 100.8% | [8 empty] | Residential | 487.5 | No | 1.95
205272492 | Central Heat Pump | CARRIER | HRCU-A-CB (Split System: Heat Pump with Remote Outdoor Unit-Air-Source) | 25VNA424A*030* |  |  | CSPH*4812AL*+UI | 58TN*A090C21**20 | 23400 | 21 |  | 14 | 11 |  | 24000 | 24000 | 100% | [8 empty] | Residential | 487.5 | No | 1.95
205272493 | Central Heat Pump | CARRIER | HRCU-A-CB (Split System: Heat Pump with Remote Outdoor Unit-Air-Source) | 25VNA424A*030* |  |  | CSPH*4812AL*+UI | 58TN*A135C24**22 | 23400 | 21 |  | 14 | 11 |  | 24000 | 24000 | 100% | [8 empty] | Residential | 487.5 | No | 1.95
205272494 | Central Heat Pump | CARRIER | HRCU-A-CB (Split System: Heat Pump with Remote Outdoor Unit-Air-Source) | 25VNA424A*030* |  |  | CSPH*4812AL*+UI | 59TN6B060C17**14 | 23400 | 21 |  | 14 | 11 |  | 24000 | 24200 | 100.8% | [8 empty] | Residential | 487.5 | No | 1.95
205272495 | Central Heat Pump | CARRIER | HRCU-A-CB (Split System: Heat Pump with Remote Outdoor Unit-Air-Source) | 25VNA424A*030* |  |  | CSPH*4812AL*+UI | 59TN6B080C17**14 | 23400 | 21 |  | 14 | 11 |  | 24000 | 24200 | 100.8% | [8 empty] | Residential | 487.5 | No | 1.95
205272496 | Central Heat Pump | CARRIER | HRCU-A-CB (Split System: Heat Pump with Remote Outdoor Unit-Air-Source) | 25VNA424A*030* |  |  | CSPH*4812AL*+UI | 59TN6B120C24**22 | 23400 | 21 |  | 14 | 11 |  | 24000 | 24000 | 100% | [8 empty] | Residential | 487.5 | No | 1.95
205272497 | Central Heat Pump | CARRIER | HRCU-A-CB (Split System: Heat Pump with Remote Outdoor Unit-Air-Source) | 25VNA424A*030* |  |  | CSPH*6012AL*+UI | 58TN*A045C17**12 | 23400 | 21 |  | 14 | 11 |  | 24000 | 24000 | 100% | [8 empty] | Residential | 487.5 | No | 1.95
205272498 | Central Heat Pump | CARRIER | HRCU-A-CB (Split System: Heat Pump with Remote Outdoor Unit-Air-Source) | 25VNA424A*030* |  |  | CSPH*6012AL*+UI | 58TN*A070C17**16 | 23400 | 21 |  | 14 | 11 |  | 24000 | 23800 | 99.17% | [8 empty] | Residential | 487.5 | No | 1.95
205651540 | Central Heat Pump | DAIKIN | HRCU-A-CB (Split System: Heat Pump with Remote Outdoor Unit-Air-Source) | DZ20VC0241B* |  |  | CA*F3743*6D*+TXV | D*96SC0603BUA* | 23400 | 20 |  | 13 | 10 |  | 23800 | 13000 | 54.62% | [8 empty] | Residential | 487.5 | No | 1.95
205651544 | Central Heat Pump | DAIKIN | HRCU-A-CB (Split System: Heat Pump with Remote Outdoor Unit-Air-Source) | DZ20VC0241B* |  |  | CSCF3642N6D*+TXV | D*96SC0603BUA* | 23400 | 20 |  | 13 | 10 |  | 23800 | 13000 | 54.62% | [8 empty] | Residential | 487.5 | No | 1.95
205651560 | Central Heat Pump | DAIKIN | HRCU-A-CB (Split System: Heat Pump with Remote Outdoor Unit-Air-Source) | DZ20VC0361B* |  |  | CA*F3743*6D*+TXV | D*96SC0805CUA* | 35400 | 20 |  | 12.5 | 10 |  | 35000 | 18200 | 52% | [8 empty] | Residential | 737.5 | No | 2.95
205651578 | Central Heat Pump | DAIKIN | HRCU-A-CB (Split System: Heat Pump with Remote Outdoor Unit-Air-Source) | DZ20VC0481B* |  |  | CA*F4961*6D*+TXV | D*80SC0805CUA* | 45500 | 19.5 |  | 12.5 | 10 |  | 45500 | 27200 | 59.78% | [8 empty] | Residential | 947.5 | No | 3.79
205651872 | Central Heat Pump | DAIKIN | HRCU-A-CB (Split System: Heat Pump with Remote Outdoor Unit-Air-Source) | DZ20VC0361B* |  |  | CA*F3743*6D*+TXV | D*80SC0805CUA* | 35400 | 20 |  | 13.5 | 10 |  | 35000 | 18200 | 52% | [8 empty] | Residential | 737.5 | No | 2.95
207207987 | Central Heat Pump | DAIKIN | HRCU-A-CB (Split System: Heat Pump with Remote Outdoor Unit-Air-Source) | DZ20VC0361B* |  |  | CA*F3743*6D*+TXV | D*80VC0804C*A* | 35800 | 20 |  | 13.5 | 10 |  | 35000 | 18200 | 52% | [8 empty] | Residential | 745 | No | 2.98
207207989 | Central Heat Pump | DAIKIN | HRCU-A-CB (Split System: Heat Pump with Remote Outdoor Unit-Air-Source) | DZ20VC0361B* |  |  | CHPF3642C6C*+TXV | D*80VC0804C*A* | 35400 | 20 |  | 13 | 10 |  | 34800 | 18000 | 51.72% | [8 empty] | Residential | 737.5 | No | 2.95
207207990 | Central Heat Pump | DAIKIN | HRCU-A-CB (Split System: Heat Pump with Remote Outdoor Unit-Air-Source) | DZ20VC0361B* |  |  | CHPF3743C6B*+TXV | D*80VC0804C*A* | 35600 | 20 |  | 13.5 | 10 |  | 35000 | 18200 | 52% | [8 empty] | Residential | 742.5 | No | 2.97
207207991 | Central Heat Pump | DAIKIN | HRCU-A-CB (Split System: Heat Pump with Remote Outdoor Unit-Air-Source) | DZ20VC0361B* |  |  | CSCF3642N6D*+TXV | D*80VC0804C*A* | 35400 | 20 |  | 13 | 10 |  | 35200 | 18200 | 51.7% | [8 empty] | Residential | 737.5 | No | 2.95
207698787 | Central Heat Pump | CENTURY | HRCU-A-CB (Split System: Heat Pump with Remote Outdoor Unit-Air-Source) | HRG1836S1P |  |  | E*1P23B+H4TXV01 | GUH97M070B3M | 23400 | 20 |  | 13 | 10 |  | 24000 | 14800 | 61.67% | [8 empty] | Residential | 487.5 | No | 1.95
201923036 | Central Heat Pump | AMERICAN STANDARD | HRCU-A-CB (Split System: Heat Pump with Remote Outdoor Unit-Air-Source) | 4A6L9024A1 |  |  | 4PX*BU30BS3 | S9V2B060U3PSB+RP | 23200 | 18.5 |  | 12.5 | 11.5 |  | 21200 | 14200 | 66.98% | 23200 | 17 | 12 | 8.7 | 21400 |  |  |  | Residential | 482.5 | No | 1.93
201923042 | Central Heat Pump | AMERICAN STANDARD | HRCU-A-CB (Split System: Heat Pump with Remote Outdoor Unit-Air-Source) | 4A6L9024A1 |  |  | 4PX*BU42BS3 | S9V2B040U3PSB+RP | 24000 | 19 |  | 13 | 11.5 |  | 20200 | 13800 | 68.32% | 24000 | 17.5 | 12.5 | 8.7 | 20600 |  |  |  | Residential | 500 | No | 2
201923043 | Central Heat Pump | AMERICAN STANDARD | HRCU-A-CB (Split System: Heat Pump with Remote Outdoor Unit-Air-Source) | 4A6L9024A1 |  |  | 4PX*BU48BS3 | S9V2B060U3PSB+RP | 24200 | 19.5 |  | 13 | 11.5 |  | 20000 | 13500 | 67.5% | [8 empty] | Residential | 505 | No | 2.02
207590039 | Central Heat Pump | AMERICAN STANDARD | HRCU-A-CB (Split System: Heat Pump with Remote Outdoor Unit-Air-Source) | 4A6V0X24A1 |  |  | TAM9A0B30V31 |  | 24200 | 19.25 |  | 13.75 | 10 |  | 20200 | 17100 | 84.65% | 23800 | 19 | 12.7 | 8.7 | 20600 |  |  |  | Residential | 495 | No | 1.98
210929576 | Central Heat Pump | AMERICAN STANDARD | HRCU-A-CB (Split System: Heat Pump with Remote Outdoor Unit-Air-Source) | 4A6V0X36A1 |  |  | TAMXB0C36V31 |  | 35800 | 20.5 |  | 13 | 10 |  | 31400 | 26000 | 82.8% | 35000 | 19.5 | 12.7 | 8.7 | 31600 |  |  |  | Residential | 730 | No | 2.92
207590179 | Central Heat Pump | AMERICAN STANDARD | HRCU-A-CB (Split System: Heat Pump with Remote Outdoor Unit-Air-Source) | 4A6V8X36A1 |  |  | 4PX*BU48BS3 | S9V2B080U3VSA+RP | 36000 | 18 |  | 12.5 | 10 |  | 33000 | 26600 | 80.61% | [8 empty] | Residential | 750 | No | 3
207590183 | Central Heat Pump | AMERICAN STANDARD | HRCU-A-CB (Split System: Heat Pump with Remote Outdoor Unit-Air-Source) | 4A6V8X36A1 |  |  | 4PX*CU48BS3 | S9V2C100U4VSA+RP | 36000 | 18 |  | 12.5 | 10 |  | 32800 | 26000 | 79.27% | 35200 | 18 | 12 | 8.5 | 31400 |  |  |  | Residential | 732.5 | No | 2.93
207590187 | Central Heat Pump | AMERICAN STANDARD | HRCU-A-CB (Split System: Heat Pump with Remote Outdoor Unit-Air-Source) | 4A6V8X36A1 |  |  | 4TXCB006DS3 | S9V2B060U3VSA+RP | 36000 | 18 |  | 12.5 | 10 |  | 33000 | 26400 | 80% | [8 empty] | Residential | 750 | No | 3
207590188 | Central Heat Pump | AMERICAN STANDARD | HRCU-A-CB (Split System: Heat Pump with Remote Outdoor Unit-Air-Source) | 4A6V8X36A1 |  |  | 4TXCB006DS3 | S9V2B080U3VSA+RP | 36000 | 18 |  | 12.5 | 10 |  | 33000 | 26600 | 80.61% | [8 empty] | Residential | 750 | No | 3
207590189 | Central Heat Pump | AMERICAN STANDARD | HRCU-A-CB (Split System: Heat Pump with Remote Outdoor Unit-Air-Source) | 4A6V8X36A1 |  |  | 4TXCB006DS3 | S9V2B040U3VSA+RP | 36000 | 18 |  | 12.5 | 10 |  | 32800 | 26400 | 80.49% | [8 empty] | Residential | 750 | No | 3
206840631 | Central Heat Pump | LENNOX | HRCU-A-CB (Split System: Heat Pump with Remote Outdoor Unit-Air-Source) | EL18XPV-024-230A** |  |  | CHX35-30A-**-*+TDR | ML180UH045V36A* | 23800 | 20 |  | 13 | 10 |  | 23800 | 14600 | 61.34% | 23400 | 21 | 13.4 | 8 | 23400 |  |  |  | Residential | 487.5 | No | 1.95 | No
206840643 | Central Heat Pump | LENNOX | HRCU-A-CB (Split System: Heat Pump with Remote Outdoor Unit-Air-Source) | EL18XPV-024-230A** |  |  | CHX35-30B-**-*+TDR | ML180UH070V36B* | 24000 | 20 |  | 12.5 | 10 |  | 24000 | 14900 | 62.08% | 23600 | 21.2 | 12.5 | 8 | 24000 |  |  |  | Residential | 492.5 | No | 1.97 | No
206840697 | Central Heat Pump | LENNOX | HRCU-A-CB (Split System: Heat Pump with Remote Outdoor Unit-Air-Source) | EL18XPV-024-230A** |  |  | CX35-30A+TDR | ML180UH030V36A* | 24000 | 20 |  | 13 | 10 |  | 23200 | 14800 | 63.79% | 23600 | 21.2 | 13.5 | 7.9 | 23000 |  |  |  | Residential | 492.5 | No | 1.97 | No
207436516 | Central Heat Pump | LENNOX | HRCU-A-CB (Split System: Heat Pump with Remote Outdoor Unit-Air-Source) | SL25XPV-048-230A** |  |  | C35-49C+TDR+TXV | SL280UH090V60C* | 46500 | 20 |  | 12.5 | 10.8 |  | 44000 | 43000 | 97.73% | 45500 | 20 | 12.4 | 8.9 | 43500 | 35600 | 81.84% | 1.8 | Residential | 947.5 | Yes | 3.79 | Yes
207436517 | Central Heat Pump | LENNOX | HRCU-A-CB (Split System: Heat Pump with Remote Outdoor Unit-Air-Source) | SL25XPV-048-230A** |  |  | C35-49C+TDR+TXV | SL280UH090XV60C* | 46500 | 20 |  | 12.5 | 10.8 |  | 44000 | 43000 | 97.73% | 45500 | 20 | 12.4 | 8.9 | 43500 | 35600 | 81.84% | 1.8 | Residential | 947.5 | Yes | 3.79 | Yes
207436518 | Central Heat Pump | LENNOX | HRCU-A-CB (Split System: Heat Pump with Remote Outdoor Unit-Air-Source) | SL25XPV-048-230A** |  |  | C35-49C+TDR+TXV | SL280UH100NV60C* | 46500 | 21 |  | 12.5 | 10.8 |  | 44000 | 43000 | 97.73% | 45500 | 20.4 | 12.3 | 8.9 | 44000 | 35800 | 81.36% | 1.78 | Residential | 947.5 | No | 3.79 | Yes
207436519 | Central Heat Pump | LENNOX | HRCU-A-CB (Split System: Heat Pump with Remote Outdoor Unit-Air-Source) | SL25XPV-048-230A** |  |  | C35-49C+TDR+TXV | SL280UH110V60C* | 46500 | 20 |  | 12.5 | 10.6 |  | 44000 | 43500 | 98.86% | 45500 | 20 | 12.3 | 8.9 | 44000 | 35800 | 81.36% | 1.78 | Residential | 947.5 | No | 3.79 | Yes
207436520 | Central Heat Pump | LENNOX | HRCU-A-CB (Split System: Heat Pump with Remote Outdoor Unit-Air-Source) | SL25XPV-048-230A** |  |  | C35-49C+TDR+TXV | SL280UH110XV60C* | 46500 | 20 |  | 12.5 | 10.6 |  | 44000 | 43500 | 98.86% | 45500 | 20 | 12.3 | 8.9 | 44000 | 35800 | 81.36% | 1.78 | Residential | 947.5 | No | 3.79 | Yes
207436521 | Central Heat Pump | LENNOX | HRCU-A-CB (Split System: Heat Pump with Remote Outdoor Unit-Air-Source) | SL25XPV-048-230A** |  |  | C35-49C+TDR+TXV | SL297UH080NV48C* | 46500 | 20 |  | 12.5 | 10.6 |  | 44000 | 43500 | 98.86% | 45500 | 20 | 12.2 | 8.9 | 44000 | 36000 | 81.82% | 1.76 | Residential | 947.5 | No | 3.79 | Yes
205982211 | Central Heat Pump | AMANA DISTINCTIONS | HRCU-A-CB (Split System: Heat Pump with Remote Outdoor Unit-Air-Source) | ASZC180241C* |  |  | CA*F3137*6A*+TXV | G*VC800603B*A* | 23800 | 18.5 |  | 14 | 10 |  | 22800 | 13000 | 57.02% | [8 empty] | Residential | 495 | No | 1.98
205982214 | Central Heat Pump | AMANA DISTINCTIONS | HRCU-A-CB (Split System: Heat Pump with Remote Outdoor Unit-Air-Source) | ASZC180361C* |  |  | CA*F3743*6D*+TXV | G*VC801005C*A* | 35000 | 18 |  | 13.5 | 10 |  | 36000 | 22600 | 62.78% | [8 empty] | Residential | 730 | No | 2.92
205982215 | Central Heat Pump | AMANA DISTINCTIONS | HRCU-A-CB (Split System: Heat Pump with Remote Outdoor Unit-Air-Source) | ASZC180361C* |  |  | CA*F4961*6D*+TXV | G*VC801005C*A* | 35600 | 18 |  | 14 | 10 |  | 36000 | 23000 | 63.89% | [8 empty] | Residential | 742.5 | No | 2.97
205982228 | Central Heat Pump | AMANA DISTINCTIONS | HRCU-A-CB (Split System: Heat Pump with Remote Outdoor Unit-Air-Source) | ASZC180361C* |  |  | CHPF4860D6D*+TXV | G*VC800805C*A* | 35000 | 18 |  | 13.5 | 10 |  | 36000 | 22600 | 62.78% | [8 empty] | Residential | 730 | No | 2.92
205982237 | Central Heat Pump | AMANA DISTINCTIONS | HRCU-A-CB (Split System: Heat Pump with Remote Outdoor Unit-Air-Source) | ASZC180361C* |  |  | CA*F4961*6D*+TXV | G*VC800805D*A* | 35000 | 18 |  | 13.5 | 10 |  | 36000 | 22600 | 62.78% | [8 empty] | Residential | 730 | No | 2.92
205982240 | Central Heat Pump | AMANA DISTINCTIONS | HRCU-A-CB (Split System: Heat Pump with Remote Outdoor Unit-Air-Source) | ASZC180361C* |  |  | CA*F4961*6D*+TXV | G*VC800805C*A* | 35600 | 18 |  | 14 | 10 |  | 36600 | 23000 | 62.84% | [8 empty] | Residential | 742.5 | No | 2.97
205982242 | Central Heat Pump | AMANA DISTINCTIONS | HRCU-A-CB (Split System: Heat Pump with Remote Outdoor Unit-Air-Source) | ASZC180361C* |  |  | CA*F4961*6D*+TXV | G*VC800804C*A* | 35000 | 18 |  | 13.5 | 10 |  | 36000 | 23000 | 63.89% | [8 empty] | Residential | 730 | No | 2.92
205173048 | Central Heat Pump | AMANA DISTINCTIONS | HRCU-A-CB (Split System: Heat Pump with Remote Outdoor Unit-Air-Source) | GSZC180241C* |  |  | CA*F3137*6A*+TXV | G*VM970803BNB* | 23600 | 18 |  | 14 | 10 |  | 22600 | 13000 | 57.52% | [8 empty] | Residential | 492.5 | No | 1.97
205173061 | Central Heat Pump | AMANA DISTINCTIONS | HRCU-A-CB (Split System: Heat Pump with Remote Outdoor Unit-Air-Source) | GSZC180361C* |  |  | CA*F4961*6D*+TXV | G*VM971005CNB* | 35400 | 18 |  | 14 | 10 |  | 36400 | 22800 | 62.64% | [8 empty] | Residential | 737.5 | No | 2.95
205173687 | Central Heat Pump | AMANA DISTINCTIONS | HRCU-A-CB (Split System: Heat Pump with Remote Outdoor Unit-Air-Source) | GSZC180361C* |  |  | CHPF4860D6D*+TXV | G*VC800805C*A* | 35000 | 18 |  | 13.5 | 10 |  | 36000 | 22600 | 62.78% | [8 empty] | Residential | 730 | No | 2.92
205272499 | Central Heat Pump | CARRIER | HRCU-A-CB (Split System: Heat Pump with Remote Outdoor Unit-Air-Source) | 25VNA424A*030* |  |  | CSPH*6012AL*+UI | 58TN*A070C21**20 | 23400 | 21 |  | 14 | 11 |  | 24000 | 23800 | 99.17% | [8 empty] | Residential | 487.5 | No | 1.95
205272500 | Central Heat Pump | CARRIER | HRCU-A-CB (Split System: Heat Pump with Remote Outdoor Unit-Air-Source) | 25VNA424A*030* |  |  | CSPH*6012AL*+UI | 58TN*A090C21**20 | 23400 | 21 |  | 14 | 11 |  | 24000 | 23800 | 99.17% | [8 empty] | Residential | 487.5 | No | 1.95
205272501 | Central Heat Pump | CARRIER | HRCU-A-CB (Split System: Heat Pump with Remote Outdoor Unit-Air-Source) | 25VNA424A*030* |  |  | CSPH*6012AL*+UI | 58TN*A135C24**22 | 23400 | 21 |  | 14 | 11 |  | 24000 | 23800 | 99.17% | [8 empty] | Residential | 487.5 | No | 1.95
205272502 | Central Heat Pump | CARRIER | HRCU-A-CB (Split System: Heat Pump with Remote Outdoor Unit-Air-Source) | 25VNA424A*030* |  |  | CSPH*6012AL*+UI | 59TN6B060C17**14 | 23400 | 21 |  | 14 | 11 |  | 24000 | 24000 | 100% | [8 empty] | Residential | 487.5 | No | 1.95
205272503 | Central Heat Pump | CARRIER | HRCU-A-CB (Split System: Heat Pump with Remote Outdoor Unit-Air-Source) | 25VNA424A*030* |  |  | CSPH*6012AL*+UI | 59TN6B080C17**14 | 23400 | 21 |  | 14 | 11 |  | 24000 | 24000 | 100% | [8 empty] | Residential | 487.5 | No | 1.95
205272504 | Central Heat Pump | CARRIER | HRCU-A-CB (Split System: Heat Pump with Remote Outdoor Unit-Air-Source) | 25VNA424A*030* |  |  | CSPH*6012AL*+UI | 59TN6B120C24**22 | 23400 | 21 |  | 14 | 11 |  | 24000 | 23800 | 99.17% | [8 empty] | Residential | 487.5 | No | 1.95
205272505 | Central Heat Pump | CARRIER | HRCU-A-CB (Split System: Heat Pump with Remote Outdoor Unit-Air-Source) | 25VNA436A*030* |  |  | FE4AN(B,F)005L+UI |  | 34600 | 22.5 |  | 13.5 | 11 |  | 35000 | 32800 | 93.71% | [8 empty] | Residential | 720 | No | 2.88
205272506 | Central Heat Pump | CARRIER | HRCU-A-CB (Split System: Heat Pump with Remote Outdoor Unit-Air-Source) | 25VNA436A*030* |  |  | FE4AN(B,F)003L+UI |  | 32800 | 21 |  | 13 | 10.5 |  | 34600 | 33000 | 95.38% | [8 empty] | Residential | 682.5 | No | 2.73
205272507 | Central Heat Pump | CARRIER | HRCU-A-CB (Split System: Heat Pump with Remote Outdoor Unit-Air-Source) | 25VNA436A*030* |  |  | FE4ANB006L+UI |  | 34600 | 22 |  | 13.5 | 11.5 |  | 34000 | 32400 | 95.29% | [8 empty] | Residential | 720 | No | 2.88
207590191 | Central Heat Pump | AMERICAN STANDARD | HRCU-A-CB (Split System: Heat Pump with Remote Outdoor Unit-Air-Source) | 4A6V8X36A1 |  |  | 4TXCC007DS3 | S9V2C100U4VSA+RP | 36000 | 18 |  | 12.5 | 10 |  | 32800 | 26200 | 79.88% | [8 empty] | Residential | 750 | No | 3
211015540 | Central Heat Pump | AMERICAN STANDARD | HRCU-A-CB (Split System: Heat Pump with Remote Outdoor Unit-Air-Source) | 4A6V0X36A1 |  |  | TAMXB0C42V41 |  | 35800 | 20.5 |  | 13 | 10 |  | 29800 | 24800 | 83.22% | [8 empty] | Residential | 745 | No | 2.98
211120499 | Central Heat Pump | AMERICAN STANDARD | HRCU-A-CB (Split System: Heat Pump with Remote Outdoor Unit-Air-Source) | 4A6V0X24A1 |  |  | 4PX*BU36BS3 | S9V2B080U4PSB+RP | 23800 | 19.5 |  | 13 | 10 |  | 20000 | 16600 | 83% | [8 empty] | Residential | 495 | No | 1.98
207690053 | Central Heat Pump | AMERICAN STANDARD | HRCU-A-CB (Split System: Heat Pump with Remote Outdoor Unit-Air-Source) | 4A6V8X24A1 |  |  | TAMXA0B30V31 |  | 23800 | 18 |  | 13 | 10 |  | 20000 | 16800 | 84% | [8 empty] | Residential | 495 | No | 1.98
10511139 | Central Heat Pump | AMERICAN STANDARD | HRCU-A-CB (Split System: Heat Pump with Remote Outdoor Unit-Air-Source) | 4A6V8060A1 |  |  | 4PX*CU60BS3 | S9V2C080U5PSB+RP | 55500 | 18 |  | 12.5 | 10 |  | 52500 | 50500 | 96.19% | [8 empty] | Residential | 1157.5 | No | 4.63
10511140 | Central Heat Pump | AMERICAN STANDARD | HRCU-A-CB (Split System: Heat Pump with Remote Outdoor Unit-Air-Source) | 4A6V8060A1 |  |  | 4PX*CU60BS3 | S9V2C100U5PSB+RP | 55500 | 18 |  | 12.5 | 10 |  | 53000 | 50000 | 94.34% | [8 empty] | Residential | 1157.5 | No | 4.63
10511141 | Central Heat Pump | AMERICAN STANDARD | HRCU-A-CB (Split System: Heat Pump with Remote Outdoor Unit-Air-Source) | 4A6V8060A1 |  |  | 4PX*DU60BS3 | S9V2D120U5PSB+RP | 55500 | 18 |  | 12.5 | 10 |  | 53000 | 50000 | 94.34% | [8 empty] | Residential | 1157.5 | No | 4.63
10511145 | Central Heat Pump | AMERICAN STANDARD | HRCU-A-CB (Split System: Heat Pump with Remote Outdoor Unit-Air-Source) | 4A6V8060A1 |  |  | 4TXCC009DS3 | S9V2C100U5PSB+RP | 55500 | 18 |  | 12.5 | 10 |  | 53000 | 50000 | 94.34% | [8 empty] | Residential | 1157.5 | No | 4.63
10511146 | Central Heat Pump | AMERICAN STANDARD | HRCU-A-CB (Split System: Heat Pump with Remote Outdoor Unit-Air-Source) | 4A6V8060A1 |  |  | 4TXCC009DS3 | S9V2C080U5PSB+RP | 55500 | 18 |  | 12.5 | 10 |  | 52500 | 50500 | 96.19% | [8 empty] | Residential | 1157.5 | No | 4.63
10511147 | Central Heat Pump | AMERICAN STANDARD | HRCU-A-CB (Split System: Heat Pump with Remote Outdoor Unit-Air-Source) | 4A6V8060A1 |  |  | 4TXCC009DS3 | S9V2D120U5PSB+RP | 55500 | 18 |  | 12.5 | 10 |  | 52500 | 50000 | 95.24% | [8 empty] | Residential | 1157.5 | No | 4.63
207436522 | Central Heat Pump | LENNOX | HRCU-A-CB (Split System: Heat Pump with Remote Outdoor Unit-Air-Source) | SL25XPV-048-230A** |  |  | C35-49C+TDR+TXV | SL297UH080NV60C* | 46500 | 20 |  | 12.5 | 10.6 |  | 44000 | 43500 | 98.86% | 45500 | 20 | 12 | 8.9 | 44000 | 36000 | 81.82% | 1.76 | Residential | 947.5 | No | 3.79 | Yes
207436526 | Central Heat Pump | LENNOX | HRCU-A-CB (Split System: Heat Pump with Remote Outdoor Unit-Air-Source) | SL25XPV-048-230A** |  |  | C35-60C+TDR+TXV | EL296UH090XV48C* | 46500 | 20 |  | 12.5 | 11.6 |  | 44000 | 42500 | 96.59% | 45500 | 20 | 12 | 9.5 | 44000 | 36400 | 82.73% | 1.9 | Residential | 947.5 | Yes | 3.79 | Yes
207436527 | Central Heat Pump | LENNOX | HRCU-A-CB (Split System: Heat Pump with Remote Outdoor Unit-Air-Source) | SL25XPV-048-230A** |  |  | C35-60C+TDR+TXV | EL296UH090XV60C* | 46500 | 20 |  | 12.5 | 11.6 |  | 44000 | 42500 | 96.59% | 45500 | 20 | 12.2 | 9.5 | 44000 | 36200 | 82.27% | 1.9 | Residential | 947.5 | Yes | 3.79 | Yes
207436528 | Central Heat Pump | LENNOX | HRCU-A-CB (Split System: Heat Pump with Remote Outdoor Unit-Air-Source) | SL25XPV-048-230A** |  |  | C35-60C+TDR+TXV | EL296UH110XV48C* | 46500 | 20 |  | 12.5 | 11.6 |  | 44000 | 42500 | 96.59% | 45500 | 20 | 12.2 | 9.5 | 44000 | 36400 | 82.73% | 1.9 | Residential | 947.5 | Yes | 3.79 | Yes
207436529 | Central Heat Pump | LENNOX | HRCU-A-CB (Split System: Heat Pump with Remote Outdoor Unit-Air-Source) | SL25XPV-048-230A** |  |  | C35-60C+TDR+TXV | EL296UH110XV60C* | 46500 | 20 |  | 12.5 | 11.6 |  | 44000 | 42500 | 96.59% | 46000 | 20 | 12.5 | 9.5 | 44000 | 36200 | 82.27% | 1.92 | Residential | 957.5 | Yes | 3.83 | Yes
207436530 | Central Heat Pump | LENNOX | HRCU-A-CB (Split System: Heat Pump with Remote Outdoor Unit-Air-Source) | SL25XPV-048-230A** |  |  | C35-60C+TDR+TXV | SL280UH080NV60C* | 47000 | 21 |  | 12.5 | 11.8 |  | 43500 | 42000 | 96.55% | 46000 | 20.6 | 12.5 | 9.5 | 43500 | 36200 | 83.22% | 1.92 | Residential | 957.5 | Yes | 3.83 | Yes
207436531 | Central Heat Pump | LENNOX | HRCU-A-CB (Split System: Heat Pump with Remote Outdoor Unit-Air-Source) | SL25XPV-048-230A** |  |  | C35-60C+TDR+TXV | SL280UH090V60C* | 47000 | 21 |  | 12.5 | 11.6 |  | 44000 | 42000 | 95.45% | 46000 | 20.8 | 12.5 | 9.5 | 43500 | 35800 | 82.3% | 1.92 | Residential | 957.5 | Yes | 3.83 | Yes
207574744 | Central Heat Pump | LENNOX | HRCU-A-CB (Split System: Heat Pump with Remote Outdoor Unit-Air-Source) | SL25XPV-036-230A** |  |  | CBA38MV-042-230*+TDR |  | 35000 | 21.5 |  | 13.5 | 11.2 |  | 34400 | 31800 | 92.44% | 34200 | 21 | 13.4 | 9.2 | 34400 | 25800 | 75% | 1.8 | Residential | 712.5 | Yes | 2.85 | Yes
207698789 | Central Heat Pump | CENTURY | HRCU-A-CB (Split System: Heat Pump with Remote Outdoor Unit-Air-Source) | HRG1836S1P |  |  | EA(C,U)1P30B+H4TXV01 | GUH97M070B3M | 23400 | 20 |  | 13 | 10 |  | 24000 | 15400 | 64.17% | [8 empty] | Residential | 487.5 | No | 1.95
207698791 | Central Heat Pump | CENTURY | HRCU-A-CB (Split System: Heat Pump with Remote Outdoor Unit-Air-Source) | HRG1836S1P |  |  | EAC4X30B | GUH97M070B3M | 23400 | 20 |  | 13 | 10 |  | 24000 | 15400 | 64.17% | [8 empty] | Residential | 487.5 | No | 1.95
207698792 | Central Heat Pump | CENTURY | HRCU-A-CB (Split System: Heat Pump with Remote Outdoor Unit-Air-Source) | HRG1836S1P |  |  | EAH1P30B+H4TXV01 | GUH97M070B3M | 23400 | 20 |  | 13 | 10 |  | 24000 | 15300 | 63.75% | [8 empty] | Residential | 487.5 | No | 1.95
207698793 | Central Heat Pump | CENTURY | HRCU-A-CB (Split System: Heat Pump with Remote Outdoor Unit-Air-Source) | HRG1836S1P |  |  | EC4X23B | GUH97M070B3M | 23400 | 20 |  | 13 | 10 |  | 24000 | 14800 | 61.67% | [8 empty] | Residential | 487.5 | No | 1.95
207071367 | Central Heat Pump | CENTURY | HRCU-A-CB (Split System: Heat Pump with Remote Outdoor Unit-Air-Source) | HRG1836S1P |  |  | EAH1P30B+H4TXV01 | GUH80C070B3M | 24000 | 18.5 |  | 13 | 10 |  | 24000 | 15300 | 63.75% | 24000 | 19 | 12.3 | 8.5 | 24000 |  |  |  | Residential | 500 | No | 2
207071369 | Central Heat Pump | CENTURY | HRCU-A-CB (Split System: Heat Pump with Remote Outdoor Unit-Air-Source) | HRG1836S1P |  |  | EAH1P30B+H4TXV01 | GUH92C045B3M | 23800 | 19.5 |  | 13 | 10 |  | 24000 | 15300 | 63.75% | 24000 | 19 | 12.3 | 8.5 | 24000 |  |  |  | Residential | 500 | No | 2
207071371 | Central Heat Pump | CENTURY | HRCU-A-CB (Split System: Heat Pump with Remote Outdoor Unit-Air-Source) | HRG1836S1P |  |  | EAH1P30B+H4TXV01 | GUH92C070B3M | 24000 | 20 |  | 13 | 10 |  | 24000 | 15300 | 63.75% | 24000 | 19 | 12.3 | 8.5 | 24000 |  |  |  | Residential | 500 | No | 2
207071379 | Central Heat Pump | CENTURY | HRCU-A-CB (Split System: Heat Pump with Remote Outdoor Unit-Air-Source) | HRG1836S1P |  |  | EAH1P30B+H4TXV01 | GUH96C070B3M | 24000 | 18.5 |  | 13 | 10 |  | 24000 | 15300 | 63.75% | 24000 | 18.5 | 12.3 | 8.5 | 24000 |  |  |  | Residential | 500 | No | 2
207071375 | Central Heat Pump | CENTURY | HRCU-A-CB (Split System: Heat Pump with Remote Outdoor Unit-Air-Source) | HRG1836S1P |  |  | EAH1P30B+H4TXV01 | GUH95C070B3M | 24000 | 18 |  | 13 | 10 |  | 24000 | 15400 | 64.17% | [8 empty] | Residential | 500 | No | 2
207071377 | Central Heat Pump | CENTURY | HRCU-A-CB (Split System: Heat Pump with Remote Outdoor Unit-Air-Source) | HRG1836S1P |  |  | EAH1P30B+H4TXV01 | GUH96C045B3M | 24000 | 18.5 |  | 13 | 10 |  | 24000 | 15300 | 63.75% | [8 empty] | Residential | 500 | No | 2
205173691 | Central Heat Pump | AMANA DISTINCTIONS | HRCU-A-CB (Split System: Heat Pump with Remote Outdoor Unit-Air-Source) | GSZC180361C* |  |  | CHPF4860D6D*+TXV | G*VC800805D*A* | 35000 | 18 |  | 13.5 | 10 |  | 36000 | 22600 | 62.78% | [8 empty] | Residential | 730 | No | 2.92
205173767 | Central Heat Pump | AMANA DISTINCTIONS | HRCU-A-CB (Split System: Heat Pump with Remote Outdoor Unit-Air-Source) | GSZC180241C* |  |  | CA*F3137*6A*+TXV | G*VC800603B*A* | 23800 | 18.5 |  | 14 | 10 |  | 22800 | 13000 | 57.02% | [8 empty] | Residential | 495 | No | 1.98
205173865 | Central Heat Pump | AMANA DISTINCTIONS | HRCU-A-CB (Split System: Heat Pump with Remote Outdoor Unit-Air-Source) | GSZC180361C* |  |  | CA*F3743*6D*+TXV | G*VC801005C*A* | 35000 | 18 |  | 13.5 | 10 |  | 36000 | 22600 | 62.78% | [8 empty] | Residential | 730 | No | 2.92
205173868 | Central Heat Pump | AMANA DISTINCTIONS | HRCU-A-CB (Split System: Heat Pump with Remote Outdoor Unit-Air-Source) | GSZC180361C* |  |  | CA*F4961*6D*+TXV | G*VC801005C*A* | 35600 | 18 |  | 14 | 10 |  | 36000 | 23000 | 63.89% | [8 empty] | Residential | 742.5 | No | 2.97
205173883 | Central Heat Pump | AMANA DISTINCTIONS | HRCU-A-CB (Split System: Heat Pump with Remote Outdoor Unit-Air-Source) | GSZC180361C* |  |  | CA*F4961*6D*+TXV | G*VC800805D*A* | 35000 | 18 |  | 13.5 | 10 |  | 36000 | 22600 | 62.78% | [8 empty] | Residential | 730 | No | 2.92
205173889 | Central Heat Pump | AMANA DISTINCTIONS | HRCU-A-CB (Split System: Heat Pump with Remote Outdoor Unit-Air-Source) | GSZC180361C* |  |  | CA*F4961*6D*+TXV | G*VC800805C*A* | 35600 | 18 |  | 14 | 10 |  | 36600 | 23000 | 62.84% | [8 empty] | Residential | 742.5 | No | 2.97
205173899 | Central Heat Pump | AMANA DISTINCTIONS | HRCU-A-CB (Split System: Heat Pump with Remote Outdoor Unit-Air-Source) | GSZC180361C* |  |  | CA*F4961*6D*+TXV | G*VC800804C*A* | 35000 | 18 |  | 13.5 | 10 |  | 36000 | 23000 | 63.89% | [8 empty] | Residential | 730 | No | 2.92
205416439 | Central Heat Pump | AMANA DISTINCTIONS | HRCU-A-CB (Split System: Heat Pump with Remote Outdoor Unit-Air-Source) | GSZC180241C* |  |  | CA*F3137*6A*+MBVC1201**-1A*+TXV |  | 23800 | 18 |  | 14 | 10 |  | 23000 | 14600 | 63.48% | [8 empty] | Residential | 495 | No | 1.98
205416446 | Central Heat Pump | AMANA DISTINCTIONS | HRCU-A-CB (Split System: Heat Pump with Remote Outdoor Unit-Air-Source) | GSZC180361C* |  |  | CA*F3743*6D*+MBVC1601**-1A*+TXV |  | 34800 | 18 |  | 14 | 10 |  | 35000 | 22600 | 64.57% | [8 empty] | Residential | 725 | No | 2.9
205416447 | Central Heat Pump | AMANA DISTINCTIONS | HRCU-A-CB (Split System: Heat Pump with Remote Outdoor Unit-Air-Source) | GSZC180361C* |  |  | CA*F4961*6D*+MBVC1601**-1A*+TXV |  | 36000 | 18.5 |  | 14 | 10 |  | 36400 | 23000 | 63.19% | [8 empty] | Residential | 750 | No | 3
205272510 | Central Heat Pump | CARRIER | HRCU-A-CB (Split System: Heat Pump with Remote Outdoor Unit-Air-Source) | 25VNA436A*030* |  |  | CAP**3717AL*+UI | 58TN*A090C17**16 | 34000 | 21 |  | 12.5 | 11 |  | 35800 | 33800 | 94.41% | [8 empty] | Residential | 707.5 | No | 2.83
205272511 | Central Heat Pump | CARRIER | HRCU-A-CB (Split System: Heat Pump with Remote Outdoor Unit-Air-Source) | 25VNA436A*030* |  |  | CAP**3721AL*+UI | 58TN*A070C17**16 | 34400 | 21 |  | 12.5 | 11 |  | 35800 | 34000 | 94.97% | [8 empty] | Residential | 717.5 | No | 2.87
205272512 | Central Heat Pump | CARRIER | HRCU-A-CB (Split System: Heat Pump with Remote Outdoor Unit-Air-Source) | 25VNA436A*030* |  |  | CAP**3721AL*+UI | 58TN*A070C21**20 | 34400 | 21 |  | 12.5 | 11 |  | 35600 | 33800 | 94.94% | [8 empty] | Residential | 717.5 | No | 2.87
205272513 | Central Heat Pump | CARRIER | HRCU-A-CB (Split System: Heat Pump with Remote Outdoor Unit-Air-Source) | 25VNA436A*030* |  |  | CAP**3721AL*+UI | 58TN*A090C21**20 | 34400 | 21 |  | 12.5 | 11 |  | 35400 | 33400 | 94.35% | [8 empty] | Residential | 717.5 | No | 2.87
205272517 | Central Heat Pump | CARRIER | HRCU-A-CB (Split System: Heat Pump with Remote Outdoor Unit-Air-Source) | 25VNA436A*030* |  |  | CAP**3721AL*+UI | 59MN7B080C21**20 | 34400 | 21 |  | 12.5 | 11 |  | 35400 | 33600 | 94.92% | [8 empty] | Residential | 717.5 | No | 2.87
205272518 | Central Heat Pump | CARRIER | HRCU-A-CB (Split System: Heat Pump with Remote Outdoor Unit-Air-Source) | 25VNA436A*030* |  |  | CAP**3721AL*+UI | 59MN7B100C21**22 | 34400 | 21 |  | 13 | 11 |  | 35400 | 33600 | 94.92% | [8 empty] | Residential | 717.5 | No | 2.87
205272519 | Central Heat Pump | CARRIER | HRCU-A-CB (Split System: Heat Pump with Remote Outdoor Unit-Air-Source) | 25VNA436A*030* |  |  | CAP**3721AL*+UI | 59TN6B080C21**20 | 34400 | 21 |  | 12.5 | 11 |  | 35400 | 33600 | 94.92% | [8 empty] | Residential | 717.5 | No | 2.87
205272520 | Central Heat Pump | CARRIER | HRCU-A-CB (Split System: Heat Pump with Remote Outdoor Unit-Air-Source) | 25VNA436A*030* |  |  | CAP**3721AL*+UI | 59TN6B100C21**22 | 34400 | 21 |  | 13 | 11 |  | 35400 | 33600 | 94.92% | [8 empty] | Residential | 717.5 | No | 2.87
205272521 | Central Heat Pump | CARRIER | HRCU-A-CB (Split System: Heat Pump with Remote Outdoor Unit-Air-Source) | 25VNA436A*030* |  |  | CAP**3721AL*+UI | 58TN*A090C17**16 | 34600 | 21.5 |  | 13 | 11 |  | 35400 | 33600 | 94.92% | [8 empty] | Residential | 720 | No | 2.88
205273778 | Central Heat Pump | BRYANT HEATING AND COOLING SYSTEMS | HRCU-A-CB (Split System: Heat Pump with Remote Outdoor Unit-Air-Source) | 284ANV024*0**A* |  |  | CNPV*4221AL*+UI | 987MB66100C21*** | 23400 | 22 |  | 14 | 11 |  | 24000 | 24200 | 100.8% | [8 empty] | Residential | 487.5 | No | 1.95
205273779 | Central Heat Pump | BRYANT HEATING AND COOLING SYSTEMS | HRCU-A-CB (Split System: Heat Pump with Remote Outdoor Unit-Air-Source) | 284ANV024*0**A* |  |  | CNPV*4221AL*+UI | 88*TA48090C17*** | 23400 | 22 |  | 14 | 11 |  | 24000 | 24200 | 100.8% | [8 empty] | Residential | 487.5 | No | 1.95
205273780 | Central Heat Pump | BRYANT HEATING AND COOLING SYSTEMS | HRCU-A-CB (Split System: Heat Pump with Remote Outdoor Unit-Air-Source) | 284ANV024*0**A* |  |  | CNPV*4221AL*+UI | 88*TA60110C21*** | 23400 | 22 |  | 14 | 11 |  | 24000 | 24200 | 100.8% | [8 empty] | Residential | 487.5 | No | 1.95
205273781 | Central Heat Pump | BRYANT HEATING AND COOLING SYSTEMS | HRCU-A-CB (Split System: Heat Pump with Remote Outdoor Unit-Air-Source) | 284ANV024*0**A* |  |  | CNPV*4821AL*+UI | 987MB42060C17*** | 23400 | 21 |  | 13 | 11 |  | 24000 | 24400 | 101.7% | [8 empty] | Residential | 487.5 | No | 1.95
205273782 | Central Heat Pump | BRYANT HEATING AND COOLING SYSTEMS | HRCU-A-CB (Split System: Heat Pump with Remote Outdoor Unit-Air-Source) | 284ANV024*0**A* |  |  | CNPV*4821AL*+UI | 987MB42080C17*** | 23400 | 22 |  | 14 | 11 |  | 24000 | 24200 | 100.8% | [8 empty] | Residential | 487.5 | No | 1.95
205273783 | Central Heat Pump | BRYANT HEATING AND COOLING SYSTEMS | HRCU-A-CB (Split System: Heat Pump with Remote Outdoor Unit-Air-Source) | 284ANV024*0**A* |  |  | CNPV*4821AL*+UI | 987MB60060C21*** | 23400 | 21 |  | 14 | 11 |  | 24000 | 24200 | 100.8% | [8 empty] | Residential | 487.5 | No | 1.95
205273784 | Central Heat Pump | BRYANT HEATING AND COOLING SYSTEMS | HRCU-A-CB (Split System: Heat Pump with Remote Outdoor Unit-Air-Source) | 284ANV024*0**A* |  |  | CNPV*4821AL*+UI | 987MB60080C21*** | 23400 | 22 |  | 14 | 11 |  | 24000 | 24000 | 100% | [8 empty] | Residential | 487.5 | No | 1.95
205273785 | Central Heat Pump | BRYANT HEATING AND COOLING SYSTEMS | HRCU-A-CB (Split System: Heat Pump with Remote Outdoor Unit-Air-Source) | 284ANV024*0**A* |  |  | CNPV*4821AL*+UI | 987MB66100C21*** | 23400 | 22 |  | 14 | 11 |  | 24000 | 24000 | 100% | [8 empty] | Residential | 487.5 | No | 1.95
205273786 | Central Heat Pump | BRYANT HEATING AND COOLING SYSTEMS | HRCU-A-CB (Split System: Heat Pump with Remote Outdoor Unit-Air-Source) | 284ANV024*0**A* |  |  | CNPV*4821AL*+UI | 88*TA48090C17*** | 23400 | 22 |  | 14 | 11 |  | 24000 | 24000 | 100% | [8 empty] | Residential | 487.5 | No | 1.95
207436532 | Central Heat Pump | LENNOX | HRCU-A-CB (Split System: Heat Pump with Remote Outdoor Unit-Air-Source) | SL25XPV-048-230A** |  |  | C35-60C+TDR+TXV | SL280UH090XV60C* | 47000 | 21 |  | 12.5 | 11.6 |  | 44000 | 42000 | 95.45% | 46000 | 20.8 | 12.5 | 9.5 | 43500 | 35800 | 82.3% | 1.92 | Residential | 957.5 | Yes | 3.83 | Yes
207091544 | Central Heat Pump | COMFORT-AIRE | HRCU-A-CB (Split System: Heat Pump with Remote Outdoor Unit-Air-Source) | HRG1836S1P | COMFORT-AIRE |  | (C,M)CG2430PB3P+TXV | GUH96T070B3M | 23200 | 20 |  | 13 | 10 |  | 22400 | 13200 | 58.93% | [8 empty] | Residential | 482.5 | No | 1.93
207571960 | Central Heat Pump | COMFORT-AIRE | HRCU-A-CB (Split System: Heat Pump with Remote Outdoor Unit-Air-Source) | HRG1836S1P | COMFORT-AIRE |  | (C,M)CG30TB5P | GUH95C070B3M | 23600 | 18 |  | 12.5 | 10 |  | 22400 | 13800 | 61.61% | [8 empty] | Residential | 492.5 | No | 1.97
207679163 | Central Heat Pump | COMFORT-AIRE | HRCU-A-CB (Split System: Heat Pump with Remote Outdoor Unit-Air-Source) | HRG1836S1P | COMFORT-AIRE |  | (C,M)CG30TA5P | GUH80C045A3M | 23800 | 18 |  | 13 | 10 |  | 22400 | 13600 | 60.71% | [8 empty] | Residential | 495 | No | 1.98
207712415 | Central Heat Pump | COMFORT-AIRE | HRCU-A-CB (Split System: Heat Pump with Remote Outdoor Unit-Air-Source) | HRG1836S1P | COMFORT-AIRE |  | (C,M)CG2430PB3P+TXV | GUH97M070B3M | 23200 | 19 |  | 12.5 | 10 |  | 22400 | 13200 | 58.93% | [8 empty] | Residential | 482.5 | No | 1.93
207712416 | Central Heat Pump | COMFORT-AIRE | HRCU-A-CB (Split System: Heat Pump with Remote Outdoor Unit-Air-Source) | HRG1836S1P | COMFORT-AIRE |  | (C,M)CG24PB4P+TXV | GUH97M070B3M | 23400 | 20 |  | 13 | 10 |  | 22400 | 13200 | 58.93% | [8 empty] | Residential | 487.5 | No | 1.95
207712417 | Central Heat Pump | COMFORT-AIRE | HRCU-A-CB (Split System: Heat Pump with Remote Outdoor Unit-Air-Source) | HRG1836S1P | COMFORT-AIRE |  | (C,M)CG3036PB4P+TXV | GUH97M070B3M | 23400 | 20 |  | 13 | 10 |  | 22400 | 13200 | 58.93% | [8 empty] | Residential | 487.5 | No | 1.95
207712418 | Central Heat Pump | COMFORT-AIRE | HRCU-A-CB (Split System: Heat Pump with Remote Outdoor Unit-Air-Source) | HRG1836S1P | COMFORT-AIRE |  | (C,M)CG30PB5P+TXV | GUH97M070B3M | 23400 | 20 |  | 13 | 10 |  | 22400 | 13200 | 58.93% | [8 empty] | Residential | 487.5 | No | 1.95
207712420 | Central Heat Pump | COMFORT-AIRE | HRCU-A-CB (Split System: Heat Pump with Remote Outdoor Unit-Air-Source) | HRG1836S1P | COMFORT-AIRE |  | (C,M)CG36PB7P+TXV | GUH97M070B3M | 23400 | 20 |  | 13 | 10 |  | 22400 | 13200 | 58.93% | [8 empty] | Residential | 487.5 | No | 1.95
207712421 | Central Heat Pump | COMFORT-AIRE | HRCU-A-CB (Split System: Heat Pump with Remote Outdoor Unit-Air-Source) | HRG1836S1P | COMFORT-AIRE |  | (C,M)CG36TB7P | GUH97M070B3M | 23400 | 20 |  | 13 | 10 |  | 22400 | 13200 | 58.93% | [8 empty] | Residential | 487.5 | No | 1.95
207091531 | Central Heat Pump | COMFORT-AIRE | HRCU-A-CB (Split System: Heat Pump with Remote Outdoor Unit-Air-Source) | HRG1836S1P | COMFORT-AIRE |  | (C,M)CG30PB5P+TXV | GUH95C070B3M | 23600 | 18 |  | 12.5 | 10 |  | 22400 | 13800 | 61.61% | [8 empty] | Residential | 492.5 | No | 1.97
207571957 | Central Heat Pump | COMFORT-AIRE | HRCU-A-CB (Split System: Heat Pump with Remote Outdoor Unit-Air-Source) | HRG1836S1P | COMFORT-AIRE |  | (C,M)CG24TB4P | GUH92C070B3M | 23200 | 19 |  | 13 | 10 |  | 22400 | 13300 | 59.38% | 23600 | 19 | 12 | 8.5 | 22400 |  |  |  | Residential | 492.5 | No | 1.97
207571958 | Central Heat Pump | COMFORT-AIRE | HRCU-A-CB (Split System: Heat Pump with Remote Outdoor Unit-Air-Source) | HRG1836S1P | COMFORT-AIRE |  | (C,M)CG30TB5P | GUH92C070B3M | 23600 | 20 |  | 12.5 | 10 |  | 22400 | 13300 | 59.38% | 23600 | 19 | 12 | 8.5 | 22400 |  |  |  | Residential | 492.5 | No | 1.97
207571964 | Central Heat Pump | COMFORT-AIRE | HRCU-A-CB (Split System: Heat Pump with Remote Outdoor Unit-Air-Source) | HRG1836S1P | COMFORT-AIRE |  | (C,M)CG24TB4P | GUH96T045B3M | 23400 | 20 |  | 13 | 10 |  | 22400 | 13300 | 59.38% | 23400 | 19 | 12 | 8.1 | 22400 |  |  |  | Residential | 487.5 | No | 1.95
207571965 | Central Heat Pump | COMFORT-AIRE | HRCU-A-CB (Split System: Heat Pump with Remote Outdoor Unit-Air-Source) | HRG1836S1P | COMFORT-AIRE |  | (C,M)CG30TB5P | GUH96T045B3M | 23400 | 20 |  | 13 | 10 |  | 22400 | 13300 | 59.38% | 23400 | 19 | 12 | 8.1 | 22400 |  |  |  | Residential | 487.5 | No | 1.95
207571966 | Central Heat Pump | COMFORT-AIRE | HRCU-A-CB (Split System: Heat Pump with Remote Outdoor Unit-Air-Source) | HRG1836S1P | COMFORT-AIRE |  | (C,M)CG24TB4P | GUH96T070B3M | 23400 | 20 |  | 13 | 10 |  | 22400 | 13200 | 58.93% | 23400 | 19 | 12 | 8.5 | 22400 |  |  |  | Residential | 487.5 | No | 1.95
207571967 | Central Heat Pump | COMFORT-AIRE | HRCU-A-CB (Split System: Heat Pump with Remote Outdoor Unit-Air-Source) | HRG1836S1P | COMFORT-AIRE |  | (C,M)CG30TB5P | GUH96T070B3M | 23800 | 20 |  | 13 | 10 |  | 22400 | 13200 | 58.93% | 23400 | 19 | 12 | 8.5 | 22400 |  |  |  | Residential | 487.5 | No | 1.95
207571994 | Central Heat Pump | COMFORT-AIRE | HRCU-A-CB (Split System: Heat Pump with Remote Outdoor Unit-Air-Source) | HRG1836S1P | COMFORT-AIRE |  | (C,M)CG24TB4P | GUH92C045B3M | 23200 | 19 |  | 13 | 10 |  | 22400 | 13200 | 58.93% | 23600 | 19 | 12 | 8.5 | 22400 |  |  |  | Residential | 492.5 | No | 1.97
207091518 | Central Heat Pump | COMFORT-AIRE | HRCU-A-CB (Split System: Heat Pump with Remote Outdoor Unit-Air-Source) | HRG1836S1P | COMFORT-AIRE |  | (C,M)CG30PB5P+TXV | GUH92C045B3M | 23200 | 19 |  | 13 | 10 |  | 22400 | 13200 | 58.93% | 23600 | 19 | 12 | 8.5 | 22400 |  |  |  | Residential | 492.5 | No | 1.97
207091521 | Central Heat Pump | COMFORT-AIRE | HRCU-A-CB (Split System: Heat Pump with Remote Outdoor Unit-Air-Source) | HRG1836S1P | COMFORT-AIRE |  | (C,M)CG2430PB3P+TXV | GUH92C070B3M | 23000 | 19 |  | 13 | 10 |  | 22400 | 13300 | 59.38% | 23400 | 18 | 12 | 8.45 | 22400 |  |  |  | Residential | 487.5 | No | 1.95
207091522 | Central Heat Pump | COMFORT-AIRE | HRCU-A-CB (Split System: Heat Pump with Remote Outdoor Unit-Air-Source) | HRG1836S1P | COMFORT-AIRE |  | (C,M)CG24PB4P+TXV | GUH92C070B3M | 23200 | 19 |  | 13 | 10 |  | 22400 | 13300 | 59.38% | 23600 | 19 | 12 | 8.5 | 22400 |  |  |  | Residential | 492.5 | No | 1.97
207091523 | Central Heat Pump | COMFORT-AIRE | HRCU-A-CB (Split System: Heat Pump with Remote Outdoor Unit-Air-Source) | HRG1836S1P | COMFORT-AIRE |  | (C,M)CG30PB5P+TXV | GUH92C070B3M | 23600 | 20 |  | 12.5 | 10 |  | 22400 | 13300 | 59.38% | 23600 | 19 | 12 | 8.5 | 22400 |  |  |  | Residential | 492.5 | No | 1.97
207091541 | Central Heat Pump | COMFORT-AIRE | HRCU-A-CB (Split System: Heat Pump with Remote Outdoor Unit-Air-Source) | HRG1836S1P | COMFORT-AIRE |  | (C,M)CG24PB4P+TXV | GUH96T045B3M | 23400 | 20 |  | 13 | 10 |  | 22400 | 13300 | 59.38% | 23400 | 19 | 12 | 8.1 | 22400 |  |  |  | Residential | 487.5 | No | 1.95
207091542 | Central Heat Pump | COMFORT-AIRE | HRCU-A-CB (Split System: Heat Pump with Remote Outdoor Unit-Air-Source) | HRG1836S1P | COMFORT-AIRE |  | (C,M)CG30PB5P+TXV | GUH96T045B3M | 23400 | 20 |  | 13 | 10 |  | 22400 | 13300 | 59.38% | 23400 | 19 | 12 | 8.1 | 22400 |  |  |  | Residential | 487.5 | No | 1.95
207091545 | Central Heat Pump | COMFORT-AIRE | HRCU-A-CB (Split System: Heat Pump with Remote Outdoor Unit-Air-Source) | HRG1836S1P | COMFORT-AIRE |  | (C,M)CG24PB4P+TXV | GUH96T070B3M | 23400 | 20 |  | 13 | 10 |  | 22400 | 13200 | 58.93% | 23400 | 19 | 12 | 8.5 | 22400 |  |  |  | Residential | 487.5 | No | 1.95
207091546 | Central Heat Pump | COMFORT-AIRE | HRCU-A-CB (Split System: Heat Pump with Remote Outdoor Unit-Air-Source) | HRG1836S1P | COMFORT-AIRE |  | (C,M)CG30PB5P+TXV | GUH96T070B3M | 23800 | 20 |  | 13 | 10 |  | 22400 | 13200 | 58.93% | 23400 | 19 | 12 | 8.5 | 22400 |  |  |  | Residential | 487.5 | No | 1.95
207091650 | Central Heat Pump | COMFORT-AIRE | HRCU-A-CB (Split System: Heat Pump with Remote Outdoor Unit-Air-Source) | HRG1836S1P | COMFORT-AIRE |  | (C,M)CG30PA5P+TXV | GUH80C045A3M | 23800 | 18 |  | 13 | 10 |  | 22400 | 13600 | 60.71% | 23800 | 18 | 12 | 8.4 | 22400 |  |  |  | Residential | 495 | No | 1.98
207091657 | Central Heat Pump | COMFORT-AIRE | HRCU-A-CB (Split System: Heat Pump with Remote Outdoor Unit-Air-Source) | HRG1836S1P | COMFORT-AIRE |  | (C,M)CG2430PB3P+TXV | GUH92C045B3M | 23000 | 19 |  | 13 | 10 |  | 22400 | 13200 | 58.93% | 23400 | 18 | 12 | 8.45 | 22400 |  |  |  | Residential | 487.5 | No | 1.95
207091658 | Central Heat Pump | COMFORT-AIRE | HRCU-A-CB (Split System: Heat Pump with Remote Outdoor Unit-Air-Source) | HRG1836S1P | COMFORT-AIRE |  | (C,M)CG24PB4P+TXV | GUH92C045B3M | 23200 | 19 |  | 13 | 10 |  | 22400 | 13200 | 58.93% | 23600 | 19 | 12 | 8.5 | 22400 |  |  |  | Residential | 492.5 | No | 1.97
207091671 | Central Heat Pump | COMFORT-AIRE | HRCU-A-CB (Split System: Heat Pump with Remote Outdoor Unit-Air-Source) | HRG1836S1P | COMFORT-AIRE |  | (C,M)CG2430PB3P+TXV | GUH96T045B3M | 23200 | 20 |  | 13 | 10 |  | 22400 | 13300 | 59.38% | 23200 | 18 | 12 | 8.05 | 22400 |  |  |  | Residential | 482.5 | No | 1.93
207571956 | Central Heat Pump | COMFORT-AIRE | HRCU-A-CB (Split System: Heat Pump with Remote Outdoor Unit-Air-Source) | HRG1836S1P | COMFORT-AIRE |  | (C,M)CG30TB5P | GUH92C045B3M | 23200 | 19 |  | 13 | 10 |  | 22400 | 13200 | 58.93% | 23600 | 19 | 12 | 8.5 | 22400 |  |  |  | Residential | 492.5 | No | 1.97
211126504 | Central Heat Pump | THERMAL ZONE | HRCU-A-CB (Split System: Heat Pump with Remote Outdoor Unit-Air-Source) | TZPLV602PA |  |  | TZHVLE6024JA |  | 55000 | 16.4 |  | 9 | 10.5 |  | 59000 | 42000 | 71.19% | 55000 | 15.3 | 8.8 | 9.4 | 59000 | 48500 | 82.2% | 1.91 | Residential | 1145 | Yes | 4.58 | Yes
211126506 | Central Heat Pump | THERMAL ZONE | HRCU-A-CB (Split System: Heat Pump with Remote Outdoor Unit-Air-Source) | TZPLV302PA |  |  | TZHVLE3021JA |  | 30000 | 18 |  | 11 | 10.5 |  | 33000 | 21000 | 63.64% | 30000 | 16.2 | 10 | 8.9 | 33000 | 24000 | 72.73% | 1.8 | Residential | 625 | Yes | 2.5 | Yes
207036530 | Central Heat Pump | AZUR | HRCU-A-CB (Split System: Heat Pump with Remote Outdoor Unit-Air-Source) | AZ-36HPB |  |  | AH-36B |  | 36000 | 18 |  | 9.55 | 11 |  | 36000 | 24000 | 66.67% | 36000 | 18 | 9.55 | 9 | 35000 | 24600 | 70.29% | 2.1 | Residential | 750 | Yes | 3 | Yes
207036533 | Central Heat Pump | AZUR | HRCU-A-CB (Split System: Heat Pump with Remote Outdoor Unit-Air-Source) | AZ-48HPB |  |  | AH-48B |  | 48000 | 18 |  | 10.2 | 10 |  | 48000 | 31000 | 64.58% | 48000 | 17.5 | 10.1 | 8.5 | 47000 | 33000 | 70.21% | 1.9 | Residential | 1000 | Yes | 4 | Yes
207335553 | Central Heat Pump | NAPOLEON | HRCU-A-CB (Split System: Heat Pump with Remote Outdoor Unit-Air-Source) | NS18HV24A36 |  |  | NPFX24A36A |  | 36000 | 18 |  | 10 | 10 |  | 36000 | 24000 | 66.67% | 34000 | 16 | 10 | 9 | 35000 | 28000 | 80% | 1.8 | Residential | 707.5 | Yes | 2.83 | Yes
207335554 | Central Heat Pump | NAPOLEON | HRCU-A-CB (Split System: Heat Pump with Remote Outdoor Unit-Air-Source) | NS18HV48A60 |  |  | NPFX48A |  | 48000 | 18 |  | 11.5 | 10.5 |  | 48000 | 31400 | 65.42% | 48000 | 17 | 11 | 9 | 48000 | 39000 | 81.25% | 1.8 | Residential | 1000 | Yes | 4 | Yes
207335555 | Central Heat Pump | NAPOLEON | HRCU-A-CB (Split System: Heat Pump with Remote Outdoor Unit-Air-Source) | NS18HV48A60 |  |  | NPFX48A60A |  | 54000 | 17 |  | 10.5 | 10 |  | 54000 | 36000 | 66.67% | 54000 | 15.8 | 10 | 9 | 54000 | 41000 | 75.93% | 1.8 | Residential | 1125 | Yes | 4.5 | Yes
208650610 | Central Heat Pump | MIDEA | HRCU-A-CB (Split System: Heat Pump with Remote Outdoor Unit-Air-Source) | MOX430U-24HFN1-MR0 |  |  | MVC-24HWFN1-M |  | 24000 | 19.4 |  | 11.3 | 11.3 |  | 26000 | 21000 | 80.77% | 24000 | 17 | 10.5 | 9.2 | 26000 | 19400 | 74.62% | 2.1 | Residential | 500 | Yes | 2 | Yes
209270308 | Central Heat Pump | ApooDr | HRCU-A-CB (Split System: Heat Pump with Remote Outdoor Unit-Air-Source) | AHU19-24HN1-MR |  |  | AHU19-24HN1-M |  | 24000 | 19.4 |  | 11.3 | 11.3 |  | 26000 | 21000 | 80.77% | 24000 | 17 | 10.5 | 9.2 | 26000 | 19400 | 74.62% | 2.1 | Residential | 500 | Yes | 2 | Yes
211253517 | Central Heat Pump | ECO AC | HRCU-A-CB (Split System: Heat Pump with Remote Outdoor Unit-Air-Source) | EHI-O30BAH |  |  | EHI-V30BA |  | 30000 | 18 |  | 11 | 10.5 |  | 33000 | 21000 | 63.64% | 30000 | 16.2 | 10 | 8.9 | 33000 | 24000 | 72.73% | 1.8 | Residential | 625 | Yes | 2.5 | Yes
211253518 | Central Heat Pump | ECO AC | HRCU-A-CB (Split System: Heat Pump with Remote Outdoor Unit-Air-Source) | EHI-O36BAH |  |  | EHI-V36BA |  | 36000 | 18 |  | 10.5 | 10.5 |  | 41500 | 30400 | 73.25% | 36000 | 16 | 10 | 9.5 | 40000 | 34400 | 86% | 1.97 | Residential | 750 | Yes | 3 | Yes
211253519 | Central Heat Pump | ECO AC | HRCU-A-CB (Split System: Heat Pump with Remote Outdoor Unit-Air-Source) | EHI-O48BAH |  |  | EHI-V48BA |  | 47000 | 16 |  | 8.5 | 10 |  | 50000 | 36000 | 72% | 47000 | 15.6 | 8.2 | 9.4 | 50000 | 46000 | 92% | 1.9 | Residential | 980 | Yes | 3.92 | Yes
211253520 | Central Heat Pump | ECO AC | HRCU-A-CB (Split System: Heat Pump with Remote Outdoor Unit-Air-Source) | EHI-O60BAH |  |  | EHI-V60BA |  | 55000 | 16.4 |  | 9 | 10.5 |  | 59000 | 42000 | 71.19% | 55000 | 15.3 | 8.8 | 9.4 | 59000 | 48500 | 82.2% | 1.91 | Residential | 1145 | Yes | 4.58 | Yes
209862128 | Central Heat Pump | Grandaire | HRCU-A-CB (Split System: Heat Pump with Remote Outdoor Unit-Air-Source) | WDLCURAH36ABK |  |  | WDLFUAAH36XAK |  | 36000 | 18 |  | 10.5 | 10.5 |  | 41500 | 30400 | 73.25% | 36000 | 16 | 10 | 9.5 | 40000 | 34400 | 86% | 1.97 | Residential | 750 | Yes | 3 | Yes
209862130 | Central Heat Pump | Grandaire | HRCU-A-CB (Split System: Heat Pump with Remote Outdoor Unit-Air-Source) | WDLCURAH30ABK |  |  | WDLFUAAH30XAK |  | 30000 | 18 |  | 11 | 10.5 |  | 33000 | 21000 | 63.64% | 30000 | 16.2 | 10 | 8.9 | 33000 | 24000 | 72.73% | 1.8 | Residential | 625 | Yes | 2.5 | Yes
210025751 | Central Heat Pump | Grandaire | HRCU-A-CB (Split System: Heat Pump with Remote Outdoor Unit-Air-Source) | WDLCURAH60ABK |  |  | WDLFUAAH60XAK |  | 55000 | 16.4 |  | 9 | 10.5 |  | 59000 | 42000 | 71.19% | 55000 | 15.3 | 8.8 | 9.4 | 59000 | 48500 | 82.2% | 1.91 | Residential | 1145 | Yes | 4.58 | Yes
209862132 | Central Heat Pump | Grandaire | HRCU-A-CB (Split System: Heat Pump with Remote Outdoor Unit-Air-Source) | WDLCURAH24AAK |  |  | WDLFUAAH24XAK |  | 24000 | 19.4 |  | 11.3 | 11.3 |  | 26000 | 21000 | 80.77% | 24000 | 17 | 10.5 | 9.2 | 26000 | 19400 | 74.62% | 2.1 | Residential | 500 | Yes | 2 | Yes
209862135 | Central Heat Pump | Grandaire | HRCU-A-CB (Split System: Heat Pump with Remote Outdoor Unit-Air-Source) | WDLCURAH48ABK |  |  | WDLFUAAH48XAK |  | 47000 | 16 |  | 8.5 | 10 |  | 50000 | 36000 | 72% | 47000 | 15.6 | 8.2 | 9.4 | 50000 | 46000 | 92% | 1.9 | Residential | 980 | Yes | 3.92 | Yes
210426580 | Central Heat Pump | MAXI AIR | HRCU-A-CB (Split System: Heat Pump with Remote Outdoor Unit-Air-Source) | MAXS-2430 |  |  | AHMS-3015 |  | 30000 | 18 |  | 11 | 10.5 |  | 33000 | 21000 | 63.64% | 30000 | 16.2 | 10 | 8.9 | 33000 | 24000 | 72.73% | 1.8 | Residential | 625 | Yes | 2.5 | Yes
210426581 | Central Heat Pump | MAXI AIR | HRCU-A-CB (Split System: Heat Pump with Remote Outdoor Unit-Air-Source) | MAXS-4260 |  |  | AHMS-6020 |  | 55000 | 16.4 |  | 9 | 10.5 |  | 59000 | 42000 | 71.19% | 55000 | 15.3 | 8.8 | 9.4 | 59000 | 48500 | 82.2% | 1.91 | Residential | 1145 | Yes | 4.58 | Yes
210627721 | Central Heat Pump | TGM | HRCU-A-CB (Split System: Heat Pump with Remote Outdoor Unit-Air-Source) | GTS18HN036A |  |  | GTA18H036A |  | 36000 | 18 |  | 10 | 10 |  | 36000 | 24000 | 66.67% | 34000 | 16 | 10 | 9 | 35000 | 28000 | 80% | 1.8 | Residential | 707.5 | Yes | 2.83 | Yes
210627722 | Central Heat Pump | TGM | HRCU-A-CB (Split System: Heat Pump with Remote Outdoor Unit-Air-Source) | GTS18HN060A |  |  | GTA18H060A |  | 54000 | 17 |  | 10.5 | 10 |  | 54000 | 36000 | 66.67% | 54000 | 15.8 | 10 | 9 | 54000 | 41000 | 75.93% | 1.8 | Residential | 1125 | Yes | 4.5 | Yes
210627723 | Central Heat Pump | TGM | HRCU-A-CB (Split System: Heat Pump with Remote Outdoor Unit-Air-Source) | GTS18HN060A |  |  | GTA18H048A |  | 48000 | 18 |  | 11.5 | 10.5 |  | 48000 | 31400 | 65.42% | 48000 | 17 | 11 | 9 | 48000 | 39000 | 81.25% | 1.8 | Residential | 1000 | Yes | 4 | Yes
206414275 | Central Heat Pump | TOSOT | HRCU-A-CB (Split System: Heat Pump with Remote Outdoor Unit-Air-Source) | TU60-48WADU |  |  | TUD48-24AH2ADU |  | 48000 | 18 |  | 11.5 | 10.5 |  | 48000 | 31400 | 65.42% | 48000 | 17 | 11 | 9 | 48000 | 39000 | 81.25% | 1.8 | Residential | 1000 | Yes | 4 | Yes
206414273 | Central Heat Pump | TOSOT | HRCU-A-CB (Split System: Heat Pump with Remote Outdoor Unit-Air-Source) | TU36-24WADU |  |  | TUD36-24AH2ADU |  | 36000 | 18 |  | 10 | 10 |  | 36000 | 24000 | 66.67% | 34000 | 16 | 10 | 9 | 36000 | 28000 | 77.78% | 1.8 | Residential | 707.5 | Yes | 2.83 | Yes
206414274 | Central Heat Pump | TOSOT | HRCU-A-CB (Split System: Heat Pump with Remote Outdoor Unit-Air-Source) | TU60-48WADU |  |  | TUD60-24AH2ADU |  | 54000 | 17 |  | 10.5 | 10 |  | 54000 | 36000 | 66.67% | 54000 | 15.8 | 10 | 9 | 54000 | 41000 | 75.93% | 1.8 | Residential | 1125 | Yes | 4.5 | Yes
209843759 | Central Heat Pump | TOSOT | HRCU-A-CB (Split System: Heat Pump with Remote Outdoor Unit-Air-Source) | TU60-24WADU |  |  | TUD60-24AH2ADU |  | 54000 | 17 |  | 10.5 | 10 |  | 54000 | 36000 | 66.67% | 54000 | 15.8 | 10 | 9 | 54000 | 41000 | 75.93% | 1.8 | Residential | 1125 | Yes | 4.5 | Yes
209843760 | Central Heat Pump | TOSOT | HRCU-A-CB (Split System: Heat Pump with Remote Outdoor Unit-Air-Source) | TU60-24WADU |  |  | TUD48-24AH2ADU |  | 48000 | 18 |  | 11.5 | 10.5 |  | 48000 | 31400 | 65.42% | 48000 | 17 | 11 | 9 | 48000 | 39000 | 81.25% | 1.8 | Residential | 1000 | Yes | 4 | Yes
206724397 | Central Heat Pump | NORTEK | HRCU-A-CB (Split System: Heat Pump with Remote Outdoor Unit-Air-Source) | GXH24-36MSK4DH |  |  | GMH**-36MSK4DH1 |  | 36000 | 18 |  | 10 | 10 |  | 36000 | 24000 | 66.67% | 34000 | 16 | 10 | 9 | 35000 | 28000 | 80% | 1.8 | Residential | 707.5 | Yes | 2.83 | Yes
206724398 | Central Heat Pump | NORTEK | HRCU-A-CB (Split System: Heat Pump with Remote Outdoor Unit-Air-Source) | GXH48-60MSK4DH |  |  | GMH48-**MSK4DH1 |  | 48000 | 18 |  | 11.5 | 10.5 |  | 48000 | 31400 | 65.42% | 48000 | 17 | 11 | 9 | 48000 | 39000 | 81.25% | 1.8 | Residential | 1000 | Yes | 4 | Yes
206724399 | Central Heat Pump | NORTEK | HRCU-A-CB (Split System: Heat Pump with Remote Outdoor Unit-Air-Source) | GXH48-60MSK4DH |  |  | GMH**-60MSK4DH1 |  | 54000 | 17 |  | 10.5 | 10 |  | 54000 | 36000 | 66.67% | 54000 | 15.8 | 10 | 9 | 54000 | 41000 | 75.93% | 1.8 | Residential | 1125 | Yes | 4.5 | Yes
206726719 | Central Heat Pump | LBG Products | HRCU-A-CB (Split System: Heat Pump with Remote Outdoor Unit-Air-Source) | LCH24036DO |  |  | LCH36DGHNI |  | 36000 | 18 |  | 10 | 10 |  | 36000 | 24000 | 66.67% | 34000 | 16 | 10 | 9 | 35000 | 28000 | 80% | 1.8 | Residential | 707.5 | Yes | 2.83 | Yes
206726720 | Central Heat Pump | LBG Products | HRCU-A-CB (Split System: Heat Pump with Remote Outdoor Unit-Air-Source) | LCH48060DO |  |  | LCH60DGHNI |  | 54000 | 17 |  | 10.5 | 10 |  | 54000 | 36000 | 66.67% | 54000 | 15.8 | 10 | 9 | 54000 | 41000 | 75.93% | 1.8 | Residential | 1125 | Yes | 4.5 | Yes
206726721 | Central Heat Pump | LBG Products | HRCU-A-CB (Split System: Heat Pump with Remote Outdoor Unit-Air-Source) | LCH48060DO |  |  | LCH48DGHNI |  | 48000 | 18 |  | 11.5 | 10.5 |  | 48000 | 31400 | 65.42% | 48000 | 17 | 11 | 9 | 48000 | 39000 | 81.25% | 1.8 | Residential | 1000 | Yes | 4 | Yes
207706560 | Central Heat Pump | MOOVAIR | HRCU-A-CB (Split System: Heat Pump with Remote Outdoor Unit-Air-Source) | DMA30HOS20230E7 |  |  | FMA30HIAHUU230X7 |  | 30000 | 18 |  | 11 | 10.5 |  | 33000 | 21000 | 63.64% | 30000 | 16.2 | 10 | 8.9 | 33000 | 24000 | 72.73% | 1.8 | Residential | 625 | Yes | 2.5 | Yes
207706561 | Central Heat Pump | MOOVAIR | HRCU-A-CB (Split System: Heat Pump with Remote Outdoor Unit-Air-Source) | DMA36HOS20230E7 |  |  | FMA36HIAHUU230X7 |  | 36000 | 18 |  | 10.5 | 10.5 |  | 41500 | 30400 | 73.25% | 36000 | 16 | 10 | 9.5 | 40000 | 34400 | 86% | 1.97 | Residential | 750 | Yes | 3 | Yes
207706562 | Central Heat Pump | MOOVAIR | HRCU-A-CB (Split System: Heat Pump with Remote Outdoor Unit-Air-Source) | DMA48HOS20230E7 |  |  | FMA48HIAHUU230X7 |  | 47000 | 16 |  | 8.5 | 10 |  | 50000 | 36000 | 72% | 47000 | 15.6 | 8.2 | 9.4 | 50000 | 46000 | 92% | 1.9 | Residential | 980 | Yes | 3.92 | Yes
210586143 | Central Heat Pump | MOOVAIR | HRCU-A-C (Split System: Heat Pump with Remote Outdoor Unit with No Indoor Fan --Air Source) | DMA18HOS28230E8 |  |  | CUAC24HACU000X5 |  | 18000 | 16.2 |  | 11.7 | 10.1 |  | 19500 | 13000 | 66.67% | 18000 | 15.2 | 11.7 | 9.5 | 19500 | 14600 | 74.87% | 2.2 | Residential | 375 | Yes | 1.5 | Both
210586144 | Central Heat Pump | MOOVAIR | HRCU-A-C (Split System: Heat Pump with Remote Outdoor Unit with No Indoor Fan --Air Source) | DMA24HOS28230E8 |  |  | CUAC24HACU000X5 |  | 24000 | 16.2 |  | 11.3 | 10 |  | 24400 | 22000 | 90.16% | 23000 | 15.2 | 11.7 | 9.8 | 24600 | 23000 | 93.5% | 2.08 | Residential | 480 | Yes | 1.92 | Both
210295923 | Central Heat Pump | MOOVAIR | HRCU-A-CB (Split System: Heat Pump with Remote Outdoor Unit-Air-Source) | DMA60HOS20230E7 |  |  | FMA60HIAHUU230X7 |  | 55000 | 16.4 |  | 9 | 10.5 |  | 59000 | 42000 | 71.19% | 55000 | 15.3 | 8.8 | 9.4 | 59000 | 48500 | 82.2% | 1.91 | Residential | 1145 | Yes | 4.58 | Yes
207911499 | Central Heat Pump | ZENAIR TECHNOLOGIES | HRCU-A-CB (Split System: Heat Pump with Remote Outdoor Unit-Air-Source) | ZEN-PC30HP20S/O |  |  | ZEN-PC30HP20S/I |  | 30000 | 18 |  | 11 | 10.5 |  | 33000 | 21000 | 63.64% | 30000 | 16.2 | 10 | 8.9 | 33000 | 24000 | 72.73% | 1.8 | Residential | 625 | Yes | 2.5 | Yes
207911500 | Central Heat Pump | ZENAIR TECHNOLOGIES | HRCU-A-CB (Split System: Heat Pump with Remote Outdoor Unit-Air-Source) | ZEN-PC48HP20S/O |  |  | ZEN-PC48HP20S/I |  | 47000 | 16 |  | 8.5 | 10 |  | 50000 | 36000 | 72% | 47000 | 15.6 | 8.2 | 9.4 | 50000 | 46000 | 92% | 1.9 | Residential | 980 | Yes | 3.92 | Yes
208141270 | Central Heat Pump | TRANE | HRCU-A-CB (Split System: Heat Pump with Remote Outdoor Unit-Air-Source) | 4TXD2036A10NU** |  |  | 4MXA2036A10NU** |  | 36000 | 18 |  | 10 | 10 |  | 36000 | 24000 | 66.67% | 34000 | 16 | 10 | 9 | 35000 | 28000 | 80% | 1.8 | Residential | 707.5 | Yes | 2.83 | Yes
208141271 | Central Heat Pump | TRANE | HRCU-A-CB (Split System: Heat Pump with Remote Outdoor Unit-Air-Source) | 4TXD2060A10NU** |  |  | 4MXA2048A10NU** |  | 48000 | 18 |  | 11.5 | 10.5 |  | 48000 | 31400 | 65.42% | 48000 | 17 | 11 | 9 | 48000 | 39000 | 81.25% | 1.8 | Residential | 1000 | Yes | 4 | Yes
208141272 | Central Heat Pump | TRANE | HRCU-A-CB (Split System: Heat Pump with Remote Outdoor Unit-Air-Source) | 4TXD2060A10NU** |  |  | 4MXA2060A10NU** |  | 54000 | 17 |  | 10.5 | 10 |  | 54000 | 36000 | 66.67% | 54000 | 15.8 | 10 | 9 | 54000 | 41000 | 75.93% | 1.8 | Residential | 1125 | Yes | 4.5 | Yes
210365427 | Central Heat Pump | Dettson | HRCU-A-C (Split System: Heat Pump with Remote Outdoor Unit with No Indoor Fan --Air Source) | MHD-18 |  |  | MHD-CC2.0-17.5-M |  | 18000 | 16.2 |  | 11.7 | 10.1 |  | 19500 | 13000 | 66.67% | 18000 | 15.2 | 11.7 | 9.5 | 19500 | 14600 | 74.87% | 2.2 | Residential | 375 | Yes | 1.5 | Both
210365428 | Central Heat Pump | Dettson | HRCU-A-C (Split System: Heat Pump with Remote Outdoor Unit with No Indoor Fan --Air Source) | MHD-24 |  |  | MHD-CC2.0-17.5-M |  | 24000 | 16.2 |  | 11.3 | 10 |  | 24400 | 22000 | 90.16% | 23000 | 15.2 | 11.7 | 9.8 | 24600 | 23000 | 93.5% | 2.08 | Residential | 480 | Yes | 1.92 | Both
210365433 | Central Heat Pump | Dettson | HRCU-A-CB (Split System: Heat Pump with Remote Outdoor Unit-Air-Source) | EVD-30-O |  |  | EVD-30-I |  | 30000 | 18 |  | 11 | 10.5 |  | 33000 | 21000 | 63.64% | 30000 | 16.2 | 10 | 8.9 | 33000 | 24000 | 72.73% | 1.8 | Residential | 625 | Yes | 2.5 | Yes
210365434 | Central Heat Pump | Dettson | HRCU-A-CB (Split System: Heat Pump with Remote Outdoor Unit-Air-Source) | EVD-36-O |  |  | EVD-36-I |  | 36000 | 18 |  | 10.5 | 10.5 |  | 41500 | 30400 | 73.25% | 36000 | 16 | 10 | 9.5 | 40000 | 34400 | 86% | 1.97 | Residential | 750 | Yes | 3 | Yes
210365435 | Central Heat Pump | Dettson | HRCU-A-CB (Split System: Heat Pump with Remote Outdoor Unit-Air-Source) | EVD-48-O |  |  | EVD-48-I |  | 47000 | 16 |  | 8.5 | 10 |  | 50000 | 36000 | 72% | 47000 | 15.6 | 8.2 | 9.4 | 50000 | 46000 | 92% | 1.9 | Residential | 980 | Yes | 3.92 | Yes
210365436 | Central Heat Pump | Dettson | HRCU-A-CB (Split System: Heat Pump with Remote Outdoor Unit-Air-Source) | EVD-60-O |  |  | EVD-60-I |  | 55000 | 16.4 |  | 9 | 10.5 |  | 59000 | 42000 | 71.19% | 55000 | 15.3 | 8.8 | 9.4 | 59000 | 48500 | 82.2% | 1.91 | Residential | 1145 | Yes | 4.58 | Yes
210365429 | Central Heat Pump | INNOVAIR | HRCU-A-C (Split System: Heat Pump with Remote Outdoor Unit with No Indoor Fan --Air Source) | MHD-18 |  |  | MHD-CC2.0-17.5-M |  | 18000 | 16.2 |  | 11.7 | 10.1 |  | 19500 | 13000 | 66.67% | 18000 | 15.2 | 11.7 | 9.5 | 19500 | 14600 | 74.87% | 2.2 | Residential | 375 | Yes | 1.5 | Both
210365430 | Central Heat Pump | INNOVAIR | HRCU-A-C (Split System: Heat Pump with Remote Outdoor Unit with No Indoor Fan --Air Source) | MHD-24 |  |  | MHD-CC2.0-17.5-M |  | 24000 | 16.2 |  | 11.3 | 10 |  | 24400 | 22000 | 90.16% | 23000 | 15.2 | 11.7 | 9.8 | 24600 | 23000 | 93.5% | 2.08 | Residential | 480 | Yes | 1.92 | Both
206724409 | Central Heat Pump | AIRTEMP | HRCU-A-CB (Split System: Heat Pump with Remote Outdoor Unit-Air-Source) | GXH24-36MSK4DH |  |  | GMH**-36MSK4DH1 |  | 36000 | 18 |  | 10 | 10 |  | 36000 | 24000 | 66.67% | 34000 | 16 | 10 | 9 | 35000 | 28000 | 80% | 1.8 | Residential | 707.5 | Yes | 2.83 | Yes
206724410 | Central Heat Pump | AIRTEMP | HRCU-A-CB (Split System: Heat Pump with Remote Outdoor Unit-Air-Source) | GXH48-60MSK4DH |  |  | GMH48-**MSK4DH1 |  | 48000 | 18 |  | 11.5 | 10.5 |  | 48000 | 31400 | 65.42% | 48000 | 17 | 11 | 9 | 48000 | 39000 | 81.25% | 1.8 | Residential | 1000 | Yes | 4 | Yes
206724411 | Central Heat Pump | AIRTEMP | HRCU-A-CB (Split System: Heat Pump with Remote Outdoor Unit-Air-Source) | GXH48-60MSK4DH |  |  | GMH**-60MSK4DH1 |  | 54000 | 17 |  | 10.5 | 10 |  | 54000 | 36000 | 66.67% | 54000 | 15.8 | 10 | 9 | 54000 | 41000 | 75.93% | 1.8 | Residential | 1125 | Yes | 4.5 | Yes
207036468 | Central Heat Pump | HAXXAIR | HRCU-A-CB (Split System: Heat Pump with Remote Outdoor Unit-Air-Source) | HVHD-36E2D2 |  |  | HAHD-36E2D2 |  | 36000 | 18 |  | 9.55 | 11 |  | 36000 | 24000 | 66.67% | 36000 | 18 | 9.55 | 9 | 35000 | 24600 | 70.29% | 2.1 | Residential | 750 | Yes | 3 | Yes
207036473 | Central Heat Pump | HAXXAIR | HRCU-A-CB (Split System: Heat Pump with Remote Outdoor Unit-Air-Source) | HVHD-48E2D2 |  |  | HAHD-48E2D2 |  | 48000 | 18 |  | 10.2 | 10 |  | 48000 | 31000 | 64.58% | 48000 | 17.5 | 10.1 | 8.5 | 47000 | 33000 | 70.21% | 1.9 | Residential | 1000 | Yes | 4 | Yes
210025754 | Central Heat Pump | PAYNE | HRCU-A-CB (Split System: Heat Pump with Remote Outdoor Unit-Air-Source) | 38MURAQ60AB3 |  |  | 40MUAAQ60XA3 |  | 55000 | 16.4 |  | 9 | 10.5 |  | 59000 | 42000 | 71.19% | 55000 | 15.3 | 8.8 | 9.4 | 59000 | 48500 | 82.2% | 1.91 | Residential | 1145 | Yes | 4.58 | Yes
208447899 | Central Heat Pump | PAYNE | HRCU-A-CB (Split System: Heat Pump with Remote Outdoor Unit-Air-Source) | 38MURAQ24AA3 |  |  | 40MUAAQ24XA3 |  | 24000 | 19.4 |  | 11.3 | 11.3 |  | 26000 | 21000 | 80.77% | 24000 | 17 | 10.5 | 9.2 | 26000 | 19400 | 74.62% | 2.1 | Residential | 500 | Yes | 2 | Yes
208447900 | Central Heat Pump | PAYNE | HRCU-A-CB (Split System: Heat Pump with Remote Outdoor Unit-Air-Source) | 38MURAQ48AB3 |  |  | 40MUAAQ48XA3 |  | 47000 | 16 |  | 8.5 | 10 |  | 50000 | 36000 | 72% | 47000 | 15.6 | 8.2 | 9.4 | 50000 | 46000 | 92% | 1.9 | Residential | 980 | Yes | 3.92 | Yes
208447901 | Central Heat Pump | PAYNE | HRCU-A-CB (Split System: Heat Pump with Remote Outdoor Unit-Air-Source) | 38MURAQ36AB3 |  |  | 40MUAAQ36XA3 |  | 36000 | 18 |  | 10.5 | 10.5 |  | 41500 | 30400 | 73.25% | 36000 | 16 | 10 | 9.5 | 40000 | 34400 | 86% | 1.97 | Residential | 750 | Yes | 3 | Yes
208447902 | Central Heat Pump | PAYNE | HRCU-A-CB (Split System: Heat Pump with Remote Outdoor Unit-Air-Source) | 38MURAQ30AB3 |  |  | 40MUAAQ30XA3 |  | 30000 | 18 |  | 11 | 10.5 |  | 33000 | 21000 | 63.64% | 30000 | 16.2 | 10 | 8.9 | 33000 | 24000 | 72.73% | 1.8 | Residential | 625 | Yes | 2.5 | Yes
209852067 | Central Heat Pump | HEIL | HRCU-A-CB (Split System: Heat Pump with Remote Outdoor Unit-Air-Source) | DLCURAH24AAK |  |  | DLFUAAH24XAK |  | 24000 | 19.4 |  | 11.3 | 11.3 |  | 26000 | 21000 | 80.77% | 24000 | 17 | 10.5 | 9.2 | 26000 | 19400 | 74.62% | 2.1 | Residential | 500 | Yes | 2 | Yes
209852072 | Central Heat Pump | HEIL | HRCU-A-CB (Split System: Heat Pump with Remote Outdoor Unit-Air-Source) | DLCURAH48ABK |  |  | DLFUAAH48XAK |  | 47000 | 16 |  | 8.5 | 10 |  | 50000 | 36000 | 72% | 47000 | 15.6 | 8.2 | 9.4 | 50000 | 46000 | 92% | 1.9 | Residential | 980 | Yes | 3.92 | Yes
209852076 | Central Heat Pump | HEIL | HRCU-A-CB (Split System: Heat Pump with Remote Outdoor Unit-Air-Source) | DLCURAH36ABK |  |  | DLFUAAH36XAK |  | 36000 | 18 |  | 10.5 | 10.5 |  | 41500 | 30400 | 73.25% | 36000 | 16 | 10 | 9.5 | 40000 | 34400 | 86% | 1.97 | Residential | 750 | Yes | 3 | Yes
209852077 | Central Heat Pump | HEIL | HRCU-A-CB (Split System: Heat Pump with Remote Outdoor Unit-Air-Source) | DLCURAH30ABK |  |  | DLFUAAH30XAK |  | 30000 | 18 |  | 11 | 10.5 |  | 33000 | 21000 | 63.64% | 30000 | 16.2 | 10 | 8.9 | 33000 | 24000 | 72.73% | 1.8 | Residential | 625 | Yes | 2.5 | Yes
210025744 | Central Heat Pump | HEIL | HRCU-A-CB (Split System: Heat Pump with Remote Outdoor Unit-Air-Source) | DLCURAH60ABK |  |  | DLFUAAH60XAK |  | 55000 | 16.4 |  | 9 | 10.5 |  | 59000 | 42000 | 71.19% | 55000 | 15.3 | 8.8 | 9.4 | 59000 | 48500 | 82.2% | 1.91 | Residential | 1145 | Yes | 4.58 | Yes
208284009 | Central Heat Pump | TRUST AIR CONDITIONERS | HRCU-A-CB (Split System: Heat Pump with Remote Outdoor Unit-Air-Source) | AH24H/O44P |  |  | AH24H/I44P |  | 24000 | 19.4 |  | 11.3 | 11.3 |  | 26000 | 21000 | 80.77% | 24000 | 17 | 10.5 | 9.2 | 26000 | 19400 | 74.62% | 2.1 | Residential | 500 | Yes | 2 | Yes
208284016 | Central Heat Pump | TRUST AIR CONDITIONERS | HRCU-A-CB (Split System: Heat Pump with Remote Outdoor Unit-Air-Source) | AA30H/O44P |  |  | AH30H/I44P |  | 30000 | 18 |  | 11 | 10.5 |  | 33000 | 21000 | 63.64% | 30000 | 16.2 | 10 | 8.9 | 33000 | 24000 | 72.73% | 1.8 | Residential | 625 | Yes | 2.5 | Yes
208284017 | Central Heat Pump | TRUST AIR CONDITIONERS | HRCU-A-CB (Split System: Heat Pump with Remote Outdoor Unit-Air-Source) | AA36H/O44P |  |  | AH36H/I44P |  | 36000 | 18 |  | 10.5 | 10.5 |  | 41500 | 30400 | 73.25% | 36000 | 16 | 10 | 9.5 | 40000 | 34400 | 86% | 1.97 | Residential | 750 | Yes | 3 | Yes
208284018 | Central Heat Pump | TRUST AIR CONDITIONERS | HRCU-A-CB (Split System: Heat Pump with Remote Outdoor Unit-Air-Source) | AA48H/O44P |  |  | AH48H/I44P |  | 47000 | 16 |  | 8.5 | 10 |  | 50000 | 36000 | 72% | 47000 | 15.6 | 8.2 | 9.4 | 50000 | 46000 | 92% | 1.9 | Residential | 980 | Yes | 3.92 | Yes
208130265 | Central Heat Pump | BOREAL | HRCU-A-CB (Split System: Heat Pump with Remote Outdoor Unit-Air-Source) | ENVBR36HPJ1OA |  |  | ENVBR36HPJ1IB |  | 36000 | 18 |  | 10 | 10 |  | 36000 | 24000 | 66.67% | 34000 | 16 | 10 | 9 | 35000 | 28000 | 80% | 1.8 | Residential | 707.5 | Yes | 2.83 | Yes
208130266 | Central Heat Pump | BOREAL | HRCU-A-CB (Split System: Heat Pump with Remote Outdoor Unit-Air-Source) | ENVBR60HPJ1OA |  |  | ENVBR48HPJ1IB |  | 48000 | 18 |  | 11.5 | 10.5 |  | 48000 | 31400 | 65.42% | 48000 | 17 | 11 | 9 | 48000 | 39000 | 81.25% | 1.8 | Residential | 1000 | Yes | 4 | Yes
208130267 | Central Heat Pump | BOREAL | HRCU-A-CB (Split System: Heat Pump with Remote Outdoor Unit-Air-Source) | ENVBR60HPJ1OA |  |  | ENVBR60HPJ1IB |  | 54000 | 17 |  | 10.5 | 10 |  | 54000 | 36000 | 66.67% | 54000 | 15.8 | 10 | 9 | 54000 | 41000 | 75.93% | 1.8 | Residential | 1125 | Yes | 4.5 | Yes
208939392 | Central Heat Pump | ForestAir | HRCU-A-CB (Split System: Heat Pump with Remote Outdoor Unit-Air-Source) | FAD36W/A-D(U) |  |  | FAD36AH2/A-D(U) |  | 36000 | 18 |  | 10 | 10 |  | 36000 | 24000 | 66.67% | 34000 | 16 | 10 | 9 | 35000 | 28000 | 80% | 1.8 | Residential | 707.5 | Yes | 2.83 | Yes
208939393 | Central Heat Pump | ForestAir | HRCU-A-CB (Split System: Heat Pump with Remote Outdoor Unit-Air-Source) | FAD60W/A-D(U) |  |  | FAD48AH2/A-D(U) |  | 48000 | 18 |  | 11.5 | 10.5 |  | 48000 | 31400 | 65.42% | 48000 | 17 | 11 | 9 | 48000 | 39000 | 81.25% | 1.8 | Residential | 1000 | Yes | 4 | Yes
208939395 | Central Heat Pump | ForestAir | HRCU-A-CB (Split System: Heat Pump with Remote Outdoor Unit-Air-Source) | FAD60W/A-D(U) |  |  | FAD60AH2/A-D(U) |  | 54000 | 17 |  | 10.5 | 10 |  | 54000 | 36000 | 66.67% | 54000 | 15.8 | 10 | 9 | 54000 | 41000 | 75.93% | 1.8 | Residential | 1125 | Yes | 4.5 | Yes
210273925 | Central Heat Pump | SAMSUNG | HRCU-A-CB (Split System: Heat Pump with Remote Outdoor Unit-Air-Source) | AC060BXUPCH |  |  | AV600CT |  | 57000 | 17.5 |  | 9 | 10.5 |  | 53000 | 54000 | 101.9% | 57000 | 17.5 | 8.5 | 9 | 53000 | 48000 | 90.57% | 1.8 | Residential | 1187.5 | Yes | 4.75 | Yes
210299847 | Central Heat Pump | SAMSUNG | HRCU-A-CB (Split System: Heat Pump with Remote Outdoor Unit-Air-Source) | AC048BXUPCH |  |  | AV480CT |  | 48000 | 17.3 |  | 9.3 | 10 |  | 44000 | 46000 | 104.5% | 48000 | 17 | 8.6 | 8.5 | 44000 | 42000 | 95.45% | 1.8 | Residential | 1000 | Yes | 4 | Yes
211133470 | Central Heat Pump | SAMSUNG | HRCU-A-CB (Split System: Heat Pump with Remote Outdoor Unit-Air-Source) | AC060BXUPCH |  |  | BVRMC7960 | [8 empty] | 54000 | #DIV/0! | 57000 | 17.5 | 8.5 | 9 | 53000 | 48000 | 90.57% | 1.8 | Residential | 1187.5 | Yes | 4.75 | Yes
211133472 | Central Heat Pump | SAMSUNG | HRCU-A-CB (Split System: Heat Pump with Remote Outdoor Unit-Air-Source) | AC048BXUPCH |  |  | BVRMC3948 | [8 empty] | 46000 | #DIV/0! | 48000 | 17 | 8.6 | 8.5 | 44000 | 42000 | 95.45% | 1.8 | Residential | 1000 | Yes | 4 | Yes
210568226 | Central Heat Pump | COMFORT-AIRE | HRCU-A-CB (Split System: Heat Pump with Remote Outdoor Unit-Air-Source) | A-VCD30SA-1 |  |  | B-VCD30SA-1 |  | 30000 | 18 |  | 11 | 10.5 |  | 33000 | 21000 | 63.64% | 30000 | 16.2 | 10 | 8.9 | 33000 | 24000 | 72.73% | 1.8 | Residential | 625 | Yes | 2.5 | Yes
210568227 | Central Heat Pump | COMFORT-AIRE | HRCU-A-CB (Split System: Heat Pump with Remote Outdoor Unit-Air-Source) | A-VCD36SA-1 |  |  | B-VCD36SA-1 |  | 36000 | 18 |  | 10.5 | 10.5 |  | 41500 | 30400 | 73.25% | 36000 | 16 | 10 | 9.5 | 40000 | 34400 | 86% | 1.97 | Residential | 750 | Yes | 3 | Yes
210568228 | Central Heat Pump | COMFORT-AIRE | HRCU-A-CB (Split System: Heat Pump with Remote Outdoor Unit-Air-Source) | A-VCD60SA-1 |  |  | B-VCD60SA-1 |  | 55000 | 16.4 |  | 9 | 10.5 |  | 59000 | 42000 | 71.19% | 55000 | 15.3 | 8.8 | 9.4 | 59000 | 48500 | 82.2% | 1.91 | Residential | 1145 | Yes | 4.58 | Yes
210568232 | Central Heat Pump | COMFORT-AIRE | HRCU-A-CB (Split System: Heat Pump with Remote Outdoor Unit-Air-Source) | A-VCD48SA-1 |  |  | B-VCD48SA-1 |  | 47000 | 16 |  | 8.5 | 10 |  | 50000 | 36000 | 72% | 47000 | 15.6 | 8.2 | 9.4 | 50000 | 46000 | 92% | 1.9 | Residential | 980 | Yes | 3.92 | Yes
207436560 | Central Heat Pump | LENNOX | HRCU-A-CB (Split System: Heat Pump with Remote Outdoor Unit-Air-Source) | SL25XPV-048-230A** |  |  | CHX35-51/61C-**-*+TDR | EL296UH090XV48C* | 45500 | 21 |  | 12 | 10.6 |  | 46000 | 46000 | 100% | 44500 | 20.6 | 12 | 9.2 | 45500 | 37600 | 82.64% | 1.8 | Residential | 927.5 | Yes | 3.71 | Yes
207436561 | Central Heat Pump | LENNOX | HRCU-A-CB (Split System: Heat Pump with Remote Outdoor Unit-Air-Source) | SL25XPV-048-230A** |  |  | CHX35-51/61C-**-*+TDR | EL296UH090XV60C* | 45500 | 20 |  | 12 | 10.6 |  | 46000 | 46000 | 100% | 44500 | 20 | 12 | 9.2 | 45500 | 37600 | 82.64% | 1.82 | Residential | 927.5 | Yes | 3.71 | Yes
207436563 | Central Heat Pump | LENNOX | HRCU-A-CB (Split System: Heat Pump with Remote Outdoor Unit-Air-Source) | SL25XPV-048-230A** |  |  | CHX35-51/61C-**-*+TDR | EL296UH110XV60C* | 45500 | 20 |  | 12 | 10.6 |  | 46000 | 46000 | 100% | 45000 | 20 | 12 | 9.2 | 45500 | 37400 | 82.2% | 1.82 | Residential | 937.5 | Yes | 3.75 | Yes
207436572 | Central Heat Pump | LENNOX | HRCU-A-CB (Split System: Heat Pump with Remote Outdoor Unit-Air-Source) | SL25XPV-048-230A** |  |  | CHX35-51/61C-**-*+TDR | SLP99UH090XV48C* | 45500 | 21 |  | 12 | 10.6 |  | 46000 | 46000 | 100% | 44500 | 20.6 | 12 | 9.2 | 45500 | 37600 | 82.64% | 1.8 | Residential | 927.5 | Yes | 3.71 | Yes
207436573 | Central Heat Pump | LENNOX | HRCU-A-CB (Split System: Heat Pump with Remote Outdoor Unit-Air-Source) | SL25XPV-048-230A** |  |  | CHX35-51/61C-**-*+TDR | SLP99UH090XV60C* | 45500 | 20 |  | 12 | 10.6 |  | 46000 | 46000 | 100% | 44500 | 20 | 12 | 9.2 | 45500 | 37400 | 82.2% | 1.8 | Residential | 927.5 | Yes | 3.71 | Yes
207436574 | Central Heat Pump | LENNOX | HRCU-A-CB (Split System: Heat Pump with Remote Outdoor Unit-Air-Source) | SL25XPV-048-230A** |  |  | CHX35-51/61C-**-*+TDR | SLP99UH110XV60C* | 45500 | 20 |  | 12 | 10.6 |  | 46000 | 46000 | 100% | 45000 | 20 | 12 | 9.2 | 45500 | 37400 | 82.2% | 1.82 | Residential | 937.5 | Yes | 3.75 | Yes
207436578 | Central Heat Pump | LENNOX | HRCU-A-CB (Split System: Heat Pump with Remote Outdoor Unit-Air-Source) | SL25XPV-048-230A** |  |  | CR33-50/60+TDR+TXV | EL296DF090XV60C* | 46000 | 21 |  | 12 | 11 |  | 44000 | 41000 | 93.18% | 45500 | 20.6 | 12 | 9.1 | 44000 | 35400 | 80.45% | 1.84 | Residential | 947.5 | Yes | 3.79 | Yes
207436579 | Central Heat Pump | LENNOX | HRCU-A-CB (Split System: Heat Pump with Remote Outdoor Unit-Air-Source) | SL25XPV-048-230A** |  |  | CR33-50/60+TDR+TXV | EL296DF110XV60C* | 46000 | 21 |  | 12 | 11 |  | 44000 | 41000 | 93.18% | 45500 | 20.6 | 12 | 9 | 44000 | 35400 | 80.45% | 1.84 | Residential | 947.5 | Yes | 3.79 | Yes
207436542 | Central Heat Pump | LENNOX | HRCU-A-CB (Split System: Heat Pump with Remote Outdoor Unit-Air-Source) | SL25XPV-048-230A** |  |  | CH35-51C+TDR+TXV | EL296UH090XV48C* | 45500 | 21 |  | 12 | 10.6 |  | 46000 | 46000 | 100% | 44500 | 20.6 | 12 | 9.2 | 45500 | 37600 | 82.64% | 1.8 | Residential | 927.5 | Yes | 3.71 | Yes
207436543 | Central Heat Pump | LENNOX | HRCU-A-CB (Split System: Heat Pump with Remote Outdoor Unit-Air-Source) | SL25XPV-048-230A** |  |  | CH35-51C+TDR+TXV | EL296UH090XV60C* | 45500 | 20 |  | 12 | 10.6 |  | 46000 | 46000 | 100% | 44500 | 20 | 12 | 9.2 | 45500 | 37600 | 82.64% | 1.82 | Residential | 927.5 | Yes | 3.71 | Yes
207436545 | Central Heat Pump | LENNOX | HRCU-A-CB (Split System: Heat Pump with Remote Outdoor Unit-Air-Source) | SL25XPV-048-230A** |  |  | CH35-51C+TDR+TXV | EL296UH110XV60C* | 45500 | 20 |  | 12 | 10.6 |  | 46000 | 46000 | 100% | 45000 | 20 | 12 | 9.2 | 45500 | 37400 | 82.2% | 1.82 | Residential | 937.5 | Yes | 3.75 | Yes
206608791 | Central Heat Pump | AIRGREEN | HRCU-A-CB (Split System: Heat Pump with Remote Outdoor Unit-Air-Source) | AG-HCO60R410A |  |  | AG-HCI60R410A |  | 54000 | 17 |  | 10.5 | 10 |  | 54000 | 36000 | 66.67% | 54000 | 15.8 | 10 | 9 | 54000 | 41000 | 75.93% | 1.8 | Residential | 1125 | Yes | 4.5 | Yes
210025752 | Central Heat Pump | CARRIER | HRCU-A-CB (Split System: Heat Pump with Remote Outdoor Unit-Air-Source) | 38MURAQ60AB3 |  |  | 40MUAAQ60XA3 |  | 55000 | 16.4 |  | 9 | 10.5 |  | 59000 | 42000 | 71.19% | 55000 | 15.3 | 8.8 | 9.4 | 59000 | 48500 | 82.2% | 1.91 | Residential | 1145 | Yes | 4.58 | Yes
208447881 | Central Heat Pump | CARRIER | HRCU-A-CB (Split System: Heat Pump with Remote Outdoor Unit-Air-Source) | 38MURAQ24AA3 |  |  | 40MUAAQ24XA3 |  | 24000 | 19.4 |  | 11.3 | 11.3 |  | 26000 | 21000 | 80.77% | 24000 | 17 | 10.5 | 9.2 | 26000 | 19400 | 74.62% | 2.1 | Residential | 500 | Yes | 2 | Yes
208447882 | Central Heat Pump | CARRIER | HRCU-A-CB (Split System: Heat Pump with Remote Outdoor Unit-Air-Source) | 38MURAQ48AB3 |  |  | 40MUAAQ48XA3 |  | 47000 | 16 |  | 8.5 | 10 |  | 50000 | 36000 | 72% | 47000 | 15.6 | 8.2 | 9.4 | 50000 | 46000 | 92% | 1.9 | Residential | 980 | Yes | 3.92 | Yes
208447883 | Central Heat Pump | CARRIER | HRCU-A-CB (Split System: Heat Pump with Remote Outdoor Unit-Air-Source) | 38MURAQ36AB3 |  |  | 40MUAAQ36XA3 |  | 36000 | 18 |  | 10.5 | 10.5 |  | 41500 | 30400 | 73.25% | 36000 | 16 | 10 | 9.5 | 40000 | 34400 | 86% | 1.97 | Residential | 750 | Yes | 3 | Yes
208447884 | Central Heat Pump | CARRIER | HRCU-A-CB (Split System: Heat Pump with Remote Outdoor Unit-Air-Source) | 38MURAQ30AB3 |  |  | 40MUAAQ30XA3 |  | 30000 | 18 |  | 11 | 10.5 |  | 33000 | 21000 | 63.64% | 30000 | 16.2 | 10 | 8.9 | 33000 | 24000 | 72.73% | 1.8 | Residential | 625 | Yes | 2.5 | Yes
209847221 | Central Heat Pump | CTMorley | HRCU-A-CB (Split System: Heat Pump with Remote Outdoor Unit-Air-Source) | MOU-A24V-4 |  |  | MIU-A24V-4 |  | 24000 | 19.4 |  | 11.3 | 11.3 |  | 26000 | 21000 | 80.77% | 24000 | 17 | 10.5 | 9.2 | 26000 | 19400 | 74.62% | 2.1 | Residential | 500 | Yes | 2 | Yes
209865026 | Central Heat Pump | CTMorley | HRCU-A-CB (Split System: Heat Pump with Remote Outdoor Unit-Air-Source) | MOU-A30VH-4 |  |  | MIU-A30V-4 |  | 30000 | 18 |  | 11 | 10.5 |  | 33000 | 21000 | 63.64% | 30000 | 16.2 | 10 | 8.9 | 33000 | 24000 | 72.73% | 1.8 | Residential | 625 | Yes | 2.5 | Yes
209865027 | Central Heat Pump | CTMorley | HRCU-A-CB (Split System: Heat Pump with Remote Outdoor Unit-Air-Source) | MOU-A36VH-4 |  |  | MIU-A36V-4 |  | 36000 | 18 |  | 10.5 | 10.5 |  | 41500 | 30400 | 73.25% | 36000 | 16 | 10 | 9.5 | 40000 | 34400 | 86% | 1.97 | Residential | 750 | Yes | 3 | Yes
209865028 | Central Heat Pump | CTMorley | HRCU-A-CB (Split System: Heat Pump with Remote Outdoor Unit-Air-Source) | MOU-A48VH-4 |  |  | MIU-A48V-4 |  | 47000 | 16 |  | 8.5 | 10 |  | 50000 | 36000 | 72% | 47000 | 15.6 | 8.2 | 9.4 | 50000 | 46000 | 92% | 1.9 | Residential | 980 | Yes | 3.92 | Yes
210191035 | Central Heat Pump | CTMorley | HRCU-A-CB (Split System: Heat Pump with Remote Outdoor Unit-Air-Source) | MOU-A55VH-4 |  |  | MIU-A60V-4 |  | 55000 | 16.4 |  | 9 | 10.5 |  | 59000 | 42000 | 71.19% | 55000 | 15.3 | 8.8 | 9.4 | 59000 | 48500 | 82.2% | 1.91 | Residential | 1145 | Yes | 4.58 | Yes
207436554 | Central Heat Pump | LENNOX | HRCU-A-CB (Split System: Heat Pump with Remote Outdoor Unit-Air-Source) | SL25XPV-048-230A** |  |  | CH35-51C+TDR+TXV | SLP99UH090XV48C* | 45500 | 21 |  | 12 | 10.6 |  | 46000 | 46000 | 100% | 44500 | 20.6 | 12 | 9.2 | 45500 | 37600 | 82.64% | 1.8 | Residential | 927.5 | Yes | 3.71 | Yes
207436555 | Central Heat Pump | LENNOX | HRCU-A-CB (Split System: Heat Pump with Remote Outdoor Unit-Air-Source) | SL25XPV-048-230A** |  |  | CH35-51C+TDR+TXV | SLP99UH090XV60C* | 45500 | 20 |  | 12 | 10.6 |  | 46000 | 46000 | 100% | 44500 | 20 | 12 | 9.2 | 45500 | 37400 | 82.2% | 1.8 | Residential | 927.5 | Yes | 3.71 | Yes
207436556 | Central Heat Pump | LENNOX | HRCU-A-CB (Split System: Heat Pump with Remote Outdoor Unit-Air-Source) | SL25XPV-048-230A** |  |  | CH35-51C+TDR+TXV | SLP99UH110XV60C* | 45500 | 20 |  | 12 | 10.6 |  | 46000 | 46000 | 100% | 45000 | 20 | 12 | 9.2 | 45500 | 37400 | 82.2% | 1.82 | Residential | 937.5 | Yes | 3.75 | Yes
206724413 | Central Heat Pump | MAMMOTH | HRCU-A-CB (Split System: Heat Pump with Remote Outdoor Unit-Air-Source) | GXH24-36MSK4DH |  |  | GMH**-36MSK4DH1 |  | 36000 | 18 |  | 10 | 10 |  | 36000 | 24000 | 66.67% | 34000 | 16 | 10 | 9 | 35000 | 28000 | 80% | 1.8 | Residential | 707.5 | Yes | 2.83 | Yes
206724414 | Central Heat Pump | MAMMOTH | HRCU-A-CB (Split System: Heat Pump with Remote Outdoor Unit-Air-Source) | GXH48-60MSK4DH |  |  | GMH48-**MSK4DH1 |  | 48000 | 18 |  | 11.5 | 10.5 |  | 48000 | 31400 | 65.42% | 48000 | 17 | 11 | 9 | 48000 | 39000 | 81.25% | 1.8 | Residential | 1000 | Yes | 4 | Yes
206724415 | Central Heat Pump | MAMMOTH | HRCU-A-CB (Split System: Heat Pump with Remote Outdoor Unit-Air-Source) | GXH48-60MSK4DH |  |  | GMH**-60MSK4DH1 |  | 54000 | 17 |  | 10.5 | 10 |  | 54000 | 36000 | 66.67% | 54000 | 15.8 | 10 | 9 | 54000 | 41000 | 75.93% | 1.8 | Residential | 1125 | Yes | 4.5 | Yes
209852122 | Central Heat Pump | SMART COMFORT | HRCU-A-CB (Split System: Heat Pump with Remote Outdoor Unit-Air-Source) | DLCURAH24AAK |  |  | DLFUAAH24XAK |  | 24000 | 19.4 |  | 11.3 | 11.3 |  | 26000 | 21000 | 80.77% | 24000 | 17 | 10.5 | 9.2 | 26000 | 19400 | 74.62% | 2.1 | Residential | 500 | Yes | 2 | Yes
209852127 | Central Heat Pump | SMART COMFORT | HRCU-A-CB (Split System: Heat Pump with Remote Outdoor Unit-Air-Source) | DLCURAH48ABK |  |  | DLFUAAH48XAK |  | 47000 | 16 |  | 8.5 | 10 |  | 50000 | 36000 | 72% | 47000 | 15.6 | 8.2 | 9.4 | 50000 | 46000 | 92% | 1.9 | Residential | 980 | Yes | 3.92 | Yes
209852131 | Central Heat Pump | SMART COMFORT | HRCU-A-CB (Split System: Heat Pump with Remote Outdoor Unit-Air-Source) | DLCURAH36ABK |  |  | DLFUAAH36XAK |  | 36000 | 18 |  | 10.5 | 10.5 |  | 41500 | 30400 | 73.25% | 36000 | 16 | 10 | 9.5 | 40000 | 34400 | 86% | 1.97 | Residential | 750 | Yes | 3 | Yes
209852132 | Central Heat Pump | SMART COMFORT | HRCU-A-CB (Split System: Heat Pump with Remote Outdoor Unit-Air-Source) | DLCURAH30ABK |  |  | DLFUAAH30XAK |  | 30000 | 18 |  | 11 | 10.5 |  | 33000 | 21000 | 63.64% | 30000 | 16.2 | 10 | 8.9 | 33000 | 24000 | 72.73% | 1.8 | Residential | 625 | Yes | 2.5 | Yes
210025749 | Central Heat Pump | SMART COMFORT | HRCU-A-CB (Split System: Heat Pump with Remote Outdoor Unit-Air-Source) | DLCURAH60ABK |  |  | DLFUAAH60XAK |  | 55000 | 16.4 |  | 9 | 10.5 |  | 59000 | 42000 | 71.19% | 55000 | 15.3 | 8.8 | 9.4 | 59000 | 48500 | 82.2% | 1.91 | Residential | 1145 | Yes | 4.58 | Yes
208101244 | Central Heat Pump | BLUERIDGE | HRCU-A-CB (Split System: Heat Pump with Remote Outdoor Unit-Air-Source) | BMAH3018C |  |  | BMAH3018I |  | 30000 | 18 |  | 11 | 10.5 |  | 33000 | 21000 | 63.64% | 30000 | 16.2 | 10 | 8.9 | 33000 | 24000 | 72.73% | 1.8 | Residential | 625 | Yes | 2.5 | Yes
208101245 | Central Heat Pump | BLUERIDGE | HRCU-A-CB (Split System: Heat Pump with Remote Outdoor Unit-Air-Source) | BMAH3618C |  |  | BMAH3618I |  | 36000 | 18 |  | 10.5 | 10.5 |  | 41500 | 30400 | 73.25% | 36000 | 16 | 10 | 9.5 | 40000 | 34400 | 86% | 1.97 | Residential | 750 | Yes | 3 | Yes
208101246 | Central Heat Pump | BLUERIDGE | HRCU-A-CB (Split System: Heat Pump with Remote Outdoor Unit-Air-Source) | BMAH4816C |  |  | BMAH4816I |  | 47000 | 16 |  | 8.5 | 10 |  | 50000 | 36000 | 72% | 47000 | 15.6 | 8.2 | 9.4 | 50000 | 46000 | 92% | 1.9 | Residential | 980 | Yes | 3.92 | Yes
210025757 | Central Heat Pump | BLUERIDGE | HRCU-A-CB (Split System: Heat Pump with Remote Outdoor Unit-Air-Source) | BMAH6016C |  |  | BMAH6016I |  | 55000 | 16.4 |  | 9 | 10.5 |  | 59000 | 42000 | 71.19% | 55000 | 15.3 | 8.8 | 9.4 | 59000 | 48500 | 82.2% | 1.91 | Residential | 1145 | Yes | 4.58 | Yes
208127834 | Central Heat Pump | Frigidaire | HRCU-A-CB (Split System: Heat Pump with Remote Outdoor Unit-Air-Source) | GXH24-36MSK4DH |  |  | GMH**-36MSK4DH1 |  | 36000 | 18 |  | 10 | 10 |  | 36000 | 24000 | 66.67% | 34000 | 16 | 10 | 9 | 35000 | 28000 | 80% | 1.8 | Residential | 707.5 | Yes | 2.83 | Yes
208127835 | Central Heat Pump | Frigidaire | HRCU-A-CB (Split System: Heat Pump with Remote Outdoor Unit-Air-Source) | GXH48-60MSK4DH |  |  | GMH48-**MSK4DH1 |  | 48000 | 18 |  | 11.5 | 10.5 |  | 48000 | 31400 | 65.42% | 48000 | 17 | 11 | 9 | 48000 | 39000 | 81.25% | 1.8 | Residential | 1000 | Yes | 4 | Yes
208127836 | Central Heat Pump | Frigidaire | HRCU-A-CB (Split System: Heat Pump with Remote Outdoor Unit-Air-Source) | GXH48-60MSK4DH |  |  | GMH**-60MSK4DH1 |  | 54000 | 17 |  | 10.5 | 10 |  | 54000 | 36000 | 66.67% | 54000 | 15.8 | 10 | 9 | 54000 | 41000 | 75.93% | 1.8 | Residential | 1125 | Yes | 4.5 | Yes
207436599 | Central Heat Pump | LENNOX | HRCU-A-CB (Split System: Heat Pump with Remote Outdoor Unit-Air-Source) | SL25XPV-048-230A** |  |  | CX35-49C+TDR | SLP99UH090XV60C* | 46000 | 20 |  | 12 | 10.8 |  | 44000 | 43500 | 98.86% | 45500 | 20 | 12 | 8.9 | 44000 | 36000 | 81.82% | 1.78 | Residential | 947.5 | Yes | 3.79 | Yes
207436600 | Central Heat Pump | LENNOX | HRCU-A-CB (Split System: Heat Pump with Remote Outdoor Unit-Air-Source) | SL25XPV-048-230A** |  |  | CX35-49C+TDR | SLP99UH110XV60C* | 46000 | 20 |  | 12 | 10.6 |  | 44000 | 43500 | 98.86% | 45500 | 20 | 12 | 8.9 | 44000 | 35800 | 81.36% | 1.78 | Residential | 947.5 | Yes | 3.79 | Yes
207252608 | Central Heat Pump | ECOER | HRCU-A-CB (Split System: Heat Pump with Remote Outdoor Unit-Air-Source) | EODA18H-2436 |  |  | GNC2430APT | MGH96M080B3A | 23200 | 17 |  | 12.5 | 9.5 |  | 23200 | 18600 | 80.17% | 22800 | 16 | 11.7 | 8.5 | 23200 | 16400 | 70.69% | 1.95 | Residential | 475 | Yes | 1.9 | Both
207252610 | Central Heat Pump | ECOER | HRCU-A-CB (Split System: Heat Pump with Remote Outdoor Unit-Air-Source) | EODA18H-4860 |  |  | GNC3036BPT | MGH96M080B3A | 33200 | 18 |  | 12.5 | 9.5 |  | 34000 | 28000 | 82.35% | 33000 | 17 | 11.7 | 8.5 | 34000 | 25000 | 73.53% | 1.9 | Residential | 687.5 | Yes | 2.75 | Both
207252611 | Central Heat Pump | ECOER | HRCU-A-CB (Split System: Heat Pump with Remote Outdoor Unit-Air-Source) | EODA18H-4860 |  |  | GNC4248CPT | MGH96M100C5A | 44000 | 17 |  | 11 | 9.5 |  | 45000 | 30000 | 66.67% | 44000 | 16 | 10.5 | 8.5 | 45000 | 33000 | 73.33% | 1.9 | Residential | 917.5 | Yes | 3.67 | Yes
207252614 | Central Heat Pump | ECOER | HRCU-A-CB (Split System: Heat Pump with Remote Outdoor Unit-Air-Source) | EODA18H-2436 |  |  | GNC2430BPT | MGH96M080B3A | 23200 | 17 |  | 12.5 | 9.5 |  | 23200 | 18600 | 80.17% | 22800 | 16 | 11.7 | 8.5 | 23200 | 16400 | 70.69% | 1.95 | Residential | 475 | Yes | 1.9 | Both
207252615 | Central Heat Pump | ECOER | HRCU-A-CB (Split System: Heat Pump with Remote Outdoor Unit-Air-Source) | EODA18H-2436 |  |  | GNC2430BPT | MGH96M060B3A | 23200 | 17 |  | 12.5 | 9.5 |  | 23200 | 18600 | 80.17% | 22800 | 16 | 11.7 | 8.5 | 23200 | 16400 | 70.69% | 1.95 | Residential | 475 | Yes | 1.9 | Both
207252617 | Central Heat Pump | ECOER | HRCU-A-CB (Split System: Heat Pump with Remote Outdoor Unit-Air-Source) | EODA18H-4860 |  |  | GNC3036BPT | MGH96M060B3A | 33200 | 18 |  | 12.5 | 9.5 |  | 34000 | 28000 | 82.35% | 33000 | 17 | 11.7 | 8.5 | 34000 | 25000 | 73.53% | 1.9 | Residential | 687.5 | Yes | 2.75 | Both
206903533 | Central Heat Pump | HISENSE | HRCU-A-CB (Split System: Heat Pump with Remote Outdoor Unit-Air-Source) | AUWR-48U3SP2 |  |  | AUH-48UX3SEH2 |  | 48000 | 18 |  | 10.2 | 10 |  | 48000 | 31000 | 64.58% | 48000 | 17.5 | 10.1 | 8.5 | 47000 | 33000 | 70.21% | 1.9 | Residential | 1000 | Yes | 4 | Yes
206903535 | Central Heat Pump | HISENSE | HRCU-A-CB (Split System: Heat Pump with Remote Outdoor Unit-Air-Source) | AUWR-36U3SA2 |  |  | AUH-36UX3SDH2 |  | 36000 | 18 |  | 9.55 | 11 |  | 36000 | 24000 | 66.67% | 36000 | 18 | 9.55 | 9 | 35000 | 24600 | 70.29% | 2.1 | Residential | 750 | Yes | 3 | Yes
207861759 | Central Heat Pump | ECOER | HRCU-A-CB (Split System: Heat Pump with Remote Outdoor Unit-Air-Source) | EODA18H-4860B |  |  | EAHATN-48B |  | 45000 | 19 |  | 11.5 | 10 |  | 47000 | 39000 | 82.98% | 45000 | 18 | 11.7 | 9 | 47000 | 34400 | 73.19% | 2.1 | Residential | 937.5 | Yes | 3.75 | Both
207861760 | Central Heat Pump | ECOER | HRCU-A-CB (Split System: Heat Pump with Remote Outdoor Unit-Air-Source) | EODA18H-4860B |  |  | EAHATN-60B |  | 54000 | 18 |  | 10.5 | 10 |  | 55000 | 42000 | 76.36% | 54000 | 17 | 10 | 9 | 55000 | 38500 | 70% | 1.9 | Residential | 1125 | Yes | 4.5 | Yes
202337970 | Central Heat Pump | ECOER | HRCU-A-CB (Split System: Heat Pump with Remote Outdoor Unit-Air-Source) | EODA18H-4860 |  |  | EAHATN-48 |  | 45000 | 17 |  | 12 | 9.5 |  | 47000 | 32000 | 68.09% | 45000 | 16.5 | 11.2 | 8.5 | 47000 | 34400 | 73.19% | 2 | Residential | 937.5 | Yes | 3.75 | Yes
202110527 | Central Heat Pump | ECOER | HRCU-A-CB (Split System: Heat Pump with Remote Outdoor Unit-Air-Source) | EODA18H-4860 |  |  | EAHATN-60 |  | 54000 | 17 |  | 10 | 9.5 |  | 54000 | 35600 | 65.93% | 54000 | 15.5 | 10 | 8.5 | 54000 | 38500 | 71.3% | 1.9 | Residential | 1125 | Yes | 4.5 | Yes
211273244 | Central Heat Pump | Journey Comfort | HRCU-A-CB (Split System: Heat Pump with Remote Outdoor Unit-Air-Source) | RGV18ODU24 |  |  | RGV18AHU24 |  | 24000 | 19.4 |  | 11.3 | 11.3 |  | 26000 | 21000 | 80.77% | 24000 | 17 | 10.5 | 9.2 | 26000 | 19400 | 74.62% | 2.1 | Residential | 500 | Yes | 2 | Yes
208141152 | Central Heat Pump | ECOER | HRCU-A-CB (Split System: Heat Pump with Remote Outdoor Unit-Air-Source) | EODA18H-4860B |  |  | GNC3036BPT | MGH96M080B3A | 33000 | 18 |  | 11.5 | 10 |  | 35000 | 28000 | 80% | 33000 | 17.5 | 11.7 | 8.8 | 35000 | 27000 | 77.14% | 2.1 | Residential | 687.5 | Yes | 2.75 | Both
208141153 | Central Heat Pump | ECOER | HRCU-A-CB (Split System: Heat Pump with Remote Outdoor Unit-Air-Source) | EODA18H-4860B |  |  | GNC3036BPT | MGH96M060B3A | 33000 | 18 |  | 11.5 | 10 |  | 35000 | 28000 | 80% | 33000 | 17.5 | 11.7 | 8.8 | 35000 | 27000 | 77.14% | 2.1 | Residential | 687.5 | Yes | 2.75 | Both
208141154 | Central Heat Pump | ECOER | HRCU-A-CB (Split System: Heat Pump with Remote Outdoor Unit-Air-Source) | EODA18H-4860B |  |  | GNC4248CPT | MGH96M100C5A | 45000 | 18 |  | 11 | 10 |  | 46000 | 38000 | 82.61% | 45000 | 17.5 | 11 | 8.5 | 46000 | 32400 | 70.43% | 1.95 | Residential | 937.5 | Yes | 3.75 | Yes
208141155 | Central Heat Pump | ECOER | HRCU-A-CB (Split System: Heat Pump with Remote Outdoor Unit-Air-Source) | EODA18H-4860B |  |  | GNC4248CPT | MGH96M080C4A | 44000 | 18 |  | 11 | 10 |  | 45000 | 37000 | 82.22% | 44000 | 17 | 11 | 8.5 | 45000 | 32400 | 72% | 1.95 | Residential | 917.5 | Yes | 3.67 | Yes
206414277 | Central Heat Pump | KINGHOME | HRCU-A-CB (Split System: Heat Pump with Remote Outdoor Unit-Air-Source) | KU36UHO |  |  | KU36UH2I |  | 36000 | 18 |  | 10 | 10 |  | 36000 | 24000 | 66.67% | 34000 | 16 | 10 | 9 | 36000 | 28000 | 77.78% | 1.8 | Residential | 707.5 | Yes | 2.83 | Yes
206414278 | Central Heat Pump | KINGHOME | HRCU-A-CB (Split System: Heat Pump with Remote Outdoor Unit-Air-Source) | KU60UHO |  |  | KU60UH2I |  | 54000 | 17 |  | 10.5 | 10 |  | 54000 | 36000 | 66.67% | 54000 | 15.8 | 10 | 9 | 54000 | 41000 | 75.93% | 1.8 | Residential | 1125 | Yes | 4.5 | Yes
206414279 | Central Heat Pump | KINGHOME | HRCU-A-CB (Split System: Heat Pump with Remote Outdoor Unit-Air-Source) | KU60UHO |  |  | KU48UH2I |  | 48000 | 18 |  | 11.5 | 10.5 |  | 48000 | 31400 | 65.42% | 48000 | 17 | 11 | 9 | 48000 | 39000 | 81.25% | 1.8 | Residential | 1000 | Yes | 4 | Yes
207027467 | Central Heat Pump | DIAL | HRCU-A-CB (Split System: Heat Pump with Remote Outdoor Unit-Air-Source) | 36000-CHP-O |  |  | 36000-CHP-AHU |  | 36000 | 18 |  | 9.55 | 11 |  | 36000 | 24000 | 66.67% | 36000 | 18 | 9.55 | 9 | 35000 | 24600 | 70.29% | 2.1 | Residential | 750 | Yes | 3 | Yes
207027469 | Central Heat Pump | DIAL | HRCU-A-CB (Split System: Heat Pump with Remote Outdoor Unit-Air-Source) | 48000-CHP-O |  |  | 48000-CHP-AHU |  | 48000 | 18 |  | 10.2 | 10 |  | 48000 | 31000 | 64.58% | 48000 | 17.5 | 10.1 | 8.5 | 47000 | 33000 | 70.21% | 1.9 | Residential | 1000 | Yes | 4 | Yes
207104305 | Central Heat Pump | Multi MFG | HRCU-A-CB (Split System: Heat Pump with Remote Outdoor Unit-Air-Source) | MSU-36HD-B-H |  |  | 36MPHP0-M-B-H |  | 36000 | 18 |  | 9.55 | 11 |  | 36000 | 24000 | 66.67% | 36000 | 18 | 9.55 | 9 | 35000 | 24600 | 70.29% | 2.1 | Residential | 750 | Yes | 3 | Yes
207104306 | Central Heat Pump | Multi MFG | HRCU-A-CB (Split System: Heat Pump with Remote Outdoor Unit-Air-Source) | MSU-48HD-B-H |  |  | 48MPHP0-M-B-H |  | 48000 | 18 |  | 10.2 | 10 |  | 48000 | 31000 | 64.58% | 48000 | 17.5 | 10.1 | 8.5 | 47000 | 33000 | 70.21% | 1.9 | Residential | 1000 | Yes | 4 | Yes
207196958 | Central Heat Pump | WABBAN | HRCU-A-CB (Split System: Heat Pump with Remote Outdoor Unit-Air-Source) | BB36-24WADU |  |  | BBD36-24AH2ADU |  | 36000 | 18 |  | 10 | 10 |  | 36000 | 24000 | 66.67% | 34000 | 16 | 10 | 9 | 35000 | 28000 | 80% | 1.8 | Residential | 707.5 | Yes | 2.83 | Yes
207196959 | Central Heat Pump | WABBAN | HRCU-A-CB (Split System: Heat Pump with Remote Outdoor Unit-Air-Source) | BB60-48WADU |  |  | BBD48-24AH2ADU |  | 48000 | 18 |  | 11.5 | 10.5 |  | 48000 | 31400 | 65.42% | 48000 | 17 | 11 | 9 | 48000 | 39000 | 81.25% | 1.8 | Residential | 1000 | Yes | 4 | Yes
207196960 | Central Heat Pump | WABBAN | HRCU-A-CB (Split System: Heat Pump with Remote Outdoor Unit-Air-Source) | BB60-48WADU |  |  | BBD60-24AH2ADU |  | 54000 | 17 |  | 10.5 | 10 |  | 54000 | 36000 | 66.67% | 54000 | 15.8 | 10 | 9 | 54000 | 41000 | 75.93% | 1.8 | Residential | 1125 | Yes | 4.5 | Yes
207742357 | Central Heat Pump | Invertercool | HRCU-A-CB (Split System: Heat Pump with Remote Outdoor Unit-Air-Source) | COH16S-60AA |  |  | CVTAN-48A |  | 45000 | 16.5 |  | 11.2 | 10 |  | 46000 | 35000 | 76.09% | 45000 | 16 | 10.4 | 8.5 | 46000 | 32400 | 70.43% | 2 | Residential | 937.5 | Yes | 3.75 | Yes
208447908 | Central Heat Pump | Weathermaker | HRCU-A-CB (Split System: Heat Pump with Remote Outdoor Unit-Air-Source) | 38MURAQ24AA3 |  |  | 40MUAAQ24XA3 |  | 24000 | 19.4 |  | 11.3 | 11.3 |  | 26000 | 21000 | 80.77% | 24000 | 17 | 10.5 | 9.2 | 26000 | 19400 | 74.62% | 2.1 | Residential | 500 | Yes | 2 | Yes
207436279 | Central Heat Pump | LENNOX | HRCU-A-CB (Split System: Heat Pump with Remote Outdoor Unit-Air-Source) | SL25XPV-036-230A** |  |  | C35-48C+TDR+TXV | SL280UH110V60C* | 34800 | 21 |  | 14 | 9.8 |  | 35400 | 33000 | 93.22% | 34000 | 21 | 13.5 | 8.8 | 35400 | 27400 | 77.4% | 1.84 | Residential | 707.5 | Yes | 2.83 | Yes
207436280 | Central Heat Pump | LENNOX | HRCU-A-CB (Split System: Heat Pump with Remote Outdoor Unit-Air-Source) | SL25XPV-036-230A** |  |  | C35-48C+TDR+TXV | SL280UH110XV60C* | 34800 | 21 |  | 14 | 9.8 |  | 35400 | 33000 | 93.22% | 34000 | 21 | 13.5 | 8.8 | 35400 | 27400 | 77.4% | 1.84 | Residential | 707.5 | Yes | 2.83 | Yes
207436291 | Central Heat Pump | LENNOX | HRCU-A-CB (Split System: Heat Pump with Remote Outdoor Unit-Air-Source) | SL25XPV-036-230A** |  |  | C35-50/60C+TDR+TXV | EL296UH110XV60C* | 34600 | 21.5 |  | 14 | 9.8 |  | 34400 | 30600 | 88.95% | 33800 | 21.4 | 13.5 | 8.6 | 34400 | 26600 | 77.33% | 1.82 | Residential | 705 | Yes | 2.82 | Yes
207436297 | Central Heat Pump | LENNOX | HRCU-A-CB (Split System: Heat Pump with Remote Outdoor Unit-Air-Source) | SL25XPV-036-230A** |  |  | C35-50/60C+TDR+TXV | SL280UH110V60C* | 34600 | 21 |  | 14 | 9.8 |  | 34200 | 30600 | 89.47% | 33800 | 21.2 | 13.5 | 8.6 | 34200 | 26600 | 77.78% | 1.82 | Residential | 705 | Yes | 2.82 | Yes
207436300 | Central Heat Pump | LENNOX | HRCU-A-CB (Split System: Heat Pump with Remote Outdoor Unit-Air-Source) | SL25XPV-036-230A** |  |  | C35-50/60C+TDR+TXV | SL280UH110XV60C* | 34600 | 21 |  | 14 | 9.8 |  | 34200 | 30600 | 89.47% | 33800 | 21.2 | 13.5 | 8.6 | 34200 | 26600 | 77.78% | 1.82 | Residential | 705 | Yes | 2.82 | Yes
207436305 | Central Heat Pump | LENNOX | HRCU-A-CB (Split System: Heat Pump with Remote Outdoor Unit-Air-Source) | SL25XPV-036-230A** |  |  | C35-50/60C+TDR+TXV | SL297UH080NV60C* | 34600 | 21.5 |  | 14 | 9.8 |  | 34400 | 30600 | 88.95% | 33600 | 21 | 13.3 | 8.6 | 34400 | 26600 | 77.33% | 1.8 | Residential | 700 | Yes | 2.8 | Yes
207436327 | Central Heat Pump | LENNOX | HRCU-A-CB (Split System: Heat Pump with Remote Outdoor Unit-Air-Source) | SL25XPV-036-230A** |  |  | C35-50/60C+TDR+TXV | SLP99UH110XV60C* | 34600 | 21.5 |  | 14 | 9.8 |  | 34400 | 30600 | 88.95% | 33800 | 21.6 | 13.5 | 8.7 | 34400 | 26600 | 77.33% | 1.82 | Residential | 705 | Yes | 2.82 | Yes
207658549 | Central Heat Pump | BOSCH | HRCU-A-CB (Split System: Heat Pump with Remote Outdoor Unit-Air-Source) | BOVB-60HDN1-M20G |  |  | BMA*4248BNTF | BGH96M080B3A | 43000 | 18 |  | 11.2 | 9.5 |  | 45000 | 35000 | 77.78% | 42500 | 17 | 11.7 | 8.8 | 43500 | 31000 | 71.26% | 1.9 | Residential | 885 | Yes | 3.54 | Both
207658550 | Central Heat Pump | BOSCH | HRCU-A-CB (Split System: Heat Pump with Remote Outdoor Unit-Air-Source) | BOVB-60HDN1-M20G |  |  | BMA*4248CNTF | BGH96M080C4A | 44000 | 18.5 |  | 12 | 10 |  | 46000 | 35000 | 76.09% | 42500 | 17 | 11.7 | 8.8 | 44500 | 31400 | 70.56% | 1.9 | Residential | 885 | Yes | 3.54 | Both
207436368 | Central Heat Pump | LENNOX | HRCU-A-CB (Split System: Heat Pump with Remote Outdoor Unit-Air-Source) | SL25XPV-036-230A** |  |  | CH35-48C+TDR+TXV | EL296UH110XV60C* | 34800 | 21 |  | 14 | 9.8 |  | 33800 | 30400 | 89.94% | 34000 | 21.2 | 13.5 | 8.5 | 33800 | 26000 | 76.92% | 1.76 | Residential | 707.5 | Yes | 2.83 | Yes
207436370 | Central Heat Pump | LENNOX | HRCU-A-CB (Split System: Heat Pump with Remote Outdoor Unit-Air-Source) | SL25XPV-036-230A** |  |  | CH35-48C+TDR+TXV | SL280UH090V60C* | 34800 | 21 |  | 14 | 9.8 |  | 33800 | 30200 | 89.35% | 34200 | 21.4 | 13.5 | 8.5 | 33800 | 26000 | 76.92% | 1.76 | Residential | 712.5 | Yes | 2.85 | Yes
207436371 | Central Heat Pump | LENNOX | HRCU-A-CB (Split System: Heat Pump with Remote Outdoor Unit-Air-Source) | SL25XPV-036-230A** |  |  | CH35-48C+TDR+TXV | SL280UH090XV60C* | 34800 | 21 |  | 14 | 9.8 |  | 33800 | 30200 | 89.35% | 34200 | 21.4 | 13.5 | 8.5 | 33800 | 26000 | 76.92% | 1.76 | Residential | 712.5 | Yes | 2.85 | Yes
207436372 | Central Heat Pump | LENNOX | HRCU-A-CB (Split System: Heat Pump with Remote Outdoor Unit-Air-Source) | SL25XPV-036-230A** |  |  | CH35-48C+TDR+TXV | SL280UH100NV60C* | 35000 | 21 |  | 14.5 | 9.8 |  | 33600 | 30000 | 89.29% | 34000 | 21 | 13.5 | 8.5 | 33600 | 26000 | 77.38% | 1.76 | Residential | 707.5 | Yes | 2.83 | Yes
211257307 | Central Heat Pump | MITS AIR | HRCU-A-CB (Split System: Heat Pump with Remote Outdoor Unit-Air-Source) | MOD30U-30HFN1-MR0(X) |  |  | MVC-30HWFN1-M |  | 30000 | 18 |  | 11 | 10.5 |  | 33000 | 21000 | 63.64% | 30000 | 16.2 | 10 | 8.9 | 33000 | 24000 | 72.73% | 1.8 | Residential | 625 | Yes | 2.5 | Yes
211257308 | Central Heat Pump | MITS AIR | HRCU-A-CB (Split System: Heat Pump with Remote Outdoor Unit-Air-Source) | MOE31U-36HFN1-M |  |  | MVC-36HWFN1-M |  | 36000 | 18 |  | 10.5 | 10.5 |  | 41500 | 30400 | 73.25% | 36000 | 16 | 10 | 9.5 | 40000 | 34400 | 86% | 1.97 | Residential | 750 | Yes | 3 | Yes
211257309 | Central Heat Pump | MITS AIR | HRCU-A-CB (Split System: Heat Pump with Remote Outdoor Unit-Air-Source) | MOE30U-48HFN1-M-[X1] |  |  | MVC-48HWFN1-M |  | 47000 | 16 |  | 8.5 | 10 |  | 50000 | 36000 | 72% | 47000 | 15.6 | 8.2 | 9.4 | 50000 | 46000 | 92% | 1.9 | Residential | 980 | Yes | 3.92 | Yes
211257310 | Central Heat Pump | MITS AIR | HRCU-A-CB (Split System: Heat Pump with Remote Outdoor Unit-Air-Source) | MOE30U-55HFN1-M |  |  | MVC-60HWFN1-M |  | 55000 | 16.4 |  | 9 | 10.5 |  | 59000 | 42000 | 71.19% | 55000 | 15.3 | 8.8 | 9.4 | 59000 | 48500 | 82.2% | 1.91 | Residential | 1145 | Yes | 4.58 | Yes
210025755 | Central Heat Pump | Weathermaker | HRCU-A-CB (Split System: Heat Pump with Remote Outdoor Unit-Air-Source) | 38MURAQ60AB3 |  |  | 40MUAAQ60XA3 |  | 55000 | 16.4 |  | 9 | 10.5 |  | 59000 | 42000 | 71.19% | 55000 | 15.3 | 8.8 | 9.4 | 59000 | 48500 | 82.2% | 1.91 | Residential | 1145 | Yes | 4.58 | Yes
208447909 | Central Heat Pump | Weathermaker | HRCU-A-CB (Split System: Heat Pump with Remote Outdoor Unit-Air-Source) | 38MURAQ48AB3 |  |  | 40MUAAQ48XA3 |  | 47000 | 16 |  | 8.5 | 10 |  | 50000 | 36000 | 72% | 47000 | 15.6 | 8.2 | 9.4 | 50000 | 46000 | 92% | 1.9 | Residential | 980 | Yes | 3.92 | Yes
208447910 | Central Heat Pump | Weathermaker | HRCU-A-CB (Split System: Heat Pump with Remote Outdoor Unit-Air-Source) | 38MURAQ36AB3 |  |  | 40MUAAQ36XA3 |  | 36000 | 18 |  | 10.5 | 10.5 |  | 41500 | 30400 | 73.25% | 36000 | 16 | 10 | 9.5 | 40000 | 34400 | 86% | 1.97 | Residential | 750 | Yes | 3 | Yes
208447911 | Central Heat Pump | Weathermaker | HRCU-A-CB (Split System: Heat Pump with Remote Outdoor Unit-Air-Source) | 38MURAQ30AB3 |  |  | 40MUAAQ30XA3 |  | 30000 | 18 |  | 11 | 10.5 |  | 33000 | 21000 | 63.64% | 30000 | 16.2 | 10 | 8.9 | 33000 | 24000 | 72.73% | 1.8 | Residential | 625 | Yes | 2.5 | Yes
208141273 | Central Heat Pump | American Standard | HRCU-A-CB (Split System: Heat Pump with Remote Outdoor Unit-Air-Source) | 4TXD2036A10NU** |  |  | 4MXA2036A10NU** |  | 36000 | 18 |  | 10 | 10 |  | 36000 | 24000 | 66.67% | 34000 | 16 | 10 | 9 | 35000 | 28000 | 80% | 1.8 | Residential | 707.5 | Yes | 2.83 | Yes
208141274 | Central Heat Pump | American Standard | HRCU-A-CB (Split System: Heat Pump with Remote Outdoor Unit-Air-Source) | 4TXD2060A10NU** |  |  | 4MXA2048A10NU** |  | 48000 | 18 |  | 11.5 | 10.5 |  | 48000 | 31400 | 65.42% | 48000 | 17 | 11 | 9 | 48000 | 39000 | 81.25% | 1.8 | Residential | 1000 | Yes | 4 | Yes
208141275 | Central Heat Pump | American Standard | HRCU-A-CB (Split System: Heat Pump with Remote Outdoor Unit-Air-Source) | 4TXD2060A10NU** |  |  | 4MXA2060A10NU** |  | 54000 | 17 |  | 10.5 | 10 |  | 54000 | 36000 | 66.67% | 54000 | 15.8 | 10 | 9 | 54000 | 41000 | 75.93% | 1.8 | Residential | 1125 | Yes | 4.5 | Yes
210025745 | Central Heat Pump | KEEPRITE | HRCU-A-CB (Split System: Heat Pump with Remote Outdoor Unit-Air-Source) | DLCURAH60ABK |  |  | DLFUAAH60XAK |  | 55000 | 16.4 |  | 9 | 10.5 |  | 59000 | 42000 | 71.19% | 55000 | 15.3 | 8.8 | 9.4 | 59000 | 48500 | 82.2% | 1.91 | Residential | 1145 | Yes | 4.58 | Yes
209852078 | Central Heat Pump | KEEPRITE | HRCU-A-CB (Split System: Heat Pump with Remote Outdoor Unit-Air-Source) | DLCURAH24AAK |  |  | DLFUAAH24XAK |  | 24000 | 19.4 |  | 11.3 | 11.3 |  | 26000 | 21000 | 80.77% | 24000 | 17 | 10.5 | 9.2 | 26000 | 19400 | 74.62% | 2.1 | Residential | 500 | Yes | 2 | Yes
209852083 | Central Heat Pump | KEEPRITE | HRCU-A-CB (Split System: Heat Pump with Remote Outdoor Unit-Air-Source) | DLCURAH48ABK |  |  | DLFUAAH48XAK |  | 47000 | 16 |  | 8.5 | 10 |  | 50000 | 36000 | 72% | 47000 | 15.6 | 8.2 | 9.4 | 50000 | 46000 | 92% | 1.9 | Residential | 980 | Yes | 3.92 | Yes
209852087 | Central Heat Pump | KEEPRITE | HRCU-A-CB (Split System: Heat Pump with Remote Outdoor Unit-Air-Source) | DLCURAH36ABK |  |  | DLFUAAH36XAK |  | 36000 | 18 |  | 10.5 | 10.5 |  | 41500 | 30400 | 73.25% | 36000 | 16 | 10 | 9.5 | 40000 | 34400 | 86% | 1.97 | Residential | 750 | Yes | 3 | Yes
209852088 | Central Heat Pump | KEEPRITE | HRCU-A-CB (Split System: Heat Pump with Remote Outdoor Unit-Air-Source) | DLCURAH30ABK |  |  | DLFUAAH30XAK |  | 30000 | 18 |  | 11 | 10.5 |  | 33000 | 21000 | 63.64% | 30000 | 16.2 | 10 | 8.9 | 33000 | 24000 | 72.73% | 1.8 | Residential | 625 | Yes | 2.5 | Yes
209852111 | Central Heat Pump | TEMPSTAR | HRCU-A-CB (Split System: Heat Pump with Remote Outdoor Unit-Air-Source) | DLCURAH24AAK |  |  | DLFUAAH24XAK |  | 24000 | 19.4 |  | 11.3 | 11.3 |  | 26000 | 21000 | 80.77% | 24000 | 17 | 10.5 | 9.2 | 26000 | 19400 | 74.62% | 2.1 | Residential | 500 | Yes | 2 | Yes
209852116 | Central Heat Pump | TEMPSTAR | HRCU-A-CB (Split System: Heat Pump with Remote Outdoor Unit-Air-Source) | DLCURAH48ABK |  |  | DLFUAAH48XAK |  | 47000 | 16 |  | 8.5 | 10 |  | 50000 | 36000 | 72% | 47000 | 15.6 | 8.2 | 9.4 | 50000 | 46000 | 92% | 1.9 | Residential | 980 | Yes | 3.92 | Yes
209852120 | Central Heat Pump | TEMPSTAR | HRCU-A-CB (Split System: Heat Pump with Remote Outdoor Unit-Air-Source) | DLCURAH36ABK |  |  | DLFUAAH36XAK |  | 36000 | 18 |  | 10.5 | 10.5 |  | 41500 | 30400 | 73.25% | 36000 | 16 | 10 | 9.5 | 40000 | 34400 | 86% | 1.97 | Residential | 750 | Yes | 3 | Yes
209852121 | Central Heat Pump | TEMPSTAR | HRCU-A-CB (Split System: Heat Pump with Remote Outdoor Unit-Air-Source) | DLCURAH30ABK |  |  | DLFUAAH30XAK |  | 30000 | 18 |  | 11 | 10.5 |  | 33000 | 21000 | 63.64% | 30000 | 16.2 | 10 | 8.9 | 33000 | 24000 | 72.73% | 1.8 | Residential | 625 | Yes | 2.5 | Yes
210025748 | Central Heat Pump | TEMPSTAR | HRCU-A-CB (Split System: Heat Pump with Remote Outdoor Unit-Air-Source) | DLCURAH60ABK |  |  | DLFUAAH60XAK |  | 55000 | 16.4 |  | 9 | 10.5 |  | 59000 | 42000 | 71.19% | 55000 | 15.3 | 8.8 | 9.4 | 59000 | 48500 | 82.2% | 1.91 | Residential | 1145 | Yes | 4.58 | Yes
208106859 | Central Heat Pump | INNOVAIR | HRCU-A-CB (Split System: Heat Pump with Remote Outdoor Unit-Air-Source) | SEV24H2R19 |  |  | DEV24H2R19 |  | 24000 | 19.4 |  | 11.3 | 11.3 |  | 26000 | 21000 | 80.77% | 24000 | 17 | 10.5 | 9.2 | 26000 | 19400 | 74.62% | 2.1 | Residential | 500 | Yes | 2 | Yes
210343156 | Central Heat Pump | INNOVAIR | HRCU-A-CB (Split System: Heat Pump with Remote Outdoor Unit-Air-Source) | SHV36H2R20 |  |  | DEV36H2R19 |  | 36000 | 18 |  | 10.5 | 10.5 |  | 41500 | 30400 | 73.25% | 36000 | 16 | 10 | 9.5 | 40000 | 34400 | 86% | 1.97 | Residential | 750 | Yes | 3 | Yes
210343157 | Central Heat Pump | INNOVAIR | HRCU-A-CB (Split System: Heat Pump with Remote Outdoor Unit-Air-Source) | SHV48H2R20 |  |  | DEV48H2R19 |  | 47000 | 16 |  | 8.5 | 10 |  | 50000 | 36000 | 72% | 47000 | 15.6 | 8.2 | 9.4 | 50000 | 46000 | 92% | 1.9 | Residential | 980 | Yes | 3.92 | Yes
210343159 | Central Heat Pump | INNOVAIR | HRCU-A-CB (Split System: Heat Pump with Remote Outdoor Unit-Air-Source) | SHV60H2R20 |  |  | DEV60H2R19 |  | 55000 | 16.4 |  | 9 | 10.5 |  | 59000 | 42000 | 71.19% | 55000 | 15.3 | 8.8 | 9.4 | 59000 | 48500 | 82.2% | 1.91 | Residential | 1145 | Yes | 4.58 | Yes
210857424 | Central Heat Pump | KERR | HRCU-A-CB (Split System: Heat Pump with Remote Outdoor Unit-Air-Source) | A-KCD60SA-1 |  |  | B-KCD60SA-1 |  | 55000 | 16.4 |  | 9 | 10.5 |  | 59000 | 42000 | 71.19% | 55000 | 15.3 | 8.8 | 9.4 | 59000 | 48500 | 82.2% | 1.91 | Residential | 1145 | Yes | 4.58 | Yes
207028595 | Central Heat Pump | PIONEER | HRCU-A-CB (Split System: Heat Pump with Remote Outdoor Unit-Air-Source) | YH3036GHFD18R2 |  |  | DR036GHFD18HT2 |  | 36000 | 18 |  | 9.55 | 11 |  | 36000 | 24000 | 66.67% | 36000 | 18 | 9.55 | 9 | 35000 | 24600 | 70.29% | 2.1 | Residential | 750 | Yes | 3 | Yes
207028597 | Central Heat Pump | PIONEER | HRCU-A-CB (Split System: Heat Pump with Remote Outdoor Unit-Air-Source) | YH4248GHFD18R2 |  |  | DR048GHFD18HT2 |  | 48000 | 18 |  | 10.2 | 10 |  | 48000 | 31000 | 64.58% | 48000 | 17.5 | 10.1 | 8.5 | 47000 | 33000 | 70.21% | 1.9 | Residential | 1000 | Yes | 4 | Yes
209852056 | Central Heat Pump | DAY & NIGHT | HRCU-A-CB (Split System: Heat Pump with Remote Outdoor Unit-Air-Source) | DLCURAH24AAK |  |  | DLFUAAH24XAK |  | 24000 | 19.4 |  | 11.3 | 11.3 |  | 26000 | 21000 | 80.77% | 24000 | 17 | 10.5 | 9.2 | 26000 | 19400 | 74.62% | 2.1 | Residential | 500 | Yes | 2 | Yes
209852061 | Central Heat Pump | DAY & NIGHT | HRCU-A-CB (Split System: Heat Pump with Remote Outdoor Unit-Air-Source) | DLCURAH48ABK |  |  | DLFUAAH48XAK |  | 47000 | 16 |  | 8.5 | 10 |  | 50000 | 36000 | 72% | 47000 | 15.6 | 8.2 | 9.4 | 50000 | 46000 | 92% | 1.9 | Residential | 980 | Yes | 3.92 | Yes
209852065 | Central Heat Pump | DAY & NIGHT | HRCU-A-CB (Split System: Heat Pump with Remote Outdoor Unit-Air-Source) | DLCURAH36ABK |  |  | DLFUAAH36XAK |  | 36000 | 18 |  | 10.5 | 10.5 |  | 41500 | 30400 | 73.25% | 36000 | 16 | 10 | 9.5 | 40000 | 34400 | 86% | 1.97 | Residential | 750 | Yes | 3 | Yes
209852066 | Central Heat Pump | DAY & NIGHT | HRCU-A-CB (Split System: Heat Pump with Remote Outdoor Unit-Air-Source) | DLCURAH30ABK |  |  | DLFUAAH30XAK |  | 30000 | 18 |  | 11 | 10.5 |  | 33000 | 21000 | 63.64% | 30000 | 16.2 | 10 | 8.9 | 33000 | 24000 | 72.73% | 1.8 | Residential | 625 | Yes | 2.5 | Yes
210025743 | Central Heat Pump | DAY & NIGHT | HRCU-A-CB (Split System: Heat Pump with Remote Outdoor Unit-Air-Source) | DLCURAH60ABK |  |  | DLFUAAH60XAK |  | 55000 | 16.4 |  | 9 | 10.5 |  | 59000 | 42000 | 71.19% | 55000 | 15.3 | 8.8 | 9.4 | 59000 | 48500 | 82.2% | 1.91 | Residential | 1145 | Yes | 4.58 | Yes
210857356 | Central Heat Pump | ACIQ | HRCU-A-CB (Split System: Heat Pump with Remote Outdoor Unit-Air-Source) | ACIQ-60HPB |  |  | ACIQ-60AHB |  | 55000 | 16.4 |  | 9 | 10.5 |  | 59000 | 42000 | 71.19% | 55000 | 15.3 | 8.8 | 9.4 | 59000 | 48500 | 82.2% | 1.91 | Residential | 1145 | Yes | 4.58 | Yes
208106636 | Central Heat Pump | ACIQ | HRCU-A-CB (Split System: Heat Pump with Remote Outdoor Unit-Air-Source) | ACIQ-36-HPB |  |  | ACIQ-36-AHB |  | 36000 | 18 |  | 10.5 | 10.5 |  | 41500 | 30400 | 73.25% | 36000 | 16 | 10 | 9.5 | 40000 | 34400 | 86% | 1.97 | Residential | 750 | Yes | 3 | Yes
208106637 | Central Heat Pump | ACIQ | HRCU-A-CB (Split System: Heat Pump with Remote Outdoor Unit-Air-Source) | ACIQ-48-HPB |  |  | ACIQ-48-AHB |  | 47000 | 16 |  | 8.5 | 10 |  | 50000 | 36000 | 72% | 47000 | 15.6 | 8.2 | 9.4 | 50000 | 46000 | 92% | 1.9 | Residential | 980 | Yes | 3.92 | Yes
208842391 | Central Heat Pump | AURUS | HRCU-A-CB (Split System: Heat Pump with Remote Outdoor Unit-Air-Source) | ARU-H36CD/INVS-US |  |  | ARU-H36AH/INVS-US |  | 36000 | 18 |  | 9.55 | 11 |  | 36000 | 24000 | 66.67% | 36000 | 18 | 9.55 | 9 | 35000 | 24600 | 70.29% | 2.1 | Residential | 750 | Yes | 3 | Yes
208842392 | Central Heat Pump | AURUS | HRCU-A-CB (Split System: Heat Pump with Remote Outdoor Unit-Air-Source) | ARU-H48CD/INVS-US |  |  | ARU-H48AH/INVS-US |  | 48000 | 18 |  | 10.2 | 10 |  | 48000 | 31000 | 64.58% | 48000 | 17.5 | 10.1 | 8.5 | 47000 | 33000 | 70.21% | 1.9 | Residential | 1000 | Yes | 4 | Yes
210426579 | Central Heat Pump | SENVILLE | HRCU-A-CB (Split System: Heat Pump with Remote Outdoor Unit-Air-Source) | SENDC-36HF-OM |  |  | SENDC-36HF-IM |  | 36000 | 18 |  | 10.5 | 10.5 |  | 41500 | 30400 | 73.25% | 36000 | 16 | 10 | 9.5 | 40000 | 34400 | 86% | 1.97 | Residential | 750 | Yes | 3 | Yes
211253525 | Central Heat Pump | PERFECTAIRE | HRCU-A-CB (Split System: Heat Pump with Remote Outdoor Unit-Air-Source) | 3PAHHSD30-SZO |  |  | 3PAHHSD30-AHU |  | 30000 | 18 |  | 11 | 10.5 |  | 33000 | 21000 | 63.64% | 30000 | 16.2 | 10 | 8.9 | 33000 | 24000 | 72.73% | 1.8 | Residential | 625 | Yes | 2.5 | Yes
211253526 | Central Heat Pump | PERFECTAIRE | HRCU-A-CB (Split System: Heat Pump with Remote Outdoor Unit-Air-Source) | 3PAHHSD36-SZO |  |  | 3PAHHSD36-AHU |  | 36000 | 18 |  | 10.5 | 10.5 |  | 41500 | 30400 | 73.25% | 36000 | 16 | 10 | 9.5 | 40000 | 34400 | 86% | 1.97 | Residential | 750 | Yes | 3 | Yes
211253527 | Central Heat Pump | PERFECTAIRE | HRCU-A-CB (Split System: Heat Pump with Remote Outdoor Unit-Air-Source) | 3PAHHSD48-SZO |  |  | 3PAHHSD48-AHU |  | 47000 | 16 |  | 8.5 | 10 |  | 50000 | 36000 | 72% | 47000 | 15.6 | 8.2 | 9.4 | 50000 | 46000 | 92% | 1.9 | Residential | 980 | Yes | 3.92 | Yes
207497902 | Central Heat Pump | ACD | HRCU-A-CB (Split System: Heat Pump with Remote Outdoor Unit-Air-Source) | FXD-ACD36 |  |  | AH236 |  | 36000 | 18 |  | 10 | 10 |  | 36000 | 24000 | 66.67% | 34000 | 16 | 10 | 9 | 35000 | 28000 | 80% | 1.8 | Residential | 707.5 | Yes | 2.83 | Yes
207497903 | Central Heat Pump | ACD | HRCU-A-CB (Split System: Heat Pump with Remote Outdoor Unit-Air-Source) | FXD-ACD60 |  |  | AH248 |  | 48000 | 18 |  | 11.5 | 10.5 |  | 48000 | 31400 | 65.42% | 48000 | 17 | 11 | 9 | 48000 | 39000 | 81.25% | 1.8 | Residential | 1000 | Yes | 4 | Yes
207497904 | Central Heat Pump | ACD | HRCU-A-CB (Split System: Heat Pump with Remote Outdoor Unit-Air-Source) | FXD-ACD60 |  |  | AH260 |  | 54000 | 17 |  | 10.5 | 10 |  | 54000 | 36000 | 66.67% | 54000 | 15.8 | 10 | 9 | 54000 | 41000 | 75.93% | 1.8 | Residential | 1125 | Yes | 4.5 | Yes
209852089 | Central Heat Pump | KENMORE | HRCU-A-CB (Split System: Heat Pump with Remote Outdoor Unit-Air-Source) | DLCURAH24AAK |  |  | DLFUAAH24XAK |  | 24000 | 19.4 |  | 11.3 | 11.3 |  | 26000 | 21000 | 80.77% | 24000 | 17 | 10.5 | 9.2 | 26000 | 19400 | 74.62% | 2.1 | Residential | 500 | Yes | 2 | Yes
209852094 | Central Heat Pump | KENMORE | HRCU-A-CB (Split System: Heat Pump with Remote Outdoor Unit-Air-Source) | DLCURAH48ABK |  |  | DLFUAAH48XAK |  | 47000 | 16 |  | 8.5 | 10 |  | 50000 | 36000 | 72% | 47000 | 15.6 | 8.2 | 9.4 | 50000 | 46000 | 92% | 1.9 | Residential | 980 | Yes | 3.92 | Yes
209852098 | Central Heat Pump | KENMORE | HRCU-A-CB (Split System: Heat Pump with Remote Outdoor Unit-Air-Source) | DLCURAH36ABK |  |  | DLFUAAH36XAK |  | 36000 | 18 |  | 10.5 | 10.5 |  | 41500 | 30400 | 73.25% | 36000 | 16 | 10 | 9.5 | 40000 | 34400 | 86% | 1.97 | Residential | 750 | Yes | 3 | Yes
209852099 | Central Heat Pump | KENMORE | HRCU-A-CB (Split System: Heat Pump with Remote Outdoor Unit-Air-Source) | DLCURAH30ABK |  |  | DLFUAAH30XAK |  | 30000 | 18 |  | 11 | 10.5 |  | 33000 | 21000 | 63.64% | 30000 | 16.2 | 10 | 8.9 | 33000 | 24000 | 72.73% | 1.8 | Residential | 625 | Yes | 2.5 | Yes
210025746 | Central Heat Pump | KENMORE | HRCU-A-CB (Split System: Heat Pump with Remote Outdoor Unit-Air-Source) | DLCURAH60ABK |  |  | DLFUAAH60XAK |  | 55000 | 16.4 |  | 9 | 10.5 |  | 59000 | 42000 | 71.19% | 55000 | 15.3 | 8.8 | 9.4 | 59000 | 48500 | 82.2% | 1.91 | Residential | 1145 | Yes | 4.58 | Yes
210857359 | Central Heat Pump | DIYCOOL | HRCU-A-CB (Split System: Heat Pump with Remote Outdoor Unit-Air-Source) | ACIQ-60HPB |  |  | ACIQ-60AHB |  | 55000 | 16.4 |  | 9 | 10.5 |  | 59000 | 42000 | 71.19% | 55000 | 15.3 | 8.8 | 9.4 | 59000 | 48500 | 82.2% | 1.91 | Residential | 1145 | Yes | 4.58 | Yes
208106633 | Central Heat Pump | DIYCOOL | HRCU-A-CB (Split System: Heat Pump with Remote Outdoor Unit-Air-Source) | ACIQ-36-HPB |  |  | ACIQ-36-AHB |  | 36000 | 18 |  | 10.5 | 10.5 |  | 41500 | 30400 | 73.25% | 36000 | 16 | 10 | 9.5 | 40000 | 34400 | 86% | 1.97 | Residential | 750 | Yes | 3 | Yes
208106634 | Central Heat Pump | DIYCOOL | HRCU-A-CB (Split System: Heat Pump with Remote Outdoor Unit-Air-Source) | ACIQ-48-HPB |  |  | ACIQ-48-AHB |  | 47000 | 16 |  | 8.5 | 10 |  | 50000 | 36000 | 72% | 47000 | 15.6 | 8.2 | 9.4 | 50000 | 46000 | 92% | 1.9 | Residential | 980 | Yes | 3.92 | Yes
208127828 | Central Heat Pump | Gibson | HRCU-A-CB (Split System: Heat Pump with Remote Outdoor Unit-Air-Source) | GXH24-36MSK4DH |  |  | GMH**-36MSK4DH1 |  | 36000 | 18 |  | 10 | 10 |  | 36000 | 24000 | 66.67% | 34000 | 16 | 10 | 9 | 35000 | 28000 | 80% | 1.8 | Residential | 707.5 | Yes | 2.83 | Yes
208127829 | Central Heat Pump | Gibson | HRCU-A-CB (Split System: Heat Pump with Remote Outdoor Unit-Air-Source) | GXH48-60MSK4DH |  |  | GMH48-**MSK4DH1 |  | 48000 | 18 |  | 11.5 | 10.5 |  | 48000 | 31400 | 65.42% | 48000 | 17 | 11 | 9 | 48000 | 39000 | 81.25% | 1.8 | Residential | 1000 | Yes | 4 | Yes
208127830 | Central Heat Pump | Gibson | HRCU-A-CB (Split System: Heat Pump with Remote Outdoor Unit-Air-Source) | GXH48-60MSK4DH |  |  | GMH**-60MSK4DH1 |  | 54000 | 17 |  | 10.5 | 10 |  | 54000 | 36000 | 66.67% | 54000 | 15.8 | 10 | 9 | 54000 | 41000 | 75.93% | 1.8 | Residential | 1125 | Yes | 4.5 | Yes
208130386 | Central Heat Pump | Alsetria | HRCU-A-CB (Split System: Heat Pump with Remote Outdoor Unit-Air-Source) | MOX430U-24HFN1-MR0 |  |  | MVC-24HWFN1-M |  | 24000 | 19.4 |  | 11.3 | 11.3 |  | 26000 | 21000 | 80.77% | 24000 | 17 | 10.5 | 9.2 | 26000 | 19400 | 74.62% | 2.1 | Residential | 500 | Yes | 2 | Yes
208142953 | Central Heat Pump | COMFORTSTAR | HRCU-A-CB (Split System: Heat Pump with Remote Outdoor Unit-Air-Source) | CPR24CD(O) |  |  | AHU24-SG2 |  | 24000 | 19.4 |  | 11.3 | 11.3 |  | 26000 | 21000 | 80.77% | 24000 | 17 | 10.5 | 9.2 | 26000 | 19400 | 74.62% | 2.1 | Residential | 500 | Yes | 2 | Yes
206724405 | Central Heat Pump | AireForce | HRCU-A-CB (Split System: Heat Pump with Remote Outdoor Unit-Air-Source) | GXH24-36MSK4DH |  |  | GMH**-36MSK4DH1 |  | 36000 | 18 |  | 10 | 10 |  | 36000 | 24000 | 66.67% | 34000 | 16 | 10 | 9 | 35000 | 28000 | 80% | 1.8 | Residential | 707.5 | Yes | 2.83 | Yes
206724406 | Central Heat Pump | AireForce | HRCU-A-CB (Split System: Heat Pump with Remote Outdoor Unit-Air-Source) | GXH48-60MSK4DH |  |  | GMH48-**MSK4DH1 |  | 48000 | 18 |  | 11.5 | 10.5 |  | 48000 | 31400 | 65.42% | 48000 | 17 | 11 | 9 | 48000 | 39000 | 81.25% | 1.8 | Residential | 1000 | Yes | 4 | Yes
206724407 | Central Heat Pump | AireForce | HRCU-A-CB (Split System: Heat Pump with Remote Outdoor Unit-Air-Source) | GXH48-60MSK4DH |  |  | GMH**-60MSK4DH1 |  | 54000 | 17 |  | 10.5 | 10 |  | 54000 | 36000 | 66.67% | 54000 | 15.8 | 10 | 9 | 54000 | 41000 | 75.93% | 1.8 | Residential | 1125 | Yes | 4.5 | Yes
210342131 | Central Heat Pump | CanAir | HRCU-A-CB (Split System: Heat Pump with Remote Outdoor Unit-Air-Source) | CDH2060C22 |  |  | CDH2060F21 |  | 55000 | 16.4 |  | 9 | 10.5 |  | 59000 | 42000 | 71.19% | 55000 | 15.3 | 8.8 | 9.4 | 59000 | 48500 | 82.2% | 1.91 | Residential | 1145 | Yes | 4.58 | Yes
207706570 | Central Heat Pump | CanAir | HRCU-A-CB (Split System: Heat Pump with Remote Outdoor Unit-Air-Source) | CDH2030C21 |  |  | CDH2030F21 |  | 30000 | 18 |  | 11 | 10.5 |  | 33000 | 21000 | 63.64% | 30000 | 16.2 | 10 | 8.9 | 33000 | 24000 | 72.73% | 1.8 | Residential | 625 | Yes | 2.5 | Yes
207706571 | Central Heat Pump | CanAir | HRCU-A-CB (Split System: Heat Pump with Remote Outdoor Unit-Air-Source) | CDH2036C21 |  |  | CDH2036F21 |  | 36000 | 18 |  | 10.5 | 10.5 |  | 41500 | 30400 | 73.25% | 36000 | 16 | 10 | 9.5 | 40000 | 34400 | 86% | 1.97 | Residential | 750 | Yes | 3 | Yes
207706572 | Central Heat Pump | CanAir | HRCU-A-CB (Split System: Heat Pump with Remote Outdoor Unit-Air-Source) | CDH2048C21 |  |  | CDH2048F21 |  | 47000 | 16 |  | 8.5 | 10 |  | 50000 | 36000 | 72% | 47000 | 15.6 | 8.2 | 9.4 | 50000 | 46000 | 92% | 1.9 | Residential | 980 | Yes | 3.92 | Yes
209852138 | Central Heat Pump | AIRQUEST | HRCU-A-CB (Split System: Heat Pump with Remote Outdoor Unit-Air-Source) | DLCURAH48ABK |  |  | DLFUAAH48XAK |  | 47000 | 16 |  | 8.5 | 10 |  | 50000 | 36000 | 72% | 47000 | 15.6 | 8.2 | 9.4 | 50000 | 46000 | 92% | 1.9 | Residential | 980 | Yes | 3.92 | Yes
209852142 | Central Heat Pump | AIRQUEST | HRCU-A-CB (Split System: Heat Pump with Remote Outdoor Unit-Air-Source) | DLCURAH36ABK |  |  | DLFUAAH36XAK |  | 36000 | 18 |  | 10.5 | 10.5 |  | 41500 | 30400 | 73.25% | 36000 | 16 | 10 | 9.5 | 40000 | 34400 | 86% | 1.97 | Residential | 750 | Yes | 3 | Yes
209852143 | Central Heat Pump | AIRQUEST | HRCU-A-CB (Split System: Heat Pump with Remote Outdoor Unit-Air-Source) | DLCURAH30ABK |  |  | DLFUAAH30XAK |  | 30000 | 18 |  | 11 | 10.5 |  | 33000 | 21000 | 63.64% | 30000 | 16.2 | 10 | 8.9 | 33000 | 24000 | 72.73% | 1.8 | Residential | 625 | Yes | 2.5 | Yes
209852133 | Central Heat Pump | AIRQUEST | HRCU-A-CB (Split System: Heat Pump with Remote Outdoor Unit-Air-Source) | DLCURAH24AAK |  |  | DLFUAAH24XAK |  | 24000 | 19.4 |  | 11.3 | 11.3 |  | 26000 | 21000 | 80.77% | 24000 | 17 | 10.5 | 9.2 | 26000 | 19400 | 74.62% | 2.1 | Residential | 500 | Yes | 2 | Yes
210025750 | Central Heat Pump | AIRQUEST | HRCU-A-CB (Split System: Heat Pump with Remote Outdoor Unit-Air-Source) | DLCURAH60ABK |  |  | DLFUAAH60XAK |  | 55000 | 16.4 |  | 9 | 10.5 |  | 59000 | 42000 | 71.19% | 55000 | 15.3 | 8.8 | 9.4 | 59000 | 48500 | 82.2% | 1.91 | Residential | 1145 | Yes | 4.58 | Yes
208130397 | Central Heat Pump | ECO-AIR | HRCU-A-CB (Split System: Heat Pump with Remote Outdoor Unit-Air-Source) | MOX430U-24HFN1-MR0 |  |  | MVC-24HWFN1-M |  | 24000 | 19.4 |  | 11.3 | 11.3 |  | 26000 | 21000 | 80.77% | 24000 | 17 | 10.5 | 9.2 | 26000 | 19400 | 74.62% | 2.1 | Residential | 500 | Yes | 2 | Yes
208130404 | Central Heat Pump | ECO-AIR | HRCU-A-CB (Split System: Heat Pump with Remote Outdoor Unit-Air-Source) | MOD30U-30HFN1-MR0(X) |  |  | MVC-30HWFN1-M |  | 30000 | 18 |  | 11 | 10.5 |  | 33000 | 21000 | 63.64% | 30000 | 16.2 | 10 | 8.9 | 33000 | 24000 | 72.73% | 1.8 | Residential | 625 | Yes | 2.5 | Yes
208130405 | Central Heat Pump | ECO-AIR | HRCU-A-CB (Split System: Heat Pump with Remote Outdoor Unit-Air-Source) | MOE31U-36HFN1-M |  |  | MVC-36HWFN1-M |  | 36000 | 18 |  | 10.5 | 10.5 |  | 41500 | 30400 | 73.25% | 36000 | 16 | 10 | 9.5 | 40000 | 34400 | 86% | 1.97 | Residential | 750 | Yes | 3 | Yes
208130406 | Central Heat Pump | ECO-AIR | HRCU-A-CB (Split System: Heat Pump with Remote Outdoor Unit-Air-Source) | MOE30U-48HFN1-M-[X1] |  |  | MVC-48HWFN1-M |  | 47000 | 16 |  | 8.5 | 10 |  | 50000 | 36000 | 72% | 47000 | 15.6 | 8.2 | 9.4 | 50000 | 46000 | 92% | 1.9 | Residential | 980 | Yes | 3.92 | Yes
211253528 | Central Heat Pump | PERFECTAIRE | HRCU-A-CB (Split System: Heat Pump with Remote Outdoor Unit-Air-Source) | 3PAHHSD60-SZO |  |  | 3PAHHSD60-AHU |  | 55000 | 16.4 |  | 9 | 10.5 |  | 59000 | 42000 | 71.19% | 55000 | 15.3 | 8.8 | 9.4 | 59000 | 48500 | 82.2% | 1.91 | Residential | 1145 | Yes | 4.58 | Yes
208130393 | Central Heat Pump | Alsetria | HRCU-A-CB (Split System: Heat Pump with Remote Outdoor Unit-Air-Source) | MOD30U-30HFN1-MR0(X) |  |  | MVC-30HWFN1-M |  | 30000 | 18 |  | 11 | 10.5 |  | 33000 | 21000 | 63.64% | 30000 | 16.2 | 10 | 8.9 | 33000 | 24000 | 72.73% | 1.8 | Residential | 625 | Yes | 2.5 | Yes
208130394 | Central Heat Pump | Alsetria | HRCU-A-CB (Split System: Heat Pump with Remote Outdoor Unit-Air-Source) | MOE31U-36HFN1-M |  |  | MVC-36HWFN1-M |  | 36000 | 18 |  | 10.5 | 10.5 |  | 41500 | 30400 | 73.25% | 36000 | 16 | 10 | 9.5 | 40000 | 34400 | 86% | 1.97 | Residential | 750 | Yes | 3 | Yes
208130395 | Central Heat Pump | Alsetria | HRCU-A-CB (Split System: Heat Pump with Remote Outdoor Unit-Air-Source) | MOE30U-48HFN1-M-[X1] |  |  | MVC-48HWFN1-M |  | 47000 | 16 |  | 8.5 | 10 |  | 50000 | 36000 | 72% | 47000 | 15.6 | 8.2 | 9.4 | 50000 | 46000 | 92% | 1.9 | Residential | 980 | Yes | 3.92 | Yes
208136301 | Central Heat Pump | LBG Products | HRCU-A-CB (Split System: Heat Pump with Remote Outdoor Unit-Air-Source) | LCHB24DO |  |  | LCHB24DHNI |  | 24000 | 19.4 |  | 11.3 | 11.3 |  | 26000 | 21000 | 80.77% | 24000 | 17 | 10.5 | 9.2 | 26000 | 19400 | 74.62% | 2.1 | Residential | 500 | Yes | 2 | Yes
207256441 | Central Heat Pump | GREE | HRCU-A-CB (Split System: Heat Pump with Remote Outdoor Unit-Air-Source) | FLEXX36HP230V1AO |  |  | FLEXX36HP230V1BH |  | 36000 | 18 |  | 10 | 10 |  | 36000 | 24000 | 66.67% | 34000 | 16 | 10 | 9 | 36000 | 28000 | 77.78% | 1.8 | Residential | 707.5 | Yes | 2.83 | Yes
207256442 | Central Heat Pump | GREE | HRCU-A-CB (Split System: Heat Pump with Remote Outdoor Unit-Air-Source) | FLEXX60HP230V1AO |  |  | FLEXX60HP230V1BH |  | 54000 | 17 |  | 10.5 | 10 |  | 54000 | 36000 | 66.67% | 54000 | 15.8 | 10 | 9 | 54000 | 41000 | 75.93% | 1.8 | Residential | 1125 | Yes | 4.5 | Yes
207256443 | Central Heat Pump | GREE | HRCU-A-CB (Split System: Heat Pump with Remote Outdoor Unit-Air-Source) | FLEXX60HP230V1AO |  |  | FLEXX48HP230V1BH |  | 48000 | 18 |  | 11.5 | 10.5 |  | 48000 | 31400 | 65.42% | 48000 | 17 | 11 | 9 | 48000 | 39000 | 81.25% | 1.8 | Residential | 1000 | Yes | 4 | Yes
206249117 | Central Heat Pump | GREE | HRCU-A-CB (Split System: Heat Pump with Remote Outdoor Unit-Air-Source) | GUD36W/A-D(U) |  |  | GUD36AH2/A-D(U) |  | 36000 | 18 |  | 10 | 10 |  | 36000 | 24000 | 66.67% | 34000 | 16 | 10 | 9 | 35000 | 28000 | 80% | 1.8 | Residential | 707.5 | Yes | 2.83 | Yes
206249118 | Central Heat Pump | GREE | HRCU-A-CB (Split System: Heat Pump with Remote Outdoor Unit-Air-Source) | GUD60W/A-D(U) |  |  | GUD60AH2/A-D(U) |  | 54000 | 17 |  | 10.5 | 10 |  | 54000 | 36000 | 66.67% | 54000 | 15.8 | 10 | 9 | 54000 | 41000 | 75.93% | 1.8 | Residential | 1125 | Yes | 4.5 | Yes
206249119 | Central Heat Pump | GREE | HRCU-A-CB (Split System: Heat Pump with Remote Outdoor Unit-Air-Source) | GUD60W/A-D(U) |  |  | GUD48AH2/A-D(U) |  | 48000 | 18 |  | 11.5 | 10.5 |  | 48000 | 31400 | 65.42% | 48000 | 17 | 11 | 9 | 48000 | 39000 | 81.25% | 1.8 | Residential | 1000 | Yes | 4 | Yes
202902844 | Central Heat Pump | MIDEA | HRCU-A-CB (Split System: Heat Pump with Remote Outdoor Unit-Air-Source) | MOVA-60HDN1-M20G |  |  | MC**4248BNTF | MGH96M080B3A | 43000 | 18 |  | 11.2 | 9.5 |  | 45000 | 35000 | 77.78% | 42500 | 17 | 11.7 | 8.8 | 43500 | 31000 | 71.26% | 1.9 | Residential | 885 | Yes | 3.54 | Both
202902845 | Central Heat Pump | MIDEA | HRCU-A-CB (Split System: Heat Pump with Remote Outdoor Unit-Air-Source) | MOVA-60HDN1-M20G |  |  | MC**4248CNTF | MGH96M080C4A | 44000 | 18.5 |  | 12 | 10 |  | 46000 | 35000 | 76.09% | 42500 | 17 | 11.7 | 8.8 | 44500 | 31400 | 70.56% | 1.9 | Residential | 885 | Yes | 3.54 | Both
206799411 | Central Heat Pump | GE Appliances | HRCU-A-CB (Split System: Heat Pump with Remote Outdoor Unit-Air-Source) | AUH2436ZGDA* |  |  | UUY36ZGDAB* |  | 36000 | 18 |  | 10 | 10 |  | 36000 | 24000 | 66.67% | 34000 | 16 | 10 | 9 | 35000 | 28000 | 80% | 1.8 | Residential | 707.5 | Yes | 2.83 | Yes
206753162 | Central Heat Pump | GE Appliances | HRCU-A-CB (Split System: Heat Pump with Remote Outdoor Unit-Air-Source) | AUH4860ZGDA* |  |  | UUY60ZGDAB* |  | 54000 | 17 |  | 10.5 | 10 |  | 54000 | 36000 | 66.67% | 54000 | 15.8 | 10 | 9 | 54000 | 41000 | 75.93% | 1.8 | Residential | 1125 | Yes | 4.5 | Yes
206753163 | Central Heat Pump | GE Appliances | HRCU-A-CB (Split System: Heat Pump with Remote Outdoor Unit-Air-Source) | AUH4860ZGDA* |  |  | UUY48ZGDAB* |  | 48000 | 18 |  | 11.5 | 10.5 |  | 48000 | 31400 | 65.42% | 48000 | 17 | 11 | 9 | 48000 | 39000 | 81.25% | 1.8 | Residential | 1000 | Yes | 4 | Yes
209852045 | Central Heat Pump | COMFORTMAKER | HRCU-A-CB (Split System: Heat Pump with Remote Outdoor Unit-Air-Source) | DLCURAH24AAK |  |  | DLFUAAH24XAK |  | 24000 | 19.4 |  | 11.3 | 11.3 |  | 26000 | 21000 | 80.77% | 24000 | 17 | 10.5 | 9.2 | 26000 | 19400 | 74.62% | 2.1 | Residential | 500 | Yes | 2 | Yes
209852050 | Central Heat Pump | COMFORTMAKER | HRCU-A-CB (Split System: Heat Pump with Remote Outdoor Unit-Air-Source) | DLCURAH48ABK |  |  | DLFUAAH48XAK |  | 47000 | 16 |  | 8.5 | 10 |  | 50000 | 36000 | 72% | 47000 | 15.6 | 8.2 | 9.4 | 50000 | 46000 | 92% | 1.9 | Residential | 980 | Yes | 3.92 | Yes
209852054 | Central Heat Pump | COMFORTMAKER | HRCU-A-CB (Split System: Heat Pump with Remote Outdoor Unit-Air-Source) | DLCURAH36ABK |  |  | DLFUAAH36XAK |  | 36000 | 18 |  | 10.5 | 10.5 |  | 41500 | 30400 | 73.25% | 36000 | 16 | 10 | 9.5 | 40000 | 34400 | 86% | 1.97 | Residential | 750 | Yes | 3 | Yes
209852055 | Central Heat Pump | COMFORTMAKER | HRCU-A-CB (Split System: Heat Pump with Remote Outdoor Unit-Air-Source) | DLCURAH30ABK |  |  | DLFUAAH30XAK |  | 30000 | 18 |  | 11 | 10.5 |  | 33000 | 21000 | 63.64% | 30000 | 16.2 | 10 | 8.9 | 33000 | 24000 | 72.73% | 1.8 | Residential | 625 | Yes | 2.5 | Yes
210025742 | Central Heat Pump | COMFORTMAKER | HRCU-A-CB (Split System: Heat Pump with Remote Outdoor Unit-Air-Source) | DLCURAH60ABK |  |  | DLFUAAH60XAK |  | 55000 | 16.4 |  | 9 | 10.5 |  | 59000 | 42000 | 71.19% | 55000 | 15.3 | 8.8 | 9.4 | 59000 | 48500 | 82.2% | 1.91 | Residential | 1145 | Yes | 4.58 | Yes
211246029 | Central Heat Pump | Cooper&Hunter | HRCU-A-CB (Split System: Heat Pump with Remote Outdoor Unit-Air-Source) | CH-NHPR60LCU-230VO |  |  | CH-60AHU |  | 55000 | 16.4 |  | 9 | 10.5 |  | 59000 | 41000 | 69.49% | 55000 | 15.5 | 9 | 9.2 | 60000 | 53500 | 89.17% | 1.96 | Residential | 1145 | Yes | 4.58 | Yes
209748109 | Central Heat Pump | AC PRO.COM | HRCU-A-CB (Split System: Heat Pump with Remote Outdoor Unit-Air-Source) | AOX430-24HFN1-MR0 |  |  | AVC-24HWFN1-M |  | 24000 | 19.4 |  | 11.3 | 11.3 |  | 26000 | 21000 | 80.77% | 24000 | 17 | 10.5 | 9.2 | 26000 | 19400 | 74.62% | 2.1 | Residential | 500 | Yes | 2 | Yes
210025741 | Central Heat Pump | ARCOAIRE | HRCU-A-CB (Split System: Heat Pump with Remote Outdoor Unit-Air-Source) | DLCURAH60ABK |  |  | DLFUAAH60XAK |  | 55000 | 16.4 |  | 9 | 10.5 |  | 59000 | 42000 | 71.19% | 55000 | 15.3 | 8.8 | 9.4 | 59000 | 48500 | 82.2% | 1.91 | Residential | 1145 | Yes | 4.58 | Yes
209852034 | Central Heat Pump | ARCOAIRE | HRCU-A-CB (Split System: Heat Pump with Remote Outdoor Unit-Air-Source) | DLCURAH24AAK |  |  | DLFUAAH24XAK |  | 24000 | 19.4 |  | 11.3 | 11.3 |  | 26000 | 21000 | 80.77% | 24000 | 17 | 10.5 | 9.2 | 26000 | 19400 | 74.62% | 2.1 | Residential | 500 | Yes | 2 | Yes
209852039 | Central Heat Pump | ARCOAIRE | HRCU-A-CB (Split System: Heat Pump with Remote Outdoor Unit-Air-Source) | DLCURAH48ABK |  |  | DLFUAAH48XAK |  | 47000 | 16 |  | 8.5 | 10 |  | 50000 | 36000 | 72% | 47000 | 15.6 | 8.2 | 9.4 | 50000 | 46000 | 92% | 1.9 | Residential | 980 | Yes | 3.92 | Yes
209852043 | Central Heat Pump | ARCOAIRE | HRCU-A-CB (Split System: Heat Pump with Remote Outdoor Unit-Air-Source) | DLCURAH36ABK |  |  | DLFUAAH36XAK |  | 36000 | 18 |  | 10.5 | 10.5 |  | 41500 | 30400 | 73.25% | 36000 | 16 | 10 | 9.5 | 40000 | 34400 | 86% | 1.97 | Residential | 750 | Yes | 3 | Yes
209852044 | Central Heat Pump | ARCOAIRE | HRCU-A-CB (Split System: Heat Pump with Remote Outdoor Unit-Air-Source) | DLCURAH30ABK |  |  | DLFUAAH30XAK |  | 30000 | 18 |  | 11 | 10.5 |  | 33000 | 21000 | 63.64% | 30000 | 16.2 | 10 | 8.9 | 33000 | 24000 | 72.73% | 1.8 | Residential | 625 | Yes | 2.5 | Yes
210410118 | Central Heat Pump | MRCOOL | HRCU-A-CB (Split System: Heat Pump with Remote Outdoor Unit-Air-Source) | MDUO18024036 |  |  | MDUI18036E |  | 36000 | 18 |  | 10 | 10 |  | 36000 | 24000 | 66.67% | 34000 | 16 | 10 | 9 | 35000 | 28000 | 80% | 1.8 | Residential | 707.5 | Yes | 2.83 | Yes
210410119 | Central Heat Pump | MRCOOL | HRCU-A-CB (Split System: Heat Pump with Remote Outdoor Unit-Air-Source) | MDUO18048060 |  |  | MDUI18048E |  | 48000 | 18 |  | 11.5 | 10.5 |  | 48000 | 31400 | 65.42% | 48000 | 17 | 11 | 9 | 48000 | 39000 | 81.25% | 1.8 | Residential | 1000 | Yes | 4 | Yes
210410120 | Central Heat Pump | MRCOOL | HRCU-A-CB (Split System: Heat Pump with Remote Outdoor Unit-Air-Source) | MDUO18048060 |  |  | MDUI18060E |  | 54000 | 17 |  | 10.5 | 10 |  | 54000 | 36000 | 66.67% | 54000 | 15.8 | 10 | 9 | 54000 | 41000 | 75.93% | 1.8 | Residential | 1125 | Yes | 4.5 | Yes
206735342 | Central Heat Pump | MRCOOL | HRCU-A-CB (Split System: Heat Pump with Remote Outdoor Unit-Air-Source) | MDUCO18024036 |  |  | MDUI18036E |  | 36000 | 18 |  | 10 | 10 |  | 36000 | 24000 | 66.67% | 34000 | 16 | 10 | 9 | 35000 | 28000 | 80% | 1.8 | Residential | 707.5 | Yes | 2.83 | Yes
206735343 | Central Heat Pump | MRCOOL | HRCU-A-CB (Split System: Heat Pump with Remote Outdoor Unit-Air-Source) | MDUCO18048060 |  |  | MDUI18048E |  | 48000 | 18 |  | 11.5 | 10.5 |  | 48000 | 31400 | 65.42% | 48000 | 17 | 11 | 9 | 48000 | 39000 | 81.25% | 1.8 | Residential | 1000 | Yes | 4 | Yes
206735344 | Central Heat Pump | MRCOOL | HRCU-A-CB (Split System: Heat Pump with Remote Outdoor Unit-Air-Source) | MDUCO18048060 |  |  | MDUI18060E |  | 54000 | 17 |  | 10.5 | 10 |  | 54000 | 36000 | 66.67% | 54000 | 15.8 | 10 | 9 | 54000 | 41000 | 75.93% | 1.8 | Residential | 1125 | Yes | 4.5 | Yes
210342132 | Central Heat Pump | DIRECT AIR | HRCU-A-CB (Split System: Heat Pump with Remote Outdoor Unit-Air-Source) | DIRM-60MAGICPRO20-OU |  |  | DIRM-60MAGICPRO20-AH |  | 55000 | 16.4 |  | 9 | 10.5 |  | 59000 | 42000 | 71.19% | 55000 | 15.3 | 8.8 | 9.4 | 59000 | 48500 | 82.2% | 1.91 | Residential | 1145 | Yes | 4.58 | Yes
207706565 | Central Heat Pump | DIRECT AIR | HRCU-A-CB (Split System: Heat Pump with Remote Outdoor Unit-Air-Source) | DIRM-30MAGICPRO20-OU |  |  | DIRM-30MAGICPRO20-AH |  | 30000 | 18 |  | 11 | 10.5 |  | 33000 | 21000 | 63.64% | 30000 | 16.2 | 10 | 8.9 | 33000 | 24000 | 72.73% | 1.8 | Residential | 625 | Yes | 2.5 | Yes
207706566 | Central Heat Pump | DIRECT AIR | HRCU-A-CB (Split System: Heat Pump with Remote Outdoor Unit-Air-Source) | DIRM-36MAGICPRO20-OU |  |  | DIRM-36MAGICPRO20-AH |  | 36000 | 18 |  | 10.5 | 10.5 |  | 41500 | 30400 | 73.25% | 36000 | 16 | 10 | 9.5 | 40000 | 34400 | 86% | 1.97 | Residential | 750 | Yes | 3 | Yes
207706567 | Central Heat Pump | DIRECT AIR | HRCU-A-CB (Split System: Heat Pump with Remote Outdoor Unit-Air-Source) | DIRM-48MAGICPRO20-OU |  |  | DIRM-48MAGICPRO20-AH |  | 47000 | 16 |  | 8.5 | 10 |  | 50000 | 36000 | 72% | 47000 | 15.6 | 8.2 | 9.4 | 50000 | 46000 | 92% | 1.9 | Residential | 980 | Yes | 3.92 | Yes
211253509 | Central Heat Pump | NOVAIR | HRCU-A-CB (Split System: Heat Pump with Remote Outdoor Unit-Air-Source) | LEA30-EVOX-30-O |  |  | LEA30-EVOX-30-I |  | 30000 | 18 |  | 11 | 10.5 |  | 33000 | 21000 | 63.64% | 30000 | 16.2 | 10 | 8.9 | 33000 | 24000 | 72.73% | 1.8 | Residential | 625 | Yes | 2.5 | Yes
211253510 | Central Heat Pump | NOVAIR | HRCU-A-CB (Split System: Heat Pump with Remote Outdoor Unit-Air-Source) | LEA36-EVOX-30-O |  |  | LEA36-EVOX-30-I |  | 36000 | 18 |  | 10.5 | 10.5 |  | 41500 | 30400 | 73.25% | 36000 | 16 | 10 | 9.5 | 40000 | 34400 | 86% | 1.97 | Residential | 750 | Yes | 3 | Yes
211253512 | Central Heat Pump | NOVAIR | HRCU-A-CB (Split System: Heat Pump with Remote Outdoor Unit-Air-Source) | LEA60-EVOX-30-O |  |  | LEA60-EVOX-30-I |  | 55000 | 16.4 |  | 9 | 10.5 |  | 59000 | 42000 | 71.19% | 55000 | 15.3 | 8.8 | 9.4 | 59000 | 48500 | 82.2% | 1.91 | Residential | 1145 | Yes | 4.58 | Yes
211253514 | Central Heat Pump | NOVAIR | HRCU-A-CB (Split System: Heat Pump with Remote Outdoor Unit-Air-Source) | LEA48-EVOX-30-O |  |  | LEA48-EVOX-30-I |  | 47000 | 16 |  | 8.5 | 10 |  | 50000 | 36000 | 72% | 47000 | 15.6 | 8.2 | 9.4 | 50000 | 46000 | 92% | 1.9 | Residential | 980 | Yes | 3.92 | Yes
207436583 | Central Heat Pump | LENNOX | HRCU-A-CB (Split System: Heat Pump with Remote Outdoor Unit-Air-Source) | SL25XPV-048-230A** |  |  | CR33-50/60+TDR+TXV | SLP99DF090XV48C* | 46000 | 21 |  | 12 | 11 |  | 44000 | 41000 | 93.18% | 45000 | 20.6 | 11.7 | 9.1 | 44000 | 35600 | 80.91% | 1.84 | Residential | 937.5 | Yes | 3.75 | Yes
207436584 | Central Heat Pump | LENNOX | HRCU-A-CB (Split System: Heat Pump with Remote Outdoor Unit-Air-Source) | SL25XPV-048-230A** |  |  | CR33-50/60+TDR+TXV | SLP99DF090XV60C* | 46000 | 21 |  | 12 | 11 |  | 44000 | 41000 | 93.18% | 45500 | 20.6 | 12 | 9.1 | 44000 | 35400 | 80.45% | 1.84 | Residential | 947.5 | Yes | 3.79 | Yes
207436585 | Central Heat Pump | LENNOX | HRCU-A-CB (Split System: Heat Pump with Remote Outdoor Unit-Air-Source) | SL25XPV-048-230A** |  |  | CR33-50/60+TDR+TXV | SLP99DF110XV60C* | 46000 | 21 |  | 12 | 11 |  | 44000 | 41000 | 93.18% | 45500 | 20.6 | 12 | 9 | 44000 | 35400 | 80.45% | 1.84 | Residential | 947.5 | Yes | 3.79 | Yes
207436586 | Central Heat Pump | LENNOX | HRCU-A-CB (Split System: Heat Pump with Remote Outdoor Unit-Air-Source) | SL25XPV-048-230A** |  |  | CX35-49C+TDR | EL296UH090XV48C* | 46000 | 20 |  | 12 | 10.8 |  | 44000 | 43500 | 98.86% | 45000 | 20 | 11.7 | 8.9 | 44000 | 36000 | 81.82% | 1.76 | Residential | 937.5 | Yes | 3.75 | Yes
207436587 | Central Heat Pump | LENNOX | HRCU-A-CB (Split System: Heat Pump with Remote Outdoor Unit-Air-Source) | SL25XPV-048-230A** |  |  | CX35-49C+TDR | EL296UH090XV60C* | 46000 | 20 |  | 12 | 10.8 |  | 44000 | 43500 | 98.86% | 45500 | 20 | 12 | 8.9 | 44000 | 36000 | 81.82% | 1.78 | Residential | 947.5 | Yes | 3.79 | Yes
207436588 | Central Heat Pump | LENNOX | HRCU-A-CB (Split System: Heat Pump with Remote Outdoor Unit-Air-Source) | SL25XPV-048-230A** |  |  | CX35-49C+TDR | EL296UH110XV48C* | 46000 | 20 |  | 12 | 10.8 |  | 44000 | 43500 | 98.86% | 45500 | 20 | 12 | 8.9 | 44000 | 36000 | 81.82% | 1.76 | Residential | 947.5 | Yes | 3.79 | Yes
207436589 | Central Heat Pump | LENNOX | HRCU-A-CB (Split System: Heat Pump with Remote Outdoor Unit-Air-Source) | SL25XPV-048-230A** |  |  | CX35-49C+TDR | EL296UH110XV60C* | 46000 | 20 |  | 12 | 10.6 |  | 44000 | 43500 | 98.86% | 45500 | 20 | 12 | 8.9 | 44000 | 35800 | 81.36% | 1.78 | Residential | 947.5 | Yes | 3.79 | Yes
206724401 | Central Heat Pump | REZNOR | HRCU-A-CB (Split System: Heat Pump with Remote Outdoor Unit-Air-Source) | GXH24-36MSK4DH |  |  | GMH**-36MSK4DH1 |  | 36000 | 18 |  | 10 | 10 |  | 36000 | 24000 | 66.67% | 34000 | 16 | 10 | 9 | 35000 | 28000 | 80% | 1.8 | Residential | 707.5 | Yes | 2.83 | Yes
206724402 | Central Heat Pump | REZNOR | HRCU-A-CB (Split System: Heat Pump with Remote Outdoor Unit-Air-Source) | GXH48-60MSK4DH |  |  | GMH48-**MSK4DH1 |  | 48000 | 18 |  | 11.5 | 10.5 |  | 48000 | 31400 | 65.42% | 48000 | 17 | 11 | 9 | 48000 | 39000 | 81.25% | 1.8 | Residential | 1000 | Yes | 4 | Yes
206724403 | Central Heat Pump | REZNOR | HRCU-A-CB (Split System: Heat Pump with Remote Outdoor Unit-Air-Source) | GXH48-60MSK4DH |  |  | GMH**-60MSK4DH1 |  | 54000 | 17 |  | 10.5 | 10 |  | 54000 | 36000 | 66.67% | 54000 | 15.8 | 10 | 9 | 54000 | 41000 | 75.93% | 1.8 | Residential | 1125 | Yes | 4.5 | Yes
207698171 | Central Heat Pump | Honeywell | HRCU-A-CB (Split System: Heat Pump with Remote Outdoor Unit-Air-Source) | HOH16S-60AA |  |  | HVTAN-48A |  | 45000 | 16.5 |  | 11.2 | 10 |  | 46000 | 35000 | 76.09% | 45000 | 16 | 10.4 | 8.5 | 46000 | 32400 | 70.43% | 2 | Residential | 937.5 | Yes | 3.75 | Yes
207436598 | Central Heat Pump | LENNOX | HRCU-A-CB (Split System: Heat Pump with Remote Outdoor Unit-Air-Source) | SL25XPV-048-230A** |  |  | CX35-49C+TDR | SLP99UH090XV48C* | 46000 | 20 |  | 12 | 10.8 |  | 44000 | 43500 | 98.86% | 45000 | 20 | 11.7 | 8.9 | 44000 | 36000 | 81.82% | 1.76 | Residential | 937.5 | Yes | 3.75 | Yes
207252598 | Central Heat Pump | TCL | HRCU-A-CB (Split System: Heat Pump with Remote Outdoor Unit-Air-Source) | TCE-36HA/DV2O |  |  | TCE-2430D6HWA/DVOE(01) | MGH96M080B3A | 23200 | 17 |  | 12.5 | 9.5 |  | 23200 | 18600 | 80.17% | 22800 | 16 | 11.7 | 8.5 | 23200 | 16400 | 70.69% | 1.95 | Residential | 475 | Yes | 1.9 | Both
207252600 | Central Heat Pump | TCL | HRCU-A-CB (Split System: Heat Pump with Remote Outdoor Unit-Air-Source) | TCE-60HA/DV2O |  |  | TCE-3036D6HWA/DVOE(02) | MGH96M080B3A | 33200 | 18 |  | 12.5 | 9.5 |  | 34000 | 28000 | 82.35% | 33000 | 17 | 11.7 | 8.5 | 34000 | 25000 | 73.53% | 1.9 | Residential | 687.5 | Yes | 2.75 | Both
207252601 | Central Heat Pump | TCL | HRCU-A-CB (Split System: Heat Pump with Remote Outdoor Unit-Air-Source) | TCE-60HA/DV2O |  |  | TCE-4248D6HWA/DVOE(03) | MGH96M100C5A | 44000 | 17 |  | 11 | 9.5 |  | 45000 | 30000 | 66.67% | 44000 | 16 | 10.5 | 8.5 | 45000 | 33000 | 73.33% | 1.9 | Residential | 917.5 | Yes | 3.67 | Yes
207252604 | Central Heat Pump | TCL | HRCU-A-CB (Split System: Heat Pump with Remote Outdoor Unit-Air-Source) | TCE-36HA/DV2O |  |  | TCE-2430D6HWA/DVOE(02) | MGH96M080B3A | 23200 | 17 |  | 12.5 | 9.5 |  | 23200 | 18600 | 80.17% | 22800 | 16 | 11.7 | 8.5 | 23200 | 16400 | 70.69% | 1.95 | Residential | 475 | Yes | 1.9 | Both
207252605 | Central Heat Pump | TCL | HRCU-A-CB (Split System: Heat Pump with Remote Outdoor Unit-Air-Source) | TCE-36HA/DV2O |  |  | TCE-2430D6HWA/DVOE(02) | MGH96M060B3A | 23200 | 17 |  | 12.5 | 9.5 |  | 23200 | 18600 | 80.17% | 22800 | 16 | 11.7 | 8.5 | 23200 | 16400 | 70.69% | 1.95 | Residential | 475 | Yes | 1.9 | Both
207252607 | Central Heat Pump | TCL | HRCU-A-CB (Split System: Heat Pump with Remote Outdoor Unit-Air-Source) | TCE-60HA/DV2O |  |  | TCE-3036D6HWA/DVOE(02) | MGH96M060B3A | 33200 | 18 |  | 12.5 | 9.5 |  | 34000 | 28000 | 82.35% | 33000 | 17 | 11.7 | 8.5 | 34000 | 25000 | 73.53% | 1.9 | Residential | 687.5 | Yes | 2.75 | Both
207698164 | Central Heat Pump | TCL | HRCU-A-CB (Split System: Heat Pump with Remote Outdoor Unit-Air-Source) | TCE-60HA/DV2ON |  |  | TCE-48D7HWA/DV2I |  | 45000 | 16.5 |  | 11.2 | 10 |  | 46000 | 35000 | 76.09% | 45000 | 16 | 10.4 | 8.5 | 46000 | 32400 | 70.43% | 2 | Residential | 937.5 | Yes | 3.75 | Yes
207436380 | Central Heat Pump | LENNOX | HRCU-A-CB (Split System: Heat Pump with Remote Outdoor Unit-Air-Source) | SL25XPV-036-230A** |  |  | CH35-48C+TDR+TXV | SLP99UH110XV60C* | 34800 | 21 |  | 14 | 9.8 |  | 33800 | 30400 | 89.94% | 34000 | 21.2 | 13.5 | 8.5 | 33800 | 26000 | 76.92% | 1.76 | Residential | 707.5 | Yes | 2.83 | Yes
207827118 | Central Heat Pump | TCL | HRCU-A-CB (Split System: Heat Pump with Remote Outdoor Unit-Air-Source) | TCU-60D7HEWA/DV2O |  |  | TCU-48D7HWA/DV2I |  | 45000 | 19 |  | 11.5 | 10 |  | 47000 | 39000 | 82.98% | 45000 | 18 | 11.7 | 9 | 47000 | 34400 | 73.19% | 2.1 | Residential | 937.5 | Yes | 3.75 | Both
207827119 | Central Heat Pump | TCL | HRCU-A-CB (Split System: Heat Pump with Remote Outdoor Unit-Air-Source) | TCU-60D7HEWA/DV2O |  |  | TCU-60D7HWA/DV2I |  | 54000 | 18 |  | 10.5 | 10 |  | 55000 | 42000 | 76.36% | 54000 | 17 | 10 | 9 | 55000 | 38500 | 70% | 1.9 | Residential | 1125 | Yes | 4.5 | Yes
202329930 | Central Heat Pump | TCL | HRCU-A-CB (Split System: Heat Pump with Remote Outdoor Unit-Air-Source) | TCE-60HA/DV2O |  |  | TCE-48D7HWA/DV2I |  | 45000 | 17 |  | 12 | 9.5 |  | 47000 | 32000 | 68.09% | 45000 | 16.5 | 11.2 | 8.5 | 47000 | 34400 | 73.19% | 2 | Residential | 937.5 | Yes | 3.75 | Yes
201864499 | Central Heat Pump | TCL | HRCU-A-CB (Split System: Heat Pump with Remote Outdoor Unit-Air-Source) | TCE-60HA/DV2O |  |  | TCE-60D7HWA/DV2I |  | 54000 | 17 |  | 10 | 9.5 |  | 54000 | 35600 | 65.93% | 54000 | 15.5 | 10 | 8.5 | 54000 | 38500 | 71.3% | 1.9 | Residential | 1125 | Yes | 4.5 | Yes
207436420 | Central Heat Pump | LENNOX | HRCU-A-CB (Split System: Heat Pump with Remote Outdoor Unit-Air-Source) | SL25XPV-036-230A** |  |  | CHX35-48C-**-*+TDR | EL296UH110XV60C* | 34800 | 21 |  | 14 | 9.8 |  | 33800 | 30400 | 89.94% | 34000 | 21.2 | 13.5 | 8.5 | 33800 | 26000 | 76.92% | 1.76 | Residential | 707.5 | Yes | 2.83 | Yes
207436422 | Central Heat Pump | LENNOX | HRCU-A-CB (Split System: Heat Pump with Remote Outdoor Unit-Air-Source) | SL25XPV-036-230A** |  |  | CHX35-48C-**-*+TDR | SL280UH090V60C* | 34800 | 21 |  | 14 | 9.8 |  | 33800 | 30200 | 89.35% | 34200 | 21.4 | 13.5 | 8.5 | 33800 | 26000 | 76.92% | 1.76 | Residential | 712.5 | Yes | 2.85 | Yes
207436423 | Central Heat Pump | LENNOX | HRCU-A-CB (Split System: Heat Pump with Remote Outdoor Unit-Air-Source) | SL25XPV-036-230A** |  |  | CHX35-48C-**-*+TDR | SL280UH090XV60C* | 34800 | 21 |  | 14 | 9.8 |  | 33800 | 30200 | 89.35% | 34200 | 21.4 | 13.5 | 8.5 | 33800 | 26000 | 76.92% | 1.76 | Residential | 712.5 | Yes | 2.85 | Yes
207436424 | Central Heat Pump | LENNOX | HRCU-A-CB (Split System: Heat Pump with Remote Outdoor Unit-Air-Source) | SL25XPV-036-230A** |  |  | CHX35-48C-**-*+TDR | SL280UH100NV60C* | 35000 | 21 |  | 14.5 | 9.8 |  | 33600 | 30000 | 89.29% | 34000 | 21 | 13.5 | 8.5 | 33600 | 26000 | 77.38% | 1.76 | Residential | 707.5 | Yes | 2.83 | Yes
207658563 | Central Heat Pump | BOSCH | HRCU-A-CB (Split System: Heat Pump with Remote Outdoor Unit-Air-Source) | BOVB-60HDN1-M20G |  |  | BMA*4248BNTF | BGH96M080B3B | 43000 | 18 |  | 11.2 | 9.5 |  | 45000 | 35000 | 77.78% | 42500 | 17 | 11.7 | 8.8 | 43500 | 31000 | 71.26% | 1.9 | Residential | 885 | Yes | 3.54 | Both
207658564 | Central Heat Pump | BOSCH | HRCU-A-CB (Split System: Heat Pump with Remote Outdoor Unit-Air-Source) | BOVB-60HDN1-M20G |  |  | BMA*4248CNTF | BGH96M080C4B | 44000 | 18.5 |  | 12 | 10 |  | 46000 | 35000 | 76.09% | 42500 | 17 | 11.7 | 8.8 | 44500 | 31400 | 70.56% | 1.9 | Residential | 885 | Yes | 3.54 | Both
208141137 | Central Heat Pump | TCL | HRCU-A-CB (Split System: Heat Pump with Remote Outdoor Unit-Air-Source) | TCU-60D7HEWA/DV2O |  |  | TCE-3036D6HWA/DVOE(02) | MGH96M080B3A | 33000 | 18 |  | 11.5 | 10 |  | 35000 | 28000 | 80% | 33000 | 17.5 | 11.7 | 8.8 | 35000 | 27000 | 77.14% | 2.1 | Residential | 687.5 | Yes | 2.75 | Both
208141138 | Central Heat Pump | TCL | HRCU-A-CB (Split System: Heat Pump with Remote Outdoor Unit-Air-Source) | TCU-60D7HEWA/DV2O |  |  | TCE-3036D6HWA/DVOE(02) | MGH96M060B3A | 33000 | 18 |  | 11.5 | 10 |  | 35000 | 28000 | 80% | 33000 | 17.5 | 11.7 | 8.8 | 35000 | 27000 | 77.14% | 2.1 | Residential | 687.5 | Yes | 2.75 | Both
208141139 | Central Heat Pump | TCL | HRCU-A-CB (Split System: Heat Pump with Remote Outdoor Unit-Air-Source) | TCU-60D7HEWA/DV2O |  |  | TCE-4248D6HWA/DVOE(03) | MGH96M100C5A | 45000 | 18 |  | 11 | 10 |  | 46000 | 38000 | 82.61% | 45000 | 17.5 | 11 | 8.5 | 46000 | 32400 | 70.43% | 1.95 | Residential | 937.5 | Yes | 3.75 | Yes
208141140 | Central Heat Pump | TCL | HRCU-A-CB (Split System: Heat Pump with Remote Outdoor Unit-Air-Source) | TCU-60D7HEWA/DV2O |  |  | TCE-4248D6HWA/DVOE(03) | MGH96M080C4A | 44000 | 18 |  | 11 | 10 |  | 45000 | 37000 | 82.22% | 44000 | 17 | 11 | 8.5 | 45000 | 32400 | 72% | 1.95 | Residential | 917.5 | Yes | 3.67 | Yes
207436432 | Central Heat Pump | LENNOX | HRCU-A-CB (Split System: Heat Pump with Remote Outdoor Unit-Air-Source) | SL25XPV-036-230A** |  |  | CHX35-48C-**-*+TDR | SLP99UH110XV60C* | 34800 | 21 |  | 14 | 9.8 |  | 33800 | 30400 | 89.94% | 34000 | 21.2 | 13.5 | 8.5 | 33800 | 26000 | 76.92% | 1.76 | Residential | 707.5 | Yes | 2.83 | Yes
207436440 | Central Heat Pump | LENNOX | HRCU-A-CB (Split System: Heat Pump with Remote Outdoor Unit-Air-Source) | SL25XPV-036-230A** |  |  | CR33-48C*+TDR+TXV | SL280DF080NV60C* | 34000 | 20 |  | 13.5 | 9.8 |  | 36000 | 34000 | 94.44% | 33400 | 20 | 13 | 8.6 | 36000 | 29200 | 81.11% | 1.76 | Residential | 695 | Yes | 2.78 | Yes
208106639 | Central Heat Pump | 1HVAC | HRCU-A-CB (Split System: Heat Pump with Remote Outdoor Unit-Air-Source) | ACIQ-36-HPB |  |  | ACIQ-36-AHB |  | 36000 | 18 |  | 10.5 | 10.5 |  | 41500 | 30400 | 73.25% | 36000 | 16 | 10 | 9.5 | 40000 | 34400 | 86% | 1.97 | Residential | 750 | Yes | 3 | Yes
208106640 | Central Heat Pump | 1HVAC | HRCU-A-CB (Split System: Heat Pump with Remote Outdoor Unit-Air-Source) | ACIQ-48-HPB |  |  | ACIQ-48-AHB |  | 47000 | 16 |  | 8.5 | 10 |  | 50000 | 36000 | 72% | 47000 | 15.6 | 8.2 | 9.4 | 50000 | 46000 | 92% | 1.9 | Residential | 980 | Yes | 3.92 | Yes
210857353 | Central Heat Pump | 1HVAC | HRCU-A-CB (Split System: Heat Pump with Remote Outdoor Unit-Air-Source) | ACIQ-60HPB |  |  | ACIQ-60AHB |  | 55000 | 16.4 |  | 9 | 10.5 |  | 59000 | 42000 | 71.19% | 55000 | 15.3 | 8.8 | 9.4 | 59000 | 48500 | 82.2% | 1.91 | Residential | 1145 | Yes | 4.58 | Yes
207454639 | Central Heat Pump | BOSCH | HRCU-A-CB (Split System: Heat Pump with Remote Outdoor Unit-Air-Source) | BOVA-60HDN1-M20G |  |  | BMA*4248BNTF | BGH96M080B3B | 43000 | 18 |  | 11.2 | 9.5 |  | 45000 | 35000 | 77.78% | 42500 | 17 | 11.7 | 8.8 | 43500 | 31000 | 71.26% | 1.9 | Residential | 885 | Yes | 3.54 | Both
207454640 | Central Heat Pump | BOSCH | HRCU-A-CB (Split System: Heat Pump with Remote Outdoor Unit-Air-Source) | BOVA-60HDN1-M20G |  |  | BMA*4248CNTF | BGH96M080C4B | 44000 | 18.5 |  | 12 | 10 |  | 46000 | 35000 | 76.09% | 42500 | 17 | 11.7 | 8.8 | 44500 | 31400 | 70.56% | 1.9 | Residential | 885 | Yes | 3.54 | Both
208480447 | Central Heat Pump | Honeywell | HRCU-A-CB (Split System: Heat Pump with Remote Outdoor Unit-Air-Source) | HSH17S-36AAA |  |  | HVTAN-36SA |  | 36000 | 18 |  | 10 | 10 |  | 36000 | 24000 | 66.67% | 34000 | 16 | 10 | 9 | 35000 | 28000 | 80% | 1.8 | Residential | 707.5 | Yes | 2.83 | Yes
208480448 | Central Heat Pump | Honeywell | HRCU-A-CB (Split System: Heat Pump with Remote Outdoor Unit-Air-Source) | HSH17S-60AAA |  |  | HVTAN-48SA |  | 48000 | 18 |  | 11.5 | 10.5 |  | 48000 | 31400 | 65.42% | 48000 | 17 | 11 | 9 | 48000 | 39000 | 81.25% | 1.8 | Residential | 1000 | Yes | 4 | Yes
208480449 | Central Heat Pump | Honeywell | HRCU-A-CB (Split System: Heat Pump with Remote Outdoor Unit-Air-Source) | HSH17S-60AAA |  |  | HVTAN-60SA |  | 54000 | 17 |  | 10.5 | 10 |  | 54000 | 36000 | 66.67% | 54000 | 15.8 | 10 | 9 | 54000 | 41000 | 75.93% | 1.8 | Residential | 1125 | Yes | 4.5 | Yes
210279122 | Central Heat Pump | MRCOOL | HRCU-A-CB (Split System: Heat Pump with Remote Outdoor Unit-Air-Source) | CENTRAL-36-HP-C-230A00 |  |  | CENTRAL-36-HP-MUAH230A00 |  | 36000 | 18.75 |  | 10.95 | 10.8 |  | 40500 | 30400 | 75.06% | 36000 | 16 | 10 | 9.5 | 40000 | 34600 | 86.5% | 1.95 | Residential | 750 | Yes | 3 | Yes
210279123 | Central Heat Pump | MRCOOL | HRCU-A-CB (Split System: Heat Pump with Remote Outdoor Unit-Air-Source) | CENTRAL-48-HP-C-230A00 |  |  | CENTRAL-48-HP-MUAH230A00 |  | 47000 | 16 |  | 8.5 | 10 |  | 50000 | 36000 | 72% | 47000 | 15.6 | 8.2 | 9.4 | 50000 | 46000 | 92% | 1.85 | Residential | 980 | Yes | 3.92 | Yes
210279124 | Central Heat Pump | MRCOOL | HRCU-A-CB (Split System: Heat Pump with Remote Outdoor Unit-Air-Source) | CENTRAL-60-HP-C-230A00 |  |  | CENTRAL-60-HP-MUAH230A00 |  | 55000 | 16.4 |  | 9 | 10.5 |  | 59000 | 42000 | 71.19% | 55000 | 15.3 | 8.8 | 9.4 | 59000 | 48500 | 82.2% | 1.91 | Residential | 1145 | Yes | 4.58 | Yes
210321396 | Central Heat Pump | MDV | HRCU-A-C (Split System: Heat Pump with Remote Outdoor Unit with No Indoor Fan --Air Source) | MOX430-17HFN1-MT0W |  |  | MAC-24HWDN1-MN0-N |  | 18000 | 16.2 |  | 11.7 | 10.1 |  | 19500 | 13000 | 66.67% | 18000 | 15.2 | 11.7 | 9.5 | 19500 | 14600 | 74.87% | 2.2 | Residential | 375 | Yes | 1.5 | Both
210321397 | Central Heat Pump | MDV | HRCU-A-C (Split System: Heat Pump with Remote Outdoor Unit with No Indoor Fan --Air Source) | MOD30-24HFN1-MU0W |  |  | MAC-24HWDN1-MN0-N |  | 24000 | 16.2 |  | 11.3 | 10 |  | 24400 | 22000 | 90.16% | 23000 | 15.2 | 11.7 | 9.8 | 24600 | 23000 | 93.5% | 2.08 | Residential | 480 | Yes | 1.92 | Both
210191039 | Central Heat Pump | MDV | HRCU-A-CB (Split System: Heat Pump with Remote Outdoor Unit-Air-Source) | MOE30U-48HFN1-M-[X] |  |  | MVC-48HWFN1-MQ3 |  | 47000 | 16 |  | 8.5 | 10 |  | 50000 | 36000 | 72% | 47000 | 15.6 | 8.2 | 9.4 | 50000 | 46000 | 92% | 1.85 | Residential | 980 | Yes | 3.92 | Yes
210288098 | Central Heat Pump | MRCOOL | HRCU-A-CB (Split System: Heat Pump with Remote Outdoor Unit-Air-Source) | DIYH-24-HP-C-230C25 |  |  | DIYH-24-HP-MUAH-230C25 |  | 23000 | 21 |  | 11.7 | 11.35 |  | 33600 | 18400 | 54.76% | 23000 | 18 | 11.7 | 9.7 | 24000 | 23600 | 98.33% | 1.95 | Residential | 480 | Yes | 1.92 | Both
210288099 | Central Heat Pump | MRCOOL | HRCU-A-CB (Split System: Heat Pump with Remote Outdoor Unit-Air-Source) | DIYH-30-HP-C-230C25 |  |  | DIYH-30-HP-MUAH-230C25 |  | 30000 | 18.5 |  | 10.5 | 10.2 |  | 37000 | 21000 | 56.76% | 30000 | 16 | 10.1 | 9.1 | 34000 | 28400 | 83.53% | 1.8 | Residential | 625 | Yes | 2.5 | Yes
210135403 | Central Heat Pump | MDV | HRCU-A-CB (Split System: Heat Pump with Remote Outdoor Unit-Air-Source) | MOD30-24HFN1-MU0Q1W |  |  | MVC-23HWFN1-MQ1W |  | 23000 | 21 |  | 11.7 | 11.35 |  | 33600 | 18400 | 54.76% | 23000 | 18 | 11.7 | 9.7 | 24000 | 23600 | 98.33% | 1.95 | Residential | 480 | Yes | 1.92 | Both
207825914 | Central Heat Pump | MDV | HRCU-A-CB (Split System: Heat Pump with Remote Outdoor Unit-Air-Source) | MOX430U-24HFN1-MR0 |  |  | MVC-24HWFN1-M |  | 24000 | 19.4 |  | 11.3 | 11.3 |  | 26000 | 21000 | 80.77% | 24000 | 17 | 10.5 | 9.2 | 26000 | 19400 | 74.62% | 2.1 | Residential | 500 | Yes | 2 | Yes
207699009 | Central Heat Pump | MDV | HRCU-A-CB (Split System: Heat Pump with Remote Outdoor Unit-Air-Source) | MOD30U-30HFN1-MR0(X) |  |  | MVC-30HWFN1-M |  | 30000 | 18 |  | 11 | 10.5 |  | 33000 | 21000 | 63.64% | 30000 | 16.2 | 10 | 8.9 | 33000 | 24000 | 72.73% | 1.8 | Residential | 625 | Yes | 2.5 | Yes
207699010 | Central Heat Pump | MDV | HRCU-A-CB (Split System: Heat Pump with Remote Outdoor Unit-Air-Source) | MOE31U-36HFN1-M |  |  | MVC-36HWFN1-M |  | 36000 | 18 |  | 10.5 | 10.5 |  | 41500 | 30400 | 73.25% | 36000 | 16 | 10 | 9.5 | 40000 | 34400 | 86% | 1.97 | Residential | 750 | Yes | 3 | Yes
207699011 | Central Heat Pump | MDV | HRCU-A-CB (Split System: Heat Pump with Remote Outdoor Unit-Air-Source) | MOE30U-48HFN1-M-[X1] |  |  | MVC-48HWFN1-M |  | 47000 | 16 |  | 8.5 | 10 |  | 50000 | 36000 | 72% | 47000 | 15.6 | 8.2 | 9.4 | 50000 | 46000 | 92% | 1.9 | Residential | 980 | Yes | 3.92 | Yes
209960476 | Central Heat Pump | MDV | HRCU-A-CB (Split System: Heat Pump with Remote Outdoor Unit-Air-Source) | MOE30U-55HFN1-M |  |  | MVC-60HWFN1-M |  | 55000 | 16.4 |  | 9 | 10.5 |  | 59000 | 42000 | 71.19% | 55000 | 15.3 | 8.8 | 9.4 | 59000 | 48500 | 82.2% | 1.91 | Residential | 1145 | Yes | 4.58 | Yes
209960477 | Central Heat Pump | MDV | HRCU-A-CB (Split System: Heat Pump with Remote Outdoor Unit-Air-Source) | MOE30U-55HFN1-MQ3 |  |  | MVC-60HWFN1-MR0 |  | 55000 | 16.4 |  | 9 | 10.5 |  | 59000 | 42000 | 71.19% | 55000 | 15.3 | 8.8 | 9.4 | 59000 | 48500 | 82.2% | 1.91 | Residential | 1145 | Yes | 4.58 | Yes
207436486 | Central Heat Pump | LENNOX | HRCU-A-CB (Split System: Heat Pump with Remote Outdoor Unit-Air-Source) | SL25XPV-036-230A** |  |  | CX35-48C+TDR | SL280UH110V60C* | 34800 | 21 |  | 14 | 9.8 |  | 35400 | 33000 | 93.22% | 34000 | 21 | 13.5 | 8.8 | 35400 | 27400 | 77.4% | 1.84 | Residential | 707.5 | Yes | 2.83 | Yes
207436487 | Central Heat Pump | LENNOX | HRCU-A-CB (Split System: Heat Pump with Remote Outdoor Unit-Air-Source) | SL25XPV-036-230A** |  |  | CX35-48C+TDR | SL280UH110XV60C* | 34800 | 21 |  | 14 | 9.8 |  | 35400 | 33000 | 93.22% | 34000 | 21 | 13.5 | 8.8 | 35400 | 27400 | 77.4% | 1.84 | Residential | 707.5 | Yes | 2.83 | Yes
209960478 | Central Heat Pump | MDV | HRCU-A-CB (Split System: Heat Pump with Remote Outdoor Unit-Air-Source) | MOE30U-55HFN1-M-[X](GA) |  |  | MVC-60HWFN1-M(GA) |  | 55000 | 16.4 |  | 9 | 10.5 |  | 59000 | 41000 | 69.49% | 55000 | 15.5 | 9 | 9.2 | 60000 | 53500 | 89.17% | 1.96 | Residential | 1145 | Yes | 4.58 | Yes
209960480 | Central Heat Pump | MDV | HRCU-A-CB (Split System: Heat Pump with Remote Outdoor Unit-Air-Source) | MOD30U-30HFN1-MP0-Q1W |  |  | MVC-30HWFN1-MQ1W |  | 30000 | 18.5 |  | 10.5 | 10.2 |  | 37000 | 21000 | 56.76% | 30000 | 16 | 10.1 | 9.1 | 34000 | 28400 | 83.53% | 1.8 | Residential | 625 | Yes | 2.5 | Yes
209960481 | Central Heat Pump | MDV | HRCU-A-CB (Split System: Heat Pump with Remote Outdoor Unit-Air-Source) | MOE31U-36HFN1-MR0 |  |  | MVC-36HWFN1-MR0 |  | 36000 | 18.75 |  | 10.95 | 10.8 |  | 40500 | 30400 | 75.06% | 36000 | 16 | 10 | 9.5 | 40000 | 34600 | 86.5% | 1.95 | Residential | 750 | Yes | 3 | Yes
203024995 | Central Heat Pump | BOSCH | HRCU-A-CB (Split System: Heat Pump with Remote Outdoor Unit-Air-Source) | BOVA-60HDN1-M20G |  |  | BMA*4248BNTF | BGH96M080B3A | 43000 | 18 |  | 11.2 | 9.5 |  | 45000 | 35000 | 77.78% | 42500 | 17 | 11.7 | 8.8 | 43500 | 31000 | 71.26% | 1.9 | Residential | 885 | Yes | 3.54 | Both
203024998 | Central Heat Pump | BOSCH | HRCU-A-CB (Split System: Heat Pump with Remote Outdoor Unit-Air-Source) | BOVA-60HDN1-M20G |  |  | BMA*4248CNTF | BGH96M080C4A | 44000 | 18.5 |  | 12 | 10 |  | 46000 | 35000 | 76.09% | 42500 | 17 | 11.7 | 8.8 | 44500 | 31400 | 70.56% | 1.9 | Residential | 885 | Yes | 3.54 | Both
207436498 | Central Heat Pump | LENNOX | HRCU-A-CB (Split System: Heat Pump with Remote Outdoor Unit-Air-Source) | SL25XPV-036-230A** |  |  | CX35-50/60C+TDR | EL296UH110XV60C* | 34600 | 21.5 |  | 14 | 9.8 |  | 34400 | 30600 | 88.95% | 33800 | 21.4 | 13.5 | 8.6 | 34400 | 26600 | 77.33% | 1.82 | Residential | 705 | Yes | 2.82 | Yes
207436503 | Central Heat Pump | LENNOX | HRCU-A-CB (Split System: Heat Pump with Remote Outdoor Unit-Air-Source) | SL25XPV-036-230A** |  |  | CX35-50/60C+TDR | SL280UH110V60C* | 34600 | 21 |  | 14 | 9.8 |  | 34200 | 30600 | 89.47% | 33800 | 21.2 | 13.5 | 8.6 | 34200 | 26600 | 77.78% | 1.82 | Residential | 705 | Yes | 2.82 | Yes
207436504 | Central Heat Pump | LENNOX | HRCU-A-CB (Split System: Heat Pump with Remote Outdoor Unit-Air-Source) | SL25XPV-036-230A** |  |  | CX35-50/60C+TDR | SL280UH110XV60C* | 34600 | 21 |  | 14 | 9.8 |  | 34200 | 30600 | 89.47% | 33800 | 21.2 | 13.5 | 8.6 | 34200 | 26600 | 77.78% | 1.82 | Residential | 705 | Yes | 2.82 | Yes
207436506 | Central Heat Pump | LENNOX | HRCU-A-CB (Split System: Heat Pump with Remote Outdoor Unit-Air-Source) | SL25XPV-036-230A** |  |  | CX35-50/60C+TDR | SL297UH080NV60C* | 34600 | 21.5 |  | 14 | 9.8 |  | 34400 | 30600 | 88.95% | 33600 | 21 | 13.3 | 8.6 | 34400 | 26600 | 77.33% | 1.8 | Residential | 700 | Yes | 2.8 | Yes
207436510 | Central Heat Pump | LENNOX | HRCU-A-CB (Split System: Heat Pump with Remote Outdoor Unit-Air-Source) | SL25XPV-036-230A** |  |  | CX35-50/60C+TDR | SLP99UH110XV60C* | 34600 | 21.5 |  | 14 | 9.8 |  | 34400 | 30600 | 88.95% | 33800 | 21.6 | 13.5 | 8.7 | 34400 | 26600 | 77.33% | 1.82 | Residential | 705 | Yes | 2.82 | Yes
207436511 | Central Heat Pump | LENNOX | HRCU-A-CB (Split System: Heat Pump with Remote Outdoor Unit-Air-Source) | SL25XPV-048-230A** |  |  | C35-49C+TDR+TXV | EL296UH090XV48C* | 46000 | 20 |  | 12 | 10.8 |  | 44000 | 43500 | 98.86% | 45000 | 20 | 11.7 | 8.9 | 44000 | 36000 | 81.82% | 1.76 | Residential | 937.5 | Yes | 3.75 | Yes
207436512 | Central Heat Pump | LENNOX | HRCU-A-CB (Split System: Heat Pump with Remote Outdoor Unit-Air-Source) | SL25XPV-048-230A** |  |  | C35-49C+TDR+TXV | EL296UH090XV60C* | 46000 | 20 |  | 12 | 10.8 |  | 44000 | 43500 | 98.86% | 45500 | 20 | 12 | 8.9 | 44000 | 36000 | 81.82% | 1.78 | Residential | 947.5 | Yes | 3.79 | Yes
207436513 | Central Heat Pump | LENNOX | HRCU-A-CB (Split System: Heat Pump with Remote Outdoor Unit-Air-Source) | SL25XPV-048-230A** |  |  | C35-49C+TDR+TXV | EL296UH110XV48C* | 46000 | 20 |  | 12 | 10.8 |  | 44000 | 43500 | 98.86% | 45500 | 20 | 12 | 8.9 | 44000 | 36000 | 81.82% | 1.76 | Residential | 947.5 | Yes | 3.79 | Yes
207436514 | Central Heat Pump | LENNOX | HRCU-A-CB (Split System: Heat Pump with Remote Outdoor Unit-Air-Source) | SL25XPV-048-230A** |  |  | C35-49C+TDR+TXV | EL296UH110XV60C* | 46000 | 20 |  | 12 | 10.6 |  | 44000 | 43500 | 98.86% | 45500 | 20 | 12 | 8.9 | 44000 | 35800 | 81.36% | 1.78 | Residential | 947.5 | Yes | 3.79 | Yes
207436523 | Central Heat Pump | LENNOX | HRCU-A-CB (Split System: Heat Pump with Remote Outdoor Unit-Air-Source) | SL25XPV-048-230A** |  |  | C35-49C+TDR+TXV | SLP99UH090XV48C* | 46000 | 20 |  | 12 | 10.8 |  | 44000 | 43500 | 98.86% | 45000 | 20 | 11.7 | 8.9 | 44000 | 36000 | 81.82% | 1.76 | Residential | 937.5 | Yes | 3.75 | Yes
207436524 | Central Heat Pump | LENNOX | HRCU-A-CB (Split System: Heat Pump with Remote Outdoor Unit-Air-Source) | SL25XPV-048-230A** |  |  | C35-49C+TDR+TXV | SLP99UH090XV60C* | 46000 | 20 |  | 12 | 10.8 |  | 44000 | 43500 | 98.86% | 45500 | 20 | 12 | 8.9 | 44000 | 36000 | 81.82% | 1.78 | Residential | 947.5 | Yes | 3.79 | Yes
207436525 | Central Heat Pump | LENNOX | HRCU-A-CB (Split System: Heat Pump with Remote Outdoor Unit-Air-Source) | SL25XPV-048-230A** |  |  | C35-49C+TDR+TXV | SLP99UH110XV60C* | 46000 | 20 |  | 12 | 10.6 |  | 44000 | 43500 | 98.86% | 45500 | 20 | 12 | 8.9 | 44000 | 35800 | 81.36% | 1.78 | Residential | 947.5 | Yes | 3.79 | Yes
207036642 | Central Heat Pump | ZEPHYR | HRCU-A-CB (Split System: Heat Pump with Remote Outdoor Unit-Air-Source) | ZE-36HPB |  |  | AH-36B |  | 36000 | 18 |  | 9.55 | 11 |  | 36000 | 24000 | 66.67% | 36000 | 18 | 9.55 | 9 | 35000 | 24600 | 70.29% | 2.1 | Residential | 750 | Yes | 3 | Yes
207036646 | Central Heat Pump | ZEPHYR | HRCU-A-CB (Split System: Heat Pump with Remote Outdoor Unit-Air-Source) | ZE-48HPB |  |  | AH-48B |  | 48000 | 18 |  | 10.2 | 10 |  | 48000 | 31000 | 64.58% | 48000 | 17.5 | 10.1 | 8.5 | 47000 | 33000 | 70.21% | 1.9 | Residential | 1000 | Yes | 4 | Yes
207026915 | Central Heat Pump | AIR-CON | HRCU-A-CB (Split System: Heat Pump with Remote Outdoor Unit-Air-Source) | ASDDI4H4S36 |  |  | ASDVI4H4S36 |  | 36000 | 18 |  | 9.55 | 11 |  | 36000 | 24000 | 66.67% | 36000 | 18 | 9.55 | 9 | 35000 | 24600 | 70.29% | 2.1 | Residential | 750 | Yes | 3 | Yes
207026916 | Central Heat Pump | AIR-CON | HRCU-A-CB (Split System: Heat Pump with Remote Outdoor Unit-Air-Source) | ASDDI4H4S48 |  |  | ASDVI4H4S48 |  | 48000 | 18 |  | 10.2 | 10 |  | 48000 | 31000 | 64.58% | 48000 | 17.5 | 10.1 | 8.5 | 47000 | 33000 | 70.21% | 1.9 | Residential | 1000 | Yes | 4 | Yes
207335067 | Central Heat Pump | AC PRO.com | HRCU-A-CB (Split System: Heat Pump with Remote Outdoor Unit-Air-Source) | AUD36W/A-D(U) |  |  | AUD36AH2/A-D(U) |  | 36000 | 18 |  | 10 | 10 |  | 36000 | 24000 | 66.67% | 34000 | 16 | 10 | 9 | 35000 | 28000 | 80% | 1.8 | Residential | 707.5 | Yes | 2.83 | Yes
207335068 | Central Heat Pump | AC PRO.com | HRCU-A-CB (Split System: Heat Pump with Remote Outdoor Unit-Air-Source) | AUD60W/A-D(U) |  |  | AUD60AH2/A-D(U) |  | 54000 | 17 |  | 10.5 | 10 |  | 54000 | 36000 | 66.67% | 54000 | 15.8 | 10 | 9 | 54000 | 41000 | 75.93% | 1.8 | Residential | 1125 | Yes | 4.5 | Yes
207335069 | Central Heat Pump | AC PRO.com | HRCU-A-CB (Split System: Heat Pump with Remote Outdoor Unit-Air-Source) | AUD60W/A-D(U) |  |  | AUD48AH2/A-D(U) |  | 48000 | 18 |  | 11.5 | 10.5 |  | 48000 | 31400 | 65.42% | 48000 | 17 | 11 | 9 | 48000 | 39000 | 81.25% | 1.8 | Residential | 1000 | Yes | 4 | Yes
211131914 | Central Heat Pump | AC PRO.com | HRCU-A-CB (Split System: Heat Pump with Remote Outdoor Unit-Air-Source) | AUD36W/A1-D(U) |  |  | AUD36AH2/A1-D(U) |  | 36000 | 18 |  | 10 | 10 |  | 36000 | 24000 | 66.67% | 34000 | 16 | 10 | 9 | 35000 | 28000 | 80% | 1.8 | Residential | 707.5 | Yes | 2.83 | Yes
211131915 | Central Heat Pump | AC PRO.com | HRCU-A-CB (Split System: Heat Pump with Remote Outdoor Unit-Air-Source) | AUD60W/A1-D(U) |  |  | AUD48AH2/A1-D(U) |  | 48000 | 18 |  | 11.5 | 10.5 |  | 48000 | 31400 | 65.42% | 48000 | 17 | 11 | 9 | 48000 | 39000 | 81.25% | 1.8 | Residential | 1000 | Yes | 4 | Yes
211131916 | Central Heat Pump | AC PRO.com | HRCU-A-CB (Split System: Heat Pump with Remote Outdoor Unit-Air-Source) | AUD60W/A1-D(U) |  |  | AUD60AH2/A1-D(U) |  | 54000 | 17 |  | 10.5 | 10 |  | 54000 | 36000 | 66.67% | 54000 | 15.8 | 10 | 9 | 54000 | 41000 | 75.93% | 1.8 | Residential | 1125 | Yes | 4.5 | Yes
210191036 | Central Heat Pump | KLIMAIRE | HRCU-A-CB (Split System: Heat Pump with Remote Outdoor Unit-Air-Source) | KOIF60H2-1S |  |  | KIDF60H2-1S |  | 55000 | 16.4 |  | 9 | 10.5 |  | 59000 | 42000 | 71.19% | 55000 | 15.3 | 8.8 | 9.4 | 59000 | 48500 | 82.2% | 1.91 | Residential | 1145 | Yes | 4.58 | Yes
207335557 | Central Heat Pump | CONTINENTAL | HRCU-A-CB (Split System: Heat Pump with Remote Outdoor Unit-Air-Source) | CS18HV24A36 |  |  | CPFX24A36A |  | 36000 | 18 |  | 10 | 10 |  | 36000 | 24000 | 66.67% | 34000 | 16 | 10 | 9 | 35000 | 28000 | 80% | 1.8 | Residential | 707.5 | Yes | 2.83 | Yes
207335558 | Central Heat Pump | CONTINENTAL | HRCU-A-CB (Split System: Heat Pump with Remote Outdoor Unit-Air-Source) | CS18HV48A60 |  |  | CPFX48A |  | 48000 | 18 |  | 11.5 | 10.5 |  | 48000 | 31400 | 65.42% | 48000 | 17 | 11 | 9 | 48000 | 39000 | 81.25% | 1.8 | Residential | 1000 | Yes | 4 | Yes
207335559 | Central Heat Pump | CONTINENTAL | HRCU-A-CB (Split System: Heat Pump with Remote Outdoor Unit-Air-Source) | CS18HV48A60 |  |  | CPFX48A60A |  | 54000 | 17 |  | 10.5 | 10 |  | 54000 | 36000 | 66.67% | 54000 | 15.8 | 10 | 9 | 54000 | 41000 | 75.93% | 1.8 | Residential | 1125 | Yes | 4.5 | Yes
210025753 | Central Heat Pump | BRYANT | HRCU-A-CB (Split System: Heat Pump with Remote Outdoor Unit-Air-Source) | 38MURAQ60AB3 |  |  | 40MUAAQ60XA3 |  | 55000 | 16.4 |  | 9 | 10.5 |  | 59000 | 42000 | 71.19% | 55000 | 15.3 | 8.8 | 9.4 | 59000 | 48500 | 82.2% | 1.91 | Residential | 1145 | Yes | 4.58 | Yes
208447890 | Central Heat Pump | BRYANT | HRCU-A-CB (Split System: Heat Pump with Remote Outdoor Unit-Air-Source) | 38MURAQ24AA3 |  |  | 40MUAAQ24XA3 |  | 24000 | 19.4 |  | 11.3 | 11.3 |  | 26000 | 21000 | 80.77% | 24000 | 17 | 10.5 | 9.2 | 26000 | 19400 | 74.62% | 2.1 | Residential | 500 | Yes | 2 | Yes
208447891 | Central Heat Pump | BRYANT | HRCU-A-CB (Split System: Heat Pump with Remote Outdoor Unit-Air-Source) | 38MURAQ48AB3 |  |  | 40MUAAQ48XA3 |  | 47000 | 16 |  | 8.5 | 10 |  | 50000 | 36000 | 72% | 47000 | 15.6 | 8.2 | 9.4 | 50000 | 46000 | 92% | 1.9 | Residential | 980 | Yes | 3.92 | Yes
208447892 | Central Heat Pump | BRYANT | HRCU-A-CB (Split System: Heat Pump with Remote Outdoor Unit-Air-Source) | 38MURAQ36AB3 |  |  | 40MUAAQ36XA3 |  | 36000 | 18 |  | 10.5 | 10.5 |  | 41500 | 30400 | 73.25% | 36000 | 16 | 10 | 9.5 | 40000 | 34400 | 86% | 1.97 | Residential | 750 | Yes | 3 | Yes
208447893 | Central Heat Pump | BRYANT | HRCU-A-CB (Split System: Heat Pump with Remote Outdoor Unit-Air-Source) | 38MURAQ30AB3 |  |  | 40MUAAQ30XA3 |  | 30000 | 18 |  | 11 | 10.5 |  | 33000 | 21000 | 63.64% | 30000 | 16.2 | 10 | 8.9 | 33000 | 24000 | 72.73% | 1.8 | Residential | 625 | Yes | 2.5 | Yes
210025756 | Central Heat Pump | MIDEA | HRCU-A-CB (Split System: Heat Pump with Remote Outdoor Unit-Air-Source) | 38MURAQ60AB3 |  |  | 40MUAAQ60XA3 |  | 55000 | 16.4 |  | 9 | 10.5 |  | 59000 | 42000 | 71.19% | 55000 | 15.3 | 8.8 | 9.4 | 59000 | 48500 | 82.2% | 1.91 | Residential | 1145 | Yes | 4.58 | Yes
209852110 | Central Heat Pump | MIDEA | HRCU-A-CB (Split System: Heat Pump with Remote Outdoor Unit-Air-Source) | DLCURAH30ABK |  |  | DLFUAAH30XAK |  | 30000 | 18 |  | 11 | 10.5 |  | 33000 | 21000 | 63.64% | 30000 | 16.2 | 10 | 8.9 | 33000 | 24000 | 72.73% | 1.8 | Residential | 625 | Yes | 2.5 | Yes
210025747 | Central Heat Pump | MIDEA | HRCU-A-CB (Split System: Heat Pump with Remote Outdoor Unit-Air-Source) | DLCURAH60ABK |  |  | DLFUAAH60XAK |  | 55000 | 16.4 |  | 9 | 10.5 |  | 59000 | 42000 | 71.19% | 55000 | 15.3 | 8.8 | 9.4 | 59000 | 48500 | 82.2% | 1.91 | Residential | 1145 | Yes | 4.58 | Yes
209852100 | Central Heat Pump | MIDEA | HRCU-A-CB (Split System: Heat Pump with Remote Outdoor Unit-Air-Source) | DLCURAH24AAK |  |  | DLFUAAH24XAK |  | 24000 | 19.4 |  | 11.3 | 11.3 |  | 26000 | 21000 | 80.77% | 24000 | 17 | 10.5 | 9.2 | 26000 | 19400 | 74.62% | 2.1 | Residential | 500 | Yes | 2 | Yes
209852105 | Central Heat Pump | MIDEA | HRCU-A-CB (Split System: Heat Pump with Remote Outdoor Unit-Air-Source) | DLCURAH48ABK |  |  | DLFUAAH48XAK |  | 47000 | 16 |  | 8.5 | 10 |  | 50000 | 36000 | 72% | 47000 | 15.6 | 8.2 | 9.4 | 50000 | 46000 | 92% | 1.9 | Residential | 980 | Yes | 3.92 | Yes
209852109 | Central Heat Pump | MIDEA | HRCU-A-CB (Split System: Heat Pump with Remote Outdoor Unit-Air-Source) | DLCURAH36ABK |  |  | DLFUAAH36XAK |  | 36000 | 18 |  | 10.5 | 10.5 |  | 41500 | 30400 | 73.25% | 36000 | 16 | 10 | 9.5 | 40000 | 34400 | 86% | 1.97 | Residential | 750 | Yes | 3 | Yes
208447917 | Central Heat Pump | MIDEA | HRCU-A-CB (Split System: Heat Pump with Remote Outdoor Unit-Air-Source) | 38MURAQ24AA3 |  |  | 40MUAAQ24XA3 |  | 24000 | 19.4 |  | 11.3 | 11.3 |  | 26000 | 21000 | 80.77% | 24000 | 17 | 10.5 | 9.2 | 26000 | 19400 | 74.62% | 2.1 | Residential | 500 | Yes | 2 | Yes
208447918 | Central Heat Pump | MIDEA | HRCU-A-CB (Split System: Heat Pump with Remote Outdoor Unit-Air-Source) | 38MURAQ48AB3 |  |  | 40MUAAQ48XA3 |  | 47000 | 16 |  | 8.5 | 10 |  | 50000 | 36000 | 72% | 47000 | 15.6 | 8.2 | 9.4 | 50000 | 46000 | 92% | 1.9 | Residential | 980 | Yes | 3.92 | Yes
208447919 | Central Heat Pump | MIDEA | HRCU-A-CB (Split System: Heat Pump with Remote Outdoor Unit-Air-Source) | 38MURAQ36AB3 |  |  | 40MUAAQ36XA3 |  | 36000 | 18 |  | 10.5 | 10.5 |  | 41500 | 30400 | 73.25% | 36000 | 16 | 10 | 9.5 | 40000 | 34400 | 86% | 1.97 | Residential | 750 | Yes | 3 | Yes
208447920 | Central Heat Pump | MIDEA | HRCU-A-CB (Split System: Heat Pump with Remote Outdoor Unit-Air-Source) | 38MURAQ30AB3 |  |  | 40MUAAQ30XA3 |  | 30000 | 18 |  | 11 | 10.5 |  | 33000 | 21000 | 63.64% | 30000 | 16.2 | 10 | 8.9 | 33000 | 24000 | 72.73% | 1.8 | Residential | 625 | Yes | 2.5 | Yes
211126510 | Central Heat Pump | THERMAL ZONE | HRCU-A-CB (Split System: Heat Pump with Remote Outdoor Unit-Air-Source) | TZPLV362PA |  |  | TZHVLE3621JA |  | 36000 | 18 |  | 10.5 | 10.5 |  | 41500 | 30400 | 73.25% | 36000 | 16 | 10 | 9.5 | 40000 | 34400 | 86% | 1.97 | Residential | 750 | Yes | 3 | Yes
211126512 | Central Heat Pump | THERMAL ZONE | HRCU-A-CB (Split System: Heat Pump with Remote Outdoor Unit-Air-Source) | TZPLV482PA |  |  | TZHVLE4821JA |  | 47000 | 16 |  | 8.5 | 10 |  | 50000 | 36000 | 72% | 47000 | 15.6 | 8.2 | 9.4 | 50000 | 46000 | 92% | 1.9 | Residential | 980 | Yes | 3.92 | Yes
211126502 | Central Heat Pump | THERMAL ZONE | HRCU-A-CB (Split System: Heat Pump with Remote Outdoor Unit-Air-Source) | TZPLV242AA |  |  | TZHVLE2417JA |  | 24000 | 19.4 |  | 11.3 | 11.3 |  | 26000 | 21000 | 80.77% | 24000 | 17 | 10.5 | 9.2 | 26000 | 19400 | 74.62% | 2.1 | Residential | 500 | Yes | 2 | Yes
202395800 | Central Heat Pump | AMERICAN STANDARD | HSP-A | WHC102H(3,4)*0A***6 |  |  |  |  | 104000 |  | 16.5 | 12 |  | 3.63 | 93000 | 57000 | 61.29% | [8 empty] | Commercial | 2167.5 | Yes | 8.67
202395801 | Central Heat Pump | AMERICAN STANDARD | HSP-A | WHC102H(3,4)*(C,G,K,N)A***6 |  |  |  |  | 104000 |  | 16.5 | 12 |  | 3.63 | 93000 | 57000 | 61.29% | [8 empty] | Commercial | 2167.5 | Yes | 8.67
202395802 | Central Heat Pump | AMERICAN STANDARD | HSP-A | DHC102H(3,4)*(L,M,H,X,Y,Z)A***6 |  |  |  |  | 104000 |  | 16.5 | 12 |  | 3.63 | 93000 | 57000 | 61.29% | [8 empty] | Commercial | 2167.5 | Yes | 8.67
202395803 | Central Heat Pump | TRANE | HSP-A | WHC102HW*0A***6 |  |  |  |  | 104000 |  | 16.5 | 11.8 |  | 3.61 | 93000 | 57000 | 61.29% | [8 empty] | Commercial | 2167.5 | Yes | 8.67
202395804 | Central Heat Pump | TRANE | HSP-A | WHC102HW*(C,G,K,N)A***6 |  |  |  |  | 104000 |  | 16.5 | 11.8 |  | 3.61 | 93000 | 57000 | 61.29% | [8 empty] | Commercial | 2167.5 | Yes | 8.67
202395805 | Central Heat Pump | TRANE | HSP-A | DHC102HW*(L,M,H,X,Y,Z)A***6 |  |  |  |  | 104000 |  | 16.5 | 11.8 |  | 3.61 | 93000 | 57000 | 61.29% | [8 empty] | Commercial | 2167.5 | Yes | 8.67
202395806 | Central Heat Pump | AMERICAN STANDARD | HSP-A | WHC102HW*0A***6 |  |  |  |  | 104000 |  | 16.5 | 11.8 |  | 3.61 | 93000 | 57000 | 61.29% | [8 empty] | Commercial | 2167.5 | Yes | 8.67
202395807 | Central Heat Pump | AMERICAN STANDARD | HSP-A | WHC102HW*(C,G,K,N)A***6 |  |  |  |  | 104000 |  | 16.5 | 11.8 |  | 3.61 | 93000 | 57000 | 61.29% | [8 empty] | Commercial | 2167.5 | Yes | 8.67
202395808 | Central Heat Pump | AMERICAN STANDARD | HSP-A | DHC102HW*(L,M,H,X,Y,Z)A***6 |  |  |  |  | 104000 |  | 16.5 | 11.8 |  | 3.61 | 93000 | 57000 | 61.29% | [8 empty] | Commercial | 2167.5 | Yes | 8.67
202395838 | Central Heat Pump | TRANE | HSP-A | WHC074H(3,4)*0A***7 |  |  |  |  | 78000 |  | 16 | 12.1 |  | 3.5 | 75000 | 40000 | 53.33% | [8 empty] | Commercial | 1625 | Yes | 6.5
202395839 | Central Heat Pump | TRANE | HSP-A | WHC074H(3,4)*(C,G,K,N)A***7 |  |  |  |  | 78000 |  | 16 | 12.1 |  | 3.5 | 75000 | 40000 | 53.33% | [8 empty] | Commercial | 1625 | Yes | 6.5
202395840 | Central Heat Pump | TRANE | HSP-A | DHC074H(3,4)*(L,M,H,X,Y,Z)A***7 |  |  |  |  | 78000 |  | 16 | 12.1 |  | 3.5 | 75000 | 40000 | 53.33% | [8 empty] | Commercial | 1625 | Yes | 6.5
202395841 | Central Heat Pump | AMERICAN STANDARD | HSP-A | WHC074H(3,4)*0A***7 |  |  |  |  | 78000 |  | 16 | 12.1 |  | 3.5 | 75000 | 40000 | 53.33% | [8 empty] | Commercial | 1625 | Yes | 6.5
202395842 | Central Heat Pump | AMERICAN STANDARD | HSP-A | WHC074H(3,4)*(C,G,K,N)A***7 |  |  |  |  | 78000 |  | 16 | 12.1 |  | 3.5 | 75000 | 40000 | 53.33% | [8 empty] | Commercial | 1625 | Yes | 6.5
202395843 | Central Heat Pump | AMERICAN STANDARD | HSP-A | DHC074H(3,4)*(L,M,H,X,Y,Z)A***7 |  |  |  |  | 78000 |  | 16 | 12.1 |  | 3.5 | 75000 | 40000 | 53.33% | [8 empty] | Commercial | 1625 | Yes | 6.5
202395844 | Central Heat Pump | TRANE | HSP-A | WHC074HW*0A***7 |  |  |  |  | 78000 |  | 16 | 12.1 |  | 3.48 | 75000 | 40000 | 53.33% | [8 empty] | Commercial | 1625 | Yes | 6.5
202395845 | Central Heat Pump | TRANE | HSP-A | WHC074HW*(C,G,K,N)A***7 |  |  |  |  | 78000 |  | 16 | 12.1 |  | 3.48 | 75000 | 40000 | 53.33% | [8 empty] | Commercial | 1625 | Yes | 6.5
202395846 | Central Heat Pump | TRANE | HSP-A | DHC074HW*(L,M,H,X,Y,Z)A***7 |  |  |  |  | 78000 |  | 16 | 12.1 |  | 3.48 | 75000 | 40000 | 53.33% | [8 empty] | Commercial | 1625 | Yes | 6.5
202395847 | Central Heat Pump | AMERICAN STANDARD | HSP-A | WHC074HW*0A***7 |  |  |  |  | 78000 |  | 16 | 12.1 |  | 3.48 | 75000 | 40000 | 53.33% | [8 empty] | Commercial | 1625 | Yes | 6.5
202395848 | Central Heat Pump | AMERICAN STANDARD | HSP-A | WHC074HW*(C,G,K,N)A***7 |  |  |  |  | 78000 |  | 16 | 12.1 |  | 3.48 | 75000 | 40000 | 53.33% | [8 empty] | Commercial | 1625 | Yes | 6.5
202395849 | Central Heat Pump | AMERICAN STANDARD | HSP-A | DHC074HW*(L,M,H,X,Y,Z)A***7 |  |  |  |  | 78000 |  | 16 | 12.1 |  | 3.48 | 75000 | 40000 | 53.33% | [8 empty] | Commercial | 1625 | Yes | 6.5
202395850 | Central Heat Pump | TRANE | HSP-A | WHC092H(3,4)*0A***7 |  |  |  |  | 95000 |  | 16 | 11.8 |  | 3.5 | 87000 | 49000 | 56.32% | [8 empty] | Commercial | 1980 | Yes | 7.92
202395851 | Central Heat Pump | TRANE | HSP-A | WHC092H(3,4)*(C,G,K,N)A***7 |  |  |  |  | 95000 |  | 16 | 11.8 |  | 3.5 | 87000 | 49000 | 56.32% | [8 empty] | Commercial | 1980 | Yes | 7.92
209146012 | Central Heat Pump | AAON | HSP-A | RN-009-3-0-CBAC-V0-21-000-A |  |  |  |  | 100000 |  | 21.5 | 12 |  | 3.5 | 92000 | 60000 | 65.22% | [8 empty] | Commercial | 2082.5 | Yes | 8.33
209146013 | Central Heat Pump | AAON | HSP-A | RN-011-3-0-CBAC-V0-21-000-A |  |  |  |  | 116000 |  | 20.3 | 12 |  | 3.5 | 116000 | 64000 | 55.17% | [8 empty] | Commercial | 2417.5 | Yes | 9.67
202373552 | Central Heat Pump | FRASER - JOHNSTON | HSP-A | XYEA7A(2,4,5)*1********* |  |  |  |  | 70000 |  | 14.1 | 12 |  | 3.4 | 67000 | 38000 | 56.72% | [8 empty] | Commercial | 1457.5 | Yes | 5.83
202373553 | Central Heat Pump | FRASER - JOHNSTON | HSP-A | XYEA7A(2,4,5)*3********* |  |  |  |  | 70000 |  | 14.8 | 12 |  | 3.4 | 67000 | 38000 | 56.72% | [8 empty] | Commercial | 1457.5 | Yes | 5.83
202373562 | Central Heat Pump | JOHNSON CONTROLS | HSP-A | XYEA7A(2,4,5)*1********* |  |  |  |  | 70000 |  | 14.1 | 12 |  | 3.4 | 67000 | 38000 | 56.72% | [8 empty] | Commercial | 1457.5 | Yes | 5.83
202373563 | Central Heat Pump | JOHNSON CONTROLS | HSP-A | XYEA7A(2,4,5)*3********* |  |  |  |  | 70000 |  | 14.8 | 12 |  | 3.4 | 67000 | 38000 | 56.72% | [8 empty] | Commercial | 1457.5 | Yes | 5.83
202373572 | Central Heat Pump | TEMPMASTER, UNITARY PRODUCTS GROUP - COMMERCIAL | HSP-A | XYEA7A(2,4,5)*1********* |  |  |  |  | 70000 |  | 14.1 | 12 |  | 3.4 | 67000 | 38000 | 56.72% | [8 empty] | Commercial | 1457.5 | Yes | 5.83
202373573 | Central Heat Pump | TEMPMASTER, UNITARY PRODUCTS GROUP - COMMERCIAL | HSP-A | XYEA7A(2,4,5)*3********* |  |  |  |  | 70000 |  | 14.8 | 12 |  | 3.4 | 67000 | 38000 | 56.72% | [8 empty] | Commercial | 1457.5 | Yes | 5.83
202978002 | Central Heat Pump | K-SERIES | HSP-A | KDB092H4M*1Y,G,J |  |  |  |  | 89000 |  | 14.2 | 12.1 |  | 3.6 | 86000 | 51000 | 59.3% | [8 empty] | Commercial | 1855 | Yes | 7.42
202978007 | Central Heat Pump | K-SERIES | HSP-A | KDB122H4E*1Y,G,J |  |  |  |  | 118000 |  | 14.8 | 12.3 |  | 3.6 | 116000 | 65000 | 56.03% | [8 empty] | Commercial | 2457.5 | Yes | 9.83
202978099 | Central Heat Pump | K-SERIES | HSP-A | KHB092H4M*1Y,G,J |  |  |  |  | 89000 |  | 14.2 | 12.1 |  | 3.6 | 86000 | 51000 | 59.3% | [8 empty] | Commercial | 1855 | Yes | 7.42
202978106 | Central Heat Pump | K-SERIES | HSP-A | KHB122H4E*1Y,G,J |  |  |  |  | 118000 |  | 14.8 | 12.3 |  | 3.6 | 116000 | 65000 | 56.03% | [8 empty] | Commercial | 2457.5 | Yes | 9.83
10317728 | Central Heat Pump | DAIKIN | HSP-A | DPS007AHHE2**-3-16 |  |  |  |  | 90000 |  | 19.3 | 12.6 |  | 3.63 | 78000 | 47000 | 60.26% | [8 empty] | Commercial | 1875 | Yes | 7.5
10317729 | Central Heat Pump | DAIKIN | HSP-A | DPS007AHHE4**-3-16 |  |  |  |  | 90000 |  | 19.6 | 12.6 |  | 3.63 | 78000 | 47000 | 60.26% | [8 empty] | Commercial | 1875 | Yes | 7.5
10317730 | Central Heat Pump | DAIKIN | HSP-A | DPS007AHHE5**-3-16 |  |  |  |  | 90000 |  | 19.1 | 12.5 |  | 3.58 | 78000 | 47000 | 60.26% | [8 empty] | Commercial | 1875 | Yes | 7.5
10317731 | Central Heat Pump | DAIKIN | HSP-A | DPS007AHHG2**-3-16 |  |  |  |  | 90000 |  | 19.3 | 12.1 |  | 3.63 | 78000 | 47000 | 60.26% | [8 empty] | Commercial | 1875 | Yes | 7.5
10317732 | Central Heat Pump | DAIKIN | HSP-A | DPS007AHHG4**-3-16 |  |  |  |  | 90000 |  | 19.3 | 12.1 |  | 3.63 | 78000 | 47000 | 60.26% | [8 empty] | Commercial | 1875 | Yes | 7.5
10317733 | Central Heat Pump | DAIKIN | HSP-A | DPS007AHHG5**-3-16 |  |  |  |  | 90000 |  | 19.1 | 12 |  | 3.58 | 78000 | 47000 | 60.26% | [8 empty] | Commercial | 1875 | Yes | 7.5
10317734 | Central Heat Pump | DAIKIN | HSP-A | DPS007AHHY2**-3-16 |  |  |  |  | 90000 |  | 19.8 | 12.8 |  | 3.67 | 78000 | 47000 | 60.26% | [8 empty] | Commercial | 1875 | Yes | 7.5
205092972 | Central Heat Pump | TRANE | HSP-A | WHC074H(3,4)*0A***E |  |  |  |  | 78000 |  | 16.5 | 12.1 |  | 3.5 | 75000 | 40000 | 53.33% | [8 empty] | Commercial | 1625 | Yes | 6.5
205092973 | Central Heat Pump | TRANE | HSP-A | WHC074H(3,4)*(C,G,K,N)A***E |  |  |  |  | 78000 |  | 16.5 | 12.1 |  | 3.5 | 75000 | 40000 | 53.33% | [8 empty] | Commercial | 1625 | Yes | 6.5
205092974 | Central Heat Pump | TRANE | HSP-A | DHC074H(3,4)*(L,M,H,X,Y,Z)A***E |  |  |  |  | 78000 |  | 16.5 | 12.1 |  | 3.5 | 75000 | 40000 | 53.33% | [8 empty] | Commercial | 1625 | Yes | 6.5
205092976 | Central Heat Pump | AMERICAN STANDARD | HSP-A | WHC074H(3,4)*0A***E |  |  |  |  | 78000 |  | 16.5 | 12.1 |  | 3.5 | 75000 | 40000 | 53.33% | [8 empty] | Commercial | 1625 | Yes | 6.5
205092977 | Central Heat Pump | AMERICAN STANDARD | HSP-A | WHC074H(3,4)*(C,G,K,N)A***E |  |  |  |  | 78000 |  | 16.5 | 12.1 |  | 3.5 | 75000 | 40000 | 53.33% | [8 empty] | Commercial | 1625 | Yes | 6.5
205092978 | Central Heat Pump | AMERICAN STANDARD | HSP-A | DHC074H(3,4)*(L,M,H,X,Y,Z)A***E |  |  |  |  | 78000 |  | 16.5 | 12.1 |  | 3.5 | 75000 | 40000 | 53.33% | [8 empty] | Commercial | 1625 | Yes | 6.5
205092979 | Central Heat Pump | TRANE | HSP-A | WHC074HW*0A***E |  |  |  |  | 78000 |  | 16.5 | 12.1 |  | 3.48 | 75000 | 40000 | 53.33% | [8 empty] | Commercial | 1625 | Yes | 6.5
202373511 | Central Heat Pump | YORK | HSP-A | XYEA7A(2,4,5)*1********* |  |  |  |  | 70000 |  | 14.1 | 12 |  | 3.4 | 67000 | 38000 | 56.72% | [8 empty] | Commercial | 1457.5 | Yes | 5.83
202373512 | Central Heat Pump | YORK | HSP-A | XYEA7A(2,4,5)*3********* |  |  |  |  | 70000 |  | 14.8 | 12 |  | 3.4 | 67000 | 38000 | 56.72% | [8 empty] | Commercial | 1457.5 | Yes | 5.83
202373522 | Central Heat Pump | CHAMPION, UNITARY PRODUCTS GROUP - COMMERCIAL | HSP-A | XYEA7A(2,4,5)*1********* |  |  |  |  | 70000 |  | 14.1 | 12 |  | 3.4 | 67000 | 38000 | 56.72% | [8 empty] | Commercial | 1457.5 | Yes | 5.83
202373523 | Central Heat Pump | CHAMPION, UNITARY PRODUCTS GROUP - COMMERCIAL | HSP-A | XYEA7A(2,4,5)*3********* |  |  |  |  | 70000 |  | 14.8 | 12 |  | 3.4 | 67000 | 38000 | 56.72% | [8 empty] | Commercial | 1457.5 | Yes | 5.83
202373532 | Central Heat Pump | COLEMAN | HSP-A | XYEA7A(2,4,5)*1********* |  |  |  |  | 70000 |  | 14.1 | 12 |  | 3.4 | 67000 | 38000 | 56.72% | [8 empty] | Commercial | 1457.5 | Yes | 5.83
202373533 | Central Heat Pump | COLEMAN | HSP-A | XYEA7A(2,4,5)*3********* |  |  |  |  | 70000 |  | 14.8 | 12 |  | 3.4 | 67000 | 38000 | 56.72% | [8 empty] | Commercial | 1457.5 | Yes | 5.83
202373542 | Central Heat Pump | LUXAIRE | HSP-A | XYEA7A(2,4,5)*1********* |  |  |  |  | 70000 |  | 14.1 | 12 |  | 3.4 | 67000 | 38000 | 56.72% | [8 empty] | Commercial | 1457.5 | Yes | 5.83
202373543 | Central Heat Pump | LUXAIRE | HSP-A | XYEA7A(2,4,5)*3********* |  |  |  |  | 70000 |  | 14.8 | 12 |  | 3.4 | 67000 | 38000 | 56.72% | [8 empty] | Commercial | 1457.5 | Yes | 5.83
207516848 | Central Heat Pump | LG | HSP-A | AK-W090BCA0 |  |  |  |  | 90000 |  | 20 | 12.2 |  | 3.7 | 90000 | 48000 | 53.33% | [8 empty] | Commercial | 1875 | Yes | 7.5
202395750 | Central Heat Pump | AMERICAN STANDARD | HSP-A | DHC074HW*(L,M,H,X,Y,Z)A |  |  |  |  | 78000 |  | 15.5 | 12.1 |  | 3.48 | 75000 | 40000 | 53.33% | [8 empty] | Commercial | 1625 | Yes | 6.5
202395751 | Central Heat Pump | TRANE | HSP-A | WHC074H(3,4)*0A***6 |  |  |  |  | 78000 |  | 16.5 | 12.1 |  | 3.5 | 75000 | 40000 | 53.33% | [8 empty] | Commercial | 1625 | Yes | 6.5
202395752 | Central Heat Pump | TRANE | HSP-A | WHC074H(3,4)*(C,G,K,N)A***6 |  |  |  |  | 78000 |  | 16.5 | 12.1 |  | 3.5 | 75000 | 40000 | 53.33% | [8 empty] | Commercial | 1625 | Yes | 6.5
202395753 | Central Heat Pump | TRANE | HSP-A | DHC074H(3,4)*(L,M,H,X,Y,Z)A***6 |  |  |  |  | 78000 |  | 16.5 | 12.1 |  | 3.5 | 75000 | 40000 | 53.33% | [8 empty] | Commercial | 1625 | Yes | 6.5
202395754 | Central Heat Pump | AMERICAN STANDARD | HSP-A | WHC074H(3,4)*0A***6 |  |  |  |  | 78000 |  | 16.5 | 12.1 |  | 3.5 | 75000 | 40000 | 53.33% | [8 empty] | Commercial | 1625 | Yes | 6.5
202395755 | Central Heat Pump | AMERICAN STANDARD | HSP-A | WHC074H(3,4)*(C,G,K,N)A***6 |  |  |  |  | 78000 |  | 16.5 | 12.1 |  | 3.5 | 75000 | 40000 | 53.33% | [8 empty] | Commercial | 1625 | Yes | 6.5
202395756 | Central Heat Pump | AMERICAN STANDARD | HSP-A | DHC074H(3,4)*(L,M,H,X,Y,Z)A***6 |  |  |  |  | 78000 |  | 16.5 | 12.1 |  | 3.5 | 75000 | 40000 | 53.33% | [8 empty] | Commercial | 1625 | Yes | 6.5
202395757 | Central Heat Pump | TRANE | HSP-A | WHC074HW*0A***6 |  |  |  |  | 78000 |  | 16.5 | 12.1 |  | 3.48 | 75000 | 40000 | 53.33% | [8 empty] | Commercial | 1625 | Yes | 6.5
202395758 | Central Heat Pump | TRANE | HSP-A | WHC074HW*(C,G,K,N)A***6 |  |  |  |  | 78000 |  | 16.5 | 12.1 |  | 3.48 | 75000 | 40000 | 53.33% | [8 empty] | Commercial | 1625 | Yes | 6.5
202395759 | Central Heat Pump | TRANE | HSP-A | DHC074HW*(L,M,H,X,Y,Z)A***6 |  |  |  |  | 78000 |  | 16.5 | 12.1 |  | 3.48 | 75000 | 40000 | 53.33% | [8 empty] | Commercial | 1625 | Yes | 6.5
202395760 | Central Heat Pump | AMERICAN STANDARD | HSP-A | WHC074HW*0A***6 |  |  |  |  | 78000 |  | 16.5 | 12.1 |  | 3.48 | 75000 | 40000 | 53.33% | [8 empty] | Commercial | 1625 | Yes | 6.5
202395761 | Central Heat Pump | AMERICAN STANDARD | HSP-A | WHC074HW*(C,G,K,N)A***6 |  |  |  |  | 78000 |  | 16.5 | 12.1 |  | 3.48 | 75000 | 40000 | 53.33% | [8 empty] | Commercial | 1625 | Yes | 6.5
202395762 | Central Heat Pump | AMERICAN STANDARD | HSP-A | DHC074HW*(L,M,H,X,Y,Z)A***6 |  |  |  |  | 78000 |  | 16.5 | 12.1 |  | 3.48 | 75000 | 40000 | 53.33% | [8 empty] | Commercial | 1625 | Yes | 6.5
202395764 | Central Heat Pump | TRANE | HSP-A | DHC092H(3,4)*(L,M,H,X,Y,Z)A |  |  |  |  | 95000 |  | 15.5 | 11.8 |  | 3.5 | 87000 | 49000 | 56.32% | [8 empty] | Commercial | 1980 | Yes | 7.92
202395765 | Central Heat Pump | AMERICAN STANDARD | HSP-A | WHC092H(3,4)*0A |  |  |  |  | 95000 |  | 15.5 | 11.8 |  | 3.5 | 87000 | 49000 | 56.32% | [8 empty] | Commercial | 1980 | Yes | 7.92
202395767 | Central Heat Pump | AMERICAN STANDARD | HSP-A | DHC092H(3,4)*(L,M,H,X,Y,Z)A |  |  |  |  | 95000 |  | 15.5 | 11.8 |  | 3.5 | 87000 | 49000 | 56.32% | [8 empty] | Commercial | 1980 | Yes | 7.92
202395768 | Central Heat Pump | TRANE | HSP-A | WHC092HW*0A |  |  |  |  | 95000 |  | 15.5 | 11.8 |  | 3.48 | 87000 | 49000 | 56.32% | [8 empty] | Commercial | 1980 | Yes | 7.92
202395770 | Central Heat Pump | TRANE | HSP-A | DHC092HW*(L,M,H,X,Y,Z)A |  |  |  |  | 95000 |  | 15.5 | 11.8 |  | 3.48 | 87000 | 49000 | 56.32% | [8 empty] | Commercial | 1980 | Yes | 7.92
202395771 | Central Heat Pump | AMERICAN STANDARD | HSP-A | WHC092HW*0A |  |  |  |  | 95000 |  | 15.5 | 11.8 |  | 3.48 | 87000 | 49000 | 56.32% | [8 empty] | Commercial | 1980 | Yes | 7.92
202395773 | Central Heat Pump | AMERICAN STANDARD | HSP-A | DHC092HW*(L,M,H,X,Y,Z)A |  |  |  |  | 95000 |  | 15.5 | 11.8 |  | 3.48 | 87000 | 49000 | 56.32% | [8 empty] | Commercial | 1980 | Yes | 7.92
202395774 | Central Heat Pump | TRANE | HSP-A | WHC092H(3,4)*0A***6 |  |  |  |  | 95000 |  | 16.5 | 11.8 |  | 3.5 | 87000 | 49000 | 56.32% | [8 empty] | Commercial | 1980 | Yes | 7.92
202395775 | Central Heat Pump | TRANE | HSP-A | WHC092H(3,4)*(C,G,K,N)A***6 |  |  |  |  | 95000 |  | 16.5 | 11.8 |  | 3.5 | 87000 | 49000 | 56.32% | [8 empty] | Commercial | 1980 | Yes | 7.92
202395776 | Central Heat Pump | TRANE | HSP-A | DHC092H(3,4)*(L,M,H,X,Y,Z)A***6 |  |  |  |  | 95000 |  | 16.5 | 11.8 |  | 3.5 | 87000 | 49000 | 56.32% | [8 empty] | Commercial | 1980 | Yes | 7.92
202395777 | Central Heat Pump | AMERICAN STANDARD | HSP-A | WHC092H(3,4)*0A***6 |  |  |  |  | 95000 |  | 16.5 | 11.8 |  | 3.5 | 87000 | 49000 | 56.32% | [8 empty] | Commercial | 1980 | Yes | 7.92
202395778 | Central Heat Pump | AMERICAN STANDARD | HSP-A | WHC092H(3,4)*(C,G,K,N)A***6 |  |  |  |  | 95000 |  | 16.5 | 11.8 |  | 3.5 | 87000 | 49000 | 56.32% | [8 empty] | Commercial | 1980 | Yes | 7.92
202395779 | Central Heat Pump | AMERICAN STANDARD | HSP-A | DHC092H(3,4)*(L,M,H,X,Y,Z)A***6 |  |  |  |  | 95000 |  | 16.5 | 11.8 |  | 3.5 | 87000 | 49000 | 56.32% | [8 empty] | Commercial | 1980 | Yes | 7.92
202395780 | Central Heat Pump | TRANE | HSP-A | WHC092HW*0A***6 |  |  |  |  | 95000 |  | 16.5 | 11.8 |  | 3.48 | 87000 | 49000 | 56.32% | [8 empty] | Commercial | 1980 | Yes | 7.92
202395781 | Central Heat Pump | TRANE | HSP-A | WHC092HW*(C,G,K,N)A***6 |  |  |  |  | 95000 |  | 16.5 | 11.8 |  | 3.48 | 87000 | 49000 | 56.32% | [8 empty] | Commercial | 1980 | Yes | 7.92
202395782 | Central Heat Pump | TRANE | HSP-A | DHC092HW*(L,M,H,X,Y,Z)A***6 |  |  |  |  | 95000 |  | 16.5 | 11.8 |  | 3.48 | 87000 | 49000 | 56.32% | [8 empty] | Commercial | 1980 | Yes | 7.92
202395783 | Central Heat Pump | AMERICAN STANDARD | HSP-A | WHC092HW*0A***6 |  |  |  |  | 95000 |  | 16.5 | 11.8 |  | 3.48 | 87000 | 49000 | 56.32% | [8 empty] | Commercial | 1980 | Yes | 7.92
202395784 | Central Heat Pump | AMERICAN STANDARD | HSP-A | WHC092HW*(C,G,K,N)A***6 |  |  |  |  | 95000 |  | 16.5 | 11.8 |  | 3.48 | 87000 | 49000 | 56.32% | [8 empty] | Commercial | 1980 | Yes | 7.92
202395785 | Central Heat Pump | AMERICAN STANDARD | HSP-A | DHC092HW*(L,M,H,X,Y,Z)A***6 |  |  |  |  | 95000 |  | 16.5 | 11.8 |  | 3.48 | 87000 | 49000 | 56.32% | [8 empty] | Commercial | 1980 | Yes | 7.92
202395787 | Central Heat Pump | TRANE | HSP-A | DHC102H(3,4)*(L,M,H,X,Y,Z)A |  |  |  |  | 104000 |  | 15.5 | 12 |  | 3.63 | 93000 | 57000 | 61.29% | [8 empty] | Commercial | 2167.5 | Yes | 8.67
202395788 | Central Heat Pump | AMERICAN STANDARD | HSP-A | WHC102H(3,4)*0A |  |  |  |  | 104000 |  | 15.5 | 12 |  | 3.63 | 93000 | 57000 | 61.29% | [8 empty] | Commercial | 2167.5 | Yes | 8.67
202395790 | Central Heat Pump | AMERICAN STANDARD | HSP-A | DHC102H(3,4)*(L,M,H,X,Y,Z)A |  |  |  |  | 104000 |  | 15.5 | 12 |  | 3.63 | 93000 | 57000 | 61.29% | [8 empty] | Commercial | 2167.5 | Yes | 8.67
202395791 | Central Heat Pump | TRANE | HSP-A | WHC102HW*0A |  |  |  |  | 104000 |  | 15.5 | 11.8 |  | 3.61 | 93000 | 57000 | 61.29% | [8 empty] | Commercial | 2167.5 | Yes | 8.67
202395793 | Central Heat Pump | TRANE | HSP-A | DHC102HW*(L,M,H,X,Y,Z)A |  |  |  |  | 104000 |  | 15.5 | 11.8 |  | 3.61 | 93000 | 57000 | 61.29% | [8 empty] | Commercial | 2167.5 | Yes | 8.67
202395794 | Central Heat Pump | AMERICAN STANDARD | HSP-A | WHC102HW*0A |  |  |  |  | 104000 |  | 15.5 | 11.8 |  | 3.61 | 93000 | 57000 | 61.29% | [8 empty] | Commercial | 2167.5 | Yes | 8.67
202395796 | Central Heat Pump | AMERICAN STANDARD | HSP-A | DHC102HW*(L,M,H,X,Y,Z)A |  |  |  |  | 104000 |  | 15.5 | 11.8 |  | 3.61 | 93000 | 57000 | 61.29% | [8 empty] | Commercial | 2167.5 | Yes | 8.67
202395797 | Central Heat Pump | TRANE | HSP-A | WHC102H(3,4)*0A***6 |  |  |  |  | 104000 |  | 16.5 | 12 |  | 3.63 | 93000 | 57000 | 61.29% | [8 empty] | Commercial | 2167.5 | Yes | 8.67
202395798 | Central Heat Pump | TRANE | HSP-A | WHC102H(3,4)*(C,G,K,N)A***6 |  |  |  |  | 104000 |  | 16.5 | 12 |  | 3.63 | 93000 | 57000 | 61.29% | [8 empty] | Commercial | 2167.5 | Yes | 8.67
202395799 | Central Heat Pump | TRANE | HSP-A | DHC102H(3,4)*(L,M,H,X,Y,Z)A***6 |  |  |  |  | 104000 |  | 16.5 | 12 |  | 3.63 | 93000 | 57000 | 61.29% | [8 empty] | Commercial | 2167.5 | Yes | 8.67
10190527 | Central Heat Pump | YORK | HSP-A | XXE09A(2,4,5)*3********* |  |  |  |  | 102000 |  | 14.4 | 11.8 |  | 3.4 | 94000 | 57000 | 60.64% | [8 empty] | Commercial | 2125 | Yes | 8.5
10190546 | Central Heat Pump | CHAMPION, UNITARY PRODUCTS GROUP - COMMERCIAL | HSP-A | XXE09A(2,4,5)*3********* |  |  |  |  | 102000 |  | 14.4 | 11.8 |  | 3.4 | 94000 | 57000 | 60.64% | [8 empty] | Commercial | 2125 | Yes | 8.5
10190547 | Central Heat Pump | COLEMAN | HSP-A | XXE09A(2,4,5)*3********* |  |  |  |  | 102000 |  | 14.4 | 11.8 |  | 3.4 | 94000 | 57000 | 60.64% | [8 empty] | Commercial | 2125 | Yes | 8.5
10190548 | Central Heat Pump | FRASER - JOHNSTON | HSP-A | XXE09A(2,4,5)*3********* |  |  |  |  | 102000 |  | 14.4 | 11.8 |  | 3.4 | 94000 | 57000 | 60.64% | [8 empty] | Commercial | 2125 | Yes | 8.5
10190549 | Central Heat Pump | JOHNSON CONTROLS | HSP-A | XXE09A(2,4,5)*3********* |  |  |  |  | 102000 |  | 14.4 | 11.8 |  | 3.4 | 94000 | 57000 | 60.64% | [8 empty] | Commercial | 2125 | Yes | 8.5
10190550 | Central Heat Pump | LUXAIRE | HSP-A | XXE09A(2,4,5)*3********* |  |  |  |  | 102000 |  | 14.4 | 11.8 |  | 3.4 | 94000 | 57000 | 60.64% | [8 empty] | Commercial | 2125 | Yes | 8.5
10190551 | Central Heat Pump | TEMPMASTER, UNITARY PRODUCTS GROUP - COMMERCIAL | HSP-A | XXE09A(2,4,5)*3********* |  |  |  |  | 102000 |  | 14.4 | 11.8 |  | 3.4 | 94000 | 57000 | 60.64% | [8 empty] | Commercial | 2125 | Yes | 8.5
203404639 | Central Heat Pump | TRANE | HSP-A | WHC074H(3,4)*(C,G,K,N)A |  |  |  |  | 78000 |  | 15.5 | 12.1 |  | 3.5 | 75000 | 40000 | 53.33% | [8 empty] | Commercial | 1625 | Yes | 6.5
203404640 | Central Heat Pump | AMERICAN STANDARD | HSP-A | WHC074H(3,4)*(C,G,K,N)A |  |  |  |  | 78000 |  | 15.5 | 12.1 |  | 3.5 | 75000 | 40000 | 53.33% | [8 empty] | Commercial | 1625 | Yes | 6.5
203404641 | Central Heat Pump | TRANE | HSP-A | WHC074HW*(C,G,K,N)A |  |  |  |  | 78000 |  | 15.5 | 12.1 |  | 3.48 | 75000 | 40000 | 53.33% | [8 empty] | Commercial | 1625 | Yes | 6.5
203404642 | Central Heat Pump | AMERICAN STANDARD | HSP-A | WHC074HW*(C,G,K,N)A |  |  |  |  | 78000 |  | 15.5 | 12.1 |  | 3.48 | 75000 | 40000 | 53.33% | [8 empty] | Commercial | 1625 | Yes | 6.5
203404643 | Central Heat Pump | TRANE | HSP-A | WHC092H(3,4)*(C,G,K,N)A |  |  |  |  | 95000 |  | 15.5 | 11.8 |  | 3.5 | 87000 | 49000 | 56.32% | [8 empty] | Commercial | 1980 | Yes | 7.92
203404644 | Central Heat Pump | AMERICAN STANDARD | HSP-A | WHC092H(3,4)*(C,G,K,N)A |  |  |  |  | 95000 |  | 15.5 | 11.8 |  | 3.5 | 87000 | 49000 | 56.32% | [8 empty] | Commercial | 1980 | Yes | 7.92
203404645 | Central Heat Pump | TRANE | HSP-A | WHC092HW*(C,G,K,N)A |  |  |  |  | 95000 |  | 15.5 | 11.8 |  | 3.48 | 87000 | 49000 | 56.32% | [8 empty] | Commercial | 1980 | Yes | 7.92
203404646 | Central Heat Pump | AMERICAN STANDARD | HSP-A | WHC092HW*(C,G,K,N)A |  |  |  |  | 95000 |  | 15.5 | 11.8 |  | 3.48 | 87000 | 49000 | 56.32% | [8 empty] | Commercial | 1980 | Yes | 7.92
203404647 | Central Heat Pump | TRANE | HSP-A | WHC102H(3,4)*(C,G,K,N)A |  |  |  |  | 104000 |  | 15.5 | 12 |  | 3.63 | 93000 | 57000 | 61.29% | [8 empty] | Commercial | 2167.5 | Yes | 8.67
203404648 | Central Heat Pump | AMERICAN STANDARD | HSP-A | WHC102H(3,4)*(C,G,K,N)A |  |  |  |  | 104000 |  | 15.5 | 12 |  | 3.63 | 93000 | 57000 | 61.29% | [8 empty] | Commercial | 2167.5 | Yes | 8.67
203404649 | Central Heat Pump | TRANE | HSP-A | WHC102HW*(C,G,K,N)A |  |  |  |  | 104000 |  | 15.5 | 11.8 |  | 3.61 | 93000 | 57000 | 61.29% | [8 empty] | Commercial | 2167.5 | Yes | 8.67
203404650 | Central Heat Pump | AMERICAN STANDARD | HSP-A | WHC102HW*(C,G,K,N)A |  |  |  |  | 104000 |  | 15.5 | 11.8 |  | 3.61 | 93000 | 57000 | 61.29% | [8 empty] | Commercial | 2167.5 | Yes | 8.67
202395852 | Central Heat Pump | TRANE | HSP-A | DHC092H(3,4)*(L,M,H,X,Y,Z)A***7 |  |  |  |  | 95000 |  | 16 | 11.8 |  | 3.5 | 87000 | 49000 | 56.32% | [8 empty] | Commercial | 1980 | Yes | 7.92
202395853 | Central Heat Pump | AMERICAN STANDARD | HSP-A | WHC092H(3,4)*0A***7 |  |  |  |  | 95000 |  | 16 | 11.8 |  | 3.5 | 87000 | 49000 | 56.32% | [8 empty] | Commercial | 1980 | Yes | 7.92
202395854 | Central Heat Pump | AMERICAN STANDARD | HSP-A | WHC092H(3,4)*(C,G,K,N)A***7 |  |  |  |  | 95000 |  | 16 | 11.8 |  | 3.5 | 87000 | 49000 | 56.32% | [8 empty] | Commercial | 1980 | Yes | 7.92
202395855 | Central Heat Pump | AMERICAN STANDARD | HSP-A | DHC092H(3,4)*(L,M,H,X,Y,Z)A***7 |  |  |  |  | 95000 |  | 16 | 11.8 |  | 3.5 | 87000 | 49000 | 56.32% | [8 empty] | Commercial | 1980 | Yes | 7.92
202395856 | Central Heat Pump | TRANE | HSP-A | WHC092HW*0A***7 |  |  |  |  | 95000 |  | 16 | 11.8 |  | 3.48 | 87000 | 49000 | 56.32% | [8 empty] | Commercial | 1980 | Yes | 7.92
202395857 | Central Heat Pump | TRANE | HSP-A | WHC092HW*(C,G,K,N)A***7 |  |  |  |  | 95000 |  | 16 | 11.8 |  | 3.48 | 87000 | 49000 | 56.32% | [8 empty] | Commercial | 1980 | Yes | 7.92
202395858 | Central Heat Pump | TRANE | HSP-A | DHC092HW*(L,M,H,X,Y,Z)A***7 |  |  |  |  | 95000 |  | 16 | 11.8 |  | 3.48 | 87000 | 49000 | 56.32% | [8 empty] | Commercial | 1980 | Yes | 7.92
202395859 | Central Heat Pump | AMERICAN STANDARD | HSP-A | WHC092HW*0A***7 |  |  |  |  | 95000 |  | 16 | 11.8 |  | 3.48 | 87000 | 49000 | 56.32% | [8 empty] | Commercial | 1980 | Yes | 7.92
202395860 | Central Heat Pump | AMERICAN STANDARD | HSP-A | WHC092HW*(C,G,K,N)A***7 |  |  |  |  | 95000 |  | 16 | 11.8 |  | 3.48 | 87000 | 49000 | 56.32% | [8 empty] | Commercial | 1980 | Yes | 7.92
202395861 | Central Heat Pump | AMERICAN STANDARD | HSP-A | DHC092HW*(L,M,H,X,Y,Z)A***7 |  |  |  |  | 95000 |  | 16 | 11.8 |  | 3.48 | 87000 | 49000 | 56.32% | [8 empty] | Commercial | 1980 | Yes | 7.92
202395862 | Central Heat Pump | TRANE | HSP-A | WHC102H(3,4)*0A***7 |  |  |  |  | 104000 |  | 16 | 12 |  | 3.63 | 93000 | 57000 | 61.29% | [8 empty] | Commercial | 2167.5 | Yes | 8.67
202395863 | Central Heat Pump | TRANE | HSP-A | WHC102H(3,4)*(C,G,K,N)A***7 |  |  |  |  | 104000 |  | 16 | 12 |  | 3.63 | 93000 | 57000 | 61.29% | [8 empty] | Commercial | 2167.5 | Yes | 8.67
202395864 | Central Heat Pump | TRANE | HSP-A | DHC102H(3,4)*(L,M,H,X,Y,Z)A***7 |  |  |  |  | 104000 |  | 16 | 12 |  | 3.63 | 93000 | 57000 | 61.29% | [8 empty] | Commercial | 2167.5 | Yes | 8.67
202395865 | Central Heat Pump | AMERICAN STANDARD | HSP-A | WHC102H(3,4)*0A***7 |  |  |  |  | 104000 |  | 16 | 12 |  | 3.63 | 93000 | 57000 | 61.29% | [8 empty] | Commercial | 2167.5 | Yes | 8.67
202395866 | Central Heat Pump | AMERICAN STANDARD | HSP-A | WHC102H(3,4)*(C,G,K,N)A***7 |  |  |  |  | 104000 |  | 16 | 12 |  | 3.63 | 93000 | 57000 | 61.29% | [8 empty] | Commercial | 2167.5 | Yes | 8.67
202395867 | Central Heat Pump | AMERICAN STANDARD | HSP-A | DHC102H(3,4)*(L,M,H,X,Y,Z)A***7 |  |  |  |  | 104000 |  | 16 | 12 |  | 3.63 | 93000 | 57000 | 61.29% | [8 empty] | Commercial | 2167.5 | Yes | 8.67
202395868 | Central Heat Pump | TRANE | HSP-A | WHC102HW*0A***7 |  |  |  |  | 104000 |  | 16 | 11.8 |  | 3.61 | 93000 | 57000 | 61.29% | [8 empty] | Commercial | 2167.5 | Yes | 8.67
202395869 | Central Heat Pump | TRANE | HSP-A | WHC102HW*(C,G,K,N)A***7 |  |  |  |  | 104000 |  | 16 | 11.8 |  | 3.61 | 93000 | 57000 | 61.29% | [8 empty] | Commercial | 2167.5 | Yes | 8.67
202395870 | Central Heat Pump | TRANE | HSP-A | DHC102HW*(L,M,H,X,Y,Z)A***7 |  |  |  |  | 104000 |  | 16 | 11.8 |  | 3.61 | 93000 | 57000 | 61.29% | [8 empty] | Commercial | 2167.5 | Yes | 8.67
202395871 | Central Heat Pump | AMERICAN STANDARD | HSP-A | WHC102HW*0A***7 |  |  |  |  | 104000 |  | 16 | 11.8 |  | 3.61 | 93000 | 57000 | 61.29% | [8 empty] | Commercial | 2167.5 | Yes | 8.67
202395872 | Central Heat Pump | AMERICAN STANDARD | HSP-A | WHC102HW*(C,G,K,N)A***7 |  |  |  |  | 104000 |  | 16 | 11.8 |  | 3.61 | 93000 | 57000 | 61.29% | [8 empty] | Commercial | 2167.5 | Yes | 8.67
202395873 | Central Heat Pump | AMERICAN STANDARD | HSP-A | DHC102HW*(L,M,H,X,Y,Z)A***7 |  |  |  |  | 104000 |  | 16 | 11.8 |  | 3.61 | 93000 | 57000 | 61.29% | [8 empty] | Commercial | 2167.5 | Yes | 8.67
202089022 | Central Heat Pump | LENNOX | HSP-A | KHB092H4M*1Y,G,J |  |  |  |  | 89000 |  | 14.2 | 12.1 |  | 3.6 | 86000 | 47500 | 55.23% | [8 empty] | Commercial | 1855 | Yes | 7.42
202089025 | Central Heat Pump | LENNOX | HSP-A | KHB122H4E*1Y,G,J |  |  |  |  | 118000 |  | 14.8 | 12.3 |  | 3.6 | 116000 | 65000 | 56.03% | [8 empty] | Commercial | 2457.5 | Yes | 9.83
202089027 | Central Heat Pump | LENNOX | HSP-A | KDB092H4M*1Y,G,J |  |  |  |  | 89000 |  | 14.2 | 12.1 |  | 3.6 | 86000 | 47500 | 55.23% | [8 empty] | Commercial | 1855 | Yes | 7.42
202089030 | Central Heat Pump | LENNOX | HSP-A | KDB122H4E*1Y,G,J |  |  |  |  | 118000 |  | 14.8 | 12.3 |  | 3.6 | 116000 | 65000 | 56.03% | [8 empty] | Commercial | 2457.5 | Yes | 9.83
5831416 | Central Heat Pump | DAIKIN | HSP-A | DPS007AHHY5**-3* |  |  |  |  | 90000 |  | 19.9 | 12.9 |  | 3.66 | 78000 | 47000 | 60.26% | [8 empty] | Commercial | 1875 | Yes | 7.5
5831420 | Central Heat Pump | DAIKIN | HSP-A | DPS007AHHE5**-3* |  |  |  |  | 90000 |  | 19.4 | 12.7 |  | 3.62 | 78000 | 47000 | 60.26% | [8 empty] | Commercial | 1875 | Yes | 7.5
5831428 | Central Heat Pump | DAIKIN | HSP-A | DPS007AHHG5**-3* |  |  |  |  | 90000 |  | 19.4 | 12.7 |  | 3.62 | 78000 | 47000 | 60.26% | [8 empty] | Commercial | 1875 | Yes | 7.5
5831432 | Central Heat Pump | DAIKIN | HSP-A | DPS010AHHY5**-4* |  |  |  |  | 120000 |  | 18.1 | 12.1 |  | 3.43 | 105000 | 62000 | 59.05% | [8 empty] | Commercial | 2500 | Yes | 10
206249020 | Central Heat Pump | LENNOX | HSP-A | KHB102H4M*2Y,G,J |  |  |  |  | 100000 |  | 14.3 | 12 |  | 3.5 | 96000 | 53000 | 55.21% | [8 empty] | Commercial | 2082.5 | Yes | 8.33
206249021 | Central Heat Pump | LENNOX | HSP-A | KDB102H4M*2Y,G,J |  |  |  |  | 100000 |  | 14.3 | 12 |  | 3.5 | 96000 | 53000 | 55.21% | [8 empty] | Commercial | 2082.5 | Yes | 8.33
203400284 | Central Heat Pump | ALLIED COMMERCIAL | HSP-A | KDB092H4M*1Y,G,J |  |  |  |  | 89000 |  | 14.2 | 12.1 |  | 3.6 | 86000 | 51000 | 59.3% | [8 empty] | Commercial | 1855 | Yes | 7.42
203400287 | Central Heat Pump | ALLIED COMMERCIAL | HSP-A | KDB122H4E*1Y,G,J |  |  |  |  | 118000 |  | 14.8 | 12.3 |  | 3.6 | 116000 | 65000 | 56.03% | [8 empty] | Commercial | 2457.5 | Yes | 9.83
207339137 | Central Heat Pump | CARRIER CORPORATION | HSP-A | 50HCQ*08***(5,6,1)****(G,J,K,M)* |  |  |  |  | 90000 |  | 13.7 | 12.1 |  | 3.5 | 84000 | 47000 | 55.95% | [8 empty] | Commercial | 1875 | Yes | 7.5
207339139 | Central Heat Pump | CARRIER CORPORATION | HSP-A | 50HCQ*12***(5,6,1)****(G,J,K,M)* |  |  |  |  | 119000 |  | 13.6 | 12.3 |  | 3.5 | 116000 | 65000 | 56.03% | [8 empty] | Commercial | 2480 | Yes | 9.92
207339150 | Central Heat Pump | CARRIER CORPORATION | HSP-A | 50HCQD07***(5,6,1)****(G,J,K,M)* |  |  |  |  | 70000 |  | 15.6 | 12 |  | 3.4 | 69000 | 38000 | 55.07% | [8 empty] | Commercial | 1457.5 | Yes | 5.83
206597274 | Central Heat Pump | LG | HSP-A | AK-W090BC00 |  |  |  |  | 90000 |  | 20 | 12.2 |  | 3.7 | 90000 | 48000 | 53.33% | [8 empty] | Commercial | 1875 | Yes | 7.5
10317735 | Central Heat Pump | DAIKIN | HSP-A | DPS007AHHY4**-3-16 |  |  |  |  | 90000 |  | 19.8 | 12.8 |  | 3.67 | 78000 | 47000 | 60.26% | [8 empty] | Commercial | 1875 | Yes | 7.5
10317736 | Central Heat Pump | DAIKIN | HSP-A | DPS007AHHY5**-3-16 |  |  |  |  | 90000 |  | 19.6 | 12.7 |  | 3.62 | 78000 | 47000 | 60.26% | [8 empty] | Commercial | 1875 | Yes | 7.5
10317746 | Central Heat Pump | DAIKIN | HSP-A | DPS007AHHE2**-3-14 |  |  |  |  | 89000 |  | 18.8 | 12.2 |  | 3.58 | 78000 | 47000 | 60.26% | [8 empty] | Commercial | 1855 | Yes | 7.42
10317747 | Central Heat Pump | DAIKIN | HSP-A | DPS007AHHE4**-3-14 |  |  |  |  | 89000 |  | 18.8 | 12.2 |  | 3.58 | 78000 | 47000 | 60.26% | [8 empty] | Commercial | 1855 | Yes | 7.42
10317748 | Central Heat Pump | DAIKIN | HSP-A | DPS007AHHE5**-3-14 |  |  |  |  | 89000 |  | 18.6 | 12.1 |  | 3.5 | 78000 | 47000 | 60.26% | [8 empty] | Commercial | 1855 | Yes | 7.42
10317752 | Central Heat Pump | DAIKIN | HSP-A | DPS007AHHY2**-3-14 |  |  |  |  | 89000 |  | 19.3 | 12.8 |  | 3.62 | 78000 | 47000 | 60.26% | [8 empty] | Commercial | 1855 | Yes | 7.42
10317753 | Central Heat Pump | DAIKIN | HSP-A | DPS007AHHY4**-3-14 |  |  |  |  | 89000 |  | 19.3 | 12.8 |  | 3.62 | 78000 | 47000 | 60.26% | [8 empty] | Commercial | 1855 | Yes | 7.42
10317754 | Central Heat Pump | DAIKIN | HSP-A | DPS007AHHY5**-3-14 |  |  |  |  | 89000 |  | 19.1 | 12.7 |  | 3.54 | 78000 | 47000 | 60.26% | [8 empty] | Commercial | 1855 | Yes | 7.42
10098059 | Central Heat Pump | CHAMPION, UNITARY PRODUCTS GROUP - COMMERCIAL | HSP-A | XYE08A(2,4,5)*1******* |  |  |  |  | 88000 |  | 14 | 12.1 |  | 3.5 | 84000 | 48000 | 57.14% | [8 empty] | Commercial | 1832.5 | Yes | 7.33
10098060 | Central Heat Pump | COLEMAN | HSP-A | XYE08A(2,4,5)*1******* |  |  |  |  | 88000 |  | 14 | 12.1 |  | 3.5 | 84000 | 48000 | 57.14% | [8 empty] | Commercial | 1832.5 | Yes | 7.33
10098061 | Central Heat Pump | FRASER - JOHNSTON | HSP-A | XYE08A(2,4,5)*1******* |  |  |  |  | 88000 |  | 14 | 12.1 |  | 3.5 | 84000 | 48000 | 57.14% | [8 empty] | Commercial | 1832.5 | Yes | 7.33
10098062 | Central Heat Pump | JOHNSON CONTROLS | HSP-A | XYE08A(2,4,5)*1******* |  |  |  |  | 88000 |  | 14 | 12.1 |  | 3.5 | 84000 | 48000 | 57.14% | [8 empty] | Commercial | 1832.5 | Yes | 7.33
10098063 | Central Heat Pump | LUXAIRE | HSP-A | XYE08A(2,4,5)*1******* |  |  |  |  | 88000 |  | 14 | 12.1 |  | 3.5 | 84000 | 48000 | 57.14% | [8 empty] | Commercial | 1832.5 | Yes | 7.33
10098064 | Central Heat Pump | TEMPMASTER, UNITARY PRODUCTS GROUP - COMMERCIAL | HSP-A | XYE08A(2,4,5)*1******* |  |  |  |  | 88000 |  | 14 | 12.1 |  | 3.5 | 84000 | 48000 | 57.14% | [8 empty] | Commercial | 1832.5 | Yes | 7.33
10098065 | Central Heat Pump | CHAMPION, UNITARY PRODUCTS GROUP - COMMERCIAL | HSP-A | XYE08A(2,4,5)*3******* |  |  |  |  | 88000 |  | 16 | 12.1 |  | 3.5 | 84000 | 48000 | 57.14% | [8 empty] | Commercial | 1832.5 | Yes | 7.33
10098066 | Central Heat Pump | COLEMAN | HSP-A | XYE08A(2,4,5)*3******* |  |  |  |  | 88000 |  | 16 | 12.1 |  | 3.5 | 84000 | 48000 | 57.14% | [8 empty] | Commercial | 1832.5 | Yes | 7.33
10098067 | Central Heat Pump | FRASER - JOHNSTON | HSP-A | XYE08A(2,4,5)*3******* |  |  |  |  | 88000 |  | 16 | 12.1 |  | 3.5 | 84000 | 48000 | 57.14% | [8 empty] | Commercial | 1832.5 | Yes | 7.33
10098068 | Central Heat Pump | JOHNSON CONTROLS | HSP-A | XYE08A(2,4,5)*3******* |  |  |  |  | 88000 |  | 16 | 12.1 |  | 3.5 | 84000 | 48000 | 57.14% | [8 empty] | Commercial | 1832.5 | Yes | 7.33
10098069 | Central Heat Pump | LUXAIRE | HSP-A | XYE08A(2,4,5)*3******* |  |  |  |  | 88000 |  | 16 | 12.1 |  | 3.5 | 84000 | 48000 | 57.14% | [8 empty] | Commercial | 1832.5 | Yes | 7.33
10098070 | Central Heat Pump | TEMPMASTER, UNITARY PRODUCTS GROUP - COMMERCIAL | HSP-A | XYE08A(2,4,5)*3******* |  |  |  |  | 88000 |  | 16 | 12.1 |  | 3.5 | 84000 | 48000 | 57.14% | [8 empty] | Commercial | 1832.5 | Yes | 7.33
10098071 | Central Heat Pump | CHAMPION, UNITARY PRODUCTS GROUP - COMMERCIAL | HSP-A | XYE09A(2,4,5)*1******* |  |  |  |  | 98000 |  | 13.8 | 12 |  | 3.4 | 96000 | 54000 | 56.25% | [8 empty] | Commercial | 2042.5 | Yes | 8.17
10098072 | Central Heat Pump | COLEMAN | HSP-A | XYE09A(2,4,5)*1******* |  |  |  |  | 98000 |  | 13.8 | 12 |  | 3.4 | 96000 | 54000 | 56.25% | [8 empty] | Commercial | 2042.5 | Yes | 8.17
10098073 | Central Heat Pump | FRASER - JOHNSTON | HSP-A | XYE09A(2,4,5)*1******* |  |  |  |  | 98000 |  | 13.8 | 12 |  | 3.4 | 96000 | 54000 | 56.25% | [8 empty] | Commercial | 2042.5 | Yes | 8.17
10098074 | Central Heat Pump | JOHNSON CONTROLS | HSP-A | XYE09A(2,4,5)*1******* |  |  |  |  | 98000 |  | 13.8 | 12 |  | 3.4 | 96000 | 54000 | 56.25% | [8 empty] | Commercial | 2042.5 | Yes | 8.17
10098075 | Central Heat Pump | LUXAIRE | HSP-A | XYE09A(2,4,5)*1******* |  |  |  |  | 98000 |  | 13.8 | 12 |  | 3.4 | 96000 | 54000 | 56.25% | [8 empty] | Commercial | 2042.5 | Yes | 8.17
10098076 | Central Heat Pump | TEMPMASTER, UNITARY PRODUCTS GROUP - COMMERCIAL | HSP-A | XYE09A(2,4,5)*1******* |  |  |  |  | 98000 |  | 13.8 | 12 |  | 3.4 | 96000 | 54000 | 56.25% | [8 empty] | Commercial | 2042.5 | Yes | 8.17
10098078 | Central Heat Pump | CHAMPION, UNITARY PRODUCTS GROUP - COMMERCIAL | HSP-A | XYE09A(2,4,5)*3******* |  |  |  |  | 98000 |  | 15.8 | 12 |  | 3.4 | 96000 | 54000 | 56.25% | [8 empty] | Commercial | 2042.5 | Yes | 8.17
10098079 | Central Heat Pump | COLEMAN | HSP-A | XYE09A(2,4,5)*3******* |  |  |  |  | 98000 |  | 15.8 | 12 |  | 3.4 | 96000 | 54000 | 56.25% | [8 empty] | Commercial | 2042.5 | Yes | 8.17
10098080 | Central Heat Pump | FRASER - JOHNSTON | HSP-A | XYE09A(2,4,5)*3******* |  |  |  |  | 98000 |  | 15.8 | 12 |  | 3.4 | 96000 | 54000 | 56.25% | [8 empty] | Commercial | 2042.5 | Yes | 8.17
10098081 | Central Heat Pump | JOHNSON CONTROLS | HSP-A | XYE09A(2,4,5)*3******* |  |  |  |  | 98000 |  | 15.8 | 12 |  | 3.4 | 96000 | 54000 | 56.25% | [8 empty] | Commercial | 2042.5 | Yes | 8.17
10098082 | Central Heat Pump | LUXAIRE | HSP-A | XYE09A(2,4,5)*3******* |  |  |  |  | 98000 |  | 15.8 | 12 |  | 3.4 | 96000 | 54000 | 56.25% | [8 empty] | Commercial | 2042.5 | Yes | 8.17
10098083 | Central Heat Pump | TEMPMASTER, UNITARY PRODUCTS GROUP - COMMERCIAL | HSP-A | XYE09A(2,4,5)*3******* |  |  |  |  | 98000 |  | 15.8 | 12 |  | 3.4 | 96000 | 54000 | 56.25% | [8 empty] | Commercial | 2042.5 | Yes | 8.17
207178125 | Central Heat Pump | LG | HSP-A | AK-W090LC00 |  |  |  |  | 90000 |  | 20 | 12.2 |  | 3.7 | 90000 | 48000 | 53.33% | [8 empty] | Commercial | 1875 | Yes | 7.5
202395724 | Central Heat Pump | TRANE | HSP-A | WHC074H(3,4)*0A |  |  |  |  | 78000 |  | 15.5 | 12.1 |  | 3.5 | 75000 | 40000 | 53.33% | [8 empty] | Commercial | 1625 | Yes | 6.5
202395725 | Central Heat Pump | TRANE | HSP-A | WHC092H(3,4)*0A |  |  |  |  | 95000 |  | 15.5 | 11.8 |  | 3.5 | 87000 | 49000 | 56.32% | [8 empty] | Commercial | 1980 | Yes | 7.92
202395726 | Central Heat Pump | TRANE | HSP-A | WHC102H(3,4)*0A |  |  |  |  | 104000 |  | 15.5 | 12 |  | 3.63 | 93000 | 57000 | 61.29% | [8 empty] | Commercial | 2167.5 | Yes | 8.67
202395741 | Central Heat Pump | TRANE | HSP-A | DHC074H(3,4)*(L,M,H,X,Y,Z)A |  |  |  |  | 78000 |  | 15.5 | 12.1 |  | 3.5 | 75000 | 40000 | 53.33% | [8 empty] | Commercial | 1625 | Yes | 6.5
202395742 | Central Heat Pump | AMERICAN STANDARD | HSP-A | WHC074H(3,4)*0A |  |  |  |  | 78000 |  | 15.5 | 12.1 |  | 3.5 | 75000 | 40000 | 53.33% | [8 empty] | Commercial | 1625 | Yes | 6.5
202395744 | Central Heat Pump | AMERICAN STANDARD | HSP-A | DHC074H(3,4)*(L,M,H,X,Y,Z)A |  |  |  |  | 78000 |  | 15.5 | 12.1 |  | 3.5 | 75000 | 40000 | 53.33% | [8 empty] | Commercial | 1625 | Yes | 6.5
202395745 | Central Heat Pump | TRANE | HSP-A | WHC074HW*0A |  |  |  |  | 78000 |  | 15.5 | 12.1 |  | 3.48 | 75000 | 40000 | 53.33% | [8 empty] | Commercial | 1625 | Yes | 6.5
202395747 | Central Heat Pump | TRANE | HSP-A | DHC074HW*(L,M,H,X,Y,Z)A |  |  |  |  | 78000 |  | 15.5 | 12.1 |  | 3.48 | 75000 | 40000 | 53.33% | [8 empty] | Commercial | 1625 | Yes | 6.5
202395748 | Central Heat Pump | AMERICAN STANDARD | HSP-A | WHC074HW*0A |  |  |  |  | 78000 |  | 15.5 | 12.1 |  | 3.48 | 75000 | 40000 | 53.33% | [8 empty] | Commercial | 1625 | Yes | 6.5
205092980 | Central Heat Pump | TRANE | HSP-A | WHC074HW*(C,G,K,N)A***E |  |  |  |  | 78000 |  | 16.5 | 12.1 |  | 3.48 | 75000 | 40000 | 53.33% | [8 empty] | Commercial | 1625 | Yes | 6.5
205092981 | Central Heat Pump | TRANE | HSP-A | DHC074HW*(L,M,H,X,Y,Z)A***E |  |  |  |  | 78000 |  | 16.5 | 12.1 |  | 3.48 | 75000 | 40000 | 53.33% | [8 empty] | Commercial | 1625 | Yes | 6.5
205092982 | Central Heat Pump | AMERICAN STANDARD | HSP-A | WHC074HW*0A***E |  |  |  |  | 78000 |  | 16.5 | 12.1 |  | 3.48 | 75000 | 40000 | 53.33% | [8 empty] | Commercial | 1625 | Yes | 6.5
205092983 | Central Heat Pump | AMERICAN STANDARD | HSP-A | WHC074HW*(C,G,K,N)A***E |  |  |  |  | 78000 |  | 16.5 | 12.1 |  | 3.48 | 75000 | 40000 | 53.33% | [8 empty] | Commercial | 1625 | Yes | 6.5
205092984 | Central Heat Pump | AMERICAN STANDARD | HSP-A | DHC074HW*(L,M,H,X,Y,Z)A***E |  |  |  |  | 78000 |  | 16.5 | 12.1 |  | 3.48 | 75000 | 40000 | 53.33% | [8 empty] | Commercial | 1625 | Yes | 6.5
205092985 | Central Heat Pump | TRANE | HSP-A | WHC092H(3,4)*0A***E |  |  |  |  | 95000 |  | 16.5 | 11.8 |  | 3.5 | 87000 | 49000 | 56.32% | [8 empty] | Commercial | 1980 | Yes | 7.92
205092986 | Central Heat Pump | TRANE | HSP-A | WHC092H(3,4)*(C,G,K,N)A***E |  |  |  |  | 95000 |  | 16.5 | 11.8 |  | 3.5 | 87000 | 49000 | 56.32% | [8 empty] | Commercial | 1980 | Yes | 7.92
205092987 | Central Heat Pump | TRANE | HSP-A | DHC092H(3,4)*(L,M,H,X,Y,Z)A***E |  |  |  |  | 95000 |  | 16.5 | 11.8 |  | 3.5 | 87000 | 49000 | 56.32% | [8 empty] | Commercial | 1980 | Yes | 7.92
205092988 | Central Heat Pump | AMERICAN STANDARD | HSP-A | WHC092H(3,4)*0A***E |  |  |  |  | 95000 |  | 16.5 | 11.8 |  | 3.5 | 87000 | 49000 | 56.32% | [8 empty] | Commercial | 1980 | Yes | 7.92
205092989 | Central Heat Pump | AMERICAN STANDARD | HSP-A | WHC092H(3,4)*(C,G,K,N)A***E |  |  |  |  | 95000 |  | 16.5 | 11.8 |  | 3.5 | 87000 | 49000 | 56.32% | [8 empty] | Commercial | 1980 | Yes | 7.92
205092990 | Central Heat Pump | AMERICAN STANDARD | HSP-A | DHC092H(3,4)*(L,M,H,X,Y,Z)A***E |  |  |  |  | 95000 |  | 16.5 | 11.8 |  | 3.5 | 87000 | 49000 | 56.32% | [8 empty] | Commercial | 1980 | Yes | 7.92
205092991 | Central Heat Pump | TRANE | HSP-A | WHC092HW*0A***E |  |  |  |  | 95000 |  | 16.5 | 11.8 |  | 3.48 | 87000 | 49000 | 56.32% | [8 empty] | Commercial | 1980 | Yes | 7.92
205092993 | Central Heat Pump | TRANE | HSP-A | WHC092HW*(C,G,K,N)A***E |  |  |  |  | 95000 |  | 16.5 | 11.8 |  | 3.48 | 87000 | 49000 | 56.32% | [8 empty] | Commercial | 1980 | Yes | 7.92
205092994 | Central Heat Pump | TRANE | HSP-A | DHC092HW*(L,M,H,X,Y,Z)A***E |  |  |  |  | 95000 |  | 16.5 | 11.8 |  | 3.48 | 87000 | 49000 | 56.32% | [8 empty] | Commercial | 1980 | Yes | 7.92
205092996 | Central Heat Pump | AMERICAN STANDARD | HSP-A | WHC092HW*0A***E |  |  |  |  | 95000 |  | 16.5 | 11.8 |  | 3.48 | 87000 | 49000 | 56.32% | [8 empty] | Commercial | 1980 | Yes | 7.92
205092997 | Central Heat Pump | AMERICAN STANDARD | HSP-A | WHC092HW*(C,G,K,N)A***E |  |  |  |  | 95000 |  | 16.5 | 11.8 |  | 3.48 | 87000 | 49000 | 56.32% | [8 empty] | Commercial | 1980 | Yes | 7.92
205092999 | Central Heat Pump | AMERICAN STANDARD | HSP-A | DHC092HW*(L,M,H,X,Y,Z)A***E |  |  |  |  | 95000 |  | 16.5 | 11.8 |  | 3.48 | 87000 | 49000 | 56.32% | [8 empty] | Commercial | 1980 | Yes | 7.92
205093000 | Central Heat Pump | TRANE | HSP-A | WHC102H(3,4)*0A***E |  |  |  |  | 104000 |  | 16.5 | 12 |  | 3.63 | 93000 | 57000 | 61.29% | [8 empty] | Commercial | 2167.5 | Yes | 8.67
205093001 | Central Heat Pump | TRANE | HSP-A | WHC102H(3,4)*(C,G,K,N)A***E |  |  |  |  | 104000 |  | 16.5 | 12 |  | 3.63 | 93000 | 57000 | 61.29% | [8 empty] | Commercial | 2167.5 | Yes | 8.67
205093003 | Central Heat Pump | TRANE | HSP-A | DHC102H(3,4)*(L,M,H,X,Y,Z)A***E |  |  |  |  | 104000 |  | 16.5 | 12 |  | 3.63 | 93000 | 57000 | 61.29% | [8 empty] | Commercial | 2167.5 | Yes | 8.67
205093004 | Central Heat Pump | AMERICAN STANDARD | HSP-A | WHC102H(3,4)*0A***E |  |  |  |  | 104000 |  | 16.5 | 12 |  | 3.63 | 93000 | 57000 | 61.29% | [8 empty] | Commercial | 2167.5 | Yes | 8.67
205093006 | Central Heat Pump | AMERICAN STANDARD | HSP-A | WHC102H(3,4)*(C,G,K,N)A***E |  |  |  |  | 104000 |  | 16.5 | 12 |  | 3.63 | 93000 | 57000 | 61.29% | [8 empty] | Commercial | 2167.5 | Yes | 8.67
205093007 | Central Heat Pump | AMERICAN STANDARD | HSP-A | DHC102H(3,4)*(L,M,H,X,Y,Z)A***E |  |  |  |  | 104000 |  | 16.5 | 12 |  | 3.63 | 93000 | 57000 | 61.29% | [8 empty] | Commercial | 2167.5 | Yes | 8.67
205093008 | Central Heat Pump | TRANE | HSP-A | WHC102HW*0A***E |  |  |  |  | 104000 |  | 16.5 | 11.8 |  | 3.61 | 93000 | 57000 | 61.29% | [8 empty] | Commercial | 2167.5 | Yes | 8.67
205093010 | Central Heat Pump | TRANE | HSP-A | WHC102HW*(C,G,K,N)A***E |  |  |  |  | 104000 |  | 16.5 | 11.8 |  | 3.61 | 93000 | 57000 | 61.29% | [8 empty] | Commercial | 2167.5 | Yes | 8.67
205093011 | Central Heat Pump | TRANE | HSP-A | DHC102HW*(L,M,H,X,Y,Z)A***E |  |  |  |  | 104000 |  | 16.5 | 11.8 |  | 3.61 | 93000 | 57000 | 61.29% | [8 empty] | Commercial | 2167.5 | Yes | 8.67
205093012 | Central Heat Pump | AMERICAN STANDARD | HSP-A | WHC102HW*0A***E |  |  |  |  | 104000 |  | 16.5 | 11.8 |  | 3.61 | 93000 | 57000 | 61.29% | [8 empty] | Commercial | 2167.5 | Yes | 8.67
205093013 | Central Heat Pump | AMERICAN STANDARD | HSP-A | WHC102HW*(C,G,K,N)A***E |  |  |  |  | 104000 |  | 16.5 | 11.8 |  | 3.61 | 93000 | 57000 | 61.29% | [8 empty] | Commercial | 2167.5 | Yes | 8.67
205093015 | Central Heat Pump | AMERICAN STANDARD | HSP-A | DHC102HW*(L,M,H,X,Y,Z)A***E |  |  |  |  | 104000 |  | 16.5 | 11.8 |  | 3.61 | 93000 | 57000 | 61.29% | [8 empty] | Commercial | 2167.5 | Yes | 8.67
9119125 | Central Heat Pump | YORK | HSP-A | XYE08A(2,4,5)*1******* |  |  |  |  | 88000 |  | 14 | 12.1 |  | 3.5 | 84000 | 48000 | 57.14% | [8 empty] | Commercial | 1832.5 | Yes | 7.33
9119126 | Central Heat Pump | YORK | HSP-A | XYE09A(2,4,5)*1******* |  |  |  |  | 98000 |  | 13.8 | 12 |  | 3.4 | 96000 | 54000 | 56.25% | [8 empty] | Commercial | 2042.5 | Yes | 8.17
9119127 | Central Heat Pump | YORK | HSP-A | XYE08A(2,4,5)*3******* |  |  |  |  | 88000 |  | 16 | 12.1 |  | 3.5 | 84000 | 48000 | 57.14% | [8 empty] | Commercial | 1832.5 | Yes | 7.33
9119128 | Central Heat Pump | YORK | HSP-A | XYE09A(2,4,5)*3******* |  |  |  |  | 98000 |  | 15.8 | 12 |  | 3.4 | 96000 | 54000 | 56.25% | [8 empty] | Commercial | 2042.5 | Yes | 8.17
5434217 | Central Heat Pump | AAON | HSP-A | RN-009-2-*-E6**-***:*******D |  |  |  |  | 95000 |  | 14.8 | 11.8 |  | 3.86 | 83000 | 46000 | 55.42% | [8 empty] | Commercial | 1980 | Yes | 7.92
5434218 | Central Heat Pump | AAON | HSP-A | RN-009-3-*-E6**-***:*******D |  |  |  |  | 95000 |  | 14.8 | 11.8 |  | 3.86 | 83000 | 46000 | 55.42% | [8 empty] | Commercial | 1980 | Yes | 7.92
5434219 | Central Heat Pump | AAON | HSP-A | RN-009-8-*-E6**-***:*******D |  |  |  |  | 95000 |  | 14.8 | 11.8 |  | 3.86 | 83000 | 46000 | 55.42% | [8 empty] | Commercial | 1980 | Yes | 7.92
211002818 | Central Heat Pump | YORK | HSP-A | XP078[C,E]**(P,R,S,U,V,X)(2,4,5)*******2 |  |  |  |  | 84000 |  | 15.2 | 12 |  | 3.5 | 76000 | 44000 | 57.89% | [8 empty] | Commercial | 1750 | Yes | 7
5831129 | Central Heat Pump | DAIKIN | HSP-A | DPS007AHHY2**-3* |  |  |  |  | 90000 |  | 20.1 | 13 |  | 3.7 | 78000 | 47000 | 60.26% | [8 empty] | Commercial | 1875 | Yes | 7.5
5831133 | Central Heat Pump | DAIKIN | HSP-A | DPS007AHHE2**-3* |  |  |  |  | 90000 |  | 19.6 | 12.8 |  | 3.66 | 78000 | 47000 | 60.26% | [8 empty] | Commercial | 1875 | Yes | 7.5
5831141 | Central Heat Pump | DAIKIN | HSP-A | DPS007AHHG2**-3* |  |  |  |  | 90000 |  | 19.6 | 12.8 |  | 3.66 | 78000 | 47000 | 60.26% | [8 empty] | Commercial | 1875 | Yes | 7.5
5831161 | Central Heat Pump | DAIKIN | HSP-A | DPS010AHHY2**-4* |  |  |  |  | 120000 |  | 18.3 | 12.2 |  | 3.47 | 105000 | 62000 | 59.05% | [8 empty] | Commercial | 2500 | Yes | 10
5831257 | Central Heat Pump | DAIKIN | HSP-A | DPS007AHHY4**-3* |  |  |  |  | 90000 |  | 20.1 | 13 |  | 3.7 | 78000 | 47000 | 60.26% | [8 empty] | Commercial | 1875 | Yes | 7.5
5831261 | Central Heat Pump | DAIKIN | HSP-A | DPS007AHHE4**-3* |  |  |  |  | 90000 |  | 19.6 | 12.8 |  | 3.66 | 78000 | 47000 | 60.26% | [8 empty] | Commercial | 1875 | Yes | 7.5
5831269 | Central Heat Pump | DAIKIN | HSP-A | DPS007AHHG4**-3* |  |  |  |  | 90000 |  | 19.6 | 12.8 |  | 3.66 | 78000 | 47000 | 60.26% | [8 empty] | Commercial | 1875 | Yes | 7.5
5831289 | Central Heat Pump | DAIKIN | HSP-A | DPS010AHHY4**-4* |  |  |  |  | 120000 |  | 18.3 | 12.2 |  | 3.47 | 105000 | 62000 | 59.05% | [8 empty] | Commercial | 2500 | Yes | 10
203400338 | Central Heat Pump | ALLIED COMMERCIAL | HSP-A | KHB092H4M*1Y,G,J |  |  |  |  | 89000 |  | 14.2 | 12.1 |  | 3.6 | 86000 | 51000 | 59.3% | [8 empty] | Commercial | 1855 | Yes | 7.42
203400341 | Central Heat Pump | ALLIED COMMERCIAL | HSP-A | KHB122H4E*1Y,G,J |  |  |  |  | 118000 |  | 14.8 | 12.3 |  | 3.6 | 116000 | 65000 | 56.03% | [8 empty] | Commercial | 2457.5 | Yes | 9.83
211003587 | Central Heat Pump | CHAMPION, UNITARY PRODUCTS GROUP - COMMERCIAL | HSP-A | XP078[C,E]**(P,R,S,U,V,X)(2,4,5)*******2 |  |  |  |  | 84000 |  | 15.2 | 12 |  | 3.5 | 76000 | 44000 | 57.89% | [8 empty] | Commercial | 1750 | Yes | 7
211003588 | Central Heat Pump | COLEMAN | HSP-A | XP078[C,E]**(P,R,S,U,V,X)(2,4,5)*******2 |  |  |  |  | 84000 |  | 15.2 | 12 |  | 3.5 | 76000 | 44000 | 57.89% | [8 empty] | Commercial | 1750 | Yes | 7
211003590 | Central Heat Pump | FRASER - JOHNSTON | HSP-A | XP078[C,E]**(P,R,S,U,V,X)(2,4,5)*******2 |  |  |  |  | 84000 |  | 15.2 | 12 |  | 3.5 | 76000 | 44000 | 57.89% | [8 empty] | Commercial | 1750 | Yes | 7
211003591 | Central Heat Pump | JOHNSON CONTROLS | HSP-A | XP078[C,E]**(P,R,S,U,V,X)(2,4,5)*******2 |  |  |  |  | 84000 |  | 15.2 | 12 |  | 3.5 | 76000 | 44000 | 57.89% | [8 empty] | Commercial | 1750 | Yes | 7
211003592 | Central Heat Pump | LUXAIRE | HSP-A | XP078[C,E]**(P,R,S,U,V,X)(2,4,5)*******2 |  |  |  |  | 84000 |  | 15.2 | 12 |  | 3.5 | 76000 | 44000 | 57.89% | [8 empty] | Commercial | 1750 | Yes | 7
211003593 | Central Heat Pump | TEMPMASTER, UNITARY PRODUCTS GROUP - COMMERCIAL | HSP-A | XP078[C,E]**(P,R,S,U,V,X)(2,4,5)*******2 |  |  |  |  | 84000 |  | 15.2 | 12 |  | 3.5 | 76000 | 44000 | 57.89% | [8 empty] | Commercial | 1750 | Yes | 7
209444041 | Central Heat Pump | DAIKIN | HSP-A | DPS007AHHG2**-3*18D |  |  |  |  | 90000 |  | 19.6 | 12.8 |  | 3.66 | 78000 | 47000 | 60.26% | [8 empty] | Commercial | 1875 | Yes | 7.5
209444042 | Central Heat Pump | DAIKIN | HSP-A | DPS007AHHG2**-3-14D |  |  |  |  | 90000 |  | 19.3 | 12.1 |  | 3.63 | 78000 | 47000 | 60.26% | [8 empty] | Commercial | 1875 | Yes | 7.5
209444043 | Central Heat Pump | DAIKIN | HSP-A | DPS007AHHG4**-3*18D |  |  |  |  | 90000 |  | 19.6 | 12.8 |  | 3.66 | 78000 | 47000 | 60.26% | [8 empty] | Commercial | 1875 | Yes | 7.5
209444044 | Central Heat Pump | DAIKIN | HSP-A | DPS007AHHG4**-3-14D |  |  |  |  | 90000 |  | 19.3 | 12.1 |  | 3.63 | 78000 | 47000 | 60.26% | [8 empty] | Commercial | 1875 | Yes | 7.5
209444045 | Central Heat Pump | DAIKIN | HSP-A | DPS007AHHG5**-3*18D |  |  |  |  | 90000 |  | 19.4 | 12.7 |  | 3.62 | 78000 | 47000 | 60.26% | [8 empty] | Commercial | 1875 | Yes | 7.5
209444046 | Central Heat Pump | DAIKIN | HSP-A | DPS007AHHG5**-3-14D |  |  |  |  | 90000 |  | 19.1 | 12 |  | 3.58 | 78000 | 47000 | 60.26% | [8 empty] | Commercial | 1875 | Yes | 7.5
210665712 | Central Heat Pump | YORK | HSP-A | HV13[C,E]**[P,R](2,4,5,B,D,E)********2 |  |  |  |  | 146000 |  | 14 | 10.9 |  | 3.3 | 136000 | 80000 | 58.82% | [8 empty] | Commercial | 3042.5 | Yes | 12.17
209146014 | Central Heat Pump | AAON | HSP-A | RN-013-3-0-CBAC-V0-21-000-A |  |  |  |  | 136000 |  | 19.6 | 10.9 |  | 3.4 | 134000 | 84000 | 62.69% | [8 empty] | Commercial | 2832.5 | Yes | 11.33
209146017 | Central Heat Pump | AAON | HSP-A | RN-016-3-0-CBAC-V0-21-000-A |  |  |  |  | 182000 |  | 20.3 | 10.9 |  | 3.5 | 172000 | 100000 | 58.14% | [8 empty] | Commercial | 3792.5 | Yes | 15.17
209146018 | Central Heat Pump | AAON | HSP-A | RN-020-3-0-CBAC-V0-21-000-A |  |  |  |  | 204000 |  | 17.2 | 11 |  | 3.4 | 196000 | 122000 | 62.24% | [8 empty] | Commercial | 4250 | Yes | 17
211017805 | Central Heat Pump | AMERICAN STANDARD | HSP-A | WHJ150A(3,4,W)**(G,K,N,P)***0 |  |  |  |  | 150000 |  | 17.8 | 12.3 |  | 3.6 | 135000 | 62500 | 46.3% | [8 empty] | Commercial | 3125 | Yes | 12.5
211017806 | Central Heat Pump | AMERICAN STANDARD | HSP-A | WHJ150A(3,4,W)**0***2 |  |  |  |  | 150000 |  | 18.3 | 12.3 |  | 3.6 | 135000 | 62500 | 46.3% | [8 empty] | Commercial | 3125 | Yes | 12.5
211017807 | Central Heat Pump | AMERICAN STANDARD | HSP-A | WHJ150A(3,4,W)**(G,K,N,P)***2 |  |  |  |  | 150000 |  | 18.3 | 12.3 |  | 3.6 | 135000 | 62500 | 46.3% | [8 empty] | Commercial | 3125 | Yes | 12.5
211017808 | Central Heat Pump | AMERICAN STANDARD | HSP-A | WHJ150A(3,4,W)**0***4 |  |  |  |  | 150000 |  | 18.3 | 12.3 |  | 3.6 | 135000 | 62500 | 46.3% | [8 empty] | Commercial | 3125 | Yes | 12.5
211017809 | Central Heat Pump | AMERICAN STANDARD | HSP-A | WHJ150A(3,4,W)**(G,K,N,P)***4 |  |  |  |  | 150000 |  | 18.3 | 12.3 |  | 3.6 | 135000 | 62500 | 46.3% | [8 empty] | Commercial | 3125 | Yes | 12.5
211017810 | Central Heat Pump | TRANE | HSP-A | WHJ180A(3,4,W)**0***0 |  |  |  |  | 178000 |  | 17.9 | 12 |  | 3.6 | 162000 | 76000 | 46.91% | [8 empty] | Commercial | 3707.5 | Yes | 14.83
211017811 | Central Heat Pump | TRANE | HSP-A | WHJ180A(3,4,W)**(G,N,P)***0 |  |  |  |  | 178000 |  | 17.9 | 12 |  | 3.6 | 162000 | 76000 | 46.91% | [8 empty] | Commercial | 3707.5 | Yes | 14.83
211017812 | Central Heat Pump | TRANE | HSP-A | WHJ180A(3,4,W)**0***2 |  |  |  |  | 178000 |  | 18.4 | 12 |  | 3.6 | 162000 | 76000 | 46.91% | [8 empty] | Commercial | 3707.5 | Yes | 14.83
211017813 | Central Heat Pump | TRANE | HSP-A | WHJ180A(3,4,W)**(G,N,P)***2 |  |  |  |  | 178000 |  | 18.4 | 12 |  | 3.6 | 162000 | 76000 | 46.91% | [8 empty] | Commercial | 3707.5 | Yes | 14.83
211017814 | Central Heat Pump | TRANE | HSP-A | WHJ180A(3,4,W)**0***4 |  |  |  |  | 178000 |  | 18.4 | 12 |  | 3.6 | 162000 | 76000 | 46.91% | [8 empty] | Commercial | 3707.5 | Yes | 14.83
211017815 | Central Heat Pump | TRANE | HSP-A | WHJ180A(3,4,W)**(G,N,P)***4 |  |  |  |  | 178000 |  | 18.4 | 12 |  | 3.6 | 162000 | 76000 | 46.91% | [8 empty] | Commercial | 3707.5 | Yes | 14.83
211017816 | Central Heat Pump | AMERICAN STANDARD | HSP-A | WHJ180A(3,4,W)**0***0 |  |  |  |  | 178000 |  | 17.9 | 12 |  | 3.6 | 162000 | 76000 | 46.91% | [8 empty] | Commercial | 3707.5 | Yes | 14.83
211017817 | Central Heat Pump | AMERICAN STANDARD | HSP-A | WHJ180A(3,4,W)**(G,N,P)***0 |  |  |  |  | 178000 |  | 17.9 | 12 |  | 3.6 | 162000 | 76000 | 46.91% | [8 empty] | Commercial | 3707.5 | Yes | 14.83
211017818 | Central Heat Pump | AMERICAN STANDARD | HSP-A | WHJ180A(3,4,W)**0***2 |  |  |  |  | 178000 |  | 18.4 | 12 |  | 3.6 | 162000 | 76000 | 46.91% | [8 empty] | Commercial | 3707.5 | Yes | 14.83
211017819 | Central Heat Pump | AMERICAN STANDARD | HSP-A | WHJ180A(3,4,W)**(G,N,P)***2 |  |  |  |  | 178000 |  | 18.4 | 12 |  | 3.6 | 162000 | 76000 | 46.91% | [8 empty] | Commercial | 3707.5 | Yes | 14.83
211017820 | Central Heat Pump | AMERICAN STANDARD | HSP-A | WHJ180A(3,4,W)**0***4 |  |  |  |  | 178000 |  | 18.4 | 12 |  | 3.6 | 162000 | 76000 | 46.91% | [8 empty] | Commercial | 3707.5 | Yes | 14.83
211017821 | Central Heat Pump | AMERICAN STANDARD | HSP-A | WHJ180A(3,4,W)**(G,N,P)***4 |  |  |  |  | 178000 |  | 18.4 | 12 |  | 3.6 | 162000 | 76000 | 46.91% | [8 empty] | Commercial | 3707.5 | Yes | 14.83
10206845 | Central Heat Pump | DAIKIN | HSP-A | DPS020AHHY-24 |  |  |  |  | 236000 |  | 19 | 10.9 |  | 3.4 | 216000 | 132000 | 61.11% | [8 empty] | Commercial | 4917.5 | Yes | 19.67
206347241 | Central Heat Pump | LG | HSP-A | AK-W180BC00 |  |  |  |  | 174000 |  | 18.5 | 11.4 |  | 3.43 | 174000 | 105000 | 60.34% | [8 empty] | Commercial | 3625 | Yes | 14.5
207516845 | Central Heat Pump | LG | HSP-A | AK-W180BCA0 |  |  |  |  | 174000 |  | 18.5 | 11.4 |  | 3.43 | 174000 | 105000 | 60.34% | [8 empty] | Commercial | 3625 | Yes | 14.5
207516846 | Central Heat Pump | LG | HSP-A | AK-W150BCA0 |  |  |  |  | 146000 |  | 19.5 | 12 |  | 3.6 | 146000 | 88000 | 60.27% | [8 empty] | Commercial | 3042.5 | Yes | 12.17
211017798 | Central Heat Pump | TRANE | HSP-A | WHJ150A(3,4,W)**0***0 |  |  |  |  | 150000 |  | 17.8 | 12.3 |  | 3.6 | 135000 | 62500 | 46.3% | [8 empty] | Commercial | 3125 | Yes | 12.5
211017799 | Central Heat Pump | TRANE | HSP-A | WHJ150A(3,4,W)**(G,K,N,P)***0 |  |  |  |  | 150000 |  | 17.8 | 12.3 |  | 3.6 | 135000 | 62500 | 46.3% | [8 empty] | Commercial | 3125 | Yes | 12.5
211017800 | Central Heat Pump | TRANE | HSP-A | WHJ150A(3,4,W)**0***2 |  |  |  |  | 150000 |  | 18.3 | 12.3 |  | 3.6 | 135000 | 62500 | 46.3% | [8 empty] | Commercial | 3125 | Yes | 12.5
211017801 | Central Heat Pump | TRANE | HSP-A | WHJ150A(3,4,W)**(G,K,N,P)***2 |  |  |  |  | 150000 |  | 18.3 | 12.3 |  | 3.6 | 135000 | 62500 | 46.3% | [8 empty] | Commercial | 3125 | Yes | 12.5
211017802 | Central Heat Pump | TRANE | HSP-A | WHJ150A(3,4,W)**0***4 |  |  |  |  | 150000 |  | 18.3 | 12.3 |  | 3.6 | 135000 | 62500 | 46.3% | [8 empty] | Commercial | 3125 | Yes | 12.5
211017803 | Central Heat Pump | TRANE | HSP-A | WHJ150A(3,4,W)**(G,K,N,P)***4 |  |  |  |  | 150000 |  | 18.3 | 12.3 |  | 3.6 | 135000 | 62500 | 46.3% | [8 empty] | Commercial | 3125 | Yes | 12.5
211017804 | Central Heat Pump | AMERICAN STANDARD | HSP-A | WHJ150A(3,4,W)**0***0 |  |  |  |  | 150000 |  | 17.8 | 12.3 |  | 3.6 | 135000 | 62500 | 46.3% | [8 empty] | Commercial | 3125 | Yes | 12.5
5831333 | Central Heat Pump | DAIKIN | HSP-A | DPS012AHHG4**-4* |  |  |  |  | 142000 |  | 17.5 | 11 |  | 3.5 | 136000 | 77000 | 56.62% | [8 empty] | Commercial | 2957.5 | Yes | 11.83
5831447 | Central Heat Pump | DAIKIN | HSP-A | DPS012AHHY5**-4* |  |  |  |  | 142000 |  | 17.9 | 11.16 |  | 3.6 | 136000 | 77000 | 56.62% | [8 empty] | Commercial | 2957.5 | Yes | 11.83
5831451 | Central Heat Pump | DAIKIN | HSP-A | DPS012AHHE5**-4* |  |  |  |  | 142000 |  | 17.6 | 11 |  | 3.45 | 136000 | 77000 | 56.62% | [8 empty] | Commercial | 2957.5 | Yes | 11.83
5831459 | Central Heat Pump | DAIKIN | HSP-A | DPS012AHHG5**-4* |  |  |  |  | 142000 |  | 17.4 | 11 |  | 3.45 | 136000 | 77000 | 56.62% | [8 empty] | Commercial | 2957.5 | Yes | 11.83
6572240 | Central Heat Pump | DAIKIN | HSP-A | DPS015AHHY4**-6 |  |  |  |  | 166000 |  | 17.3 | 10.9 |  | 3.64 | 160000 | 91000 | 56.88% | [8 empty] | Commercial | 3457.5 | Yes | 13.83
206597273 | Central Heat Pump | LG | HSP-A | AK-W150BC00 |  |  |  |  | 146000 |  | 19.5 | 12 |  | 3.6 | 146000 | 88000 | 60.27% | [8 empty] | Commercial | 3042.5 | Yes | 12.17
210665953 | Central Heat Pump | CHAMPION, UNITARY PRODUCTS GROUP - COMMERCIAL | HSP-A | PD20[C,E]**[P,R](2,4,5,B,D,E)********2 |  |  |  |  | 234000 |  | 13.5 | 10.9 |  | 3.3 | 216000 | 126000 | 58.33% | [8 empty] | Commercial | 4875 | Yes | 19.5
210665955 | Central Heat Pump | CHAMPION, UNITARY PRODUCTS GROUP - COMMERCIAL | HSP-A | PD13[C,E]**[P,R](2,4,5,B,D,E)********2 |  |  |  |  | 146000 |  | 14 | 10.9 |  | 3.3 | 136000 | 80000 | 58.82% | [8 empty] | Commercial | 3042.5 | Yes | 12.17
210665956 | Central Heat Pump | COLEMAN | HSP-A | PD20[C,E]**[P,R](2,4,5,B,D,E)********2 |  |  |  |  | 234000 |  | 13.5 | 10.9 |  | 3.3 | 216000 | 126000 | 58.33% | [8 empty] | Commercial | 4875 | Yes | 19.5
210665958 | Central Heat Pump | COLEMAN | HSP-A | PD13[C,E]**[P,R](2,4,5,B,D,E)********2 |  |  |  |  | 146000 |  | 14 | 10.9 |  | 3.3 | 136000 | 80000 | 58.82% | [8 empty] | Commercial | 3042.5 | Yes | 12.17
210665959 | Central Heat Pump | FRASER - JOHNSTON | HSP-A | PD20[C,E]**[P,R](2,4,5,B,D,E)********2 |  |  |  |  | 234000 |  | 13.5 | 10.9 |  | 3.3 | 216000 | 126000 | 58.33% | [8 empty] | Commercial | 4875 | Yes | 19.5
210665961 | Central Heat Pump | FRASER - JOHNSTON | HSP-A | PD13[C,E]**[P,R](2,4,5,B,D,E)********2 |  |  |  |  | 146000 |  | 14 | 10.9 |  | 3.3 | 136000 | 80000 | 58.82% | [8 empty] | Commercial | 3042.5 | Yes | 12.17
210665962 | Central Heat Pump | LUXAIRE | HSP-A | PD20[C,E]**[P,R](2,4,5,B,D,E)********2 |  |  |  |  | 234000 |  | 13.5 | 10.9 |  | 3.3 | 216000 | 126000 | 58.33% | [8 empty] | Commercial | 4875 | Yes | 19.5
210665964 | Central Heat Pump | LUXAIRE | HSP-A | PD13[C,E]**[P,R](2,4,5,B,D,E)********2 |  |  |  |  | 146000 |  | 14 | 10.9 |  | 3.3 | 136000 | 80000 | 58.82% | [8 empty] | Commercial | 3042.5 | Yes | 12.17
210665965 | Central Heat Pump | JOHNSON CONTROLS | HSP-A | HD20[C,E]**[P,R](2,4,5,B,D,E)********2 |  |  |  |  | 234000 |  | 13.5 | 10.9 |  | 3.3 | 216000 | 126000 | 58.33% | [8 empty] | Commercial | 4875 | Yes | 19.5
210665967 | Central Heat Pump | JOHNSON CONTROLS | HSP-A | HD13[C,E]**[P,R](2,4,5,B,D,E)********2 |  |  |  |  | 146000 |  | 14 | 10.9 |  | 3.3 | 136000 | 80000 | 58.82% | [8 empty] | Commercial | 3042.5 | Yes | 12.17
210665968 | Central Heat Pump | TEMPMASTER, UNITARY PRODUCTS GROUP - COMMERCIAL | HSP-A | PV20[C,E]**[P,R](2,4,5,B,D,E)********2 |  |  |  |  | 234000 |  | 13.5 | 10.9 |  | 3.3 | 216000 | 126000 | 58.33% | [8 empty] | Commercial | 4875 | Yes | 19.5
210665970 | Central Heat Pump | TEMPMASTER, UNITARY PRODUCTS GROUP - COMMERCIAL | HSP-A | PV13[C,E]**[P,R](2,4,5,B,D,E)********2 |  |  |  |  | 146000 |  | 14 | 10.9 |  | 3.3 | 136000 | 80000 | 58.82% | [8 empty] | Commercial | 3042.5 | Yes | 12.17
210665971 | Central Heat Pump | YORK | HSP-A | HV15[C,E]**[P,R](2,4,5,B,D,E)********2 |  |  |  |  | 174000 |  | 13.5 | 10.9 |  | 3.3 | 172000 | 100000 | 58.14% | [8 empty] | Commercial | 3625 | Yes | 14.5
210665972 | Central Heat Pump | CHAMPION, UNITARY PRODUCTS GROUP - COMMERCIAL | HSP-A | PD15[C,E]**[P,R](2,4,5,B,D,E)********2 |  |  |  |  | 174000 |  | 13.5 | 10.9 |  | 3.3 | 172000 | 100000 | 58.14% | [8 empty] | Commercial | 3625 | Yes | 14.5
210665973 | Central Heat Pump | COLEMAN | HSP-A | PD15[C,E]**[P,R](2,4,5,B,D,E)********2 |  |  |  |  | 174000 |  | 13.5 | 10.9 |  | 3.3 | 172000 | 100000 | 58.14% | [8 empty] | Commercial | 3625 | Yes | 14.5
210665974 | Central Heat Pump | FRASER - JOHNSTON | HSP-A | PD15[C,E]**[P,R](2,4,5,B,D,E)********2 |  |  |  |  | 174000 |  | 13.5 | 10.9 |  | 3.3 | 172000 | 100000 | 58.14% | [8 empty] | Commercial | 3625 | Yes | 14.5
210665975 | Central Heat Pump | LUXAIRE | HSP-A | PD15[C,E]**[P,R](2,4,5,B,D,E)********2 |  |  |  |  | 174000 |  | 13.5 | 10.9 |  | 3.3 | 172000 | 100000 | 58.14% | [8 empty] | Commercial | 3625 | Yes | 14.5
210665976 | Central Heat Pump | JOHNSON CONTROLS | HSP-A | HD15[C,E]**[P,R](2,4,5,B,D,E)********2 |  |  |  |  | 174000 |  | 13.5 | 10.9 |  | 3.3 | 172000 | 100000 | 58.14% | [8 empty] | Commercial | 3625 | Yes | 14.5
210665977 | Central Heat Pump | TEMPMASTER, UNITARY PRODUCTS GROUP - COMMERCIAL | HSP-A | PV15[C,E]**[P,R](2,4,5,B,D,E)********2 |  |  |  |  | 174000 |  | 13.5 | 10.9 |  | 3.3 | 172000 | 100000 | 58.14% | [8 empty] | Commercial | 3625 | Yes | 14.5
203363689 | Central Heat Pump | DAIKIN | HSP-A | DPS016AHHG-20 |  |  |  |  | 164000 |  | 20.2 | 11.1 |  | 3.44 | 162000 | 97000 | 59.88% | [8 empty] | Commercial | 3417.5 | Yes | 13.67
203363690 | Central Heat Pump | DAIKIN | HSP-A | DPS016AHHG-20H |  |  |  |  | 164000 |  | 20.1 | 11.2 |  | 3.44 | 162000 | 97000 | 59.88% | [8 empty] | Commercial | 3417.5 | Yes | 13.67
203363691 | Central Heat Pump | DAIKIN | HSP-A | DPS016AHHY-20H |  |  |  |  | 164000 |  | 20 | 11.3 |  | 3.44 | 162000 | 97000 | 59.88% | [8 empty] | Commercial | 3417.5 | Yes | 13.67
203363692 | Central Heat Pump | DAIKIN | HSP-A | DPS016AHHE-20 |  |  |  |  | 166000 |  | 20.5 | 11.5 |  | 3.55 | 160000 | 95000 | 59.38% | [8 empty] | Commercial | 3457.5 | Yes | 13.83
203363693 | Central Heat Pump | DAIKIN | HSP-A | DPS016AHHG-24 |  |  |  |  | 166000 |  | 20.8 | 11.7 |  | 3.55 | 160000 | 95000 | 59.38% | [8 empty] | Commercial | 3457.5 | Yes | 13.83
203363694 | Central Heat Pump | DAIKIN | HSP-A | DPS016AHHY-20 |  |  |  |  | 166000 |  | 20.8 | 11.7 |  | 3.55 | 160000 | 95000 | 59.38% | [8 empty] | Commercial | 3457.5 | Yes | 13.83
203363695 | Central Heat Pump | DAIKIN | HSP-A | DPS016AHHE-24H |  |  |  |  | 166000 |  | 20 | 11.7 |  | 3.55 | 160000 | 95000 | 59.38% | [8 empty] | Commercial | 3457.5 | Yes | 13.83
203363696 | Central Heat Pump | DAIKIN | HSP-A | DPS016AHHG-24H |  |  |  |  | 166000 |  | 20.4 | 11.9 |  | 3.55 | 160000 | 95000 | 59.38% | [8 empty] | Commercial | 3457.5 | Yes | 13.83
203363697 | Central Heat Pump | DAIKIN | HSP-A | DPS016AHHE-24 |  |  |  |  | 166000 |  | 21.2 | 12 |  | 3.55 | 160000 | 95000 | 59.38% | [8 empty] | Commercial | 3457.5 | Yes | 13.83
203363698 | Central Heat Pump | DAIKIN | HSP-A | DPS016AHHY-24H |  |  |  |  | 168000 |  | 21.2 | 12.1 |  | 3.67 | 158000 | 93000 | 58.86% | [8 empty] | Commercial | 3500 | Yes | 14
203363699 | Central Heat Pump | DAIKIN | HSP-A | DPS016AHHY-24 |  |  |  |  | 168000 |  | 21.3 | 12.2 |  | 3.67 | 158000 | 93000 | 58.86% | [8 empty] | Commercial | 3500 | Yes | 14
203363704 | Central Heat Pump | DAIKIN | HSP-A | DPS018AHHG-24 |  |  |  |  | 178000 |  | 20.5 | 11 |  | 3.5 | 174000 | 106000 | 60.92% | [8 empty] | Commercial | 3707.5 | Yes | 14.83
203363705 | Central Heat Pump | DAIKIN | HSP-A | DPS018AHHY-20 |  |  |  |  | 178000 |  | 20.4 | 11 |  | 3.5 | 174000 | 106000 | 60.92% | [8 empty] | Commercial | 3707.5 | Yes | 14.83
203363706 | Central Heat Pump | DAIKIN | HSP-A | DPS018AHHE-24H |  |  |  |  | 178000 |  | 19.6 | 11 |  | 3.5 | 174000 | 106000 | 60.92% | [8 empty] | Commercial | 3707.5 | Yes | 14.83
203363707 | Central Heat Pump | DAIKIN | HSP-A | DPS018AHHG-24H |  |  |  |  | 178000 |  | 20 | 11.2 |  | 3.5 | 174000 | 106000 | 60.92% | [8 empty] | Commercial | 3707.5 | Yes | 14.83
203363708 | Central Heat Pump | DAIKIN | HSP-A | DPS018AHHY-24H |  |  |  |  | 180000 |  | 20.9 | 11.4 |  | 3.6 | 172000 | 104000 | 60.47% | [8 empty] | Commercial | 3750 | Yes | 15
203363709 | Central Heat Pump | DAIKIN | HSP-A | DPS018AHHE-24 |  |  |  |  | 180000 |  | 20.9 | 11.4 |  | 3.6 | 172000 | 104000 | 60.47% | [8 empty] | Commercial | 3750 | Yes | 15
203363710 | Central Heat Pump | DAIKIN | HSP-A | DPS018AHHY-24 |  |  |  |  | 180000 |  | 21 | 11.5 |  | 3.6 | 172000 | 104000 | 60.47% | [8 empty] | Commercial | 3750 | Yes | 15
207178122 | Central Heat Pump | LG | HSP-A | AK-W180LC00 |  |  |  |  | 174000 |  | 18.5 | 11.4 |  | 3.43 | 174000 | 105000 | 60.34% | [8 empty] | Commercial | 3625 | Yes | 14.5
207178123 | Central Heat Pump | LG | HSP-A | AK-W150LC00 |  |  |  |  | 146000 |  | 19.5 | 12 |  | 3.6 | 146000 | 88000 | 60.27% | [8 empty] | Commercial | 3042.5 | Yes | 12.17
5831193 | Central Heat Pump | DAIKIN | HSP-A | DPS012AHHY2**-4* |  |  |  |  | 142000 |  | 18 | 11.26 |  | 3.65 | 136000 | 77000 | 56.62% | [8 empty] | Commercial | 2957.5 | Yes | 11.83
5831197 | Central Heat Pump | DAIKIN | HSP-A | DPS012AHHE2**-4* |  |  |  |  | 142000 |  | 17.7 | 11.07 |  | 3.5 | 136000 | 77000 | 56.62% | [8 empty] | Commercial | 2957.5 | Yes | 11.83
5831205 | Central Heat Pump | DAIKIN | HSP-A | DPS012AHHG2**-4* |  |  |  |  | 142000 |  | 17.5 | 11.07 |  | 3.5 | 136000 | 77000 | 56.62% | [8 empty] | Commercial | 2957.5 | Yes | 11.83
5831321 | Central Heat Pump | DAIKIN | HSP-A | DPS012AHHY4**-4* |  |  |  |  | 142000 |  | 18 | 11.26 |  | 3.65 | 136000 | 77000 | 56.62% | [8 empty] | Commercial | 2957.5 | Yes | 11.83
5831325 | Central Heat Pump | DAIKIN | HSP-A | DPS012AHHE4**-4* |  |  |  |  | 142000 |  | 17.7 | 11.07 |  | 3.5 | 136000 | 77000 | 56.62% | [8 empty] | Commercial | 2957.5 | Yes | 11.83
209444050 | Central Heat Pump | DAIKIN | HSP-A | DPS012AHHG2**-4*18D |  |  |  |  | 142000 |  | 17.5 | 11.07 |  | 3.5 | 136000 | 77000 | 56.62% | [8 empty] | Commercial | 2957.5 | Yes | 11.83
209444051 | Central Heat Pump | DAIKIN | HSP-A | DPS012AHHG4**-4*18D |  |  |  |  | 142000 |  | 17.5 | 11 |  | 3.5 | 136000 | 77000 | 56.62% | [8 empty] | Commercial | 2957.5 | Yes | 11.83
209444052 | Central Heat Pump | DAIKIN | HSP-A | DPS012AHHG5**-4*18D |  |  |  |  | 142000 |  | 17.4 | 11 |  | 3.45 | 136000 | 77000 | 56.62% | [8 empty] | Commercial | 2957.5 | Yes | 11.83
205309435 | Central Heat Pump | LG | HSP-A | AK-W240BC00 |  |  |  |  | 240000 |  | 19 | 11.3 |  | 3.38 | 240000 | 150000 | 62.5% | [8 empty] | Commercial | 5000 | Yes | 20
203493057 | Central Heat Pump | LG | HSP-A | AK-W240DC00 |  |  |  |  | 240000 |  | 19 | 11.3 |  | 3.38 | 240000 | 150000 | 62.5% | [8 empty] | Commercial | 5000 | Yes | 20
211017822 | Central Heat Pump | TRANE | HSP-A | WHJ240A(3,4,W)**0***0 |  |  |  |  | 240000 |  | 17.2 | 11.2 |  | 3.5 | 224000 | 119000 | 53.12% | [8 empty] | Commercial | 5000 | Yes | 20
211017823 | Central Heat Pump | TRANE | HSP-A | WHJ240A(3,4,W)**(N,P,R)***0 |  |  |  |  | 240000 |  | 17.2 | 11.2 |  | 3.5 | 224000 | 119000 | 53.12% | [8 empty] | Commercial | 5000 | Yes | 20
211017824 | Central Heat Pump | TRANE | HSP-A | WHJ240A(3,4,W)**0***2 |  |  |  |  | 240000 |  | 17.7 | 11.2 |  | 3.5 | 224000 | 119000 | 53.12% | [8 empty] | Commercial | 5000 | Yes | 20
211017825 | Central Heat Pump | TRANE | HSP-A | WHJ240A(3,4,W)**(N,P,R)***2 |  |  |  |  | 240000 |  | 17.7 | 11.2 |  | 3.5 | 224000 | 119000 | 53.12% | [8 empty] | Commercial | 5000 | Yes | 20
211017826 | Central Heat Pump | TRANE | HSP-A | WHJ240A(3,4,W)**0***4 |  |  |  |  | 240000 |  | 17.7 | 11.2 |  | 3.5 | 224000 | 119000 | 53.12% | [8 empty] | Commercial | 5000 | Yes | 20
211017827 | Central Heat Pump | TRANE | HSP-A | WHJ240A(3,4,W)**(N,P,R)***4 |  |  |  |  | 240000 |  | 17.7 | 11.2 |  | 3.5 | 224000 | 119000 | 53.12% | [8 empty] | Commercial | 5000 | Yes | 20
211017828 | Central Heat Pump | AMERICAN STANDARD | HSP-A | WHJ240A(3,4,W)**0***0 |  |  |  |  | 240000 |  | 17.2 | 11.2 |  | 3.5 | 224000 | 119000 | 53.12% | [8 empty] | Commercial | 5000 | Yes | 20
211017829 | Central Heat Pump | AMERICAN STANDARD | HSP-A | WHJ240A(3,4,W)**(N,P,R)***0 |  |  |  |  | 240000 |  | 17.2 | 11.2 |  | 3.5 | 224000 | 119000 | 53.12% | [8 empty] | Commercial | 5000 | Yes | 20
211017830 | Central Heat Pump | AMERICAN STANDARD | HSP-A | WHJ240A(3,4,W)**0***2 |  |  |  |  | 240000 |  | 17.7 | 11.2 |  | 3.5 | 224000 | 119000 | 53.12% | [8 empty] | Commercial | 5000 | Yes | 20
211017831 | Central Heat Pump | AMERICAN STANDARD | HSP-A | WHJ240A(3,4,W)**(N,P,R)***2 |  |  |  |  | 240000 |  | 17.7 | 11.2 |  | 3.5 | 224000 | 119000 | 53.12% | [8 empty] | Commercial | 5000 | Yes | 20
211017832 | Central Heat Pump | AMERICAN STANDARD | HSP-A | WHJ240A(3,4,W)**0***4 |  |  |  |  | 240000 |  | 17.7 | 11.2 |  | 3.5 | 224000 | 119000 | 53.12% | [8 empty] | Commercial | 5000 | Yes | 20
211017833 | Central Heat Pump | AMERICAN STANDARD | HSP-A | WHJ240A(3,4,W)**(N,P,R)***4 |  |  |  |  | 240000 |  | 17.7 | 11.2 |  | 3.5 | 224000 | 119000 | 53.12% | [8 empty] | Commercial | 5000 | Yes | 20
207516844 | Central Heat Pump | LG | HSP-A | AK-W240BCA0 |  |  |  |  | 240000 |  | 19 | 11.3 |  | 3.38 | 240000 | 150000 | 62.5% | [8 empty] | Commercial | 5000 | Yes | 20
210050869 | Central Heat Pump | LG | HSP-A | AK-W240DCA0 |  |  |  |  | 240000 |  | 19 | 11.3 |  | 3.38 | 240000 | 150000 | 62.5% | [8 empty] | Commercial | 5000 | Yes | 20
207796627 | Central Heat Pump | LG | HSP-A | AK-W240LC00 |  |  |  |  | 240000 |  | 19 | 11.3 |  | 3.38 | 240000 | 150000 | 62.5% | [8 empty] | Commercial | 5000 | Yes | 20

## Commercial Air Source VRF
AHRI Certified Reference Number | Outdoor Unit Brand Name | Outdoor Unit Model Number | Indoor Type | Full Load Cooling Capacity (Btuh) | EER | IEER | Heating Capacity 47oF (Btuh) | COP 47oF | Heating Capacity 17oF (Btuh) | COP 17oF | Commercial Customer Incentive* *See Read Me tab for eligibility details | Meets 2023 Efficiency Criteria
10509441 | AC PRO.COM | GMV-96WM/B-F(U) | Non-Ducted Indoor Units | 92000 | 12.6 | 26 | 103000 | 3.9 | 67000 | 2.5 | 1917.5 | Yes
10509445 | AC PRO.COM | GMV-Q72WM/B-F(U) | Non-Ducted Indoor Units | 67000 | 11.5 | 22 | 75000 | 3.4 | 51000 | 2.4 | 1395 | Yes
207591014 | Arcoaire | 38VMA072HDS5-1 | Non-Ducted Indoor Units | 69000 | 14.1 | 22.5 | 77000 | 4.29 | 54000 | 2.8 | 1437.5 | Yes
207591015 | Arcoaire | 38VMA072HDS5-1 | Ducted Indoor Units | 69000 | 12.8 | 23.6 | 77000 | 3.85 | 54000 | 2.41 | 1437.5 | Yes
207591046 | Arcoaire | 38VMA072HDS6-1 | Non-Ducted Indoor Units | 69000 | 14.1 | 22.5 | 77000 | 4.29 | 54000 | 2.8 | 1437.5 | Yes
207591047 | Arcoaire | 38VMA072HDS6-1 | Ducted Indoor Units | 69000 | 12.8 | 23.6 | 77000 | 3.85 | 54000 | 2.41 | 1437.5 | Yes
207591078 | Arcoaire | 38VMA072RDS5-1 | Non-Ducted Indoor Units | 69000 | 14.1 | 24.6 | 77000 | 4.1 | 54000 | 2.72 | 1437.5 | Yes
207591079 | Arcoaire | 38VMA072RDS5-1 | Ducted Indoor Units | 69000 | 13.2 | 24.2 | 77000 | 3.85 | 54000 | 2.41 | 1437.5 | Yes
207591104 | Arcoaire | 38VMA072RDS6-1 | Non-Ducted Indoor Units | 69000 | 14.1 | 24.6 | 77000 | 4.1 | 54000 | 2.72 | 1437.5 | Yes
207591105 | Arcoaire | 38VMA072RDS6-1 | Ducted Indoor Units | 69000 | 13.2 | 24.2 | 77000 | 3.85 | 54000 | 2.41 | 1437.5 | Yes
207591016 | Arcoaire | 38VMA096HDS5-1 | Non-Ducted Indoor Units | 92000 | 13.2 | 23.5 | 103000 | 3.82 | 72000 | 2.52 | 1917.5 | Yes
207591017 | Arcoaire | 38VMA096HDS5-1 | Ducted Indoor Units | 92000 | 11.8 | 23 | 103000 | 3.63 | 72000 | 2.3 | 1917.5 | Yes
207591048 | Arcoaire | 38VMA096HDS6-1 | Non-Ducted Indoor Units | 92000 | 13.2 | 23.5 | 103000 | 3.82 | 72000 | 2.52 | 1917.5 | Yes
207591049 | Arcoaire | 38VMA096HDS6-1 | Ducted Indoor Units | 92000 | 11.8 | 23 | 103000 | 3.63 | 72000 | 2.3 | 1917.5 | Yes
207591080 | Arcoaire | 38VMA096RDS5-1 | Non-Ducted Indoor Units | 92000 | 13.2 | 23.7 | 103000 | 3.75 | 72000 | 2.52 | 1917.5 | Yes
207591081 | Arcoaire | 38VMA096RDS5-1 | Ducted Indoor Units | 92000 | 12.4 | 24.3 | 103000 | 3.63 | 72000 | 2.35 | 1917.5 | Yes
207591106 | Arcoaire | 38VMA096RDS6-1 | Non-Ducted Indoor Units | 92000 | 13.2 | 23.7 | 103000 | 3.75 | 72000 | 2.52 | 1917.5 | Yes
207591107 | Arcoaire | 38VMA096RDS6-1 | Ducted Indoor Units | 92000 | 12.4 | 24.3 | 103000 | 3.63 | 72000 | 2.35 | 1917.5 | Yes
207591018 | Arcoaire | 38VMA120HDS5-1 | Non-Ducted Indoor Units | 112000 | 11.7 | 22.5 | 120000 | 3.6 | 80000 | 2.38 | 2332.5 | Yes
207591050 | Arcoaire | 38VMA120HDS6-1 | Non-Ducted Indoor Units | 112000 | 11.7 | 22.5 | 120000 | 3.6 | 80000 | 2.38 | 2332.5 | Yes
207591096 | Arcoaire | 38VMA264RDS5-1 | Non-Ducted Indoor Units | 248000 | 10.7 | 22 | 282000 | 3.52 | 186000 | 2.42 | 5167.5 | Yes
207591097 | Arcoaire | 38VMA264RDS5-1 | Ducted Indoor Units | 248000 | 10.4 | 21 | 282000 | 3.49 | 186000 | 2.3 | 5167.5 | Yes
207591122 | Arcoaire | 38VMA264RDS6-1 | Non-Ducted Indoor Units | 248000 | 10.7 | 22 | 282000 | 3.52 | 186000 | 2.42 | 5167.5 | Yes
207591123 | Arcoaire | 38VMA264RDS6-1 | Ducted Indoor Units | 248000 | 10.4 | 21 | 282000 | 3.49 | 186000 | 2.3 | 5167.5 | Yes
207591098 | Arcoaire | 38VMA288RDS5-1 | Non-Ducted Indoor Units | 274000 | 10.4 | 21 | 298000 | 3.38 | 198000 | 2.2 | 5707.5 | Yes
207591099 | Arcoaire | 38VMA288RDS5-1 | Ducted Indoor Units | 274000 | 9.8 | 20.5 | 298000 | 3.42 | 198000 | 2.26 | 5707.5 | Yes
207591124 | Arcoaire | 38VMA288RDS6-1 | Non-Ducted Indoor Units | 274000 | 10.4 | 21 | 298000 | 3.38 | 198000 | 2.2 | 5707.5 | Yes
207591125 | Arcoaire | 38VMA288RDS6-1 | Ducted Indoor Units | 274000 | 9.8 | 20.5 | 298000 | 3.42 | 198000 | 2.26 | 5707.5 | Yes
207591034 | Arcoaire | 38VMA312HDS5-1 | Non-Ducted Indoor Units | 284000 | 11.1 | 20 | 320000 | 3.43 | 218000 | 2.3 | 5917.5 | Yes
207591035 | Arcoaire | 38VMA312HDS5-1 | Ducted Indoor Units | 284000 | 10.6 | 20.5 | 320000 | 3.3 | 218000 | 2.24 | 5917.5 | Yes
207591066 | Arcoaire | 38VMA312HDS6-1 | Non-Ducted Indoor Units | 284000 | 11.1 | 20 | 320000 | 3.43 | 218000 | 2.3 | 5917.5 | Yes
207591067 | Arcoaire | 38VMA312HDS6-1 | Ducted Indoor Units | 284000 | 10.6 | 20.5 | 320000 | 3.3 | 218000 | 2.24 | 5917.5 | Yes
207591036 | Arcoaire | 38VMA336HDS5-1 | Non-Ducted Indoor Units | 304000 | 10.7 | 19 | 338000 | 3.31 | 224000 | 2.2 | 6332.5 | Yes
207591068 | Arcoaire | 38VMA336HDS6-1 | Non-Ducted Indoor Units | 304000 | 10.7 | 19 | 338000 | 3.31 | 224000 | 2.2 | 6332.5 | Yes
207591026 | Arcoaire | 38VMA216HDS5-1 | Non-Ducted Indoor Units | 196000 | 11.7 | 20.5 | 224000 | 3.62 | 152000 | 2.4 | 4082.5 | Yes
207591058 | Arcoaire | 38VMA216HDS6-1 | Non-Ducted Indoor Units | 196000 | 11.7 | 20.5 | 224000 | 3.62 | 152000 | 2.4 | 4082.5 | Yes
207591029 | Arcoaire | 38VMA240HDS5-1 | Ducted Indoor Units | 214000 | 11 | 20.6 | 240000 | 3.47 | 160000 | 2.3 | 4457.5 | Yes
207591061 | Arcoaire | 38VMA240HDS6-1 | Ducted Indoor Units | 214000 | 11 | 20.6 | 240000 | 3.47 | 160000 | 2.3 | 4457.5 | Yes
207591095 | Arcoaire | 38VMA240RDL5-1 | Ducted Indoor Units | 230000 | 11 | 21.11 | 256000 | 3.57 | 172000 | 2.39 | 4792.5 | Yes
207591121 | Arcoaire | 38VMA240RDL6-1 | Ducted Indoor Units | 230000 | 11 | 21.11 | 256000 | 3.57 | 172000 | 2.39 | 4792.5 | Yes
207591027 | Arcoaire | 38VMA216HDS5-1 | Ducted Indoor Units | 196000 | 11.3 | 21.3 | 224000 | 3.54 | 152000 | 2.3 | 4082.5 | Yes
207591059 | Arcoaire | 38VMA216HDS6-1 | Ducted Indoor Units | 196000 | 11.3 | 21.3 | 224000 | 3.54 | 152000 | 2.3 | 4082.5 | Yes
207591024 | Arcoaire | 38VMA192HDS5-1 | Non-Ducted Indoor Units | 176000 | 12.3 | 21.5 | 206000 | 3.75 | 144000 | 2.45 | 3667.5 | Yes
207591056 | Arcoaire | 38VMA192HDS6-1 | Non-Ducted Indoor Units | 176000 | 12.3 | 21.5 | 206000 | 3.75 | 144000 | 2.45 | 3667.5 | Yes
207591022 | Arcoaire | 38VMA168HDS5-1 | Non-Ducted Indoor Units | 156000 | 12.5 | 22 | 180000 | 3.8 | 126000 | 2.55 | 3250 | Yes
207591023 | Arcoaire | 38VMA168HDS5-1 | Ducted Indoor Units | 156000 | 12 | 22 | 180000 | 3.64 | 126000 | 2.35 | 3250 | Yes
207591054 | Arcoaire | 38VMA168HDS6-1 | Non-Ducted Indoor Units | 156000 | 12.5 | 22 | 180000 | 3.8 | 126000 | 2.55 | 3250 | Yes
207591055 | Arcoaire | 38VMA168HDS6-1 | Ducted Indoor Units | 156000 | 12 | 22 | 180000 | 3.64 | 126000 | 2.35 | 3250 | Yes
207591025 | Arcoaire | 38VMA192HDS5-1 | Ducted Indoor Units | 176000 | 11.6 | 22 | 206000 | 3.6 | 144000 | 2.3 | 3667.5 | Yes
207591057 | Arcoaire | 38VMA192HDS6-1 | Ducted Indoor Units | 176000 | 11.6 | 22 | 206000 | 3.6 | 144000 | 2.3 | 3667.5 | Yes
207591094 | Arcoaire | 38VMA240RDL5-1 | Non-Ducted Indoor Units | 230000 | 11.2 | 22.35 | 256000 | 3.71 | 172000 | 2.48 | 4792.5 | Yes
207591120 | Arcoaire | 38VMA240RDL6-1 | Non-Ducted Indoor Units | 230000 | 11.2 | 22.35 | 256000 | 3.71 | 172000 | 2.48 | 4792.5 | Yes
207591087 | Arcoaire | 38VMA168RDS5-1 | Ducted Indoor Units | 158000 | 11.5 | 22.9 | 180000 | 3.54 | 130000 | 2.3 | 3292.5 | Yes
207591113 | Arcoaire | 38VMA168RDS6-1 | Ducted Indoor Units | 158000 | 11.5 | 22.9 | 180000 | 3.54 | 130000 | 2.3 | 3292.5 | Yes
207591090 | Arcoaire | 38VMA216RDS5-1 | Non-Ducted Indoor Units | 204000 | 11.2 | 23 | 222000 | 3.34 | 152000 | 2.12 | 4250 | Yes
207591116 | Arcoaire | 38VMA216RDS6-1 | Non-Ducted Indoor Units | 204000 | 11.2 | 23 | 222000 | 3.34 | 152000 | 2.12 | 4250 | Yes
207591086 | Arcoaire | 38VMA168RDS5-1 | Non-Ducted Indoor Units | 158000 | 11.8 | 23.1 | 180000 | 3.59 | 130000 | 2.28 | 3292.5 | Yes
207591112 | Arcoaire | 38VMA168RDS6-1 | Non-Ducted Indoor Units | 158000 | 11.8 | 23.1 | 180000 | 3.59 | 130000 | 2.28 | 3292.5 | Yes
207591089 | Arcoaire | 38VMA192RDS5-1 | Ducted Indoor Units | 182000 | 11 | 23.6 | 204000 | 3.33 | 144000 | 2.25 | 3792.5 | Yes
207591115 | Arcoaire | 38VMA192RDS6-1 | Ducted Indoor Units | 182000 | 11 | 23.6 | 204000 | 3.33 | 144000 | 2.25 | 3792.5 | Yes
207591088 | Arcoaire | 38VMA192RDS5-1 | Non-Ducted Indoor Units | 182000 | 11.3 | 23.9 | 204000 | 3.38 | 144000 | 2.2 | 3792.5 | Yes
207591114 | Arcoaire | 38VMA192RDS6-1 | Non-Ducted Indoor Units | 182000 | 11.3 | 23.9 | 204000 | 3.38 | 144000 | 2.2 | 3792.5 | Yes
207591085 | Arcoaire | 38VMA144RDL5-1 | Ducted Indoor Units | 136000 | 12.3 | 24 | 150000 | 3.6 | 108000 | 2.42 | 2832.5 | Yes
207591111 | Arcoaire | 38VMA144RDL6-1 | Ducted Indoor Units | 136000 | 12.3 | 24 | 150000 | 3.6 | 108000 | 2.42 | 2832.5 | Yes
207591084 | Arcoaire | 38VMA144RDL5-1 | Non-Ducted Indoor Units | 136000 | 13 | 24.4 | 150000 | 3.98 | 108000 | 2.5 | 2832.5 | Yes
207591110 | Arcoaire | 38VMA144RDL6-1 | Non-Ducted Indoor Units | 136000 | 13 | 24.4 | 150000 | 3.98 | 108000 | 2.5 | 2832.5 | Yes
201850236 | BRYANT | 38VMA072HDS5-1 | Non-Ducted Indoor Units | 69000 | 14.1 | 22.5 | 77000 | 4.29 | 54000 | 2.8 | 1437.5 | Yes
201850237 | BRYANT | 38VMA072HDS5-1 | Ducted Indoor Units | 69000 | 12.8 | 23.6 | 77000 | 3.85 | 54000 | 2.41 | 1437.5 | Yes
9363538 | BRYANT | 38VMA072HDS5-1 | Ducted Indoor Units | 69000 | 12.8 | 23.6 | 77000 | 3.85 | 54000 | 2.41 | 1437.5 | Yes
9363539 | BRYANT | 38VMA072HDS5-1 | Mixed Ducted and Non-Ducted Indoor Units | 69000 | 13.45 | 23.05 | 77000 | 4.07 | 54000 | 2.6 | 1437.5 | Yes
9363540 | BRYANT | 38VMA072HDS5-1 | Non-Ducted Indoor Units | 69000 | 14.1 | 22.5 | 77000 | 4.29 | 54000 | 2.8 | 1437.5 | Yes
201850268 | BRYANT | 38VMA072HDS6-1 | Non-Ducted Indoor Units | 69000 | 14.1 | 22.5 | 77000 | 4.29 | 54000 | 2.8 | 1437.5 | Yes
201850269 | BRYANT | 38VMA072HDS6-1 | Ducted Indoor Units | 69000 | 12.8 | 23.6 | 77000 | 3.85 | 54000 | 2.41 | 1437.5 | Yes
9363541 | BRYANT | 38VMA072HDS6-1 | Ducted Indoor Units | 69000 | 12.8 | 23.6 | 77000 | 3.85 | 54000 | 2.41 | 1437.5 | Yes
9363542 | BRYANT | 38VMA072HDS6-1 | Mixed Ducted and Non-Ducted Indoor Units | 69000 | 13.45 | 23.05 | 77000 | 4.07 | 54000 | 2.6 | 1437.5 | Yes
9363544 | BRYANT | 38VMA072HDS6-1 | Non-Ducted Indoor Units | 69000 | 14.1 | 22.5 | 77000 | 4.29 | 54000 | 2.8 | 1437.5 | Yes
201850300 | BRYANT | 38VMA072RDS5-1 | Non-Ducted Indoor Units | 69000 | 14.1 | 24.6 | 77000 | 4.1 | 54000 | 2.72 | 1437.5 | Yes
201850301 | BRYANT | 38VMA072RDS5-1 | Ducted Indoor Units | 69000 | 13.2 | 24.2 | 77000 | 3.85 | 54000 | 2.41 | 1437.5 | Yes
9487785 | BRYANT | 38VMA072RDS5-1 | Ducted Indoor Units | 69000 | 13.2 | 24.2 | 77000 | 3.85 | 54000 | 2.41 | 1437.5 | Yes
9487787 | BRYANT | 38VMA072RDS5-1 | Mixed Ducted and Non-Ducted Indoor Units | 69000 | 13.65 | 24.4 | 77000 | 4.11 | 54000 | 2.56 | 1437.5 | Yes
9487788 | BRYANT | 38VMA072RDS5-1 | Non-Ducted Indoor Units | 69000 | 14.1 | 24.6 | 77000 | 4.37 | 54000 | 2.72 | 1437.5 | Yes
201850326 | BRYANT | 38VMA072RDS6-1 | Non-Ducted Indoor Units | 69000 | 14.1 | 24.6 | 77000 | 4.1 | 54000 | 2.72 | 1437.5 | Yes
201850327 | BRYANT | 38VMA072RDS6-1 | Ducted Indoor Units | 69000 | 13.2 | 24.2 | 77000 | 3.85 | 54000 | 2.41 | 1437.5 | Yes
9487789 | BRYANT | 38VMA072RDS6-1 | Ducted Indoor Units | 69000 | 13.2 | 24.2 | 77000 | 3.85 | 54000 | 2.41 | 1437.5 | Yes
9487790 | BRYANT | 38VMA072RDS6-1 | Mixed Ducted and Non-Ducted Indoor Units | 69000 | 13.65 | 24.4 | 77000 | 4.11 | 54000 | 2.56 | 1437.5 | Yes
9487791 | BRYANT | 38VMA072RDS6-1 | Non-Ducted Indoor Units | 69000 | 14.1 | 24.6 | 77000 | 4.37 | 54000 | 2.72 | 1437.5 | Yes
201850238 | BRYANT | 38VMA096HDS5-1 | Non-Ducted Indoor Units | 92000 | 13.2 | 23.5 | 103000 | 3.82 | 72000 | 2.52 | 1917.5 | Yes
201850239 | BRYANT | 38VMA096HDS5-1 | Ducted Indoor Units | 92000 | 11.8 | 23 | 103000 | 3.63 | 72000 | 2.3 | 1917.5 | Yes
9363545 | BRYANT | 38VMA096HDS5-1 | Ducted Indoor Units | 92000 | 11.8 | 23 | 103000 | 3.63 | 72000 | 2.3 | 1917.5 | Yes
9363546 | BRYANT | 38VMA096HDS5-1 | Mixed Ducted and Non-Ducted Indoor Units | 92000 | 12.5 | 23.25 | 103000 | 3.72 | 72000 | 2.41 | 1917.5 | Yes
9363547 | BRYANT | 38VMA096HDS5-1 | Non-Ducted Indoor Units | 92000 | 13.2 | 23.5 | 103000 | 3.82 | 72000 | 2.52 | 1917.5 | Yes
201850270 | BRYANT | 38VMA096HDS6-1 | Non-Ducted Indoor Units | 92000 | 13.2 | 23.5 | 103000 | 3.82 | 72000 | 2.52 | 1917.5 | Yes
201850271 | BRYANT | 38VMA096HDS6-1 | Ducted Indoor Units | 92000 | 11.8 | 23 | 103000 | 3.63 | 72000 | 2.3 | 1917.5 | Yes
9363549 | BRYANT | 38VMA096HDS6-1 | Ducted Indoor Units | 92000 | 11.8 | 23 | 103000 | 3.63 | 72000 | 2.3 | 1917.5 | Yes
9363550 | BRYANT | 38VMA096HDS6-1 | Mixed Ducted and Non-Ducted Indoor Units | 92000 | 12.5 | 23.25 | 103000 | 3.72 | 72000 | 2.41 | 1917.5 | Yes
9363551 | BRYANT | 38VMA096HDS6-1 | Non-Ducted Indoor Units | 92000 | 13.2 | 23.5 | 103000 | 3.82 | 72000 | 2.52 | 1917.5 | Yes
201850302 | BRYANT | 38VMA096RDS5-1 | Non-Ducted Indoor Units | 92000 | 13.2 | 23.7 | 103000 | 3.75 | 72000 | 2.52 | 1917.5 | Yes
201850303 | BRYANT | 38VMA096RDS5-1 | Ducted Indoor Units | 92000 | 12.4 | 24.3 | 103000 | 3.63 | 72000 | 2.35 | 1917.5 | Yes
9487792 | BRYANT | 38VMA096RDS5-1 | Ducted Indoor Units | 92000 | 12.4 | 24.3 | 103000 | 3.63 | 72000 | 2.35 | 1917.5 | Yes
9487793 | BRYANT | 38VMA096RDS5-1 | Mixed Ducted and Non-Ducted Indoor Units | 92000 | 12.8 | 24 | 103000 | 3.72 | 72000 | 2.43 | 1917.5 | Yes
9487795 | BRYANT | 38VMA096RDS5-1 | Non-Ducted Indoor Units | 92000 | 13.2 | 23.7 | 103000 | 3.82 | 72000 | 2.52 | 1917.5 | Yes
201850328 | BRYANT | 38VMA096RDS6-1 | Non-Ducted Indoor Units | 92000 | 13.2 | 23.7 | 103000 | 3.75 | 72000 | 2.52 | 1917.5 | Yes
201850329 | BRYANT | 38VMA096RDS6-1 | Ducted Indoor Units | 92000 | 12.4 | 24.3 | 103000 | 3.63 | 72000 | 2.35 | 1917.5 | Yes
9487796 | BRYANT | 38VMA096RDS6-1 | Ducted Indoor Units | 92000 | 12.4 | 24.3 | 103000 | 3.63 | 72000 | 2.35 | 1917.5 | Yes
9487797 | BRYANT | 38VMA096RDS6-1 | Mixed Ducted and Non-Ducted Indoor Units | 92000 | 12.8 | 24 | 103000 | 3.72 | 72000 | 2.43 | 1917.5 | Yes
9487798 | BRYANT | 38VMA096RDS6-1 | Non-Ducted Indoor Units | 92000 | 13.2 | 23.7 | 103000 | 3.82 | 72000 | 2.52 | 1917.5 | Yes
201850240 | BRYANT | 38VMA120HDS5-1 | Non-Ducted Indoor Units | 112000 | 11.7 | 22.5 | 120000 | 3.6 | 80000 | 2.38 | 2332.5 | Yes
9363442 | BRYANT | 38VMA120HDS5-1 | Non-Ducted Indoor Units | 112000 | 11.7 | 22.5 | 120000 | 3.6 | 80000 | 2.38 | 2332.5 | Yes
201850272 | BRYANT | 38VMA120HDS6-1 | Non-Ducted Indoor Units | 112000 | 11.7 | 22.5 | 120000 | 3.6 | 80000 | 2.38 | 2332.5 | Yes
9363445 | BRYANT | 38VMA120HDS6-1 | Non-Ducted Indoor Units | 112000 | 11.7 | 22.5 | 120000 | 3.6 | 80000 | 2.38 | 2332.5 | Yes
201850318 | BRYANT | 38VMA264RDS5-1 | Non-Ducted Indoor Units | 248000 | 10.7 | 22 | 282000 | 3.52 | 186000 | 2.42 | 5167.5 | Yes
201850319 | BRYANT | 38VMA264RDS5-1 | Ducted Indoor Units | 248000 | 10.4 | 21 | 282000 | 3.49 | 186000 | 2.3 | 5167.5 | Yes
201850344 | BRYANT | 38VMA264RDS6-1 | Non-Ducted Indoor Units | 248000 | 10.7 | 22 | 282000 | 3.52 | 186000 | 2.42 | 5167.5 | Yes
201850345 | BRYANT | 38VMA264RDS6-1 | Ducted Indoor Units | 248000 | 10.4 | 21 | 282000 | 3.49 | 186000 | 2.3 | 5167.5 | Yes
201850320 | BRYANT | 38VMA288RDS5-1 | Non-Ducted Indoor Units | 274000 | 10.4 | 21 | 298000 | 3.38 | 198000 | 2.2 | 5707.5 | Yes
201850321 | BRYANT | 38VMA288RDS5-1 | Ducted Indoor Units | 274000 | 9.8 | 20.5 | 298000 | 3.42 | 198000 | 2.26 | 5707.5 | Yes
201850346 | BRYANT | 38VMA288RDS6-1 | Non-Ducted Indoor Units | 274000 | 10.4 | 21 | 298000 | 3.38 | 198000 | 2.2 | 5707.5 | Yes
201850347 | BRYANT | 38VMA288RDS6-1 | Ducted Indoor Units | 274000 | 9.8 | 20.5 | 298000 | 3.42 | 198000 | 2.26 | 5707.5 | Yes
201850256 | BRYANT | 38VMA312HDS5-1 | Non-Ducted Indoor Units | 284000 | 11.1 | 20 | 320000 | 3.43 | 218000 | 2.3 | 5917.5 | Yes
201850257 | BRYANT | 38VMA312HDS5-1 | Ducted Indoor Units | 284000 | 10.6 | 20.5 | 320000 | 3.3 | 218000 | 2.24 | 5917.5 | Yes
9363494 | BRYANT | 38VMA312HDS5-1 | Ducted Indoor Units | 284000 | 10.6 | 20.5 | 320000 | 3.3 | 218000 | 2.24 | 5917.5 | Yes
9363496 | BRYANT | 38VMA312HDS5-1 | Mixed Ducted and Non-Ducted Indoor Units | 284000 | 10.85 | 20.25 | 320000 | 3.36 | 218000 | 2.27 | 5917.5 | Yes
9363497 | BRYANT | 38VMA312HDS5-1 | Non-Ducted Indoor Units | 284000 | 11.1 | 20 | 320000 | 3.43 | 218000 | 2.3 | 5917.5 | Yes
201850288 | BRYANT | 38VMA312HDS6-1 | Non-Ducted Indoor Units | 284000 | 11.1 | 20 | 320000 | 3.43 | 218000 | 2.3 | 5917.5 | Yes
201850289 | BRYANT | 38VMA312HDS6-1 | Ducted Indoor Units | 284000 | 10.6 | 20.5 | 320000 | 3.3 | 218000 | 2.24 | 5917.5 | Yes
9363498 | BRYANT | 38VMA312HDS6-1 | Ducted Indoor Units | 284000 | 10.6 | 20.5 | 320000 | 3.3 | 218000 | 2.24 | 5917.5 | Yes
9363499 | BRYANT | 38VMA312HDS6-1 | Mixed Ducted and Non-Ducted Indoor Units | 284000 | 10.85 | 20.25 | 320000 | 3.36 | 218000 | 2.27 | 5917.5 | Yes
9363500 | BRYANT | 38VMA312HDS6-1 | Non-Ducted Indoor Units | 284000 | 11.1 | 20 | 320000 | 3.43 | 218000 | 2.3 | 5917.5 | Yes
201850258 | BRYANT | 38VMA336HDS5-1 | Non-Ducted Indoor Units | 304000 | 10.7 | 19 | 338000 | 3.31 | 224000 | 2.2 | 6332.5 | Yes
9363504 | BRYANT | 38VMA336HDS5-1 | Non-Ducted Indoor Units | 304000 | 10.7 | 19 | 338000 | 3.31 | 224000 | 2.2 | 6332.5 | Yes
201850290 | BRYANT | 38VMA336HDS6-1 | Non-Ducted Indoor Units | 304000 | 10.7 | 19 | 338000 | 3.31 | 224000 | 2.2 | 6332.5 | Yes
9363507 | BRYANT | 38VMA336HDS6-1 | Non-Ducted Indoor Units | 304000 | 10.7 | 19 | 338000 | 3.31 | 224000 | 2.2 | 6332.5 | Yes
201850248 | BRYANT | 38VMA216HDS5-1 | Non-Ducted Indoor Units | 196000 | 11.7 | 20.5 | 224000 | 3.62 | 152000 | 2.4 | 4082.5 | Yes
9363469 | BRYANT | 38VMA216HDS5-1 | Non-Ducted Indoor Units | 196000 | 11.7 | 20.5 | 224000 | 3.62 | 152000 | 2.4 | 4082.5 | Yes
201850280 | BRYANT | 38VMA216HDS6-1 | Non-Ducted Indoor Units | 196000 | 11.7 | 20.5 | 224000 | 3.62 | 152000 | 2.4 | 4082.5 | Yes
9363472 | BRYANT | 38VMA216HDS6-1 | Non-Ducted Indoor Units | 196000 | 11.7 | 20.5 | 224000 | 3.62 | 152000 | 2.4 | 4082.5 | Yes
201850251 | BRYANT | 38VMA240HDS5-1 | Ducted Indoor Units | 214000 | 11 | 20.6 | 240000 | 3.47 | 160000 | 2.3 | 4457.5 | Yes
9363473 | BRYANT | 38VMA240HDS5-1 | Ducted Indoor Units | 214000 | 11 | 20.6 | 240000 | 3.47 | 160000 | 2.3 | 4457.5 | Yes
201850283 | BRYANT | 38VMA240HDS6-1 | Ducted Indoor Units | 214000 | 11 | 20.6 | 240000 | 3.47 | 160000 | 2.3 | 4457.5 | Yes
9363477 | BRYANT | 38VMA240HDS6-1 | Ducted Indoor Units | 214000 | 11 | 20.6 | 240000 | 3.47 | 160000 | 2.3 | 4457.5 | Yes
9363468 | BRYANT | 38VMA216HDS5-1 | Mixed Ducted and Non-Ducted Indoor Units | 196000 | 11.5 | 20.9 | 224000 | 3.58 | 152000 | 2.35 | 4082.5 | Yes
9363471 | BRYANT | 38VMA216HDS6-1 | Mixed Ducted and Non-Ducted Indoor Units | 196000 | 11.5 | 20.9 | 224000 | 3.58 | 152000 | 2.35 | 4082.5 | Yes
201850317 | BRYANT | 38VMA240RDL5-1 | Ducted Indoor Units | 230000 | 11 | 21.11 | 256000 | 3.57 | 172000 | 2.39 | 4792.5 | Yes
201850343 | BRYANT | 38VMA240RDL6-1 | Ducted Indoor Units | 230000 | 11 | 21.11 | 256000 | 3.57 | 172000 | 2.39 | 4792.5 | Yes
201850249 | BRYANT | 38VMA216HDS5-1 | Ducted Indoor Units | 196000 | 11.3 | 21.3 | 224000 | 3.54 | 152000 | 2.3 | 4082.5 | Yes
9363466 | BRYANT | 38VMA216HDS5-1 | Ducted Indoor Units | 196000 | 11.3 | 21.3 | 224000 | 3.54 | 152000 | 2.3 | 4082.5 | Yes
201850281 | BRYANT | 38VMA216HDS6-1 | Ducted Indoor Units | 196000 | 11.3 | 21.3 | 224000 | 3.54 | 152000 | 2.3 | 4082.5 | Yes
9363470 | BRYANT | 38VMA216HDS6-1 | Ducted Indoor Units | 196000 | 11.3 | 21.3 | 224000 | 3.54 | 152000 | 2.3 | 4082.5 | Yes
201850246 | BRYANT | 38VMA192HDS5-1 | Non-Ducted Indoor Units | 176000 | 12.3 | 21.5 | 206000 | 3.75 | 144000 | 2.45 | 3667.5 | Yes
9363462 | BRYANT | 38VMA192HDS5-1 | Non-Ducted Indoor Units | 176000 | 12.3 | 21.5 | 206000 | 3.75 | 144000 | 2.45 | 3667.5 | Yes
201850278 | BRYANT | 38VMA192HDS6-1 | Non-Ducted Indoor Units | 176000 | 12.3 | 21.5 | 206000 | 3.75 | 144000 | 2.45 | 3667.5 | Yes
9363465 | BRYANT | 38VMA192HDS6-1 | Non-Ducted Indoor Units | 176000 | 12.3 | 21.5 | 206000 | 3.75 | 144000 | 2.45 | 3667.5 | Yes
9363461 | BRYANT | 38VMA192HDS5-1 | Mixed Ducted and Non-Ducted Indoor Units | 176000 | 11.95 | 21.75 | 206000 | 3.67 | 144000 | 2.37 | 3667.5 | Yes
9363464 | BRYANT | 38VMA192HDS6-1 | Mixed Ducted and Non-Ducted Indoor Units | 176000 | 11.95 | 21.75 | 206000 | 3.67 | 144000 | 2.37 | 3667.5 | Yes
201850244 | BRYANT | 38VMA168HDS5-1 | Non-Ducted Indoor Units | 156000 | 12.5 | 22 | 180000 | 3.8 | 126000 | 2.55 | 3250 | Yes
201850245 | BRYANT | 38VMA168HDS5-1 | Ducted Indoor Units | 156000 | 12 | 22 | 180000 | 3.64 | 126000 | 2.35 | 3250 | Yes
9363453 | BRYANT | 38VMA168HDS5-1 | Ducted Indoor Units | 156000 | 12 | 22 | 180000 | 3.64 | 126000 | 2.35 | 3250 | Yes
9363454 | BRYANT | 38VMA168HDS5-1 | Mixed Ducted and Non-Ducted Indoor Units | 156000 | 12.25 | 22 | 180000 | 3.72 | 126000 | 2.45 | 3250 | Yes
9363455 | BRYANT | 38VMA168HDS5-1 | Non-Ducted Indoor Units | 156000 | 12.5 | 22 | 180000 | 3.8 | 126000 | 2.55 | 3250 | Yes
201850276 | BRYANT | 38VMA168HDS6-1 | Non-Ducted Indoor Units | 156000 | 12.5 | 22 | 180000 | 3.8 | 126000 | 2.55 | 3250 | Yes
201850277 | BRYANT | 38VMA168HDS6-1 | Ducted Indoor Units | 156000 | 12 | 22 | 180000 | 3.64 | 126000 | 2.35 | 3250 | Yes
9363456 | BRYANT | 38VMA168HDS6-1 | Ducted Indoor Units | 156000 | 12 | 22 | 180000 | 3.64 | 126000 | 2.35 | 3250 | Yes
9363457 | BRYANT | 38VMA168HDS6-1 | Mixed Ducted and Non-Ducted Indoor Units | 156000 | 12.25 | 22 | 180000 | 3.72 | 126000 | 2.45 | 3250 | Yes
9363458 | BRYANT | 38VMA168HDS6-1 | Non-Ducted Indoor Units | 156000 | 12.5 | 22 | 180000 | 3.8 | 126000 | 2.55 | 3250 | Yes
201850247 | BRYANT | 38VMA192HDS5-1 | Ducted Indoor Units | 176000 | 11.6 | 22 | 206000 | 3.6 | 144000 | 2.3 | 3667.5 | Yes
9363460 | BRYANT | 38VMA192HDS5-1 | Ducted Indoor Units | 176000 | 11.6 | 22 | 206000 | 3.6 | 144000 | 2.3 | 3667.5 | Yes
201850279 | BRYANT | 38VMA192HDS6-1 | Ducted Indoor Units | 176000 | 11.6 | 22 | 206000 | 3.6 | 144000 | 2.3 | 3667.5 | Yes
9363463 | BRYANT | 38VMA192HDS6-1 | Ducted Indoor Units | 176000 | 11.6 | 22 | 206000 | 3.6 | 144000 | 2.3 | 3667.5 | Yes
9487773 | BRYANT | 38VMA216RDS5-1 | Mixed Ducted and Non-Ducted Indoor Units | 204000 | 11.1 | 22.35 | 222000 | 3.31 | 152000 | 2.3 | 4250 | Yes
9487776 | BRYANT | 38VMA216RDS6-1 | Mixed Ducted and Non-Ducted Indoor Units | 204000 | 11.1 | 22.35 | 222000 | 3.31 | 152000 | 2.3 | 4250 | Yes
201850316 | BRYANT | 38VMA240RDL5-1 | Non-Ducted Indoor Units | 230000 | 11.2 | 22.35 | 256000 | 3.71 | 172000 | 2.48 | 4792.5 | Yes
201850342 | BRYANT | 38VMA240RDL6-1 | Non-Ducted Indoor Units | 230000 | 11.2 | 22.35 | 256000 | 3.71 | 172000 | 2.48 | 4792.5 | Yes
201850309 | BRYANT | 38VMA168RDS5-1 | Ducted Indoor Units | 158000 | 11.5 | 22.9 | 180000 | 3.54 | 130000 | 2.3 | 3292.5 | Yes
9487758 | BRYANT | 38VMA168RDS5-1 | Ducted Indoor Units | 158000 | 11.5 | 22.9 | 180000 | 3.54 | 130000 | 2.35 | 3292.5 | Yes
201850335 | BRYANT | 38VMA168RDS6-1 | Ducted Indoor Units | 158000 | 11.5 | 22.9 | 180000 | 3.54 | 130000 | 2.3 | 3292.5 | Yes
9487762 | BRYANT | 38VMA168RDS6-1 | Ducted Indoor Units | 158000 | 11.5 | 22.9 | 180000 | 3.54 | 130000 | 2.35 | 3292.5 | Yes
9487759 | BRYANT | 38VMA168RDS5-1 | Mixed Ducted and Non-Ducted Indoor Units | 158000 | 11.65 | 23 | 180000 | 3.56 | 130000 | 2.35 | 3292.5 | Yes
9487763 | BRYANT | 38VMA168RDS6-1 | Mixed Ducted and Non-Ducted Indoor Units | 158000 | 11.65 | 23 | 180000 | 3.56 | 130000 | 2.35 | 3292.5 | Yes
201850312 | BRYANT | 38VMA216RDS5-1 | Non-Ducted Indoor Units | 204000 | 11.2 | 23 | 222000 | 3.34 | 152000 | 2.12 | 4250 | Yes
9487774 | BRYANT | 38VMA216RDS5-1 | Non-Ducted Indoor Units | 204000 | 11.2 | 23 | 222000 | 3.34 | 152000 | 2.3 | 4250 | Yes
201850338 | BRYANT | 38VMA216RDS6-1 | Non-Ducted Indoor Units | 204000 | 11.2 | 23 | 222000 | 3.34 | 152000 | 2.12 | 4250 | Yes
9487777 | BRYANT | 38VMA216RDS6-1 | Non-Ducted Indoor Units | 204000 | 11.2 | 23 | 222000 | 3.34 | 152000 | 2.3 | 4250 | Yes
201850308 | BRYANT | 38VMA168RDS5-1 | Non-Ducted Indoor Units | 158000 | 11.8 | 23.1 | 180000 | 3.59 | 130000 | 2.28 | 3292.5 | Yes
9487760 | BRYANT | 38VMA168RDS5-1 | Non-Ducted Indoor Units | 158000 | 11.8 | 23.1 | 180000 | 3.59 | 130000 | 2.35 | 3292.5 | Yes
201850334 | BRYANT | 38VMA168RDS6-1 | Non-Ducted Indoor Units | 158000 | 11.8 | 23.1 | 180000 | 3.59 | 130000 | 2.28 | 3292.5 | Yes
9487764 | BRYANT | 38VMA168RDS6-1 | Non-Ducted Indoor Units | 158000 | 11.8 | 23.1 | 180000 | 3.59 | 130000 | 2.35 | 3292.5 | Yes
201850311 | BRYANT | 38VMA192RDS5-1 | Ducted Indoor Units | 182000 | 11 | 23.6 | 204000 | 3.33 | 144000 | 2.25 | 3792.5 | Yes
9487765 | BRYANT | 38VMA192RDS5-1 | Ducted Indoor Units | 182000 | 11.1 | 23.6 | 204000 | 3.33 | 144000 | 2.3 | 3792.5 | Yes
201850337 | BRYANT | 38VMA192RDS6-1 | Ducted Indoor Units | 182000 | 11 | 23.6 | 204000 | 3.33 | 144000 | 2.25 | 3792.5 | Yes
9487768 | BRYANT | 38VMA192RDS6-1 | Ducted Indoor Units | 182000 | 11.1 | 23.6 | 204000 | 3.33 | 144000 | 2.3 | 3792.5 | Yes
9487766 | BRYANT | 38VMA192RDS5-1 | Mixed Ducted and Non-Ducted Indoor Units | 182000 | 11.2 | 23.75 | 204000 | 3.35 | 144000 | 2.3 | 3792.5 | Yes
9487769 | BRYANT | 38VMA192RDS6-1 | Mixed Ducted and Non-Ducted Indoor Units | 182000 | 11.2 | 23.75 | 204000 | 3.35 | 144000 | 2.3 | 3792.5 | Yes
201850310 | BRYANT | 38VMA192RDS5-1 | Non-Ducted Indoor Units | 182000 | 11.3 | 23.9 | 204000 | 3.38 | 144000 | 2.2 | 3792.5 | Yes
9487767 | BRYANT | 38VMA192RDS5-1 | Non-Ducted Indoor Units | 182000 | 11.3 | 23.9 | 204000 | 3.38 | 144000 | 2.3 | 3792.5 | Yes
201850336 | BRYANT | 38VMA192RDS6-1 | Non-Ducted Indoor Units | 182000 | 11.3 | 23.9 | 204000 | 3.38 | 144000 | 2.2 | 3792.5 | Yes
9487771 | BRYANT | 38VMA192RDS6-1 | Non-Ducted Indoor Units | 182000 | 11.3 | 23.9 | 204000 | 3.38 | 144000 | 2.3 | 3792.5 | Yes
201850307 | BRYANT | 38VMA144RDL5-1 | Ducted Indoor Units | 136000 | 12.3 | 24 | 150000 | 3.6 | 108000 | 2.42 | 2832.5 | Yes
9487752 | BRYANT | 38VMA144RDL5-1 | Ducted Indoor Units | 136000 | 12.3 | 24 | 150000 | 3.6 | 108000 | 2.42 | 2832.5 | Yes
201850333 | BRYANT | 38VMA144RDL6-1 | Ducted Indoor Units | 136000 | 12.3 | 24 | 150000 | 3.6 | 108000 | 2.42 | 2832.5 | Yes
9487755 | BRYANT | 38VMA144RDL6-1 | Ducted Indoor Units | 136000 | 12.3 | 24 | 150000 | 3.6 | 108000 | 2.42 | 2832.5 | Yes
9487753 | BRYANT | 38VMA144RDL5-1 | Mixed Ducted and Non-Ducted Indoor Units | 136000 | 12.65 | 24.2 | 150000 | 3.79 | 108000 | 2.46 | 2832.5 | Yes
9487756 | BRYANT | 38VMA144RDL6-1 | Mixed Ducted and Non-Ducted Indoor Units | 136000 | 12.65 | 24.2 | 150000 | 3.79 | 108000 | 2.46 | 2832.5 | Yes
201850306 | BRYANT | 38VMA144RDL5-1 | Non-Ducted Indoor Units | 136000 | 13 | 24.4 | 150000 | 3.98 | 108000 | 2.5 | 2832.5 | Yes
9487754 | BRYANT | 38VMA144RDL5-1 | Non-Ducted Indoor Units | 136000 | 13 | 24.4 | 150000 | 3.98 | 108000 | 2.5 | 2832.5 | Yes
201850332 | BRYANT | 38VMA144RDL6-1 | Non-Ducted Indoor Units | 136000 | 13 | 24.4 | 150000 | 3.98 | 108000 | 2.5 | 2832.5 | Yes
9487757 | BRYANT | 38VMA144RDL6-1 | Non-Ducted Indoor Units | 136000 | 13 | 24.4 | 150000 | 3.98 | 108000 | 2.5 | 2832.5 | Yes
201850119 | CARRIER | 38VMA072HDS5-1 | Non-Ducted Indoor Units | 69000 | 14.1 | 22.5 | 77000 | 4.29 | 54000 | 2.8 | 1437.5 | Yes
201850120 | CARRIER | 38VMA072HDS5-1 | Ducted Indoor Units | 69000 | 12.8 | 23.6 | 77000 | 3.85 | 54000 | 2.41 | 1437.5 | Yes
9302802 | CARRIER | 38VMA072HDS5-1 | Ducted Indoor Units | 69000 | 12.8 | 23.6 | 77000 | 3.85 | 54000 | 2.41 | 1437.5 | Yes
9302803 | CARRIER | 38VMA072HDS5-1 | Mixed Ducted and Non-Ducted Indoor Units | 69000 | 13.45 | 23.05 | 77000 | 4.07 | 54000 | 2.6 | 1437.5 | Yes
9302804 | CARRIER | 38VMA072HDS5-1 | Non-Ducted Indoor Units | 69000 | 14.1 | 22.5 | 77000 | 4.29 | 54000 | 2.8 | 1437.5 | Yes
201850151 | CARRIER | 38VMA072HDS6-1 | Non-Ducted Indoor Units | 69000 | 14.1 | 22.5 | 77000 | 4.29 | 54000 | 2.8 | 1437.5 | Yes
201850152 | CARRIER | 38VMA072HDS6-1 | Ducted Indoor Units | 69000 | 12.8 | 23.6 | 77000 | 3.85 | 54000 | 2.41 | 1437.5 | Yes
9302805 | CARRIER | 38VMA072HDS6-1 | Ducted Indoor Units | 69000 | 12.8 | 23.6 | 77000 | 3.85 | 54000 | 2.41 | 1437.5 | Yes
9302806 | CARRIER | 38VMA072HDS6-1 | Mixed Ducted and Non-Ducted Indoor Units | 69000 | 13.45 | 23.05 | 77000 | 4.07 | 54000 | 2.6 | 1437.5 | Yes
9302807 | CARRIER | 38VMA072HDS6-1 | Non-Ducted Indoor Units | 69000 | 14.1 | 22.5 | 77000 | 4.29 | 54000 | 2.8 | 1437.5 | Yes
201850183 | CARRIER | 38VMA072RDS5-1 | Non-Ducted Indoor Units | 69000 | 14.1 | 24.6 | 77000 | 4.1 | 54000 | 2.72 | 1437.5 | Yes
201850184 | CARRIER | 38VMA072RDS5-1 | Ducted Indoor Units | 69000 | 13.2 | 24.2 | 77000 | 3.85 | 54000 | 2.41 | 1437.5 | Yes
9487731 | CARRIER | 38VMA072RDS5-1 | Ducted Indoor Units | 69000 | 13.2 | 24.2 | 77000 | 3.85 | 54000 | 2.41 | 1437.5 | Yes
9487732 | CARRIER | 38VMA072RDS5-1 | Mixed Ducted and Non-Ducted Indoor Units | 69000 | 13.65 | 24.4 | 77000 | 4.11 | 54000 | 2.56 | 1437.5 | Yes
9487733 | CARRIER | 38VMA072RDS5-1 | Non-Ducted Indoor Units | 69000 | 14.1 | 24.6 | 77000 | 4.37 | 54000 | 2.72 | 1437.5 | Yes
201850209 | CARRIER | 38VMA072RDS6-1 | Non-Ducted Indoor Units | 69000 | 14.1 | 24.6 | 77000 | 4.1 | 54000 | 2.72 | 1437.5 | Yes
201850210 | CARRIER | 38VMA072RDS6-1 | Ducted Indoor Units | 69000 | 13.2 | 24.2 | 77000 | 3.85 | 54000 | 2.41 | 1437.5 | Yes
9487735 | CARRIER | 38VMA072RDS6-1 | Ducted Indoor Units | 69000 | 13.2 | 24.2 | 77000 | 3.85 | 54000 | 2.41 | 1437.5 | Yes
9487736 | CARRIER | 38VMA072RDS6-1 | Mixed Ducted and Non-Ducted Indoor Units | 69000 | 13.65 | 24.4 | 77000 | 4.11 | 54000 | 2.56 | 1437.5 | Yes
9487737 | CARRIER | 38VMA072RDS6-1 | Non-Ducted Indoor Units | 69000 | 14.1 | 24.6 | 77000 | 4.37 | 54000 | 2.72 | 1437.5 | Yes
201850121 | CARRIER | 38VMA096HDS5-1 | Non-Ducted Indoor Units | 92000 | 13.2 | 23.5 | 103000 | 3.82 | 72000 | 2.52 | 1917.5 | Yes
201850122 | CARRIER | 38VMA096HDS5-1 | Ducted Indoor Units | 92000 | 11.8 | 23 | 103000 | 3.63 | 72000 | 2.3 | 1917.5 | Yes
9302808 | CARRIER | 38VMA096HDS5-1 | Ducted Indoor Units | 92000 | 11.8 | 23 | 103000 | 3.63 | 72000 | 2.3 | 1917.5 | Yes
9302809 | CARRIER | 38VMA096HDS5-1 | Mixed Ducted and Non-Ducted Indoor Units | 92000 | 12.5 | 23.25 | 103000 | 3.72 | 72000 | 2.41 | 1917.5 | Yes
9302810 | CARRIER | 38VMA096HDS5-1 | Non-Ducted Indoor Units | 92000 | 13.2 | 23.5 | 103000 | 3.82 | 72000 | 2.52 | 1917.5 | Yes
201850153 | CARRIER | 38VMA096HDS6-1 | Non-Ducted Indoor Units | 92000 | 13.2 | 23.5 | 103000 | 3.82 | 72000 | 2.52 | 1917.5 | Yes
201850154 | CARRIER | 38VMA096HDS6-1 | Ducted Indoor Units | 92000 | 11.8 | 23 | 103000 | 3.63 | 72000 | 2.3 | 1917.5 | Yes
9302811 | CARRIER | 38VMA096HDS6-1 | Ducted Indoor Units | 92000 | 11.8 | 23 | 103000 | 3.63 | 72000 | 2.3 | 1917.5 | Yes
9302812 | CARRIER | 38VMA096HDS6-1 | Mixed Ducted and Non-Ducted Indoor Units | 92000 | 12.5 | 23.25 | 103000 | 3.72 | 72000 | 2.41 | 1917.5 | Yes
9302813 | CARRIER | 38VMA096HDS6-1 | Non-Ducted Indoor Units | 92000 | 13.2 | 23.5 | 103000 | 3.82 | 72000 | 2.52 | 1917.5 | Yes
201850185 | CARRIER | 38VMA096RDS5-1 | Non-Ducted Indoor Units | 92000 | 13.2 | 23.7 | 103000 | 3.75 | 72000 | 2.52 | 1917.5 | Yes
201850186 | CARRIER | 38VMA096RDS5-1 | Ducted Indoor Units | 92000 | 12.4 | 24.3 | 103000 | 3.63 | 72000 | 2.35 | 1917.5 | Yes
9487738 | CARRIER | 38VMA096RDS5-1 | Ducted Indoor Units | 92000 | 12.4 | 24.3 | 103000 | 3.63 | 72000 | 2.35 | 1917.5 | Yes
9487739 | CARRIER | 38VMA096RDS5-1 | Mixed Ducted and Non-Ducted Indoor Units | 92000 | 12.8 | 24 | 103000 | 3.72 | 72000 | 2.43 | 1917.5 | Yes
9487740 | CARRIER | 38VMA096RDS5-1 | Non-Ducted Indoor Units | 92000 | 13.2 | 23.7 | 103000 | 3.82 | 72000 | 2.52 | 1917.5 | Yes
201850211 | CARRIER | 38VMA096RDS6-1 | Non-Ducted Indoor Units | 92000 | 13.2 | 23.7 | 103000 | 3.75 | 72000 | 2.52 | 1917.5 | Yes
201850212 | CARRIER | 38VMA096RDS6-1 | Ducted Indoor Units | 92000 | 12.4 | 24.3 | 103000 | 3.63 | 72000 | 2.35 | 1917.5 | Yes
9487743 | CARRIER | 38VMA096RDS6-1 | Mixed Ducted and Non-Ducted Indoor Units | 92000 | 12.8 | 24 | 103000 | 3.72 | 72000 | 2.43 | 1917.5 | Yes
9487744 | CARRIER | 38VMA096RDS6-1 | Non-Ducted Indoor Units | 92000 | 13.2 | 23.7 | 103000 | 3.82 | 72000 | 2.52 | 1917.5 | Yes
9487741 | CARRIER | 38VMA096RDS6-1 | Ducted Indoor Units | 92000 | 12.4 | 24.3 | 103000 | 3.63 | 72000 | 2.35 | 1917.5 | Yes
201850123 | CARRIER | 38VMA120HDS5-1 | Non-Ducted Indoor Units | 112000 | 11.7 | 22.5 | 120000 | 3.6 | 80000 | 2.38 | 2332.5 | Yes
9302720 | CARRIER | 38VMA120HDS5-1 | Non-Ducted Indoor Units | 112000 | 11.7 | 22.5 | 120000 | 3.6 | 80000 | 2.38 | 2332.5 | Yes
201850155 | CARRIER | 38VMA120HDS6-1 | Non-Ducted Indoor Units | 112000 | 11.7 | 22.5 | 120000 | 3.6 | 80000 | 2.38 | 2332.5 | Yes
9302723 | CARRIER | 38VMA120HDS6-1 | Non-Ducted Indoor Units | 112000 | 11.7 | 22.5 | 120000 | 3.6 | 80000 | 2.38 | 2332.5 | Yes
201850201 | CARRIER | 38VMA264RDS5-1 | Non-Ducted Indoor Units | 248000 | 10.7 | 22 | 282000 | 3.52 | 186000 | 2.42 | 5167.5 | Yes
201850202 | CARRIER | 38VMA264RDS5-1 | Ducted Indoor Units | 248000 | 10.4 | 21 | 282000 | 3.49 | 186000 | 2.3 | 5167.5 | Yes
201850228 | CARRIER | 38VMA264RDS6-1 | Non-Ducted Indoor Units | 248000 | 10.7 | 22 | 282000 | 3.52 | 186000 | 2.42 | 5167.5 | Yes
201850229 | CARRIER | 38VMA264RDS6-1 | Ducted Indoor Units | 248000 | 10.4 | 21 | 282000 | 3.49 | 186000 | 2.3 | 5167.5 | Yes
201850203 | CARRIER | 38VMA288RDS5-1 | Non-Ducted Indoor Units | 274000 | 10.4 | 21 | 298000 | 3.38 | 198000 | 2.2 | 5707.5 | Yes
201850204 | CARRIER | 38VMA288RDS5-1 | Ducted Indoor Units | 274000 | 9.8 | 20.5 | 298000 | 3.42 | 198000 | 2.26 | 5707.5 | Yes
201850230 | CARRIER | 38VMA288RDS6-1 | Non-Ducted Indoor Units | 274000 | 10.4 | 21 | 298000 | 3.38 | 198000 | 2.2 | 5707.5 | Yes
201850231 | CARRIER | 38VMA288RDS6-1 | Ducted Indoor Units | 274000 | 9.8 | 20.5 | 298000 | 3.42 | 198000 | 2.26 | 5707.5 | Yes
201850139 | CARRIER | 38VMA312HDS5-1 | Non-Ducted Indoor Units | 284000 | 11.1 | 20 | 320000 | 3.43 | 218000 | 2.3 | 5917.5 | Yes
201850140 | CARRIER | 38VMA312HDS5-1 | Ducted Indoor Units | 284000 | 10.6 | 20.5 | 320000 | 3.3 | 218000 | 2.24 | 5917.5 | Yes
9302766 | CARRIER | 38VMA312HDS5-1 | Ducted Indoor Units | 284000 | 10.6 | 20.5 | 320000 | 3.3 | 218000 | 2.24 | 5917.5 | Yes
9302767 | CARRIER | 38VMA312HDS5-1 | Mixed Ducted and Non-Ducted Indoor Units | 284000 | 10.85 | 20.25 | 320000 | 3.36 | 218000 | 2.27 | 5917.5 | Yes
9302768 | CARRIER | 38VMA312HDS5-1 | Non-Ducted Indoor Units | 284000 | 11.1 | 20 | 320000 | 3.43 | 218000 | 2.3 | 5917.5 | Yes
201850171 | CARRIER | 38VMA312HDS6-1 | Non-Ducted Indoor Units | 284000 | 11.1 | 20 | 320000 | 3.43 | 218000 | 2.3 | 5917.5 | Yes
201850172 | CARRIER | 38VMA312HDS6-1 | Ducted Indoor Units | 284000 | 10.6 | 20.5 | 320000 | 3.3 | 218000 | 2.24 | 5917.5 | Yes
9302769 | CARRIER | 38VMA312HDS6-1 | Ducted Indoor Units | 284000 | 10.6 | 20.5 | 320000 | 3.3 | 218000 | 2.24 | 5917.5 | Yes
9302770 | CARRIER | 38VMA312HDS6-1 | Mixed Ducted and Non-Ducted Indoor Units | 284000 | 10.85 | 20.25 | 320000 | 3.36 | 218000 | 2.27 | 5917.5 | Yes
9302771 | CARRIER | 38VMA312HDS6-1 | Non-Ducted Indoor Units | 284000 | 11.1 | 20 | 320000 | 3.43 | 218000 | 2.3 | 5917.5 | Yes
201850141 | CARRIER | 38VMA336HDS5-1 | Non-Ducted Indoor Units | 304000 | 10.7 | 19 | 338000 | 3.31 | 224000 | 2.2 | 6332.5 | Yes
9302774 | CARRIER | 38VMA336HDS5-1 | Non-Ducted Indoor Units | 304000 | 10.7 | 19 | 338000 | 3.31 | 224000 | 2.2 | 6332.5 | Yes
201850173 | CARRIER | 38VMA336HDS6-1 | Non-Ducted Indoor Units | 304000 | 10.7 | 19 | 338000 | 3.31 | 224000 | 2.2 | 6332.5 | Yes
9302777 | CARRIER | 38VMA336HDS6-1 | Non-Ducted Indoor Units | 304000 | 10.7 | 19 | 338000 | 3.31 | 224000 | 2.2 | 6332.5 | Yes
201850131 | CARRIER | 38VMA216HDS5-1 | Non-Ducted Indoor Units | 196000 | 11.7 | 20.5 | 224000 | 3.62 | 152000 | 2.4 | 4082.5 | Yes
9302744 | CARRIER | 38VMA216HDS5-1 | Non-Ducted Indoor Units | 196000 | 11.7 | 20.5 | 224000 | 3.62 | 152000 | 2.4 | 4082.5 | Yes
201850163 | CARRIER | 38VMA216HDS6-1 | Non-Ducted Indoor Units | 196000 | 11.7 | 20.5 | 224000 | 3.62 | 152000 | 2.4 | 4082.5 | Yes
9302747 | CARRIER | 38VMA216HDS6-1 | Non-Ducted Indoor Units | 196000 | 11.7 | 20.5 | 224000 | 3.62 | 152000 | 2.4 | 4082.5 | Yes
201850134 | CARRIER | 38VMA240HDS5-1 | Ducted Indoor Units | 214000 | 11 | 20.6 | 240000 | 3.47 | 160000 | 2.3 | 4457.5 | Yes
9302748 | CARRIER | 38VMA240HDS5-1 | Ducted Indoor Units | 214000 | 11 | 20.6 | 240000 | 3.47 | 160000 | 2.3 | 4457.5 | Yes
201850166 | CARRIER | 38VMA240HDS6-1 | Ducted Indoor Units | 214000 | 11 | 20.6 | 240000 | 3.47 | 160000 | 2.3 | 4457.5 | Yes
9302751 | CARRIER | 38VMA240HDS6-1 | Ducted Indoor Units | 214000 | 11 | 20.6 | 240000 | 3.47 | 160000 | 2.3 | 4457.5 | Yes
9302743 | CARRIER | 38VMA216HDS5-1 | Mixed Ducted and Non-Ducted Indoor Units | 196000 | 11.5 | 20.9 | 224000 | 3.58 | 152000 | 2.35 | 4082.5 | Yes
9302746 | CARRIER | 38VMA216HDS6-1 | Mixed Ducted and Non-Ducted Indoor Units | 196000 | 11.5 | 20.9 | 224000 | 3.58 | 152000 | 2.35 | 4082.5 | Yes
201850200 | CARRIER | 38VMA240RDL5-1 | Ducted Indoor Units | 230000 | 11 | 21.11 | 256000 | 3.57 | 172000 | 2.39 | 4792.5 | Yes
201850227 | CARRIER | 38VMA240RDL6-1 | Ducted Indoor Units | 230000 | 11 | 21.11 | 256000 | 3.57 | 172000 | 2.39 | 4792.5 | Yes
201850132 | CARRIER | 38VMA216HDS5-1 | Ducted Indoor Units | 196000 | 11.3 | 21.3 | 224000 | 3.54 | 152000 | 2.3 | 4082.5 | Yes
9302742 | CARRIER | 38VMA216HDS5-1 | Ducted Indoor Units | 196000 | 11.3 | 21.3 | 224000 | 3.54 | 152000 | 2.3 | 4082.5 | Yes
201850164 | CARRIER | 38VMA216HDS6-1 | Ducted Indoor Units | 196000 | 11.3 | 21.3 | 224000 | 3.54 | 152000 | 2.3 | 4082.5 | Yes
9302745 | CARRIER | 38VMA216HDS6-1 | Ducted Indoor Units | 196000 | 11.3 | 21.3 | 224000 | 3.54 | 152000 | 2.3 | 4082.5 | Yes
201850129 | CARRIER | 38VMA192HDS5-1 | Non-Ducted Indoor Units | 176000 | 12.3 | 21.5 | 206000 | 3.75 | 144000 | 2.45 | 3667.5 | Yes
9302738 | CARRIER | 38VMA192HDS5-1 | Non-Ducted Indoor Units | 176000 | 12.3 | 21.5 | 206000 | 3.75 | 144000 | 2.45 | 3667.5 | Yes
201850161 | CARRIER | 38VMA192HDS6-1 | Non-Ducted Indoor Units | 176000 | 12.3 | 21.5 | 206000 | 3.75 | 144000 | 2.45 | 3667.5 | Yes
9302741 | CARRIER | 38VMA192HDS6-1 | Non-Ducted Indoor Units | 176000 | 12.3 | 21.5 | 206000 | 3.75 | 144000 | 2.45 | 3667.5 | Yes
9302737 | CARRIER | 38VMA192HDS5-1 | Mixed Ducted and Non-Ducted Indoor Units | 176000 | 11.95 | 21.75 | 206000 | 3.67 | 144000 | 2.37 | 3667.5 | Yes
9302740 | CARRIER | 38VMA192HDS6-1 | Mixed Ducted and Non-Ducted Indoor Units | 176000 | 11.95 | 21.75 | 206000 | 3.67 | 144000 | 2.37 | 3667.5 | Yes
201850127 | CARRIER | 38VMA168HDS5-1 | Non-Ducted Indoor Units | 156000 | 12.5 | 22 | 180000 | 3.8 | 126000 | 2.55 | 3250 | Yes
201850128 | CARRIER | 38VMA168HDS5-1 | Ducted Indoor Units | 156000 | 12 | 22 | 180000 | 3.64 | 126000 | 2.35 | 3250 | Yes
9302730 | CARRIER | 38VMA168HDS5-1 | Ducted Indoor Units | 156000 | 12 | 22 | 180000 | 3.64 | 126000 | 2.35 | 3250 | Yes
9302731 | CARRIER | 38VMA168HDS5-1 | Mixed Ducted and Non-Ducted Indoor Units | 156000 | 12.25 | 22 | 180000 | 3.72 | 126000 | 2.45 | 3250 | Yes
9302732 | CARRIER | 38VMA168HDS5-1 | Non-Ducted Indoor Units | 156000 | 12.5 | 22 | 180000 | 3.8 | 126000 | 2.55 | 3250 | Yes
201850159 | CARRIER | 38VMA168HDS6-1 | Non-Ducted Indoor Units | 156000 | 12.5 | 22 | 180000 | 3.8 | 126000 | 2.55 | 3250 | Yes
201850160 | CARRIER | 38VMA168HDS6-1 | Ducted Indoor Units | 156000 | 12 | 22 | 180000 | 3.64 | 126000 | 2.35 | 3250 | Yes
9302733 | CARRIER | 38VMA168HDS6-1 | Ducted Indoor Units | 156000 | 12 | 22 | 180000 | 3.64 | 126000 | 2.35 | 3250 | Yes
9302734 | CARRIER | 38VMA168HDS6-1 | Mixed Ducted and Non-Ducted Indoor Units | 156000 | 12.25 | 22 | 180000 | 3.72 | 126000 | 2.45 | 3250 | Yes
9302735 | CARRIER | 38VMA168HDS6-1 | Non-Ducted Indoor Units | 156000 | 12.5 | 22 | 180000 | 3.8 | 126000 | 2.55 | 3250 | Yes
201850130 | CARRIER | 38VMA192HDS5-1 | Ducted Indoor Units | 176000 | 11.6 | 22 | 206000 | 3.6 | 144000 | 2.3 | 3667.5 | Yes
9302736 | CARRIER | 38VMA192HDS5-1 | Ducted Indoor Units | 176000 | 11.6 | 22 | 206000 | 3.6 | 144000 | 2.3 | 3667.5 | Yes
201850162 | CARRIER | 38VMA192HDS6-1 | Ducted Indoor Units | 176000 | 11.6 | 22 | 206000 | 3.6 | 144000 | 2.3 | 3667.5 | Yes
9302739 | CARRIER | 38VMA192HDS6-1 | Ducted Indoor Units | 176000 | 11.6 | 22 | 206000 | 3.6 | 144000 | 2.3 | 3667.5 | Yes
9487719 | CARRIER | 38VMA216RDS5-1 | Mixed Ducted and Non-Ducted Indoor Units | 204000 | 11.1 | 22.35 | 222000 | 3.31 | 152000 | 2.3 | 4250 | Yes
9487722 | CARRIER | 38VMA216RDS6-1 | Mixed Ducted and Non-Ducted Indoor Units | 204000 | 11.1 | 22.35 | 222000 | 3.31 | 152000 | 2.3 | 4250 | Yes
201850199 | CARRIER | 38VMA240RDL5-1 | Non-Ducted Indoor Units | 230000 | 11.2 | 22.35 | 256000 | 3.71 | 172000 | 2.48 | 4792.5 | Yes
201850226 | CARRIER | 38VMA240RDL6-1 | Non-Ducted Indoor Units | 230000 | 11.2 | 22.35 | 256000 | 3.71 | 172000 | 2.48 | 4792.5 | Yes
201850192 | CARRIER | 38VMA168RDS5-1 | Ducted Indoor Units | 158000 | 11.5 | 22.9 | 180000 | 3.54 | 130000 | 2.3 | 3292.5 | Yes
9487704 | CARRIER | 38VMA168RDS5-1 | Ducted Indoor Units | 158000 | 11.5 | 22.9 | 180000 | 3.54 | 130000 | 2.35 | 3292.5 | Yes
201850219 | CARRIER | 38VMA168RDS6-1 | Ducted Indoor Units | 158000 | 11.5 | 22.9 | 180000 | 3.54 | 130000 | 2.3 | 3292.5 | Yes
9487707 | CARRIER | 38VMA168RDS6-1 | Ducted Indoor Units | 158000 | 11.5 | 22.9 | 180000 | 3.54 | 130000 | 2.35 | 3292.5 | Yes
9487705 | CARRIER | 38VMA168RDS5-1 | Mixed Ducted and Non-Ducted Indoor Units | 158000 | 11.65 | 23 | 180000 | 3.56 | 130000 | 2.35 | 3292.5 | Yes
9487708 | CARRIER | 38VMA168RDS6-1 | Mixed Ducted and Non-Ducted Indoor Units | 158000 | 11.65 | 23 | 180000 | 3.56 | 130000 | 2.35 | 3292.5 | Yes
201850195 | CARRIER | 38VMA216RDS5-1 | Non-Ducted Indoor Units | 204000 | 11.2 | 23 | 222000 | 3.34 | 152000 | 2.12 | 4250 | Yes
9487720 | CARRIER | 38VMA216RDS5-1 | Non-Ducted Indoor Units | 204000 | 11.2 | 23 | 222000 | 3.34 | 152000 | 2.3 | 4250 | Yes
201850222 | CARRIER | 38VMA216RDS6-1 | Non-Ducted Indoor Units | 204000 | 11.2 | 23 | 222000 | 3.34 | 152000 | 2.12 | 4250 | Yes
9487723 | CARRIER | 38VMA216RDS6-1 | Non-Ducted Indoor Units | 204000 | 11.2 | 23 | 222000 | 3.34 | 152000 | 2.3 | 4250 | Yes
201850191 | CARRIER | 38VMA168RDS5-1 | Non-Ducted Indoor Units | 158000 | 11.8 | 23.1 | 180000 | 3.59 | 130000 | 2.28 | 3292.5 | Yes
9487706 | CARRIER | 38VMA168RDS5-1 | Non-Ducted Indoor Units | 158000 | 11.8 | 23.1 | 180000 | 3.59 | 130000 | 2.35 | 3292.5 | Yes
201850217 | CARRIER | 38VMA168RDS6-1 | Non-Ducted Indoor Units | 158000 | 11.8 | 23.1 | 180000 | 3.59 | 130000 | 2.28 | 3292.5 | Yes
9487710 | CARRIER | 38VMA168RDS6-1 | Non-Ducted Indoor Units | 158000 | 11.8 | 23.1 | 180000 | 3.59 | 130000 | 2.35 | 3292.5 | Yes
201850194 | CARRIER | 38VMA192RDS5-1 | Ducted Indoor Units | 182000 | 11 | 23.6 | 204000 | 3.33 | 144000 | 2.25 | 3792.5 | Yes
9487711 | CARRIER | 38VMA192RDS5-1 | Ducted Indoor Units | 182000 | 11.1 | 23.6 | 204000 | 3.33 | 144000 | 2.3 | 3792.5 | Yes
201850221 | CARRIER | 38VMA192RDS6-1 | Ducted Indoor Units | 182000 | 11 | 23.6 | 204000 | 3.33 | 144000 | 2.25 | 3792.5 | Yes
9487714 | CARRIER | 38VMA192RDS6-1 | Ducted Indoor Units | 182000 | 11.1 | 23.6 | 204000 | 3.33 | 144000 | 2.3 | 3792.5 | Yes
9487712 | CARRIER | 38VMA192RDS5-1 | Mixed Ducted and Non-Ducted Indoor Units | 182000 | 11.2 | 23.75 | 204000 | 3.35 | 144000 | 2.3 | 3792.5 | Yes
9487715 | CARRIER | 38VMA192RDS6-1 | Mixed Ducted and Non-Ducted Indoor Units | 182000 | 11.2 | 23.75 | 204000 | 3.35 | 144000 | 2.3 | 3792.5 | Yes
201850193 | CARRIER | 38VMA192RDS5-1 | Non-Ducted Indoor Units | 182000 | 11.3 | 23.9 | 204000 | 3.38 | 144000 | 2.2 | 3792.5 | Yes
9487713 | CARRIER | 38VMA192RDS5-1 | Non-Ducted Indoor Units | 182000 | 11.3 | 23.9 | 204000 | 3.38 | 144000 | 2.3 | 3792.5 | Yes
201850220 | CARRIER | 38VMA192RDS6-1 | Non-Ducted Indoor Units | 182000 | 11.3 | 23.9 | 204000 | 3.38 | 144000 | 2.2 | 3792.5 | Yes
9487716 | CARRIER | 38VMA192RDS6-1 | Non-Ducted Indoor Units | 182000 | 11.3 | 23.9 | 204000 | 3.38 | 144000 | 2.3 | 3792.5 | Yes
201850190 | CARRIER | 38VMA144RDL5-1 | Ducted Indoor Units | 136000 | 12.3 | 24 | 150000 | 3.6 | 108000 | 2.42 | 2832.5 | Yes
9487697 | CARRIER | 38VMA144RDL5-1 | Ducted Indoor Units | 136000 | 12.3 | 24 | 150000 | 3.6 | 108000 | 2.42 | 2832.5 | Yes
201850216 | CARRIER | 38VMA144RDL6-1 | Ducted Indoor Units | 136000 | 12.3 | 24 | 150000 | 3.6 | 108000 | 2.42 | 2832.5 | Yes
9487701 | CARRIER | 38VMA144RDL6-1 | Ducted Indoor Units | 136000 | 12.3 | 24 | 150000 | 3.6 | 108000 | 2.42 | 2832.5 | Yes
9487698 | CARRIER | 38VMA144RDL5-1 | Mixed Ducted and Non-Ducted Indoor Units | 136000 | 12.65 | 24.2 | 150000 | 3.79 | 108000 | 2.46 | 2832.5 | Yes
9487702 | CARRIER | 38VMA144RDL6-1 | Mixed Ducted and Non-Ducted Indoor Units | 136000 | 12.65 | 24.2 | 150000 | 3.79 | 108000 | 2.46 | 2832.5 | Yes
201850189 | CARRIER | 38VMA144RDL5-1 | Non-Ducted Indoor Units | 136000 | 13 | 24.4 | 150000 | 3.98 | 108000 | 2.5 | 2832.5 | Yes
9487699 | CARRIER | 38VMA144RDL5-1 | Non-Ducted Indoor Units | 136000 | 13 | 24.4 | 150000 | 3.98 | 108000 | 2.5 | 2832.5 | Yes
201850215 | CARRIER | 38VMA144RDL6-1 | Non-Ducted Indoor Units | 136000 | 13 | 24.4 | 150000 | 3.98 | 108000 | 2.5 | 2832.5 | Yes
9487703 | CARRIER | 38VMA144RDL6-1 | Non-Ducted Indoor Units | 136000 | 13 | 24.4 | 150000 | 3.98 | 108000 | 2.5 | 2832.5 | Yes
5358639 | CITY MULTI | PURY-P144TKMU-A | Ducted Indoor Units | 136000 | 11.7 | 18 | 152000 | 3.41 | 109000 | 2.32 | 2832.5 | Yes
7490430 | CITY MULTI | PURY-P144TKMU-U | Ducted Indoor Units | 136000 | 11.7 | 18 | 152000 | 3.41 | 109000 | 2.32 | 2832.5 | Yes
5358609 | CITY MULTI | PURY-P144YKMU-A | Ducted Indoor Units | 136000 | 11.7 | 18 | 152000 | 3.41 | 109000 | 2.32 | 2832.5 | Yes
7490432 | CITY MULTI | PURY-P144YKMU-U | Ducted Indoor Units | 136000 | 11.7 | 18 | 152000 | 3.41 | 109000 | 2.32 | 2832.5 | Yes
8033345 | CITY MULTI | PUHY-P240TSKMU-* | Non-Ducted Indoor Units | 228000 | 12 | 18.1 | 258000 | 3.53 | 182000 | 2.05 | 4750 | Yes
5358583 | CITY MULTI | PUHY-P240TSKMU-A | Non-Ducted Indoor Units | 228000 | 12 | 18.1 | 258000 | 3.53 | 182000 | 2.05 | 4750 | Yes
7490372 | CITY MULTI | PUHY-P240TSKMU-U | Non-Ducted Indoor Units | 228000 | 12 | 18.1 | 258000 | 3.53 | 182000 | 2.05 | 4750 | Yes
8033347 | CITY MULTI | PUHY-P240YSKMU-* | Non-Ducted Indoor Units | 228000 | 12 | 18.1 | 258000 | 3.53 | 182000 | 2.05 | 4750 | Yes
5358544 | CITY MULTI | PUHY-P240YSKMU-A | Non-Ducted Indoor Units | 228000 | 12 | 18.1 | 258000 | 3.53 | 182000 | 2.05 | 4750 | Yes
7490376 | CITY MULTI | PUHY-P240YSKMU-U | Non-Ducted Indoor Units | 228000 | 12 | 18.1 | 258000 | 3.53 | 182000 | 2.05 | 4750 | Yes
5358643 | CITY MULTI | PURY-P168TSKMU-A | Non-Ducted Indoor Units | 160000 | 12.9 | 18.2 | 178000 | 3.49 | 132000 | 2.2 | 3332.5 | Yes
5358616 | CITY MULTI | PURY-P168YSKMU-A | Non-Ducted Indoor Units | 160000 | 12.9 | 18.2 | 178000 | 3.49 | 132000 | 2.2 | 3332.5 | Yes
8033376 | CITY MULTI | PURY-P192TSKMU-* | Non-Ducted Indoor Units | 182000 | 11.9 | 18.2 | 204000 | 3.45 | 150000 | 2.17 | 3792.5 | Yes
7490441 | CITY MULTI | PURY-P192TSKMU-U | Non-Ducted Indoor Units | 182000 | 11.9 | 18.2 | 204000 | 3.47 | 150000 | 2.18 | 3792.5 | Yes
8033378 | CITY MULTI | PURY-P192YSKMU-* | Non-Ducted Indoor Units | 182000 | 11.9 | 18.2 | 204000 | 3.45 | 150000 | 2.17 | 3792.5 | Yes
7490444 | CITY MULTI | PURY-P192YSKMU-U | Non-Ducted Indoor Units | 182000 | 11.9 | 18.2 | 204000 | 3.47 | 150000 | 2.18 | 3792.5 | Yes
8033380 | CITY MULTI | PURY-P216TSKMU-* | Non-Ducted Indoor Units | 206000 | 11.3 | 18.3 | 232000 | 3.41 | 164000 | 2.15 | 4292.5 | Yes
7490446 | CITY MULTI | PURY-P216TSKMU-U | Non-Ducted Indoor Units | 206000 | 11.3 | 18.3 | 232000 | 3.43 | 164000 | 2.16 | 4292.5 | Yes
8033382 | CITY MULTI | PURY-P216YSKMU-* | Non-Ducted Indoor Units | 206000 | 11.3 | 18.3 | 232000 | 3.41 | 164000 | 2.15 | 4292.5 | Yes
7490448 | CITY MULTI | PURY-P216YSKMU-U | Non-Ducted Indoor Units | 206000 | 11.3 | 18.3 | 232000 | 3.43 | 164000 | 2.16 | 4292.5 | Yes
5358584 | CITY MULTI | PUHY-P240TSKMU-A | Mixed Ducted and Non-Ducted Indoor Units | 228000 | 12.05 | 18.35 | 258000 | 3.54 | 182000 | 2.23 | 4750 | Yes
5358545 | CITY MULTI | PUHY-P240YSKMU-A | Mixed Ducted and Non-Ducted Indoor Units | 228000 | 12.05 | 18.35 | 258000 | 3.54 | 182000 | 2.23 | 4750 | Yes
8656997 | CITY MULTI | PURY-P144ZKMU-A | Ducted Indoor Units | 136000 | 11.4 | 18.5 | 152000 | 3.42 | 97000 | 2.06 | 2832.5 | Yes
5358650 | CITY MULTI | PURY-P216TSKMU-A | Mixed Ducted and Non-Ducted Indoor Units | 206000 | 11.35 | 18.5 | 232000 | 3.47 | 164000 | 2.21 | 4292.5 | Yes
5358623 | CITY MULTI | PURY-P216YSKMU-A | Mixed Ducted and Non-Ducted Indoor Units | 206000 | 11.35 | 18.5 | 232000 | 3.47 | 164000 | 2.21 | 4292.5 | Yes
8033341 | CITY MULTI | PUHY-P216TSKMU-* | Non-Ducted Indoor Units | 206000 | 12.3 | 18.6 | 232000 | 3.56 | 164000 | 2.09 | 4292.5 | Yes
5358580 | CITY MULTI | PUHY-P216TSKMU-A | Non-Ducted Indoor Units | 206000 | 12.3 | 18.6 | 232000 | 3.56 | 164000 | 2.09 | 4292.5 | Yes
7490365 | CITY MULTI | PUHY-P216TSKMU-U | Non-Ducted Indoor Units | 206000 | 12.3 | 18.6 | 232000 | 3.56 | 164000 | 2.09 | 4292.5 | Yes
8033343 | CITY MULTI | PUHY-P216YSKMU-* | Non-Ducted Indoor Units | 206000 | 12.3 | 18.6 | 232000 | 3.56 | 164000 | 2.09 | 4292.5 | Yes
5358541 | CITY MULTI | PUHY-P216YSKMU-A | Non-Ducted Indoor Units | 206000 | 12.3 | 18.6 | 232000 | 3.56 | 164000 | 2.09 | 4292.5 | Yes
7490369 | CITY MULTI | PUHY-P216YSKMU-U | Non-Ducted Indoor Units | 206000 | 12.3 | 18.6 | 232000 | 3.56 | 164000 | 2.09 | 4292.5 | Yes
8033346 | CITY MULTI | PUHY-P240TSKMU-* | Ducted Indoor Units | 228000 | 12.1 | 18.6 | 258000 | 3.55 | 182000 | 2.42 | 4750 | Yes
5358582 | CITY MULTI | PUHY-P240TSKMU-A | Ducted Indoor Units | 228000 | 12.1 | 18.6 | 258000 | 3.55 | 182000 | 2.42 | 4750 | Yes
7490374 | CITY MULTI | PUHY-P240TSKMU-U | Ducted Indoor Units | 228000 | 12.1 | 18.6 | 258000 | 3.55 | 182000 | 2.42 | 4750 | Yes
8033348 | CITY MULTI | PUHY-P240YSKMU-* | Ducted Indoor Units | 228000 | 12.1 | 18.6 | 258000 | 3.55 | 182000 | 2.42 | 4750 | Yes
5358543 | CITY MULTI | PUHY-P240YSKMU-A | Ducted Indoor Units | 228000 | 12.1 | 18.6 | 258000 | 3.55 | 182000 | 2.42 | 4750 | Yes
7490377 | CITY MULTI | PUHY-P240YSKMU-U | Ducted Indoor Units | 228000 | 12.1 | 18.6 | 258000 | 3.55 | 182000 | 2.42 | 4750 | Yes
8175518 | CITY MULTI | PUHY-P168TLMU-A | Ducted Indoor Units | 160000 | 11.6 | 18.7 | 178000 | 3.47 | 132000 | 2.38 | 3332.5 | Yes
8175488 | CITY MULTI | PUHY-P168YLMU-A | Ducted Indoor Units | 160000 | 11.6 | 18.7 | 178000 | 3.47 | 132000 | 2.38 | 3332.5 | Yes
8033379 | CITY MULTI | PURY-P216TSKMU-* | Ducted Indoor Units | 206000 | 11.4 | 18.7 | 232000 | 3.54 | 164000 | 2.27 | 4292.5 | Yes
5358648 | CITY MULTI | PURY-P216TSKMU-A | Ducted Indoor Units | 206000 | 11.4 | 18.7 | 232000 | 3.54 | 164000 | 2.27 | 4292.5 | Yes
7490445 | CITY MULTI | PURY-P216TSKMU-U | Ducted Indoor Units | 206000 | 11.4 | 18.7 | 232000 | 3.54 | 164000 | 2.27 | 4292.5 | Yes
8033381 | CITY MULTI | PURY-P216YSKMU-* | Ducted Indoor Units | 206000 | 11.4 | 18.7 | 232000 | 3.54 | 164000 | 2.27 | 4292.5 | Yes
5358621 | CITY MULTI | PURY-P216YSKMU-A | Ducted Indoor Units | 206000 | 11.4 | 18.7 | 232000 | 3.54 | 164000 | 2.27 | 4292.5 | Yes
7490447 | CITY MULTI | PURY-P216YSKMU-U | Ducted Indoor Units | 206000 | 11.4 | 18.7 | 232000 | 3.54 | 164000 | 2.27 | 4292.5 | Yes
5358581 | CITY MULTI | PUHY-P216TSKMU-A | Mixed Ducted and Non-Ducted Indoor Units | 206000 | 12.3 | 18.75 | 232000 | 3.6 | 164000 | 2.28 | 4292.5 | Yes
5358542 | CITY MULTI | PUHY-P216YSKMU-A | Mixed Ducted and Non-Ducted Indoor Units | 206000 | 12.3 | 18.75 | 232000 | 3.6 | 164000 | 2.28 | 4292.5 | Yes
5358647 | CITY MULTI | PURY-P192TSKMU-A | Mixed Ducted and Non-Ducted Indoor Units | 182000 | 11.75 | 18.75 | 204000 | 3.54 | 150000 | 2.35 | 3792.5 | Yes
5358620 | CITY MULTI | PURY-P192YSKMU-A | Mixed Ducted and Non-Ducted Indoor Units | 182000 | 11.75 | 18.75 | 204000 | 3.54 | 150000 | 2.35 | 3792.5 | Yes
8033369 | CITY MULTI | PURY-P144YSKMU-* | Ducted Indoor Units | 136000 | 12 | 18.8 | 152000 | 3.54 | 109000 | 2.41 | 2832.5 | Yes
5358612 | CITY MULTI | PURY-P144YSKMU-A | Ducted Indoor Units | 136000 | 12 | 18.8 | 152000 | 3.54 | 109000 | 2.41 | 2832.5 | Yes
7490434 | CITY MULTI | PURY-P144YSKMU-U | Ducted Indoor Units | 136000 | 12 | 18.8 | 152000 | 3.54 | 109000 | 2.41 | 2832.5 | Yes
8033338 | CITY MULTI | PUHY-P192TSKMU-* | Ducted Indoor Units | 182000 | 12.4 | 18.9 | 204000 | 3.63 | 150000 | 2.45 | 3792.5 | Yes
5358576 | CITY MULTI | PUHY-P192TSKMU-A | Ducted Indoor Units | 182000 | 12.4 | 18.9 | 204000 | 3.63 | 150000 | 2.45 | 3792.5 | Yes
7490360 | CITY MULTI | PUHY-P192TSKMU-U | Ducted Indoor Units | 182000 | 12.4 | 18.9 | 204000 | 3.63 | 150000 | 2.45 | 3792.5 | Yes
8033340 | CITY MULTI | PUHY-P192YSKMU-* | Ducted Indoor Units | 182000 | 12.4 | 18.9 | 20400 | 3.63 | 150000 | 2.45 | 3792.5 | Yes
5358537 | CITY MULTI | PUHY-P192YSKMU-A | Ducted Indoor Units | 182000 | 12.4 | 18.9 | 20400 | 3.63 | 150000 | 2.45 | 3792.5 | Yes
7490363 | CITY MULTI | PUHY-P192YSKMU-U | Ducted Indoor Units | 182000 | 12.4 | 18.9 | 20400 | 3.63 | 150000 | 2.45 | 3792.5 | Yes
8033342 | CITY MULTI | PUHY-P216TSKMU-* | Ducted Indoor Units | 206000 | 12.3 | 18.9 | 232000 | 3.65 | 164000 | 2.48 | 4292.5 | Yes
5358579 | CITY MULTI | PUHY-P216TSKMU-A | Ducted Indoor Units | 206000 | 12.3 | 18.9 | 232000 | 3.65 | 164000 | 2.48 | 4292.5 | Yes
7490367 | CITY MULTI | PUHY-P216TSKMU-U | Ducted Indoor Units | 206000 | 12.3 | 18.9 | 232000 | 3.65 | 164000 | 2.48 | 4292.5 | Yes
8033344 | CITY MULTI | PUHY-P216YSKMU-* | Ducted Indoor Units | 206000 | 12.3 | 18.9 | 232000 | 3.65 | 164000 | 2.48 | 4292.5 | Yes
5358540 | CITY MULTI | PUHY-P216YSKMU-A | Ducted Indoor Units | 206000 | 12.3 | 18.9 | 232000 | 3.65 | 164000 | 2.48 | 4292.5 | Yes
7490370 | CITY MULTI | PUHY-P216YSKMU-U | Ducted Indoor Units | 206000 | 12.3 | 18.9 | 232000 | 3.65 | 164000 | 2.48 | 4292.5 | Yes
5358578 | CITY MULTI | PUHY-P192TSKMU-A | Mixed Ducted and Non-Ducted Indoor Units | 182000 | 12.45 | 19 | 204000 | 3.62 | 150000 | 2.31 | 3792.5 | Yes
5358539 | CITY MULTI | PUHY-P192YSKMU-A | Mixed Ducted and Non-Ducted Indoor Units | 182000 | 12.45 | 19 | 112000 | 3.62 | 150000 | 2.31 | 3792.5 | Yes
8175937 | CITY MULTI | PURY-P240TSLMU-A | Ducted Indoor Units | 228000 | 11.8 | 19 | 258000 | 3.45 | 174000 | 2.15 | 4750 | Yes
8175909 | CITY MULTI | PURY-P240YSLMU-A | Ducted Indoor Units | 228000 | 11.8 | 19 | 258000 | 3.45 | 174000 | 2.15 | 4750 | Yes
8033337 | CITY MULTI | PUHY-P192TSKMU-* | Non-Ducted Indoor Units | 182000 | 12.5 | 19.1 | 204000 | 3.61 | 150000 | 2.17 | 3792.5 | Yes
5358577 | CITY MULTI | PUHY-P192TSKMU-A | Non-Ducted Indoor Units | 182000 | 12.5 | 19.1 | 204000 | 3.61 | 150000 | 2.17 | 3792.5 | Yes
7490358 | CITY MULTI | PUHY-P192TSKMU-U | Non-Ducted Indoor Units | 182000 | 12.5 | 19.1 | 204000 | 3.61 | 150000 | 2.17 | 3792.5 | Yes
8033339 | CITY MULTI | PUHY-P192YSKMU-* | Non-Ducted Indoor Units | 182000 | 12.5 | 19.1 | 204000 | 3.61 | 150000 | 2.17 | 3792.5 | Yes
5358538 | CITY MULTI | PUHY-P192YSKMU-A | Non-Ducted Indoor Units | 182000 | 12.5 | 19.1 | 204000 | 3.61 | 150000 | 2.17 | 3792.5 | Yes
7490362 | CITY MULTI | PUHY-P192YSKMU-U | Non-Ducted Indoor Units | 182000 | 12.5 | 19.1 | 204000 | 3.61 | 150000 | 2.17 | 3792.5 | Yes
8033372 | CITY MULTI | PURY-P168TSKMU-* | Non-Ducted Indoor Units | 160000 | 12.9 | 19.1 | 178000 | 3.49 | 132000 | 2.2 | 3332.5 | Yes
7490437 | CITY MULTI | PURY-P168TSKMU-U | Non-Ducted Indoor Units | 160000 | 12.9 | 19.1 | 178000 | 3.52 | 132000 | 2.22 | 3332.5 | Yes
8033374 | CITY MULTI | PURY-P168YSKMU-* | Non-Ducted Indoor Units | 160000 | 12.9 | 19.1 | 178000 | 3.49 | 132000 | 2.2 | 3332.5 | Yes
7490439 | CITY MULTI | PURY-P168YSKMU-U | Non-Ducted Indoor Units | 160000 | 12.9 | 19.1 | 178000 | 3.52 | 132000 | 2.22 | 3332.5 | Yes
5358644 | CITY MULTI | PURY-P168TSKMU-A | Mixed Ducted and Non-Ducted Indoor Units | 160000 | 12.5 | 19.25 | 178000 | 3.56 | 132000 | 2.37 | 3332.5 | Yes
5358617 | CITY MULTI | PURY-P168YSKMU-A | Mixed Ducted and Non-Ducted Indoor Units | 160000 | 12.5 | 19.25 | 178000 | 3.56 | 132000 | 2.37 | 3332.5 | Yes
5358570 | CITY MULTI | PUHY-P144TKMU-A | Ducted Indoor Units | 136000 | 11.6 | 19.3 | 152000 | 3.56 | 109000 | 2.32 | 2832.5 | Yes
7490343 | CITY MULTI | PUHY-P144TKMU-U | Ducted Indoor Units | 136000 | 11.6 | 19.3 | 152000 | 3.56 | 109000 | 2.32 | 2832.5 | Yes
5358528 | CITY MULTI | PUHY-P144YKMU-A | Ducted Indoor Units | 136000 | 11.6 | 19.3 | 152000 | 3.56 | 108000 | 2.32 | 2832.5 | Yes
7490345 | CITY MULTI | PUHY-P144YKMU-U | Ducted Indoor Units | 136000 | 11.6 | 19.3 | 152000 | 3.56 | 108000 | 2.32 | 2832.5 | Yes
8033332 | CITY MULTI | PUHY-P144YSKMU-* | Ducted Indoor Units | 136000 | 12.8 | 19.3 | 152000 | 3.79 | 108000 | 2.56 | 2832.5 | Yes
5358531 | CITY MULTI | PUHY-P144YSKMU-A | Ducted Indoor Units | 136000 | 12.8 | 19.3 | 152000 | 3.79 | 108000 | 2.56 | 2832.5 | Yes
7490349 | CITY MULTI | PUHY-P144YSKMU-U | Ducted Indoor Units | 136000 | 12.8 | 19.3 | 152000 | 3.79 | 108000 | 2.56 | 2832.5 | Yes
8175930 | CITY MULTI | PURY-P168TLMU-A | Non-Ducted Indoor Units | 160000 | 11.2 | 19.3 | 178000 | 3.46 | 119000 | 2.32 | 3332.5 | Yes
8175902 | CITY MULTI | PURY-P168YLMU-A | Non-Ducted Indoor Units | 160000 | 11.2 | 19.3 | 178000 | 3.46 | 119000 | 2.32 | 3332.5 | Yes
8033375 | CITY MULTI | PURY-P192TSKMU-* | Ducted Indoor Units | 182000 | 11.6 | 19.3 | 204000 | 3.64 | 150000 | 2.54 | 3792.5 | Yes
5358645 | CITY MULTI | PURY-P192TSKMU-A | Ducted Indoor Units | 182000 | 11.6 | 19.3 | 204000 | 3.64 | 150000 | 2.54 | 3792.5 | Yes
7490440 | CITY MULTI | PURY-P192TSKMU-U | Ducted Indoor Units | 182000 | 11.6 | 19.3 | 204000 | 3.64 | 150000 | 2.54 | 3792.5 | Yes
8033377 | CITY MULTI | PURY-P192YSKMU-* | Ducted Indoor Units | 182000 | 11.6 | 19.3 | 204000 | 3.64 | 150000 | 2.54 | 3792.5 | Yes
5358618 | CITY MULTI | PURY-P192YSKMU-A | Ducted Indoor Units | 182000 | 11.6 | 19.3 | 204000 | 3.64 | 150000 | 2.54 | 3792.5 | Yes
7490442 | CITY MULTI | PURY-P192YSKMU-U | Ducted Indoor Units | 182000 | 11.6 | 19.3 | 204000 | 3.64 | 150000 | 2.54 | 3792.5 | Yes
8033371 | CITY MULTI | PURY-P168TSKMU-* | Ducted Indoor Units | 160000 | 12.1 | 19.4 | 178000 | 3.63 | 132000 | 2.54 | 3332.5 | Yes
8175512 | CITY MULTI | PUHY-P120TLMU-A | Ducted Indoor Units | 114000 | 13.2 | 21.9 | 129000 | 3.71 | 92000 | 2.38 | 2375 | Yes
8175513 | CITY MULTI | PUHY-P120TLMU-A | Non-Ducted Indoor Units | 114000 | 14.4 | 24.9 | 129000 | 4.03 | 92000 | 2.3 | 2375 | Yes
8175964 | CITY MULTI | PUHY-P120TLMU-A | Mixed Ducted and Non-Ducted Indoor Units | 114000 | 13.8 | 23.4 | 129000 | 3.87 | 92000 | 2.34 | 2375 | Yes
8175482 | CITY MULTI | PUHY-P120YLMU-A | Ducted Indoor Units | 114000 | 13.2 | 21.9 | 129000 | 3.71 | 92000 | 2.38 | 2375 | Yes
8175483 | CITY MULTI | PUHY-P120YLMU-A | Non-Ducted Indoor Units | 114000 | 14.4 | 24.9 | 129000 | 4.03 | 92000 | 2.3 | 2375 | Yes
8175949 | CITY MULTI | PUHY-P120YLMU-A | Mixed Ducted and Non-Ducted Indoor Units | 114000 | 13.8 | 23.4 | 129000 | 3.87 | 92000 | 2.34 | 2375 | Yes
8657015 | CITY MULTI | PUHY-P120ZKMU-A | Ducted Indoor Units | 114000 | 12.5 | 21.4 | 129000 | 3.62 | 92000 | 2.51 | 2375 | Yes
8657016 | CITY MULTI | PUHY-P120ZKMU-A | Non-Ducted Indoor Units | 114000 | 13.7 | 24.2 | 129000 | 3.87 | 92000 | 2.3 | 2375 | Yes
5358642 | CITY MULTI | PURY-P168TSKMU-A | Ducted Indoor Units | 160000 | 12.1 | 19.4 | 178000 | 3.63 | 132000 | 2.54 | 3332.5 | Yes
7490436 | CITY MULTI | PURY-P168TSKMU-U | Ducted Indoor Units | 160000 | 12.1 | 19.4 | 178000 | 3.63 | 132000 | 2.54 | 3332.5 | Yes
8033373 | CITY MULTI | PURY-P168YSKMU-* | Ducted Indoor Units | 160000 | 12.1 | 19.4 | 178000 | 3.63 | 132000 | 2.54 | 3332.5 | Yes
5358615 | CITY MULTI | PURY-P168YSKMU-A | Ducted Indoor Units | 160000 | 12.1 | 19.4 | 178000 | 3.63 | 132000 | 2.54 | 3332.5 | Yes
7490438 | CITY MULTI | PURY-P168YSKMU-U | Ducted Indoor Units | 160000 | 12.1 | 19.4 | 178000 | 3.63 | 132000 | 2.54 | 3332.5 | Yes
5358641 | CITY MULTI | PURY-P144TKMU-A | Mixed Ducted and Non-Ducted Indoor Units | 136000 | 12.2 | 19.45 | 152000 | 3.33 | 109000 | 2.19 | 2832.5 | Yes
5358611 | CITY MULTI | PURY-P144YKMU-A | Mixed Ducted and Non-Ducted Indoor Units | 136000 | 12.2 | 19.45 | 152000 | 3.33 | 109000 | 2.19 | 2832.5 | Yes
5358613 | CITY MULTI | PURY-P144YSKMU-A | Non-Ducted Indoor Units | 136000 | 14.4 | 19.5 | 152000 | 3.62 | 109000 | 2.28 | 2832.5 | Yes
8657003 | CITY MULTI | PURY-P216ZSKMU-A | Ducted Indoor Units | 206000 | 11.4 | 19.5 | 232000 | 3.34 | 158000 | 2.19 | 4292.5 | Yes
8033334 | CITY MULTI | PUHY-P168TSKMU-* | Ducted Indoor Units | 160000 | 12.6 | 19.6 | 178000 | 3.78 | 132000 | 2.6 | 3332.5 | Yes
5358573 | CITY MULTI | PUHY-P168TSKMU-A | Ducted Indoor Units | 160000 | 12.6 | 19.6 | 178000 | 3.78 | 132000 | 2.6 | 3332.5 | Yes
7490353 | CITY MULTI | PUHY-P168TSKMU-U | Ducted Indoor Units | 160000 | 12.6 | 19.6 | 178000 | 3.78 | 132000 | 2.6 | 3332.5 | Yes
8033336 | CITY MULTI | PUHY-P168YSKMU-* | Ducted Indoor Units | 160000 | 12.6 | 19.6 | 178000 | 3.78 | 132000 | 2.6 | 3332.5 | Yes
5358534 | CITY MULTI | PUHY-P168YSKMU-A | Ducted Indoor Units | 160000 | 12.6 | 19.6 | 178000 | 3.78 | 132000 | 2.6 | 3332.5 | Yes
7490356 | CITY MULTI | PUHY-P168YSKMU-U | Ducted Indoor Units | 160000 | 12.6 | 19.6 | 178000 | 3.78 | 132000 | 2.6 | 3332.5 | Yes
5358575 | CITY MULTI | PUHY-P168TSKMU-A | Mixed Ducted and Non-Ducted Indoor Units | 160000 | 12.75 | 19.65 | 178000 | 3.8 | 132000 | 2.39 | 3332.5 | Yes
5358536 | CITY MULTI | PUHY-P168YSKMU-A | Mixed Ducted and Non-Ducted Indoor Units | 160000 | 12.75 | 19.65 | 178000 | 3.8 | 132000 | 2.39 | 3332.5 | Yes
8033333 | CITY MULTI | PUHY-P168TSKMU-* | Non-Ducted Indoor Units | 160000 | 12.9 | 19.7 | 178000 | 3.83 | 132000 | 2.19 | 3332.5 | Yes
5358574 | CITY MULTI | PUHY-P168TSKMU-A | Non-Ducted Indoor Units | 160000 | 12.9 | 19.7 | 178000 | 3.83 | 132000 | 2.19 | 3332.5 | Yes
7490351 | CITY MULTI | PUHY-P168TSKMU-U | Non-Ducted Indoor Units | 160000 | 12.9 | 19.7 | 178000 | 3.83 | 132000 | 2.19 | 3332.5 | Yes
8033335 | CITY MULTI | PUHY-P168YSKMU-* | Non-Ducted Indoor Units | 160000 | 12.9 | 19.7 | 178000 | 3.83 | 132000 | 2.19 | 3332.5 | Yes
5358535 | CITY MULTI | PUHY-P168YSKMU-A | Non-Ducted Indoor Units | 160000 | 12.9 | 19.7 | 178000 | 3.83 | 132000 | 2.19 | 3332.5 | Yes
7490355 | CITY MULTI | PUHY-P168YSKMU-U | Non-Ducted Indoor Units | 160000 | 12.9 | 19.7 | 178000 | 3.83 | 132000 | 2.19 | 3332.5 | Yes
8175925 | CITY MULTI | PURY-P144TLMU-A | Ducted Indoor Units | 136000 | 12.2 | 19.7 | 152000 | 3.38 | 97000 | 2.07 | 2832.5 | Yes
8175897 | CITY MULTI | PURY-P144YLMU-A | Ducted Indoor Units | 136000 | 12.2 | 19.7 | 152000 | 3.38 | 97000 | 2.07 | 2832.5 | Yes
5358614 | CITY MULTI | PURY-P144YSKMU-A | Mixed Ducted and Non-Ducted Indoor Units | 136000 | 13.2 | 19.7 | 152000 | 3.58 | 109000 | 2.34 | 2832.5 | Yes
5358572 | CITY MULTI | PUHY-P144TKMU-A | Mixed Ducted and Non-Ducted Indoor Units | 136000 | 11.7 | 19.75 | 152000 | 3.64 | 109000 | 2.27 | 2832.5 | Yes
5358530 | CITY MULTI | PUHY-P144YKMU-A | Mixed Ducted and Non-Ducted Indoor Units | 136000 | 11.7 | 19.75 | 152000 | 3.64 | 108000 | 2.27 | 2832.5 | Yes
5358533 | CITY MULTI | PUHY-P144YSKMU-A | Mixed Ducted and Non-Ducted Indoor Units | 136000 | 13 | 19.8 | 152000 | 3.87 | 108000 | 2.34 | 2832.5 | Yes
8175931 | CITY MULTI | PURY-P168TSLMU-A | Ducted Indoor Units | 160000 | 11 | 19.9 | 178000 | 3.39 | 119000 | 2.23 | 3332.5 | Yes
8175903 | CITY MULTI | PURY-P168YSLMU-A | Ducted Indoor Units | 160000 | 11 | 19.9 | 178000 | 3.39 | 119000 | 2.23 | 3332.5 | Yes
8656999 | CITY MULTI | PURY-P168ZSKMU-A | Ducted Indoor Units | 160000 | 11.1 | 19.9 | 178000 | 3.31 | 119000 | 2.13 | 3332.5 | Yes
8657001 | CITY MULTI | PURY-P192ZSKMU-A | Ducted Indoor Units | 182000 | 11.2 | 19.9 | 204000 | 3.39 | 142000 | 2.19 | 3792.5 | Yes
8033349 | CITY MULTI | PUHY-P264TSKMU-* | Non-Ducted Indoor Units | 252000 | 12.5 | 18.7 | 280000 | 3.6 | 200000 | 2.16 | 5250 | Yes
8033350 | CITY MULTI | PUHY-P264TSKMU-* | Ducted Indoor Units | 252000 | 12.5 | 19 | 280000 | 3.68 | 200000 | 2.52 | 5250 | Yes
5358585 | CITY MULTI | PUHY-P264TSKMU-A | Ducted Indoor Units | 252000 | 12.5 | 19 | 280000 | 3.68 | 200000 | 2.52 | 5250 | Yes
5358586 | CITY MULTI | PUHY-P264TSKMU-A | Non-Ducted Indoor Units | 252000 | 12.5 | 18.7 | 280000 | 3.6 | 200000 | 2.16 | 5250 | Yes
5358587 | CITY MULTI | PUHY-P264TSKMU-A | Mixed Ducted and Non-Ducted Indoor Units | 252000 | 12.5 | 18.85 | 280000 | 3.64 | 200000 | 2.34 | 5250 | Yes
7490379 | CITY MULTI | PUHY-P264TSKMU-U | Non-Ducted Indoor Units | 252000 | 12.5 | 18.7 | 280000 | 3.6 | 200000 | 2.16 | 5250 | Yes
7490381 | CITY MULTI | PUHY-P264TSKMU-U | Ducted Indoor Units | 252000 | 12.5 | 19 | 280000 | 3.68 | 200000 | 2.52 | 5250 | Yes
8175972 | CITY MULTI | PUHY-P264TSLMU-A | Mixed Ducted and Non-Ducted Indoor Units | 252000 | 13 | 22.55 | 280000 | 3.67 | 200000 | 2.27 | 5250 | Yes
8175528 | CITY MULTI | PUHY-P264TSLMU-A | Ducted Indoor Units | 252000 | 12.4 | 21.1 | 280000 | 3.6 | 200000 | 2.39 | 5250 | Yes
8175529 | CITY MULTI | PUHY-P264TSLMU-A | Non-Ducted Indoor Units | 252000 | 13.6 | 24 | 280000 | 3.75 | 200000 | 2.16 | 5250 | Yes
8033351 | CITY MULTI | PUHY-P264YSKMU-* | Non-Ducted Indoor Units | 252000 | 12.5 | 18.7 | 280000 | 3.6 | 200000 | 2.16 | 5250 | Yes
8033352 | CITY MULTI | PUHY-P264YSKMU-* | Ducted Indoor Units | 250000 | 12.5 | 19 | 280000 | 3.68 | 200000 | 2.52 | 5207.5 | Yes
5358546 | CITY MULTI | PUHY-P264YSKMU-A | Ducted Indoor Units | 250000 | 12.5 | 19 | 280000 | 3.68 | 200000 | 2.52 | 5207.5 | Yes
5358547 | CITY MULTI | PUHY-P264YSKMU-A | Non-Ducted Indoor Units | 252000 | 12.5 | 18.7 | 280000 | 3.6 | 200000 | 2.16 | 5250 | Yes
5358548 | CITY MULTI | PUHY-P264YSKMU-A | Mixed Ducted and Non-Ducted Indoor Units | 250000 | 12.5 | 18.85 | 280000 | 3.64 | 200000 | 2.34 | 5207.5 | Yes
7490382 | CITY MULTI | PUHY-P264YSKMU-U | Non-Ducted Indoor Units | 252000 | 12.5 | 18.7 | 280000 | 3.6 | 200000 | 2.16 | 5250 | Yes
7490384 | CITY MULTI | PUHY-P264YSKMU-U | Ducted Indoor Units | 250000 | 12.5 | 19 | 280000 | 3.68 | 200000 | 2.52 | 5207.5 | Yes
8175498 | CITY MULTI | PUHY-P264YSLMU-A | Ducted Indoor Units | 252000 | 12.4 | 21.1 | 280000 | 3.6 | 200000 | 2.39 | 5250 | Yes
8175499 | CITY MULTI | PUHY-P264YSLMU-A | Non-Ducted Indoor Units | 252000 | 13.6 | 24 | 280000 | 3.75 | 200000 | 2.16 | 5250 | Yes
8175957 | CITY MULTI | PUHY-P264YSLMU-A | Mixed Ducted and Non-Ducted Indoor Units | 252000 | 13 | 22.55 | 280000 | 3.67 | 200000 | 2.27 | 5250 | Yes
8657027 | CITY MULTI | PUHY-P264ZSKMU-A | Ducted Indoor Units | 252000 | 11.9 | 20.7 | 280000 | 3.47 | 200000 | 2.52 | 5250 | Yes
8657028 | CITY MULTI | PUHY-P264ZSKMU-A | Non-Ducted Indoor Units | 252000 | 12.9 | 23.5 | 280000 | 3.62 | 200000 | 2.16 | 5250 | Yes
8033353 | CITY MULTI | PUHY-P288TSKMU-* | Non-Ducted Indoor Units | 274000 | 12.4 | 18.7 | 308000 | 3.59 | 216000 | 2.21 | 5707.5 | Yes
8033354 | CITY MULTI | PUHY-P288TSKMU-* | Ducted Indoor Units | 274000 | 12.4 | 19 | 308000 | 3.68 | 216000 | 2.53 | 5707.5 | Yes
5358588 | CITY MULTI | PUHY-P288TSKMU-A | Ducted Indoor Units | 274000 | 12.4 | 19 | 308000 | 3.68 | 216000 | 2.53 | 5707.5 | Yes
5358589 | CITY MULTI | PUHY-P288TSKMU-A | Non-Ducted Indoor Units | 274000 | 12.4 | 18.7 | 308000 | 3.59 | 216000 | 2.21 | 5707.5 | Yes
5358590 | CITY MULTI | PUHY-P288TSKMU-A | Mixed Ducted and Non-Ducted Indoor Units | 274000 | 12.4 | 18.85 | 308000 | 3.63 | 216000 | 2.37 | 5707.5 | Yes
7490385 | CITY MULTI | PUHY-P288TSKMU-U | Non-Ducted Indoor Units | 274000 | 12.4 | 18.7 | 308000 | 3.59 | 216000 | 2.21 | 5707.5 | Yes
7490387 | CITY MULTI | PUHY-P288TSKMU-U | Ducted Indoor Units | 274000 | 12.4 | 19 | 308000 | 3.68 | 216000 | 2.53 | 5707.5 | Yes
8175973 | CITY MULTI | PUHY-P288TSLMU-A | Mixed Ducted and Non-Ducted Indoor Units | 274000 | 12.75 | 22.2 | 308000 | 3.58 | 216000 | 2.3 | 5707.5 | Yes
8175530 | CITY MULTI | PUHY-P288TSLMU-A | Ducted Indoor Units | 274000 | 12 | 20.4 | 308000 | 3.47 | 216000 | 2.4 | 5707.5 | Yes
8175531 | CITY MULTI | PUHY-P288TSLMU-A | Non-Ducted Indoor Units | 274000 | 13.5 | 24 | 308000 | 3.7 | 216000 | 2.21 | 5707.5 | Yes
8033355 | CITY MULTI | PUHY-P288YSKMU-* | Non-Ducted Indoor Units | 274000 | 12.4 | 18.7 | 308000 | 3.59 | 216000 | 2.21 | 5707.5 | Yes
8033356 | CITY MULTI | PUHY-P288YSKMU-* | Ducted Indoor Units | 274000 | 12.4 | 19 | 308000 | 3.68 | 216000 | 2.53 | 5707.5 | Yes
5358549 | CITY MULTI | PUHY-P288YSKMU-A | Ducted Indoor Units | 274000 | 12.4 | 19 | 308000 | 3.68 | 216000 | 2.53 | 5707.5 | Yes
5358550 | CITY MULTI | PUHY-P288YSKMU-A | Non-Ducted Indoor Units | 274000 | 12.4 | 18.7 | 308000 | 3.59 | 216000 | 2.21 | 5707.5 | Yes
5358551 | CITY MULTI | PUHY-P288YSKMU-A | Mixed Ducted and Non-Ducted Indoor Units | 274000 | 12.4 | 18.85 | 308000 | 3.63 | 216000 | 2.37 | 5707.5 | Yes
7490388 | CITY MULTI | PUHY-P288YSKMU-U | Non-Ducted Indoor Units | 274000 | 12.4 | 18.7 | 308000 | 3.59 | 216000 | 2.21 | 5707.5 | Yes
7490390 | CITY MULTI | PUHY-P288YSKMU-U | Ducted Indoor Units | 274000 | 12.4 | 19 | 308000 | 3.68 | 216000 | 2.53 | 5707.5 | Yes
8175500 | CITY MULTI | PUHY-P288YSLMU-A | Ducted Indoor Units | 274000 | 12 | 20.4 | 308000 | 3.47 | 216000 | 2.4 | 5707.5 | Yes
8175501 | CITY MULTI | PUHY-P288YSLMU-A | Non-Ducted Indoor Units | 274000 | 13.5 | 24 | 308000 | 3.7 | 216000 | 2.21 | 5707.5 | Yes
8175958 | CITY MULTI | PUHY-P288YSLMU-A | Mixed Ducted and Non-Ducted Indoor Units | 274000 | 12.75 | 22.2 | 308000 | 3.58 | 216000 | 2.3 | 5707.5 | Yes
8657029 | CITY MULTI | PUHY-P288ZSKMU-A | Ducted Indoor Units | 274000 | 11.8 | 20.1 | 308000 | 3.49 | 216000 | 2.53 | 5707.5 | Yes
8657030 | CITY MULTI | PUHY-P288ZSKMU-A | Non-Ducted Indoor Units | 274000 | 12.8 | 23.5 | 308000 | 3.59 | 216000 | 2.21 | 5707.5 | Yes
8033357 | CITY MULTI | PUHY-P312TSKMU-* | Ducted Indoor Units | 296000 | 12.1 | 18.4 | 334000 | 3.54 | 236000 | 2.43 | 6167.5 | Yes
8033358 | CITY MULTI | PUHY-P312TSKMU-* | Non-Ducted Indoor Units | 296000 | 12.1 | 18.1 | 334000 | 3.45 | 236000 | 2.22 | 6167.5 | Yes
5358591 | CITY MULTI | PUHY-P312TSKMU-A | Ducted Indoor Units | 296000 | 12.1 | 18.4 | 334000 | 3.54 | 236000 | 2.43 | 6167.5 | Yes
5358592 | CITY MULTI | PUHY-P312TSKMU-A | Non-Ducted Indoor Units | 296000 | 12.1 | 18.1 | 334000 | 3.45 | 236000 | 2.22 | 6167.5 | Yes
5358593 | CITY MULTI | PUHY-P312TSKMU-A | Mixed Ducted and Non-Ducted Indoor Units | 296000 | 12.1 | 18.25 | 334000 | 3.49 | 236000 | 2.32 | 6167.5 | Yes
7490392 | CITY MULTI | PUHY-P312TSKMU-U | Ducted Indoor Units | 296000 | 12.1 | 18.4 | 334000 | 3.54 | 236000 | 2.43 | 6167.5 | Yes
7490394 | CITY MULTI | PUHY-P312TSKMU-U | Non-Ducted Indoor Units | 296000 | 12.1 | 18.1 | 334000 | 3.45 | 236000 | 2.22 | 6167.5 | Yes
8175974 | CITY MULTI | PUHY-P312TSLMU-A | Mixed Ducted and Non-Ducted Indoor Units | 296000 | 12.7 | 21.85 | 334000 | 3.55 | 236000 | 2.26 | 6167.5 | Yes
8175532 | CITY MULTI | PUHY-P312TSLMU-A | Ducted Indoor Units | 296000 | 12 | 20.3 | 334000 | 3.45 | 236000 | 2.31 | 6167.5 | Yes
8175533 | CITY MULTI | PUHY-P312TSLMU-A | Non-Ducted Indoor Units | 296000 | 13.4 | 23.4 | 334000 | 3.66 | 236000 | 2.22 | 6167.5 | Yes
8033359 | CITY MULTI | PUHY-P312YSKMU-* | Non-Ducted Indoor Units | 296000 | 12.1 | 18.1 | 334000 | 3.45 | 236000 | 2.22 | 6167.5 | Yes
8033360 | CITY MULTI | PUHY-P312YSKMU-* | Ducted Indoor Units | 296000 | 12.1 | 18.4 | 334000 | 3.54 | 236000 | 2.43 | 6167.5 | Yes
5358552 | CITY MULTI | PUHY-P312YSKMU-A | Ducted Indoor Units | 296000 | 12.1 | 18.4 | 334000 | 3.54 | 236000 | 2.43 | 6167.5 | Yes
5358553 | CITY MULTI | PUHY-P312YSKMU-A | Non-Ducted Indoor Units | 296000 | 12.1 | 18.1 | 334000 | 3.45 | 236000 | 2.22 | 6167.5 | Yes
5358554 | CITY MULTI | PUHY-P312YSKMU-A | Mixed Ducted and Non-Ducted Indoor Units | 296000 | 12.1 | 18.25 | 334000 | 3.49 | 236000 | 2.32 | 6167.5 | Yes
7490395 | CITY MULTI | PUHY-P312YSKMU-U | Non-Ducted Indoor Units | 296000 | 12.1 | 18.1 | 334000 | 3.45 | 236000 | 2.22 | 6167.5 | Yes
7490397 | CITY MULTI | PUHY-P312YSKMU-U | Ducted Indoor Units | 296000 | 12.1 | 18.4 | 334000 | 3.54 | 236000 | 2.43 | 6167.5 | Yes
8175502 | CITY MULTI | PUHY-P312YSLMU-A | Ducted Indoor Units | 296000 | 12 | 20.3 | 334000 | 3.45 | 236000 | 2.31 | 6167.5 | Yes
8175503 | CITY MULTI | PUHY-P312YSLMU-A | Non-Ducted Indoor Units | 296000 | 13.4 | 23.4 | 334000 | 3.66 | 236000 | 2.22 | 6167.5 | Yes
8175959 | CITY MULTI | PUHY-P312YSLMU-A | Mixed Ducted and Non-Ducted Indoor Units | 296000 | 12.7 | 21.85 | 334000 | 3.55 | 236000 | 2.26 | 6167.5 | Yes
8657031 | CITY MULTI | PUHY-P312ZSKMU-A | Ducted Indoor Units | 296000 | 11.9 | 20 | 334000 | 3.46 | 236000 | 2.43 | 6167.5 | Yes
8657032 | CITY MULTI | PUHY-P312ZSKMU-A | Non-Ducted Indoor Units | 296000 | 12.7 | 22.7 | 334000 | 3.59 | 236000 | 2.22 | 6167.5 | Yes
8033361 | CITY MULTI | PUHY-P336TSKMU-* | Ducted Indoor Units | 320000 | 11.9 | 18.2 | 360000 | 3.5 | 268000 | 2.38 | 6667.5 | Yes
5358594 | CITY MULTI | PUHY-P336TSKMU-A | Ducted Indoor Units | 320000 | 11.9 | 18.2 | 360000 | 3.5 | 268000 | 2.38 | 6667.5 | Yes
5358596 | CITY MULTI | PUHY-P336TSKMU-A | Mixed Ducted and Non-Ducted Indoor Units | 320000 | 11.95 | 18 | 360000 | 3.43 | 268000 | 2.25 | 6667.5 | Yes
7490399 | CITY MULTI | PUHY-P336TSKMU-U | Ducted Indoor Units | 320000 | 11.9 | 18.2 | 360000 | 3.5 | 268000 | 2.38 | 6667.5 | Yes
8175975 | CITY MULTI | PUHY-P336TSLMU-A | Mixed Ducted and Non-Ducted Indoor Units | 320000 | 12.5 | 21.85 | 360000 | 3.47 | 268000 | 2.19 | 6667.5 | Yes
8175534 | CITY MULTI | PUHY-P336TSLMU-A | Ducted Indoor Units | 320000 | 11.8 | 20.3 | 360000 | 3.43 | 268000 | 2.26 | 6667.5 | Yes
8175535 | CITY MULTI | PUHY-P336TSLMU-A | Non-Ducted Indoor Units | 320000 | 13.2 | 23.4 | 360000 | 3.52 | 268000 | 2.13 | 6667.5 | Yes
8033364 | CITY MULTI | PUHY-P336YSKMU-* | Ducted Indoor Units | 320000 | 11.9 | 18.2 | 360000 | 3.5 | 268000 | 2.38 | 6667.5 | Yes
5358555 | CITY MULTI | PUHY-P336YSKMU-A | Ducted Indoor Units | 320000 | 11.9 | 18.2 | 360000 | 3.5 | 268000 | 2.38 | 6667.5 | Yes
5358557 | CITY MULTI | PUHY-P336YSKMU-A | Mixed Ducted and Non-Ducted Indoor Units | 320000 | 11.95 | 18 | 360000 | 3.43 | 268000 | 2.25 | 6667.5 | Yes
7490404 | CITY MULTI | PUHY-P336YSKMU-U | Ducted Indoor Units | 320000 | 11.9 | 18.2 | 360000 | 3.5 | 268000 | 2.38 | 6667.5 | Yes
8175504 | CITY MULTI | PUHY-P336YSLMU-A | Ducted Indoor Units | 320000 | 11.8 | 20.3 | 360000 | 3.43 | 268000 | 2.26 | 6667.5 | Yes
8175505 | CITY MULTI | PUHY-P336YSLMU-A | Non-Ducted Indoor Units | 320000 | 13.2 | 23.4 | 360000 | 3.52 | 268000 | 2.13 | 6667.5 | Yes
8175960 | CITY MULTI | PUHY-P336YSLMU-A | Mixed Ducted and Non-Ducted Indoor Units | 320000 | 12.5 | 21.85 | 360000 | 3.47 | 268000 | 2.19 | 6667.5 | Yes
8657033 | CITY MULTI | PUHY-P336ZSKMU-A | Ducted Indoor Units | 320000 | 11.6 | 20 | 360000 | 3.42 | 268000 | 2.38 | 6667.5 | Yes
8657034 | CITY MULTI | PUHY-P336ZSKMU-A | Non-Ducted Indoor Units | 320000 | 12.5 | 22.6 | 360000 | 3.42 | 268000 | 2.13 | 6667.5 | Yes
8175976 | CITY MULTI | PUHY-P360TSLMU-A | Mixed Ducted and Non-Ducted Indoor Units | 342000 | 12.45 | 21.4 | 386000 | 3.46 | 284000 | 2.12 | 7125 | Yes
8175536 | CITY MULTI | PUHY-P360TSLMU-A | Ducted Indoor Units | 342000 | 11.8 | 20.1 | 386000 | 3.41 | 284000 | 2.2 | 7125 | Yes
8175537 | CITY MULTI | PUHY-P360TSLMU-A | Non-Ducted Indoor Units | 342000 | 13.1 | 22.7 | 386000 | 3.51 | 284000 | 2.05 | 7125 | Yes
8175506 | CITY MULTI | PUHY-P360YSLMU-A | Ducted Indoor Units | 342000 | 11.8 | 20.1 | 386000 | 3.41 | 284000 | 2.2 | 7125 | Yes
8175507 | CITY MULTI | PUHY-P360YSLMU-A | Non-Ducted Indoor Units | 342000 | 13.1 | 22.7 | 386000 | 3.51 | 284000 | 2.05 | 7125 | Yes
8175961 | CITY MULTI | PUHY-P360YSLMU-A | Mixed Ducted and Non-Ducted Indoor Units | 342000 | 12.45 | 21.4 | 386000 | 3.46 | 284000 | 2.12 | 7125 | Yes
8657035 | CITY MULTI | PUHY-P360ZSKMU-A | Ducted Indoor Units | 342000 | 11.4 | 19.8 | 386000 | 3.32 | 284000 | 2.32 | 7125 | Yes
8657036 | CITY MULTI | PUHY-P360ZSKMU-A | Non-Ducted Indoor Units | 342000 | 12.3 | 22 | 386000 | 3.41 | 284000 | 2.05 | 7125 | Yes
5358562 | CITY MULTI | PUHY-P72TKMU-A | Non-Ducted Indoor Units | 69000 | 14.2 | 21.3 | 76000 | 4.19 | 56000 | 2.39 | 1437.5 | Yes
5358563 | CITY MULTI | PUHY-P72TKMU-A | Mixed Ducted and Non-Ducted Indoor Units | 69000 | 13.6 | 20.55 | 76000 | 4.01 | 56000 | 2.49 | 1437.5 | Yes
7490415 | CITY MULTI | PUHY-P72TKMU-U | Non-Ducted Indoor Units | 69000 | 14.2 | 21.3 | 76000 | 4.19 | 56000 | 2.39 | 1437.5 | Yes
8175508 | CITY MULTI | PUHY-P72TLMU-A | Ducted Indoor Units | 69000 | 13.7 | 23.1 | 76000 | 3.84 | 56000 | 2.46 | 1437.5 | Yes
8175509 | CITY MULTI | PUHY-P72TLMU-A | Non-Ducted Indoor Units | 69000 | 14.8 | 26.6 | 76000 | 4.01 | 56000 | 2.25 | 1437.5 | Yes
8175962 | CITY MULTI | PUHY-P72TLMU-A | Mixed Ducted and Non-Ducted Indoor Units | 69000 | 14.25 | 24.85 | 76000 | 3.92 | 56000 | 2.35 | 1437.5 | Yes
5358520 | CITY MULTI | PUHY-P72YKMU-A | Non-Ducted Indoor Units | 69000 | 14.2 | 21.3 | 76000 | 4.19 | 56000 | 2.39 | 1437.5 | Yes
5358521 | CITY MULTI | PUHY-P72YKMU-A | Mixed Ducted and Non-Ducted Indoor Units | 69000 | 13.6 | 20.55 | 76000 | 4.01 | 56000 | 2.49 | 1437.5 | Yes
7490419 | CITY MULTI | PUHY-P72YKMU-U | Non-Ducted Indoor Units | 69000 | 14.2 | 21.3 | 76000 | 4.19 | 56000 | 2.39 | 1437.5 | Yes
8175478 | CITY MULTI | PUHY-P72YLMU-A | Ducted Indoor Units | 69000 | 13.7 | 23.1 | 76000 | 3.84 | 56000 | 2.46 | 1437.5 | Yes
8175479 | CITY MULTI | PUHY-P72YLMU-A | Non-Ducted Indoor Units | 69000 | 14.8 | 26.6 | 76000 | 4.01 | 56000 | 2.25 | 1437.5 | Yes
8175947 | CITY MULTI | PUHY-P72YLMU-A | Mixed Ducted and Non-Ducted Indoor Units | 69000 | 14.25 | 24.85 | 76000 | 3.92 | 56000 | 2.35 | 1437.5 | Yes
8657011 | CITY MULTI | PUHY-P72ZKMU-A | Ducted Indoor Units | 69000 | 13 | 22.5 | 76000 | 3.74 | 56000 | 2.59 | 1437.5 | Yes
8657012 | CITY MULTI | PUHY-P72ZKMU-A | Non-Ducted Indoor Units | 69000 | 13.6 | 25.9 | 76000 | 3.85 | 56000 | 2.25 | 1437.5 | Yes
5358565 | CITY MULTI | PUHY-P96TKMU-A | Non-Ducted Indoor Units | 92000 | 13.7 | 20.7 | 103000 | 4.22 | 76000 | 2.68 | 1917.5 | Yes
5358566 | CITY MULTI | PUHY-P96TKMU-A | Mixed Ducted and Non-Ducted Indoor Units | 92000 | 13.15 | 20.2 | 103000 | 4.08 | 76000 | 2.69 | 1917.5 | Yes
7490423 | CITY MULTI | PUHY-P96TKMU-U | Non-Ducted Indoor Units | 92000 | 13.7 | 20.7 | 103000 | 4.22 | 76000 | 2.68 | 1917.5 | Yes
8175510 | CITY MULTI | PUHY-P96TLMU-A | Ducted Indoor Units | 92000 | 13.1 | 23.1 | 103000 | 3.79 | 76000 | 2.57 | 1917.5 | Yes
8175511 | CITY MULTI | PUHY-P96TLMU-A | Non-Ducted Indoor Units | 92000 | 14 | 26.7 | 103000 | 3.85 | 76000 | 2.42 | 1917.5 | Yes
8175963 | CITY MULTI | PUHY-P96TLMU-A | Mixed Ducted and Non-Ducted Indoor Units | 92000 | 13.55 | 24.9 | 103000 | 3.82 | 76000 | 2.49 | 1917.5 | Yes
5358523 | CITY MULTI | PUHY-P96YKMU-A | Non-Ducted Indoor Units | 92000 | 13.7 | 20.7 | 103000 | 4.22 | 76000 | 2.68 | 1917.5 | Yes
5358524 | CITY MULTI | PUHY-P96YKMU-A | Mixed Ducted and Non-Ducted Indoor Units | 92000 | 13.15 | 20.2 | 103000 | 4.08 | 76000 | 2.69 | 1917.5 | Yes
7490425 | CITY MULTI | PUHY-P96YKMU-U | Non-Ducted Indoor Units | 92000 | 13.7 | 20.7 | 103000 | 4.22 | 76000 | 2.68 | 1917.5 | Yes
8175480 | CITY MULTI | PUHY-P96YLMU-A | Ducted Indoor Units | 92000 | 13.1 | 23.1 | 103000 | 3.79 | 76000 | 2.57 | 1917.5 | Yes
8175481 | CITY MULTI | PUHY-P96YLMU-A | Non-Ducted Indoor Units | 92000 | 14 | 26.7 | 103000 | 3.85 | 76000 | 2.42 | 1917.5 | Yes
8175948 | CITY MULTI | PUHY-P96YLMU-A | Mixed Ducted and Non-Ducted Indoor Units | 92000 | 13.55 | 24.9 | 103000 | 3.82 | 76000 | 2.49 | 1917.5 | Yes
8657013 | CITY MULTI | PUHY-P96ZKMU-A | Ducted Indoor Units | 92000 | 12.3 | 22.4 | 103000 | 3.73 | 76000 | 2.71 | 1917.5 | Yes
8657014 | CITY MULTI | PUHY-P96ZKMU-A | Non-Ducted Indoor Units | 92000 | 13.2 | 25.6 | 103000 | 3.74 | 76000 | 2.42 | 1917.5 | Yes
5358637 | CITY MULTI | PURY-P120TKMU-A | Non-Ducted Indoor Units | 114000 | 12.2 | 20.3 | 129000 | 3.57 | 92000 | 2.4 | 2375 | Yes
7490427 | CITY MULTI | PURY-P120TKMU-U | Non-Ducted Indoor Units | 114000 | 12.2 | 20.8 | 129000 | 3.61 | 92000 | 2.42 | 2375 | Yes
8175993 | CITY MULTI | PURY-P120TLMU-A | Mixed Ducted and Non-Ducted Indoor Units | 114000 | 13.45 | 21.75 | 129000 | 3.66 | 87000 | 2.26 | 2375 | Yes
8175924 | CITY MULTI | PURY-P120TLMU-A | Non-Ducted Indoor Units | 114000 | 14.1 | 23.6 | 129000 | 3.8 | 87000 | 2.26 | 2375 | Yes
5358607 | CITY MULTI | PURY-P120YKMU-A | Non-Ducted Indoor Units | 114000 | 12.2 | 20.3 | 129000 | 3.57 | 92000 | 2.4 | 2375 | Yes
7490429 | CITY MULTI | PURY-P120YKMU-U | Non-Ducted Indoor Units | 114000 | 12.2 | 20.8 | 129000 | 3.61 | 92000 | 2.42 | 2375 | Yes
8175979 | CITY MULTI | PURY-P120YLMU-A | Mixed Ducted and Non-Ducted Indoor Units | 114000 | 13.45 | 21.75 | 129000 | 3.66 | 87000 | 2.26 | 2375 | Yes
8175896 | CITY MULTI | PURY-P120YLMU-A | Non-Ducted Indoor Units | 114000 | 14.1 | 23.6 | 129000 | 3.8 | 87000 | 2.26 | 2375 | Yes
8656996 | CITY MULTI | PURY-P120ZKMU-A | Non-Ducted Indoor Units | 114000 | 13.2 | 22.3 | 129000 | 3.5 | 87000 | 2.26 | 2375 | Yes
10619421 | CITY MULTI | PURY-P120ZKMU-A | Mixed Ducted and Non-Ducted Indoor Units | 114000 | 12.7 | 20.9 | 129000 | 3.45 | 87000 | 2.26 | 2375 | Yes
5358571 | CITY MULTI | PUHY-P144TKMU-A | Non-Ducted Indoor Units | 136000 | 11.8 | 20.2 | 152000 | 3.72 | 109000 | 2.22 | 2832.5 | Yes
7490342 | CITY MULTI | PUHY-P144TKMU-U | Non-Ducted Indoor Units | 136000 | 11.8 | 20.2 | 152000 | 3.72 | 109000 | 2.22 | 2832.5 | Yes
5358529 | CITY MULTI | PUHY-P144YKMU-A | Non-Ducted Indoor Units | 136000 | 11.8 | 20.2 | 152000 | 3.72 | 109000 | 2.22 | 2832.5 | Yes
7490344 | CITY MULTI | PUHY-P144YKMU-U | Non-Ducted Indoor Units | 136000 | 11.8 | 20.2 | 152000 | 3.72 | 109000 | 2.22 | 2832.5 | Yes
8033331 | CITY MULTI | PUHY-P144YSKMU-* | Non-Ducted Indoor Units | 136000 | 13.2 | 20.3 | 152000 | 3.95 | 109000 | 2.13 | 2832.5 | Yes
5358532 | CITY MULTI | PUHY-P144YSKMU-A | Non-Ducted Indoor Units | 136000 | 13.2 | 20.3 | 152000 | 3.95 | 109000 | 2.13 | 2832.5 | Yes
7490347 | CITY MULTI | PUHY-P144YSKMU-U | Non-Ducted Indoor Units | 136000 | 13.2 | 20.3 | 152000 | 3.95 | 109000 | 2.13 | 2832.5 | Yes
8657025 | CITY MULTI | PUHY-P240ZSKMU-A | Ducted Indoor Units | 228000 | 11.9 | 20.4 | 258000 | 3.45 | 182000 | 2.42 | 4750 | Yes
5358656 | CITY MULTI | PURY-P264TSKMU-A | Mixed Ducted and Non-Ducted Indoor Units | 250000 | 11 | 18.05 | 280000 | 3.31 | 200000 | 2.21 | 5207.5 | Yes
8176001 | CITY MULTI | PURY-P264TSLMU-A | Mixed Ducted and Non-Ducted Indoor Units | 252000 | 12 | 20.3 | 280000 | 3.41 | 184000 | 2.05 | 5250 | Yes
8175939 | CITY MULTI | PURY-P264TSLMU-A | Ducted Indoor Units | 252000 | 11.5 | 18.7 | 280000 | 3.36 | 184000 | 2.06 | 5250 | Yes
8175940 | CITY MULTI | PURY-P264TSLMU-A | Non-Ducted Indoor Units | 252000 | 12.5 | 21.4 | 280000 | 3.47 | 184000 | 2.05 | 5250 | Yes
5358629 | CITY MULTI | PURY-P264YSKMU-A | Mixed Ducted and Non-Ducted Indoor Units | 250000 | 11 | 18.05 | 280000 | 3.31 | 200000 | 2.21 | 5207.5 | Yes
8175987 | CITY MULTI | PURY-P264YSLMU-A | Mixed Ducted and Non-Ducted Indoor Units | 252000 | 12 | 20.3 | 280000 | 3.41 | 184000 | 2.05 | 5250 | Yes
8175911 | CITY MULTI | PURY-P264YSLMU-A | Ducted Indoor Units | 252000 | 11.5 | 18.7 | 280000 | 3.36 | 184000 | 2.06 | 5250 | Yes
8175912 | CITY MULTI | PURY-P264YSLMU-A | Non-Ducted Indoor Units | 252000 | 12.5 | 21.4 | 280000 | 3.47 | 184000 | 2.05 | 5250 | Yes
5358659 | CITY MULTI | PURY-P288TSKMU-A | Mixed Ducted and Non-Ducted Indoor Units | 274000 | 11.25 | 18.1 | 304000 | 3.31 | 216000 | 2.2 | 5707.5 | Yes
8176002 | CITY MULTI | PURY-P288TSLMU-A | Mixed Ducted and Non-Ducted Indoor Units | 274000 | 11.75 | 20.2 | 304000 | 3.32 | 194000 | 2.05 | 5707.5 | Yes
8175942 | CITY MULTI | PURY-P288TSLMU-A | Non-Ducted Indoor Units | 274000 | 12.2 | 21.4 | 304000 | 3.36 | 194000 | 2.05 | 5707.5 | Yes
5358632 | CITY MULTI | PURY-P288YSKMU-A | Mixed Ducted and Non-Ducted Indoor Units | 274000 | 11.25 | 18.1 | 304000 | 3.31 | 216000 | 2.2 | 5707.5 | Yes
8175988 | CITY MULTI | PURY-P288YSLMU-A | Mixed Ducted and Non-Ducted Indoor Units | 274000 | 11.75 | 20.2 | 304000 | 3.32 | 194000 | 2.05 | 5707.5 | Yes
8175914 | CITY MULTI | PURY-P288YSLMU-A | Non-Ducted Indoor Units | 274000 | 12.2 | 21.4 | 304000 | 3.36 | 194000 | 2.05 | 5707.5 | Yes
5359039 | CITY MULTI | PURY-P72TKMU-A | Ducted Indoor Units | 69000 | 13.9 | 21.1 | 76000 | 3.81 | 56000 | 2.62 | 1437.5 | Yes
5359040 | CITY MULTI | PURY-P72TKMU-A | Non-Ducted Indoor Units | 69000 | 15.5 | 20.9 | 76000 | 3.66 | 56000 | 2.45 | 1437.5 | Yes
5359041 | CITY MULTI | PURY-P72TKMU-A | Mixed Ducted and Non-Ducted Indoor Units | 69000 | 14.7 | 21.6 | 76000 | 3.73 | 56000 | 2.53 | 1437.5 | Yes
7490464 | CITY MULTI | PURY-P72TKMU-U | Ducted Indoor Units | 69000 | 13.9 | 21.1 | 76000 | 3.81 | 56000 | 2.62 | 1437.5 | Yes
7490465 | CITY MULTI | PURY-P72TKMU-U | Non-Ducted Indoor Units | 69000 | 15.5 | 22.1 | 76000 | 3.72 | 56000 | 2.49 | 1437.5 | Yes
8175991 | CITY MULTI | PURY-P72TLMU-A | Mixed Ducted and Non-Ducted Indoor Units | 69000 | 13.4 | 24.1 | 76000 | 3.72 | 56000 | 2.26 | 1437.5 | Yes
8175919 | CITY MULTI | PURY-P72TLMU-A | Ducted Indoor Units | 69000 | 13.5 | 23.1 | 76000 | 3.65 | 56000 | 2.26 | 1437.5 | Yes
8175920 | CITY MULTI | PURY-P72TLMU-A | Non-Ducted Indoor Units | 69000 | 13.3 | 25.1 | 76000 | 3.8 | 56000 | 2.26 | 1437.5 | Yes
5358600 | CITY MULTI | PURY-P72YKMU-A | Ducted Indoor Units | 69000 | 13.9 | 21.1 | 76000 | 3.81 | 56000 | 2.62 | 1437.5 | Yes
5358601 | CITY MULTI | PURY-P72YKMU-A | Non-Ducted Indoor Units | 69000 | 15.5 | 20.9 | 76000 | 3.66 | 56000 | 2.45 | 1437.5 | Yes
5358602 | CITY MULTI | PURY-P72YKMU-A | Mixed Ducted and Non-Ducted Indoor Units | 69000 | 14.7 | 21.6 | 76000 | 3.73 | 56000 | 2.53 | 1437.5 | Yes
7490467 | CITY MULTI | PURY-P72YKMU-U | Ducted Indoor Units | 69000 | 13.9 | 21.1 | 76000 | 3.81 | 56000 | 2.62 | 1437.5 | Yes
7490468 | CITY MULTI | PURY-P72YKMU-U | Non-Ducted Indoor Units | 69000 | 15.5 | 22.1 | 76000 | 3.72 | 56000 | 2.49 | 1437.5 | Yes
8175977 | CITY MULTI | PURY-P72YLMU-A | Mixed Ducted and Non-Ducted Indoor Units | 69000 | 13.4 | 24.1 | 76000 | 3.72 | 56000 | 2.26 | 1437.5 | Yes
8175891 | CITY MULTI | PURY-P72YLMU-A | Ducted Indoor Units | 69000 | 13.5 | 23.1 | 76000 | 3.65 | 56000 | 2.26 | 1437.5 | Yes
8175892 | CITY MULTI | PURY-P72YLMU-A | Non-Ducted Indoor Units | 69000 | 13.3 | 25.1 | 76000 | 3.8 | 56000 | 2.26 | 1437.5 | Yes
8656991 | CITY MULTI | PURY-P72ZKMU-A | Ducted Indoor Units | 69000 | 12.5 | 21.6 | 76000 | 3.51 | 56000 | 2.26 | 1437.5 | Yes
8656992 | CITY MULTI | PURY-P72ZKMU-A | Non-Ducted Indoor Units | 69000 | 13.1 | 21.3 | 76000 | 3.62 | 56000 | 2.26 | 1437.5 | Yes
5358634 | CITY MULTI | PURY-P96TKMU-A | Non-Ducted Indoor Units | 92000 | 13.6 | 20.1 | 103000 | 3.66 | 76000 | 2.46 | 1917.5 | Yes
5358635 | CITY MULTI | PURY-P96TKMU-A | Mixed Ducted and Non-Ducted Indoor Units | 92000 | 12.9 | 20.3 | 103000 | 3.65 | 76000 | 2.46 | 1917.5 | Yes
7490471 | CITY MULTI | PURY-P96TKMU-U | Non-Ducted Indoor Units | 92000 | 13.6 | 20.9 | 103000 | 3.71 | 76000 | 2.49 | 1917.5 | Yes
8175992 | CITY MULTI | PURY-P96TLMU-A | Mixed Ducted and Non-Ducted Indoor Units | 92000 | 12.35 | 24.3 | 103000 | 3.54 | 71000 | 2.27 | 1917.5 | Yes
8175921 | CITY MULTI | PURY-P96TLMU-A | Ducted Indoor Units | 92000 | 12 | 24.1 | 103000 | 3.53 | 71000 | 2.28 | 1917.5 | Yes
8175922 | CITY MULTI | PURY-P96TLMU-A | Non-Ducted Indoor Units | 92000 | 12.7 | 24.5 | 103000 | 3.55 | 71000 | 2.26 | 1917.5 | Yes
5358604 | CITY MULTI | PURY-P96YKMU-A | Non-Ducted Indoor Units | 92000 | 13.6 | 20.1 | 103000 | 3.66 | 76000 | 2.46 | 1917.5 | Yes
5358605 | CITY MULTI | PURY-P96YKMU-A | Mixed Ducted and Non-Ducted Indoor Units | 92000 | 12.9 | 20.3 | 103000 | 3.65 | 76000 | 2.46 | 1917.5 | Yes
7490473 | CITY MULTI | PURY-P96YKMU-U | Non-Ducted Indoor Units | 92000 | 13.6 | 20.9 | 103000 | 3.71 | 76000 | 2.49 | 1917.5 | Yes
8175978 | CITY MULTI | PURY-P96YLMU-A | Mixed Ducted and Non-Ducted Indoor Units | 92000 | 12.35 | 24.3 | 103000 | 3.54 | 71000 | 2.27 | 1917.5 | Yes
8175893 | CITY MULTI | PURY-P96YLMU-A | Ducted Indoor Units | 92000 | 12 | 24.1 | 103000 | 3.53 | 71000 | 2.28 | 1917.5 | Yes
8175894 | CITY MULTI | PURY-P96YLMU-A | Non-Ducted Indoor Units | 92000 | 12.7 | 24.5 | 103000 | 3.55 | 71000 | 2.26 | 1917.5 | Yes
8656993 | CITY MULTI | PURY-P96ZKMU-A | Ducted Indoor Units | 92000 | 11.8 | 20.5 | 103000 | 3.5 | 71000 | 2.26 | 1917.5 | Yes
8656994 | CITY MULTI | PURY-P96ZKMU-A | Non-Ducted Indoor Units | 92000 | 12.4 | 22.7 | 103000 | 3.46 | 71000 | 2.26 | 1917.5 | Yes
10619422 | CITY MULTI | PURY-P96ZKMU-A | Mixed Ducted and Non-Ducted Indoor Units | 92000 | 12.1 | 21.6 | 103000 | 3.48 | 71000 | 2.26 | 1917.5 | Yes
8175967 | CITY MULTI | PUHY-P168TLMU-A | Mixed Ducted and Non-Ducted Indoor Units | 160000 | 12.05 | 20.45 | 178000 | 3.62 | 132000 | 2.33 | 3332.5 | Yes
8175952 | CITY MULTI | PUHY-P168YLMU-A | Mixed Ducted and Non-Ducted Indoor Units | 160000 | 12.05 | 20.45 | 178000 | 3.62 | 132000 | 2.33 | 3332.5 | Yes
8657006 | CITY MULTI | PURY-P240ZSKMU-A | Non-Ducted Indoor Units | 228000 | 12 | 20.5 | 258000 | 3.33 | 174000 | 2.05 | 4750 | Yes
8033370 | CITY MULTI | PURY-P144YSKMU-* | Non-Ducted Indoor Units | 136000 | 14.4 | 20.6 | 152000 | 3.62 | 109000 | 2.28 | 2832.5 | Yes
7490435 | CITY MULTI | PURY-P144YSKMU-U | Non-Ducted Indoor Units | 136000 | 14.4 | 20.6 | 152000 | 3.65 | 109000 | 2.3 | 2832.5 | Yes
8176000 | CITY MULTI | PURY-P240TSLMU-A | Mixed Ducted and Non-Ducted Indoor Units | 228000 | 12.35 | 20.65 | 258000 | 3.53 | 174000 | 2.1 | 4750 | Yes
8175986 | CITY MULTI | PURY-P240YSLMU-A | Mixed Ducted and Non-Ducted Indoor Units | 228000 | 12.35 | 20.65 | 258000 | 3.53 | 174000 | 2.1 | 4750 | Yes
8657017 | CITY MULTI | PUHY-P144ZKMU-A | Ducted Indoor Units | 136000 | 11.7 | 20.7 | 152000 | 3.46 | 109000 | 2.32 | 2832.5 | Yes
8657021 | CITY MULTI | PUHY-P192ZSKMU-A | Ducted Indoor Units | 182000 | 12 | 20.7 | 204000 | 3.48 | 150000 | 2.45 | 3792.5 | Yes
8657023 | CITY MULTI | PUHY-P216ZSKMU-A | Ducted Indoor Units | 206000 | 11.8 | 20.7 | 232000 | 3.51 | 164000 | 2.48 | 4292.5 | Yes
8175526 | CITY MULTI | PUHY-P240TSLMU-A | Ducted Indoor Units | 228000 | 12.1 | 20.8 | 258000 | 3.52 | 182000 | 2.3 | 4750 | Yes
8175496 | CITY MULTI | PUHY-P240YSLMU-A | Ducted Indoor Units | 228000 | 12.1 | 20.8 | 258000 | 3.52 | 182000 | 2.3 | 4750 | Yes
8657004 | CITY MULTI | PURY-P216ZSKMU-A | Non-Ducted Indoor Units | 206000 | 11.8 | 20.8 | 232000 | 3.38 | 158000 | 2.06 | 4292.5 | Yes
8175520 | CITY MULTI | PUHY-P168TSLMU-A | Ducted Indoor Units | 160000 | 12 | 21 | 178000 | 3.5 | 132000 | 2.47 | 3332.5 | Yes
8175490 | CITY MULTI | PUHY-P168YSLMU-A | Ducted Indoor Units | 160000 | 12 | 21 | 178000 | 3.5 | 132000 | 2.47 | 3332.5 | Yes
8175524 | CITY MULTI | PUHY-P216TSLMU-A | Ducted Indoor Units | 206000 | 12.1 | 21 | 232000 | 3.56 | 164000 | 2.36 | 4292.5 | Yes
8175494 | CITY MULTI | PUHY-P216YSLMU-A | Ducted Indoor Units | 206000 | 12.1 | 21 | 232000 | 3.56 | 164000 | 2.36 | 4292.5 | Yes
8657000 | CITY MULTI | PURY-P168ZSKMU-A | Non-Ducted Indoor Units | 160000 | 12.4 | 21 | 178000 | 3.6 | 119000 | 2.13 | 3332.5 | Yes
8175522 | CITY MULTI | PUHY-P192TSLMU-A | Ducted Indoor Units | 182000 | 12.4 | 21.1 | 204000 | 3.61 | 150000 | 2.33 | 3792.5 | Yes
8175492 | CITY MULTI | PUHY-P192YSLMU-A | Ducted Indoor Units | 182000 | 12.4 | 21.1 | 204000 | 3.61 | 150000 | 2.33 | 3792.5 | Yes
8175514 | CITY MULTI | PUHY-P144TLMU-A | Ducted Indoor Units | 136000 | 12.5 | 21.2 | 152000 | 3.55 | 109000 | 2.2 | 2832.5 | Yes
8175484 | CITY MULTI | PUHY-P144YLMU-A | Ducted Indoor Units | 136000 | 12.5 | 21.2 | 152000 | 3.55 | 109000 | 2.2 | 2832.5 | Yes
8657019 | CITY MULTI | PUHY-P168ZSKMU-A | Ducted Indoor Units | 160000 | 11.9 | 21.2 | 178000 | 3.54 | 132000 | 2.6 | 3332.5 | Yes
8175927 | CITY MULTI | PURY-P144TSLMU-A | Ducted Indoor Units | 136000 | 12.3 | 21.2 | 152000 | 3.58 | 97000 | 2.08 | 2832.5 | Yes
8175899 | CITY MULTI | PURY-P144YSLMU-A | Ducted Indoor Units | 136000 | 12.3 | 21.2 | 152000 | 3.58 | 97000 | 2.08 | 2832.5 | Yes
8657002 | CITY MULTI | PURY-P192ZSKMU-A | Non-Ducted Indoor Units | 182000 | 11.8 | 21.2 | 204000 | 3.48 | 142000 | 2.1 | 3792.5 | Yes
8175516 | CITY MULTI | PUHY-P144TSLMU-A | Ducted Indoor Units | 136000 | 12.6 | 21.3 | 152000 | 3.6 | 109000 | 2.43 | 2832.5 | Yes
8175486 | CITY MULTI | PUHY-P144YSLMU-A | Ducted Indoor Units | 136000 | 12.6 | 21.3 | 152000 | 3.6 | 109000 | 2.43 | 2832.5 | Yes
8175935 | CITY MULTI | PURY-P216TSLMU-A | Ducted Indoor Units | 206000 | 11.7 | 21.5 | 232000 | 3.52 | 158000 | 2.2 | 4292.5 | Yes
8175907 | CITY MULTI | PURY-P216YSLMU-A | Ducted Indoor Units | 206000 | 11.7 | 21.5 | 232000 | 3.52 | 158000 | 2.2 | 4292.5 | Yes
8175980 | CITY MULTI | PURY-P144YLMU-A | Mixed Ducted and Non-Ducted Indoor Units | 136000 | 13.1 | 21.75 | 152000 | 3.53 | 97000 | 2.11 | 2832.5 | Yes
8175938 | CITY MULTI | PURY-P240TSLMU-A | Non-Ducted Indoor Units | 228000 | 12.9 | 21.8 | 258000 | 3.62 | 174000 | 2.05 | 4750 | Yes
8175910 | CITY MULTI | PURY-P240YSLMU-A | Non-Ducted Indoor Units | 228000 | 12.9 | 21.8 | 258000 | 3.62 | 174000 | 2.05 | 4750 | Yes
8656998 | CITY MULTI | PURY-P144ZKMU-A | Non-Ducted Indoor Units | 136000 | 12.8 | 21.9 | 152000 | 3.57 | 97000 | 2.13 | 2832.5 | Yes
8175994 | CITY MULTI | PURY-P144TLMU-A | Mixed Ducted and Non-Ducted Indoor Units | 136000 | 13.1 | 22 | 152000 | 3.53 | 97000 | 2.11 | 2832.5 | Yes
8175971 | CITY MULTI | PUHY-P240TSLMU-A | Mixed Ducted and Non-Ducted Indoor Units | 228000 | 12.6 | 22.15 | 258000 | 3.59 | 182000 | 2.17 | 4750 | Yes
8175956 | CITY MULTI | PUHY-P240YSLMU-A | Mixed Ducted and Non-Ducted Indoor Units | 228000 | 12.6 | 22.15 | 258000 | 3.59 | 182000 | 2.17 | 4750 | Yes
8175519 | CITY MULTI | PUHY-P168TLMU-A | Non-Ducted Indoor Units | 160000 | 12.5 | 22.2 | 178000 | 3.77 | 132000 | 2.28 | 3332.5 | Yes
8175489 | CITY MULTI | PUHY-P168YLMU-A | Non-Ducted Indoor Units | 160000 | 12.5 | 22.2 | 178000 | 3.77 | 132000 | 2.28 | 3332.5 | Yes
8175999 | CITY MULTI | PURY-P216TSLMU-A | Mixed Ducted and Non-Ducted Indoor Units | 206000 | 12.05 | 22.2 | 232000 | 3.54 | 158000 | 2.14 | 4292.5 | Yes
8175936 | CITY MULTI | PURY-P216TSLMU-A | Non-Ducted Indoor Units | 206000 | 12.4 | 22.2 | 232000 | 3.57 | 158000 | 2.09 | 4292.5 | Yes
8175985 | CITY MULTI | PURY-P216YSLMU-A | Mixed Ducted and Non-Ducted Indoor Units | 206000 | 12.05 | 22.2 | 232000 | 3.54 | 158000 | 2.14 | 4292.5 | Yes
8175908 | CITY MULTI | PURY-P216YSLMU-A | Non-Ducted Indoor Units | 206000 | 12.4 | 22.2 | 232000 | 3.57 | 158000 | 2.09 | 4292.5 | Yes
8175997 | CITY MULTI | PURY-P168TSLMU-A | Mixed Ducted and Non-Ducted Indoor Units | 160000 | 11.8 | 22.35 | 178000 | 3.56 | 119000 | 2.28 | 3332.5 | Yes
8175983 | CITY MULTI | PURY-P168YSLMU-A | Mixed Ducted and Non-Ducted Indoor Units | 160000 | 11.8 | 22.35 | 178000 | 3.56 | 119000 | 2.28 | 3332.5 | Yes
8657026 | CITY MULTI | PUHY-P240ZSKMU-A | Non-Ducted Indoor Units | 228000 | 12.7 | 22.5 | 258000 | 3.55 | 182000 | 2.05 | 4750 | Yes
8175970 | CITY MULTI | PUHY-P216TSLMU-A | Mixed Ducted and Non-Ducted Indoor Units | 206000 | 12.7 | 22.75 | 232000 | 3.6 | 164000 | 2.22 | 4292.5 | Yes
8175955 | CITY MULTI | PUHY-P216YSLMU-A | Mixed Ducted and Non-Ducted Indoor Units | 206000 | 12.7 | 22.75 | 232000 | 3.6 | 164000 | 2.22 | 4292.5 | Yes
8175969 | CITY MULTI | PUHY-P192TSLMU-A | Mixed Ducted and Non-Ducted Indoor Units | 182000 | 12.95 | 22.8 | 204000 | 3.65 | 150000 | 2.25 | 3792.5 | Yes
8175954 | CITY MULTI | PUHY-P192YSLMU-A | Mixed Ducted and Non-Ducted Indoor Units | 182000 | 12.95 | 22.8 | 204000 | 3.65 | 150000 | 2.25 | 3792.5 | Yes
8175965 | CITY MULTI | PUHY-P144TLMU-A | Mixed Ducted and Non-Ducted Indoor Units | 136000 | 13.25 | 22.95 | 152000 | 3.71 | 109000 | 2.21 | 2832.5 | Yes
8175950 | CITY MULTI | PUHY-P144YLMU-A | Mixed Ducted and Non-Ducted Indoor Units | 136000 | 13.25 | 22.95 | 152000 | 3.71 | 109000 | 2.21 | 2832.5 | Yes
8175968 | CITY MULTI | PUHY-P168TSLMU-A | Mixed Ducted and Non-Ducted Indoor Units | 160000 | 13 | 23 | 178000 | 3.7 | 132000 | 2.33 | 3332.5 | Yes
8175953 | CITY MULTI | PUHY-P168YSLMU-A | Mixed Ducted and Non-Ducted Indoor Units | 160000 | 13 | 23 | 178000 | 3.7 | 132000 | 2.33 | 3332.5 | Yes
8175934 | CITY MULTI | PURY-P192TSLMU-A | Non-Ducted Indoor Units | 182000 | 12.1 | 23 | 204000 | 3.57 | 142000 | 2.16 | 3792.5 | Yes
8175906 | CITY MULTI | PURY-P192YSLMU-A | Non-Ducted Indoor Units | 182000 | 12.1 | 23 | 204000 | 3.57 | 142000 | 2.16 | 3792.5 | Yes
8657024 | CITY MULTI | PUHY-P216ZSKMU-A | Non-Ducted Indoor Units | 206000 | 12.7 | 23.2 | 232000 | 3.56 | 164000 | 2.09 | 4292.5 | Yes
8175527 | CITY MULTI | PUHY-P240TSLMU-A | Non-Ducted Indoor Units | 228000 | 13.1 | 23.5 | 258000 | 3.67 | 182000 | 2.05 | 4750 | Yes
8175497 | CITY MULTI | PUHY-P240YSLMU-A | Non-Ducted Indoor Units | 228000 | 13.1 | 23.5 | 258000 | 3.67 | 182000 | 2.05 | 4750 | Yes
8175933 | CITY MULTI | PURY-P192TSLMU-A | Ducted Indoor Units | 182000 | 11.4 | 23.5 | 204000 | 3.53 | 142000 | 2.21 | 3792.5 | Yes
8175905 | CITY MULTI | PURY-P192YSLMU-A | Ducted Indoor Units | 182000 | 11.4 | 23.5 | 204000 | 3.53 | 142000 | 2.21 | 3792.5 | Yes
8175966 | CITY MULTI | PUHY-P144TSLMU-A | Mixed Ducted and Non-Ducted Indoor Units | 136000 | 13.6 | 23.65 | 152000 | 3.85 | 109000 | 2.28 | 2832.5 | Yes
8175951 | CITY MULTI | PUHY-P144YSLMU-A | Mixed Ducted and Non-Ducted Indoor Units | 136000 | 13.6 | 23.65 | 152000 | 3.85 | 109000 | 2.28 | 2832.5 | Yes
8657022 | CITY MULTI | PUHY-P192ZSKMU-A | Non-Ducted Indoor Units | 182000 | 13.2 | 23.7 | 204000 | 3.68 | 150000 | 2.17 | 3792.5 | Yes
8175932 | CITY MULTI | PURY-P168TSLMU-A | Non-Ducted Indoor Units | 160000 | 12.6 | 23.7 | 178000 | 3.74 | 119000 | 2.34 | 3332.5 | Yes
8175904 | CITY MULTI | PURY-P168YSLMU-A | Non-Ducted Indoor Units | 160000 | 12.6 | 23.7 | 178000 | 3.74 | 119000 | 2.34 | 3332.5 | Yes
8175998 | CITY MULTI | PURY-P192TSLMU-A | Mixed Ducted and Non-Ducted Indoor Units | 182000 | 11.75 | 23.7 | 204000 | 3.55 | 142000 | 2.18 | 3792.5 | Yes
8175984 | CITY MULTI | PURY-P192YSLMU-A | Mixed Ducted and Non-Ducted Indoor Units | 182000 | 11.75 | 23.7 | 204000 | 3.55 | 142000 | 2.18 | 3792.5 | Yes
8175926 | CITY MULTI | PURY-P144TLMU-A | Non-Ducted Indoor Units | 136000 | 14 | 23.8 | 152000 | 3.69 | 97000 | 2.16 | 2832.5 | Yes
8175898 | CITY MULTI | PURY-P144YLMU-A | Non-Ducted Indoor Units | 136000 | 14 | 23.8 | 152000 | 3.69 | 97000 | 2.16 | 2832.5 | Yes
8657018 | CITY MULTI | PUHY-P144ZKMU-A | Non-Ducted Indoor Units | 136000 | 13.1 | 23.9 | 152000 | 3.73 | 109000 | 2.22 | 2832.5 | Yes
8175995 | CITY MULTI | PURY-P144TSLMU-A | Mixed Ducted and Non-Ducted Indoor Units | 136000 | 13.25 | 23.9 | 152000 | 3.8 | 97000 | 2.18 | 2832.5 | Yes
8175981 | CITY MULTI | PURY-P144YSLMU-A | Mixed Ducted and Non-Ducted Indoor Units | 136000 | 13.25 | 23.9 | 152000 | 3.8 | 97000 | 2.18 | 2832.5 | Yes
8175523 | CITY MULTI | PUHY-P192TSLMU-A | Non-Ducted Indoor Units | 182000 | 13.5 | 24.5 | 204000 | 3.7 | 150000 | 2.17 | 3792.5 | Yes
8175493 | CITY MULTI | PUHY-P192YSLMU-A | Non-Ducted Indoor Units | 182000 | 13.5 | 24.5 | 204000 | 3.7 | 150000 | 2.17 | 3792.5 | Yes
8175525 | CITY MULTI | PUHY-P216TSLMU-A | Non-Ducted Indoor Units | 206000 | 13.3 | 24.5 | 232000 | 3.64 | 164000 | 2.09 | 4292.5 | Yes
8175495 | CITY MULTI | PUHY-P216YSLMU-A | Non-Ducted Indoor Units | 206000 | 13.3 | 24.5 | 232000 | 3.64 | 164000 | 2.09 | 4292.5 | Yes
8175515 | CITY MULTI | PUHY-P144TLMU-A | Non-Ducted Indoor Units | 136000 | 14 | 24.7 | 152000 | 3.88 | 109000 | 2.22 | 2832.5 | Yes
8175485 | CITY MULTI | PUHY-P144YLMU-A | Non-Ducted Indoor Units | 136000 | 14 | 24.7 | 152000 | 3.88 | 109000 | 2.22 | 2832.5 | Yes
8657020 | CITY MULTI | PUHY-P168ZSKMU-A | Non-Ducted Indoor Units | 160000 | 13.3 | 24.8 | 178000 | 3.83 | 132000 | 2.19 | 3332.5 | Yes
8175521 | CITY MULTI | PUHY-P168TSLMU-A | Non-Ducted Indoor Units | 160000 | 14 | 25 | 178000 | 3.9 | 132000 | 2.19 | 3332.5 | Yes
8175491 | CITY MULTI | PUHY-P168YSLMU-A | Non-Ducted Indoor Units | 160000 | 14 | 25 | 178000 | 3.9 | 132000 | 2.19 | 3332.5 | Yes
8175928 | CITY MULTI | PURY-P144TSLMU-A | Non-Ducted Indoor Units | 136000 | 14.2 | 25.2 | 152000 | 4.03 | 97000 | 2.29 | 2832.5 | Yes
8175900 | CITY MULTI | PURY-P144YSLMU-A | Non-Ducted Indoor Units | 136000 | 14.2 | 25.2 | 152000 | 4.03 | 97000 | 2.29 | 2832.5 | Yes
8175517 | CITY MULTI | PUHY-P144TSLMU-A | Non-Ducted Indoor Units | 136000 | 14.6 | 26 | 152000 | 4.1 | 109000 | 2.13 | 2832.5 | Yes
8175487 | CITY MULTI | PUHY-P144YSLMU-A | Non-Ducted Indoor Units | 136000 | 14.6 | 26 | 152000 | 4.1 | 109000 | 2.13 | 2832.5 | Yes
207574216 | ComfortStar | CSCVA-APV072-4AB | Non-Ducted Indoor Units | 69000 | 13.8 | 23.6 | 77000 | 4.25 | 54000 | 2.65 | 1437.5 | Yes
207574217 | ComfortStar | CSCVA-APV072-4AB | Ducted Indoor Units | 69000 | 12 | 22.7 | 77000 | 3.69 | 54000 | 2.41 | 1437.5 | Yes
207574218 | ComfortStar | CSCVA-APV072-4AB | Mixed Ducted and Non-Ducted Indoor Units | 69000 | 12.9 | 23.15 | 77000 | 3.97 | 54000 | 2.53 | 1437.5 | Yes
207574240 | ComfortStar | CSCVA-APV072-4AH | Non-Ducted Indoor Units | 69000 | 13.8 | 23.6 | 77000 | 4.25 | 54000 | 2.65 | 1437.5 | Yes
207574241 | ComfortStar | CSCVA-APV072-4AH | Ducted Indoor Units | 69000 | 12 | 22.7 | 77000 | 3.69 | 54000 | 2.41 | 1437.5 | Yes
207574242 | ComfortStar | CSCVA-APV072-4AH | Mixed Ducted and Non-Ducted Indoor Units | 69000 | 12.9 | 23.15 | 77000 | 3.97 | 54000 | 2.53 | 1437.5 | Yes
207574204 | ComfortStar | CSCVA-APV072-9AB | Non-Ducted Indoor Units | 69000 | 13.8 | 23.6 | 77000 | 4.25 | 54000 | 2.65 | 1437.5 | Yes
207574205 | ComfortStar | CSCVA-APV072-9AB | Ducted Indoor Units | 69000 | 12 | 22.7 | 77000 | 3.69 | 54000 | 2.41 | 1437.5 | Yes
207574206 | ComfortStar | CSCVA-APV072-9AB | Mixed Ducted and Non-Ducted Indoor Units | 69000 | 12.9 | 23.15 | 77000 | 3.97 | 54000 | 2.53 | 1437.5 | Yes
207574228 | ComfortStar | CSCVA-APV072-9AH | Non-Ducted Indoor Units | 69000 | 13.8 | 23.6 | 77000 | 4.25 | 54000 | 2.65 | 1437.5 | Yes
207574229 | ComfortStar | CSCVA-APV072-9AH | Ducted Indoor Units | 69000 | 12 | 22.7 | 77000 | 3.69 | 54000 | 2.41 | 1437.5 | Yes
207574230 | ComfortStar | CSCVA-APV072-9AH | Mixed Ducted and Non-Ducted Indoor Units | 69000 | 12.9 | 23.15 | 77000 | 3.97 | 54000 | 2.53 | 1437.5 | Yes
207574219 | ComfortStar | CSCVA-APV096-4AB | Non-Ducted Indoor Units | 92000 | 12.4 | 23.5 | 103000 | 3.8 | 72000 | 2.46 | 1917.5 | Yes
207574220 | ComfortStar | CSCVA-APV096-4AB | Ducted Indoor Units | 92000 | 11.7 | 22.5 | 103000 | 3.57 | 72000 | 2.3 | 1917.5 | Yes
207574221 | ComfortStar | CSCVA-APV096-4AB | Mixed Ducted and Non-Ducted Indoor Units | 92000 | 12.05 | 23 | 103000 | 3.68 | 72000 | 2.38 | 1917.5 | Yes
207574243 | ComfortStar | CSCVA-APV096-4AH | Non-Ducted Indoor Units | 92000 | 12.4 | 23.5 | 103000 | 3.8 | 72000 | 2.46 | 1917.5 | Yes
207574244 | ComfortStar | CSCVA-APV096-4AH | Ducted Indoor Units | 92000 | 11.7 | 22.5 | 103000 | 3.57 | 72000 | 2.3 | 1917.5 | Yes
207574245 | ComfortStar | CSCVA-APV096-4AH | Mixed Ducted and Non-Ducted Indoor Units | 92000 | 12.05 | 23 | 103000 | 3.68 | 72000 | 2.38 | 1917.5 | Yes
207574207 | ComfortStar | CSCVA-APV096-9AB | Non-Ducted Indoor Units | 92000 | 12.4 | 23.5 | 103000 | 3.8 | 72000 | 2.46 | 1917.5 | Yes
207574208 | ComfortStar | CSCVA-APV096-9AB | Ducted Indoor Units | 92000 | 11.7 | 22.5 | 103000 | 3.57 | 72000 | 2.3 | 1917.5 | Yes
207574209 | ComfortStar | CSCVA-APV096-9AB | Mixed Ducted and Non-Ducted Indoor Units | 92000 | 12.05 | 23 | 103000 | 3.68 | 72000 | 2.38 | 1917.5 | Yes
207574231 | ComfortStar | CSCVA-APV096-9AH | Non-Ducted Indoor Units | 92000 | 12.4 | 23.5 | 103000 | 3.8 | 72000 | 2.46 | 1917.5 | Yes
207574232 | ComfortStar | CSCVA-APV096-9AH | Ducted Indoor Units | 92000 | 11.7 | 22.5 | 103000 | 3.57 | 72000 | 2.3 | 1917.5 | Yes
207574233 | ComfortStar | CSCVA-APV096-9AH | Mixed Ducted and Non-Ducted Indoor Units | 92000 | 12.05 | 23 | 103000 | 3.68 | 72000 | 2.38 | 1917.5 | Yes
208758285 | Cooper & Hunter | CHV6-240URB | Ducted Indoor Units | 228000 | 11.1 | 20.4 | 252000 | 3.35 | 162000 | 2.32 | 4750 | Yes
208758264 | Cooper & Hunter | CHV6-072URB | Ducted Indoor Units | 69000 | 12.15 | 23.6 | 75000 | 3.51 | 52500 | 2.32 | 1437.5 | Yes
208758265 | Cooper & Hunter | CHV6-072URB | Non-Ducted Indoor Units | 69000 | 14.8 | 31.3 | 75000 | 4.15 | 52500 | 2.69 | 1437.5 | Yes
208758266 | Cooper & Hunter | CHV6-072URB | Mixed Ducted and Non-Ducted Indoor Units | 69000 | 13.47 | 27.45 | 75000 | 3.83 | 52500 | 2.5 | 1437.5 | Yes
208758267 | Cooper & Hunter | CHV6-096URB | Ducted Indoor Units | 92000 | 11.8 | 23.4 | 100000 | 3.68 | 70000 | 2.39 | 1917.5 | Yes
208758268 | Cooper & Hunter | CHV6-096URB | Non-Ducted Indoor Units | 92000 | 14.05 | 32 | 100000 | 4.1 | 70000 | 2.65 | 1917.5 | Yes
208758269 | Cooper & Hunter | CHV6-096URB | Mixed Ducted and Non-Ducted Indoor Units | 92000 | 12.92 | 27.7 | 100000 | 3.89 | 70000 | 2.52 | 1917.5 | Yes
208758270 | Cooper & Hunter | CHV6-120URB | Ducted Indoor Units | 114000 | 11.8 | 23.2 | 126000 | 3.53 | 81000 | 2.39 | 2375 | Yes
208758271 | Cooper & Hunter | CHV6-120URB | Non-Ducted Indoor Units | 114000 | 13.9 | 31.65 | 126000 | 4.3 | 81000 | 2.81 | 2375 | Yes
208758272 | Cooper & Hunter | CHV6-120URB | Mixed Ducted and Non-Ducted Indoor Units | 114000 | 12.85 | 27.42 | 126000 | 3.91 | 81000 | 2.6 | 2375 | Yes
208758289 | Cooper & Hunter | CHV6-264URB | Non-Ducted Indoor Units | 252000 | 11.5 | 20.9 | 276000 | 3.59 | 186000 | 2.41 | 5250 | Yes
208758290 | Cooper & Hunter | CHV6-264URB | Mixed Ducted and Non-Ducted Indoor Units | 252000 | 11 | 20.2 | 276000 | 3.43 | 186000 | 2.35 | 5250 | Yes
208758292 | Cooper & Hunter | CHV6-288URB | Non-Ducted Indoor Units | 276000 | 10.8 | 20.5 | 300000 | 3.33 | 210000 | 2.29 | 5750 | Yes
208758307 | Cooper & Hunter | CHV6-408URB | Non-Ducted Indoor Units | 388000 | 11 | 18.1 | 426000 | 3.4 | 290000 | 2.36 | 8082.5 | Yes
208758308 | Cooper & Hunter | CHV6-408URB | Mixed Ducted and Non-Ducted Indoor Units | 388000 | 10.7 | 18.1 | 426000 | 3.3 | 290000 | 2.32 | 8082.5 | Yes
208758310 | Cooper & Hunter | CHV6-432URB | Non-Ducted Indoor Units | 414000 | 10.8 | 18.3 | 450000 | 3.33 | 314000 | 2.29 | 8625 | Yes
208758282 | Cooper & Hunter | CHV6-216URB | Ducted Indoor Units | 206000 | 11.1 | 20.7 | 226000 | 3.4 | 150000 | 2.32 | 4292.5 | Yes
208758287 | Cooper & Hunter | CHV6-240URB | Mixed Ducted and Non-Ducted Indoor Units | 228000 | 11.75 | 21.6 | 252000 | 3.65 | 162000 | 2.45 | 4750 | Yes
208758284 | Cooper & Hunter | CHV6-216URB | Mixed Ducted and Non-Ducted Indoor Units | 206000 | 11.75 | 21.95 | 226000 | 3.64 | 150000 | 2.42 | 4292.5 | Yes
208758286 | Cooper & Hunter | CHV6-240URB | Non-Ducted Indoor Units | 228000 | 12.4 | 22.8 | 252000 | 3.96 | 162000 | 2.59 | 4750 | Yes
208758283 | Cooper & Hunter | CHV6-216URB | Non-Ducted Indoor Units | 206000 | 12.4 | 23.2 | 226000 | 3.88 | 150000 | 2.52 | 4292.5 | Yes
208758278 | Cooper & Hunter | CHV6-168URB | Mixed Ducted and Non-Ducted Indoor Units | 160000 | 11.42 | 24.15 | 170000 | 3.35 | 115000 | 2.22 | 3332.5 | Yes
208758275 | Cooper & Hunter | CHV6-144URB | Mixed Ducted and Non-Ducted Indoor Units | 138000 | 11.47 | 24.45 | 150000 | 3.44 | 105000 | 2.41 | 2875 | Yes
208758281 | Cooper & Hunter | CHV6-192URB | Mixed Ducted and Non-Ducted Indoor Units | 184000 | 11.62 | 24.7 | 200000 | 3.39 | 140000 | 2.42 | 3832.5 | Yes
208758277 | Cooper & Hunter | CHV6-168URB | Non-Ducted Indoor Units | 160000 | 11.85 | 25.95 | 170000 | 3.49 | 115000 | 2.35 | 3332.5 | Yes
208758280 | Cooper & Hunter | CHV6-192URB | Non-Ducted Indoor Units | 184000 | 11.85 | 26.4 | 200000 | 3.51 | 140000 | 2.51 | 3832.5 | Yes
208758274 | Cooper & Hunter | CHV6-144URB | Non-Ducted Indoor Units | 138000 | 12.1 | 27.4 | 150000 | 3.61 | 105000 | 2.48 | 2875 | Yes
202021873 | DAIKIN | RXLQ144TATJ* | Ducted Indoor Units | 138000 | 12.4 | 18.2 | 154000 | 3.56 | 131000 | 2.21 | 2875 | Yes
202021875 | DAIKIN | RXLQ144TAYC* | Ducted Indoor Units | 138000 | 12.4 | 18.2 | 154000 | 3.56 | 131000 | 2.21 | 2875 | Yes
202021874 | DAIKIN | RXLQ144TAYD* | Ducted Indoor Units | 138000 | 12.4 | 18.2 | 154000 | 3.56 | 131000 | 2.21 | 2875 | Yes
7064754 | DAIKIN | RXYQ240TTJU | Ducted Indoor Units | 228000 | 11.6 | 18.4 | 256000 | 3.55 | 172000 | 2.43 | 4750 | Yes
7064755 | DAIKIN | RXYQ240TYDN | Ducted Indoor Units | 228000 | 11.6 | 18.4 | 256000 | 3.55 | 172000 | 2.43 | 4750 | Yes
10515243 | DAIKIN | RELQ144TATJ* | Ducted Indoor Units | 138000 | 12.6 | 18.6 | 154000 | 3.55 | 131000 | 2.2 | 2875 | Yes
10103126 | DAIKIN | RELQ144TAYC* | Ducted Indoor Units | 138000 | 12.6 | 18.6 | 154000 | 3.55 | 131000 | 2.2 | 2875 | Yes
10515244 | DAIKIN | RELQ144TAYD* | Ducted Indoor Units | 138000 | 12.6 | 18.6 | 154000 | 3.55 | 131000 | 2.2 | 2875 | Yes
10515245 | DAIKIN | RELQ240TATJ* | Ducted Indoor Units | 228000 | 11.7 | 18.6 | 256000 | 3.49 | 218000 | 2.13 | 4750 | Yes
10103128 | DAIKIN | RELQ240TAYC* | Ducted Indoor Units | 228000 | 11.7 | 18.6 | 256000 | 3.49 | 218000 | 2.13 | 4750 | Yes
10515246 | DAIKIN | RELQ240TAYD* | Ducted Indoor Units | 228000 | 11.7 | 18.6 | 256000 | 3.49 | 218000 | 2.13 | 4750 | Yes
10103138 | DAIKIN | REYQ144TAYC* | Ducted Indoor Units | 138000 | 11.3 | 18.6 | 154000 | 3.42 | 109000 | 2.12 | 2875 | Yes
10103142 | DAIKIN | REYQ240TAYC* | Ducted Indoor Units | 228000 | 11.4 | 18.6 | 256000 | 3.39 | 182000 | 2.16 | 4750 | Yes
202021879 | DAIKIN | RXLQ240TATJ* | Ducted Indoor Units | 228000 | 11.5 | 18.6 | 256000 | 3.53 | 218000 | 2.13 | 4750 | Yes
202021881 | DAIKIN | RXLQ240TAYC* | Ducted Indoor Units | 228000 | 11.5 | 18.6 | 256000 | 3.53 | 218000 | 2.13 | 4750 | Yes
202021880 | DAIKIN | RXLQ240TAYD* | Ducted Indoor Units | 228000 | 11.5 | 18.6 | 256000 | 3.53 | 218000 | 2.13 | 4750 | Yes
202021876 | DAIKIN | RXLQ192TATJ* | Ducted Indoor Units | 184000 | 12.5 | 18.8 | 206000 | 3.61 | 176000 | 2.16 | 3832.5 | Yes
202021878 | DAIKIN | RXLQ192TAYC* | Ducted Indoor Units | 184000 | 12.5 | 18.8 | 206000 | 3.61 | 176000 | 2.16 | 3832.5 | Yes
202021877 | DAIKIN | RXLQ192TAYD* | Ducted Indoor Units | 184000 | 12.5 | 18.8 | 206000 | 3.61 | 176000 | 2.16 | 3832.5 | Yes
10515259 | DAIKIN | RELQ192TATJ* | Ducted Indoor Units | 184000 | 12.7 | 19 | 206000 | 3.57 | 176000 | 2.15 | 3832.5 | Yes
10103127 | DAIKIN | RELQ192TAYC* | Ducted Indoor Units | 184000 | 12.7 | 19 | 206000 | 3.57 | 176000 | 2.15 | 3832.5 | Yes
10515260 | DAIKIN | RELQ192TAYD* | Ducted Indoor Units | 184000 | 12.7 | 19 | 206000 | 3.57 | 176000 | 2.15 | 3832.5 | Yes
202021887 | DAIKIN | RXYQ216TAYC* | Ducted Indoor Units | 206000 | 11.3 | 19.1 | 232000 | 3.58 | 164000 | 2.22 | 4292.5 | Yes
205234834 | DAIKIN | RXYQ216XAYC* | Ducted Indoor Units | 206000 | 11.3 | 19.1 | 232000 | 3.58 | 164000 | 2.22 | 4292.5 | Yes
202021886 | DAIKIN | RXYQ192TAYC* | Ducted Indoor Units | 184000 | 11.8 | 19.2 | 206000 | 3.72 | 150000 | 2.39 | 3832.5 | Yes
205234833 | DAIKIN | RXYQ192XAYC* | Ducted Indoor Units | 184000 | 11.8 | 19.2 | 206000 | 3.72 | 150000 | 2.39 | 3832.5 | Yes
10103141 | DAIKIN | REYQ216TAYC* | Ducted Indoor Units | 206000 | 11.6 | 19.6 | 232000 | 3.52 | 164000 | 2.2 | 4292.5 | Yes
7064759 | DAIKIN | RXYQ240TTJU | Mixed Ducted and Non-Ducted Indoor Units | 228000 | 11.55 | 19.6 | 256000 | 3.59 | 172000 | 2.52 | 4750 | Yes
7064760 | DAIKIN | RXYQ240TYDN | Mixed Ducted and Non-Ducted Indoor Units | 228000 | 11.55 | 19.6 | 256000 | 3.59 | 172000 | 2.52 | 4750 | Yes
10103140 | DAIKIN | REYQ192TAYC* | Ducted Indoor Units | 184000 | 12.6 | 19.7 | 206000 | 3.67 | 150000 | 2.37 | 3832.5 | Yes
9989819 | DAIKIN | REYQ240TATJ* | Ducted Indoor Units | 228000 | 11.6 | 19.8 | 250000 | 3.51 | 178000 | 2.09 | 4750 | Yes
9989820 | DAIKIN | REYQ240TAYD* | Ducted Indoor Units | 228000 | 11.6 | 19.8 | 250000 | 3.51 | 178000 | 2.09 | 4750 | Yes
7628639 | DAIKIN | REYQ240TTJU | Ducted Indoor Units | 222000 | 11.6 | 19.8 | 250000 | 3.55 | 178000 | 2.31 | 4625 | Yes
7628640 | DAIKIN | REYQ240TYDN | Ducted Indoor Units | 222000 | 11.6 | 19.8 | 250000 | 3.55 | 178000 | 2.31 | 4625 | Yes
202022828 | DAIKIN | RXLQ240TATJ* | Mixed Ducted and Non-Ducted Indoor Units | 228000 | 11.8 | 19.8 | 256000 | 3.65 | 218000 | 2.17 | 4750 | Yes
202022830 | DAIKIN | RXLQ240TAYC* | Mixed Ducted and Non-Ducted Indoor Units | 228000 | 11.8 | 19.8 | 256000 | 3.65 | 218000 | 2.17 | 4750 | Yes
202022829 | DAIKIN | RXLQ240TAYD* | Mixed Ducted and Non-Ducted Indoor Units | 228000 | 11.8 | 19.8 | 256000 | 3.65 | 218000 | 2.17 | 4750 | Yes
10515255 | DAIKIN | RELQ240TATJ* | Mixed Ducted and Non-Ducted Indoor Units | 228000 | 12 | 19.85 | 256000 | 3.58 | 218000 | 2.16 | 4750 | Yes
10103134 | DAIKIN | RELQ240TAYC* | Mixed Ducted and Non-Ducted Indoor Units | 228000 | 12 | 19.85 | 256000 | 3.58 | 218000 | 2.16 | 4750 | Yes
10515256 | DAIKIN | RELQ240TAYD* | Mixed Ducted and Non-Ducted Indoor Units | 228000 | 12 | 19.85 | 256000 | 3.58 | 218000 | 2.16 | 4750 | Yes
10103156 | DAIKIN | REYQ240TAYC* | Mixed Ducted and Non-Ducted Indoor Units | 228000 | 11.5 | 19.85 | 256000 | 3.53 | 182000 | 2.25 | 4750 | Yes
203334993 | DAIKIN | REYQ240XATJ* | Ducted Indoor Units | 228000 | 11.7 | 20 | 256000 | 3.39 | 182000 | 2.16 | 4750 | Yes
203335027 | DAIKIN | REYQ240XAYC* | Ducted Indoor Units | 228000 | 11.7 | 20 | 256000 | 3.39 | 182000 | 2.16 | 4750 | Yes
203335010 | DAIKIN | REYQ240XAYD* | Ducted Indoor Units | 228000 | 11.7 | 20 | 256000 | 3.39 | 182000 | 2.16 | 4750 | Yes
7041913 | DAIKIN | RXYQ216TTJU | Ducted Indoor Units | 206000 | 11.7 | 20 | 230000 | 3.65 | 158000 | 2.48 | 4292.5 | Yes
7041914 | DAIKIN | RXYQ216TYDN | Ducted Indoor Units | 206000 | 11.7 | 20 | 230000 | 3.65 | 158000 | 2.48 | 4292.5 | Yes
202022802 | DAIKIN | RXYQ144TAYC* | Mixed Ducted and Non-Ducted Indoor Units | 138000 | 11.15 | 20.2 | 154000 | 3.65 | 109000 | 2.17 | 2875 | Yes
205234863 | DAIKIN | RXYQ144XAYC* | Mixed Ducted and Non-Ducted Indoor Units | 138000 | 11.15 | 20.2 | 154000 | 3.65 | 109000 | 2.17 | 2875 | Yes
7042721 | DAIKIN | RXYQ216TTJU | Mixed Ducted and Non-Ducted Indoor Units | 206000 | 11.65 | 20.25 | 230000 | 3.74 | 158000 | 2.55 | 4292.5 | Yes
7042722 | DAIKIN | RXYQ216TYDN | Mixed Ducted and Non-Ducted Indoor Units | 206000 | 11.65 | 20.25 | 230000 | 3.74 | 158000 | 2.55 | 4292.5 | Yes
202022822 | DAIKIN | RXLQ144TATJ* | Mixed Ducted and Non-Ducted Indoor Units | 138000 | 12.55 | 20.3 | 154000 | 3.71 | 131000 | 2.21 | 2875 | Yes
202022824 | DAIKIN | RXLQ144TAYC* | Mixed Ducted and Non-Ducted Indoor Units | 138000 | 12.55 | 20.3 | 154000 | 3.71 | 131000 | 2.21 | 2875 | Yes
202022823 | DAIKIN | RXLQ144TAYD* | Mixed Ducted and Non-Ducted Indoor Units | 138000 | 12.55 | 20.3 | 154000 | 3.71 | 131000 | 2.21 | 2875 | Yes
202022825 | DAIKIN | RXLQ192TATJ* | Mixed Ducted and Non-Ducted Indoor Units | 184000 | 12.4 | 20.4 | 206000 | 3.75 | 176000 | 2.19 | 3832.5 | Yes
202022827 | DAIKIN | RXLQ192TAYC* | Mixed Ducted and Non-Ducted Indoor Units | 184000 | 12.4 | 20.4 | 206000 | 3.75 | 176000 | 2.19 | 3832.5 | Yes
202022826 | DAIKIN | RXLQ192TAYD* | Mixed Ducted and Non-Ducted Indoor Units | 184000 | 12.4 | 20.4 | 206000 | 3.75 | 176000 | 2.19 | 3832.5 | Yes
202022805 | DAIKIN | RXYQ216TAYC* | Mixed Ducted and Non-Ducted Indoor Units | 206000 | 11.55 | 20.4 | 232000 | 3.71 | 164000 | 2.28 | 4292.5 | Yes
205234866 | DAIKIN | RXYQ216XAYC* | Mixed Ducted and Non-Ducted Indoor Units | 206000 | 11.55 | 20.4 | 232000 | 3.71 | 164000 | 2.28 | 4292.5 | Yes
10515251 | DAIKIN | RELQ120TATJ* | Mixed Ducted and Non-Ducted Indoor Units | 114000 | 13.05 | 21.5 | 129000 | 3.74 | 110000 | 2.25 | 2375 | Yes
10515231 | DAIKIN | RELQ120TATJ* | Non-Ducted Indoor Units | 114000 | 13.7 | 23.4 | 129000 | 3.98 | 110000 | 2.25 | 2375 | Yes
10103104 | DAIKIN | RELQ120TAYC* | Non-Ducted Indoor Units | 114000 | 13.7 | 23.4 | 129000 | 3.98 | 110000 | 2.25 | 2375 | Yes
10103131 | DAIKIN | RELQ120TAYC* | Mixed Ducted and Non-Ducted Indoor Units | 114000 | 13.05 | 21.5 | 129000 | 3.74 | 110000 | 2.25 | 2375 | Yes
10515252 | DAIKIN | RELQ120TAYD* | Mixed Ducted and Non-Ducted Indoor Units | 114000 | 13.05 | 21.5 | 129000 | 3.74 | 110000 | 2.25 | 2375 | Yes
10515232 | DAIKIN | RELQ120TAYD* | Non-Ducted Indoor Units | 114000 | 13.7 | 23.4 | 129000 | 3.98 | 110000 | 2.25 | 2375 | Yes
10515237 | DAIKIN | RELQ72TATJ* | Ducted Indoor Units | 69000 | 13.7 | 20.8 | 77000 | 3.68 | 58000 | 2.3 | 1437.5 | Yes
10515247 | DAIKIN | RELQ72TATJ* | Mixed Ducted and Non-Ducted Indoor Units | 69000 | 14.75 | 22.4 | 77000 | 3.99 | 58000 | 2.4 | 1437.5 | Yes
10515227 | DAIKIN | RELQ72TATJ* | Non-Ducted Indoor Units | 69000 | 15.8 | 24 | 77000 | 4.3 | 58000 | 2.5 | 1437.5 | Yes
10103102 | DAIKIN | RELQ72TAYC* | Non-Ducted Indoor Units | 69000 | 15.8 | 24 | 77000 | 4.3 | 58000 | 2.5 | 1437.5 | Yes
10103123 | DAIKIN | RELQ72TAYC* | Ducted Indoor Units | 69000 | 13.7 | 20.8 | 77000 | 3.68 | 58000 | 2.3 | 1437.5 | Yes
10103129 | DAIKIN | RELQ72TAYC* | Mixed Ducted and Non-Ducted Indoor Units | 69000 | 14.75 | 22.4 | 77000 | 3.99 | 58000 | 2.4 | 1437.5 | Yes
10515238 | DAIKIN | RELQ72TAYD* | Ducted Indoor Units | 69000 | 13.7 | 20.8 | 77000 | 3.68 | 58000 | 2.3 | 1437.5 | Yes
10515248 | DAIKIN | RELQ72TAYD* | Mixed Ducted and Non-Ducted Indoor Units | 69000 | 14.75 | 22.4 | 77000 | 3.99 | 58000 | 2.4 | 1437.5 | Yes
10515228 | DAIKIN | RELQ72TAYD* | Non-Ducted Indoor Units | 69000 | 15.8 | 24 | 77000 | 4.3 | 58000 | 2.5 | 1437.5 | Yes
10515249 | DAIKIN | RELQ96TATJ* | Mixed Ducted and Non-Ducted Indoor Units | 92000 | 13.9 | 21.95 | 103000 | 3.82 | 86000 | 2.37 | 1917.5 | Yes
10515229 | DAIKIN | RELQ96TATJ* | Non-Ducted Indoor Units | 92000 | 15.3 | 24.8 | 103000 | 4.23 | 86000 | 2.5 | 1917.5 | Yes
10103103 | DAIKIN | RELQ96TAYC* | Non-Ducted Indoor Units | 92000 | 15.3 | 24.8 | 103000 | 4.23 | 86000 | 2.5 | 1917.5 | Yes
10103130 | DAIKIN | RELQ96TAYC* | Mixed Ducted and Non-Ducted Indoor Units | 92000 | 13.9 | 21.95 | 103000 | 3.82 | 86000 | 2.37 | 1917.5 | Yes
10515250 | DAIKIN | RELQ96TAYD* | Mixed Ducted and Non-Ducted Indoor Units | 92000 | 13.9 | 21.95 | 103000 | 3.82 | 86000 | 2.37 | 1917.5 | Yes
10515230 | DAIKIN | RELQ96TAYD* | Non-Ducted Indoor Units | 92000 | 15.3 | 24.8 | 103000 | 4.23 | 86000 | 2.5 | 1917.5 | Yes
207776293 | DAIKIN | REYQ120AATJ* | Non-Ducted Indoor Units | 114000 | 13.2 | 27.5 | 129000 | 4 | 95000 | 2.38 | 2375 | Yes
207776329 | DAIKIN | REYQ120AATJ* | Ducted Indoor Units | 114000 | 12.4 | 23.5 | 129000 | 3.48 | 95000 | 2.25 | 2375 | Yes
207776365 | DAIKIN | REYQ120AATJ* | Mixed Ducted and Non-Ducted Indoor Units | 114000 | 12.8 | 25.5 | 129000 | 3.74 | 95000 | 2.31 | 2375 | Yes
207776311 | DAIKIN | REYQ120AAYD* | Non-Ducted Indoor Units | 114000 | 13.2 | 27.5 | 129000 | 4 | 95000 | 2.38 | 2375 | Yes
207776347 | DAIKIN | REYQ120AAYD* | Ducted Indoor Units | 114000 | 12.4 | 23.5 | 129000 | 3.48 | 95000 | 2.25 | 2375 | Yes
207776383 | DAIKIN | REYQ120AAYD* | Mixed Ducted and Non-Ducted Indoor Units | 114000 | 12.8 | 25.5 | 129000 | 3.74 | 95000 | 2.31 | 2375 | Yes
9989843 | DAIKIN | REYQ120TATJ* | Mixed Ducted and Non-Ducted Indoor Units | 114000 | 12.5 | 24 | 126000 | 3.75 | 81000 | 2.35 | 2375 | Yes
9989442 | DAIKIN | REYQ120TATJ* | Non-Ducted Indoor Units | 114000 | 12.9 | 25.4 | 126000 | 4 | 81000 | 2.45 | 2375 | Yes
9989788 | DAIKIN | REYQ120TATJ* | Ducted Indoor Units | 114000 | 12.1 | 22.6 | 126000 | 3.51 | 81000 | 2.25 | 2375 | Yes
10103110 | DAIKIN | REYQ120TAYC* | Non-Ducted Indoor Units | 114000 | 13.1 | 23.4 | 129000 | 3.81 | 88000 | 2.54 | 2375 | Yes
10103151 | DAIKIN | REYQ120TAYC* | Mixed Ducted and Non-Ducted Indoor Units | 114000 | 12.55 | 21.5 | 129000 | 3.64 | 88000 | 2.41 | 2375 | Yes
9989844 | DAIKIN | REYQ120TAYD* | Mixed Ducted and Non-Ducted Indoor Units | 114000 | 12.5 | 24 | 126000 | 3.75 | 81000 | 2.35 | 2375 | Yes
9989779 | DAIKIN | REYQ120TAYD* | Non-Ducted Indoor Units | 114000 | 12.9 | 25.4 | 126000 | 4 | 81000 | 2.45 | 2375 | Yes
9989789 | DAIKIN | REYQ120TAYD* | Ducted Indoor Units | 114000 | 12.1 | 22.6 | 126000 | 3.51 | 81000 | 2.25 | 2375 | Yes
7629581 | DAIKIN | REYQ120TTJU | Mixed Ducted and Non-Ducted Indoor Units | 111000 | 13.25 | 24 | 126000 | 3.74 | 86000 | 2.43 | 2312.5 | Yes
7628550 | DAIKIN | REYQ120TTJU | Non-Ducted Indoor Units | 111000 | 13.9 | 25.4 | 126000 | 3.98 | 86000 | 2.54 | 2312.5 | Yes
7628621 | DAIKIN | REYQ120TTJU | Ducted Indoor Units | 111000 | 12.6 | 22.6 | 126000 | 3.51 | 86000 | 2.32 | 2312.5 | Yes
7629584 | DAIKIN | REYQ120TYDN | Mixed Ducted and Non-Ducted Indoor Units | 111000 | 13.25 | 24 | 126000 | 3.74 | 86000 | 2.43 | 2312.5 | Yes
7628553 | DAIKIN | REYQ120TYDN | Non-Ducted Indoor Units | 111000 | 13.9 | 25.4 | 126000 | 3.98 | 86000 | 2.54 | 2312.5 | Yes
7628623 | DAIKIN | REYQ120TYDN | Ducted Indoor Units | 111000 | 12.6 | 22.6 | 126000 | 3.51 | 86000 | 2.32 | 2312.5 | Yes
203364246 | DAIKIN | REYQ120XATJ* | Mixed Ducted and Non-Ducted Indoor Units | 114000 | 12.75 | 24.05 | 129000 | 3.64 | 88000 | 2.41 | 2375 | Yes
203334938 | DAIKIN | REYQ120XATJ* | Non-Ducted Indoor Units | 114000 | 13.2 | 25.5 | 129000 | 3.81 | 88000 | 2.54 | 2375 | Yes
203334988 | DAIKIN | REYQ120XATJ* | Ducted Indoor Units | 114000 | 12.3 | 22.6 | 129000 | 3.48 | 88000 | 2.28 | 2375 | Yes
203335022 | DAIKIN | REYQ120XAYC* | Ducted Indoor Units | 114000 | 12.3 | 22.6 | 129000 | 3.48 | 88000 | 2.28 | 2375 | Yes
203364280 | DAIKIN | REYQ120XAYC* | Mixed Ducted and Non-Ducted Indoor Units | 114000 | 12.75 | 24.05 | 129000 | 3.64 | 88000 | 2.41 | 2375 | Yes
203334972 | DAIKIN | REYQ120XAYC* | Non-Ducted Indoor Units | 114000 | 13.2 | 25.5 | 129000 | 3.81 | 88000 | 2.54 | 2375 | Yes
203364263 | DAIKIN | REYQ120XAYD* | Mixed Ducted and Non-Ducted Indoor Units | 114000 | 12.75 | 24.05 | 129000 | 3.64 | 88000 | 2.41 | 2375 | Yes
203334955 | DAIKIN | REYQ120XAYD* | Non-Ducted Indoor Units | 114000 | 13.2 | 25.5 | 129000 | 3.81 | 88000 | 2.54 | 2375 | Yes
203335005 | DAIKIN | REYQ120XAYD* | Ducted Indoor Units | 114000 | 12.3 | 22.6 | 129000 | 3.48 | 88000 | 2.28 | 2375 | Yes
7041915 | DAIKIN | RXYQ216TTJU | Non-Ducted Indoor Units | 206000 | 11.6 | 20.5 | 230000 | 3.83 | 158000 | 2.62 | 4292.5 | Yes
7041916 | DAIKIN | RXYQ216TYDN | Non-Ducted Indoor Units | 206000 | 11.6 | 20.5 | 230000 | 3.83 | 158000 | 2.62 | 4292.5 | Yes
7628952 | DAIKIN | REYQ144TTJU | Non-Ducted Indoor Units | 134000 | 12.9 | 24.2 | 150000 | 3.81 | 106000 | 2.56 | 2792.5 | Yes
7628979 | DAIKIN | REYQ144TTJU | Ducted Indoor Units | 134000 | 11.9 | 22.2 | 150000 | 3.55 | 106000 | 2.35 | 2792.5 | Yes
7629586 | DAIKIN | REYQ144TTJU | Mixed Ducted and Non-Ducted Indoor Units | 134000 | 12.4 | 23.2 | 150000 | 3.68 | 106000 | 2.45 | 2792.5 | Yes
7628953 | DAIKIN | REYQ144TYDN | Non-Ducted Indoor Units | 134000 | 12.9 | 24.2 | 150000 | 3.81 | 106000 | 2.56 | 2792.5 | Yes
7628982 | DAIKIN | REYQ144TYDN | Ducted Indoor Units | 134000 | 11.9 | 22.2 | 150000 | 3.55 | 106000 | 2.35 | 2792.5 | Yes
7629589 | DAIKIN | REYQ144TYDN | Mixed Ducted and Non-Ducted Indoor Units | 134000 | 12.4 | 23.2 | 150000 | 3.68 | 106000 | 2.45 | 2792.5 | Yes
10515253 | DAIKIN | RELQ144TATJ* | Mixed Ducted and Non-Ducted Indoor Units | 138000 | 12.75 | 20.55 | 154000 | 3.68 | 131000 | 2.2 | 2875 | Yes
10103132 | DAIKIN | RELQ144TAYC* | Mixed Ducted and Non-Ducted Indoor Units | 138000 | 12.75 | 20.55 | 154000 | 3.68 | 131000 | 2.2 | 2875 | Yes
10515254 | DAIKIN | RELQ144TAYD* | Mixed Ducted and Non-Ducted Indoor Units | 138000 | 12.75 | 20.55 | 154000 | 3.68 | 131000 | 2.2 | 2875 | Yes
10515261 | DAIKIN | RELQ192TATJ* | Mixed Ducted and Non-Ducted Indoor Units | 184000 | 12.6 | 20.55 | 206000 | 3.71 | 176000 | 2.17 | 3832.5 | Yes
10103133 | DAIKIN | RELQ192TAYC* | Mixed Ducted and Non-Ducted Indoor Units | 184000 | 12.6 | 20.55 | 206000 | 3.71 | 176000 | 2.17 | 3832.5 | Yes
10515262 | DAIKIN | RELQ192TAYD* | Mixed Ducted and Non-Ducted Indoor Units | 184000 | 12.6 | 20.55 | 206000 | 3.71 | 176000 | 2.17 | 3832.5 | Yes
10103152 | DAIKIN | REYQ144TAYC* | Mixed Ducted and Non-Ducted Indoor Units | 138000 | 11.55 | 20.55 | 154000 | 3.58 | 109000 | 2.14 | 2875 | Yes
202022804 | DAIKIN | RXYQ192TAYC* | Mixed Ducted and Non-Ducted Indoor Units | 184000 | 12.1 | 20.55 | 206000 | 3.81 | 150000 | 2.45 | 3832.5 | Yes
205234865 | DAIKIN | RXYQ192XAYC* | Mixed Ducted and Non-Ducted Indoor Units | 184000 | 12.1 | 20.55 | 206000 | 3.81 | 150000 | 2.45 | 3832.5 | Yes
7041893 | DAIKIN | RXYQ192TTJU | Ducted Indoor Units | 184000 | 12.3 | 20.7 | 206000 | 3.6 | 134000 | 2.4 | 3832.5 | Yes
7041894 | DAIKIN | RXYQ192TYDN | Ducted Indoor Units | 184000 | 12.3 | 20.7 | 206000 | 3.6 | 134000 | 2.4 | 3832.5 | Yes
207776299 | DAIKIN | REYQ264AATJ* | Non-Ducted Indoor Units | 252000 | 12 | 23.9 | 282000 | 3.7 | 190000 | 2.35 | 5250 | Yes
207776371 | DAIKIN | REYQ264AATJ* | Mixed Ducted and Non-Ducted Indoor Units | 252000 | 11.3 | 21.55 | 282000 | 3.45 | 190000 | 2.22 | 5250 | Yes
207776317 | DAIKIN | REYQ264AAYD* | Non-Ducted Indoor Units | 252000 | 12 | 23.9 | 282000 | 3.7 | 190000 | 2.35 | 5250 | Yes
207776389 | DAIKIN | REYQ264AAYD* | Mixed Ducted and Non-Ducted Indoor Units | 252000 | 11.3 | 21.55 | 282000 | 3.45 | 190000 | 2.22 | 5250 | Yes
9989855 | DAIKIN | REYQ264TATJ* | Mixed Ducted and Non-Ducted Indoor Units | 252000 | 11 | 20.1 | 274000 | 3.37 | 196000 | 2.2 | 5250 | Yes
9989800 | DAIKIN | REYQ264TATJ* | Non-Ducted Indoor Units | 252000 | 11.6 | 21.6 | 274000 | 3.55 | 196000 | 2.33 | 5250 | Yes
10103116 | DAIKIN | REYQ264TAYC* | Non-Ducted Indoor Units | 252000 | 11.2 | 20.5 | 282000 | 3.62 | 200000 | 2.22 | 5250 | Yes
10103157 | DAIKIN | REYQ264TAYC* | Mixed Ducted and Non-Ducted Indoor Units | 252000 | 10.7 | 18.75 | 282000 | 3.41 | 200000 | 2.14 | 5250 | Yes
9989856 | DAIKIN | REYQ264TAYD* | Mixed Ducted and Non-Ducted Indoor Units | 252000 | 11 | 20.1 | 274000 | 3.37 | 196000 | 2.2 | 5250 | Yes
9989810 | DAIKIN | REYQ264TAYD* | Non-Ducted Indoor Units | 252000 | 11.6 | 21.6 | 274000 | 3.55 | 196000 | 2.33 | 5250 | Yes
7629610 | DAIKIN | REYQ264TTJU | Mixed Ducted and Non-Ducted Indoor Units | 246000 | 11.15 | 20.6 | 276000 | 3.46 | 196000 | 2.34 | 5125 | Yes
7628337 | DAIKIN | REYQ264TTJU | Ducted Indoor Units | 246000 | 10.5 | 19.6 | 276000 | 3.38 | 196000 | 2.26 | 5125 | Yes
7628572 | DAIKIN | REYQ264TTJU | Non-Ducted Indoor Units | 246000 | 11.8 | 21.6 | 276000 | 3.55 | 196000 | 2.42 | 5125 | Yes
7629612 | DAIKIN | REYQ264TYDN | Mixed Ducted and Non-Ducted Indoor Units | 246000 | 11.15 | 20.6 | 276000 | 3.46 | 196000 | 2.34 | 5125 | Yes
7628340 | DAIKIN | REYQ264TYDN | Ducted Indoor Units | 246000 | 10.5 | 19.6 | 276000 | 3.38 | 196000 | 2.26 | 5125 | Yes
7628574 | DAIKIN | REYQ264TYDN | Non-Ducted Indoor Units | 246000 | 11.8 | 21.6 | 276000 | 3.55 | 196000 | 2.42 | 5125 | Yes
203364252 | DAIKIN | REYQ264XATJ* | Mixed Ducted and Non-Ducted Indoor Units | 252000 | 10.8 | 19.8 | 282000 | 3.41 | 200000 | 2.14 | 5250 | Yes
203334944 | DAIKIN | REYQ264XATJ* | Non-Ducted Indoor Units | 252000 | 11.2 | 21.6 | 282000 | 3.62 | 200000 | 2.22 | 5250 | Yes
203364286 | DAIKIN | REYQ264XAYC* | Mixed Ducted and Non-Ducted Indoor Units | 252000 | 10.8 | 19.8 | 282000 | 3.41 | 200000 | 2.14 | 5250 | Yes
203334978 | DAIKIN | REYQ264XAYC* | Non-Ducted Indoor Units | 252000 | 11.2 | 21.6 | 282000 | 3.62 | 200000 | 2.22 | 5250 | Yes
203364269 | DAIKIN | REYQ264XAYD* | Mixed Ducted and Non-Ducted Indoor Units | 252000 | 10.8 | 19.8 | 282000 | 3.41 | 200000 | 2.14 | 5250 | Yes
203334961 | DAIKIN | REYQ264XAYD* | Non-Ducted Indoor Units | 252000 | 11.2 | 21.6 | 282000 | 3.62 | 200000 | 2.22 | 5250 | Yes
207776300 | DAIKIN | REYQ288AATJ* | Non-Ducted Indoor Units | 274000 | 12 | 23.2 | 294000 | 3.6 | 210000 | 2.41 | 5707.5 | Yes
207776372 | DAIKIN | REYQ288AATJ* | Mixed Ducted and Non-Ducted Indoor Units | 274000 | 11.5 | 21.25 | 294000 | 3.43 | 210000 | 2.27 | 5707.5 | Yes
207776318 | DAIKIN | REYQ288AAYD* | Non-Ducted Indoor Units | 274000 | 12 | 23.2 | 294000 | 3.6 | 210000 | 2.41 | 5707.5 | Yes
207776390 | DAIKIN | REYQ288AAYD* | Mixed Ducted and Non-Ducted Indoor Units | 274000 | 11.5 | 21.25 | 294000 | 3.43 | 210000 | 2.27 | 5707.5 | Yes
9989857 | DAIKIN | REYQ288TATJ* | Mixed Ducted and Non-Ducted Indoor Units | 274000 | 10.85 | 19.45 | 288000 | 3.35 | 210000 | 2.27 | 5707.5 | Yes
9989801 | DAIKIN | REYQ288TATJ* | Non-Ducted Indoor Units | 274000 | 11.4 | 21 | 288000 | 3.51 | 210000 | 2.41 | 5707.5 | Yes
10103117 | DAIKIN | REYQ288TAYC* | Non-Ducted Indoor Units | 274000 | 11 | 20.3 | 294000 | 3.51 | 208000 | 2.2 | 5707.5 | Yes
10103158 | DAIKIN | REYQ288TAYC* | Mixed Ducted and Non-Ducted Indoor Units | 274000 | 10.65 | 18.85 | 294000 | 3.35 | 208000 | 2.13 | 5707.5 | Yes
9989858 | DAIKIN | REYQ288TAYD* | Mixed Ducted and Non-Ducted Indoor Units | 274000 | 10.85 | 19.45 | 288000 | 3.35 | 210000 | 2.27 | 5707.5 | Yes
9989811 | DAIKIN | REYQ288TAYD* | Non-Ducted Indoor Units | 274000 | 11.4 | 21 | 288000 | 3.51 | 210000 | 2.41 | 5707.5 | Yes
7629614 | DAIKIN | REYQ288TTJU | Mixed Ducted and Non-Ducted Indoor Units | 268000 | 11.35 | 20.5 | 300000 | 3.38 | 210000 | 2.32 | 5582.5 | Yes
7628576 | DAIKIN | REYQ288TTJU | Non-Ducted Indoor Units | 268000 | 11.8 | 21.4 | 300000 | 3.51 | 210000 | 2.41 | 5582.5 | Yes
7629617 | DAIKIN | REYQ288TYDN | Mixed Ducted and Non-Ducted Indoor Units | 268000 | 11.35 | 20.5 | 300000 | 3.38 | 210000 | 2.32 | 5582.5 | Yes
7628579 | DAIKIN | REYQ288TYDN | Non-Ducted Indoor Units | 268000 | 11.8 | 21.4 | 300000 | 3.51 | 210000 | 2.41 | 5582.5 | Yes
203364253 | DAIKIN | REYQ288XATJ* | Mixed Ducted and Non-Ducted Indoor Units | 274000 | 10.65 | 19.45 | 294000 | 3.35 | 208000 | 2.13 | 5707.5 | Yes
203334945 | DAIKIN | REYQ288XATJ* | Non-Ducted Indoor Units | 274000 | 11 | 21 | 294000 | 3.51 | 208000 | 2.2 | 5707.5 | Yes
203364287 | DAIKIN | REYQ288XAYC* | Mixed Ducted and Non-Ducted Indoor Units | 274000 | 10.65 | 19.45 | 294000 | 3.35 | 208000 | 2.13 | 5707.5 | Yes
203334979 | DAIKIN | REYQ288XAYC* | Non-Ducted Indoor Units | 274000 | 11 | 21 | 294000 | 3.51 | 208000 | 2.2 | 5707.5 | Yes
203364270 | DAIKIN | REYQ288XAYD* | Mixed Ducted and Non-Ducted Indoor Units | 274000 | 10.65 | 19.45 | 294000 | 3.35 | 208000 | 2.13 | 5707.5 | Yes
203334962 | DAIKIN | REYQ288XAYD* | Non-Ducted Indoor Units | 274000 | 11 | 21 | 294000 | 3.51 | 208000 | 2.2 | 5707.5 | Yes
207776301 | DAIKIN | REYQ312AATJ* | Non-Ducted Indoor Units | 296000 | 11.3 | 22.8 | 320000 | 3.6 | 230000 | 2.35 | 6167.5 | Yes
207776373 | DAIKIN | REYQ312AATJ* | Mixed Ducted and Non-Ducted Indoor Units | 296000 | 11.05 | 21 | 320000 | 3.42 | 230000 | 2.22 | 6167.5 | Yes
207776319 | DAIKIN | REYQ312AAYD* | Non-Ducted Indoor Units | 296000 | 11.3 | 22.8 | 320000 | 3.6 | 230000 | 2.35 | 6167.5 | Yes
207776391 | DAIKIN | REYQ312AAYD* | Mixed Ducted and Non-Ducted Indoor Units | 296000 | 11.05 | 21 | 320000 | 3.42 | 230000 | 2.22 | 6167.5 | Yes
9989859 | DAIKIN | REYQ312TATJ* | Mixed Ducted and Non-Ducted Indoor Units | 296000 | 10.5 | 19.1 | 306000 | 3.38 | 230000 | 2.22 | 6167.5 | Yes
9989802 | DAIKIN | REYQ312TATJ* | Non-Ducted Indoor Units | 296000 | 11 | 20.2 | 306000 | 3.57 | 230000 | 2.35 | 6167.5 | Yes
10103118 | DAIKIN | REYQ312TAYC* | Non-Ducted Indoor Units | 296000 | 10.1 | 19.4 | 320000 | 3.56 | 214000 | 2.09 | 6167.5 | Yes
10103159 | DAIKIN | REYQ312TAYC* | Mixed Ducted and Non-Ducted Indoor Units | 296000 | 9.9 | 18.2 | 320000 | 3.38 | 214000 | 2.07 | 6167.5 | Yes
9989860 | DAIKIN | REYQ312TAYD* | Mixed Ducted and Non-Ducted Indoor Units | 296000 | 10.5 | 19.1 | 306000 | 3.38 | 230000 | 2.22 | 6167.5 | Yes
9989812 | DAIKIN | REYQ312TAYD* | Non-Ducted Indoor Units | 296000 | 11 | 20.2 | 306000 | 3.57 | 230000 | 2.35 | 6167.5 | Yes
7629619 | DAIKIN | REYQ312TTJU | Mixed Ducted and Non-Ducted Indoor Units | 290000 | 10.95 | 19.6 | 326000 | 3.39 | 230000 | 2.32 | 6042.5 | Yes
7628581 | DAIKIN | REYQ312TTJU | Non-Ducted Indoor Units | 290000 | 11.3 | 20.2 | 326000 | 3.56 | 230000 | 2.41 | 6042.5 | Yes
7783690 | DAIKIN | REYQ312TYDN | Non-Ducted Indoor Units | 290000 | 11.3 | 20.2 | 326000 | 3.56 | 230000 | 2.41 | 6042.5 | Yes
7783693 | DAIKIN | REYQ312TYDN | Mixed Ducted and Non-Ducted Indoor Units | 290000 | 10.95 | 19.6 | 326000 | 3.39 | 230000 | 2.32 | 6042.5 | Yes
203364254 | DAIKIN | REYQ312XATJ* | Mixed Ducted and Non-Ducted Indoor Units | 296000 | 10 | 19.2 | 320000 | 3.38 | 214000 | 2.07 | 6167.5 | Yes
203334946 | DAIKIN | REYQ312XATJ* | Non-Ducted Indoor Units | 296000 | 10.1 | 20.4 | 320000 | 3.56 | 214000 | 2.09 | 6167.5 | Yes
203364288 | DAIKIN | REYQ312XAYC* | Mixed Ducted and Non-Ducted Indoor Units | 296000 | 10 | 19.2 | 320000 | 3.38 | 214000 | 2.07 | 6167.5 | Yes
203334980 | DAIKIN | REYQ312XAYC* | Non-Ducted Indoor Units | 296000 | 10.1 | 20.4 | 320000 | 3.56 | 214000 | 2.09 | 6167.5 | Yes
203364271 | DAIKIN | REYQ312XAYD* | Mixed Ducted and Non-Ducted Indoor Units | 296000 | 10 | 19.2 | 320000 | 3.38 | 214000 | 2.07 | 6167.5 | Yes
203334963 | DAIKIN | REYQ312XAYD* | Non-Ducted Indoor Units | 296000 | 10.1 | 20.4 | 320000 | 3.56 | 214000 | 2.09 | 6167.5 | Yes
207776302 | DAIKIN | REYQ336AATJ* | Non-Ducted Indoor Units | 320000 | 10.5 | 22.1 | 338000 | 3.6 | 238000 | 2.2 | 6667.5 | Yes
207776374 | DAIKIN | REYQ336AATJ* | Mixed Ducted and Non-Ducted Indoor Units | 320000 | 10.55 | 20.35 | 338000 | 3.41 | 238000 | 2.15 | 6667.5 | Yes
207776320 | DAIKIN | REYQ336AAYD* | Non-Ducted Indoor Units | 320000 | 10.5 | 22.1 | 338000 | 3.6 | 238000 | 2.2 | 6667.5 | Yes
207776392 | DAIKIN | REYQ336AAYD* | Mixed Ducted and Non-Ducted Indoor Units | 320000 | 10.55 | 20.35 | 338000 | 3.41 | 238000 | 2.15 | 6667.5 | Yes
9989861 | DAIKIN | REYQ336TATJ* | Mixed Ducted and Non-Ducted Indoor Units | 320000 | 9.95 | 18.15 | 316000 | 3.36 | 244000 | 2.11 | 6667.5 | Yes
9989803 | DAIKIN | REYQ336TATJ* | Non-Ducted Indoor Units | 320000 | 10.3 | 19 | 316000 | 3.53 | 244000 | 2.18 | 6667.5 | Yes
10103119 | DAIKIN | REYQ336TAYC* | Non-Ducted Indoor Units | 320000 | 9.8 | 19 | 338000 | 3.53 | 224000 | 2.12 | 6667.5 | Yes
9989862 | DAIKIN | REYQ336TAYD* | Mixed Ducted and Non-Ducted Indoor Units | 320000 | 9.95 | 18.15 | 316000 | 3.36 | 244000 | 2.11 | 6667.5 | Yes
9989813 | DAIKIN | REYQ336TAYD* | Non-Ducted Indoor Units | 320000 | 10.3 | 19 | 316000 | 3.53 | 244000 | 2.18 | 6667.5 | Yes
7629622 | DAIKIN | REYQ336TTJU | Mixed Ducted and Non-Ducted Indoor Units | 312000 | 10.35 | 18.6 | 352000 | 3.36 | 262000 | 2.12 | 6500 | Yes
7628585 | DAIKIN | REYQ336TTJU | Non-Ducted Indoor Units | 312000 | 10.7 | 19 | 352000 | 3.52 | 262000 | 2.18 | 6500 | Yes
7629623 | DAIKIN | REYQ336TYDN | Mixed Ducted and Non-Ducted Indoor Units | 312000 | 10.35 | 18.6 | 352000 | 3.36 | 262000 | 2.12 | 6500 | Yes
7628588 | DAIKIN | REYQ336TYDN | Non-Ducted Indoor Units | 312000 | 10.7 | 19 | 352000 | 3.52 | 262000 | 2.18 | 6500 | Yes
203364255 | DAIKIN | REYQ336XATJ* | Mixed Ducted and Non-Ducted Indoor Units | 320000 | 9.7 | 18.65 | 338000 | 3.36 | 224000 | 2.08 | 6667.5 | Yes
203334947 | DAIKIN | REYQ336XATJ* | Non-Ducted Indoor Units | 320000 | 9.9 | 20 | 338000 | 3.53 | 224000 | 2.12 | 6667.5 | Yes
203364289 | DAIKIN | REYQ336XAYC* | Mixed Ducted and Non-Ducted Indoor Units | 320000 | 9.7 | 18.65 | 338000 | 3.36 | 224000 | 2.08 | 6667.5 | Yes
203334981 | DAIKIN | REYQ336XAYC* | Non-Ducted Indoor Units | 320000 | 9.9 | 20 | 338000 | 3.53 | 224000 | 2.12 | 6667.5 | Yes
203364272 | DAIKIN | REYQ336XAYD* | Mixed Ducted and Non-Ducted Indoor Units | 320000 | 9.7 | 18.65 | 338000 | 3.36 | 224000 | 2.08 | 6667.5 | Yes
203334964 | DAIKIN | REYQ336XAYD* | Non-Ducted Indoor Units | 320000 | 9.9 | 20 | 338000 | 3.53 | 224000 | 2.12 | 6667.5 | Yes
207776303 | DAIKIN | REYQ360AATJ* | Non-Ducted Indoor Units | 342000 | 11.5 | 21 | 376000 | 3.6 | 270000 | 2.05 | 7125 | Yes
207776375 | DAIKIN | REYQ360AATJ* | Mixed Ducted and Non-Ducted Indoor Units | 342000 | 11.1 | 19.6 | 376000 | 3.4 | 270000 | 2.05 | 7125 | Yes
207776321 | DAIKIN | REYQ360AAYD* | Non-Ducted Indoor Units | 342000 | 11.5 | 21 | 376000 | 3.6 | 270000 | 2.05 | 7125 | Yes
207776393 | DAIKIN | REYQ360AAYD* | Mixed Ducted and Non-Ducted Indoor Units | 342000 | 11.1 | 19.6 | 376000 | 3.4 | 270000 | 2.05 | 7125 | Yes
9989863 | DAIKIN | REYQ360TATJ* | Mixed Ducted and Non-Ducted Indoor Units | 342000 | 10.75 | 19.2 | 376000 | 3.39 | 258000 | 2.16 | 7125 | Yes
9989804 | DAIKIN | REYQ360TATJ* | Non-Ducted Indoor Units | 342000 | 10.8 | 19.6 | 376000 | 3.52 | 258000 | 2.28 | 7125 | Yes
10103161 | DAIKIN | REYQ360TAYC* | Mixed Ducted and Non-Ducted Indoor Units | 342000 | 10.65 | 18.6 | 384000 | 3.38 | 270000 | 2.17 | 7125 | Yes
10103120 | DAIKIN | REYQ360TAYC* | Non-Ducted Indoor Units | 342000 | 10.8 | 19.6 | 384000 | 3.56 | 270000 | 2.25 | 7125 | Yes
9989864 | DAIKIN | REYQ360TAYD* | Mixed Ducted and Non-Ducted Indoor Units | 342000 | 10.75 | 19.2 | 376000 | 3.39 | 258000 | 2.16 | 7125 | Yes
9989814 | DAIKIN | REYQ360TAYD* | Non-Ducted Indoor Units | 342000 | 10.8 | 19.6 | 376000 | 3.52 | 258000 | 2.28 | 7125 | Yes
7628657 | DAIKIN | REYQ360TTJU | Ducted Indoor Units | 334000 | 11 | 20.1 | 376000 | 3.31 | 264000 | 2.17 | 6957.5 | Yes
7629626 | DAIKIN | REYQ360TTJU | Mixed Ducted and Non-Ducted Indoor Units | 334000 | 10.9 | 19.85 | 376000 | 3.41 | 264000 | 2.29 | 6957.5 | Yes
7628589 | DAIKIN | REYQ360TTJU | Non-Ducted Indoor Units | 334000 | 10.8 | 19.6 | 376000 | 3.51 | 264000 | 2.42 | 6957.5 | Yes
7628659 | DAIKIN | REYQ360TYDN | Ducted Indoor Units | 334000 | 11 | 20.1 | 376000 | 3.31 | 264000 | 2.17 | 6957.5 | Yes
7629628 | DAIKIN | REYQ360TYDN | Mixed Ducted and Non-Ducted Indoor Units | 334000 | 10.9 | 19.85 | 376000 | 3.41 | 264000 | 2.29 | 6957.5 | Yes
7628592 | DAIKIN | REYQ360TYDN | Non-Ducted Indoor Units | 334000 | 10.8 | 19.6 | 376000 | 3.51 | 264000 | 2.42 | 6957.5 | Yes
203364256 | DAIKIN | REYQ360XATJ* | Mixed Ducted and Non-Ducted Indoor Units | 342000 | 10.75 | 19.4 | 376000 | 3.38 | 270000 | 2.17 | 7125 | Yes
203334948 | DAIKIN | REYQ360XATJ* | Non-Ducted Indoor Units | 342000 | 10.9 | 20 | 376000 | 3.56 | 270000 | 2.25 | 7125 | Yes
203364290 | DAIKIN | REYQ360XAYC* | Mixed Ducted and Non-Ducted Indoor Units | 342000 | 10.75 | 19.4 | 376000 | 3.38 | 270000 | 2.17 | 7125 | Yes
203334982 | DAIKIN | REYQ360XAYC* | Non-Ducted Indoor Units | 342000 | 10.9 | 20 | 376000 | 3.56 | 270000 | 2.25 | 7125 | Yes
203364273 | DAIKIN | REYQ360XAYD* | Mixed Ducted and Non-Ducted Indoor Units | 342000 | 10.75 | 19.4 | 376000 | 3.38 | 270000 | 2.17 | 7125 | Yes
203334965 | DAIKIN | REYQ360XAYD* | Non-Ducted Indoor Units | 342000 | 10.9 | 20 | 376000 | 3.56 | 270000 | 2.25 | 7125 | Yes
207776304 | DAIKIN | REYQ384AATJ* | Non-Ducted Indoor Units | 364000 | 10.7 | 22 | 386000 | 3.4 | 280000 | 2.05 | 7582.5 | Yes
207776376 | DAIKIN | REYQ384AATJ* | Mixed Ducted and Non-Ducted Indoor Units | 364000 | 10.6 | 20.4 | 386000 | 3.32 | 280000 | 2.05 | 7582.5 | Yes
207776322 | DAIKIN | REYQ384AAYD* | Non-Ducted Indoor Units | 364000 | 10.7 | 22 | 386000 | 3.4 | 280000 | 2.05 | 7582.5 | Yes
207776394 | DAIKIN | REYQ384AAYD* | Mixed Ducted and Non-Ducted Indoor Units | 364000 | 10.6 | 20.4 | 386000 | 3.32 | 280000 | 2.05 | 7582.5 | Yes
207776305 | DAIKIN | REYQ408AATJ* | Non-Ducted Indoor Units | 388000 | 10.7 | 21.5 | 394000 | 3.4 | 294000 | 2.05 | 8082.5 | Yes
207776377 | DAIKIN | REYQ408AATJ* | Mixed Ducted and Non-Ducted Indoor Units | 388000 | 10.6 | 19.95 | 394000 | 3.32 | 294000 | 2.05 | 8082.5 | Yes
207776323 | DAIKIN | REYQ408AAYD* | Non-Ducted Indoor Units | 388000 | 10.7 | 21.5 | 394000 | 3.4 | 294000 | 2.05 | 8082.5 | Yes
207776395 | DAIKIN | REYQ408AAYD* | Mixed Ducted and Non-Ducted Indoor Units | 388000 | 10.6 | 19.95 | 394000 | 3.32 | 294000 | 2.05 | 8082.5 | Yes
207776306 | DAIKIN | REYQ432AATJ* | Non-Ducted Indoor Units | 410000 | 10.7 | 21.1 | 404000 | 3.4 | 312000 | 2.05 | 8542.5 | Yes
207776378 | DAIKIN | REYQ432AATJ* | Mixed Ducted and Non-Ducted Indoor Units | 410000 | 10.4 | 19.6 | 404000 | 3.32 | 312000 | 2.05 | 8542.5 | Yes
207776324 | DAIKIN | REYQ432AAYD* | Non-Ducted Indoor Units | 410000 | 10.7 | 21.1 | 404000 | 3.4 | 312000 | 2.05 | 8542.5 | Yes
207776396 | DAIKIN | REYQ432AAYD* | Mixed Ducted and Non-Ducted Indoor Units | 410000 | 10.4 | 19.6 | 404000 | 3.32 | 312000 | 2.05 | 8542.5 | Yes
207776307 | DAIKIN | REYQ456AATJ* | Non-Ducted Indoor Units | 434000 | 9.9 | 20.2 | 414000 | 3.4 | 314000 | 2.05 | 9042.5 | Yes
207776379 | DAIKIN | REYQ456AATJ* | Mixed Ducted and Non-Ducted Indoor Units | 434000 | 9.85 | 18.85 | 414000 | 3.32 | 314000 | 2.05 | 9042.5 | Yes
207776325 | DAIKIN | REYQ456AAYD* | Non-Ducted Indoor Units | 434000 | 9.9 | 20.2 | 414000 | 3.4 | 314000 | 2.05 | 9042.5 | Yes
207776397 | DAIKIN | REYQ456AAYD* | Mixed Ducted and Non-Ducted Indoor Units | 434000 | 9.85 | 18.85 | 414000 | 3.32 | 314000 | 2.05 | 9042.5 | Yes
207776308 | DAIKIN | REYQ480AATJ* | Non-Ducted Indoor Units | 456000 | 9.7 | 19.4 | 424000 | 3.4 | 320000 | 2.05 | 9500 | Yes
207776380 | DAIKIN | REYQ480AATJ* | Mixed Ducted and Non-Ducted Indoor Units | 456000 | 9.65 | 18.3 | 424000 | 3.32 | 320000 | 2.05 | 9500 | Yes
207776326 | DAIKIN | REYQ480AAYD* | Non-Ducted Indoor Units | 456000 | 9.7 | 19.4 | 424000 | 3.4 | 320000 | 2.05 | 9500 | Yes
207776398 | DAIKIN | REYQ480AAYD* | Mixed Ducted and Non-Ducted Indoor Units | 456000 | 9.65 | 18.3 | 424000 | 3.32 | 320000 | 2.05 | 9500 | Yes
207776291 | DAIKIN | REYQ72AATJ* | Non-Ducted Indoor Units | 69000 | 15.7 | 28 | 77000 | 4.35 | 54000 | 2.5 | 1437.5 | Yes
207776327 | DAIKIN | REYQ72AATJ* | Ducted Indoor Units | 69000 | 12.8 | 23 | 77000 | 3.58 | 54000 | 2.4 | 1437.5 | Yes
207776363 | DAIKIN | REYQ72AATJ* | Mixed Ducted and Non-Ducted Indoor Units | 69000 | 14.25 | 25.5 | 77000 | 3.96 | 54000 | 2.45 | 1437.5 | Yes
207776309 | DAIKIN | REYQ72AAYD* | Non-Ducted Indoor Units | 69000 | 15.7 | 28 | 77000 | 4.35 | 54000 | 2.5 | 1437.5 | Yes
207776345 | DAIKIN | REYQ72AAYD* | Ducted Indoor Units | 69000 | 12.8 | 23 | 77000 | 3.58 | 54000 | 2.4 | 1437.5 | Yes
207776381 | DAIKIN | REYQ72AAYD* | Mixed Ducted and Non-Ducted Indoor Units | 69000 | 14.25 | 25.5 | 77000 | 3.96 | 54000 | 2.45 | 1437.5 | Yes
9989839 | DAIKIN | REYQ72TATJ* | Mixed Ducted and Non-Ducted Indoor Units | 69000 | 13.6 | 22.9 | 75000 | 3.94 | 54000 | 2.56 | 1437.5 | Yes
9989449 | DAIKIN | REYQ72TATJ* | Non-Ducted Indoor Units | 69000 | 15 | 24.9 | 75000 | 4.31 | 54000 | 2.7 | 1437.5 | Yes
9989784 | DAIKIN | REYQ72TATJ* | Ducted Indoor Units | 69000 | 12.2 | 20.9 | 75000 | 3.58 | 54000 | 2.43 | 1437.5 | Yes
10103108 | DAIKIN | REYQ72TAYC* | Non-Ducted Indoor Units | 69000 | 15.8 | 24 | 77000 | 4.3 | 58000 | 2.5 | 1437.5 | Yes
10103135 | DAIKIN | REYQ72TAYC* | Ducted Indoor Units | 69000 | 13.8 | 20.8 | 77000 | 3.68 | 58000 | 2.25 | 1437.5 | Yes
10103149 | DAIKIN | REYQ72TAYC* | Mixed Ducted and Non-Ducted Indoor Units | 69000 | 14.8 | 22.4 | 77000 | 3.99 | 58000 | 2.37 | 1437.5 | Yes
9989840 | DAIKIN | REYQ72TAYD* | Mixed Ducted and Non-Ducted Indoor Units | 69000 | 13.6 | 22.9 | 75000 | 3.94 | 54000 | 2.56 | 1437.5 | Yes
9989777 | DAIKIN | REYQ72TAYD* | Non-Ducted Indoor Units | 69000 | 15 | 24.9 | 75000 | 4.31 | 54000 | 2.7 | 1437.5 | Yes
9989785 | DAIKIN | REYQ72TAYD* | Ducted Indoor Units | 69000 | 12.2 | 20.9 | 75000 | 3.58 | 54000 | 2.43 | 1437.5 | Yes
7629573 | DAIKIN | REYQ72TTJU | Mixed Ducted and Non-Ducted Indoor Units | 67000 | 14.6 | 23.65 | 75000 | 4.05 | 54000 | 2.7 | 1395 | Yes
7628329 | DAIKIN | REYQ72TTJU | Non-Ducted Indoor Units | 67000 | 15.8 | 26.2 | 75000 | 4.29 | 54000 | 2.77 | 1395 | Yes
7628613 | DAIKIN | REYQ72TTJU | Ducted Indoor Units | 67000 | 13.4 | 21.1 | 75000 | 3.82 | 54000 | 2.63 | 1395 | Yes
7629575 | DAIKIN | REYQ72TYDN | Mixed Ducted and Non-Ducted Indoor Units | 67000 | 14.6 | 23.65 | 75000 | 4.05 | 54000 | 2.7 | 1395 | Yes
7628332 | DAIKIN | REYQ72TYDN | Non-Ducted Indoor Units | 67000 | 15.8 | 26.2 | 75000 | 4.29 | 54000 | 2.77 | 1395 | Yes
7628614 | DAIKIN | REYQ72TYDN | Ducted Indoor Units | 67000 | 13.4 | 21.1 | 75000 | 3.82 | 54000 | 2.63 | 1395 | Yes
203364244 | DAIKIN | REYQ72XATJ* | Mixed Ducted and Non-Ducted Indoor Units | 69000 | 14.85 | 23.25 | 77000 | 3.99 | 58000 | 2.37 | 1437.5 | Yes
203334936 | DAIKIN | REYQ72XATJ* | Non-Ducted Indoor Units | 69000 | 15.8 | 25.2 | 77000 | 4.3 | 58000 | 2.5 | 1437.5 | Yes
203334986 | DAIKIN | REYQ72XATJ* | Ducted Indoor Units | 69000 | 13.9 | 21.3 | 77000 | 3.68 | 58000 | 2.25 | 1437.5 | Yes
203335020 | DAIKIN | REYQ72XAYC* | Ducted Indoor Units | 69000 | 13.9 | 21.3 | 77000 | 3.68 | 58000 | 2.25 | 1437.5 | Yes
203364278 | DAIKIN | REYQ72XAYC* | Mixed Ducted and Non-Ducted Indoor Units | 69000 | 14.85 | 23.25 | 77000 | 3.99 | 58000 | 2.37 | 1437.5 | Yes
203334970 | DAIKIN | REYQ72XAYC* | Non-Ducted Indoor Units | 69000 | 15.8 | 25.2 | 77000 | 4.3 | 58000 | 2.5 | 1437.5 | Yes
203364261 | DAIKIN | REYQ72XAYD* | Mixed Ducted and Non-Ducted Indoor Units | 69000 | 14.85 | 23.25 | 77000 | 3.99 | 58000 | 2.37 | 1437.5 | Yes
203334953 | DAIKIN | REYQ72XAYD* | Non-Ducted Indoor Units | 69000 | 15.8 | 25.2 | 77000 | 4.3 | 58000 | 2.5 | 1437.5 | Yes
203335003 | DAIKIN | REYQ72XAYD* | Ducted Indoor Units | 69000 | 13.9 | 21.3 | 77000 | 3.68 | 58000 | 2.25 | 1437.5 | Yes
207776292 | DAIKIN | REYQ96AATJ* | Non-Ducted Indoor Units | 92000 | 14.6 | 30 | 103000 | 4.3 | 81000 | 2.48 | 1917.5 | Yes
207776328 | DAIKIN | REYQ96AATJ* | Ducted Indoor Units | 92000 | 12.8 | 25.3 | 103000 | 3.56 | 81000 | 2.25 | 1917.5 | Yes
207776364 | DAIKIN | REYQ96AATJ* | Mixed Ducted and Non-Ducted Indoor Units | 92000 | 13.7 | 27.65 | 103000 | 3.93 | 81000 | 2.36 | 1917.5 | Yes
207776310 | DAIKIN | REYQ96AAYD* | Non-Ducted Indoor Units | 92000 | 14.6 | 30 | 103000 | 4.3 | 81000 | 2.48 | 1917.5 | Yes
207776346 | DAIKIN | REYQ96AAYD* | Ducted Indoor Units | 92000 | 12.8 | 25.3 | 103000 | 3.56 | 81000 | 2.25 | 1917.5 | Yes
207776382 | DAIKIN | REYQ96AAYD* | Mixed Ducted and Non-Ducted Indoor Units | 92000 | 13.7 | 27.65 | 103000 | 3.93 | 81000 | 2.36 | 1917.5 | Yes
9989841 | DAIKIN | REYQ96TATJ* | Mixed Ducted and Non-Ducted Indoor Units | 92000 | 13.3 | 26.2 | 100000 | 3.96 | 68000 | 2.36 | 1917.5 | Yes
9989450 | DAIKIN | REYQ96TATJ* | Non-Ducted Indoor Units | 92000 | 14.2 | 29.3 | 100000 | 4.25 | 68000 | 2.47 | 1917.5 | Yes
9989786 | DAIKIN | REYQ96TATJ* | Ducted Indoor Units | 92000 | 12.4 | 23.1 | 100000 | 3.67 | 68000 | 2.25 | 1917.5 | Yes
10103109 | DAIKIN | REYQ96TAYC* | Non-Ducted Indoor Units | 92000 | 14.6 | 25.1 | 103000 | 4.23 | 72000 | 2.63 | 1917.5 | Yes
10103150 | DAIKIN | REYQ96TAYC* | Mixed Ducted and Non-Ducted Indoor Units | 92000 | 13.45 | 22.2 | 103000 | 3.89 | 72000 | 2.47 | 1917.5 | Yes
9989842 | DAIKIN | REYQ96TAYD* | Mixed Ducted and Non-Ducted Indoor Units | 92000 | 13.3 | 26.2 | 100000 | 3.96 | 68000 | 2.36 | 1917.5 | Yes
9989778 | DAIKIN | REYQ96TAYD* | Non-Ducted Indoor Units | 92000 | 14.2 | 29.3 | 100000 | 4.25 | 68000 | 2.47 | 1917.5 | Yes
9989787 | DAIKIN | REYQ96TAYD* | Ducted Indoor Units | 92000 | 12.4 | 23.1 | 100000 | 3.67 | 68000 | 2.25 | 1917.5 | Yes
7629577 | DAIKIN | REYQ96TTJU | Mixed Ducted and Non-Ducted Indoor Units | 90000 | 14.1 | 26.8 | 100000 | 3.98 | 70000 | 2.47 | 1875 | Yes
7628545 | DAIKIN | REYQ96TTJU | Non-Ducted Indoor Units | 90000 | 15.1 | 29.3 | 100000 | 4.25 | 70000 | 2.63 | 1875 | Yes
7628617 | DAIKIN | REYQ96TTJU | Ducted Indoor Units | 90000 | 13.1 | 24.3 | 100000 | 3.72 | 70000 | 2.31 | 1875 | Yes
7629579 | DAIKIN | REYQ96TYDN | Mixed Ducted and Non-Ducted Indoor Units | 90000 | 14.1 | 26.8 | 100000 | 3.98 | 70000 | 2.47 | 1875 | Yes
7628548 | DAIKIN | REYQ96TYDN | Non-Ducted Indoor Units | 90000 | 15.1 | 29.3 | 100000 | 4.25 | 70000 | 2.63 | 1875 | Yes
7628619 | DAIKIN | REYQ96TYDN | Ducted Indoor Units | 90000 | 13.1 | 24.3 | 100000 | 3.72 | 70000 | 2.31 | 1875 | Yes
203364245 | DAIKIN | REYQ96XATJ* | Mixed Ducted and Non-Ducted Indoor Units | 92000 | 13.55 | 24.85 | 103000 | 3.89 | 72000 | 2.47 | 1917.5 | Yes
203334937 | DAIKIN | REYQ96XATJ* | Non-Ducted Indoor Units | 92000 | 14.6 | 27.8 | 103000 | 4.23 | 72000 | 2.63 | 1917.5 | Yes
203334987 | DAIKIN | REYQ96XATJ* | Ducted Indoor Units | 92000 | 12.5 | 21.9 | 103000 | 3.56 | 72000 | 2.31 | 1917.5 | Yes
203335021 | DAIKIN | REYQ96XAYC* | Ducted Indoor Units | 92000 | 12.5 | 21.9 | 103000 | 3.56 | 72000 | 2.31 | 1917.5 | Yes
203364279 | DAIKIN | REYQ96XAYC* | Mixed Ducted and Non-Ducted Indoor Units | 92000 | 13.55 | 24.85 | 103000 | 3.89 | 72000 | 2.47 | 1917.5 | Yes
203334971 | DAIKIN | REYQ96XAYC* | Non-Ducted Indoor Units | 92000 | 14.6 | 27.8 | 103000 | 4.23 | 72000 | 2.63 | 1917.5 | Yes
203364262 | DAIKIN | REYQ96XAYD* | Mixed Ducted and Non-Ducted Indoor Units | 92000 | 13.55 | 24.85 | 103000 | 3.89 | 72000 | 2.47 | 1917.5 | Yes
203334954 | DAIKIN | REYQ96XAYD* | Non-Ducted Indoor Units | 92000 | 14.6 | 27.8 | 103000 | 4.23 | 72000 | 2.63 | 1917.5 | Yes
203335004 | DAIKIN | REYQ96XAYD* | Ducted Indoor Units | 92000 | 12.5 | 21.9 | 103000 | 3.56 | 72000 | 2.31 | 1917.5 | Yes
201993479 | DAIKIN | RXLQ120TATJ* | Non-Ducted Indoor Units | 114000 | 13.5 | 23.3 | 129000 | 4.05 | 110000 | 2.27 | 2375 | Yes
202022819 | DAIKIN | RXLQ120TATJ* | Mixed Ducted and Non-Ducted Indoor Units | 114000 | 12.85 | 21.35 | 129000 | 3.8 | 110000 | 2.26 | 2375 | Yes
201993174 | DAIKIN | RXLQ120TAYC* | Non-Ducted Indoor Units | 114000 | 13.5 | 23.3 | 129000 | 4.05 | 110000 | 2.27 | 2375 | Yes
202022821 | DAIKIN | RXLQ120TAYC* | Mixed Ducted and Non-Ducted Indoor Units | 114000 | 12.85 | 21.35 | 129000 | 3.8 | 110000 | 2.26 | 2375 | Yes
201993480 | DAIKIN | RXLQ120TAYD* | Non-Ducted Indoor Units | 114000 | 13.5 | 23.3 | 129000 | 4.05 | 110000 | 2.27 | 2375 | Yes
202022820 | DAIKIN | RXLQ120TAYD* | Mixed Ducted and Non-Ducted Indoor Units | 114000 | 12.85 | 21.35 | 129000 | 3.8 | 110000 | 2.26 | 2375 | Yes
201992879 | DAIKIN | RXLQ72TATJ* | Non-Ducted Indoor Units | 69000 | 15.1 | 24 | 77000 | 4.37 | 58000 | 2.52 | 1437.5 | Yes
202021864 | DAIKIN | RXLQ72TATJ* | Ducted Indoor Units | 69000 | 13 | 20.4 | 77000 | 3.73 | 58000 | 2.31 | 1437.5 | Yes
202022813 | DAIKIN | RXLQ72TATJ* | Mixed Ducted and Non-Ducted Indoor Units | 69000 | 14.05 | 22.2 | 77000 | 4.05 | 58000 | 2.41 | 1437.5 | Yes
201992871 | DAIKIN | RXLQ72TAYC* | Non-Ducted Indoor Units | 69000 | 15.1 | 24 | 77000 | 4.37 | 58000 | 2.52 | 1437.5 | Yes
202021866 | DAIKIN | RXLQ72TAYC* | Ducted Indoor Units | 69000 | 13 | 20.4 | 77000 | 3.73 | 58000 | 2.31 | 1437.5 | Yes
202022815 | DAIKIN | RXLQ72TAYC* | Mixed Ducted and Non-Ducted Indoor Units | 69000 | 14.05 | 22.2 | 77000 | 4.05 | 58000 | 2.41 | 1437.5 | Yes
201992880 | DAIKIN | RXLQ72TAYD* | Non-Ducted Indoor Units | 69000 | 15.1 | 24 | 77000 | 4.37 | 58000 | 2.52 | 1437.5 | Yes
202021865 | DAIKIN | RXLQ72TAYD* | Ducted Indoor Units | 69000 | 13 | 20.4 | 77000 | 3.73 | 58000 | 2.31 | 1437.5 | Yes
202022814 | DAIKIN | RXLQ72TAYD* | Mixed Ducted and Non-Ducted Indoor Units | 69000 | 14.05 | 22.2 | 77000 | 4.05 | 58000 | 2.41 | 1437.5 | Yes
201993477 | DAIKIN | RXLQ96TATJ* | Non-Ducted Indoor Units | 92000 | 14.9 | 24.7 | 103000 | 4.29 | 86000 | 2.51 | 1917.5 | Yes
202022816 | DAIKIN | RXLQ96TATJ* | Mixed Ducted and Non-Ducted Indoor Units | 92000 | 13.6 | 21.8 | 103000 | 3.89 | 86000 | 2.38 | 1917.5 | Yes
201993173 | DAIKIN | RXLQ96TAYC* | Non-Ducted Indoor Units | 92000 | 14.9 | 24.7 | 103000 | 4.29 | 86000 | 2.51 | 1917.5 | Yes
202022818 | DAIKIN | RXLQ96TAYC* | Mixed Ducted and Non-Ducted Indoor Units | 92000 | 13.6 | 21.8 | 103000 | 3.89 | 86000 | 2.38 | 1917.5 | Yes
201993478 | DAIKIN | RXLQ96TAYD* | Non-Ducted Indoor Units | 92000 | 14.9 | 24.7 | 103000 | 4.29 | 86000 | 2.51 | 1917.5 | Yes
202022817 | DAIKIN | RXLQ96TAYD* | Mixed Ducted and Non-Ducted Indoor Units | 92000 | 13.6 | 21.8 | 103000 | 3.89 | 86000 | 2.38 | 1917.5 | Yes
9990031 | DAIKIN | RXYQ120TATJ* | Non-Ducted Indoor Units | 114000 | 12 | 25.4 | 129000 | 3.5 | 81000 | 2.25 | 2375 | Yes
9990091 | DAIKIN | RXYQ120TATJ* | Mixed Ducted and Non-Ducted Indoor Units | 114000 | 11.8 | 23.7 | 129000 | 3.4 | 81000 | 2.31 | 2375 | Yes
201992874 | DAIKIN | RXYQ120TAYC* | Non-Ducted Indoor Units | 114000 | 12.5 | 23.3 | 129000 | 3.89 | 88000 | 2.58 | 2375 | Yes
202022801 | DAIKIN | RXYQ120TAYC* | Mixed Ducted and Non-Ducted Indoor Units | 114000 | 11.8 | 21.15 | 129000 | 3.71 | 88000 | 2.44 | 2375 | Yes
9990048 | DAIKIN | RXYQ120TAYD* | Non-Ducted Indoor Units | 114000 | 12 | 25.4 | 129000 | 3.5 | 81000 | 2.25 | 2375 | Yes
9990092 | DAIKIN | RXYQ120TAYD* | Mixed Ducted and Non-Ducted Indoor Units | 114000 | 11.8 | 23.7 | 129000 | 3.4 | 81000 | 2.31 | 2375 | Yes
7041881 | DAIKIN | RXYQ120TTJU | Ducted Indoor Units | 114000 | 12.1 | 21.4 | 129000 | 3.46 | 85000 | 2.58 | 2375 | Yes
7041883 | DAIKIN | RXYQ120TTJU | Non-Ducted Indoor Units | 114000 | 13.2 | 23.5 | 129000 | 3.79 | 85000 | 2.61 | 2375 | Yes
7042713 | DAIKIN | RXYQ120TTJU | Mixed Ducted and Non-Ducted Indoor Units | 114000 | 12.65 | 22.45 | 129000 | 3.62 | 85000 | 2.59 | 2375 | Yes
7041882 | DAIKIN | RXYQ120TYDN | Ducted Indoor Units | 114000 | 12.1 | 21.4 | 129000 | 3.46 | 85000 | 2.58 | 2375 | Yes
7041884 | DAIKIN | RXYQ120TYDN | Non-Ducted Indoor Units | 114000 | 13.2 | 23.5 | 129000 | 3.79 | 85000 | 2.61 | 2375 | Yes
7042714 | DAIKIN | RXYQ120TYDN | Mixed Ducted and Non-Ducted Indoor Units | 114000 | 12.65 | 22.45 | 129000 | 3.62 | 85000 | 2.59 | 2375 | Yes
205234816 | DAIKIN | RXYQ120XATJ* | Mixed Ducted and Non-Ducted Indoor Units | 114000 | 11.8 | 23.7 | 129000 | 3.4 | 81000 | 2.31 | 2375 | Yes
205233056 | DAIKIN | RXYQ120XATJ* | Non-Ducted Indoor Units | 114000 | 12 | 25.4 | 129000 | 3.5 | 81000 | 2.25 | 2375 | Yes
205234862 | DAIKIN | RXYQ120XAYC* | Mixed Ducted and Non-Ducted Indoor Units | 114000 | 11.8 | 21.15 | 129000 | 3.71 | 88000 | 2.44 | 2375 | Yes
205234782 | DAIKIN | RXYQ120XAYC* | Non-Ducted Indoor Units | 114000 | 12.5 | 23.3 | 129000 | 3.89 | 88000 | 2.58 | 2375 | Yes
205234821 | DAIKIN | RXYQ120XAYD* | Mixed Ducted and Non-Ducted Indoor Units | 114000 | 11.8 | 23.7 | 129000 | 3.4 | 81000 | 2.31 | 2375 | Yes
205233061 | DAIKIN | RXYQ120XAYD* | Non-Ducted Indoor Units | 114000 | 12 | 25.4 | 129000 | 3.5 | 81000 | 2.25 | 2375 | Yes
7628626 | DAIKIN | REYQ168TTJU | Ducted Indoor Units | 156000 | 11.3 | 20.8 | 176000 | 3.33 | 128000 | 2.15 | 3250 | Yes
7628627 | DAIKIN | REYQ168TYDN | Ducted Indoor Units | 156000 | 11.3 | 20.8 | 176000 | 3.33 | 128000 | 2.15 | 3250 | Yes
9989796 | DAIKIN | REYQ216TATJ* | Ducted Indoor Units | 206000 | 12.2 | 20.8 | 226000 | 3.66 | 160000 | 2.18 | 4292.5 | Yes
10103155 | DAIKIN | REYQ216TAYC* | Mixed Ducted and Non-Ducted Indoor Units | 206000 | 11.9 | 20.8 | 232000 | 3.64 | 164000 | 2.27 | 4292.5 | Yes
9989797 | DAIKIN | REYQ216TAYD* | Ducted Indoor Units | 206000 | 12.2 | 20.8 | 226000 | 3.66 | 160000 | 2.18 | 4292.5 | Yes
7628634 | DAIKIN | REYQ216TTJU | Ducted Indoor Units | 200000 | 12.4 | 20.8 | 226000 | 3.67 | 160000 | 2.28 | 4167.5 | Yes
7628636 | DAIKIN | REYQ216TYDN | Ducted Indoor Units | 200000 | 12.4 | 20.8 | 226000 | 3.67 | 160000 | 2.28 | 4167.5 | Yes
9990036 | DAIKIN | RXYQ240TATJ* | Non-Ducted Indoor Units | 228000 | 11 | 20.8 | 256000 | 3.63 | 170000 | 2.41 | 4750 | Yes
202016261 | DAIKIN | RXYQ240TAYC* | Non-Ducted Indoor Units | 228000 | 11.1 | 20.8 | 256000 | 3.77 | 182000 | 2.39 | 4750 | Yes
9990053 | DAIKIN | RXYQ240TAYD* | Non-Ducted Indoor Units | 228000 | 11 | 20.8 | 256000 | 3.63 | 170000 | 2.41 | 4750 | Yes
7064756 | DAIKIN | RXYQ240TTJU | Non-Ducted Indoor Units | 228000 | 11.5 | 20.8 | 256000 | 3.63 | 172000 | 2.62 | 4750 | Yes
7064757 | DAIKIN | RXYQ240TYDN | Non-Ducted Indoor Units | 228000 | 11.5 | 20.8 | 256000 | 3.63 | 172000 | 2.62 | 4750 | Yes
205234702 | DAIKIN | RXYQ240XATJ* | Non-Ducted Indoor Units | 228000 | 11 | 20.8 | 256000 | 3.63 | 170000 | 2.41 | 4750 | Yes
205234787 | DAIKIN | RXYQ240XAYC* | Non-Ducted Indoor Units | 228000 | 11.1 | 20.8 | 256000 | 3.77 | 182000 | 2.39 | 4750 | Yes
205234772 | DAIKIN | RXYQ240XAYD* | Non-Ducted Indoor Units | 228000 | 11 | 20.8 | 256000 | 3.63 | 170000 | 2.41 | 4750 | Yes
9990037 | DAIKIN | RXYQ264TATJ* | Non-Ducted Indoor Units | 252000 | 10.3 | 20.3 | 282000 | 3.33 | 186000 | 2.43 | 5250 | Yes
201992876 | DAIKIN | RXYQ264TAYC* | Non-Ducted Indoor Units | 252000 | 10.8 | 20.1 | 282000 | 3.71 | 200000 | 2.27 | 5250 | Yes
202022807 | DAIKIN | RXYQ264TAYC* | Mixed Ducted and Non-Ducted Indoor Units | 252000 | 10.2 | 18.3 | 282000 | 3.47 | 200000 | 2.18 | 5250 | Yes
9990054 | DAIKIN | RXYQ264TAYD* | Non-Ducted Indoor Units | 252000 | 10.3 | 20.3 | 282000 | 3.33 | 186000 | 2.43 | 5250 | Yes
7064761 | DAIKIN | RXYQ264TTJU | Ducted Indoor Units | 250000 | 10.5 | 19.3 | 282000 | 3.35 | 186000 | 2.3 | 5207.5 | Yes
7064763 | DAIKIN | RXYQ264TTJU | Non-Ducted Indoor Units | 250000 | 10.9 | 20.3 | 282000 | 3.33 | 186000 | 2.43 | 5207.5 | Yes
7064764 | DAIKIN | RXYQ264TTJU | Mixed Ducted and Non-Ducted Indoor Units | 250000 | 10.7 | 19.8 | 282000 | 3.34 | 186000 | 2.36 | 5207.5 | Yes
7064758 | DAIKIN | RXYQ264TYDN | Non-Ducted Indoor Units | 250000 | 10.9 | 20.3 | 282000 | 3.33 | 186000 | 2.43 | 5207.5 | Yes
7064762 | DAIKIN | RXYQ264TYDN | Ducted Indoor Units | 250000 | 10.5 | 19.3 | 282000 | 3.35 | 186000 | 2.3 | 5207.5 | Yes
7064765 | DAIKIN | RXYQ264TYDN | Mixed Ducted and Non-Ducted Indoor Units | 250000 | 10.7 | 19.8 | 282000 | 3.34 | 186000 | 2.36 | 5207.5 | Yes
205234703 | DAIKIN | RXYQ264XATJ* | Non-Ducted Indoor Units | 252000 | 10.3 | 20.3 | 282000 | 3.33 | 186000 | 2.43 | 5250 | Yes
205234788 | DAIKIN | RXYQ264XAYC* | Non-Ducted Indoor Units | 252000 | 10.8 | 20.1 | 282000 | 3.71 | 200000 | 2.27 | 5250 | Yes
205234868 | DAIKIN | RXYQ264XAYC* | Mixed Ducted and Non-Ducted Indoor Units | 252000 | 10.2 | 18.3 | 282000 | 3.47 | 200000 | 2.18 | 5250 | Yes
205234773 | DAIKIN | RXYQ264XAYD* | Non-Ducted Indoor Units | 252000 | 10.3 | 20.3 | 282000 | 3.33 | 186000 | 2.43 | 5250 | Yes
9990075 | DAIKIN | RXYQ288TATJ* | Ducted Indoor Units | 274000 | 10.1 | 19.6 | 308000 | 3.3 | 200000 | 2.13 | 5707.5 | Yes
201992877 | DAIKIN | RXYQ288TAYC* | Non-Ducted Indoor Units | 274000 | 10.8 | 20.1 | 306000 | 3.48 | 216000 | 2.24 | 5707.5 | Yes
202022808 | DAIKIN | RXYQ288TAYC* | Mixed Ducted and Non-Ducted Indoor Units | 274000 | 10.3 | 18.6 | 306000 | 3.34 | 216000 | 2.16 | 5707.5 | Yes
9990076 | DAIKIN | RXYQ288TAYD* | Ducted Indoor Units | 274000 | 10.1 | 19.6 | 308000 | 3.3 | 200000 | 2.13 | 5707.5 | Yes
7041897 | DAIKIN | RXYQ288TTJU | Ducted Indoor Units | 274000 | 10.5 | 19.3 | 308000 | 3.31 | 200000 | 2.13 | 5707.5 | Yes
7041898 | DAIKIN | RXYQ288TYDN | Ducted Indoor Units | 274000 | 10.5 | 19.3 | 308000 | 3.31 | 200000 | 2.13 | 5707.5 | Yes
205234796 | DAIKIN | RXYQ288XATJ* | Ducted Indoor Units | 274000 | 10.1 | 19.6 | 308000 | 3.3 | 200000 | 2.13 | 5707.5 | Yes
205234789 | DAIKIN | RXYQ288XAYC* | Non-Ducted Indoor Units | 274000 | 10.8 | 20.1 | 306000 | 3.48 | 216000 | 2.24 | 5707.5 | Yes
205234869 | DAIKIN | RXYQ288XAYC* | Mixed Ducted and Non-Ducted Indoor Units | 274000 | 10.3 | 18.6 | 306000 | 3.34 | 216000 | 2.16 | 5707.5 | Yes
205234806 | DAIKIN | RXYQ288XAYD* | Ducted Indoor Units | 274000 | 10.1 | 19.6 | 308000 | 3.3 | 200000 | 2.13 | 5707.5 | Yes
9990039 | DAIKIN | RXYQ312TATJ* | Non-Ducted Indoor Units | 296000 | 9.8 | 19.9 | 334000 | 3.3 | 206000 | 2.32 | 6167.5 | Yes
201992878 | DAIKIN | RXYQ312TAYC* | Non-Ducted Indoor Units | 292000 | 10.1 | 19.3 | 328000 | 3.51 | 222000 | 2.05 | 6082.5 | Yes
202022809 | DAIKIN | RXYQ312TAYC* | Mixed Ducted and Non-Ducted Indoor Units | 292000 | 9.8 | 18 | 328000 | 3.36 | 222000 | 2.05 | 6082.5 | Yes
9990056 | DAIKIN | RXYQ312TAYD* | Non-Ducted Indoor Units | 296000 | 9.8 | 19.9 | 334000 | 3.3 | 206000 | 2.32 | 6167.5 | Yes
7064660 | DAIKIN | RXYQ312TTJU | Non-Ducted Indoor Units | 296000 | 9.8 | 19.9 | 334000 | 3.3 | 206000 | 2.32 | 6167.5 | Yes
7064661 | DAIKIN | RXYQ312TYDN | Non-Ducted Indoor Units | 296000 | 9.8 | 19.9 | 334000 | 3.3 | 206000 | 2.32 | 6167.5 | Yes
205234705 | DAIKIN | RXYQ312XATJ* | Non-Ducted Indoor Units | 296000 | 9.8 | 19.9 | 334000 | 3.3 | 206000 | 2.32 | 6167.5 | Yes
205234790 | DAIKIN | RXYQ312XAYC* | Non-Ducted Indoor Units | 292000 | 10.1 | 19.3 | 328000 | 3.51 | 222000 | 2.05 | 6082.5 | Yes
205234870 | DAIKIN | RXYQ312XAYC* | Mixed Ducted and Non-Ducted Indoor Units | 292000 | 9.8 | 18 | 328000 | 3.36 | 222000 | 2.05 | 6082.5 | Yes
205234775 | DAIKIN | RXYQ312XAYD* | Non-Ducted Indoor Units | 296000 | 9.8 | 19.9 | 334000 | 3.3 | 206000 | 2.32 | 6167.5 | Yes
202016263 | DAIKIN | RXYQ336TAYC* | Non-Ducted Indoor Units | 308000 | 9.8 | 18.9 | 338000 | 3.6 | 228000 | 2.11 | 6417.5 | Yes
205234791 | DAIKIN | RXYQ336XAYC* | Non-Ducted Indoor Units | 308000 | 9.8 | 18.9 | 338000 | 3.6 | 228000 | 2.11 | 6417.5 | Yes
9990041 | DAIKIN | RXYQ360TATJ* | Non-Ducted Indoor Units | 342000 | 10.3 | 19.4 | 372000 | 3.46 | 250000 | 2.47 | 7125 | Yes
9990111 | DAIKIN | RXYQ360TATJ* | Mixed Ducted and Non-Ducted Indoor Units | 342000 | 10.05 | 18.95 | 372000 | 3.33 | 250000 | 2.41 | 7125 | Yes
202016265 | DAIKIN | RXYQ360TAYC* | Non-Ducted Indoor Units | 342000 | 10.5 | 19.1 | 384000 | 3.62 | 270000 | 2.28 | 7125 | Yes
202022811 | DAIKIN | RXYQ360TAYC* | Mixed Ducted and Non-Ducted Indoor Units | 342000 | 10.05 | 18.1 | 384000 | 3.42 | 270000 | 2.19 | 7125 | Yes
9990058 | DAIKIN | RXYQ360TAYD* | Non-Ducted Indoor Units | 342000 | 10.3 | 19.4 | 372000 | 3.46 | 250000 | 2.47 | 7125 | Yes
9990112 | DAIKIN | RXYQ360TAYD* | Mixed Ducted and Non-Ducted Indoor Units | 342000 | 10.05 | 18.95 | 372000 | 3.33 | 250000 | 2.41 | 7125 | Yes
7064664 | DAIKIN | RXYQ360TTJU | Non-Ducted Indoor Units | 342000 | 10.3 | 19.4 | 384000 | 3.46 | 250000 | 2.47 | 7125 | Yes
7064674 | DAIKIN | RXYQ360TTJU | Mixed Ducted and Non-Ducted Indoor Units | 342000 | 10.6 | 18.95 | 384000 | 3.35 | 250000 | 2.44 | 7125 | Yes
7064665 | DAIKIN | RXYQ360TYDN | Non-Ducted Indoor Units | 342000 | 10.3 | 19.4 | 384000 | 3.46 | 250000 | 2.47 | 7125 | Yes
7064675 | DAIKIN | RXYQ360TYDN | Mixed Ducted and Non-Ducted Indoor Units | 342000 | 10.6 | 18.95 | 384000 | 3.35 | 250000 | 2.44 | 7125 | Yes
205234847 | DAIKIN | RXYQ360XATJ* | Mixed Ducted and Non-Ducted Indoor Units | 342000 | 10.05 | 18.95 | 372000 | 3.33 | 250000 | 2.41 | 7125 | Yes
205234707 | DAIKIN | RXYQ360XATJ* | Non-Ducted Indoor Units | 342000 | 10.3 | 19.4 | 372000 | 3.46 | 250000 | 2.47 | 7125 | Yes
205234872 | DAIKIN | RXYQ360XAYC* | Mixed Ducted and Non-Ducted Indoor Units | 342000 | 10.05 | 18.1 | 384000 | 3.42 | 270000 | 2.19 | 7125 | Yes
205234710 | DAIKIN | RXYQ360XAYC* | Non-Ducted Indoor Units | 342000 | 10.5 | 19.1 | 384000 | 3.62 | 270000 | 2.28 | 7125 | Yes
205234857 | DAIKIN | RXYQ360XAYD* | Mixed Ducted and Non-Ducted Indoor Units | 342000 | 10.05 | 18.95 | 372000 | 3.33 | 250000 | 2.41 | 7125 | Yes
205234777 | DAIKIN | RXYQ360XAYD* | Non-Ducted Indoor Units | 342000 | 10.3 | 19.4 | 372000 | 3.46 | 250000 | 2.47 | 7125 | Yes
9990087 | DAIKIN | RXYQ72TATJ* | Mixed Ducted and Non-Ducted Indoor Units | 69000 | 13.7 | 23.25 | 73000 | 3.48 | 39000 | 2.34 | 1437.5 | Yes
9989439 | DAIKIN | RXYQ72TATJ* | Non-Ducted Indoor Units | 69000 | 14.7 | 25.8 | 73000 | 3.67 | 39000 | 2.44 | 1437.5 | Yes
201992872 | DAIKIN | RXYQ72TAYC* | Non-Ducted Indoor Units | 69000 | 15.1 | 24 | 77000 | 4.37 | 58000 | 2.52 | 1437.5 | Yes
202022845 | DAIKIN | RXYQ72TAYC* | Ducted Indoor Units | 69000 | 13 | 20.4 | 77000 | 3.73 | 58000 | 2.31 | 1437.5 | Yes
202022846 | DAIKIN | RXYQ72TAYC* | Mixed Ducted and Non-Ducted Indoor Units | 69000 | 14.05 | 22.2 | 77000 | 4.05 | 58000 | 2.41 | 1437.5 | Yes
9990029 | DAIKIN | RXYQ72TAYD* | Non-Ducted Indoor Units | 69000 | 14.7 | 25.8 | 73000 | 3.67 | 39000 | 2.44 | 1437.5 | Yes
9990088 | DAIKIN | RXYQ72TAYD* | Mixed Ducted and Non-Ducted Indoor Units | 69000 | 13.7 | 23.25 | 73000 | 3.48 | 39000 | 2.34 | 1437.5 | Yes
7041873 | DAIKIN | RXYQ72TTJU | Ducted Indoor Units | 69000 | 13.5 | 22.8 | 77000 | 3.58 | 43000 | 2.25 | 1437.5 | Yes
7041875 | DAIKIN | RXYQ72TTJU | Non-Ducted Indoor Units | 69000 | 15 | 26.5 | 77000 | 4.21 | 43000 | 2.49 | 1437.5 | Yes
7042709 | DAIKIN | RXYQ72TTJU | Mixed Ducted and Non-Ducted Indoor Units | 69000 | 14.25 | 24.65 | 77000 | 3.89 | 43000 | 2.37 | 1437.5 | Yes
7041874 | DAIKIN | RXYQ72TYDN | Ducted Indoor Units | 69000 | 13.5 | 22.8 | 77000 | 3.58 | 43000 | 2.25 | 1437.5 | Yes
7041876 | DAIKIN | RXYQ72TYDN | Non-Ducted Indoor Units | 69000 | 15 | 26.5 | 77000 | 4.21 | 43000 | 2.49 | 1437.5 | Yes
7042710 | DAIKIN | RXYQ72TYDN | Mixed Ducted and Non-Ducted Indoor Units | 69000 | 14.25 | 24.65 | 77000 | 3.89 | 43000 | 2.37 | 1437.5 | Yes
205234814 | DAIKIN | RXYQ72XATJ* | Mixed Ducted and Non-Ducted Indoor Units | 69000 | 13.7 | 23.25 | 73000 | 3.48 | 39000 | 2.34 | 1437.5 | Yes
205233054 | DAIKIN | RXYQ72XATJ* | Non-Ducted Indoor Units | 69000 | 14.7 | 25.8 | 73000 | 3.67 | 39000 | 2.44 | 1437.5 | Yes
205234828 | DAIKIN | RXYQ72XAYC* | Ducted Indoor Units | 69000 | 13 | 20.4 | 77000 | 3.73 | 58000 | 2.31 | 1437.5 | Yes
205234860 | DAIKIN | RXYQ72XAYC* | Mixed Ducted and Non-Ducted Indoor Units | 69000 | 14.05 | 22.2 | 77000 | 4.05 | 58000 | 2.41 | 1437.5 | Yes
205234780 | DAIKIN | RXYQ72XAYC* | Non-Ducted Indoor Units | 69000 | 15.1 | 24 | 77000 | 4.37 | 58000 | 2.52 | 1437.5 | Yes
205234819 | DAIKIN | RXYQ72XAYD* | Mixed Ducted and Non-Ducted Indoor Units | 69000 | 13.7 | 23.25 | 73000 | 3.48 | 39000 | 2.34 | 1437.5 | Yes
205233059 | DAIKIN | RXYQ72XAYD* | Non-Ducted Indoor Units | 69000 | 14.7 | 25.8 | 73000 | 3.67 | 39000 | 2.44 | 1437.5 | Yes
9990046 | DAIKIN | RXYQ96TATJ* | Ducted Indoor Units | 92000 | 12.6 | 22.5 | 103000 | 3.49 | 67000 | 2.48 | 1917.5 | Yes
9990089 | DAIKIN | RXYQ96TATJ* | Mixed Ducted and Non-Ducted Indoor Units | 92000 | 13.3 | 24.9 | 103000 | 3.74 | 67000 | 2.55 | 1917.5 | Yes
9989440 | DAIKIN | RXYQ96TATJ* | Non-Ducted Indoor Units | 92000 | 14 | 27.3 | 103000 | 4 | 67000 | 2.63 | 1917.5 | Yes
201992873 | DAIKIN | RXYQ96TAYC* | Non-Ducted Indoor Units | 92000 | 13.6 | 24.3 | 103000 | 4.33 | 72000 | 2.66 | 1917.5 | Yes
202022800 | DAIKIN | RXYQ96TAYC* | Mixed Ducted and Non-Ducted Indoor Units | 92000 | 12.5 | 21.6 | 103000 | 3.97 | 72000 | 2.49 | 1917.5 | Yes
9990030 | DAIKIN | RXYQ96TAYD* | Non-Ducted Indoor Units | 92000 | 14 | 27.3 | 103000 | 4 | 67000 | 2.63 | 1917.5 | Yes
9990047 | DAIKIN | RXYQ96TAYD* | Ducted Indoor Units | 92000 | 12.6 | 22.5 | 103000 | 3.49 | 67000 | 2.48 | 1917.5 | Yes
9990090 | DAIKIN | RXYQ96TAYD* | Mixed Ducted and Non-Ducted Indoor Units | 92000 | 13.3 | 24.9 | 103000 | 3.74 | 67000 | 2.55 | 1917.5 | Yes
7041877 | DAIKIN | RXYQ96TTJU | Ducted Indoor Units | 92000 | 13 | 22.7 | 103000 | 3.99 | 67000 | 2.61 | 1917.5 | Yes
7041879 | DAIKIN | RXYQ96TTJU | Non-Ducted Indoor Units | 92000 | 15.1 | 28 | 103000 | 4.59 | 67000 | 2.86 | 1917.5 | Yes
7042711 | DAIKIN | RXYQ96TTJU | Mixed Ducted and Non-Ducted Indoor Units | 92000 | 14.05 | 25.35 | 103000 | 4.29 | 67000 | 2.73 | 1917.5 | Yes
7041878 | DAIKIN | RXYQ96TYDN | Ducted Indoor Units | 92000 | 13 | 22.7 | 103000 | 3.99 | 67000 | 2.61 | 1917.5 | Yes
7041880 | DAIKIN | RXYQ96TYDN | Non-Ducted Indoor Units | 92000 | 15.1 | 28 | 103000 | 4.59 | 67000 | 2.86 | 1917.5 | Yes
7042712 | DAIKIN | RXYQ96TYDN | Mixed Ducted and Non-Ducted Indoor Units | 92000 | 14.05 | 25.35 | 103000 | 4.29 | 67000 | 2.73 | 1917.5 | Yes
205234815 | DAIKIN | RXYQ96XATJ* | Mixed Ducted and Non-Ducted Indoor Units | 92000 | 13.3 | 24.9 | 103000 | 3.74 | 67000 | 2.55 | 1917.5 | Yes
205233055 | DAIKIN | RXYQ96XATJ* | Non-Ducted Indoor Units | 92000 | 14 | 27.3 | 103000 | 4 | 67000 | 2.63 | 1917.5 | Yes
205233065 | DAIKIN | RXYQ96XATJ* | Ducted Indoor Units | 92000 | 12.6 | 22.5 | 103000 | 3.49 | 67000 | 2.48 | 1917.5 | Yes
205234861 | DAIKIN | RXYQ96XAYC* | Mixed Ducted and Non-Ducted Indoor Units | 92000 | 12.5 | 21.6 | 103000 | 3.97 | 72000 | 2.49 | 1917.5 | Yes
205234781 | DAIKIN | RXYQ96XAYC* | Non-Ducted Indoor Units | 92000 | 13.6 | 24.3 | 103000 | 4.33 | 72000 | 2.66 | 1917.5 | Yes
205234820 | DAIKIN | RXYQ96XAYD* | Mixed Ducted and Non-Ducted Indoor Units | 92000 | 13.3 | 24.9 | 103000 | 3.74 | 67000 | 2.55 | 1917.5 | Yes
205233060 | DAIKIN | RXYQ96XAYD* | Non-Ducted Indoor Units | 92000 | 14 | 27.3 | 103000 | 4 | 67000 | 2.63 | 1917.5 | Yes
205233070 | DAIKIN | RXYQ96XAYD* | Ducted Indoor Units | 92000 | 12.6 | 22.5 | 103000 | 3.49 | 67000 | 2.48 | 1917.5 | Yes
9989853 | DAIKIN | REYQ240TATJ* | Mixed Ducted and Non-Ducted Indoor Units | 228000 | 11.75 | 20.85 | 250000 | 3.59 | 178000 | 2.16 | 4750 | Yes
9989854 | DAIKIN | REYQ240TAYD* | Mixed Ducted and Non-Ducted Indoor Units | 228000 | 11.75 | 20.85 | 250000 | 3.59 | 178000 | 2.16 | 4750 | Yes
7629606 | DAIKIN | REYQ240TTJU | Mixed Ducted and Non-Ducted Indoor Units | 222000 | 11.9 | 20.85 | 250000 | 3.61 | 178000 | 2.39 | 4625 | Yes
7629608 | DAIKIN | REYQ240TYDN | Mixed Ducted and Non-Ducted Indoor Units | 222000 | 11.9 | 20.85 | 250000 | 3.61 | 178000 | 2.39 | 4625 | Yes
9990101 | DAIKIN | RXYQ240TATJ* | Mixed Ducted and Non-Ducted Indoor Units | 228000 | 11.1 | 20.85 | 256000 | 3.48 | 170000 | 2.37 | 4750 | Yes
9990102 | DAIKIN | RXYQ240TAYD* | Mixed Ducted and Non-Ducted Indoor Units | 228000 | 11.1 | 20.85 | 256000 | 3.48 | 170000 | 2.37 | 4750 | Yes
205234842 | DAIKIN | RXYQ240XATJ* | Mixed Ducted and Non-Ducted Indoor Units | 228000 | 11.1 | 20.85 | 256000 | 3.48 | 170000 | 2.37 | 4750 | Yes
205234852 | DAIKIN | RXYQ240XAYD* | Mixed Ducted and Non-Ducted Indoor Units | 228000 | 11.1 | 20.85 | 256000 | 3.48 | 170000 | 2.37 | 4750 | Yes
9990071 | DAIKIN | RXYQ240TATJ* | Ducted Indoor Units | 228000 | 11.2 | 20.9 | 256000 | 3.33 | 170000 | 2.34 | 4750 | Yes
9990072 | DAIKIN | RXYQ240TAYD* | Ducted Indoor Units | 228000 | 11.2 | 20.9 | 256000 | 3.33 | 170000 | 2.34 | 4750 | Yes
205234794 | DAIKIN | RXYQ240XATJ* | Ducted Indoor Units | 228000 | 11.2 | 20.9 | 256000 | 3.33 | 170000 | 2.34 | 4750 | Yes
205234804 | DAIKIN | RXYQ240XAYD* | Ducted Indoor Units | 228000 | 11.2 | 20.9 | 256000 | 3.33 | 170000 | 2.34 | 4750 | Yes
10103154 | DAIKIN | REYQ192TAYC* | Mixed Ducted and Non-Ducted Indoor Units | 184000 | 12.55 | 20.95 | 206000 | 3.76 | 150000 | 2.43 | 3832.5 | Yes
207776332 | DAIKIN | REYQ192AATJ* | Ducted Indoor Units | 184000 | 11.5 | 21 | 206000 | 3.45 | 146000 | 2.05 | 3832.5 | Yes
207776350 | DAIKIN | REYQ192AAYD* | Ducted Indoor Units | 184000 | 11.5 | 21 | 206000 | 3.45 | 146000 | 2.05 | 3832.5 | Yes
202021858 | DAIKIN | RXLQ240TATJ* | Non-Ducted Indoor Units | 228000 | 12.1 | 21 | 256000 | 3.77 | 218000 | 2.22 | 4750 | Yes
202016271 | DAIKIN | RXLQ240TAYC* | Non-Ducted Indoor Units | 228000 | 12.1 | 21 | 256000 | 3.77 | 218000 | 2.22 | 4750 | Yes
202021859 | DAIKIN | RXLQ240TAYD* | Non-Ducted Indoor Units | 228000 | 12.1 | 21 | 256000 | 3.77 | 218000 | 2.22 | 4750 | Yes
7041885 | DAIKIN | RXYQ144TTJU | Ducted Indoor Units | 138000 | 11.5 | 21 | 154000 | 3.72 | 96000 | 2.2 | 2875 | Yes
7041886 | DAIKIN | RXYQ144TYDN | Ducted Indoor Units | 138000 | 11.5 | 21 | 154000 | 3.72 | 96000 | 2.2 | 2875 | Yes
10515235 | DAIKIN | RELQ240TATJ* | Non-Ducted Indoor Units | 228000 | 12.3 | 21.1 | 256000 | 3.68 | 218000 | 2.2 | 4750 | Yes
10103107 | DAIKIN | RELQ240TAYC* | Non-Ducted Indoor Units | 228000 | 12.3 | 21.1 | 256000 | 3.68 | 218000 | 2.2 | 4750 | Yes
10515236 | DAIKIN | RELQ240TAYD* | Non-Ducted Indoor Units | 228000 | 12.3 | 21.1 | 256000 | 3.68 | 218000 | 2.2 | 4750 | Yes
9989794 | DAIKIN | REYQ192TATJ* | Ducted Indoor Units | 184000 | 12.3 | 21.1 | 200000 | 3.67 | 146000 | 2.26 | 3832.5 | Yes
9989795 | DAIKIN | REYQ192TAYD* | Ducted Indoor Units | 184000 | 12.3 | 21.1 | 200000 | 3.67 | 146000 | 2.26 | 3832.5 | Yes
7628630 | DAIKIN | REYQ192TTJU | Ducted Indoor Units | 180000 | 12.6 | 21.1 | 200000 | 3.67 | 146000 | 2.38 | 3750 | Yes
7628632 | DAIKIN | REYQ192TYDN | Ducted Indoor Units | 180000 | 12.6 | 21.1 | 200000 | 3.67 | 146000 | 2.38 | 3750 | Yes
10103115 | DAIKIN | REYQ240TAYC* | Non-Ducted Indoor Units | 228000 | 11.6 | 21.1 | 256000 | 3.68 | 182000 | 2.34 | 4750 | Yes
203364251 | DAIKIN | REYQ240XATJ* | Mixed Ducted and Non-Ducted Indoor Units | 228000 | 11.65 | 21.1 | 256000 | 3.53 | 182000 | 2.25 | 4750 | Yes
203364285 | DAIKIN | REYQ240XAYC* | Mixed Ducted and Non-Ducted Indoor Units | 228000 | 11.65 | 21.1 | 256000 | 3.53 | 182000 | 2.25 | 4750 | Yes
203364268 | DAIKIN | REYQ240XAYD* | Mixed Ducted and Non-Ducted Indoor Units | 228000 | 11.65 | 21.1 | 256000 | 3.53 | 182000 | 2.25 | 4750 | Yes
9989847 | DAIKIN | REYQ168TATJ* | Mixed Ducted and Non-Ducted Indoor Units | 160000 | 11.1 | 21.15 | 176000 | 3.42 | 128000 | 2.14 | 3332.5 | Yes
9989848 | DAIKIN | REYQ168TAYD* | Mixed Ducted and Non-Ducted Indoor Units | 160000 | 11.1 | 21.15 | 176000 | 3.42 | 128000 | 2.14 | 3332.5 | Yes
7629591 | DAIKIN | REYQ168TTJU | Mixed Ducted and Non-Ducted Indoor Units | 156000 | 11.5 | 21.4 | 176000 | 3.55 | 128000 | 2.23 | 3250 | Yes
7629594 | DAIKIN | REYQ168TYDN | Mixed Ducted and Non-Ducted Indoor Units | 156000 | 11.5 | 21.4 | 176000 | 3.55 | 128000 | 2.23 | 3250 | Yes
203334991 | DAIKIN | REYQ192XATJ* | Ducted Indoor Units | 184000 | 13 | 21.4 | 206000 | 3.67 | 150000 | 2.37 | 3832.5 | Yes
203335025 | DAIKIN | REYQ192XAYC* | Ducted Indoor Units | 184000 | 13 | 21.4 | 206000 | 3.67 | 150000 | 2.37 | 3832.5 | Yes
203335008 | DAIKIN | REYQ192XAYD* | Ducted Indoor Units | 184000 | 13 | 21.4 | 206000 | 3.67 | 150000 | 2.37 | 3832.5 | Yes
7042719 | DAIKIN | RXYQ192TTJU | Mixed Ducted and Non-Ducted Indoor Units | 184000 | 12.1 | 21.45 | 206000 | 3.7 | 134000 | 2.33 | 3832.5 | Yes
7042720 | DAIKIN | RXYQ192TYDN | Mixed Ducted and Non-Ducted Indoor Units | 184000 | 12.1 | 21.45 | 206000 | 3.7 | 134000 | 2.33 | 3832.5 | Yes
9989790 | DAIKIN | REYQ144TATJ* | Ducted Indoor Units | 138000 | 11.9 | 21.6 | 150000 | 3.48 | 106000 | 2.28 | 2875 | Yes
9989791 | DAIKIN | REYQ144TAYD* | Ducted Indoor Units | 138000 | 11.9 | 21.6 | 150000 | 3.48 | 106000 | 2.28 | 2875 | Yes
203334989 | DAIKIN | REYQ144XATJ* | Ducted Indoor Units | 138000 | 11.6 | 21.6 | 154000 | 3.42 | 109000 | 2.12 | 2875 | Yes
203335023 | DAIKIN | REYQ144XAYC* | Ducted Indoor Units | 138000 | 11.6 | 21.6 | 154000 | 3.42 | 109000 | 2.12 | 2875 | Yes
203335006 | DAIKIN | REYQ144XAYD* | Ducted Indoor Units | 138000 | 11.6 | 21.6 | 154000 | 3.42 | 109000 | 2.12 | 2875 | Yes
207776298 | DAIKIN | REYQ240AATJ* | Non-Ducted Indoor Units | 228000 | 11 | 21.6 | 256000 | 3.45 | 170000 | 2.05 | 4750 | Yes
207776316 | DAIKIN | REYQ240AAYD* | Non-Ducted Indoor Units | 228000 | 11 | 21.6 | 256000 | 3.45 | 170000 | 2.05 | 4750 | Yes
203334992 | DAIKIN | REYQ216XATJ* | Ducted Indoor Units | 206000 | 12.3 | 21.7 | 232000 | 3.52 | 164000 | 2.2 | 4292.5 | Yes
203335026 | DAIKIN | REYQ216XAYC* | Ducted Indoor Units | 206000 | 12.3 | 21.7 | 232000 | 3.52 | 164000 | 2.2 | 4292.5 | Yes
203335009 | DAIKIN | REYQ216XAYD* | Ducted Indoor Units | 206000 | 12.3 | 21.7 | 232000 | 3.52 | 164000 | 2.2 | 4292.5 | Yes
9990097 | DAIKIN | RXYQ192TATJ* | Mixed Ducted and Non-Ducted Indoor Units | 184000 | 11.35 | 21.7 | 206000 | 3.45 | 134000 | 2.25 | 3832.5 | Yes
9990098 | DAIKIN | RXYQ192TAYD* | Mixed Ducted and Non-Ducted Indoor Units | 184000 | 11.35 | 21.7 | 206000 | 3.45 | 134000 | 2.25 | 3832.5 | Yes
205234840 | DAIKIN | RXYQ192XATJ* | Mixed Ducted and Non-Ducted Indoor Units | 184000 | 11.35 | 21.7 | 206000 | 3.45 | 134000 | 2.25 | 3832.5 | Yes
205234850 | DAIKIN | RXYQ192XAYD* | Mixed Ducted and Non-Ducted Indoor Units | 184000 | 11.35 | 21.7 | 206000 | 3.45 | 134000 | 2.25 | 3832.5 | Yes
202016259 | DAIKIN | RXYQ216TAYC* | Non-Ducted Indoor Units | 206000 | 11.8 | 21.7 | 232000 | 3.84 | 164000 | 2.35 | 4292.5 | Yes
205234786 | DAIKIN | RXYQ216XAYC* | Non-Ducted Indoor Units | 206000 | 11.8 | 21.7 | 232000 | 3.84 | 164000 | 2.35 | 4292.5 | Yes
207776369 | DAIKIN | REYQ216AATJ* | Mixed Ducted and Non-Ducted Indoor Units | 206000 | 11.25 | 21.75 | 232000 | 3.47 | 164000 | 2.05 | 4292.5 | Yes
207776387 | DAIKIN | REYQ216AAYD* | Mixed Ducted and Non-Ducted Indoor Units | 206000 | 11.25 | 21.75 | 232000 | 3.47 | 164000 | 2.05 | 4292.5 | Yes
7629601 | DAIKIN | REYQ216TTJU | Mixed Ducted and Non-Ducted Indoor Units | 200000 | 12.45 | 21.85 | 226000 | 3.7 | 160000 | 2.36 | 4167.5 | Yes
7629603 | DAIKIN | REYQ216TYDN | Mixed Ducted and Non-Ducted Indoor Units | 200000 | 12.45 | 21.85 | 226000 | 3.7 | 160000 | 2.36 | 4167.5 | Yes
9989452 | DAIKIN | REYQ168TATJ* | Non-Ducted Indoor Units | 160000 | 11.3 | 21.9 | 176000 | 3.64 | 128000 | 2.2 | 3332.5 | Yes
9989781 | DAIKIN | REYQ168TAYD* | Non-Ducted Indoor Units | 160000 | 11.3 | 21.9 | 176000 | 3.64 | 128000 | 2.2 | 3332.5 | Yes
9989851 | DAIKIN | REYQ216TATJ* | Mixed Ducted and Non-Ducted Indoor Units | 206000 | 12.35 | 21.9 | 226000 | 3.7 | 160000 | 2.25 | 4292.5 | Yes
9989852 | DAIKIN | REYQ216TAYD* | Mixed Ducted and Non-Ducted Indoor Units | 206000 | 12.35 | 21.9 | 226000 | 3.7 | 160000 | 2.25 | 4292.5 | Yes
9989799 | DAIKIN | REYQ240TATJ* | Non-Ducted Indoor Units | 228000 | 11.9 | 21.9 | 250000 | 3.68 | 178000 | 2.24 | 4750 | Yes
9989809 | DAIKIN | REYQ240TAYD* | Non-Ducted Indoor Units | 228000 | 11.9 | 21.9 | 250000 | 3.68 | 178000 | 2.24 | 4750 | Yes
7628567 | DAIKIN | REYQ240TTJU | Non-Ducted Indoor Units | 222000 | 12.2 | 21.9 | 250000 | 3.67 | 178000 | 2.48 | 4625 | Yes
7628570 | DAIKIN | REYQ240TYDN | Non-Ducted Indoor Units | 222000 | 12.2 | 21.9 | 250000 | 3.67 | 178000 | 2.48 | 4625 | Yes
202021854 | DAIKIN | RXYQ192TAYC* | Non-Ducted Indoor Units | 184000 | 12.4 | 21.9 | 206000 | 3.91 | 150000 | 2.52 | 3832.5 | Yes
205234785 | DAIKIN | RXYQ192XAYC* | Non-Ducted Indoor Units | 184000 | 12.4 | 21.9 | 206000 | 3.91 | 150000 | 2.52 | 3832.5 | Yes
7628554 | DAIKIN | REYQ168TTJU | Non-Ducted Indoor Units | 156000 | 11.7 | 22 | 176000 | 3.77 | 128000 | 2.32 | 3250 | Yes
7628557 | DAIKIN | REYQ168TYDN | Non-Ducted Indoor Units | 156000 | 11.7 | 22 | 176000 | 3.77 | 128000 | 2.32 | 3250 | Yes
9989849 | DAIKIN | REYQ192TATJ* | Mixed Ducted and Non-Ducted Indoor Units | 184000 | 12.4 | 22 | 200000 | 3.76 | 146000 | 2.32 | 3832.5 | Yes
9989850 | DAIKIN | REYQ192TAYD* | Mixed Ducted and Non-Ducted Indoor Units | 184000 | 12.4 | 22 | 200000 | 3.76 | 146000 | 2.32 | 3832.5 | Yes
7629595 | DAIKIN | REYQ192TTJU | Mixed Ducted and Non-Ducted Indoor Units | 180000 | 12.55 | 22 | 200000 | 3.75 | 146000 | 2.46 | 3750 | Yes
7629598 | DAIKIN | REYQ192TYDN | Mixed Ducted and Non-Ducted Indoor Units | 180000 | 12.55 | 22 | 200000 | 3.75 | 146000 | 2.46 | 3750 | Yes
203364249 | DAIKIN | REYQ192XATJ* | Mixed Ducted and Non-Ducted Indoor Units | 184000 | 13 | 22 | 206000 | 3.76 | 150000 | 2.43 | 3832.5 | Yes
203364283 | DAIKIN | REYQ192XAYC* | Mixed Ducted and Non-Ducted Indoor Units | 184000 | 13 | 22 | 206000 | 3.76 | 150000 | 2.43 | 3832.5 | Yes
203364266 | DAIKIN | REYQ192XAYD* | Mixed Ducted and Non-Ducted Indoor Units | 184000 | 13 | 22 | 206000 | 3.76 | 150000 | 2.43 | 3832.5 | Yes
10103114 | DAIKIN | REYQ216TAYC* | Non-Ducted Indoor Units | 206000 | 12.2 | 22 | 232000 | 3.76 | 164000 | 2.34 | 4292.5 | Yes
202021856 | DAIKIN | RXLQ192TATJ* | Non-Ducted Indoor Units | 184000 | 12.3 | 22 | 206000 | 3.9 | 176000 | 2.22 | 3832.5 | Yes
202016269 | DAIKIN | RXLQ192TAYC* | Non-Ducted Indoor Units | 184000 | 12.3 | 22 | 206000 | 3.9 | 176000 | 2.22 | 3832.5 | Yes
202021857 | DAIKIN | RXLQ192TAYD* | Non-Ducted Indoor Units | 184000 | 12.3 | 22 | 206000 | 3.9 | 176000 | 2.22 | 3832.5 | Yes
10515257 | DAIKIN | RELQ192TATJ* | Non-Ducted Indoor Units | 184000 | 12.5 | 22.1 | 206000 | 3.85 | 176000 | 2.2 | 3832.5 | Yes
10103106 | DAIKIN | RELQ192TAYC* | Non-Ducted Indoor Units | 184000 | 12.5 | 22.1 | 206000 | 3.85 | 176000 | 2.2 | 3832.5 | Yes
10515258 | DAIKIN | RELQ192TAYD* | Non-Ducted Indoor Units | 184000 | 12.5 | 22.1 | 206000 | 3.85 | 176000 | 2.2 | 3832.5 | Yes
10103113 | DAIKIN | REYQ192TAYC* | Non-Ducted Indoor Units | 184000 | 12.5 | 22.2 | 206000 | 3.85 | 150000 | 2.5 | 3832.5 | Yes
203334943 | DAIKIN | REYQ240XATJ* | Non-Ducted Indoor Units | 228000 | 11.6 | 22.2 | 256000 | 3.68 | 182000 | 2.34 | 4750 | Yes
203334977 | DAIKIN | REYQ240XAYC* | Non-Ducted Indoor Units | 228000 | 11.6 | 22.2 | 256000 | 3.68 | 182000 | 2.34 | 4750 | Yes
203334960 | DAIKIN | REYQ240XAYD* | Non-Ducted Indoor Units | 228000 | 11.6 | 22.2 | 256000 | 3.68 | 182000 | 2.34 | 4750 | Yes
201992875 | DAIKIN | RXYQ144TAYC* | Non-Ducted Indoor Units | 138000 | 11.5 | 22.2 | 154000 | 3.84 | 109000 | 2.2 | 2875 | Yes
205234783 | DAIKIN | RXYQ144XAYC* | Non-Ducted Indoor Units | 138000 | 11.5 | 22.2 | 154000 | 3.84 | 109000 | 2.2 | 2875 | Yes
9990034 | DAIKIN | RXYQ192TATJ* | Non-Ducted Indoor Units | 184000 | 11.1 | 22.2 | 206000 | 3.62 | 134000 | 2.27 | 3832.5 | Yes
9990051 | DAIKIN | RXYQ192TAYD* | Non-Ducted Indoor Units | 184000 | 11.1 | 22.2 | 206000 | 3.62 | 134000 | 2.27 | 3832.5 | Yes
7041895 | DAIKIN | RXYQ192TTJU | Non-Ducted Indoor Units | 184000 | 11.9 | 22.2 | 206000 | 3.8 | 134000 | 2.27 | 3832.5 | Yes
7041896 | DAIKIN | RXYQ192TYDN | Non-Ducted Indoor Units | 184000 | 11.9 | 22.2 | 206000 | 3.8 | 134000 | 2.27 | 3832.5 | Yes
205234700 | DAIKIN | RXYQ192XATJ* | Non-Ducted Indoor Units | 184000 | 11.1 | 22.2 | 206000 | 3.62 | 134000 | 2.27 | 3832.5 | Yes
205234770 | DAIKIN | RXYQ192XAYD* | Non-Ducted Indoor Units | 184000 | 11.1 | 22.2 | 206000 | 3.62 | 134000 | 2.27 | 3832.5 | Yes
203364250 | DAIKIN | REYQ216XATJ* | Mixed Ducted and Non-Ducted Indoor Units | 206000 | 12.35 | 22.4 | 232000 | 3.64 | 164000 | 2.27 | 4292.5 | Yes
203364284 | DAIKIN | REYQ216XAYC* | Mixed Ducted and Non-Ducted Indoor Units | 206000 | 12.35 | 22.4 | 232000 | 3.64 | 164000 | 2.27 | 4292.5 | Yes
203364267 | DAIKIN | REYQ216XAYD* | Mixed Ducted and Non-Ducted Indoor Units | 206000 | 12.35 | 22.4 | 232000 | 3.64 | 164000 | 2.27 | 4292.5 | Yes
202021860 | DAIKIN | RXLQ144TATJ* | Non-Ducted Indoor Units | 138000 | 12.7 | 22.4 | 154000 | 3.86 | 131000 | 2.21 | 2875 | Yes
202021855 | DAIKIN | RXLQ144TAYC* | Non-Ducted Indoor Units | 138000 | 12.7 | 22.4 | 154000 | 3.86 | 131000 | 2.21 | 2875 | Yes
202021861 | DAIKIN | RXLQ144TAYD* | Non-Ducted Indoor Units | 138000 | 12.7 | 22.4 | 154000 | 3.86 | 131000 | 2.21 | 2875 | Yes
10515233 | DAIKIN | RELQ144TATJ* | Non-Ducted Indoor Units | 138000 | 12.9 | 22.5 | 154000 | 3.81 | 131000 | 2.2 | 2875 | Yes
10103105 | DAIKIN | RELQ144TAYC* | Non-Ducted Indoor Units | 138000 | 12.9 | 22.5 | 154000 | 3.81 | 131000 | 2.2 | 2875 | Yes
10515234 | DAIKIN | RELQ144TAYD* | Non-Ducted Indoor Units | 138000 | 12.9 | 22.5 | 154000 | 3.81 | 131000 | 2.2 | 2875 | Yes
207776330 | DAIKIN | REYQ144AATJ* | Ducted Indoor Units | 138000 | 12 | 22.5 | 154000 | 3.35 | 105000 | 2.1 | 2875 | Yes
207776348 | DAIKIN | REYQ144AAYD* | Ducted Indoor Units | 138000 | 12 | 22.5 | 154000 | 3.35 | 105000 | 2.1 | 2875 | Yes
10103111 | DAIKIN | REYQ144TAYC* | Non-Ducted Indoor Units | 138000 | 11.8 | 22.5 | 154000 | 3.75 | 109000 | 2.16 | 2875 | Yes
207776368 | DAIKIN | REYQ192AATJ* | Mixed Ducted and Non-Ducted Indoor Units | 184000 | 11.9 | 22.5 | 206000 | 3.65 | 146000 | 2.05 | 3832.5 | Yes
207776386 | DAIKIN | REYQ192AAYD* | Mixed Ducted and Non-Ducted Indoor Units | 184000 | 11.9 | 22.5 | 206000 | 3.65 | 146000 | 2.05 | 3832.5 | Yes
9989845 | DAIKIN | REYQ144TATJ* | Mixed Ducted and Non-Ducted Indoor Units | 138000 | 12.15 | 22.55 | 150000 | 3.64 | 106000 | 2.4 | 2875 | Yes
9989846 | DAIKIN | REYQ144TAYD* | Mixed Ducted and Non-Ducted Indoor Units | 138000 | 12.15 | 22.55 | 150000 | 3.64 | 106000 | 2.4 | 2875 | Yes
203364247 | DAIKIN | REYQ144XATJ* | Mixed Ducted and Non-Ducted Indoor Units | 138000 | 11.75 | 22.55 | 154000 | 3.58 | 109000 | 2.14 | 2875 | Yes
203364281 | DAIKIN | REYQ144XAYC* | Mixed Ducted and Non-Ducted Indoor Units | 138000 | 11.75 | 22.55 | 154000 | 3.58 | 109000 | 2.14 | 2875 | Yes
203364264 | DAIKIN | REYQ144XAYD* | Mixed Ducted and Non-Ducted Indoor Units | 138000 | 11.75 | 22.55 | 154000 | 3.58 | 109000 | 2.14 | 2875 | Yes
7042715 | DAIKIN | RXYQ144TTJU | Mixed Ducted and Non-Ducted Indoor Units | 138000 | 11.9 | 22.55 | 154000 | 3.91 | 96000 | 2.26 | 2875 | Yes
7042716 | DAIKIN | RXYQ144TYDN | Mixed Ducted and Non-Ducted Indoor Units | 138000 | 11.9 | 22.55 | 154000 | 3.91 | 96000 | 2.26 | 2875 | Yes
203334941 | DAIKIN | REYQ192XATJ* | Non-Ducted Indoor Units | 184000 | 13 | 22.6 | 206000 | 3.85 | 150000 | 2.5 | 3832.5 | Yes
203334975 | DAIKIN | REYQ192XAYC* | Non-Ducted Indoor Units | 184000 | 13 | 22.6 | 206000 | 3.85 | 150000 | 2.5 | 3832.5 | Yes
203334958 | DAIKIN | REYQ192XAYD* | Non-Ducted Indoor Units | 184000 | 13 | 22.6 | 206000 | 3.85 | 150000 | 2.5 | 3832.5 | Yes
9990063 | DAIKIN | RXYQ144TATJ* | Ducted Indoor Units | 138000 | 11.5 | 22.6 | 154000 | 3.34 | 96000 | 2.2 | 2875 | Yes
9990064 | DAIKIN | RXYQ144TAYD* | Ducted Indoor Units | 138000 | 11.5 | 22.6 | 154000 | 3.34 | 96000 | 2.2 | 2875 | Yes
205233067 | DAIKIN | RXYQ144XATJ* | Ducted Indoor Units | 138000 | 11.5 | 22.6 | 154000 | 3.34 | 96000 | 2.2 | 2875 | Yes
205233072 | DAIKIN | RXYQ144XAYD* | Ducted Indoor Units | 138000 | 11.5 | 22.6 | 154000 | 3.34 | 96000 | 2.2 | 2875 | Yes
207776367 | DAIKIN | REYQ168AATJ* | Mixed Ducted and Non-Ducted Indoor Units | 160000 | 11.3 | 22.7 | 180000 | 3.35 | 122000 | 2.1 | 3332.5 | Yes
207776385 | DAIKIN | REYQ168AAYD* | Mixed Ducted and Non-Ducted Indoor Units | 160000 | 11.3 | 22.7 | 180000 | 3.35 | 122000 | 2.1 | 3332.5 | Yes
9989457 | DAIKIN | REYQ192TATJ* | Non-Ducted Indoor Units | 184000 | 12.5 | 22.9 | 200000 | 3.85 | 146000 | 2.38 | 3832.5 | Yes
9989782 | DAIKIN | REYQ192TAYD* | Non-Ducted Indoor Units | 184000 | 12.5 | 22.9 | 200000 | 3.85 | 146000 | 2.38 | 3832.5 | Yes
7628559 | DAIKIN | REYQ192TTJU | Non-Ducted Indoor Units | 180000 | 12.5 | 22.9 | 200000 | 3.84 | 146000 | 2.55 | 3750 | Yes
7628561 | DAIKIN | REYQ192TYDN | Non-Ducted Indoor Units | 180000 | 12.5 | 22.9 | 200000 | 3.84 | 146000 | 2.55 | 3750 | Yes
7628563 | DAIKIN | REYQ216TTJU | Non-Ducted Indoor Units | 200000 | 12.5 | 22.9 | 226000 | 3.73 | 160000 | 2.45 | 4167.5 | Yes
7628566 | DAIKIN | REYQ216TYDN | Non-Ducted Indoor Units | 200000 | 12.5 | 22.9 | 226000 | 3.73 | 160000 | 2.45 | 4167.5 | Yes
207776297 | DAIKIN | REYQ216AATJ* | Non-Ducted Indoor Units | 206000 | 11.5 | 23 | 232000 | 3.7 | 164000 | 2.05 | 4292.5 | Yes
207776315 | DAIKIN | REYQ216AAYD* | Non-Ducted Indoor Units | 206000 | 11.5 | 23 | 232000 | 3.7 | 164000 | 2.05 | 4292.5 | Yes
9989759 | DAIKIN | REYQ216TATJ* | Non-Ducted Indoor Units | 206000 | 12.5 | 23 | 226000 | 3.74 | 160000 | 2.32 | 4292.5 | Yes
9989783 | DAIKIN | REYQ216TAYD* | Non-Ducted Indoor Units | 206000 | 12.5 | 23 | 226000 | 3.74 | 160000 | 2.32 | 4292.5 | Yes
203334942 | DAIKIN | REYQ216XATJ* | Non-Ducted Indoor Units | 206000 | 12.4 | 23.1 | 232000 | 3.76 | 164000 | 2.34 | 4292.5 | Yes
203334976 | DAIKIN | REYQ216XAYC* | Non-Ducted Indoor Units | 206000 | 12.4 | 23.1 | 232000 | 3.76 | 164000 | 2.34 | 4292.5 | Yes
203334959 | DAIKIN | REYQ216XAYD* | Non-Ducted Indoor Units | 206000 | 12.4 | 23.1 | 232000 | 3.76 | 164000 | 2.34 | 4292.5 | Yes
9989451 | DAIKIN | REYQ144TATJ* | Non-Ducted Indoor Units | 138000 | 12.4 | 23.5 | 150000 | 3.81 | 106000 | 2.52 | 2875 | Yes
9989780 | DAIKIN | REYQ144TAYD* | Non-Ducted Indoor Units | 138000 | 12.4 | 23.5 | 150000 | 3.81 | 106000 | 2.52 | 2875 | Yes
203334939 | DAIKIN | REYQ144XATJ* | Non-Ducted Indoor Units | 138000 | 11.9 | 23.5 | 154000 | 3.75 | 109000 | 2.16 | 2875 | Yes
203334973 | DAIKIN | REYQ144XAYC* | Non-Ducted Indoor Units | 138000 | 11.9 | 23.5 | 154000 | 3.75 | 109000 | 2.16 | 2875 | Yes
203334956 | DAIKIN | REYQ144XAYD* | Non-Ducted Indoor Units | 138000 | 11.9 | 23.5 | 154000 | 3.75 | 109000 | 2.16 | 2875 | Yes
9990093 | DAIKIN | RXYQ144TATJ* | Mixed Ducted and Non-Ducted Indoor Units | 138000 | 11.8 | 23.7 | 154000 | 3.49 | 96000 | 2.26 | 2875 | Yes
9990094 | DAIKIN | RXYQ144TAYD* | Mixed Ducted and Non-Ducted Indoor Units | 138000 | 11.8 | 23.7 | 154000 | 3.49 | 96000 | 2.26 | 2875 | Yes
205234817 | DAIKIN | RXYQ144XATJ* | Mixed Ducted and Non-Ducted Indoor Units | 138000 | 11.8 | 23.7 | 154000 | 3.49 | 96000 | 2.26 | 2875 | Yes
205234822 | DAIKIN | RXYQ144XAYD* | Mixed Ducted and Non-Ducted Indoor Units | 138000 | 11.8 | 23.7 | 154000 | 3.49 | 96000 | 2.26 | 2875 | Yes
207776295 | DAIKIN | REYQ168AATJ* | Non-Ducted Indoor Units | 160000 | 11.5 | 24 | 180000 | 3.5 | 122000 | 2.1 | 3332.5 | Yes
207776313 | DAIKIN | REYQ168AAYD* | Non-Ducted Indoor Units | 160000 | 11.5 | 24 | 180000 | 3.5 | 122000 | 2.1 | 3332.5 | Yes
207776296 | DAIKIN | REYQ192AATJ* | Non-Ducted Indoor Units | 184000 | 12.3 | 24 | 206000 | 3.85 | 146000 | 2.05 | 3832.5 | Yes
207776314 | DAIKIN | REYQ192AAYD* | Non-Ducted Indoor Units | 184000 | 12.3 | 24 | 206000 | 3.85 | 146000 | 2.05 | 3832.5 | Yes
7041887 | DAIKIN | RXYQ144TTJU | Non-Ducted Indoor Units | 138000 | 12.3 | 24.1 | 154000 | 4.1 | 96000 | 2.33 | 2875 | Yes
7041888 | DAIKIN | RXYQ144TYDN | Non-Ducted Indoor Units | 138000 | 12.3 | 24.1 | 154000 | 4.1 | 96000 | 2.33 | 2875 | Yes
207776366 | DAIKIN | REYQ144AATJ* | Mixed Ducted and Non-Ducted Indoor Units | 138000 | 12.25 | 24.5 | 154000 | 3.57 | 105000 | 2.15 | 2875 | Yes
207776384 | DAIKIN | REYQ144AAYD* | Mixed Ducted and Non-Ducted Indoor Units | 138000 | 12.25 | 24.5 | 154000 | 3.57 | 105000 | 2.15 | 2875 | Yes
9990032 | DAIKIN | RXYQ144TATJ* | Non-Ducted Indoor Units | 138000 | 12.1 | 24.8 | 154000 | 3.64 | 96000 | 2.33 | 2875 | Yes
9990049 | DAIKIN | RXYQ144TAYD* | Non-Ducted Indoor Units | 138000 | 12.1 | 24.8 | 154000 | 3.64 | 96000 | 2.33 | 2875 | Yes
205233057 | DAIKIN | RXYQ144XATJ* | Non-Ducted Indoor Units | 138000 | 12.1 | 24.8 | 154000 | 3.64 | 96000 | 2.33 | 2875 | Yes
205233062 | DAIKIN | RXYQ144XAYD* | Non-Ducted Indoor Units | 138000 | 12.1 | 24.8 | 154000 | 3.64 | 96000 | 2.33 | 2875 | Yes
207776294 | DAIKIN | REYQ144AATJ* | Non-Ducted Indoor Units | 138000 | 12.5 | 26.5 | 154000 | 3.8 | 105000 | 2.2 | 2875 | Yes
207776312 | DAIKIN | REYQ144AAYD* | Non-Ducted Indoor Units | 138000 | 12.5 | 26.5 | 154000 | 3.8 | 105000 | 2.2 | 2875 | Yes
201994672 | Day&night | 38VMA216HDS5-1 | Non-Ducted Indoor Units | 196000 | 11.7 | 20.5 | 224000 | 3.62 | 152000 | 2.4 | 4082.5 | Yes
201994726 | Day&night | 38VMA216HDS6-1 | Non-Ducted Indoor Units | 196000 | 11.7 | 20.5 | 224000 | 3.62 | 152000 | 2.4 | 4082.5 | Yes
201994677 | Day&night | 38VMA240HDS5-1 | Ducted Indoor Units | 214000 | 11 | 20.6 | 240000 | 3.47 | 160000 | 2.3 | 4457.5 | Yes
201994731 | Day&night | 38VMA240HDS6-1 | Ducted Indoor Units | 214000 | 11 | 20.6 | 240000 | 3.47 | 160000 | 2.3 | 4457.5 | Yes
201994655 | Day&night | 38VMA072HDS5-1 | Non-Ducted Indoor Units | 69000 | 14.1 | 22.5 | 77000 | 4.29 | 54000 | 2.8 | 1437.5 | Yes
201994656 | Day&night | 38VMA072HDS5-1 | Ducted Indoor Units | 69000 | 12.8 | 23.6 | 77000 | 3.85 | 54000 | 2.41 | 1437.5 | Yes
201994705 | Day&night | 38VMA072HDS6-1 | Non-Ducted Indoor Units | 69000 | 14.1 | 22.5 | 77000 | 4.29 | 54000 | 2.8 | 1437.5 | Yes
201994707 | Day&night | 38VMA072HDS6-1 | Ducted Indoor Units | 69000 | 12.8 | 23.6 | 77000 | 3.85 | 54000 | 2.41 | 1437.5 | Yes
201994758 | Day&night | 38VMA072RDS5-1 | Non-Ducted Indoor Units | 69000 | 14.1 | 24.6 | 77000 | 4.1 | 54000 | 2.72 | 1437.5 | Yes
201994759 | Day&night | 38VMA072RDS5-1 | Ducted Indoor Units | 69000 | 13.2 | 24.2 | 77000 | 3.85 | 54000 | 2.41 | 1437.5 | Yes
201994802 | Day&night | 38VMA072RDS6-1 | Non-Ducted Indoor Units | 69000 | 14.1 | 24.6 | 77000 | 4.1 | 54000 | 2.72 | 1437.5 | Yes
201994804 | Day&night | 38VMA072RDS6-1 | Ducted Indoor Units | 69000 | 13.2 | 24.2 | 77000 | 3.85 | 54000 | 2.41 | 1437.5 | Yes
201994657 | Day&night | 38VMA096HDS5-1 | Non-Ducted Indoor Units | 92000 | 13.2 | 23.5 | 103000 | 3.82 | 72000 | 2.52 | 1917.5 | Yes
201994659 | Day&night | 38VMA096HDS5-1 | Ducted Indoor Units | 92000 | 11.8 | 23 | 103000 | 3.63 | 72000 | 2.3 | 1917.5 | Yes
201994709 | Day&night | 38VMA096HDS6-1 | Non-Ducted Indoor Units | 92000 | 13.2 | 23.5 | 103000 | 3.82 | 72000 | 2.52 | 1917.5 | Yes
201994711 | Day&night | 38VMA096HDS6-1 | Ducted Indoor Units | 92000 | 11.8 | 23 | 103000 | 3.63 | 72000 | 2.3 | 1917.5 | Yes
201994761 | Day&night | 38VMA096RDS5-1 | Non-Ducted Indoor Units | 92000 | 13.2 | 23.7 | 103000 | 3.75 | 72000 | 2.52 | 1917.5 | Yes
201994763 | Day&night | 38VMA096RDS5-1 | Ducted Indoor Units | 92000 | 12.4 | 24.3 | 103000 | 3.63 | 72000 | 2.35 | 1917.5 | Yes
201994806 | Day&night | 38VMA096RDS6-1 | Non-Ducted Indoor Units | 92000 | 13.2 | 23.7 | 103000 | 3.75 | 72000 | 2.52 | 1917.5 | Yes
201994807 | Day&night | 38VMA096RDS6-1 | Ducted Indoor Units | 92000 | 12.4 | 24.3 | 103000 | 3.63 | 72000 | 2.35 | 1917.5 | Yes
201994660 | Day&night | 38VMA120HDS5-1 | Non-Ducted Indoor Units | 112000 | 11.7 | 22.5 | 120000 | 3.6 | 80000 | 2.38 | 2332.5 | Yes
201994712 | Day&night | 38VMA120HDS6-1 | Non-Ducted Indoor Units | 112000 | 11.7 | 22.5 | 120000 | 3.6 | 80000 | 2.38 | 2332.5 | Yes
201994790 | Day&night | 38VMA264RDS5-1 | Non-Ducted Indoor Units | 248000 | 10.7 | 22 | 282000 | 3.52 | 186000 | 2.42 | 5167.5 | Yes
201994791 | Day&night | 38VMA264RDS5-1 | Ducted Indoor Units | 248000 | 10.4 | 21 | 282000 | 3.49 | 186000 | 2.3 | 5167.5 | Yes
201994832 | Day&night | 38VMA264RDS6-1 | Non-Ducted Indoor Units | 248000 | 10.7 | 22 | 282000 | 3.52 | 186000 | 2.42 | 5167.5 | Yes
201994833 | Day&night | 38VMA264RDS6-1 | Ducted Indoor Units | 248000 | 10.4 | 21 | 282000 | 3.49 | 186000 | 2.3 | 5167.5 | Yes
201994793 | Day&night | 38VMA288RDS5-1 | Non-Ducted Indoor Units | 274000 | 10.4 | 21 | 298000 | 3.38 | 198000 | 2.2 | 5707.5 | Yes
201994794 | Day&night | 38VMA288RDS5-1 | Ducted Indoor Units | 274000 | 9.8 | 20.5 | 298000 | 3.42 | 198000 | 2.26 | 5707.5 | Yes
201994834 | Day&night | 38VMA288RDS6-1 | Non-Ducted Indoor Units | 274000 | 10.4 | 21 | 298000 | 3.38 | 198000 | 2.2 | 5707.5 | Yes
201994835 | Day&night | 38VMA288RDS6-1 | Ducted Indoor Units | 274000 | 9.8 | 20.5 | 298000 | 3.42 | 198000 | 2.26 | 5707.5 | Yes
201994686 | Day&night | 38VMA312HDS5-1 | Non-Ducted Indoor Units | 284000 | 11.1 | 20 | 320000 | 3.43 | 218000 | 2.3 | 5917.5 | Yes
201994687 | Day&night | 38VMA312HDS5-1 | Ducted Indoor Units | 284000 | 10.6 | 20.5 | 320000 | 3.3 | 218000 | 2.24 | 5917.5 | Yes
201994739 | Day&night | 38VMA312HDS6-1 | Non-Ducted Indoor Units | 284000 | 11.1 | 20 | 320000 | 3.43 | 218000 | 2.3 | 5917.5 | Yes
201994741 | Day&night | 38VMA312HDS6-1 | Ducted Indoor Units | 284000 | 10.6 | 20.5 | 320000 | 3.3 | 218000 | 2.24 | 5917.5 | Yes
201994689 | Day&night | 38VMA336HDS5-1 | Non-Ducted Indoor Units | 304000 | 10.7 | 19 | 338000 | 3.31 | 224000 | 2.2 | 6332.5 | Yes
201994742 | Day&night | 38VMA336HDS6-1 | Non-Ducted Indoor Units | 304000 | 10.7 | 19 | 338000 | 3.31 | 224000 | 2.2 | 6332.5 | Yes
201994788 | Day&night | 38VMA240RDL5-1 | Ducted Indoor Units | 230000 | 11 | 21.11 | 256000 | 3.57 | 172000 | 2.39 | 4792.5 | Yes
201994831 | Day&night | 38VMA240RDL6-1 | Ducted Indoor Units | 230000 | 11 | 21.11 | 256000 | 3.57 | 172000 | 2.39 | 4792.5 | Yes
201994674 | Day&night | 38VMA216HDS5-1 | Ducted Indoor Units | 196000 | 11.3 | 21.3 | 224000 | 3.54 | 152000 | 2.3 | 4082.5 | Yes
201994727 | Day&night | 38VMA216HDS6-1 | Ducted Indoor Units | 196000 | 11.3 | 21.3 | 224000 | 3.54 | 152000 | 2.3 | 4082.5 | Yes
201994668 | Day&night | 38VMA192HDS5-1 | Non-Ducted Indoor Units | 176000 | 12.3 | 21.5 | 206000 | 3.75 | 144000 | 2.45 | 3667.5 | Yes
201994723 | Day&night | 38VMA192HDS6-1 | Non-Ducted Indoor Units | 176000 | 12.3 | 21.5 | 206000 | 3.75 | 144000 | 2.45 | 3667.5 | Yes
201994665 | Day&night | 38VMA168HDS5-1 | Non-Ducted Indoor Units | 156000 | 12.5 | 22 | 180000 | 3.8 | 126000 | 2.55 | 3250 | Yes
201994667 | Day&night | 38VMA168HDS5-1 | Ducted Indoor Units | 156000 | 12 | 22 | 180000 | 3.64 | 126000 | 2.35 | 3250 | Yes
201994719 | Day&night | 38VMA168HDS6-1 | Non-Ducted Indoor Units | 156000 | 12.5 | 22 | 180000 | 3.8 | 126000 | 2.55 | 3250 | Yes
201994721 | Day&night | 38VMA168HDS6-1 | Ducted Indoor Units | 156000 | 12 | 22 | 180000 | 3.64 | 126000 | 2.35 | 3250 | Yes
201994670 | Day&night | 38VMA192HDS5-1 | Ducted Indoor Units | 176000 | 11.6 | 22 | 206000 | 3.6 | 144000 | 2.3 | 3667.5 | Yes
201994724 | Day&night | 38VMA192HDS6-1 | Ducted Indoor Units | 176000 | 11.6 | 22 | 206000 | 3.6 | 144000 | 2.3 | 3667.5 | Yes
201994787 | Day&night | 38VMA240RDL5-1 | Non-Ducted Indoor Units | 230000 | 11.2 | 22.35 | 256000 | 3.71 | 172000 | 2.48 | 4792.5 | Yes
201994829 | Day&night | 38VMA240RDL6-1 | Non-Ducted Indoor Units | 230000 | 11.2 | 22.35 | 256000 | 3.71 | 172000 | 2.48 | 4792.5 | Yes
201994773 | Day&night | 38VMA168RDS5-1 | Ducted Indoor Units | 158000 | 11.5 | 22.9 | 180000 | 3.54 | 130000 | 2.3 | 3292.5 | Yes
201994818 | Day&night | 38VMA168RDS6-1 | Ducted Indoor Units | 158000 | 11.5 | 22.9 | 180000 | 3.54 | 130000 | 2.3 | 3292.5 | Yes
201994779 | Day&night | 38VMA216RDS5-1 | Non-Ducted Indoor Units | 204000 | 11.2 | 23 | 222000 | 3.34 | 152000 | 2.12 | 4250 | Yes
201994823 | Day&night | 38VMA216RDS6-1 | Non-Ducted Indoor Units | 204000 | 11.2 | 23 | 222000 | 3.34 | 152000 | 2.12 | 4250 | Yes
201994771 | Day&night | 38VMA168RDS5-1 | Non-Ducted Indoor Units | 158000 | 11.8 | 23.1 | 180000 | 3.59 | 130000 | 2.28 | 3292.5 | Yes
201994816 | Day&night | 38VMA168RDS6-1 | Non-Ducted Indoor Units | 158000 | 11.8 | 23.1 | 180000 | 3.59 | 130000 | 2.28 | 3292.5 | Yes
201994777 | Day&night | 38VMA192RDS5-1 | Ducted Indoor Units | 182000 | 11 | 23.6 | 204000 | 3.33 | 144000 | 2.25 | 3792.5 | Yes
201994821 | Day&night | 38VMA192RDS6-1 | Ducted Indoor Units | 182000 | 11 | 23.6 | 204000 | 3.33 | 144000 | 2.25 | 3792.5 | Yes
201994775 | Day&night | 38VMA192RDS5-1 | Non-Ducted Indoor Units | 182000 | 11.3 | 23.9 | 204000 | 3.38 | 144000 | 2.2 | 3792.5 | Yes
201994820 | Day&night | 38VMA192RDS6-1 | Non-Ducted Indoor Units | 182000 | 11.3 | 23.9 | 204000 | 3.38 | 144000 | 2.2 | 3792.5 | Yes
201994769 | Day&night | 38VMA144RDL5-1 | Ducted Indoor Units | 136000 | 12.3 | 24 | 150000 | 3.6 | 108000 | 2.42 | 2832.5 | Yes
201994814 | Day&night | 38VMA144RDL6-1 | Ducted Indoor Units | 136000 | 12.3 | 24 | 150000 | 3.6 | 108000 | 2.42 | 2832.5 | Yes
201994768 | Day&night | 38VMA144RDL5-1 | Non-Ducted Indoor Units | 136000 | 13 | 24.4 | 150000 | 3.98 | 108000 | 2.5 | 2832.5 | Yes
201994812 | Day&night | 38VMA144RDL6-1 | Non-Ducted Indoor Units | 136000 | 13 | 24.4 | 150000 | 3.98 | 108000 | 2.5 | 2832.5 | Yes
5198222 | FUJITSU | AOUA168RLBVG | Mixed Ducted and Non-Ducted Indoor Units | 160000 | 11.4 | 18.3 | 180000 | 3.57 | 118000 | 2.34 | 3332.5 | Yes
5198231 | FUJITSU | AOUA240RLBVG | Mixed Ducted and Non-Ducted Indoor Units | 228000 | 11.6 | 18.4 | 258000 | 3.55 | 166000 | 2.22 | 4750 | Yes
5198225 | FUJITSU | AOUA192RLBVG | Mixed Ducted and Non-Ducted Indoor Units | 174000 | 11.25 | 18.45 | 196000 | 3.49 | 128000 | 2.41 | 3625 | Yes
5198228 | FUJITSU | AOUA216RLBVG | Mixed Ducted and Non-Ducted Indoor Units | 206000 | 12 | 18.7 | 230000 | 3.66 | 160000 | 2.32 | 4292.5 | Yes
5198217 | FUJITSU | AOUA144RLBVG | Non-Ducted Indoor Units | 138000 | 12.4 | 19.5 | 154000 | 3.68 | 107000 | 2.36 | 2875 | Yes
5198220 | FUJITSU | AOUA168RLBVG | Non-Ducted Indoor Units | 160000 | 11.6 | 19.5 | 180000 | 3.6 | 118000 | 2.47 | 3332.5 | Yes
5198223 | FUJITSU | AOUA192RLBVG | Non-Ducted Indoor Units | 174000 | 11.4 | 19.6 | 196000 | 3.55 | 128000 | 2.53 | 3625 | Yes
5198229 | FUJITSU | AOUA240RLBVG | Non-Ducted Indoor Units | 228000 | 11.3 | 19.6 | 258000 | 3.53 | 166000 | 2.24 | 4750 | Yes
208931866 | FUJITSU | AOUA168ULBV5 | Ducted Indoor Units | 160000 | 11.5 | 19.9 | 180000 | 3.61 | 124000 | 2.3 | 3332.5 | Yes
208931888 | FUJITSU | AOUA168ULCV5 | Ducted Indoor Units | 160000 | 11.5 | 19.9 | 180000 | 3.61 | 124000 | 2.3 | 3332.5 | Yes
9990303 | FUJITSU | AOUA168RLBVG1 | Ducted Indoor Units | 160000 | 11 | 20 | 180000 | 3.48 | 124000 | 2.32 | 3332.5 | Yes
7850847 | FUJITSU | AOUA168RLCVG | Ducted Indoor Units | 160000 | 11 | 20 | 180000 | 3.48 | 124000 | 2.32 | 3332.5 | Yes
207742259 | FUJITSU | AOUA168TLBVG | Ducted Indoor Units | 160000 | 11 | 20 | 180000 | 3.48 | 124000 | 2.32 | 3332.5 | Yes
6687548 | FUJITSU | AOUA168TLBVG | Ducted Indoor Units | 160000 | 11 | 20 | 180000 | 3.48 | 124000 | 2.32 | 3332.5 | Yes
5198226 | FUJITSU | AOUA216RLBVG | Non-Ducted Indoor Units | 206000 | 12 | 20.2 | 230000 | 3.72 | 160000 | 2.38 | 4292.5 | Yes
9990302 | FUJITSU | AOUA144RLBVG1 | Ducted Indoor Units | 138000 | 11.4 | 20.4 | 154000 | 3.44 | 106000 | 2.28 | 2875 | Yes
7850845 | FUJITSU | AOUA144RLCVG | Ducted Indoor Units | 138000 | 11.4 | 20.4 | 154000 | 3.44 | 106000 | 2.28 | 2875 | Yes
6687546 | FUJITSU | AOUA144TLBVG | Ducted Indoor Units | 138000 | 11.4 | 20.4 | 154000 | 3.44 | 106000 | 2.28 | 2875 | Yes
7850825 | FUJITSU | AOUA144TLCVG | Ducted Indoor Units | 138000 | 11.4 | 20.4 | 154000 | 3.44 | 106000 | 2.28 | 2875 | Yes
208931864 | FUJITSU | AOUA144ULBV5 | Ducted Indoor Units | 138000 | 12.2 | 20.4 | 154000 | 3.82 | 106000 | 2.4 | 2875 | Yes
208931886 | FUJITSU | AOUA144ULCV5 | Ducted Indoor Units | 138000 | 12.2 | 20.4 | 154000 | 3.82 | 106000 | 2.4 | 2875 | Yes
9990304 | FUJITSU | AOUA192RLBVG1 | Ducted Indoor Units | 184000 | 11.1 | 20.5 | 206000 | 3.57 | 142000 | 2.36 | 3832.5 | Yes
7850849 | FUJITSU | AOUA192RLCVG | Ducted Indoor Units | 184000 | 11.1 | 20.5 | 206000 | 3.57 | 142000 | 2.36 | 3832.5 | Yes
6687550 | FUJITSU | AOUA192TLBVG | Ducted Indoor Units | 184000 | 11.1 | 20.5 | 206000 | 3.57 | 142000 | 2.36 | 3832.5 | Yes
7850829 | FUJITSU | AOUA192TLCVG | Ducted Indoor Units | 184000 | 11.1 | 20.5 | 206000 | 3.57 | 142000 | 2.36 | 3832.5 | Yes
202583513 | FUJITSU | AOU120RLAVL | Non-Ducted Indoor Units | 114000 | 11.6 | 24.2 | 129000 | 3.77 | 87000 | 2.42 | 2375 | Yes
202583516 | FUJITSU | AOU120RLAVL | Ducted Indoor Units | 114000 | 11.6 | 20.9 | 129000 | 3.64 | 87000 | 2.35 | 2375 | Yes
202583519 | FUJITSU | AOU120RLAVL | Mixed Ducted and Non-Ducted Indoor Units | 114000 | 11.6 | 22.55 | 129000 | 3.7 | 87000 | 2.38 | 2375 | Yes
202583511 | FUJITSU | AOU72RLAVL | Non-Ducted Indoor Units | 69000 | 12.1 | 23.9 | 77000 | 4.19 | 56000 | 2.64 | 1437.5 | Yes
202583514 | FUJITSU | AOU72RLAVL | Ducted Indoor Units | 69000 | 11.9 | 21.5 | 77000 | 4.01 | 56000 | 2.64 | 1437.5 | Yes
202583517 | FUJITSU | AOU72RLAVL | Mixed Ducted and Non-Ducted Indoor Units | 69000 | 12 | 22.7 | 77000 | 4.1 | 56000 | 2.64 | 1437.5 | Yes
202583512 | FUJITSU | AOU96RLAVL | Non-Ducted Indoor Units | 92000 | 11.6 | 23.1 | 103000 | 3.87 | 73000 | 2.52 | 1917.5 | Yes
202583515 | FUJITSU | AOU96RLAVL | Ducted Indoor Units | 92000 | 11.6 | 21.1 | 103000 | 3.66 | 73000 | 2.47 | 1917.5 | Yes
202583518 | FUJITSU | AOU96RLAVL | Mixed Ducted and Non-Ducted Indoor Units | 92000 | 11.6 | 22.1 | 103000 | 3.76 | 73000 | 2.49 | 1917.5 | Yes
9990285 | FUJITSU | AOUA264RLBVG1 | Non-Ducted Indoor Units | 252000 | 10.9 | 20.8 | 282000 | 3.45 | 194000 | 2.29 | 5250 | Yes
9990307 | FUJITSU | AOUA264RLBVG1 | Ducted Indoor Units | 252000 | 10.9 | 20.1 | 282000 | 3.4 | 194000 | 2.27 | 5250 | Yes
9990314 | FUJITSU | AOUA264RLBVG1 | Mixed Ducted and Non-Ducted Indoor Units | 252000 | 10.9 | 20.45 | 282000 | 3.42 | 194000 | 2.28 | 5250 | Yes
7850854 | FUJITSU | AOUA264RLCVG | Non-Ducted Indoor Units | 252000 | 10.9 | 20.8 | 282000 | 3.45 | 194000 | 2.29 | 5250 | Yes
7850855 | FUJITSU | AOUA264RLCVG | Ducted Indoor Units | 252000 | 10.9 | 20.1 | 282000 | 3.4 | 194000 | 2.27 | 5250 | Yes
7850876 | FUJITSU | AOUA264RLCVG | Mixed Ducted and Non-Ducted Indoor Units | 252000 | 10.9 | 20.45 | 282000 | 3.42 | 194000 | 2.28 | 5250 | Yes
6687555 | FUJITSU | AOUA264TLBVG | Non-Ducted Indoor Units | 252000 | 10.9 | 20.8 | 282000 | 3.45 | 194000 | 2.29 | 5250 | Yes
6687556 | FUJITSU | AOUA264TLBVG | Ducted Indoor Units | 252000 | 10.9 | 20.1 | 282000 | 3.4 | 194000 | 2.27 | 5250 | Yes
6691445 | FUJITSU | AOUA264TLBVG | Mixed Ducted and Non-Ducted Indoor Units | 252000 | 10.9 | 20.45 | 282000 | 3.42 | 194000 | 2.28 | 5250 | Yes
7850834 | FUJITSU | AOUA264TLCVG | Non-Ducted Indoor Units | 252000 | 10.9 | 20.8 | 282000 | 3.45 | 194000 | 2.29 | 5250 | Yes
7850835 | FUJITSU | AOUA264TLCVG | Ducted Indoor Units | 252000 | 10.9 | 20.1 | 282000 | 3.4 | 194000 | 2.27 | 5250 | Yes
7850866 | FUJITSU | AOUA264TLCVG | Mixed Ducted and Non-Ducted Indoor Units | 252000 | 10.9 | 20.45 | 282000 | 3.42 | 194000 | 2.28 | 5250 | Yes
9990286 | FUJITSU | AOUA288RLBVG1 | Non-Ducted Indoor Units | 274000 | 10.6 | 20.8 | 308000 | 3.36 | 210000 | 2.29 | 5707.5 | Yes
9990308 | FUJITSU | AOUA288RLBVG1 | Ducted Indoor Units | 274000 | 10.6 | 20.1 | 308000 | 3.31 | 210000 | 2.27 | 5707.5 | Yes
9990315 | FUJITSU | AOUA288RLBVG1 | Mixed Ducted and Non-Ducted Indoor Units | 274000 | 10.6 | 20.45 | 308000 | 3.33 | 210000 | 2.28 | 5707.5 | Yes
7850856 | FUJITSU | AOUA288RLCVG | Non-Ducted Indoor Units | 274000 | 10.6 | 20.8 | 308000 | 3.36 | 210000 | 2.29 | 5707.5 | Yes
7850857 | FUJITSU | AOUA288RLCVG | Ducted Indoor Units | 274000 | 10.6 | 20.1 | 308000 | 3.31 | 210000 | 2.27 | 5707.5 | Yes
7850877 | FUJITSU | AOUA288RLCVG | Mixed Ducted and Non-Ducted Indoor Units | 274000 | 10.6 | 20.45 | 308000 | 3.33 | 210000 | 2.28 | 5707.5 | Yes
6687557 | FUJITSU | AOUA288TLBVG | Non-Ducted Indoor Units | 274000 | 10.6 | 20.8 | 308000 | 3.36 | 210000 | 2.29 | 5707.5 | Yes
6687558 | FUJITSU | AOUA288TLBVG | Ducted Indoor Units | 274000 | 10.6 | 20.1 | 308000 | 3.31 | 210000 | 2.27 | 5707.5 | Yes
6691446 | FUJITSU | AOUA288TLBVG | Mixed Ducted and Non-Ducted Indoor Units | 274000 | 10.6 | 20.45 | 308000 | 3.33 | 210000 | 2.28 | 5707.5 | Yes
7850836 | FUJITSU | AOUA288TLCVG | Non-Ducted Indoor Units | 274000 | 10.6 | 20.8 | 308000 | 3.36 | 210000 | 2.29 | 5707.5 | Yes
7850837 | FUJITSU | AOUA288TLCVG | Ducted Indoor Units | 274000 | 10.6 | 20.1 | 308000 | 3.31 | 210000 | 2.27 | 5707.5 | Yes
7850867 | FUJITSU | AOUA288TLCVG | Mixed Ducted and Non-Ducted Indoor Units | 274000 | 10.6 | 20.45 | 308000 | 3.33 | 210000 | 2.28 | 5707.5 | Yes
5198211 | FUJITSU | AOUA72RLBV | Non-Ducted Indoor Units | 69000 | 12.5 | 21.7 | 77000 | 3.76 | 56000 | 2.3 | 1437.5 | Yes
9990277 | FUJITSU | AOUA72RLBV1 | Non-Ducted Indoor Units | 69000 | 12.5 | 24.1 | 77000 | 4.06 | 56000 | 2.53 | 1437.5 | Yes
9990290 | FUJITSU | AOUA72RLBV1 | Mixed Ducted and Non-Ducted Indoor Units | 69000 | 12.4 | 22.05 | 77000 | 3.85 | 56000 | 2.45 | 1437.5 | Yes
7850838 | FUJITSU | AOUA72RLCV | Non-Ducted Indoor Units | 69000 | 12.5 | 24.1 | 77000 | 4.06 | 56000 | 2.53 | 1437.5 | Yes
7850839 | FUJITSU | AOUA72RLCV | Ducted Indoor Units | 69000 | 12.3 | 20 | 77000 | 3.64 | 56000 | 2.38 | 1437.5 | Yes
7850868 | FUJITSU | AOUA72RLCV | Mixed Ducted and Non-Ducted Indoor Units | 69000 | 12.4 | 22.05 | 77000 | 3.85 | 56000 | 2.45 | 1437.5 | Yes
207742258 | FUJITSU | AOUA72TLBV | Ducted Indoor Units | 69000 | 12.3 | 20 | 77000 | 3.64 | 56000 | 2.38 | 1437.5 | Yes
6687539 | FUJITSU | AOUA72TLBV | Non-Ducted Indoor Units | 69000 | 12.5 | 24.1 | 77000 | 4.06 | 56000 | 2.53 | 1437.5 | Yes
6687540 | FUJITSU | AOUA72TLBV | Ducted Indoor Units | 69000 | 12.3 | 20 | 77000 | 3.64 | 56000 | 2.38 | 1437.5 | Yes
6691437 | FUJITSU | AOUA72TLBV | Mixed Ducted and Non-Ducted Indoor Units | 69000 | 12.4 | 22.05 | 77000 | 3.85 | 56000 | 2.45 | 1437.5 | Yes
7850818 | FUJITSU | AOUA72TLCV | Non-Ducted Indoor Units | 69000 | 12.5 | 24.1 | 77000 | 4.06 | 56000 | 2.53 | 1437.5 | Yes
7850819 | FUJITSU | AOUA72TLCV | Ducted Indoor Units | 69000 | 12.3 | 20 | 77000 | 3.64 | 56000 | 2.38 | 1437.5 | Yes
7850858 | FUJITSU | AOUA72TLCV | Mixed Ducted and Non-Ducted Indoor Units | 69000 | 12.4 | 22.05 | 77000 | 3.85 | 56000 | 2.45 | 1437.5 | Yes
5198214 | FUJITSU | AOUA96RLBV | Non-Ducted Indoor Units | 92000 | 11.7 | 20.8 | 103000 | 3.55 | 73000 | 2.5 | 1917.5 | Yes
9990278 | FUJITSU | AOUA96RLBV1 | Non-Ducted Indoor Units | 92000 | 11.7 | 23.6 | 103000 | 3.72 | 73000 | 2.46 | 1917.5 | Yes
9990291 | FUJITSU | AOUA96RLBV1 | Mixed Ducted and Non-Ducted Indoor Units | 92000 | 11.5 | 21.9 | 103000 | 3.66 | 73000 | 2.44 | 1917.5 | Yes
7850840 | FUJITSU | AOUA96RLCV | Non-Ducted Indoor Units | 92000 | 11.7 | 23.6 | 103000 | 3.72 | 73000 | 2.46 | 1917.5 | Yes
7850869 | FUJITSU | AOUA96RLCV | Mixed Ducted and Non-Ducted Indoor Units | 92000 | 11.5 | 21.9 | 103000 | 3.66 | 73000 | 2.44 | 1917.5 | Yes
6687541 | FUJITSU | AOUA96TLBV | Non-Ducted Indoor Units | 92000 | 11.7 | 23.6 | 103000 | 3.72 | 73000 | 2.46 | 1917.5 | Yes
6691438 | FUJITSU | AOUA96TLBV | Mixed Ducted and Non-Ducted Indoor Units | 92000 | 11.5 | 21.9 | 103000 | 3.66 | 73000 | 2.44 | 1917.5 | Yes
7850820 | FUJITSU | AOUA96TLCV | Non-Ducted Indoor Units | 92000 | 11.7 | 23.6 | 103000 | 3.72 | 73000 | 2.46 | 1917.5 | Yes
7850859 | FUJITSU | AOUA96TLCV | Mixed Ducted and Non-Ducted Indoor Units | 92000 | 11.5 | 21.9 | 103000 | 3.66 | 73000 | 2.44 | 1917.5 | Yes
208811482 | FUJITSU | AOUA72ULBV5 | Non-Ducted Indoor Units | 69000 | 14.9 | 29 | 77000 | 4.42 | 56000 | 2.65 | 1437.5 | Yes
208811483 | FUJITSU | AOUA96ULBV5 | Non-Ducted Indoor Units | 92000 | 13.2 | 28 | 103000 | 4 | 73000 | 2.52 | 1917.5 | Yes
208811484 | FUJITSU | AOUA120ULBV5 | Non-Ducted Indoor Units | 115000 | 13.5 | 28.4 | 129000 | 3.69 | 87000 | 2.43 | 2395 | Yes
208811487 | FUJITSU | AOUA72ULCV5 | Non-Ducted Indoor Units | 69000 | 14.9 | 29 | 77000 | 4.42 | 56000 | 2.65 | 1437.5 | Yes
208811488 | FUJITSU | AOUA96ULCV5 | Non-Ducted Indoor Units | 92000 | 13.2 | 28 | 103000 | 4 | 73000 | 2.52 | 1917.5 | Yes
208811489 | FUJITSU | AOUA120ULCV5 | Non-Ducted Indoor Units | 115000 | 13.5 | 28.4 | 129000 | 3.69 | 87000 | 2.43 | 2395 | Yes
208812532 | FUJITSU | AOUA72ULBV5 | Ducted Indoor Units | 69000 | 12.3 | 21.2 | 77000 | 3.77 | 56000 | 2.45 | 1437.5 | Yes
208812537 | FUJITSU | AOUA72ULCV5 | Ducted Indoor Units | 69000 | 12.3 | 21.2 | 77000 | 3.77 | 56000 | 2.45 | 1437.5 | Yes
208812542 | FUJITSU | AOUA72ULBV5 | Mixed Ducted and Non-Ducted Indoor Units | 69000 | 13.6 | 25.1 | 77000 | 4.09 | 56000 | 2.55 | 1437.5 | Yes
208812543 | FUJITSU | AOUA96ULBV5 | Mixed Ducted and Non-Ducted Indoor Units | 92000 | 12.45 | 23.95 | 103000 | 3.86 | 73000 | 2.49 | 1917.5 | Yes
208812544 | FUJITSU | AOUA120ULBV5 | Mixed Ducted and Non-Ducted Indoor Units | 115000 | 12.4 | 24.1 | 129000 | 3.67 | 87000 | 2.43 | 2395 | Yes
208812547 | FUJITSU | AOUA72ULCV5 | Mixed Ducted and Non-Ducted Indoor Units | 69000 | 13.6 | 25.1 | 77000 | 4.09 | 56000 | 2.55 | 1437.5 | Yes
208812548 | FUJITSU | AOUA96ULCV5 | Mixed Ducted and Non-Ducted Indoor Units | 92000 | 12.45 | 23.95 | 103000 | 3.86 | 73000 | 2.49 | 1917.5 | Yes
208812549 | FUJITSU | AOUA120ULCV5 | Mixed Ducted and Non-Ducted Indoor Units | 115000 | 12.4 | 24.1 | 129000 | 3.67 | 87000 | 2.43 | 2395 | Yes
208931715 | FUJITSU | AOUA264ULBVG5 | Non-Ducted Indoor Units | 252000 | 11.7 | 22.9 | 282000 | 3.52 | 194000 | 2.31 | 5250 | Yes
208931718 | FUJITSU | AOUA288ULBVG5 | Non-Ducted Indoor Units | 276000 | 9.8 | 22.4 | 308000 | 3.39 | 210000 | 2.16 | 5750 | Yes
208931721 | FUJITSU | AOUA312ULBVG5 | Non-Ducted Indoor Units | 298000 | 9.8 | 22.4 | 320000 | 3.39 | 214000 | 2.16 | 6207.5 | Yes
208931723 | FUJITSU | AOUA336ULBVG5 | Non-Ducted Indoor Units | 320000 | 9.8 | 22.4 | 338000 | 3.39 | 224000 | 2.16 | 6667.5 | Yes
208931725 | FUJITSU | AOUA360ULBVG5 | Non-Ducted Indoor Units | 344000 | 9.8 | 22.4 | 346000 | 3.39 | 232000 | 2.16 | 7167.5 | Yes
208931726 | FUJITSU | AOUA384ULBVG5 | Non-Ducted Indoor Units | 366000 | 9.8 | 22.4 | 354000 | 3.39 | 240000 | 2.16 | 7625 | Yes
208931728 | FUJITSU | AOUA408ULBVG5 | Non-Ducted Indoor Units | 390000 | 11 | 22.7 | 394000 | 3.46 | 260000 | 2.31 | 8125 | Yes
208931729 | FUJITSU | AOUA432ULBVG5 | Non-Ducted Indoor Units | 412000 | 10.8 | 22.9 | 404000 | 3.53 | 280000 | 2.3 | 8582.5 | Yes
208931736 | FUJITSU | AOUA264ULCVG5 | Non-Ducted Indoor Units | 252000 | 11.7 | 22.9 | 282000 | 3.52 | 194000 | 2.31 | 5250 | Yes
208931738 | FUJITSU | AOUA288ULCVG5 | Non-Ducted Indoor Units | 276000 | 9.8 | 22.4 | 308000 | 3.39 | 210000 | 2.16 | 5750 | Yes
208931741 | FUJITSU | AOUA312ULCVG5 | Non-Ducted Indoor Units | 298000 | 9.8 | 22.4 | 320000 | 3.39 | 214000 | 2.16 | 6207.5 | Yes
208931743 | FUJITSU | AOUA336ULCVG5 | Non-Ducted Indoor Units | 320000 | 9.8 | 22.4 | 338000 | 3.39 | 224000 | 2.16 | 6667.5 | Yes
208931745 | FUJITSU | AOUA360ULCVG5 | Non-Ducted Indoor Units | 344000 | 9.8 | 22.4 | 346000 | 3.39 | 232000 | 2.16 | 7167.5 | Yes
208931747 | FUJITSU | AOUA384ULCVG5 | Non-Ducted Indoor Units | 366000 | 9.8 | 22.4 | 354000 | 3.39 | 240000 | 2.16 | 7625 | Yes
208931749 | FUJITSU | AOUA408ULCVG5 | Non-Ducted Indoor Units | 390000 | 11 | 22.7 | 394000 | 3.46 | 260000 | 2.31 | 8125 | Yes
208931751 | FUJITSU | AOUA432ULCVG5 | Non-Ducted Indoor Units | 412000 | 10.8 | 22.9 | 404000 | 3.53 | 280000 | 2.3 | 8582.5 | Yes
208931871 | FUJITSU | AOUA264ULBVG5 | Mixed Ducted and Non-Ducted Indoor Units | 252000 | 11.45 | 20.1 | 282000 | 3.52 | 194000 | 2.31 | 5250 | Yes
208931873 | FUJITSU | AOUA288ULBVG5 | Mixed Ducted and Non-Ducted Indoor Units | 276000 | 9.9 | 19.8 | 308000 | 3.38 | 210000 | 2.16 | 5750 | Yes
208931875 | FUJITSU | AOUA312ULBVG5 | Mixed Ducted and Non-Ducted Indoor Units | 298000 | 9.9 | 19.8 | 320000 | 3.38 | 214000 | 2.16 | 6207.5 | Yes
208931877 | FUJITSU | AOUA336ULBVG5 | Mixed Ducted and Non-Ducted Indoor Units | 320000 | 9.9 | 19.8 | 338000 | 3.38 | 224000 | 2.16 | 6667.5 | Yes
208931879 | FUJITSU | AOUA360ULBVG5 | Mixed Ducted and Non-Ducted Indoor Units | 344000 | 9.9 | 19.8 | 346000 | 3.38 | 232000 | 2.16 | 7167.5 | Yes
208931881 | FUJITSU | AOUA384ULBVG5 | Mixed Ducted and Non-Ducted Indoor Units | 366000 | 9.9 | 19.8 | 354000 | 3.38 | 240000 | 2.16 | 7625 | Yes
208931883 | FUJITSU | AOUA408ULBVG5 | Mixed Ducted and Non-Ducted Indoor Units | 390000 | 11 | 20.15 | 394000 | 3.46 | 260000 | 2.31 | 8125 | Yes
208931885 | FUJITSU | AOUA432ULBVG5 | Mixed Ducted and Non-Ducted Indoor Units | 412000 | 10.8 | 20.2 | 404000 | 3.53 | 280000 | 2.3 | 8582.5 | Yes
208931893 | FUJITSU | AOUA264ULCVG5 | Mixed Ducted and Non-Ducted Indoor Units | 252000 | 11.45 | 20.1 | 282000 | 3.52 | 194000 | 2.31 | 5250 | Yes
208931895 | FUJITSU | AOUA288ULCVG5 | Mixed Ducted and Non-Ducted Indoor Units | 276000 | 9.9 | 19.8 | 308000 | 3.38 | 210000 | 2.16 | 5750 | Yes
208931897 | FUJITSU | AOUA312ULCVG5 | Mixed Ducted and Non-Ducted Indoor Units | 298000 | 9.9 | 19.8 | 320000 | 3.38 | 214000 | 2.16 | 6207.5 | Yes
208931899 | FUJITSU | AOUA336ULCVG5 | Mixed Ducted and Non-Ducted Indoor Units | 320000 | 9.9 | 19.8 | 338000 | 3.38 | 224000 | 2.16 | 6667.5 | Yes
208931901 | FUJITSU | AOUA360ULCVG5 | Mixed Ducted and Non-Ducted Indoor Units | 344000 | 9.9 | 19.8 | 346000 | 3.38 | 232000 | 2.16 | 7167.5 | Yes
208931903 | FUJITSU | AOUA384ULCVG5 | Mixed Ducted and Non-Ducted Indoor Units | 366000 | 9.9 | 19.8 | 354000 | 3.38 | 240000 | 2.16 | 7625 | Yes
208931905 | FUJITSU | AOUA408ULCVG5 | Mixed Ducted and Non-Ducted Indoor Units | 390000 | 11 | 20.15 | 394000 | 3.46 | 260000 | 2.31 | 8125 | Yes
208931907 | FUJITSU | AOUA432ULCVG5 | Mixed Ducted and Non-Ducted Indoor Units | 412000 | 10.8 | 20.2 | 404000 | 3.53 | 280000 | 2.3 | 8582.5 | Yes
9990310 | FUJITSU | AOUA168RLBVG1 | Mixed Ducted and Non-Ducted Indoor Units | 160000 | 11 | 21.1 | 180000 | 3.48 | 124000 | 2.32 | 3332.5 | Yes
7850872 | FUJITSU | AOUA168RLCVG | Mixed Ducted and Non-Ducted Indoor Units | 160000 | 11 | 21.1 | 180000 | 3.48 | 124000 | 2.32 | 3332.5 | Yes
6691441 | FUJITSU | AOUA168TLBVG | Mixed Ducted and Non-Ducted Indoor Units | 160000 | 11 | 21.1 | 180000 | 3.48 | 124000 | 2.32 | 3332.5 | Yes
7850862 | FUJITSU | AOUA168TLCVG | Mixed Ducted and Non-Ducted Indoor Units | 160000 | 11 | 21.1 | 180000 | 3.48 | 124000 | 2.32 | 3332.5 | Yes
9990309 | FUJITSU | AOUA144RLBVG1 | Mixed Ducted and Non-Ducted Indoor Units | 138000 | 11.4 | 21.3 | 154000 | 3.44 | 106000 | 2.28 | 2875 | Yes
7850871 | FUJITSU | AOUA144RLCVG | Mixed Ducted and Non-Ducted Indoor Units | 138000 | 11.4 | 21.3 | 154000 | 3.44 | 106000 | 2.28 | 2875 | Yes
6691440 | FUJITSU | AOUA144TLBVG | Mixed Ducted and Non-Ducted Indoor Units | 138000 | 11.4 | 21.3 | 154000 | 3.44 | 106000 | 2.28 | 2875 | Yes
7850861 | FUJITSU | AOUA144TLCVG | Mixed Ducted and Non-Ducted Indoor Units | 138000 | 11.4 | 21.3 | 154000 | 3.44 | 106000 | 2.28 | 2875 | Yes
9990280 | FUJITSU | AOUA144RLBVG1 | Non-Ducted Indoor Units | 138000 | 11.4 | 22.2 | 154000 | 3.44 | 106000 | 2.28 | 2875 | Yes
7850844 | FUJITSU | AOUA144RLCVG | Non-Ducted Indoor Units | 138000 | 11.4 | 22.2 | 154000 | 3.44 | 106000 | 2.28 | 2875 | Yes
6687545 | FUJITSU | AOUA144TLBVG | Non-Ducted Indoor Units | 138000 | 11.4 | 22.2 | 154000 | 3.44 | 106000 | 2.28 | 2875 | Yes
7850824 | FUJITSU | AOUA144TLCVG | Non-Ducted Indoor Units | 138000 | 11.4 | 22.2 | 154000 | 3.44 | 106000 | 2.28 | 2875 | Yes
9990281 | FUJITSU | AOUA168RLBVG1 | Non-Ducted Indoor Units | 160000 | 11 | 22.2 | 180000 | 3.48 | 124000 | 2.32 | 3332.5 | Yes
7850846 | FUJITSU | AOUA168RLCVG | Non-Ducted Indoor Units | 160000 | 11 | 22.2 | 180000 | 3.48 | 124000 | 2.32 | 3332.5 | Yes
6687547 | FUJITSU | AOUA168TLBVG | Non-Ducted Indoor Units | 160000 | 11 | 22.2 | 180000 | 3.48 | 124000 | 2.32 | 3332.5 | Yes
7850826 | FUJITSU | AOUA168TLCVG | Non-Ducted Indoor Units | 160000 | 11 | 22.2 | 180000 | 3.48 | 124000 | 2.32 | 3332.5 | Yes
9990311 | FUJITSU | AOUA192RLBVG1 | Mixed Ducted and Non-Ducted Indoor Units | 184000 | 11.15 | 22.4 | 206000 | 3.66 | 142000 | 2.42 | 3832.5 | Yes
7850873 | FUJITSU | AOUA192RLCVG | Mixed Ducted and Non-Ducted Indoor Units | 184000 | 11.15 | 22.4 | 206000 | 3.66 | 142000 | 2.42 | 3832.5 | Yes
6691442 | FUJITSU | AOUA192TLBVG | Mixed Ducted and Non-Ducted Indoor Units | 184000 | 11.15 | 22.4 | 206000 | 3.66 | 142000 | 2.42 | 3832.5 | Yes
7850863 | FUJITSU | AOUA192TLCVG | Mixed Ducted and Non-Ducted Indoor Units | 184000 | 11.15 | 22.4 | 206000 | 3.66 | 142000 | 2.42 | 3832.5 | Yes
208931867 | FUJITSU | AOUA168ULBV5 | Mixed Ducted and Non-Ducted Indoor Units | 160000 | 11.85 | 22.8 | 180000 | 3.69 | 124000 | 2.31 | 3332.5 | Yes
208931889 | FUJITSU | AOUA168ULCV5 | Mixed Ducted and Non-Ducted Indoor Units | 160000 | 11.85 | 22.8 | 180000 | 3.69 | 124000 | 2.31 | 3332.5 | Yes
9990282 | FUJITSU | AOUA192RLBVG1 | Non-Ducted Indoor Units | 184000 | 11.2 | 24.3 | 206000 | 3.75 | 142000 | 2.49 | 3832.5 | Yes
7850848 | FUJITSU | AOUA192RLCVG | Non-Ducted Indoor Units | 184000 | 11.2 | 24.3 | 206000 | 3.75 | 142000 | 2.49 | 3832.5 | Yes
6687549 | FUJITSU | AOUA192TLBVG | Non-Ducted Indoor Units | 184000 | 11.2 | 24.3 | 206000 | 3.75 | 142000 | 2.49 | 3832.5 | Yes
7850828 | FUJITSU | AOUA192TLCVG | Non-Ducted Indoor Units | 184000 | 11.2 | 24.3 | 206000 | 3.75 | 142000 | 2.49 | 3832.5 | Yes
208931865 | FUJITSU | AOUA144ULBV5 | Mixed Ducted and Non-Ducted Indoor Units | 138000 | 13.3 | 24.3 | 154000 | 3.94 | 106000 | 2.44 | 2875 | Yes
208931887 | FUJITSU | AOUA144ULCV5 | Mixed Ducted and Non-Ducted Indoor Units | 138000 | 13.3 | 24.3 | 154000 | 3.94 | 106000 | 2.44 | 2875 | Yes
208931713 | FUJITSU | AOUA192ULBV5 | Non-Ducted Indoor Units | 184000 | 11 | 24.6 | 206000 | 3.48 | 140000 | 2.16 | 3832.5 | Yes
208931734 | FUJITSU | AOUA192ULCV5 | Non-Ducted Indoor Units | 184000 | 11 | 24.6 | 206000 | 3.48 | 140000 | 2.16 | 3832.5 | Yes
208931711 | FUJITSU | AOUA168ULBV5 | Non-Ducted Indoor Units | 160000 | 12.2 | 25.7 | 180000 | 3.78 | 124000 | 2.32 | 3332.5 | Yes
208931732 | FUJITSU | AOUA168ULCV5 | Non-Ducted Indoor Units | 160000 | 12.2 | 25.7 | 180000 | 3.78 | 124000 | 2.32 | 3332.5 | Yes
208931709 | FUJITSU | AOUA144ULBV5 | Non-Ducted Indoor Units | 138000 | 14.4 | 28.2 | 154000 | 4.07 | 106000 | 2.48 | 2875 | Yes
208931731 | FUJITSU | AOUA144ULCV5 | Non-Ducted Indoor Units | 138000 | 14.4 | 28.2 | 154000 | 4.07 | 106000 | 2.48 | 2875 | Yes
10032555 | GREE | GMV-264WM/B-F(U) | Ducted Indoor Units | 250000 | 10.5 | 20.5 | 282000 | 3.3 | 186000 | 2.2 | 5207.5 | Yes
10032811 | GREE | GMV-264WM/B-F(U) | Non-Ducted Indoor Units | 250000 | 10.5 | 20.5 | 282000 | 3.35 | 186000 | 2.2 | 5207.5 | Yes
10267485 | GREE | GMV-264WM/B-U(U) | Non-Ducted Indoor Units | 250000 | 10.5 | 20.5 | 282000 | 3.35 | 186000 | 2.2 | 5207.5 | Yes
10267486 | GREE | GMV-264WM/B-U(U) | Mixed Ducted and Non-Ducted Indoor Units | 250000 | 10.5 | 20.5 | 282000 | 3.32 | 186000 | 2.2 | 5207.5 | Yes
10035095 | GREE | GMV-288WM/B-F(U) | Non-Ducted Indoor Units | 274000 | 10.2 | 20.5 | 308000 | 3.3 | 200000 | 2.2 | 5707.5 | Yes
7835428 | GREE | GMV-96WM/B-F(U) | Non-Ducted Indoor Units | 92000 | 12.6 | 26 | 103000 | 3.9 | 67000 | 2.5 | 1917.5 | Yes
7849629 | GREE | GMV-96WM/B-F(U) | Mixed Ducted and Non-Ducted Indoor Units | 92000 | 11.9 | 23 | 103000 | 3.65 | 67000 | 2.44 | 1917.5 | Yes
10267504 | GREE | GMV-96WM/B-U(U) | Non-Ducted Indoor Units | 92000 | 12.6 | 26 | 103000 | 3.9 | 67000 | 2.5 | 1917.5 | Yes
10267505 | GREE | GMV-96WM/B-U(U) | Mixed Ducted and Non-Ducted Indoor Units | 92000 | 11.9 | 22.5 | 103000 | 3.65 | 67000 | 2.44 | 1917.5 | Yes
203266412 | GREE | GMV-Q120WM/B-F(U) | Non-Ducted Indoor Units | 114000 | 11.5 | 22 | 126000 | 3.5 | 81000 | 2.25 | 2375 | Yes
203400954 | GREE | GMV-Q120WM/B-U(U) | Non-Ducted Indoor Units | 114000 | 11.5 | 22 | 126000 | 3.5 | 81000 | 2.25 | 2375 | Yes
10342541 | GREE | GMV-Q144WM/B-F(U) | Non-Ducted Indoor Units | 134000 | 11.6 | 23 | 150000 | 3.65 | 106000 | 2.35 | 2792.5 | Yes
10341439 | GREE | GMV-Q144WM/B-U(U) | Non-Ducted Indoor Units | 134000 | 11.6 | 23 | 150000 | 3.65 | 106000 | 2.35 | 2792.5 | Yes
10344606 | GREE | GMV-Q336WM/B-F(U) | Ducted Indoor Units | 312000 | 9.8 | 19 | 320000 | 3.3 | 246000 | 2.05 | 6500 | Yes
10344607 | GREE | GMV-Q336WM/B-F(U) | Non-Ducted Indoor Units | 312000 | 10 | 20 | 320000 | 3.3 | 246000 | 2.05 | 6500 | Yes
10341814 | GREE | GMV-Q336WM/B-U(U) | Ducted Indoor Units | 312000 | 9.8 | 19 | 320000 | 3.3 | 246000 | 2.05 | 6500 | Yes
10341817 | GREE | GMV-Q336WM/B-U(U) | Non-Ducted Indoor Units | 312000 | 10 | 20 | 320000 | 3.3 | 246000 | 2.05 | 6500 | Yes
8849290 | GREE | GMV-Q72WM/B-F(U) | Non-Ducted Indoor Units | 67000 | 11.5 | 22 | 75000 | 3.4 | 51000 | 2.4 | 1395 | Yes
10341433 | GREE | GMV-Q72WM/B-U(U) | Non-Ducted Indoor Units | 67000 | 11.5 | 22 | 75000 | 3.4 | 51000 | 2.4 | 1395 | Yes
10344560 | GREE | GMV-Q216WM/B-F(U) | Non-Ducted Indoor Units | 200000 | 11.2 | 21 | 226000 | 3.3 | 160000 | 2.1 | 4167.5 | Yes
10341446 | GREE | GMV-Q216WM/B-U(U) | Non-Ducted Indoor Units | 200000 | 11.2 | 21 | 226000 | 3.3 | 160000 | 2.1 | 4167.5 | Yes
206214328 | GREE | GMV-V144WM/A-F(U) | Ducted Indoor Units | 138000 | 11 | 21 | 154000 | 3.3 | 110000 | 2.05 | 2875 | Yes
206216180 | GREE | GMV-V144WM/A-F(U) | Non-Ducted Indoor Units | 138000 | 11 | 21 | 154000 | 3.3 | 110000 | 2.05 | 2875 | Yes
206216181 | GREE | GMV-V144WM/A-F(U) | Mixed Ducted and Non-Ducted Indoor Units | 138000 | 11 | 21 | 154000 | 3.3 | 110000 | 2.05 | 2875 | Yes
206216176 | GREE | GMV-VQ144WM/A-F(U) | Ducted Indoor Units | 138000 | 11 | 21 | 154000 | 3.3 | 110000 | 2.05 | 2875 | Yes
206216177 | GREE | GMV-VQ144WM/A-F(U) | Non-Ducted Indoor Units | 138000 | 11 | 21 | 154000 | 3.3 | 110000 | 2.05 | 2875 | Yes
8176006 | GREE | GMV-192WM/B-F(U) | Non-Ducted Indoor Units | 184000 | 11.3 | 23 | 206000 | 3.4 | 134000 | 2.1 | 3832.5 | Yes
10267476 | GREE | GMV-192WM/B-U(U) | Non-Ducted Indoor Units | 184000 | 11.3 | 23 | 206000 | 3.4 | 134000 | 2.1 | 3832.5 | Yes
10267479 | GREE | GMV-216WM/B-U(U) | Non-Ducted Indoor Units | 206000 | 11 | 23 | 230000 | 3.52 | 150000 | 2.25 | 4292.5 | Yes
10340642 | GREE | GMV-Y192WM/A-F(U) | Non-Ducted Indoor Units | 184000 | 11.3 | 23 | 206000 | 3.4 | 134000 | 2.1 | 3832.5 | Yes
8176007 | GREE | GMV-216WM/B-F(U) | Non-Ducted Indoor Units | 206000 | 11 | 24.7 | 230000 | 3.52 | 150000 | 2.25 | 4292.5 | Yes
205749944 | HAIER | MVHR192ME2CA* | Ducted Indoor Units | 184000 | 11.2 | 19.7 | 206000 | 3.3 | 138000 | 2.3 | 3832.5 | Yes
207168494 | HAIER | MVHR192ME4CA* | Ducted Indoor Units | 184000 | 11.2 | 19.7 | 206000 | 3.3 | 138000 | 2.3 | 3832.5 | Yes
205749971 | HAIER | MVHR216ME2CA* | Non-Ducted Indoor Units | 207000 | 11.4 | 19.9 | 232000 | 3.3 | 156000 | 2.3 | 4312.5 | Yes
207168499 | HAIER | MVHR216ME4CA* | Non-Ducted Indoor Units | 207000 | 11.4 | 19.9 | 232000 | 3.3 | 156000 | 2.3 | 4312.5 | Yes
205749969 | HAIER | MVHR192ME2CA* | Non-Ducted Indoor Units | 184000 | 11.4 | 20.4 | 206000 | 3.4 | 138000 | 2.3 | 3832.5 | Yes
207168495 | HAIER | MVHR192ME4CA* | Non-Ducted Indoor Units | 184000 | 11.4 | 20.4 | 206000 | 3.4 | 138000 | 2.3 | 3832.5 | Yes
205749943 | HAIER | MVHP192ME2CA* | Ducted Indoor Units | 184000 | 11.1 | 20.6 | 206000 | 3.3 | 138000 | 2.3 | 3832.5 | Yes
207168492 | HAIER | MVHP192ME4CA* | Ducted Indoor Units | 184000 | 11.1 | 20.6 | 206000 | 3.3 | 138000 | 2.3 | 3832.5 | Yes
205749942 | HAIER | MVHR168ME2CA* | Ducted Indoor Units | 161000 | 11.2 | 20.7 | 180000 | 3.4 | 126000 | 2.3 | 3355 | Yes
207168490 | HAIER | MVHR168ME4CA* | Ducted Indoor Units | 161000 | 11.2 | 20.7 | 180000 | 3.4 | 126000 | 2.3 | 3355 | Yes
204793029 | HAIER | MVHR144ME2CA* | Ducted Indoor Units | 138000 | 11 | 20.8 | 154000 | 3.5 | 108000 | 2.3 | 2875 | Yes
206568897 | HAIER | MVHR144ME4CA* | Ducted Indoor Units | 138000 | 11 | 20.8 | 154000 | 3.5 | 108000 | 2.3 | 2875 | Yes
204793015 | HAIER | MVHP072ME2CA* | Ducted Indoor Units | 69000 | 12.1 | 21 | 77000 | 3.6 | 54000 | 2.5 | 1437.5 | Yes
204793016 | HAIER | MVHP072ME2CA* | Non-Ducted Indoor Units | 69000 | 13.5 | 25 | 77000 | 3.6 | 54000 | 2.5 | 1437.5 | Yes
206568879 | HAIER | MVHP072ME4CA* | Ducted Indoor Units | 69000 | 12.1 | 21 | 77000 | 3.6 | 54000 | 2.5 | 1437.5 | Yes
206568881 | HAIER | MVHP072ME4CA* | Non-Ducted Indoor Units | 69000 | 13.5 | 25 | 77000 | 3.6 | 54000 | 2.5 | 1437.5 | Yes
204793019 | HAIER | MVHP096ME2CA* | Ducted Indoor Units | 92000 | 12.1 | 22.8 | 103000 | 3.6 | 72000 | 2.5 | 1917.5 | Yes
204793020 | HAIER | MVHP096ME2CA* | Non-Ducted Indoor Units | 92000 | 12 | 23 | 103000 | 3.6 | 72000 | 2.5 | 1917.5 | Yes
206568885 | HAIER | MVHP096ME4CA* | Ducted Indoor Units | 92000 | 12.1 | 22.8 | 103000 | 3.6 | 72000 | 2.5 | 1917.5 | Yes
206568886 | HAIER | MVHP096ME4CA* | Non-Ducted Indoor Units | 92000 | 12 | 23 | 103000 | 3.6 | 72000 | 2.5 | 1917.5 | Yes
204793023 | HAIER | MVHP120ME2CA* | Ducted Indoor Units | 115000 | 12.1 | 23 | 129000 | 3.6 | 84000 | 2.5 | 2395 | Yes
204793024 | HAIER | MVHP120ME2CA* | Non-Ducted Indoor Units | 115000 | 12.1 | 22 | 129000 | 3.6 | 84000 | 2.5 | 2395 | Yes
206568890 | HAIER | MVHP120ME4CA* | Ducted Indoor Units | 115000 | 12.1 | 23 | 129000 | 3.6 | 84000 | 2.5 | 2395 | Yes
206568891 | HAIER | MVHP120ME4CA* | Non-Ducted Indoor Units | 115000 | 12.1 | 22 | 129000 | 3.6 | 84000 | 2.5 | 2395 | Yes
204793017 | HAIER | MVHR072ME2CA* | Ducted Indoor Units | 69000 | 11.9 | 20 | 77000 | 3.6 | 54000 | 2.5 | 1437.5 | Yes
204793018 | HAIER | MVHR072ME2CA* | Non-Ducted Indoor Units | 69000 | 13 | 24.5 | 77000 | 3.6 | 54000 | 2.5 | 1437.5 | Yes
206568882 | HAIER | MVHR072ME4CA* | Ducted Indoor Units | 69000 | 11.9 | 20 | 77000 | 3.6 | 54000 | 2.5 | 1437.5 | Yes
206568883 | HAIER | MVHR072ME4CA* | Non-Ducted Indoor Units | 69000 | 13 | 24.5 | 77000 | 3.6 | 54000 | 2.5 | 1437.5 | Yes
204793021 | HAIER | MVHR096ME2CA* | Ducted Indoor Units | 92000 | 11.9 | 21.8 | 103000 | 3.6 | 72000 | 2.5 | 1917.5 | Yes
204793022 | HAIER | MVHR096ME2CA* | Non-Ducted Indoor Units | 92000 | 12.3 | 23 | 103000 | 3.6 | 72000 | 2.5 | 1917.5 | Yes
206568887 | HAIER | MVHR096ME4CA* | Ducted Indoor Units | 92000 | 11.9 | 21.8 | 103000 | 3.6 | 72000 | 2.5 | 1917.5 | Yes
206568888 | HAIER | MVHR096ME4CA* | Non-Ducted Indoor Units | 92000 | 12.3 | 23 | 103000 | 3.6 | 72000 | 2.5 | 1917.5 | Yes
204793025 | HAIER | MVHR120ME2CA* | Ducted Indoor Units | 115000 | 11.9 | 21.9 | 129000 | 3.6 | 84000 | 2.5 | 2395 | Yes
204793026 | HAIER | MVHR120ME2CA* | Non-Ducted Indoor Units | 115000 | 11.9 | 22 | 129000 | 3.6 | 84000 | 2.5 | 2395 | Yes
206568892 | HAIER | MVHR120ME4CA* | Ducted Indoor Units | 115000 | 11.9 | 21.9 | 129000 | 3.6 | 84000 | 2.5 | 2395 | Yes
206568893 | HAIER | MVHR120ME4CA* | Non-Ducted Indoor Units | 115000 | 11.9 | 22 | 129000 | 3.6 | 84000 | 2.5 | 2395 | Yes
205749970 | HAIER | MVHP216ME2CA* | Non-Ducted Indoor Units | 207000 | 11.5 | 20.9 | 232000 | 3.3 | 156000 | 2.3 | 4312.5 | Yes
207168497 | HAIER | MVHP216ME4CA* | Non-Ducted Indoor Units | 207000 | 11.5 | 20.9 | 232000 | 3.3 | 156000 | 2.3 | 4312.5 | Yes
205749968 | HAIER | MVHP192ME2CA* | Non-Ducted Indoor Units | 184000 | 11.6 | 21.4 | 206000 | 3.3 | 138000 | 2.3 | 3832.5 | Yes
207168493 | HAIER | MVHP192ME4CA* | Non-Ducted Indoor Units | 184000 | 11.6 | 21.4 | 206000 | 3.3 | 138000 | 2.3 | 3832.5 | Yes
205749941 | HAIER | MVHP168ME2CA* | Ducted Indoor Units | 161000 | 11.4 | 21.6 | 180000 | 3.4 | 126000 | 2.3 | 3355 | Yes
207168488 | HAIER | MVHP168ME4CA* | Ducted Indoor Units | 161000 | 11.4 | 21.6 | 180000 | 3.4 | 126000 | 2.3 | 3355 | Yes
204793027 | HAIER | MVHP144ME2CA* | Ducted Indoor Units | 138000 | 11.7 | 21.8 | 154000 | 3.5 | 108000 | 2.3 | 2875 | Yes
206568895 | HAIER | MVHP144ME4CA* | Ducted Indoor Units | 138000 | 11.7 | 21.8 | 154000 | 3.5 | 108000 | 2.3 | 2875 | Yes
204793028 | HAIER | MVHP144ME2CA* | Non-Ducted Indoor Units | 138000 | 11.6 | 22 | 154000 | 3.5 | 108000 | 2.3 | 2875 | Yes
206568896 | HAIER | MVHP144ME4CA* | Non-Ducted Indoor Units | 138000 | 11.6 | 22 | 154000 | 3.5 | 108000 | 2.3 | 2875 | Yes
204793030 | HAIER | MVHR144ME2CA* | Non-Ducted Indoor Units | 138000 | 11.4 | 22 | 154000 | 3.5 | 108000 | 2.3 | 2875 | Yes
206568898 | HAIER | MVHR144ME4CA* | Non-Ducted Indoor Units | 138000 | 11.4 | 22 | 154000 | 3.5 | 108000 | 2.3 | 2875 | Yes
205749967 | HAIER | MVHR168ME2CA* | Non-Ducted Indoor Units | 161000 | 11.4 | 22 | 180000 | 3.4 | 126000 | 2.3 | 3355 | Yes
207168491 | HAIER | MVHR168ME4CA* | Non-Ducted Indoor Units | 161000 | 11.4 | 22 | 180000 | 3.4 | 126000 | 2.3 | 3355 | Yes
205749966 | HAIER | MVHP168ME2CA* | Non-Ducted Indoor Units | 161000 | 11.6 | 22.6 | 180000 | 3.4 | 126000 | 2.3 | 3355 | Yes
207168489 | HAIER | MVHP168ME4CA* | Non-Ducted Indoor Units | 161000 | 11.6 | 22.6 | 180000 | 3.4 | 126000 | 2.3 | 3355 | Yes
208685712 | HISENSE | AVWT-240FFFH | Ducted Indoor Units | 228000 | 11.1 | 20.4 | 252000 | 3.35 | 162000 | 2.32 | 4750 | Yes
210691239 | HISENSE | AVWT-240FHFSHA | Ducted Indoor Units | 228000 | 11.1 | 20.4 | 252000 | 3.35 | 162000 | 2.32 | 4750 | Yes
208685681 | HISENSE | AVWT-216FFFH | Ducted Indoor Units | 206000 | 11.1 | 20.7 | 226000 | 3.4 | 150000 | 2.32 | 4292.5 | Yes
210691236 | HISENSE | AVWT-216FHFSHA | Ducted Indoor Units | 206000 | 11.1 | 20.7 | 226000 | 3.4 | 150000 | 2.32 | 4292.5 | Yes
10562601 | HISENSE | AVWT-072U8SNB | Ducted Indoor Units | 69000 | 12.3 | 23 | 76000 | 3.55 | 52000 | 2.35 | 1437.5 | Yes
10562602 | HISENSE | AVWT-072U8SNB | Non-Ducted Indoor Units | 69000 | 15 | 30.7 | 76000 | 4.2 | 52000 | 2.84 | 1437.5 | Yes
10274220 | HISENSE | AVWT-072UHSPB | Ducted Indoor Units | 69000 | 13.2 | 23.5 | 76000 | 4 | 55000 | 2.6 | 1437.5 | Yes
10274221 | HISENSE | AVWT-072UHSPB | Non-Ducted Indoor Units | 69000 | 15.6 | 31.8 | 76000 | 4.9 | 55000 | 3 | 1437.5 | Yes
10274222 | HISENSE | AVWT-096UHSQB | Ducted Indoor Units | 92000 | 11.8 | 23.8 | 103000 | 3.7 | 76000 | 2.5 | 1917.5 | Yes
10274223 | HISENSE | AVWT-096UHSQB | Non-Ducted Indoor Units | 92000 | 12.2 | 26.4 | 103000 | 4.5 | 76000 | 2.9 | 1917.5 | Yes
10274227 | HISENSE | AVWT-096UHSQB | Mixed Ducted and Non-Ducted Indoor Units | 92000 | 12 | 25.1 | 103000 | 4.1 | 76000 | 2.7 | 1917.5 | Yes
205287688 | HISENSE | AVWT-120FFFH | Ducted Indoor Units | 114000 | 11.8 | 23.2 | 126000 | 3.53 | 81000 | 2.39 | 2375 | Yes
205287689 | HISENSE | AVWT-120FFFH | Non-Ducted Indoor Units | 114000 | 13.9 | 31.65 | 126000 | 4.3 | 81000 | 2.81 | 2375 | Yes
205287701 | HISENSE | AVWT-120FFFH | Mixed Ducted and Non-Ducted Indoor Units | 114000 | 12.85 | 27.42 | 126000 | 3.91 | 81000 | 2.6 | 2375 | Yes
10567397 | HISENSE | AVWT-120U8STB | Non-Ducted Indoor Units | 115000 | 13.2 | 30.55 | 129000 | 4.12 | 83000 | 2.72 | 2395 | Yes
10567398 | HISENSE | AVWT-120U8STB | Mixed Ducted and Non-Ducted Indoor Units | 115000 | 12.4 | 26.97 | 129000 | 3.73 | 83000 | 2.51 | 2395 | Yes
10274224 | HISENSE | AVWT-120UHSQB | Ducted Indoor Units | 114000 | 11.5 | 23.5 | 126000 | 3.7 | 89000 | 2.3 | 2375 | Yes
10274225 | HISENSE | AVWT-120UHSQB | Non-Ducted Indoor Units | 114000 | 12.1 | 26.5 | 126000 | 4.2 | 89000 | 2.6 | 2375 | Yes
10274228 | HISENSE | AVWT-120UHSQB | Mixed Ducted and Non-Ducted Indoor Units | 114000 | 11.8 | 25 | 126000 | 3.95 | 89000 | 2.45 | 2375 | Yes
208685686 | HISENSE | AVWT-264FFFH | Non-Ducted Indoor Units | 252000 | 11.5 | 20.9 | 276000 | 3.59 | 186000 | 2.41 | 5250 | Yes
208685687 | HISENSE | AVWT-264FFFH | Mixed Ducted and Non-Ducted Indoor Units | 252000 | 11 | 20.2 | 276000 | 3.43 | 186000 | 2.35 | 5250 | Yes
10594392 | HISENSE | AVWT-264U8SZB | Non-Ducted Indoor Units | 258000 | 11.05 | 24.1 | 282000 | 3.69 | 180000 | 2.39 | 5375 | Yes
10594401 | HISENSE | AVWT-264U8SZB | Ducted Indoor Units | 258000 | 11.55 | 24.3 | 282000 | 3.31 | 180000 | 2.25 | 5375 | Yes
208685689 | HISENSE | AVWT-288FFFH | Non-Ducted Indoor Units | 276000 | 10.8 | 20.5 | 300000 | 3.33 | 210000 | 2.29 | 5750 | Yes
10594393 | HISENSE | AVWT-288U8SZB | Non-Ducted Indoor Units | 276000 | 10.7 | 23.35 | 300000 | 3.59 | 192000 | 2.3 | 5750 | Yes
10594394 | HISENSE | AVWT-312U8SZB | Non-Ducted Indoor Units | 298000 | 10.45 | 21.2 | 316000 | 3.57 | 202000 | 2.22 | 6207.5 | Yes
10594395 | HISENSE | AVWT-336U8SZB | Non-Ducted Indoor Units | 320000 | 10.25 | 20.6 | 324000 | 3.57 | 210000 | 2.24 | 6667.5 | Yes
10594396 | HISENSE | AVWT-360U8SZB | Non-Ducted Indoor Units | 346000 | 10.65 | 21.15 | 372000 | 3.55 | 244000 | 2.33 | 7207.5 | Yes
10594397 | HISENSE | AVWT-384U8SZB | Non-Ducted Indoor Units | 370000 | 10.5 | 21.55 | 400000 | 3.47 | 260000 | 2.33 | 7707.5 | Yes
208685704 | HISENSE | AVWT-408FFFH | Non-Ducted Indoor Units | 388000 | 11 | 18.1 | 426000 | 3.4 | 290000 | 2.36 | 8082.5 | Yes
208685705 | HISENSE | AVWT-408FFFH | Mixed Ducted and Non-Ducted Indoor Units | 388000 | 10.7 | 18.1 | 426000 | 3.3 | 290000 | 2.32 | 8082.5 | Yes
10595368 | HISENSE | AVWT-408U8SZB | Ducted Indoor Units | 390000 | 11.25 | 22.9 | 435000 | 3.36 | 278000 | 2.34 | 8125 | Yes
10595370 | HISENSE | AVWT-408U8SZB | Non-Ducted Indoor Units | 390000 | 10.15 | 22.2 | 435000 | 3.59 | 278000 | 2.31 | 8125 | Yes
208685707 | HISENSE | AVWT-432FFFH | Non-Ducted Indoor Units | 414000 | 10.8 | 18.3 | 450000 | 3.33 | 314000 | 2.29 | 8625 | Yes
205287685 | HISENSE | AVWT-72FFFH | Ducted Indoor Units | 69000 | 12.15 | 23.6 | 75000 | 3.51 | 52500 | 2.32 | 1437.5 | Yes
205287696 | HISENSE | AVWT-72FFFH | Non-Ducted Indoor Units | 69000 | 14.8 | 31.3 | 75000 | 4.15 | 52500 | 2.69 | 1437.5 | Yes
205287699 | HISENSE | AVWT-72FFFH | Mixed Ducted and Non-Ducted Indoor Units | 69000 | 13.47 | 27.45 | 75000 | 3.83 | 52500 | 2.5 | 1437.5 | Yes
205287686 | HISENSE | AVWT-96FFFH | Ducted Indoor Units | 92000 | 11.8 | 23.4 | 100000 | 3.68 | 70000 | 2.39 | 1917.5 | Yes
205287687 | HISENSE | AVWT-96FFFH | Non-Ducted Indoor Units | 92000 | 14.05 | 32 | 100000 | 4.1 | 70000 | 2.65 | 1917.5 | Yes
205287700 | HISENSE | AVWT-96FFFH | Mixed Ducted and Non-Ducted Indoor Units | 92000 | 12.92 | 27.7 | 100000 | 3.89 | 70000 | 2.52 | 1917.5 | Yes
10594382 | HISENSE | AVWT-96U8STB | Ducted Indoor Units | 92000 | 12.25 | 23.3 | 103000 | 3.45 | 67000 | 2.3 | 1917.5 | Yes
10594383 | HISENSE | AVWT-96U8STB | Non-Ducted Indoor Units | 92000 | 14.15 | 31.65 | 103000 | 4.1 | 67000 | 2.6 | 1917.5 | Yes
10594384 | HISENSE | AVWT-96U8STB | Mixed Ducted and Non-Ducted Indoor Units | 92000 | 13.2 | 27.47 | 103000 | 3.77 | 67000 | 2.45 | 1917.5 | Yes
210135408 | HISENSE | AVWT - 72FFFH | Ducted Indoor Units | 69000 | 12.15 | 23.6 | 75000 | 3.51 | 52500 | 2.32 | 1437.5 | Yes
210135409 | HISENSE | AVWT - 96FFFH | Ducted Indoor Units | 92000 | 11.8 | 23.4 | 100000 | 3.68 | 70000 | 2.39 | 1917.5 | Yes
210135410 | HISENSE | AVWT - 96FFFH | Non-Ducted Indoor Units | 92000 | 14.05 | 32 | 100000 | 4.1 | 70000 | 2.65 | 1917.5 | Yes
210135411 | HISENSE | AVWT - 120FFFH | Ducted Indoor Units | 114000 | 11.8 | 23.2 | 126000 | 3.53 | 81000 | 2.39 | 2375 | Yes
210135412 | HISENSE | AVWT - 120FFFH | Non-Ducted Indoor Units | 114000 | 13.9 | 31.65 | 126000 | 4.3 | 81000 | 2.81 | 2375 | Yes
210135420 | HISENSE | AVWT - 72FFFH | Non-Ducted Indoor Units | 69000 | 14.8 | 31.3 | 75000 | 4.15 | 52500 | 2.69 | 1437.5 | Yes
210135423 | HISENSE | AVWT - 72FFFH | Mixed Ducted and Non-Ducted Indoor Units | 69000 | 13.47 | 27.45 | 75000 | 3.83 | 52500 | 2.5 | 1437.5 | Yes
210135424 | HISENSE | AVWT - 96FFFH | Mixed Ducted and Non-Ducted Indoor Units | 92000 | 12.92 | 27.7 | 100000 | 3.89 | 70000 | 2.52 | 1917.5 | Yes
210135425 | HISENSE | AVWT - 120FFFH | Mixed Ducted and Non-Ducted Indoor Units | 114000 | 12.85 | 27.42 | 126000 | 3.91 | 81000 | 2.6 | 2375 | Yes
210691222 | HISENSE | AVWT-96FHFSHA | Non-Ducted Indoor Units | 92000 | 13.2 | 29.7 | 100000 | 3.98 | 70000 | 2.57 | 1917.5 | Yes
210691223 | HISENSE | AVWT-96FHFSHA | Mixed Ducted and Non-Ducted Indoor Units | 92000 | 12.15 | 25.75 | 100000 | 3.74 | 70000 | 2.44 | 1917.5 | Yes
210691225 | HISENSE | AVWT-120FHFSHA | Non-Ducted Indoor Units | 114000 | 13 | 29.4 | 126000 | 4.17 | 81000 | 2.73 | 2375 | Yes
210691226 | HISENSE | AVWT-120FHFSHA | Mixed Ducted and Non-Ducted Indoor Units | 114000 | 12.05 | 25.5 | 126000 | 3.79 | 81000 | 2.52 | 2375 | Yes
210713380 | HISENSE | AVWT-72FHFSHA | Non-Ducted Indoor Units | 69000 | 13.9 | 29.1 | 75000 | 4.03 | 52500 | 2.61 | 1437.5 | Yes
210713381 | HISENSE | AVWT-72FHFSHA | Mixed Ducted and Non-Ducted Indoor Units | 69000 | 12.65 | 25.5 | 75000 | 3.71 | 52500 | 2.43 | 1437.5 | Yes
210691243 | HISENSE | AVWT-264FHFSHA | Non-Ducted Indoor Units | 252000 | 11.5 | 20.9 | 276000 | 3.59 | 186000 | 2.41 | 5250 | Yes
210691244 | HISENSE | AVWT-264FHFSHA | Mixed Ducted and Non-Ducted Indoor Units | 252000 | 11 | 20.2 | 276000 | 3.43 | 186000 | 2.35 | 5250 | Yes
210691246 | HISENSE | AVWT-288FHFSHA | Non-Ducted Indoor Units | 276000 | 10.8 | 20.5 | 300000 | 3.33 | 210000 | 2.29 | 5750 | Yes
210691261 | HISENSE | AVWT-408FHFSHA | Non-Ducted Indoor Units | 388000 | 11 | 18.1 | 426000 | 3.4 | 290000 | 2.36 | 8082.5 | Yes
210691264 | HISENSE | AVWT-432FHFSHA | Non-Ducted Indoor Units | 414000 | 10.8 | 18.3 | 450000 | 3.33 | 314000 | 2.29 | 8625 | Yes
208685713 | HISENSE | AVWT-240FFFH | Mixed Ducted and Non-Ducted Indoor Units | 228000 | 11.75 | 21.6 | 252000 | 3.65 | 162000 | 2.45 | 4750 | Yes
210691241 | HISENSE | AVWT-240FHFSHA | Mixed Ducted and Non-Ducted Indoor Units | 228000 | 11.75 | 21.6 | 252000 | 3.57 | 162000 | 2.45 | 4750 | Yes
208685683 | HISENSE | AVWT-216FFFH | Mixed Ducted and Non-Ducted Indoor Units | 206000 | 11.75 | 21.95 | 226000 | 3.64 | 150000 | 2.42 | 4292.5 | Yes
210691238 | HISENSE | AVWT-216FHFSHA | Mixed Ducted and Non-Ducted Indoor Units | 206000 | 11.75 | 21.95 | 226000 | 3.64 | 150000 | 2.42 | 4292.5 | Yes
208685684 | HISENSE | AVWT-240FFFH | Non-Ducted Indoor Units | 228000 | 12.4 | 22.8 | 252000 | 3.96 | 162000 | 2.59 | 4750 | Yes
210691240 | HISENSE | AVWT-240FHFSHA | Non-Ducted Indoor Units | 228000 | 12.4 | 22.8 | 252000 | 3.8 | 162000 | 2.59 | 4750 | Yes
208685682 | HISENSE | AVWT-216FFFH | Non-Ducted Indoor Units | 206000 | 12.4 | 23.2 | 226000 | 3.88 | 150000 | 2.52 | 4292.5 | Yes
210691237 | HISENSE | AVWT-216FHFSHA | Non-Ducted Indoor Units | 206000 | 12.4 | 23.2 | 226000 | 3.88 | 150000 | 2.52 | 4292.5 | Yes
210691231 | HISENSE | AVWT-168FHFSHA | Non-Ducted Indoor Units | 160000 | 11.1 | 24.1 | 170000 | 3.39 | 115000 | 2.28 | 3332.5 | Yes
205287703 | HISENSE | AVWT-168FFFH | Mixed Ducted and Non-Ducted Indoor Units | 160000 | 11.42 | 24.15 | 170000 | 3.35 | 115000 | 2.22 | 3332.5 | Yes
210135427 | HISENSE | AVWT - 168FFFH | Mixed Ducted and Non-Ducted Indoor Units | 160000 | 11.42 | 24.15 | 170000 | 3.35 | 115000 | 2.22 | 3332.5 | Yes
10594407 | HISENSE | AVWT-144U8S1B | Mixed Ducted and Non-Ducted Indoor Units | 144000 | 11.45 | 24.25 | 154000 | 3.44 | 96000 | 2.37 | 3000 | Yes
205287702 | HISENSE | AVWT-144FFFH | Mixed Ducted and Non-Ducted Indoor Units | 138000 | 11.47 | 24.45 | 150000 | 3.44 | 105000 | 2.41 | 2875 | Yes
210135426 | HISENSE | AVWT - 144FFFH | Mixed Ducted and Non-Ducted Indoor Units | 138000 | 11.47 | 24.45 | 150000 | 3.44 | 105000 | 2.41 | 2875 | Yes
210691234 | HISENSE | AVWT-192FHFSHA | Non-Ducted Indoor Units | 184000 | 11.2 | 24.5 | 200000 | 3.4 | 140000 | 2.43 | 3832.5 | Yes
205287704 | HISENSE | AVWT-192FFFH | Mixed Ducted and Non-Ducted Indoor Units | 184000 | 11.62 | 24.7 | 200000 | 3.39 | 140000 | 2.42 | 3832.5 | Yes
210135428 | HISENSE | AVWT - 192FFFH | Mixed Ducted and Non-Ducted Indoor Units | 184000 | 11.62 | 24.7 | 200000 | 3.39 | 140000 | 2.42 | 3832.5 | Yes
10567400 | HISENSE | AVWT-168U8S1B | Mixed Ducted and Non-Ducted Indoor Units | 160000 | 11.57 | 24.72 | 170000 | 3.45 | 105000 | 2.35 | 3332.5 | Yes
10594391 | HISENSE | AVWT-240U8SZB | Non-Ducted Indoor Units | 230000 | 11.3 | 24.95 | 256000 | 3.66 | 164000 | 2.42 | 4792.5 | Yes
10594390 | HISENSE | AVWT-216U8SZB | Non-Ducted Indoor Units | 208000 | 11.35 | 25.2 | 230000 | 3.6 | 150000 | 2.4 | 4332.5 | Yes
210691228 | HISENSE | AVWT-144FHFSHA | Non-Ducted Indoor Units | 138000 | 11.4 | 25.5 | 150000 | 3.5 | 105000 | 2.41 | 2875 | Yes
205287693 | HISENSE | AVWT-168FFFH | Non-Ducted Indoor Units | 160000 | 11.85 | 25.95 | 170000 | 3.49 | 115000 | 2.35 | 3332.5 | Yes
210135419 | HISENSE | AVWT - 168FFFH | Non-Ducted Indoor Units | 160000 | 11.85 | 25.95 | 170000 | 3.49 | 115000 | 2.35 | 3332.5 | Yes
205287695 | HISENSE | AVWT-192FFFH | Non-Ducted Indoor Units | 184000 | 11.85 | 26.4 | 200000 | 3.51 | 140000 | 2.51 | 3832.5 | Yes
210135416 | HISENSE | AVWT - 192FFFH | Non-Ducted Indoor Units | 184000 | 11.85 | 26.4 | 200000 | 3.51 | 140000 | 2.51 | 3832.5 | Yes
10567396 | HISENSE | AVWT-168U8S1B | Non-Ducted Indoor Units | 160000 | 12.25 | 27.15 | 170000 | 3.68 | 105000 | 2.5 | 3332.5 | Yes
10594388 | HISENSE | AVWT-144U8S1B | Non-Ducted Indoor Units | 144000 | 12.1 | 27.2 | 154000 | 3.64 | 96000 | 2.45 | 3000 | Yes
205287691 | HISENSE | AVWT-144FFFH | Non-Ducted Indoor Units | 138000 | 12.1 | 27.4 | 150000 | 3.61 | 105000 | 2.48 | 2875 | Yes
210135414 | HISENSE | AVWT - 144FFFH | Non-Ducted Indoor Units | 138000 | 12.1 | 27.4 | 150000 | 3.61 | 105000 | 2.48 | 2875 | Yes
10594389 | HISENSE | AVWT-192U8SZB | Non-Ducted Indoor Units | 184000 | 12.1 | 27.5 | 206000 | 3.75 | 136000 | 2.53 | 3832.5 | Yes
7987273 | HITACHI | HVAHP168B41S | Ducted Indoor Units | 160000 | 11 | 19.3 | 178000 | 3.5 | 129000 | 2.32 | 3332.5 | Yes
7987293 | HITACHI | HVAHR168B41S | Ducted Indoor Units | 160000 | 11 | 19.3 | 178000 | 3.5 | 129000 | 2.32 | 3332.5 | Yes
7987271 | HITACHI | HVAHP144B41S | Ducted Indoor Units | 138000 | 11.7 | 19.4 | 154000 | 3.48 | 109000 | 2.52 | 2875 | Yes
7987291 | HITACHI | HVAHR144B41S | Ducted Indoor Units | 138000 | 11.7 | 19.4 | 154000 | 3.48 | 109000 | 2.52 | 2875 | Yes
7987227 | HITACHI | HVAHP168B31S | Ducted Indoor Units | 160000 | 11.6 | 19.6 | 178000 | 3.68 | 129000 | 2.44 | 3332.5 | Yes
7987247 | HITACHI | HVAHR168B31S | Ducted Indoor Units | 160000 | 11.6 | 19.6 | 178000 | 3.68 | 129000 | 2.44 | 3332.5 | Yes
7990748 | HITACHI | HVAHP168B31S | Mixed Ducted and Non-Ducted Indoor Units | 160000 | 11.5 | 19.65 | 178000 | 3.68 | 129000 | 2.35 | 3332.5 | Yes
7990750 | HITACHI | HVAHP216B31S | Mixed Ducted and Non-Ducted Indoor Units | 206000 | 11.2 | 19.65 | 232000 | 3.55 | 164000 | 2.36 | 4292.5 | Yes
7990761 | HITACHI | HVAHR168B31S | Mixed Ducted and Non-Ducted Indoor Units | 160000 | 11.5 | 19.65 | 178000 | 3.68 | 129000 | 2.35 | 3332.5 | Yes
7990764 | HITACHI | HVAHR216B31S | Mixed Ducted and Non-Ducted Indoor Units | 206000 | 11.2 | 19.65 | 232000 | 3.55 | 164000 | 2.36 | 4292.5 | Yes
7987225 | HITACHI | HVAHP144B31S | Ducted Indoor Units | 138000 | 12.3 | 19.7 | 154000 | 3.55 | 109000 | 2.65 | 2875 | Yes
7987226 | HITACHI | HVAHP168B31S | Non-Ducted Indoor Units | 160000 | 11.4 | 19.7 | 178000 | 3.69 | 129000 | 2.27 | 3332.5 | Yes
7987245 | HITACHI | HVAHR144B31S | Ducted Indoor Units | 138000 | 12.3 | 19.7 | 154000 | 3.55 | 109000 | 2.65 | 2875 | Yes
7987246 | HITACHI | HVAHR168B31S | Non-Ducted Indoor Units | 160000 | 11.4 | 19.7 | 178000 | 3.69 | 129000 | 2.27 | 3332.5 | Yes
9060407 | HITACHI | HVAHP240*41S | Mixed Ducted and Non-Ducted Indoor Units | 228000 | 11.1 | 19.9 | 258000 | 3.64 | 182000 | 2.39 | 4750 | Yes
9060409 | HITACHI | HVAHR240*41S | Mixed Ducted and Non-Ducted Indoor Units | 228000 | 11.1 | 19.9 | 258000 | 3.64 | 182000 | 2.39 | 4750 | Yes
9060360 | HITACHI | HVAHP240*41S | Ducted Indoor Units | 228000 | 11.3 | 20 | 258000 | 3.6 | 182000 | 2.47 | 4750 | Yes
7987279 | HITACHI | HVAHP240B41S | Ducted Indoor Units | 230000 | 11.2 | 20 | 258000 | 3.6 | 182000 | 2.47 | 4792.5 | Yes
9060364 | HITACHI | HVAHR240*41S | Ducted Indoor Units | 228000 | 11.3 | 20 | 258000 | 3.6 | 182000 | 2.47 | 4750 | Yes
7987299 | HITACHI | HVAHR240B41S | Ducted Indoor Units | 230000 | 11.2 | 20 | 258000 | 3.6 | 182000 | 2.47 | 4792.5 | Yes
7987231 | HITACHI | HVAHP216B31S | Ducted Indoor Units | 206000 | 11.8 | 20.1 | 232000 | 3.62 | 164000 | 2.39 | 4292.5 | Yes
7987277 | HITACHI | HVAHP216B41S | Ducted Indoor Units | 206000 | 11.3 | 20.1 | 232000 | 3.44 | 164000 | 2.31 | 4292.5 | Yes
7987251 | HITACHI | HVAHR216B31S | Ducted Indoor Units | 206000 | 11.8 | 20.1 | 232000 | 3.62 | 164000 | 2.39 | 4292.5 | Yes
7987297 | HITACHI | HVAHR216B41S | Ducted Indoor Units | 206000 | 11.3 | 20.1 | 232000 | 3.44 | 164000 | 2.31 | 4292.5 | Yes
9060406 | HITACHI | HVAHP240*31S | Mixed Ducted and Non-Ducted Indoor Units | 228000 | 11.25 | 20.35 | 258000 | 3.76 | 182000 | 2.48 | 4750 | Yes
7990751 | HITACHI | HVAHP240B31S | Mixed Ducted and Non-Ducted Indoor Units | 230000 | 11.2 | 20.35 | 258000 | 3.76 | 182000 | 2.48 | 4792.5 | Yes
9060358 | HITACHI | HVAHP240*31S | Ducted Indoor Units | 228000 | 11.9 | 20.4 | 258000 | 3.72 | 182000 | 2.55 | 4750 | Yes
7987233 | HITACHI | HVAHP240B31S | Ducted Indoor Units | 230000 | 11.8 | 20.4 | 258000 | 3.72 | 182000 | 2.55 | 4792.5 | Yes
9060408 | HITACHI | HVAHR240*31S | Mixed Ducted and Non-Ducted Indoor Units | 228000 | 11.25 | 20.4 | 258000 | 3.76 | 182000 | 2.48 | 4750 | Yes
7990765 | HITACHI | HVAHR240B31S | Mixed Ducted and Non-Ducted Indoor Units | 230000 | 11.2 | 20.4 | 258000 | 3.76 | 182000 | 2.48 | 4792.5 | Yes
9060362 | HITACHI | HVAHR240*31S | Ducted Indoor Units | 228000 | 11.9 | 20.5 | 258000 | 3.72 | 182000 | 2.55 | 4750 | Yes
7987253 | HITACHI | HVAHR240B31S | Ducted Indoor Units | 230000 | 11.8 | 20.5 | 258000 | 3.72 | 182000 | 2.55 | 4792.5 | Yes
203994047 | HITACHI | HVAHP216B32S | Ducted Indoor Units | 206000 | 11.2 | 20.7 | 232000 | 3.51 | 164000 | 2.29 | 4292.5 | Yes
202607566 | HITACHI | HVAHP216B32S | Ducted Indoor Units | 206000 | 11.2 | 20.7 | 232000 | 3.51 | 164000 | 2.29 | 4292.5 | Yes
10206780 | HITACHI | HVAHP216B32S | Ducted Indoor Units | 206000 | 11.2 | 20.7 | 232000 | 3.51 | 164000 | 2.29 | 4292.5 | Yes
203994054 | HITACHI | HVAHP216B42S | Ducted Indoor Units | 206000 | 11.2 | 20.7 | 232000 | 3.51 | 164000 | 2.29 | 4292.5 | Yes
202607569 | HITACHI | HVAHP216B42S | Ducted Indoor Units | 206000 | 11.2 | 20.7 | 232000 | 3.51 | 164000 | 2.29 | 4292.5 | Yes
10206822 | HITACHI | HVAHP216B42S | Ducted Indoor Units | 206000 | 11.2 | 20.7 | 232000 | 3.51 | 164000 | 2.29 | 4292.5 | Yes
204269286 | HITACHI | HVAHP216B52S | Ducted Indoor Units | 206000 | 11.2 | 20.7 | 232000 | 3.51 | 164000 | 2.29 | 4292.5 | Yes
204268586 | HITACHI | HVAHP216B52S | Ducted Indoor Units | 206000 | 11.2 | 20.7 | 232000 | 3.51 | 164000 | 2.29 | 4292.5 | Yes
203994061 | HITACHI | HVAHR216B32S | Ducted Indoor Units | 206000 | 11.2 | 20.7 | 232000 | 3.51 | 164000 | 2.29 | 4292.5 | Yes
202607572 | HITACHI | HVAHR216B32S | Ducted Indoor Units | 206000 | 11.2 | 20.7 | 232000 | 3.51 | 164000 | 2.29 | 4292.5 | Yes
10323652 | HITACHI | HVAHR216B32S | Ducted Indoor Units | 206000 | 11.2 | 20.7 | 232000 | 3.51 | 164000 | 2.29 | 4292.5 | Yes
203994068 | HITACHI | HVAHR216B42S | Ducted Indoor Units | 206000 | 11.2 | 20.7 | 232000 | 3.51 | 164000 | 2.29 | 4292.5 | Yes
202607575 | HITACHI | HVAHR216B42S | Ducted Indoor Units | 206000 | 11.2 | 20.7 | 232000 | 3.51 | 164000 | 2.29 | 4292.5 | Yes
10323700 | HITACHI | HVAHR216B42S | Ducted Indoor Units | 206000 | 11.2 | 20.7 | 232000 | 3.51 | 164000 | 2.29 | 4292.5 | Yes
204269190 | HITACHI | HVAHR216B52S | Ducted Indoor Units | 206000 | 11.2 | 20.7 | 232000 | 3.51 | 164000 | 2.29 | 4292.5 | Yes
204268430 | HITACHI | HVAHR216B52S | Ducted Indoor Units | 206000 | 11.2 | 20.7 | 232000 | 3.51 | 164000 | 2.29 | 4292.5 | Yes
203993871 | HITACHI | HVAHP192B32S | Ducted Indoor Units | 184000 | 11.1 | 20.8 | 206000 | 3.38 | 140000 | 2.15 | 3832.5 | Yes
202607426 | HITACHI | HVAHP192B32S | Ducted Indoor Units | 184000 | 11.1 | 20.8 | 206000 | 3.38 | 140000 | 2.15 | 3832.5 | Yes
10206779 | HITACHI | HVAHP192B32S | Ducted Indoor Units | 184000 | 11.1 | 20.8 | 206000 | 3.38 | 140000 | 2.15 | 3832.5 | Yes
203993878 | HITACHI | HVAHP192B42S | Ducted Indoor Units | 184000 | 11.1 | 20.8 | 206000 | 3.38 | 140000 | 2.15 | 3832.5 | Yes
202607429 | HITACHI | HVAHP192B42S | Ducted Indoor Units | 184000 | 11.1 | 20.8 | 206000 | 3.38 | 140000 | 2.15 | 3832.5 | Yes
10206821 | HITACHI | HVAHP192B42S | Ducted Indoor Units | 184000 | 11.1 | 20.8 | 206000 | 3.38 | 140000 | 2.15 | 3832.5 | Yes
204269285 | HITACHI | HVAHP192B52S | Ducted Indoor Units | 184000 | 11.1 | 20.8 | 206000 | 3.38 | 140000 | 2.15 | 3832.5 | Yes
204268585 | HITACHI | HVAHP192B52S | Ducted Indoor Units | 184000 | 11.1 | 20.8 | 206000 | 3.38 | 140000 | 2.15 | 3832.5 | Yes
203994659 | HITACHI | HVAHP216B32S | Mixed Ducted and Non-Ducted Indoor Units | 206000 | 11.05 | 20.8 | 232000 | 3.66 | 164000 | 2.3 | 4292.5 | Yes
202608095 | HITACHI | HVAHP216B32S | Mixed Ducted and Non-Ducted Indoor Units | 206000 | 11.05 | 20.8 | 232000 | 3.66 | 164000 | 2.3 | 4292.5 | Yes
10207530 | HITACHI | HVAHP216B32S | Mixed Ducted and Non-Ducted Indoor Units | 206000 | 11.05 | 20.8 | 232000 | 3.66 | 164000 | 2.3 | 4292.5 | Yes
203994662 | HITACHI | HVAHP216B42S | Mixed Ducted and Non-Ducted Indoor Units | 206000 | 11.05 | 20.8 | 232000 | 3.66 | 164000 | 2.3 | 4292.5 | Yes
202608098 | HITACHI | HVAHP216B42S | Mixed Ducted and Non-Ducted Indoor Units | 206000 | 11.05 | 20.8 | 232000 | 3.66 | 164000 | 2.3 | 4292.5 | Yes
10207572 | HITACHI | HVAHP216B42S | Mixed Ducted and Non-Ducted Indoor Units | 206000 | 11.05 | 20.8 | 232000 | 3.66 | 164000 | 2.3 | 4292.5 | Yes
204269382 | HITACHI | HVAHP216B52S | Mixed Ducted and Non-Ducted Indoor Units | 206000 | 11.05 | 20.8 | 232000 | 3.66 | 164000 | 2.3 | 4292.5 | Yes
204269094 | HITACHI | HVAHP216B52S | Mixed Ducted and Non-Ducted Indoor Units | 206000 | 11.05 | 20.8 | 232000 | 3.66 | 164000 | 2.3 | 4292.5 | Yes
203994128 | HITACHI | HVAHP240B32S | Non-Ducted Indoor Units | 230000 | 11.1 | 20.8 | 258000 | 3.67 | 178000 | 2.35 | 4792.5 | Yes
202607623 | HITACHI | HVAHP240B32S | Non-Ducted Indoor Units | 230000 | 11.1 | 20.8 | 258000 | 3.67 | 178000 | 2.35 | 4792.5 | Yes
10206697 | HITACHI | HVAHP240B32S | Non-Ducted Indoor Units | 230000 | 11.1 | 20.8 | 258000 | 3.67 | 178000 | 2.35 | 4792.5 | Yes
203994134 | HITACHI | HVAHP240B42S | Non-Ducted Indoor Units | 230000 | 11.1 | 20.8 | 258000 | 3.67 | 178000 | 2.35 | 4792.5 | Yes
202607626 | HITACHI | HVAHP240B42S | Non-Ducted Indoor Units | 230000 | 11.1 | 20.8 | 258000 | 3.67 | 178000 | 2.35 | 4792.5 | Yes
10206739 | HITACHI | HVAHP240B42S | Non-Ducted Indoor Units | 230000 | 11.1 | 20.8 | 258000 | 3.67 | 178000 | 2.35 | 4792.5 | Yes
204269239 | HITACHI | HVAHP240B52S | Non-Ducted Indoor Units | 228000 | 11.1 | 20.8 | 258000 | 3.67 | 178000 | 2.35 | 4750 | Yes
204268511 | HITACHI | HVAHP240B52S | Non-Ducted Indoor Units | 228000 | 11.1 | 20.8 | 258000 | 3.67 | 178000 | 2.35 | 4750 | Yes
203993886 | HITACHI | HVAHR192B32S | Ducted Indoor Units | 184000 | 11.1 | 20.8 | 206000 | 3.38 | 140000 | 2.15 | 3832.5 | Yes
202607432 | HITACHI | HVAHR192B32S | Ducted Indoor Units | 184000 | 11.1 | 20.8 | 206000 | 3.38 | 140000 | 2.15 | 3832.5 | Yes
10323651 | HITACHI | HVAHR192B32S | Ducted Indoor Units | 184000 | 11.1 | 20.8 | 206000 | 3.38 | 140000 | 2.15 | 3832.5 | Yes
203993892 | HITACHI | HVAHR192B42S | Ducted Indoor Units | 184000 | 11.1 | 20.8 | 206000 | 3.38 | 140000 | 2.15 | 3832.5 | Yes
202607435 | HITACHI | HVAHR192B42S | Ducted Indoor Units | 184000 | 11.1 | 20.8 | 206000 | 3.38 | 140000 | 2.15 | 3832.5 | Yes
10323699 | HITACHI | HVAHR192B42S | Ducted Indoor Units | 184000 | 11.1 | 20.8 | 206000 | 3.38 | 140000 | 2.15 | 3832.5 | Yes
204269189 | HITACHI | HVAHR192B52S | Ducted Indoor Units | 184000 | 11.1 | 20.8 | 206000 | 3.38 | 140000 | 2.15 | 3832.5 | Yes
204268429 | HITACHI | HVAHR192B52S | Ducted Indoor Units | 184000 | 11.1 | 20.8 | 206000 | 3.38 | 140000 | 2.15 | 3832.5 | Yes
203994665 | HITACHI | HVAHR216B32S | Mixed Ducted and Non-Ducted Indoor Units | 206000 | 11.05 | 20.8 | 232000 | 3.66 | 164000 | 2.3 | 4292.5 | Yes
202608101 | HITACHI | HVAHR216B32S | Mixed Ducted and Non-Ducted Indoor Units | 206000 | 11.05 | 20.8 | 232000 | 3.66 | 164000 | 2.3 | 4292.5 | Yes
10323799 | HITACHI | HVAHR216B32S | Mixed Ducted and Non-Ducted Indoor Units | 206000 | 11.05 | 20.8 | 232000 | 3.66 | 164000 | 2.3 | 4292.5 | Yes
203994668 | HITACHI | HVAHR216B42S | Mixed Ducted and Non-Ducted Indoor Units | 206000 | 11.05 | 20.8 | 232000 | 3.66 | 164000 | 2.3 | 4292.5 | Yes
202608104 | HITACHI | HVAHR216B42S | Mixed Ducted and Non-Ducted Indoor Units | 206000 | 11.05 | 20.8 | 232000 | 3.66 | 164000 | 2.3 | 4292.5 | Yes
10323750 | HITACHI | HVAHR216B42S | Mixed Ducted and Non-Ducted Indoor Units | 206000 | 11.05 | 20.8 | 232000 | 3.66 | 164000 | 2.3 | 4292.5 | Yes
204269334 | HITACHI | HVAHR216B52S | Mixed Ducted and Non-Ducted Indoor Units | 206000 | 11.05 | 20.8 | 232000 | 3.66 | 164000 | 2.3 | 4292.5 | Yes
204269046 | HITACHI | HVAHR216B52S | Mixed Ducted and Non-Ducted Indoor Units | 206000 | 11.05 | 20.8 | 232000 | 3.66 | 164000 | 2.3 | 4292.5 | Yes
203994137 | HITACHI | HVAHR240B32S | Non-Ducted Indoor Units | 230000 | 11.1 | 20.8 | 258000 | 3.67 | 178000 | 2.35 | 4792.5 | Yes
202607629 | HITACHI | HVAHR240B32S | Non-Ducted Indoor Units | 230000 | 11.1 | 20.8 | 258000 | 3.67 | 178000 | 2.35 | 4792.5 | Yes
10323557 | HITACHI | HVAHR240B32S | Non-Ducted Indoor Units | 230000 | 11.1 | 20.8 | 258000 | 3.67 | 178000 | 2.35 | 4792.5 | Yes
203994140 | HITACHI | HVAHR240B42S | Non-Ducted Indoor Units | 230000 | 11.1 | 20.8 | 258000 | 3.67 | 178000 | 2.35 | 4792.5 | Yes
202607632 | HITACHI | HVAHR240B42S | Non-Ducted Indoor Units | 230000 | 11.1 | 20.8 | 258000 | 3.67 | 178000 | 2.35 | 4792.5 | Yes
10323605 | HITACHI | HVAHR240B42S | Non-Ducted Indoor Units | 230000 | 11.1 | 20.8 | 258000 | 3.67 | 178000 | 2.35 | 4792.5 | Yes
204269143 | HITACHI | HVAHR240B52S | Non-Ducted Indoor Units | 228000 | 11.1 | 20.8 | 258000 | 3.67 | 178000 | 2.35 | 4750 | Yes
204268383 | HITACHI | HVAHR240B52S | Non-Ducted Indoor Units | 228000 | 11.1 | 20.8 | 258000 | 3.67 | 178000 | 2.35 | 4750 | Yes
7990744 | HITACHI | HVAHP072B31S | Mixed Ducted and Non-Ducted Indoor Units | 69000 | 14 | 23.15 | 76000 | 4.02 | 55000 | 2.5 | 1437.5 | Yes
7987218 | HITACHI | HVAHP072B31S | Non-Ducted Indoor Units | 69000 | 15.6 | 25.2 | 76000 | 4.21 | 55000 | 2.56 | 1437.5 | Yes
7987219 | HITACHI | HVAHP072B31S | Ducted Indoor Units | 69000 | 12.4 | 21.1 | 76000 | 3.83 | 55000 | 2.44 | 1437.5 | Yes
203994563 | HITACHI | HVAHP072B32S | Mixed Ducted and Non-Ducted Indoor Units | 69000 | 13.55 | 23.8 | 77000 | 3.89 | 56000 | 2.49 | 1437.5 | Yes
203993677 | HITACHI | HVAHP072B32S | Ducted Indoor Units | 69000 | 12.2 | 21.1 | 77000 | 3.54 | 56000 | 2.38 | 1437.5 | Yes
203993704 | HITACHI | HVAHP072B32S | Non-Ducted Indoor Units | 69000 | 14.9 | 26.5 | 77000 | 4.25 | 56000 | 2.6 | 1437.5 | Yes
202607927 | HITACHI | HVAHP072B32S | Mixed Ducted and Non-Ducted Indoor Units | 69000 | 13.55 | 23.8 | 77000 | 3.89 | 56000 | 2.49 | 1437.5 | Yes
202607342 | HITACHI | HVAHP072B32S | Ducted Indoor Units | 69000 | 12.2 | 21.1 | 77000 | 3.54 | 56000 | 2.38 | 1437.5 | Yes
202607354 | HITACHI | HVAHP072B32S | Non-Ducted Indoor Units | 69000 | 14.9 | 26.5 | 77000 | 4.25 | 56000 | 2.6 | 1437.5 | Yes
10207524 | HITACHI | HVAHP072B32S | Mixed Ducted and Non-Ducted Indoor Units | 69000 | 13.55 | 23.8 | 77000 | 3.89 | 56000 | 2.49 | 1437.5 | Yes
10206690 | HITACHI | HVAHP072B32S | Non-Ducted Indoor Units | 69000 | 14.9 | 26.5 | 77000 | 4.25 | 56000 | 2.6 | 1437.5 | Yes
10206774 | HITACHI | HVAHP072B32S | Ducted Indoor Units | 69000 | 12.2 | 21.1 | 77000 | 3.54 | 56000 | 2.38 | 1437.5 | Yes
7990771 | HITACHI | HVAHP072B41S | Mixed Ducted and Non-Ducted Indoor Units | 69000 | 13.35 | 22.55 | 76000 | 3.87 | 55000 | 2.4 | 1437.5 | Yes
7987264 | HITACHI | HVAHP072B41S | Non-Ducted Indoor Units | 69000 | 14.9 | 24.8 | 76000 | 4.1 | 55000 | 2.43 | 1437.5 | Yes
7987265 | HITACHI | HVAHP072B41S | Ducted Indoor Units | 69000 | 11.8 | 20.3 | 76000 | 3.65 | 55000 | 2.37 | 1437.5 | Yes
203994566 | HITACHI | HVAHP072B42S | Mixed Ducted and Non-Ducted Indoor Units | 69000 | 13.55 | 23.8 | 77000 | 3.89 | 56000 | 2.49 | 1437.5 | Yes
203993684 | HITACHI | HVAHP072B42S | Ducted Indoor Units | 69000 | 12.2 | 21.1 | 77000 | 3.54 | 56000 | 2.38 | 1437.5 | Yes
203993711 | HITACHI | HVAHP072B42S | Non-Ducted Indoor Units | 69000 | 14.9 | 26.5 | 77000 | 4.25 | 56000 | 2.6 | 1437.5 | Yes
202607930 | HITACHI | HVAHP072B42S | Mixed Ducted and Non-Ducted Indoor Units | 69000 | 13.55 | 23.8 | 77000 | 3.89 | 56000 | 2.49 | 1437.5 | Yes
202607345 | HITACHI | HVAHP072B42S | Ducted Indoor Units | 69000 | 12.2 | 21.1 | 77000 | 3.54 | 56000 | 2.38 | 1437.5 | Yes
202607357 | HITACHI | HVAHP072B42S | Non-Ducted Indoor Units | 69000 | 14.9 | 26.5 | 77000 | 4.25 | 56000 | 2.6 | 1437.5 | Yes
10206816 | HITACHI | HVAHP072B42S | Ducted Indoor Units | 69000 | 12.2 | 21.1 | 77000 | 3.54 | 56000 | 2.38 | 1437.5 | Yes
10207566 | HITACHI | HVAHP072B42S | Mixed Ducted and Non-Ducted Indoor Units | 69000 | 13.55 | 23.8 | 77000 | 3.89 | 56000 | 2.49 | 1437.5 | Yes
10206732 | HITACHI | HVAHP072B42S | Non-Ducted Indoor Units | 69000 | 14.9 | 26.5 | 77000 | 4.25 | 56000 | 2.6 | 1437.5 | Yes
204269376 | HITACHI | HVAHP072B52S | Mixed Ducted and Non-Ducted Indoor Units | 69000 | 13.55 | 23.8 | 77000 | 3.89 | 56000 | 2.49 | 1437.5 | Yes
204269088 | HITACHI | HVAHP072B52S | Mixed Ducted and Non-Ducted Indoor Units | 69000 | 13.55 | 23.8 | 77000 | 3.89 | 56000 | 2.49 | 1437.5 | Yes
204269232 | HITACHI | HVAHP072B52S | Non-Ducted Indoor Units | 69000 | 14.9 | 26.5 | 77000 | 4.25 | 56000 | 2.6 | 1437.5 | Yes
204269280 | HITACHI | HVAHP072B52S | Ducted Indoor Units | 69000 | 12.2 | 21.1 | 77000 | 3.54 | 56000 | 2.38 | 1437.5 | Yes
204268495 | HITACHI | HVAHP072B52S | Non-Ducted Indoor Units | 69000 | 14.9 | 26.5 | 77000 | 4.25 | 56000 | 2.6 | 1437.5 | Yes
204268580 | HITACHI | HVAHP072B52S | Ducted Indoor Units | 69000 | 12.2 | 21.1 | 77000 | 3.54 | 56000 | 2.38 | 1437.5 | Yes
7990745 | HITACHI | HVAHP096B31S | Mixed Ducted and Non-Ducted Indoor Units | 92000 | 12.3 | 20.8 | 103000 | 3.73 | 76000 | 2.36 | 1917.5 | Yes
7987220 | HITACHI | HVAHP096B31S | Non-Ducted Indoor Units | 92000 | 13.2 | 21.8 | 103000 | 3.96 | 76000 | 2.4 | 1917.5 | Yes
203994581 | HITACHI | HVAHP096B32S | Mixed Ducted and Non-Ducted Indoor Units | 92000 | 12.4 | 23 | 103000 | 3.71 | 76000 | 2.38 | 1917.5 | Yes
203993732 | HITACHI | HVAHP096B32S | Ducted Indoor Units | 92000 | 12.4 | 22.1 | 103000 | 3.65 | 76000 | 2.36 | 1917.5 | Yes
203993760 | HITACHI | HVAHP096B32S | Non-Ducted Indoor Units | 92000 | 12.4 | 23.9 | 103000 | 3.77 | 76000 | 2.4 | 1917.5 | Yes
202607957 | HITACHI | HVAHP096B32S | Mixed Ducted and Non-Ducted Indoor Units | 92000 | 12.4 | 23 | 103000 | 3.71 | 76000 | 2.38 | 1917.5 | Yes
202607366 | HITACHI | HVAHP096B32S | Ducted Indoor Units | 92000 | 12.4 | 22.1 | 103000 | 3.65 | 76000 | 2.36 | 1917.5 | Yes
202607378 | HITACHI | HVAHP096B32S | Non-Ducted Indoor Units | 92000 | 12.4 | 23.9 | 103000 | 3.77 | 76000 | 2.4 | 1917.5 | Yes
10207525 | HITACHI | HVAHP096B32S | Mixed Ducted and Non-Ducted Indoor Units | 92000 | 12.4 | 23 | 103000 | 3.71 | 76000 | 2.38 | 1917.5 | Yes
10206691 | HITACHI | HVAHP096B32S | Non-Ducted Indoor Units | 92000 | 12.4 | 23.9 | 103000 | 3.77 | 76000 | 2.4 | 1917.5 | Yes
10206775 | HITACHI | HVAHP096B32S | Ducted Indoor Units | 92000 | 12.4 | 22.1 | 103000 | 3.65 | 76000 | 2.36 | 1917.5 | Yes
7990772 | HITACHI | HVAHP096B41S | Mixed Ducted and Non-Ducted Indoor Units | 92000 | 12.05 | 20.45 | 103000 | 3.54 | 76000 | 2.24 | 1917.5 | Yes
7987266 | HITACHI | HVAHP096B41S | Non-Ducted Indoor Units | 92000 | 13.1 | 21.4 | 103000 | 3.76 | 76000 | 2.28 | 1917.5 | Yes
203994584 | HITACHI | HVAHP096B42S | Mixed Ducted and Non-Ducted Indoor Units | 92000 | 12.4 | 23 | 103000 | 3.71 | 76000 | 2.38 | 1917.5 | Yes
203993739 | HITACHI | HVAHP096B42S | Ducted Indoor Units | 92000 | 12.4 | 22.1 | 103000 | 3.65 | 76000 | 2.36 | 1917.5 | Yes
203993767 | HITACHI | HVAHP096B42S | Non-Ducted Indoor Units | 92000 | 12.4 | 23.9 | 103000 | 3.77 | 76000 | 2.4 | 1917.5 | Yes
202607960 | HITACHI | HVAHP096B42S | Mixed Ducted and Non-Ducted Indoor Units | 92000 | 12.4 | 23 | 103000 | 3.71 | 76000 | 2.38 | 1917.5 | Yes
202607369 | HITACHI | HVAHP096B42S | Ducted Indoor Units | 92000 | 12.4 | 22.1 | 103000 | 3.65 | 76000 | 2.36 | 1917.5 | Yes
202607381 | HITACHI | HVAHP096B42S | Non-Ducted Indoor Units | 92000 | 12.4 | 23.9 | 103000 | 3.77 | 76000 | 2.4 | 1917.5 | Yes
10206817 | HITACHI | HVAHP096B42S | Ducted Indoor Units | 92000 | 12.4 | 22.1 | 103000 | 3.65 | 76000 | 2.36 | 1917.5 | Yes
10207567 | HITACHI | HVAHP096B42S | Mixed Ducted and Non-Ducted Indoor Units | 92000 | 12.4 | 23 | 103000 | 3.71 | 76000 | 2.38 | 1917.5 | Yes
10206733 | HITACHI | HVAHP096B42S | Non-Ducted Indoor Units | 92000 | 12.4 | 23.9 | 103000 | 3.77 | 76000 | 2.4 | 1917.5 | Yes
204269377 | HITACHI | HVAHP096B52S | Mixed Ducted and Non-Ducted Indoor Units | 92000 | 12.4 | 23 | 103000 | 3.71 | 76000 | 2.38 | 1917.5 | Yes
204269089 | HITACHI | HVAHP096B52S | Mixed Ducted and Non-Ducted Indoor Units | 92000 | 12.4 | 23 | 103000 | 3.71 | 76000 | 2.38 | 1917.5 | Yes
204269233 | HITACHI | HVAHP096B52S | Non-Ducted Indoor Units | 92000 | 12.4 | 23.9 | 103000 | 3.77 | 76000 | 2.4 | 1917.5 | Yes
204269281 | HITACHI | HVAHP096B52S | Ducted Indoor Units | 92000 | 12.4 | 22.1 | 103000 | 3.65 | 76000 | 2.36 | 1917.5 | Yes
204268497 | HITACHI | HVAHP096B52S | Non-Ducted Indoor Units | 92000 | 12.4 | 23.9 | 103000 | 3.77 | 76000 | 2.4 | 1917.5 | Yes
204268581 | HITACHI | HVAHP096B52S | Ducted Indoor Units | 92000 | 12.4 | 22.1 | 103000 | 3.65 | 76000 | 2.36 | 1917.5 | Yes
203994593 | HITACHI | HVAHP120B32S | Mixed Ducted and Non-Ducted Indoor Units | 115000 | 12.45 | 23.05 | 129000 | 3.69 | 92000 | 2.33 | 2395 | Yes
203993788 | HITACHI | HVAHP120B32S | Ducted Indoor Units | 115000 | 12.2 | 21.7 | 129000 | 3.55 | 92000 | 2.3 | 2395 | Yes
203993927 | HITACHI | HVAHP120B32S | Non-Ducted Indoor Units | 115000 | 12.7 | 24.4 | 129000 | 3.84 | 92000 | 2.37 | 2395 | Yes
202607981 | HITACHI | HVAHP120B32S | Mixed Ducted and Non-Ducted Indoor Units | 115000 | 12.45 | 23.05 | 129000 | 3.69 | 92000 | 2.33 | 2395 | Yes
202607464 | HITACHI | HVAHP120B32S | Non-Ducted Indoor Units | 115000 | 12.7 | 24.4 | 129000 | 3.84 | 92000 | 2.37 | 2395 | Yes
202607390 | HITACHI | HVAHP120B32S | Ducted Indoor Units | 115000 | 12.2 | 21.7 | 129000 | 3.55 | 92000 | 2.3 | 2395 | Yes
10207526 | HITACHI | HVAHP120B32S | Mixed Ducted and Non-Ducted Indoor Units | 115000 | 12.45 | 23.05 | 129000 | 3.69 | 92000 | 2.33 | 2395 | Yes
10206692 | HITACHI | HVAHP120B32S | Non-Ducted Indoor Units | 115000 | 12.7 | 24.4 | 129000 | 3.84 | 92000 | 2.37 | 2395 | Yes
10206776 | HITACHI | HVAHP120B32S | Ducted Indoor Units | 115000 | 12.2 | 21.7 | 129000 | 3.55 | 92000 | 2.3 | 2395 | Yes
203994596 | HITACHI | HVAHP120B42S | Mixed Ducted and Non-Ducted Indoor Units | 115000 | 12.45 | 23.05 | 129000 | 3.69 | 92000 | 2.33 | 2395 | Yes
203993795 | HITACHI | HVAHP120B42S | Ducted Indoor Units | 115000 | 12.2 | 21.7 | 129000 | 3.55 | 92000 | 2.3 | 2395 | Yes
203993934 | HITACHI | HVAHP120B42S | Non-Ducted Indoor Units | 115000 | 12.7 | 24.4 | 129000 | 3.84 | 92000 | 2.37 | 2395 | Yes
202607984 | HITACHI | HVAHP120B42S | Mixed Ducted and Non-Ducted Indoor Units | 115000 | 12.45 | 23.05 | 129000 | 3.69 | 92000 | 2.33 | 2395 | Yes
202607467 | HITACHI | HVAHP120B42S | Non-Ducted Indoor Units | 115000 | 12.7 | 24.4 | 129000 | 3.84 | 92000 | 2.37 | 2395 | Yes
202607393 | HITACHI | HVAHP120B42S | Ducted Indoor Units | 115000 | 12.2 | 21.7 | 129000 | 3.55 | 92000 | 2.3 | 2395 | Yes
10206818 | HITACHI | HVAHP120B42S | Ducted Indoor Units | 115000 | 12.2 | 21.7 | 129000 | 3.55 | 92000 | 2.3 | 2395 | Yes
10207568 | HITACHI | HVAHP120B42S | Mixed Ducted and Non-Ducted Indoor Units | 115000 | 12.45 | 23.05 | 129000 | 3.69 | 92000 | 2.33 | 2395 | Yes
10206734 | HITACHI | HVAHP120B42S | Non-Ducted Indoor Units | 115000 | 12.7 | 24.4 | 129000 | 3.84 | 92000 | 2.37 | 2395 | Yes
204269378 | HITACHI | HVAHP120B52S | Mixed Ducted and Non-Ducted Indoor Units | 114000 | 12.55 | 23.05 | 129000 | 3.69 | 92000 | 2.33 | 2375 | Yes
204269090 | HITACHI | HVAHP120B52S | Mixed Ducted and Non-Ducted Indoor Units | 114000 | 12.55 | 23.05 | 129000 | 3.69 | 92000 | 2.33 | 2375 | Yes
204269234 | HITACHI | HVAHP120B52S | Non-Ducted Indoor Units | 114000 | 12.7 | 24.4 | 129000 | 3.84 | 92000 | 2.37 | 2375 | Yes
204269282 | HITACHI | HVAHP120B52S | Ducted Indoor Units | 114000 | 12.4 | 21.7 | 129000 | 3.55 | 92000 | 2.3 | 2375 | Yes
204268499 | HITACHI | HVAHP120B52S | Non-Ducted Indoor Units | 114000 | 12.7 | 24.4 | 129000 | 3.84 | 92000 | 2.37 | 2375 | Yes
204268582 | HITACHI | HVAHP120B52S | Ducted Indoor Units | 114000 | 12.4 | 21.7 | 129000 | 3.55 | 92000 | 2.3 | 2375 | Yes
203993816 | HITACHI | HVAHP144B32S | Ducted Indoor Units | 138000 | 11.2 | 21.2 | 154000 | 3.4 | 110000 | 2.15 | 2875 | Yes
202607402 | HITACHI | HVAHP144B32S | Ducted Indoor Units | 138000 | 11.2 | 21.2 | 154000 | 3.4 | 110000 | 2.15 | 2875 | Yes
10206777 | HITACHI | HVAHP144B32S | Ducted Indoor Units | 138000 | 11.2 | 21.2 | 154000 | 3.4 | 110000 | 2.15 | 2875 | Yes
203993823 | HITACHI | HVAHP144B42S | Ducted Indoor Units | 138000 | 11.2 | 21.2 | 154000 | 3.4 | 110000 | 2.15 | 2875 | Yes
202607405 | HITACHI | HVAHP144B42S | Ducted Indoor Units | 138000 | 11.2 | 21.2 | 154000 | 3.4 | 110000 | 2.15 | 2875 | Yes
10206819 | HITACHI | HVAHP144B42S | Ducted Indoor Units | 138000 | 11.2 | 21.2 | 154000 | 3.4 | 110000 | 2.15 | 2875 | Yes
204269283 | HITACHI | HVAHP144B52S | Ducted Indoor Units | 138000 | 11.2 | 21.2 | 154000 | 3.4 | 110000 | 2.15 | 2875 | Yes
204268583 | HITACHI | HVAHP144B52S | Ducted Indoor Units | 138000 | 11.2 | 21.2 | 154000 | 3.4 | 110000 | 2.15 | 2875 | Yes
203993830 | HITACHI | HVAHR144B32S | Ducted Indoor Units | 138000 | 11.2 | 21.2 | 154000 | 3.4 | 110000 | 2.15 | 2875 | Yes
202607408 | HITACHI | HVAHR144B32S | Ducted Indoor Units | 138000 | 11.2 | 21.2 | 154000 | 3.4 | 110000 | 2.15 | 2875 | Yes
10323649 | HITACHI | HVAHR144B32S | Ducted Indoor Units | 138000 | 11.2 | 21.2 | 154000 | 3.4 | 110000 | 2.15 | 2875 | Yes
203993837 | HITACHI | HVAHR144B42S | Ducted Indoor Units | 138000 | 11.2 | 21.2 | 154000 | 3.4 | 110000 | 2.15 | 2875 | Yes
202607411 | HITACHI | HVAHR144B42S | Ducted Indoor Units | 138000 | 11.2 | 21.2 | 154000 | 3.4 | 110000 | 2.15 | 2875 | Yes
10323697 | HITACHI | HVAHR144B42S | Ducted Indoor Units | 138000 | 11.2 | 21.2 | 154000 | 3.4 | 110000 | 2.15 | 2875 | Yes
204269187 | HITACHI | HVAHR144B52S | Ducted Indoor Units | 138000 | 11.2 | 21.2 | 154000 | 3.4 | 110000 | 2.15 | 2875 | Yes
204268427 | HITACHI | HVAHR144B52S | Ducted Indoor Units | 138000 | 11.2 | 21.2 | 154000 | 3.4 | 110000 | 2.15 | 2875 | Yes
7990752 | HITACHI | HVAHP264B31S | Mixed Ducted and Non-Ducted Indoor Units | 252000 | 10.8 | 19.1 | 280000 | 3.63 | 200000 | 2.45 | 5250 | Yes
7987234 | HITACHI | HVAHP264B31S | Non-Ducted Indoor Units | 252000 | 10.3 | 18.8 | 280000 | 3.61 | 200000 | 2.37 | 5250 | Yes
7987235 | HITACHI | HVAHP264B31S | Ducted Indoor Units | 252000 | 11.3 | 19.4 | 280000 | 3.65 | 200000 | 2.54 | 5250 | Yes
203994683 | HITACHI | HVAHP264B32S | Mixed Ducted and Non-Ducted Indoor Units | 252000 | 10.25 | 20.95 | 282000 | 3.63 | 200000 | 2.26 | 5250 | Yes
203994143 | HITACHI | HVAHP264B32S | Ducted Indoor Units | 252000 | 10.5 | 20.8 | 282000 | 3.56 | 200000 | 2.26 | 5250 | Yes
203994155 | HITACHI | HVAHP264B32S | Non-Ducted Indoor Units | 252000 | 10 | 21.1 | 282000 | 3.7 | 200000 | 2.26 | 5250 | Yes
202608149 | HITACHI | HVAHP264B32S | Mixed Ducted and Non-Ducted Indoor Units | 252000 | 10.25 | 20.95 | 282000 | 3.63 | 200000 | 2.26 | 5250 | Yes
202607647 | HITACHI | HVAHP264B32S | Ducted Indoor Units | 252000 | 10.5 | 20.8 | 282000 | 3.56 | 200000 | 2.26 | 5250 | Yes
202607659 | HITACHI | HVAHP264B32S | Non-Ducted Indoor Units | 252000 | 10 | 21.1 | 282000 | 3.7 | 200000 | 2.26 | 5250 | Yes
10207532 | HITACHI | HVAHP264B32S | Mixed Ducted and Non-Ducted Indoor Units | 252000 | 10.25 | 20.95 | 282000 | 3.63 | 200000 | 2.26 | 5250 | Yes
10206698 | HITACHI | HVAHP264B32S | Non-Ducted Indoor Units | 252000 | 10 | 21.1 | 282000 | 3.7 | 200000 | 2.26 | 5250 | Yes
10206782 | HITACHI | HVAHP264B32S | Ducted Indoor Units | 252000 | 10.5 | 20.8 | 282000 | 3.56 | 200000 | 2.26 | 5250 | Yes
7990779 | HITACHI | HVAHP264B41S | Mixed Ducted and Non-Ducted Indoor Units | 252000 | 10.35 | 18.6 | 280000 | 3.48 | 200000 | 2.35 | 5250 | Yes
7987280 | HITACHI | HVAHP264B41S | Non-Ducted Indoor Units | 252000 | 10 | 18.2 | 280000 | 3.5 | 200000 | 2.3 | 5250 | Yes
7987281 | HITACHI | HVAHP264B41S | Ducted Indoor Units | 252000 | 10.7 | 19 | 280000 | 3.47 | 200000 | 2.41 | 5250 | Yes
203994686 | HITACHI | HVAHP264B42S | Mixed Ducted and Non-Ducted Indoor Units | 252000 | 10.25 | 20.95 | 282000 | 3.63 | 200000 | 2.26 | 5250 | Yes
203994146 | HITACHI | HVAHP264B42S | Ducted Indoor Units | 252000 | 10.5 | 20.8 | 282000 | 3.56 | 200000 | 2.26 | 5250 | Yes
203994158 | HITACHI | HVAHP264B42S | Non-Ducted Indoor Units | 252000 | 10 | 21.1 | 282000 | 3.7 | 200000 | 2.26 | 5250 | Yes
202608152 | HITACHI | HVAHP264B42S | Mixed Ducted and Non-Ducted Indoor Units | 252000 | 10.25 | 20.95 | 282000 | 3.63 | 200000 | 2.26 | 5250 | Yes
202607650 | HITACHI | HVAHP264B42S | Ducted Indoor Units | 252000 | 10.5 | 20.8 | 282000 | 3.56 | 200000 | 2.26 | 5250 | Yes
202607662 | HITACHI | HVAHP264B42S | Non-Ducted Indoor Units | 252000 | 10 | 21.1 | 282000 | 3.7 | 200000 | 2.26 | 5250 | Yes
10206824 | HITACHI | HVAHP264B42S | Ducted Indoor Units | 252000 | 10.5 | 20.8 | 282000 | 3.56 | 200000 | 2.26 | 5250 | Yes
10207574 | HITACHI | HVAHP264B42S | Mixed Ducted and Non-Ducted Indoor Units | 252000 | 10.25 | 20.95 | 282000 | 3.63 | 200000 | 2.26 | 5250 | Yes
10206740 | HITACHI | HVAHP264B42S | Non-Ducted Indoor Units | 252000 | 10 | 21.1 | 282000 | 3.7 | 200000 | 2.26 | 5250 | Yes
204269384 | HITACHI | HVAHP264B52S | Mixed Ducted and Non-Ducted Indoor Units | 252000 | 10.25 | 20.95 | 282000 | 3.63 | 200000 | 2.26 | 5250 | Yes
204269096 | HITACHI | HVAHP264B52S | Mixed Ducted and Non-Ducted Indoor Units | 252000 | 10.25 | 20.95 | 282000 | 3.63 | 200000 | 2.26 | 5250 | Yes
204269240 | HITACHI | HVAHP264B52S | Non-Ducted Indoor Units | 252000 | 10 | 21.1 | 282000 | 3.7 | 200000 | 2.26 | 5250 | Yes
204269288 | HITACHI | HVAHP264B52S | Ducted Indoor Units | 252000 | 10.5 | 20.8 | 282000 | 3.56 | 200000 | 2.26 | 5250 | Yes
204268513 | HITACHI | HVAHP264B52S | Non-Ducted Indoor Units | 252000 | 10 | 21.1 | 282000 | 3.7 | 200000 | 2.26 | 5250 | Yes
204268588 | HITACHI | HVAHP264B52S | Ducted Indoor Units | 252000 | 10.5 | 20.8 | 282000 | 3.56 | 200000 | 2.26 | 5250 | Yes
7990753 | HITACHI | HVAHP288B31S | Mixed Ducted and Non-Ducted Indoor Units | 276000 | 10.25 | 19 | 308000 | 3.69 | 216000 | 2.48 | 5750 | Yes
7987236 | HITACHI | HVAHP288B31S | Non-Ducted Indoor Units | 276000 | 10 | 18.6 | 308000 | 3.7 | 216000 | 2.42 | 5750 | Yes
7987237 | HITACHI | HVAHP288B31S | Ducted Indoor Units | 276000 | 10.5 | 19.4 | 308000 | 3.69 | 216000 | 2.54 | 5750 | Yes
203994701 | HITACHI | HVAHP288B32S | Mixed Ducted and Non-Ducted Indoor Units | 276000 | 9.7 | 20.05 | 308000 | 3.42 | 214000 | 2.22 | 5750 | Yes
203994173 | HITACHI | HVAHP288B32S | Ducted Indoor Units | 276000 | 9.9 | 20.7 | 308000 | 3.42 | 214000 | 2.24 | 5750 | Yes
202608179 | HITACHI | HVAHP288B32S | Mixed Ducted and Non-Ducted Indoor Units | 276000 | 9.7 | 20.05 | 308000 | 3.42 | 214000 | 2.22 | 5750 | Yes
202607689 | HITACHI | HVAHP288B32S | Ducted Indoor Units | 276000 | 9.9 | 20.7 | 308000 | 3.42 | 214000 | 2.24 | 5750 | Yes
10207533 | HITACHI | HVAHP288B32S | Mixed Ducted and Non-Ducted Indoor Units | 276000 | 9.7 | 20.05 | 308000 | 3.42 | 214000 | 2.22 | 5750 | Yes
10206783 | HITACHI | HVAHP288B32S | Ducted Indoor Units | 276000 | 9.9 | 20.7 | 308000 | 3.42 | 214000 | 2.24 | 5750 | Yes
7990780 | HITACHI | HVAHP288B41S | Mixed Ducted and Non-Ducted Indoor Units | 276000 | 9.8 | 18.35 | 308000 | 3.55 | 216000 | 2.39 | 5750 | Yes
7987283 | HITACHI | HVAHP288B41S | Ducted Indoor Units | 276000 | 10.1 | 19 | 308000 | 3.52 | 216000 | 2.45 | 5750 | Yes
203994704 | HITACHI | HVAHP288B42S | Mixed Ducted and Non-Ducted Indoor Units | 276000 | 9.7 | 20.05 | 308000 | 3.42 | 214000 | 2.22 | 5750 | Yes
203994176 | HITACHI | HVAHP288B42S | Ducted Indoor Units | 276000 | 9.9 | 20.7 | 308000 | 3.42 | 214000 | 2.24 | 5750 | Yes
202608182 | HITACHI | HVAHP288B42S | Mixed Ducted and Non-Ducted Indoor Units | 276000 | 9.7 | 20.05 | 308000 | 3.42 | 214000 | 2.22 | 5750 | Yes
202607692 | HITACHI | HVAHP288B42S | Ducted Indoor Units | 276000 | 9.9 | 20.7 | 308000 | 3.42 | 214000 | 2.24 | 5750 | Yes
10206825 | HITACHI | HVAHP288B42S | Ducted Indoor Units | 276000 | 9.9 | 20.7 | 308000 | 3.42 | 214000 | 2.24 | 5750 | Yes
10207575 | HITACHI | HVAHP288B42S | Mixed Ducted and Non-Ducted Indoor Units | 276000 | 9.7 | 20.05 | 308000 | 3.42 | 214000 | 2.22 | 5750 | Yes
204269289 | HITACHI | HVAHP288B52S | Ducted Indoor Units | 276000 | 9.9 | 20.7 | 308000 | 3.42 | 214000 | 2.24 | 5750 | Yes
204269385 | HITACHI | HVAHP288B52S | Mixed Ducted and Non-Ducted Indoor Units | 276000 | 9.7 | 20.05 | 308000 | 3.42 | 214000 | 2.22 | 5750 | Yes
204269097 | HITACHI | HVAHP288B52S | Mixed Ducted and Non-Ducted Indoor Units | 276000 | 9.7 | 20.05 | 308000 | 3.42 | 214000 | 2.22 | 5750 | Yes
204268589 | HITACHI | HVAHP288B52S | Ducted Indoor Units | 276000 | 9.9 | 20.7 | 308000 | 3.42 | 214000 | 2.24 | 5750 | Yes
7990754 | HITACHI | HVAHP312B31S | Mixed Ducted and Non-Ducted Indoor Units | 298000 | 9.75 | 19.3 | 334000 | 3.55 | 236000 | 2.42 | 6207.5 | Yes
7987238 | HITACHI | HVAHP312B31S | Non-Ducted Indoor Units | 298000 | 9.6 | 18.8 | 334000 | 3.56 | 236000 | 2.37 | 6207.5 | Yes
7987239 | HITACHI | HVAHP312B31S | Ducted Indoor Units | 298000 | 9.9 | 19.8 | 334000 | 3.55 | 236000 | 2.47 | 6207.5 | Yes
203994713 | HITACHI | HVAHP312B32S | Mixed Ducted and Non-Ducted Indoor Units | 298000 | 9.85 | 19.9 | 334000 | 3.34 | 232000 | 2.08 | 6207.5 | Yes
203994197 | HITACHI | HVAHP312B32S | Ducted Indoor Units | 298000 | 10 | 19.5 | 334000 | 3.31 | 232000 | 2.12 | 6207.5 | Yes
203994209 | HITACHI | HVAHP312B32S | Non-Ducted Indoor Units | 298000 | 9.7 | 20.3 | 334000 | 3.37 | 232000 | 2.05 | 6207.5 | Yes
202608203 | HITACHI | HVAHP312B32S | Mixed Ducted and Non-Ducted Indoor Units | 298000 | 9.85 | 19.9 | 334000 | 3.34 | 232000 | 2.08 | 6207.5 | Yes
202607737 | HITACHI | HVAHP312B32S | Ducted Indoor Units | 298000 | 10 | 19.5 | 334000 | 3.31 | 232000 | 2.12 | 6207.5 | Yes
202607749 | HITACHI | HVAHP312B32S | Non-Ducted Indoor Units | 298000 | 9.7 | 20.3 | 334000 | 3.37 | 232000 | 2.05 | 6207.5 | Yes
10207534 | HITACHI | HVAHP312B32S | Mixed Ducted and Non-Ducted Indoor Units | 298000 | 9.85 | 19.9 | 334000 | 3.34 | 232000 | 2.08 | 6207.5 | Yes
10206700 | HITACHI | HVAHP312B32S | Non-Ducted Indoor Units | 298000 | 9.7 | 20.3 | 334000 | 3.37 | 232000 | 2.05 | 6207.5 | Yes
10206784 | HITACHI | HVAHP312B32S | Ducted Indoor Units | 298000 | 10 | 19.5 | 334000 | 3.31 | 232000 | 2.12 | 6207.5 | Yes
203994716 | HITACHI | HVAHP312B42S | Mixed Ducted and Non-Ducted Indoor Units | 298000 | 9.85 | 19.9 | 334000 | 3.34 | 232000 | 2.08 | 6207.5 | Yes
203994200 | HITACHI | HVAHP312B42S | Ducted Indoor Units | 298000 | 10 | 19.5 | 334000 | 3.31 | 232000 | 2.12 | 6207.5 | Yes
203994212 | HITACHI | HVAHP312B42S | Non-Ducted Indoor Units | 298000 | 9.7 | 20.3 | 334000 | 3.37 | 232000 | 2.05 | 6207.5 | Yes
202608206 | HITACHI | HVAHP312B42S | Mixed Ducted and Non-Ducted Indoor Units | 298000 | 9.85 | 19.9 | 334000 | 3.34 | 232000 | 2.08 | 6207.5 | Yes
202607740 | HITACHI | HVAHP312B42S | Ducted Indoor Units | 298000 | 10 | 19.5 | 334000 | 3.31 | 232000 | 2.12 | 6207.5 | Yes
202607752 | HITACHI | HVAHP312B42S | Non-Ducted Indoor Units | 298000 | 9.7 | 20.3 | 334000 | 3.37 | 232000 | 2.05 | 6207.5 | Yes
10206826 | HITACHI | HVAHP312B42S | Ducted Indoor Units | 298000 | 10 | 19.5 | 334000 | 3.31 | 232000 | 2.12 | 6207.5 | Yes
10207576 | HITACHI | HVAHP312B42S | Mixed Ducted and Non-Ducted Indoor Units | 298000 | 9.85 | 19.9 | 334000 | 3.34 | 232000 | 2.08 | 6207.5 | Yes
10206742 | HITACHI | HVAHP312B42S | Non-Ducted Indoor Units | 298000 | 9.7 | 20.3 | 334000 | 3.37 | 232000 | 2.05 | 6207.5 | Yes
204269290 | HITACHI | HVAHP312B52S | Ducted Indoor Units | 298000 | 10 | 19.5 | 334000 | 3.31 | 232000 | 2.12 | 6207.5 | Yes
204269386 | HITACHI | HVAHP312B52S | Mixed Ducted and Non-Ducted Indoor Units | 298000 | 9.85 | 19.9 | 334000 | 3.34 | 232000 | 2.08 | 6207.5 | Yes
204269098 | HITACHI | HVAHP312B52S | Mixed Ducted and Non-Ducted Indoor Units | 298000 | 9.85 | 19.9 | 334000 | 3.34 | 232000 | 2.08 | 6207.5 | Yes
204269242 | HITACHI | HVAHP312B52S | Non-Ducted Indoor Units | 298000 | 9.7 | 20.3 | 334000 | 3.37 | 232000 | 2.05 | 6207.5 | Yes
204268518 | HITACHI | HVAHP312B52S | Non-Ducted Indoor Units | 298000 | 9.7 | 20.3 | 334000 | 3.37 | 232000 | 2.05 | 6207.5 | Yes
204268590 | HITACHI | HVAHP312B52S | Ducted Indoor Units | 298000 | 10 | 19.5 | 334000 | 3.31 | 232000 | 2.12 | 6207.5 | Yes
8715667 | HITACHI | HVAHP336B31LM | Ducted Indoor Units | 320000 | 10.8 | 18.6 | 344000 | 3.54 | 266000 | 2.53 | 6667.5 | Yes
8715703 | HITACHI | HVAHP336B31LM | Mixed Ducted and Non-Ducted Indoor Units | 320000 | 10.65 | 18.15 | 344000 | 3.52 | 266000 | 2.32 | 6667.5 | Yes
7990755 | HITACHI | HVAHP336B31S | Mixed Ducted and Non-Ducted Indoor Units | 320000 | 11.05 | 21 | 360000 | 3.77 | 268000 | 2.59 | 6667.5 | Yes
7987240 | HITACHI | HVAHP336B31S | Non-Ducted Indoor Units | 320000 | 11.1 | 21.2 | 360000 | 3.87 | 268000 | 2.6 | 6667.5 | Yes
7987241 | HITACHI | HVAHP336B31S | Ducted Indoor Units | 320000 | 11 | 20.8 | 360000 | 3.68 | 268000 | 2.58 | 6667.5 | Yes
203994221 | HITACHI | HVAHP336B32S | Ducted Indoor Units | 320000 | 9.8 | 19.1 | 360000 | 3.32 | 250000 | 2.25 | 6667.5 | Yes
202607809 | HITACHI | HVAHP336B32S | Ducted Indoor Units | 320000 | 9.8 | 19.1 | 360000 | 3.32 | 250000 | 2.25 | 6667.5 | Yes
10206785 | HITACHI | HVAHP336B32S | Ducted Indoor Units | 320000 | 9.8 | 19.1 | 360000 | 3.32 | 250000 | 2.25 | 6667.5 | Yes
7990782 | HITACHI | HVAHP336B41S | Mixed Ducted and Non-Ducted Indoor Units | 320000 | 10.5 | 20 | 360000 | 3.6 | 268000 | 2.51 | 6667.5 | Yes
7987286 | HITACHI | HVAHP336B41S | Non-Ducted Indoor Units | 320000 | 10.5 | 20.2 | 360000 | 3.68 | 268000 | 2.52 | 6667.5 | Yes
7987287 | HITACHI | HVAHP336B41S | Ducted Indoor Units | 320000 | 10.5 | 19.8 | 360000 | 3.52 | 268000 | 2.5 | 6667.5 | Yes
203994224 | HITACHI | HVAHP336B42S | Ducted Indoor Units | 320000 | 9.8 | 19.1 | 360000 | 3.32 | 250000 | 2.25 | 6667.5 | Yes
202607812 | HITACHI | HVAHP336B42S | Ducted Indoor Units | 320000 | 9.8 | 19.1 | 360000 | 3.32 | 250000 | 2.25 | 6667.5 | Yes
10206827 | HITACHI | HVAHP336B42S | Ducted Indoor Units | 320000 | 9.8 | 19.1 | 360000 | 3.32 | 250000 | 2.25 | 6667.5 | Yes
204269291 | HITACHI | HVAHP336B52S | Ducted Indoor Units | 320000 | 9.8 | 19.1 | 360000 | 3.32 | 250000 | 2.25 | 6667.5 | Yes
204268591 | HITACHI | HVAHP336B52S | Ducted Indoor Units | 320000 | 9.8 | 19.1 | 360000 | 3.32 | 250000 | 2.25 | 6667.5 | Yes
8715705 | HITACHI | HVAHP360B31LM | Mixed Ducted and Non-Ducted Indoor Units | 344000 | 10.2 | 18.45 | 366000 | 3.44 | 268000 | 2.26 | 7167.5 | Yes
8715633 | HITACHI | HVAHP360B31LM | Non-Ducted Indoor Units | 344000 | 10.2 | 18.2 | 366000 | 3.35 | 268000 | 2.05 | 7167.5 | Yes
8715669 | HITACHI | HVAHP360B31LM | Ducted Indoor Units | 344000 | 10.2 | 18.7 | 366000 | 3.53 | 268000 | 2.47 | 7167.5 | Yes
7990756 | HITACHI | HVAHP360B31S | Mixed Ducted and Non-Ducted Indoor Units | 344000 | 9.85 | 18.75 | 386000 | 3.77 | 284000 | 2.47 | 7167.5 | Yes
7987243 | HITACHI | HVAHP360B31S | Ducted Indoor Units | 344000 | 10.2 | 19 | 386000 | 3.67 | 284000 | 2.48 | 7167.5 | Yes
7987289 | HITACHI | HVAHP360B41S | Ducted Indoor Units | 344000 | 9.7 | 18.1 | 386000 | 3.51 | 284000 | 2.39 | 7167.5 | Yes
203993379 | HITACHI | HVAHP384B32S | Non-Ducted Indoor Units | 366000 | 9.6 | 19.6 | 410000 | 3.37 | 276000 | 2.2 | 7625 | Yes
10207488 | HITACHI | HVAHP384B32S | Non-Ducted Indoor Units | 366000 | 9.6 | 19.6 | 410000 | 3.37 | 276000 | 2.2 | 7625 | Yes
203993393 | HITACHI | HVAHP384B42S | Non-Ducted Indoor Units | 366000 | 9.6 | 19.6 | 410000 | 3.37 | 276000 | 2.2 | 7625 | Yes
10207494 | HITACHI | HVAHP384B42S | Non-Ducted Indoor Units | 366000 | 9.6 | 19.6 | 410000 | 3.37 | 276000 | 2.2 | 7625 | Yes
204269245 | HITACHI | HVAHP384B52S | Non-Ducted Indoor Units | 366000 | 9.6 | 19.6 | 410000 | 3.37 | 276000 | 2.2 | 7625 | Yes
204268525 | HITACHI | HVAHP384B52S | Non-Ducted Indoor Units | 366000 | 9.6 | 19.6 | 410000 | 3.37 | 276000 | 2.2 | 7625 | Yes
203993361 | HITACHI | HVAHP432B32S | Ducted Indoor Units | 400000 | 9.6 | 19 | 460000 | 3.35 | 300000 | 2.19 | 8332.5 | Yes
10206787 | HITACHI | HVAHP432B32S | Ducted Indoor Units | 400000 | 9.6 | 19 | 460000 | 3.35 | 300000 | 2.19 | 8332.5 | Yes
203993369 | HITACHI | HVAHP432B42S | Ducted Indoor Units | 400000 | 9.6 | 19 | 460000 | 3.35 | 300000 | 2.19 | 8332.5 | Yes
10206829 | HITACHI | HVAHP432B42S | Ducted Indoor Units | 400000 | 9.6 | 19 | 460000 | 3.35 | 300000 | 2.19 | 8332.5 | Yes
204269295 | HITACHI | HVAHP432B52S | Ducted Indoor Units | 400000 | 9.6 | 19 | 460000 | 3.35 | 300000 | 2.19 | 8332.5 | Yes
204268595 | HITACHI | HVAHP432B52S | Ducted Indoor Units | 400000 | 9.6 | 19 | 460000 | 3.35 | 300000 | 2.19 | 8332.5 | Yes
7987415 | HITACHI | HVAHR072B31S | Non-Ducted Indoor Units | 69000 | 15.6 | 25.2 | 76000 | 4.21 | 55000 | 2.56 | 1437.5 | Yes
7987416 | HITACHI | HVAHR072B31S | Ducted Indoor Units | 69000 | 12.4 | 21.1 | 76000 | 3.83 | 55000 | 2.44 | 1437.5 | Yes
7990757 | HITACHI | HVAHR072B31S | Mixed Ducted and Non-Ducted Indoor Units | 69000 | 14 | 23.15 | 76000 | 4.02 | 55000 | 2.5 | 1437.5 | Yes
203994569 | HITACHI | HVAHR072B32S | Mixed Ducted and Non-Ducted Indoor Units | 69000 | 13.55 | 23.8 | 77000 | 3.89 | 56000 | 2.49 | 1437.5 | Yes
203993690 | HITACHI | HVAHR072B32S | Ducted Indoor Units | 69000 | 12.2 | 21.1 | 77000 | 3.54 | 56000 | 2.38 | 1437.5 | Yes
203993718 | HITACHI | HVAHR072B32S | Non-Ducted Indoor Units | 69000 | 14.9 | 26.5 | 77000 | 4.25 | 56000 | 2.6 | 1437.5 | Yes
202607933 | HITACHI | HVAHR072B32S | Mixed Ducted and Non-Ducted Indoor Units | 69000 | 13.55 | 23.8 | 77000 | 3.89 | 56000 | 2.49 | 1437.5 | Yes
202607348 | HITACHI | HVAHR072B32S | Ducted Indoor Units | 69000 | 12.2 | 21.1 | 77000 | 3.54 | 56000 | 2.38 | 1437.5 | Yes
202607360 | HITACHI | HVAHR072B32S | Non-Ducted Indoor Units | 69000 | 14.9 | 26.5 | 77000 | 4.25 | 56000 | 2.6 | 1437.5 | Yes
10323550 | HITACHI | HVAHR072B32S | Non-Ducted Indoor Units | 69000 | 14.9 | 26.5 | 77000 | 4.25 | 56000 | 2.6 | 1437.5 | Yes
10323646 | HITACHI | HVAHR072B32S | Ducted Indoor Units | 69000 | 12.2 | 21.1 | 77000 | 3.54 | 56000 | 2.38 | 1437.5 | Yes
10323793 | HITACHI | HVAHR072B32S | Mixed Ducted and Non-Ducted Indoor Units | 69000 | 13.55 | 23.8 | 77000 | 3.89 | 56000 | 2.49 | 1437.5 | Yes
7987421 | HITACHI | HVAHR072B41S | Non-Ducted Indoor Units | 69000 | 14.9 | 24.8 | 76000 | 4.1 | 55000 | 2.43 | 1437.5 | Yes
7987422 | HITACHI | HVAHR072B41S | Ducted Indoor Units | 69000 | 11.8 | 20.3 | 76000 | 3.65 | 55000 | 2.37 | 1437.5 | Yes
7990784 | HITACHI | HVAHR072B41S | Mixed Ducted and Non-Ducted Indoor Units | 69000 | 13.35 | 22.55 | 76000 | 3.87 | 55000 | 2.4 | 1437.5 | Yes
203994572 | HITACHI | HVAHR072B42S | Mixed Ducted and Non-Ducted Indoor Units | 69000 | 13.55 | 23.8 | 77000 | 3.89 | 56000 | 2.49 | 1437.5 | Yes
203993697 | HITACHI | HVAHR072B42S | Ducted Indoor Units | 69000 | 12.2 | 21.1 | 77000 | 3.54 | 56000 | 2.38 | 1437.5 | Yes
203993725 | HITACHI | HVAHR072B42S | Non-Ducted Indoor Units | 69000 | 14.9 | 26.5 | 77000 | 4.25 | 56000 | 2.6 | 1437.5 | Yes
202607936 | HITACHI | HVAHR072B42S | Mixed Ducted and Non-Ducted Indoor Units | 69000 | 13.55 | 23.8 | 77000 | 3.89 | 56000 | 2.49 | 1437.5 | Yes
202607351 | HITACHI | HVAHR072B42S | Ducted Indoor Units | 69000 | 12.2 | 21.1 | 77000 | 3.54 | 56000 | 2.38 | 1437.5 | Yes
202607363 | HITACHI | HVAHR072B42S | Non-Ducted Indoor Units | 69000 | 14.9 | 26.5 | 77000 | 4.25 | 56000 | 2.6 | 1437.5 | Yes
10323598 | HITACHI | HVAHR072B42S | Non-Ducted Indoor Units | 69000 | 14.9 | 26.5 | 77000 | 4.25 | 56000 | 2.6 | 1437.5 | Yes
10323694 | HITACHI | HVAHR072B42S | Ducted Indoor Units | 69000 | 12.2 | 21.1 | 77000 | 3.54 | 56000 | 2.38 | 1437.5 | Yes
10323744 | HITACHI | HVAHR072B42S | Mixed Ducted and Non-Ducted Indoor Units | 69000 | 13.55 | 23.8 | 77000 | 3.89 | 56000 | 2.49 | 1437.5 | Yes
204269328 | HITACHI | HVAHR072B52S | Mixed Ducted and Non-Ducted Indoor Units | 69000 | 13.55 | 23.8 | 77000 | 3.89 | 56000 | 2.49 | 1437.5 | Yes
204269040 | HITACHI | HVAHR072B52S | Mixed Ducted and Non-Ducted Indoor Units | 69000 | 13.55 | 23.8 | 77000 | 3.89 | 56000 | 2.49 | 1437.5 | Yes
204269136 | HITACHI | HVAHR072B52S | Non-Ducted Indoor Units | 69000 | 14.9 | 26.5 | 77000 | 4.25 | 56000 | 2.6 | 1437.5 | Yes
204269184 | HITACHI | HVAHR072B52S | Ducted Indoor Units | 69000 | 12.2 | 21.1 | 77000 | 3.54 | 56000 | 2.38 | 1437.5 | Yes
204268375 | HITACHI | HVAHR072B52S | Non-Ducted Indoor Units | 69000 | 14.9 | 26.5 | 77000 | 4.25 | 56000 | 2.6 | 1437.5 | Yes
204268424 | HITACHI | HVAHR072B52S | Ducted Indoor Units | 69000 | 12.2 | 21.1 | 77000 | 3.54 | 56000 | 2.38 | 1437.5 | Yes
7987417 | HITACHI | HVAHR096B31S | Non-Ducted Indoor Units | 92000 | 13.2 | 21.8 | 103000 | 3.96 | 76000 | 2.4 | 1917.5 | Yes
7990758 | HITACHI | HVAHR096B31S | Mixed Ducted and Non-Ducted Indoor Units | 92000 | 12.3 | 20.8 | 103000 | 3.73 | 76000 | 2.36 | 1917.5 | Yes
203994587 | HITACHI | HVAHR096B32S | Mixed Ducted and Non-Ducted Indoor Units | 92000 | 12.4 | 23 | 103000 | 3.71 | 76000 | 2.38 | 1917.5 | Yes
203993746 | HITACHI | HVAHR096B32S | Ducted Indoor Units | 92000 | 12.4 | 22.1 | 103000 | 3.65 | 76000 | 2.36 | 1917.5 | Yes
203993774 | HITACHI | HVAHR096B32S | Non-Ducted Indoor Units | 92000 | 12.4 | 23.9 | 103000 | 3.77 | 76000 | 2.4 | 1917.5 | Yes
202607963 | HITACHI | HVAHR096B32S | Mixed Ducted and Non-Ducted Indoor Units | 92000 | 12.4 | 23 | 103000 | 3.71 | 76000 | 2.38 | 1917.5 | Yes
202607372 | HITACHI | HVAHR096B32S | Ducted Indoor Units | 92000 | 12.4 | 22.1 | 103000 | 3.65 | 76000 | 2.36 | 1917.5 | Yes
202607384 | HITACHI | HVAHR096B32S | Non-Ducted Indoor Units | 92000 | 12.4 | 23.9 | 103000 | 3.77 | 76000 | 2.4 | 1917.5 | Yes
10323551 | HITACHI | HVAHR096B32S | Non-Ducted Indoor Units | 92000 | 12.4 | 23.9 | 103000 | 3.77 | 76000 | 2.4 | 1917.5 | Yes
10323647 | HITACHI | HVAHR096B32S | Ducted Indoor Units | 92000 | 12.4 | 22.1 | 103000 | 3.65 | 76000 | 2.36 | 1917.5 | Yes
10323794 | HITACHI | HVAHR096B32S | Mixed Ducted and Non-Ducted Indoor Units | 92000 | 12.4 | 23 | 103000 | 3.71 | 76000 | 2.38 | 1917.5 | Yes
7987423 | HITACHI | HVAHR096B41S | Non-Ducted Indoor Units | 92000 | 13.1 | 21.4 | 103000 | 3.76 | 76000 | 2.28 | 1917.5 | Yes
7990785 | HITACHI | HVAHR096B41S | Mixed Ducted and Non-Ducted Indoor Units | 92000 | 12.05 | 20.45 | 103000 | 3.54 | 76000 | 2.24 | 1917.5 | Yes
203994590 | HITACHI | HVAHR096B42S | Mixed Ducted and Non-Ducted Indoor Units | 92000 | 12.4 | 23 | 103000 | 3.71 | 76000 | 2.38 | 1917.5 | Yes
203993753 | HITACHI | HVAHR096B42S | Ducted Indoor Units | 92000 | 12.4 | 22.1 | 103000 | 3.65 | 76000 | 2.36 | 1917.5 | Yes
203993781 | HITACHI | HVAHR096B42S | Non-Ducted Indoor Units | 92000 | 12.4 | 23.9 | 103000 | 3.77 | 76000 | 2.4 | 1917.5 | Yes
202607966 | HITACHI | HVAHR096B42S | Mixed Ducted and Non-Ducted Indoor Units | 92000 | 12.4 | 23 | 103000 | 3.71 | 76000 | 2.38 | 1917.5 | Yes
202607375 | HITACHI | HVAHR096B42S | Ducted Indoor Units | 92000 | 12.4 | 22.1 | 103000 | 3.65 | 76000 | 2.36 | 1917.5 | Yes
202607387 | HITACHI | HVAHR096B42S | Non-Ducted Indoor Units | 92000 | 12.4 | 23.9 | 103000 | 3.77 | 76000 | 2.4 | 1917.5 | Yes
10323599 | HITACHI | HVAHR096B42S | Non-Ducted Indoor Units | 92000 | 12.4 | 23.9 | 103000 | 3.77 | 76000 | 2.4 | 1917.5 | Yes
10323695 | HITACHI | HVAHR096B42S | Ducted Indoor Units | 92000 | 12.4 | 22.1 | 103000 | 3.65 | 76000 | 2.36 | 1917.5 | Yes
10323745 | HITACHI | HVAHR096B42S | Mixed Ducted and Non-Ducted Indoor Units | 92000 | 12.4 | 23 | 103000 | 3.71 | 76000 | 2.38 | 1917.5 | Yes
204269329 | HITACHI | HVAHR096B52S | Mixed Ducted and Non-Ducted Indoor Units | 92000 | 12.4 | 23 | 103000 | 3.71 | 76000 | 2.38 | 1917.5 | Yes
204269041 | HITACHI | HVAHR096B52S | Mixed Ducted and Non-Ducted Indoor Units | 92000 | 12.4 | 23 | 103000 | 3.71 | 76000 | 2.38 | 1917.5 | Yes
204269137 | HITACHI | HVAHR096B52S | Non-Ducted Indoor Units | 92000 | 12.4 | 23.9 | 103000 | 3.77 | 76000 | 2.4 | 1917.5 | Yes
204269185 | HITACHI | HVAHR096B52S | Ducted Indoor Units | 92000 | 12.4 | 22.1 | 103000 | 3.65 | 76000 | 2.36 | 1917.5 | Yes
204268376 | HITACHI | HVAHR096B52S | Non-Ducted Indoor Units | 92000 | 12.4 | 23.9 | 103000 | 3.77 | 76000 | 2.4 | 1917.5 | Yes
204268425 | HITACHI | HVAHR096B52S | Ducted Indoor Units | 92000 | 12.4 | 22.1 | 103000 | 3.65 | 76000 | 2.36 | 1917.5 | Yes
203994599 | HITACHI | HVAHR120B32S | Mixed Ducted and Non-Ducted Indoor Units | 115000 | 12.45 | 23.05 | 129000 | 3.69 | 92000 | 2.33 | 2395 | Yes
203993802 | HITACHI | HVAHR120B32S | Ducted Indoor Units | 115000 | 12.2 | 21.7 | 129000 | 3.55 | 92000 | 2.3 | 2395 | Yes
203993940 | HITACHI | HVAHR120B32S | Non-Ducted Indoor Units | 115000 | 12.7 | 24.4 | 129000 | 3.84 | 92000 | 2.37 | 2395 | Yes
202607987 | HITACHI | HVAHR120B32S | Mixed Ducted and Non-Ducted Indoor Units | 115000 | 12.45 | 23.05 | 129000 | 3.69 | 92000 | 2.33 | 2395 | Yes
202607470 | HITACHI | HVAHR120B32S | Non-Ducted Indoor Units | 115000 | 12.7 | 24.4 | 129000 | 3.84 | 92000 | 2.37 | 2395 | Yes
202607396 | HITACHI | HVAHR120B32S | Ducted Indoor Units | 115000 | 12.2 | 21.7 | 129000 | 3.55 | 92000 | 2.3 | 2395 | Yes
10323552 | HITACHI | HVAHR120B32S | Non-Ducted Indoor Units | 115000 | 12.7 | 24.4 | 129000 | 3.84 | 92000 | 2.37 | 2395 | Yes
10323648 | HITACHI | HVAHR120B32S | Ducted Indoor Units | 115000 | 12.2 | 21.7 | 129000 | 3.55 | 92000 | 2.3 | 2395 | Yes
10323795 | HITACHI | HVAHR120B32S | Mixed Ducted and Non-Ducted Indoor Units | 115000 | 12.45 | 23.05 | 129000 | 3.69 | 92000 | 2.33 | 2395 | Yes
203994602 | HITACHI | HVAHR120B42S | Mixed Ducted and Non-Ducted Indoor Units | 115000 | 12.45 | 23.05 | 129000 | 3.69 | 92000 | 2.33 | 2395 | Yes
203993809 | HITACHI | HVAHR120B42S | Ducted Indoor Units | 115000 | 12.2 | 21.7 | 129000 | 3.55 | 92000 | 2.3 | 2395 | Yes
203993947 | HITACHI | HVAHR120B42S | Non-Ducted Indoor Units | 115000 | 12.7 | 24.4 | 129000 | 3.84 | 92000 | 2.37 | 2395 | Yes
202607990 | HITACHI | HVAHR120B42S | Mixed Ducted and Non-Ducted Indoor Units | 115000 | 12.45 | 23.05 | 129000 | 3.69 | 92000 | 2.33 | 2395 | Yes
202607473 | HITACHI | HVAHR120B42S | Non-Ducted Indoor Units | 115000 | 12.7 | 24.4 | 129000 | 3.84 | 92000 | 2.37 | 2395 | Yes
202607399 | HITACHI | HVAHR120B42S | Ducted Indoor Units | 115000 | 12.2 | 21.7 | 129000 | 3.55 | 92000 | 2.3 | 2395 | Yes
10323600 | HITACHI | HVAHR120B42S | Non-Ducted Indoor Units | 115000 | 12.7 | 24.4 | 129000 | 3.84 | 92000 | 2.37 | 2395 | Yes
10323696 | HITACHI | HVAHR120B42S | Ducted Indoor Units | 115000 | 12.2 | 21.7 | 129000 | 3.55 | 92000 | 2.3 | 2395 | Yes
10323746 | HITACHI | HVAHR120B42S | Mixed Ducted and Non-Ducted Indoor Units | 115000 | 12.45 | 23.05 | 129000 | 3.69 | 92000 | 2.33 | 2395 | Yes
204269330 | HITACHI | HVAHR120B52S | Mixed Ducted and Non-Ducted Indoor Units | 114000 | 12.55 | 23.05 | 129000 | 3.69 | 92000 | 2.33 | 2375 | Yes
204269042 | HITACHI | HVAHR120B52S | Mixed Ducted and Non-Ducted Indoor Units | 114000 | 12.55 | 23.05 | 129000 | 3.69 | 92000 | 2.33 | 2375 | Yes
204269138 | HITACHI | HVAHR120B52S | Non-Ducted Indoor Units | 114000 | 12.7 | 24.4 | 129000 | 3.84 | 92000 | 2.37 | 2375 | Yes
204269186 | HITACHI | HVAHR120B52S | Ducted Indoor Units | 114000 | 12.4 | 21.7 | 129000 | 3.55 | 92000 | 2.3 | 2375 | Yes
204268378 | HITACHI | HVAHR120B52S | Non-Ducted Indoor Units | 114000 | 12.7 | 24.4 | 129000 | 3.84 | 92000 | 2.37 | 2375 | Yes
204268426 | HITACHI | HVAHR120B52S | Ducted Indoor Units | 114000 | 12.4 | 21.7 | 129000 | 3.55 | 92000 | 2.3 | 2375 | Yes
203993844 | HITACHI | HVAHP168B32S | Ducted Indoor Units | 160000 | 11.8 | 21.4 | 180000 | 3.56 | 124000 | 2.4 | 3332.5 | Yes
202607414 | HITACHI | HVAHP168B32S | Ducted Indoor Units | 160000 | 11.8 | 21.4 | 180000 | 3.56 | 124000 | 2.4 | 3332.5 | Yes
10206778 | HITACHI | HVAHP168B32S | Ducted Indoor Units | 160000 | 11.8 | 21.4 | 180000 | 3.56 | 124000 | 2.4 | 3332.5 | Yes
203993851 | HITACHI | HVAHP168B42S | Ducted Indoor Units | 160000 | 11.8 | 21.4 | 180000 | 3.56 | 124000 | 2.4 | 3332.5 | Yes
202607417 | HITACHI | HVAHP168B42S | Ducted Indoor Units | 160000 | 11.8 | 21.4 | 180000 | 3.56 | 124000 | 2.4 | 3332.5 | Yes
10206820 | HITACHI | HVAHP168B42S | Ducted Indoor Units | 160000 | 11.8 | 21.4 | 180000 | 3.56 | 124000 | 2.4 | 3332.5 | Yes
204269284 | HITACHI | HVAHP168B52S | Ducted Indoor Units | 160000 | 11.8 | 21.4 | 180000 | 3.56 | 124000 | 2.4 | 3332.5 | Yes
204268584 | HITACHI | HVAHP168B52S | Ducted Indoor Units | 160000 | 11.8 | 21.4 | 180000 | 3.56 | 124000 | 2.4 | 3332.5 | Yes
203993857 | HITACHI | HVAHR168B32S | Ducted Indoor Units | 160000 | 11.8 | 21.4 | 180000 | 3.56 | 124000 | 2.4 | 3332.5 | Yes
202607420 | HITACHI | HVAHR168B32S | Ducted Indoor Units | 160000 | 11.8 | 21.4 | 180000 | 3.56 | 124000 | 2.4 | 3332.5 | Yes
10323650 | HITACHI | HVAHR168B32S | Ducted Indoor Units | 160000 | 11.8 | 21.4 | 180000 | 3.56 | 124000 | 2.4 | 3332.5 | Yes
203993864 | HITACHI | HVAHR168B42S | Ducted Indoor Units | 160000 | 11.8 | 21.4 | 180000 | 3.56 | 124000 | 2.4 | 3332.5 | Yes
202607423 | HITACHI | HVAHR168B42S | Ducted Indoor Units | 160000 | 11.8 | 21.4 | 180000 | 3.56 | 124000 | 2.4 | 3332.5 | Yes
10323698 | HITACHI | HVAHR168B42S | Ducted Indoor Units | 160000 | 11.8 | 21.4 | 180000 | 3.56 | 124000 | 2.4 | 3332.5 | Yes
204269188 | HITACHI | HVAHR168B52S | Ducted Indoor Units | 160000 | 11.8 | 21.4 | 180000 | 3.56 | 124000 | 2.4 | 3332.5 | Yes
204268428 | HITACHI | HVAHR168B52S | Ducted Indoor Units | 160000 | 11.8 | 21.4 | 180000 | 3.56 | 124000 | 2.4 | 3332.5 | Yes
7990766 | HITACHI | HVAHR264B31S | Mixed Ducted and Non-Ducted Indoor Units | 252000 | 10.8 | 19.1 | 280000 | 3.63 | 200000 | 2.45 | 5250 | Yes
7987254 | HITACHI | HVAHR264B31S | Non-Ducted Indoor Units | 252000 | 10.3 | 18.8 | 280000 | 3.61 | 200000 | 2.37 | 5250 | Yes
7987255 | HITACHI | HVAHR264B31S | Ducted Indoor Units | 252000 | 11.3 | 19.4 | 280000 | 3.65 | 200000 | 2.54 | 5250 | Yes
203994689 | HITACHI | HVAHR264B32S | Mixed Ducted and Non-Ducted Indoor Units | 252000 | 10.25 | 20.95 | 282000 | 3.63 | 200000 | 2.26 | 5250 | Yes
203994149 | HITACHI | HVAHR264B32S | Ducted Indoor Units | 252000 | 10.5 | 20.8 | 282000 | 3.56 | 200000 | 2.26 | 5250 | Yes
203994161 | HITACHI | HVAHR264B32S | Non-Ducted Indoor Units | 252000 | 10 | 21.1 | 282000 | 3.7 | 200000 | 2.26 | 5250 | Yes
202608155 | HITACHI | HVAHR264B32S | Mixed Ducted and Non-Ducted Indoor Units | 252000 | 10.25 | 20.95 | 282000 | 3.63 | 200000 | 2.26 | 5250 | Yes
202607653 | HITACHI | HVAHR264B32S | Ducted Indoor Units | 252000 | 10.5 | 20.8 | 282000 | 3.56 | 200000 | 2.26 | 5250 | Yes
202607665 | HITACHI | HVAHR264B32S | Non-Ducted Indoor Units | 252000 | 10 | 21.1 | 282000 | 3.7 | 200000 | 2.26 | 5250 | Yes
10323558 | HITACHI | HVAHR264B32S | Non-Ducted Indoor Units | 252000 | 10 | 21.1 | 282000 | 3.7 | 200000 | 2.26 | 5250 | Yes
10323654 | HITACHI | HVAHR264B32S | Ducted Indoor Units | 252000 | 10.5 | 20.8 | 282000 | 3.56 | 200000 | 2.26 | 5250 | Yes
10323801 | HITACHI | HVAHR264B32S | Mixed Ducted and Non-Ducted Indoor Units | 252000 | 10.25 | 20.95 | 282000 | 3.63 | 200000 | 2.26 | 5250 | Yes
7990792 | HITACHI | HVAHR264B41S | Mixed Ducted and Non-Ducted Indoor Units | 252000 | 10.35 | 18.6 | 280000 | 3.48 | 200000 | 2.35 | 5250 | Yes
7987300 | HITACHI | HVAHR264B41S | Non-Ducted Indoor Units | 252000 | 10 | 18.2 | 280000 | 3.5 | 200000 | 2.3 | 5250 | Yes
7987301 | HITACHI | HVAHR264B41S | Ducted Indoor Units | 252000 | 10.7 | 19 | 280000 | 3.47 | 200000 | 2.41 | 5250 | Yes
203994692 | HITACHI | HVAHR264B42S | Mixed Ducted and Non-Ducted Indoor Units | 252000 | 10.25 | 20.95 | 282000 | 3.63 | 200000 | 2.26 | 5250 | Yes
203994152 | HITACHI | HVAHR264B42S | Ducted Indoor Units | 252000 | 10.5 | 20.8 | 282000 | 3.56 | 200000 | 2.26 | 5250 | Yes
203994164 | HITACHI | HVAHR264B42S | Non-Ducted Indoor Units | 252000 | 10 | 21.1 | 282000 | 3.7 | 200000 | 2.26 | 5250 | Yes
202608158 | HITACHI | HVAHR264B42S | Mixed Ducted and Non-Ducted Indoor Units | 252000 | 10.25 | 20.95 | 282000 | 3.63 | 200000 | 2.26 | 5250 | Yes
202607656 | HITACHI | HVAHR264B42S | Ducted Indoor Units | 252000 | 10.5 | 20.8 | 282000 | 3.56 | 200000 | 2.26 | 5250 | Yes
202607668 | HITACHI | HVAHR264B42S | Non-Ducted Indoor Units | 252000 | 10 | 21.1 | 282000 | 3.7 | 200000 | 2.26 | 5250 | Yes
10323606 | HITACHI | HVAHR264B42S | Non-Ducted Indoor Units | 252000 | 10 | 21.1 | 282000 | 3.7 | 200000 | 2.26 | 5250 | Yes
10323702 | HITACHI | HVAHR264B42S | Ducted Indoor Units | 252000 | 10.5 | 20.8 | 282000 | 3.56 | 200000 | 2.26 | 5250 | Yes
10323752 | HITACHI | HVAHR264B42S | Mixed Ducted and Non-Ducted Indoor Units | 252000 | 10.25 | 20.95 | 282000 | 3.63 | 200000 | 2.26 | 5250 | Yes
204269336 | HITACHI | HVAHR264B52S | Mixed Ducted and Non-Ducted Indoor Units | 252000 | 10.25 | 20.95 | 282000 | 3.63 | 200000 | 2.26 | 5250 | Yes
204269048 | HITACHI | HVAHR264B52S | Mixed Ducted and Non-Ducted Indoor Units | 252000 | 10.25 | 20.95 | 282000 | 3.63 | 200000 | 2.26 | 5250 | Yes
204269144 | HITACHI | HVAHR264B52S | Non-Ducted Indoor Units | 252000 | 10 | 21.1 | 282000 | 3.7 | 200000 | 2.26 | 5250 | Yes
204269192 | HITACHI | HVAHR264B52S | Ducted Indoor Units | 252000 | 10.5 | 20.8 | 282000 | 3.56 | 200000 | 2.26 | 5250 | Yes
204268384 | HITACHI | HVAHR264B52S | Non-Ducted Indoor Units | 252000 | 10 | 21.1 | 282000 | 3.7 | 200000 | 2.26 | 5250 | Yes
204268432 | HITACHI | HVAHR264B52S | Ducted Indoor Units | 252000 | 10.5 | 20.8 | 282000 | 3.56 | 200000 | 2.26 | 5250 | Yes
7990767 | HITACHI | HVAHR288B31S | Mixed Ducted and Non-Ducted Indoor Units | 276000 | 10.25 | 19 | 308000 | 3.69 | 216000 | 2.48 | 5750 | Yes
7987256 | HITACHI | HVAHR288B31S | Non-Ducted Indoor Units | 276000 | 10 | 18.6 | 308000 | 3.7 | 216000 | 2.42 | 5750 | Yes
7987257 | HITACHI | HVAHR288B31S | Ducted Indoor Units | 276000 | 10.5 | 19.4 | 308000 | 3.69 | 216000 | 2.54 | 5750 | Yes
203994707 | HITACHI | HVAHR288B32S | Mixed Ducted and Non-Ducted Indoor Units | 276000 | 9.7 | 20.05 | 308000 | 3.42 | 214000 | 2.22 | 5750 | Yes
203994179 | HITACHI | HVAHR288B32S | Ducted Indoor Units | 276000 | 9.9 | 20.7 | 308000 | 3.42 | 214000 | 2.24 | 5750 | Yes
202608185 | HITACHI | HVAHR288B32S | Mixed Ducted and Non-Ducted Indoor Units | 276000 | 9.7 | 20.05 | 308000 | 3.42 | 214000 | 2.22 | 5750 | Yes
202607695 | HITACHI | HVAHR288B32S | Ducted Indoor Units | 276000 | 9.9 | 20.7 | 308000 | 3.42 | 214000 | 2.24 | 5750 | Yes
10323655 | HITACHI | HVAHR288B32S | Ducted Indoor Units | 276000 | 9.9 | 20.7 | 308000 | 3.42 | 214000 | 2.24 | 5750 | Yes
10323802 | HITACHI | HVAHR288B32S | Mixed Ducted and Non-Ducted Indoor Units | 276000 | 9.7 | 20.05 | 308000 | 3.42 | 214000 | 2.22 | 5750 | Yes
7990793 | HITACHI | HVAHR288B41S | Mixed Ducted and Non-Ducted Indoor Units | 276000 | 9.8 | 18.35 | 308000 | 3.55 | 216000 | 2.39 | 5750 | Yes
7987303 | HITACHI | HVAHR288B41S | Ducted Indoor Units | 276000 | 10.1 | 19 | 308000 | 3.52 | 216000 | 2.45 | 5750 | Yes
203994710 | HITACHI | HVAHR288B42S | Mixed Ducted and Non-Ducted Indoor Units | 276000 | 9.7 | 20.05 | 308000 | 3.42 | 214000 | 2.22 | 5750 | Yes
203994182 | HITACHI | HVAHR288B42S | Ducted Indoor Units | 276000 | 9.9 | 20.7 | 308000 | 3.42 | 214000 | 2.24 | 5750 | Yes
202608188 | HITACHI | HVAHR288B42S | Mixed Ducted and Non-Ducted Indoor Units | 276000 | 9.7 | 20.05 | 308000 | 3.42 | 214000 | 2.22 | 5750 | Yes
202607698 | HITACHI | HVAHR288B42S | Ducted Indoor Units | 276000 | 9.9 | 20.7 | 308000 | 3.42 | 214000 | 2.24 | 5750 | Yes
10323703 | HITACHI | HVAHR288B42S | Ducted Indoor Units | 276000 | 9.9 | 20.7 | 308000 | 3.42 | 214000 | 2.24 | 5750 | Yes
10323753 | HITACHI | HVAHR288B42S | Mixed Ducted and Non-Ducted Indoor Units | 276000 | 9.7 | 20.05 | 308000 | 3.42 | 214000 | 2.22 | 5750 | Yes
204269337 | HITACHI | HVAHR288B52S | Mixed Ducted and Non-Ducted Indoor Units | 276000 | 9.7 | 20.05 | 308000 | 3.42 | 214000 | 2.22 | 5750 | Yes
204269049 | HITACHI | HVAHR288B52S | Mixed Ducted and Non-Ducted Indoor Units | 276000 | 9.7 | 20.05 | 308000 | 3.42 | 214000 | 2.22 | 5750 | Yes
204269193 | HITACHI | HVAHR288B52S | Ducted Indoor Units | 276000 | 9.9 | 20.7 | 308000 | 3.42 | 214000 | 2.24 | 5750 | Yes
204268433 | HITACHI | HVAHR288B52S | Ducted Indoor Units | 276000 | 9.9 | 20.7 | 308000 | 3.42 | 214000 | 2.24 | 5750 | Yes
7990768 | HITACHI | HVAHR312B31S | Mixed Ducted and Non-Ducted Indoor Units | 298000 | 9.75 | 19.3 | 334000 | 3.55 | 236000 | 2.42 | 6207.5 | Yes
7987258 | HITACHI | HVAHR312B31S | Non-Ducted Indoor Units | 298000 | 9.6 | 18.8 | 334000 | 3.56 | 236000 | 2.37 | 6207.5 | Yes
7987259 | HITACHI | HVAHR312B31S | Ducted Indoor Units | 298000 | 9.9 | 19.8 | 334000 | 3.55 | 236000 | 2.47 | 6207.5 | Yes
203994719 | HITACHI | HVAHR312B32S | Mixed Ducted and Non-Ducted Indoor Units | 298000 | 9.85 | 19.9 | 334000 | 3.34 | 232000 | 2.08 | 6207.5 | Yes
203994203 | HITACHI | HVAHR312B32S | Ducted Indoor Units | 298000 | 10 | 19.5 | 334000 | 3.31 | 232000 | 2.12 | 6207.5 | Yes
203994215 | HITACHI | HVAHR312B32S | Non-Ducted Indoor Units | 298000 | 9.7 | 20.3 | 334000 | 3.37 | 232000 | 2.05 | 6207.5 | Yes
202608209 | HITACHI | HVAHR312B32S | Mixed Ducted and Non-Ducted Indoor Units | 298000 | 9.85 | 19.9 | 334000 | 3.34 | 232000 | 2.08 | 6207.5 | Yes
202607743 | HITACHI | HVAHR312B32S | Ducted Indoor Units | 298000 | 10 | 19.5 | 334000 | 3.31 | 232000 | 2.12 | 6207.5 | Yes
202607755 | HITACHI | HVAHR312B32S | Non-Ducted Indoor Units | 298000 | 9.7 | 20.3 | 334000 | 3.37 | 232000 | 2.05 | 6207.5 | Yes
10323560 | HITACHI | HVAHR312B32S | Non-Ducted Indoor Units | 298000 | 9.7 | 20.3 | 334000 | 3.37 | 232000 | 2.05 | 6207.5 | Yes
10323656 | HITACHI | HVAHR312B32S | Ducted Indoor Units | 298000 | 10 | 19.5 | 334000 | 3.31 | 232000 | 2.12 | 6207.5 | Yes
10323803 | HITACHI | HVAHR312B32S | Mixed Ducted and Non-Ducted Indoor Units | 298000 | 9.85 | 19.9 | 334000 | 3.34 | 232000 | 2.08 | 6207.5 | Yes
203994722 | HITACHI | HVAHR312B42S | Mixed Ducted and Non-Ducted Indoor Units | 298000 | 9.85 | 19.9 | 334000 | 3.34 | 232000 | 2.08 | 6207.5 | Yes
203994206 | HITACHI | HVAHR312B42S | Ducted Indoor Units | 298000 | 10 | 19.5 | 334000 | 3.31 | 232000 | 2.12 | 6207.5 | Yes
203994218 | HITACHI | HVAHR312B42S | Non-Ducted Indoor Units | 298000 | 9.7 | 20.3 | 334000 | 3.37 | 232000 | 2.05 | 6207.5 | Yes
202608212 | HITACHI | HVAHR312B42S | Mixed Ducted and Non-Ducted Indoor Units | 298000 | 9.85 | 19.9 | 334000 | 3.34 | 232000 | 2.08 | 6207.5 | Yes
202607746 | HITACHI | HVAHR312B42S | Ducted Indoor Units | 298000 | 10 | 19.5 | 334000 | 3.31 | 232000 | 2.12 | 6207.5 | Yes
202607758 | HITACHI | HVAHR312B42S | Non-Ducted Indoor Units | 298000 | 9.7 | 20.3 | 334000 | 3.37 | 232000 | 2.05 | 6207.5 | Yes
10323608 | HITACHI | HVAHR312B42S | Non-Ducted Indoor Units | 298000 | 9.7 | 20.3 | 334000 | 3.37 | 232000 | 2.05 | 6207.5 | Yes
10323704 | HITACHI | HVAHR312B42S | Ducted Indoor Units | 298000 | 10 | 19.5 | 334000 | 3.31 | 232000 | 2.12 | 6207.5 | Yes
10323754 | HITACHI | HVAHR312B42S | Mixed Ducted and Non-Ducted Indoor Units | 298000 | 9.85 | 19.9 | 334000 | 3.34 | 232000 | 2.08 | 6207.5 | Yes
204269338 | HITACHI | HVAHR312B52S | Mixed Ducted and Non-Ducted Indoor Units | 298000 | 9.85 | 19.9 | 334000 | 3.34 | 232000 | 2.08 | 6207.5 | Yes
204269050 | HITACHI | HVAHR312B52S | Mixed Ducted and Non-Ducted Indoor Units | 298000 | 9.85 | 19.9 | 334000 | 3.34 | 232000 | 2.08 | 6207.5 | Yes
204269146 | HITACHI | HVAHR312B52S | Non-Ducted Indoor Units | 298000 | 9.7 | 20.3 | 334000 | 3.37 | 232000 | 2.05 | 6207.5 | Yes
204269194 | HITACHI | HVAHR312B52S | Ducted Indoor Units | 298000 | 10 | 19.5 | 334000 | 3.31 | 232000 | 2.12 | 6207.5 | Yes
204268386 | HITACHI | HVAHR312B52S | Non-Ducted Indoor Units | 298000 | 9.7 | 20.3 | 334000 | 3.37 | 232000 | 2.05 | 6207.5 | Yes
204268434 | HITACHI | HVAHR312B52S | Ducted Indoor Units | 298000 | 10 | 19.5 | 334000 | 3.31 | 232000 | 2.12 | 6207.5 | Yes
8715709 | HITACHI | HVAHR336B31LM | Mixed Ducted and Non-Ducted Indoor Units | 320000 | 10.65 | 18.15 | 344000 | 3.52 | 266000 | 2.32 | 6667.5 | Yes
8715673 | HITACHI | HVAHR336B31LM | Ducted Indoor Units | 320000 | 10.8 | 18.6 | 344000 | 3.54 | 266000 | 2.53 | 6667.5 | Yes
7990769 | HITACHI | HVAHR336B31S | Mixed Ducted and Non-Ducted Indoor Units | 320000 | 11.05 | 21 | 360000 | 3.77 | 268000 | 2.59 | 6667.5 | Yes
7987260 | HITACHI | HVAHR336B31S | Non-Ducted Indoor Units | 320000 | 11.1 | 21.2 | 360000 | 3.87 | 268000 | 2.6 | 6667.5 | Yes
7987261 | HITACHI | HVAHR336B31S | Ducted Indoor Units | 320000 | 11 | 20.8 | 360000 | 3.68 | 268000 | 2.58 | 6667.5 | Yes
203994227 | HITACHI | HVAHR336B32S | Ducted Indoor Units | 320000 | 9.8 | 19.1 | 360000 | 3.32 | 250000 | 2.25 | 6667.5 | Yes
202607815 | HITACHI | HVAHR336B32S | Ducted Indoor Units | 320000 | 9.8 | 19.1 | 360000 | 3.32 | 250000 | 2.25 | 6667.5 | Yes
10323657 | HITACHI | HVAHR336B32S | Ducted Indoor Units | 320000 | 9.8 | 19.1 | 360000 | 3.32 | 250000 | 2.25 | 6667.5 | Yes
7990796 | HITACHI | HVAHR336B41S | Mixed Ducted and Non-Ducted Indoor Units | 320000 | 10.5 | 20 | 360000 | 3.6 | 268000 | 2.51 | 6667.5 | Yes
7987306 | HITACHI | HVAHR336B41S | Non-Ducted Indoor Units | 320000 | 10.5 | 20.2 | 360000 | 3.68 | 268000 | 2.52 | 6667.5 | Yes
7987307 | HITACHI | HVAHR336B41S | Ducted Indoor Units | 320000 | 10.5 | 19.8 | 360000 | 3.52 | 268000 | 2.5 | 6667.5 | Yes
203994230 | HITACHI | HVAHR336B42S | Ducted Indoor Units | 320000 | 9.8 | 19.1 | 360000 | 3.32 | 250000 | 2.25 | 6667.5 | Yes
202607818 | HITACHI | HVAHR336B42S | Ducted Indoor Units | 320000 | 9.8 | 19.1 | 360000 | 3.32 | 250000 | 2.25 | 6667.5 | Yes
10323705 | HITACHI | HVAHR336B42S | Ducted Indoor Units | 320000 | 9.8 | 19.1 | 360000 | 3.32 | 250000 | 2.25 | 6667.5 | Yes
204269195 | HITACHI | HVAHR336B52S | Ducted Indoor Units | 320000 | 9.8 | 19.1 | 360000 | 3.32 | 250000 | 2.25 | 6667.5 | Yes
204268435 | HITACHI | HVAHR336B52S | Ducted Indoor Units | 320000 | 9.8 | 19.1 | 360000 | 3.32 | 250000 | 2.25 | 6667.5 | Yes
8715711 | HITACHI | HVAHR360B31LM | Mixed Ducted and Non-Ducted Indoor Units | 344000 | 10.2 | 18.45 | 366000 | 3.44 | 268000 | 2.26 | 7167.5 | Yes
8715639 | HITACHI | HVAHR360B31LM | Non-Ducted Indoor Units | 344000 | 10.2 | 18.2 | 366000 | 3.35 | 268000 | 2.05 | 7167.5 | Yes
8715675 | HITACHI | HVAHR360B31LM | Ducted Indoor Units | 344000 | 10.2 | 18.7 | 366000 | 3.53 | 268000 | 2.47 | 7167.5 | Yes
7990770 | HITACHI | HVAHR360B31S | Mixed Ducted and Non-Ducted Indoor Units | 344000 | 9.85 | 18.75 | 386000 | 3.77 | 284000 | 2.47 | 7167.5 | Yes
7987263 | HITACHI | HVAHR360B31S | Ducted Indoor Units | 344000 | 10.2 | 19 | 386000 | 3.67 | 284000 | 2.48 | 7167.5 | Yes
7987309 | HITACHI | HVAHR360B41S | Ducted Indoor Units | 344000 | 9.7 | 18.1 | 386000 | 3.51 | 284000 | 2.39 | 7167.5 | Yes
203993441 | HITACHI | HVAHR384B32S | Non-Ducted Indoor Units | 366000 | 9.6 | 19.6 | 410000 | 3.37 | 276000 | 2.2 | 7625 | Yes
10323563 | HITACHI | HVAHR384B32S | Non-Ducted Indoor Units | 366000 | 9.6 | 19.6 | 410000 | 3.37 | 276000 | 2.2 | 7625 | Yes
203993462 | HITACHI | HVAHR384B42S | Non-Ducted Indoor Units | 366000 | 9.6 | 19.6 | 410000 | 3.37 | 276000 | 2.2 | 7625 | Yes
10323611 | HITACHI | HVAHR384B42S | Non-Ducted Indoor Units | 366000 | 9.6 | 19.6 | 410000 | 3.37 | 276000 | 2.2 | 7625 | Yes
204269149 | HITACHI | HVAHR384B52S | Non-Ducted Indoor Units | 366000 | 9.6 | 19.6 | 410000 | 3.37 | 276000 | 2.2 | 7625 | Yes
204268389 | HITACHI | HVAHR384B52S | Non-Ducted Indoor Units | 366000 | 9.6 | 19.6 | 410000 | 3.37 | 276000 | 2.2 | 7625 | Yes
203993487 | HITACHI | HVAHR432B32S | Ducted Indoor Units | 400000 | 9.6 | 19 | 460000 | 3.35 | 300000 | 2.19 | 8332.5 | Yes
10323661 | HITACHI | HVAHR432B32S | Ducted Indoor Units | 400000 | 9.6 | 19 | 460000 | 3.35 | 300000 | 2.19 | 8332.5 | Yes
203993502 | HITACHI | HVAHR432B42S | Ducted Indoor Units | 400000 | 9.6 | 19 | 460000 | 3.35 | 300000 | 2.19 | 8332.5 | Yes
10323709 | HITACHI | HVAHR432B42S | Ducted Indoor Units | 400000 | 9.6 | 19 | 460000 | 3.35 | 300000 | 2.19 | 8332.5 | Yes
204269199 | HITACHI | HVAHR432B52S | Ducted Indoor Units | 400000 | 9.6 | 19 | 460000 | 3.35 | 300000 | 2.19 | 8332.5 | Yes
204268439 | HITACHI | HVAHR432B52S | Ducted Indoor Units | 400000 | 9.6 | 19 | 460000 | 3.35 | 300000 | 2.19 | 8332.5 | Yes
7990774 | HITACHI | HVAHP144B41S | Mixed Ducted and Non-Ducted Indoor Units | 138000 | 12.65 | 21.6 | 154000 | 3.76 | 109000 | 2.55 | 2875 | Yes
7990787 | HITACHI | HVAHR144B41S | Mixed Ducted and Non-Ducted Indoor Units | 138000 | 12.65 | 21.6 | 154000 | 3.76 | 109000 | 2.55 | 2875 | Yes
7990747 | HITACHI | HVAHP144B31S | Mixed Ducted and Non-Ducted Indoor Units | 138000 | 13.35 | 21.95 | 154000 | 3.83 | 109000 | 2.71 | 2875 | Yes
7990760 | HITACHI | HVAHR144B31S | Mixed Ducted and Non-Ducted Indoor Units | 138000 | 13.35 | 21.95 | 154000 | 3.83 | 109000 | 2.71 | 2875 | Yes
203994629 | HITACHI | HVAHP168B32S | Mixed Ducted and Non-Ducted Indoor Units | 160000 | 11.7 | 22.4 | 180000 | 3.6 | 124000 | 2.28 | 3332.5 | Yes
202608041 | HITACHI | HVAHP168B32S | Mixed Ducted and Non-Ducted Indoor Units | 160000 | 11.7 | 22.4 | 180000 | 3.6 | 124000 | 2.28 | 3332.5 | Yes
10207528 | HITACHI | HVAHP168B32S | Mixed Ducted and Non-Ducted Indoor Units | 160000 | 11.7 | 22.4 | 180000 | 3.6 | 124000 | 2.28 | 3332.5 | Yes
203994632 | HITACHI | HVAHP168B42S | Mixed Ducted and Non-Ducted Indoor Units | 160000 | 11.7 | 22.4 | 180000 | 3.6 | 124000 | 2.28 | 3332.5 | Yes
202608044 | HITACHI | HVAHP168B42S | Mixed Ducted and Non-Ducted Indoor Units | 160000 | 11.7 | 22.4 | 180000 | 3.6 | 124000 | 2.28 | 3332.5 | Yes
10207570 | HITACHI | HVAHP168B42S | Mixed Ducted and Non-Ducted Indoor Units | 160000 | 11.7 | 22.4 | 180000 | 3.6 | 124000 | 2.28 | 3332.5 | Yes
204269380 | HITACHI | HVAHP168B52S | Mixed Ducted and Non-Ducted Indoor Units | 160000 | 11.7 | 22.4 | 180000 | 3.6 | 124000 | 2.28 | 3332.5 | Yes
204269092 | HITACHI | HVAHP168B52S | Mixed Ducted and Non-Ducted Indoor Units | 160000 | 11.7 | 22.4 | 180000 | 3.6 | 124000 | 2.28 | 3332.5 | Yes
203994635 | HITACHI | HVAHR168B32S | Mixed Ducted and Non-Ducted Indoor Units | 160000 | 11.7 | 22.4 | 180000 | 3.6 | 124000 | 2.28 | 3332.5 | Yes
202608047 | HITACHI | HVAHR168B32S | Mixed Ducted and Non-Ducted Indoor Units | 160000 | 11.7 | 22.4 | 180000 | 3.6 | 124000 | 2.28 | 3332.5 | Yes
10323797 | HITACHI | HVAHR168B32S | Mixed Ducted and Non-Ducted Indoor Units | 160000 | 11.7 | 22.4 | 180000 | 3.6 | 124000 | 2.28 | 3332.5 | Yes
203994638 | HITACHI | HVAHR168B42S | Mixed Ducted and Non-Ducted Indoor Units | 160000 | 11.7 | 22.4 | 180000 | 3.6 | 124000 | 2.28 | 3332.5 | Yes
202608050 | HITACHI | HVAHR168B42S | Mixed Ducted and Non-Ducted Indoor Units | 160000 | 11.7 | 22.4 | 180000 | 3.6 | 124000 | 2.28 | 3332.5 | Yes
10323748 | HITACHI | HVAHR168B42S | Mixed Ducted and Non-Ducted Indoor Units | 160000 | 11.7 | 22.4 | 180000 | 3.6 | 124000 | 2.28 | 3332.5 | Yes
204269332 | HITACHI | HVAHR168B52S | Mixed Ducted and Non-Ducted Indoor Units | 160000 | 11.7 | 22.4 | 180000 | 3.6 | 124000 | 2.28 | 3332.5 | Yes
204269044 | HITACHI | HVAHR168B52S | Mixed Ducted and Non-Ducted Indoor Units | 160000 | 11.7 | 22.4 | 180000 | 3.6 | 124000 | 2.28 | 3332.5 | Yes
203994611 | HITACHI | HVAHP144B32S | Mixed Ducted and Non-Ducted Indoor Units | 138000 | 11.05 | 22.55 | 154000 | 3.41 | 110000 | 2.13 | 2875 | Yes
202608011 | HITACHI | HVAHP144B32S | Mixed Ducted and Non-Ducted Indoor Units | 138000 | 11.05 | 22.55 | 154000 | 3.41 | 110000 | 2.13 | 2875 | Yes
10207527 | HITACHI | HVAHP144B32S | Mixed Ducted and Non-Ducted Indoor Units | 138000 | 11.05 | 22.55 | 154000 | 3.41 | 110000 | 2.13 | 2875 | Yes
203994614 | HITACHI | HVAHP144B42S | Mixed Ducted and Non-Ducted Indoor Units | 138000 | 11.05 | 22.55 | 154000 | 3.41 | 110000 | 2.13 | 2875 | Yes
202608014 | HITACHI | HVAHP144B42S | Mixed Ducted and Non-Ducted Indoor Units | 138000 | 11.05 | 22.55 | 154000 | 3.41 | 110000 | 2.13 | 2875 | Yes
10207569 | HITACHI | HVAHP144B42S | Mixed Ducted and Non-Ducted Indoor Units | 138000 | 11.05 | 22.55 | 154000 | 3.41 | 110000 | 2.13 | 2875 | Yes
204269379 | HITACHI | HVAHP144B52S | Mixed Ducted and Non-Ducted Indoor Units | 138000 | 11.05 | 22.55 | 154000 | 3.41 | 110000 | 2.13 | 2875 | Yes
204269091 | HITACHI | HVAHP144B52S | Mixed Ducted and Non-Ducted Indoor Units | 138000 | 11.05 | 22.55 | 154000 | 3.41 | 110000 | 2.13 | 2875 | Yes
203994617 | HITACHI | HVAHR144B32S | Mixed Ducted and Non-Ducted Indoor Units | 138000 | 11.05 | 22.55 | 154000 | 3.41 | 110000 | 2.13 | 2875 | Yes
202608017 | HITACHI | HVAHR144B32S | Mixed Ducted and Non-Ducted Indoor Units | 138000 | 11.05 | 22.55 | 154000 | 3.41 | 110000 | 2.13 | 2875 | Yes
10323796 | HITACHI | HVAHR144B32S | Mixed Ducted and Non-Ducted Indoor Units | 138000 | 11.05 | 22.55 | 154000 | 3.41 | 110000 | 2.13 | 2875 | Yes
203994620 | HITACHI | HVAHR144B42S | Mixed Ducted and Non-Ducted Indoor Units | 138000 | 11.05 | 22.55 | 154000 | 3.41 | 110000 | 2.13 | 2875 | Yes
202608020 | HITACHI | HVAHR144B42S | Mixed Ducted and Non-Ducted Indoor Units | 138000 | 11.05 | 22.55 | 154000 | 3.41 | 110000 | 2.13 | 2875 | Yes
10323747 | HITACHI | HVAHR144B42S | Mixed Ducted and Non-Ducted Indoor Units | 138000 | 11.05 | 22.55 | 154000 | 3.41 | 110000 | 2.13 | 2875 | Yes
204269331 | HITACHI | HVAHR144B52S | Mixed Ducted and Non-Ducted Indoor Units | 138000 | 11.05 | 22.55 | 154000 | 3.41 | 110000 | 2.13 | 2875 | Yes
204269043 | HITACHI | HVAHR144B52S | Mixed Ducted and Non-Ducted Indoor Units | 138000 | 11.05 | 22.55 | 154000 | 3.41 | 110000 | 2.13 | 2875 | Yes
203994007 | HITACHI | HVAHP168B32S | Non-Ducted Indoor Units | 160000 | 11.6 | 23.4 | 180000 | 3.65 | 124000 | 2.16 | 3332.5 | Yes
202607524 | HITACHI | HVAHP168B32S | Non-Ducted Indoor Units | 160000 | 11.6 | 23.4 | 180000 | 3.65 | 124000 | 2.16 | 3332.5 | Yes
10206694 | HITACHI | HVAHP168B32S | Non-Ducted Indoor Units | 160000 | 11.6 | 23.4 | 180000 | 3.65 | 124000 | 2.16 | 3332.5 | Yes
203994014 | HITACHI | HVAHP168B42S | Non-Ducted Indoor Units | 160000 | 11.6 | 23.4 | 180000 | 3.65 | 124000 | 2.16 | 3332.5 | Yes
202607527 | HITACHI | HVAHP168B42S | Non-Ducted Indoor Units | 160000 | 11.6 | 23.4 | 180000 | 3.65 | 124000 | 2.16 | 3332.5 | Yes
10206736 | HITACHI | HVAHP168B42S | Non-Ducted Indoor Units | 160000 | 11.6 | 23.4 | 180000 | 3.65 | 124000 | 2.16 | 3332.5 | Yes
204269236 | HITACHI | HVAHP168B52S | Non-Ducted Indoor Units | 160000 | 11.6 | 23.4 | 180000 | 3.65 | 124000 | 2.16 | 3332.5 | Yes
204268504 | HITACHI | HVAHP168B52S | Non-Ducted Indoor Units | 160000 | 11.6 | 23.4 | 180000 | 3.65 | 124000 | 2.16 | 3332.5 | Yes
203994021 | HITACHI | HVAHR168B32S | Non-Ducted Indoor Units | 160000 | 11.6 | 23.4 | 180000 | 3.65 | 124000 | 2.16 | 3332.5 | Yes
202607530 | HITACHI | HVAHR168B32S | Non-Ducted Indoor Units | 160000 | 11.6 | 23.4 | 180000 | 3.65 | 124000 | 2.16 | 3332.5 | Yes
10323554 | HITACHI | HVAHR168B32S | Non-Ducted Indoor Units | 160000 | 11.6 | 23.4 | 180000 | 3.65 | 124000 | 2.16 | 3332.5 | Yes
203994027 | HITACHI | HVAHR168B42S | Non-Ducted Indoor Units | 160000 | 11.6 | 23.4 | 180000 | 3.65 | 124000 | 2.16 | 3332.5 | Yes
202607533 | HITACHI | HVAHR168B42S | Non-Ducted Indoor Units | 160000 | 11.6 | 23.4 | 180000 | 3.65 | 124000 | 2.16 | 3332.5 | Yes
10323602 | HITACHI | HVAHR168B42S | Non-Ducted Indoor Units | 160000 | 11.6 | 23.4 | 180000 | 3.65 | 124000 | 2.16 | 3332.5 | Yes
204269140 | HITACHI | HVAHR168B52S | Non-Ducted Indoor Units | 160000 | 11.6 | 23.4 | 180000 | 3.65 | 124000 | 2.16 | 3332.5 | Yes
204268380 | HITACHI | HVAHR168B52S | Non-Ducted Indoor Units | 160000 | 11.6 | 23.4 | 180000 | 3.65 | 124000 | 2.16 | 3332.5 | Yes
7987270 | HITACHI | HVAHP144B41S | Non-Ducted Indoor Units | 138000 | 13.6 | 23.8 | 154000 | 4.04 | 109000 | 2.58 | 2875 | Yes
7987290 | HITACHI | HVAHR144B41S | Non-Ducted Indoor Units | 138000 | 13.6 | 23.8 | 154000 | 4.04 | 109000 | 2.58 | 2875 | Yes
7987224 | HITACHI | HVAHP144B31S | Non-Ducted Indoor Units | 138000 | 14.4 | 24.2 | 154000 | 4.11 | 109000 | 2.78 | 2875 | Yes
7987244 | HITACHI | HVAHR144B31S | Non-Ducted Indoor Units | 138000 | 14.4 | 24.2 | 154000 | 4.11 | 109000 | 2.78 | 2875 | Yes
205000000 | ICE AIR | VFOAT-120BRATB | Non-Ducted Indoor Units | 115000 | 13.2 | 30.55 | 129000 | 4.12 | 83000 | 2.72 | 2395 | Yes
205502814 | ICE AIR | VFOAT-120DRAH | Ducted Indoor Units | 114000 | 11.8 | 23.2 | 126000 | 3.53 | 81000 | 2.39 | 2375 | Yes
205502815 | ICE AIR | VFOAT-120DRAH | Non-Ducted Indoor Units | 114000 | 13.9 | 31.65 | 126000 | 4.3 | 81000 | 2.81 | 2375 | Yes
205502822 | ICE AIR | VFOAT-120DRAH | Mixed Ducted and Non-Ducted Indoor Units | 114000 | 12.85 | 27.42 | 126000 | 3.91 | 81000 | 2.6 | 2375 | Yes
205502811 | ICE AIR | VFOAT-72DRAH | Ducted Indoor Units | 69000 | 12.15 | 23.6 | 75000 | 3.51 | 52500 | 2.32 | 1437.5 | Yes
205502820 | ICE AIR | VFOAT-72DRAH | Mixed Ducted and Non-Ducted Indoor Units | 69000 | 13.47 | 27.45 | 75000 | 3.83 | 52500 | 2.5 | 1437.5 | Yes
205502826 | ICE AIR | VFOAT-72DRAH | Non-Ducted Indoor Units | 69000 | 14.8 | 31.3 | 75000 | 4.15 | 52500 | 2.69 | 1437.5 | Yes
205502812 | ICE AIR | VFOAT-96DRAH | Ducted Indoor Units | 92000 | 11.8 | 23.4 | 100000 | 3.68 | 70000 | 2.39 | 1917.5 | Yes
205502813 | ICE AIR | VFOAT-96DRAH | Non-Ducted Indoor Units | 92000 | 14.05 | 32 | 100000 | 4.1 | 70000 | 2.65 | 1917.5 | Yes
205502821 | ICE AIR | VFOAT-96DRAH | Mixed Ducted and Non-Ducted Indoor Units | 92000 | 12.92 | 27.7 | 100000 | 3.89 | 70000 | 2.52 | 1917.5 | Yes
205502824 | ICE AIR | VFOAT-168DRAH | Mixed Ducted and Non-Ducted Indoor Units | 160000 | 11.42 | 24.15 | 170000 | 3.35 | 115000 | 2.22 | 3332.5 | Yes
205502823 | ICE AIR | VFOAT-144DRAH | Mixed Ducted and Non-Ducted Indoor Units | 138000 | 11.47 | 24.45 | 150000 | 3.44 | 105000 | 2.41 | 2875 | Yes
205502825 | ICE AIR | VFOAT-192DRAH | Mixed Ducted and Non-Ducted Indoor Units | 184000 | 11.62 | 24.7 | 200000 | 3.39 | 140000 | 2.42 | 3832.5 | Yes
205502819 | ICE AIR | VFOAT-168DRAH | Non-Ducted Indoor Units | 160000 | 11.85 | 25.95 | 170000 | 3.49 | 115000 | 2.35 | 3332.5 | Yes
205502828 | ICE AIR | VFOAT-192DRAH | Non-Ducted Indoor Units | 184000 | 11.85 | 26.4 | 200000 | 3.51 | 140000 | 2.51 | 3832.5 | Yes
205502817 | ICE AIR | VFOAT-144DRAH | Non-Ducted Indoor Units | 138000 | 12.1 | 27.4 | 150000 | 3.61 | 105000 | 2.48 | 2875 | Yes
204723048 | ICP | 38VMA216HDS5-1 | Non-Ducted Indoor Units | 196000 | 11.7 | 20.5 | 224000 | 3.62 | 152000 | 2.4 | 4082.5 | Yes
204723080 | ICP | 38VMA216HDS6-1 | Non-Ducted Indoor Units | 196000 | 11.7 | 20.5 | 224000 | 3.62 | 152000 | 2.4 | 4082.5 | Yes
204723051 | ICP | 38VMA240HDS5-1 | Ducted Indoor Units | 214000 | 11 | 20.6 | 240000 | 3.47 | 160000 | 2.3 | 4457.5 | Yes
204723083 | ICP | 38VMA240HDS6-1 | Ducted Indoor Units | 214000 | 11 | 20.6 | 240000 | 3.47 | 160000 | 2.3 | 4457.5 | Yes
204723117 | ICP | 38VMA240RDL5-1 | Ducted Indoor Units | 230000 | 11 | 21.11 | 256000 | 3.57 | 172000 | 2.39 | 4792.5 | Yes
204723143 | ICP | 38VMA240RDL6-1 | Ducted Indoor Units | 230000 | 11 | 21.11 | 256000 | 3.57 | 172000 | 2.39 | 4792.5 | Yes
204723049 | ICP | 38VMA216HDS5-1 | Ducted Indoor Units | 196000 | 11.3 | 21.3 | 224000 | 3.54 | 152000 | 2.3 | 4082.5 | Yes
204723081 | ICP | 38VMA216HDS6-1 | Ducted Indoor Units | 196000 | 11.3 | 21.3 | 224000 | 3.54 | 152000 | 2.3 | 4082.5 | Yes
204723036 | ICP | 38VMA072HDS5-1 | Non-Ducted Indoor Units | 69000 | 14.1 | 22.5 | 77000 | 4.29 | 54000 | 2.8 | 1437.5 | Yes
204723037 | ICP | 38VMA072HDS5-1 | Ducted Indoor Units | 69000 | 12.8 | 23.6 | 77000 | 3.85 | 54000 | 2.41 | 1437.5 | Yes
204723068 | ICP | 38VMA072HDS6-1 | Non-Ducted Indoor Units | 69000 | 14.1 | 22.5 | 77000 | 4.29 | 54000 | 2.8 | 1437.5 | Yes
204723069 | ICP | 38VMA072HDS6-1 | Ducted Indoor Units | 69000 | 12.8 | 23.6 | 77000 | 3.85 | 54000 | 2.41 | 1437.5 | Yes
204723100 | ICP | 38VMA072RDS5-1 | Non-Ducted Indoor Units | 69000 | 14.1 | 24.6 | 77000 | 4.1 | 54000 | 2.72 | 1437.5 | Yes
204723101 | ICP | 38VMA072RDS5-1 | Ducted Indoor Units | 69000 | 13.2 | 24.2 | 77000 | 3.85 | 54000 | 2.41 | 1437.5 | Yes
204723126 | ICP | 38VMA072RDS6-1 | Non-Ducted Indoor Units | 69000 | 14.1 | 24.6 | 77000 | 4.1 | 54000 | 2.72 | 1437.5 | Yes
204723127 | ICP | 38VMA072RDS6-1 | Ducted Indoor Units | 69000 | 13.2 | 24.2 | 77000 | 3.85 | 54000 | 2.41 | 1437.5 | Yes
204723038 | ICP | 38VMA096HDS5-1 | Non-Ducted Indoor Units | 92000 | 13.2 | 23.5 | 103000 | 3.82 | 72000 | 2.52 | 1917.5 | Yes
204723039 | ICP | 38VMA096HDS5-1 | Ducted Indoor Units | 92000 | 11.8 | 23 | 103000 | 3.63 | 72000 | 2.3 | 1917.5 | Yes
204723070 | ICP | 38VMA096HDS6-1 | Non-Ducted Indoor Units | 92000 | 13.2 | 23.5 | 103000 | 3.82 | 72000 | 2.52 | 1917.5 | Yes
204723071 | ICP | 38VMA096HDS6-1 | Ducted Indoor Units | 92000 | 11.8 | 23 | 103000 | 3.63 | 72000 | 2.3 | 1917.5 | Yes
204723102 | ICP | 38VMA096RDS5-1 | Non-Ducted Indoor Units | 92000 | 13.2 | 23.7 | 103000 | 3.75 | 72000 | 2.52 | 1917.5 | Yes
204723103 | ICP | 38VMA096RDS5-1 | Ducted Indoor Units | 92000 | 12.4 | 24.3 | 103000 | 3.63 | 72000 | 2.35 | 1917.5 | Yes
204723128 | ICP | 38VMA096RDS6-1 | Non-Ducted Indoor Units | 92000 | 13.2 | 23.7 | 103000 | 3.75 | 72000 | 2.52 | 1917.5 | Yes
204723129 | ICP | 38VMA096RDS6-1 | Ducted Indoor Units | 92000 | 12.4 | 24.3 | 103000 | 3.63 | 72000 | 2.35 | 1917.5 | Yes
204723040 | ICP | 38VMA120HDS5-1 | Non-Ducted Indoor Units | 112000 | 11.7 | 22.5 | 120000 | 3.6 | 80000 | 2.38 | 2332.5 | Yes
204723072 | ICP | 38VMA120HDS6-1 | Non-Ducted Indoor Units | 112000 | 11.7 | 22.5 | 120000 | 3.6 | 80000 | 2.38 | 2332.5 | Yes
204723046 | ICP | 38VMA192HDS5-1 | Non-Ducted Indoor Units | 176000 | 12.3 | 21.5 | 206000 | 3.75 | 144000 | 2.45 | 3667.5 | Yes
204723078 | ICP | 38VMA192HDS6-1 | Non-Ducted Indoor Units | 176000 | 12.3 | 21.5 | 206000 | 3.75 | 144000 | 2.45 | 3667.5 | Yes
204723118 | ICP | 38VMA264RDS5-1 | Non-Ducted Indoor Units | 248000 | 10.7 | 22 | 282000 | 3.52 | 186000 | 2.42 | 5167.5 | Yes
204723119 | ICP | 38VMA264RDS5-1 | Ducted Indoor Units | 248000 | 10.4 | 21 | 282000 | 3.49 | 186000 | 2.3 | 5167.5 | Yes
204723144 | ICP | 38VMA264RDS6-1 | Non-Ducted Indoor Units | 248000 | 10.7 | 22 | 282000 | 3.52 | 186000 | 2.42 | 5167.5 | Yes
204723145 | ICP | 38VMA264RDS6-1 | Ducted Indoor Units | 248000 | 10.4 | 21 | 282000 | 3.49 | 186000 | 2.3 | 5167.5 | Yes
204723120 | ICP | 38VMA288RDS5-1 | Non-Ducted Indoor Units | 274000 | 10.4 | 21 | 298000 | 3.38 | 198000 | 2.2 | 5707.5 | Yes
204723121 | ICP | 38VMA288RDS5-1 | Ducted Indoor Units | 274000 | 9.8 | 20.5 | 298000 | 3.42 | 198000 | 2.26 | 5707.5 | Yes
204723146 | ICP | 38VMA288RDS6-1 | Non-Ducted Indoor Units | 274000 | 10.4 | 21 | 298000 | 3.38 | 198000 | 2.2 | 5707.5 | Yes
204723147 | ICP | 38VMA288RDS6-1 | Ducted Indoor Units | 274000 | 9.8 | 20.5 | 298000 | 3.42 | 198000 | 2.26 | 5707.5 | Yes
204723056 | ICP | 38VMA312HDS5-1 | Non-Ducted Indoor Units | 284000 | 11.1 | 20 | 320000 | 3.43 | 218000 | 2.3 | 5917.5 | Yes
204723057 | ICP | 38VMA312HDS5-1 | Ducted Indoor Units | 284000 | 10.6 | 20.5 | 320000 | 3.3 | 218000 | 2.24 | 5917.5 | Yes
204723088 | ICP | 38VMA312HDS6-1 | Non-Ducted Indoor Units | 284000 | 11.1 | 20 | 320000 | 3.43 | 218000 | 2.3 | 5917.5 | Yes
204723089 | ICP | 38VMA312HDS6-1 | Ducted Indoor Units | 284000 | 10.6 | 20.5 | 320000 | 3.3 | 218000 | 2.24 | 5917.5 | Yes
204723058 | ICP | 38VMA336HDS5-1 | Non-Ducted Indoor Units | 304000 | 10.7 | 19 | 338000 | 3.31 | 224000 | 2.2 | 6332.5 | Yes
204723090 | ICP | 38VMA336HDS6-1 | Non-Ducted Indoor Units | 304000 | 10.7 | 19 | 338000 | 3.31 | 224000 | 2.2 | 6332.5 | Yes
204723044 | ICP | 38VMA168HDS5-1 | Non-Ducted Indoor Units | 156000 | 12.5 | 22 | 180000 | 3.8 | 126000 | 2.55 | 3250 | Yes
204723045 | ICP | 38VMA168HDS5-1 | Ducted Indoor Units | 156000 | 12 | 22 | 180000 | 3.64 | 126000 | 2.35 | 3250 | Yes
204723076 | ICP | 38VMA168HDS6-1 | Non-Ducted Indoor Units | 156000 | 12.5 | 22 | 180000 | 3.8 | 126000 | 2.55 | 3250 | Yes
204723077 | ICP | 38VMA168HDS6-1 | Ducted Indoor Units | 156000 | 12 | 22 | 180000 | 3.64 | 126000 | 2.35 | 3250 | Yes
204723047 | ICP | 38VMA192HDS5-1 | Ducted Indoor Units | 176000 | 11.6 | 22 | 206000 | 3.6 | 144000 | 2.3 | 3667.5 | Yes
204723079 | ICP | 38VMA192HDS6-1 | Ducted Indoor Units | 176000 | 11.6 | 22 | 206000 | 3.6 | 144000 | 2.3 | 3667.5 | Yes
204723116 | ICP | 38VMA240RDL5-1 | Non-Ducted Indoor Units | 230000 | 11.2 | 22.35 | 256000 | 3.71 | 172000 | 2.48 | 4792.5 | Yes
204723142 | ICP | 38VMA240RDL6-1 | Non-Ducted Indoor Units | 230000 | 11.2 | 22.35 | 256000 | 3.71 | 172000 | 2.48 | 4792.5 | Yes
204723109 | ICP | 38VMA168RDS5-1 | Ducted Indoor Units | 158000 | 11.5 | 22.9 | 180000 | 3.54 | 130000 | 2.3 | 3292.5 | Yes
204723135 | ICP | 38VMA168RDS6-1 | Ducted Indoor Units | 158000 | 11.5 | 22.9 | 180000 | 3.54 | 130000 | 2.3 | 3292.5 | Yes
204723112 | ICP | 38VMA216RDS5-1 | Non-Ducted Indoor Units | 204000 | 11.2 | 23 | 222000 | 3.34 | 152000 | 2.12 | 4250 | Yes
204723138 | ICP | 38VMA216RDS6-1 | Non-Ducted Indoor Units | 204000 | 11.2 | 23 | 222000 | 3.34 | 152000 | 2.12 | 4250 | Yes
204723108 | ICP | 38VMA168RDS5-1 | Non-Ducted Indoor Units | 158000 | 11.8 | 23.1 | 180000 | 3.59 | 130000 | 2.28 | 3292.5 | Yes
204723134 | ICP | 38VMA168RDS6-1 | Non-Ducted Indoor Units | 158000 | 11.8 | 23.1 | 180000 | 3.59 | 130000 | 2.28 | 3292.5 | Yes
204723111 | ICP | 38VMA192RDS5-1 | Ducted Indoor Units | 182000 | 11 | 23.6 | 204000 | 3.33 | 144000 | 2.25 | 3792.5 | Yes
204723137 | ICP | 38VMA192RDS6-1 | Ducted Indoor Units | 182000 | 11 | 23.6 | 204000 | 3.33 | 144000 | 2.25 | 3792.5 | Yes
204723110 | ICP | 38VMA192RDS5-1 | Non-Ducted Indoor Units | 182000 | 11.3 | 23.9 | 204000 | 3.38 | 144000 | 2.2 | 3792.5 | Yes
204723136 | ICP | 38VMA192RDS6-1 | Non-Ducted Indoor Units | 182000 | 11.3 | 23.9 | 204000 | 3.38 | 144000 | 2.2 | 3792.5 | Yes
204723107 | ICP | 38VMA144RDL5-1 | Ducted Indoor Units | 136000 | 12.3 | 24 | 150000 | 3.6 | 108000 | 2.42 | 2832.5 | Yes
204723133 | ICP | 38VMA144RDL6-1 | Ducted Indoor Units | 136000 | 12.3 | 24 | 150000 | 3.6 | 108000 | 2.42 | 2832.5 | Yes
204723106 | ICP | 38VMA144RDL5-1 | Non-Ducted Indoor Units | 136000 | 13 | 24.4 | 150000 | 3.98 | 108000 | 2.5 | 2832.5 | Yes
204723132 | ICP | 38VMA144RDL6-1 | Non-Ducted Indoor Units | 136000 | 13 | 24.4 | 150000 | 3.98 | 108000 | 2.5 | 2832.5 | Yes
10306436 | INNOVAIR | IOV096H3CDC716(A) | Mixed Ducted and Non-Ducted Indoor Units | 92000 | 11.9 | 23 | 103000 | 3.65 | 67000 | 2.44 | 1917.5 | Yes
10306437 | INNOVAIR | IOV096H3CDC716(A) | Non-Ducted Indoor Units | 92000 | 12.6 | 26 | 103000 | 3.9 | 67000 | 2.5 | 1917.5 | Yes
9088680 | INNOVAIR | IOV096H3CDC736 | Mixed Ducted and Non-Ducted Indoor Units | 92000 | 11.9 | 23 | 103000 | 3.65 | 67000 | 2.44 | 1917.5 | Yes
9088681 | INNOVAIR | IOV096H3CDC736 | Non-Ducted Indoor Units | 92000 | 12.6 | 26 | 103000 | 3.9 | 67000 | 2.5 | 1917.5 | Yes
10306466 | INNOVAIR | IOV096H6CDC716(A) | Mixed Ducted and Non-Ducted Indoor Units | 92000 | 11.9 | 22.5 | 103000 | 3.65 | 67000 | 2.44 | 1917.5 | Yes
10306467 | INNOVAIR | IOV096H6CDC716(A) | Non-Ducted Indoor Units | 92000 | 12.6 | 26 | 103000 | 3.9 | 67000 | 2.5 | 1917.5 | Yes
10306452 | INNOVAIR | IOV264H3CDC745(A) | Ducted Indoor Units | 250000 | 10.5 | 20.5 | 282000 | 3.3 | 186000 | 2.2 | 5207.5 | Yes
10306453 | INNOVAIR | IOV264H3CDC745(A) | Non-Ducted Indoor Units | 250000 | 10.5 | 20.5 | 282000 | 3.35 | 186000 | 2.2 | 5207.5 | Yes
10306455 | INNOVAIR | IOV288H3CDC749(A) | Non-Ducted Indoor Units | 274000 | 10.2 | 20.5 | 308000 | 3.3 | 200000 | 2.2 | 5707.5 | Yes
10255984 | INNOVAIR | VEP264C432Y | Non-Ducted Indoor Units | 250000 | 10.5 | 20.5 | 282000 | 3.35 | 186000 | 2.2 | 5207.5 | Yes
9088676 | INNOVAIR | IOV192H3CDC732 | Non-Ducted Indoor Units | 184000 | 11.3 | 23 | 206000 | 3.4 | 134000 | 2.1 | 3832.5 | Yes
10306447 | INNOVAIR | IOV192H3CDC733(A) | Non-Ducted Indoor Units | 184000 | 11.3 | 23 | 206000 | 3.4 | 134000 | 2.1 | 3832.5 | Yes
9088678 | INNOVAIR | IOV216H3CDC736 | Non-Ducted Indoor Units | 206000 | 11 | 24.7 | 230000 | 3.52 | 150000 | 2.25 | 4292.5 | Yes
10306449 | INNOVAIR | IOV216H3CDC737(A) | Non-Ducted Indoor Units | 206000 | 11 | 24.7 | 230000 | 3.52 | 150000 | 2.25 | 4292.5 | Yes
7987181 | JOHNSON CONTROLS | TVAHP168B41S | Ducted Indoor Units | 160000 | 11 | 19.3 | 178000 | 3.5 | 129000 | 2.32 | 3332.5 | Yes
7987201 | JOHNSON CONTROLS | TVAHR168B41S | Ducted Indoor Units | 160000 | 11 | 19.3 | 178000 | 3.5 | 129000 | 2.32 | 3332.5 | Yes
7987179 | JOHNSON CONTROLS | TVAHP144B41S | Ducted Indoor Units | 138000 | 11.7 | 19.4 | 154000 | 3.48 | 109000 | 2.52 | 2875 | Yes
7987199 | JOHNSON CONTROLS | TVAHR144B41S | Ducted Indoor Units | 138000 | 11.7 | 19.4 | 154000 | 3.48 | 109000 | 2.52 | 2875 | Yes
7987135 | JOHNSON CONTROLS | TVAHP168B31S | Ducted Indoor Units | 160000 | 11.6 | 19.6 | 178000 | 3.68 | 129000 | 2.44 | 3332.5 | Yes
7987155 | JOHNSON CONTROLS | TVAHR168B31S | Ducted Indoor Units | 160000 | 11.6 | 19.6 | 178000 | 3.68 | 129000 | 2.44 | 3332.5 | Yes
7990694 | JOHNSON CONTROLS | TVAHP168B31S | Mixed Ducted and Non-Ducted Indoor Units | 160000 | 11.5 | 19.65 | 178000 | 3.68 | 129000 | 2.35 | 3332.5 | Yes
7990697 | JOHNSON CONTROLS | TVAHP216B31S | Mixed Ducted and Non-Ducted Indoor Units | 206000 | 11.2 | 19.65 | 232000 | 3.55 | 164000 | 2.36 | 4292.5 | Yes
7990708 | JOHNSON CONTROLS | TVAHR168B31S | Mixed Ducted and Non-Ducted Indoor Units | 160000 | 11.5 | 19.65 | 178000 | 3.68 | 129000 | 2.35 | 3332.5 | Yes
7990710 | JOHNSON CONTROLS | TVAHR216B31S | Mixed Ducted and Non-Ducted Indoor Units | 206000 | 11.2 | 19.65 | 232000 | 3.55 | 164000 | 2.36 | 4292.5 | Yes
7987133 | JOHNSON CONTROLS | TVAHP144B31S | Ducted Indoor Units | 138000 | 12.3 | 19.7 | 154000 | 3.55 | 109000 | 2.65 | 2875 | Yes
7987134 | JOHNSON CONTROLS | TVAHP168B31S | Non-Ducted Indoor Units | 160000 | 11.4 | 19.7 | 178000 | 3.69 | 129000 | 2.27 | 3332.5 | Yes
7987153 | JOHNSON CONTROLS | TVAHR144B31S | Ducted Indoor Units | 138000 | 12.3 | 19.7 | 154000 | 3.55 | 109000 | 2.65 | 2875 | Yes
7987154 | JOHNSON CONTROLS | TVAHR168B31S | Non-Ducted Indoor Units | 160000 | 11.4 | 19.7 | 178000 | 3.69 | 129000 | 2.27 | 3332.5 | Yes
9060415 | JOHNSON CONTROLS | TVAHP240*41S | Mixed Ducted and Non-Ducted Indoor Units | 228000 | 11.1 | 19.9 | 258000 | 3.64 | 182000 | 2.39 | 4750 | Yes
9060417 | JOHNSON CONTROLS | TVAHR240*41S | Mixed Ducted and Non-Ducted Indoor Units | 228000 | 11.1 | 19.9 | 258000 | 3.64 | 182000 | 2.39 | 4750 | Yes
9060376 | JOHNSON CONTROLS | TVAHP240*41S | Ducted Indoor Units | 228000 | 11.3 | 20 | 258000 | 3.6 | 182000 | 2.47 | 4750 | Yes
7987187 | JOHNSON CONTROLS | TVAHP240B41S | Ducted Indoor Units | 230000 | 11.2 | 20 | 258000 | 3.6 | 182000 | 2.47 | 4792.5 | Yes
9060380 | JOHNSON CONTROLS | TVAHR240*41S | Ducted Indoor Units | 228000 | 11.3 | 20 | 258000 | 3.6 | 182000 | 2.47 | 4750 | Yes
7987207 | JOHNSON CONTROLS | TVAHR240B41S | Ducted Indoor Units | 230000 | 11.2 | 20 | 258000 | 3.6 | 182000 | 2.47 | 4792.5 | Yes
7987139 | JOHNSON CONTROLS | TVAHP216B31S | Ducted Indoor Units | 206000 | 11.8 | 20.1 | 232000 | 3.62 | 164000 | 2.39 | 4292.5 | Yes
7987185 | JOHNSON CONTROLS | TVAHP216B41S | Ducted Indoor Units | 206000 | 11.3 | 20.1 | 232000 | 3.44 | 164000 | 2.31 | 4292.5 | Yes
7987159 | JOHNSON CONTROLS | TVAHR216B31S | Ducted Indoor Units | 206000 | 11.8 | 20.1 | 232000 | 3.62 | 164000 | 2.39 | 4292.5 | Yes
7987205 | JOHNSON CONTROLS | TVAHR216B41S | Ducted Indoor Units | 206000 | 11.3 | 20.1 | 232000 | 3.44 | 164000 | 2.31 | 4292.5 | Yes
9060414 | JOHNSON CONTROLS | TVAHP240*31S | Mixed Ducted and Non-Ducted Indoor Units | 228000 | 11.25 | 20.35 | 258000 | 3.76 | 182000 | 2.48 | 4750 | Yes
7990698 | JOHNSON CONTROLS | TVAHP240B31S | Mixed Ducted and Non-Ducted Indoor Units | 230000 | 11.2 | 20.35 | 258000 | 3.76 | 182000 | 2.48 | 4792.5 | Yes
9060374 | JOHNSON CONTROLS | TVAHP240*31S | Ducted Indoor Units | 228000 | 11.9 | 20.4 | 258000 | 3.72 | 182000 | 2.55 | 4750 | Yes
7987141 | JOHNSON CONTROLS | TVAHP240B31S | Ducted Indoor Units | 230000 | 11.8 | 20.4 | 258000 | 3.72 | 182000 | 2.55 | 4792.5 | Yes
9060416 | JOHNSON CONTROLS | TVAHR240*31S | Mixed Ducted and Non-Ducted Indoor Units | 228000 | 11.25 | 20.4 | 258000 | 3.76 | 182000 | 2.48 | 4750 | Yes
7990711 | JOHNSON CONTROLS | TVAHR240B31S | Mixed Ducted and Non-Ducted Indoor Units | 230000 | 11.2 | 20.4 | 258000 | 3.76 | 182000 | 2.48 | 4792.5 | Yes
9060378 | JOHNSON CONTROLS | TVAHR240*31S | Ducted Indoor Units | 228000 | 11.9 | 20.5 | 258000 | 3.72 | 182000 | 2.55 | 4750 | Yes
7987161 | JOHNSON CONTROLS | TVAHR240B31S | Ducted Indoor Units | 230000 | 11.8 | 20.5 | 258000 | 3.72 | 182000 | 2.55 | 4792.5 | Yes
202607565 | JOHNSON CONTROLS | TVAHP216B32S | Ducted Indoor Units | 206000 | 11.2 | 20.7 | 232000 | 3.51 | 164000 | 2.29 | 4292.5 | Yes
10206766 | JOHNSON CONTROLS | TVAHP216B32S | Ducted Indoor Units | 206000 | 11.2 | 20.7 | 232000 | 3.51 | 164000 | 2.29 | 4292.5 | Yes
202607568 | JOHNSON CONTROLS | TVAHP216B42S | Ducted Indoor Units | 206000 | 11.2 | 20.7 | 232000 | 3.51 | 164000 | 2.29 | 4292.5 | Yes
10206808 | JOHNSON CONTROLS | TVAHP216B42S | Ducted Indoor Units | 206000 | 11.2 | 20.7 | 232000 | 3.51 | 164000 | 2.29 | 4292.5 | Yes
204268567 | JOHNSON CONTROLS | TVAHP216B52S | Ducted Indoor Units | 206000 | 11.2 | 20.7 | 232000 | 3.51 | 164000 | 2.29 | 4292.5 | Yes
202607571 | JOHNSON CONTROLS | TVAHR216B32S | Ducted Indoor Units | 206000 | 11.2 | 20.7 | 232000 | 3.51 | 164000 | 2.29 | 4292.5 | Yes
10323636 | JOHNSON CONTROLS | TVAHR216B32S | Ducted Indoor Units | 206000 | 11.2 | 20.7 | 232000 | 3.51 | 164000 | 2.29 | 4292.5 | Yes
202607574 | JOHNSON CONTROLS | TVAHR216B42S | Ducted Indoor Units | 206000 | 11.2 | 20.7 | 232000 | 3.51 | 164000 | 2.29 | 4292.5 | Yes
10323684 | JOHNSON CONTROLS | TVAHR216B42S | Ducted Indoor Units | 206000 | 11.2 | 20.7 | 232000 | 3.51 | 164000 | 2.29 | 4292.5 | Yes
204268414 | JOHNSON CONTROLS | TVAHR216B52S | Ducted Indoor Units | 206000 | 11.2 | 20.7 | 232000 | 3.51 | 164000 | 2.29 | 4292.5 | Yes
202607425 | JOHNSON CONTROLS | TVAHP192B32S | Ducted Indoor Units | 184000 | 11.1 | 20.8 | 206000 | 3.38 | 140000 | 2.15 | 3832.5 | Yes
10206765 | JOHNSON CONTROLS | TVAHP192B32S | Ducted Indoor Units | 184000 | 11.1 | 20.8 | 206000 | 3.38 | 140000 | 2.15 | 3832.5 | Yes
202607428 | JOHNSON CONTROLS | TVAHP192B42S | Ducted Indoor Units | 184000 | 11.1 | 20.8 | 206000 | 3.38 | 140000 | 2.15 | 3832.5 | Yes
10206807 | JOHNSON CONTROLS | TVAHP192B42S | Ducted Indoor Units | 184000 | 11.1 | 20.8 | 206000 | 3.38 | 140000 | 2.15 | 3832.5 | Yes
204268565 | JOHNSON CONTROLS | TVAHP192B52S | Ducted Indoor Units | 184000 | 11.1 | 20.8 | 206000 | 3.38 | 140000 | 2.15 | 3832.5 | Yes
202608094 | JOHNSON CONTROLS | TVAHP216B32S | Mixed Ducted and Non-Ducted Indoor Units | 206000 | 11.05 | 20.8 | 232000 | 3.66 | 164000 | 2.3 | 4292.5 | Yes
10207516 | JOHNSON CONTROLS | TVAHP216B32S | Mixed Ducted and Non-Ducted Indoor Units | 206000 | 11.05 | 20.8 | 232000 | 3.66 | 164000 | 2.3 | 4292.5 | Yes
202608097 | JOHNSON CONTROLS | TVAHP216B42S | Mixed Ducted and Non-Ducted Indoor Units | 206000 | 11.05 | 20.8 | 232000 | 3.66 | 164000 | 2.3 | 4292.5 | Yes
10207558 | JOHNSON CONTROLS | TVAHP216B42S | Mixed Ducted and Non-Ducted Indoor Units | 206000 | 11.05 | 20.8 | 232000 | 3.66 | 164000 | 2.3 | 4292.5 | Yes
204269078 | JOHNSON CONTROLS | TVAHP216B52S | Mixed Ducted and Non-Ducted Indoor Units | 206000 | 11.05 | 20.8 | 232000 | 3.66 | 164000 | 2.3 | 4292.5 | Yes
202607622 | JOHNSON CONTROLS | TVAHP240B32S | Non-Ducted Indoor Units | 230000 | 11.1 | 20.8 | 258000 | 3.67 | 178000 | 2.35 | 4792.5 | Yes
10206683 | JOHNSON CONTROLS | TVAHP240B32S | Non-Ducted Indoor Units | 230000 | 11.1 | 20.8 | 258000 | 3.67 | 178000 | 2.35 | 4792.5 | Yes
202607625 | JOHNSON CONTROLS | TVAHP240B42S | Non-Ducted Indoor Units | 230000 | 11.1 | 20.8 | 258000 | 3.67 | 178000 | 2.35 | 4792.5 | Yes
10206725 | JOHNSON CONTROLS | TVAHP240B42S | Non-Ducted Indoor Units | 230000 | 11.1 | 20.8 | 258000 | 3.67 | 178000 | 2.35 | 4792.5 | Yes
204268480 | JOHNSON CONTROLS | TVAHP240B52S | Non-Ducted Indoor Units | 228000 | 11.1 | 20.8 | 258000 | 3.67 | 178000 | 2.35 | 4750 | Yes
202607431 | JOHNSON CONTROLS | TVAHR192B32S | Ducted Indoor Units | 184000 | 11.1 | 20.8 | 206000 | 3.38 | 140000 | 2.15 | 3832.5 | Yes
10323635 | JOHNSON CONTROLS | TVAHR192B32S | Ducted Indoor Units | 184000 | 11.1 | 20.8 | 206000 | 3.38 | 140000 | 2.15 | 3832.5 | Yes
202607434 | JOHNSON CONTROLS | TVAHR192B42S | Ducted Indoor Units | 184000 | 11.1 | 20.8 | 206000 | 3.38 | 140000 | 2.15 | 3832.5 | Yes
10323683 | JOHNSON CONTROLS | TVAHR192B42S | Ducted Indoor Units | 184000 | 11.1 | 20.8 | 206000 | 3.38 | 140000 | 2.15 | 3832.5 | Yes
204268413 | JOHNSON CONTROLS | TVAHR192B52S | Ducted Indoor Units | 184000 | 11.1 | 20.8 | 206000 | 3.38 | 140000 | 2.15 | 3832.5 | Yes
202608100 | JOHNSON CONTROLS | TVAHR216B32S | Mixed Ducted and Non-Ducted Indoor Units | 206000 | 11.05 | 20.8 | 232000 | 3.66 | 164000 | 2.3 | 4292.5 | Yes
10323783 | JOHNSON CONTROLS | TVAHR216B32S | Mixed Ducted and Non-Ducted Indoor Units | 206000 | 11.05 | 20.8 | 232000 | 3.66 | 164000 | 2.3 | 4292.5 | Yes
202608103 | JOHNSON CONTROLS | TVAHR216B42S | Mixed Ducted and Non-Ducted Indoor Units | 206000 | 11.05 | 20.8 | 232000 | 3.66 | 164000 | 2.3 | 4292.5 | Yes
10323734 | JOHNSON CONTROLS | TVAHR216B42S | Mixed Ducted and Non-Ducted Indoor Units | 206000 | 11.05 | 20.8 | 232000 | 3.66 | 164000 | 2.3 | 4292.5 | Yes
204269030 | JOHNSON CONTROLS | TVAHR216B52S | Mixed Ducted and Non-Ducted Indoor Units | 206000 | 11.05 | 20.8 | 232000 | 3.66 | 164000 | 2.3 | 4292.5 | Yes
202607628 | JOHNSON CONTROLS | TVAHR240B32S | Non-Ducted Indoor Units | 230000 | 11.1 | 20.8 | 258000 | 3.67 | 178000 | 2.35 | 4792.5 | Yes
10323541 | JOHNSON CONTROLS | TVAHR240B32S | Non-Ducted Indoor Units | 230000 | 11.1 | 20.8 | 258000 | 3.67 | 178000 | 2.35 | 4792.5 | Yes
202607631 | JOHNSON CONTROLS | TVAHR240B42S | Non-Ducted Indoor Units | 230000 | 11.1 | 20.8 | 258000 | 3.67 | 178000 | 2.35 | 4792.5 | Yes
10323589 | JOHNSON CONTROLS | TVAHR240B42S | Non-Ducted Indoor Units | 230000 | 11.1 | 20.8 | 258000 | 3.67 | 178000 | 2.35 | 4792.5 | Yes
204268362 | JOHNSON CONTROLS | TVAHR240B52S | Non-Ducted Indoor Units | 228000 | 11.1 | 20.8 | 258000 | 3.67 | 178000 | 2.35 | 4750 | Yes
202607401 | JOHNSON CONTROLS | TVAHP144B32S | Ducted Indoor Units | 138000 | 11.2 | 21.2 | 154000 | 3.4 | 110000 | 2.15 | 2875 | Yes
10206763 | JOHNSON CONTROLS | TVAHP144B32S | Ducted Indoor Units | 138000 | 11.2 | 21.2 | 154000 | 3.4 | 110000 | 2.15 | 2875 | Yes
202607404 | JOHNSON CONTROLS | TVAHP144B42S | Ducted Indoor Units | 138000 | 11.2 | 21.2 | 154000 | 3.4 | 110000 | 2.15 | 2875 | Yes
10206805 | JOHNSON CONTROLS | TVAHP144B42S | Ducted Indoor Units | 138000 | 11.2 | 21.2 | 154000 | 3.4 | 110000 | 2.15 | 2875 | Yes
204268561 | JOHNSON CONTROLS | TVAHP144B52S | Ducted Indoor Units | 138000 | 11.2 | 21.2 | 154000 | 3.4 | 110000 | 2.15 | 2875 | Yes
202607407 | JOHNSON CONTROLS | TVAHR144B32S | Ducted Indoor Units | 138000 | 11.2 | 21.2 | 154000 | 3.4 | 110000 | 2.15 | 2875 | Yes
10323633 | JOHNSON CONTROLS | TVAHR144B32S | Ducted Indoor Units | 138000 | 11.2 | 21.2 | 154000 | 3.4 | 110000 | 2.15 | 2875 | Yes
202607410 | JOHNSON CONTROLS | TVAHR144B42S | Ducted Indoor Units | 138000 | 11.2 | 21.2 | 154000 | 3.4 | 110000 | 2.15 | 2875 | Yes
10323681 | JOHNSON CONTROLS | TVAHR144B42S | Ducted Indoor Units | 138000 | 11.2 | 21.2 | 154000 | 3.4 | 110000 | 2.15 | 2875 | Yes
204268411 | JOHNSON CONTROLS | TVAHR144B52S | Ducted Indoor Units | 138000 | 11.2 | 21.2 | 154000 | 3.4 | 110000 | 2.15 | 2875 | Yes
202607413 | JOHNSON CONTROLS | TVAHP168B32S | Ducted Indoor Units | 160000 | 11.8 | 21.4 | 180000 | 3.56 | 124000 | 2.4 | 3332.5 | Yes
10206764 | JOHNSON CONTROLS | TVAHP168B32S | Ducted Indoor Units | 160000 | 11.8 | 21.4 | 180000 | 3.56 | 124000 | 2.4 | 3332.5 | Yes
202607416 | JOHNSON CONTROLS | TVAHP168B42S | Ducted Indoor Units | 160000 | 11.8 | 21.4 | 180000 | 3.56 | 124000 | 2.4 | 3332.5 | Yes
10206806 | JOHNSON CONTROLS | TVAHP168B42S | Ducted Indoor Units | 160000 | 11.8 | 21.4 | 180000 | 3.56 | 124000 | 2.4 | 3332.5 | Yes
204268563 | JOHNSON CONTROLS | TVAHP168B52S | Ducted Indoor Units | 160000 | 11.8 | 21.4 | 180000 | 3.56 | 124000 | 2.4 | 3332.5 | Yes
202607419 | JOHNSON CONTROLS | TVAHR168B32S | Ducted Indoor Units | 160000 | 11.8 | 21.4 | 180000 | 3.56 | 124000 | 2.4 | 3332.5 | Yes
10323634 | JOHNSON CONTROLS | TVAHR168B32S | Ducted Indoor Units | 160000 | 11.8 | 21.4 | 180000 | 3.56 | 124000 | 2.4 | 3332.5 | Yes
202607422 | JOHNSON CONTROLS | TVAHR168B42S | Ducted Indoor Units | 160000 | 11.8 | 21.4 | 180000 | 3.56 | 124000 | 2.4 | 3332.5 | Yes
10323682 | JOHNSON CONTROLS | TVAHR168B42S | Ducted Indoor Units | 160000 | 11.8 | 21.4 | 180000 | 3.56 | 124000 | 2.4 | 3332.5 | Yes
204268412 | JOHNSON CONTROLS | TVAHR168B52S | Ducted Indoor Units | 160000 | 11.8 | 21.4 | 180000 | 3.56 | 124000 | 2.4 | 3332.5 | Yes
7990690 | JOHNSON CONTROLS | TVAHP072B31S | Mixed Ducted and Non-Ducted Indoor Units | 69000 | 14 | 23.15 | 76000 | 4.02 | 55000 | 2.5 | 1437.5 | Yes
7987126 | JOHNSON CONTROLS | TVAHP072B31S | Non-Ducted Indoor Units | 69000 | 15.6 | 25.2 | 76000 | 4.21 | 55000 | 2.56 | 1437.5 | Yes
7987127 | JOHNSON CONTROLS | TVAHP072B31S | Ducted Indoor Units | 69000 | 12.4 | 21.1 | 76000 | 3.83 | 55000 | 2.44 | 1437.5 | Yes
203000000 | JOHNSON CONTROLS | TVAHP072B31S | Ducted Indoor Units | 69000 | 12.4 | 21.1 | 76000 | 3.83 | 55000 | 2.44 | 1437.5 | Yes
202607926 | JOHNSON CONTROLS | TVAHP072B32S | Mixed Ducted and Non-Ducted Indoor Units | 69000 | 13.55 | 23.8 | 77000 | 3.89 | 56000 | 2.49 | 1437.5 | Yes
202607341 | JOHNSON CONTROLS | TVAHP072B32S | Ducted Indoor Units | 69000 | 12.2 | 21.1 | 77000 | 3.54 | 56000 | 2.38 | 1437.5 | Yes
202607353 | JOHNSON CONTROLS | TVAHP072B32S | Non-Ducted Indoor Units | 69000 | 14.9 | 26.5 | 77000 | 4.25 | 56000 | 2.6 | 1437.5 | Yes
10207510 | JOHNSON CONTROLS | TVAHP072B32S | Mixed Ducted and Non-Ducted Indoor Units | 69000 | 13.55 | 23.8 | 77000 | 3.89 | 56000 | 2.49 | 1437.5 | Yes
10206676 | JOHNSON CONTROLS | TVAHP072B32S | Non-Ducted Indoor Units | 69000 | 14.9 | 26.5 | 77000 | 4.25 | 56000 | 2.6 | 1437.5 | Yes
10206760 | JOHNSON CONTROLS | TVAHP072B32S | Ducted Indoor Units | 69000 | 12.2 | 21.1 | 77000 | 3.54 | 56000 | 2.38 | 1437.5 | Yes
7990717 | JOHNSON CONTROLS | TVAHP072B41S | Mixed Ducted and Non-Ducted Indoor Units | 69000 | 13.35 | 22.55 | 76000 | 3.87 | 55000 | 2.4 | 1437.5 | Yes
7987172 | JOHNSON CONTROLS | TVAHP072B41S | Non-Ducted Indoor Units | 69000 | 14.9 | 24.8 | 76000 | 4.1 | 55000 | 2.43 | 1437.5 | Yes
7987173 | JOHNSON CONTROLS | TVAHP072B41S | Ducted Indoor Units | 69000 | 11.8 | 20.3 | 76000 | 3.65 | 55000 | 2.37 | 1437.5 | Yes
202607929 | JOHNSON CONTROLS | TVAHP072B42S | Mixed Ducted and Non-Ducted Indoor Units | 69000 | 13.55 | 23.8 | 77000 | 3.89 | 56000 | 2.49 | 1437.5 | Yes
202607344 | JOHNSON CONTROLS | TVAHP072B42S | Ducted Indoor Units | 69000 | 12.2 | 21.1 | 77000 | 3.54 | 56000 | 2.38 | 1437.5 | Yes
202607356 | JOHNSON CONTROLS | TVAHP072B42S | Non-Ducted Indoor Units | 69000 | 14.9 | 26.5 | 77000 | 4.25 | 56000 | 2.6 | 1437.5 | Yes
10207552 | JOHNSON CONTROLS | TVAHP072B42S | Mixed Ducted and Non-Ducted Indoor Units | 69000 | 13.55 | 23.8 | 77000 | 3.89 | 56000 | 2.49 | 1437.5 | Yes
10206718 | JOHNSON CONTROLS | TVAHP072B42S | Non-Ducted Indoor Units | 69000 | 14.9 | 26.5 | 77000 | 4.25 | 56000 | 2.6 | 1437.5 | Yes
10206802 | JOHNSON CONTROLS | TVAHP072B42S | Ducted Indoor Units | 69000 | 12.2 | 21.1 | 77000 | 3.54 | 56000 | 2.38 | 1437.5 | Yes
204269072 | JOHNSON CONTROLS | TVAHP072B52S | Mixed Ducted and Non-Ducted Indoor Units | 69000 | 13.55 | 23.8 | 77000 | 3.89 | 56000 | 2.49 | 1437.5 | Yes
204268471 | JOHNSON CONTROLS | TVAHP072B52S | Non-Ducted Indoor Units | 69000 | 14.9 | 26.5 | 77000 | 4.25 | 56000 | 2.6 | 1437.5 | Yes
204268557 | JOHNSON CONTROLS | TVAHP072B52S | Ducted Indoor Units | 69000 | 12.2 | 21.1 | 77000 | 3.54 | 56000 | 2.38 | 1437.5 | Yes
7990691 | JOHNSON CONTROLS | TVAHP096B31S | Mixed Ducted and Non-Ducted Indoor Units | 92000 | 12.3 | 20.8 | 103000 | 3.73 | 76000 | 2.36 | 1917.5 | Yes
7987128 | JOHNSON CONTROLS | TVAHP096B31S | Non-Ducted Indoor Units | 92000 | 13.2 | 21.8 | 103000 | 3.96 | 76000 | 2.4 | 1917.5 | Yes
202607956 | JOHNSON CONTROLS | TVAHP096B32S | Mixed Ducted and Non-Ducted Indoor Units | 92000 | 12.4 | 23 | 103000 | 3.71 | 76000 | 2.38 | 1917.5 | Yes
202607365 | JOHNSON CONTROLS | TVAHP096B32S | Ducted Indoor Units | 92000 | 12.4 | 22.1 | 103000 | 3.65 | 76000 | 2.36 | 1917.5 | Yes
202607377 | JOHNSON CONTROLS | TVAHP096B32S | Non-Ducted Indoor Units | 92000 | 12.4 | 23.9 | 103000 | 3.77 | 76000 | 2.4 | 1917.5 | Yes
10207511 | JOHNSON CONTROLS | TVAHP096B32S | Mixed Ducted and Non-Ducted Indoor Units | 92000 | 12.4 | 23 | 103000 | 3.71 | 76000 | 2.38 | 1917.5 | Yes
10206677 | JOHNSON CONTROLS | TVAHP096B32S | Non-Ducted Indoor Units | 92000 | 12.4 | 23.9 | 103000 | 3.77 | 76000 | 2.4 | 1917.5 | Yes
10206761 | JOHNSON CONTROLS | TVAHP096B32S | Ducted Indoor Units | 92000 | 12.4 | 22.1 | 103000 | 3.65 | 76000 | 2.36 | 1917.5 | Yes
7990718 | JOHNSON CONTROLS | TVAHP096B41S | Mixed Ducted and Non-Ducted Indoor Units | 92000 | 12.05 | 20.45 | 103000 | 3.54 | 76000 | 2.24 | 1917.5 | Yes
7987174 | JOHNSON CONTROLS | TVAHP096B41S | Non-Ducted Indoor Units | 92000 | 13.1 | 21.4 | 103000 | 3.76 | 76000 | 2.28 | 1917.5 | Yes
202607959 | JOHNSON CONTROLS | TVAHP096B42S | Mixed Ducted and Non-Ducted Indoor Units | 92000 | 12.4 | 23 | 103000 | 3.71 | 76000 | 2.38 | 1917.5 | Yes
202607368 | JOHNSON CONTROLS | TVAHP096B42S | Ducted Indoor Units | 92000 | 12.4 | 22.1 | 103000 | 3.65 | 76000 | 2.36 | 1917.5 | Yes
202607380 | JOHNSON CONTROLS | TVAHP096B42S | Non-Ducted Indoor Units | 92000 | 12.4 | 23.9 | 103000 | 3.77 | 76000 | 2.4 | 1917.5 | Yes
10207553 | JOHNSON CONTROLS | TVAHP096B42S | Mixed Ducted and Non-Ducted Indoor Units | 92000 | 12.4 | 23 | 103000 | 3.71 | 76000 | 2.38 | 1917.5 | Yes
10206719 | JOHNSON CONTROLS | TVAHP096B42S | Non-Ducted Indoor Units | 92000 | 12.4 | 23.9 | 103000 | 3.77 | 76000 | 2.4 | 1917.5 | Yes
10206803 | JOHNSON CONTROLS | TVAHP096B42S | Ducted Indoor Units | 92000 | 12.4 | 22.1 | 103000 | 3.65 | 76000 | 2.36 | 1917.5 | Yes
204269073 | JOHNSON CONTROLS | TVAHP096B52S | Mixed Ducted and Non-Ducted Indoor Units | 92000 | 12.4 | 23 | 103000 | 3.71 | 76000 | 2.38 | 1917.5 | Yes
204268472 | JOHNSON CONTROLS | TVAHP096B52S | Non-Ducted Indoor Units | 92000 | 12.4 | 23.9 | 103000 | 3.77 | 76000 | 2.4 | 1917.5 | Yes
204268558 | JOHNSON CONTROLS | TVAHP096B52S | Ducted Indoor Units | 92000 | 12.4 | 22.1 | 103000 | 3.65 | 76000 | 2.36 | 1917.5 | Yes
202607980 | JOHNSON CONTROLS | TVAHP120B32S | Mixed Ducted and Non-Ducted Indoor Units | 115000 | 12.45 | 23.05 | 129000 | 3.69 | 92000 | 2.33 | 2395 | Yes
202607463 | JOHNSON CONTROLS | TVAHP120B32S | Non-Ducted Indoor Units | 115000 | 12.7 | 24.4 | 129000 | 3.84 | 92000 | 2.37 | 2395 | Yes
202607389 | JOHNSON CONTROLS | TVAHP120B32S | Ducted Indoor Units | 115000 | 12.2 | 21.7 | 129000 | 3.55 | 92000 | 2.3 | 2395 | Yes
10207512 | JOHNSON CONTROLS | TVAHP120B32S | Mixed Ducted and Non-Ducted Indoor Units | 115000 | 12.45 | 23.05 | 129000 | 3.69 | 92000 | 2.33 | 2395 | Yes
10206678 | JOHNSON CONTROLS | TVAHP120B32S | Non-Ducted Indoor Units | 115000 | 12.7 | 24.4 | 129000 | 3.84 | 92000 | 2.37 | 2395 | Yes
10206762 | JOHNSON CONTROLS | TVAHP120B32S | Ducted Indoor Units | 115000 | 12.2 | 21.7 | 129000 | 3.55 | 92000 | 2.3 | 2395 | Yes
202607983 | JOHNSON CONTROLS | TVAHP120B42S | Mixed Ducted and Non-Ducted Indoor Units | 115000 | 12.45 | 23.05 | 129000 | 3.69 | 92000 | 2.33 | 2395 | Yes
202607466 | JOHNSON CONTROLS | TVAHP120B42S | Non-Ducted Indoor Units | 115000 | 12.7 | 24.4 | 129000 | 3.84 | 92000 | 2.37 | 2395 | Yes
202607392 | JOHNSON CONTROLS | TVAHP120B42S | Ducted Indoor Units | 115000 | 12.2 | 21.7 | 129000 | 3.55 | 92000 | 2.3 | 2395 | Yes
10207554 | JOHNSON CONTROLS | TVAHP120B42S | Mixed Ducted and Non-Ducted Indoor Units | 115000 | 12.45 | 23.05 | 129000 | 3.69 | 92000 | 2.33 | 2395 | Yes
10206720 | JOHNSON CONTROLS | TVAHP120B42S | Non-Ducted Indoor Units | 115000 | 12.7 | 24.4 | 129000 | 3.84 | 92000 | 2.37 | 2395 | Yes
10206804 | JOHNSON CONTROLS | TVAHP120B42S | Ducted Indoor Units | 115000 | 12.2 | 21.7 | 129000 | 3.55 | 92000 | 2.3 | 2395 | Yes
204269074 | JOHNSON CONTROLS | TVAHP120B52S | Mixed Ducted and Non-Ducted Indoor Units | 114000 | 12.55 | 23.05 | 129000 | 3.69 | 92000 | 2.33 | 2375 | Yes
204268473 | JOHNSON CONTROLS | TVAHP120B52S | Non-Ducted Indoor Units | 114000 | 12.7 | 24.4 | 129000 | 3.84 | 92000 | 2.37 | 2375 | Yes
204268559 | JOHNSON CONTROLS | TVAHP120B52S | Ducted Indoor Units | 114000 | 12.4 | 21.7 | 129000 | 3.55 | 92000 | 2.3 | 2375 | Yes
7990720 | JOHNSON CONTROLS | TVAHP144B41S | Mixed Ducted and Non-Ducted Indoor Units | 138000 | 12.65 | 21.6 | 154000 | 3.76 | 109000 | 2.55 | 2875 | Yes
7990734 | JOHNSON CONTROLS | TVAHR144B41S | Mixed Ducted and Non-Ducted Indoor Units | 138000 | 12.65 | 21.6 | 154000 | 3.76 | 109000 | 2.55 | 2875 | Yes
7990699 | JOHNSON CONTROLS | TVAHP264B31S | Mixed Ducted and Non-Ducted Indoor Units | 252000 | 10.8 | 19.1 | 280000 | 3.63 | 200000 | 2.45 | 5250 | Yes
7987142 | JOHNSON CONTROLS | TVAHP264B31S | Non-Ducted Indoor Units | 252000 | 10.3 | 18.8 | 280000 | 3.61 | 200000 | 2.37 | 5250 | Yes
7987143 | JOHNSON CONTROLS | TVAHP264B31S | Ducted Indoor Units | 252000 | 11.3 | 19.4 | 280000 | 3.65 | 200000 | 2.54 | 5250 | Yes
202608148 | JOHNSON CONTROLS | TVAHP264B32S | Mixed Ducted and Non-Ducted Indoor Units | 252000 | 10.25 | 20.95 | 282000 | 3.63 | 200000 | 2.26 | 5250 | Yes
202607646 | JOHNSON CONTROLS | TVAHP264B32S | Ducted Indoor Units | 252000 | 10.5 | 20.8 | 282000 | 3.56 | 200000 | 2.26 | 5250 | Yes
202607658 | JOHNSON CONTROLS | TVAHP264B32S | Non-Ducted Indoor Units | 252000 | 10 | 21.1 | 282000 | 3.7 | 200000 | 2.26 | 5250 | Yes
10207518 | JOHNSON CONTROLS | TVAHP264B32S | Mixed Ducted and Non-Ducted Indoor Units | 252000 | 10.25 | 20.95 | 282000 | 3.63 | 200000 | 2.26 | 5250 | Yes
10206684 | JOHNSON CONTROLS | TVAHP264B32S | Non-Ducted Indoor Units | 252000 | 10 | 21.1 | 282000 | 3.7 | 200000 | 2.26 | 5250 | Yes
10206768 | JOHNSON CONTROLS | TVAHP264B32S | Ducted Indoor Units | 252000 | 10.5 | 20.8 | 282000 | 3.56 | 200000 | 2.26 | 5250 | Yes
7990725 | JOHNSON CONTROLS | TVAHP264B41S | Mixed Ducted and Non-Ducted Indoor Units | 252000 | 10.35 | 18.6 | 280000 | 3.48 | 200000 | 2.35 | 5250 | Yes
7987188 | JOHNSON CONTROLS | TVAHP264B41S | Non-Ducted Indoor Units | 252000 | 10 | 18.2 | 280000 | 3.5 | 200000 | 2.3 | 5250 | Yes
7987189 | JOHNSON CONTROLS | TVAHP264B41S | Ducted Indoor Units | 252000 | 10.7 | 19 | 280000 | 3.47 | 200000 | 2.41 | 5250 | Yes
202608151 | JOHNSON CONTROLS | TVAHP264B42S | Mixed Ducted and Non-Ducted Indoor Units | 252000 | 10.25 | 20.95 | 282000 | 3.63 | 200000 | 2.26 | 5250 | Yes
202607649 | JOHNSON CONTROLS | TVAHP264B42S | Ducted Indoor Units | 252000 | 10.5 | 20.8 | 282000 | 3.56 | 200000 | 2.26 | 5250 | Yes
202607661 | JOHNSON CONTROLS | TVAHP264B42S | Non-Ducted Indoor Units | 252000 | 10 | 21.1 | 282000 | 3.7 | 200000 | 2.26 | 5250 | Yes
10206810 | JOHNSON CONTROLS | TVAHP264B42S | Ducted Indoor Units | 252000 | 10.5 | 20.8 | 282000 | 3.56 | 200000 | 2.26 | 5250 | Yes
10207560 | JOHNSON CONTROLS | TVAHP264B42S | Mixed Ducted and Non-Ducted Indoor Units | 252000 | 10.25 | 20.95 | 282000 | 3.63 | 200000 | 2.26 | 5250 | Yes
10206726 | JOHNSON CONTROLS | TVAHP264B42S | Non-Ducted Indoor Units | 252000 | 10 | 21.1 | 282000 | 3.7 | 200000 | 2.26 | 5250 | Yes
204269080 | JOHNSON CONTROLS | TVAHP264B52S | Mixed Ducted and Non-Ducted Indoor Units | 252000 | 10.25 | 20.95 | 282000 | 3.63 | 200000 | 2.26 | 5250 | Yes
204268481 | JOHNSON CONTROLS | TVAHP264B52S | Non-Ducted Indoor Units | 252000 | 10 | 21.1 | 282000 | 3.7 | 200000 | 2.26 | 5250 | Yes
204268569 | JOHNSON CONTROLS | TVAHP264B52S | Ducted Indoor Units | 252000 | 10.5 | 20.8 | 282000 | 3.56 | 200000 | 2.26 | 5250 | Yes
7990700 | JOHNSON CONTROLS | TVAHP288B31S | Mixed Ducted and Non-Ducted Indoor Units | 276000 | 10.25 | 19 | 308000 | 3.69 | 216000 | 2.48 | 5750 | Yes
7987144 | JOHNSON CONTROLS | TVAHP288B31S | Non-Ducted Indoor Units | 276000 | 10 | 18.6 | 308000 | 3.7 | 216000 | 2.42 | 5750 | Yes
7987145 | JOHNSON CONTROLS | TVAHP288B31S | Ducted Indoor Units | 276000 | 10.5 | 19.4 | 308000 | 3.69 | 216000 | 2.54 | 5750 | Yes
202608178 | JOHNSON CONTROLS | TVAHP288B32S | Mixed Ducted and Non-Ducted Indoor Units | 276000 | 9.7 | 20.05 | 308000 | 3.42 | 214000 | 2.22 | 5750 | Yes
202607688 | JOHNSON CONTROLS | TVAHP288B32S | Ducted Indoor Units | 276000 | 9.9 | 20.7 | 308000 | 3.42 | 214000 | 2.24 | 5750 | Yes
10207519 | JOHNSON CONTROLS | TVAHP288B32S | Mixed Ducted and Non-Ducted Indoor Units | 276000 | 9.7 | 20.05 | 308000 | 3.42 | 214000 | 2.22 | 5750 | Yes
10206769 | JOHNSON CONTROLS | TVAHP288B32S | Ducted Indoor Units | 276000 | 9.9 | 20.7 | 308000 | 3.42 | 214000 | 2.24 | 5750 | Yes
7990726 | JOHNSON CONTROLS | TVAHP288B41S | Mixed Ducted and Non-Ducted Indoor Units | 276000 | 9.8 | 18.35 | 308000 | 3.55 | 216000 | 2.39 | 5750 | Yes
7987191 | JOHNSON CONTROLS | TVAHP288B41S | Ducted Indoor Units | 276000 | 10.1 | 19 | 308000 | 3.52 | 216000 | 2.45 | 5750 | Yes
202608181 | JOHNSON CONTROLS | TVAHP288B42S | Mixed Ducted and Non-Ducted Indoor Units | 276000 | 9.7 | 20.05 | 308000 | 3.42 | 214000 | 2.22 | 5750 | Yes
202607691 | JOHNSON CONTROLS | TVAHP288B42S | Ducted Indoor Units | 276000 | 9.9 | 20.7 | 308000 | 3.42 | 214000 | 2.24 | 5750 | Yes
10206811 | JOHNSON CONTROLS | TVAHP288B42S | Ducted Indoor Units | 276000 | 9.9 | 20.7 | 308000 | 3.42 | 214000 | 2.24 | 5750 | Yes
10207561 | JOHNSON CONTROLS | TVAHP288B42S | Mixed Ducted and Non-Ducted Indoor Units | 276000 | 9.7 | 20.05 | 308000 | 3.42 | 214000 | 2.22 | 5750 | Yes
204269081 | JOHNSON CONTROLS | TVAHP288B52S | Mixed Ducted and Non-Ducted Indoor Units | 276000 | 9.7 | 20.05 | 308000 | 3.42 | 214000 | 2.22 | 5750 | Yes
204268570 | JOHNSON CONTROLS | TVAHP288B52S | Ducted Indoor Units | 276000 | 9.9 | 20.7 | 308000 | 3.42 | 214000 | 2.24 | 5750 | Yes
7990701 | JOHNSON CONTROLS | TVAHP312B31S | Mixed Ducted and Non-Ducted Indoor Units | 298000 | 9.75 | 19.3 | 334000 | 3.55 | 236000 | 2.42 | 6207.5 | Yes
7987146 | JOHNSON CONTROLS | TVAHP312B31S | Non-Ducted Indoor Units | 298000 | 9.6 | 18.8 | 334000 | 3.56 | 236000 | 2.37 | 6207.5 | Yes
7987147 | JOHNSON CONTROLS | TVAHP312B31S | Ducted Indoor Units | 298000 | 9.9 | 19.8 | 334000 | 3.55 | 236000 | 2.47 | 6207.5 | Yes
202608202 | JOHNSON CONTROLS | TVAHP312B32S | Mixed Ducted and Non-Ducted Indoor Units | 298000 | 9.85 | 19.9 | 334000 | 3.34 | 232000 | 2.08 | 6207.5 | Yes
202607736 | JOHNSON CONTROLS | TVAHP312B32S | Ducted Indoor Units | 298000 | 10 | 19.5 | 334000 | 3.31 | 232000 | 2.12 | 6207.5 | Yes
202607748 | JOHNSON CONTROLS | TVAHP312B32S | Non-Ducted Indoor Units | 298000 | 9.7 | 20.3 | 334000 | 3.37 | 232000 | 2.05 | 6207.5 | Yes
10207520 | JOHNSON CONTROLS | TVAHP312B32S | Mixed Ducted and Non-Ducted Indoor Units | 298000 | 9.85 | 19.9 | 334000 | 3.34 | 232000 | 2.08 | 6207.5 | Yes
10206686 | JOHNSON CONTROLS | TVAHP312B32S | Non-Ducted Indoor Units | 298000 | 9.7 | 20.3 | 334000 | 3.37 | 232000 | 2.05 | 6207.5 | Yes
10206770 | JOHNSON CONTROLS | TVAHP312B32S | Ducted Indoor Units | 298000 | 10 | 19.5 | 334000 | 3.31 | 232000 | 2.12 | 6207.5 | Yes
202608205 | JOHNSON CONTROLS | TVAHP312B42S | Mixed Ducted and Non-Ducted Indoor Units | 298000 | 9.85 | 19.9 | 334000 | 3.34 | 232000 | 2.08 | 6207.5 | Yes
202607739 | JOHNSON CONTROLS | TVAHP312B42S | Ducted Indoor Units | 298000 | 10 | 19.5 | 334000 | 3.31 | 232000 | 2.12 | 6207.5 | Yes
202607751 | JOHNSON CONTROLS | TVAHP312B42S | Non-Ducted Indoor Units | 298000 | 9.7 | 20.3 | 334000 | 3.37 | 232000 | 2.05 | 6207.5 | Yes
10206812 | JOHNSON CONTROLS | TVAHP312B42S | Ducted Indoor Units | 298000 | 10 | 19.5 | 334000 | 3.31 | 232000 | 2.12 | 6207.5 | Yes
10207562 | JOHNSON CONTROLS | TVAHP312B42S | Mixed Ducted and Non-Ducted Indoor Units | 298000 | 9.85 | 19.9 | 334000 | 3.34 | 232000 | 2.08 | 6207.5 | Yes
10206728 | JOHNSON CONTROLS | TVAHP312B42S | Non-Ducted Indoor Units | 298000 | 9.7 | 20.3 | 334000 | 3.37 | 232000 | 2.05 | 6207.5 | Yes
204269082 | JOHNSON CONTROLS | TVAHP312B52S | Mixed Ducted and Non-Ducted Indoor Units | 298000 | 9.85 | 19.9 | 334000 | 3.34 | 232000 | 2.08 | 6207.5 | Yes
204268483 | JOHNSON CONTROLS | TVAHP312B52S | Non-Ducted Indoor Units | 298000 | 9.7 | 20.3 | 334000 | 3.37 | 232000 | 2.05 | 6207.5 | Yes
204268572 | JOHNSON CONTROLS | TVAHP312B52S | Ducted Indoor Units | 298000 | 10 | 19.5 | 334000 | 3.31 | 232000 | 2.12 | 6207.5 | Yes
8715715 | JOHNSON CONTROLS | TVAHP336B31LM | Mixed Ducted and Non-Ducted Indoor Units | 320000 | 10.65 | 18.15 | 344000 | 3.52 | 266000 | 2.32 | 6667.5 | Yes
8715679 | JOHNSON CONTROLS | TVAHP336B31LM | Ducted Indoor Units | 320000 | 10.8 | 18.6 | 344000 | 3.54 | 266000 | 2.53 | 6667.5 | Yes
7990702 | JOHNSON CONTROLS | TVAHP336B31S | Mixed Ducted and Non-Ducted Indoor Units | 320000 | 11.05 | 21 | 360000 | 3.77 | 268000 | 2.59 | 6667.5 | Yes
7987148 | JOHNSON CONTROLS | TVAHP336B31S | Non-Ducted Indoor Units | 320000 | 11.1 | 21.2 | 360000 | 3.87 | 268000 | 2.6 | 6667.5 | Yes
7987149 | JOHNSON CONTROLS | TVAHP336B31S | Ducted Indoor Units | 320000 | 11 | 20.8 | 360000 | 3.68 | 268000 | 2.58 | 6667.5 | Yes
202607808 | JOHNSON CONTROLS | TVAHP336B32S | Ducted Indoor Units | 320000 | 9.8 | 19.1 | 360000 | 3.32 | 250000 | 2.25 | 6667.5 | Yes
10206771 | JOHNSON CONTROLS | TVAHP336B32S | Ducted Indoor Units | 320000 | 9.8 | 19.1 | 360000 | 3.32 | 250000 | 2.25 | 6667.5 | Yes
7990728 | JOHNSON CONTROLS | TVAHP336B41S | Mixed Ducted and Non-Ducted Indoor Units | 320000 | 10.5 | 20 | 360000 | 3.6 | 268000 | 2.51 | 6667.5 | Yes
7987194 | JOHNSON CONTROLS | TVAHP336B41S | Non-Ducted Indoor Units | 320000 | 10.5 | 20.2 | 360000 | 3.68 | 268000 | 2.52 | 6667.5 | Yes
7987195 | JOHNSON CONTROLS | TVAHP336B41S | Ducted Indoor Units | 320000 | 10.5 | 19.8 | 360000 | 3.52 | 268000 | 2.5 | 6667.5 | Yes
202607811 | JOHNSON CONTROLS | TVAHP336B42S | Ducted Indoor Units | 320000 | 9.8 | 19.1 | 360000 | 3.32 | 250000 | 2.25 | 6667.5 | Yes
10206813 | JOHNSON CONTROLS | TVAHP336B42S | Ducted Indoor Units | 320000 | 9.8 | 19.1 | 360000 | 3.32 | 250000 | 2.25 | 6667.5 | Yes
204268574 | JOHNSON CONTROLS | TVAHP336B52S | Ducted Indoor Units | 320000 | 9.8 | 19.1 | 360000 | 3.32 | 250000 | 2.25 | 6667.5 | Yes
8715717 | JOHNSON CONTROLS | TVAHP360B31LM | Mixed Ducted and Non-Ducted Indoor Units | 344000 | 10.2 | 18.45 | 366000 | 3.44 | 268000 | 2.26 | 7167.5 | Yes
8715645 | JOHNSON CONTROLS | TVAHP360B31LM | Non-Ducted Indoor Units | 344000 | 10.2 | 18.2 | 366000 | 3.35 | 268000 | 2.05 | 7167.5 | Yes
8715681 | JOHNSON CONTROLS | TVAHP360B31LM | Ducted Indoor Units | 344000 | 10.2 | 18.7 | 366000 | 3.53 | 268000 | 2.47 | 7167.5 | Yes
7990703 | JOHNSON CONTROLS | TVAHP360B31S | Mixed Ducted and Non-Ducted Indoor Units | 344000 | 9.85 | 18.75 | 386000 | 3.77 | 284000 | 2.47 | 7167.5 | Yes
7987151 | JOHNSON CONTROLS | TVAHP360B31S | Ducted Indoor Units | 344000 | 10.2 | 19 | 386000 | 3.67 | 284000 | 2.48 | 7167.5 | Yes
7987197 | JOHNSON CONTROLS | TVAHP360B41S | Ducted Indoor Units | 344000 | 9.7 | 18.1 | 386000 | 3.51 | 284000 | 2.39 | 7167.5 | Yes
10207486 | JOHNSON CONTROLS | TVAHP384B32S | Non-Ducted Indoor Units | 366000 | 9.6 | 19.6 | 410000 | 3.37 | 276000 | 2.2 | 7625 | Yes
10207492 | JOHNSON CONTROLS | TVAHP384B42S | Non-Ducted Indoor Units | 366000 | 9.6 | 19.6 | 410000 | 3.37 | 276000 | 2.2 | 7625 | Yes
204268489 | JOHNSON CONTROLS | TVAHP384B52S | Non-Ducted Indoor Units | 366000 | 9.6 | 19.6 | 410000 | 3.37 | 276000 | 2.2 | 7625 | Yes
10206773 | JOHNSON CONTROLS | TVAHP432B32S | Ducted Indoor Units | 400000 | 9.6 | 19 | 460000 | 3.35 | 300000 | 2.19 | 8332.5 | Yes
10206815 | JOHNSON CONTROLS | TVAHP432B42S | Ducted Indoor Units | 400000 | 9.6 | 19 | 460000 | 3.35 | 300000 | 2.19 | 8332.5 | Yes
204268579 | JOHNSON CONTROLS | TVAHP432B52S | Ducted Indoor Units | 400000 | 9.6 | 19 | 460000 | 3.35 | 300000 | 2.19 | 8332.5 | Yes
7987403 | JOHNSON CONTROLS | TVAHR072B31S | Non-Ducted Indoor Units | 69000 | 15.6 | 25.2 | 76000 | 4.21 | 55000 | 2.56 | 1437.5 | Yes
7987404 | JOHNSON CONTROLS | TVAHR072B31S | Ducted Indoor Units | 69000 | 12.4 | 21.1 | 76000 | 3.83 | 55000 | 2.44 | 1437.5 | Yes
7990704 | JOHNSON CONTROLS | TVAHR072B31S | Mixed Ducted and Non-Ducted Indoor Units | 69000 | 14 | 23.15 | 76000 | 4.02 | 55000 | 2.5 | 1437.5 | Yes
202607932 | JOHNSON CONTROLS | TVAHR072B32S | Mixed Ducted and Non-Ducted Indoor Units | 69000 | 13.55 | 23.8 | 77000 | 3.89 | 56000 | 2.49 | 1437.5 | Yes
202607347 | JOHNSON CONTROLS | TVAHR072B32S | Ducted Indoor Units | 69000 | 12.2 | 21.1 | 77000 | 3.54 | 56000 | 2.38 | 1437.5 | Yes
202607359 | JOHNSON CONTROLS | TVAHR072B32S | Non-Ducted Indoor Units | 69000 | 14.9 | 26.5 | 77000 | 4.25 | 56000 | 2.6 | 1437.5 | Yes
10323534 | JOHNSON CONTROLS | TVAHR072B32S | Non-Ducted Indoor Units | 69000 | 14.9 | 26.5 | 77000 | 4.25 | 56000 | 2.6 | 1437.5 | Yes
10323630 | JOHNSON CONTROLS | TVAHR072B32S | Ducted Indoor Units | 69000 | 12.2 | 21.1 | 77000 | 3.54 | 56000 | 2.38 | 1437.5 | Yes
10323777 | JOHNSON CONTROLS | TVAHR072B32S | Mixed Ducted and Non-Ducted Indoor Units | 69000 | 13.55 | 23.8 | 77000 | 3.89 | 56000 | 2.49 | 1437.5 | Yes
7987409 | JOHNSON CONTROLS | TVAHR072B41S | Non-Ducted Indoor Units | 69000 | 14.9 | 24.8 | 76000 | 4.1 | 55000 | 2.43 | 1437.5 | Yes
7987410 | JOHNSON CONTROLS | TVAHR072B41S | Ducted Indoor Units | 69000 | 11.8 | 20.3 | 76000 | 3.65 | 55000 | 2.37 | 1437.5 | Yes
7990731 | JOHNSON CONTROLS | TVAHR072B41S | Mixed Ducted and Non-Ducted Indoor Units | 69000 | 13.35 | 22.55 | 76000 | 3.87 | 55000 | 2.4 | 1437.5 | Yes
202607935 | JOHNSON CONTROLS | TVAHR072B42S | Mixed Ducted and Non-Ducted Indoor Units | 69000 | 13.55 | 23.8 | 77000 | 3.89 | 56000 | 2.49 | 1437.5 | Yes
202607350 | JOHNSON CONTROLS | TVAHR072B42S | Ducted Indoor Units | 69000 | 12.2 | 21.1 | 77000 | 3.54 | 56000 | 2.38 | 1437.5 | Yes
202607362 | JOHNSON CONTROLS | TVAHR072B42S | Non-Ducted Indoor Units | 69000 | 14.9 | 26.5 | 77000 | 4.25 | 56000 | 2.6 | 1437.5 | Yes
10323582 | JOHNSON CONTROLS | TVAHR072B42S | Non-Ducted Indoor Units | 69000 | 14.9 | 26.5 | 77000 | 4.25 | 56000 | 2.6 | 1437.5 | Yes
10323678 | JOHNSON CONTROLS | TVAHR072B42S | Ducted Indoor Units | 69000 | 12.2 | 21.1 | 77000 | 3.54 | 56000 | 2.38 | 1437.5 | Yes
10323728 | JOHNSON CONTROLS | TVAHR072B42S | Mixed Ducted and Non-Ducted Indoor Units | 69000 | 13.55 | 23.8 | 77000 | 3.89 | 56000 | 2.49 | 1437.5 | Yes
204268347 | JOHNSON CONTROLS | TVAHR072B52S | Non-Ducted Indoor Units | 69000 | 14.9 | 26.5 | 77000 | 4.25 | 56000 | 2.6 | 1437.5 | Yes
204268408 | JOHNSON CONTROLS | TVAHR072B52S | Ducted Indoor Units | 69000 | 12.2 | 21.1 | 77000 | 3.54 | 56000 | 2.38 | 1437.5 | Yes
204269024 | JOHNSON CONTROLS | TVAHR072B52S | Mixed Ducted and Non-Ducted Indoor Units | 69000 | 13.55 | 23.8 | 77000 | 3.89 | 56000 | 2.49 | 1437.5 | Yes
7987405 | JOHNSON CONTROLS | TVAHR096B31S | Non-Ducted Indoor Units | 92000 | 13.2 | 21.8 | 103000 | 3.96 | 76000 | 2.4 | 1917.5 | Yes
7990705 | JOHNSON CONTROLS | TVAHR096B31S | Mixed Ducted and Non-Ducted Indoor Units | 92000 | 12.3 | 20.8 | 103000 | 3.73 | 76000 | 2.36 | 1917.5 | Yes
202607962 | JOHNSON CONTROLS | TVAHR096B32S | Mixed Ducted and Non-Ducted Indoor Units | 92000 | 12.4 | 23 | 103000 | 3.71 | 76000 | 2.38 | 1917.5 | Yes
202607371 | JOHNSON CONTROLS | TVAHR096B32S | Ducted Indoor Units | 92000 | 12.4 | 22.1 | 103000 | 3.65 | 76000 | 2.36 | 1917.5 | Yes
202607383 | JOHNSON CONTROLS | TVAHR096B32S | Non-Ducted Indoor Units | 92000 | 12.4 | 23.9 | 103000 | 3.77 | 76000 | 2.4 | 1917.5 | Yes
10323535 | JOHNSON CONTROLS | TVAHR096B32S | Non-Ducted Indoor Units | 92000 | 12.4 | 23.9 | 103000 | 3.77 | 76000 | 2.4 | 1917.5 | Yes
10323631 | JOHNSON CONTROLS | TVAHR096B32S | Ducted Indoor Units | 92000 | 12.4 | 22.1 | 103000 | 3.65 | 76000 | 2.36 | 1917.5 | Yes
10323778 | JOHNSON CONTROLS | TVAHR096B32S | Mixed Ducted and Non-Ducted Indoor Units | 92000 | 12.4 | 23 | 103000 | 3.71 | 76000 | 2.38 | 1917.5 | Yes
7987411 | JOHNSON CONTROLS | TVAHR096B41S | Non-Ducted Indoor Units | 92000 | 13.1 | 21.4 | 103000 | 3.76 | 76000 | 2.28 | 1917.5 | Yes
7990732 | JOHNSON CONTROLS | TVAHR096B41S | Mixed Ducted and Non-Ducted Indoor Units | 92000 | 12.05 | 20.45 | 103000 | 3.54 | 76000 | 2.24 | 1917.5 | Yes
202607965 | JOHNSON CONTROLS | TVAHR096B42S | Mixed Ducted and Non-Ducted Indoor Units | 92000 | 12.4 | 23 | 103000 | 3.71 | 76000 | 2.38 | 1917.5 | Yes
202607374 | JOHNSON CONTROLS | TVAHR096B42S | Ducted Indoor Units | 92000 | 12.4 | 22.1 | 103000 | 3.65 | 76000 | 2.36 | 1917.5 | Yes
202607386 | JOHNSON CONTROLS | TVAHR096B42S | Non-Ducted Indoor Units | 92000 | 12.4 | 23.9 | 103000 | 3.77 | 76000 | 2.4 | 1917.5 | Yes
10323583 | JOHNSON CONTROLS | TVAHR096B42S | Non-Ducted Indoor Units | 92000 | 12.4 | 23.9 | 103000 | 3.77 | 76000 | 2.4 | 1917.5 | Yes
10323679 | JOHNSON CONTROLS | TVAHR096B42S | Ducted Indoor Units | 92000 | 12.4 | 22.1 | 103000 | 3.65 | 76000 | 2.36 | 1917.5 | Yes
10323729 | JOHNSON CONTROLS | TVAHR096B42S | Mixed Ducted and Non-Ducted Indoor Units | 92000 | 12.4 | 23 | 103000 | 3.71 | 76000 | 2.38 | 1917.5 | Yes
204268350 | JOHNSON CONTROLS | TVAHR096B52S | Non-Ducted Indoor Units | 92000 | 12.4 | 23.9 | 103000 | 3.77 | 76000 | 2.4 | 1917.5 | Yes
204268409 | JOHNSON CONTROLS | TVAHR096B52S | Ducted Indoor Units | 92000 | 12.4 | 22.1 | 103000 | 3.65 | 76000 | 2.36 | 1917.5 | Yes
204269025 | JOHNSON CONTROLS | TVAHR096B52S | Mixed Ducted and Non-Ducted Indoor Units | 92000 | 12.4 | 23 | 103000 | 3.71 | 76000 | 2.38 | 1917.5 | Yes
202607986 | JOHNSON CONTROLS | TVAHR120B32S | Mixed Ducted and Non-Ducted Indoor Units | 115000 | 12.45 | 23.05 | 129000 | 3.69 | 92000 | 2.33 | 2395 | Yes
202607469 | JOHNSON CONTROLS | TVAHR120B32S | Non-Ducted Indoor Units | 115000 | 12.7 | 24.4 | 129000 | 3.84 | 92000 | 2.37 | 2395 | Yes
202607395 | JOHNSON CONTROLS | TVAHR120B32S | Ducted Indoor Units | 115000 | 12.2 | 21.7 | 129000 | 3.55 | 92000 | 2.3 | 2395 | Yes
10323536 | JOHNSON CONTROLS | TVAHR120B32S | Non-Ducted Indoor Units | 115000 | 12.7 | 24.4 | 129000 | 3.84 | 92000 | 2.37 | 2395 | Yes
10323632 | JOHNSON CONTROLS | TVAHR120B32S | Ducted Indoor Units | 115000 | 12.2 | 21.7 | 129000 | 3.55 | 92000 | 2.3 | 2395 | Yes
10323779 | JOHNSON CONTROLS | TVAHR120B32S | Mixed Ducted and Non-Ducted Indoor Units | 115000 | 12.45 | 23.05 | 129000 | 3.69 | 92000 | 2.33 | 2395 | Yes
202607989 | JOHNSON CONTROLS | TVAHR120B42S | Mixed Ducted and Non-Ducted Indoor Units | 115000 | 12.45 | 23.05 | 129000 | 3.69 | 92000 | 2.33 | 2395 | Yes
202607472 | JOHNSON CONTROLS | TVAHR120B42S | Non-Ducted Indoor Units | 115000 | 12.7 | 24.4 | 129000 | 3.84 | 92000 | 2.37 | 2395 | Yes
202607398 | JOHNSON CONTROLS | TVAHR120B42S | Ducted Indoor Units | 115000 | 12.2 | 21.7 | 129000 | 3.55 | 92000 | 2.3 | 2395 | Yes
10323584 | JOHNSON CONTROLS | TVAHR120B42S | Non-Ducted Indoor Units | 115000 | 12.7 | 24.4 | 129000 | 3.84 | 92000 | 2.37 | 2395 | Yes
10323680 | JOHNSON CONTROLS | TVAHR120B42S | Ducted Indoor Units | 115000 | 12.2 | 21.7 | 129000 | 3.55 | 92000 | 2.3 | 2395 | Yes
10323730 | JOHNSON CONTROLS | TVAHR120B42S | Mixed Ducted and Non-Ducted Indoor Units | 115000 | 12.45 | 23.05 | 129000 | 3.69 | 92000 | 2.33 | 2395 | Yes
204268352 | JOHNSON CONTROLS | TVAHR120B52S | Non-Ducted Indoor Units | 114000 | 12.7 | 24.4 | 129000 | 3.84 | 92000 | 2.37 | 2375 | Yes
204268410 | JOHNSON CONTROLS | TVAHR120B52S | Ducted Indoor Units | 114000 | 12.4 | 21.7 | 129000 | 3.55 | 92000 | 2.3 | 2375 | Yes
204269026 | JOHNSON CONTROLS | TVAHR120B52S | Mixed Ducted and Non-Ducted Indoor Units | 114000 | 12.55 | 23.05 | 129000 | 3.69 | 92000 | 2.33 | 2375 | Yes
7990693 | JOHNSON CONTROLS | TVAHP144B31S | Mixed Ducted and Non-Ducted Indoor Units | 138000 | 13.35 | 21.95 | 154000 | 3.83 | 109000 | 2.71 | 2875 | Yes
7990707 | JOHNSON CONTROLS | TVAHR144B31S | Mixed Ducted and Non-Ducted Indoor Units | 138000 | 13.35 | 21.95 | 154000 | 3.83 | 109000 | 2.71 | 2875 | Yes
7990712 | JOHNSON CONTROLS | TVAHR264B31S | Mixed Ducted and Non-Ducted Indoor Units | 252000 | 10.8 | 19.1 | 280000 | 3.63 | 200000 | 2.45 | 5250 | Yes
7987162 | JOHNSON CONTROLS | TVAHR264B31S | Non-Ducted Indoor Units | 252000 | 10.3 | 18.8 | 280000 | 3.61 | 200000 | 2.37 | 5250 | Yes
7987163 | JOHNSON CONTROLS | TVAHR264B31S | Ducted Indoor Units | 252000 | 11.3 | 19.4 | 280000 | 3.65 | 200000 | 2.54 | 5250 | Yes
202608154 | JOHNSON CONTROLS | TVAHR264B32S | Mixed Ducted and Non-Ducted Indoor Units | 252000 | 10.25 | 20.95 | 282000 | 3.63 | 200000 | 2.26 | 5250 | Yes
202607652 | JOHNSON CONTROLS | TVAHR264B32S | Ducted Indoor Units | 252000 | 10.5 | 20.8 | 282000 | 3.56 | 200000 | 2.26 | 5250 | Yes
202607664 | JOHNSON CONTROLS | TVAHR264B32S | Non-Ducted Indoor Units | 252000 | 10 | 21.1 | 282000 | 3.7 | 200000 | 2.26 | 5250 | Yes
10323542 | JOHNSON CONTROLS | TVAHR264B32S | Non-Ducted Indoor Units | 252000 | 10 | 21.1 | 282000 | 3.7 | 200000 | 2.26 | 5250 | Yes
10323638 | JOHNSON CONTROLS | TVAHR264B32S | Ducted Indoor Units | 252000 | 10.5 | 20.8 | 282000 | 3.56 | 200000 | 2.26 | 5250 | Yes
10323785 | JOHNSON CONTROLS | TVAHR264B32S | Mixed Ducted and Non-Ducted Indoor Units | 252000 | 10.25 | 20.95 | 282000 | 3.63 | 200000 | 2.26 | 5250 | Yes
7990739 | JOHNSON CONTROLS | TVAHR264B41S | Mixed Ducted and Non-Ducted Indoor Units | 252000 | 10.35 | 18.6 | 280000 | 3.48 | 200000 | 2.35 | 5250 | Yes
7987208 | JOHNSON CONTROLS | TVAHR264B41S | Non-Ducted Indoor Units | 252000 | 10 | 18.2 | 280000 | 3.5 | 200000 | 2.3 | 5250 | Yes
7987209 | JOHNSON CONTROLS | TVAHR264B41S | Ducted Indoor Units | 252000 | 10.7 | 19 | 280000 | 3.47 | 200000 | 2.41 | 5250 | Yes
202608157 | JOHNSON CONTROLS | TVAHR264B42S | Mixed Ducted and Non-Ducted Indoor Units | 252000 | 10.25 | 20.95 | 282000 | 3.63 | 200000 | 2.26 | 5250 | Yes
202607655 | JOHNSON CONTROLS | TVAHR264B42S | Ducted Indoor Units | 252000 | 10.5 | 20.8 | 282000 | 3.56 | 200000 | 2.26 | 5250 | Yes
202607667 | JOHNSON CONTROLS | TVAHR264B42S | Non-Ducted Indoor Units | 252000 | 10 | 21.1 | 282000 | 3.7 | 200000 | 2.26 | 5250 | Yes
10323590 | JOHNSON CONTROLS | TVAHR264B42S | Non-Ducted Indoor Units | 252000 | 10 | 21.1 | 282000 | 3.7 | 200000 | 2.26 | 5250 | Yes
10323686 | JOHNSON CONTROLS | TVAHR264B42S | Ducted Indoor Units | 252000 | 10.5 | 20.8 | 282000 | 3.56 | 200000 | 2.26 | 5250 | Yes
10323736 | JOHNSON CONTROLS | TVAHR264B42S | Mixed Ducted and Non-Ducted Indoor Units | 252000 | 10.25 | 20.95 | 282000 | 3.63 | 200000 | 2.26 | 5250 | Yes
204268364 | JOHNSON CONTROLS | TVAHR264B52S | Non-Ducted Indoor Units | 252000 | 10 | 21.1 | 282000 | 3.7 | 200000 | 2.26 | 5250 | Yes
204268416 | JOHNSON CONTROLS | TVAHR264B52S | Ducted Indoor Units | 252000 | 10.5 | 20.8 | 282000 | 3.56 | 200000 | 2.26 | 5250 | Yes
204269032 | JOHNSON CONTROLS | TVAHR264B52S | Mixed Ducted and Non-Ducted Indoor Units | 252000 | 10.25 | 20.95 | 282000 | 3.63 | 200000 | 2.26 | 5250 | Yes
7990713 | JOHNSON CONTROLS | TVAHR288B31S | Mixed Ducted and Non-Ducted Indoor Units | 276000 | 10.25 | 19 | 308000 | 3.69 | 216000 | 2.48 | 5750 | Yes
7987164 | JOHNSON CONTROLS | TVAHR288B31S | Non-Ducted Indoor Units | 276000 | 10 | 18.6 | 308000 | 3.7 | 216000 | 2.42 | 5750 | Yes
7987165 | JOHNSON CONTROLS | TVAHR288B31S | Ducted Indoor Units | 276000 | 10.5 | 19.4 | 308000 | 3.69 | 216000 | 2.54 | 5750 | Yes
202608184 | JOHNSON CONTROLS | TVAHR288B32S | Mixed Ducted and Non-Ducted Indoor Units | 276000 | 9.7 | 20.05 | 308000 | 3.42 | 214000 | 2.22 | 5750 | Yes
202607694 | JOHNSON CONTROLS | TVAHR288B32S | Ducted Indoor Units | 276000 | 9.9 | 20.7 | 308000 | 3.42 | 214000 | 2.24 | 5750 | Yes
10323639 | JOHNSON CONTROLS | TVAHR288B32S | Ducted Indoor Units | 276000 | 9.9 | 20.7 | 308000 | 3.42 | 214000 | 2.24 | 5750 | Yes
10323786 | JOHNSON CONTROLS | TVAHR288B32S | Mixed Ducted and Non-Ducted Indoor Units | 276000 | 9.7 | 20.05 | 308000 | 3.42 | 214000 | 2.22 | 5750 | Yes
7990740 | JOHNSON CONTROLS | TVAHR288B41S | Mixed Ducted and Non-Ducted Indoor Units | 276000 | 9.8 | 18.35 | 308000 | 3.55 | 216000 | 2.39 | 5750 | Yes
7987211 | JOHNSON CONTROLS | TVAHR288B41S | Ducted Indoor Units | 276000 | 10.1 | 19 | 308000 | 3.52 | 216000 | 2.45 | 5750 | Yes
202608187 | JOHNSON CONTROLS | TVAHR288B42S | Mixed Ducted and Non-Ducted Indoor Units | 276000 | 9.7 | 20.05 | 308000 | 3.42 | 214000 | 2.22 | 5750 | Yes
202607697 | JOHNSON CONTROLS | TVAHR288B42S | Ducted Indoor Units | 276000 | 9.9 | 20.7 | 308000 | 3.42 | 214000 | 2.24 | 5750 | Yes
10323687 | JOHNSON CONTROLS | TVAHR288B42S | Ducted Indoor Units | 276000 | 9.9 | 20.7 | 308000 | 3.42 | 214000 | 2.24 | 5750 | Yes
10323737 | JOHNSON CONTROLS | TVAHR288B42S | Mixed Ducted and Non-Ducted Indoor Units | 276000 | 9.7 | 20.05 | 308000 | 3.42 | 214000 | 2.22 | 5750 | Yes
204268417 | JOHNSON CONTROLS | TVAHR288B52S | Ducted Indoor Units | 276000 | 9.9 | 20.7 | 308000 | 3.42 | 214000 | 2.24 | 5750 | Yes
204269033 | JOHNSON CONTROLS | TVAHR288B52S | Mixed Ducted and Non-Ducted Indoor Units | 276000 | 9.7 | 20.05 | 308000 | 3.42 | 214000 | 2.22 | 5750 | Yes
7990714 | JOHNSON CONTROLS | TVAHR312B31S | Mixed Ducted and Non-Ducted Indoor Units | 298000 | 9.75 | 19.3 | 334000 | 3.55 | 236000 | 2.42 | 6207.5 | Yes
7987166 | JOHNSON CONTROLS | TVAHR312B31S | Non-Ducted Indoor Units | 298000 | 9.6 | 18.8 | 334000 | 3.56 | 236000 | 2.37 | 6207.5 | Yes
7987167 | JOHNSON CONTROLS | TVAHR312B31S | Ducted Indoor Units | 298000 | 9.9 | 19.8 | 334000 | 3.55 | 236000 | 2.47 | 6207.5 | Yes
202608208 | JOHNSON CONTROLS | TVAHR312B32S | Mixed Ducted and Non-Ducted Indoor Units | 298000 | 9.85 | 19.9 | 334000 | 3.34 | 232000 | 2.08 | 6207.5 | Yes
202607742 | JOHNSON CONTROLS | TVAHR312B32S | Ducted Indoor Units | 298000 | 10 | 19.5 | 334000 | 3.31 | 232000 | 2.12 | 6207.5 | Yes
202607754 | JOHNSON CONTROLS | TVAHR312B32S | Non-Ducted Indoor Units | 298000 | 9.7 | 20.3 | 334000 | 3.37 | 232000 | 2.05 | 6207.5 | Yes
10323544 | JOHNSON CONTROLS | TVAHR312B32S | Non-Ducted Indoor Units | 298000 | 9.7 | 20.3 | 334000 | 3.37 | 232000 | 2.05 | 6207.5 | Yes
10323640 | JOHNSON CONTROLS | TVAHR312B32S | Ducted Indoor Units | 298000 | 10 | 19.5 | 334000 | 3.31 | 232000 | 2.12 | 6207.5 | Yes
10323787 | JOHNSON CONTROLS | TVAHR312B32S | Mixed Ducted and Non-Ducted Indoor Units | 298000 | 9.85 | 19.9 | 334000 | 3.34 | 232000 | 2.08 | 6207.5 | Yes
202608211 | JOHNSON CONTROLS | TVAHR312B42S | Mixed Ducted and Non-Ducted Indoor Units | 298000 | 9.85 | 19.9 | 334000 | 3.34 | 232000 | 2.08 | 6207.5 | Yes
202607745 | JOHNSON CONTROLS | TVAHR312B42S | Ducted Indoor Units | 298000 | 10 | 19.5 | 334000 | 3.31 | 232000 | 2.12 | 6207.5 | Yes
202607757 | JOHNSON CONTROLS | TVAHR312B42S | Non-Ducted Indoor Units | 298000 | 9.7 | 20.3 | 334000 | 3.37 | 232000 | 2.05 | 6207.5 | Yes
10323592 | JOHNSON CONTROLS | TVAHR312B42S | Non-Ducted Indoor Units | 298000 | 9.7 | 20.3 | 334000 | 3.37 | 232000 | 2.05 | 6207.5 | Yes
10323688 | JOHNSON CONTROLS | TVAHR312B42S | Ducted Indoor Units | 298000 | 10 | 19.5 | 334000 | 3.31 | 232000 | 2.12 | 6207.5 | Yes
10323738 | JOHNSON CONTROLS | TVAHR312B42S | Mixed Ducted and Non-Ducted Indoor Units | 298000 | 9.85 | 19.9 | 334000 | 3.34 | 232000 | 2.08 | 6207.5 | Yes
204268366 | JOHNSON CONTROLS | TVAHR312B52S | Non-Ducted Indoor Units | 298000 | 9.7 | 20.3 | 334000 | 3.37 | 232000 | 2.05 | 6207.5 | Yes
204268418 | JOHNSON CONTROLS | TVAHR312B52S | Ducted Indoor Units | 298000 | 10 | 19.5 | 334000 | 3.31 | 232000 | 2.12 | 6207.5 | Yes
204269034 | JOHNSON CONTROLS | TVAHR312B52S | Mixed Ducted and Non-Ducted Indoor Units | 298000 | 9.85 | 19.9 | 334000 | 3.34 | 232000 | 2.08 | 6207.5 | Yes
8715721 | JOHNSON CONTROLS | TVAHR336B31LM | Mixed Ducted and Non-Ducted Indoor Units | 320000 | 10.65 | 18.15 | 344000 | 3.52 | 266000 | 2.32 | 6667.5 | Yes
8715685 | JOHNSON CONTROLS | TVAHR336B31LM | Ducted Indoor Units | 320000 | 10.8 | 18.6 | 344000 | 3.54 | 266000 | 2.53 | 6667.5 | Yes
7990715 | JOHNSON CONTROLS | TVAHR336B31S | Mixed Ducted and Non-Ducted Indoor Units | 320000 | 11.05 | 21 | 360000 | 3.77 | 268000 | 2.59 | 6667.5 | Yes
7987168 | JOHNSON CONTROLS | TVAHR336B31S | Non-Ducted Indoor Units | 320000 | 11.1 | 21.2 | 360000 | 3.87 | 268000 | 2.6 | 6667.5 | Yes
7987169 | JOHNSON CONTROLS | TVAHR336B31S | Ducted Indoor Units | 320000 | 11 | 20.8 | 360000 | 3.68 | 268000 | 2.58 | 6667.5 | Yes
202607814 | JOHNSON CONTROLS | TVAHR336B32S | Ducted Indoor Units | 320000 | 9.8 | 19.1 | 360000 | 3.32 | 250000 | 2.25 | 6667.5 | Yes
10323641 | JOHNSON CONTROLS | TVAHR336B32S | Ducted Indoor Units | 320000 | 9.8 | 19.1 | 360000 | 3.32 | 250000 | 2.25 | 6667.5 | Yes
7990742 | JOHNSON CONTROLS | TVAHR336B41S | Mixed Ducted and Non-Ducted Indoor Units | 320000 | 10.5 | 20 | 360000 | 3.6 | 268000 | 2.51 | 6667.5 | Yes
7987214 | JOHNSON CONTROLS | TVAHR336B41S | Non-Ducted Indoor Units | 320000 | 10.5 | 20.2 | 360000 | 3.68 | 268000 | 2.52 | 6667.5 | Yes
7987215 | JOHNSON CONTROLS | TVAHR336B41S | Ducted Indoor Units | 320000 | 10.5 | 19.8 | 360000 | 3.52 | 268000 | 2.5 | 6667.5 | Yes
202607817 | JOHNSON CONTROLS | TVAHR336B42S | Ducted Indoor Units | 320000 | 9.8 | 19.1 | 360000 | 3.32 | 250000 | 2.25 | 6667.5 | Yes
10323689 | JOHNSON CONTROLS | TVAHR336B42S | Ducted Indoor Units | 320000 | 9.8 | 19.1 | 360000 | 3.32 | 250000 | 2.25 | 6667.5 | Yes
204268419 | JOHNSON CONTROLS | TVAHR336B52S | Ducted Indoor Units | 320000 | 9.8 | 19.1 | 360000 | 3.32 | 250000 | 2.25 | 6667.5 | Yes
8715723 | JOHNSON CONTROLS | TVAHR360B31LM | Mixed Ducted and Non-Ducted Indoor Units | 344000 | 10.2 | 18.45 | 366000 | 3.44 | 268000 | 2.26 | 7167.5 | Yes
8715651 | JOHNSON CONTROLS | TVAHR360B31LM | Non-Ducted Indoor Units | 344000 | 10.2 | 18.2 | 366000 | 3.35 | 268000 | 2.05 | 7167.5 | Yes
8715687 | JOHNSON CONTROLS | TVAHR360B31LM | Ducted Indoor Units | 344000 | 10.2 | 18.7 | 366000 | 3.53 | 268000 | 2.47 | 7167.5 | Yes
7990716 | JOHNSON CONTROLS | TVAHR360B31S | Mixed Ducted and Non-Ducted Indoor Units | 344000 | 9.85 | 18.75 | 386000 | 3.77 | 284000 | 2.47 | 7167.5 | Yes
7987171 | JOHNSON CONTROLS | TVAHR360B31S | Ducted Indoor Units | 344000 | 10.2 | 19 | 386000 | 3.67 | 284000 | 2.48 | 7167.5 | Yes
7987217 | JOHNSON CONTROLS | TVAHR360B41S | Ducted Indoor Units | 344000 | 9.7 | 18.1 | 386000 | 3.51 | 284000 | 2.39 | 7167.5 | Yes
10323547 | JOHNSON CONTROLS | TVAHR384B32S | Non-Ducted Indoor Units | 366000 | 9.6 | 19.6 | 410000 | 3.37 | 276000 | 2.2 | 7625 | Yes
10323595 | JOHNSON CONTROLS | TVAHR384B42S | Non-Ducted Indoor Units | 366000 | 9.6 | 19.6 | 410000 | 3.37 | 276000 | 2.2 | 7625 | Yes
204268371 | JOHNSON CONTROLS | TVAHR384B52S | Non-Ducted Indoor Units | 366000 | 9.6 | 19.6 | 410000 | 3.37 | 276000 | 2.2 | 7625 | Yes
10323645 | JOHNSON CONTROLS | TVAHR432B32S | Ducted Indoor Units | 400000 | 9.6 | 19 | 460000 | 3.35 | 300000 | 2.19 | 8332.5 | Yes
10323693 | JOHNSON CONTROLS | TVAHR432B42S | Ducted Indoor Units | 400000 | 9.6 | 19 | 460000 | 3.35 | 300000 | 2.19 | 8332.5 | Yes
204268423 | JOHNSON CONTROLS | TVAHR432B52S | Ducted Indoor Units | 400000 | 9.6 | 19 | 460000 | 3.35 | 300000 | 2.19 | 8332.5 | Yes
202608040 | JOHNSON CONTROLS | TVAHP168B32S | Mixed Ducted and Non-Ducted Indoor Units | 160000 | 11.7 | 22.4 | 180000 | 3.6 | 124000 | 2.28 | 3332.5 | Yes
10207514 | JOHNSON CONTROLS | TVAHP168B32S | Mixed Ducted and Non-Ducted Indoor Units | 160000 | 11.7 | 22.4 | 180000 | 3.6 | 124000 | 2.28 | 3332.5 | Yes
202608043 | JOHNSON CONTROLS | TVAHP168B42S | Mixed Ducted and Non-Ducted Indoor Units | 160000 | 11.7 | 22.4 | 180000 | 3.6 | 124000 | 2.28 | 3332.5 | Yes
10207556 | JOHNSON CONTROLS | TVAHP168B42S | Mixed Ducted and Non-Ducted Indoor Units | 160000 | 11.7 | 22.4 | 180000 | 3.6 | 124000 | 2.28 | 3332.5 | Yes
204269076 | JOHNSON CONTROLS | TVAHP168B52S | Mixed Ducted and Non-Ducted Indoor Units | 160000 | 11.7 | 22.4 | 180000 | 3.6 | 124000 | 2.28 | 3332.5 | Yes
202608046 | JOHNSON CONTROLS | TVAHR168B32S | Mixed Ducted and Non-Ducted Indoor Units | 160000 | 11.7 | 22.4 | 180000 | 3.6 | 124000 | 2.28 | 3332.5 | Yes
10323781 | JOHNSON CONTROLS | TVAHR168B32S | Mixed Ducted and Non-Ducted Indoor Units | 160000 | 11.7 | 22.4 | 180000 | 3.6 | 124000 | 2.28 | 3332.5 | Yes
202608049 | JOHNSON CONTROLS | TVAHR168B42S | Mixed Ducted and Non-Ducted Indoor Units | 160000 | 11.7 | 22.4 | 180000 | 3.6 | 124000 | 2.28 | 3332.5 | Yes
10323732 | JOHNSON CONTROLS | TVAHR168B42S | Mixed Ducted and Non-Ducted Indoor Units | 160000 | 11.7 | 22.4 | 180000 | 3.6 | 124000 | 2.28 | 3332.5 | Yes
204269028 | JOHNSON CONTROLS | TVAHR168B52S | Mixed Ducted and Non-Ducted Indoor Units | 160000 | 11.7 | 22.4 | 180000 | 3.6 | 124000 | 2.28 | 3332.5 | Yes
202608010 | JOHNSON CONTROLS | TVAHP144B32S | Mixed Ducted and Non-Ducted Indoor Units | 138000 | 11.05 | 22.55 | 154000 | 3.41 | 110000 | 2.13 | 2875 | Yes
10207513 | JOHNSON CONTROLS | TVAHP144B32S | Mixed Ducted and Non-Ducted Indoor Units | 138000 | 11.05 | 22.55 | 154000 | 3.41 | 110000 | 2.13 | 2875 | Yes
202608013 | JOHNSON CONTROLS | TVAHP144B42S | Mixed Ducted and Non-Ducted Indoor Units | 138000 | 11.05 | 22.55 | 154000 | 3.41 | 110000 | 2.13 | 2875 | Yes
10207555 | JOHNSON CONTROLS | TVAHP144B42S | Mixed Ducted and Non-Ducted Indoor Units | 138000 | 11.05 | 22.55 | 154000 | 3.41 | 110000 | 2.13 | 2875 | Yes
204269075 | JOHNSON CONTROLS | TVAHP144B52S | Mixed Ducted and Non-Ducted Indoor Units | 138000 | 11.05 | 22.55 | 154000 | 3.41 | 110000 | 2.13 | 2875 | Yes
202608016 | JOHNSON CONTROLS | TVAHR144B32S | Mixed Ducted and Non-Ducted Indoor Units | 138000 | 11.05 | 22.55 | 154000 | 3.41 | 110000 | 2.13 | 2875 | Yes
10323780 | JOHNSON CONTROLS | TVAHR144B32S | Mixed Ducted and Non-Ducted Indoor Units | 138000 | 11.05 | 22.55 | 154000 | 3.41 | 110000 | 2.13 | 2875 | Yes
202608019 | JOHNSON CONTROLS | TVAHR144B42S | Mixed Ducted and Non-Ducted Indoor Units | 138000 | 11.05 | 22.55 | 154000 | 3.41 | 110000 | 2.13 | 2875 | Yes
10323731 | JOHNSON CONTROLS | TVAHR144B42S | Mixed Ducted and Non-Ducted Indoor Units | 138000 | 11.05 | 22.55 | 154000 | 3.41 | 110000 | 2.13 | 2875 | Yes
204269027 | JOHNSON CONTROLS | TVAHR144B52S | Mixed Ducted and Non-Ducted Indoor Units | 138000 | 11.05 | 22.55 | 154000 | 3.41 | 110000 | 2.13 | 2875 | Yes
202607523 | JOHNSON CONTROLS | TVAHP168B32S | Non-Ducted Indoor Units | 160000 | 11.6 | 23.4 | 180000 | 3.65 | 124000 | 2.16 | 3332.5 | Yes
10206680 | JOHNSON CONTROLS | TVAHP168B32S | Non-Ducted Indoor Units | 160000 | 11.6 | 23.4 | 180000 | 3.65 | 124000 | 2.16 | 3332.5 | Yes
202607526 | JOHNSON CONTROLS | TVAHP168B42S | Non-Ducted Indoor Units | 160000 | 11.6 | 23.4 | 180000 | 3.65 | 124000 | 2.16 | 3332.5 | Yes
10206722 | JOHNSON CONTROLS | TVAHP168B42S | Non-Ducted Indoor Units | 160000 | 11.6 | 23.4 | 180000 | 3.65 | 124000 | 2.16 | 3332.5 | Yes
204268476 | JOHNSON CONTROLS | TVAHP168B52S | Non-Ducted Indoor Units | 160000 | 11.6 | 23.4 | 180000 | 3.65 | 124000 | 2.16 | 3332.5 | Yes
202607529 | JOHNSON CONTROLS | TVAHR168B32S | Non-Ducted Indoor Units | 160000 | 11.6 | 23.4 | 180000 | 3.65 | 124000 | 2.16 | 3332.5 | Yes
10323538 | JOHNSON CONTROLS | TVAHR168B32S | Non-Ducted Indoor Units | 160000 | 11.6 | 23.4 | 180000 | 3.65 | 124000 | 2.16 | 3332.5 | Yes
202607532 | JOHNSON CONTROLS | TVAHR168B42S | Non-Ducted Indoor Units | 160000 | 11.6 | 23.4 | 180000 | 3.65 | 124000 | 2.16 | 3332.5 | Yes
10323586 | JOHNSON CONTROLS | TVAHR168B42S | Non-Ducted Indoor Units | 160000 | 11.6 | 23.4 | 180000 | 3.65 | 124000 | 2.16 | 3332.5 | Yes
204268356 | JOHNSON CONTROLS | TVAHR168B52S | Non-Ducted Indoor Units | 160000 | 11.6 | 23.4 | 180000 | 3.65 | 124000 | 2.16 | 3332.5 | Yes
7987178 | JOHNSON CONTROLS | TVAHP144B41S | Non-Ducted Indoor Units | 138000 | 13.6 | 23.8 | 154000 | 4.04 | 109000 | 2.58 | 2875 | Yes
7987198 | JOHNSON CONTROLS | TVAHR144B41S | Non-Ducted Indoor Units | 138000 | 13.6 | 23.8 | 154000 | 4.04 | 109000 | 2.58 | 2875 | Yes
7987132 | JOHNSON CONTROLS | TVAHP144B31S | Non-Ducted Indoor Units | 138000 | 14.4 | 24.2 | 154000 | 4.11 | 109000 | 2.78 | 2875 | Yes
7987152 | JOHNSON CONTROLS | TVAHR144B31S | Non-Ducted Indoor Units | 138000 | 14.4 | 24.2 | 154000 | 4.11 | 109000 | 2.78 | 2875 | Yes
203994045 | JOHNSON CONTROLS-HITACHI AIR CONDITIONING | TVAHP216B32S | Ducted Indoor Units | 206000 | 11.2 | 20.7 | 232000 | 3.51 | 164000 | 2.29 | 4292.5 | Yes
203994052 | JOHNSON CONTROLS-HITACHI AIR CONDITIONING | TVAHP216B42S | Ducted Indoor Units | 206000 | 11.2 | 20.7 | 232000 | 3.51 | 164000 | 2.29 | 4292.5 | Yes
204269270 | JOHNSON CONTROLS-HITACHI AIR CONDITIONING | TVAHP216B52S | Ducted Indoor Units | 206000 | 11.2 | 20.7 | 232000 | 3.51 | 164000 | 2.29 | 4292.5 | Yes
203994060 | JOHNSON CONTROLS-HITACHI AIR CONDITIONING | TVAHR216B32S | Ducted Indoor Units | 206000 | 11.2 | 20.7 | 232000 | 3.51 | 164000 | 2.29 | 4292.5 | Yes
203994066 | JOHNSON CONTROLS-HITACHI AIR CONDITIONING | TVAHR216B42S | Ducted Indoor Units | 206000 | 11.2 | 20.7 | 232000 | 3.51 | 164000 | 2.29 | 4292.5 | Yes
204269174 | JOHNSON CONTROLS-HITACHI AIR CONDITIONING | TVAHR216B52S | Ducted Indoor Units | 206000 | 11.2 | 20.7 | 232000 | 3.51 | 164000 | 2.29 | 4292.5 | Yes
203993869 | JOHNSON CONTROLS-HITACHI AIR CONDITIONING | TVAHP192B32S | Ducted Indoor Units | 184000 | 11.1 | 20.8 | 206000 | 3.38 | 140000 | 2.15 | 3832.5 | Yes
203993876 | JOHNSON CONTROLS-HITACHI AIR CONDITIONING | TVAHP192B42S | Ducted Indoor Units | 184000 | 11.1 | 20.8 | 206000 | 3.38 | 140000 | 2.15 | 3832.5 | Yes
204269269 | JOHNSON CONTROLS-HITACHI AIR CONDITIONING | TVAHP192B52S | Ducted Indoor Units | 184000 | 11.1 | 20.8 | 206000 | 3.38 | 140000 | 2.15 | 3832.5 | Yes
203994658 | JOHNSON CONTROLS-HITACHI AIR CONDITIONING | TVAHP216B32S | Mixed Ducted and Non-Ducted Indoor Units | 206000 | 11.05 | 20.8 | 232000 | 3.66 | 164000 | 2.3 | 4292.5 | Yes
203994661 | JOHNSON CONTROLS-HITACHI AIR CONDITIONING | TVAHP216B42S | Mixed Ducted and Non-Ducted Indoor Units | 206000 | 11.05 | 20.8 | 232000 | 3.66 | 164000 | 2.3 | 4292.5 | Yes
204269366 | JOHNSON CONTROLS-HITACHI AIR CONDITIONING | TVAHP216B52S | Mixed Ducted and Non-Ducted Indoor Units | 206000 | 11.05 | 20.8 | 232000 | 3.66 | 164000 | 2.3 | 4292.5 | Yes
203994126 | JOHNSON CONTROLS-HITACHI AIR CONDITIONING | TVAHP240B32S | Non-Ducted Indoor Units | 230000 | 11.1 | 20.8 | 258000 | 3.67 | 178000 | 2.35 | 4792.5 | Yes
203994133 | JOHNSON CONTROLS-HITACHI AIR CONDITIONING | TVAHP240B42S | Non-Ducted Indoor Units | 230000 | 11.1 | 20.8 | 258000 | 3.67 | 178000 | 2.35 | 4792.5 | Yes
204269223 | JOHNSON CONTROLS-HITACHI AIR CONDITIONING | TVAHP240B52S | Non-Ducted Indoor Units | 228000 | 11.1 | 20.8 | 258000 | 3.67 | 178000 | 2.35 | 4750 | Yes
203993883 | JOHNSON CONTROLS-HITACHI AIR CONDITIONING | TVAHR192B32S | Ducted Indoor Units | 184000 | 11.1 | 20.8 | 206000 | 3.38 | 140000 | 2.15 | 3832.5 | Yes
203993890 | JOHNSON CONTROLS-HITACHI AIR CONDITIONING | TVAHR192B42S | Ducted Indoor Units | 184000 | 11.1 | 20.8 | 206000 | 3.38 | 140000 | 2.15 | 3832.5 | Yes
204269173 | JOHNSON CONTROLS-HITACHI AIR CONDITIONING | TVAHR192B52S | Ducted Indoor Units | 184000 | 11.1 | 20.8 | 206000 | 3.38 | 140000 | 2.15 | 3832.5 | Yes
203994664 | JOHNSON CONTROLS-HITACHI AIR CONDITIONING | TVAHR216B32S | Mixed Ducted and Non-Ducted Indoor Units | 206000 | 11.05 | 20.8 | 232000 | 3.66 | 164000 | 2.3 | 4292.5 | Yes
203994667 | JOHNSON CONTROLS-HITACHI AIR CONDITIONING | TVAHR216B42S | Mixed Ducted and Non-Ducted Indoor Units | 206000 | 11.05 | 20.8 | 232000 | 3.66 | 164000 | 2.3 | 4292.5 | Yes
204269318 | JOHNSON CONTROLS-HITACHI AIR CONDITIONING | TVAHR216B52S | Mixed Ducted and Non-Ducted Indoor Units | 206000 | 11.05 | 20.8 | 232000 | 3.66 | 164000 | 2.3 | 4292.5 | Yes
203994136 | JOHNSON CONTROLS-HITACHI AIR CONDITIONING | TVAHR240B32S | Non-Ducted Indoor Units | 230000 | 11.1 | 20.8 | 258000 | 3.67 | 178000 | 2.35 | 4792.5 | Yes
203994139 | JOHNSON CONTROLS-HITACHI AIR CONDITIONING | TVAHR240B42S | Non-Ducted Indoor Units | 230000 | 11.1 | 20.8 | 258000 | 3.67 | 178000 | 2.35 | 4792.5 | Yes
204269127 | JOHNSON CONTROLS-HITACHI AIR CONDITIONING | TVAHR240B52S | Non-Ducted Indoor Units | 228000 | 11.1 | 20.8 | 258000 | 3.67 | 178000 | 2.35 | 4750 | Yes
203993814 | JOHNSON CONTROLS-HITACHI AIR CONDITIONING | TVAHP144B32S | Ducted Indoor Units | 138000 | 11.2 | 21.2 | 154000 | 3.4 | 110000 | 2.15 | 2875 | Yes
203993821 | JOHNSON CONTROLS-HITACHI AIR CONDITIONING | TVAHP144B42S | Ducted Indoor Units | 138000 | 11.2 | 21.2 | 154000 | 3.4 | 110000 | 2.15 | 2875 | Yes
204269267 | JOHNSON CONTROLS-HITACHI AIR CONDITIONING | TVAHP144B52S | Ducted Indoor Units | 138000 | 11.2 | 21.2 | 154000 | 3.4 | 110000 | 2.15 | 2875 | Yes
203993828 | JOHNSON CONTROLS-HITACHI AIR CONDITIONING | TVAHR144B32S | Ducted Indoor Units | 138000 | 11.2 | 21.2 | 154000 | 3.4 | 110000 | 2.15 | 2875 | Yes
203993835 | JOHNSON CONTROLS-HITACHI AIR CONDITIONING | TVAHR144B42S | Ducted Indoor Units | 138000 | 11.2 | 21.2 | 154000 | 3.4 | 110000 | 2.15 | 2875 | Yes
204269171 | JOHNSON CONTROLS-HITACHI AIR CONDITIONING | TVAHR144B52S | Ducted Indoor Units | 138000 | 11.2 | 21.2 | 154000 | 3.4 | 110000 | 2.15 | 2875 | Yes
203993842 | JOHNSON CONTROLS-HITACHI AIR CONDITIONING | TVAHP168B32S | Ducted Indoor Units | 160000 | 11.8 | 21.4 | 180000 | 3.56 | 124000 | 2.4 | 3332.5 | Yes
203993849 | JOHNSON CONTROLS-HITACHI AIR CONDITIONING | TVAHP168B42S | Ducted Indoor Units | 160000 | 11.8 | 21.4 | 180000 | 3.56 | 124000 | 2.4 | 3332.5 | Yes
204269268 | JOHNSON CONTROLS-HITACHI AIR CONDITIONING | TVAHP168B52S | Ducted Indoor Units | 160000 | 11.8 | 21.4 | 180000 | 3.56 | 124000 | 2.4 | 3332.5 | Yes
203993855 | JOHNSON CONTROLS-HITACHI AIR CONDITIONING | TVAHR168B32S | Ducted Indoor Units | 160000 | 11.8 | 21.4 | 180000 | 3.56 | 124000 | 2.4 | 3332.5 | Yes
203993862 | JOHNSON CONTROLS-HITACHI AIR CONDITIONING | TVAHR168B42S | Ducted Indoor Units | 160000 | 11.8 | 21.4 | 180000 | 3.56 | 124000 | 2.4 | 3332.5 | Yes
204269172 | JOHNSON CONTROLS-HITACHI AIR CONDITIONING | TVAHR168B52S | Ducted Indoor Units | 160000 | 11.8 | 21.4 | 180000 | 3.56 | 124000 | 2.4 | 3332.5 | Yes
203994562 | JOHNSON CONTROLS-HITACHI AIR CONDITIONING | TVAHP072B32S | Mixed Ducted and Non-Ducted Indoor Units | 69000 | 13.55 | 23.8 | 77000 | 3.89 | 56000 | 2.49 | 1437.5 | Yes
203993675 | JOHNSON CONTROLS-HITACHI AIR CONDITIONING | TVAHP072B32S | Ducted Indoor Units | 69000 | 12.2 | 21.1 | 77000 | 3.54 | 56000 | 2.38 | 1437.5 | Yes
203993702 | JOHNSON CONTROLS-HITACHI AIR CONDITIONING | TVAHP072B32S | Non-Ducted Indoor Units | 69000 | 14.9 | 26.5 | 77000 | 4.25 | 56000 | 2.6 | 1437.5 | Yes
203994565 | JOHNSON CONTROLS-HITACHI AIR CONDITIONING | TVAHP072B42S | Mixed Ducted and Non-Ducted Indoor Units | 69000 | 13.55 | 23.8 | 77000 | 3.89 | 56000 | 2.49 | 1437.5 | Yes
203993682 | JOHNSON CONTROLS-HITACHI AIR CONDITIONING | TVAHP072B42S | Ducted Indoor Units | 69000 | 12.2 | 21.1 | 77000 | 3.54 | 56000 | 2.38 | 1437.5 | Yes
203993709 | JOHNSON CONTROLS-HITACHI AIR CONDITIONING | TVAHP072B42S | Non-Ducted Indoor Units | 69000 | 14.9 | 26.5 | 77000 | 4.25 | 56000 | 2.6 | 1437.5 | Yes
204269360 | JOHNSON CONTROLS-HITACHI AIR CONDITIONING | TVAHP072B52S | Mixed Ducted and Non-Ducted Indoor Units | 69000 | 13.55 | 23.8 | 77000 | 3.89 | 56000 | 2.49 | 1437.5 | Yes
204269216 | JOHNSON CONTROLS-HITACHI AIR CONDITIONING | TVAHP072B52S | Non-Ducted Indoor Units | 69000 | 14.9 | 26.5 | 77000 | 4.25 | 56000 | 2.6 | 1437.5 | Yes
204269264 | JOHNSON CONTROLS-HITACHI AIR CONDITIONING | TVAHP072B52S | Ducted Indoor Units | 69000 | 12.2 | 21.1 | 77000 | 3.54 | 56000 | 2.38 | 1437.5 | Yes
203994580 | JOHNSON CONTROLS-HITACHI AIR CONDITIONING | TVAHP096B32S | Mixed Ducted and Non-Ducted Indoor Units | 92000 | 12.4 | 23 | 103000 | 3.71 | 76000 | 2.38 | 1917.5 | Yes
203993730 | JOHNSON CONTROLS-HITACHI AIR CONDITIONING | TVAHP096B32S | Ducted Indoor Units | 92000 | 12.4 | 22.1 | 103000 | 3.65 | 76000 | 2.36 | 1917.5 | Yes
203993758 | JOHNSON CONTROLS-HITACHI AIR CONDITIONING | TVAHP096B32S | Non-Ducted Indoor Units | 92000 | 12.4 | 23.9 | 103000 | 3.77 | 76000 | 2.4 | 1917.5 | Yes
203994583 | JOHNSON CONTROLS-HITACHI AIR CONDITIONING | TVAHP096B42S | Mixed Ducted and Non-Ducted Indoor Units | 92000 | 12.4 | 23 | 103000 | 3.71 | 76000 | 2.38 | 1917.5 | Yes
203993737 | JOHNSON CONTROLS-HITACHI AIR CONDITIONING | TVAHP096B42S | Ducted Indoor Units | 92000 | 12.4 | 22.1 | 103000 | 3.65 | 76000 | 2.36 | 1917.5 | Yes
203993765 | JOHNSON CONTROLS-HITACHI AIR CONDITIONING | TVAHP096B42S | Non-Ducted Indoor Units | 92000 | 12.4 | 23.9 | 103000 | 3.77 | 76000 | 2.4 | 1917.5 | Yes
204269361 | JOHNSON CONTROLS-HITACHI AIR CONDITIONING | TVAHP096B52S | Mixed Ducted and Non-Ducted Indoor Units | 92000 | 12.4 | 23 | 103000 | 3.71 | 76000 | 2.38 | 1917.5 | Yes
204269217 | JOHNSON CONTROLS-HITACHI AIR CONDITIONING | TVAHP096B52S | Non-Ducted Indoor Units | 92000 | 12.4 | 23.9 | 103000 | 3.77 | 76000 | 2.4 | 1917.5 | Yes
204269265 | JOHNSON CONTROLS-HITACHI AIR CONDITIONING | TVAHP096B52S | Ducted Indoor Units | 92000 | 12.4 | 22.1 | 103000 | 3.65 | 76000 | 2.36 | 1917.5 | Yes
203994592 | JOHNSON CONTROLS-HITACHI AIR CONDITIONING | TVAHP120B32S | Mixed Ducted and Non-Ducted Indoor Units | 115000 | 12.45 | 23.05 | 129000 | 3.69 | 92000 | 2.33 | 2395 | Yes
203993786 | JOHNSON CONTROLS-HITACHI AIR CONDITIONING | TVAHP120B32S | Ducted Indoor Units | 115000 | 12.2 | 21.7 | 129000 | 3.55 | 92000 | 2.3 | 2395 | Yes
203993925 | JOHNSON CONTROLS-HITACHI AIR CONDITIONING | TVAHP120B32S | Non-Ducted Indoor Units | 115000 | 12.7 | 24.4 | 129000 | 3.84 | 92000 | 2.37 | 2395 | Yes
203994595 | JOHNSON CONTROLS-HITACHI AIR CONDITIONING | TVAHP120B42S | Mixed Ducted and Non-Ducted Indoor Units | 115000 | 12.45 | 23.05 | 129000 | 3.69 | 92000 | 2.33 | 2395 | Yes
203993793 | JOHNSON CONTROLS-HITACHI AIR CONDITIONING | TVAHP120B42S | Ducted Indoor Units | 115000 | 12.2 | 21.7 | 129000 | 3.55 | 92000 | 2.3 | 2395 | Yes
203993932 | JOHNSON CONTROLS-HITACHI AIR CONDITIONING | TVAHP120B42S | Non-Ducted Indoor Units | 115000 | 12.7 | 24.4 | 129000 | 3.84 | 92000 | 2.37 | 2395 | Yes
204269362 | JOHNSON CONTROLS-HITACHI AIR CONDITIONING | TVAHP120B52S | Mixed Ducted and Non-Ducted Indoor Units | 114000 | 12.55 | 23.05 | 129000 | 3.69 | 92000 | 2.33 | 2375 | Yes
204269218 | JOHNSON CONTROLS-HITACHI AIR CONDITIONING | TVAHP120B52S | Non-Ducted Indoor Units | 114000 | 12.7 | 24.4 | 129000 | 3.84 | 92000 | 2.37 | 2375 | Yes
204269266 | JOHNSON CONTROLS-HITACHI AIR CONDITIONING | TVAHP120B52S | Ducted Indoor Units | 114000 | 12.4 | 21.7 | 129000 | 3.55 | 92000 | 2.3 | 2375 | Yes
203994682 | JOHNSON CONTROLS-HITACHI AIR CONDITIONING | TVAHP264B32S | Mixed Ducted and Non-Ducted Indoor Units | 252000 | 10.25 | 20.95 | 282000 | 3.63 | 200000 | 2.26 | 5250 | Yes
203994142 | JOHNSON CONTROLS-HITACHI AIR CONDITIONING | TVAHP264B32S | Ducted Indoor Units | 252000 | 10.5 | 20.8 | 282000 | 3.56 | 200000 | 2.26 | 5250 | Yes
203994154 | JOHNSON CONTROLS-HITACHI AIR CONDITIONING | TVAHP264B32S | Non-Ducted Indoor Units | 252000 | 10 | 21.1 | 282000 | 3.7 | 200000 | 2.26 | 5250 | Yes
203994685 | JOHNSON CONTROLS-HITACHI AIR CONDITIONING | TVAHP264B42S | Mixed Ducted and Non-Ducted Indoor Units | 252000 | 10.25 | 20.95 | 282000 | 3.63 | 200000 | 2.26 | 5250 | Yes
203994145 | JOHNSON CONTROLS-HITACHI AIR CONDITIONING | TVAHP264B42S | Ducted Indoor Units | 252000 | 10.5 | 20.8 | 282000 | 3.56 | 200000 | 2.26 | 5250 | Yes
203994157 | JOHNSON CONTROLS-HITACHI AIR CONDITIONING | TVAHP264B42S | Non-Ducted Indoor Units | 252000 | 10 | 21.1 | 282000 | 3.7 | 200000 | 2.26 | 5250 | Yes
204269368 | JOHNSON CONTROLS-HITACHI AIR CONDITIONING | TVAHP264B52S | Mixed Ducted and Non-Ducted Indoor Units | 252000 | 10.25 | 20.95 | 282000 | 3.63 | 200000 | 2.26 | 5250 | Yes
204269224 | JOHNSON CONTROLS-HITACHI AIR CONDITIONING | TVAHP264B52S | Non-Ducted Indoor Units | 252000 | 10 | 21.1 | 282000 | 3.7 | 200000 | 2.26 | 5250 | Yes
204269272 | JOHNSON CONTROLS-HITACHI AIR CONDITIONING | TVAHP264B52S | Ducted Indoor Units | 252000 | 10.5 | 20.8 | 282000 | 3.56 | 200000 | 2.26 | 5250 | Yes
203994700 | JOHNSON CONTROLS-HITACHI AIR CONDITIONING | TVAHP288B32S | Mixed Ducted and Non-Ducted Indoor Units | 276000 | 9.7 | 20.05 | 308000 | 3.42 | 214000 | 2.22 | 5750 | Yes
203994172 | JOHNSON CONTROLS-HITACHI AIR CONDITIONING | TVAHP288B32S | Ducted Indoor Units | 276000 | 9.9 | 20.7 | 308000 | 3.42 | 214000 | 2.24 | 5750 | Yes
203994703 | JOHNSON CONTROLS-HITACHI AIR CONDITIONING | TVAHP288B42S | Mixed Ducted and Non-Ducted Indoor Units | 276000 | 9.7 | 20.05 | 308000 | 3.42 | 214000 | 2.22 | 5750 | Yes
203994175 | JOHNSON CONTROLS-HITACHI AIR CONDITIONING | TVAHP288B42S | Ducted Indoor Units | 276000 | 9.9 | 20.7 | 308000 | 3.42 | 214000 | 2.24 | 5750 | Yes
204269369 | JOHNSON CONTROLS-HITACHI AIR CONDITIONING | TVAHP288B52S | Mixed Ducted and Non-Ducted Indoor Units | 276000 | 9.7 | 20.05 | 308000 | 3.42 | 214000 | 2.22 | 5750 | Yes
204269273 | JOHNSON CONTROLS-HITACHI AIR CONDITIONING | TVAHP288B52S | Ducted Indoor Units | 276000 | 9.9 | 20.7 | 308000 | 3.42 | 214000 | 2.24 | 5750 | Yes
203994712 | JOHNSON CONTROLS-HITACHI AIR CONDITIONING | TVAHP312B32S | Mixed Ducted and Non-Ducted Indoor Units | 298000 | 9.85 | 19.9 | 334000 | 3.34 | 232000 | 2.08 | 6207.5 | Yes
203994196 | JOHNSON CONTROLS-HITACHI AIR CONDITIONING | TVAHP312B32S | Ducted Indoor Units | 298000 | 10 | 19.5 | 334000 | 3.31 | 232000 | 2.12 | 6207.5 | Yes
203994208 | JOHNSON CONTROLS-HITACHI AIR CONDITIONING | TVAHP312B32S | Non-Ducted Indoor Units | 298000 | 9.7 | 20.3 | 334000 | 3.37 | 232000 | 2.05 | 6207.5 | Yes
203994715 | JOHNSON CONTROLS-HITACHI AIR CONDITIONING | TVAHP312B42S | Mixed Ducted and Non-Ducted Indoor Units | 298000 | 9.85 | 19.9 | 334000 | 3.34 | 232000 | 2.08 | 6207.5 | Yes
203994199 | JOHNSON CONTROLS-HITACHI AIR CONDITIONING | TVAHP312B42S | Ducted Indoor Units | 298000 | 10 | 19.5 | 334000 | 3.31 | 232000 | 2.12 | 6207.5 | Yes
203994211 | JOHNSON CONTROLS-HITACHI AIR CONDITIONING | TVAHP312B42S | Non-Ducted Indoor Units | 298000 | 9.7 | 20.3 | 334000 | 3.37 | 232000 | 2.05 | 6207.5 | Yes
204269370 | JOHNSON CONTROLS-HITACHI AIR CONDITIONING | TVAHP312B52S | Mixed Ducted and Non-Ducted Indoor Units | 298000 | 9.85 | 19.9 | 334000 | 3.34 | 232000 | 2.08 | 6207.5 | Yes
204269226 | JOHNSON CONTROLS-HITACHI AIR CONDITIONING | TVAHP312B52S | Non-Ducted Indoor Units | 298000 | 9.7 | 20.3 | 334000 | 3.37 | 232000 | 2.05 | 6207.5 | Yes
204269274 | JOHNSON CONTROLS-HITACHI AIR CONDITIONING | TVAHP312B52S | Ducted Indoor Units | 298000 | 10 | 19.5 | 334000 | 3.31 | 232000 | 2.12 | 6207.5 | Yes
203994220 | JOHNSON CONTROLS-HITACHI AIR CONDITIONING | TVAHP336B32S | Ducted Indoor Units | 320000 | 9.8 | 19.1 | 360000 | 3.32 | 250000 | 2.25 | 6667.5 | Yes
203994223 | JOHNSON CONTROLS-HITACHI AIR CONDITIONING | TVAHP336B42S | Ducted Indoor Units | 320000 | 9.8 | 19.1 | 360000 | 3.32 | 250000 | 2.25 | 6667.5 | Yes
204269275 | JOHNSON CONTROLS-HITACHI AIR CONDITIONING | TVAHP336B52S | Ducted Indoor Units | 320000 | 9.8 | 19.1 | 360000 | 3.32 | 250000 | 2.25 | 6667.5 | Yes
203993374 | JOHNSON CONTROLS-HITACHI AIR CONDITIONING | TVAHP384B32S | Non-Ducted Indoor Units | 366000 | 9.6 | 19.6 | 410000 | 3.37 | 276000 | 2.2 | 7625 | Yes
203993389 | JOHNSON CONTROLS-HITACHI AIR CONDITIONING | TVAHP384B42S | Non-Ducted Indoor Units | 366000 | 9.6 | 19.6 | 410000 | 3.37 | 276000 | 2.2 | 7625 | Yes
204269229 | JOHNSON CONTROLS-HITACHI AIR CONDITIONING | TVAHP384B52S | Non-Ducted Indoor Units | 366000 | 9.6 | 19.6 | 410000 | 3.37 | 276000 | 2.2 | 7625 | Yes
203993359 | JOHNSON CONTROLS-HITACHI AIR CONDITIONING | TVAHP432B32S | Ducted Indoor Units | 400000 | 9.6 | 19 | 460000 | 3.35 | 300000 | 2.19 | 8332.5 | Yes
203993366 | JOHNSON CONTROLS-HITACHI AIR CONDITIONING | TVAHP432B42S | Ducted Indoor Units | 400000 | 9.6 | 19 | 460000 | 3.35 | 300000 | 2.19 | 8332.5 | Yes
204269279 | JOHNSON CONTROLS-HITACHI AIR CONDITIONING | TVAHP432B52S | Ducted Indoor Units | 400000 | 9.6 | 19 | 460000 | 3.35 | 300000 | 2.19 | 8332.5 | Yes
203994568 | JOHNSON CONTROLS-HITACHI AIR CONDITIONING | TVAHR072B32S | Mixed Ducted and Non-Ducted Indoor Units | 69000 | 13.55 | 23.8 | 77000 | 3.89 | 56000 | 2.49 | 1437.5 | Yes
203993688 | JOHNSON CONTROLS-HITACHI AIR CONDITIONING | TVAHR072B32S | Ducted Indoor Units | 69000 | 12.2 | 21.1 | 77000 | 3.54 | 56000 | 2.38 | 1437.5 | Yes
203993716 | JOHNSON CONTROLS-HITACHI AIR CONDITIONING | TVAHR072B32S | Non-Ducted Indoor Units | 69000 | 14.9 | 26.5 | 77000 | 4.25 | 56000 | 2.6 | 1437.5 | Yes
203994571 | JOHNSON CONTROLS-HITACHI AIR CONDITIONING | TVAHR072B42S | Mixed Ducted and Non-Ducted Indoor Units | 69000 | 13.55 | 23.8 | 77000 | 3.89 | 56000 | 2.49 | 1437.5 | Yes
203993695 | JOHNSON CONTROLS-HITACHI AIR CONDITIONING | TVAHR072B42S | Ducted Indoor Units | 69000 | 12.2 | 21.1 | 77000 | 3.54 | 56000 | 2.38 | 1437.5 | Yes
203993723 | JOHNSON CONTROLS-HITACHI AIR CONDITIONING | TVAHR072B42S | Non-Ducted Indoor Units | 69000 | 14.9 | 26.5 | 77000 | 4.25 | 56000 | 2.6 | 1437.5 | Yes
204269312 | JOHNSON CONTROLS-HITACHI AIR CONDITIONING | TVAHR072B52S | Mixed Ducted and Non-Ducted Indoor Units | 69000 | 13.55 | 23.8 | 77000 | 3.89 | 56000 | 2.49 | 1437.5 | Yes
204269120 | JOHNSON CONTROLS-HITACHI AIR CONDITIONING | TVAHR072B52S | Non-Ducted Indoor Units | 69000 | 14.9 | 26.5 | 77000 | 4.25 | 56000 | 2.6 | 1437.5 | Yes
204269168 | JOHNSON CONTROLS-HITACHI AIR CONDITIONING | TVAHR072B52S | Ducted Indoor Units | 69000 | 12.2 | 21.1 | 77000 | 3.54 | 56000 | 2.38 | 1437.5 | Yes
203994586 | JOHNSON CONTROLS-HITACHI AIR CONDITIONING | TVAHR096B32S | Mixed Ducted and Non-Ducted Indoor Units | 92000 | 12.4 | 23 | 103000 | 3.71 | 76000 | 2.38 | 1917.5 | Yes
203993744 | JOHNSON CONTROLS-HITACHI AIR CONDITIONING | TVAHR096B32S | Ducted Indoor Units | 92000 | 12.4 | 22.1 | 103000 | 3.65 | 76000 | 2.36 | 1917.5 | Yes
203993772 | JOHNSON CONTROLS-HITACHI AIR CONDITIONING | TVAHR096B32S | Non-Ducted Indoor Units | 92000 | 12.4 | 23.9 | 103000 | 3.77 | 76000 | 2.4 | 1917.5 | Yes
203994589 | JOHNSON CONTROLS-HITACHI AIR CONDITIONING | TVAHR096B42S | Mixed Ducted and Non-Ducted Indoor Units | 92000 | 12.4 | 23 | 103000 | 3.71 | 76000 | 2.38 | 1917.5 | Yes
203993751 | JOHNSON CONTROLS-HITACHI AIR CONDITIONING | TVAHR096B42S | Ducted Indoor Units | 92000 | 12.4 | 22.1 | 103000 | 3.65 | 76000 | 2.36 | 1917.5 | Yes
203993779 | JOHNSON CONTROLS-HITACHI AIR CONDITIONING | TVAHR096B42S | Non-Ducted Indoor Units | 92000 | 12.4 | 23.9 | 103000 | 3.77 | 76000 | 2.4 | 1917.5 | Yes
204269313 | JOHNSON CONTROLS-HITACHI AIR CONDITIONING | TVAHR096B52S | Mixed Ducted and Non-Ducted Indoor Units | 92000 | 12.4 | 23 | 103000 | 3.71 | 76000 | 2.38 | 1917.5 | Yes
204269121 | JOHNSON CONTROLS-HITACHI AIR CONDITIONING | TVAHR096B52S | Non-Ducted Indoor Units | 92000 | 12.4 | 23.9 | 103000 | 3.77 | 76000 | 2.4 | 1917.5 | Yes
204269169 | JOHNSON CONTROLS-HITACHI AIR CONDITIONING | TVAHR096B52S | Ducted Indoor Units | 92000 | 12.4 | 22.1 | 103000 | 3.65 | 76000 | 2.36 | 1917.5 | Yes
203994598 | JOHNSON CONTROLS-HITACHI AIR CONDITIONING | TVAHR120B32S | Mixed Ducted and Non-Ducted Indoor Units | 115000 | 12.45 | 23.05 | 129000 | 3.69 | 92000 | 2.33 | 2395 | Yes
203993800 | JOHNSON CONTROLS-HITACHI AIR CONDITIONING | TVAHR120B32S | Ducted Indoor Units | 115000 | 12.2 | 21.7 | 129000 | 3.55 | 92000 | 2.3 | 2395 | Yes
203993938 | JOHNSON CONTROLS-HITACHI AIR CONDITIONING | TVAHR120B32S | Non-Ducted Indoor Units | 115000 | 12.7 | 24.4 | 129000 | 3.84 | 92000 | 2.37 | 2395 | Yes
203994601 | JOHNSON CONTROLS-HITACHI AIR CONDITIONING | TVAHR120B42S | Mixed Ducted and Non-Ducted Indoor Units | 115000 | 12.45 | 23.05 | 129000 | 3.69 | 92000 | 2.33 | 2395 | Yes
203993807 | JOHNSON CONTROLS-HITACHI AIR CONDITIONING | TVAHR120B42S | Ducted Indoor Units | 115000 | 12.2 | 21.7 | 129000 | 3.55 | 92000 | 2.3 | 2395 | Yes
203993945 | JOHNSON CONTROLS-HITACHI AIR CONDITIONING | TVAHR120B42S | Non-Ducted Indoor Units | 115000 | 12.7 | 24.4 | 129000 | 3.84 | 92000 | 2.37 | 2395 | Yes
204269314 | JOHNSON CONTROLS-HITACHI AIR CONDITIONING | TVAHR120B52S | Mixed Ducted and Non-Ducted Indoor Units | 114000 | 12.55 | 23.05 | 129000 | 3.69 | 92000 | 2.33 | 2375 | Yes
204269122 | JOHNSON CONTROLS-HITACHI AIR CONDITIONING | TVAHR120B52S | Non-Ducted Indoor Units | 114000 | 12.7 | 24.4 | 129000 | 3.84 | 92000 | 2.37 | 2375 | Yes
204269170 | JOHNSON CONTROLS-HITACHI AIR CONDITIONING | TVAHR120B52S | Ducted Indoor Units | 114000 | 12.4 | 21.7 | 129000 | 3.55 | 92000 | 2.3 | 2375 | Yes
203994688 | JOHNSON CONTROLS-HITACHI AIR CONDITIONING | TVAHR264B32S | Mixed Ducted and Non-Ducted Indoor Units | 252000 | 10.25 | 20.95 | 282000 | 3.63 | 200000 | 2.26 | 5250 | Yes
203994148 | JOHNSON CONTROLS-HITACHI AIR CONDITIONING | TVAHR264B32S | Ducted Indoor Units | 252000 | 10.5 | 20.8 | 282000 | 3.56 | 200000 | 2.26 | 5250 | Yes
203994160 | JOHNSON CONTROLS-HITACHI AIR CONDITIONING | TVAHR264B32S | Non-Ducted Indoor Units | 252000 | 10 | 21.1 | 282000 | 3.7 | 200000 | 2.26 | 5250 | Yes
203994691 | JOHNSON CONTROLS-HITACHI AIR CONDITIONING | TVAHR264B42S | Mixed Ducted and Non-Ducted Indoor Units | 252000 | 10.25 | 20.95 | 282000 | 3.63 | 200000 | 2.26 | 5250 | Yes
203994151 | JOHNSON CONTROLS-HITACHI AIR CONDITIONING | TVAHR264B42S | Ducted Indoor Units | 252000 | 10.5 | 20.8 | 282000 | 3.56 | 200000 | 2.26 | 5250 | Yes
203994163 | JOHNSON CONTROLS-HITACHI AIR CONDITIONING | TVAHR264B42S | Non-Ducted Indoor Units | 252000 | 10 | 21.1 | 282000 | 3.7 | 200000 | 2.26 | 5250 | Yes
204269320 | JOHNSON CONTROLS-HITACHI AIR CONDITIONING | TVAHR264B52S | Mixed Ducted and Non-Ducted Indoor Units | 252000 | 10.25 | 20.95 | 282000 | 3.63 | 200000 | 2.26 | 5250 | Yes
204269128 | JOHNSON CONTROLS-HITACHI AIR CONDITIONING | TVAHR264B52S | Non-Ducted Indoor Units | 252000 | 10 | 21.1 | 282000 | 3.7 | 200000 | 2.26 | 5250 | Yes
204269176 | JOHNSON CONTROLS-HITACHI AIR CONDITIONING | TVAHR264B52S | Ducted Indoor Units | 252000 | 10.5 | 20.8 | 282000 | 3.56 | 200000 | 2.26 | 5250 | Yes
203994706 | JOHNSON CONTROLS-HITACHI AIR CONDITIONING | TVAHR288B32S | Mixed Ducted and Non-Ducted Indoor Units | 276000 | 9.7 | 20.05 | 308000 | 3.42 | 214000 | 2.22 | 5750 | Yes
203994178 | JOHNSON CONTROLS-HITACHI AIR CONDITIONING | TVAHR288B32S | Ducted Indoor Units | 276000 | 9.9 | 20.7 | 308000 | 3.42 | 214000 | 2.24 | 5750 | Yes
203994709 | JOHNSON CONTROLS-HITACHI AIR CONDITIONING | TVAHR288B42S | Mixed Ducted and Non-Ducted Indoor Units | 276000 | 9.7 | 20.05 | 308000 | 3.42 | 214000 | 2.22 | 5750 | Yes
203994181 | JOHNSON CONTROLS-HITACHI AIR CONDITIONING | TVAHR288B42S | Ducted Indoor Units | 276000 | 9.9 | 20.7 | 308000 | 3.42 | 214000 | 2.24 | 5750 | Yes
204269321 | JOHNSON CONTROLS-HITACHI AIR CONDITIONING | TVAHR288B52S | Mixed Ducted and Non-Ducted Indoor Units | 276000 | 9.7 | 20.05 | 308000 | 3.42 | 214000 | 2.22 | 5750 | Yes
204269177 | JOHNSON CONTROLS-HITACHI AIR CONDITIONING | TVAHR288B52S | Ducted Indoor Units | 276000 | 9.9 | 20.7 | 308000 | 3.42 | 214000 | 2.24 | 5750 | Yes
203994718 | JOHNSON CONTROLS-HITACHI AIR CONDITIONING | TVAHR312B32S | Mixed Ducted and Non-Ducted Indoor Units | 298000 | 9.85 | 19.9 | 334000 | 3.34 | 232000 | 2.08 | 6207.5 | Yes
203994202 | JOHNSON CONTROLS-HITACHI AIR CONDITIONING | TVAHR312B32S | Ducted Indoor Units | 298000 | 10 | 19.5 | 334000 | 3.31 | 232000 | 2.12 | 6207.5 | Yes
203994214 | JOHNSON CONTROLS-HITACHI AIR CONDITIONING | TVAHR312B32S | Non-Ducted Indoor Units | 298000 | 9.7 | 20.3 | 334000 | 3.37 | 232000 | 2.05 | 6207.5 | Yes
203994721 | JOHNSON CONTROLS-HITACHI AIR CONDITIONING | TVAHR312B42S | Mixed Ducted and Non-Ducted Indoor Units | 298000 | 9.85 | 19.9 | 334000 | 3.34 | 232000 | 2.08 | 6207.5 | Yes
203994205 | JOHNSON CONTROLS-HITACHI AIR CONDITIONING | TVAHR312B42S | Ducted Indoor Units | 298000 | 10 | 19.5 | 334000 | 3.31 | 232000 | 2.12 | 6207.5 | Yes
203994217 | JOHNSON CONTROLS-HITACHI AIR CONDITIONING | TVAHR312B42S | Non-Ducted Indoor Units | 298000 | 9.7 | 20.3 | 334000 | 3.37 | 232000 | 2.05 | 6207.5 | Yes
204269322 | JOHNSON CONTROLS-HITACHI AIR CONDITIONING | TVAHR312B52S | Mixed Ducted and Non-Ducted Indoor Units | 298000 | 9.85 | 19.9 | 334000 | 3.34 | 232000 | 2.08 | 6207.5 | Yes
204269130 | JOHNSON CONTROLS-HITACHI AIR CONDITIONING | TVAHR312B52S | Non-Ducted Indoor Units | 298000 | 9.7 | 20.3 | 334000 | 3.37 | 232000 | 2.05 | 6207.5 | Yes
204269178 | JOHNSON CONTROLS-HITACHI AIR CONDITIONING | TVAHR312B52S | Ducted Indoor Units | 298000 | 10 | 19.5 | 334000 | 3.31 | 232000 | 2.12 | 6207.5 | Yes
203994226 | JOHNSON CONTROLS-HITACHI AIR CONDITIONING | TVAHR336B32S | Ducted Indoor Units | 320000 | 9.8 | 19.1 | 360000 | 3.32 | 250000 | 2.25 | 6667.5 | Yes
203994229 | JOHNSON CONTROLS-HITACHI AIR CONDITIONING | TVAHR336B42S | Ducted Indoor Units | 320000 | 9.8 | 19.1 | 360000 | 3.32 | 250000 | 2.25 | 6667.5 | Yes
204269179 | JOHNSON CONTROLS-HITACHI AIR CONDITIONING | TVAHR336B52S | Ducted Indoor Units | 320000 | 9.8 | 19.1 | 360000 | 3.32 | 250000 | 2.25 | 6667.5 | Yes
203993433 | JOHNSON CONTROLS-HITACHI AIR CONDITIONING | TVAHR384B32S | Non-Ducted Indoor Units | 366000 | 9.6 | 19.6 | 410000 | 3.37 | 276000 | 2.2 | 7625 | Yes
203993456 | JOHNSON CONTROLS-HITACHI AIR CONDITIONING | TVAHR384B42S | Non-Ducted Indoor Units | 366000 | 9.6 | 19.6 | 410000 | 3.37 | 276000 | 2.2 | 7625 | Yes
204269133 | JOHNSON CONTROLS-HITACHI AIR CONDITIONING | TVAHR384B52S | Non-Ducted Indoor Units | 366000 | 9.6 | 19.6 | 410000 | 3.37 | 276000 | 2.2 | 7625 | Yes
203993479 | JOHNSON CONTROLS-HITACHI AIR CONDITIONING | TVAHR432B32S | Ducted Indoor Units | 400000 | 9.6 | 19 | 460000 | 3.35 | 300000 | 2.19 | 8332.5 | Yes
203993499 | JOHNSON CONTROLS-HITACHI AIR CONDITIONING | TVAHR432B42S | Ducted Indoor Units | 400000 | 9.6 | 19 | 460000 | 3.35 | 300000 | 2.19 | 8332.5 | Yes
204269183 | JOHNSON CONTROLS-HITACHI AIR CONDITIONING | TVAHR432B52S | Ducted Indoor Units | 400000 | 9.6 | 19 | 460000 | 3.35 | 300000 | 2.19 | 8332.5 | Yes
203994628 | JOHNSON CONTROLS-HITACHI AIR CONDITIONING | TVAHP168B32S | Mixed Ducted and Non-Ducted Indoor Units | 160000 | 11.7 | 22.4 | 180000 | 3.6 | 124000 | 2.28 | 3332.5 | Yes
203994631 | JOHNSON CONTROLS-HITACHI AIR CONDITIONING | TVAHP168B42S | Mixed Ducted and Non-Ducted Indoor Units | 160000 | 11.7 | 22.4 | 180000 | 3.6 | 124000 | 2.28 | 3332.5 | Yes
204269364 | JOHNSON CONTROLS-HITACHI AIR CONDITIONING | TVAHP168B52S | Mixed Ducted and Non-Ducted Indoor Units | 160000 | 11.7 | 22.4 | 180000 | 3.6 | 124000 | 2.28 | 3332.5 | Yes
203994634 | JOHNSON CONTROLS-HITACHI AIR CONDITIONING | TVAHR168B32S | Mixed Ducted and Non-Ducted Indoor Units | 160000 | 11.7 | 22.4 | 180000 | 3.6 | 124000 | 2.28 | 3332.5 | Yes
203994637 | JOHNSON CONTROLS-HITACHI AIR CONDITIONING | TVAHR168B42S | Mixed Ducted and Non-Ducted Indoor Units | 160000 | 11.7 | 22.4 | 180000 | 3.6 | 124000 | 2.28 | 3332.5 | Yes
204269316 | JOHNSON CONTROLS-HITACHI AIR CONDITIONING | TVAHR168B52S | Mixed Ducted and Non-Ducted Indoor Units | 160000 | 11.7 | 22.4 | 180000 | 3.6 | 124000 | 2.28 | 3332.5 | Yes
203994610 | JOHNSON CONTROLS-HITACHI AIR CONDITIONING | TVAHP144B32S | Mixed Ducted and Non-Ducted Indoor Units | 138000 | 11.05 | 22.55 | 154000 | 3.41 | 110000 | 2.13 | 2875 | Yes
203994613 | JOHNSON CONTROLS-HITACHI AIR CONDITIONING | TVAHP144B42S | Mixed Ducted and Non-Ducted Indoor Units | 138000 | 11.05 | 22.55 | 154000 | 3.41 | 110000 | 2.13 | 2875 | Yes
204269363 | JOHNSON CONTROLS-HITACHI AIR CONDITIONING | TVAHP144B52S | Mixed Ducted and Non-Ducted Indoor Units | 138000 | 11.05 | 22.55 | 154000 | 3.41 | 110000 | 2.13 | 2875 | Yes
203994616 | JOHNSON CONTROLS-HITACHI AIR CONDITIONING | TVAHR144B32S | Mixed Ducted and Non-Ducted Indoor Units | 138000 | 11.05 | 22.55 | 154000 | 3.41 | 110000 | 2.13 | 2875 | Yes
203994619 | JOHNSON CONTROLS-HITACHI AIR CONDITIONING | TVAHR144B42S | Mixed Ducted and Non-Ducted Indoor Units | 138000 | 11.05 | 22.55 | 154000 | 3.41 | 110000 | 2.13 | 2875 | Yes
204269315 | JOHNSON CONTROLS-HITACHI AIR CONDITIONING | TVAHR144B52S | Mixed Ducted and Non-Ducted Indoor Units | 138000 | 11.05 | 22.55 | 154000 | 3.41 | 110000 | 2.13 | 2875 | Yes
203994005 | JOHNSON CONTROLS-HITACHI AIR CONDITIONING | TVAHP168B32S | Non-Ducted Indoor Units | 160000 | 11.6 | 23.4 | 180000 | 3.65 | 124000 | 2.16 | 3332.5 | Yes
203994012 | JOHNSON CONTROLS-HITACHI AIR CONDITIONING | TVAHP168B42S | Non-Ducted Indoor Units | 160000 | 11.6 | 23.4 | 180000 | 3.65 | 124000 | 2.16 | 3332.5 | Yes
204269220 | JOHNSON CONTROLS-HITACHI AIR CONDITIONING | TVAHP168B52S | Non-Ducted Indoor Units | 160000 | 11.6 | 23.4 | 180000 | 3.65 | 124000 | 2.16 | 3332.5 | Yes
203994019 | JOHNSON CONTROLS-HITACHI AIR CONDITIONING | TVAHR168B32S | Non-Ducted Indoor Units | 160000 | 11.6 | 23.4 | 180000 | 3.65 | 124000 | 2.16 | 3332.5 | Yes
203994025 | JOHNSON CONTROLS-HITACHI AIR CONDITIONING | TVAHR168B42S | Non-Ducted Indoor Units | 160000 | 11.6 | 23.4 | 180000 | 3.65 | 124000 | 2.16 | 3332.5 | Yes
204269124 | JOHNSON CONTROLS-HITACHI AIR CONDITIONING | TVAHR168B52S | Non-Ducted Indoor Units | 160000 | 11.6 | 23.4 | 180000 | 3.65 | 124000 | 2.16 | 3332.5 | Yes
201862938 | LENNOX | VPA240L4M-2G | Non-Ducted Indoor Units | 230000 | 11.1 | 19.7 | 240000 | 3.56 | 160000 | 2.28 | 4792.5 | Yes
201862916 | LENNOX | VPA240L4M-2Y | Non-Ducted Indoor Units | 230000 | 11.1 | 19.7 | 240000 | 3.56 | 160000 | 2.28 | 4792.5 | Yes
201862892 | LENNOX | VRA240L4M-2G | Non-Ducted Indoor Units | 230000 | 11.3 | 20.1 | 240000 | 3.56 | 160000 | 2.28 | 4792.5 | Yes
201862868 | LENNOX | VRA240L4M-2Y | Non-Ducted Indoor Units | 230000 | 11.3 | 20.1 | 240000 | 3.56 | 160000 | 2.28 | 4792.5 | Yes
201862936 | LENNOX | VPA216L4M-2G | Non-Ducted Indoor Units | 206000 | 11.2 | 20.2 | 224000 | 3.58 | 152000 | 2.28 | 4292.5 | Yes
201862914 | LENNOX | VPA216L4M-2Y | Non-Ducted Indoor Units | 206000 | 11.2 | 20.2 | 224000 | 3.58 | 152000 | 2.28 | 4292.5 | Yes
202918873 | LENNOX | VPB240H4M-3G | Ducted Indoor Units | 230000 | 11.1 | 20.3 | 258000 | 3.44 | 182000 | 2.34 | 4792.5 | Yes
202918876 | LENNOX | VPB240H4M-3Y | Ducted Indoor Units | 230000 | 11.1 | 20.3 | 258000 | 3.44 | 182000 | 2.34 | 4792.5 | Yes
202918981 | LENNOX | VRB240H4M-3G | Ducted Indoor Units | 230000 | 11.1 | 20.3 | 258000 | 3.37 | 182000 | 2.27 | 4792.5 | Yes
202918984 | LENNOX | VRB240H4M-3Y | Ducted Indoor Units | 230000 | 11.1 | 20.3 | 258000 | 3.37 | 182000 | 2.27 | 4792.5 | Yes
201862887 | LENNOX | VRA168L4M-2G | Ducted Indoor Units | 160000 | 11 | 20.6 | 180000 | 3.6 | 126000 | 2.29 | 3332.5 | Yes
201862863 | LENNOX | VRA168L4M-2Y | Ducted Indoor Units | 160000 | 11 | 20.6 | 180000 | 3.6 | 126000 | 2.29 | 3332.5 | Yes
201862890 | LENNOX | VRA216L4M-2G | Non-Ducted Indoor Units | 206000 | 11.4 | 20.7 | 224000 | 3.58 | 152000 | 2.28 | 4292.5 | Yes
201862866 | LENNOX | VRA216L4M-2Y | Non-Ducted Indoor Units | 206000 | 11.4 | 20.7 | 224000 | 3.58 | 152000 | 2.28 | 4292.5 | Yes
201862885 | LENNOX | VRA144L4M-2G | Ducted Indoor Units | 138000 | 11.1 | 20.8 | 154000 | 3.62 | 108000 | 2.34 | 2875 | Yes
201862861 | LENNOX | VRA144L4M-2Y | Ducted Indoor Units | 138000 | 11.1 | 20.8 | 154000 | 3.62 | 108000 | 2.34 | 2875 | Yes
202918867 | LENNOX | VPB216H4M-3G | Ducted Indoor Units | 206000 | 11.3 | 20.9 | 232000 | 3.57 | 164000 | 2.36 | 4292.5 | Yes
202918870 | LENNOX | VPB216H4M-3Y | Ducted Indoor Units | 206000 | 11.3 | 20.9 | 232000 | 3.57 | 164000 | 2.36 | 4292.5 | Yes
202918975 | LENNOX | VRB216H4M-3G | Ducted Indoor Units | 206000 | 11.6 | 20.9 | 232000 | 3.54 | 164000 | 2.33 | 4292.5 | Yes
202918978 | LENNOX | VRB216H4M-3Y | Ducted Indoor Units | 206000 | 11.6 | 20.9 | 232000 | 3.54 | 164000 | 2.33 | 4292.5 | Yes
208102095 | LENNOX | VER216C432G | Non-Ducted Indoor Units | 200000 | 11.2 | 21 | 226000 | 3.3 | 160000 | 2.1 | 4167.5 | Yes
208102097 | LENNOX | VER216C432Y | Non-Ducted Indoor Units | 200000 | 11.2 | 21 | 226000 | 3.3 | 160000 | 2.1 | 4167.5 | Yes
201862934 | LENNOX | VPA192L4M-2G | Non-Ducted Indoor Units | 184000 | 11.3 | 21.1 | 206000 | 3.62 | 144000 | 2.35 | 3832.5 | Yes
201862912 | LENNOX | VPA192L4M-2Y | Non-Ducted Indoor Units | 184000 | 11.3 | 21.1 | 206000 | 3.62 | 144000 | 2.35 | 3832.5 | Yes
202918969 | LENNOX | VRB192H4M-3G | Ducted Indoor Units | 184000 | 11.2 | 21.3 | 206000 | 3.32 | 134000 | 2.28 | 3832.5 | Yes
202918972 | LENNOX | VRB192H4M-3Y | Ducted Indoor Units | 184000 | 11.2 | 21.3 | 206000 | 3.32 | 134000 | 2.28 | 3832.5 | Yes
202918854 | LENNOX | VPB168H4M-3G | Non-Ducted Indoor Units | 160000 | 11 | 21.5 | 180000 | 3.5 | 128000 | 2.24 | 3332.5 | Yes
202918855 | LENNOX | VPB168H4M-3G | Ducted Indoor Units | 160000 | 11.2 | 21.5 | 180000 | 3.45 | 128000 | 2.3 | 3332.5 | Yes
202918856 | LENNOX | VPB168H4M-3G | Mixed Ducted and Non-Ducted Indoor Units | 160000 | 11.1 | 21.5 | 180000 | 3.47 | 128000 | 2.27 | 3332.5 | Yes
202918857 | LENNOX | VPB168H4M-3Y | Non-Ducted Indoor Units | 160000 | 11 | 21.5 | 180000 | 3.5 | 128000 | 2.24 | 3332.5 | Yes
202918858 | LENNOX | VPB168H4M-3Y | Ducted Indoor Units | 160000 | 11.2 | 21.5 | 180000 | 3.45 | 128000 | 2.3 | 3332.5 | Yes
202918859 | LENNOX | VPB168H4M-3Y | Mixed Ducted and Non-Ducted Indoor Units | 160000 | 11.1 | 21.5 | 180000 | 3.47 | 128000 | 2.27 | 3332.5 | Yes
201862888 | LENNOX | VRA192L4M-2G | Non-Ducted Indoor Units | 184000 | 11.5 | 21.6 | 206000 | 3.62 | 144000 | 2.35 | 3832.5 | Yes
201862864 | LENNOX | VRA192L4M-2Y | Non-Ducted Indoor Units | 184000 | 11.5 | 21.6 | 206000 | 3.62 | 144000 | 2.35 | 3832.5 | Yes
202918976 | LENNOX | VRB216H4M-3G | Mixed Ducted and Non-Ducted Indoor Units | 206000 | 11.6 | 21.6 | 232000 | 3.6 | 164000 | 2.34 | 4292.5 | Yes
202918979 | LENNOX | VRB216H4M-3Y | Mixed Ducted and Non-Ducted Indoor Units | 206000 | 11.6 | 21.6 | 232000 | 3.6 | 164000 | 2.34 | 4292.5 | Yes
201862932 | LENNOX | VPA168L4M-2G | Non-Ducted Indoor Units | 160000 | 11.5 | 21.7 | 180000 | 3.71 | 126000 | 2.47 | 3332.5 | Yes
201862910 | LENNOX | VPA168L4M-2Y | Non-Ducted Indoor Units | 160000 | 11.5 | 21.7 | 180000 | 3.71 | 126000 | 2.47 | 3332.5 | Yes
202918849 | LENNOX | VPB144H4M-3G | Ducted Indoor Units | 138000 | 11.6 | 21.7 | 154000 | 3.6 | 109000 | 2.45 | 2875 | Yes
202918852 | LENNOX | VPB144H4M-3Y | Ducted Indoor Units | 138000 | 11.6 | 21.7 | 154000 | 3.6 | 109000 | 2.45 | 2875 | Yes
202918868 | LENNOX | VPB216H4M-3G | Mixed Ducted and Non-Ducted Indoor Units | 206000 | 11.3 | 21.8 | 232000 | 3.61 | 164000 | 2.36 | 4292.5 | Yes
202918871 | LENNOX | VPB216H4M-3Y | Mixed Ducted and Non-Ducted Indoor Units | 206000 | 11.3 | 21.8 | 232000 | 3.61 | 164000 | 2.36 | 4292.5 | Yes
205818887 | LENNOX | VRB216L4M-3G | Ducted Indoor Units | 206000 | 11.7 | 21.8 | 232000 | 3.66 | 198000 | 2.49 | 4292.5 | Yes
205818885 | LENNOX | VRB216L4M-3Y | Ducted Indoor Units | 206000 | 11.7 | 21.8 | 232000 | 3.66 | 198000 | 2.49 | 4292.5 | Yes
205818883 | LENNOX | VPB216L4M-3G | Ducted Indoor Units | 206000 | 11.6 | 21.9 | 232000 | 3.73 | 198000 | 2.54 | 4292.5 | Yes
205818881 | LENNOX | VPB216L4M-3Y | Ducted Indoor Units | 206000 | 11.6 | 21.9 | 232000 | 3.73 | 198000 | 2.54 | 4292.5 | Yes
202918963 | LENNOX | VRB168H4M-3G | Ducted Indoor Units | 160000 | 11.5 | 21.9 | 180000 | 3.45 | 128000 | 2.3 | 3332.5 | Yes
202918966 | LENNOX | VRB168H4M-3Y | Ducted Indoor Units | 160000 | 11.5 | 21.9 | 180000 | 3.45 | 128000 | 2.3 | 3332.5 | Yes
202918964 | LENNOX | VRB168H4M-3G | Mixed Ducted and Non-Ducted Indoor Units | 160000 | 11.4 | 21.95 | 180000 | 3.47 | 128000 | 2.27 | 3332.5 | Yes
202918967 | LENNOX | VRB168H4M-3Y | Mixed Ducted and Non-Ducted Indoor Units | 160000 | 11.4 | 21.95 | 180000 | 3.47 | 128000 | 2.27 | 3332.5 | Yes
208102006 | LENNOX | VEP096C432G | Mixed Ducted and Non-Ducted Indoor Units | 92000 | 11.9 | 22.5 | 103000 | 3.65 | 67000 | 2.44 | 1917.5 | Yes
208102007 | LENNOX | VEP096C432G | Non-Ducted Indoor Units | 92000 | 12.6 | 26 | 103000 | 3.9 | 67000 | 2.5 | 1917.5 | Yes
208102009 | LENNOX | VEP096C432Y | Mixed Ducted and Non-Ducted Indoor Units | 92000 | 11.9 | 23 | 103000 | 3.65 | 67000 | 2.44 | 1917.5 | Yes
208102010 | LENNOX | VEP096C432Y | Non-Ducted Indoor Units | 92000 | 12.6 | 26 | 103000 | 3.9 | 67000 | 2.5 | 1917.5 | Yes
208102045 | LENNOX | VEP264C432G | Mixed Ducted and Non-Ducted Indoor Units | 250000 | 10.5 | 20.5 | 282000 | 3.32 | 186000 | 2.2 | 5207.5 | Yes
208102046 | LENNOX | VEP264C432G | Non-Ducted Indoor Units | 250000 | 10.5 | 20.5 | 282000 | 3.35 | 186000 | 2.2 | 5207.5 | Yes
208102047 | LENNOX | VEP264C432Y | Ducted Indoor Units | 250000 | 10.5 | 20.5 | 282000 | 3.3 | 186000 | 2.2 | 5207.5 | Yes
208102048 | LENNOX | VEP264C432Y | Non-Ducted Indoor Units | 250000 | 10.5 | 20.5 | 282000 | 3.35 | 186000 | 2.2 | 5207.5 | Yes
10225959 | LENNOX | VEP264C432Y | Ducted Indoor Units | 250000 | 10.5 | 20.5 | 282000 | 3.3 | 186000 | 2.2 | 5207.5 | Yes
208102053 | LENNOX | VEP288C432Y | Non-Ducted Indoor Units | 274000 | 10.2 | 20.5 | 308000 | 3.3 | 200000 | 2.2 | 5707.5 | Yes
208102070 | LENNOX | VER072C432G | Non-Ducted Indoor Units | 67000 | 11.5 | 22 | 75000 | 3.4 | 51000 | 2.4 | 1395 | Yes
208102073 | LENNOX | VER072C432Y | Non-Ducted Indoor Units | 67000 | 11.5 | 22 | 75000 | 3.4 | 51000 | 2.4 | 1395 | Yes
208102083 | LENNOX | VER144C432G | Non-Ducted Indoor Units | 134000 | 11.6 | 23 | 150000 | 3.65 | 106000 | 2.35 | 2792.5 | Yes
208102085 | LENNOX | VER144C432Y | Non-Ducted Indoor Units | 134000 | 11.6 | 23 | 150000 | 3.65 | 106000 | 2.35 | 2792.5 | Yes
208102114 | LENNOX | VER336C432G | Ducted Indoor Units | 312000 | 9.8 | 19 | 320000 | 3.3 | 246000 | 2.05 | 6500 | Yes
208102115 | LENNOX | VER336C432G | Non-Ducted Indoor Units | 312000 | 10 | 20 | 320000 | 3.3 | 246000 | 2.05 | 6500 | Yes
208102116 | LENNOX | VER336C432Y | Ducted Indoor Units | 312000 | 9.8 | 19 | 320000 | 3.3 | 246000 | 2.05 | 6500 | Yes
208102117 | LENNOX | VER336C432Y | Non-Ducted Indoor Units | 312000 | 10 | 20 | 320000 | 3.3 | 246000 | 2.05 | 6500 | Yes
201847109 | LENNOX | VPA072H4M-2G | Non-Ducted Indoor Units | 69000 | 13.8 | 23.6 | 77000 | 4.25 | 54000 | 2.65 | 1437.5 | Yes
201847110 | LENNOX | VPA072H4M-2G | Ducted Indoor Units | 69000 | 12 | 22.7 | 77000 | 3.69 | 54000 | 2.41 | 1437.5 | Yes
201847111 | LENNOX | VPA072H4M-2Y | Non-Ducted Indoor Units | 69000 | 13.8 | 23.6 | 77000 | 4.25 | 54000 | 2.65 | 1437.5 | Yes
201847112 | LENNOX | VPA072H4M-2Y | Ducted Indoor Units | 69000 | 12 | 22.7 | 77000 | 3.69 | 54000 | 2.41 | 1437.5 | Yes
201862924 | LENNOX | VPA072L4M-2G | Non-Ducted Indoor Units | 69000 | 13 | 23 | 77000 | 4.05 | 54000 | 2.53 | 1437.5 | Yes
201862925 | LENNOX | VPA072L4M-2G | Ducted Indoor Units | 69000 | 11.8 | 21.5 | 77000 | 3.68 | 54000 | 2.25 | 1437.5 | Yes
201862902 | LENNOX | VPA072L4M-2Y | Non-Ducted Indoor Units | 69000 | 13 | 23 | 77000 | 4.05 | 54000 | 2.53 | 1437.5 | Yes
201862903 | LENNOX | VPA072L4M-2Y | Ducted Indoor Units | 69000 | 11.8 | 21.5 | 77000 | 3.68 | 54000 | 2.25 | 1437.5 | Yes
201847113 | LENNOX | VPA096H4M-2G | Non-Ducted Indoor Units | 92000 | 12.4 | 23.5 | 103000 | 3.8 | 72000 | 2.46 | 1917.5 | Yes
201847114 | LENNOX | VPA096H4M-2G | Ducted Indoor Units | 92000 | 11.7 | 22.5 | 103000 | 3.57 | 72000 | 2.3 | 1917.5 | Yes
201847115 | LENNOX | VPA096H4M-2Y | Non-Ducted Indoor Units | 92000 | 12.4 | 23.5 | 103000 | 3.8 | 72000 | 2.46 | 1917.5 | Yes
201847116 | LENNOX | VPA096H4M-2Y | Ducted Indoor Units | 92000 | 11.7 | 22.5 | 103000 | 3.57 | 72000 | 2.3 | 1917.5 | Yes
201862926 | LENNOX | VPA096L4M-2G | Non-Ducted Indoor Units | 92000 | 12.7 | 23.5 | 103000 | 3.93 | 72000 | 2.44 | 1917.5 | Yes
201862904 | LENNOX | VPA096L4M-2Y | Non-Ducted Indoor Units | 92000 | 12.7 | 23.5 | 103000 | 3.93 | 72000 | 2.44 | 1917.5 | Yes
201862928 | LENNOX | VPA120L4M-2G | Non-Ducted Indoor Units | 115000 | 11.6 | 21.7 | 120000 | 3.52 | 80000 | 2.25 | 2395 | Yes
201862906 | LENNOX | VPA120L4M-2Y | Non-Ducted Indoor Units | 115000 | 11.6 | 21.7 | 120000 | 3.52 | 80000 | 2.25 | 2395 | Yes
201862940 | LENNOX | VPA264L4M-2G | Non-Ducted Indoor Units | 252000 | 11.3 | 21.9 | 282000 | 3.6 | 198000 | 2.33 | 5250 | Yes
201862941 | LENNOX | VPA264L4M-2G | Ducted Indoor Units | 252000 | 10.5 | 20.3 | 282000 | 3.42 | 198000 | 2.26 | 5250 | Yes
201862918 | LENNOX | VPA264L4M-2Y | Non-Ducted Indoor Units | 252000 | 11.3 | 21.9 | 282000 | 3.6 | 198000 | 2.33 | 5250 | Yes
201862919 | LENNOX | VPA264L4M-2Y | Ducted Indoor Units | 252000 | 10.5 | 20.3 | 282000 | 3.42 | 198000 | 2.26 | 5250 | Yes
201862942 | LENNOX | VPA288L4M-2G | Non-Ducted Indoor Units | 276000 | 10.7 | 20.9 | 298000 | 3.5 | 204000 | 2.32 | 5750 | Yes
201862943 | LENNOX | VPA288L4M-2G | Ducted Indoor Units | 276000 | 10.1 | 18.6 | 298000 | 3.35 | 204000 | 2.19 | 5750 | Yes
201862920 | LENNOX | VPA288L4M-2Y | Non-Ducted Indoor Units | 276000 | 10.7 | 20.9 | 298000 | 3.5 | 204000 | 2.32 | 5750 | Yes
201862921 | LENNOX | VPA288L4M-2Y | Ducted Indoor Units | 276000 | 10.1 | 18.6 | 298000 | 3.35 | 204000 | 2.19 | 5750 | Yes
201862944 | LENNOX | VPA312L4M-2G | Non-Ducted Indoor Units | 298000 | 9.8 | 20.3 | 320000 | 3.45 | 218000 | 2.22 | 6207.5 | Yes
201862922 | LENNOX | VPA312L4M-2Y | Non-Ducted Indoor Units | 298000 | 9.8 | 20.3 | 320000 | 3.45 | 218000 | 2.22 | 6207.5 | Yes
202918830 | LENNOX | VPB072H4M-3G | Non-Ducted Indoor Units | 69000 | 14.8 | 25.4 | 77000 | 4.29 | 58000 | 2.72 | 1437.5 | Yes
202918831 | LENNOX | VPB072H4M-3G | Ducted Indoor Units | 69000 | 12.8 | 22.8 | 77000 | 3.84 | 58000 | 2.57 | 1437.5 | Yes
202918832 | LENNOX | VPB072H4M-3G | Mixed Ducted and Non-Ducted Indoor Units | 69000 | 13.8 | 24.1 | 77000 | 4.06 | 58000 | 2.64 | 1437.5 | Yes
202918833 | LENNOX | VPB072H4M-3Y | Non-Ducted Indoor Units | 69000 | 14.8 | 25.4 | 77000 | 4.29 | 58000 | 2.72 | 1437.5 | Yes
202918834 | LENNOX | VPB072H4M-3Y | Ducted Indoor Units | 69000 | 12.8 | 22.8 | 77000 | 3.84 | 58000 | 2.57 | 1437.5 | Yes
202918835 | LENNOX | VPB072H4M-3Y | Mixed Ducted and Non-Ducted Indoor Units | 69000 | 13.8 | 24.1 | 77000 | 4.06 | 58000 | 2.64 | 1437.5 | Yes
205818834 | LENNOX | VPB072L4M-3G | Non-Ducted Indoor Units | 69000 | 14.8 | 25.4 | 77000 | 4.29 | 66000 | 2.62 | 1437.5 | Yes
205818835 | LENNOX | VPB072L4M-3G | Ducted Indoor Units | 69000 | 12.8 | 22.8 | 77000 | 3.84 | 66000 | 2.43 | 1437.5 | Yes
205818929 | LENNOX | VPB072L4M-3G | Mixed Ducted and Non-Ducted Indoor Units | 69000 | 13.8 | 24.1 | 77000 | 4.06 | 66000 | 2.52 | 1437.5 | Yes
205818832 | LENNOX | VPB072L4M-3Y | Non-Ducted Indoor Units | 69000 | 14.8 | 25.4 | 77000 | 4.29 | 66000 | 2.62 | 1437.5 | Yes
205818833 | LENNOX | VPB072L4M-3Y | Ducted Indoor Units | 69000 | 12.8 | 22.8 | 77000 | 3.84 | 66000 | 2.43 | 1437.5 | Yes
205818928 | LENNOX | VPB072L4M-3Y | Mixed Ducted and Non-Ducted Indoor Units | 69000 | 13.8 | 24.1 | 77000 | 4.06 | 66000 | 2.52 | 1437.5 | Yes
202918836 | LENNOX | VPB096H4M-3G | Non-Ducted Indoor Units | 92000 | 12.9 | 25.6 | 103000 | 3.99 | 72000 | 2.65 | 1917.5 | Yes
202918837 | LENNOX | VPB096H4M-3G | Ducted Indoor Units | 92000 | 12 | 22.7 | 103000 | 3.8 | 72000 | 2.6 | 1917.5 | Yes
202918838 | LENNOX | VPB096H4M-3G | Mixed Ducted and Non-Ducted Indoor Units | 92000 | 12.45 | 24.15 | 103000 | 3.89 | 72000 | 2.62 | 1917.5 | Yes
202918839 | LENNOX | VPB096H4M-3Y | Non-Ducted Indoor Units | 92000 | 12.9 | 25.6 | 103000 | 3.99 | 72000 | 2.65 | 1917.5 | Yes
202918840 | LENNOX | VPB096H4M-3Y | Ducted Indoor Units | 92000 | 12 | 22.7 | 103000 | 3.8 | 72000 | 2.6 | 1917.5 | Yes
202918841 | LENNOX | VPB096H4M-3Y | Mixed Ducted and Non-Ducted Indoor Units | 92000 | 12.45 | 24.15 | 103000 | 3.89 | 72000 | 2.62 | 1917.5 | Yes
205818842 | LENNOX | VPB096L4M-3G | Non-Ducted Indoor Units | 92000 | 12.8 | 26.4 | 103000 | 4.06 | 86000 | 2.6 | 1917.5 | Yes
205818843 | LENNOX | VPB096L4M-3G | Ducted Indoor Units | 92000 | 12.5 | 23.6 | 103000 | 4.01 | 86000 | 2.66 | 1917.5 | Yes
205818933 | LENNOX | VPB096L4M-3G | Mixed Ducted and Non-Ducted Indoor Units | 92000 | 12.65 | 25 | 103000 | 4.03 | 86000 | 2.63 | 1917.5 | Yes
205818840 | LENNOX | VPB096L4M-3Y | Non-Ducted Indoor Units | 92000 | 12.8 | 26.4 | 103000 | 4.06 | 86000 | 2.6 | 1917.5 | Yes
205818841 | LENNOX | VPB096L4M-3Y | Ducted Indoor Units | 92000 | 12.5 | 23.6 | 103000 | 4.01 | 86000 | 2.66 | 1917.5 | Yes
205818932 | LENNOX | VPB096L4M-3Y | Mixed Ducted and Non-Ducted Indoor Units | 92000 | 12.65 | 25 | 103000 | 4.03 | 86000 | 2.63 | 1917.5 | Yes
202918842 | LENNOX | VPB120H4M-3G | Non-Ducted Indoor Units | 115000 | 11.5 | 23.5 | 129000 | 3.56 | 84000 | 2.47 | 2395 | Yes
202918845 | LENNOX | VPB120H4M-3Y | Non-Ducted Indoor Units | 115000 | 11.5 | 23.5 | 129000 | 3.56 | 84000 | 2.47 | 2395 | Yes
205818850 | LENNOX | VPB120L4M-3G | Non-Ducted Indoor Units | 115000 | 12.1 | 24 | 129000 | 3.78 | 110000 | 2.42 | 2395 | Yes
205818851 | LENNOX | VPB120L4M-3G | Ducted Indoor Units | 115000 | 12.2 | 23.4 | 129000 | 3.92 | 110000 | 2.46 | 2395 | Yes
205818937 | LENNOX | VPB120L4M-3G | Mixed Ducted and Non-Ducted Indoor Units | 115000 | 12.15 | 23.7 | 129000 | 3.85 | 110000 | 2.44 | 2395 | Yes
205818848 | LENNOX | VPB120L4M-3Y | Non-Ducted Indoor Units | 115000 | 12.1 | 24 | 129000 | 3.78 | 110000 | 2.42 | 2395 | Yes
205818849 | LENNOX | VPB120L4M-3Y | Ducted Indoor Units | 115000 | 12.2 | 23.4 | 129000 | 3.92 | 110000 | 2.46 | 2395 | Yes
205818936 | LENNOX | VPB120L4M-3Y | Mixed Ducted and Non-Ducted Indoor Units | 115000 | 12.15 | 23.7 | 129000 | 3.85 | 110000 | 2.44 | 2395 | Yes
205818874 | LENNOX | VPB192L4M-3G | Non-Ducted Indoor Units | 184000 | 11.6 | 22 | 206000 | 4 | 176000 | 2.62 | 3832.5 | Yes
205818872 | LENNOX | VPB192L4M-3Y | Non-Ducted Indoor Units | 184000 | 11.6 | 22 | 206000 | 4 | 176000 | 2.62 | 3832.5 | Yes
202918957 | LENNOX | VRB144H4M-3G | Ducted Indoor Units | 138000 | 12 | 22 | 154000 | 3.6 | 109000 | 2.45 | 2875 | Yes
202918960 | LENNOX | VRB144H4M-3Y | Ducted Indoor Units | 138000 | 12 | 22 | 154000 | 3.6 | 109000 | 2.45 | 2875 | Yes
202918962 | LENNOX | VRB168H4M-3G | Non-Ducted Indoor Units | 160000 | 11.3 | 22 | 180000 | 3.5 | 128000 | 2.24 | 3332.5 | Yes
202918965 | LENNOX | VRB168H4M-3Y | Non-Ducted Indoor Units | 160000 | 11.3 | 22 | 180000 | 3.5 | 128000 | 2.24 | 3332.5 | Yes
201862930 | LENNOX | VPA144L4M-2G | Non-Ducted Indoor Units | 138000 | 11.9 | 22.1 | 154000 | 3.75 | 108000 | 2.58 | 2875 | Yes
201862908 | LENNOX | VPA144L4M-2Y | Non-Ducted Indoor Units | 138000 | 11.9 | 22.1 | 154000 | 3.75 | 108000 | 2.58 | 2875 | Yes
202918850 | LENNOX | VPB144H4M-3G | Mixed Ducted and Non-Ducted Indoor Units | 138000 | 11.55 | 22.1 | 154000 | 3.67 | 109000 | 2.44 | 2875 | Yes
202918853 | LENNOX | VPB144H4M-3Y | Mixed Ducted and Non-Ducted Indoor Units | 138000 | 11.55 | 22.1 | 154000 | 3.67 | 109000 | 2.44 | 2875 | Yes
205818949 | LENNOX | VPB192L4M-3G | Mixed Ducted and Non-Ducted Indoor Units | 184000 | 11.25 | 22.1 | 206000 | 3.87 | 176000 | 2.53 | 3832.5 | Yes
205818948 | LENNOX | VPB192L4M-3Y | Mixed Ducted and Non-Ducted Indoor Units | 184000 | 11.25 | 22.1 | 206000 | 3.87 | 176000 | 2.53 | 3832.5 | Yes
205818891 | LENNOX | VPB240L4M-3G | Ducted Indoor Units | 230000 | 11.3 | 22.1 | 258000 | 3.7 | 218000 | 2.5 | 4792.5 | Yes
205818889 | LENNOX | VPB240L4M-3Y | Ducted Indoor Units | 230000 | 11.3 | 22.1 | 258000 | 3.7 | 218000 | 2.5 | 4792.5 | Yes
205818879 | LENNOX | VRB192L4M-3G | Ducted Indoor Units | 184000 | 11.3 | 22.1 | 206000 | 3.65 | 176000 | 2.44 | 3832.5 | Yes
205818877 | LENNOX | VRB192L4M-3Y | Ducted Indoor Units | 184000 | 11.3 | 22.1 | 206000 | 3.65 | 176000 | 2.44 | 3832.5 | Yes
202918878 | LENNOX | VPB264H4M-3G | Non-Ducted Indoor Units | 252000 | 11.4 | 22.2 | 282000 | 3.64 | 200000 | 2.4 | 5250 | Yes
202918879 | LENNOX | VPB264H4M-3G | Ducted Indoor Units | 252000 | 11.1 | 21.7 | 282000 | 3.53 | 200000 | 2.42 | 5250 | Yes
202918880 | LENNOX | VPB264H4M-3G | Mixed Ducted and Non-Ducted Indoor Units | 252000 | 11.25 | 21.95 | 282000 | 3.58 | 200000 | 2.41 | 5250 | Yes
202918881 | LENNOX | VPB264H4M-3Y | Non-Ducted Indoor Units | 252000 | 11.4 | 22.2 | 282000 | 3.64 | 200000 | 2.4 | 5250 | Yes
202918882 | LENNOX | VPB264H4M-3Y | Ducted Indoor Units | 252000 | 11.1 | 21.7 | 282000 | 3.53 | 200000 | 2.42 | 5250 | Yes
202918883 | LENNOX | VPB264H4M-3Y | Mixed Ducted and Non-Ducted Indoor Units | 252000 | 11.25 | 21.95 | 282000 | 3.58 | 200000 | 2.41 | 5250 | Yes
205818898 | LENNOX | VPB264L4M-3G | Non-Ducted Indoor Units | 252000 | 11.7 | 23.1 | 282000 | 3.9 | 240000 | 2.52 | 5250 | Yes
205818899 | LENNOX | VPB264L4M-3G | Ducted Indoor Units | 252000 | 11.3 | 21.7 | 282000 | 3.84 | 240000 | 2.57 | 5250 | Yes
205818961 | LENNOX | VPB264L4M-3G | Mixed Ducted and Non-Ducted Indoor Units | 252000 | 11.5 | 22.4 | 282000 | 3.87 | 240000 | 2.54 | 5250 | Yes
205818896 | LENNOX | VPB264L4M-3Y | Non-Ducted Indoor Units | 252000 | 11.7 | 23.1 | 282000 | 3.9 | 240000 | 2.52 | 5250 | Yes
205818897 | LENNOX | VPB264L4M-3Y | Ducted Indoor Units | 252000 | 11.3 | 21.7 | 282000 | 3.84 | 240000 | 2.57 | 5250 | Yes
205818960 | LENNOX | VPB264L4M-3Y | Mixed Ducted and Non-Ducted Indoor Units | 252000 | 11.5 | 22.4 | 282000 | 3.87 | 240000 | 2.54 | 5250 | Yes
202918884 | LENNOX | VPB288H4M-3G | Non-Ducted Indoor Units | 276000 | 10.9 | 21.5 | 308000 | 3.49 | 210000 | 2.35 | 5750 | Yes
202918885 | LENNOX | VPB288H4M-3G | Ducted Indoor Units | 276000 | 10.4 | 20.8 | 308000 | 3.46 | 210000 | 2.32 | 5750 | Yes
202918886 | LENNOX | VPB288H4M-3G | Mixed Ducted and Non-Ducted Indoor Units | 276000 | 10.65 | 21.15 | 308000 | 3.47 | 210000 | 2.33 | 5750 | Yes
202918887 | LENNOX | VPB288H4M-3Y | Non-Ducted Indoor Units | 276000 | 10.9 | 21.5 | 308000 | 3.49 | 210000 | 2.35 | 5750 | Yes
202918888 | LENNOX | VPB288H4M-3Y | Ducted Indoor Units | 276000 | 10.4 | 20.8 | 308000 | 3.46 | 210000 | 2.32 | 5750 | Yes
202918889 | LENNOX | VPB288H4M-3Y | Mixed Ducted and Non-Ducted Indoor Units | 276000 | 10.65 | 21.15 | 308000 | 3.47 | 210000 | 2.33 | 5750 | Yes
205818906 | LENNOX | VPB288L4M-3G | Non-Ducted Indoor Units | 276000 | 11.3 | 22.4 | 308000 | 3.78 | 262000 | 2.47 | 5750 | Yes
205818907 | LENNOX | VPB288L4M-3G | Ducted Indoor Units | 276000 | 11 | 20.9 | 308000 | 3.79 | 262000 | 2.57 | 5750 | Yes
205818965 | LENNOX | VPB288L4M-3G | Mixed Ducted and Non-Ducted Indoor Units | 276000 | 11.15 | 21.65 | 308000 | 3.78 | 262000 | 2.52 | 5750 | Yes
205818904 | LENNOX | VPB288L4M-3Y | Non-Ducted Indoor Units | 276000 | 11.3 | 22.4 | 308000 | 3.78 | 262000 | 2.47 | 5750 | Yes
205818905 | LENNOX | VPB288L4M-3Y | Ducted Indoor Units | 276000 | 11 | 20.9 | 308000 | 3.79 | 262000 | 2.57 | 5750 | Yes
205818964 | LENNOX | VPB288L4M-3Y | Mixed Ducted and Non-Ducted Indoor Units | 276000 | 11.15 | 21.65 | 308000 | 3.78 | 262000 | 2.52 | 5750 | Yes
202918890 | LENNOX | VPB312H4M-3G | Non-Ducted Indoor Units | 298000 | 10.6 | 21 | 334000 | 3.32 | 222000 | 2.26 | 6207.5 | Yes
202918891 | LENNOX | VPB312H4M-3G | Ducted Indoor Units | 298000 | 10.2 | 20.7 | 334000 | 3.33 | 222000 | 2.3 | 6207.5 | Yes
202918892 | LENNOX | VPB312H4M-3G | Mixed Ducted and Non-Ducted Indoor Units | 298000 | 10.4 | 20.85 | 334000 | 3.32 | 222000 | 2.28 | 6207.5 | Yes
202918893 | LENNOX | VPB312H4M-3Y | Non-Ducted Indoor Units | 298000 | 10.6 | 21 | 334000 | 3.32 | 222000 | 2.26 | 6207.5 | Yes
202918894 | LENNOX | VPB312H4M-3Y | Ducted Indoor Units | 298000 | 10.2 | 20.7 | 334000 | 3.33 | 222000 | 2.3 | 6207.5 | Yes
202918895 | LENNOX | VPB312H4M-3Y | Mixed Ducted and Non-Ducted Indoor Units | 298000 | 10.4 | 20.85 | 334000 | 3.32 | 222000 | 2.28 | 6207.5 | Yes
205818914 | LENNOX | VPB312L4M-3G | Non-Ducted Indoor Units | 298000 | 11.1 | 22.1 | 334000 | 3.55 | 284000 | 2.31 | 6207.5 | Yes
205818915 | LENNOX | VPB312L4M-3G | Ducted Indoor Units | 298000 | 10.6 | 20.7 | 334000 | 3.73 | 284000 | 2.51 | 6207.5 | Yes
205818969 | LENNOX | VPB312L4M-3G | Mixed Ducted and Non-Ducted Indoor Units | 298000 | 10.85 | 21.4 | 334000 | 3.64 | 284000 | 2.41 | 6207.5 | Yes
205818912 | LENNOX | VPB312L4M-3Y | Non-Ducted Indoor Units | 298000 | 11.1 | 22.1 | 334000 | 3.55 | 284000 | 2.31 | 6207.5 | Yes
205818913 | LENNOX | VPB312L4M-3Y | Ducted Indoor Units | 298000 | 10.6 | 20.7 | 334000 | 3.73 | 284000 | 2.51 | 6207.5 | Yes
205818968 | LENNOX | VPB312L4M-3Y | Mixed Ducted and Non-Ducted Indoor Units | 298000 | 10.85 | 21.4 | 334000 | 3.64 | 284000 | 2.41 | 6207.5 | Yes
202918896 | LENNOX | VPB336H4M-3G | Non-Ducted Indoor Units | 320000 | 10.6 | 20.4 | 360000 | 3.34 | 244000 | 2.38 | 6667.5 | Yes
202918897 | LENNOX | VPB336H4M-3G | Ducted Indoor Units | 320000 | 10.4 | 19.2 | 360000 | 3.42 | 244000 | 2.4 | 6667.5 | Yes
202918898 | LENNOX | VPB336H4M-3G | Mixed Ducted and Non-Ducted Indoor Units | 320000 | 10.5 | 19.8 | 360000 | 3.38 | 244000 | 2.39 | 6667.5 | Yes
202918899 | LENNOX | VPB336H4M-3Y | Non-Ducted Indoor Units | 320000 | 10.6 | 20.4 | 360000 | 3.34 | 244000 | 2.38 | 6667.5 | Yes
202918900 | LENNOX | VPB336H4M-3Y | Ducted Indoor Units | 320000 | 10.4 | 19.2 | 360000 | 3.42 | 244000 | 2.4 | 6667.5 | Yes
202918901 | LENNOX | VPB336H4M-3Y | Mixed Ducted and Non-Ducted Indoor Units | 320000 | 10.5 | 19.8 | 360000 | 3.38 | 244000 | 2.39 | 6667.5 | Yes
205818922 | LENNOX | VPB336L4M-3G | Non-Ducted Indoor Units | 320000 | 10.8 | 21.5 | 360000 | 3.55 | 306000 | 2.37 | 6667.5 | Yes
205818923 | LENNOX | VPB336L4M-3G | Ducted Indoor Units | 320000 | 10.6 | 20.2 | 360000 | 3.72 | 306000 | 2.53 | 6667.5 | Yes
205818973 | LENNOX | VPB336L4M-3G | Mixed Ducted and Non-Ducted Indoor Units | 320000 | 10.7 | 20.85 | 360000 | 3.63 | 306000 | 2.45 | 6667.5 | Yes
205818920 | LENNOX | VPB336L4M-3Y | Non-Ducted Indoor Units | 320000 | 10.8 | 21.5 | 360000 | 3.55 | 306000 | 2.37 | 6667.5 | Yes
205818921 | LENNOX | VPB336L4M-3Y | Ducted Indoor Units | 320000 | 10.6 | 20.2 | 360000 | 3.72 | 306000 | 2.53 | 6667.5 | Yes
205818972 | LENNOX | VPB336L4M-3Y | Mixed Ducted and Non-Ducted Indoor Units | 320000 | 10.7 | 20.85 | 360000 | 3.63 | 306000 | 2.45 | 6667.5 | Yes
202918903 | LENNOX | VPB360H4M-3G | Ducted Indoor Units | 344000 | 10 | 18.6 | 380000 | 3.35 | 258000 | 2.33 | 7167.5 | Yes
202918906 | LENNOX | VPB360H4M-3Y | Ducted Indoor Units | 344000 | 10 | 18.6 | 380000 | 3.35 | 258000 | 2.33 | 7167.5 | Yes
205818979 | LENNOX | VPB360L4M-3G | Non-Ducted Indoor Units | 344000 | 10.2 | 20.5 | 380000 | 3.48 | 324000 | 2.32 | 7167.5 | Yes
205818980 | LENNOX | VPB360L4M-3G | Ducted Indoor Units | 344000 | 10.3 | 19.5 | 380000 | 3.73 | 324000 | 2.49 | 7167.5 | Yes
205818981 | LENNOX | VPB360L4M-3G | Mixed Ducted and Non-Ducted Indoor Units | 344000 | 10.25 | 20 | 380000 | 3.6 | 324000 | 2.4 | 7167.5 | Yes
205818976 | LENNOX | VPB360L4M-3Y | Non-Ducted Indoor Units | 344000 | 10.2 | 20.5 | 380000 | 3.48 | 324000 | 2.32 | 7167.5 | Yes
205818977 | LENNOX | VPB360L4M-3Y | Ducted Indoor Units | 344000 | 10.3 | 19.5 | 380000 | 3.73 | 324000 | 2.49 | 7167.5 | Yes
205818978 | LENNOX | VPB360L4M-3Y | Mixed Ducted and Non-Ducted Indoor Units | 344000 | 10.25 | 20 | 380000 | 3.6 | 324000 | 2.4 | 7167.5 | Yes
201862878 | LENNOX | VRA072L4M-2G | Non-Ducted Indoor Units | 69000 | 13 | 23.1 | 77000 | 4.05 | 54000 | 2.53 | 1437.5 | Yes
201862879 | LENNOX | VRA072L4M-2G | Ducted Indoor Units | 69000 | 11.8 | 21.6 | 77000 | 3.68 | 54000 | 2.25 | 1437.5 | Yes
201862854 | LENNOX | VRA072L4M-2Y | Non-Ducted Indoor Units | 69000 | 13 | 23.1 | 77000 | 4.05 | 54000 | 2.53 | 1437.5 | Yes
201862855 | LENNOX | VRA072L4M-2Y | Ducted Indoor Units | 69000 | 11.8 | 21.6 | 77000 | 3.68 | 54000 | 2.25 | 1437.5 | Yes
201862880 | LENNOX | VRA096L4M-2G | Non-Ducted Indoor Units | 92000 | 12.7 | 24.1 | 103000 | 3.82 | 72000 | 2.44 | 1917.5 | Yes
201862856 | LENNOX | VRA096L4M-2Y | Non-Ducted Indoor Units | 92000 | 12.7 | 24.1 | 103000 | 3.82 | 72000 | 2.44 | 1917.5 | Yes
201862882 | LENNOX | VRA120L4M-2G | Non-Ducted Indoor Units | 115000 | 11.6 | 21.9 | 120000 | 3.52 | 80000 | 2.25 | 2395 | Yes
201862858 | LENNOX | VRA120L4M-2Y | Non-Ducted Indoor Units | 115000 | 11.6 | 21.9 | 120000 | 3.52 | 80000 | 2.25 | 2395 | Yes
201862894 | LENNOX | VRA264L4M-2G | Non-Ducted Indoor Units | 252000 | 11.5 | 22.4 | 282000 | 3.6 | 198000 | 2.33 | 5250 | Yes
201862895 | LENNOX | VRA264L4M-2G | Ducted Indoor Units | 252000 | 10.7 | 20.5 | 282000 | 3.42 | 198000 | 2.26 | 5250 | Yes
201862870 | LENNOX | VRA264L4M-2Y | Non-Ducted Indoor Units | 252000 | 11.5 | 22.4 | 282000 | 3.6 | 198000 | 2.33 | 5250 | Yes
201862871 | LENNOX | VRA264L4M-2Y | Ducted Indoor Units | 252000 | 10.7 | 20.5 | 282000 | 3.42 | 198000 | 2.26 | 5250 | Yes
201862896 | LENNOX | VRA288L4M-2G | Non-Ducted Indoor Units | 276000 | 10.9 | 21.2 | 298000 | 3.5 | 204000 | 2.32 | 5750 | Yes
201862897 | LENNOX | VRA288L4M-2G | Ducted Indoor Units | 276000 | 10.3 | 18.9 | 298000 | 3.35 | 204000 | 2.19 | 5750 | Yes
201862872 | LENNOX | VRA288L4M-2Y | Non-Ducted Indoor Units | 276000 | 10.9 | 21.2 | 298000 | 3.5 | 204000 | 2.32 | 5750 | Yes
201862873 | LENNOX | VRA288L4M-2Y | Ducted Indoor Units | 276000 | 10.3 | 18.9 | 298000 | 3.35 | 204000 | 2.19 | 5750 | Yes
201862898 | LENNOX | VRA312L4M-2G | Non-Ducted Indoor Units | 298000 | 10.3 | 20.6 | 320000 | 3.45 | 218000 | 2.22 | 6207.5 | Yes
201862899 | LENNOX | VRA312L4M-2G | Ducted Indoor Units | 298000 | 9.9 | 18.7 | 320000 | 3.32 | 218000 | 2.18 | 6207.5 | Yes
201862874 | LENNOX | VRA312L4M-2Y | Non-Ducted Indoor Units | 298000 | 10.3 | 20.6 | 320000 | 3.45 | 218000 | 2.22 | 6207.5 | Yes
201862875 | LENNOX | VRA312L4M-2Y | Ducted Indoor Units | 298000 | 9.9 | 18.7 | 320000 | 3.32 | 218000 | 2.18 | 6207.5 | Yes
201862900 | LENNOX | VRA336L4M-2G | Non-Ducted Indoor Units | 320000 | 10 | 19.7 | 338000 | 3.35 | 224000 | 2.17 | 6667.5 | Yes
201862876 | LENNOX | VRA336L4M-2Y | Non-Ducted Indoor Units | 320000 | 10 | 19.7 | 338000 | 3.35 | 224000 | 2.17 | 6667.5 | Yes
202918938 | LENNOX | VRB072H4M-3G | Non-Ducted Indoor Units | 69000 | 14.8 | 25.4 | 77000 | 4.29 | 58000 | 2.72 | 1437.5 | Yes
202918939 | LENNOX | VRB072H4M-3G | Ducted Indoor Units | 69000 | 13 | 22.8 | 77000 | 3.84 | 58000 | 2.57 | 1437.5 | Yes
202918940 | LENNOX | VRB072H4M-3G | Mixed Ducted and Non-Ducted Indoor Units | 69000 | 13.9 | 24.1 | 77000 | 4.06 | 58000 | 2.64 | 1437.5 | Yes
202918941 | LENNOX | VRB072H4M-3Y | Non-Ducted Indoor Units | 69000 | 14.8 | 25.4 | 77000 | 4.29 | 58000 | 2.72 | 1437.5 | Yes
202918942 | LENNOX | VRB072H4M-3Y | Ducted Indoor Units | 69000 | 13 | 22.8 | 77000 | 3.84 | 58000 | 2.57 | 1437.5 | Yes
202918943 | LENNOX | VRB072H4M-3Y | Mixed Ducted and Non-Ducted Indoor Units | 69000 | 13.9 | 24.1 | 77000 | 4.06 | 58000 | 2.64 | 1437.5 | Yes
205818838 | LENNOX | VRB072L4M-3G | Non-Ducted Indoor Units | 69000 | 14.8 | 25.4 | 77000 | 4.29 | 66000 | 2.58 | 1437.5 | Yes
205818839 | LENNOX | VRB072L4M-3G | Ducted Indoor Units | 69000 | 13 | 22.6 | 77000 | 3.84 | 66000 | 2.45 | 1437.5 | Yes
205818931 | LENNOX | VRB072L4M-3G | Mixed Ducted and Non-Ducted Indoor Units | 69000 | 13.9 | 24 | 77000 | 4.06 | 66000 | 2.51 | 1437.5 | Yes
205818836 | LENNOX | VRB072L4M-3Y | Non-Ducted Indoor Units | 69000 | 14.8 | 25.4 | 77000 | 4.29 | 66000 | 2.58 | 1437.5 | Yes
205818837 | LENNOX | VRB072L4M-3Y | Ducted Indoor Units | 69000 | 13 | 22.6 | 77000 | 3.84 | 66000 | 2.45 | 1437.5 | Yes
205818930 | LENNOX | VRB072L4M-3Y | Mixed Ducted and Non-Ducted Indoor Units | 69000 | 13.9 | 24 | 77000 | 4.06 | 66000 | 2.51 | 1437.5 | Yes
202918944 | LENNOX | VRB096H4M-3G | Non-Ducted Indoor Units | 92000 | 13.2 | 26.2 | 103000 | 3.99 | 72000 | 2.65 | 1917.5 | Yes
202918945 | LENNOX | VRB096H4M-3G | Ducted Indoor Units | 92000 | 12.4 | 23 | 103000 | 3.8 | 72000 | 2.6 | 1917.5 | Yes
202918946 | LENNOX | VRB096H4M-3G | Mixed Ducted and Non-Ducted Indoor Units | 92000 | 12.8 | 24.6 | 103000 | 3.89 | 72000 | 2.62 | 1917.5 | Yes
202918947 | LENNOX | VRB096H4M-3Y | Non-Ducted Indoor Units | 92000 | 13.2 | 26.2 | 103000 | 3.99 | 72000 | 2.65 | 1917.5 | Yes
202918948 | LENNOX | VRB096H4M-3Y | Ducted Indoor Units | 92000 | 12.4 | 23 | 103000 | 3.8 | 72000 | 2.6 | 1917.5 | Yes
202918949 | LENNOX | VRB096H4M-3Y | Mixed Ducted and Non-Ducted Indoor Units | 92000 | 12.8 | 24.6 | 103000 | 3.89 | 72000 | 2.62 | 1917.5 | Yes
205818846 | LENNOX | VRB096L4M-3G | Non-Ducted Indoor Units | 92000 | 13.2 | 26.6 | 103000 | 4.12 | 86000 | 2.7 | 1917.5 | Yes
205818847 | LENNOX | VRB096L4M-3G | Ducted Indoor Units | 92000 | 12.7 | 23.7 | 103000 | 3.89 | 86000 | 2.62 | 1917.5 | Yes
205818935 | LENNOX | VRB096L4M-3G | Mixed Ducted and Non-Ducted Indoor Units | 92000 | 12.95 | 25.15 | 103000 | 4 | 86000 | 2.66 | 1917.5 | Yes
205818844 | LENNOX | VRB096L4M-3Y | Non-Ducted Indoor Units | 92000 | 13.2 | 26.6 | 103000 | 4.12 | 86000 | 2.7 | 1917.5 | Yes
205818845 | LENNOX | VRB096L4M-3Y | Ducted Indoor Units | 92000 | 12.7 | 23.7 | 103000 | 3.89 | 86000 | 2.62 | 1917.5 | Yes
205818934 | LENNOX | VRB096L4M-3Y | Mixed Ducted and Non-Ducted Indoor Units | 92000 | 12.95 | 25.15 | 103000 | 4 | 86000 | 2.66 | 1917.5 | Yes
202918950 | LENNOX | VRB120H4M-3G | Non-Ducted Indoor Units | 115000 | 12 | 24.1 | 129000 | 3.56 | 84000 | 2.47 | 2395 | Yes
202918951 | LENNOX | VRB120H4M-3G | Ducted Indoor Units | 115000 | 12 | 22.6 | 129000 | 3.64 | 84000 | 2.59 | 2395 | Yes
202918952 | LENNOX | VRB120H4M-3G | Mixed Ducted and Non-Ducted Indoor Units | 115000 | 12 | 23.35 | 129000 | 3.6 | 84000 | 2.53 | 2395 | Yes
202918953 | LENNOX | VRB120H4M-3Y | Non-Ducted Indoor Units | 115000 | 12 | 24.1 | 129000 | 3.56 | 84000 | 2.47 | 2395 | Yes
202918954 | LENNOX | VRB120H4M-3Y | Ducted Indoor Units | 115000 | 12 | 22.6 | 129000 | 3.64 | 84000 | 2.59 | 2395 | Yes
202918955 | LENNOX | VRB120H4M-3Y | Mixed Ducted and Non-Ducted Indoor Units | 115000 | 12 | 23.35 | 129000 | 3.6 | 84000 | 2.53 | 2395 | Yes
205818854 | LENNOX | VRB120L4M-3G | Non-Ducted Indoor Units | 115000 | 12.2 | 24.1 | 129000 | 3.72 | 110000 | 2.35 | 2395 | Yes
205818855 | LENNOX | VRB120L4M-3G | Ducted Indoor Units | 115000 | 12.3 | 23.1 | 129000 | 3.79 | 110000 | 2.44 | 2395 | Yes
205818939 | LENNOX | VRB120L4M-3G | Mixed Ducted and Non-Ducted Indoor Units | 115000 | 12.25 | 23.6 | 129000 | 3.75 | 110000 | 2.39 | 2395 | Yes
205818852 | LENNOX | VRB120L4M-3Y | Non-Ducted Indoor Units | 115000 | 12.2 | 24.1 | 129000 | 3.72 | 110000 | 2.35 | 2395 | Yes
205818853 | LENNOX | VRB120L4M-3Y | Ducted Indoor Units | 115000 | 12.3 | 23.1 | 129000 | 3.79 | 110000 | 2.44 | 2395 | Yes
205818938 | LENNOX | VRB120L4M-3Y | Mixed Ducted and Non-Ducted Indoor Units | 115000 | 12.25 | 23.6 | 129000 | 3.75 | 110000 | 2.39 | 2395 | Yes
201862886 | LENNOX | VRA168L4M-2G | Non-Ducted Indoor Units | 160000 | 11.7 | 22.2 | 180000 | 3.71 | 126000 | 2.47 | 3332.5 | Yes
201862862 | LENNOX | VRA168L4M-2Y | Non-Ducted Indoor Units | 160000 | 11.7 | 22.2 | 180000 | 3.71 | 126000 | 2.47 | 3332.5 | Yes
205818951 | LENNOX | VRB192L4M-3G | Mixed Ducted and Non-Ducted Indoor Units | 184000 | 11.45 | 22.2 | 206000 | 3.78 | 176000 | 2.51 | 3832.5 | Yes
205818950 | LENNOX | VRB192L4M-3Y | Mixed Ducted and Non-Ducted Indoor Units | 184000 | 11.45 | 22.2 | 206000 | 3.78 | 176000 | 2.51 | 3832.5 | Yes
202918986 | LENNOX | VRB264H4M-3G | Non-Ducted Indoor Units | 252000 | 11.5 | 22.1 | 282000 | 3.61 | 200000 | 2.4 | 5250 | Yes
202918987 | LENNOX | VRB264H4M-3G | Ducted Indoor Units | 252000 | 11.2 | 21.6 | 282000 | 3.5 | 200000 | 2.4 | 5250 | Yes
202918988 | LENNOX | VRB264H4M-3G | Mixed Ducted and Non-Ducted Indoor Units | 252000 | 11.35 | 21.85 | 282000 | 3.55 | 200000 | 2.4 | 5250 | Yes
202918989 | LENNOX | VRB264H4M-3Y | Non-Ducted Indoor Units | 252000 | 11.5 | 22.1 | 282000 | 3.61 | 200000 | 2.4 | 5250 | Yes
202918990 | LENNOX | VRB264H4M-3Y | Ducted Indoor Units | 252000 | 11.2 | 21.6 | 282000 | 3.5 | 200000 | 2.4 | 5250 | Yes
202918991 | LENNOX | VRB264H4M-3Y | Mixed Ducted and Non-Ducted Indoor Units | 252000 | 11.35 | 21.85 | 282000 | 3.55 | 200000 | 2.4 | 5250 | Yes
205818902 | LENNOX | VRB264L4M-3G | Non-Ducted Indoor Units | 252000 | 11.7 | 22.9 | 282000 | 3.81 | 240000 | 2.48 | 5250 | Yes
205818903 | LENNOX | VRB264L4M-3G | Ducted Indoor Units | 252000 | 11.4 | 20.8 | 282000 | 3.77 | 240000 | 2.52 | 5250 | Yes
205818963 | LENNOX | VRB264L4M-3G | Mixed Ducted and Non-Ducted Indoor Units | 252000 | 11.55 | 21.85 | 282000 | 3.79 | 240000 | 2.5 | 5250 | Yes
205818900 | LENNOX | VRB264L4M-3Y | Non-Ducted Indoor Units | 252000 | 11.7 | 22.9 | 282000 | 3.81 | 240000 | 2.48 | 5250 | Yes
205818901 | LENNOX | VRB264L4M-3Y | Ducted Indoor Units | 252000 | 11.4 | 20.8 | 282000 | 3.77 | 240000 | 2.52 | 5250 | Yes
205818962 | LENNOX | VRB264L4M-3Y | Mixed Ducted and Non-Ducted Indoor Units | 252000 | 11.55 | 21.85 | 282000 | 3.79 | 240000 | 2.5 | 5250 | Yes
202918992 | LENNOX | VRB288H4M-3G | Non-Ducted Indoor Units | 276000 | 10.9 | 21.3 | 308000 | 3.46 | 210000 | 2.33 | 5750 | Yes
202918993 | LENNOX | VRB288H4M-3G | Ducted Indoor Units | 276000 | 10.5 | 20.8 | 308000 | 3.42 | 210000 | 2.3 | 5750 | Yes
202918994 | LENNOX | VRB288H4M-3G | Mixed Ducted and Non-Ducted Indoor Units | 276000 | 10.7 | 21.05 | 308000 | 3.44 | 210000 | 2.31 | 5750 | Yes
202918995 | LENNOX | VRB288H4M-3Y | Non-Ducted Indoor Units | 276000 | 10.9 | 21.3 | 308000 | 3.46 | 210000 | 2.33 | 5750 | Yes
202918996 | LENNOX | VRB288H4M-3Y | Ducted Indoor Units | 276000 | 10.5 | 20.8 | 308000 | 3.42 | 210000 | 2.3 | 5750 | Yes
202918997 | LENNOX | VRB288H4M-3Y | Mixed Ducted and Non-Ducted Indoor Units | 276000 | 10.7 | 21.05 | 308000 | 3.44 | 210000 | 2.31 | 5750 | Yes
205818910 | LENNOX | VRB288L4M-3G | Non-Ducted Indoor Units | 276000 | 11.3 | 22.1 | 308000 | 3.7 | 262000 | 2.42 | 5750 | Yes
205818911 | LENNOX | VRB288L4M-3G | Ducted Indoor Units | 276000 | 10.9 | 20.8 | 308000 | 3.72 | 262000 | 2.53 | 5750 | Yes
205818967 | LENNOX | VRB288L4M-3G | Mixed Ducted and Non-Ducted Indoor Units | 276000 | 11.1 | 21.45 | 308000 | 3.71 | 262000 | 2.47 | 5750 | Yes
205818908 | LENNOX | VRB288L4M-3Y | Non-Ducted Indoor Units | 276000 | 11.3 | 22.1 | 308000 | 3.7 | 262000 | 2.42 | 5750 | Yes
205818909 | LENNOX | VRB288L4M-3Y | Ducted Indoor Units | 276000 | 10.9 | 20.8 | 308000 | 3.72 | 262000 | 2.53 | 5750 | Yes
205818966 | LENNOX | VRB288L4M-3Y | Mixed Ducted and Non-Ducted Indoor Units | 276000 | 11.1 | 21.45 | 308000 | 3.71 | 262000 | 2.47 | 5750 | Yes
202918999 | LENNOX | VRB312H4M-3G | Ducted Indoor Units | 298000 | 10 | 20.4 | 334000 | 3.3 | 222000 | 2.24 | 6207.5 | Yes
202919002 | LENNOX | VRB312H4M-3Y | Ducted Indoor Units | 298000 | 10 | 20.4 | 334000 | 3.3 | 222000 | 2.24 | 6207.5 | Yes
205818918 | LENNOX | VRB312L4M-3G | Non-Ducted Indoor Units | 298000 | 10.9 | 21.6 | 334000 | 3.59 | 284000 | 2.3 | 6207.5 | Yes
205818919 | LENNOX | VRB312L4M-3G | Ducted Indoor Units | 298000 | 10.4 | 20 | 334000 | 3.66 | 284000 | 2.46 | 6207.5 | Yes
205818971 | LENNOX | VRB312L4M-3G | Mixed Ducted and Non-Ducted Indoor Units | 298000 | 10.65 | 20.8 | 334000 | 3.62 | 284000 | 2.38 | 6207.5 | Yes
205818916 | LENNOX | VRB312L4M-3Y | Non-Ducted Indoor Units | 298000 | 10.9 | 21.6 | 334000 | 3.59 | 284000 | 2.3 | 6207.5 | Yes
205818917 | LENNOX | VRB312L4M-3Y | Ducted Indoor Units | 298000 | 10.4 | 20 | 334000 | 3.66 | 284000 | 2.46 | 6207.5 | Yes
205818970 | LENNOX | VRB312L4M-3Y | Mixed Ducted and Non-Ducted Indoor Units | 298000 | 10.65 | 20.8 | 334000 | 3.62 | 284000 | 2.38 | 6207.5 | Yes
202919004 | LENNOX | VRB336H4M-3G | Non-Ducted Indoor Units | 320000 | 10.6 | 20.6 | 360000 | 3.3 | 244000 | 2.3 | 6667.5 | Yes
202919005 | LENNOX | VRB336H4M-3G | Ducted Indoor Units | 320000 | 10.4 | 19.3 | 360000 | 3.39 | 244000 | 2.38 | 6667.5 | Yes
202919006 | LENNOX | VRB336H4M-3G | Mixed Ducted and Non-Ducted Indoor Units | 320000 | 10.5 | 19.95 | 360000 | 3.34 | 244000 | 2.34 | 6667.5 | Yes
202919007 | LENNOX | VRB336H4M-3Y | Non-Ducted Indoor Units | 320000 | 10.6 | 20.6 | 360000 | 3.3 | 244000 | 2.3 | 6667.5 | Yes
202919008 | LENNOX | VRB336H4M-3Y | Ducted Indoor Units | 320000 | 10.4 | 19.3 | 360000 | 3.39 | 244000 | 2.38 | 6667.5 | Yes
202919009 | LENNOX | VRB336H4M-3Y | Mixed Ducted and Non-Ducted Indoor Units | 320000 | 10.5 | 19.95 | 360000 | 3.34 | 244000 | 2.34 | 6667.5 | Yes
205818926 | LENNOX | VRB336L4M-3G | Non-Ducted Indoor Units | 320000 | 10.6 | 21.3 | 360000 | 3.48 | 306000 | 2.33 | 6667.5 | Yes
205818927 | LENNOX | VRB336L4M-3G | Ducted Indoor Units | 320000 | 10.4 | 20 | 360000 | 3.65 | 306000 | 2.47 | 6667.5 | Yes
205818975 | LENNOX | VRB336L4M-3G | Mixed Ducted and Non-Ducted Indoor Units | 320000 | 10.5 | 20.65 | 360000 | 3.56 | 306000 | 2.4 | 6667.5 | Yes
205818924 | LENNOX | VRB336L4M-3Y | Non-Ducted Indoor Units | 320000 | 10.8 | 21.3 | 360000 | 3.48 | 306000 | 2.33 | 6667.5 | Yes
205818925 | LENNOX | VRB336L4M-3Y | Ducted Indoor Units | 320000 | 10.6 | 20 | 360000 | 3.65 | 306000 | 2.47 | 6667.5 | Yes
205818974 | LENNOX | VRB336L4M-3Y | Mixed Ducted and Non-Ducted Indoor Units | 320000 | 10.7 | 20.65 | 360000 | 3.56 | 306000 | 2.4 | 6667.5 | Yes
202919011 | LENNOX | VRB360H4M-3G | Ducted Indoor Units | 344000 | 9.9 | 18.6 | 380000 | 3.35 | 258000 | 2.33 | 7167.5 | Yes
202919014 | LENNOX | VRB360H4M-3Y | Ducted Indoor Units | 344000 | 9.9 | 18.6 | 380000 | 3.35 | 258000 | 2.33 | 7167.5 | Yes
205818985 | LENNOX | VRB360L4M-3G | Non-Ducted Indoor Units | 344000 | 10.3 | 20.3 | 380000 | 3.4 | 324000 | 2.23 | 7167.5 | Yes
205818986 | LENNOX | VRB360L4M-3G | Ducted Indoor Units | 344000 | 10.3 | 19.3 | 380000 | 3.7 | 324000 | 2.38 | 7167.5 | Yes
205818987 | LENNOX | VRB360L4M-3G | Mixed Ducted and Non-Ducted Indoor Units | 344000 | 10.3 | 19.8 | 380000 | 3.55 | 324000 | 2.3 | 7167.5 | Yes
205818982 | LENNOX | VRB360L4M-3Y | Non-Ducted Indoor Units | 344000 | 10.3 | 20.3 | 380000 | 3.4 | 324000 | 2.23 | 7167.5 | Yes
205818983 | LENNOX | VRB360L4M-3Y | Ducted Indoor Units | 344000 | 10.3 | 19.3 | 380000 | 3.7 | 324000 | 2.38 | 7167.5 | Yes
205818984 | LENNOX | VRB360L4M-3Y | Mixed Ducted and Non-Ducted Indoor Units | 344000 | 10.3 | 19.8 | 380000 | 3.55 | 324000 | 2.3 | 7167.5 | Yes
205818878 | LENNOX | VRB192L4M-3G | Non-Ducted Indoor Units | 184000 | 11.6 | 22.3 | 206000 | 3.92 | 176000 | 2.59 | 3832.5 | Yes
205818876 | LENNOX | VRB192L4M-3Y | Non-Ducted Indoor Units | 184000 | 11.6 | 22.3 | 206000 | 3.92 | 176000 | 2.59 | 3832.5 | Yes
202918974 | LENNOX | VRB216H4M-3G | Non-Ducted Indoor Units | 206000 | 11.6 | 22.3 | 232000 | 3.66 | 164000 | 2.36 | 4292.5 | Yes
202918977 | LENNOX | VRB216H4M-3Y | Non-Ducted Indoor Units | 206000 | 11.6 | 22.3 | 232000 | 3.66 | 164000 | 2.36 | 4292.5 | Yes
205818895 | LENNOX | VRB240L4M-3G | Ducted Indoor Units | 230000 | 11.4 | 22.3 | 258000 | 3.63 | 218000 | 2.46 | 4792.5 | Yes
205818893 | LENNOX | VRB240L4M-3Y | Ducted Indoor Units | 230000 | 11.4 | 22.3 | 258000 | 3.63 | 218000 | 2.46 | 4792.5 | Yes
202918848 | LENNOX | VPB144H4M-3G | Non-Ducted Indoor Units | 138000 | 11.5 | 22.5 | 154000 | 3.75 | 109000 | 2.43 | 2875 | Yes
202918851 | LENNOX | VPB144H4M-3Y | Non-Ducted Indoor Units | 138000 | 11.5 | 22.5 | 154000 | 3.75 | 109000 | 2.43 | 2875 | Yes
202918958 | LENNOX | VRB144H4M-3G | Mixed Ducted and Non-Ducted Indoor Units | 138000 | 11.85 | 22.5 | 154000 | 3.67 | 109000 | 2.44 | 2875 | Yes
202918961 | LENNOX | VRB144H4M-3Y | Mixed Ducted and Non-Ducted Indoor Units | 138000 | 11.85 | 22.5 | 154000 | 3.67 | 109000 | 2.44 | 2875 | Yes
201862884 | LENNOX | VRA144L4M-2G | Non-Ducted Indoor Units | 138000 | 12 | 22.6 | 154000 | 3.75 | 108000 | 2.58 | 2875 | Yes
201862860 | LENNOX | VRA144L4M-2Y | Non-Ducted Indoor Units | 138000 | 12 | 22.6 | 154000 | 3.75 | 108000 | 2.58 | 2875 | Yes
205818955 | LENNOX | VRB216L4M-3G | Mixed Ducted and Non-Ducted Indoor Units | 206000 | 12 | 22.6 | 232000 | 3.78 | 198000 | 2.55 | 4292.5 | Yes
205818954 | LENNOX | VRB216L4M-3Y | Mixed Ducted and Non-Ducted Indoor Units | 206000 | 12 | 22.6 | 232000 | 3.78 | 198000 | 2.55 | 4292.5 | Yes
205818859 | LENNOX | VPB144L4M-3G | Ducted Indoor Units | 138000 | 11.3 | 22.7 | 154000 | 3.76 | 131000 | 2.51 | 2875 | Yes
205818857 | LENNOX | VPB144L4M-3Y | Ducted Indoor Units | 138000 | 11.3 | 22.7 | 154000 | 3.76 | 131000 | 2.51 | 2875 | Yes
202918866 | LENNOX | VPB216H4M-3G | Non-Ducted Indoor Units | 206000 | 11.3 | 22.7 | 232000 | 3.66 | 164000 | 2.36 | 4292.5 | Yes
202918869 | LENNOX | VPB216H4M-3Y | Non-Ducted Indoor Units | 206000 | 11.3 | 22.7 | 232000 | 3.66 | 164000 | 2.36 | 4292.5 | Yes
205818871 | LENNOX | VRB168L4M-3G | Ducted Indoor Units | 160000 | 11.6 | 22.7 | 180000 | 3.7 | 154000 | 2.51 | 3332.5 | Yes
205818869 | LENNOX | VRB168L4M-3Y | Ducted Indoor Units | 160000 | 11.6 | 22.7 | 180000 | 3.7 | 154000 | 2.51 | 3332.5 | Yes
205818953 | LENNOX | VPB216L4M-3G | Mixed Ducted and Non-Ducted Indoor Units | 206000 | 12 | 22.8 | 232000 | 3.86 | 198000 | 2.59 | 4292.5 | Yes
205818952 | LENNOX | VPB216L4M-3Y | Mixed Ducted and Non-Ducted Indoor Units | 206000 | 12 | 22.8 | 232000 | 3.86 | 198000 | 2.59 | 4292.5 | Yes
205818957 | LENNOX | VPB240L4M-3G | Mixed Ducted and Non-Ducted Indoor Units | 230000 | 11.35 | 22.8 | 258000 | 3.72 | 218000 | 2.44 | 4792.5 | Yes
205818956 | LENNOX | VPB240L4M-3Y | Mixed Ducted and Non-Ducted Indoor Units | 230000 | 11.35 | 22.8 | 258000 | 3.72 | 218000 | 2.44 | 4792.5 | Yes
205818959 | LENNOX | VRB240L4M-3G | Mixed Ducted and Non-Ducted Indoor Units | 230000 | 11.4 | 22.8 | 258000 | 3.68 | 218000 | 2.43 | 4792.5 | Yes
205818958 | LENNOX | VRB240L4M-3Y | Mixed Ducted and Non-Ducted Indoor Units | 230000 | 11.4 | 22.8 | 258000 | 3.68 | 218000 | 2.43 | 4792.5 | Yes
205818866 | LENNOX | VPB168L4M-3G | Non-Ducted Indoor Units | 160000 | 12.1 | 22.9 | 180000 | 4.08 | 154000 | 2.63 | 3332.5 | Yes
205818864 | LENNOX | VPB168L4M-3Y | Non-Ducted Indoor Units | 160000 | 12.1 | 22.9 | 180000 | 4.08 | 154000 | 2.63 | 3332.5 | Yes
205818863 | LENNOX | VRB144L4M-3G | Ducted Indoor Units | 138000 | 11.8 | 22.9 | 154000 | 3.63 | 131000 | 2.38 | 2875 | Yes
205818861 | LENNOX | VRB144L4M-3Y | Ducted Indoor Units | 138000 | 11.8 | 22.9 | 154000 | 3.63 | 131000 | 2.38 | 2875 | Yes
205818947 | LENNOX | VRB168L4M-3G | Mixed Ducted and Non-Ducted Indoor Units | 160000 | 11.75 | 22.9 | 180000 | 3.84 | 154000 | 2.55 | 3332.5 | Yes
205818946 | LENNOX | VRB168L4M-3Y | Mixed Ducted and Non-Ducted Indoor Units | 160000 | 11.75 | 22.9 | 180000 | 3.84 | 154000 | 2.55 | 3332.5 | Yes
208102031 | LENNOX | VEP192C432G | Non-Ducted Indoor Units | 184000 | 11.3 | 23 | 206000 | 3.4 | 134000 | 2.1 | 3832.5 | Yes
208102033 | LENNOX | VEP192C432Y | Non-Ducted Indoor Units | 184000 | 11.3 | 23 | 206000 | 3.4 | 134000 | 2.1 | 3832.5 | Yes
208102036 | LENNOX | VEP216C432G | Non-Ducted Indoor Units | 206000 | 11 | 23 | 230000 | 3.52 | 150000 | 2.25 | 4292.5 | Yes
205818945 | LENNOX | VPB168L4M-3G | Mixed Ducted and Non-Ducted Indoor Units | 160000 | 11.8 | 23 | 180000 | 3.92 | 154000 | 2.58 | 3332.5 | Yes
205818944 | LENNOX | VPB168L4M-3Y | Mixed Ducted and Non-Ducted Indoor Units | 160000 | 11.8 | 23 | 180000 | 3.92 | 154000 | 2.58 | 3332.5 | Yes
202918956 | LENNOX | VRB144H4M-3G | Non-Ducted Indoor Units | 138000 | 11.7 | 23 | 154000 | 3.75 | 109000 | 2.43 | 2875 | Yes
202918959 | LENNOX | VRB144H4M-3Y | Non-Ducted Indoor Units | 138000 | 11.7 | 23 | 154000 | 3.75 | 109000 | 2.43 | 2875 | Yes
205818867 | LENNOX | VPB168L4M-3G | Ducted Indoor Units | 160000 | 11.5 | 23.1 | 180000 | 3.76 | 154000 | 2.54 | 3332.5 | Yes
205818865 | LENNOX | VPB168L4M-3Y | Ducted Indoor Units | 160000 | 11.5 | 23.1 | 180000 | 3.76 | 154000 | 2.54 | 3332.5 | Yes
205818870 | LENNOX | VRB168L4M-3G | Non-Ducted Indoor Units | 160000 | 11.9 | 23.1 | 180000 | 3.98 | 154000 | 2.6 | 3332.5 | Yes
205818868 | LENNOX | VRB168L4M-3Y | Non-Ducted Indoor Units | 160000 | 11.9 | 23.1 | 180000 | 3.98 | 154000 | 2.6 | 3332.5 | Yes
205818941 | LENNOX | VPB144L4M-3G | Mixed Ducted and Non-Ducted Indoor Units | 138000 | 11.6 | 23.2 | 154000 | 3.9 | 131000 | 2.54 | 2875 | Yes
205818940 | LENNOX | VPB144L4M-3Y | Mixed Ducted and Non-Ducted Indoor Units | 138000 | 11.6 | 23.2 | 154000 | 3.9 | 131000 | 2.54 | 2875 | Yes
205818894 | LENNOX | VRB240L4M-3G | Non-Ducted Indoor Units | 230000 | 11.4 | 23.3 | 258000 | 3.74 | 218000 | 2.4 | 4792.5 | Yes
205818892 | LENNOX | VRB240L4M-3Y | Non-Ducted Indoor Units | 230000 | 11.4 | 23.3 | 258000 | 3.74 | 218000 | 2.4 | 4792.5 | Yes
205818886 | LENNOX | VRB216L4M-3G | Non-Ducted Indoor Units | 206000 | 12.3 | 23.4 | 232000 | 3.91 | 198000 | 2.61 | 4292.5 | Yes
205818884 | LENNOX | VRB216L4M-3Y | Non-Ducted Indoor Units | 206000 | 12.3 | 23.4 | 232000 | 3.91 | 198000 | 2.61 | 4292.5 | Yes
205818943 | LENNOX | VRB144L4M-3G | Mixed Ducted and Non-Ducted Indoor Units | 138000 | 12 | 23.45 | 154000 | 3.77 | 131000 | 2.46 | 2875 | Yes
205818942 | LENNOX | VRB144L4M-3Y | Mixed Ducted and Non-Ducted Indoor Units | 138000 | 12 | 23.45 | 154000 | 3.77 | 131000 | 2.46 | 2875 | Yes
205818890 | LENNOX | VPB240L4M-3G | Non-Ducted Indoor Units | 230000 | 11.4 | 23.5 | 258000 | 3.75 | 218000 | 2.38 | 4792.5 | Yes
205818888 | LENNOX | VPB240L4M-3Y | Non-Ducted Indoor Units | 230000 | 11.4 | 23.5 | 258000 | 3.75 | 218000 | 2.38 | 4792.5 | Yes
205818858 | LENNOX | VPB144L4M-3G | Non-Ducted Indoor Units | 138000 | 11.9 | 23.7 | 154000 | 4.04 | 131000 | 2.58 | 2875 | Yes
205818856 | LENNOX | VPB144L4M-3Y | Non-Ducted Indoor Units | 138000 | 11.9 | 23.7 | 154000 | 4.04 | 131000 | 2.58 | 2875 | Yes
205818882 | LENNOX | VPB216L4M-3G | Non-Ducted Indoor Units | 206000 | 12.4 | 23.7 | 232000 | 4 | 198000 | 2.64 | 4292.5 | Yes
205818880 | LENNOX | VPB216L4M-3Y | Non-Ducted Indoor Units | 206000 | 12.4 | 23.7 | 232000 | 4 | 198000 | 2.64 | 4292.5 | Yes
205818862 | LENNOX | VRB144L4M-3G | Non-Ducted Indoor Units | 138000 | 12.2 | 24 | 154000 | 3.91 | 131000 | 2.54 | 2875 | Yes
205818860 | LENNOX | VRB144L4M-3Y | Non-Ducted Indoor Units | 138000 | 12.2 | 24 | 154000 | 3.91 | 131000 | 2.54 | 2875 | Yes
208102038 | LENNOX | VEP216C432Y | Non-Ducted Indoor Units | 206000 | 11 | 24.7 | 230000 | 3.52 | 150000 | 2.25 | 4292.5 | Yes
201866455 | LENNOX VRF | VER144C432Y | Non-Ducted Indoor Units | 134000 | 11.6 | 23 | 150000 | 3.65 | 106000 | 2.35 | 2792.5 | Yes
201904262 | LENNOX VRF | VER336C432G | Ducted Indoor Units | 312000 | 9.8 | 19 | 320000 | 3.3 | 246000 | 2.05 | 6500 | Yes
201904264 | LENNOX VRF | VER336C432G | Non-Ducted Indoor Units | 312000 | 10 | 20 | 320000 | 3.3 | 246000 | 2.05 | 6500 | Yes
206453538 | LG | ARUM072BTE5 | Mixed Ducted and Non-Ducted Indoor Units | 69000 | 13.2 | 26 | 77000 | 3.65 | 51000 | 2.57 | 1437.5 | Yes
205281456 | LG | ARUM072BTE5 | Ducted Indoor Units | 69000 | 13 | 23.6 | 77000 | 3.48 | 51000 | 2.49 | 1437.5 | Yes
202515434 | LG | ARUM072BTE5 | Non-Ducted Indoor Units | 69000 | 13.4 | 28.4 | 77000 | 3.83 | 51000 | 2.66 | 1437.5 | Yes
206453576 | LG | ARUM072CTE5 | Mixed Ducted and Non-Ducted Indoor Units | 69000 | 13.2 | 26 | 77000 | 3.65 | 51000 | 2.57 | 1437.5 | Yes
205281457 | LG | ARUM072CTE5 | Ducted Indoor Units | 69000 | 13 | 23.6 | 77000 | 3.48 | 51000 | 2.49 | 1437.5 | Yes
205287345 | LG | ARUM072CTE5 | Non-Ducted Indoor Units | 69000 | 13.4 | 28.4 | 77000 | 3.83 | 51000 | 2.66 | 1437.5 | Yes
206453539 | LG | ARUM072DTE5 | Mixed Ducted and Non-Ducted Indoor Units | 69000 | 13.2 | 26 | 77000 | 3.65 | 51000 | 2.57 | 1437.5 | Yes
205281458 | LG | ARUM072DTE5 | Ducted Indoor Units | 69000 | 13 | 23.6 | 77000 | 3.48 | 51000 | 2.49 | 1437.5 | Yes
202515522 | LG | ARUM072DTE5 | Non-Ducted Indoor Units | 69000 | 13.4 | 28.4 | 77000 | 3.83 | 51000 | 2.66 | 1437.5 | Yes
206453540 | LG | ARUM096BTE5 | Mixed Ducted and Non-Ducted Indoor Units | 92000 | 13.95 | 29.05 | 103000 | 3.99 | 67000 | 2.79 | 1917.5 | Yes
205281459 | LG | ARUM096BTE5 | Ducted Indoor Units | 92000 | 13.5 | 25.1 | 103000 | 3.66 | 67000 | 2.73 | 1917.5 | Yes
202516171 | LG | ARUM096BTE5 | Non-Ducted Indoor Units | 92000 | 14.4 | 33 | 103000 | 4.33 | 67000 | 2.85 | 1917.5 | Yes
206453541 | LG | ARUM096CTE5 | Mixed Ducted and Non-Ducted Indoor Units | 92000 | 13.95 | 29.05 | 103000 | 3.99 | 67000 | 2.79 | 1917.5 | Yes
205281460 | LG | ARUM096CTE5 | Ducted Indoor Units | 92000 | 13.5 | 25.1 | 103000 | 3.66 | 67000 | 2.73 | 1917.5 | Yes
202566098 | LG | ARUM096CTE5 | Non-Ducted Indoor Units | 92000 | 14.4 | 33 | 103000 | 4.33 | 67000 | 2.85 | 1917.5 | Yes
206453542 | LG | ARUM096DTE5 | Mixed Ducted and Non-Ducted Indoor Units | 92000 | 13.95 | 29.05 | 103000 | 3.99 | 67000 | 2.79 | 1917.5 | Yes
205281461 | LG | ARUM096DTE5 | Ducted Indoor Units | 92000 | 13.5 | 25.1 | 103000 | 3.66 | 67000 | 2.73 | 1917.5 | Yes
202524541 | LG | ARUM096DTE5 | Non-Ducted Indoor Units | 92000 | 14.4 | 33 | 103000 | 4.33 | 67000 | 2.85 | 1917.5 | Yes
206453543 | LG | ARUM121BTE5 | Mixed Ducted and Non-Ducted Indoor Units | 114000 | 12.8 | 27.1 | 129000 | 3.71 | 84000 | 2.63 | 2375 | Yes
205281462 | LG | ARUM121BTE5 | Ducted Indoor Units | 114000 | 12.5 | 24.6 | 129000 | 3.46 | 84000 | 2.53 | 2375 | Yes
202516176 | LG | ARUM121BTE5 | Non-Ducted Indoor Units | 114000 | 13.1 | 29.6 | 129000 | 3.97 | 84000 | 2.74 | 2375 | Yes
206453544 | LG | ARUM121CTE5 | Mixed Ducted and Non-Ducted Indoor Units | 114000 | 12.8 | 27.1 | 129000 | 3.71 | 84000 | 2.63 | 2375 | Yes
205281463 | LG | ARUM121CTE5 | Ducted Indoor Units | 114000 | 12.5 | 24.6 | 129000 | 3.46 | 84000 | 2.53 | 2375 | Yes
202566100 | LG | ARUM121CTE5 | Non-Ducted Indoor Units | 114000 | 13.1 | 29.6 | 129000 | 3.97 | 84000 | 2.74 | 2375 | Yes
206453545 | LG | ARUM121DTE5 | Mixed Ducted and Non-Ducted Indoor Units | 114000 | 12.8 | 27.1 | 129000 | 3.71 | 84000 | 2.63 | 2375 | Yes
205281464 | LG | ARUM121DTE5 | Ducted Indoor Units | 114000 | 12.5 | 24.6 | 129000 | 3.46 | 84000 | 2.53 | 2375 | Yes
202524543 | LG | ARUM121DTE5 | Non-Ducted Indoor Units | 114000 | 13.1 | 29.6 | 129000 | 3.97 | 84000 | 2.74 | 2375 | Yes
206453552 | LG | ARUM264BTE5 | Mixed Ducted and Non-Ducted Indoor Units | 252000 | 12 | 21.75 | 282000 | 3.47 | 182000 | 2.45 | 5250 | Yes
205281471 | LG | ARUM264BTE5 | Ducted Indoor Units | 252000 | 11.5 | 21.5 | 282000 | 3.38 | 182000 | 2.38 | 5250 | Yes
202516770 | LG | ARUM264BTE5 | Non-Ducted Indoor Units | 252000 | 12.5 | 22 | 282000 | 3.56 | 182000 | 2.52 | 5250 | Yes
206453568 | LG | ARUM264CTE5 | Mixed Ducted and Non-Ducted Indoor Units | 252000 | 12 | 21.75 | 282000 | 3.47 | 182000 | 2.45 | 5250 | Yes
205281487 | LG | ARUM264CTE5 | Ducted Indoor Units | 252000 | 11.5 | 21.5 | 282000 | 3.38 | 182000 | 2.38 | 5250 | Yes
202566112 | LG | ARUM264CTE5 | Non-Ducted Indoor Units | 252000 | 12.5 | 22 | 282000 | 3.56 | 182000 | 2.52 | 5250 | Yes
206453560 | LG | ARUM264DTE5 | Mixed Ducted and Non-Ducted Indoor Units | 252000 | 12 | 21.75 | 282000 | 3.47 | 182000 | 2.45 | 5250 | Yes
205281479 | LG | ARUM264DTE5 | Ducted Indoor Units | 252000 | 11.5 | 21.5 | 282000 | 3.38 | 182000 | 2.38 | 5250 | Yes
202524555 | LG | ARUM264DTE5 | Non-Ducted Indoor Units | 252000 | 12.5 | 22 | 282000 | 3.56 | 182000 | 2.52 | 5250 | Yes
206453554 | LG | ARUM288BTE5 | Mixed Ducted and Non-Ducted Indoor Units | 276000 | 11.75 | 21.5 | 308000 | 3.44 | 198000 | 2.42 | 5750 | Yes
205281473 | LG | ARUM288BTE5 | Ducted Indoor Units | 276000 | 11.3 | 21 | 308000 | 3.33 | 198000 | 2.35 | 5750 | Yes
202519361 | LG | ARUM288BTE5 | Non-Ducted Indoor Units | 276000 | 12.2 | 22 | 308000 | 3.55 | 198000 | 2.5 | 5750 | Yes
206453569 | LG | ARUM288CTE5 | Mixed Ducted and Non-Ducted Indoor Units | 276000 | 11.75 | 21.5 | 308000 | 3.44 | 198000 | 2.42 | 5750 | Yes
205281488 | LG | ARUM288CTE5 | Ducted Indoor Units | 276000 | 11.3 | 21 | 308000 | 3.33 | 198000 | 2.35 | 5750 | Yes
202566114 | LG | ARUM288CTE5 | Non-Ducted Indoor Units | 276000 | 12.2 | 22 | 308000 | 3.55 | 198000 | 2.5 | 5750 | Yes
206453561 | LG | ARUM288DTE5 | Mixed Ducted and Non-Ducted Indoor Units | 276000 | 11.75 | 21.5 | 308000 | 3.44 | 198000 | 2.42 | 5750 | Yes
205281480 | LG | ARUM288DTE5 | Ducted Indoor Units | 276000 | 11.3 | 21 | 308000 | 3.33 | 198000 | 2.35 | 5750 | Yes
202524557 | LG | ARUM288DTE5 | Non-Ducted Indoor Units | 276000 | 12.2 | 22 | 308000 | 3.55 | 198000 | 2.5 | 5750 | Yes
206453555 | LG | ARUM312BTE5 | Mixed Ducted and Non-Ducted Indoor Units | 298000 | 11 | 21.5 | 332000 | 3.39 | 222000 | 2.39 | 6207.5 | Yes
202519365 | LG | ARUM312BTE5 | Non-Ducted Indoor Units | 298000 | 11 | 22 | 332000 | 3.53 | 222000 | 2.48 | 6207.5 | Yes
206453570 | LG | ARUM312CTE5 | Mixed Ducted and Non-Ducted Indoor Units | 298000 | 11 | 21.5 | 332000 | 3.39 | 222000 | 2.39 | 6207.5 | Yes
202566116 | LG | ARUM312CTE5 | Non-Ducted Indoor Units | 298000 | 11 | 22 | 332000 | 3.53 | 222000 | 2.48 | 6207.5 | Yes
206453562 | LG | ARUM312DTE5 | Mixed Ducted and Non-Ducted Indoor Units | 298000 | 11 | 21.5 | 332000 | 3.39 | 222000 | 2.39 | 6207.5 | Yes
202524559 | LG | ARUM312DTE5 | Non-Ducted Indoor Units | 298000 | 11 | 22 | 332000 | 3.53 | 222000 | 2.48 | 6207.5 | Yes
206453553 | LG | ARUM336BTE5 | Mixed Ducted and Non-Ducted Indoor Units | 320000 | 10.3 | 20.5 | 358000 | 3.38 | 234000 | 2.3 | 6667.5 | Yes
202519368 | LG | ARUM336BTE5 | Non-Ducted Indoor Units | 320000 | 9.8 | 20.5 | 358000 | 3.52 | 234000 | 2.36 | 6667.5 | Yes
206453571 | LG | ARUM336CTE5 | Mixed Ducted and Non-Ducted Indoor Units | 320000 | 10.3 | 20.5 | 358000 | 3.38 | 234000 | 2.3 | 6667.5 | Yes
202566118 | LG | ARUM336CTE5 | Non-Ducted Indoor Units | 320000 | 9.8 | 20.5 | 358000 | 3.52 | 234000 | 2.36 | 6667.5 | Yes
206453563 | LG | ARUM336DTE5 | Mixed Ducted and Non-Ducted Indoor Units | 320000 | 10.3 | 20.5 | 358000 | 3.38 | 234000 | 2.3 | 6667.5 | Yes
202524561 | LG | ARUM336DTE5 | Non-Ducted Indoor Units | 320000 | 9.8 | 20.5 | 358000 | 3.52 | 234000 | 2.36 | 6667.5 | Yes
206453556 | LG | ARUM360BTE5 | Mixed Ducted and Non-Ducted Indoor Units | 344000 | 10.5 | 19.75 | 384000 | 3.37 | 248000 | 2.25 | 7167.5 | Yes
202519371 | LG | ARUM360BTE5 | Non-Ducted Indoor Units | 344000 | 10.8 | 20 | 384000 | 3.51 | 248000 | 2.3 | 7167.5 | Yes
206453572 | LG | ARUM360CTE5 | Mixed Ducted and Non-Ducted Indoor Units | 344000 | 10.5 | 19.75 | 384000 | 3.37 | 248000 | 2.25 | 7167.5 | Yes
202566120 | LG | ARUM360CTE5 | Non-Ducted Indoor Units | 344000 | 10.8 | 20 | 384000 | 3.51 | 248000 | 2.3 | 7167.5 | Yes
206453564 | LG | ARUM360DTE5 | Mixed Ducted and Non-Ducted Indoor Units | 344000 | 10.5 | 19.75 | 384000 | 3.37 | 248000 | 2.25 | 7167.5 | Yes
202524563 | LG | ARUM360DTE5 | Non-Ducted Indoor Units | 344000 | 10.8 | 20 | 384000 | 3.51 | 248000 | 2.3 | 7167.5 | Yes
206453557 | LG | ARUM384BTE5 | Mixed Ducted and Non-Ducted Indoor Units | 366000 | 9.9 | 19.15 | 410000 | 3.31 | 266000 | 2.24 | 7625 | Yes
202519374 | LG | ARUM384BTE5 | Non-Ducted Indoor Units | 366000 | 10 | 19 | 410000 | 3.4 | 266000 | 2.28 | 7625 | Yes
206453573 | LG | ARUM384CTE5 | Mixed Ducted and Non-Ducted Indoor Units | 366000 | 9.9 | 19.15 | 410000 | 3.31 | 266000 | 2.24 | 7625 | Yes
202566122 | LG | ARUM384CTE5 | Non-Ducted Indoor Units | 366000 | 10 | 19 | 410000 | 3.4 | 266000 | 2.28 | 7625 | Yes
206453565 | LG | ARUM384DTE5 | Mixed Ducted and Non-Ducted Indoor Units | 366000 | 9.9 | 19.15 | 410000 | 3.31 | 266000 | 2.24 | 7625 | Yes
202524565 | LG | ARUM384DTE5 | Non-Ducted Indoor Units | 366000 | 10 | 19 | 410000 | 3.4 | 266000 | 2.28 | 7625 | Yes
202519378 | LG | ARUM408BTE5 | Non-Ducted Indoor Units | 390000 | 9.8 | 18.8 | 434000 | 3.34 | 284000 | 2.26 | 8125 | Yes
202566124 | LG | ARUM408CTE5 | Non-Ducted Indoor Units | 390000 | 9.8 | 18.8 | 434000 | 3.34 | 284000 | 2.26 | 8125 | Yes
202524567 | LG | ARUM408DTE5 | Non-Ducted Indoor Units | 390000 | 9.8 | 18.8 | 434000 | 3.34 | 284000 | 2.26 | 8125 | Yes
207172462 | LG | ARUN072BSS5 | Ducted Indoor Units | 69000 | 11.9 | 21.8 | 77000 | 3.8 | 54000 | 2.6 | 1437.5 | Yes
207172463 | LG | ARUN072BSS5 | Non-Ducted Indoor Units | 69000 | 11.9 | 21.8 | 77000 | 3.8 | 54000 | 2.6 | 1437.5 | Yes
207172466 | LG | ARUN072BSS5 | Mixed Ducted and Non-Ducted Indoor Units | 69000 | 11.9 | 21.8 | 77000 | 3.8 | 54000 | 2.6 | 1437.5 | Yes
9119332 | LG | ARUN072QTE4 | Ducted Indoor Units | 69000 | 13 | 23.5 | 77000 | 3.82 | 51000 | 2.7 | 1437.5 | Yes
9119333 | LG | ARUN072QTE4 | Non-Ducted Indoor Units | 69000 | 14.5 | 29 | 77000 | 4.3 | 51000 | 2.75 | 1437.5 | Yes
9119334 | LG | ARUN096QTE4 | Ducted Indoor Units | 92000 | 12.7 | 25 | 103000 | 3.73 | 67000 | 2.71 | 1917.5 | Yes
9119335 | LG | ARUN096QTE4 | Non-Ducted Indoor Units | 92000 | 15.1 | 38.5 | 103000 | 4.3 | 67000 | 2.82 | 1917.5 | Yes
9119336 | LG | ARUN121QTE4 | Ducted Indoor Units | 114000 | 12.6 | 23 | 129000 | 3.53 | 84000 | 2.57 | 2375 | Yes
9119337 | LG | ARUN121QTE4 | Non-Ducted Indoor Units | 114000 | 14.5 | 29 | 129000 | 3.9 | 84000 | 2.72 | 2375 | Yes
210720743 | LG | ARUN072BSS5 | Non-Ducted Indoor Units | 69000 | 11.9 | 21.8 | 77000 | 3.8 | 54000 | 2.6 | 1437.5 | Yes
210845528 | LG | ARUN072BSS5 | Ducted Indoor Units | 69000 | 11.9 | 21.8 | 77000 | 3.8 | 54000 | 2.6 | 1437.5 | Yes
210845822 | LG | ARUN072BSS5 | Mixed Ducted and Non-Ducted Indoor Units | 69000 | 11.9 | 21.8 | 77000 | 3.8 | 54000 | 2.6 | 1437.5 | Yes
210859834 | LG | ARUM072BTE5 | Non-Ducted Indoor Units | 69000 | 13.4 | 28.4 | 77000 | 3.83 | 51000 | 2.66 | 1437.5 | Yes
210859836 | LG | ARUM072DTE5 | Non-Ducted Indoor Units | 69000 | 13.4 | 28.4 | 77000 | 3.83 | 51000 | 2.66 | 1437.5 | Yes
210859837 | LG | ARUM096BTE5 | Non-Ducted Indoor Units | 92000 | 14.4 | 33 | 103000 | 4.33 | 67000 | 2.85 | 1917.5 | Yes
210859839 | LG | ARUM096CTE5 | Non-Ducted Indoor Units | 92000 | 14.4 | 33 | 103000 | 4.33 | 67000 | 2.85 | 1917.5 | Yes
210859840 | LG | ARUM096DTE5 | Non-Ducted Indoor Units | 92000 | 14.4 | 33 | 103000 | 4.33 | 67000 | 2.85 | 1917.5 | Yes
210859842 | LG | ARUM121BTE5 | Non-Ducted Indoor Units | 114000 | 13.1 | 29.6 | 129000 | 3.97 | 84000 | 2.74 | 2375 | Yes
210859844 | LG | ARUM121CTE5 | Non-Ducted Indoor Units | 114000 | 13.1 | 29.6 | 129000 | 3.97 | 84000 | 2.74 | 2375 | Yes
210859846 | LG | ARUM121DTE5 | Non-Ducted Indoor Units | 114000 | 13.1 | 29.6 | 129000 | 3.97 | 84000 | 2.74 | 2375 | Yes
210859924 | LG | ARUM072BTE5 | Ducted Indoor Units | 69000 | 13 | 23.6 | 77000 | 3.48 | 51000 | 2.49 | 1437.5 | Yes
210859925 | LG | ARUM072CTE5 | Ducted Indoor Units | 69000 | 13 | 23.6 | 77000 | 3.48 | 51000 | 2.49 | 1437.5 | Yes
210859926 | LG | ARUM072DTE5 | Ducted Indoor Units | 69000 | 13 | 23.6 | 77000 | 3.48 | 51000 | 2.49 | 1437.5 | Yes
210859928 | LG | ARUM096BTE5 | Ducted Indoor Units | 92000 | 13.5 | 25.1 | 103000 | 3.66 | 67000 | 2.73 | 1917.5 | Yes
210859929 | LG | ARUM096CTE5 | Ducted Indoor Units | 92000 | 13.5 | 25.1 | 103000 | 3.66 | 67000 | 2.73 | 1917.5 | Yes
210859931 | LG | ARUM096DTE5 | Ducted Indoor Units | 92000 | 13.5 | 25.1 | 103000 | 3.66 | 67000 | 2.73 | 1917.5 | Yes
210859932 | LG | ARUM121BTE5 | Ducted Indoor Units | 114000 | 12.5 | 24.6 | 129000 | 3.46 | 84000 | 2.53 | 2375 | Yes
210859933 | LG | ARUM121CTE5 | Ducted Indoor Units | 114000 | 12.5 | 24.6 | 129000 | 3.46 | 84000 | 2.53 | 2375 | Yes
210859934 | LG | ARUM121DTE5 | Ducted Indoor Units | 114000 | 12.5 | 24.6 | 129000 | 3.46 | 84000 | 2.53 | 2375 | Yes
210860261 | LG | ARUM072CTE5 | Non-Ducted Indoor Units | 69000 | 13.4 | 28.4 | 77000 | 3.83 | 51000 | 2.66 | 1437.5 | Yes
210865825 | LG | ARUM072BTE5 | Mixed Ducted and Non-Ducted Indoor Units | 69000 | 13.2 | 26 | 77000 | 3.65 | 51000 | 2.57 | 1437.5 | Yes
210865829 | LG | ARUM072CTE5 | Mixed Ducted and Non-Ducted Indoor Units | 69000 | 13.2 | 26 | 77000 | 3.65 | 51000 | 2.57 | 1437.5 | Yes
210865833 | LG | ARUM072DTE5 | Mixed Ducted and Non-Ducted Indoor Units | 69000 | 13.2 | 26 | 77000 | 3.65 | 51000 | 2.57 | 1437.5 | Yes
210865839 | LG | ARUM096BTE5 | Mixed Ducted and Non-Ducted Indoor Units | 92000 | 13.95 | 29.05 | 103000 | 3.99 | 67000 | 2.79 | 1917.5 | Yes
210865848 | LG | ARUM096CTE5 | Mixed Ducted and Non-Ducted Indoor Units | 92000 | 13.95 | 29.05 | 103000 | 3.99 | 67000 | 2.79 | 1917.5 | Yes
210865860 | LG | ARUM096DTE5 | Mixed Ducted and Non-Ducted Indoor Units | 92000 | 13.95 | 29.05 | 103000 | 3.99 | 67000 | 2.79 | 1917.5 | Yes
210865872 | LG | ARUM121BTE5 | Mixed Ducted and Non-Ducted Indoor Units | 114000 | 12.8 | 27.1 | 129000 | 3.71 | 84000 | 2.63 | 2375 | Yes
210865878 | LG | ARUM121CTE5 | Mixed Ducted and Non-Ducted Indoor Units | 114000 | 12.8 | 27.1 | 129000 | 3.71 | 84000 | 2.63 | 2375 | Yes
210865883 | LG | ARUM121DTE5 | Mixed Ducted and Non-Ducted Indoor Units | 114000 | 12.8 | 27.1 | 129000 | 3.71 | 84000 | 2.63 | 2375 | Yes
210859871 | LG | ARUM264BTE5 | Non-Ducted Indoor Units | 252000 | 12.5 | 22 | 282000 | 3.56 | 182000 | 2.52 | 5250 | Yes
210859873 | LG | ARUM264CTE5 | Non-Ducted Indoor Units | 252000 | 12.5 | 22 | 282000 | 3.56 | 182000 | 2.52 | 5250 | Yes
210859875 | LG | ARUM264DTE5 | Non-Ducted Indoor Units | 252000 | 12.5 | 22 | 282000 | 3.56 | 182000 | 2.52 | 5250 | Yes
210859876 | LG | ARUM288BTE5 | Non-Ducted Indoor Units | 276000 | 12.2 | 22 | 308000 | 3.55 | 198000 | 2.5 | 5750 | Yes
210859878 | LG | ARUM288CTE5 | Non-Ducted Indoor Units | 276000 | 12.2 | 22 | 308000 | 3.55 | 198000 | 2.5 | 5750 | Yes
210859880 | LG | ARUM288DTE5 | Non-Ducted Indoor Units | 276000 | 12.2 | 22 | 308000 | 3.55 | 198000 | 2.5 | 5750 | Yes
210859882 | LG | ARUM312BTE5 | Non-Ducted Indoor Units | 298000 | 11 | 22 | 332000 | 3.53 | 222000 | 2.48 | 6207.5 | Yes
210859884 | LG | ARUM312CTE5 | Non-Ducted Indoor Units | 298000 | 11 | 22 | 332000 | 3.53 | 222000 | 2.48 | 6207.5 | Yes
210859885 | LG | ARUM312DTE5 | Non-Ducted Indoor Units | 298000 | 11 | 22 | 332000 | 3.53 | 222000 | 2.48 | 6207.5 | Yes
210859887 | LG | ARUM336BTE5 | Non-Ducted Indoor Units | 320000 | 9.8 | 20.5 | 358000 | 3.52 | 234000 | 2.36 | 6667.5 | Yes
210859889 | LG | ARUM336CTE5 | Non-Ducted Indoor Units | 320000 | 9.8 | 20.5 | 358000 | 3.52 | 234000 | 2.36 | 6667.5 | Yes
210859891 | LG | ARUM336DTE5 | Non-Ducted Indoor Units | 320000 | 9.8 | 20.5 | 358000 | 3.52 | 234000 | 2.36 | 6667.5 | Yes
210859892 | LG | ARUM360BTE5 | Non-Ducted Indoor Units | 344000 | 10.8 | 20 | 384000 | 3.51 | 248000 | 2.3 | 7167.5 | Yes
210859894 | LG | ARUM360CTE5 | Non-Ducted Indoor Units | 344000 | 10.8 | 20 | 384000 | 3.51 | 248000 | 2.3 | 7167.5 | Yes
210859896 | LG | ARUM360DTE5 | Non-Ducted Indoor Units | 344000 | 10.8 | 20 | 384000 | 3.51 | 248000 | 2.3 | 7167.5 | Yes
210859898 | LG | ARUM384BTE5 | Non-Ducted Indoor Units | 366000 | 10 | 19 | 410000 | 3.4 | 266000 | 2.28 | 7625 | Yes
210859899 | LG | ARUM384CTE5 | Non-Ducted Indoor Units | 366000 | 10 | 19 | 410000 | 3.4 | 266000 | 2.28 | 7625 | Yes
210859901 | LG | ARUM384DTE5 | Non-Ducted Indoor Units | 366000 | 10 | 19 | 410000 | 3.4 | 266000 | 2.28 | 7625 | Yes
210859902 | LG | ARUM408BTE5 | Non-Ducted Indoor Units | 390000 | 9.8 | 18.8 | 434000 | 3.34 | 284000 | 2.26 | 8125 | Yes
210859904 | LG | ARUM408CTE5 | Non-Ducted Indoor Units | 390000 | 9.8 | 18.8 | 434000 | 3.34 | 284000 | 2.26 | 8125 | Yes
210859906 | LG | ARUM408DTE5 | Non-Ducted Indoor Units | 390000 | 9.8 | 18.8 | 434000 | 3.34 | 284000 | 2.26 | 8125 | Yes
210859957 | LG | ARUM264BTE5 | Ducted Indoor Units | 252000 | 11.5 | 21.5 | 282000 | 3.38 | 182000 | 2.38 | 5250 | Yes
210859958 | LG | ARUM264CTE5 | Ducted Indoor Units | 252000 | 11.5 | 21.5 | 282000 | 3.38 | 182000 | 2.38 | 5250 | Yes
210859960 | LG | ARUM264DTE5 | Ducted Indoor Units | 252000 | 11.5 | 21.5 | 282000 | 3.38 | 182000 | 2.38 | 5250 | Yes
210859961 | LG | ARUM288BTE5 | Ducted Indoor Units | 276000 | 11.3 | 21 | 308000 | 3.33 | 198000 | 2.35 | 5750 | Yes
210859963 | LG | ARUM288CTE5 | Ducted Indoor Units | 276000 | 11.3 | 21 | 308000 | 3.33 | 198000 | 2.35 | 5750 | Yes
210859964 | LG | ARUM288DTE5 | Ducted Indoor Units | 276000 | 11.3 | 21 | 308000 | 3.33 | 198000 | 2.35 | 5750 | Yes
210866004 | LG | ARUM264BTE5 | Mixed Ducted and Non-Ducted Indoor Units | 252000 | 12 | 21.75 | 282000 | 3.47 | 182000 | 2.45 | 5250 | Yes
210866011 | LG | ARUM264CTE5 | Mixed Ducted and Non-Ducted Indoor Units | 252000 | 12 | 21.75 | 282000 | 3.47 | 182000 | 2.45 | 5250 | Yes
210866022 | LG | ARUM264DTE5 | Mixed Ducted and Non-Ducted Indoor Units | 252000 | 12 | 21.75 | 282000 | 3.47 | 182000 | 2.45 | 5250 | Yes
210866035 | LG | ARUM288BTE5 | Mixed Ducted and Non-Ducted Indoor Units | 276000 | 11.75 | 21.5 | 308000 | 3.44 | 198000 | 2.42 | 5750 | Yes
210866040 | LG | ARUM288CTE5 | Mixed Ducted and Non-Ducted Indoor Units | 276000 | 11.75 | 21.5 | 308000 | 3.44 | 198000 | 2.42 | 5750 | Yes
210866050 | LG | ARUM288DTE5 | Mixed Ducted and Non-Ducted Indoor Units | 276000 | 11.75 | 21.5 | 308000 | 3.44 | 198000 | 2.42 | 5750 | Yes
210866061 | LG | ARUM312BTE5 | Mixed Ducted and Non-Ducted Indoor Units | 298000 | 11 | 21.5 | 332000 | 3.39 | 222000 | 2.39 | 6207.5 | Yes
210866070 | LG | ARUM312CTE5 | Mixed Ducted and Non-Ducted Indoor Units | 298000 | 11 | 21.5 | 332000 | 3.39 | 222000 | 2.39 | 6207.5 | Yes
210866083 | LG | ARUM312DTE5 | Mixed Ducted and Non-Ducted Indoor Units | 298000 | 11 | 21.5 | 332000 | 3.39 | 222000 | 2.39 | 6207.5 | Yes
210866090 | LG | ARUM336BTE5 | Mixed Ducted and Non-Ducted Indoor Units | 320000 | 10.3 | 20.5 | 358000 | 3.38 | 234000 | 2.3 | 6667.5 | Yes
210866101 | LG | ARUM336CTE5 | Mixed Ducted and Non-Ducted Indoor Units | 320000 | 10.3 | 20.5 | 358000 | 3.38 | 234000 | 2.3 | 6667.5 | Yes
210866108 | LG | ARUM336DTE5 | Mixed Ducted and Non-Ducted Indoor Units | 320000 | 10.3 | 20.5 | 358000 | 3.38 | 234000 | 2.3 | 6667.5 | Yes
210866118 | LG | ARUM360BTE5 | Mixed Ducted and Non-Ducted Indoor Units | 344000 | 10.5 | 19.75 | 384000 | 3.37 | 248000 | 2.25 | 7167.5 | Yes
210866131 | LG | ARUM360CTE5 | Mixed Ducted and Non-Ducted Indoor Units | 344000 | 10.5 | 19.75 | 384000 | 3.37 | 248000 | 2.25 | 7167.5 | Yes
210866141 | LG | ARUM360DTE5 | Mixed Ducted and Non-Ducted Indoor Units | 344000 | 10.5 | 19.75 | 384000 | 3.37 | 248000 | 2.25 | 7167.5 | Yes
210866149 | LG | ARUM384BTE5 | Mixed Ducted and Non-Ducted Indoor Units | 366000 | 9.9 | 19.15 | 410000 | 3.31 | 266000 | 2.24 | 7625 | Yes
210866159 | LG | ARUM384CTE5 | Mixed Ducted and Non-Ducted Indoor Units | 366000 | 9.9 | 19.15 | 410000 | 3.31 | 266000 | 2.24 | 7625 | Yes
210866168 | LG | ARUM384DTE5 | Mixed Ducted and Non-Ducted Indoor Units | 366000 | 9.9 | 19.15 | 410000 | 3.31 | 266000 | 2.24 | 7625 | Yes
9119338 | LG | ARUN144QTE4 | Ducted Indoor Units | 138000 | 11.9 | 22.5 | 152000 | 3.49 | 98000 | 2.52 | 2875 | Yes
205281465 | LG | ARUM144BTE5 | Ducted Indoor Units | 138000 | 12.1 | 23 | 152000 | 3.52 | 98000 | 2.48 | 2875 | Yes
205281466 | LG | ARUM144CTE5 | Ducted Indoor Units | 138000 | 12.1 | 23 | 152000 | 3.52 | 98000 | 2.48 | 2875 | Yes
205281467 | LG | ARUM144DTE5 | Ducted Indoor Units | 138000 | 12.1 | 23 | 152000 | 3.52 | 98000 | 2.48 | 2875 | Yes
205281447 | LG | ARUM192BTE5 | Ducted Indoor Units | 184000 | 11 | 23 | 206000 | 3.3 | 134000 | 2.41 | 3832.5 | Yes
205281453 | LG | ARUM192CTE5 | Ducted Indoor Units | 184000 | 11 | 23 | 206000 | 3.3 | 134000 | 2.41 | 3832.5 | Yes
205281450 | LG | ARUM192DTE5 | Ducted Indoor Units | 184000 | 11 | 23 | 206000 | 3.3 | 134000 | 2.41 | 3832.5 | Yes
210859936 | LG | ARUM144BTE5 | Ducted Indoor Units | 138000 | 12.1 | 23 | 152000 | 3.52 | 98000 | 2.48 | 2875 | Yes
210859937 | LG | ARUM144CTE5 | Ducted Indoor Units | 138000 | 12.1 | 23 | 152000 | 3.52 | 98000 | 2.48 | 2875 | Yes
210859939 | LG | ARUM144DTE5 | Ducted Indoor Units | 138000 | 12.1 | 23 | 152000 | 3.52 | 98000 | 2.48 | 2875 | Yes
210859945 | LG | ARUM192BTE5 | Ducted Indoor Units | 184000 | 11 | 23 | 206000 | 3.3 | 134000 | 2.41 | 3832.5 | Yes
210859947 | LG | ARUM192CTE5 | Ducted Indoor Units | 184000 | 11 | 23 | 206000 | 3.3 | 134000 | 2.41 | 3832.5 | Yes
210859948 | LG | ARUM192DTE5 | Ducted Indoor Units | 184000 | 11 | 23 | 206000 | 3.3 | 134000 | 2.41 | 3832.5 | Yes
206453549 | LG | ARUM168BTE5 | Mixed Ducted and Non-Ducted Indoor Units | 160000 | 11.4 | 23.65 | 180000 | 3.38 | 117000 | 2.41 | 3332.5 | Yes
206453550 | LG | ARUM168CTE5 | Mixed Ducted and Non-Ducted Indoor Units | 160000 | 11.4 | 23.65 | 180000 | 3.38 | 117000 | 2.41 | 3332.5 | Yes
206453551 | LG | ARUM168DTE5 | Mixed Ducted and Non-Ducted Indoor Units | 160000 | 11.4 | 23.65 | 180000 | 3.38 | 117000 | 2.41 | 3332.5 | Yes
210865928 | LG | ARUM168BTE5 | Mixed Ducted and Non-Ducted Indoor Units | 160000 | 11.4 | 23.65 | 180000 | 3.38 | 117000 | 2.41 | 3332.5 | Yes
210865935 | LG | ARUM168CTE5 | Mixed Ducted and Non-Ducted Indoor Units | 160000 | 11.4 | 23.65 | 180000 | 3.38 | 117000 | 2.41 | 3332.5 | Yes
210865938 | LG | ARUM168DTE5 | Mixed Ducted and Non-Ducted Indoor Units | 160000 | 11.4 | 23.65 | 180000 | 3.38 | 117000 | 2.41 | 3332.5 | Yes
206453529 | LG | ARUM192BTE5 | Mixed Ducted and Non-Ducted Indoor Units | 184000 | 11.7 | 24.45 | 206000 | 3.52 | 134000 | 2.52 | 3832.5 | Yes
206453535 | LG | ARUM192CTE5 | Mixed Ducted and Non-Ducted Indoor Units | 184000 | 11.7 | 24.45 | 206000 | 3.52 | 134000 | 2.52 | 3832.5 | Yes
206453532 | LG | ARUM192DTE5 | Mixed Ducted and Non-Ducted Indoor Units | 184000 | 11.7 | 24.45 | 206000 | 3.52 | 134000 | 2.52 | 3832.5 | Yes
210865942 | LG | ARUM192BTE5 | Mixed Ducted and Non-Ducted Indoor Units | 184000 | 11.7 | 24.45 | 206000 | 3.52 | 134000 | 2.52 | 3832.5 | Yes
210865946 | LG | ARUM192CTE5 | Mixed Ducted and Non-Ducted Indoor Units | 184000 | 11.7 | 24.45 | 206000 | 3.52 | 134000 | 2.52 | 3832.5 | Yes
210865951 | LG | ARUM192DTE5 | Mixed Ducted and Non-Ducted Indoor Units | 184000 | 11.7 | 24.45 | 206000 | 3.52 | 134000 | 2.52 | 3832.5 | Yes
202516764 | LG | ARUM216BTE5 | Non-Ducted Indoor Units | 206000 | 11.2 | 24.8 | 230000 | 3.53 | 150000 | 2.66 | 4292.5 | Yes
202566108 | LG | ARUM216CTE5 | Non-Ducted Indoor Units | 206000 | 11.2 | 24.8 | 230000 | 3.53 | 150000 | 2.66 | 4292.5 | Yes
202524551 | LG | ARUM216DTE5 | Non-Ducted Indoor Units | 206000 | 11.2 | 24.8 | 230000 | 3.53 | 150000 | 2.66 | 4292.5 | Yes
210859862 | LG | ARUM216BTE5 | Non-Ducted Indoor Units | 206000 | 11.2 | 24.8 | 230000 | 3.53 | 150000 | 2.66 | 4292.5 | Yes
210859863 | LG | ARUM216CTE5 | Non-Ducted Indoor Units | 206000 | 11.2 | 24.8 | 230000 | 3.53 | 150000 | 2.66 | 4292.5 | Yes
210859865 | LG | ARUM216DTE5 | Non-Ducted Indoor Units | 206000 | 11.2 | 24.8 | 230000 | 3.53 | 150000 | 2.66 | 4292.5 | Yes
202516758 | LG | ARUM168BTE5 | Non-Ducted Indoor Units | 160000 | 11.7 | 25.4 | 180000 | 3.57 | 117000 | 2.45 | 3332.5 | Yes
202566104 | LG | ARUM168CTE5 | Non-Ducted Indoor Units | 160000 | 11.7 | 25.4 | 180000 | 3.57 | 117000 | 2.45 | 3332.5 | Yes
202524547 | LG | ARUM168DTE5 | Non-Ducted Indoor Units | 160000 | 11.7 | 25.4 | 180000 | 3.57 | 117000 | 2.45 | 3332.5 | Yes
210859851 | LG | ARUM168BTE5 | Non-Ducted Indoor Units | 160000 | 11.7 | 25.4 | 180000 | 3.57 | 117000 | 2.45 | 3332.5 | Yes
210859853 | LG | ARUM168CTE5 | Non-Ducted Indoor Units | 160000 | 11.7 | 25.4 | 180000 | 3.57 | 117000 | 2.45 | 3332.5 | Yes
210859855 | LG | ARUM168DTE5 | Non-Ducted Indoor Units | 160000 | 11.7 | 25.4 | 180000 | 3.57 | 117000 | 2.45 | 3332.5 | Yes
206453546 | LG | ARUM144BTE5 | Mixed Ducted and Non-Ducted Indoor Units | 138000 | 12.3 | 25.8 | 152000 | 3.68 | 98000 | 2.57 | 2875 | Yes
206453547 | LG | ARUM144CTE5 | Mixed Ducted and Non-Ducted Indoor Units | 138000 | 12.3 | 25.8 | 152000 | 3.68 | 98000 | 2.57 | 2875 | Yes
206453548 | LG | ARUM144DTE5 | Mixed Ducted and Non-Ducted Indoor Units | 138000 | 12.3 | 25.8 | 152000 | 3.68 | 98000 | 2.57 | 2875 | Yes
210865890 | LG | ARUM144BTE5 | Mixed Ducted and Non-Ducted Indoor Units | 138000 | 12.3 | 25.8 | 152000 | 3.68 | 98000 | 2.57 | 2875 | Yes
210865897 | LG | ARUM144CTE5 | Mixed Ducted and Non-Ducted Indoor Units | 138000 | 12.3 | 25.8 | 152000 | 3.68 | 98000 | 2.57 | 2875 | Yes
210865912 | LG | ARUM144DTE5 | Mixed Ducted and Non-Ducted Indoor Units | 138000 | 12.3 | 25.8 | 152000 | 3.68 | 98000 | 2.57 | 2875 | Yes
202516762 | LG | ARUM192BTE5 | Non-Ducted Indoor Units | 184000 | 12.4 | 25.9 | 206000 | 3.75 | 134000 | 2.64 | 3832.5 | Yes
202566106 | LG | ARUM192CTE5 | Non-Ducted Indoor Units | 184000 | 12.4 | 25.9 | 206000 | 3.75 | 134000 | 2.64 | 3832.5 | Yes
202524549 | LG | ARUM192DTE5 | Non-Ducted Indoor Units | 184000 | 12.4 | 25.9 | 206000 | 3.75 | 134000 | 2.64 | 3832.5 | Yes
210859856 | LG | ARUM192BTE5 | Non-Ducted Indoor Units | 184000 | 12.4 | 25.9 | 206000 | 3.75 | 134000 | 2.64 | 3832.5 | Yes
210859858 | LG | ARUM192CTE5 | Non-Ducted Indoor Units | 184000 | 12.4 | 25.9 | 206000 | 3.75 | 134000 | 2.64 | 3832.5 | Yes
210859860 | LG | ARUM192DTE5 | Non-Ducted Indoor Units | 184000 | 12.4 | 25.9 | 206000 | 3.75 | 134000 | 2.64 | 3832.5 | Yes
9119339 | LG | ARUN144QTE4 | Non-Ducted Indoor Units | 138000 | 12.4 | 27 | 152000 | 3.8 | 98000 | 2.69 | 2875 | Yes
202516755 | LG | ARUM144BTE5 | Non-Ducted Indoor Units | 138000 | 12.5 | 28.6 | 152000 | 3.84 | 98000 | 2.67 | 2875 | Yes
202566102 | LG | ARUM144CTE5 | Non-Ducted Indoor Units | 138000 | 12.5 | 28.6 | 152000 | 3.84 | 98000 | 2.67 | 2875 | Yes
202524545 | LG | ARUM144DTE5 | Non-Ducted Indoor Units | 138000 | 12.5 | 28.6 | 152000 | 3.84 | 98000 | 2.67 | 2875 | Yes
210859847 | LG | ARUM144BTE5 | Non-Ducted Indoor Units | 138000 | 12.5 | 28.6 | 152000 | 3.84 | 98000 | 2.67 | 2875 | Yes
210859848 | LG | ARUM144CTE5 | Non-Ducted Indoor Units | 138000 | 12.5 | 28.6 | 152000 | 3.84 | 98000 | 2.67 | 2875 | Yes
210859850 | LG | ARUM144DTE5 | Non-Ducted Indoor Units | 138000 | 12.5 | 28.6 | 152000 | 3.84 | 98000 | 2.67 | 2875 | Yes
200000000 | MAMMOTH | V5BV-R72WMBK | Non-Ducted Indoor Units | 67000 | 11.5 | 22 | 75000 | 3.4 | 51000 | 2.4 | 1395 | Yes
8577925 | MIDEA | MV5-R144DXN1-(A) | Non-Ducted Indoor Units | 136000 | 11 | 19.5 | 150000 | 3.4 | 102000 | 2.25 | 2832.5 | Yes
8578648 | MIDEA | MV5-R144DZN1-(A) | Non-Ducted Indoor Units | 136000 | 11 | 19.5 | 150000 | 3.4 | 102000 | 2.25 | 2832.5 | Yes
201856780 | MIDEA | MV5-XC240DXN1-(A) | Non-Ducted Indoor Units | 230000 | 11.1 | 19.7 | 240000 | 3.56 | 160000 | 2.28 | 4792.5 | Yes
201856802 | MIDEA | MV5-XC240DZN1-(A) | Non-Ducted Indoor Units | 230000 | 11.1 | 19.7 | 240000 | 3.56 | 160000 | 2.28 | 4792.5 | Yes
201856732 | MIDEA | MV5-RC240DXN1-(A) | Non-Ducted Indoor Units | 230000 | 11.3 | 20.1 | 240000 | 3.56 | 160000 | 2.28 | 4792.5 | Yes
201856756 | MIDEA | MV5-RC240DZN1-(A) | Non-Ducted Indoor Units | 230000 | 11.3 | 20.1 | 240000 | 3.56 | 160000 | 2.28 | 4792.5 | Yes
201856778 | MIDEA | MV5-XC216DXN1-(A) | Non-Ducted Indoor Units | 206000 | 11.2 | 20.2 | 224000 | 3.58 | 152000 | 2.28 | 4292.5 | Yes
201856800 | MIDEA | MV5-XC216DZN1-(A) | Non-Ducted Indoor Units | 206000 | 11.2 | 20.2 | 224000 | 3.58 | 152000 | 2.28 | 4292.5 | Yes
202897203 | MIDEA | MV6-R240DXN1 | Ducted Indoor Units | 230000 | 11.1 | 20.3 | 258000 | 3.37 | 182000 | 2.27 | 4792.5 | Yes
202897205 | MIDEA | MV6-R240DZN1 | Ducted Indoor Units | 230000 | 11.1 | 20.3 | 258000 | 3.37 | 182000 | 2.27 | 4792.5 | Yes
202897167 | MIDEA | MV6-X240DXN1 | Ducted Indoor Units | 230000 | 11.1 | 20.3 | 258000 | 3.44 | 182000 | 2.34 | 4792.5 | Yes
202897201 | MIDEA | MV6-X240DZN1 | Ducted Indoor Units | 230000 | 11.1 | 20.3 | 258000 | 3.44 | 182000 | 2.34 | 4792.5 | Yes
9121966 | MIDEA | MV5-H216DXN1 | Non-Ducted Indoor Units | 196000 | 11.7 | 20.5 | 224000 | 3.62 | 152000 | 2.4 | 4082.5 | Yes
201830241 | MIDEA | MV5-H216DXN1* | Non-Ducted Indoor Units | 196000 | 11.7 | 20.5 | 224000 | 3.62 | 152000 | 2.4 | 4082.5 | Yes
9121987 | MIDEA | MV5-H216DZN1 | Non-Ducted Indoor Units | 196000 | 11.7 | 20.5 | 224000 | 3.62 | 152000 | 2.4 | 4082.5 | Yes
201830273 | MIDEA | MV5-H216DZN1* | Non-Ducted Indoor Units | 196000 | 11.7 | 20.5 | 224000 | 3.62 | 152000 | 2.4 | 4082.5 | Yes
9121969 | MIDEA | MV5-H240DXN1 | Ducted Indoor Units | 214000 | 11 | 20.6 | 240000 | 3.47 | 160000 | 2.3 | 4457.5 | Yes
201830244 | MIDEA | MV5-H240DXN1* | Ducted Indoor Units | 214000 | 11 | 20.6 | 240000 | 3.47 | 160000 | 2.3 | 4457.5 | Yes
9121990 | MIDEA | MV5-H240DZN1 | Ducted Indoor Units | 214000 | 11 | 20.6 | 240000 | 3.47 | 160000 | 2.3 | 4457.5 | Yes
201830276 | MIDEA | MV5-H240DZN1* | Ducted Indoor Units | 214000 | 11 | 20.6 | 240000 | 3.47 | 160000 | 2.3 | 4457.5 | Yes
201856727 | MIDEA | MV5-RC168DXN1-(A) | Ducted Indoor Units | 160000 | 11 | 20.6 | 180000 | 3.6 | 126000 | 2.29 | 3332.5 | Yes
201856751 | MIDEA | MV5-RC168DZN1-(A) | Ducted Indoor Units | 160000 | 11 | 20.6 | 180000 | 3.6 | 126000 | 2.29 | 3332.5 | Yes
201856730 | MIDEA | MV5-RC216DXN1-(A) | Non-Ducted Indoor Units | 206000 | 11.4 | 20.7 | 224000 | 3.58 | 152000 | 2.28 | 4292.5 | Yes
201856754 | MIDEA | MV5-RC216DZN1-(A) | Non-Ducted Indoor Units | 206000 | 11.4 | 20.7 | 224000 | 3.58 | 152000 | 2.28 | 4292.5 | Yes
201856725 | MIDEA | MV5-RC144DXN1-(A) | Ducted Indoor Units | 138000 | 11.1 | 20.8 | 154000 | 3.62 | 108000 | 2.34 | 2875 | Yes
201856749 | MIDEA | MV5-RC144DZN1-(A) | Ducted Indoor Units | 138000 | 11.1 | 20.8 | 154000 | 3.62 | 108000 | 2.34 | 2875 | Yes
9122294 | MIDEA | MV5-H216DXN1 | Mixed Ducted and Non-Ducted Indoor Units | 196000 | 11.5 | 20.9 | 224000 | 3.58 | 152000 | 2.35 | 4082.5 | Yes
202073591 | MIDEA | MV5-H216DXN1* | Mixed Ducted and Non-Ducted Indoor Units | 196000 | 11.5 | 20.9 | 224000 | 3.58 | 152000 | 2.35 | 4082.5 | Yes
9122310 | MIDEA | MV5-H216DZN1 | Mixed Ducted and Non-Ducted Indoor Units | 196000 | 11.5 | 20.9 | 224000 | 3.58 | 152000 | 2.35 | 4082.5 | Yes
202073607 | MIDEA | MV5-H216DZN1* | Mixed Ducted and Non-Ducted Indoor Units | 196000 | 11.5 | 20.9 | 224000 | 3.58 | 152000 | 2.35 | 4082.5 | Yes
202897197 | MIDEA | MV6-R216DXN1 | Ducted Indoor Units | 206000 | 11.6 | 20.9 | 232000 | 3.54 | 164000 | 2.33 | 4292.5 | Yes
202897199 | MIDEA | MV6-R216DZN1 | Ducted Indoor Units | 206000 | 11.6 | 20.9 | 232000 | 3.54 | 164000 | 2.33 | 4292.5 | Yes
202897165 | MIDEA | MV6-X216DXN1 | Ducted Indoor Units | 206000 | 11.3 | 20.9 | 232000 | 3.57 | 164000 | 2.36 | 4292.5 | Yes
202897195 | MIDEA | MV6-X216DZN1 | Ducted Indoor Units | 206000 | 11.3 | 20.9 | 232000 | 3.57 | 164000 | 2.36 | 4292.5 | Yes
10091388 | MIDEA | MV5-2R241DXN1 | Ducted Indoor Units | 228000 | 11 | 21.1 | 256000 | 3.57 | 172000 | 2.39 | 4750 | Yes
10208207 | MIDEA | MV5-2R241DZN1 | Ducted Indoor Units | 228000 | 11 | 21.1 | 256000 | 3.57 | 172000 | 2.39 | 4750 | Yes
201856776 | MIDEA | MV5-XC192DXN1-(A) | Non-Ducted Indoor Units | 184000 | 11.3 | 21.1 | 206000 | 3.62 | 144000 | 2.35 | 3832.5 | Yes
201856798 | MIDEA | MV5-XC192DZN1-(A) | Non-Ducted Indoor Units | 184000 | 11.3 | 21.1 | 206000 | 3.62 | 144000 | 2.35 | 3832.5 | Yes
201830310 | MIDEA | MV5-2R241DXN1* | Ducted Indoor Units | 230000 | 11 | 21.11 | 256000 | 3.57 | 172000 | 2.39 | 4792.5 | Yes
201830336 | MIDEA | MV5-2R241DZN1* | Ducted Indoor Units | 230000 | 11 | 21.11 | 256000 | 3.57 | 172000 | 2.39 | 4792.5 | Yes
9121967 | MIDEA | MV5-H216DXN1 | Ducted Indoor Units | 196000 | 11.3 | 21.3 | 224000 | 3.54 | 152000 | 2.3 | 4082.5 | Yes
201830242 | MIDEA | MV5-H216DXN1* | Ducted Indoor Units | 196000 | 11.3 | 21.3 | 224000 | 3.54 | 152000 | 2.3 | 4082.5 | Yes
9121988 | MIDEA | MV5-H216DZN1 | Ducted Indoor Units | 196000 | 11.3 | 21.3 | 224000 | 3.54 | 152000 | 2.3 | 4082.5 | Yes
201830274 | MIDEA | MV5-H216DZN1* | Ducted Indoor Units | 196000 | 11.3 | 21.3 | 224000 | 3.54 | 152000 | 2.3 | 4082.5 | Yes
202897191 | MIDEA | MV6-R192DXN1 | Ducted Indoor Units | 184000 | 11.2 | 21.3 | 206000 | 3.32 | 134000 | 2.28 | 3832.5 | Yes
202897193 | MIDEA | MV6-R192DZN1 | Ducted Indoor Units | 184000 | 11.2 | 21.3 | 206000 | 3.32 | 134000 | 2.28 | 3832.5 | Yes
201830239 | MIDEA | MV5-H192DXN1* | Non-Ducted Indoor Units | 176000 | 12.3 | 21.5 | 206000 | 3.75 | 144000 | 2.45 | 3667.5 | Yes
201830271 | MIDEA | MV5-H192DZN1* | Non-Ducted Indoor Units | 176000 | 12.3 | 21.5 | 206000 | 3.75 | 144000 | 2.45 | 3667.5 | Yes
9121964 | MIDEA | MV5-H196DXN1 | Non-Ducted Indoor Units | 176000 | 12.3 | 21.5 | 206000 | 3.75 | 144000 | 2.45 | 3667.5 | Yes
9121985 | MIDEA | MV5-H196DZN1 | Non-Ducted Indoor Units | 176000 | 12.3 | 21.5 | 206000 | 3.75 | 144000 | 2.45 | 3667.5 | Yes
202897142 | MIDEA | MV6-X168DXN1 | Non-Ducted Indoor Units | 160000 | 11 | 21.5 | 180000 | 3.5 | 128000 | 2.24 | 3332.5 | Yes
202897143 | MIDEA | MV6-X168DXN1 | Ducted Indoor Units | 160000 | 11.2 | 21.5 | 180000 | 3.45 | 128000 | 2.3 | 3332.5 | Yes
202897184 | MIDEA | MV6-X168DXN1 | Mixed Ducted and Non-Ducted Indoor Units | 160000 | 11.1 | 21.5 | 180000 | 3.47 | 128000 | 2.27 | 3332.5 | Yes
202897156 | MIDEA | MV6-X168DZN1 | Non-Ducted Indoor Units | 160000 | 11 | 21.5 | 180000 | 3.5 | 128000 | 2.24 | 3332.5 | Yes
202897157 | MIDEA | MV6-X168DZN1 | Ducted Indoor Units | 160000 | 11.2 | 21.5 | 180000 | 3.45 | 128000 | 2.3 | 3332.5 | Yes
202897185 | MIDEA | MV6-X168DZN1 | Mixed Ducted and Non-Ducted Indoor Units | 160000 | 11.1 | 21.5 | 180000 | 3.47 | 128000 | 2.27 | 3332.5 | Yes
201856728 | MIDEA | MV5-RC192DXN1-(A) | Non-Ducted Indoor Units | 184000 | 11.5 | 21.6 | 206000 | 3.62 | 144000 | 2.35 | 3832.5 | Yes
201856752 | MIDEA | MV5-RC192DZN1-(A) | Non-Ducted Indoor Units | 184000 | 11.5 | 21.6 | 206000 | 3.62 | 144000 | 2.35 | 3832.5 | Yes
202897236 | MIDEA | MV6-R216DXN1 | Mixed Ducted and Non-Ducted Indoor Units | 206000 | 11.6 | 21.6 | 232000 | 3.6 | 164000 | 2.34 | 4292.5 | Yes
202897237 | MIDEA | MV6-R216DZN1 | Mixed Ducted and Non-Ducted Indoor Units | 206000 | 11.6 | 21.6 | 232000 | 3.6 | 164000 | 2.34 | 4292.5 | Yes
201856774 | MIDEA | MV5-XC168DXN1-(A) | Non-Ducted Indoor Units | 160000 | 11.5 | 21.7 | 180000 | 3.71 | 126000 | 2.47 | 3332.5 | Yes
201856796 | MIDEA | MV5-XC168DZN1-(A) | Non-Ducted Indoor Units | 160000 | 11.5 | 21.7 | 180000 | 3.71 | 126000 | 2.47 | 3332.5 | Yes
202897141 | MIDEA | MV6-X144DXN1 | Ducted Indoor Units | 138000 | 11.6 | 21.7 | 154000 | 3.6 | 109000 | 2.45 | 2875 | Yes
202897151 | MIDEA | MV6-X144DZN1 | Ducted Indoor Units | 138000 | 11.6 | 21.7 | 154000 | 3.6 | 109000 | 2.45 | 2875 | Yes
202073625 | MIDEA | MV5-2R241DXN1* | Mixed Ducted and Non-Ducted Indoor Units | 230000 | 11.1 | 21.73 | 256000 | 3.64 | 172000 | 2.43 | 4792.5 | Yes
202073638 | MIDEA | MV5-2R241DZN1* | Mixed Ducted and Non-Ducted Indoor Units | 230000 | 11.1 | 21.73 | 256000 | 3.64 | 172000 | 2.43 | 4792.5 | Yes
10208472 | MIDEA | MV5-2R241DXN1 | Mixed Ducted and Non-Ducted Indoor Units | 228000 | 11.1 | 21.75 | 256000 | 3.64 | 172000 | 2.43 | 4750 | Yes
10208477 | MIDEA | MV5-2R241DZN1 | Mixed Ducted and Non-Ducted Indoor Units | 228000 | 11.1 | 21.75 | 256000 | 3.64 | 172000 | 2.43 | 4750 | Yes
202073590 | MIDEA | MV5-H192DXN1* | Mixed Ducted and Non-Ducted Indoor Units | 176000 | 11.95 | 21.75 | 206000 | 3.67 | 144000 | 2.37 | 3667.5 | Yes
202073606 | MIDEA | MV5-H192DZN1* | Mixed Ducted and Non-Ducted Indoor Units | 176000 | 11.95 | 21.75 | 206000 | 3.67 | 144000 | 2.37 | 3667.5 | Yes
9122293 | MIDEA | MV5-H196DXN1 | Mixed Ducted and Non-Ducted Indoor Units | 176000 | 11.95 | 21.75 | 206000 | 3.67 | 144000 | 2.37 | 3667.5 | Yes
9122309 | MIDEA | MV5-H196DZN1 | Mixed Ducted and Non-Ducted Indoor Units | 176000 | 11.95 | 21.75 | 206000 | 3.67 | 144000 | 2.37 | 3667.5 | Yes
205811911 | MIDEA | MV6-R216DXN1C-(A) | Ducted Indoor Units | 206000 | 11.7 | 21.8 | 232000 | 3.66 | 198000 | 2.49 | 4292.5 | Yes
205811913 | MIDEA | MV6-R216DZN1C-(A) | Ducted Indoor Units | 206000 | 11.7 | 21.8 | 232000 | 3.66 | 198000 | 2.49 | 4292.5 | Yes
202897234 | MIDEA | MV6-X216DXN1 | Mixed Ducted and Non-Ducted Indoor Units | 206000 | 11.3 | 21.8 | 232000 | 3.61 | 164000 | 2.36 | 4292.5 | Yes
202897235 | MIDEA | MV6-X216DZN1 | Mixed Ducted and Non-Ducted Indoor Units | 206000 | 11.3 | 21.8 | 232000 | 3.61 | 164000 | 2.36 | 4292.5 | Yes
10611539 | MIDEA | MV5-X192DXN1-(A) | Non-Ducted Indoor Units | 184000 | 11.9 | 21.9 | 206000 | 3.74 | 144000 | 2.4 | 3832.5 | Yes
10611553 | MIDEA | MV5-X192DZN1-(A) | Non-Ducted Indoor Units | 184000 | 11.9 | 21.9 | 206000 | 3.74 | 144000 | 2.4 | 3832.5 | Yes
202897159 | MIDEA | MV6-R168DXN1 | Ducted Indoor Units | 160000 | 11.5 | 21.9 | 180000 | 3.45 | 128000 | 2.3 | 3332.5 | Yes
202897161 | MIDEA | MV6-R168DZN1 | Ducted Indoor Units | 160000 | 11.5 | 21.9 | 180000 | 3.45 | 128000 | 2.3 | 3332.5 | Yes
205811907 | MIDEA | MV6-X216DXN1C-(A) | Ducted Indoor Units | 206000 | 11.6 | 21.9 | 232000 | 3.73 | 198000 | 2.54 | 4292.5 | Yes
205811909 | MIDEA | MV6-X216DZN1C-(A) | Ducted Indoor Units | 206000 | 11.6 | 21.9 | 232000 | 3.73 | 198000 | 2.54 | 4292.5 | Yes
202897186 | MIDEA | MV6-R168DXN1 | Mixed Ducted and Non-Ducted Indoor Units | 160000 | 11.4 | 21.95 | 180000 | 3.47 | 128000 | 2.27 | 3332.5 | Yes
202897187 | MIDEA | MV6-R168DZN1 | Mixed Ducted and Non-Ducted Indoor Units | 160000 | 11.4 | 21.95 | 180000 | 3.47 | 128000 | 2.27 | 3332.5 | Yes
9121962 | MIDEA | MV5-H168DXN1 | Non-Ducted Indoor Units | 156000 | 12.5 | 22 | 180000 | 3.8 | 126000 | 2.55 | 3250 | Yes
9121963 | MIDEA | MV5-H168DXN1 | Ducted Indoor Units | 156000 | 12 | 22 | 180000 | 3.64 | 126000 | 2.35 | 3250 | Yes
9122292 | MIDEA | MV5-H168DXN1 | Mixed Ducted and Non-Ducted Indoor Units | 156000 | 12.25 | 22 | 180000 | 3.72 | 126000 | 2.45 | 3250 | Yes
202073589 | MIDEA | MV5-H168DXN1* | Mixed Ducted and Non-Ducted Indoor Units | 156000 | 12.25 | 22 | 180000 | 3.72 | 126000 | 2.45 | 3250 | Yes
201830237 | MIDEA | MV5-H168DXN1* | Non-Ducted Indoor Units | 156000 | 12.5 | 22 | 180000 | 3.8 | 126000 | 2.55 | 3250 | Yes
201830238 | MIDEA | MV5-H168DXN1* | Ducted Indoor Units | 156000 | 12 | 22 | 180000 | 3.64 | 126000 | 2.35 | 3250 | Yes
9121983 | MIDEA | MV5-H168DZN1 | Non-Ducted Indoor Units | 156000 | 12.5 | 22 | 180000 | 3.8 | 126000 | 2.55 | 3250 | Yes
9121984 | MIDEA | MV5-H168DZN1 | Ducted Indoor Units | 156000 | 12 | 22 | 180000 | 3.64 | 126000 | 2.35 | 3250 | Yes
9122308 | MIDEA | MV5-H168DZN1 | Mixed Ducted and Non-Ducted Indoor Units | 156000 | 12.25 | 22 | 180000 | 3.72 | 126000 | 2.45 | 3250 | Yes
202073605 | MIDEA | MV5-H168DZN1* | Mixed Ducted and Non-Ducted Indoor Units | 156000 | 12.25 | 22 | 180000 | 3.72 | 126000 | 2.45 | 3250 | Yes
201830269 | MIDEA | MV5-H168DZN1* | Non-Ducted Indoor Units | 156000 | 12.5 | 22 | 180000 | 3.8 | 126000 | 2.55 | 3250 | Yes
201830270 | MIDEA | MV5-H168DZN1* | Ducted Indoor Units | 156000 | 12 | 22 | 180000 | 3.64 | 126000 | 2.35 | 3250 | Yes
201830240 | MIDEA | MV5-H192DXN1* | Ducted Indoor Units | 176000 | 11.6 | 22 | 206000 | 3.6 | 144000 | 2.3 | 3667.5 | Yes
201830272 | MIDEA | MV5-H192DZN1* | Ducted Indoor Units | 176000 | 11.6 | 22 | 206000 | 3.6 | 144000 | 2.3 | 3667.5 | Yes
9121965 | MIDEA | MV5-H196DXN1 | Ducted Indoor Units | 176000 | 11.6 | 22 | 206000 | 3.6 | 144000 | 2.3 | 3667.5 | Yes
9121986 | MIDEA | MV5-H196DZN1 | Ducted Indoor Units | 176000 | 11.6 | 22 | 206000 | 3.6 | 144000 | 2.3 | 3667.5 | Yes
202897153 | MIDEA | MV6-R144DXN1 | Ducted Indoor Units | 138000 | 12 | 22 | 154000 | 3.6 | 109000 | 2.45 | 2875 | Yes
202897155 | MIDEA | MV6-R144DZN1 | Ducted Indoor Units | 138000 | 12 | 22 | 154000 | 3.6 | 109000 | 2.45 | 2875 | Yes
202897158 | MIDEA | MV6-R168DXN1 | Non-Ducted Indoor Units | 160000 | 11.3 | 22 | 180000 | 3.5 | 128000 | 2.24 | 3332.5 | Yes
202897160 | MIDEA | MV6-R168DZN1 | Non-Ducted Indoor Units | 160000 | 11.3 | 22 | 180000 | 3.5 | 128000 | 2.24 | 3332.5 | Yes
205811898 | MIDEA | MV6-X192DXN1C-(A) | Non-Ducted Indoor Units | 184000 | 11.6 | 22 | 206000 | 4 | 176000 | 2.62 | 3832.5 | Yes
205811900 | MIDEA | MV6-X192DZN1C-(A) | Non-Ducted Indoor Units | 184000 | 11.6 | 22 | 206000 | 4 | 176000 | 2.62 | 3832.5 | Yes
201856772 | MIDEA | MV5-XC144DXN1-(A) | Non-Ducted Indoor Units | 138000 | 11.9 | 22.1 | 154000 | 3.75 | 108000 | 2.58 | 2875 | Yes
201856794 | MIDEA | MV5-XC144DZN1-(A) | Non-Ducted Indoor Units | 138000 | 11.9 | 22.1 | 154000 | 3.75 | 108000 | 2.58 | 2875 | Yes
205811903 | MIDEA | MV6-R192DXN1C-(A) | Ducted Indoor Units | 184000 | 11.3 | 22.1 | 206000 | 3.65 | 176000 | 2.44 | 3832.5 | Yes
205811905 | MIDEA | MV6-R192DZN1C-(A) | Ducted Indoor Units | 184000 | 11.3 | 22.1 | 206000 | 3.65 | 176000 | 2.44 | 3832.5 | Yes
202897180 | MIDEA | MV6-X144DXN1 | Mixed Ducted and Non-Ducted Indoor Units | 138000 | 11.55 | 22.1 | 154000 | 3.67 | 109000 | 2.44 | 2875 | Yes
202897181 | MIDEA | MV6-X144DZN1 | Mixed Ducted and Non-Ducted Indoor Units | 138000 | 11.55 | 22.1 | 154000 | 3.67 | 109000 | 2.44 | 2875 | Yes
205811974 | MIDEA | MV6-X192DXN1C-(A) | Mixed Ducted and Non-Ducted Indoor Units | 184000 | 11.25 | 22.1 | 206000 | 3.87 | 176000 | 2.53 | 3832.5 | Yes
205811975 | MIDEA | MV6-X192DZN1C-(A) | Mixed Ducted and Non-Ducted Indoor Units | 184000 | 11.25 | 22.1 | 206000 | 3.87 | 176000 | 2.53 | 3832.5 | Yes
205811915 | MIDEA | MV6-X240DXN1C-(A) | Ducted Indoor Units | 230000 | 11.3 | 22.1 | 258000 | 3.7 | 218000 | 2.5 | 4792.5 | Yes
205811917 | MIDEA | MV6-X240DZN1C-(A) | Ducted Indoor Units | 230000 | 11.3 | 22.1 | 258000 | 3.7 | 218000 | 2.5 | 4792.5 | Yes
10611621 | MIDEA | MV5-X192DXN1-(A) | Mixed Ducted and Non-Ducted Indoor Units | 184000 | 11.7 | 22.15 | 206000 | 3.67 | 144000 | 2.35 | 3832.5 | Yes
10611636 | MIDEA | MV5-X192DZN1-(A) | Mixed Ducted and Non-Ducted Indoor Units | 184000 | 11.7 | 22.15 | 206000 | 3.67 | 144000 | 2.35 | 3832.5 | Yes
201856726 | MIDEA | MV5-RC168DXN1-(A) | Non-Ducted Indoor Units | 160000 | 11.7 | 22.2 | 180000 | 3.71 | 126000 | 2.47 | 3332.5 | Yes
201856750 | MIDEA | MV5-RC168DZN1-(A) | Non-Ducted Indoor Units | 160000 | 11.7 | 22.2 | 180000 | 3.71 | 126000 | 2.47 | 3332.5 | Yes
205811976 | MIDEA | MV6-R192DXN1C-(A) | Mixed Ducted and Non-Ducted Indoor Units | 184000 | 11.45 | 22.2 | 206000 | 3.78 | 176000 | 2.51 | 3832.5 | Yes
205811977 | MIDEA | MV6-R192DZN1C-(A) | Mixed Ducted and Non-Ducted Indoor Units | 184000 | 11.45 | 22.2 | 206000 | 3.78 | 176000 | 2.51 | 3832.5 | Yes
205811902 | MIDEA | MV6-R192DXN1C-(A) | Non-Ducted Indoor Units | 184000 | 11.6 | 22.3 | 206000 | 3.92 | 176000 | 2.59 | 3832.5 | Yes
205811904 | MIDEA | MV6-R192DZN1C-(A) | Non-Ducted Indoor Units | 184000 | 11.6 | 22.3 | 206000 | 3.92 | 176000 | 2.59 | 3832.5 | Yes
202897196 | MIDEA | MV6-R216DXN1 | Non-Ducted Indoor Units | 206000 | 11.6 | 22.3 | 232000 | 3.66 | 164000 | 2.36 | 4292.5 | Yes
202897198 | MIDEA | MV6-R216DZN1 | Non-Ducted Indoor Units | 206000 | 11.6 | 22.3 | 232000 | 3.66 | 164000 | 2.36 | 4292.5 | Yes
205811919 | MIDEA | MV6-R240DXN1C-(A) | Ducted Indoor Units | 230000 | 11.4 | 22.3 | 258000 | 3.63 | 218000 | 2.46 | 4792.5 | Yes
205811921 | MIDEA | MV6-R240DZN1C-(A) | Ducted Indoor Units | 230000 | 11.4 | 22.3 | 258000 | 3.63 | 218000 | 2.46 | 4792.5 | Yes
9133203 | MIDEA | MV5-2R216DXN1 | Mixed Ducted and Non-Ducted Indoor Units | 204000 | 11.1 | 22.35 | 222000 | 3.31 | 152000 | 2.3 | 4250 | Yes
202073623 | MIDEA | MV5-2R216DXN1* | Mixed Ducted and Non-Ducted Indoor Units | 204000 | 11.05 | 22.35 | 222000 | 3.31 | 152000 | 2.16 | 4250 | Yes
9133211 | MIDEA | MV5-2R216DZN1 | Mixed Ducted and Non-Ducted Indoor Units | 204000 | 11.1 | 22.35 | 222000 | 3.31 | 152000 | 2.3 | 4250 | Yes
202073636 | MIDEA | MV5-2R216DZN1* | Mixed Ducted and Non-Ducted Indoor Units | 204000 | 11.05 | 22.35 | 222000 | 3.31 | 152000 | 2.16 | 4250 | Yes
201830309 | MIDEA | MV5-2R241DXN1* | Non-Ducted Indoor Units | 230000 | 11.2 | 22.35 | 256000 | 3.71 | 172000 | 2.48 | 4792.5 | Yes
201830335 | MIDEA | MV5-2R241DZN1* | Non-Ducted Indoor Units | 230000 | 11.2 | 22.35 | 256000 | 3.71 | 172000 | 2.48 | 4792.5 | Yes
10091387 | MIDEA | MV5-2R241DXN1 | Non-Ducted Indoor Units | 228000 | 11.2 | 22.4 | 256000 | 3.71 | 172000 | 2.48 | 4750 | Yes
10208212 | MIDEA | MV5-2R241DZN1 | Non-Ducted Indoor Units | 228000 | 11.2 | 22.4 | 256000 | 3.71 | 172000 | 2.48 | 4750 | Yes
10611574 | MIDEA | MV5-R192DXN1-(A) | Non-Ducted Indoor Units | 184000 | 11.9 | 22.4 | 206000 | 3.74 | 144000 | 2.4 | 3832.5 | Yes
10611598 | MIDEA | MV5-R192DZN1-(A) | Non-Ducted Indoor Units | 184000 | 11.9 | 22.4 | 206000 | 3.74 | 144000 | 2.4 | 3832.5 | Yes
10611620 | MIDEA | MV5-X168DXN1-(A) | Mixed Ducted and Non-Ducted Indoor Units | 160000 | 12.2 | 22.4 | 180000 | 3.69 | 126000 | 2.42 | 3332.5 | Yes
10611537 | MIDEA | MV5-X168DXN1-(A) | Non-Ducted Indoor Units | 160000 | 12.2 | 22.4 | 180000 | 3.74 | 126000 | 2.5 | 3332.5 | Yes
10611538 | MIDEA | MV5-X168DXN1-(A) | Ducted Indoor Units | 160000 | 12.2 | 22.4 | 180000 | 3.64 | 126000 | 2.35 | 3332.5 | Yes
10611551 | MIDEA | MV5-X168DZN1-(A) | Non-Ducted Indoor Units | 160000 | 12.2 | 22.4 | 180000 | 3.74 | 126000 | 2.5 | 3332.5 | Yes
10611552 | MIDEA | MV5-X168DZN1-(A) | Ducted Indoor Units | 160000 | 12.2 | 22.4 | 180000 | 3.64 | 126000 | 2.35 | 3332.5 | Yes
10611635 | MIDEA | MV5-X168DZN1-(A) | Mixed Ducted and Non-Ducted Indoor Units | 160000 | 12.2 | 22.4 | 180000 | 3.69 | 126000 | 2.42 | 3332.5 | Yes
10611540 | MIDEA | MV5-X192DXN1-(A) | Ducted Indoor Units | 184000 | 11.5 | 22.4 | 206000 | 3.6 | 144000 | 2.3 | 3832.5 | Yes
10611554 | MIDEA | MV5-X192DZN1-(A) | Ducted Indoor Units | 184000 | 11.5 | 22.4 | 206000 | 3.6 | 144000 | 2.3 | 3832.5 | Yes
10208473 | MIDEA | MV5-2R264DXN1 | Mixed Ducted and Non-Ducted Indoor Units | 248000 | 10.55 | 21.5 | 282000 | 3.5 | 186000 | 2.36 | 5167.5 | Yes
10091389 | MIDEA | MV5-2R264DXN1 | Non-Ducted Indoor Units | 248000 | 10.7 | 22 | 282000 | 3.52 | 186000 | 2.42 | 5167.5 | Yes
10091390 | MIDEA | MV5-2R264DXN1 | Ducted Indoor Units | 248000 | 10.4 | 21 | 282000 | 3.49 | 186000 | 2.3 | 5167.5 | Yes
202073626 | MIDEA | MV5-2R264DXN1* | Mixed Ducted and Non-Ducted Indoor Units | 248000 | 10.55 | 21.5 | 282000 | 3.5 | 186000 | 2.36 | 5167.5 | Yes
201830311 | MIDEA | MV5-2R264DXN1* | Non-Ducted Indoor Units | 248000 | 10.7 | 22 | 282000 | 3.52 | 186000 | 2.42 | 5167.5 | Yes
201830312 | MIDEA | MV5-2R264DXN1* | Ducted Indoor Units | 248000 | 10.4 | 21 | 282000 | 3.49 | 186000 | 2.3 | 5167.5 | Yes
10208208 | MIDEA | MV5-2R264DZN1 | Ducted Indoor Units | 248000 | 10.4 | 21 | 282000 | 3.49 | 186000 | 2.3 | 5167.5 | Yes
10208213 | MIDEA | MV5-2R264DZN1 | Non-Ducted Indoor Units | 248000 | 10.7 | 22 | 282000 | 3.52 | 186000 | 2.42 | 5167.5 | Yes
10208478 | MIDEA | MV5-2R264DZN1 | Mixed Ducted and Non-Ducted Indoor Units | 248000 | 10.55 | 21.5 | 282000 | 3.5 | 186000 | 2.36 | 5167.5 | Yes
202073639 | MIDEA | MV5-2R264DZN1* | Mixed Ducted and Non-Ducted Indoor Units | 248000 | 10.55 | 21.5 | 282000 | 3.5 | 186000 | 2.36 | 5167.5 | Yes
201830337 | MIDEA | MV5-2R264DZN1* | Non-Ducted Indoor Units | 248000 | 10.7 | 22 | 282000 | 3.52 | 186000 | 2.42 | 5167.5 | Yes
201830338 | MIDEA | MV5-2R264DZN1* | Ducted Indoor Units | 248000 | 10.4 | 21 | 282000 | 3.49 | 186000 | 2.3 | 5167.5 | Yes
10208474 | MIDEA | MV5-2R288DXN1 | Mixed Ducted and Non-Ducted Indoor Units | 274000 | 10.1 | 20.75 | 298000 | 3.4 | 198000 | 2.23 | 5707.5 | Yes
10091391 | MIDEA | MV5-2R288DXN1 | Non-Ducted Indoor Units | 274000 | 10.4 | 21 | 298000 | 3.38 | 198000 | 2.2 | 5707.5 | Yes
10091392 | MIDEA | MV5-2R288DXN1 | Ducted Indoor Units | 274000 | 9.8 | 20.5 | 298000 | 3.42 | 198000 | 2.26 | 5707.5 | Yes
202073627 | MIDEA | MV5-2R288DXN1* | Mixed Ducted and Non-Ducted Indoor Units | 274000 | 10.1 | 20.75 | 298000 | 3.4 | 198000 | 2.23 | 5707.5 | Yes
201830313 | MIDEA | MV5-2R288DXN1* | Non-Ducted Indoor Units | 274000 | 10.4 | 21 | 298000 | 3.38 | 198000 | 2.2 | 5707.5 | Yes
201830314 | MIDEA | MV5-2R288DXN1* | Ducted Indoor Units | 274000 | 9.8 | 20.5 | 298000 | 3.42 | 198000 | 2.26 | 5707.5 | Yes
10208209 | MIDEA | MV5-2R288DZN1 | Ducted Indoor Units | 274000 | 9.8 | 20.5 | 298000 | 3.42 | 198000 | 2.26 | 5707.5 | Yes
10208214 | MIDEA | MV5-2R288DZN1 | Non-Ducted Indoor Units | 274000 | 10.4 | 21 | 298000 | 3.38 | 198000 | 2.2 | 5707.5 | Yes
10208479 | MIDEA | MV5-2R288DZN1 | Mixed Ducted and Non-Ducted Indoor Units | 274000 | 10.1 | 20.75 | 298000 | 3.4 | 198000 | 2.23 | 5707.5 | Yes
202073640 | MIDEA | MV5-2R288DZN1* | Mixed Ducted and Non-Ducted Indoor Units | 274000 | 10.1 | 20.75 | 298000 | 3.4 | 198000 | 2.23 | 5707.5 | Yes
201830339 | MIDEA | MV5-2R288DZN1* | Non-Ducted Indoor Units | 274000 | 10.4 | 21 | 298000 | 3.38 | 198000 | 2.2 | 5707.5 | Yes
201830340 | MIDEA | MV5-2R288DZN1* | Ducted Indoor Units | 274000 | 9.8 | 20.5 | 298000 | 3.42 | 198000 | 2.26 | 5707.5 | Yes
9133165 | MIDEA | MV5-2R72DXN1 | Non-Ducted Indoor Units | 69000 | 14.1 | 24.6 | 77000 | 4.37 | 54000 | 2.72 | 1437.5 | Yes
9133166 | MIDEA | MV5-2R72DXN1 | Ducted Indoor Units | 69000 | 13.2 | 24.2 | 77000 | 3.85 | 54000 | 2.41 | 1437.5 | Yes
9133197 | MIDEA | MV5-2R72DXN1 | Mixed Ducted and Non-Ducted Indoor Units | 69000 | 13.65 | 24.4 | 77000 | 4.11 | 54000 | 2.56 | 1437.5 | Yes
202073617 | MIDEA | MV5-2R72DXN1* | Mixed Ducted and Non-Ducted Indoor Units | 69000 | 13.65 | 24.4 | 77000 | 3.97 | 54000 | 2.56 | 1437.5 | Yes
201830293 | MIDEA | MV5-2R72DXN1* | Non-Ducted Indoor Units | 69000 | 14.1 | 24.6 | 77000 | 4.1 | 54000 | 2.72 | 1437.5 | Yes
201830294 | MIDEA | MV5-2R72DXN1* | Ducted Indoor Units | 69000 | 13.2 | 24.2 | 77000 | 3.85 | 54000 | 2.41 | 1437.5 | Yes
9133205 | MIDEA | MV5-2R72DZN1 | Mixed Ducted and Non-Ducted Indoor Units | 69000 | 13.65 | 24.4 | 77000 | 4.11 | 54000 | 2.56 | 1437.5 | Yes
9133181 | MIDEA | MV5-2R72DZN1 | Non-Ducted Indoor Units | 69000 | 14.1 | 24.6 | 77000 | 4.37 | 54000 | 2.72 | 1437.5 | Yes
9133182 | MIDEA | MV5-2R72DZN1 | Ducted Indoor Units | 69000 | 13.2 | 24.2 | 77000 | 3.85 | 54000 | 2.41 | 1437.5 | Yes
202073630 | MIDEA | MV5-2R72DZN1* | Mixed Ducted and Non-Ducted Indoor Units | 69000 | 13.65 | 24.4 | 77000 | 3.97 | 54000 | 2.56 | 1437.5 | Yes
201830319 | MIDEA | MV5-2R72DZN1* | Non-Ducted Indoor Units | 69000 | 14.1 | 24.6 | 77000 | 4.1 | 54000 | 2.72 | 1437.5 | Yes
201830320 | MIDEA | MV5-2R72DZN1* | Ducted Indoor Units | 69000 | 13.2 | 24.2 | 77000 | 3.85 | 54000 | 2.41 | 1437.5 | Yes
9133167 | MIDEA | MV5-2R96DXN1 | Non-Ducted Indoor Units | 92000 | 13.2 | 23.7 | 103000 | 3.82 | 72000 | 2.52 | 1917.5 | Yes
9133168 | MIDEA | MV5-2R96DXN1 | Ducted Indoor Units | 92000 | 12.4 | 24.3 | 103000 | 3.63 | 72000 | 2.35 | 1917.5 | Yes
9133198 | MIDEA | MV5-2R96DXN1 | Mixed Ducted and Non-Ducted Indoor Units | 92000 | 12.8 | 24 | 103000 | 3.72 | 72000 | 2.43 | 1917.5 | Yes
202073618 | MIDEA | MV5-2R96DXN1* | Mixed Ducted and Non-Ducted Indoor Units | 92000 | 12.8 | 24 | 103000 | 3.69 | 72000 | 2.43 | 1917.5 | Yes
201830295 | MIDEA | MV5-2R96DXN1* | Non-Ducted Indoor Units | 92000 | 13.2 | 23.7 | 103000 | 3.75 | 72000 | 2.52 | 1917.5 | Yes
201830296 | MIDEA | MV5-2R96DXN1* | Ducted Indoor Units | 92000 | 12.4 | 24.3 | 103000 | 3.63 | 72000 | 2.35 | 1917.5 | Yes
9133206 | MIDEA | MV5-2R96DZN1 | Mixed Ducted and Non-Ducted Indoor Units | 92000 | 12.8 | 24 | 103000 | 3.72 | 72000 | 2.43 | 1917.5 | Yes
9133183 | MIDEA | MV5-2R96DZN1 | Non-Ducted Indoor Units | 92000 | 13.2 | 23.7 | 103000 | 3.82 | 72000 | 2.52 | 1917.5 | Yes
9133184 | MIDEA | MV5-2R96DZN1 | Ducted Indoor Units | 92000 | 12.4 | 24.3 | 103000 | 3.63 | 72000 | 2.35 | 1917.5 | Yes
202073631 | MIDEA | MV5-2R96DZN1* | Mixed Ducted and Non-Ducted Indoor Units | 92000 | 12.8 | 24 | 103000 | 3.69 | 72000 | 2.43 | 1917.5 | Yes
201830321 | MIDEA | MV5-2R96DZN1* | Non-Ducted Indoor Units | 92000 | 13.2 | 23.7 | 103000 | 3.75 | 72000 | 2.52 | 1917.5 | Yes
201830322 | MIDEA | MV5-2R96DZN1* | Ducted Indoor Units | 92000 | 12.4 | 24.3 | 103000 | 3.63 | 72000 | 2.35 | 1917.5 | Yes
9121941 | MIDEA | MV5-H120DXN1 | Non-Ducted Indoor Units | 112000 | 11.7 | 22.5 | 120000 | 3.6 | 80000 | 2.38 | 2332.5 | Yes
201830233 | MIDEA | MV5-H120DXN1* | Non-Ducted Indoor Units | 112000 | 11.7 | 22.5 | 120000 | 3.6 | 80000 | 2.38 | 2332.5 | Yes
9121981 | MIDEA | MV5-H120DZN1 | Non-Ducted Indoor Units | 112000 | 11.7 | 22.5 | 120000 | 3.6 | 80000 | 2.38 | 2332.5 | Yes
201830265 | MIDEA | MV5-H120DZN1* | Non-Ducted Indoor Units | 112000 | 11.7 | 22.5 | 120000 | 3.6 | 80000 | 2.38 | 2332.5 | Yes
9121971 | MIDEA | MV5-H312DXN1 | Non-Ducted Indoor Units | 284000 | 11.1 | 20 | 320000 | 3.43 | 218000 | 2.3 | 5917.5 | Yes
9121972 | MIDEA | MV5-H312DXN1 | Ducted Indoor Units | 284000 | 10.6 | 20.5 | 320000 | 3.3 | 218000 | 2.24 | 5917.5 | Yes
9122298 | MIDEA | MV5-H312DXN1 | Mixed Ducted and Non-Ducted Indoor Units | 284000 | 10.85 | 20.25 | 320000 | 3.36 | 218000 | 2.27 | 5917.5 | Yes
202073595 | MIDEA | MV5-H312DXN1* | Mixed Ducted and Non-Ducted Indoor Units | 284000 | 10.85 | 20.25 | 320000 | 3.36 | 218000 | 2.27 | 5917.5 | Yes
201830249 | MIDEA | MV5-H312DXN1* | Non-Ducted Indoor Units | 284000 | 11.1 | 20 | 320000 | 3.43 | 218000 | 2.3 | 5917.5 | Yes
201830250 | MIDEA | MV5-H312DXN1* | Ducted Indoor Units | 284000 | 10.6 | 20.5 | 320000 | 3.3 | 218000 | 2.24 | 5917.5 | Yes
9121992 | MIDEA | MV5-H312DZN1 | Non-Ducted Indoor Units | 284000 | 11.1 | 20 | 320000 | 3.43 | 218000 | 2.3 | 5917.5 | Yes
9121993 | MIDEA | MV5-H312DZN1 | Ducted Indoor Units | 284000 | 10.6 | 20.5 | 320000 | 3.3 | 218000 | 2.24 | 5917.5 | Yes
9122314 | MIDEA | MV5-H312DZN1 | Mixed Ducted and Non-Ducted Indoor Units | 284000 | 10.85 | 20.25 | 320000 | 3.36 | 218000 | 2.27 | 5917.5 | Yes
202073611 | MIDEA | MV5-H312DZN1* | Mixed Ducted and Non-Ducted Indoor Units | 284000 | 10.85 | 20.25 | 320000 | 3.36 | 218000 | 2.27 | 5917.5 | Yes
201830281 | MIDEA | MV5-H312DZN1* | Non-Ducted Indoor Units | 284000 | 11.1 | 20 | 320000 | 3.43 | 218000 | 2.3 | 5917.5 | Yes
201830282 | MIDEA | MV5-H312DZN1* | Ducted Indoor Units | 284000 | 10.6 | 20.5 | 320000 | 3.3 | 218000 | 2.24 | 5917.5 | Yes
9121973 | MIDEA | MV5-H336DXN1 | Non-Ducted Indoor Units | 304000 | 10.7 | 19 | 338000 | 3.31 | 224000 | 2.2 | 6332.5 | Yes
201830251 | MIDEA | MV5-H336DXN1* | Non-Ducted Indoor Units | 304000 | 10.7 | 19 | 338000 | 3.31 | 224000 | 2.2 | 6332.5 | Yes
9121994 | MIDEA | MV5-H336DZN1 | Non-Ducted Indoor Units | 304000 | 10.7 | 19 | 338000 | 3.31 | 224000 | 2.2 | 6332.5 | Yes
201830283 | MIDEA | MV5-H336DZN1* | Non-Ducted Indoor Units | 304000 | 10.7 | 19 | 338000 | 3.31 | 224000 | 2.2 | 6332.5 | Yes
9121934 | MIDEA | MV5-H72DXN1 | Non-Ducted Indoor Units | 69000 | 14.1 | 22.5 | 77000 | 4.29 | 54000 | 2.8 | 1437.5 | Yes
9121935 | MIDEA | MV5-H72DXN1 | Ducted Indoor Units | 69000 | 12.8 | 23.6 | 77000 | 3.85 | 54000 | 2.41 | 1437.5 | Yes
9121936 | MIDEA | MV5-H72DXN1 | Mixed Ducted and Non-Ducted Indoor Units | 69000 | 13.45 | 23.05 | 77000 | 4.07 | 54000 | 2.6 | 1437.5 | Yes
202073585 | MIDEA | MV5-H72DXN1* | Mixed Ducted and Non-Ducted Indoor Units | 69000 | 13.45 | 23.05 | 77000 | 4.07 | 54000 | 2.6 | 1437.5 | Yes
201830229 | MIDEA | MV5-H72DXN1* | Non-Ducted Indoor Units | 69000 | 14.1 | 22.5 | 77000 | 4.29 | 54000 | 2.8 | 1437.5 | Yes
201830230 | MIDEA | MV5-H72DXN1* | Ducted Indoor Units | 69000 | 12.8 | 23.6 | 77000 | 3.85 | 54000 | 2.41 | 1437.5 | Yes
9121951 | MIDEA | MV5-H72DZN1 | Non-Ducted Indoor Units | 69000 | 14.1 | 22.5 | 77000 | 4.29 | 54000 | 2.8 | 1437.5 | Yes
9121952 | MIDEA | MV5-H72DZN1 | Ducted Indoor Units | 69000 | 12.8 | 23.6 | 77000 | 3.85 | 54000 | 2.41 | 1437.5 | Yes
9122304 | MIDEA | MV5-H72DZN1 | Mixed Ducted and Non-Ducted Indoor Units | 69000 | 13.45 | 23.05 | 77000 | 4.07 | 54000 | 2.6 | 1437.5 | Yes
202073601 | MIDEA | MV5-H72DZN1* | Mixed Ducted and Non-Ducted Indoor Units | 69000 | 13.45 | 23.05 | 77000 | 4.07 | 54000 | 2.6 | 1437.5 | Yes
201830261 | MIDEA | MV5-H72DZN1* | Non-Ducted Indoor Units | 69000 | 14.1 | 22.5 | 77000 | 4.29 | 54000 | 2.8 | 1437.5 | Yes
201830262 | MIDEA | MV5-H72DZN1* | Ducted Indoor Units | 69000 | 12.8 | 23.6 | 77000 | 3.85 | 54000 | 2.41 | 1437.5 | Yes
9121937 | MIDEA | MV5-H96DXN1 | Non-Ducted Indoor Units | 92000 | 13.2 | 23.5 | 103000 | 3.82 | 72000 | 2.52 | 1917.5 | Yes
9121938 | MIDEA | MV5-H96DXN1 | Ducted Indoor Units | 92000 | 11.8 | 23 | 103000 | 3.63 | 72000 | 2.3 | 1917.5 | Yes
9121943 | MIDEA | MV5-H96DXN1 | Mixed Ducted and Non-Ducted Indoor Units | 92000 | 12.5 | 23.25 | 103000 | 3.72 | 72000 | 2.41 | 1917.5 | Yes
202073586 | MIDEA | MV5-H96DXN1* | Mixed Ducted and Non-Ducted Indoor Units | 92000 | 12.5 | 23.25 | 103000 | 3.72 | 72000 | 2.41 | 1917.5 | Yes
201830231 | MIDEA | MV5-H96DXN1* | Non-Ducted Indoor Units | 92000 | 13.2 | 23.5 | 103000 | 3.82 | 72000 | 2.52 | 1917.5 | Yes
201830232 | MIDEA | MV5-H96DXN1* | Ducted Indoor Units | 92000 | 11.8 | 23 | 103000 | 3.63 | 72000 | 2.3 | 1917.5 | Yes
9121953 | MIDEA | MV5-H96DZN1 | Non-Ducted Indoor Units | 92000 | 13.2 | 23.5 | 103000 | 3.82 | 72000 | 2.52 | 1917.5 | Yes
9121954 | MIDEA | MV5-H96DZN1 | Ducted Indoor Units | 92000 | 11.8 | 23 | 103000 | 3.63 | 72000 | 2.3 | 1917.5 | Yes
9122305 | MIDEA | MV5-H96DZN1 | Mixed Ducted and Non-Ducted Indoor Units | 92000 | 12.5 | 23.25 | 103000 | 3.72 | 72000 | 2.41 | 1917.5 | Yes
202073602 | MIDEA | MV5-H96DZN1* | Mixed Ducted and Non-Ducted Indoor Units | 92000 | 12.5 | 23.25 | 103000 | 3.72 | 72000 | 2.41 | 1917.5 | Yes
201830263 | MIDEA | MV5-H96DZN1* | Non-Ducted Indoor Units | 92000 | 13.2 | 23.5 | 103000 | 3.82 | 72000 | 2.52 | 1917.5 | Yes
201830264 | MIDEA | MV5-H96DZN1* | Ducted Indoor Units | 92000 | 11.8 | 23 | 103000 | 3.63 | 72000 | 2.3 | 1917.5 | Yes
7465343 | MIDEA | MV5-R120DXN1-(A) | Non-Ducted Indoor Units | 114000 | 12.2 | 22.8 | 120000 | 3.66 | 80000 | 2.38 | 2375 | Yes
7499015 | MIDEA | MV5-R120DZN1-(A) | Non-Ducted Indoor Units | 112000 | 12.2 | 22.8 | 120000 | 3.66 | 80000 | 2.38 | 2332.5 | Yes
202897182 | MIDEA | MV6-R144DXN1 | Mixed Ducted and Non-Ducted Indoor Units | 138000 | 11.85 | 22.5 | 154000 | 3.67 | 109000 | 2.44 | 2875 | Yes
202897183 | MIDEA | MV6-R144DZN1 | Mixed Ducted and Non-Ducted Indoor Units | 138000 | 11.85 | 22.5 | 154000 | 3.67 | 109000 | 2.44 | 2875 | Yes
202897140 | MIDEA | MV6-X144DXN1 | Non-Ducted Indoor Units | 138000 | 11.5 | 22.5 | 154000 | 3.75 | 109000 | 2.43 | 2875 | Yes
202897150 | MIDEA | MV6-X144DZN1 | Non-Ducted Indoor Units | 138000 | 11.5 | 22.5 | 154000 | 3.75 | 109000 | 2.43 | 2875 | Yes
10611584 | MIDEA | MV5-R312DXN1-(A) | Non-Ducted Indoor Units | 298000 | 10.9 | 20.8 | 320000 | 3.32 | 218000 | 2.2 | 6207.5 | Yes
10611585 | MIDEA | MV5-R312DXN1-(A) | Ducted Indoor Units | 298000 | 10.7 | 21.2 | 320000 | 3.3 | 218000 | 2.24 | 6207.5 | Yes
10612360 | MIDEA | MV5-R312DXN1-(A) | Mixed Ducted and Non-Ducted Indoor Units | 298000 | 10.8 | 21 | 320000 | 3.31 | 218000 | 2.22 | 6207.5 | Yes
10611608 | MIDEA | MV5-R312DZN1-(A) | Non-Ducted Indoor Units | 298000 | 10.9 | 20.8 | 320000 | 3.32 | 218000 | 2.2 | 6207.5 | Yes
10611609 | MIDEA | MV5-R312DZN1-(A) | Ducted Indoor Units | 298000 | 10.7 | 21.2 | 320000 | 3.3 | 218000 | 2.24 | 6207.5 | Yes
10612372 | MIDEA | MV5-R312DZN1-(A) | Mixed Ducted and Non-Ducted Indoor Units | 298000 | 10.8 | 21 | 320000 | 3.31 | 218000 | 2.22 | 6207.5 | Yes
7465341 | MIDEA | MV5-R96DXN1-(A) | Non-Ducted Indoor Units | 92000 | 13.2 | 23.7 | 103000 | 3.82 | 72000 | 2.52 | 1917.5 | Yes
7465342 | MIDEA | MV5-R96DXN1-(A) | Ducted Indoor Units | 92000 | 12.4 | 23 | 103000 | 3.63 | 72000 | 2.3 | 1917.5 | Yes
7499013 | MIDEA | MV5-R96DZN1-(A) | Non-Ducted Indoor Units | 92000 | 13.2 | 23.7 | 103000 | 3.82 | 72000 | 2.52 | 1917.5 | Yes
7499014 | MIDEA | MV5-R96DZN1-(A) | Ducted Indoor Units | 92000 | 12.4 | 23 | 103000 | 3.63 | 72000 | 2.3 | 1917.5 | Yes
201856722 | MIDEA | MV5-RC120DXN1-(A) | Non-Ducted Indoor Units | 115000 | 11.6 | 21.9 | 120000 | 3.52 | 80000 | 2.25 | 2395 | Yes
201856746 | MIDEA | MV5-RC120DZN1-(A) | Non-Ducted Indoor Units | 115000 | 11.6 | 21.9 | 120000 | 3.52 | 80000 | 2.25 | 2395 | Yes
201856734 | MIDEA | MV5-RC264DXN1-(A) | Non-Ducted Indoor Units | 252000 | 11.5 | 22.4 | 282000 | 3.6 | 198000 | 2.33 | 5250 | Yes
201856735 | MIDEA | MV5-RC264DXN1-(A) | Ducted Indoor Units | 252000 | 10.7 | 20.5 | 282000 | 3.42 | 198000 | 2.26 | 5250 | Yes
201856758 | MIDEA | MV5-RC264DZN1-(A) | Non-Ducted Indoor Units | 252000 | 11.5 | 22.4 | 282000 | 3.6 | 198000 | 2.33 | 5250 | Yes
201856759 | MIDEA | MV5-RC264DZN1-(A) | Ducted Indoor Units | 252000 | 10.7 | 20.5 | 282000 | 3.42 | 198000 | 2.26 | 5250 | Yes
201856736 | MIDEA | MV5-RC288DXN1-(A) | Non-Ducted Indoor Units | 276000 | 10.9 | 21.2 | 298000 | 3.5 | 204000 | 2.32 | 5750 | Yes
201856737 | MIDEA | MV5-RC288DXN1-(A) | Ducted Indoor Units | 276000 | 10.3 | 18.9 | 298000 | 3.35 | 204000 | 2.19 | 5750 | Yes
201856760 | MIDEA | MV5-RC288DZN1-(A) | Non-Ducted Indoor Units | 276000 | 10.9 | 21.2 | 298000 | 3.5 | 204000 | 2.32 | 5750 | Yes
201856761 | MIDEA | MV5-RC288DZN1-(A) | Ducted Indoor Units | 276000 | 10.3 | 18.9 | 298000 | 3.35 | 204000 | 2.19 | 5750 | Yes
201856738 | MIDEA | MV5-RC312DXN1-(A) | Non-Ducted Indoor Units | 298000 | 10.3 | 20.6 | 320000 | 3.45 | 218000 | 2.22 | 6207.5 | Yes
201856739 | MIDEA | MV5-RC312DXN1-(A) | Ducted Indoor Units | 298000 | 9.9 | 18.7 | 320000 | 3.32 | 218000 | 2.18 | 6207.5 | Yes
201856762 | MIDEA | MV5-RC312DZN1-(A) | Non-Ducted Indoor Units | 298000 | 10.3 | 20.6 | 320000 | 3.45 | 218000 | 2.22 | 6207.5 | Yes
201856763 | MIDEA | MV5-RC312DZN1-(A) | Ducted Indoor Units | 298000 | 9.9 | 18.7 | 320000 | 3.32 | 218000 | 2.18 | 6207.5 | Yes
201856740 | MIDEA | MV5-RC336DXN1-(A) | Non-Ducted Indoor Units | 320000 | 10 | 19.7 | 338000 | 3.35 | 224000 | 2.17 | 6667.5 | Yes
201856764 | MIDEA | MV5-RC336DZN1-(A) | Non-Ducted Indoor Units | 320000 | 10 | 19.7 | 338000 | 3.35 | 224000 | 2.17 | 6667.5 | Yes
201856718 | MIDEA | MV5-RC72DXN1-(A) | Non-Ducted Indoor Units | 69000 | 13 | 23.1 | 77000 | 4.05 | 54000 | 2.53 | 1437.5 | Yes
201856719 | MIDEA | MV5-RC72DXN1-(A) | Ducted Indoor Units | 69000 | 11.8 | 21.6 | 77000 | 3.68 | 54000 | 2.25 | 1437.5 | Yes
201856742 | MIDEA | MV5-RC72DZN1-(A) | Non-Ducted Indoor Units | 69000 | 13 | 23.1 | 77000 | 4.05 | 54000 | 2.53 | 1437.5 | Yes
201856743 | MIDEA | MV5-RC72DZN1-(A) | Ducted Indoor Units | 69000 | 11.8 | 21.6 | 77000 | 3.68 | 54000 | 2.25 | 1437.5 | Yes
201856720 | MIDEA | MV5-RC96DXN1-(A) | Non-Ducted Indoor Units | 92000 | 12.7 | 24.1 | 103000 | 3.82 | 72000 | 2.44 | 1917.5 | Yes
201856744 | MIDEA | MV5-RC96DZN1-(A) | Non-Ducted Indoor Units | 92000 | 12.7 | 24.1 | 103000 | 3.82 | 72000 | 2.44 | 1917.5 | Yes
7465349 | MIDEA | MV5-X120DXN1-(A) | Non-Ducted Indoor Units | 114000 | 12.2 | 22.8 | 120000 | 3.66 | 80000 | 2.38 | 2375 | Yes
7499020 | MIDEA | MV5-X120DZN1-(A) | Non-Ducted Indoor Units | 114000 | 12.2 | 22.5 | 120000 | 3.66 | 80000 | 2.38 | 2375 | Yes
10611545 | MIDEA | MV5-X312DXN1-(A) | Non-Ducted Indoor Units | 298000 | 10.7 | 20.4 | 320000 | 3.32 | 218000 | 2.2 | 6207.5 | Yes
10611546 | MIDEA | MV5-X312DXN1-(A) | Ducted Indoor Units | 298000 | 10.6 | 20.9 | 320000 | 3.3 | 218000 | 2.24 | 6207.5 | Yes
10611628 | MIDEA | MV5-X312DXN1-(A) | Mixed Ducted and Non-Ducted Indoor Units | 298000 | 10.65 | 20.65 | 320000 | 3.31 | 218000 | 2.22 | 6207.5 | Yes
10611559 | MIDEA | MV5-X312DZN1-(A) | Non-Ducted Indoor Units | 298000 | 10.7 | 20.4 | 320000 | 3.32 | 218000 | 2.2 | 6207.5 | Yes
10611560 | MIDEA | MV5-X312DZN1-(A) | Ducted Indoor Units | 298000 | 10.6 | 20.9 | 320000 | 3.3 | 218000 | 2.24 | 6207.5 | Yes
10611643 | MIDEA | MV5-X312DZN1-(A) | Mixed Ducted and Non-Ducted Indoor Units | 298000 | 10.65 | 20.65 | 320000 | 3.31 | 218000 | 2.22 | 6207.5 | Yes
10594257 | MIDEA | MV5-X72DXN1-(A) | Mixed Ducted and Non-Ducted Indoor Units | 69000 | 12.9 | 23.15 | 77000 | 3.97 | 54000 | 2.53 | 1437.5 | Yes
7465345 | MIDEA | MV5-X72DXN1-(A) | Non-Ducted Indoor Units | 69000 | 13.8 | 23.6 | 77000 | 4.25 | 54000 | 2.65 | 1437.5 | Yes
7465346 | MIDEA | MV5-X72DXN1-(A) | Ducted Indoor Units | 69000 | 12 | 22.7 | 77000 | 3.69 | 54000 | 2.41 | 1437.5 | Yes
10594258 | MIDEA | MV5-X72DZN1-(A) | Mixed Ducted and Non-Ducted Indoor Units | 69000 | 12.9 | 23.15 | 77000 | 3.97 | 54000 | 2.53 | 1437.5 | Yes
7499016 | MIDEA | MV5-X72DZN1-(A) | Non-Ducted Indoor Units | 69000 | 13.8 | 23.6 | 77000 | 4.25 | 54000 | 2.65 | 1437.5 | Yes
7499017 | MIDEA | MV5-X72DZN1-(A) | Ducted Indoor Units | 69000 | 12 | 22.7 | 77000 | 3.69 | 54000 | 2.41 | 1437.5 | Yes
7465347 | MIDEA | MV5-X96DXN1-(A) | Non-Ducted Indoor Units | 92000 | 13.2 | 23.7 | 103000 | 3.82 | 72000 | 2.52 | 1917.5 | Yes
7465348 | MIDEA | MV5-X96DXN1-(A) | Ducted Indoor Units | 92000 | 12.4 | 23 | 103000 | 3.63 | 72000 | 2.3 | 1917.5 | Yes
202073579 | MIDEA | MV5-X96DXN1-(A)* | Mixed Ducted and Non-Ducted Indoor Units | 92000 | 12.05 | 23 | 103000 | 3.68 | 72000 | 2.38 | 1917.5 | Yes
201830219 | MIDEA | MV5-X96DXN1-(A)* | Non-Ducted Indoor Units | 92000 | 12.4 | 23.5 | 103000 | 3.8 | 72000 | 2.46 | 1917.5 | Yes
201830220 | MIDEA | MV5-X96DXN1-(A)* | Ducted Indoor Units | 92000 | 11.7 | 22.5 | 103000 | 3.57 | 72000 | 2.3 | 1917.5 | Yes
7499018 | MIDEA | MV5-X96DZN1-(A) | Non-Ducted Indoor Units | 92000 | 13.2 | 23.5 | 103000 | 3.82 | 72000 | 2.52 | 1917.5 | Yes
7499019 | MIDEA | MV5-X96DZN1-(A) | Ducted Indoor Units | 92000 | 12.3 | 23 | 103000 | 3.63 | 72000 | 2.3 | 1917.5 | Yes
202073582 | MIDEA | MV5-X96DZN1-(A)* | Mixed Ducted and Non-Ducted Indoor Units | 92000 | 12.05 | 23 | 103000 | 3.68 | 72000 | 2.38 | 1917.5 | Yes
201830224 | MIDEA | MV5-X96DZN1-(A)* | Non-Ducted Indoor Units | 92000 | 12.4 | 23.5 | 103000 | 3.8 | 72000 | 2.46 | 1917.5 | Yes
201830225 | MIDEA | MV5-X96DZN1-(A)* | Ducted Indoor Units | 92000 | 11.7 | 22.5 | 103000 | 3.57 | 72000 | 2.3 | 1917.5 | Yes
201856770 | MIDEA | MV5-XC120DXN1-(A) | Non-Ducted Indoor Units | 115000 | 11.6 | 21.7 | 120000 | 3.52 | 80000 | 2.25 | 2395 | Yes
201856792 | MIDEA | MV5-XC120DZN1-(A) | Non-Ducted Indoor Units | 115000 | 11.6 | 21.7 | 120000 | 3.52 | 80000 | 2.25 | 2395 | Yes
201856782 | MIDEA | MV5-XC264DXN1-(A) | Non-Ducted Indoor Units | 252000 | 11.3 | 21.9 | 282000 | 3.6 | 198000 | 2.33 | 5250 | Yes
201856783 | MIDEA | MV5-XC264DXN1-(A) | Ducted Indoor Units | 252000 | 10.5 | 20.3 | 282000 | 3.42 | 198000 | 2.26 | 5250 | Yes
201856804 | MIDEA | MV5-XC264DZN1-(A) | Non-Ducted Indoor Units | 252000 | 11.3 | 21.9 | 282000 | 3.6 | 198000 | 2.33 | 5250 | Yes
201856805 | MIDEA | MV5-XC264DZN1-(A) | Ducted Indoor Units | 252000 | 10.5 | 20.3 | 282000 | 3.42 | 198000 | 2.26 | 5250 | Yes
201856784 | MIDEA | MV5-XC288DXN1-(A) | Non-Ducted Indoor Units | 276000 | 10.7 | 20.9 | 298000 | 3.5 | 204000 | 2.32 | 5750 | Yes
201856785 | MIDEA | MV5-XC288DXN1-(A) | Ducted Indoor Units | 276000 | 10.1 | 18.6 | 298000 | 3.35 | 204000 | 2.19 | 5750 | Yes
201856806 | MIDEA | MV5-XC288DZN1-(A) | Non-Ducted Indoor Units | 276000 | 10.7 | 20.9 | 298000 | 3.5 | 204000 | 2.32 | 5750 | Yes
201856807 | MIDEA | MV5-XC288DZN1-(A) | Ducted Indoor Units | 276000 | 10.1 | 18.6 | 298000 | 3.35 | 204000 | 2.19 | 5750 | Yes
201856786 | MIDEA | MV5-XC312DXN1-(A) | Non-Ducted Indoor Units | 298000 | 9.8 | 20.3 | 320000 | 3.45 | 218000 | 2.22 | 6207.5 | Yes
201856808 | MIDEA | MV5-XC312DZN1-(A) | Non-Ducted Indoor Units | 298000 | 9.8 | 20.3 | 320000 | 3.45 | 218000 | 2.22 | 6207.5 | Yes
201856766 | MIDEA | MV5-XC72DXN1-(A) | Non-Ducted Indoor Units | 69000 | 13 | 23 | 77000 | 4.05 | 54000 | 2.53 | 1437.5 | Yes
201856767 | MIDEA | MV5-XC72DXN1-(A) | Ducted Indoor Units | 69000 | 11.8 | 21.5 | 77000 | 3.68 | 54000 | 2.25 | 1437.5 | Yes
201856788 | MIDEA | MV5-XC72DZN1-(A) | Non-Ducted Indoor Units | 69000 | 13 | 23 | 77000 | 4.05 | 54000 | 2.53 | 1437.5 | Yes
201856789 | MIDEA | MV5-XC72DZN1-(A) | Ducted Indoor Units | 69000 | 11.8 | 21.5 | 77000 | 3.68 | 54000 | 2.25 | 1437.5 | Yes
201856768 | MIDEA | MV5-XC96DXN1-(A) | Non-Ducted Indoor Units | 92000 | 12.7 | 23.5 | 103000 | 3.93 | 72000 | 2.44 | 1917.5 | Yes
201856790 | MIDEA | MV5-XC96DZN1-(A) | Non-Ducted Indoor Units | 92000 | 12.7 | 23.5 | 103000 | 3.93 | 72000 | 2.44 | 1917.5 | Yes
202897146 | MIDEA | MV6-R120DXN1 | Non-Ducted Indoor Units | 115000 | 12 | 24.1 | 129000 | 3.56 | 84000 | 2.47 | 2395 | Yes
202897147 | MIDEA | MV6-R120DXN1 | Ducted Indoor Units | 115000 | 12 | 22.6 | 129000 | 3.64 | 84000 | 2.59 | 2395 | Yes
202897178 | MIDEA | MV6-R120DXN1 | Mixed Ducted and Non-Ducted Indoor Units | 115000 | 12 | 23.35 | 129000 | 3.6 | 84000 | 2.53 | 2395 | Yes
205811878 | MIDEA | MV6-R120DXN1C-(A) | Non-Ducted Indoor Units | 115000 | 12.2 | 24.1 | 129000 | 3.72 | 110000 | 2.35 | 2395 | Yes
205811879 | MIDEA | MV6-R120DXN1C-(A) | Ducted Indoor Units | 115000 | 12.3 | 23.1 | 129000 | 3.79 | 110000 | 2.44 | 2395 | Yes
205811964 | MIDEA | MV6-R120DXN1C-(A) | Mixed Ducted and Non-Ducted Indoor Units | 115000 | 12.25 | 23.6 | 129000 | 3.75 | 110000 | 2.39 | 2395 | Yes
202897148 | MIDEA | MV6-R120DZN1 | Non-Ducted Indoor Units | 115000 | 12 | 24.1 | 129000 | 3.56 | 84000 | 2.47 | 2395 | Yes
202897149 | MIDEA | MV6-R120DZN1 | Ducted Indoor Units | 115000 | 12 | 22.6 | 129000 | 3.64 | 84000 | 2.59 | 2395 | Yes
202897179 | MIDEA | MV6-R120DZN1 | Mixed Ducted and Non-Ducted Indoor Units | 115000 | 12 | 23.35 | 129000 | 3.6 | 84000 | 2.53 | 2395 | Yes
205811880 | MIDEA | MV6-R120DZN1C-(A) | Non-Ducted Indoor Units | 115000 | 12.2 | 24.1 | 129000 | 3.72 | 110000 | 2.35 | 2395 | Yes
205811881 | MIDEA | MV6-R120DZN1C-(A) | Ducted Indoor Units | 115000 | 12.3 | 23.1 | 129000 | 3.79 | 110000 | 2.44 | 2395 | Yes
205811965 | MIDEA | MV6-R120DZN1C-(A) | Mixed Ducted and Non-Ducted Indoor Units | 115000 | 12.25 | 23.6 | 129000 | 3.75 | 110000 | 2.39 | 2395 | Yes
201856724 | MIDEA | MV5-RC144DXN1-(A) | Non-Ducted Indoor Units | 138000 | 12 | 22.6 | 154000 | 3.75 | 108000 | 2.58 | 2875 | Yes
201856748 | MIDEA | MV5-RC144DZN1-(A) | Non-Ducted Indoor Units | 138000 | 12 | 22.6 | 154000 | 3.75 | 108000 | 2.58 | 2875 | Yes
205811980 | MIDEA | MV6-R216DXN1C-(A) | Mixed Ducted and Non-Ducted Indoor Units | 206000 | 12 | 22.6 | 232000 | 3.78 | 198000 | 2.55 | 4292.5 | Yes
205811981 | MIDEA | MV6-R216DZN1C-(A) | Mixed Ducted and Non-Ducted Indoor Units | 206000 | 12 | 22.6 | 232000 | 3.78 | 198000 | 2.55 | 4292.5 | Yes
202897208 | MIDEA | MV6-R264DXN1 | Non-Ducted Indoor Units | 252000 | 11.5 | 22.1 | 282000 | 3.61 | 200000 | 2.4 | 5250 | Yes
202897209 | MIDEA | MV6-R264DXN1 | Ducted Indoor Units | 252000 | 11.2 | 21.6 | 282000 | 3.5 | 200000 | 2.4 | 5250 | Yes
202897244 | MIDEA | MV6-R264DXN1 | Mixed Ducted and Non-Ducted Indoor Units | 252000 | 11.35 | 21.85 | 282000 | 3.55 | 200000 | 2.4 | 5250 | Yes
205811988 | MIDEA | MV6-R264DXN1C-(A) | Mixed Ducted and Non-Ducted Indoor Units | 252000 | 11.55 | 21.85 | 282000 | 3.79 | 240000 | 2.5 | 5250 | Yes
205811926 | MIDEA | MV6-R264DXN1C-(A) | Non-Ducted Indoor Units | 252000 | 11.7 | 22.9 | 282000 | 3.81 | 240000 | 2.48 | 5250 | Yes
205811927 | MIDEA | MV6-R264DXN1C-(A) | Ducted Indoor Units | 252000 | 11.4 | 20.8 | 282000 | 3.77 | 240000 | 2.52 | 5250 | Yes
202897210 | MIDEA | MV6-R264DZN1 | Non-Ducted Indoor Units | 252000 | 11.5 | 22.1 | 282000 | 3.61 | 200000 | 2.4 | 5250 | Yes
202897211 | MIDEA | MV6-R264DZN1 | Ducted Indoor Units | 252000 | 11.2 | 21.6 | 282000 | 3.5 | 200000 | 2.4 | 5250 | Yes
202897245 | MIDEA | MV6-R264DZN1 | Mixed Ducted and Non-Ducted Indoor Units | 252000 | 11.35 | 21.85 | 282000 | 3.55 | 200000 | 2.4 | 5250 | Yes
205811989 | MIDEA | MV6-R264DZN1C-(A) | Mixed Ducted and Non-Ducted Indoor Units | 252000 | 11.55 | 21.85 | 282000 | 3.79 | 240000 | 2.5 | 5250 | Yes
205811928 | MIDEA | MV6-R264DZN1C-(A) | Non-Ducted Indoor Units | 252000 | 11.7 | 22.9 | 282000 | 3.81 | 240000 | 2.48 | 5250 | Yes
205811929 | MIDEA | MV6-R264DZN1C-(A) | Ducted Indoor Units | 252000 | 11.4 | 20.8 | 282000 | 3.77 | 240000 | 2.52 | 5250 | Yes
202897214 | MIDEA | MV6-R288DXN1 | Non-Ducted Indoor Units | 276000 | 10.9 | 21.3 | 308000 | 3.46 | 210000 | 2.33 | 5750 | Yes
202897215 | MIDEA | MV6-R288DXN1 | Ducted Indoor Units | 276000 | 10.5 | 20.8 | 308000 | 3.42 | 210000 | 2.3 | 5750 | Yes
202897248 | MIDEA | MV6-R288DXN1 | Mixed Ducted and Non-Ducted Indoor Units | 276000 | 10.7 | 21.05 | 308000 | 3.44 | 210000 | 2.31 | 5750 | Yes
205811992 | MIDEA | MV6-R288DXN1C-(A) | Mixed Ducted and Non-Ducted Indoor Units | 276000 | 11.1 | 21.45 | 308000 | 3.71 | 262000 | 2.47 | 5750 | Yes
205811934 | MIDEA | MV6-R288DXN1C-(A) | Non-Ducted Indoor Units | 276000 | 11.3 | 22.1 | 308000 | 3.7 | 262000 | 2.42 | 5750 | Yes
205811935 | MIDEA | MV6-R288DXN1C-(A) | Ducted Indoor Units | 276000 | 10.9 | 20.8 | 308000 | 3.72 | 262000 | 2.53 | 5750 | Yes
202897216 | MIDEA | MV6-R288DZN1 | Non-Ducted Indoor Units | 276000 | 10.9 | 21.3 | 308000 | 3.46 | 210000 | 2.33 | 5750 | Yes
202897217 | MIDEA | MV6-R288DZN1 | Ducted Indoor Units | 276000 | 10.5 | 20.8 | 308000 | 3.42 | 210000 | 2.3 | 5750 | Yes
202897249 | MIDEA | MV6-R288DZN1 | Mixed Ducted and Non-Ducted Indoor Units | 276000 | 10.7 | 21.05 | 308000 | 3.44 | 210000 | 2.31 | 5750 | Yes
205811993 | MIDEA | MV6-R288DZN1C-(A) | Mixed Ducted and Non-Ducted Indoor Units | 276000 | 11.1 | 21.45 | 308000 | 3.71 | 262000 | 2.47 | 5750 | Yes
205811936 | MIDEA | MV6-R288DZN1C-(A) | Non-Ducted Indoor Units | 276000 | 11.3 | 22.1 | 308000 | 3.7 | 262000 | 2.42 | 5750 | Yes
205811937 | MIDEA | MV6-R288DZN1C-(A) | Ducted Indoor Units | 276000 | 10.9 | 20.8 | 308000 | 3.72 | 262000 | 2.53 | 5750 | Yes
202897221 | MIDEA | MV6-R312DXN1 | Ducted Indoor Units | 298000 | 10 | 20.4 | 334000 | 3.3 | 222000 | 2.24 | 6207.5 | Yes
205811996 | MIDEA | MV6-R312DXN1C-(A) | Mixed Ducted and Non-Ducted Indoor Units | 298000 | 10.65 | 20.8 | 334000 | 3.62 | 284000 | 2.38 | 6207.5 | Yes
205811942 | MIDEA | MV6-R312DXN1C-(A) | Non-Ducted Indoor Units | 298000 | 10.9 | 21.6 | 334000 | 3.59 | 284000 | 2.3 | 6207.5 | Yes
205811943 | MIDEA | MV6-R312DXN1C-(A) | Ducted Indoor Units | 298000 | 10.4 | 20 | 334000 | 3.66 | 284000 | 2.46 | 6207.5 | Yes
202897223 | MIDEA | MV6-R312DZN1 | Ducted Indoor Units | 298000 | 10 | 20.4 | 334000 | 3.3 | 222000 | 2.24 | 6207.5 | Yes
205811997 | MIDEA | MV6-R312DZN1C-(A) | Mixed Ducted and Non-Ducted Indoor Units | 298000 | 10.65 | 20.8 | 334000 | 3.62 | 284000 | 2.38 | 6207.5 | Yes
205811944 | MIDEA | MV6-R312DZN1C-(A) | Non-Ducted Indoor Units | 298000 | 10.9 | 21.6 | 334000 | 3.59 | 284000 | 2.3 | 6207.5 | Yes
205811945 | MIDEA | MV6-R312DZN1C-(A) | Ducted Indoor Units | 298000 | 10.4 | 20 | 334000 | 3.66 | 284000 | 2.46 | 6207.5 | Yes
202897226 | MIDEA | MV6-R336DXN1 | Non-Ducted Indoor Units | 320000 | 10.6 | 20.6 | 360000 | 3.3 | 244000 | 2.3 | 6667.5 | Yes
202897227 | MIDEA | MV6-R336DXN1 | Ducted Indoor Units | 320000 | 10.4 | 19.3 | 360000 | 3.39 | 244000 | 2.38 | 6667.5 | Yes
202897256 | MIDEA | MV6-R336DXN1 | Mixed Ducted and Non-Ducted Indoor Units | 320000 | 10.5 | 19.95 | 360000 | 3.34 | 244000 | 2.34 | 6667.5 | Yes
205812000 | MIDEA | MV6-R336DXN1C-(A) | Mixed Ducted and Non-Ducted Indoor Units | 320000 | 10.7 | 20.65 | 360000 | 3.56 | 306000 | 2.4 | 6667.5 | Yes
205811950 | MIDEA | MV6-R336DXN1C-(A) | Non-Ducted Indoor Units | 320000 | 10.8 | 21.3 | 360000 | 3.48 | 306000 | 2.33 | 6667.5 | Yes
205811951 | MIDEA | MV6-R336DXN1C-(A) | Ducted Indoor Units | 320000 | 10.6 | 20 | 360000 | 3.65 | 306000 | 2.47 | 6667.5 | Yes
202897228 | MIDEA | MV6-R336DZN1 | Non-Ducted Indoor Units | 320000 | 10.6 | 20.6 | 360000 | 3.3 | 244000 | 2.3 | 6667.5 | Yes
202897229 | MIDEA | MV6-R336DZN1 | Ducted Indoor Units | 320000 | 10.4 | 19.3 | 360000 | 3.39 | 244000 | 2.38 | 6667.5 | Yes
202897257 | MIDEA | MV6-R336DZN1 | Mixed Ducted and Non-Ducted Indoor Units | 320000 | 10.5 | 19.95 | 360000 | 3.34 | 244000 | 2.34 | 6667.5 | Yes
205812001 | MIDEA | MV6-R336DZN1C-(A) | Mixed Ducted and Non-Ducted Indoor Units | 320000 | 10.5 | 20.65 | 360000 | 3.56 | 306000 | 2.4 | 6667.5 | Yes
205811952 | MIDEA | MV6-R336DZN1C-(A) | Non-Ducted Indoor Units | 320000 | 10.6 | 21.3 | 360000 | 3.48 | 306000 | 2.33 | 6667.5 | Yes
205811953 | MIDEA | MV6-R336DZN1C-(A) | Ducted Indoor Units | 320000 | 10.4 | 20 | 360000 | 3.65 | 306000 | 2.47 | 6667.5 | Yes
202897273 | MIDEA | MV6-R360DXN1 | Ducted Indoor Units | 344000 | 9.9 | 18.6 | 380000 | 3.35 | 258000 | 2.33 | 7167.5 | Yes
205812008 | MIDEA | MV6-R360DXN1C-(A) | Non-Ducted Indoor Units | 344000 | 10.3 | 20.3 | 380000 | 3.4 | 324000 | 2.23 | 7167.5 | Yes
205812009 | MIDEA | MV6-R360DXN1C-(A) | Ducted Indoor Units | 344000 | 10.3 | 19.3 | 380000 | 3.7 | 324000 | 2.38 | 7167.5 | Yes
205812010 | MIDEA | MV6-R360DXN1C-(A) | Mixed Ducted and Non-Ducted Indoor Units | 344000 | 10.3 | 19.8 | 380000 | 3.55 | 324000 | 2.3 | 7167.5 | Yes
202897275 | MIDEA | MV6-R360DZN1 | Ducted Indoor Units | 344000 | 9.9 | 18.6 | 380000 | 3.35 | 258000 | 2.33 | 7167.5 | Yes
205812011 | MIDEA | MV6-R360DZN1C-(A) | Non-Ducted Indoor Units | 344000 | 10.3 | 20.3 | 380000 | 3.4 | 324000 | 2.23 | 7167.5 | Yes
205812012 | MIDEA | MV6-R360DZN1C-(A) | Ducted Indoor Units | 344000 | 10.3 | 19.3 | 380000 | 3.7 | 324000 | 2.38 | 7167.5 | Yes
205812013 | MIDEA | MV6-R360DZN1C-(A) | Mixed Ducted and Non-Ducted Indoor Units | 344000 | 10.3 | 19.8 | 380000 | 3.55 | 324000 | 2.3 | 7167.5 | Yes
202883246 | MIDEA | MV6-R72DXN1 | Ducted Indoor Units | 69000 | 13 | 22.8 | 77000 | 3.84 | 58000 | 2.57 | 1437.5 | Yes
202891643 | MIDEA | MV6-R72DXN1 | Mixed Ducted and Non-Ducted Indoor Units | 69000 | 13.9 | 24.1 | 77000 | 4.06 | 58000 | 2.64 | 1437.5 | Yes
202883245 | MIDEA | MV6-R72DXN1 | Non-Ducted Indoor Units | 69000 | 14.8 | 25.4 | 77000 | 4.29 | 58000 | 2.72 | 1437.5 | Yes
205811862 | MIDEA | MV6-R72DXN1C-(A) | Non-Ducted Indoor Units | 69000 | 14.8 | 25.4 | 77000 | 4.29 | 66000 | 2.58 | 1437.5 | Yes
205811863 | MIDEA | MV6-R72DXN1C-(A) | Ducted Indoor Units | 69000 | 13 | 22.6 | 77000 | 3.84 | 66000 | 2.45 | 1437.5 | Yes
205811956 | MIDEA | MV6-R72DXN1C-(A) | Mixed Ducted and Non-Ducted Indoor Units | 69000 | 13.9 | 24 | 77000 | 4.06 | 66000 | 2.51 | 1437.5 | Yes
202883247 | MIDEA | MV6-R72DZN1 | Non-Ducted Indoor Units | 69000 | 14.8 | 25.4 | 77000 | 4.29 | 58000 | 2.72 | 1437.5 | Yes
202883248 | MIDEA | MV6-R72DZN1 | Ducted Indoor Units | 69000 | 13 | 22.8 | 77000 | 3.84 | 58000 | 2.57 | 1437.5 | Yes
202891644 | MIDEA | MV6-R72DZN1 | Mixed Ducted and Non-Ducted Indoor Units | 69000 | 13.9 | 24.1 | 77000 | 4.06 | 58000 | 2.64 | 1437.5 | Yes
205811864 | MIDEA | MV6-R72DZN1C-(A) | Non-Ducted Indoor Units | 69000 | 14.8 | 25.4 | 77000 | 4.29 | 66000 | 2.58 | 1437.5 | Yes
205811865 | MIDEA | MV6-R72DZN1C-(A) | Ducted Indoor Units | 69000 | 13 | 22.6 | 77000 | 3.84 | 66000 | 2.45 | 1437.5 | Yes
205811957 | MIDEA | MV6-R72DZN1C-(A) | Mixed Ducted and Non-Ducted Indoor Units | 69000 | 13.9 | 24 | 77000 | 4.06 | 66000 | 2.51 | 1437.5 | Yes
202891639 | MIDEA | MV6-R96DXN1 | Non-Ducted Indoor Units | 92000 | 13.2 | 26.2 | 103000 | 3.99 | 72000 | 2.65 | 1917.5 | Yes
202891640 | MIDEA | MV6-R96DXN1 | Ducted Indoor Units | 92000 | 12.4 | 23 | 103000 | 3.8 | 72000 | 2.6 | 1917.5 | Yes
202897136 | MIDEA | MV6-R96DXN1 | Mixed Ducted and Non-Ducted Indoor Units | 92000 | 12.8 | 24.6 | 103000 | 3.89 | 72000 | 2.62 | 1917.5 | Yes
205811870 | MIDEA | MV6-R96DXN1C-(A) | Non-Ducted Indoor Units | 92000 | 13.2 | 26.6 | 103000 | 4.12 | 86000 | 2.7 | 1917.5 | Yes
205811871 | MIDEA | MV6-R96DXN1C-(A) | Ducted Indoor Units | 92000 | 12.7 | 23.7 | 103000 | 3.89 | 86000 | 2.62 | 1917.5 | Yes
205811960 | MIDEA | MV6-R96DXN1C-(A) | Mixed Ducted and Non-Ducted Indoor Units | 92000 | 12.95 | 25.15 | 103000 | 4 | 86000 | 2.66 | 1917.5 | Yes
202891641 | MIDEA | MV6-R96DZN1 | Non-Ducted Indoor Units | 92000 | 13.2 | 26.2 | 103000 | 3.99 | 72000 | 2.65 | 1917.5 | Yes
202891642 | MIDEA | MV6-R96DZN1 | Ducted Indoor Units | 92000 | 12.4 | 23 | 103000 | 3.8 | 72000 | 2.6 | 1917.5 | Yes
202897137 | MIDEA | MV6-R96DZN1 | Mixed Ducted and Non-Ducted Indoor Units | 92000 | 12.8 | 24.6 | 103000 | 3.89 | 72000 | 2.62 | 1917.5 | Yes
205811872 | MIDEA | MV6-R96DZN1C-(A) | Non-Ducted Indoor Units | 92000 | 13.2 | 26.6 | 103000 | 4.12 | 86000 | 2.7 | 1917.5 | Yes
205811873 | MIDEA | MV6-R96DZN1C-(A) | Ducted Indoor Units | 92000 | 12.7 | 23.7 | 103000 | 3.89 | 86000 | 2.62 | 1917.5 | Yes
205811961 | MIDEA | MV6-R96DZN1C-(A) | Mixed Ducted and Non-Ducted Indoor Units | 92000 | 12.95 | 25.15 | 103000 | 4 | 86000 | 2.66 | 1917.5 | Yes
202897138 | MIDEA | MV6-X120DXN1 | Non-Ducted Indoor Units | 115000 | 11.5 | 23.5 | 129000 | 3.56 | 84000 | 2.47 | 2395 | Yes
205811874 | MIDEA | MV6-X120DXN1C-(A) | Non-Ducted Indoor Units | 115000 | 12.1 | 24 | 129000 | 3.78 | 110000 | 2.42 | 2395 | Yes
205811875 | MIDEA | MV6-X120DXN1C-(A) | Ducted Indoor Units | 115000 | 12.2 | 23.4 | 129000 | 3.92 | 110000 | 2.46 | 2395 | Yes
205811962 | MIDEA | MV6-X120DXN1C-(A) | Mixed Ducted and Non-Ducted Indoor Units | 115000 | 12.15 | 23.7 | 129000 | 3.85 | 110000 | 2.44 | 2395 | Yes
202897144 | MIDEA | MV6-X120DZN1 | Non-Ducted Indoor Units | 115000 | 11.5 | 23.5 | 129000 | 3.56 | 84000 | 2.47 | 2395 | Yes
205811876 | MIDEA | MV6-X120DZN1C-(A) | Non-Ducted Indoor Units | 115000 | 12.1 | 24 | 129000 | 3.78 | 110000 | 2.42 | 2395 | Yes
205811877 | MIDEA | MV6-X120DZN1C-(A) | Ducted Indoor Units | 115000 | 12.2 | 23.4 | 129000 | 3.92 | 110000 | 2.46 | 2395 | Yes
205811963 | MIDEA | MV6-X120DZN1C-(A) | Mixed Ducted and Non-Ducted Indoor Units | 115000 | 12.15 | 23.7 | 129000 | 3.85 | 110000 | 2.44 | 2395 | Yes
10612355 | MIDEA | MV5-R192DXN1-(A) | Mixed Ducted and Non-Ducted Indoor Units | 184000 | 11.7 | 22.65 | 206000 | 3.67 | 144000 | 2.35 | 3832.5 | Yes
10612367 | MIDEA | MV5-R192DZN1-(A) | Mixed Ducted and Non-Ducted Indoor Units | 184000 | 11.7 | 22.65 | 206000 | 3.67 | 144000 | 2.35 | 3832.5 | Yes
10611572 | MIDEA | MV5-R168DXN1-(A) | Non-Ducted Indoor Units | 160000 | 12.3 | 22.7 | 180000 | 3.74 | 126000 | 2.5 | 3332.5 | Yes
10611596 | MIDEA | MV5-R168DZN1-(A) | Non-Ducted Indoor Units | 160000 | 12.3 | 22.7 | 180000 | 3.74 | 126000 | 2.5 | 3332.5 | Yes
205811895 | MIDEA | MV6-R168DXN1C-(A) | Ducted Indoor Units | 160000 | 11.6 | 22.7 | 180000 | 3.7 | 154000 | 2.51 | 3332.5 | Yes
205811897 | MIDEA | MV6-R168DZN1C-(A) | Ducted Indoor Units | 160000 | 11.6 | 22.7 | 180000 | 3.7 | 154000 | 2.51 | 3332.5 | Yes
205811883 | MIDEA | MV6-X144DXN1C-(A) | Ducted Indoor Units | 138000 | 11.3 | 22.7 | 154000 | 3.76 | 131000 | 2.51 | 2875 | Yes
205811885 | MIDEA | MV6-X144DZN1C-(A) | Ducted Indoor Units | 138000 | 11.3 | 22.7 | 154000 | 3.76 | 131000 | 2.51 | 2875 | Yes
202897164 | MIDEA | MV6-X216DXN1 | Non-Ducted Indoor Units | 206000 | 11.3 | 22.7 | 232000 | 3.66 | 164000 | 2.36 | 4292.5 | Yes
202897194 | MIDEA | MV6-X216DZN1 | Non-Ducted Indoor Units | 206000 | 11.3 | 22.7 | 232000 | 3.66 | 164000 | 2.36 | 4292.5 | Yes
202897168 | MIDEA | MV6-X264DXN1 | Non-Ducted Indoor Units | 252000 | 11.4 | 22.2 | 282000 | 3.64 | 200000 | 2.4 | 5250 | Yes
202897169 | MIDEA | MV6-X264DXN1 | Ducted Indoor Units | 252000 | 11.1 | 21.7 | 282000 | 3.53 | 200000 | 2.42 | 5250 | Yes
202897242 | MIDEA | MV6-X264DXN1 | Mixed Ducted and Non-Ducted Indoor Units | 252000 | 11.25 | 21.95 | 282000 | 3.58 | 200000 | 2.41 | 5250 | Yes
205811986 | MIDEA | MV6-X264DXN1C-(A) | Mixed Ducted and Non-Ducted Indoor Units | 252000 | 11.5 | 22.4 | 282000 | 3.87 | 240000 | 2.54 | 5250 | Yes
205811922 | MIDEA | MV6-X264DXN1C-(A) | Non-Ducted Indoor Units | 252000 | 11.7 | 23.1 | 282000 | 3.9 | 240000 | 2.52 | 5250 | Yes
205811923 | MIDEA | MV6-X264DXN1C-(A) | Ducted Indoor Units | 252000 | 11.3 | 21.7 | 282000 | 3.84 | 240000 | 2.57 | 5250 | Yes
202897206 | MIDEA | MV6-X264DZN1 | Non-Ducted Indoor Units | 252000 | 11.4 | 22.2 | 282000 | 3.64 | 200000 | 2.4 | 5250 | Yes
202897207 | MIDEA | MV6-X264DZN1 | Ducted Indoor Units | 252000 | 11.1 | 21.7 | 282000 | 3.53 | 200000 | 2.42 | 5250 | Yes
202897243 | MIDEA | MV6-X264DZN1 | Mixed Ducted and Non-Ducted Indoor Units | 252000 | 11.25 | 21.95 | 282000 | 3.58 | 200000 | 2.41 | 5250 | Yes
205811987 | MIDEA | MV6-X264DZN1C-(A) | Mixed Ducted and Non-Ducted Indoor Units | 252000 | 11.5 | 22.4 | 282000 | 3.87 | 240000 | 2.54 | 5250 | Yes
205811924 | MIDEA | MV6-X264DZN1C-(A) | Non-Ducted Indoor Units | 252000 | 11.7 | 23.1 | 282000 | 3.9 | 240000 | 2.52 | 5250 | Yes
205811925 | MIDEA | MV6-X264DZN1C-(A) | Ducted Indoor Units | 252000 | 11.3 | 21.7 | 282000 | 3.84 | 240000 | 2.57 | 5250 | Yes
202897170 | MIDEA | MV6-X288DXN1 | Non-Ducted Indoor Units | 276000 | 10.9 | 21.5 | 308000 | 3.49 | 210000 | 2.35 | 5750 | Yes
202897171 | MIDEA | MV6-X288DXN1 | Ducted Indoor Units | 276000 | 10.4 | 20.8 | 308000 | 3.46 | 210000 | 2.32 | 5750 | Yes
202897246 | MIDEA | MV6-X288DXN1 | Mixed Ducted and Non-Ducted Indoor Units | 276000 | 10.65 | 21.15 | 308000 | 3.47 | 210000 | 2.33 | 5750 | Yes
205811990 | MIDEA | MV6-X288DXN1C-(A) | Mixed Ducted and Non-Ducted Indoor Units | 276000 | 11.15 | 21.65 | 308000 | 3.78 | 262000 | 2.52 | 5750 | Yes
205811930 | MIDEA | MV6-X288DXN1C-(A) | Non-Ducted Indoor Units | 276000 | 11.3 | 22.4 | 308000 | 3.78 | 262000 | 2.47 | 5750 | Yes
205811931 | MIDEA | MV6-X288DXN1C-(A) | Ducted Indoor Units | 276000 | 11 | 20.9 | 308000 | 3.79 | 262000 | 2.57 | 5750 | Yes
202897212 | MIDEA | MV6-X288DZN1 | Non-Ducted Indoor Units | 276000 | 10.9 | 21.5 | 308000 | 3.49 | 210000 | 2.35 | 5750 | Yes
202897213 | MIDEA | MV6-X288DZN1 | Ducted Indoor Units | 276000 | 10.4 | 20.8 | 308000 | 3.46 | 210000 | 2.32 | 5750 | Yes
202897247 | MIDEA | MV6-X288DZN1 | Mixed Ducted and Non-Ducted Indoor Units | 276000 | 10.65 | 21.15 | 308000 | 3.47 | 210000 | 2.33 | 5750 | Yes
205811991 | MIDEA | MV6-X288DZN1C-(A) | Mixed Ducted and Non-Ducted Indoor Units | 276000 | 11.15 | 21.65 | 308000 | 3.78 | 262000 | 2.52 | 5750 | Yes
205811932 | MIDEA | MV6-X288DZN1C-(A) | Non-Ducted Indoor Units | 276000 | 11.3 | 22.4 | 308000 | 3.78 | 262000 | 2.47 | 5750 | Yes
205811933 | MIDEA | MV6-X288DZN1C-(A) | Ducted Indoor Units | 276000 | 11 | 20.9 | 308000 | 3.79 | 262000 | 2.57 | 5750 | Yes
202897172 | MIDEA | MV6-X312DXN1 | Non-Ducted Indoor Units | 298000 | 10.6 | 21 | 334000 | 3.32 | 222000 | 2.26 | 6207.5 | Yes
202897173 | MIDEA | MV6-X312DXN1 | Ducted Indoor Units | 298000 | 10.2 | 20.7 | 334000 | 3.33 | 222000 | 2.3 | 6207.5 | Yes
202897250 | MIDEA | MV6-X312DXN1 | Mixed Ducted and Non-Ducted Indoor Units | 298000 | 10.4 | 20.85 | 334000 | 3.32 | 222000 | 2.28 | 6207.5 | Yes
205811994 | MIDEA | MV6-X312DXN1C-(A) | Mixed Ducted and Non-Ducted Indoor Units | 298000 | 10.85 | 21.4 | 334000 | 3.64 | 284000 | 2.41 | 6207.5 | Yes
205811938 | MIDEA | MV6-X312DXN1C-(A) | Non-Ducted Indoor Units | 298000 | 11.1 | 22.1 | 334000 | 3.55 | 284000 | 2.31 | 6207.5 | Yes
205811939 | MIDEA | MV6-X312DXN1C-(A) | Ducted Indoor Units | 298000 | 10.6 | 20.7 | 334000 | 3.73 | 284000 | 2.51 | 6207.5 | Yes
202897218 | MIDEA | MV6-X312DZN1 | Non-Ducted Indoor Units | 298000 | 10.6 | 21 | 334000 | 3.32 | 222000 | 2.26 | 6207.5 | Yes
202897219 | MIDEA | MV6-X312DZN1 | Ducted Indoor Units | 298000 | 10.2 | 20.7 | 334000 | 3.33 | 222000 | 2.3 | 6207.5 | Yes
202897251 | MIDEA | MV6-X312DZN1 | Mixed Ducted and Non-Ducted Indoor Units | 298000 | 10.4 | 20.85 | 334000 | 3.32 | 222000 | 2.28 | 6207.5 | Yes
205811995 | MIDEA | MV6-X312DZN1C-(A) | Mixed Ducted and Non-Ducted Indoor Units | 298000 | 10.85 | 21.4 | 334000 | 3.64 | 284000 | 2.41 | 6207.5 | Yes
205811940 | MIDEA | MV6-X312DZN1C-(A) | Non-Ducted Indoor Units | 298000 | 11.1 | 22.1 | 334000 | 3.55 | 284000 | 2.31 | 6207.5 | Yes
205811941 | MIDEA | MV6-X312DZN1C-(A) | Ducted Indoor Units | 298000 | 10.6 | 20.7 | 334000 | 3.73 | 284000 | 2.51 | 6207.5 | Yes
202897174 | MIDEA | MV6-X336DXN1 | Non-Ducted Indoor Units | 320000 | 10.6 | 20.4 | 360000 | 3.34 | 244000 | 2.38 | 6667.5 | Yes
202897175 | MIDEA | MV6-X336DXN1 | Ducted Indoor Units | 320000 | 10.4 | 19.2 | 360000 | 3.42 | 244000 | 2.4 | 6667.5 | Yes
202897254 | MIDEA | MV6-X336DXN1 | Mixed Ducted and Non-Ducted Indoor Units | 320000 | 10.5 | 19.8 | 360000 | 3.38 | 244000 | 2.39 | 6667.5 | Yes
205811998 | MIDEA | MV6-X336DXN1C-(A) | Mixed Ducted and Non-Ducted Indoor Units | 320000 | 10.7 | 20.85 | 360000 | 3.63 | 306000 | 2.45 | 6667.5 | Yes
205811946 | MIDEA | MV6-X336DXN1C-(A) | Non-Ducted Indoor Units | 320000 | 10.8 | 21.5 | 360000 | 3.55 | 306000 | 2.37 | 6667.5 | Yes
205811947 | MIDEA | MV6-X336DXN1C-(A) | Ducted Indoor Units | 320000 | 10.6 | 20.2 | 360000 | 3.72 | 306000 | 2.53 | 6667.5 | Yes
202897224 | MIDEA | MV6-X336DZN1 | Non-Ducted Indoor Units | 320000 | 10.6 | 20.4 | 360000 | 3.34 | 244000 | 2.38 | 6667.5 | Yes
202897225 | MIDEA | MV6-X336DZN1 | Ducted Indoor Units | 320000 | 10.4 | 19.2 | 360000 | 3.42 | 244000 | 2.4 | 6667.5 | Yes
202897255 | MIDEA | MV6-X336DZN1 | Mixed Ducted and Non-Ducted Indoor Units | 320000 | 10.5 | 19.8 | 360000 | 3.38 | 244000 | 2.39 | 6667.5 | Yes
205811999 | MIDEA | MV6-X336DZN1C-(A) | Mixed Ducted and Non-Ducted Indoor Units | 320000 | 10.7 | 20.85 | 360000 | 3.63 | 306000 | 2.45 | 6667.5 | Yes
205811948 | MIDEA | MV6-X336DZN1C-(A) | Non-Ducted Indoor Units | 320000 | 10.8 | 21.5 | 360000 | 3.55 | 306000 | 2.37 | 6667.5 | Yes
205811949 | MIDEA | MV6-X336DZN1C-(A) | Ducted Indoor Units | 320000 | 10.6 | 20.2 | 360000 | 3.72 | 306000 | 2.53 | 6667.5 | Yes
202897259 | MIDEA | MV6-X360DXN1 | Ducted Indoor Units | 344000 | 10 | 18.6 | 380000 | 3.35 | 258000 | 2.33 | 7167.5 | Yes
205812002 | MIDEA | MV6-X360DXN1C-(A) | Non-Ducted Indoor Units | 344000 | 10.2 | 20.5 | 380000 | 3.48 | 324000 | 2.32 | 7167.5 | Yes
205812003 | MIDEA | MV6-X360DXN1C-(A) | Ducted Indoor Units | 344000 | 10.3 | 19.5 | 380000 | 3.73 | 324000 | 2.49 | 7167.5 | Yes
205812004 | MIDEA | MV6-X360DXN1C-(A) | Mixed Ducted and Non-Ducted Indoor Units | 344000 | 10.25 | 20 | 380000 | 3.6 | 324000 | 2.4 | 7167.5 | Yes
202897271 | MIDEA | MV6-X360DZN1 | Ducted Indoor Units | 344000 | 10 | 18.6 | 380000 | 3.35 | 258000 | 2.33 | 7167.5 | Yes
205812005 | MIDEA | MV6-X360DZN1C-(A) | Non-Ducted Indoor Units | 344000 | 10.2 | 20.5 | 380000 | 3.48 | 324000 | 2.32 | 7167.5 | Yes
205812006 | MIDEA | MV6-X360DZN1C-(A) | Ducted Indoor Units | 344000 | 10.3 | 19.5 | 380000 | 3.73 | 324000 | 2.49 | 7167.5 | Yes
205812007 | MIDEA | MV6-X360DZN1C-(A) | Mixed Ducted and Non-Ducted Indoor Units | 344000 | 10.25 | 20 | 380000 | 3.6 | 324000 | 2.4 | 7167.5 | Yes
202891635 | MIDEA | MV6-X72DXN1 | Mixed Ducted and Non-Ducted Indoor Units | 69000 | 13.8 | 24.1 | 77000 | 4.06 | 58000 | 2.64 | 1437.5 | Yes
202882193 | MIDEA | MV6-X72DXN1 | Non-Ducted Indoor Units | 69000 | 14.8 | 25.4 | 77000 | 4.29 | 58000 | 2.72 | 1437.5 | Yes
202882194 | MIDEA | MV6-X72DXN1 | Ducted Indoor Units | 69000 | 12.8 | 22.8 | 77000 | 3.84 | 58000 | 2.57 | 1437.5 | Yes
205811858 | MIDEA | MV6-X72DXN1C-(A) | Non-Ducted Indoor Units | 69000 | 14.8 | 25.4 | 77000 | 4.29 | 66000 | 2.62 | 1437.5 | Yes
205811859 | MIDEA | MV6-X72DXN1C-(A) | Ducted Indoor Units | 69000 | 12.8 | 22.8 | 77000 | 3.84 | 66000 | 2.43 | 1437.5 | Yes
205811954 | MIDEA | MV6-X72DXN1C-(A) | Mixed Ducted and Non-Ducted Indoor Units | 69000 | 13.8 | 24.1 | 77000 | 4.06 | 66000 | 2.52 | 1437.5 | Yes
202891636 | MIDEA | MV6-X72DZN1 | Mixed Ducted and Non-Ducted Indoor Units | 69000 | 13.8 | 24.1 | 77000 | 4.06 | 58000 | 2.64 | 1437.5 | Yes
202883243 | MIDEA | MV6-X72DZN1 | Non-Ducted Indoor Units | 69000 | 14.8 | 25.4 | 77000 | 4.29 | 58000 | 2.72 | 1437.5 | Yes
202883244 | MIDEA | MV6-X72DZN1 | Ducted Indoor Units | 69000 | 12.8 | 22.8 | 77000 | 3.84 | 58000 | 2.57 | 1437.5 | Yes
205811860 | MIDEA | MV6-X72DZN1C-(A) | Non-Ducted Indoor Units | 69000 | 14.8 | 25.4 | 77000 | 4.29 | 66000 | 2.62 | 1437.5 | Yes
205811861 | MIDEA | MV6-X72DZN1C-(A) | Ducted Indoor Units | 69000 | 12.8 | 22.8 | 77000 | 3.84 | 66000 | 2.43 | 1437.5 | Yes
205811955 | MIDEA | MV6-X72DZN1C-(A) | Mixed Ducted and Non-Ducted Indoor Units | 69000 | 13.8 | 24.1 | 77000 | 4.06 | 66000 | 2.52 | 1437.5 | Yes
202891633 | MIDEA | MV6-X96DXN1 | Non-Ducted Indoor Units | 92000 | 12.9 | 25.6 | 103000 | 3.99 | 72000 | 2.65 | 1917.5 | Yes
202891634 | MIDEA | MV6-X96DXN1 | Ducted Indoor Units | 92000 | 12 | 22.7 | 103000 | 3.8 | 72000 | 2.6 | 1917.5 | Yes
202897134 | MIDEA | MV6-X96DXN1 | Mixed Ducted and Non-Ducted Indoor Units | 92000 | 12.45 | 24.15 | 103000 | 3.89 | 72000 | 2.62 | 1917.5 | Yes
205811866 | MIDEA | MV6-X96DXN1C-(A) | Non-Ducted Indoor Units | 92000 | 12.8 | 26.4 | 103000 | 4.06 | 86000 | 2.6 | 1917.5 | Yes
205811867 | MIDEA | MV6-X96DXN1C-(A) | Ducted Indoor Units | 92000 | 12.5 | 23.6 | 103000 | 4.01 | 86000 | 2.66 | 1917.5 | Yes
205811958 | MIDEA | MV6-X96DXN1C-(A) | Mixed Ducted and Non-Ducted Indoor Units | 92000 | 12.65 | 25 | 103000 | 4.03 | 86000 | 2.63 | 1917.5 | Yes
202891637 | MIDEA | MV6-X96DZN1 | Non-Ducted Indoor Units | 92000 | 12.9 | 25.6 | 103000 | 3.99 | 72000 | 2.65 | 1917.5 | Yes
202891638 | MIDEA | MV6-X96DZN1 | Ducted Indoor Units | 92000 | 12 | 22.7 | 103000 | 3.8 | 72000 | 2.6 | 1917.5 | Yes
202897135 | MIDEA | MV6-X96DZN1 | Mixed Ducted and Non-Ducted Indoor Units | 92000 | 12.45 | 24.15 | 103000 | 3.89 | 72000 | 2.62 | 1917.5 | Yes
205811868 | MIDEA | MV6-X96DZN1C-(A) | Non-Ducted Indoor Units | 92000 | 12.8 | 26.4 | 103000 | 4.06 | 86000 | 2.6 | 1917.5 | Yes
205811869 | MIDEA | MV6-X96DZN1C-(A) | Ducted Indoor Units | 92000 | 12.5 | 23.6 | 103000 | 4.01 | 86000 | 2.66 | 1917.5 | Yes
205811959 | MIDEA | MV6-X96DZN1C-(A) | Mixed Ducted and Non-Ducted Indoor Units | 92000 | 12.65 | 25 | 103000 | 4.03 | 86000 | 2.63 | 1917.5 | Yes
10612354 | MIDEA | MV5-R168DXN1-(A) | Mixed Ducted and Non-Ducted Indoor Units | 160000 | 12.25 | 22.8 | 180000 | 3.69 | 126000 | 2.42 | 3332.5 | Yes
10612366 | MIDEA | MV5-R168DZN1-(A) | Mixed Ducted and Non-Ducted Indoor Units | 160000 | 12.25 | 22.8 | 180000 | 3.69 | 126000 | 2.42 | 3332.5 | Yes
205811984 | MIDEA | MV6-R240DXN1C-(A) | Mixed Ducted and Non-Ducted Indoor Units | 230000 | 11.4 | 22.8 | 258000 | 3.68 | 218000 | 2.43 | 4792.5 | Yes
205811985 | MIDEA | MV6-R240DZN1C-(A) | Mixed Ducted and Non-Ducted Indoor Units | 230000 | 11.4 | 22.8 | 258000 | 3.68 | 218000 | 2.43 | 4792.5 | Yes
205811978 | MIDEA | MV6-X216DXN1C-(A) | Mixed Ducted and Non-Ducted Indoor Units | 206000 | 12 | 22.8 | 232000 | 3.86 | 198000 | 2.59 | 4292.5 | Yes
205811979 | MIDEA | MV6-X216DZN1C-(A) | Mixed Ducted and Non-Ducted Indoor Units | 206000 | 12 | 22.8 | 232000 | 3.86 | 198000 | 2.59 | 4292.5 | Yes
205811982 | MIDEA | MV6-X240DXN1C-(A) | Mixed Ducted and Non-Ducted Indoor Units | 230000 | 11.35 | 22.8 | 258000 | 3.72 | 218000 | 2.44 | 4792.5 | Yes
205811983 | MIDEA | MV6-X240DZN1C-(A) | Mixed Ducted and Non-Ducted Indoor Units | 230000 | 11.35 | 22.8 | 258000 | 3.72 | 218000 | 2.44 | 4792.5 | Yes
9133174 | MIDEA | MV5-2R168DXN1 | Ducted Indoor Units | 158000 | 11.5 | 22.9 | 180000 | 3.54 | 130000 | 2.35 | 3292.5 | Yes
201830302 | MIDEA | MV5-2R168DXN1* | Ducted Indoor Units | 158000 | 11.5 | 22.9 | 180000 | 3.54 | 130000 | 2.3 | 3292.5 | Yes
9133190 | MIDEA | MV5-2R168DZN1 | Ducted Indoor Units | 158000 | 11.5 | 22.9 | 180000 | 3.54 | 130000 | 2.35 | 3292.5 | Yes
201830328 | MIDEA | MV5-2R168DZN1* | Ducted Indoor Units | 158000 | 11.5 | 22.9 | 180000 | 3.54 | 130000 | 2.3 | 3292.5 | Yes
10611573 | MIDEA | MV5-R168DXN1-(A) | Ducted Indoor Units | 160000 | 12.2 | 22.9 | 180000 | 3.64 | 126000 | 2.35 | 3332.5 | Yes
10611597 | MIDEA | MV5-R168DZN1-(A) | Ducted Indoor Units | 160000 | 12.2 | 22.9 | 180000 | 3.64 | 126000 | 2.35 | 3332.5 | Yes
10611575 | MIDEA | MV5-R192DXN1-(A) | Ducted Indoor Units | 184000 | 11.5 | 22.9 | 206000 | 3.6 | 144000 | 2.3 | 3832.5 | Yes
10611599 | MIDEA | MV5-R192DZN1-(A) | Ducted Indoor Units | 184000 | 11.5 | 22.9 | 206000 | 3.6 | 144000 | 2.3 | 3832.5 | Yes
205811887 | MIDEA | MV6-R144DXN1C-(A) | Ducted Indoor Units | 138000 | 11.8 | 22.9 | 154000 | 3.63 | 131000 | 2.38 | 2875 | Yes
205811889 | MIDEA | MV6-R144DZN1C-(A) | Ducted Indoor Units | 138000 | 11.8 | 22.9 | 154000 | 3.63 | 131000 | 2.38 | 2875 | Yes
205811972 | MIDEA | MV6-R168DXN1C-(A) | Mixed Ducted and Non-Ducted Indoor Units | 160000 | 11.75 | 22.9 | 180000 | 3.84 | 154000 | 2.55 | 3332.5 | Yes
205811973 | MIDEA | MV6-R168DZN1C-(A) | Mixed Ducted and Non-Ducted Indoor Units | 160000 | 11.75 | 22.9 | 180000 | 3.84 | 154000 | 2.55 | 3332.5 | Yes
205811890 | MIDEA | MV6-X168DXN1C-(A) | Non-Ducted Indoor Units | 160000 | 12.1 | 22.9 | 180000 | 4.08 | 154000 | 2.63 | 3332.5 | Yes
205811892 | MIDEA | MV6-X168DZN1C-(A) | Non-Ducted Indoor Units | 160000 | 12.1 | 22.9 | 180000 | 4.08 | 154000 | 2.63 | 3332.5 | Yes
9133201 | MIDEA | MV5-2R168DXN1 | Mixed Ducted and Non-Ducted Indoor Units | 158000 | 11.65 | 23 | 180000 | 3.56 | 130000 | 2.35 | 3292.5 | Yes
202073621 | MIDEA | MV5-2R168DXN1* | Mixed Ducted and Non-Ducted Indoor Units | 158000 | 11.65 | 23 | 180000 | 3.56 | 130000 | 2.29 | 3292.5 | Yes
9133209 | MIDEA | MV5-2R168DZN1 | Mixed Ducted and Non-Ducted Indoor Units | 158000 | 11.65 | 23 | 180000 | 3.56 | 130000 | 2.35 | 3292.5 | Yes
202073634 | MIDEA | MV5-2R168DZN1* | Mixed Ducted and Non-Ducted Indoor Units | 158000 | 11.65 | 23 | 180000 | 3.56 | 130000 | 2.29 | 3292.5 | Yes
9133177 | MIDEA | MV5-2R216DXN1 | Non-Ducted Indoor Units | 204000 | 11.2 | 23 | 222000 | 3.34 | 152000 | 2.3 | 4250 | Yes
201830305 | MIDEA | MV5-2R216DXN1* | Non-Ducted Indoor Units | 204000 | 11.2 | 23 | 222000 | 3.34 | 152000 | 2.12 | 4250 | Yes
9133193 | MIDEA | MV5-2R216DZN1 | Non-Ducted Indoor Units | 204000 | 11.2 | 23 | 222000 | 3.34 | 152000 | 2.3 | 4250 | Yes
201830331 | MIDEA | MV5-2R216DZN1* | Non-Ducted Indoor Units | 204000 | 11.2 | 23 | 222000 | 3.34 | 152000 | 2.12 | 4250 | Yes
202897152 | MIDEA | MV6-R144DXN1 | Non-Ducted Indoor Units | 138000 | 11.7 | 23 | 154000 | 3.75 | 109000 | 2.43 | 2875 | Yes
202897154 | MIDEA | MV6-R144DZN1 | Non-Ducted Indoor Units | 138000 | 11.7 | 23 | 154000 | 3.75 | 109000 | 2.43 | 2875 | Yes
205811970 | MIDEA | MV6-X168DXN1C-(A) | Mixed Ducted and Non-Ducted Indoor Units | 160000 | 11.8 | 23 | 180000 | 3.92 | 154000 | 2.58 | 3332.5 | Yes
205811971 | MIDEA | MV6-X168DZN1C-(A) | Mixed Ducted and Non-Ducted Indoor Units | 160000 | 11.8 | 23 | 180000 | 3.92 | 154000 | 2.58 | 3332.5 | Yes
9133173 | MIDEA | MV5-2R168DXN1 | Non-Ducted Indoor Units | 158000 | 11.8 | 23.1 | 180000 | 3.59 | 130000 | 2.35 | 3292.5 | Yes
201830301 | MIDEA | MV5-2R168DXN1* | Non-Ducted Indoor Units | 158000 | 11.8 | 23.1 | 180000 | 3.59 | 130000 | 2.28 | 3292.5 | Yes
9133189 | MIDEA | MV5-2R168DZN1 | Non-Ducted Indoor Units | 158000 | 11.8 | 23.1 | 180000 | 3.59 | 130000 | 2.35 | 3292.5 | Yes
201830327 | MIDEA | MV5-2R168DZN1* | Non-Ducted Indoor Units | 158000 | 11.8 | 23.1 | 180000 | 3.59 | 130000 | 2.28 | 3292.5 | Yes
205811894 | MIDEA | MV6-R168DXN1C-(A) | Non-Ducted Indoor Units | 160000 | 11.9 | 23.1 | 180000 | 3.98 | 154000 | 2.6 | 3332.5 | Yes
205811896 | MIDEA | MV6-R168DZN1C-(A) | Non-Ducted Indoor Units | 160000 | 11.9 | 23.1 | 180000 | 3.98 | 154000 | 2.6 | 3332.5 | Yes
205811891 | MIDEA | MV6-X168DXN1C-(A) | Ducted Indoor Units | 160000 | 11.5 | 23.1 | 180000 | 3.76 | 154000 | 2.54 | 3332.5 | Yes
205811893 | MIDEA | MV6-X168DZN1C-(A) | Ducted Indoor Units | 160000 | 11.5 | 23.1 | 180000 | 3.76 | 154000 | 2.54 | 3332.5 | Yes
205811966 | MIDEA | MV6-X144DXN1C-(A) | Mixed Ducted and Non-Ducted Indoor Units | 138000 | 11.6 | 23.2 | 154000 | 3.9 | 131000 | 2.54 | 2875 | Yes
205811967 | MIDEA | MV6-X144DZN1C-(A) | Mixed Ducted and Non-Ducted Indoor Units | 138000 | 11.6 | 23.2 | 154000 | 3.9 | 131000 | 2.54 | 2875 | Yes
205811918 | MIDEA | MV6-R240DXN1C-(A) | Non-Ducted Indoor Units | 230000 | 11.4 | 23.3 | 258000 | 3.74 | 218000 | 2.4 | 4792.5 | Yes
205811920 | MIDEA | MV6-R240DZN1C-(A) | Non-Ducted Indoor Units | 230000 | 11.4 | 23.3 | 258000 | 3.74 | 218000 | 2.4 | 4792.5 | Yes
205811910 | MIDEA | MV6-R216DXN1C-(A) | Non-Ducted Indoor Units | 206000 | 12.3 | 23.4 | 232000 | 3.91 | 198000 | 2.61 | 4292.5 | Yes
205811912 | MIDEA | MV6-R216DZN1C-(A) | Non-Ducted Indoor Units | 206000 | 12.3 | 23.4 | 232000 | 3.91 | 198000 | 2.61 | 4292.5 | Yes
205811968 | MIDEA | MV6-R144DXN1C-(A) | Mixed Ducted and Non-Ducted Indoor Units | 138000 | 12 | 23.45 | 154000 | 3.77 | 131000 | 2.46 | 2875 | Yes
205811969 | MIDEA | MV6-R144DZN1C-(A) | Mixed Ducted and Non-Ducted Indoor Units | 138000 | 12 | 23.45 | 154000 | 3.77 | 131000 | 2.46 | 2875 | Yes
205811914 | MIDEA | MV6-X240DXN1C-(A) | Non-Ducted Indoor Units | 230000 | 11.4 | 23.5 | 258000 | 3.75 | 218000 | 2.38 | 4792.5 | Yes
205811916 | MIDEA | MV6-X240DZN1C-(A) | Non-Ducted Indoor Units | 230000 | 11.4 | 23.5 | 258000 | 3.75 | 218000 | 2.38 | 4792.5 | Yes
9133176 | MIDEA | MV5-2R192DXN1 | Ducted Indoor Units | 182000 | 11.1 | 23.6 | 204000 | 3.33 | 144000 | 2.3 | 3792.5 | Yes
201830304 | MIDEA | MV5-2R192DXN1* | Ducted Indoor Units | 182000 | 11 | 23.6 | 204000 | 3.33 | 144000 | 2.25 | 3792.5 | Yes
9133192 | MIDEA | MV5-2R192DZN1 | Ducted Indoor Units | 182000 | 11.1 | 23.6 | 204000 | 3.33 | 144000 | 2.3 | 3792.5 | Yes
201830330 | MIDEA | MV5-2R192DZN1* | Ducted Indoor Units | 182000 | 11 | 23.6 | 204000 | 3.33 | 144000 | 2.25 | 3792.5 | Yes
205811882 | MIDEA | MV6-X144DXN1C-(A) | Non-Ducted Indoor Units | 138000 | 11.9 | 23.7 | 154000 | 4.04 | 131000 | 2.58 | 2875 | Yes
205811884 | MIDEA | MV6-X144DZN1C-(A) | Non-Ducted Indoor Units | 138000 | 11.9 | 23.7 | 154000 | 4.04 | 131000 | 2.58 | 2875 | Yes
205811906 | MIDEA | MV6-X216DXN1C-(A) | Non-Ducted Indoor Units | 206000 | 12.4 | 23.7 | 232000 | 4 | 198000 | 2.64 | 4292.5 | Yes
205811908 | MIDEA | MV6-X216DZN1C-(A) | Non-Ducted Indoor Units | 206000 | 12.4 | 23.7 | 232000 | 4 | 198000 | 2.64 | 4292.5 | Yes
9133202 | MIDEA | MV5-2R192DXN1 | Mixed Ducted and Non-Ducted Indoor Units | 182000 | 11.2 | 23.75 | 204000 | 3.35 | 144000 | 2.3 | 3792.5 | Yes
202073622 | MIDEA | MV5-2R192DXN1* | Mixed Ducted and Non-Ducted Indoor Units | 182000 | 11.15 | 23.75 | 204000 | 3.35 | 144000 | 2.22 | 3792.5 | Yes
9133210 | MIDEA | MV5-2R192DZN1 | Mixed Ducted and Non-Ducted Indoor Units | 182000 | 11.2 | 23.75 | 204000 | 3.35 | 144000 | 2.3 | 3792.5 | Yes
202073635 | MIDEA | MV5-2R192DZN1* | Mixed Ducted and Non-Ducted Indoor Units | 182000 | 11.15 | 23.75 | 204000 | 3.35 | 144000 | 2.22 | 3792.5 | Yes
9133175 | MIDEA | MV5-2R192DXN1 | Non-Ducted Indoor Units | 182000 | 11.3 | 23.9 | 204000 | 3.38 | 144000 | 2.3 | 3792.5 | Yes
201830303 | MIDEA | MV5-2R192DXN1* | Non-Ducted Indoor Units | 182000 | 11.3 | 23.9 | 204000 | 3.38 | 144000 | 2.2 | 3792.5 | Yes
9133191 | MIDEA | MV5-2R192DZN1 | Non-Ducted Indoor Units | 182000 | 11.3 | 23.9 | 204000 | 3.38 | 144000 | 2.3 | 3792.5 | Yes
201830329 | MIDEA | MV5-2R192DZN1* | Non-Ducted Indoor Units | 182000 | 11.3 | 23.9 | 204000 | 3.38 | 144000 | 2.2 | 3792.5 | Yes
9133172 | MIDEA | MV5-2R145DXN1 | Ducted Indoor Units | 136000 | 12.3 | 24 | 150000 | 3.6 | 108000 | 2.42 | 2832.5 | Yes
201830300 | MIDEA | MV5-2R145DXN1* | Ducted Indoor Units | 136000 | 12.3 | 24 | 150000 | 3.6 | 108000 | 2.42 | 2832.5 | Yes
9133188 | MIDEA | MV5-2R145DZN1 | Ducted Indoor Units | 136000 | 12.3 | 24 | 150000 | 3.6 | 108000 | 2.42 | 2832.5 | Yes
201830326 | MIDEA | MV5-2R145DZN1* | Ducted Indoor Units | 136000 | 12.3 | 24 | 150000 | 3.6 | 108000 | 2.42 | 2832.5 | Yes
205811886 | MIDEA | MV6-R144DXN1C-(A) | Non-Ducted Indoor Units | 138000 | 12.2 | 24 | 154000 | 3.91 | 131000 | 2.54 | 2875 | Yes
205811888 | MIDEA | MV6-R144DZN1C-(A) | Non-Ducted Indoor Units | 138000 | 12.2 | 24 | 154000 | 3.91 | 131000 | 2.54 | 2875 | Yes
9133200 | MIDEA | MV5-2R145DXN1 | Mixed Ducted and Non-Ducted Indoor Units | 136000 | 12.65 | 24.2 | 150000 | 3.79 | 108000 | 2.46 | 2832.5 | Yes
202073620 | MIDEA | MV5-2R145DXN1* | Mixed Ducted and Non-Ducted Indoor Units | 136000 | 12.65 | 24.2 | 150000 | 3.79 | 108000 | 2.46 | 2832.5 | Yes
9133208 | MIDEA | MV5-2R145DZN1 | Mixed Ducted and Non-Ducted Indoor Units | 136000 | 12.65 | 24.2 | 150000 | 3.79 | 108000 | 2.46 | 2832.5 | Yes
202073633 | MIDEA | MV5-2R145DZN1* | Mixed Ducted and Non-Ducted Indoor Units | 136000 | 12.65 | 24.2 | 150000 | 3.79 | 108000 | 2.46 | 2832.5 | Yes
9133171 | MIDEA | MV5-2R145DXN1 | Non-Ducted Indoor Units | 136000 | 13 | 24.4 | 150000 | 3.98 | 108000 | 2.5 | 2832.5 | Yes
201830299 | MIDEA | MV5-2R145DXN1* | Non-Ducted Indoor Units | 136000 | 13 | 24.4 | 150000 | 3.98 | 108000 | 2.5 | 2832.5 | Yes
9133187 | MIDEA | MV5-2R145DZN1 | Non-Ducted Indoor Units | 136000 | 13 | 24.4 | 150000 | 3.98 | 108000 | 2.5 | 2832.5 | Yes
201830325 | MIDEA | MV5-2R145DZN1* | Non-Ducted Indoor Units | 136000 | 13 | 24.4 | 150000 | 3.98 | 108000 | 2.5 | 2832.5 | Yes
203300908 | Mitsubishi Electric | PURY-P144ZKMU-A | Ducted Indoor Units | 136000 | 11.4 | 18.1 | 152000 | 3.39 | 97000 | 2.06 | 2832.5 | Yes
203297517 | Mitsubishi Electric | PURY-P240TSLMU-A | Ducted Indoor Units | 228000 | 11.8 | 18.6 | 258000 | 3.43 | 174000 | 2.14 | 4750 | Yes
203297521 | Mitsubishi Electric | PURY-P240YSLMU-A | Ducted Indoor Units | 228000 | 11.8 | 18.6 | 258000 | 3.43 | 174000 | 2.14 | 4750 | Yes
203381113 | Mitsubishi Electric | PUHY-HP240TSNU-A | Mixed Ducted and Non-Ducted Indoor Units | 222000 | 11.95 | 18.7 | 250000 | 3.64 | 186000 | 2.23 | 4625 | Yes
203378467 | Mitsubishi Electric | PUHY-HP240TSNU-A | Non-Ducted Indoor Units | 216000 | 12.4 | 18.7 | 244000 | 3.78 | 186000 | 2.27 | 4500 | Yes
203376926 | Mitsubishi Electric | PUHY-HP240TSNU-A | Ducted Indoor Units | 228000 | 11.5 | 18.7 | 258000 | 3.5 | 186000 | 2.19 | 4750 | Yes
203381114 | Mitsubishi Electric | PUHY-HP240YSNU-A | Mixed Ducted and Non-Ducted Indoor Units | 222000 | 11.95 | 18.7 | 250000 | 3.64 | 186000 | 2.23 | 4625 | Yes
203378308 | Mitsubishi Electric | PUHY-HP240YSNU-A | Non-Ducted Indoor Units | 216000 | 12.4 | 18.7 | 244000 | 3.78 | 186000 | 2.27 | 4500 | Yes
203376920 | Mitsubishi Electric | PUHY-HP240YSNU-A | Ducted Indoor Units | 228000 | 11.5 | 18.7 | 258000 | 3.5 | 186000 | 2.19 | 4750 | Yes
201874033 | Mitsubishi Electric | PUHY-P168TLMU-A | Ducted Indoor Units | 160000 | 11.6 | 18.7 | 178000 | 3.47 | 132000 | 2.38 | 3332.5 | Yes
201874034 | Mitsubishi Electric | PUHY-P168YLMU-A | Ducted Indoor Units | 160000 | 11.6 | 18.7 | 178000 | 3.47 | 132000 | 2.38 | 3332.5 | Yes
203376925 | Mitsubishi Electric | PUHY-HP192TSNU-A | Ducted Indoor Units | 184000 | 12.8 | 18.8 | 206000 | 3.71 | 174000 | 2.22 | 3832.5 | Yes
203376919 | Mitsubishi Electric | PUHY-HP192YSNU-A | Ducted Indoor Units | 184000 | 12.8 | 18.8 | 206000 | 3.71 | 174000 | 2.22 | 3832.5 | Yes
203365158 | Mitsubishi Electric | PURY-HP240TSNU-A | Ducted Indoor Units | 228000 | 11.2 | 18.8 | 258000 | 3.36 | 186000 | 2.09 | 4750 | Yes
203365159 | Mitsubishi Electric | PURY-HP240YSNU-A | Ducted Indoor Units | 228000 | 11.2 | 18.8 | 258000 | 3.36 | 186000 | 2.09 | 4750 | Yes
203381158 | Mitsubishi Electric | PURY-HP240TSNU-A | Mixed Ducted and Non-Ducted Indoor Units | 222000 | 11.45 | 18.85 | 250000 | 3.46 | 186000 | 2.07 | 4625 | Yes
203381159 | Mitsubishi Electric | PURY-HP240YSNU-A | Mixed Ducted and Non-Ducted Indoor Units | 222000 | 11.45 | 18.85 | 250000 | 3.46 | 186000 | 2.07 | 4625 | Yes
203297438 | Mitsubishi Electric | PURY-HP192TSNU-A | Ducted Indoor Units | 184000 | 11.9 | 18.9 | 206000 | 3.6 | 174000 | 2.1 | 3832.5 | Yes
203297440 | Mitsubishi Electric | PURY-HP192YSNU-A | Ducted Indoor Units | 184000 | 11.9 | 18.9 | 206000 | 3.6 | 174000 | 2.1 | 3832.5 | Yes
203368654 | Mitsubishi Electric | PURY-HP240TSNU-A | Non-Ducted Indoor Units | 216000 | 11.7 | 18.9 | 244000 | 3.56 | 186000 | 2.05 | 4500 | Yes
203368656 | Mitsubishi Electric | PURY-HP240YSNU-A | Non-Ducted Indoor Units | 216000 | 11.7 | 18.9 | 244000 | 3.56 | 186000 | 2.05 | 4500 | Yes
203297513 | Mitsubishi Electric | PURY-P216ZSKMU-A | Ducted Indoor Units | 206000 | 11.4 | 18.9 | 232000 | 3.32 | 158000 | 2.18 | 4292.5 | Yes
203297475 | Mitsubishi Electric | PURY-P168TSLMU-A | Ducted Indoor Units | 160000 | 11 | 19 | 178000 | 3.37 | 119000 | 2.21 | 3332.5 | Yes
203297483 | Mitsubishi Electric | PURY-P168YSLMU-A | Ducted Indoor Units | 160000 | 11 | 19 | 178000 | 3.37 | 119000 | 2.21 | 3332.5 | Yes
203297499 | Mitsubishi Electric | PURY-P192ZSKMU-A | Ducted Indoor Units | 182000 | 11.2 | 19.1 | 204000 | 3.37 | 142000 | 2.17 | 3792.5 | Yes
203297461 | Mitsubishi Electric | PURY-P144TLMU-A | Ducted Indoor Units | 136000 | 12.2 | 19.3 | 152000 | 3.35 | 97000 | 2.05 | 2832.5 | Yes
203297466 | Mitsubishi Electric | PURY-P144YLMU-A | Ducted Indoor Units | 136000 | 12.2 | 19.3 | 152000 | 3.35 | 97000 | 2.05 | 2832.5 | Yes
203297470 | Mitsubishi Electric | PURY-P168TLMU-A | Non-Ducted Indoor Units | 160000 | 11.2 | 19.3 | 178000 | 3.46 | 119000 | 2.32 | 3332.5 | Yes
203297478 | Mitsubishi Electric | PURY-P168YLMU-A | Non-Ducted Indoor Units | 160000 | 11.2 | 19.3 | 178000 | 3.46 | 119000 | 2.32 | 3332.5 | Yes
203381218 | Mitsubishi Electric | PURY-P216ZSKMU-A | Mixed Ducted and Non-Ducted Indoor Units | 206000 | 11.6 | 19.85 | 232000 | 3.35 | 158000 | 2.12 | 4292.5 | Yes
205563141 | Mitsubishi Electric | PURY-EP192TNU-A | Ducted Indoor Units | 183000 | 11.3 | 20 | 204000 | 3.34 | 144000 | 2.09 | 3812.5 | Yes
205563140 | Mitsubishi Electric | PURY-EP192YNU-A | Ducted Indoor Units | 183000 | 11.3 | 20 | 204000 | 3.34 | 144000 | 2.09 | 3812.5 | Yes
203381189 | Mitsubishi Electric | PURY-P144ZKMU-A | Mixed Ducted and Non-Ducted Indoor Units | 136000 | 12.1 | 20 | 152000 | 3.48 | 97000 | 2.09 | 2832.5 | Yes
203381200 | Mitsubishi Electric | PURY-P168ZSKMU-A | Mixed Ducted and Non-Ducted Indoor Units | 160000 | 11.75 | 20 | 178000 | 3.44 | 119000 | 2.12 | 3332.5 | Yes
203297464 | Mitsubishi Electric | PURY-P144TSLMU-A | Ducted Indoor Units | 136000 | 12.3 | 20.1 | 152000 | 3.55 | 97000 | 2.06 | 2832.5 | Yes
203297469 | Mitsubishi Electric | PURY-P144YSLMU-A | Ducted Indoor Units | 136000 | 12.3 | 20.1 | 152000 | 3.55 | 97000 | 2.06 | 2832.5 | Yes
203381209 | Mitsubishi Electric | PURY-P192ZSKMU-A | Mixed Ducted and Non-Ducted Indoor Units | 182000 | 11.5 | 20.15 | 204000 | 3.42 | 142000 | 2.13 | 3792.5 | Yes
203381221 | Mitsubishi Electric | PURY-P240TSLMU-A | Mixed Ducted and Non-Ducted Indoor Units | 228000 | 12.35 | 20.2 | 258000 | 3.52 | 174000 | 2.09 | 4750 | Yes
203381225 | Mitsubishi Electric | PURY-P240YSLMU-A | Mixed Ducted and Non-Ducted Indoor Units | 228000 | 12.35 | 20.2 | 258000 | 3.52 | 174000 | 2.09 | 4750 | Yes
201874775 | Mitsubishi Electric | PUHY-P240ZSKMU-A | Ducted Indoor Units | 228000 | 11.9 | 20.4 | 258000 | 3.45 | 182000 | 2.42 | 4750 | Yes
205563149 | Mitsubishi Electric | PUHY-EP216TNU-A | Ducted Indoor Units | 206000 | 11 | 20.5 | 232000 | 3.3 | 162000 | 2.12 | 4292.5 | Yes
205563148 | Mitsubishi Electric | PUHY-EP216YNU-A | Ducted Indoor Units | 206000 | 11 | 20.5 | 232000 | 3.3 | 162000 | 2.12 | 4292.5 | Yes
203297524 | Mitsubishi Electric | PURY-P240ZSKMU-A | Non-Ducted Indoor Units | 228000 | 12 | 20.5 | 258000 | 3.33 | 174000 | 2.05 | 4750 | Yes
201874772 | Mitsubishi Electric | PUHY-P144ZKMU-A | Ducted Indoor Units | 136000 | 11.7 | 20.7 | 152000 | 3.46 | 109000 | 2.32 | 2832.5 | Yes
201874779 | Mitsubishi Electric | PUHY-P192ZSKMU-A | Ducted Indoor Units | 182000 | 12 | 20.7 | 204000 | 3.48 | 150000 | 2.45 | 3792.5 | Yes
201874782 | Mitsubishi Electric | PUHY-P216ZSKMU-A | Ducted Indoor Units | 206000 | 11.8 | 20.7 | 232000 | 3.51 | 164000 | 2.48 | 4292.5 | Yes
201874069 | Mitsubishi Electric | PUHY-P240TSLMU-A | Ducted Indoor Units | 228000 | 12.1 | 20.8 | 258000 | 3.52 | 182000 | 2.3 | 4750 | Yes
201874074 | Mitsubishi Electric | PUHY-P240YSLMU-A | Ducted Indoor Units | 228000 | 12.1 | 20.8 | 258000 | 3.52 | 182000 | 2.3 | 4750 | Yes
203297503 | Mitsubishi Electric | PURY-P216TSLMU-A | Ducted Indoor Units | 206000 | 11.7 | 20.8 | 232000 | 3.5 | 158000 | 2.19 | 4292.5 | Yes
203297509 | Mitsubishi Electric | PURY-P216YSLMU-A | Ducted Indoor Units | 206000 | 11.7 | 20.8 | 232000 | 3.5 | 158000 | 2.19 | 4292.5 | Yes
203297514 | Mitsubishi Electric | PURY-P216ZSKMU-A | Non-Ducted Indoor Units | 206000 | 11.8 | 20.8 | 232000 | 3.38 | 158000 | 2.06 | 4292.5 | Yes
201874084 | Mitsubishi Electric | PUHY-P168TSLMU-A | Ducted Indoor Units | 160000 | 12 | 21 | 178000 | 3.5 | 132000 | 2.47 | 3332.5 | Yes
201874092 | Mitsubishi Electric | PUHY-P168YSLMU-A | Ducted Indoor Units | 160000 | 12 | 21 | 178000 | 3.5 | 132000 | 2.47 | 3332.5 | Yes
201874095 | Mitsubishi Electric | PUHY-P216TSLMU-A | Ducted Indoor Units | 206000 | 12.1 | 21 | 232000 | 3.56 | 164000 | 2.36 | 4292.5 | Yes
201874099 | Mitsubishi Electric | PUHY-P216YSLMU-A | Ducted Indoor Units | 206000 | 12.1 | 21 | 232000 | 3.56 | 164000 | 2.36 | 4292.5 | Yes
203297486 | Mitsubishi Electric | PURY-P168ZSKMU-A | Non-Ducted Indoor Units | 160000 | 12.4 | 21 | 178000 | 3.6 | 119000 | 2.13 | 3332.5 | Yes
201874081 | Mitsubishi Electric | PUHY-P192TSLMU-A | Ducted Indoor Units | 182000 | 12.4 | 21.1 | 204000 | 3.61 | 150000 | 2.33 | 3792.5 | Yes
201874089 | Mitsubishi Electric | PUHY-P192YSLMU-A | Ducted Indoor Units | 182000 | 12.4 | 21.1 | 204000 | 3.61 | 150000 | 2.33 | 3792.5 | Yes
201874030 | Mitsubishi Electric | PUHY-P144TLMU-A | Ducted Indoor Units | 136000 | 12.5 | 21.2 | 152000 | 3.55 | 109000 | 2.2 | 2832.5 | Yes
201874032 | Mitsubishi Electric | PUHY-P144YLMU-A | Ducted Indoor Units | 136000 | 12.5 | 21.2 | 152000 | 3.55 | 109000 | 2.2 | 2832.5 | Yes
201874781 | Mitsubishi Electric | PUHY-P168ZSKMU-A | Ducted Indoor Units | 160000 | 11.9 | 21.2 | 178000 | 3.54 | 132000 | 2.6 | 3332.5 | Yes
203297500 | Mitsubishi Electric | PURY-P192ZSKMU-A | Non-Ducted Indoor Units | 182000 | 11.8 | 21.2 | 204000 | 3.48 | 142000 | 2.1 | 3792.5 | Yes
201874083 | Mitsubishi Electric | PUHY-P144TSLMU-A | Ducted Indoor Units | 136000 | 12.6 | 21.3 | 152000 | 3.6 | 109000 | 2.43 | 2832.5 | Yes
201874091 | Mitsubishi Electric | PUHY-P144YSLMU-A | Ducted Indoor Units | 136000 | 12.6 | 21.3 | 152000 | 3.6 | 109000 | 2.43 | 2832.5 | Yes
203381194 | Mitsubishi Electric | PURY-P168TSLMU-A | Mixed Ducted and Non-Ducted Indoor Units | 160000 | 11.8 | 21.35 | 178000 | 3.55 | 119000 | 2.27 | 3332.5 | Yes
203381199 | Mitsubishi Electric | PURY-P168YSLMU-A | Mixed Ducted and Non-Ducted Indoor Units | 160000 | 11.8 | 21.35 | 178000 | 3.55 | 119000 | 2.27 | 3332.5 | Yes
203381212 | Mitsubishi Electric | PURY-P216TSLMU-A | Mixed Ducted and Non-Ducted Indoor Units | 206000 | 12.05 | 21.5 | 232000 | 3.53 | 158000 | 2.14 | 4292.5 | Yes
203381216 | Mitsubishi Electric | PURY-P216YSLMU-A | Mixed Ducted and Non-Ducted Indoor Units | 206000 | 12.05 | 21.5 | 232000 | 3.53 | 158000 | 2.14 | 4292.5 | Yes
203381179 | Mitsubishi Electric | PURY-P144TLMU-A | Mixed Ducted and Non-Ducted Indoor Units | 136000 | 13.1 | 21.55 | 152000 | 3.52 | 97000 | 2.1 | 2832.5 | Yes
203381184 | Mitsubishi Electric | PURY-P144YLMU-A | Mixed Ducted and Non-Ducted Indoor Units | 136000 | 13.1 | 21.55 | 152000 | 3.52 | 97000 | 2.1 | 2832.5 | Yes
203297518 | Mitsubishi Electric | PURY-P240TSLMU-A | Non-Ducted Indoor Units | 228000 | 12.9 | 21.8 | 258000 | 3.62 | 174000 | 2.05 | 4750 | Yes
203297522 | Mitsubishi Electric | PURY-P240YSLMU-A | Non-Ducted Indoor Units | 228000 | 12.9 | 21.8 | 258000 | 3.62 | 174000 | 2.05 | 4750 | Yes
203301908 | Mitsubishi Electric | PURY-P144ZKMU-A | Non-Ducted Indoor Units | 136000 | 12.8 | 21.9 | 152000 | 3.57 | 97000 | 2.13 | 2832.5 | Yes
204755787 | Mitsubishi Electric | PURY-HP144TSNU-A | Mixed Ducted and Non-Ducted Indoor Units | 138000 | 11.55 | 22.1 | 152000 | 3.63 | 128000 | 2.11 | 2875 | Yes
204755788 | Mitsubishi Electric | PURY-HP144YSNU-A | Mixed Ducted and Non-Ducted Indoor Units | 138000 | 11.55 | 22.1 | 152000 | 3.63 | 128000 | 2.11 | 2875 | Yes
203381111 | Mitsubishi Electric | PUHY-HP192TSNU-A | Mixed Ducted and Non-Ducted Indoor Units | 184000 | 13.45 | 22.2 | 206000 | 3.89 | 174000 | 2.31 | 3832.5 | Yes
203381112 | Mitsubishi Electric | PUHY-HP192YSNU-A | Mixed Ducted and Non-Ducted Indoor Units | 184000 | 13.45 | 22.2 | 206000 | 3.89 | 174000 | 2.31 | 3832.5 | Yes
201874145 | Mitsubishi Electric | PUHY-P168TLMU-A | Non-Ducted Indoor Units | 160000 | 12.5 | 22.2 | 178000 | 3.77 | 132000 | 2.28 | 3332.5 | Yes
201874146 | Mitsubishi Electric | PUHY-P168YLMU-A | Non-Ducted Indoor Units | 160000 | 12.5 | 22.2 | 178000 | 3.77 | 132000 | 2.28 | 3332.5 | Yes
203297504 | Mitsubishi Electric | PURY-P216TSLMU-A | Non-Ducted Indoor Units | 206000 | 12.4 | 22.2 | 232000 | 3.57 | 158000 | 2.09 | 4292.5 | Yes
203297510 | Mitsubishi Electric | PURY-P216YSLMU-A | Non-Ducted Indoor Units | 206000 | 12.4 | 22.2 | 232000 | 3.57 | 158000 | 2.09 | 4292.5 | Yes
203381155 | Mitsubishi Electric | PURY-HP192TSNU-A | Mixed Ducted and Non-Ducted Indoor Units | 184000 | 12.7 | 22.25 | 206000 | 3.74 | 174000 | 2.12 | 3832.5 | Yes
203381157 | Mitsubishi Electric | PURY-HP192YSNU-A | Mixed Ducted and Non-Ducted Indoor Units | 184000 | 12.7 | 22.25 | 206000 | 3.74 | 174000 | 2.12 | 3832.5 | Yes
206330148 | Mitsubishi Electric | PURY-EP216TNU-A | Mixed Ducted and Non-Ducted Indoor Units | 206000 | 11.15 | 22.3 | 232000 | 3.42 | 162000 | 2.11 | 4292.5 | Yes
206330149 | Mitsubishi Electric | PURY-EP216YNU-A | Mixed Ducted and Non-Ducted Indoor Units | 206000 | 11.15 | 22.3 | 232000 | 3.42 | 162000 | 2.11 | 4292.5 | Yes
203368651 | Mitsubishi Electric | PURY-P240TSNU-A | Ducted Indoor Units | 228000 | 11.2 | 22.3 | 258000 | 3.36 | 174000 | 2.14 | 4750 | Yes
203368653 | Mitsubishi Electric | PURY-P240YSNU-A | Ducted Indoor Units | 228000 | 11.2 | 22.3 | 258000 | 3.36 | 174000 | 2.14 | 4750 | Yes
203381222 | Mitsubishi Electric | PURY-P240TSNU-A | Mixed Ducted and Non-Ducted Indoor Units | 222000 | 11.45 | 22.35 | 250000 | 3.46 | 174000 | 2.09 | 4625 | Yes
203381226 | Mitsubishi Electric | PURY-P240YSNU-A | Mixed Ducted and Non-Ducted Indoor Units | 222000 | 11.45 | 22.35 | 250000 | 3.46 | 174000 | 2.09 | 4625 | Yes
203378305 | Mitsubishi Electric | PUHY-P240TSNU-A | Non-Ducted Indoor Units | 216000 | 11.8 | 22.4 | 244000 | 3.59 | 184000 | 2.3 | 4500 | Yes
203378304 | Mitsubishi Electric | PUHY-P240YSNU-A | Non-Ducted Indoor Units | 216000 | 11.8 | 22.4 | 244000 | 3.59 | 184000 | 2.3 | 4500 | Yes
203368657 | Mitsubishi Electric | PURY-P240TSNU-A | Non-Ducted Indoor Units | 216000 | 11.7 | 22.4 | 244000 | 3.56 | 174000 | 2.05 | 4500 | Yes
203368659 | Mitsubishi Electric | PURY-P240YSNU-A | Non-Ducted Indoor Units | 216000 | 11.7 | 22.4 | 244000 | 3.56 | 174000 | 2.05 | 4500 | Yes
203381129 | Mitsubishi Electric | PUHY-P240TSNU-A | Mixed Ducted and Non-Ducted Indoor Units | 222000 | 11.6 | 22.5 | 250000 | 3.52 | 184000 | 2.26 | 4625 | Yes
203381130 | Mitsubishi Electric | PUHY-P240YSNU-A | Mixed Ducted and Non-Ducted Indoor Units | 222000 | 11.6 | 22.5 | 250000 | 3.52 | 184000 | 2.26 | 4625 | Yes
201874155 | Mitsubishi Electric | PUHY-P240ZSKMU-A | Non-Ducted Indoor Units | 228000 | 12.7 | 22.5 | 258000 | 3.55 | 182000 | 2.05 | 4750 | Yes
203376887 | Mitsubishi Electric | PUHY-P240TSNU-A | Ducted Indoor Units | 228000 | 11.4 | 22.6 | 258000 | 3.45 | 184000 | 2.22 | 4750 | Yes
203376876 | Mitsubishi Electric | PUHY-P240YSNU-A | Ducted Indoor Units | 228000 | 11.4 | 22.6 | 258000 | 3.45 | 184000 | 2.22 | 4750 | Yes
203297489 | Mitsubishi Electric | PURY-P192TSLMU-A | Ducted Indoor Units | 182000 | 11.4 | 22.6 | 204000 | 3.51 | 142000 | 2.19 | 3792.5 | Yes
203297495 | Mitsubishi Electric | PURY-P192YSLMU-A | Ducted Indoor Units | 182000 | 11.4 | 22.6 | 204000 | 3.51 | 142000 | 2.19 | 3792.5 | Yes
203381181 | Mitsubishi Electric | PURY-P144TSLMU-A | Mixed Ducted and Non-Ducted Indoor Units | 136000 | 13.25 | 22.65 | 152000 | 3.79 | 97000 | 2.17 | 2832.5 | Yes
203381188 | Mitsubishi Electric | PURY-P144YSLMU-A | Mixed Ducted and Non-Ducted Indoor Units | 136000 | 13.25 | 22.65 | 152000 | 3.79 | 97000 | 2.17 | 2832.5 | Yes
203381073 | Mitsubishi Electric | PUHY-EP120TNU-A | Mixed Ducted and Non-Ducted Indoor Units | 114000 | 13.8 | 28.1 | 129000 | 4 | 116000 | 2.38 | 2375 | Yes
203376968 | Mitsubishi Electric | PUHY-EP120TNU-A | Non-Ducted Indoor Units | 114000 | 14.3 | 30.8 | 129000 | 4.21 | 116000 | 2.5 | 2375 | Yes
203376905 | Mitsubishi Electric | PUHY-EP120TNU-A | Ducted Indoor Units | 114000 | 13.3 | 25.4 | 129000 | 3.8 | 116000 | 2.27 | 2375 | Yes
203381074 | Mitsubishi Electric | PUHY-EP120YNU-A | Mixed Ducted and Non-Ducted Indoor Units | 114000 | 13.8 | 28.1 | 129000 | 4 | 116000 | 2.38 | 2375 | Yes
203376959 | Mitsubishi Electric | PUHY-EP120YNU-A | Non-Ducted Indoor Units | 114000 | 14.3 | 30.8 | 129000 | 4.21 | 116000 | 2.5 | 2375 | Yes
203376893 | Mitsubishi Electric | PUHY-EP120YNU-A | Ducted Indoor Units | 114000 | 13.3 | 25.4 | 129000 | 3.8 | 116000 | 2.27 | 2375 | Yes
203381109 | Mitsubishi Electric | PUHY-HP144TSNU-A | Mixed Ducted and Non-Ducted Indoor Units | 138000 | 11.45 | 22.8 | 152000 | 3.89 | 128000 | 2.23 | 2875 | Yes
203381110 | Mitsubishi Electric | PUHY-HP144YSNU-A | Mixed Ducted and Non-Ducted Indoor Units | 138000 | 11.45 | 22.8 | 152000 | 3.89 | 128000 | 2.23 | 2875 | Yes
203381203 | Mitsubishi Electric | PURY-P192TSLMU-A | Mixed Ducted and Non-Ducted Indoor Units | 182000 | 11.75 | 22.8 | 204000 | 3.54 | 142000 | 2.17 | 3792.5 | Yes
203381207 | Mitsubishi Electric | PURY-P192YSLMU-A | Mixed Ducted and Non-Ducted Indoor Units | 182000 | 11.75 | 22.8 | 204000 | 3.54 | 142000 | 2.17 | 3792.5 | Yes
203365171 | Mitsubishi Electric | PURY-P264TSNU-A | Non-Ducted Indoor Units | 236000 | 11.3 | 22.8 | 266000 | 3.5 | 184000 | 2.05 | 4917.5 | Yes
203365173 | Mitsubishi Electric | PURY-P264YSNU-A | Non-Ducted Indoor Units | 236000 | 11.3 | 22.8 | 266000 | 3.5 | 184000 | 2.05 | 4917.5 | Yes
203381087 | Mitsubishi Electric | PUHY-EP264TSNU-A | Mixed Ducted and Non-Ducted Indoor Units | 246000 | 13.05 | 25.25 | 274000 | 3.83 | 224000 | 2.12 | 5125 | Yes
203376973 | Mitsubishi Electric | PUHY-EP264TSNU-A | Non-Ducted Indoor Units | 240000 | 13.4 | 25.9 | 266000 | 3.94 | 224000 | 2.14 | 5000 | Yes
203376912 | Mitsubishi Electric | PUHY-EP264TSNU-A | Ducted Indoor Units | 252000 | 12.7 | 24.6 | 282000 | 3.72 | 224000 | 2.1 | 5250 | Yes
203381088 | Mitsubishi Electric | PUHY-EP264YSNU-A | Mixed Ducted and Non-Ducted Indoor Units | 246000 | 13.05 | 25.25 | 274000 | 3.83 | 224000 | 2.12 | 5125 | Yes
203376964 | Mitsubishi Electric | PUHY-EP264YSNU-A | Non-Ducted Indoor Units | 240000 | 13.4 | 25.9 | 266000 | 3.94 | 224000 | 2.14 | 5000 | Yes
203376900 | Mitsubishi Electric | PUHY-EP264YSNU-A | Ducted Indoor Units | 252000 | 12.7 | 24.6 | 282000 | 3.72 | 224000 | 2.1 | 5250 | Yes
203381089 | Mitsubishi Electric | PUHY-EP288TSNU-A | Mixed Ducted and Non-Ducted Indoor Units | 266000 | 12.8 | 24.9 | 300000 | 3.78 | 260000 | 2.13 | 5542.5 | Yes
203376990 | Mitsubishi Electric | PUHY-EP288TSNU-A | Non-Ducted Indoor Units | 260000 | 13.2 | 25.6 | 292000 | 3.91 | 260000 | 2.17 | 5417.5 | Yes
203376913 | Mitsubishi Electric | PUHY-EP288TSNU-A | Ducted Indoor Units | 274000 | 12.4 | 24.2 | 308000 | 3.65 | 260000 | 2.1 | 5707.5 | Yes
203381090 | Mitsubishi Electric | PUHY-EP288YSNU-A | Mixed Ducted and Non-Ducted Indoor Units | 266000 | 12.8 | 24.9 | 300000 | 3.78 | 260000 | 2.13 | 5542.5 | Yes
203376988 | Mitsubishi Electric | PUHY-EP288YSNU-A | Non-Ducted Indoor Units | 260000 | 13.2 | 25.6 | 292000 | 3.91 | 260000 | 2.17 | 5417.5 | Yes
203376901 | Mitsubishi Electric | PUHY-EP288YSNU-A | Ducted Indoor Units | 274000 | 12.4 | 24.2 | 308000 | 3.65 | 260000 | 2.1 | 5707.5 | Yes
203381091 | Mitsubishi Electric | PUHY-EP312TSNU-A | Mixed Ducted and Non-Ducted Indoor Units | 288000 | 12.4 | 23.4 | 324000 | 3.68 | 296000 | 2.13 | 6000 | Yes
203376974 | Mitsubishi Electric | PUHY-EP312TSNU-A | Non-Ducted Indoor Units | 282000 | 12.6 | 22.9 | 316000 | 3.78 | 296000 | 2.16 | 5875 | Yes
203376914 | Mitsubishi Electric | PUHY-EP312TSNU-A | Ducted Indoor Units | 296000 | 12.2 | 23.9 | 334000 | 3.58 | 296000 | 2.1 | 6167.5 | Yes
203381092 | Mitsubishi Electric | PUHY-EP312YSNU-A | Mixed Ducted and Non-Ducted Indoor Units | 288000 | 12.4 | 23.4 | 324000 | 3.68 | 296000 | 2.13 | 6000 | Yes
203376965 | Mitsubishi Electric | PUHY-EP312YSNU-A | Non-Ducted Indoor Units | 282000 | 12.6 | 22.9 | 316000 | 3.78 | 296000 | 2.16 | 5875 | Yes
203376902 | Mitsubishi Electric | PUHY-EP312YSNU-A | Ducted Indoor Units | 296000 | 12.2 | 23.9 | 334000 | 3.58 | 296000 | 2.1 | 6167.5 | Yes
203381093 | Mitsubishi Electric | PUHY-EP336TSNU-A | Mixed Ducted and Non-Ducted Indoor Units | 312000 | 12.35 | 23 | 350000 | 3.63 | 312000 | 2.11 | 6500 | Yes
203378297 | Mitsubishi Electric | PUHY-EP336TSNU-A | Non-Ducted Indoor Units | 304000 | 12.3 | 21.7 | 342000 | 3.68 | 312000 | 2.13 | 6332.5 | Yes
203376939 | Mitsubishi Electric | PUHY-EP336TSNU-A | Ducted Indoor Units | 320000 | 12.4 | 24.3 | 360000 | 3.58 | 312000 | 2.1 | 6667.5 | Yes
203381094 | Mitsubishi Electric | PUHY-EP336YSNU-A | Mixed Ducted and Non-Ducted Indoor Units | 312000 | 12.35 | 23 | 350000 | 3.63 | 312000 | 2.11 | 6500 | Yes
203378296 | Mitsubishi Electric | PUHY-EP336YSNU-A | Non-Ducted Indoor Units | 304000 | 12.3 | 21.7 | 342000 | 3.68 | 312000 | 2.13 | 6332.5 | Yes
203376935 | Mitsubishi Electric | PUHY-EP336YSNU-A | Ducted Indoor Units | 320000 | 12.4 | 24.3 | 360000 | 3.58 | 312000 | 2.1 | 6667.5 | Yes
203381095 | Mitsubishi Electric | PUHY-EP360TSNU-A | Mixed Ducted and Non-Ducted Indoor Units | 332000 | 12.15 | 22.75 | 376000 | 3.58 | 348000 | 2.13 | 6917.5 | Yes
203378301 | Mitsubishi Electric | PUHY-EP360TSNU-A | Non-Ducted Indoor Units | 324000 | 12.1 | 21.5 | 366000 | 3.65 | 348000 | 2.17 | 6750 | Yes
203376940 | Mitsubishi Electric | PUHY-EP360TSNU-A | Ducted Indoor Units | 342000 | 12.2 | 24 | 386000 | 3.51 | 348000 | 2.1 | 7125 | Yes
203381096 | Mitsubishi Electric | PUHY-EP360YSNU-A | Mixed Ducted and Non-Ducted Indoor Units | 332000 | 12.15 | 22.75 | 376000 | 3.58 | 348000 | 2.13 | 6917.5 | Yes
203378300 | Mitsubishi Electric | PUHY-EP360YSNU-A | Non-Ducted Indoor Units | 324000 | 12.1 | 21.5 | 366000 | 3.65 | 348000 | 2.17 | 6750 | Yes
203376936 | Mitsubishi Electric | PUHY-EP360YSNU-A | Ducted Indoor Units | 342000 | 12.2 | 24 | 386000 | 3.51 | 348000 | 2.1 | 7125 | Yes
203381097 | Mitsubishi Electric | PUHY-EP384TSNU-A | Mixed Ducted and Non-Ducted Indoor Units | 354000 | 11.85 | 22.1 | 398000 | 3.52 | 366000 | 2.16 | 7375 | Yes
203378293 | Mitsubishi Electric | PUHY-EP384TSNU-A | Non-Ducted Indoor Units | 346000 | 11.8 | 20.4 | 388000 | 3.57 | 366000 | 2.19 | 7207.5 | Yes
203376941 | Mitsubishi Electric | PUHY-EP384TSNU-A | Ducted Indoor Units | 364000 | 11.9 | 23.8 | 410000 | 3.48 | 366000 | 2.13 | 7582.5 | Yes
203381098 | Mitsubishi Electric | PUHY-EP384YSNU-A | Mixed Ducted and Non-Ducted Indoor Units | 354000 | 11.85 | 22.1 | 398000 | 3.52 | 366000 | 2.16 | 7375 | Yes
203378292 | Mitsubishi Electric | PUHY-EP384YSNU-A | Non-Ducted Indoor Units | 346000 | 11.8 | 20.4 | 388000 | 3.57 | 366000 | 2.19 | 7207.5 | Yes
203376937 | Mitsubishi Electric | PUHY-EP384YSNU-A | Ducted Indoor Units | 364000 | 11.9 | 23.8 | 410000 | 3.48 | 366000 | 2.13 | 7582.5 | Yes
203381099 | Mitsubishi Electric | PUHY-EP408TSNU-A | Mixed Ducted and Non-Ducted Indoor Units | 378000 | 11.55 | 21.7 | 420000 | 3.47 | 386000 | 2.18 | 7875 | Yes
203378289 | Mitsubishi Electric | PUHY-EP408TSNU-A | Non-Ducted Indoor Units | 368000 | 11.4 | 19.9 | 410000 | 3.49 | 386000 | 2.2 | 7667.5 | Yes
203376942 | Mitsubishi Electric | PUHY-EP408TSNU-A | Ducted Indoor Units | 388000 | 11.7 | 23.5 | 432000 | 3.45 | 386000 | 2.17 | 8082.5 | Yes
203381100 | Mitsubishi Electric | PUHY-EP408YSNU-A | Mixed Ducted and Non-Ducted Indoor Units | 378000 | 11.55 | 21.7 | 420000 | 3.47 | 386000 | 2.18 | 7875 | Yes
203378288 | Mitsubishi Electric | PUHY-EP408YSNU-A | Non-Ducted Indoor Units | 368000 | 11.4 | 19.9 | 410000 | 3.49 | 386000 | 2.2 | 7667.5 | Yes
203376938 | Mitsubishi Electric | PUHY-EP408YSNU-A | Ducted Indoor Units | 388000 | 11.7 | 23.5 | 432000 | 3.45 | 386000 | 2.17 | 8082.5 | Yes
203381101 | Mitsubishi Electric | PUHY-EP432TSNU-A | Mixed Ducted and Non-Ducted Indoor Units | 400000 | 11.25 | 21.35 | 444000 | 3.41 | 404000 | 2.21 | 8332.5 | Yes
203378310 | Mitsubishi Electric | PUHY-EP432TSNU-A | Ducted Indoor Units | 410000 | 11.4 | 23.3 | 456000 | 3.41 | 405000 | 2.21 | 8542.5 | Yes
203378438 | Mitsubishi Electric | PUHY-EP432TSNU-A | Non-Ducted Indoor Units | 390000 | 11.1 | 19.4 | 432000 | 3.41 | 405000 | 2.22 | 8125 | Yes
203381102 | Mitsubishi Electric | PUHY-EP432YSNU-A | Mixed Ducted and Non-Ducted Indoor Units | 400000 | 11.25 | 21.35 | 444000 | 3.41 | 404000 | 2.21 | 8332.5 | Yes
203378309 | Mitsubishi Electric | PUHY-EP432YSNU-A | Ducted Indoor Units | 410000 | 11.4 | 23.3 | 456000 | 3.41 | 405000 | 2.21 | 8542.5 | Yes
203378437 | Mitsubishi Electric | PUHY-EP432YSNU-A | Non-Ducted Indoor Units | 390000 | 11.1 | 19.4 | 432000 | 3.41 | 405000 | 2.22 | 8125 | Yes
203381103 | Mitsubishi Electric | PUHY-EP72TNU-A | Mixed Ducted and Non-Ducted Indoor Units | 69000 | 14.5 | 28.9 | 76000 | 4.31 | 64000 | 2.34 | 1437.5 | Yes
203376966 | Mitsubishi Electric | PUHY-EP72TNU-A | Non-Ducted Indoor Units | 69000 | 15.5 | 32.5 | 76000 | 4.57 | 64000 | 2.4 | 1437.5 | Yes
203376903 | Mitsubishi Electric | PUHY-EP72TNU-A | Ducted Indoor Units | 69000 | 13.5 | 25.3 | 76000 | 4.05 | 64000 | 2.29 | 1437.5 | Yes
203381104 | Mitsubishi Electric | PUHY-EP72YNU-A | Mixed Ducted and Non-Ducted Indoor Units | 69000 | 14.5 | 28.9 | 76000 | 4.31 | 64000 | 2.34 | 1437.5 | Yes
203376957 | Mitsubishi Electric | PUHY-EP72YNU-A | Non-Ducted Indoor Units | 69000 | 15.5 | 32.5 | 76000 | 4.57 | 64000 | 2.4 | 1437.5 | Yes
203376891 | Mitsubishi Electric | PUHY-EP72YNU-A | Ducted Indoor Units | 69000 | 13.5 | 25.3 | 76000 | 4.05 | 64000 | 2.29 | 1437.5 | Yes
203381105 | Mitsubishi Electric | PUHY-EP96TNU-A | Mixed Ducted and Non-Ducted Indoor Units | 92000 | 14.7 | 30.35 | 103000 | 4.21 | 80000 | 2.35 | 1917.5 | Yes
203376967 | Mitsubishi Electric | PUHY-EP96TNU-A | Non-Ducted Indoor Units | 92000 | 15.3 | 34 | 103000 | 4.39 | 80000 | 2.43 | 1917.5 | Yes
203376904 | Mitsubishi Electric | PUHY-EP96TNU-A | Ducted Indoor Units | 92000 | 14.1 | 26.7 | 103000 | 4.04 | 80000 | 2.28 | 1917.5 | Yes
203381106 | Mitsubishi Electric | PUHY-EP96YNU-A | Mixed Ducted and Non-Ducted Indoor Units | 92000 | 14.7 | 30.35 | 103000 | 4.21 | 80000 | 2.35 | 1917.5 | Yes
203376958 | Mitsubishi Electric | PUHY-EP96YNU-A | Non-Ducted Indoor Units | 92000 | 15.3 | 34 | 103000 | 4.39 | 80000 | 2.43 | 1917.5 | Yes
203376892 | Mitsubishi Electric | PUHY-EP96YNU-A | Ducted Indoor Units | 92000 | 14.1 | 26.7 | 103000 | 4.04 | 80000 | 2.28 | 1917.5 | Yes
203381107 | Mitsubishi Electric | PUHY-HP120TNU-A | Mixed Ducted and Non-Ducted Indoor Units | 114000 | 13.3 | 22.1 | 129000 | 4.01 | 93000 | 2.45 | 2375 | Yes
203376981 | Mitsubishi Electric | PUHY-HP120TNU-A | Non-Ducted Indoor Units | 114000 | 14.1 | 24.5 | 129000 | 4.26 | 93000 | 2.56 | 2375 | Yes
203381108 | Mitsubishi Electric | PUHY-HP120YNU-A | Mixed Ducted and Non-Ducted Indoor Units | 114000 | 13.3 | 22.1 | 129000 | 4.01 | 93000 | 2.45 | 2375 | Yes
203376977 | Mitsubishi Electric | PUHY-HP120YNU-A | Non-Ducted Indoor Units | 114000 | 14.1 | 24.5 | 129000 | 4.26 | 93000 | 2.56 | 2375 | Yes
203381115 | Mitsubishi Electric | PUHY-HP72TNU-A | Mixed Ducted and Non-Ducted Indoor Units | 69000 | 12.5 | 24.15 | 76000 | 4.21 | 64000 | 2.41 | 1437.5 | Yes
203376979 | Mitsubishi Electric | PUHY-HP72TNU-A | Non-Ducted Indoor Units | 69000 | 13.1 | 27.2 | 76000 | 4.39 | 64000 | 2.51 | 1437.5 | Yes
203376921 | Mitsubishi Electric | PUHY-HP72TNU-A | Ducted Indoor Units | 69000 | 11.9 | 21.1 | 76000 | 4.03 | 64000 | 2.31 | 1437.5 | Yes
203381116 | Mitsubishi Electric | PUHY-HP72YNU-A | Mixed Ducted and Non-Ducted Indoor Units | 69000 | 12.5 | 24.15 | 76000 | 4.21 | 64000 | 2.41 | 1437.5 | Yes
203376975 | Mitsubishi Electric | PUHY-HP72YNU-A | Non-Ducted Indoor Units | 69000 | 13.1 | 27.2 | 76000 | 4.39 | 64000 | 2.51 | 1437.5 | Yes
203376915 | Mitsubishi Electric | PUHY-HP72YNU-A | Ducted Indoor Units | 69000 | 11.9 | 21.1 | 76000 | 4.03 | 64000 | 2.31 | 1437.5 | Yes
203381117 | Mitsubishi Electric | PUHY-HP96TNU-A | Mixed Ducted and Non-Ducted Indoor Units | 92000 | 14.45 | 23.25 | 103000 | 4.17 | 87000 | 2.47 | 1917.5 | Yes
203376980 | Mitsubishi Electric | PUHY-HP96TNU-A | Non-Ducted Indoor Units | 92000 | 15.1 | 26.7 | 103000 | 4.35 | 87000 | 2.56 | 1917.5 | Yes
203381118 | Mitsubishi Electric | PUHY-HP96YNU-A | Mixed Ducted and Non-Ducted Indoor Units | 92000 | 14.45 | 23.25 | 103000 | 4.17 | 87000 | 2.47 | 1917.5 | Yes
203376976 | Mitsubishi Electric | PUHY-HP96YNU-A | Non-Ducted Indoor Units | 92000 | 15.1 | 26.7 | 103000 | 4.35 | 87000 | 2.56 | 1917.5 | Yes
201874026 | Mitsubishi Electric | PUHY-P120TLMU-A | Ducted Indoor Units | 114000 | 13.2 | 21.9 | 129000 | 3.71 | 92000 | 2.38 | 2375 | Yes
201874139 | Mitsubishi Electric | PUHY-P120TLMU-A | Non-Ducted Indoor Units | 114000 | 14.4 | 24.9 | 129000 | 4.03 | 92000 | 2.3 | 2375 | Yes
203381119 | Mitsubishi Electric | PUHY-P120TNU-A | Mixed Ducted and Non-Ducted Indoor Units | 114000 | 12.8 | 26.2 | 129000 | 3.87 | 92000 | 2.48 | 2375 | Yes
203376953 | Mitsubishi Electric | PUHY-P120TNU-A | Non-Ducted Indoor Units | 114000 | 13.3 | 28.8 | 129000 | 4.05 | 92000 | 2.59 | 2375 | Yes
203376882 | Mitsubishi Electric | PUHY-P120TNU-A | Ducted Indoor Units | 114000 | 12.3 | 23.6 | 129000 | 3.7 | 92000 | 2.38 | 2375 | Yes
201874028 | Mitsubishi Electric | PUHY-P120YLMU-A | Ducted Indoor Units | 114000 | 13.2 | 21.9 | 129000 | 3.71 | 92000 | 2.38 | 2375 | Yes
201874140 | Mitsubishi Electric | PUHY-P120YLMU-A | Non-Ducted Indoor Units | 114000 | 14.4 | 24.9 | 129000 | 4.03 | 92000 | 2.3 | 2375 | Yes
203381120 | Mitsubishi Electric | PUHY-P120YNU-A | Mixed Ducted and Non-Ducted Indoor Units | 114000 | 12.8 | 26.2 | 129000 | 3.87 | 92000 | 2.48 | 2375 | Yes
203376947 | Mitsubishi Electric | PUHY-P120YNU-A | Non-Ducted Indoor Units | 114000 | 13.3 | 28.8 | 129000 | 4.05 | 92000 | 2.59 | 2375 | Yes
203376871 | Mitsubishi Electric | PUHY-P120YNU-A | Ducted Indoor Units | 114000 | 12.3 | 23.6 | 129000 | 3.7 | 92000 | 2.38 | 2375 | Yes
201874141 | Mitsubishi Electric | PUHY-P120ZKMU-A | Non-Ducted Indoor Units | 114000 | 13.7 | 24.2 | 129000 | 3.87 | 92000 | 2.3 | 2375 | Yes
201874771 | Mitsubishi Electric | PUHY-P120ZKMU-A | Ducted Indoor Units | 114000 | 12.5 | 21.4 | 129000 | 3.62 | 92000 | 2.51 | 2375 | Yes
201874082 | Mitsubishi Electric | PUHY-P264TSLMU-A | Ducted Indoor Units | 252000 | 12.4 | 21.1 | 280000 | 3.6 | 200000 | 2.39 | 5250 | Yes
201874157 | Mitsubishi Electric | PUHY-P264TSLMU-A | Non-Ducted Indoor Units | 252000 | 13.6 | 24 | 280000 | 3.75 | 200000 | 2.16 | 5250 | Yes
203381131 | Mitsubishi Electric | PUHY-P264TSNU-A | Mixed Ducted and Non-Ducted Indoor Units | 246000 | 12.4 | 24.8 | 274000 | 3.75 | 208000 | 2.44 | 5125 | Yes
203376955 | Mitsubishi Electric | PUHY-P264TSNU-A | Non-Ducted Indoor Units | 240000 | 12.6 | 25.3 | 266000 | 3.84 | 208000 | 2.55 | 5000 | Yes
203376888 | Mitsubishi Electric | PUHY-P264TSNU-A | Ducted Indoor Units | 252000 | 12.2 | 24.3 | 282000 | 3.66 | 208000 | 2.33 | 5250 | Yes
201874090 | Mitsubishi Electric | PUHY-P264YSLMU-A | Ducted Indoor Units | 252000 | 12.4 | 21.1 | 280000 | 3.6 | 200000 | 2.39 | 5250 | Yes
201874161 | Mitsubishi Electric | PUHY-P264YSLMU-A | Non-Ducted Indoor Units | 252000 | 13.6 | 24 | 280000 | 3.75 | 200000 | 2.16 | 5250 | Yes
203381132 | Mitsubishi Electric | PUHY-P264YSNU-A | Mixed Ducted and Non-Ducted Indoor Units | 246000 | 12.4 | 24.8 | 274000 | 3.75 | 208000 | 2.44 | 5125 | Yes
203376949 | Mitsubishi Electric | PUHY-P264YSNU-A | Non-Ducted Indoor Units | 240000 | 12.6 | 25.3 | 266000 | 3.84 | 208000 | 2.55 | 5000 | Yes
203376877 | Mitsubishi Electric | PUHY-P264YSNU-A | Ducted Indoor Units | 252000 | 12.2 | 24.3 | 282000 | 3.66 | 208000 | 2.33 | 5250 | Yes
201874165 | Mitsubishi Electric | PUHY-P264ZSKMU-A | Non-Ducted Indoor Units | 252000 | 12.9 | 23.5 | 280000 | 3.62 | 200000 | 2.16 | 5250 | Yes
201874780 | Mitsubishi Electric | PUHY-P264ZSKMU-A | Ducted Indoor Units | 252000 | 11.9 | 20.7 | 280000 | 3.47 | 200000 | 2.52 | 5250 | Yes
201874096 | Mitsubishi Electric | PUHY-P288TSLMU-A | Ducted Indoor Units | 274000 | 12 | 20.4 | 308000 | 3.47 | 216000 | 2.4 | 5707.5 | Yes
201874168 | Mitsubishi Electric | PUHY-P288TSLMU-A | Non-Ducted Indoor Units | 274000 | 13.5 | 24 | 308000 | 3.7 | 216000 | 2.21 | 5707.5 | Yes
203381133 | Mitsubishi Electric | PUHY-P288TSNU-A | Mixed Ducted and Non-Ducted Indoor Units | 266000 | 12.05 | 24.15 | 300000 | 3.68 | 224000 | 2.38 | 5542.5 | Yes
203376986 | Mitsubishi Electric | PUHY-P288TSNU-A | Non-Ducted Indoor Units | 260000 | 12.2 | 24.8 | 292000 | 3.78 | 224000 | 2.49 | 5417.5 | Yes
203376889 | Mitsubishi Electric | PUHY-P288TSNU-A | Ducted Indoor Units | 274000 | 11.9 | 23.5 | 308000 | 3.58 | 224000 | 2.27 | 5707.5 | Yes
201874100 | Mitsubishi Electric | PUHY-P288YSLMU-A | Ducted Indoor Units | 274000 | 12 | 20.4 | 308000 | 3.47 | 216000 | 2.4 | 5707.5 | Yes
201874170 | Mitsubishi Electric | PUHY-P288YSLMU-A | Non-Ducted Indoor Units | 274000 | 13.5 | 24 | 308000 | 3.7 | 216000 | 2.21 | 5707.5 | Yes
203381134 | Mitsubishi Electric | PUHY-P288YSNU-A | Mixed Ducted and Non-Ducted Indoor Units | 266000 | 12.05 | 24.15 | 300000 | 3.68 | 224000 | 2.38 | 5542.5 | Yes
203376984 | Mitsubishi Electric | PUHY-P288YSNU-A | Non-Ducted Indoor Units | 260000 | 12.2 | 24.8 | 292000 | 3.78 | 224000 | 2.49 | 5417.5 | Yes
203376878 | Mitsubishi Electric | PUHY-P288YSNU-A | Ducted Indoor Units | 274000 | 11.9 | 23.5 | 308000 | 3.58 | 224000 | 2.27 | 5707.5 | Yes
201874172 | Mitsubishi Electric | PUHY-P288ZSKMU-A | Non-Ducted Indoor Units | 274000 | 12.8 | 23.5 | 308000 | 3.59 | 216000 | 2.21 | 5707.5 | Yes
201874783 | Mitsubishi Electric | PUHY-P288ZSKMU-A | Ducted Indoor Units | 274000 | 11.8 | 20.1 | 308000 | 3.49 | 216000 | 2.53 | 5707.5 | Yes
201874070 | Mitsubishi Electric | PUHY-P312TSLMU-A | Ducted Indoor Units | 296000 | 12 | 20.3 | 334000 | 3.45 | 236000 | 2.31 | 6167.5 | Yes
201874786 | Mitsubishi Electric | PUHY-P312TSLMU-A | Non-Ducted Indoor Units | 282000 | 13.4 | 22.1 | 316000 | 3.66 | 236000 | 2.22 | 5875 | Yes
203381135 | Mitsubishi Electric | PUHY-P312TSNU-A | Mixed Ducted and Non-Ducted Indoor Units | 288000 | 11.65 | 22.4 | 324000 | 3.56 | 240000 | 2.3 | 6000 | Yes
203376956 | Mitsubishi Electric | PUHY-P312TSNU-A | Non-Ducted Indoor Units | 282000 | 11.7 | 22.1 | 316000 | 3.63 | 240000 | 2.38 | 5875 | Yes
203376890 | Mitsubishi Electric | PUHY-P312TSNU-A | Ducted Indoor Units | 296000 | 11.6 | 22.7 | 334000 | 3.5 | 240000 | 2.22 | 6167.5 | Yes
201874075 | Mitsubishi Electric | PUHY-P312YSLMU-A | Ducted Indoor Units | 296000 | 12 | 20.3 | 334000 | 3.45 | 236000 | 2.31 | 6167.5 | Yes
201874789 | Mitsubishi Electric | PUHY-P312YSLMU-A | Non-Ducted Indoor Units | 282000 | 13.4 | 22.1 | 316000 | 3.66 | 236000 | 2.22 | 5875 | Yes
203381136 | Mitsubishi Electric | PUHY-P312YSNU-A | Mixed Ducted and Non-Ducted Indoor Units | 288000 | 11.65 | 22.4 | 324000 | 3.56 | 240000 | 2.3 | 6000 | Yes
203376950 | Mitsubishi Electric | PUHY-P312YSNU-A | Non-Ducted Indoor Units | 282000 | 11.7 | 22.1 | 316000 | 3.63 | 240000 | 2.38 | 5875 | Yes
203376879 | Mitsubishi Electric | PUHY-P312YSNU-A | Ducted Indoor Units | 296000 | 11.6 | 22.7 | 334000 | 3.5 | 240000 | 2.22 | 6167.5 | Yes
201874776 | Mitsubishi Electric | PUHY-P312ZSKMU-A | Ducted Indoor Units | 296000 | 11.9 | 20 | 334000 | 3.46 | 236000 | 2.43 | 6167.5 | Yes
201874792 | Mitsubishi Electric | PUHY-P312ZSKMU-A | Non-Ducted Indoor Units | 282000 | 12.7 | 21.4 | 316000 | 3.59 | 236000 | 2.22 | 5875 | Yes
201874071 | Mitsubishi Electric | PUHY-P336TSLMU-A | Ducted Indoor Units | 320000 | 11.8 | 20.3 | 360000 | 3.43 | 268000 | 2.26 | 6667.5 | Yes
201874787 | Mitsubishi Electric | PUHY-P336TSLMU-A | Non-Ducted Indoor Units | 304000 | 13.2 | 20.9 | 342000 | 3.52 | 268000 | 2.13 | 6332.5 | Yes
203381137 | Mitsubishi Electric | PUHY-P336TSNU-A | Mixed Ducted and Non-Ducted Indoor Units | 312000 | 11.75 | 22.05 | 350000 | 3.53 | 260000 | 2.27 | 6500 | Yes
203378295 | Mitsubishi Electric | PUHY-P336TSNU-A | Non-Ducted Indoor Units | 304000 | 11.8 | 20.9 | 342000 | 3.57 | 260000 | 2.3 | 6332.5 | Yes
203376931 | Mitsubishi Electric | PUHY-P336TSNU-A | Ducted Indoor Units | 320000 | 11.7 | 23.2 | 360000 | 3.5 | 260000 | 2.25 | 6667.5 | Yes
201874076 | Mitsubishi Electric | PUHY-P336YSLMU-A | Ducted Indoor Units | 320000 | 11.8 | 20.3 | 360000 | 3.43 | 268000 | 2.26 | 6667.5 | Yes
201874790 | Mitsubishi Electric | PUHY-P336YSLMU-A | Non-Ducted Indoor Units | 304000 | 13.2 | 20.9 | 342000 | 3.52 | 268000 | 2.13 | 6332.5 | Yes
203381138 | Mitsubishi Electric | PUHY-P336YSNU-A | Mixed Ducted and Non-Ducted Indoor Units | 312000 | 11.75 | 22.05 | 350000 | 3.53 | 260000 | 2.27 | 6500 | Yes
203378294 | Mitsubishi Electric | PUHY-P336YSNU-A | Non-Ducted Indoor Units | 304000 | 11.8 | 20.9 | 342000 | 3.57 | 260000 | 2.3 | 6332.5 | Yes
203376927 | Mitsubishi Electric | PUHY-P336YSNU-A | Ducted Indoor Units | 320000 | 11.7 | 23.2 | 360000 | 3.5 | 260000 | 2.25 | 6667.5 | Yes
201874777 | Mitsubishi Electric | PUHY-P336ZSKMU-A | Ducted Indoor Units | 320000 | 11.6 | 20 | 360000 | 3.42 | 268000 | 2.38 | 6667.5 | Yes
201874793 | Mitsubishi Electric | PUHY-P336ZSKMU-A | Non-Ducted Indoor Units | 304000 | 12.5 | 20.2 | 342000 | 3.42 | 268000 | 2.13 | 6332.5 | Yes
201874072 | Mitsubishi Electric | PUHY-P360TSLMU-A | Ducted Indoor Units | 342000 | 11.8 | 20.1 | 386000 | 3.41 | 284000 | 2.2 | 7125 | Yes
201874788 | Mitsubishi Electric | PUHY-P360TSLMU-A | Non-Ducted Indoor Units | 324000 | 13.1 | 19.3 | 366000 | 3.51 | 284000 | 2.05 | 6750 | Yes
203381139 | Mitsubishi Electric | PUHY-P360TSNU-A | Mixed Ducted and Non-Ducted Indoor Units | 332000 | 11.4 | 21.5 | 376000 | 3.46 | 276000 | 2.22 | 6917.5 | Yes
203378299 | Mitsubishi Electric | PUHY-P360TSNU-A | Non-Ducted Indoor Units | 324000 | 11.5 | 20.6 | 366000 | 3.51 | 276000 | 2.24 | 6750 | Yes
203376932 | Mitsubishi Electric | PUHY-P360TSNU-A | Ducted Indoor Units | 342000 | 11.3 | 22.4 | 386000 | 3.42 | 276000 | 2.2 | 7125 | Yes
201874077 | Mitsubishi Electric | PUHY-P360YSLMU-A | Ducted Indoor Units | 342000 | 11.8 | 20.1 | 386000 | 3.41 | 284000 | 2.2 | 7125 | Yes
201874791 | Mitsubishi Electric | PUHY-P360YSLMU-A | Non-Ducted Indoor Units | 324000 | 13.1 | 19.3 | 366000 | 3.51 | 284000 | 2.05 | 6750 | Yes
203381140 | Mitsubishi Electric | PUHY-P360YSNU-A | Mixed Ducted and Non-Ducted Indoor Units | 332000 | 11.4 | 21.5 | 376000 | 3.46 | 276000 | 2.22 | 6917.5 | Yes
203378298 | Mitsubishi Electric | PUHY-P360YSNU-A | Non-Ducted Indoor Units | 324000 | 11.5 | 20.6 | 366000 | 3.51 | 276000 | 2.24 | 6750 | Yes
203376928 | Mitsubishi Electric | PUHY-P360YSNU-A | Ducted Indoor Units | 342000 | 11.3 | 22.4 | 386000 | 3.42 | 276000 | 2.2 | 7125 | Yes
201874778 | Mitsubishi Electric | PUHY-P360ZSKMU-A | Ducted Indoor Units | 342000 | 11.4 | 19.8 | 386000 | 3.32 | 284000 | 2.32 | 7125 | Yes
201874794 | Mitsubishi Electric | PUHY-P360ZSKMU-A | Non-Ducted Indoor Units | 324000 | 12.3 | 18.7 | 366000 | 3.41 | 284000 | 2.05 | 6750 | Yes
203381141 | Mitsubishi Electric | PUHY-P384TSNU-A | Mixed Ducted and Non-Ducted Indoor Units | 354000 | 11.25 | 21.05 | 398000 | 3.42 | 292000 | 2.2 | 7375 | Yes
203378291 | Mitsubishi Electric | PUHY-P384TSNU-A | Non-Ducted Indoor Units | 346000 | 11.2 | 19.8 | 388000 | 3.45 | 292000 | 2.25 | 7207.5 | Yes
203376933 | Mitsubishi Electric | PUHY-P384TSNU-A | Ducted Indoor Units | 364000 | 11.3 | 22.3 | 410000 | 3.39 | 292000 | 2.16 | 7582.5 | Yes
203381142 | Mitsubishi Electric | PUHY-P384YSNU-A | Mixed Ducted and Non-Ducted Indoor Units | 354000 | 11.25 | 21.05 | 398000 | 3.42 | 292000 | 2.2 | 7375 | Yes
203378290 | Mitsubishi Electric | PUHY-P384YSNU-A | Non-Ducted Indoor Units | 346000 | 11.2 | 19.8 | 388000 | 3.45 | 292000 | 2.25 | 7207.5 | Yes
203376929 | Mitsubishi Electric | PUHY-P384YSNU-A | Ducted Indoor Units | 364000 | 11.3 | 22.3 | 410000 | 3.39 | 292000 | 2.16 | 7582.5 | Yes
203381143 | Mitsubishi Electric | PUHY-P408TSNU-A | Mixed Ducted and Non-Ducted Indoor Units | 378000 | 11.1 | 20.85 | 420000 | 3.36 | 310000 | 2.18 | 7875 | Yes
203378287 | Mitsubishi Electric | PUHY-P408TSNU-A | Non-Ducted Indoor Units | 368000 | 10.9 | 19.5 | 410000 | 3.38 | 310000 | 2.24 | 7667.5 | Yes
203376934 | Mitsubishi Electric | PUHY-P408TSNU-A | Ducted Indoor Units | 388000 | 11.3 | 22.2 | 432000 | 3.35 | 310000 | 2.13 | 8082.5 | Yes
203381144 | Mitsubishi Electric | PUHY-P408YSNU-A | Mixed Ducted and Non-Ducted Indoor Units | 378000 | 11.1 | 20.85 | 420000 | 3.36 | 310000 | 2.18 | 7875 | Yes
203378286 | Mitsubishi Electric | PUHY-P408YSNU-A | Non-Ducted Indoor Units | 368000 | 10.9 | 19.5 | 410000 | 3.38 | 310000 | 2.24 | 7667.5 | Yes
203376930 | Mitsubishi Electric | PUHY-P408YSNU-A | Ducted Indoor Units | 388000 | 11.3 | 22.2 | 432000 | 3.35 | 310000 | 2.13 | 8082.5 | Yes
203381145 | Mitsubishi Electric | PUHY-P432TSNU-A | Mixed Ducted and Non-Ducted Indoor Units | 400000 | 11 | 20.75 | 444000 | 3.31 | 326000 | 2.17 | 8332.5 | Yes
203378285 | Mitsubishi Electric | PUHY-P432TSNU-A | Non-Ducted Indoor Units | 390000 | 10.7 | 19.4 | 432000 | 3.32 | 326000 | 2.24 | 8125 | Yes
203376944 | Mitsubishi Electric | PUHY-P432TSNU-A | Ducted Indoor Units | 410000 | 11.3 | 22.1 | 456000 | 3.31 | 326000 | 2.1 | 8542.5 | Yes
203381146 | Mitsubishi Electric | PUHY-P432YSNU-A | Mixed Ducted and Non-Ducted Indoor Units | 400000 | 11 | 20.75 | 444000 | 3.31 | 326000 | 2.17 | 8332.5 | Yes
203378284 | Mitsubishi Electric | PUHY-P432YSNU-A | Non-Ducted Indoor Units | 390000 | 10.7 | 19.4 | 432000 | 3.32 | 326000 | 2.24 | 8125 | Yes
203376943 | Mitsubishi Electric | PUHY-P432YSNU-A | Ducted Indoor Units | 410000 | 11.3 | 22.1 | 456000 | 3.31 | 326000 | 2.1 | 8542.5 | Yes
202000000 | Mitsubishi Electric | PUHY-P72TKMU-A | Non-Ducted Indoor Units | 69000 | 14.2 | 21.3 | 76000 | 4.19 | 56000 | 2.39 | 1437.5 | Yes
201874036 | Mitsubishi Electric | PUHY-P72TLMU-A | Ducted Indoor Units | 69000 | 13.7 | 23.1 | 76000 | 3.84 | 56000 | 2.46 | 1437.5 | Yes
201874147 | Mitsubishi Electric | PUHY-P72TLMU-A | Non-Ducted Indoor Units | 69000 | 14.8 | 26.6 | 76000 | 4.01 | 56000 | 2.25 | 1437.5 | Yes
203381147 | Mitsubishi Electric | PUHY-P72TNU-A | Mixed Ducted and Non-Ducted Indoor Units | 69000 | 13.3 | 28.15 | 76000 | 4.15 | 56000 | 2.73 | 1437.5 | Yes
203376951 | Mitsubishi Electric | PUHY-P72TNU-A | Non-Ducted Indoor Units | 69000 | 13.5 | 31.5 | 76000 | 4.34 | 56000 | 3 | 1437.5 | Yes
203376880 | Mitsubishi Electric | PUHY-P72TNU-A | Ducted Indoor Units | 69000 | 13.1 | 24.8 | 76000 | 3.97 | 56000 | 2.46 | 1437.5 | Yes
201874038 | Mitsubishi Electric | PUHY-P72YLMU-A | Ducted Indoor Units | 69000 | 13.7 | 23.1 | 76000 | 3.84 | 56000 | 2.46 | 1437.5 | Yes
201874148 | Mitsubishi Electric | PUHY-P72YLMU-A | Non-Ducted Indoor Units | 69000 | 14.8 | 26.6 | 76000 | 4.01 | 56000 | 2.25 | 1437.5 | Yes
203381148 | Mitsubishi Electric | PUHY-P72YNU-A | Mixed Ducted and Non-Ducted Indoor Units | 69000 | 13.3 | 28.15 | 76000 | 4.15 | 56000 | 2.73 | 1437.5 | Yes
203376869 | Mitsubishi Electric | PUHY-P72YNU-A | Ducted Indoor Units | 69000 | 13.1 | 24.8 | 76000 | 3.97 | 56000 | 2.46 | 1437.5 | Yes
203376945 | Mitsubishi Electric | PUHY-P72YNU-A | Non-Ducted Indoor Units | 69000 | 13.5 | 31.5 | 76000 | 4.34 | 56000 | 3 | 1437.5 | Yes
201874149 | Mitsubishi Electric | PUHY-P72ZKMU-A | Non-Ducted Indoor Units | 69000 | 13.6 | 25.9 | 76000 | 3.85 | 56000 | 2.25 | 1437.5 | Yes
201874773 | Mitsubishi Electric | PUHY-P72ZKMU-A | Ducted Indoor Units | 69000 | 13 | 22.5 | 76000 | 3.74 | 56000 | 2.59 | 1437.5 | Yes
201874040 | Mitsubishi Electric | PUHY-P96TLMU-A | Ducted Indoor Units | 92000 | 13.1 | 23.1 | 103000 | 3.79 | 76000 | 2.57 | 1917.5 | Yes
201874150 | Mitsubishi Electric | PUHY-P96TLMU-A | Non-Ducted Indoor Units | 92000 | 14 | 26.7 | 103000 | 3.85 | 76000 | 2.42 | 1917.5 | Yes
203381149 | Mitsubishi Electric | PUHY-P96TNU-A | Mixed Ducted and Non-Ducted Indoor Units | 92000 | 14 | 29.4 | 103000 | 4.16 | 76000 | 2.69 | 1917.5 | Yes
203376952 | Mitsubishi Electric | PUHY-P96TNU-A | Non-Ducted Indoor Units | 92000 | 14.6 | 32.6 | 103000 | 4.34 | 76000 | 2.82 | 1917.5 | Yes
203376881 | Mitsubishi Electric | PUHY-P96TNU-A | Ducted Indoor Units | 92000 | 13.4 | 26.2 | 103000 | 3.98 | 76000 | 2.57 | 1917.5 | Yes
201874042 | Mitsubishi Electric | PUHY-P96YLMU-A | Ducted Indoor Units | 92000 | 13.1 | 23.1 | 103000 | 3.79 | 76000 | 2.57 | 1917.5 | Yes
201874151 | Mitsubishi Electric | PUHY-P96YLMU-A | Non-Ducted Indoor Units | 92000 | 14 | 26.7 | 103000 | 3.85 | 76000 | 2.42 | 1917.5 | Yes
203381150 | Mitsubishi Electric | PUHY-P96YNU-A | Mixed Ducted and Non-Ducted Indoor Units | 92000 | 14 | 29.4 | 103000 | 4.16 | 76000 | 2.69 | 1917.5 | Yes
203376870 | Mitsubishi Electric | PUHY-P96YNU-A | Ducted Indoor Units | 92000 | 13.4 | 26.2 | 103000 | 3.98 | 76000 | 2.57 | 1917.5 | Yes
203376946 | Mitsubishi Electric | PUHY-P96YNU-A | Non-Ducted Indoor Units | 92000 | 14.6 | 32.6 | 103000 | 4.34 | 76000 | 2.82 | 1917.5 | Yes
201874152 | Mitsubishi Electric | PUHY-P96ZKMU-A | Non-Ducted Indoor Units | 92000 | 13.2 | 25.6 | 103000 | 3.74 | 76000 | 2.42 | 1917.5 | Yes
201874774 | Mitsubishi Electric | PUHY-P96ZKMU-A | Ducted Indoor Units | 92000 | 12.3 | 22.4 | 103000 | 3.73 | 76000 | 2.71 | 1917.5 | Yes
203381151 | Mitsubishi Electric | PURY-EP120TNU-A | Mixed Ducted and Non-Ducted Indoor Units | 114000 | 13.2 | 27.55 | 129000 | 3.87 | 93000 | 2.27 | 2375 | Yes
203301909 | Mitsubishi Electric | PURY-EP120TNU-A | Non-Ducted Indoor Units | 114000 | 13.8 | 30.1 | 129000 | 4.04 | 93000 | 2.3 | 2375 | Yes
203297409 | Mitsubishi Electric | PURY-EP120TNU-A | Ducted Indoor Units | 114000 | 12.6 | 25 | 129000 | 3.71 | 93000 | 2.25 | 2375 | Yes
203381152 | Mitsubishi Electric | PURY-EP120YNU-A | Mixed Ducted and Non-Ducted Indoor Units | 114000 | 13.2 | 27.55 | 129000 | 3.87 | 93000 | 2.27 | 2375 | Yes
203301910 | Mitsubishi Electric | PURY-EP120YNU-A | Non-Ducted Indoor Units | 114000 | 13.8 | 30.1 | 129000 | 4.04 | 93000 | 2.3 | 2375 | Yes
203297410 | Mitsubishi Electric | PURY-EP120YNU-A | Ducted Indoor Units | 114000 | 12.6 | 25 | 129000 | 3.71 | 93000 | 2.25 | 2375 | Yes
203297490 | Mitsubishi Electric | PURY-P192TSLMU-A | Non-Ducted Indoor Units | 182000 | 12.1 | 23 | 204000 | 3.57 | 142000 | 2.16 | 3792.5 | Yes
203297496 | Mitsubishi Electric | PURY-P192YSLMU-A | Non-Ducted Indoor Units | 182000 | 12.1 | 23 | 204000 | 3.57 | 142000 | 2.16 | 3792.5 | Yes
203381064 | Mitsubishi Electric | PURY-EP264TSNU-A | Mixed Ducted and Non-Ducted Indoor Units | 242000 | 11.6 | 23.6 | 272000 | 3.44 | 202000 | 2.06 | 5042.5 | Yes
203365122 | Mitsubishi Electric | PURY-EP264TSNU-A | Ducted Indoor Units | 250000 | 11.3 | 23.5 | 280000 | 3.36 | 202000 | 2.07 | 5207.5 | Yes
203381065 | Mitsubishi Electric | PURY-EP264YSNU-A | Mixed Ducted and Non-Ducted Indoor Units | 242000 | 11.6 | 23.6 | 272000 | 3.44 | 202000 | 2.06 | 5042.5 | Yes
203365124 | Mitsubishi Electric | PURY-EP264YSNU-A | Ducted Indoor Units | 250000 | 11.3 | 23.5 | 280000 | 3.36 | 202000 | 2.07 | 5207.5 | Yes
203381066 | Mitsubishi Electric | PURY-EP288TSNU-A | Mixed Ducted and Non-Ducted Indoor Units | 266000 | 11.2 | 23.55 | 296000 | 3.36 | 218000 | 2.06 | 5542.5 | Yes
203365127 | Mitsubishi Electric | PURY-EP288TSNU-A | Non-Ducted Indoor Units | 260000 | 11.5 | 24 | 288000 | 3.46 | 218000 | 2.08 | 5417.5 | Yes
203381067 | Mitsubishi Electric | PURY-EP288YSNU-A | Mixed Ducted and Non-Ducted Indoor Units | 266000 | 11.2 | 23.55 | 296000 | 3.36 | 218000 | 2.06 | 5542.5 | Yes
203365129 | Mitsubishi Electric | PURY-EP288YSNU-A | Non-Ducted Indoor Units | 260000 | 11.5 | 24 | 288000 | 3.46 | 218000 | 2.08 | 5417.5 | Yes
203381068 | Mitsubishi Electric | PURY-EP312TSNU-A | Mixed Ducted and Non-Ducted Indoor Units | 288000 | 10.8 | 22.2 | 324000 | 3.3 | 234000 | 2.06 | 6000 | Yes
203365131 | Mitsubishi Electric | PURY-EP312TSNU-A | Non-Ducted Indoor Units | 280000 | 10.9 | 21.6 | 316000 | 3.37 | 234000 | 2.05 | 5832.5 | Yes
203381069 | Mitsubishi Electric | PURY-EP312YSNU-A | Mixed Ducted and Non-Ducted Indoor Units | 288000 | 10.8 | 22.2 | 324000 | 3.3 | 234000 | 2.06 | 6000 | Yes
203365133 | Mitsubishi Electric | PURY-EP312YSNU-A | Non-Ducted Indoor Units | 280000 | 10.9 | 21.6 | 316000 | 3.37 | 234000 | 2.05 | 5832.5 | Yes
203381056 | Mitsubishi Electric | PURY-EP72TNU-A | Mixed Ducted and Non-Ducted Indoor Units | 69000 | 14.4 | 27.85 | 76000 | 4.09 | 61000 | 2.27 | 1437.5 | Yes
203297427 | Mitsubishi Electric | PURY-EP72TNU-A | Ducted Indoor Units | 69000 | 13.4 | 24.5 | 76000 | 3.81 | 61000 | 2.25 | 1437.5 | Yes
203297428 | Mitsubishi Electric | PURY-EP72TNU-A | Non-Ducted Indoor Units | 69000 | 15.4 | 31.2 | 76000 | 4.37 | 61000 | 2.3 | 1437.5 | Yes
203381057 | Mitsubishi Electric | PURY-EP72YNU-A | Mixed Ducted and Non-Ducted Indoor Units | 69000 | 14.4 | 27.85 | 76000 | 4.09 | 61000 | 2.27 | 1437.5 | Yes
203297429 | Mitsubishi Electric | PURY-EP72YNU-A | Ducted Indoor Units | 69000 | 13.4 | 24.5 | 76000 | 3.81 | 61000 | 2.25 | 1437.5 | Yes
203297430 | Mitsubishi Electric | PURY-EP72YNU-A | Non-Ducted Indoor Units | 69000 | 15.4 | 31.2 | 76000 | 4.37 | 61000 | 2.3 | 1437.5 | Yes
203381060 | Mitsubishi Electric | PURY-EP96TNU-A | Mixed Ducted and Non-Ducted Indoor Units | 92000 | 14.4 | 29.8 | 103000 | 4.1 | 79000 | 2.27 | 1917.5 | Yes
203300880 | Mitsubishi Electric | PURY-EP96TNU-A | Ducted Indoor Units | 92000 | 13.7 | 26.5 | 103000 | 3.94 | 79000 | 2.25 | 1917.5 | Yes
203297431 | Mitsubishi Electric | PURY-EP96TNU-A | Non-Ducted Indoor Units | 92000 | 15.1 | 33.1 | 103000 | 4.26 | 79000 | 2.3 | 1917.5 | Yes
203381061 | Mitsubishi Electric | PURY-EP96YNU-A | Mixed Ducted and Non-Ducted Indoor Units | 92000 | 14.4 | 29.8 | 103000 | 4.1 | 79000 | 2.27 | 1917.5 | Yes
203300881 | Mitsubishi Electric | PURY-EP96YNU-A | Ducted Indoor Units | 92000 | 13.7 | 26.5 | 103000 | 3.94 | 79000 | 2.25 | 1917.5 | Yes
203297432 | Mitsubishi Electric | PURY-EP96YNU-A | Non-Ducted Indoor Units | 92000 | 15.1 | 33.1 | 103000 | 4.26 | 79000 | 2.3 | 1917.5 | Yes
203381058 | Mitsubishi Electric | PURY-HP120TNU-A | Mixed Ducted and Non-Ducted Indoor Units | 114000 | 12.65 | 22.05 | 129000 | 3.81 | 93000 | 2.27 | 2375 | Yes
203297434 | Mitsubishi Electric | PURY-HP120TNU-A | Non-Ducted Indoor Units | 114000 | 13.2 | 24.4 | 129000 | 4.01 | 93000 | 2.3 | 2375 | Yes
203381059 | Mitsubishi Electric | PURY-HP120YNU-A | Mixed Ducted and Non-Ducted Indoor Units | 114000 | 12.65 | 22.05 | 129000 | 3.81 | 93000 | 2.27 | 2375 | Yes
203297436 | Mitsubishi Electric | PURY-HP120YNU-A | Non-Ducted Indoor Units | 114000 | 13.2 | 24.4 | 129000 | 4.01 | 93000 | 2.3 | 2375 | Yes
203381161 | Mitsubishi Electric | PURY-HP72TNU-A | Mixed Ducted and Non-Ducted Indoor Units | 69000 | 12.5 | 23.25 | 76000 | 3.92 | 64000 | 2.28 | 1437.5 | Yes
203297443 | Mitsubishi Electric | PURY-HP72TNU-A | Ducted Indoor Units | 69000 | 11.9 | 20.9 | 76000 | 3.76 | 64000 | 2.27 | 1437.5 | Yes
203297444 | Mitsubishi Electric | PURY-HP72TNU-A | Non-Ducted Indoor Units | 69000 | 13.1 | 25.6 | 76000 | 4.09 | 64000 | 2.3 | 1437.5 | Yes
203381163 | Mitsubishi Electric | PURY-HP72YNU-A | Mixed Ducted and Non-Ducted Indoor Units | 69000 | 12.5 | 23.25 | 76000 | 3.92 | 64000 | 2.28 | 1437.5 | Yes
203297445 | Mitsubishi Electric | PURY-HP72YNU-A | Ducted Indoor Units | 69000 | 11.9 | 20.9 | 76000 | 3.76 | 64000 | 2.27 | 1437.5 | Yes
203297446 | Mitsubishi Electric | PURY-HP72YNU-A | Non-Ducted Indoor Units | 69000 | 13.1 | 25.6 | 76000 | 4.09 | 64000 | 2.3 | 1437.5 | Yes
203381165 | Mitsubishi Electric | PURY-HP96TNU-A | Mixed Ducted and Non-Ducted Indoor Units | 92000 | 13.65 | 23.2 | 103000 | 4.01 | 87000 | 2.28 | 1917.5 | Yes
203297448 | Mitsubishi Electric | PURY-HP96TNU-A | Non-Ducted Indoor Units | 92000 | 14.5 | 26.6 | 103000 | 4.14 | 87000 | 2.3 | 1917.5 | Yes
203381167 | Mitsubishi Electric | PURY-HP96YNU-A | Mixed Ducted and Non-Ducted Indoor Units | 92000 | 13.65 | 23.2 | 103000 | 4.01 | 87000 | 2.28 | 1917.5 | Yes
203297450 | Mitsubishi Electric | PURY-HP96YNU-A | Non-Ducted Indoor Units | 92000 | 14.5 | 26.6 | 103000 | 4.14 | 87000 | 2.3 | 1917.5 | Yes
203381170 | Mitsubishi Electric | PURY-P120TLMU-A | Mixed Ducted and Non-Ducted Indoor Units | 114000 | 13.45 | 21.55 | 129000 | 3.64 | 87000 | 2.26 | 2375 | Yes
203301896 | Mitsubishi Electric | PURY-P120TLMU-A | Non-Ducted Indoor Units | 114000 | 14.1 | 23.6 | 129000 | 3.8 | 87000 | 2.26 | 2375 | Yes
203381171 | Mitsubishi Electric | PURY-P120TNU-A | Mixed Ducted and Non-Ducted Indoor Units | 114000 | 12.65 | 26.05 | 129000 | 3.81 | 87000 | 2.26 | 2375 | Yes
203297453 | Mitsubishi Electric | PURY-P120TNU-A | Ducted Indoor Units | 114000 | 12.1 | 23.3 | 129000 | 3.61 | 87000 | 2.26 | 2375 | Yes
203297454 | Mitsubishi Electric | PURY-P120TNU-A | Non-Ducted Indoor Units | 114000 | 13.2 | 28.8 | 129000 | 4.01 | 87000 | 2.26 | 2375 | Yes
203381174 | Mitsubishi Electric | PURY-P120YLMU-A | Mixed Ducted and Non-Ducted Indoor Units | 114000 | 13.45 | 21.55 | 129000 | 3.64 | 87000 | 2.26 | 2375 | Yes
203301897 | Mitsubishi Electric | PURY-P120YLMU-A | Non-Ducted Indoor Units | 114000 | 14.1 | 23.6 | 129000 | 3.8 | 87000 | 2.26 | 2375 | Yes
203381175 | Mitsubishi Electric | PURY-P120YNU-A | Mixed Ducted and Non-Ducted Indoor Units | 114000 | 12.65 | 26.05 | 129000 | 3.81 | 87000 | 2.26 | 2375 | Yes
203297457 | Mitsubishi Electric | PURY-P120YNU-A | Ducted Indoor Units | 114000 | 12.1 | 23.3 | 129000 | 3.61 | 87000 | 2.26 | 2375 | Yes
203297458 | Mitsubishi Electric | PURY-P120YNU-A | Non-Ducted Indoor Units | 114000 | 13.2 | 28.8 | 129000 | 4.01 | 87000 | 2.26 | 2375 | Yes
203381176 | Mitsubishi Electric | PURY-P120ZKMU-A | Mixed Ducted and Non-Ducted Indoor Units | 114000 | 12.7 | 20.7 | 129000 | 3.43 | 87000 | 2.26 | 2375 | Yes
203301898 | Mitsubishi Electric | PURY-P120ZKMU-A | Non-Ducted Indoor Units | 114000 | 13.2 | 22.3 | 129000 | 3.5 | 87000 | 2.26 | 2375 | Yes
203297462 | Mitsubishi Electric | PURY-P144TNU-A | Ducted Indoor Units | 136000 | 11 | 23.1 | 152000 | 3.43 | 97000 | 2.05 | 2832.5 | Yes
203297467 | Mitsubishi Electric | PURY-P144YNU-A | Ducted Indoor Units | 136000 | 11 | 23.1 | 152000 | 3.43 | 97000 | 2.05 | 2832.5 | Yes
203376883 | Mitsubishi Electric | PUHY-P144TNU-A | Ducted Indoor Units | 136000 | 12.2 | 23.2 | 152000 | 3.57 | 109000 | 2.26 | 2832.5 | Yes
203376872 | Mitsubishi Electric | PUHY-P144YNU-A | Ducted Indoor Units | 136000 | 12.2 | 23.2 | 152000 | 3.57 | 109000 | 2.26 | 2832.5 | Yes
201874171 | Mitsubishi Electric | PUHY-P216ZSKMU-A | Non-Ducted Indoor Units | 206000 | 12.7 | 23.2 | 232000 | 3.56 | 164000 | 2.09 | 4292.5 | Yes
206330146 | Mitsubishi Electric | PURY-EP192TNU-A | Mixed Ducted and Non-Ducted Indoor Units | 182000 | 11.75 | 23.25 | 204000 | 3.55 | 144000 | 2.14 | 3792.5 | Yes
206330147 | Mitsubishi Electric | PURY-EP192YNU-A | Mixed Ducted and Non-Ducted Indoor Units | 182000 | 11.75 | 23.25 | 204000 | 3.55 | 144000 | 2.14 | 3792.5 | Yes
210286824 | Mitsubishi Electric | PUHY-EP216YNU-A | Mixed Ducted and Non-Ducted Indoor Units | 206000 | 11.45 | 23.25 | 232000 | 3.51 | 162000 | 2.21 | 4292.5 | Yes
210286825 | Mitsubishi Electric | PUHY-EP216TNU-A | Mixed Ducted and Non-Ducted Indoor Units | 206000 | 11.45 | 23.25 | 232000 | 3.51 | 162000 | 2.21 | 4292.5 | Yes
203365119 | Mitsubishi Electric | PURY-EP240TSNU-A | Non-Ducted Indoor Units | 216000 | 12.2 | 23.3 | 244000 | 3.58 | 186000 | 2.05 | 4500 | Yes
203365121 | Mitsubishi Electric | PURY-EP240YSNU-A | Non-Ducted Indoor Units | 216000 | 12.2 | 23.3 | 244000 | 3.58 | 186000 | 2.05 | 4500 | Yes
203297505 | Mitsubishi Electric | PURY-P216TSNU-A | Ducted Indoor Units | 206000 | 11.6 | 23.3 | 232000 | 3.49 | 158000 | 2.19 | 4292.5 | Yes
203297511 | Mitsubishi Electric | PURY-P216YSNU-A | Ducted Indoor Units | 206000 | 11.6 | 23.3 | 232000 | 3.49 | 158000 | 2.19 | 4292.5 | Yes
203381230 | Mitsubishi Electric | PURY-P264TSLMU-A | Mixed Ducted and Non-Ducted Indoor Units | 250000 | 12 | 19.85 | 280000 | 3.4 | 184000 | 2.05 | 5207.5 | Yes
203297527 | Mitsubishi Electric | PURY-P264TSLMU-A | Ducted Indoor Units | 250000 | 11.5 | 18.3 | 280000 | 3.34 | 184000 | 2.05 | 5207.5 | Yes
203297528 | Mitsubishi Electric | PURY-P264TSLMU-A | Non-Ducted Indoor Units | 250000 | 12.5 | 21.4 | 280000 | 3.47 | 184000 | 2.05 | 5207.5 | Yes
203381231 | Mitsubishi Electric | PURY-P264TSNU-A | Mixed Ducted and Non-Ducted Indoor Units | 242000 | 11 | 22.5 | 272000 | 3.39 | 184000 | 2.05 | 5042.5 | Yes
203381234 | Mitsubishi Electric | PURY-P264YSLMU-A | Mixed Ducted and Non-Ducted Indoor Units | 250000 | 12 | 19.85 | 280000 | 3.4 | 184000 | 2.05 | 5207.5 | Yes
203297531 | Mitsubishi Electric | PURY-P264YSLMU-A | Ducted Indoor Units | 250000 | 11.5 | 18.3 | 280000 | 3.34 | 184000 | 2.05 | 5207.5 | Yes
203297532 | Mitsubishi Electric | PURY-P264YSLMU-A | Non-Ducted Indoor Units | 250000 | 12.5 | 21.4 | 280000 | 3.47 | 184000 | 2.05 | 5207.5 | Yes
203381235 | Mitsubishi Electric | PURY-P264YSNU-A | Mixed Ducted and Non-Ducted Indoor Units | 242000 | 11 | 22.5 | 272000 | 3.39 | 184000 | 2.05 | 5042.5 | Yes
203381239 | Mitsubishi Electric | PURY-P288TSLMU-A | Mixed Ducted and Non-Ducted Indoor Units | 274000 | 11.75 | 19.75 | 304000 | 3.31 | 194000 | 2.05 | 5707.5 | Yes
203297538 | Mitsubishi Electric | PURY-P288TSLMU-A | Non-Ducted Indoor Units | 274000 | 12.2 | 21.4 | 304000 | 3.36 | 194000 | 2.05 | 5707.5 | Yes
203381240 | Mitsubishi Electric | PURY-P288TSNU-A | Mixed Ducted and Non-Ducted Indoor Units | 266000 | 10.55 | 22.6 | 296000 | 3.32 | 194000 | 2.05 | 5542.5 | Yes
203365174 | Mitsubishi Electric | PURY-P288TSNU-A | Non-Ducted Indoor Units | 260000 | 10.9 | 23.1 | 288000 | 3.44 | 194000 | 2.05 | 5417.5 | Yes
203381243 | Mitsubishi Electric | PURY-P288YSLMU-A | Mixed Ducted and Non-Ducted Indoor Units | 274000 | 11.75 | 19.75 | 304000 | 3.31 | 194000 | 2.05 | 5707.5 | Yes
203297542 | Mitsubishi Electric | PURY-P288YSLMU-A | Non-Ducted Indoor Units | 274000 | 12.2 | 21.4 | 304000 | 3.36 | 194000 | 2.05 | 5707.5 | Yes
203381244 | Mitsubishi Electric | PURY-P288YSNU-A | Mixed Ducted and Non-Ducted Indoor Units | 266000 | 10.55 | 22.6 | 296000 | 3.32 | 194000 | 2.05 | 5542.5 | Yes
203365175 | Mitsubishi Electric | PURY-P288YSNU-A | Non-Ducted Indoor Units | 260000 | 10.9 | 23.1 | 288000 | 3.44 | 194000 | 2.05 | 5417.5 | Yes
203365168 | Mitsubishi Electric | PURY-P312TSNU-A | Non-Ducted Indoor Units | 280000 | 10.2 | 20.3 | 316000 | 3.36 | 216000 | 2.05 | 5832.5 | Yes
203365169 | Mitsubishi Electric | PURY-P312YSNU-A | Non-Ducted Indoor Units | 280000 | 10.2 | 20.3 | 316000 | 3.36 | 216000 | 2.05 | 5832.5 | Yes
203381256 | Mitsubishi Electric | PURY-P72TLMU-A | Mixed Ducted and Non-Ducted Indoor Units | 69000 | 13.4 | 23.5 | 76000 | 3.69 | 56000 | 2.26 | 1437.5 | Yes
203297555 | Mitsubishi Electric | PURY-P72TLMU-A | Non-Ducted Indoor Units | 69000 | 13.3 | 25.1 | 76000 | 3.8 | 56000 | 2.26 | 1437.5 | Yes
203300907 | Mitsubishi Electric | PURY-P72TLMU-A | Ducted Indoor Units | 69000 | 13.5 | 21.9 | 76000 | 3.59 | 56000 | 2.26 | 1437.5 | Yes
203381257 | Mitsubishi Electric | PURY-P72TNU-A | Mixed Ducted and Non-Ducted Indoor Units | 69000 | 13.9 | 26.5 | 76000 | 3.92 | 56000 | 2.26 | 1437.5 | Yes
203297556 | Mitsubishi Electric | PURY-P72TNU-A | Ducted Indoor Units | 69000 | 13.1 | 23.8 | 76000 | 3.76 | 56000 | 2.26 | 1437.5 | Yes
203297557 | Mitsubishi Electric | PURY-P72TNU-A | Non-Ducted Indoor Units | 69000 | 14.7 | 29.2 | 76000 | 4.09 | 56000 | 2.26 | 1437.5 | Yes
203381260 | Mitsubishi Electric | PURY-P72YLMU-A | Mixed Ducted and Non-Ducted Indoor Units | 69000 | 13.4 | 23.5 | 76000 | 3.69 | 56000 | 2.26 | 1437.5 | Yes
203297560 | Mitsubishi Electric | PURY-P72YLMU-A | Ducted Indoor Units | 69000 | 13.5 | 21.9 | 76000 | 3.59 | 56000 | 2.26 | 1437.5 | Yes
203297561 | Mitsubishi Electric | PURY-P72YLMU-A | Non-Ducted Indoor Units | 69000 | 13.3 | 25.1 | 76000 | 3.8 | 56000 | 2.26 | 1437.5 | Yes
203381261 | Mitsubishi Electric | PURY-P72YNU-A | Mixed Ducted and Non-Ducted Indoor Units | 69000 | 13.9 | 26.5 | 76000 | 3.92 | 56000 | 2.26 | 1437.5 | Yes
203297562 | Mitsubishi Electric | PURY-P72YNU-A | Ducted Indoor Units | 69000 | 13.1 | 23.8 | 76000 | 3.76 | 56000 | 2.26 | 1437.5 | Yes
203297563 | Mitsubishi Electric | PURY-P72YNU-A | Non-Ducted Indoor Units | 69000 | 14.7 | 29.2 | 76000 | 4.09 | 56000 | 2.26 | 1437.5 | Yes
203381262 | Mitsubishi Electric | PURY-P72ZKMU-A | Mixed Ducted and Non-Ducted Indoor Units | 69000 | 12.8 | 20.9 | 76000 | 3.54 | 56000 | 2.26 | 1437.5 | Yes
203297564 | Mitsubishi Electric | PURY-P72ZKMU-A | Ducted Indoor Units | 69000 | 12.5 | 20.5 | 76000 | 3.46 | 56000 | 2.26 | 1437.5 | Yes
203297565 | Mitsubishi Electric | PURY-P72ZKMU-A | Non-Ducted Indoor Units | 69000 | 13.1 | 21.3 | 76000 | 3.62 | 56000 | 2.26 | 1437.5 | Yes
203381265 | Mitsubishi Electric | PURY-P96TLMU-A | Mixed Ducted and Non-Ducted Indoor Units | 92000 | 12.35 | 23.85 | 103000 | 3.52 | 71000 | 2.25 | 1917.5 | Yes
203297567 | Mitsubishi Electric | PURY-P96TLMU-A | Non-Ducted Indoor Units | 92000 | 12.7 | 24.5 | 103000 | 3.55 | 71000 | 2.26 | 1917.5 | Yes
203300877 | Mitsubishi Electric | PURY-P96TLMU-A | Ducted Indoor Units | 92000 | 12 | 23.2 | 103000 | 3.49 | 71000 | 2.25 | 1917.5 | Yes
203381266 | Mitsubishi Electric | PURY-P96TNU-A | Mixed Ducted and Non-Ducted Indoor Units | 92000 | 13.65 | 28.7 | 103000 | 4.01 | 71000 | 2.25 | 1917.5 | Yes
203297568 | Mitsubishi Electric | PURY-P96TNU-A | Ducted Indoor Units | 92000 | 12.8 | 25.5 | 103000 | 3.88 | 71000 | 2.25 | 1917.5 | Yes
203297569 | Mitsubishi Electric | PURY-P96TNU-A | Non-Ducted Indoor Units | 92000 | 14.5 | 31.9 | 103000 | 4.14 | 71000 | 2.26 | 1917.5 | Yes
203381269 | Mitsubishi Electric | PURY-P96YLMU-A | Mixed Ducted and Non-Ducted Indoor Units | 92000 | 12.35 | 23.85 | 103000 | 3.52 | 71000 | 2.25 | 1917.5 | Yes
203297571 | Mitsubishi Electric | PURY-P96YLMU-A | Ducted Indoor Units | 92000 | 12 | 23.2 | 103000 | 3.49 | 71000 | 2.25 | 1917.5 | Yes
203297572 | Mitsubishi Electric | PURY-P96YLMU-A | Non-Ducted Indoor Units | 92000 | 12.7 | 24.5 | 103000 | 3.55 | 71000 | 2.26 | 1917.5 | Yes
203381270 | Mitsubishi Electric | PURY-P96YNU-A | Mixed Ducted and Non-Ducted Indoor Units | 92000 | 13.65 | 28.7 | 103000 | 4.01 | 71000 | 2.25 | 1917.5 | Yes
203297573 | Mitsubishi Electric | PURY-P96YNU-A | Ducted Indoor Units | 92000 | 12.8 | 25.5 | 103000 | 3.88 | 71000 | 2.25 | 1917.5 | Yes
203297574 | Mitsubishi Electric | PURY-P96YNU-A | Non-Ducted Indoor Units | 92000 | 14.5 | 31.9 | 103000 | 4.14 | 71000 | 2.26 | 1917.5 | Yes
203381271 | Mitsubishi Electric | PURY-P96ZKMU-A | Mixed Ducted and Non-Ducted Indoor Units | 92000 | 12.1 | 21.2 | 103000 | 3.46 | 71000 | 2.26 | 1917.5 | Yes
203297576 | Mitsubishi Electric | PURY-P96ZKMU-A | Non-Ducted Indoor Units | 92000 | 12.4 | 22.7 | 103000 | 3.46 | 71000 | 2.26 | 1917.5 | Yes
209445576 | Mitsubishi Electric | MXZ-SM72TAM | Non-Ducted Indoor Units | 69000 | 12.3 | 24.2 | 76000 | 4.3 | 56000 | 2.7 | 1437.5 | Yes
209445577 | Mitsubishi Electric | MXZ-SM72TAM | Ducted Indoor Units | 69000 | 12 | 21.5 | 76000 | 4.1 | 56000 | 2.65 | 1437.5 | Yes
209445578 | Mitsubishi Electric | MXZ-SM96TAM | Non-Ducted Indoor Units | 92000 | 12 | 23.4 | 103000 | 4 | 76000 | 2.6 | 1917.5 | Yes
209445579 | Mitsubishi Electric | MXZ-SM96TAM | Ducted Indoor Units | 92000 | 11.8 | 21.2 | 103000 | 3.8 | 76000 | 2.47 | 1917.5 | Yes
209445580 | Mitsubishi Electric | MXZ-SM120TAM | Non-Ducted Indoor Units | 114000 | 11.8 | 24.5 | 129000 | 3.9 | 92000 | 2.5 | 2375 | Yes
209937594 | Mitsubishi Electric | MXZ-SM120TAM | Mixed Ducted and Non-Ducted Indoor Units | 114000 | 11.6 | 22.75 | 129000 | 3.77 | 92000 | 2.43 | 2375 | Yes
209937595 | Mitsubishi Electric | MXZ-SM96TAM | Mixed Ducted and Non-Ducted Indoor Units | 92000 | 11.9 | 22.3 | 103000 | 3.9 | 76000 | 2.53 | 1917.5 | Yes
209937596 | Mitsubishi Electric | MXZ-SM72TAM | Mixed Ducted and Non-Ducted Indoor Units | 69000 | 12.15 | 22.85 | 76000 | 4.2 | 56000 | 2.67 | 1437.5 | Yes
203376884 | Mitsubishi Electric | PUHY-P168TNU-A | Ducted Indoor Units | 160000 | 11.2 | 23.4 | 178000 | 3.59 | 132000 | 2.55 | 3332.5 | Yes
203376873 | Mitsubishi Electric | PUHY-P168YNU-A | Ducted Indoor Units | 160000 | 11.2 | 23.4 | 178000 | 3.59 | 132000 | 2.55 | 3332.5 | Yes
203297415 | Mitsubishi Electric | PURY-EP168TNU-A | Ducted Indoor Units | 160000 | 11.2 | 23.4 | 178000 | 3.3 | 136000 | 2.05 | 3332.5 | Yes
203297417 | Mitsubishi Electric | PURY-EP168YNU-A | Ducted Indoor Units | 160000 | 11.2 | 23.4 | 178000 | 3.3 | 136000 | 2.05 | 3332.5 | Yes
203378307 | Mitsubishi Electric | PUHY-EP240TSNU-A | Non-Ducted Indoor Units | 216000 | 12.5 | 23.5 | 244000 | 3.73 | 232000 | 2.22 | 4500 | Yes
203378306 | Mitsubishi Electric | PUHY-EP240YSNU-A | Non-Ducted Indoor Units | 216000 | 12.5 | 23.5 | 244000 | 3.73 | 232000 | 2.22 | 4500 | Yes
201874153 | Mitsubishi Electric | PUHY-P240TSLMU-A | Non-Ducted Indoor Units | 228000 | 13.1 | 23.5 | 258000 | 3.67 | 182000 | 2.05 | 4750 | Yes
201874154 | Mitsubishi Electric | PUHY-P240YSLMU-A | Non-Ducted Indoor Units | 228000 | 13.1 | 23.5 | 258000 | 3.67 | 182000 | 2.05 | 4750 | Yes
203381062 | Mitsubishi Electric | PURY-EP240TSNU-A | Mixed Ducted and Non-Ducted Indoor Units | 222000 | 11.95 | 23.6 | 250000 | 3.52 | 186000 | 2.07 | 4625 | Yes
203381063 | Mitsubishi Electric | PURY-EP240YSNU-A | Mixed Ducted and Non-Ducted Indoor Units | 222000 | 11.95 | 23.6 | 250000 | 3.52 | 186000 | 2.07 | 4625 | Yes
201874164 | Mitsubishi Electric | PUHY-P192ZSKMU-A | Non-Ducted Indoor Units | 182000 | 13.2 | 23.7 | 204000 | 3.68 | 150000 | 2.17 | 3792.5 | Yes
203365123 | Mitsubishi Electric | PURY-EP264TSNU-A | Non-Ducted Indoor Units | 236000 | 11.9 | 23.7 | 266000 | 3.53 | 202000 | 2.05 | 4917.5 | Yes
203365125 | Mitsubishi Electric | PURY-EP264YSNU-A | Non-Ducted Indoor Units | 236000 | 11.9 | 23.7 | 266000 | 3.53 | 202000 | 2.05 | 4917.5 | Yes
203297476 | Mitsubishi Electric | PURY-P168TSLMU-A | Non-Ducted Indoor Units | 160000 | 12.6 | 23.7 | 178000 | 3.74 | 119000 | 2.34 | 3332.5 | Yes
203297484 | Mitsubishi Electric | PURY-P168YSLMU-A | Non-Ducted Indoor Units | 160000 | 12.6 | 23.7 | 178000 | 3.74 | 119000 | 2.34 | 3332.5 | Yes
203376886 | Mitsubishi Electric | PUHY-P216TSNU-A | Ducted Indoor Units | 206000 | 11.9 | 23.8 | 232000 | 3.57 | 168000 | 2.3 | 4292.5 | Yes
203376875 | Mitsubishi Electric | PUHY-P216YSNU-A | Ducted Indoor Units | 206000 | 11.9 | 23.8 | 232000 | 3.57 | 168000 | 2.3 | 4292.5 | Yes
203301903 | Mitsubishi Electric | PURY-P144TLMU-A | Non-Ducted Indoor Units | 136000 | 14 | 23.8 | 152000 | 3.69 | 97000 | 2.16 | 2832.5 | Yes
203301906 | Mitsubishi Electric | PURY-P144YLMU-A | Non-Ducted Indoor Units | 136000 | 14 | 23.8 | 152000 | 3.69 | 97000 | 2.16 | 2832.5 | Yes
203381085 | Mitsubishi Electric | PUHY-EP240TSNU-A | Mixed Ducted and Non-Ducted Indoor Units | 222000 | 12.4 | 23.85 | 250000 | 3.63 | 232000 | 2.16 | 4625 | Yes
203381086 | Mitsubishi Electric | PUHY-EP240YSNU-A | Mixed Ducted and Non-Ducted Indoor Units | 222000 | 12.4 | 23.85 | 250000 | 3.63 | 232000 | 2.16 | 4625 | Yes
201874144 | Mitsubishi Electric | PUHY-P144ZKMU-A | Non-Ducted Indoor Units | 136000 | 13.1 | 23.9 | 152000 | 3.73 | 109000 | 2.22 | 2832.5 | Yes
203365118 | Mitsubishi Electric | PURY-EP240TSNU-A | Ducted Indoor Units | 228000 | 11.7 | 23.9 | 258000 | 3.46 | 186000 | 2.09 | 4750 | Yes
203365120 | Mitsubishi Electric | PURY-EP240YSNU-A | Ducted Indoor Units | 228000 | 11.7 | 23.9 | 258000 | 3.46 | 186000 | 2.09 | 4750 | Yes
203376907 | Mitsubishi Electric | PUHY-EP168TNU-A | Ducted Indoor Units | 160000 | 11.7 | 24 | 178000 | 3.61 | 138000 | 2.39 | 3332.5 | Yes
203376895 | Mitsubishi Electric | PUHY-EP168YNU-A | Ducted Indoor Units | 160000 | 11.7 | 24 | 178000 | 3.61 | 138000 | 2.39 | 3332.5 | Yes
203297411 | Mitsubishi Electric | PURY-EP144TNU-A | Ducted Indoor Units | 136000 | 11.7 | 24.1 | 152000 | 3.49 | 118000 | 2.05 | 2832.5 | Yes
203297413 | Mitsubishi Electric | PURY-EP144YNU-A | Ducted Indoor Units | 136000 | 11.7 | 24.1 | 152000 | 3.49 | 118000 | 2.05 | 2832.5 | Yes
203376911 | Mitsubishi Electric | PUHY-EP240TSNU-A | Ducted Indoor Units | 228000 | 12.3 | 24.2 | 258000 | 3.54 | 232000 | 2.11 | 4750 | Yes
203376899 | Mitsubishi Electric | PUHY-EP240YSNU-A | Ducted Indoor Units | 228000 | 12.3 | 24.2 | 258000 | 3.54 | 232000 | 2.11 | 4750 | Yes
203297491 | Mitsubishi Electric | PURY-P192TSNU-A | Ducted Indoor Units | 182000 | 11.9 | 24.3 | 204000 | 3.6 | 142000 | 2.19 | 3792.5 | Yes
203297497 | Mitsubishi Electric | PURY-P192YSNU-A | Ducted Indoor Units | 182000 | 11.9 | 24.3 | 204000 | 3.6 | 142000 | 2.19 | 3792.5 | Yes
201874156 | Mitsubishi Electric | PUHY-P192TSLMU-A | Non-Ducted Indoor Units | 182000 | 13.5 | 24.5 | 204000 | 3.7 | 150000 | 2.17 | 3792.5 | Yes
201874160 | Mitsubishi Electric | PUHY-P192YSLMU-A | Non-Ducted Indoor Units | 182000 | 13.5 | 24.5 | 204000 | 3.7 | 150000 | 2.17 | 3792.5 | Yes
201874167 | Mitsubishi Electric | PUHY-P216TSLMU-A | Non-Ducted Indoor Units | 206000 | 13.3 | 24.5 | 232000 | 3.64 | 164000 | 2.09 | 4292.5 | Yes
201874169 | Mitsubishi Electric | PUHY-P216YSLMU-A | Non-Ducted Indoor Units | 206000 | 13.3 | 24.5 | 232000 | 3.64 | 164000 | 2.09 | 4292.5 | Yes
204755748 | Mitsubishi Electric | PURY-HP144TSNU-A | Non-Ducted Indoor Units | 138000 | 12.2 | 24.5 | 152000 | 3.82 | 128000 | 2.14 | 2875 | Yes
204755749 | Mitsubishi Electric | PURY-HP144YSNU-A | Non-Ducted Indoor Units | 138000 | 12.2 | 24.5 | 152000 | 3.82 | 128000 | 2.14 | 2875 | Yes
203376906 | Mitsubishi Electric | PUHY-EP144TNU-A | Ducted Indoor Units | 136000 | 12.4 | 24.6 | 152000 | 3.68 | 134000 | 2.38 | 2832.5 | Yes
203376894 | Mitsubishi Electric | PUHY-EP144YNU-A | Ducted Indoor Units | 136000 | 12.4 | 24.6 | 152000 | 3.68 | 134000 | 2.38 | 2832.5 | Yes
203297423 | Mitsubishi Electric | PURY-EP216TSNU-A | Ducted Indoor Units | 206000 | 12.2 | 24.6 | 232000 | 3.56 | 172000 | 2.09 | 4292.5 | Yes
203297425 | Mitsubishi Electric | PURY-EP216YSNU-A | Ducted Indoor Units | 206000 | 12.2 | 24.6 | 232000 | 3.56 | 172000 | 2.09 | 4292.5 | Yes
201874142 | Mitsubishi Electric | PUHY-P144TLMU-A | Non-Ducted Indoor Units | 136000 | 14 | 24.7 | 152000 | 3.88 | 109000 | 2.22 | 2832.5 | Yes
201874143 | Mitsubishi Electric | PUHY-P144YLMU-A | Non-Ducted Indoor Units | 136000 | 14 | 24.7 | 152000 | 3.88 | 109000 | 2.22 | 2832.5 | Yes
203376910 | Mitsubishi Electric | PUHY-EP216TSNU-A | Ducted Indoor Units | 206000 | 12.7 | 24.8 | 232000 | 3.65 | 196000 | 2.12 | 4292.5 | Yes
203376898 | Mitsubishi Electric | PUHY-EP216YSNU-A | Ducted Indoor Units | 206000 | 12.7 | 24.8 | 232000 | 3.65 | 196000 | 2.12 | 4292.5 | Yes
201874166 | Mitsubishi Electric | PUHY-P168ZSKMU-A | Non-Ducted Indoor Units | 160000 | 13.3 | 24.8 | 178000 | 3.83 | 132000 | 2.19 | 3332.5 | Yes
205563147 | Mitsubishi Electric | PURY-EP216TNU-A | Non-Ducted Indoor Units | 206000 | 11.4 | 24.9 | 232000 | 3.62 | 162000 | 2.15 | 4292.5 | Yes
205563146 | Mitsubishi Electric | PURY-EP216YNU-A | Non-Ducted Indoor Units | 206000 | 11.4 | 24.9 | 232000 | 3.62 | 162000 | 2.15 | 4292.5 | Yes
201874159 | Mitsubishi Electric | PUHY-P168TSLMU-A | Non-Ducted Indoor Units | 160000 | 14 | 25 | 178000 | 3.9 | 132000 | 2.19 | 3332.5 | Yes
201874163 | Mitsubishi Electric | PUHY-P168YSLMU-A | Non-Ducted Indoor Units | 160000 | 14 | 25 | 178000 | 3.9 | 132000 | 2.19 | 3332.5 | Yes
203376885 | Mitsubishi Electric | PUHY-P192TSNU-A | Ducted Indoor Units | 184000 | 12.4 | 25 | 206000 | 3.7 | 152000 | 2.38 | 3832.5 | Yes
203376874 | Mitsubishi Electric | PUHY-P192YSNU-A | Ducted Indoor Units | 184000 | 12.4 | 25 | 206000 | 3.7 | 152000 | 2.38 | 3832.5 | Yes
203301904 | Mitsubishi Electric | PURY-P144TSLMU-A | Non-Ducted Indoor Units | 136000 | 14.2 | 25.2 | 152000 | 4.03 | 97000 | 2.29 | 2832.5 | Yes
203301907 | Mitsubishi Electric | PURY-P144YSLMU-A | Non-Ducted Indoor Units | 136000 | 14.2 | 25.2 | 152000 | 4.03 | 97000 | 2.29 | 2832.5 | Yes
203376909 | Mitsubishi Electric | PUHY-EP192TSNU-A | Ducted Indoor Units | 184000 | 13 | 25.3 | 206000 | 3.75 | 160000 | 2.12 | 3832.5 | Yes
203376897 | Mitsubishi Electric | PUHY-EP192YSNU-A | Ducted Indoor Units | 184000 | 13 | 25.3 | 206000 | 3.75 | 160000 | 2.12 | 3832.5 | Yes
203297419 | Mitsubishi Electric | PURY-EP192TSNU-A | Ducted Indoor Units | 182000 | 12.7 | 25.3 | 204000 | 3.66 | 158000 | 2.09 | 3792.5 | Yes
203297421 | Mitsubishi Electric | PURY-EP192YSNU-A | Ducted Indoor Units | 182000 | 12.7 | 25.3 | 204000 | 3.66 | 158000 | 2.09 | 3792.5 | Yes
203376982 | Mitsubishi Electric | PUHY-HP192TSNU-A | Non-Ducted Indoor Units | 184000 | 14.1 | 25.6 | 206000 | 4.07 | 174000 | 2.4 | 3832.5 | Yes
203376978 | Mitsubishi Electric | PUHY-HP192YSNU-A | Non-Ducted Indoor Units | 184000 | 14.1 | 25.6 | 206000 | 4.07 | 174000 | 2.4 | 3832.5 | Yes
203297439 | Mitsubishi Electric | PURY-HP192TSNU-A | Non-Ducted Indoor Units | 184000 | 13.5 | 25.6 | 206000 | 3.88 | 174000 | 2.15 | 3832.5 | Yes
203297441 | Mitsubishi Electric | PURY-HP192YSNU-A | Non-Ducted Indoor Units | 184000 | 13.5 | 25.6 | 206000 | 3.88 | 174000 | 2.15 | 3832.5 | Yes
203381050 | Mitsubishi Electric | PURY-EP168TNU-A | Mixed Ducted and Non-Ducted Indoor Units | 160000 | 11.55 | 25.7 | 178000 | 3.55 | 136000 | 2.1 | 3332.5 | Yes
203381051 | Mitsubishi Electric | PURY-EP168YNU-A | Mixed Ducted and Non-Ducted Indoor Units | 160000 | 11.55 | 25.7 | 178000 | 3.55 | 136000 | 2.1 | 3332.5 | Yes
203297472 | Mitsubishi Electric | PURY-P168TNU-A | Non-Ducted Indoor Units | 160000 | 11 | 25.8 | 178000 | 3.8 | 119000 | 2.32 | 3332.5 | Yes
203297480 | Mitsubishi Electric | PURY-P168YNU-A | Non-Ducted Indoor Units | 160000 | 11 | 25.8 | 178000 | 3.8 | 119000 | 2.32 | 3332.5 | Yes
203378303 | Mitsubishi Electric | PUHY-HP144TSNU-A | Non-Ducted Indoor Units | 138000 | 12.1 | 25.9 | 152000 | 4.1 | 128000 | 2.34 | 2875 | Yes
203378302 | Mitsubishi Electric | PUHY-HP144YSNU-A | Non-Ducted Indoor Units | 138000 | 12.1 | 25.9 | 152000 | 4.1 | 128000 | 2.34 | 2875 | Yes
203381180 | Mitsubishi Electric | PURY-P144TNU-A | Mixed Ducted and Non-Ducted Indoor Units | 136000 | 11.6 | 25.9 | 152000 | 3.63 | 97000 | 2.1 | 2832.5 | Yes
203381185 | Mitsubishi Electric | PURY-P144YNU-A | Mixed Ducted and Non-Ducted Indoor Units | 136000 | 11.6 | 25.9 | 152000 | 3.63 | 97000 | 2.1 | 2832.5 | Yes
205563151 | Mitsubishi Electric | PUHY-EP216TNU-A | Non-Ducted Indoor Units | 206000 | 11.9 | 26 | 232000 | 3.72 | 162000 | 2.31 | 4292.5 | Yes
205563150 | Mitsubishi Electric | PUHY-EP216YNU-A | Non-Ducted Indoor Units | 206000 | 11.9 | 26 | 232000 | 3.72 | 162000 | 2.31 | 4292.5 | Yes
201874158 | Mitsubishi Electric | PUHY-P144TSLMU-A | Non-Ducted Indoor Units | 136000 | 14.6 | 26 | 152000 | 4.1 | 109000 | 2.13 | 2832.5 | Yes
201874162 | Mitsubishi Electric | PUHY-P144YSLMU-A | Non-Ducted Indoor Units | 136000 | 14.6 | 26 | 152000 | 4.1 | 109000 | 2.13 | 2832.5 | Yes
203381213 | Mitsubishi Electric | PURY-P216TSNU-A | Mixed Ducted and Non-Ducted Indoor Units | 206000 | 12.3 | 26.25 | 232000 | 3.65 | 158000 | 2.14 | 4292.5 | Yes
203381217 | Mitsubishi Electric | PURY-P216YSNU-A | Mixed Ducted and Non-Ducted Indoor Units | 206000 | 12.3 | 26.25 | 232000 | 3.65 | 158000 | 2.14 | 4292.5 | Yes
203381121 | Mitsubishi Electric | PUHY-P144TNU-A | Mixed Ducted and Non-Ducted Indoor Units | 136000 | 12.4 | 26.4 | 152000 | 3.73 | 109000 | 2.45 | 2832.5 | Yes
203381122 | Mitsubishi Electric | PUHY-P144YNU-A | Mixed Ducted and Non-Ducted Indoor Units | 136000 | 12.4 | 26.4 | 152000 | 3.73 | 109000 | 2.45 | 2832.5 | Yes
205563143 | Mitsubishi Electric | PURY-EP192TNU-A | Non-Ducted Indoor Units | 183000 | 12.2 | 26.5 | 204000 | 3.76 | 144000 | 2.2 | 3812.5 | Yes
205563142 | Mitsubishi Electric | PURY-EP192YNU-A | Non-Ducted Indoor Units | 183000 | 12.2 | 26.5 | 204000 | 3.76 | 144000 | 2.2 | 3812.5 | Yes
203381079 | Mitsubishi Electric | PUHY-EP192TNU-A | Mixed Ducted and Non-Ducted Indoor Units | 182000 | 11.2 | 26.55 | 204000 | 3.77 | 144000 | 2.5 | 3792.5 | Yes
203381081 | Mitsubishi Electric | PUHY-EP192YNU-A | Mixed Ducted and Non-Ducted Indoor Units | 182000 | 11.2 | 26.55 | 204000 | 3.77 | 144000 | 2.5 | 3792.5 | Yes
203381123 | Mitsubishi Electric | PUHY-P168TNU-A | Mixed Ducted and Non-Ducted Indoor Units | 160000 | 11.45 | 26.6 | 178000 | 3.8 | 132000 | 2.64 | 3332.5 | Yes
203381124 | Mitsubishi Electric | PUHY-P168YNU-A | Mixed Ducted and Non-Ducted Indoor Units | 160000 | 11.45 | 26.6 | 178000 | 3.8 | 132000 | 2.64 | 3332.5 | Yes
203381127 | Mitsubishi Electric | PUHY-P216TSNU-A | Mixed Ducted and Non-Ducted Indoor Units | 206000 | 12.45 | 26.65 | 232000 | 3.75 | 168000 | 2.41 | 4292.5 | Yes
203381128 | Mitsubishi Electric | PUHY-P216YSNU-A | Mixed Ducted and Non-Ducted Indoor Units | 206000 | 12.45 | 26.65 | 232000 | 3.75 | 168000 | 2.41 | 4292.5 | Yes
203381048 | Mitsubishi Electric | PURY-EP144TNU-A | Mixed Ducted and Non-Ducted Indoor Units | 136000 | 12.3 | 26.9 | 152000 | 3.67 | 118000 | 2.1 | 2832.5 | Yes
203381049 | Mitsubishi Electric | PURY-EP144YNU-A | Mixed Ducted and Non-Ducted Indoor Units | 136000 | 12.3 | 26.9 | 152000 | 3.67 | 118000 | 2.1 | 2832.5 | Yes
203381075 | Mitsubishi Electric | PUHY-EP144TNU-A | Mixed Ducted and Non-Ducted Indoor Units | 136000 | 12.9 | 27.5 | 152000 | 3.84 | 134000 | 2.49 | 2832.5 | Yes
203381076 | Mitsubishi Electric | PUHY-EP144YNU-A | Mixed Ducted and Non-Ducted Indoor Units | 136000 | 12.9 | 27.5 | 152000 | 3.84 | 134000 | 2.49 | 2832.5 | Yes
203381054 | Mitsubishi Electric | PURY-EP216TSNU-A | Mixed Ducted and Non-Ducted Indoor Units | 206000 | 12.85 | 27.5 | 232000 | 3.72 | 172000 | 2.12 | 4292.5 | Yes
203381055 | Mitsubishi Electric | PURY-EP216YSNU-A | Mixed Ducted and Non-Ducted Indoor Units | 206000 | 12.85 | 27.5 | 232000 | 3.72 | 172000 | 2.12 | 4292.5 | Yes
203381204 | Mitsubishi Electric | PURY-P192TSNU-A | Mixed Ducted and Non-Ducted Indoor Units | 182000 | 12.7 | 27.5 | 204000 | 3.74 | 142000 | 2.17 | 3792.5 | Yes
203381208 | Mitsubishi Electric | PURY-P192YSNU-A | Mixed Ducted and Non-Ducted Indoor Units | 182000 | 12.7 | 27.5 | 204000 | 3.74 | 142000 | 2.17 | 3792.5 | Yes
203381077 | Mitsubishi Electric | PUHY-EP168TNU-A | Mixed Ducted and Non-Ducted Indoor Units | 160000 | 12.05 | 27.6 | 178000 | 3.86 | 138000 | 2.5 | 3332.5 | Yes
203381078 | Mitsubishi Electric | PUHY-EP168YNU-A | Mixed Ducted and Non-Ducted Indoor Units | 160000 | 12.05 | 27.6 | 178000 | 3.86 | 138000 | 2.5 | 3332.5 | Yes
203381083 | Mitsubishi Electric | PUHY-EP216TSNU-A | Mixed Ducted and Non-Ducted Indoor Units | 206000 | 13.25 | 27.95 | 232000 | 3.84 | 196000 | 2.21 | 4292.5 | Yes
203381084 | Mitsubishi Electric | PUHY-EP216YSNU-A | Mixed Ducted and Non-Ducted Indoor Units | 206000 | 13.25 | 27.95 | 232000 | 3.84 | 196000 | 2.21 | 4292.5 | Yes
203297416 | Mitsubishi Electric | PURY-EP168TNU-A | Non-Ducted Indoor Units | 160000 | 11.9 | 28 | 178000 | 3.8 | 136000 | 2.15 | 3332.5 | Yes
203297418 | Mitsubishi Electric | PURY-EP168YNU-A | Non-Ducted Indoor Units | 160000 | 11.9 | 28 | 178000 | 3.8 | 136000 | 2.15 | 3332.5 | Yes
203381125 | Mitsubishi Electric | PUHY-P192TSNU-A | Mixed Ducted and Non-Ducted Indoor Units | 184000 | 13 | 28.15 | 206000 | 3.88 | 152000 | 2.51 | 3832.5 | Yes
203381126 | Mitsubishi Electric | PUHY-P192YSNU-A | Mixed Ducted and Non-Ducted Indoor Units | 184000 | 13 | 28.15 | 206000 | 3.88 | 152000 | 2.51 | 3832.5 | Yes
203381052 | Mitsubishi Electric | PURY-EP192TSNU-A | Mixed Ducted and Non-Ducted Indoor Units | 182000 | 13.4 | 28.55 | 204000 | 3.82 | 158000 | 2.12 | 3792.5 | Yes
203381053 | Mitsubishi Electric | PURY-EP192YSNU-A | Mixed Ducted and Non-Ducted Indoor Units | 182000 | 13.4 | 28.55 | 204000 | 3.82 | 158000 | 2.12 | 3792.5 | Yes
203297463 | Mitsubishi Electric | PURY-P144TNU-A | Non-Ducted Indoor Units | 136000 | 12.2 | 28.7 | 152000 | 3.84 | 97000 | 2.16 | 2832.5 | Yes
203297468 | Mitsubishi Electric | PURY-P144YNU-A | Non-Ducted Indoor Units | 136000 | 12.2 | 28.7 | 152000 | 3.84 | 97000 | 2.16 | 2832.5 | Yes
203381080 | Mitsubishi Electric | PUHY-EP192TSNU-A | Mixed Ducted and Non-Ducted Indoor Units | 184000 | 13.65 | 28.95 | 206000 | 3.93 | 160000 | 2.19 | 3832.5 | Yes
203381082 | Mitsubishi Electric | PUHY-EP192YSNU-A | Mixed Ducted and Non-Ducted Indoor Units | 184000 | 13.65 | 28.95 | 206000 | 3.93 | 160000 | 2.19 | 3832.5 | Yes
203297506 | Mitsubishi Electric | PURY-P216TSNU-A | Non-Ducted Indoor Units | 206000 | 13 | 29.2 | 232000 | 3.82 | 158000 | 2.09 | 4292.5 | Yes
203297512 | Mitsubishi Electric | PURY-P216YSNU-A | Non-Ducted Indoor Units | 206000 | 13 | 29.2 | 232000 | 3.82 | 158000 | 2.09 | 4292.5 | Yes
203376985 | Mitsubishi Electric | PUHY-P216TSNU-A | Non-Ducted Indoor Units | 206000 | 13 | 29.5 | 232000 | 3.93 | 168000 | 2.53 | 4292.5 | Yes
203376983 | Mitsubishi Electric | PUHY-P216YSNU-A | Non-Ducted Indoor Units | 206000 | 13 | 29.5 | 232000 | 3.93 | 168000 | 2.53 | 4292.5 | Yes
203378435 | Mitsubishi Electric | PUHY-P144TNU-A | Non-Ducted Indoor Units | 136000 | 12.6 | 29.6 | 152000 | 3.9 | 109000 | 2.64 | 2832.5 | Yes
203378433 | Mitsubishi Electric | PUHY-P144YNU-A | Non-Ducted Indoor Units | 136000 | 12.6 | 29.6 | 152000 | 3.9 | 109000 | 2.64 | 2832.5 | Yes
203297412 | Mitsubishi Electric | PURY-EP144TNU-A | Non-Ducted Indoor Units | 136000 | 12.9 | 29.7 | 152000 | 3.86 | 118000 | 2.15 | 2832.5 | Yes
203297414 | Mitsubishi Electric | PURY-EP144YNU-A | Non-Ducted Indoor Units | 136000 | 12.9 | 29.7 | 152000 | 3.86 | 118000 | 2.15 | 2832.5 | Yes
203378436 | Mitsubishi Electric | PUHY-P168TNU-A | Non-Ducted Indoor Units | 160000 | 11.7 | 29.8 | 178000 | 4.02 | 132000 | 2.74 | 3332.5 | Yes
203378434 | Mitsubishi Electric | PUHY-P168YNU-A | Non-Ducted Indoor Units | 160000 | 11.7 | 29.8 | 178000 | 4.02 | 132000 | 2.74 | 3332.5 | Yes
203376971 | Mitsubishi Electric | PUHY-EP192TNU-A | Non-Ducted Indoor Units | 182000 | 11.7 | 30 | 204000 | 4.04 | 144000 | 2.6 | 3792.5 | Yes
203376962 | Mitsubishi Electric | PUHY-EP192YNU-A | Non-Ducted Indoor Units | 182000 | 11.7 | 30 | 204000 | 4.04 | 144000 | 2.6 | 3792.5 | Yes
203376969 | Mitsubishi Electric | PUHY-EP144TNU-A | Non-Ducted Indoor Units | 136000 | 13.4 | 30.4 | 152000 | 4.01 | 134000 | 2.61 | 2832.5 | Yes
203376960 | Mitsubishi Electric | PUHY-EP144YNU-A | Non-Ducted Indoor Units | 136000 | 13.4 | 30.4 | 152000 | 4.01 | 134000 | 2.61 | 2832.5 | Yes
203297424 | Mitsubishi Electric | PURY-EP216TSNU-A | Non-Ducted Indoor Units | 206000 | 13.5 | 30.4 | 232000 | 3.89 | 172000 | 2.15 | 4292.5 | Yes
203297426 | Mitsubishi Electric | PURY-EP216YSNU-A | Non-Ducted Indoor Units | 206000 | 13.5 | 30.4 | 232000 | 3.89 | 172000 | 2.15 | 4292.5 | Yes
203297492 | Mitsubishi Electric | PURY-P192TSNU-A | Non-Ducted Indoor Units | 182000 | 13.5 | 30.7 | 204000 | 3.88 | 142000 | 2.16 | 3792.5 | Yes
203297498 | Mitsubishi Electric | PURY-P192YSNU-A | Non-Ducted Indoor Units | 182000 | 13.5 | 30.7 | 204000 | 3.88 | 142000 | 2.16 | 3792.5 | Yes
203376989 | Mitsubishi Electric | PUHY-EP216TSNU-A | Non-Ducted Indoor Units | 206000 | 13.8 | 31.1 | 232000 | 4.03 | 196000 | 2.31 | 4292.5 | Yes
203376987 | Mitsubishi Electric | PUHY-EP216YSNU-A | Non-Ducted Indoor Units | 206000 | 13.8 | 31.1 | 232000 | 4.03 | 196000 | 2.31 | 4292.5 | Yes
203376970 | Mitsubishi Electric | PUHY-EP168TNU-A | Non-Ducted Indoor Units | 160000 | 12.4 | 31.2 | 178000 | 4.11 | 138000 | 2.61 | 3332.5 | Yes
203376961 | Mitsubishi Electric | PUHY-EP168YNU-A | Non-Ducted Indoor Units | 160000 | 12.4 | 31.2 | 178000 | 4.11 | 138000 | 2.61 | 3332.5 | Yes
203376954 | Mitsubishi Electric | PUHY-P192TSNU-A | Non-Ducted Indoor Units | 184000 | 13.6 | 31.3 | 206000 | 4.06 | 152000 | 2.64 | 3832.5 | Yes
203376948 | Mitsubishi Electric | PUHY-P192YSNU-A | Non-Ducted Indoor Units | 184000 | 13.6 | 31.3 | 206000 | 4.06 | 152000 | 2.64 | 3832.5 | Yes
203297420 | Mitsubishi Electric | PURY-EP192TSNU-A | Non-Ducted Indoor Units | 182000 | 14.1 | 31.8 | 204000 | 3.99 | 158000 | 2.15 | 3792.5 | Yes
203297422 | Mitsubishi Electric | PURY-EP192YSNU-A | Non-Ducted Indoor Units | 182000 | 14.1 | 31.8 | 204000 | 3.99 | 158000 | 2.15 | 3792.5 | Yes
203376972 | Mitsubishi Electric | PUHY-EP192TSNU-A | Non-Ducted Indoor Units | 184000 | 14.3 | 32.6 | 206000 | 4.11 | 160000 | 2.27 | 3832.5 | Yes
203376963 | Mitsubishi Electric | PUHY-EP192YSNU-A | Non-Ducted Indoor Units | 184000 | 14.3 | 32.6 | 206000 | 4.11 | 160000 | 2.27 | 3832.5 | Yes
10093968 | PANASONIC | WU-240ME2U94 | Ducted Indoor Units | 228000 | 11.5 | 19 | 258000 | 3.4 | 150000 | 2.5 | 4750 | Yes
7551810 | PANASONIC | WU-240ME2U9 | Ducted Indoor Units | 228000 | 11.5 | 19.6 | 258000 | 3.4 | 150000 | 2.57 | 4750 | Yes
7160460 | PANASONIC | WU-192ME2U9 | Mixed Ducted and Non-Ducted Indoor Units | 188000 | 11.25 | 20.4 | 206000 | 3.32 | 134000 | 2.44 | 3917.5 | Yes
10096661 | PANASONIC | WU-240ME2U94 | Non-Ducted Indoor Units | 228000 | 11.1 | 21.1 | 246000 | 3.3 | 150000 | 2.4 | 4750 | Yes
7160459 | PANASONIC | WU-168ME2U9 | Mixed Ducted and Non-Ducted Indoor Units | 164000 | 11.55 | 21.5 | 180000 | 3.31 | 119000 | 2.46 | 3417.5 | Yes
7160462 | PANASONIC | WU-240ME2U9 | Mixed Ducted and Non-Ducted Indoor Units | 228000 | 11.7 | 21.75 | 252000 | 3.3 | 150000 | 2.47 | 4750 | Yes
7160457 | PANASONIC | U-120ME2U9 | Mixed Ducted and Non-Ducted Indoor Units | 120000 | 12.4 | 22.85 | 129000 | 3.92 | 75000 | 2.63 | 2500 | Yes
8779041 | PANASONIC | U-120MF2U9 | Non-Ducted Indoor Units | 114000 | 11.7 | 27.4 | 129000 | 3.81 | 95000 | 2.51 | 2375 | Yes
8779054 | PANASONIC | U-120MF2U9 | Mixed Ducted and Non-Ducted Indoor Units | 117000 | 11.55 | 24.3 | 129000 | 3.76 | 95000 | 2.53 | 2437.5 | Yes
10099434 | PANASONIC | U-120MF2U94 | Non-Ducted Indoor Units | 114000 | 11.7 | 26.9 | 129000 | 3.83 | 95000 | 2.52 | 2375 | Yes
7159058 | PANASONIC | U-72ME2U9 | Non-Ducted Indoor Units | 72000 | 14.6 | 29.4 | 77000 | 4.36 | 52000 | 2.89 | 1500 | Yes
9088454 | PANASONIC | U-72ME2U9 | Mixed Ducted and Non-Ducted Indoor Units | 72000 | 13.25 | 24.25 | 77000 | 4.08 | 52000 | 2.85 | 1500 | Yes
10096654 | PANASONIC | U-72ME2U94 | Non-Ducted Indoor Units | 72000 | 14.6 | 29.4 | 77000 | 4.36 | 52000 | 2.89 | 1500 | Yes
8779039 | PANASONIC | U-72MF2U9 | Non-Ducted Indoor Units | 69000 | 13.7 | 28.5 | 77000 | 4.21 | 61000 | 2.65 | 1437.5 | Yes
8779052 | PANASONIC | U-72MF2U9 | Mixed Ducted and Non-Ducted Indoor Units | 70000 | 13.35 | 24.75 | 77000 | 3.96 | 58500 | 2.7 | 1457.5 | Yes
10099431 | PANASONIC | U-72MF2U94 | Non-Ducted Indoor Units | 69000 | 13.7 | 27.5 | 77000 | 4.22 | 61000 | 2.65 | 1437.5 | Yes
7160225 | PANASONIC | U-96ME2U9 | Mixed Ducted and Non-Ducted Indoor Units | 94000 | 12 | 22.3 | 103000 | 3.82 | 67000 | 2.71 | 1957.5 | Yes
8859151 | PANASONIC | U-96ME2U9 | Non-Ducted Indoor Units | 96000 | 14 | 28.5 | 103000 | 4.29 | 67000 | 2.88 | 2000 | Yes
10096655 | PANASONIC | U-96ME2U94 | Non-Ducted Indoor Units | 96000 | 14 | 28.5 | 103000 | 4.29 | 67000 | 2.88 | 2000 | Yes
8779040 | PANASONIC | U-96MF2U9 | Non-Ducted Indoor Units | 90000 | 12.3 | 27.9 | 103000 | 3.81 | 64000 | 2.72 | 1875 | Yes
8779053 | PANASONIC | U-96MF2U9 | Mixed Ducted and Non-Ducted Indoor Units | 93000 | 11.6 | 24.85 | 103000 | 3.6 | 67000 | 2.6 | 1937.5 | Yes
10099432 | PANASONIC | U-96MF2U94 | Non-Ducted Indoor Units | 90000 | 12.3 | 26.7 | 103000 | 3.8 | 64000 | 2.72 | 1875 | Yes
7160223 | PANASONIC | WU-360ME2U9 | Ducted Indoor Units | 342000 | 10.9 | 20.3 | 386000 | 3.59 | 226000 | 2.6 | 7125 | Yes
10096117 | PANASONIC | WU-360ME2U94 | Ducted Indoor Units | 342000 | 10.6 | 20 | 386000 | 3.5 | 226000 | 2.6 | 7125 | Yes
5733046 | SAMSUNG | AM168FXVAJH | Ducted Indoor Units | 160000 | 11.3 | 20.5 | 180000 | 3.44 | 118000 | 2.43 | 3332.5 | Yes
5733050 | SAMSUNG | AM168FXVAJR | Ducted Indoor Units | 160000 | 11.3 | 20.5 | 180000 | 3.44 | 118000 | 2.43 | 3332.5 | Yes
204442716 | SAMSUNG | AM192HXVAFH | Non-Ducted Indoor Units | 184000 | 11.1 | 20.5 | 206000 | 3.61 | 134000 | 2.53 | 3832.5 | Yes
204442747 | SAMSUNG | AM192HXVAFR | Non-Ducted Indoor Units | 184000 | 11.1 | 20.5 | 206000 | 3.61 | 134000 | 2.53 | 3832.5 | Yes
204442731 | SAMSUNG | AM192HXVAJH | Non-Ducted Indoor Units | 184000 | 11.1 | 20.5 | 206000 | 3.61 | 134000 | 2.53 | 3832.5 | Yes
204442762 | SAMSUNG | AM192HXVAJR | Non-Ducted Indoor Units | 184000 | 11.1 | 20.5 | 206000 | 3.61 | 134000 | 2.53 | 3832.5 | Yes
5733045 | SAMSUNG | AM168FXVAFH | Ducted Indoor Units | 160000 | 11.4 | 20.8 | 180000 | 3.46 | 118000 | 2.43 | 3332.5 | Yes
5733049 | SAMSUNG | AM168FXVAFR | Ducted Indoor Units | 160000 | 11.4 | 20.8 | 180000 | 3.46 | 118000 | 2.43 | 3332.5 | Yes
206799473 | SAMSUNG | AM240KXVTFH | Ducted Indoor Units | 228000 | 11.4 | 21 | 258000 | 3.53 | 258000 | 2.15 | 4750 | Yes
204572287 | SAMSUNG | AM240KXVTFH | Ducted Indoor Units | 228000 | 11.4 | 21 | 258000 | 3.53 | 258000 | 2.15 | 4750 | Yes
206799474 | SAMSUNG | AM240KXVTFR | Ducted Indoor Units | 228000 | 11.4 | 21 | 258000 | 3.53 | 258000 | 2.15 | 4750 | Yes
204572303 | SAMSUNG | AM240KXVTFR | Ducted Indoor Units | 228000 | 11.4 | 21 | 258000 | 3.53 | 258000 | 2.15 | 4750 | Yes
206799475 | SAMSUNG | AM240KXVTJH | Ducted Indoor Units | 228000 | 11.4 | 21 | 258000 | 3.53 | 258000 | 2.15 | 4750 | Yes
204572295 | SAMSUNG | AM240KXVTJH | Ducted Indoor Units | 228000 | 11.4 | 21 | 258000 | 3.53 | 258000 | 2.15 | 4750 | Yes
206799476 | SAMSUNG | AM240KXVTJR | Ducted Indoor Units | 228000 | 11.4 | 21 | 258000 | 3.53 | 258000 | 2.15 | 4750 | Yes
204572311 | SAMSUNG | AM240KXVTJR | Ducted Indoor Units | 228000 | 11.4 | 21 | 258000 | 3.53 | 258000 | 2.15 | 4750 | Yes
209842187 | SAMSUNG | AM144BXVTFR | Ducted Indoor Units | 138000 | 12.3 | 21.1 | 154000 | 3.89 | 154000 | 2.34 | 2875 | Yes
209842405 | SAMSUNG | AM144BXVTFH | Ducted Indoor Units | 138000 | 12.3 | 21.1 | 154000 | 3.89 | 154000 | 2.34 | 2875 | Yes
209842425 | SAMSUNG | AM144BXVTJH | Ducted Indoor Units | 138000 | 12.3 | 21.1 | 154000 | 3.89 | 154000 | 2.34 | 2875 | Yes
209842445 | SAMSUNG | AM144BXVTJR | Ducted Indoor Units | 138000 | 12.3 | 21.1 | 154000 | 3.89 | 154000 | 2.34 | 2875 | Yes
206799465 | SAMSUNG | AM216KXVTFH | Ducted Indoor Units | 206000 | 11.3 | 21.4 | 230000 | 3.55 | 230000 | 2.15 | 4292.5 | Yes
204572286 | SAMSUNG | AM216KXVTFH | Ducted Indoor Units | 206000 | 11.3 | 21.4 | 230000 | 3.55 | 230000 | 2.15 | 4292.5 | Yes
206799466 | SAMSUNG | AM216KXVTFR | Ducted Indoor Units | 206000 | 11.3 | 21.4 | 230000 | 3.55 | 230000 | 2.15 | 4292.5 | Yes
204572302 | SAMSUNG | AM216KXVTFR | Ducted Indoor Units | 206000 | 11.3 | 21.4 | 230000 | 3.55 | 230000 | 2.15 | 4292.5 | Yes
206799467 | SAMSUNG | AM216KXVTJH | Ducted Indoor Units | 206000 | 11.3 | 21.4 | 230000 | 3.55 | 230000 | 2.15 | 4292.5 | Yes
204572294 | SAMSUNG | AM216KXVTJH | Ducted Indoor Units | 206000 | 11.3 | 21.4 | 230000 | 3.55 | 230000 | 2.15 | 4292.5 | Yes
206799468 | SAMSUNG | AM216KXVTJR | Ducted Indoor Units | 206000 | 11.3 | 21.4 | 230000 | 3.55 | 230000 | 2.15 | 4292.5 | Yes
204572310 | SAMSUNG | AM216KXVTJR | Ducted Indoor Units | 206000 | 11.3 | 21.4 | 230000 | 3.55 | 230000 | 2.15 | 4292.5 | Yes
5733071 | SAMSUNG | AM240FXVAFH | Non-Ducted Indoor Units | 228000 | 11.1 | 21.8 | 258000 | 3.65 | 168000 | 2.54 | 4750 | Yes
5733075 | SAMSUNG | AM240FXVAFR | Non-Ducted Indoor Units | 228000 | 11.1 | 21.8 | 258000 | 3.65 | 168000 | 2.54 | 4750 | Yes
207385924 | SAMSUNG | AM144FXVAFR | Mixed Ducted and Non-Ducted Indoor Units | 138000 | 11.15 | 22.45 | 154000 | 3.62 | 100000 | 2.54 | 2875 | Yes
206799455 | SAMSUNG | AM192KXVTFH | Ducted Indoor Units | 184000 | 11.5 | 22.5 | 206000 | 3.55 | 206000 | 2.25 | 3832.5 | Yes
204572285 | SAMSUNG | AM192KXVTFH | Ducted Indoor Units | 184000 | 11.5 | 22.5 | 206000 | 3.55 | 206000 | 2.25 | 3832.5 | Yes
206799456 | SAMSUNG | AM192KXVTFR | Ducted Indoor Units | 184000 | 11.5 | 22.5 | 206000 | 3.55 | 206000 | 2.25 | 3832.5 | Yes
204572301 | SAMSUNG | AM192KXVTFR | Ducted Indoor Units | 184000 | 11.5 | 22.5 | 206000 | 3.55 | 206000 | 2.25 | 3832.5 | Yes
206799457 | SAMSUNG | AM192KXVTJH | Ducted Indoor Units | 184000 | 11.5 | 22.5 | 206000 | 3.55 | 206000 | 2.25 | 3832.5 | Yes
204572293 | SAMSUNG | AM192KXVTJH | Ducted Indoor Units | 184000 | 11.5 | 22.5 | 206000 | 3.55 | 206000 | 2.25 | 3832.5 | Yes
206799458 | SAMSUNG | AM192KXVTJR | Ducted Indoor Units | 184000 | 11.5 | 22.5 | 206000 | 3.55 | 206000 | 2.25 | 3832.5 | Yes
204572309 | SAMSUNG | AM192KXVTJR | Ducted Indoor Units | 184000 | 11.5 | 22.5 | 206000 | 3.55 | 206000 | 2.25 | 3832.5 | Yes
206799447 | SAMSUNG | AM168KXVTFH | Ducted Indoor Units | 160000 | 11.5 | 22.7 | 180000 | 3.6 | 180000 | 2.25 | 3332.5 | Yes
205000527 | SAMSUNG | AM168KXVTFH | Ducted Indoor Units | 160000 | 11.5 | 22.7 | 180000 | 3.6 | 180000 | 2.25 | 3332.5 | Yes
206799448 | SAMSUNG | AM168KXVTFR | Ducted Indoor Units | 160000 | 11.5 | 22.7 | 180000 | 3.6 | 180000 | 2.25 | 3332.5 | Yes
205000507 | SAMSUNG | AM168KXVTFR | Ducted Indoor Units | 160000 | 11.5 | 22.7 | 180000 | 3.6 | 180000 | 2.25 | 3332.5 | Yes
206799449 | SAMSUNG | AM168KXVTJH | Ducted Indoor Units | 160000 | 11.5 | 22.7 | 180000 | 3.6 | 180000 | 2.25 | 3332.5 | Yes
205000528 | SAMSUNG | AM168KXVTJH | Ducted Indoor Units | 160000 | 11.5 | 22.7 | 180000 | 3.6 | 180000 | 2.25 | 3332.5 | Yes
206799450 | SAMSUNG | AM168KXVTJR | Ducted Indoor Units | 160000 | 11.5 | 22.7 | 180000 | 3.6 | 180000 | 2.25 | 3332.5 | Yes
205000529 | SAMSUNG | AM168KXVTJR | Ducted Indoor Units | 160000 | 11.5 | 22.7 | 180000 | 3.6 | 180000 | 2.25 | 3332.5 | Yes
206799439 | SAMSUNG | AM144KXVTFH | Ducted Indoor Units | 138000 | 11.4 | 23 | 154000 | 3.6 | 154000 | 2.3 | 2875 | Yes
206799440 | SAMSUNG | AM144KXVTFR | Ducted Indoor Units | 138000 | 11.4 | 23 | 154000 | 3.6 | 154000 | 2.3 | 2875 | Yes
206799441 | SAMSUNG | AM144KXVTJH | Ducted Indoor Units | 138000 | 11.4 | 23 | 154000 | 3.6 | 154000 | 2.3 | 2875 | Yes
206799442 | SAMSUNG | AM144KXVTJR | Ducted Indoor Units | 138000 | 11.4 | 23 | 154000 | 3.6 | 154000 | 2.3 | 2875 | Yes
207827244 | SAMSUNG | AM072BXVGFH | Mixed Ducted and Non-Ducted Indoor Units | 69000 | 12.52 | 29.4 | 77000 | 3.95 | 51000 | 2.61 | 1437.5 | Yes
207825939 | SAMSUNG | AM072BXVGFH | Ducted Indoor Units | 69000 | 11.5 | 24.2 | 77000 | 3.8 | 51000 | 2.55 | 1437.5 | Yes
207825948 | SAMSUNG | AM072BXVGFH | Non-Ducted Indoor Units | 69000 | 13.55 | 34.6 | 77000 | 4.11 | 51000 | 2.68 | 1437.5 | Yes
207827235 | SAMSUNG | AM072BXVGFR | Mixed Ducted and Non-Ducted Indoor Units | 69000 | 12.52 | 29.4 | 77000 | 3.95 | 51000 | 2.61 | 1437.5 | Yes
207825919 | SAMSUNG | AM072BXVGFR | Ducted Indoor Units | 69000 | 11.5 | 24.2 | 77000 | 3.8 | 51000 | 2.55 | 1437.5 | Yes
207825928 | SAMSUNG | AM072BXVGFR | Non-Ducted Indoor Units | 69000 | 13.55 | 34.6 | 77000 | 4.11 | 51000 | 2.68 | 1437.5 | Yes
207827253 | SAMSUNG | AM072BXVGJH | Mixed Ducted and Non-Ducted Indoor Units | 69000 | 12.52 | 29.4 | 77000 | 3.95 | 51000 | 2.61 | 1437.5 | Yes
207825959 | SAMSUNG | AM072BXVGJH | Ducted Indoor Units | 69000 | 11.5 | 24.2 | 77000 | 3.8 | 51000 | 2.55 | 1437.5 | Yes
207825968 | SAMSUNG | AM072BXVGJH | Non-Ducted Indoor Units | 69000 | 13.55 | 34.6 | 77000 | 4.11 | 51000 | 2.68 | 1437.5 | Yes
207825979 | SAMSUNG | AM072BXVGJR | Ducted Indoor Units | 69000 | 11.5 | 24.2 | 77000 | 3.8 | 51000 | 2.55 | 1437.5 | Yes
207825988 | SAMSUNG | AM072BXVGJR | Non-Ducted Indoor Units | 69000 | 13.55 | 34.6 | 77000 | 4.11 | 51000 | 2.68 | 1437.5 | Yes
207827262 | SAMSUNG | AM072BXVGJR | Mixed Ducted and Non-Ducted Indoor Units | 69000 | 12.52 | 29.4 | 77000 | 3.95 | 51000 | 2.61 | 1437.5 | Yes
204442713 | SAMSUNG | AM072FXVAFH | Non-Ducted Indoor Units | 69000 | 13 | 29.7 | 77000 | 3.71 | 51000 | 2.73 | 1437.5 | Yes
207382951 | SAMSUNG | AM072FXVAFR | Non-Ducted Indoor Units | 69000 | 13 | 29.7 | 77000 | 3.71 | 51000 | 2.73 | 1437.5 | Yes
207385918 | SAMSUNG | AM072FXVAFR | Mixed Ducted and Non-Ducted Indoor Units | 69000 | 12 | 25.2 | 77000 | 3.58 | 51000 | 2.59 | 1437.5 | Yes
204442744 | SAMSUNG | AM072FXVAFR | Non-Ducted Indoor Units | 69000 | 13 | 29.7 | 77000 | 3.71 | 51000 | 2.73 | 1437.5 | Yes
204442728 | SAMSUNG | AM072FXVAJH | Non-Ducted Indoor Units | 69000 | 13 | 29.7 | 77000 | 3.71 | 51000 | 2.73 | 1437.5 | Yes
204442759 | SAMSUNG | AM072FXVAJR | Non-Ducted Indoor Units | 69000 | 13 | 29.7 | 77000 | 3.71 | 51000 | 2.73 | 1437.5 | Yes
206799419 | SAMSUNG | AM072KXVTFH | Ducted Indoor Units | 69000 | 11.7 | 25.3 | 77000 | 3.64 | 77000 | 2.4 | 1437.5 | Yes
204572282 | SAMSUNG | AM072KXVTFH | Ducted Indoor Units | 69000 | 11.7 | 25.3 | 77000 | 3.64 | 77000 | 2.4 | 1437.5 | Yes
204442775 | SAMSUNG | AM072KXVTFH | Non-Ducted Indoor Units | 69000 | 14.1 | 32.6 | 77000 | 4.35 | 77000 | 2.58 | 1437.5 | Yes
206799420 | SAMSUNG | AM072KXVTFR | Ducted Indoor Units | 69000 | 11.7 | 25.3 | 77000 | 3.64 | 77000 | 2.4 | 1437.5 | Yes
204572298 | SAMSUNG | AM072KXVTFR | Ducted Indoor Units | 69000 | 11.7 | 25.3 | 77000 | 3.64 | 77000 | 2.4 | 1437.5 | Yes
204442791 | SAMSUNG | AM072KXVTFR | Non-Ducted Indoor Units | 69000 | 14.1 | 32.6 | 77000 | 4.35 | 77000 | 2.58 | 1437.5 | Yes
206799421 | SAMSUNG | AM072KXVTJH | Ducted Indoor Units | 69000 | 11.7 | 25.3 | 77000 | 3.64 | 77000 | 2.4 | 1437.5 | Yes
204572290 | SAMSUNG | AM072KXVTJH | Ducted Indoor Units | 69000 | 11.7 | 25.3 | 77000 | 3.64 | 77000 | 2.4 | 1437.5 | Yes
204442783 | SAMSUNG | AM072KXVTJH | Non-Ducted Indoor Units | 69000 | 14.1 | 32.6 | 77000 | 4.35 | 77000 | 2.58 | 1437.5 | Yes
206799422 | SAMSUNG | AM072KXVTJR | Ducted Indoor Units | 69000 | 11.7 | 25.3 | 77000 | 3.64 | 77000 | 2.4 | 1437.5 | Yes
204572306 | SAMSUNG | AM072KXVTJR | Ducted Indoor Units | 69000 | 11.7 | 25.3 | 77000 | 3.64 | 77000 | 2.4 | 1437.5 | Yes
204442799 | SAMSUNG | AM072KXVTJR | Non-Ducted Indoor Units | 69000 | 14.1 | 32.6 | 77000 | 4.35 | 77000 | 2.58 | 1437.5 | Yes
207827245 | SAMSUNG | AM096BXVGFH | Mixed Ducted and Non-Ducted Indoor Units | 92000 | 13.05 | 30.05 | 103000 | 4.01 | 67000 | 2.82 | 1917.5 | Yes
207825940 | SAMSUNG | AM096BXVGFH | Ducted Indoor Units | 92000 | 12.4 | 25.1 | 103000 | 3.83 | 67000 | 2.73 | 1917.5 | Yes
207825949 | SAMSUNG | AM096BXVGFH | Non-Ducted Indoor Units | 92000 | 13.7 | 35 | 103000 | 4.2 | 67000 | 2.91 | 1917.5 | Yes
207827236 | SAMSUNG | AM096BXVGFR | Mixed Ducted and Non-Ducted Indoor Units | 92000 | 13.05 | 30.05 | 103000 | 4.01 | 67000 | 2.82 | 1917.5 | Yes
207825920 | SAMSUNG | AM096BXVGFR | Ducted Indoor Units | 92000 | 12.4 | 25.1 | 103000 | 3.83 | 67000 | 2.73 | 1917.5 | Yes
207825929 | SAMSUNG | AM096BXVGFR | Non-Ducted Indoor Units | 92000 | 13.7 | 35 | 103000 | 4.2 | 67000 | 2.91 | 1917.5 | Yes
207827254 | SAMSUNG | AM096BXVGJH | Mixed Ducted and Non-Ducted Indoor Units | 92000 | 13.05 | 30.05 | 103000 | 4.01 | 67000 | 2.82 | 1917.5 | Yes
207825960 | SAMSUNG | AM096BXVGJH | Ducted Indoor Units | 92000 | 12.4 | 25.1 | 103000 | 3.83 | 67000 | 2.73 | 1917.5 | Yes
207825969 | SAMSUNG | AM096BXVGJH | Non-Ducted Indoor Units | 92000 | 13.7 | 35 | 103000 | 4.2 | 67000 | 2.91 | 1917.5 | Yes
207825980 | SAMSUNG | AM096BXVGJR | Ducted Indoor Units | 92000 | 12.4 | 25.1 | 103000 | 3.83 | 67000 | 2.73 | 1917.5 | Yes
207825989 | SAMSUNG | AM096BXVGJR | Non-Ducted Indoor Units | 92000 | 13.7 | 35 | 103000 | 4.2 | 67000 | 2.91 | 1917.5 | Yes
207827263 | SAMSUNG | AM096BXVGJR | Mixed Ducted and Non-Ducted Indoor Units | 92000 | 13.05 | 30.05 | 103000 | 4.01 | 67000 | 2.82 | 1917.5 | Yes
206799423 | SAMSUNG | AM096FXVAFH | Ducted Indoor Units | 92000 | 11.9 | 24.5 | 103000 | 3.63 | 67000 | 2.62 | 1917.5 | Yes
204442714 | SAMSUNG | AM096FXVAFH | Non-Ducted Indoor Units | 92000 | 12.7 | 28.6 | 103000 | 3.86 | 67000 | 2.65 | 1917.5 | Yes
204572223 | SAMSUNG | AM096FXVAFH | Ducted Indoor Units | 92000 | 11.9 | 24.5 | 103000 | 3.63 | 67000 | 2.62 | 1917.5 | Yes
5733023 | SAMSUNG | AM096FXVAFH | Non-Ducted Indoor Units | 92000 | 11.5 | 27.9 | 103000 | 3.47 | 67000 | 2.25 | 1917.5 | Yes
207382953 | SAMSUNG | AM096FXVAFR | Non-Ducted Indoor Units | 92000 | 12.7 | 28.6 | 103000 | 3.86 | 67000 | 2.65 | 1917.5 | Yes
207385920 | SAMSUNG | AM096FXVAFR | Mixed Ducted and Non-Ducted Indoor Units | 92000 | 12.3 | 26.55 | 103000 | 3.74 | 67000 | 2.63 | 1917.5 | Yes
206799424 | SAMSUNG | AM096FXVAFR | Ducted Indoor Units | 92000 | 11.9 | 24.5 | 103000 | 3.63 | 67000 | 2.62 | 1917.5 | Yes
204572253 | SAMSUNG | AM096FXVAFR | Ducted Indoor Units | 92000 | 11.9 | 24.5 | 103000 | 3.63 | 67000 | 2.62 | 1917.5 | Yes
204442745 | SAMSUNG | AM096FXVAFR | Non-Ducted Indoor Units | 92000 | 12.7 | 28.6 | 103000 | 3.86 | 67000 | 2.65 | 1917.5 | Yes
5733027 | SAMSUNG | AM096FXVAFR | Non-Ducted Indoor Units | 92000 | 11.5 | 27.9 | 103000 | 3.47 | 67000 | 2.25 | 1917.5 | Yes
206799425 | SAMSUNG | AM096FXVAJH | Ducted Indoor Units | 92000 | 11.9 | 24.5 | 103000 | 3.63 | 67000 | 2.62 | 1917.5 | Yes
204442729 | SAMSUNG | AM096FXVAJH | Non-Ducted Indoor Units | 92000 | 12.7 | 28.6 | 103000 | 3.86 | 67000 | 2.65 | 1917.5 | Yes
204572238 | SAMSUNG | AM096FXVAJH | Ducted Indoor Units | 92000 | 11.9 | 24.5 | 103000 | 3.63 | 67000 | 2.62 | 1917.5 | Yes
206799426 | SAMSUNG | AM096FXVAJR | Ducted Indoor Units | 92000 | 11.9 | 24.5 | 103000 | 3.63 | 67000 | 2.62 | 1917.5 | Yes
204572268 | SAMSUNG | AM096FXVAJR | Ducted Indoor Units | 92000 | 11.9 | 24.5 | 103000 | 3.63 | 67000 | 2.62 | 1917.5 | Yes
204442760 | SAMSUNG | AM096FXVAJR | Non-Ducted Indoor Units | 92000 | 12.7 | 28.6 | 103000 | 3.86 | 67000 | 2.65 | 1917.5 | Yes
206799427 | SAMSUNG | AM096KXVTFH | Ducted Indoor Units | 92000 | 12.2 | 24.7 | 103000 | 3.59 | 103000 | 2.38 | 1917.5 | Yes
204572283 | SAMSUNG | AM096KXVTFH | Ducted Indoor Units | 92000 | 12.2 | 24.7 | 103000 | 3.59 | 103000 | 2.38 | 1917.5 | Yes
204442776 | SAMSUNG | AM096KXVTFH | Non-Ducted Indoor Units | 92000 | 14.4 | 33 | 103000 | 4.32 | 103000 | 2.45 | 1917.5 | Yes
8797069 | SAMSUNG | AM096KXVTFH | Non-Ducted Indoor Units | 92000 | 11.9 | 28.3 | 103000 | 3.61 | 103000 | 2.25 | 1917.5 | Yes
207699040 | SAMSUNG | AM096KXVTFR | Non-Ducted Indoor Units | 92000 | 14.4 | 33 | 103000 | 4.32 | 103000 | 2.45 | 1917.5 | Yes
207699044 | SAMSUNG | AM096KXVTFR | Mixed Ducted and Non-Ducted Indoor Units | 92000 | 13.3 | 28.85 | 103000 | 3.95 | 103000 | 2.41 | 1917.5 | Yes
206799428 | SAMSUNG | AM096KXVTFR | Ducted Indoor Units | 92000 | 12.2 | 24.7 | 103000 | 3.59 | 103000 | 2.38 | 1917.5 | Yes
204572299 | SAMSUNG | AM096KXVTFR | Ducted Indoor Units | 92000 | 12.2 | 24.7 | 103000 | 3.59 | 103000 | 2.38 | 1917.5 | Yes
204442792 | SAMSUNG | AM096KXVTFR | Non-Ducted Indoor Units | 92000 | 14.4 | 33 | 103000 | 4.32 | 103000 | 2.45 | 1917.5 | Yes
10035439 | SAMSUNG | AM096KXVTFR | Non-Ducted Indoor Units | 92000 | 11.9 | 28.3 | 103000 | 3.61 | 103000 | 2.25 | 1917.5 | Yes
206799429 | SAMSUNG | AM096KXVTJH | Ducted Indoor Units | 92000 | 12.2 | 24.7 | 103000 | 3.59 | 103000 | 2.38 | 1917.5 | Yes
204572291 | SAMSUNG | AM096KXVTJH | Ducted Indoor Units | 92000 | 12.2 | 24.7 | 103000 | 3.59 | 103000 | 2.38 | 1917.5 | Yes
204442784 | SAMSUNG | AM096KXVTJH | Non-Ducted Indoor Units | 92000 | 14.4 | 33 | 103000 | 4.32 | 103000 | 2.45 | 1917.5 | Yes
8797071 | SAMSUNG | AM096KXVTJH | Non-Ducted Indoor Units | 92000 | 11.9 | 28.3 | 103000 | 3.61 | 103000 | 2.25 | 1917.5 | Yes
204000000 | SAMSUNG | AM096KXVTJH | Non-Ducted Indoor Units | 92000 | 11.9 | 28.3 | 103000 | 3.61 | 103000 | 2.25 | 1917.5 | Yes
206799430 | SAMSUNG | AM096KXVTJR | Ducted Indoor Units | 92000 | 12.2 | 24.7 | 103000 | 3.59 | 103000 | 2.38 | 1917.5 | Yes
204572307 | SAMSUNG | AM096KXVTJR | Ducted Indoor Units | 92000 | 12.2 | 24.7 | 103000 | 3.59 | 103000 | 2.38 | 1917.5 | Yes
204442800 | SAMSUNG | AM096KXVTJR | Non-Ducted Indoor Units | 92000 | 14.4 | 33 | 103000 | 4.32 | 103000 | 2.45 | 1917.5 | Yes
10035457 | SAMSUNG | AM096KXVTJR | Non-Ducted Indoor Units | 92000 | 11.9 | 28.3 | 103000 | 3.61 | 103000 | 2.25 | 1917.5 | Yes
207827246 | SAMSUNG | AM120BXVGFH | Mixed Ducted and Non-Ducted Indoor Units | 114000 | 12.45 | 28.22 | 129000 | 3.96 | 84000 | 2.79 | 2375 | Yes
207825941 | SAMSUNG | AM120BXVGFH | Ducted Indoor Units | 114000 | 12 | 24.6 | 129000 | 3.8 | 84000 | 2.8 | 2375 | Yes
207825950 | SAMSUNG | AM120BXVGFH | Non-Ducted Indoor Units | 114000 | 12.9 | 31.85 | 129000 | 4.13 | 84000 | 2.79 | 2375 | Yes
207827237 | SAMSUNG | AM120BXVGFR | Mixed Ducted and Non-Ducted Indoor Units | 114000 | 12.45 | 28.22 | 129000 | 3.96 | 84000 | 2.79 | 2375 | Yes
207825921 | SAMSUNG | AM120BXVGFR | Ducted Indoor Units | 114000 | 12 | 24.6 | 129000 | 3.8 | 84000 | 2.8 | 2375 | Yes
207825930 | SAMSUNG | AM120BXVGFR | Non-Ducted Indoor Units | 114000 | 12.9 | 31.85 | 129000 | 4.13 | 84000 | 2.79 | 2375 | Yes
207827255 | SAMSUNG | AM120BXVGJH | Mixed Ducted and Non-Ducted Indoor Units | 114000 | 12.45 | 28.22 | 129000 | 3.96 | 84000 | 2.79 | 2375 | Yes
207825961 | SAMSUNG | AM120BXVGJH | Ducted Indoor Units | 114000 | 12 | 24.6 | 129000 | 3.8 | 84000 | 2.8 | 2375 | Yes
207825970 | SAMSUNG | AM120BXVGJH | Non-Ducted Indoor Units | 114000 | 12.9 | 31.85 | 129000 | 4.13 | 84000 | 2.79 | 2375 | Yes
207825981 | SAMSUNG | AM120BXVGJR | Ducted Indoor Units | 114000 | 12 | 24.6 | 129000 | 3.8 | 84000 | 2.8 | 2375 | Yes
207825990 | SAMSUNG | AM120BXVGJR | Non-Ducted Indoor Units | 114000 | 12.9 | 31.85 | 129000 | 4.13 | 84000 | 2.79 | 2375 | Yes
207827264 | SAMSUNG | AM120BXVGJR | Mixed Ducted and Non-Ducted Indoor Units | 114000 | 12.45 | 28.22 | 129000 | 3.96 | 84000 | 2.79 | 2375 | Yes
205000542 | SAMSUNG | AM168HXVAFH | Non-Ducted Indoor Units | 160000 | 11.6 | 23.8 | 180000 | 3.57 | 118000 | 2.47 | 3332.5 | Yes
205000512 | SAMSUNG | AM168HXVAFR | Non-Ducted Indoor Units | 160000 | 11.6 | 23.8 | 180000 | 3.57 | 118000 | 2.47 | 3332.5 | Yes
205000543 | SAMSUNG | AM168HXVAJH | Non-Ducted Indoor Units | 160000 | 11.6 | 23.8 | 180000 | 3.57 | 118000 | 2.47 | 3332.5 | Yes
205000544 | SAMSUNG | AM168HXVAJR | Non-Ducted Indoor Units | 160000 | 11.6 | 23.8 | 180000 | 3.57 | 118000 | 2.47 | 3332.5 | Yes
207826257 | SAMSUNG | AM264BXVGFH | Ducted Indoor Units | 252000 | 11.5 | 21.5 | 282000 | 3.55 | 184000 | 2.4 | 5250 | Yes
207827278 | SAMSUNG | AM264BXVGFH | Mixed Ducted and Non-Ducted Indoor Units | 252000 | 11.65 | 23.9 | 282000 | 3.58 | 184000 | 2.46 | 5250 | Yes
207825956 | SAMSUNG | AM264BXVGFH | Non-Ducted Indoor Units | 252000 | 11.8 | 26.3 | 282000 | 3.61 | 184000 | 2.52 | 5250 | Yes
207826245 | SAMSUNG | AM264BXVGFR | Ducted Indoor Units | 252000 | 11.5 | 21.5 | 282000 | 3.55 | 184000 | 2.4 | 5250 | Yes
207827271 | SAMSUNG | AM264BXVGFR | Mixed Ducted and Non-Ducted Indoor Units | 252000 | 11.65 | 23.9 | 282000 | 3.58 | 184000 | 2.46 | 5250 | Yes
207825936 | SAMSUNG | AM264BXVGFR | Non-Ducted Indoor Units | 252000 | 11.8 | 26.3 | 282000 | 3.61 | 184000 | 2.52 | 5250 | Yes
207825976 | SAMSUNG | AM264BXVGJH | Non-Ducted Indoor Units | 252000 | 11.8 | 26.3 | 282000 | 3.61 | 184000 | 2.52 | 5250 | Yes
207826261 | SAMSUNG | AM264BXVGJH | Ducted Indoor Units | 252000 | 11.5 | 21.5 | 282000 | 3.55 | 184000 | 2.4 | 5250 | Yes
207827281 | SAMSUNG | AM264BXVGJH | Mixed Ducted and Non-Ducted Indoor Units | 252000 | 11.65 | 23.9 | 282000 | 3.58 | 184000 | 2.46 | 5250 | Yes
207825996 | SAMSUNG | AM264BXVGJR | Non-Ducted Indoor Units | 252000 | 11.8 | 26.3 | 282000 | 3.61 | 184000 | 2.52 | 5250 | Yes
207826265 | SAMSUNG | AM264BXVGJR | Ducted Indoor Units | 252000 | 11.5 | 21.5 | 282000 | 3.55 | 184000 | 2.4 | 5250 | Yes
207827284 | SAMSUNG | AM264BXVGJR | Mixed Ducted and Non-Ducted Indoor Units | 252000 | 11.65 | 23.9 | 282000 | 3.58 | 184000 | 2.46 | 5250 | Yes
5733079 | SAMSUNG | AM264FXVAFH | Non-Ducted Indoor Units | 252000 | 10.5 | 21.5 | 282000 | 3.45 | 184000 | 2.41 | 5250 | Yes
5733083 | SAMSUNG | AM264FXVAFR | Non-Ducted Indoor Units | 252000 | 10.5 | 21.5 | 282000 | 3.45 | 184000 | 2.41 | 5250 | Yes
5733080 | SAMSUNG | AM264FXVAJH | Non-Ducted Indoor Units | 252000 | 10.1 | 21.5 | 282000 | 3.45 | 184000 | 2.41 | 5250 | Yes
5733084 | SAMSUNG | AM264FXVAJR | Non-Ducted Indoor Units | 252000 | 10.1 | 21.5 | 282000 | 3.45 | 184000 | 2.41 | 5250 | Yes
206799477 | SAMSUNG | AM264JXVAFH | Ducted Indoor Units | 252000 | 9.8 | 19.6 | 282000 | 3.3 | 184000 | 2.35 | 5250 | Yes
204442719 | SAMSUNG | AM264JXVAFH | Non-Ducted Indoor Units | 252000 | 10.7 | 22.5 | 282000 | 3.56 | 184000 | 2.44 | 5250 | Yes
206799478 | SAMSUNG | AM264JXVAFR | Ducted Indoor Units | 252000 | 9.8 | 19.6 | 282000 | 3.3 | 184000 | 2.35 | 5250 | Yes
204442750 | SAMSUNG | AM264JXVAFR | Non-Ducted Indoor Units | 252000 | 10.7 | 22.5 | 282000 | 3.56 | 184000 | 2.44 | 5250 | Yes
206799479 | SAMSUNG | AM264JXVAJH | Ducted Indoor Units | 252000 | 9.8 | 19.6 | 282000 | 3.3 | 184000 | 2.35 | 5250 | Yes
204442734 | SAMSUNG | AM264JXVAJH | Non-Ducted Indoor Units | 252000 | 10.7 | 22.5 | 282000 | 3.56 | 184000 | 2.44 | 5250 | Yes
206799480 | SAMSUNG | AM264JXVAJR | Ducted Indoor Units | 252000 | 9.8 | 19.6 | 282000 | 3.3 | 184000 | 2.35 | 5250 | Yes
204442765 | SAMSUNG | AM264JXVAJR | Non-Ducted Indoor Units | 252000 | 10.7 | 22.5 | 282000 | 3.56 | 184000 | 2.44 | 5250 | Yes
206799481 | SAMSUNG | AM264KXVTFH | Ducted Indoor Units | 252000 | 11.3 | 20.4 | 282000 | 3.51 | 282000 | 2.1 | 5250 | Yes
204442781 | SAMSUNG | AM264KXVTFH | Non-Ducted Indoor Units | 252000 | 12.8 | 28.3 | 282000 | 3.7 | 282000 | 2.11 | 5250 | Yes
8797077 | SAMSUNG | AM264KXVTFH | Non-Ducted Indoor Units | 252000 | 11.5 | 25.4 | 282000 | 3.33 | 282000 | 2.05 | 5250 | Yes
206799482 | SAMSUNG | AM264KXVTFR | Ducted Indoor Units | 252000 | 11.3 | 20.4 | 282000 | 3.51 | 282000 | 2.1 | 5250 | Yes
204442797 | SAMSUNG | AM264KXVTFR | Non-Ducted Indoor Units | 252000 | 12.8 | 28.3 | 282000 | 3.7 | 282000 | 2.11 | 5250 | Yes
10035445 | SAMSUNG | AM264KXVTFR | Non-Ducted Indoor Units | 252000 | 11.5 | 25.4 | 282000 | 3.33 | 282000 | 2.05 | 5250 | Yes
206799483 | SAMSUNG | AM264KXVTJH | Ducted Indoor Units | 252000 | 11.3 | 20.4 | 282000 | 3.51 | 282000 | 2.1 | 5250 | Yes
204442789 | SAMSUNG | AM264KXVTJH | Non-Ducted Indoor Units | 252000 | 12.8 | 28.3 | 282000 | 3.7 | 282000 | 2.11 | 5250 | Yes
8797084 | SAMSUNG | AM264KXVTJH | Non-Ducted Indoor Units | 252000 | 11.5 | 25.4 | 282000 | 3.33 | 282000 | 2.05 | 5250 | Yes
206799484 | SAMSUNG | AM264KXVTJR | Ducted Indoor Units | 252000 | 11.3 | 20.4 | 282000 | 3.51 | 282000 | 2.1 | 5250 | Yes
204442805 | SAMSUNG | AM264KXVTJR | Non-Ducted Indoor Units | 252000 | 12.8 | 28.3 | 282000 | 3.7 | 282000 | 2.11 | 5250 | Yes
10035463 | SAMSUNG | AM264KXVTJR | Non-Ducted Indoor Units | 252000 | 11.5 | 25.4 | 282000 | 3.33 | 282000 | 2.05 | 5250 | Yes
207826258 | SAMSUNG | AM288BXVGFH | Ducted Indoor Units | 274000 | 11.4 | 22.5 | 308000 | 3.5 | 200000 | 2.4 | 5707.5 | Yes
207827279 | SAMSUNG | AM288BXVGFH | Mixed Ducted and Non-Ducted Indoor Units | 274000 | 11.65 | 24.2 | 308000 | 3.55 | 200000 | 2.45 | 5707.5 | Yes
207825957 | SAMSUNG | AM288BXVGFH | Non-Ducted Indoor Units | 274000 | 11.9 | 25.9 | 308000 | 3.6 | 200000 | 2.5 | 5707.5 | Yes
207826246 | SAMSUNG | AM288BXVGFR | Ducted Indoor Units | 274000 | 11.4 | 22.5 | 308000 | 3.5 | 200000 | 2.4 | 5707.5 | Yes
207827272 | SAMSUNG | AM288BXVGFR | Mixed Ducted and Non-Ducted Indoor Units | 274000 | 11.65 | 24.2 | 308000 | 3.55 | 200000 | 2.45 | 5707.5 | Yes
207825937 | SAMSUNG | AM288BXVGFR | Non-Ducted Indoor Units | 274000 | 11.9 | 25.9 | 308000 | 3.6 | 200000 | 2.5 | 5707.5 | Yes
207825977 | SAMSUNG | AM288BXVGJH | Non-Ducted Indoor Units | 274000 | 11.9 | 25.9 | 308000 | 3.6 | 200000 | 2.5 | 5707.5 | Yes
207826262 | SAMSUNG | AM288BXVGJH | Ducted Indoor Units | 274000 | 11.4 | 22.5 | 308000 | 3.5 | 200000 | 2.4 | 5707.5 | Yes
207827282 | SAMSUNG | AM288BXVGJH | Mixed Ducted and Non-Ducted Indoor Units | 274000 | 11.65 | 24.2 | 308000 | 3.55 | 200000 | 2.45 | 5707.5 | Yes
207825997 | SAMSUNG | AM288BXVGJR | Non-Ducted Indoor Units | 274000 | 11.9 | 25.9 | 308000 | 3.6 | 200000 | 2.5 | 5707.5 | Yes
207826266 | SAMSUNG | AM288BXVGJR | Ducted Indoor Units | 274000 | 11.4 | 22.5 | 308000 | 3.5 | 200000 | 2.4 | 5707.5 | Yes
207827285 | SAMSUNG | AM288BXVGJR | Mixed Ducted and Non-Ducted Indoor Units | 274000 | 11.65 | 24.2 | 308000 | 3.55 | 200000 | 2.45 | 5707.5 | Yes
206799485 | SAMSUNG | AM288JXVAFH | Ducted Indoor Units | 276000 | 9.6 | 20 | 308000 | 3.3 | 200000 | 2.45 | 5750 | Yes
204442720 | SAMSUNG | AM288JXVAFH | Non-Ducted Indoor Units | 276000 | 11 | 22.6 | 308000 | 3.54 | 200000 | 2.46 | 5750 | Yes
206799486 | SAMSUNG | AM288JXVAFR | Ducted Indoor Units | 276000 | 9.6 | 20 | 308000 | 3.3 | 200000 | 2.45 | 5750 | Yes
204442751 | SAMSUNG | AM288JXVAFR | Non-Ducted Indoor Units | 276000 | 11 | 22.6 | 308000 | 3.54 | 200000 | 2.46 | 5750 | Yes
206799487 | SAMSUNG | AM288JXVAJH | Ducted Indoor Units | 276000 | 9.6 | 20 | 308000 | 3.3 | 200000 | 2.45 | 5750 | Yes
204442735 | SAMSUNG | AM288JXVAJH | Non-Ducted Indoor Units | 276000 | 11 | 22.6 | 308000 | 3.54 | 200000 | 2.46 | 5750 | Yes
206799488 | SAMSUNG | AM288JXVAJR | Ducted Indoor Units | 276000 | 9.6 | 20 | 308000 | 3.3 | 200000 | 2.45 | 5750 | Yes
204442766 | SAMSUNG | AM288JXVAJR | Non-Ducted Indoor Units | 276000 | 11 | 22.6 | 308000 | 3.54 | 200000 | 2.46 | 5750 | Yes
206799489 | SAMSUNG | AM288KXVTFH | Ducted Indoor Units | 276000 | 11.2 | 20.1 | 308000 | 3.5 | 308000 | 2.1 | 5750 | Yes
204442782 | SAMSUNG | AM288KXVTFH | Non-Ducted Indoor Units | 276000 | 12.8 | 28.1 | 308000 | 3.7 | 308000 | 2.1 | 5750 | Yes
206799490 | SAMSUNG | AM288KXVTFR | Ducted Indoor Units | 276000 | 11.2 | 20.1 | 308000 | 3.5 | 308000 | 2.1 | 5750 | Yes
204442798 | SAMSUNG | AM288KXVTFR | Non-Ducted Indoor Units | 276000 | 12.8 | 28.1 | 308000 | 3.7 | 308000 | 2.1 | 5750 | Yes
206799491 | SAMSUNG | AM288KXVTJH | Ducted Indoor Units | 276000 | 11.2 | 20.1 | 308000 | 3.5 | 308000 | 2.1 | 5750 | Yes
204442790 | SAMSUNG | AM288KXVTJH | Non-Ducted Indoor Units | 276000 | 12.8 | 28.1 | 308000 | 3.7 | 308000 | 2.1 | 5750 | Yes
206799492 | SAMSUNG | AM288KXVTJR | Ducted Indoor Units | 276000 | 11.2 | 20.1 | 308000 | 3.5 | 308000 | 2.1 | 5750 | Yes
204442806 | SAMSUNG | AM288KXVTJR | Non-Ducted Indoor Units | 276000 | 12.8 | 28.1 | 308000 | 3.7 | 308000 | 2.1 | 5750 | Yes
207826259 | SAMSUNG | AM312BXVGFH | Ducted Indoor Units | 298000 | 11.1 | 21.7 | 334000 | 3.45 | 218000 | 2.35 | 6207.5 | Yes
207827280 | SAMSUNG | AM312BXVGFH | Mixed Ducted and Non-Ducted Indoor Units | 298000 | 11.1 | 23 | 334000 | 3.52 | 218000 | 2.42 | 6207.5 | Yes
207825958 | SAMSUNG | AM312BXVGFH | Non-Ducted Indoor Units | 298000 | 11.1 | 24.3 | 334000 | 3.6 | 218000 | 2.5 | 6207.5 | Yes
207826247 | SAMSUNG | AM312BXVGFR | Ducted Indoor Units | 298000 | 11.1 | 21.7 | 334000 | 3.45 | 218000 | 2.35 | 6207.5 | Yes
207827273 | SAMSUNG | AM312BXVGFR | Mixed Ducted and Non-Ducted Indoor Units | 298000 | 11.1 | 23 | 334000 | 3.52 | 218000 | 2.42 | 6207.5 | Yes
207825938 | SAMSUNG | AM312BXVGFR | Non-Ducted Indoor Units | 298000 | 11.1 | 24.3 | 334000 | 3.6 | 218000 | 2.5 | 6207.5 | Yes
207825978 | SAMSUNG | AM312BXVGJH | Non-Ducted Indoor Units | 298000 | 11.1 | 24.3 | 334000 | 3.6 | 218000 | 2.5 | 6207.5 | Yes
207826263 | SAMSUNG | AM312BXVGJH | Ducted Indoor Units | 298000 | 11.1 | 21.7 | 334000 | 3.45 | 218000 | 2.35 | 6207.5 | Yes
207827283 | SAMSUNG | AM312BXVGJH | Mixed Ducted and Non-Ducted Indoor Units | 298000 | 11.1 | 23 | 334000 | 3.52 | 218000 | 2.42 | 6207.5 | Yes
207825998 | SAMSUNG | AM312BXVGJR | Non-Ducted Indoor Units | 298000 | 11.1 | 24.3 | 334000 | 3.6 | 218000 | 2.5 | 6207.5 | Yes
207826267 | SAMSUNG | AM312BXVGJR | Ducted Indoor Units | 298000 | 11.1 | 21.7 | 334000 | 3.45 | 218000 | 2.35 | 6207.5 | Yes
207827286 | SAMSUNG | AM312BXVGJR | Mixed Ducted and Non-Ducted Indoor Units | 298000 | 11.1 | 23 | 334000 | 3.52 | 218000 | 2.42 | 6207.5 | Yes
5733095 | SAMSUNG | AM312FXVAFH | Non-Ducted Indoor Units | 298000 | 10.5 | 21.2 | 334000 | 3.38 | 218000 | 2.54 | 6207.5 | Yes
5733099 | SAMSUNG | AM312FXVAFR | Non-Ducted Indoor Units | 298000 | 10.5 | 21.2 | 334000 | 3.38 | 218000 | 2.54 | 6207.5 | Yes
5733096 | SAMSUNG | AM312FXVAJH | Non-Ducted Indoor Units | 298000 | 10.6 | 20.9 | 334000 | 3.38 | 218000 | 2.51 | 6207.5 | Yes
5733100 | SAMSUNG | AM312FXVAJR | Non-Ducted Indoor Units | 298000 | 10.6 | 20.9 | 334000 | 3.38 | 218000 | 2.51 | 6207.5 | Yes
204442721 | SAMSUNG | AM312JXVAFH | Non-Ducted Indoor Units | 298000 | 10.8 | 21.6 | 334000 | 3.5 | 218000 | 2.49 | 6207.5 | Yes
204442752 | SAMSUNG | AM312JXVAFR | Non-Ducted Indoor Units | 298000 | 10.8 | 21.6 | 334000 | 3.5 | 218000 | 2.49 | 6207.5 | Yes
204442736 | SAMSUNG | AM312JXVAJH | Non-Ducted Indoor Units | 298000 | 10.8 | 21.6 | 334000 | 3.5 | 218000 | 2.49 | 6207.5 | Yes
204442767 | SAMSUNG | AM312JXVAJR | Non-Ducted Indoor Units | 298000 | 10.8 | 21.6 | 334000 | 3.5 | 218000 | 2.49 | 6207.5 | Yes
207826260 | SAMSUNG | AM336BXVGFH | Non-Ducted Indoor Units | 320000 | 10.8 | 23.7 | 360000 | 3.52 | 234000 | 2.4 | 6667.5 | Yes
207827252 | SAMSUNG | AM336BXVGFH | Mixed Ducted and Non-Ducted Indoor Units | 320000 | 10.85 | 22.6 | 360000 | 3.46 | 234000 | 2.35 | 6667.5 | Yes
207825947 | SAMSUNG | AM336BXVGFH | Ducted Indoor Units | 320000 | 10.9 | 21.5 | 360000 | 3.4 | 234000 | 2.3 | 6667.5 | Yes
207826252 | SAMSUNG | AM336BXVGFR | Non-Ducted Indoor Units | 320000 | 10.8 | 23.7 | 360000 | 3.52 | 234000 | 2.4 | 6667.5 | Yes
207827243 | SAMSUNG | AM336BXVGFR | Mixed Ducted and Non-Ducted Indoor Units | 320000 | 10.85 | 22.6 | 360000 | 3.46 | 234000 | 2.35 | 6667.5 | Yes
207825927 | SAMSUNG | AM336BXVGFR | Ducted Indoor Units | 320000 | 10.9 | 21.5 | 360000 | 3.4 | 234000 | 2.3 | 6667.5 | Yes
207826264 | SAMSUNG | AM336BXVGJH | Non-Ducted Indoor Units | 320000 | 10.8 | 23.7 | 360000 | 3.52 | 234000 | 2.4 | 6667.5 | Yes
207827261 | SAMSUNG | AM336BXVGJH | Mixed Ducted and Non-Ducted Indoor Units | 320000 | 10.85 | 22.6 | 360000 | 3.46 | 234000 | 2.35 | 6667.5 | Yes
207825967 | SAMSUNG | AM336BXVGJH | Ducted Indoor Units | 320000 | 10.9 | 21.5 | 360000 | 3.4 | 234000 | 2.3 | 6667.5 | Yes
207825987 | SAMSUNG | AM336BXVGJR | Ducted Indoor Units | 320000 | 10.9 | 21.5 | 360000 | 3.4 | 234000 | 2.3 | 6667.5 | Yes
207826268 | SAMSUNG | AM336BXVGJR | Non-Ducted Indoor Units | 320000 | 10.8 | 23.7 | 360000 | 3.52 | 234000 | 2.4 | 6667.5 | Yes
207827270 | SAMSUNG | AM336BXVGJR | Mixed Ducted and Non-Ducted Indoor Units | 320000 | 10.85 | 22.6 | 360000 | 3.46 | 234000 | 2.35 | 6667.5 | Yes
204442722 | SAMSUNG | AM336JXVAFH | Non-Ducted Indoor Units | 320000 | 10.6 | 21.5 | 360000 | 3.46 | 234000 | 2.49 | 6667.5 | Yes
204442753 | SAMSUNG | AM336JXVAFR | Non-Ducted Indoor Units | 320000 | 10.6 | 21.5 | 360000 | 3.46 | 234000 | 2.49 | 6667.5 | Yes
204442737 | SAMSUNG | AM336JXVAJH | Non-Ducted Indoor Units | 320000 | 10.6 | 21.5 | 360000 | 3.46 | 234000 | 2.49 | 6667.5 | Yes
204442768 | SAMSUNG | AM336JXVAJR | Non-Ducted Indoor Units | 320000 | 10.6 | 21.5 | 360000 | 3.46 | 234000 | 2.49 | 6667.5 | Yes
207826722 | SAMSUNG | AM360BXVGFH | Ducted Indoor Units | 342000 | 10.4 | 21.3 | 386000 | 3.4 | 250000 | 2.3 | 7125 | Yes
207826726 | SAMSUNG | AM360BXVGFH | Non-Ducted Indoor Units | 342000 | 10.5 | 23.5 | 386000 | 3.52 | 250000 | 2.35 | 7125 | Yes
207827289 | SAMSUNG | AM360BXVGFH | Mixed Ducted and Non-Ducted Indoor Units | 342000 | 10.45 | 22.4 | 386000 | 3.46 | 250000 | 2.32 | 7125 | Yes
207826248 | SAMSUNG | AM360BXVGFR | Ducted Indoor Units | 342000 | 10.4 | 21.3 | 386000 | 3.4 | 250000 | 2.3 | 7125 | Yes
207826253 | SAMSUNG | AM360BXVGFR | Non-Ducted Indoor Units | 342000 | 10.5 | 23.5 | 386000 | 3.52 | 250000 | 2.35 | 7125 | Yes
207827274 | SAMSUNG | AM360BXVGFR | Mixed Ducted and Non-Ducted Indoor Units | 342000 | 10.45 | 22.4 | 386000 | 3.46 | 250000 | 2.32 | 7125 | Yes
207826730 | SAMSUNG | AM360BXVGJH | Ducted Indoor Units | 342000 | 10.4 | 21.3 | 386000 | 3.4 | 250000 | 2.3 | 7125 | Yes
207826734 | SAMSUNG | AM360BXVGJH | Non-Ducted Indoor Units | 342000 | 10.5 | 23.5 | 386000 | 3.52 | 250000 | 2.35 | 7125 | Yes
207827293 | SAMSUNG | AM360BXVGJH | Mixed Ducted and Non-Ducted Indoor Units | 342000 | 10.45 | 22.4 | 386000 | 3.46 | 250000 | 2.32 | 7125 | Yes
207826738 | SAMSUNG | AM360BXVGJR | Ducted Indoor Units | 342000 | 10.4 | 21.3 | 386000 | 3.4 | 250000 | 2.3 | 7125 | Yes
207826742 | SAMSUNG | AM360BXVGJR | Non-Ducted Indoor Units | 342000 | 10.5 | 23.5 | 386000 | 3.52 | 250000 | 2.35 | 7125 | Yes
207827297 | SAMSUNG | AM360BXVGJR | Mixed Ducted and Non-Ducted Indoor Units | 342000 | 10.45 | 22.4 | 386000 | 3.46 | 250000 | 2.32 | 7125 | Yes
205000548 | SAMSUNG | AM360JXVAFH | Non-Ducted Indoor Units | 344000 | 10.3 | 23 | 386000 | 3.45 | 250000 | 2.49 | 7167.5 | Yes
205000514 | SAMSUNG | AM360JXVAFR | Non-Ducted Indoor Units | 344000 | 10.3 | 23 | 386000 | 3.45 | 250000 | 2.49 | 7167.5 | Yes
205000549 | SAMSUNG | AM360JXVAJH | Non-Ducted Indoor Units | 344000 | 10.3 | 23 | 386000 | 3.45 | 250000 | 2.49 | 7167.5 | Yes
205000550 | SAMSUNG | AM360JXVAJR | Non-Ducted Indoor Units | 344000 | 10.3 | 23 | 386000 | 3.45 | 250000 | 2.49 | 7167.5 | Yes
207826723 | SAMSUNG | AM384BXVGFH | Ducted Indoor Units | 366000 | 10.5 | 21 | 412000 | 3.3 | 268000 | 2.35 | 7625 | Yes
207826727 | SAMSUNG | AM384BXVGFH | Non-Ducted Indoor Units | 366000 | 10.7 | 21.8 | 412000 | 3.42 | 268000 | 2.45 | 7625 | Yes
207827290 | SAMSUNG | AM384BXVGFH | Mixed Ducted and Non-Ducted Indoor Units | 366000 | 10.6 | 21.4 | 412000 | 3.36 | 268000 | 2.4 | 7625 | Yes
207826249 | SAMSUNG | AM384BXVGFR | Ducted Indoor Units | 366000 | 10.5 | 21 | 412000 | 3.3 | 268000 | 2.35 | 7625 | Yes
207826254 | SAMSUNG | AM384BXVGFR | Non-Ducted Indoor Units | 366000 | 10.7 | 21.8 | 412000 | 3.42 | 268000 | 2.45 | 7625 | Yes
207827275 | SAMSUNG | AM384BXVGFR | Mixed Ducted and Non-Ducted Indoor Units | 366000 | 10.6 | 21.4 | 412000 | 3.36 | 268000 | 2.4 | 7625 | Yes
207826731 | SAMSUNG | AM384BXVGJH | Ducted Indoor Units | 366000 | 10.5 | 21 | 412000 | 3.3 | 268000 | 2.35 | 7625 | Yes
207826735 | SAMSUNG | AM384BXVGJH | Non-Ducted Indoor Units | 366000 | 10.7 | 21.8 | 412000 | 3.42 | 268000 | 2.45 | 7625 | Yes
207827294 | SAMSUNG | AM384BXVGJH | Mixed Ducted and Non-Ducted Indoor Units | 366000 | 10.6 | 21.4 | 412000 | 3.36 | 268000 | 2.4 | 7625 | Yes
207826739 | SAMSUNG | AM384BXVGJR | Ducted Indoor Units | 366000 | 10.5 | 21 | 412000 | 3.3 | 268000 | 2.35 | 7625 | Yes
207826743 | SAMSUNG | AM384BXVGJR | Non-Ducted Indoor Units | 366000 | 10.7 | 21.8 | 412000 | 3.42 | 268000 | 2.45 | 7625 | Yes
207827298 | SAMSUNG | AM384BXVGJR | Mixed Ducted and Non-Ducted Indoor Units | 366000 | 10.6 | 21.4 | 412000 | 3.36 | 268000 | 2.4 | 7625 | Yes
204442723 | SAMSUNG | AM384JXVAFH | Non-Ducted Indoor Units | 366000 | 10 | 21.5 | 410000 | 3.4 | 268000 | 2.45 | 7625 | Yes
204442754 | SAMSUNG | AM384JXVAFR | Non-Ducted Indoor Units | 366000 | 10 | 21.5 | 410000 | 3.4 | 268000 | 2.45 | 7625 | Yes
204442738 | SAMSUNG | AM384JXVAJH | Non-Ducted Indoor Units | 366000 | 10 | 21.5 | 410000 | 3.4 | 268000 | 2.45 | 7625 | Yes
204442769 | SAMSUNG | AM384JXVAJR | Non-Ducted Indoor Units | 366000 | 10 | 21.5 | 410000 | 3.4 | 268000 | 2.45 | 7625 | Yes
207826724 | SAMSUNG | AM408BXVGFH | Ducted Indoor Units | 388000 | 9.8 | 20.5 | 438000 | 3.3 | 284000 | 2.35 | 8082.5 | Yes
207826728 | SAMSUNG | AM408BXVGFH | Non-Ducted Indoor Units | 388000 | 10 | 21.6 | 438000 | 3.35 | 284000 | 2.45 | 8082.5 | Yes
207827291 | SAMSUNG | AM408BXVGFH | Mixed Ducted and Non-Ducted Indoor Units | 388000 | 9.9 | 21.05 | 438000 | 3.32 | 284000 | 2.4 | 8082.5 | Yes
207826250 | SAMSUNG | AM408BXVGFR | Ducted Indoor Units | 388000 | 9.8 | 20.5 | 438000 | 3.3 | 284000 | 2.35 | 8082.5 | Yes
207826255 | SAMSUNG | AM408BXVGFR | Non-Ducted Indoor Units | 388000 | 10 | 21.6 | 438000 | 3.35 | 284000 | 2.45 | 8082.5 | Yes
207827276 | SAMSUNG | AM408BXVGFR | Mixed Ducted and Non-Ducted Indoor Units | 388000 | 9.9 | 21.05 | 438000 | 3.32 | 284000 | 2.4 | 8082.5 | Yes
207826732 | SAMSUNG | AM408BXVGJH | Ducted Indoor Units | 388000 | 9.8 | 20.5 | 438000 | 3.3 | 284000 | 2.35 | 8082.5 | Yes
207826736 | SAMSUNG | AM408BXVGJH | Non-Ducted Indoor Units | 388000 | 10 | 21.6 | 438000 | 3.35 | 284000 | 2.45 | 8082.5 | Yes
207827295 | SAMSUNG | AM408BXVGJH | Mixed Ducted and Non-Ducted Indoor Units | 388000 | 9.9 | 21.05 | 438000 | 3.32 | 284000 | 2.4 | 8082.5 | Yes
207826740 | SAMSUNG | AM408BXVGJR | Ducted Indoor Units | 388000 | 9.8 | 20.5 | 438000 | 3.3 | 284000 | 2.35 | 8082.5 | Yes
207826744 | SAMSUNG | AM408BXVGJR | Non-Ducted Indoor Units | 388000 | 10 | 21.6 | 438000 | 3.35 | 284000 | 2.45 | 8082.5 | Yes
207827299 | SAMSUNG | AM408BXVGJR | Mixed Ducted and Non-Ducted Indoor Units | 388000 | 9.9 | 21.05 | 438000 | 3.32 | 284000 | 2.4 | 8082.5 | Yes
204442724 | SAMSUNG | AM408JXVAFH | Non-Ducted Indoor Units | 390000 | 9.8 | 21 | 436000 | 3.3 | 284000 | 2.4 | 8125 | Yes
204442755 | SAMSUNG | AM408JXVAFR | Non-Ducted Indoor Units | 390000 | 9.8 | 21 | 436000 | 3.3 | 284000 | 2.4 | 8125 | Yes
204442739 | SAMSUNG | AM408JXVAJH | Non-Ducted Indoor Units | 390000 | 9.8 | 21 | 436000 | 3.3 | 284000 | 2.4 | 8125 | Yes
204442770 | SAMSUNG | AM408JXVAJR | Non-Ducted Indoor Units | 390000 | 9.8 | 21 | 436000 | 3.3 | 284000 | 2.4 | 8125 | Yes
204442808 | SAMSUNG | AM408KXVGJH | Non-Ducted Indoor Units | 390000 | 9.8 | 21 | 436000 | 3.3 | 284000 | 2.4 | 8125 | Yes
204442812 | SAMSUNG | AM408KXVGJR | Non-Ducted Indoor Units | 390000 | 9.8 | 21 | 436000 | 3.3 | 284000 | 2.4 | 8125 | Yes
207826729 | SAMSUNG | AM432BXVGFH | Non-Ducted Indoor Units | 412000 | 9.6 | 21 | 462000 | 3.3 | 300000 | 2.45 | 8582.5 | Yes
207826256 | SAMSUNG | AM432BXVGFR | Non-Ducted Indoor Units | 412000 | 9.6 | 21 | 462000 | 3.3 | 300000 | 2.45 | 8582.5 | Yes
207826737 | SAMSUNG | AM432BXVGJH | Non-Ducted Indoor Units | 412000 | 9.6 | 21 | 462000 | 3.3 | 300000 | 2.45 | 8582.5 | Yes
207826745 | SAMSUNG | AM432BXVGJR | Non-Ducted Indoor Units | 412000 | 9.6 | 21 | 462000 | 3.3 | 300000 | 2.45 | 8582.5 | Yes
204442809 | SAMSUNG | AM432KXVGJH | Non-Ducted Indoor Units | 416000 | 9.8 | 21 | 460000 | 3.3 | 300000 | 2.4 | 8667.5 | Yes
204442813 | SAMSUNG | AM432KXVGJR | Non-Ducted Indoor Units | 416000 | 9.8 | 21 | 460000 | 3.3 | 300000 | 2.4 | 8667.5 | Yes
209569882 | SAMSUNG | AM072BXVTFR | Ducted Indoor Units | 69000 | 12.7 | 24.7 | 77000 | 4.14 | 77000 | 2.46 | 1437.5 | Yes
209569885 | SAMSUNG | AM096BXVTFR | Ducted Indoor Units | 92000 | 12.85 | 26.1 | 103000 | 3.94 | 67000 | 2.47 | 1917.5 | Yes
209569886 | SAMSUNG | AM120BXVTFR | Ducted Indoor Units | 114000 | 12.65 | 26.2 | 129000 | 3.92 | 84000 | 2.32 | 2375 | Yes
209569892 | SAMSUNG | AM072BXVTFR | Non-Ducted Indoor Units | 69000 | 14.45 | 34.6 | 77000 | 4.55 | 77000 | 2.69 | 1437.5 | Yes
209569894 | SAMSUNG | AM096BXVTFR | Non-Ducted Indoor Units | 92000 | 14.75 | 36.1 | 103000 | 4.42 | 67000 | 2.6 | 1917.5 | Yes
209569896 | SAMSUNG | AM120BXVTFR | Non-Ducted Indoor Units | 114000 | 13.9 | 33.6 | 129000 | 4.33 | 84000 | 2.08 | 2375 | Yes
209572297 | SAMSUNG | AM096BXVTFH | Ducted Indoor Units | 92000 | 12.85 | 26.1 | 103000 | 3.94 | 67000 | 2.47 | 1917.5 | Yes
209572298 | SAMSUNG | AM120BXVTFH | Ducted Indoor Units | 114000 | 12.65 | 26.2 | 129000 | 3.92 | 84000 | 2.32 | 2375 | Yes
209572299 | SAMSUNG | AM072BXVTFH | Non-Ducted Indoor Units | 69000 | 14.45 | 34.6 | 77000 | 4.55 | 77000 | 2.69 | 1437.5 | Yes
209572300 | SAMSUNG | AM096BXVTFH | Non-Ducted Indoor Units | 92000 | 14.75 | 36.1 | 103000 | 4.42 | 67000 | 2.6 | 1917.5 | Yes
209572302 | SAMSUNG | AM120BXVTFH | Non-Ducted Indoor Units | 114000 | 13.9 | 33.6 | 129000 | 4.33 | 84000 | 2.08 | 2375 | Yes
209572310 | SAMSUNG | AM072BXVTJH | Ducted Indoor Units | 69000 | 12.7 | 24.7 | 77000 | 4.14 | 77000 | 2.46 | 1437.5 | Yes
209572312 | SAMSUNG | AM096BXVTJH | Ducted Indoor Units | 92000 | 12.85 | 26.1 | 103000 | 3.94 | 67000 | 2.47 | 1917.5 | Yes
209572314 | SAMSUNG | AM120BXVTJH | Ducted Indoor Units | 114000 | 12.65 | 26.2 | 129000 | 3.92 | 84000 | 2.32 | 2375 | Yes
209572316 | SAMSUNG | AM072BXVTJH | Non-Ducted Indoor Units | 69000 | 14.45 | 34.6 | 77000 | 4.55 | 77000 | 2.69 | 1437.5 | Yes
209572317 | SAMSUNG | AM096BXVTJH | Non-Ducted Indoor Units | 92000 | 14.75 | 36.1 | 103000 | 4.42 | 67000 | 2.6 | 1917.5 | Yes
209572319 | SAMSUNG | AM120BXVTJH | Non-Ducted Indoor Units | 114000 | 13.9 | 33.6 | 129000 | 4.33 | 84000 | 2.08 | 2375 | Yes
209572321 | SAMSUNG | AM072BXVTJR | Ducted Indoor Units | 69000 | 12.7 | 24.7 | 77000 | 4.14 | 77000 | 2.46 | 1437.5 | Yes
209572322 | SAMSUNG | AM096BXVTJR | Ducted Indoor Units | 92000 | 12.85 | 26.1 | 103000 | 3.94 | 67000 | 2.47 | 1917.5 | Yes
209572324 | SAMSUNG | AM120BXVTJR | Ducted Indoor Units | 114000 | 12.65 | 26.2 | 129000 | 3.92 | 84000 | 2.32 | 2375 | Yes
209572325 | SAMSUNG | AM072BXVTJR | Non-Ducted Indoor Units | 69000 | 14.45 | 34.6 | 77000 | 4.55 | 77000 | 2.69 | 1437.5 | Yes
209572327 | SAMSUNG | AM096BXVTJR | Non-Ducted Indoor Units | 92000 | 14.75 | 36.1 | 103000 | 4.42 | 67000 | 2.6 | 1917.5 | Yes
209572328 | SAMSUNG | AM120BXVTJR | Non-Ducted Indoor Units | 114000 | 13.9 | 33.6 | 129000 | 4.33 | 84000 | 2.08 | 2375 | Yes
209812261 | SAMSUNG | AM072BXVTFH | Ducted Indoor Units | 69000 | 12.7 | 24.7 | 77000 | 4.14 | 77000 | 2.46 | 1437.5 | Yes
209863162 | SAMSUNG | AM072BXVTFH | Mixed Ducted and Non-Ducted Indoor Units | 69000 | 13.57 | 29.65 | 77000 | 4.34 | 77000 | 2.57 | 1437.5 | Yes
209863163 | SAMSUNG | AM096BXVTFH | Mixed Ducted and Non-Ducted Indoor Units | 92000 | 13.8 | 31.1 | 103000 | 4.18 | 67000 | 2.53 | 1917.5 | Yes
209863164 | SAMSUNG | AM120BXVTFH | Mixed Ducted and Non-Ducted Indoor Units | 114000 | 13.27 | 29.9 | 129000 | 4.12 | 84000 | 2.2 | 2375 | Yes
209863165 | SAMSUNG | AM072BXVTJH | Mixed Ducted and Non-Ducted Indoor Units | 69000 | 13.57 | 29.65 | 77000 | 4.34 | 77000 | 2.57 | 1437.5 | Yes
209863166 | SAMSUNG | AM096BXVTJH | Mixed Ducted and Non-Ducted Indoor Units | 92000 | 13.8 | 31.1 | 103000 | 4.18 | 67000 | 2.53 | 1917.5 | Yes
209863167 | SAMSUNG | AM120BXVTJH | Mixed Ducted and Non-Ducted Indoor Units | 114000 | 13.27 | 29.9 | 129000 | 4.12 | 84000 | 2.2 | 2375 | Yes
209863168 | SAMSUNG | AM072BXVTJR | Mixed Ducted and Non-Ducted Indoor Units | 69000 | 13.57 | 29.65 | 77000 | 4.34 | 77000 | 2.57 | 1437.5 | Yes
209863169 | SAMSUNG | AM096BXVTJR | Mixed Ducted and Non-Ducted Indoor Units | 92000 | 13.8 | 31.1 | 103000 | 4.18 | 67000 | 2.53 | 1917.5 | Yes
209863170 | SAMSUNG | AM120BXVTJR | Mixed Ducted and Non-Ducted Indoor Units | 114000 | 13.27 | 29.9 | 129000 | 4.12 | 84000 | 2.2 | 2375 | Yes
209937467 | SAMSUNG | AM072BXVTFR | Mixed Ducted and Non-Ducted Indoor Units | 69000 | 13.57 | 29.65 | 77000 | 4.34 | 77000 | 2.57 | 1437.5 | Yes
209937468 | SAMSUNG | AM096BXVTFR | Mixed Ducted and Non-Ducted Indoor Units | 92000 | 13.8 | 31.1 | 103000 | 4.18 | 67000 | 2.53 | 1917.5 | Yes
209937469 | SAMSUNG | AM120BXVTFR | Mixed Ducted and Non-Ducted Indoor Units | 114000 | 13.27 | 29.9 | 129000 | 4.12 | 84000 | 2.2 | 2375 | Yes
204442715 | SAMSUNG | AM144FXVAFH | Non-Ducted Indoor Units | 138000 | 11.5 | 23.9 | 154000 | 3.81 | 100000 | 2.55 | 2875 | Yes
207382956 | SAMSUNG | AM144FXVAFR | Non-Ducted Indoor Units | 138000 | 11.5 | 23.9 | 154000 | 3.81 | 100000 | 2.55 | 2875 | Yes
204442746 | SAMSUNG | AM144FXVAFR | Non-Ducted Indoor Units | 138000 | 11.5 | 23.9 | 154000 | 3.81 | 100000 | 2.55 | 2875 | Yes
204442730 | SAMSUNG | AM144FXVAJH | Non-Ducted Indoor Units | 138000 | 11.5 | 23.9 | 154000 | 3.81 | 100000 | 2.55 | 2875 | Yes
204442761 | SAMSUNG | AM144FXVAJR | Non-Ducted Indoor Units | 138000 | 11.5 | 23.9 | 154000 | 3.81 | 100000 | 2.55 | 2875 | Yes
209842192 | SAMSUNG | AM264BXVTFR | Ducted Indoor Units | 252000 | 11.6 | 23.4 | 282000 | 3.74 | 282000 | 2.15 | 5250 | Yes
209842193 | SAMSUNG | AM288BXVTFR | Ducted Indoor Units | 274000 | 11.5 | 23 | 308000 | 3.6 | 308000 | 2.13 | 5707.5 | Yes
209842194 | SAMSUNG | AM312BXVTFR | Ducted Indoor Units | 296000 | 11.15 | 22.6 | 334000 | 3.51 | 334000 | 2.11 | 6167.5 | Yes
209842195 | SAMSUNG | AM336BXVTFR | Ducted Indoor Units | 320000 | 10.95 | 22.3 | 360000 | 3.38 | 360000 | 2.09 | 6667.5 | Yes
209842196 | SAMSUNG | AM360BXVTFR | Ducted Indoor Units | 342000 | 10.65 | 22 | 386000 | 3.33 | 386000 | 2.06 | 7125 | Yes
209842202 | SAMSUNG | AM264BXVTFR | Non-Ducted Indoor Units | 252000 | 13.1 | 31.5 | 282000 | 3.76 | 282000 | 2.31 | 5250 | Yes
209842203 | SAMSUNG | AM288BXVTFR | Non-Ducted Indoor Units | 274000 | 12.95 | 31.3 | 308000 | 3.68 | 308000 | 2.28 | 5707.5 | Yes
209842204 | SAMSUNG | AM312BXVTFR | Non-Ducted Indoor Units | 296000 | 12.4 | 29.9 | 334000 | 3.61 | 334000 | 2.12 | 6167.5 | Yes
209842205 | SAMSUNG | AM336BXVTFR | Non-Ducted Indoor Units | 320000 | 12.2 | 29.6 | 360000 | 3.53 | 360000 | 2.07 | 6667.5 | Yes
209842206 | SAMSUNG | AM360BXVTFR | Non-Ducted Indoor Units | 342000 | 11.65 | 28.2 | 386000 | 3.46 | 386000 | 2.06 | 7125 | Yes
209842410 | SAMSUNG | AM264BXVTFH | Ducted Indoor Units | 252000 | 11.6 | 23.4 | 282000 | 3.74 | 282000 | 2.15 | 5250 | Yes
209842411 | SAMSUNG | AM288BXVTFH | Ducted Indoor Units | 274000 | 11.5 | 23 | 308000 | 3.6 | 308000 | 2.13 | 5707.5 | Yes
209842412 | SAMSUNG | AM312BXVTFH | Ducted Indoor Units | 296000 | 11.15 | 22.6 | 334000 | 3.51 | 334000 | 2.11 | 6167.5 | Yes
209842413 | SAMSUNG | AM336BXVTFH | Ducted Indoor Units | 320000 | 10.95 | 22.3 | 360000 | 3.38 | 360000 | 2.09 | 6667.5 | Yes
209842414 | SAMSUNG | AM360BXVTFH | Ducted Indoor Units | 342000 | 10.65 | 22 | 386000 | 3.33 | 386000 | 2.06 | 7125 | Yes
209842420 | SAMSUNG | AM264BXVTFH | Non-Ducted Indoor Units | 252000 | 13.1 | 31.5 | 282000 | 3.76 | 282000 | 2.31 | 5250 | Yes
209842421 | SAMSUNG | AM288BXVTFH | Non-Ducted Indoor Units | 274000 | 12.95 | 31.3 | 308000 | 3.68 | 308000 | 2.28 | 5707.5 | Yes
209842422 | SAMSUNG | AM312BXVTFH | Non-Ducted Indoor Units | 296000 | 12.4 | 29.9 | 334000 | 3.61 | 334000 | 2.12 | 6167.5 | Yes
209842423 | SAMSUNG | AM336BXVTFH | Non-Ducted Indoor Units | 320000 | 12.2 | 29.6 | 360000 | 3.53 | 360000 | 2.07 | 6667.5 | Yes
209842424 | SAMSUNG | AM360BXVTFH | Non-Ducted Indoor Units | 342000 | 11.65 | 28.2 | 386000 | 3.46 | 386000 | 2.06 | 7125 | Yes
209842430 | SAMSUNG | AM264BXVTJH | Ducted Indoor Units | 252000 | 11.6 | 23.4 | 282000 | 3.74 | 282000 | 2.15 | 5250 | Yes
209842431 | SAMSUNG | AM288BXVTJH | Ducted Indoor Units | 274000 | 11.5 | 23 | 308000 | 3.6 | 308000 | 2.13 | 5707.5 | Yes
209842432 | SAMSUNG | AM312BXVTJH | Ducted Indoor Units | 296000 | 11.15 | 22.6 | 334000 | 3.51 | 334000 | 2.11 | 6167.5 | Yes
209842433 | SAMSUNG | AM336BXVTJH | Ducted Indoor Units | 320000 | 10.95 | 22.3 | 360000 | 3.38 | 360000 | 2.09 | 6667.5 | Yes
209842434 | SAMSUNG | AM360BXVTJH | Ducted Indoor Units | 342000 | 10.65 | 22 | 386000 | 3.33 | 386000 | 2.06 | 7125 | Yes
209842440 | SAMSUNG | AM264BXVTJH | Non-Ducted Indoor Units | 252000 | 13.1 | 31.5 | 282000 | 3.76 | 282000 | 2.31 | 5250 | Yes
209842441 | SAMSUNG | AM288BXVTJH | Non-Ducted Indoor Units | 274000 | 12.95 | 31.3 | 308000 | 3.68 | 308000 | 2.28 | 5707.5 | Yes
209842442 | SAMSUNG | AM312BXVTJH | Non-Ducted Indoor Units | 296000 | 12.4 | 29.9 | 334000 | 3.61 | 334000 | 2.12 | 6167.5 | Yes
209842443 | SAMSUNG | AM336BXVTJH | Non-Ducted Indoor Units | 320000 | 12.2 | 29.6 | 360000 | 3.53 | 360000 | 2.07 | 6667.5 | Yes
209842444 | SAMSUNG | AM360BXVTJH | Non-Ducted Indoor Units | 342000 | 11.65 | 28.2 | 386000 | 3.46 | 386000 | 2.06 | 7125 | Yes
209842450 | SAMSUNG | AM264BXVTJR | Ducted Indoor Units | 252000 | 11.6 | 23.4 | 282000 | 3.74 | 282000 | 2.15 | 5250 | Yes
209842451 | SAMSUNG | AM288BXVTJR | Ducted Indoor Units | 274000 | 11.5 | 23 | 308000 | 3.6 | 308000 | 2.13 | 5707.5 | Yes
209842452 | SAMSUNG | AM312BXVTJR | Ducted Indoor Units | 296000 | 11.15 | 22.6 | 334000 | 3.51 | 334000 | 2.11 | 6167.5 | Yes
209842453 | SAMSUNG | AM336BXVTJR | Ducted Indoor Units | 320000 | 10.95 | 22.3 | 360000 | 3.38 | 360000 | 2.09 | 6667.5 | Yes
209842454 | SAMSUNG | AM360BXVTJR | Ducted Indoor Units | 342000 | 10.65 | 22 | 386000 | 3.33 | 386000 | 2.06 | 7125 | Yes
209842460 | SAMSUNG | AM264BXVTJR | Non-Ducted Indoor Units | 252000 | 13.1 | 31.5 | 282000 | 3.76 | 282000 | 2.31 | 5250 | Yes
209842461 | SAMSUNG | AM288BXVTJR | Non-Ducted Indoor Units | 274000 | 12.95 | 31.3 | 308000 | 3.68 | 308000 | 2.28 | 5707.5 | Yes
209842462 | SAMSUNG | AM312BXVTJR | Non-Ducted Indoor Units | 296000 | 12.4 | 29.9 | 334000 | 3.61 | 334000 | 2.12 | 6167.5 | Yes
209842463 | SAMSUNG | AM336BXVTJR | Non-Ducted Indoor Units | 320000 | 12.2 | 29.6 | 360000 | 3.53 | 360000 | 2.07 | 6667.5 | Yes
209842464 | SAMSUNG | AM360BXVTJR | Non-Ducted Indoor Units | 342000 | 11.65 | 28.2 | 386000 | 3.46 | 386000 | 2.06 | 7125 | Yes
209863176 | SAMSUNG | AM264BXVTFR | Mixed Ducted and Non-Ducted Indoor Units | 252000 | 12.35 | 27.45 | 282000 | 3.75 | 282000 | 2.23 | 5250 | Yes
209863177 | SAMSUNG | AM288BXVTFR | Mixed Ducted and Non-Ducted Indoor Units | 274000 | 12.22 | 27.15 | 308000 | 3.64 | 308000 | 2.2 | 5707.5 | Yes
209863178 | SAMSUNG | AM312BXVTFR | Mixed Ducted and Non-Ducted Indoor Units | 296000 | 11.77 | 26.25 | 334000 | 3.56 | 334000 | 2.11 | 6167.5 | Yes
209863179 | SAMSUNG | AM336BXVTFR | Mixed Ducted and Non-Ducted Indoor Units | 320000 | 11.57 | 25.95 | 360000 | 3.45 | 360000 | 2.08 | 6667.5 | Yes
209863180 | SAMSUNG | AM360BXVTFR | Mixed Ducted and Non-Ducted Indoor Units | 342000 | 11.15 | 25.1 | 386000 | 3.39 | 386000 | 2.06 | 7125 | Yes
209863186 | SAMSUNG | AM264BXVTFH | Mixed Ducted and Non-Ducted Indoor Units | 252000 | 12.35 | 27.45 | 282000 | 3.75 | 282000 | 2.23 | 5250 | Yes
209863187 | SAMSUNG | AM288BXVTFH | Mixed Ducted and Non-Ducted Indoor Units | 274000 | 12.22 | 27.15 | 308000 | 3.64 | 308000 | 2.2 | 5707.5 | Yes
209863188 | SAMSUNG | AM312BXVTFH | Mixed Ducted and Non-Ducted Indoor Units | 296000 | 11.77 | 26.25 | 334000 | 3.56 | 334000 | 2.11 | 6167.5 | Yes
209863189 | SAMSUNG | AM336BXVTFH | Mixed Ducted and Non-Ducted Indoor Units | 320000 | 11.57 | 25.95 | 360000 | 3.45 | 360000 | 2.08 | 6667.5 | Yes
209863190 | SAMSUNG | AM360BXVTFH | Mixed Ducted and Non-Ducted Indoor Units | 342000 | 11.15 | 25.1 | 386000 | 3.39 | 386000 | 2.06 | 7125 | Yes
209863196 | SAMSUNG | AM264BXVTJH | Mixed Ducted and Non-Ducted Indoor Units | 252000 | 12.35 | 27.45 | 282000 | 3.75 | 282000 | 2.23 | 5250 | Yes
209863197 | SAMSUNG | AM288BXVTJH | Mixed Ducted and Non-Ducted Indoor Units | 274000 | 12.22 | 27.15 | 308000 | 3.64 | 308000 | 2.2 | 5707.5 | Yes
209863198 | SAMSUNG | AM312BXVTJH | Mixed Ducted and Non-Ducted Indoor Units | 296000 | 11.77 | 26.25 | 334000 | 3.56 | 334000 | 2.11 | 6167.5 | Yes
209863199 | SAMSUNG | AM336BXVTJH | Mixed Ducted and Non-Ducted Indoor Units | 320000 | 11.57 | 25.95 | 360000 | 3.45 | 360000 | 2.08 | 6667.5 | Yes
209863200 | SAMSUNG | AM360BXVTJH | Mixed Ducted and Non-Ducted Indoor Units | 342000 | 11.15 | 25.1 | 386000 | 3.39 | 386000 | 2.06 | 7125 | Yes
209863206 | SAMSUNG | AM264BXVTJR | Mixed Ducted and Non-Ducted Indoor Units | 252000 | 12.35 | 27.45 | 282000 | 3.75 | 282000 | 2.23 | 5250 | Yes
209863207 | SAMSUNG | AM288BXVTJR | Mixed Ducted and Non-Ducted Indoor Units | 274000 | 12.22 | 27.15 | 308000 | 3.64 | 308000 | 2.2 | 5707.5 | Yes
209863208 | SAMSUNG | AM312BXVTJR | Mixed Ducted and Non-Ducted Indoor Units | 296000 | 11.77 | 26.25 | 334000 | 3.56 | 334000 | 2.11 | 6167.5 | Yes
209863209 | SAMSUNG | AM336BXVTJR | Mixed Ducted and Non-Ducted Indoor Units | 320000 | 11.57 | 25.95 | 360000 | 3.45 | 360000 | 2.08 | 6667.5 | Yes
209863210 | SAMSUNG | AM360BXVTJR | Mixed Ducted and Non-Ducted Indoor Units | 342000 | 11.15 | 25.1 | 386000 | 3.39 | 386000 | 2.06 | 7125 | Yes
209842191 | SAMSUNG | AM240BXVTFR | Ducted Indoor Units | 228000 | 12.05 | 24 | 258000 | 3.8 | 258000 | 2.16 | 4750 | Yes
209842409 | SAMSUNG | AM240BXVTFH | Ducted Indoor Units | 228000 | 12.05 | 24 | 258000 | 3.8 | 258000 | 2.16 | 4750 | Yes
209842429 | SAMSUNG | AM240BXVTJH | Ducted Indoor Units | 228000 | 12.05 | 24 | 258000 | 3.8 | 258000 | 2.16 | 4750 | Yes
209842449 | SAMSUNG | AM240BXVTJR | Ducted Indoor Units | 228000 | 12.05 | 24 | 258000 | 3.8 | 258000 | 2.16 | 4750 | Yes
5733055 | SAMSUNG | AM192FXVAFH | Non-Ducted Indoor Units | 184000 | 11.4 | 24.1 | 206000 | 3.83 | 134000 | 2.59 | 3832.5 | Yes
5733059 | SAMSUNG | AM192FXVAFR | Non-Ducted Indoor Units | 184000 | 11.4 | 24.1 | 206000 | 3.83 | 134000 | 2.59 | 3832.5 | Yes
209842188 | SAMSUNG | AM168BXVTFR | Ducted Indoor Units | 160000 | 12.25 | 24.1 | 180000 | 3.86 | 180000 | 2.32 | 3332.5 | Yes
209842189 | SAMSUNG | AM192BXVTFR | Ducted Indoor Units | 182000 | 12.15 | 24.1 | 206000 | 3.83 | 206000 | 2.27 | 3792.5 | Yes
209842190 | SAMSUNG | AM216BXVTFR | Ducted Indoor Units | 206000 | 12.1 | 24.1 | 232000 | 3.81 | 232000 | 2.23 | 4292.5 | Yes
209842406 | SAMSUNG | AM168BXVTFH | Ducted Indoor Units | 160000 | 12.25 | 24.1 | 180000 | 3.86 | 180000 | 2.32 | 3332.5 | Yes
209842407 | SAMSUNG | AM192BXVTFH | Ducted Indoor Units | 182000 | 12.15 | 24.1 | 206000 | 3.83 | 206000 | 2.27 | 3792.5 | Yes
209842408 | SAMSUNG | AM216BXVTFH | Ducted Indoor Units | 206000 | 12.1 | 24.1 | 232000 | 3.81 | 232000 | 2.23 | 4292.5 | Yes
209842426 | SAMSUNG | AM168BXVTJH | Ducted Indoor Units | 160000 | 12.25 | 24.1 | 180000 | 3.86 | 180000 | 2.32 | 3332.5 | Yes
209842427 | SAMSUNG | AM192BXVTJH | Ducted Indoor Units | 182000 | 12.15 | 24.1 | 206000 | 3.83 | 206000 | 2.27 | 3792.5 | Yes
209842428 | SAMSUNG | AM216BXVTJH | Ducted Indoor Units | 206000 | 12.1 | 24.1 | 232000 | 3.81 | 232000 | 2.23 | 4292.5 | Yes
209842446 | SAMSUNG | AM168BXVTJR | Ducted Indoor Units | 160000 | 12.25 | 24.1 | 180000 | 3.86 | 180000 | 2.32 | 3332.5 | Yes
209842447 | SAMSUNG | AM192BXVTJR | Ducted Indoor Units | 182000 | 12.15 | 24.1 | 206000 | 3.83 | 206000 | 2.27 | 3792.5 | Yes
209842448 | SAMSUNG | AM216BXVTJR | Ducted Indoor Units | 206000 | 12.1 | 24.1 | 232000 | 3.81 | 232000 | 2.23 | 4292.5 | Yes
5733056 | SAMSUNG | AM192FXVAJH | Non-Ducted Indoor Units | 184000 | 11.2 | 24.2 | 206000 | 3.83 | 134000 | 2.59 | 3832.5 | Yes
5733060 | SAMSUNG | AM192FXVAJR | Non-Ducted Indoor Units | 184000 | 11.2 | 24.2 | 206000 | 3.83 | 134000 | 2.59 | 3832.5 | Yes
207827250 | SAMSUNG | AM216BXVGFH | Mixed Ducted and Non-Ducted Indoor Units | 206000 | 11.05 | 24.25 | 232000 | 3.49 | 150000 | 2.45 | 4292.5 | Yes
207827241 | SAMSUNG | AM216BXVGFR | Mixed Ducted and Non-Ducted Indoor Units | 206000 | 11.05 | 24.25 | 232000 | 3.49 | 150000 | 2.45 | 4292.5 | Yes
207827259 | SAMSUNG | AM216BXVGJH | Mixed Ducted and Non-Ducted Indoor Units | 206000 | 11.05 | 24.25 | 232000 | 3.49 | 150000 | 2.45 | 4292.5 | Yes
207827268 | SAMSUNG | AM216BXVGJR | Mixed Ducted and Non-Ducted Indoor Units | 206000 | 11.05 | 24.25 | 232000 | 3.49 | 150000 | 2.45 | 4292.5 | Yes
204442807 | SAMSUNG | AM216KXVGJH | Non-Ducted Indoor Units | 206000 | 11 | 24.5 | 230000 | 3.82 | 150000 | 2.7 | 4292.5 | Yes
204442810 | SAMSUNG | AM216KXVGJR | Non-Ducted Indoor Units | 206000 | 11 | 24.5 | 230000 | 3.82 | 150000 | 2.7 | 4292.5 | Yes
207825954 | SAMSUNG | AM216BXVGFH | Non-Ducted Indoor Units | 206000 | 11.2 | 24.8 | 232000 | 3.53 | 150000 | 2.31 | 4292.5 | Yes
207825934 | SAMSUNG | AM216BXVGFR | Non-Ducted Indoor Units | 206000 | 11.2 | 24.8 | 232000 | 3.53 | 150000 | 2.31 | 4292.5 | Yes
207825974 | SAMSUNG | AM216BXVGJH | Non-Ducted Indoor Units | 206000 | 11.2 | 24.8 | 232000 | 3.53 | 150000 | 2.31 | 4292.5 | Yes
207825994 | SAMSUNG | AM216BXVGJR | Non-Ducted Indoor Units | 206000 | 11.2 | 24.8 | 232000 | 3.53 | 150000 | 2.31 | 4292.5 | Yes
207825943 | SAMSUNG | AM168BXVGFH | Ducted Indoor Units | 160000 | 11.1 | 24.83 | 180000 | 3.65 | 118000 | 2.55 | 3332.5 | Yes
207825923 | SAMSUNG | AM168BXVGFR | Ducted Indoor Units | 160000 | 11.1 | 24.83 | 180000 | 3.65 | 118000 | 2.55 | 3332.5 | Yes
207825963 | SAMSUNG | AM168BXVGJH | Ducted Indoor Units | 160000 | 11.1 | 24.83 | 180000 | 3.65 | 118000 | 2.55 | 3332.5 | Yes
207825983 | SAMSUNG | AM168BXVGJR | Ducted Indoor Units | 160000 | 11.1 | 24.83 | 180000 | 3.65 | 118000 | 2.55 | 3332.5 | Yes
5733048 | SAMSUNG | AM168FXVAJH | Non-Ducted Indoor Units | 160000 | 12.1 | 25.3 | 180000 | 3.94 | 118000 | 2.65 | 3332.5 | Yes
5733052 | SAMSUNG | AM168FXVAJR | Non-Ducted Indoor Units | 160000 | 12.1 | 25.3 | 180000 | 3.94 | 118000 | 2.65 | 3332.5 | Yes
8797074 | SAMSUNG | AM192KXVTFH | Non-Ducted Indoor Units | 184000 | 11.5 | 25.4 | 206000 | 3.41 | 206000 | 2.05 | 3832.5 | Yes
10035442 | SAMSUNG | AM192KXVTFR | Non-Ducted Indoor Units | 184000 | 11.5 | 25.4 | 206000 | 3.41 | 206000 | 2.05 | 3832.5 | Yes
8797081 | SAMSUNG | AM192KXVTJH | Non-Ducted Indoor Units | 184000 | 11.5 | 25.4 | 206000 | 3.41 | 206000 | 2.05 | 3832.5 | Yes
10035460 | SAMSUNG | AM192KXVTJR | Non-Ducted Indoor Units | 184000 | 11.5 | 25.4 | 206000 | 3.41 | 206000 | 2.05 | 3832.5 | Yes
207825942 | SAMSUNG | AM144BXVGFH | Ducted Indoor Units | 138000 | 12.1 | 25.7 | 154000 | 3.68 | 100000 | 2.7 | 2875 | Yes
207825922 | SAMSUNG | AM144BXVGFR | Ducted Indoor Units | 138000 | 12.1 | 25.7 | 154000 | 3.68 | 100000 | 2.7 | 2875 | Yes
207825962 | SAMSUNG | AM144BXVGJH | Ducted Indoor Units | 138000 | 12.1 | 25.7 | 154000 | 3.68 | 100000 | 2.7 | 2875 | Yes
207825982 | SAMSUNG | AM144BXVGJR | Ducted Indoor Units | 138000 | 12.1 | 25.7 | 154000 | 3.68 | 100000 | 2.7 | 2875 | Yes
8797076 | SAMSUNG | AM240KXVTFH | Non-Ducted Indoor Units | 228000 | 12.1 | 25.7 | 258000 | 3.4 | 258000 | 2.05 | 4750 | Yes
10035444 | SAMSUNG | AM240KXVTFR | Non-Ducted Indoor Units | 228000 | 12.1 | 25.7 | 258000 | 3.4 | 258000 | 2.05 | 4750 | Yes
8797083 | SAMSUNG | AM240KXVTJH | Non-Ducted Indoor Units | 228000 | 12.1 | 25.7 | 258000 | 3.4 | 258000 | 2.05 | 4750 | Yes
10035462 | SAMSUNG | AM240KXVTJR | Non-Ducted Indoor Units | 228000 | 12.1 | 25.7 | 258000 | 3.4 | 258000 | 2.05 | 4750 | Yes
207699045 | SAMSUNG | AM192KXVTFR | Mixed Ducted and Non-Ducted Indoor Units | 184000 | 12.3 | 25.8 | 206000 | 3.66 | 206000 | 2.2 | 3832.5 | Yes
5733047 | SAMSUNG | AM168FXVAFH | Non-Ducted Indoor Units | 160000 | 12.1 | 25.9 | 180000 | 3.94 | 118000 | 2.65 | 3332.5 | Yes
5733051 | SAMSUNG | AM168FXVAFR | Non-Ducted Indoor Units | 160000 | 12.1 | 25.9 | 180000 | 3.94 | 118000 | 2.65 | 3332.5 | Yes
8797073 | SAMSUNG | AM168KXVTFH | Non-Ducted Indoor Units | 160000 | 11.8 | 25.9 | 180000 | 3.37 | 180000 | 2.05 | 3332.5 | Yes
10035441 | SAMSUNG | AM168KXVTFR | Non-Ducted Indoor Units | 160000 | 11.8 | 25.9 | 180000 | 3.37 | 180000 | 2.05 | 3332.5 | Yes
8797080 | SAMSUNG | AM168KXVTJH | Non-Ducted Indoor Units | 160000 | 11.8 | 25.9 | 180000 | 3.37 | 180000 | 2.05 | 3332.5 | Yes
10035459 | SAMSUNG | AM168KXVTJR | Non-Ducted Indoor Units | 160000 | 11.8 | 25.9 | 180000 | 3.37 | 180000 | 2.05 | 3332.5 | Yes
207825953 | SAMSUNG | AM192BXVGFH | Non-Ducted Indoor Units | 184000 | 11.9 | 25.9 | 206000 | 3.61 | 134000 | 2.48 | 3832.5 | Yes
207825933 | SAMSUNG | AM192BXVGFR | Non-Ducted Indoor Units | 184000 | 11.9 | 25.9 | 206000 | 3.61 | 134000 | 2.48 | 3832.5 | Yes
207825973 | SAMSUNG | AM192BXVGJH | Non-Ducted Indoor Units | 184000 | 11.9 | 25.9 | 206000 | 3.61 | 134000 | 2.48 | 3832.5 | Yes
207825993 | SAMSUNG | AM192BXVGJR | Non-Ducted Indoor Units | 184000 | 11.9 | 25.9 | 206000 | 3.61 | 134000 | 2.48 | 3832.5 | Yes
207827249 | SAMSUNG | AM192BXVGFH | Mixed Ducted and Non-Ducted Indoor Units | 184000 | 11.85 | 25.95 | 206000 | 3.58 | 134000 | 2.56 | 3832.5 | Yes
207827240 | SAMSUNG | AM192BXVGFR | Mixed Ducted and Non-Ducted Indoor Units | 184000 | 11.85 | 25.95 | 206000 | 3.58 | 134000 | 2.56 | 3832.5 | Yes
207827258 | SAMSUNG | AM192BXVGJH | Mixed Ducted and Non-Ducted Indoor Units | 184000 | 11.85 | 25.95 | 206000 | 3.58 | 134000 | 2.56 | 3832.5 | Yes
207827267 | SAMSUNG | AM192BXVGJR | Mixed Ducted and Non-Ducted Indoor Units | 184000 | 11.85 | 25.95 | 206000 | 3.58 | 134000 | 2.56 | 3832.5 | Yes
8797072 | SAMSUNG | AM144KXVTFH | Non-Ducted Indoor Units | 138000 | 11.7 | 26 | 154000 | 3.34 | 154000 | 2.05 | 2875 | Yes
10035440 | SAMSUNG | AM144KXVTFR | Non-Ducted Indoor Units | 138000 | 11.7 | 26 | 154000 | 3.34 | 154000 | 2.05 | 2875 | Yes
8797079 | SAMSUNG | AM144KXVTJH | Non-Ducted Indoor Units | 138000 | 11.7 | 26 | 154000 | 3.34 | 154000 | 2.05 | 2875 | Yes
10035458 | SAMSUNG | AM144KXVTJR | Non-Ducted Indoor Units | 138000 | 11.7 | 26 | 154000 | 3.34 | 154000 | 2.05 | 2875 | Yes
207825944 | SAMSUNG | AM192BXVGFH | Ducted Indoor Units | 184000 | 11.8 | 26 | 206000 | 3.55 | 134000 | 2.65 | 3832.5 | Yes
207825924 | SAMSUNG | AM192BXVGFR | Ducted Indoor Units | 184000 | 11.8 | 26 | 206000 | 3.55 | 134000 | 2.65 | 3832.5 | Yes
207825964 | SAMSUNG | AM192BXVGJH | Ducted Indoor Units | 184000 | 11.8 | 26 | 206000 | 3.55 | 134000 | 2.65 | 3832.5 | Yes
207825984 | SAMSUNG | AM192BXVGJR | Ducted Indoor Units | 184000 | 11.8 | 26 | 206000 | 3.55 | 134000 | 2.65 | 3832.5 | Yes
8797075 | SAMSUNG | AM216KXVTFH | Non-Ducted Indoor Units | 206000 | 12 | 26.1 | 230000 | 3.43 | 230000 | 2.05 | 4292.5 | Yes
10035443 | SAMSUNG | AM216KXVTFR | Non-Ducted Indoor Units | 206000 | 12 | 26.1 | 230000 | 3.43 | 230000 | 2.05 | 4292.5 | Yes
8797082 | SAMSUNG | AM216KXVTJH | Non-Ducted Indoor Units | 206000 | 12 | 26.1 | 230000 | 3.43 | 230000 | 2.05 | 4292.5 | Yes
10035461 | SAMSUNG | AM216KXVTJR | Non-Ducted Indoor Units | 206000 | 12 | 26.1 | 230000 | 3.43 | 230000 | 2.05 | 4292.5 | Yes
207699043 | SAMSUNG | AM168KXVTFR | Mixed Ducted and Non-Ducted Indoor Units | 160000 | 12.45 | 26.2 | 180000 | 3.67 | 180000 | 2.2 | 3332.5 | Yes
207699042 | SAMSUNG | AM144KXVTFR | Mixed Ducted and Non-Ducted Indoor Units | 138000 | 12.35 | 26.4 | 154000 | 3.65 | 154000 | 2.22 | 2875 | Yes
207827248 | SAMSUNG | AM168BXVGFH | Mixed Ducted and Non-Ducted Indoor Units | 160000 | 11.15 | 26.81 | 180000 | 3.62 | 118000 | 2.5 | 3332.5 | Yes
207827239 | SAMSUNG | AM168BXVGFR | Mixed Ducted and Non-Ducted Indoor Units | 160000 | 11.15 | 26.81 | 180000 | 3.62 | 118000 | 2.5 | 3332.5 | Yes
207827257 | SAMSUNG | AM168BXVGJH | Mixed Ducted and Non-Ducted Indoor Units | 160000 | 11.15 | 26.81 | 180000 | 3.62 | 118000 | 2.5 | 3332.5 | Yes
207827266 | SAMSUNG | AM168BXVGJR | Mixed Ducted and Non-Ducted Indoor Units | 160000 | 11.15 | 26.81 | 180000 | 3.62 | 118000 | 2.5 | 3332.5 | Yes
209863171 | SAMSUNG | AM144BXVTFR | Mixed Ducted and Non-Ducted Indoor Units | 138000 | 13.15 | 27 | 154000 | 4.08 | 154000 | 2.45 | 2875 | Yes
209863181 | SAMSUNG | AM144BXVTFH | Mixed Ducted and Non-Ducted Indoor Units | 138000 | 13.15 | 27 | 154000 | 4.08 | 154000 | 2.45 | 2875 | Yes
209863191 | SAMSUNG | AM144BXVTJH | Mixed Ducted and Non-Ducted Indoor Units | 138000 | 13.15 | 27 | 154000 | 4.08 | 154000 | 2.45 | 2875 | Yes
209863201 | SAMSUNG | AM144BXVTJR | Mixed Ducted and Non-Ducted Indoor Units | 138000 | 13.15 | 27 | 154000 | 4.08 | 154000 | 2.45 | 2875 | Yes
207827247 | SAMSUNG | AM144BXVGFH | Mixed Ducted and Non-Ducted Indoor Units | 138000 | 12.05 | 27.5 | 154000 | 3.76 | 100000 | 2.68 | 2875 | Yes
207827238 | SAMSUNG | AM144BXVGFR | Mixed Ducted and Non-Ducted Indoor Units | 138000 | 12.05 | 27.5 | 154000 | 3.76 | 100000 | 2.68 | 2875 | Yes
207827256 | SAMSUNG | AM144BXVGJH | Mixed Ducted and Non-Ducted Indoor Units | 138000 | 12.05 | 27.5 | 154000 | 3.76 | 100000 | 2.68 | 2875 | Yes
207827265 | SAMSUNG | AM144BXVGJR | Mixed Ducted and Non-Ducted Indoor Units | 138000 | 12.05 | 27.5 | 154000 | 3.76 | 100000 | 2.68 | 2875 | Yes
209863175 | SAMSUNG | AM240BXVTFR | Mixed Ducted and Non-Ducted Indoor Units | 228000 | 12.62 | 27.8 | 258000 | 3.89 | 258000 | 2.11 | 4750 | Yes
209863185 | SAMSUNG | AM240BXVTFH | Mixed Ducted and Non-Ducted Indoor Units | 228000 | 12.62 | 27.8 | 258000 | 3.89 | 258000 | 2.11 | 4750 | Yes
209863195 | SAMSUNG | AM240BXVTJH | Mixed Ducted and Non-Ducted Indoor Units | 228000 | 12.62 | 27.8 | 258000 | 3.89 | 258000 | 2.11 | 4750 | Yes
209863205 | SAMSUNG | AM240BXVTJR | Mixed Ducted and Non-Ducted Indoor Units | 228000 | 12.62 | 27.8 | 258000 | 3.89 | 258000 | 2.11 | 4750 | Yes
209863174 | SAMSUNG | AM216BXVTFR | Mixed Ducted and Non-Ducted Indoor Units | 206000 | 12.85 | 27.9 | 232000 | 3.92 | 232000 | 2.2 | 4292.5 | Yes
209863184 | SAMSUNG | AM216BXVTFH | Mixed Ducted and Non-Ducted Indoor Units | 206000 | 12.85 | 27.9 | 232000 | 3.92 | 232000 | 2.2 | 4292.5 | Yes
209863194 | SAMSUNG | AM216BXVTJH | Mixed Ducted and Non-Ducted Indoor Units | 206000 | 12.85 | 27.9 | 232000 | 3.92 | 232000 | 2.2 | 4292.5 | Yes
209863204 | SAMSUNG | AM216BXVTJR | Mixed Ducted and Non-Ducted Indoor Units | 206000 | 12.85 | 27.9 | 232000 | 3.92 | 232000 | 2.2 | 4292.5 | Yes
209863173 | SAMSUNG | AM192BXVTFR | Mixed Ducted and Non-Ducted Indoor Units | 182000 | 12.87 | 28.1 | 206000 | 3.98 | 206000 | 2.27 | 3792.5 | Yes
209863183 | SAMSUNG | AM192BXVTFH | Mixed Ducted and Non-Ducted Indoor Units | 182000 | 12.87 | 28.1 | 206000 | 3.98 | 206000 | 2.27 | 3792.5 | Yes
209863193 | SAMSUNG | AM192BXVTJH | Mixed Ducted and Non-Ducted Indoor Units | 182000 | 12.87 | 28.1 | 206000 | 3.98 | 206000 | 2.27 | 3792.5 | Yes
209863203 | SAMSUNG | AM192BXVTJR | Mixed Ducted and Non-Ducted Indoor Units | 182000 | 12.87 | 28.1 | 206000 | 3.98 | 206000 | 2.27 | 3792.5 | Yes
204442779 | SAMSUNG | AM216KXVTFH | Non-Ducted Indoor Units | 206000 | 13.3 | 28.3 | 230000 | 3.81 | 230000 | 2.12 | 4292.5 | Yes
204442795 | SAMSUNG | AM216KXVTFR | Non-Ducted Indoor Units | 206000 | 13.3 | 28.3 | 230000 | 3.81 | 230000 | 2.12 | 4292.5 | Yes
204442787 | SAMSUNG | AM216KXVTJH | Non-Ducted Indoor Units | 206000 | 13.3 | 28.3 | 230000 | 3.81 | 230000 | 2.12 | 4292.5 | Yes
204442803 | SAMSUNG | AM216KXVTJR | Non-Ducted Indoor Units | 206000 | 13.3 | 28.3 | 230000 | 3.81 | 230000 | 2.12 | 4292.5 | Yes
204442780 | SAMSUNG | AM240KXVTFH | Non-Ducted Indoor Units | 228000 | 13.4 | 28.5 | 258000 | 3.77 | 258000 | 2.11 | 4750 | Yes
204442796 | SAMSUNG | AM240KXVTFR | Non-Ducted Indoor Units | 228000 | 13.4 | 28.5 | 258000 | 3.77 | 258000 | 2.11 | 4750 | Yes
204442788 | SAMSUNG | AM240KXVTJH | Non-Ducted Indoor Units | 228000 | 13.4 | 28.5 | 258000 | 3.77 | 258000 | 2.11 | 4750 | Yes
204442804 | SAMSUNG | AM240KXVTJR | Non-Ducted Indoor Units | 228000 | 13.4 | 28.5 | 258000 | 3.77 | 258000 | 2.11 | 4750 | Yes
209863172 | SAMSUNG | AM168BXVTFR | Mixed Ducted and Non-Ducted Indoor Units | 160000 | 13.15 | 28.65 | 180000 | 4.01 | 180000 | 2.4 | 3332.5 | Yes
209863182 | SAMSUNG | AM168BXVTFH | Mixed Ducted and Non-Ducted Indoor Units | 160000 | 13.15 | 28.65 | 180000 | 4.01 | 180000 | 2.4 | 3332.5 | Yes
209863192 | SAMSUNG | AM168BXVTJH | Mixed Ducted and Non-Ducted Indoor Units | 160000 | 13.15 | 28.65 | 180000 | 4.01 | 180000 | 2.4 | 3332.5 | Yes
209863202 | SAMSUNG | AM168BXVTJR | Mixed Ducted and Non-Ducted Indoor Units | 160000 | 13.15 | 28.65 | 180000 | 4.01 | 180000 | 2.4 | 3332.5 | Yes
207825952 | SAMSUNG | AM168BXVGFH | Non-Ducted Indoor Units | 160000 | 11.2 | 28.8 | 180000 | 3.6 | 118000 | 2.45 | 3332.5 | Yes
207825932 | SAMSUNG | AM168BXVGFR | Non-Ducted Indoor Units | 160000 | 11.2 | 28.8 | 180000 | 3.6 | 118000 | 2.45 | 3332.5 | Yes
207825972 | SAMSUNG | AM168BXVGJH | Non-Ducted Indoor Units | 160000 | 11.2 | 28.8 | 180000 | 3.6 | 118000 | 2.45 | 3332.5 | Yes
207825992 | SAMSUNG | AM168BXVGJR | Non-Ducted Indoor Units | 160000 | 11.2 | 28.8 | 180000 | 3.6 | 118000 | 2.45 | 3332.5 | Yes
204442778 | SAMSUNG | AM192KXVTFH | Non-Ducted Indoor Units | 184000 | 13.1 | 29.1 | 206000 | 3.78 | 206000 | 2.15 | 3832.5 | Yes
207699041 | SAMSUNG | AM192KXVTFR | Non-Ducted Indoor Units | 184000 | 13.1 | 29.1 | 206000 | 3.78 | 206000 | 2.15 | 3832.5 | Yes
204442786 | SAMSUNG | AM192KXVTJH | Non-Ducted Indoor Units | 184000 | 13.1 | 29.1 | 206000 | 3.78 | 206000 | 2.15 | 3832.5 | Yes
204442802 | SAMSUNG | AM192KXVTJR | Non-Ducted Indoor Units | 184000 | 13.1 | 29.1 | 206000 | 3.78 | 206000 | 2.15 | 3832.5 | Yes
207825951 | SAMSUNG | AM144BXVGFH | Non-Ducted Indoor Units | 138000 | 12 | 29.3 | 154000 | 3.85 | 100000 | 2.67 | 2875 | Yes
207825931 | SAMSUNG | AM144BXVGFR | Non-Ducted Indoor Units | 138000 | 12 | 29.3 | 154000 | 3.85 | 100000 | 2.67 | 2875 | Yes
207825971 | SAMSUNG | AM144BXVGJH | Non-Ducted Indoor Units | 138000 | 12 | 29.3 | 154000 | 3.85 | 100000 | 2.67 | 2875 | Yes
207825991 | SAMSUNG | AM144BXVGJR | Non-Ducted Indoor Units | 138000 | 12 | 29.3 | 154000 | 3.85 | 100000 | 2.67 | 2875 | Yes
205000545 | SAMSUNG | AM168KXVTFH | Non-Ducted Indoor Units | 160000 | 13.4 | 29.7 | 180000 | 3.74 | 180000 | 2.15 | 3332.5 | Yes
207699039 | SAMSUNG | AM168KXVTFR | Non-Ducted Indoor Units | 160000 | 13.4 | 29.7 | 180000 | 3.74 | 180000 | 2.15 | 3332.5 | Yes
205000546 | SAMSUNG | AM168KXVTJH | Non-Ducted Indoor Units | 160000 | 13.4 | 29.7 | 180000 | 3.74 | 180000 | 2.15 | 3332.5 | Yes
205000547 | SAMSUNG | AM168KXVTJR | Non-Ducted Indoor Units | 160000 | 13.4 | 29.7 | 180000 | 3.74 | 180000 | 2.15 | 3332.5 | Yes
204442777 | SAMSUNG | AM144KXVTFH | Non-Ducted Indoor Units | 138000 | 13.3 | 29.8 | 154000 | 3.71 | 154000 | 2.15 | 2875 | Yes
207699038 | SAMSUNG | AM144KXVTFR | Non-Ducted Indoor Units | 138000 | 13.3 | 29.8 | 154000 | 3.71 | 154000 | 2.15 | 2875 | Yes
204442793 | SAMSUNG | AM144KXVTFR | Non-Ducted Indoor Units | 138000 | 13.3 | 29.8 | 154000 | 3.71 | 154000 | 2.15 | 2875 | Yes
204442785 | SAMSUNG | AM144KXVTJH | Non-Ducted Indoor Units | 138000 | 13.3 | 29.8 | 154000 | 3.71 | 154000 | 2.15 | 2875 | Yes
204442801 | SAMSUNG | AM144KXVTJR | Non-Ducted Indoor Units | 138000 | 13.3 | 29.8 | 154000 | 3.71 | 154000 | 2.15 | 2875 | Yes
209842201 | SAMSUNG | AM240BXVTFR | Non-Ducted Indoor Units | 228000 | 13.2 | 31.6 | 258000 | 3.98 | 258000 | 2.06 | 4750 | Yes
209842419 | SAMSUNG | AM240BXVTFH | Non-Ducted Indoor Units | 228000 | 13.2 | 31.6 | 258000 | 3.98 | 258000 | 2.06 | 4750 | Yes
209842439 | SAMSUNG | AM240BXVTJH | Non-Ducted Indoor Units | 228000 | 13.2 | 31.6 | 258000 | 3.98 | 258000 | 2.06 | 4750 | Yes
209842459 | SAMSUNG | AM240BXVTJR | Non-Ducted Indoor Units | 228000 | 13.2 | 31.6 | 258000 | 3.98 | 258000 | 2.06 | 4750 | Yes
209842200 | SAMSUNG | AM216BXVTFR | Non-Ducted Indoor Units | 206000 | 13.6 | 31.7 | 232000 | 4.03 | 232000 | 2.18 | 4292.5 | Yes
209842418 | SAMSUNG | AM216BXVTFH | Non-Ducted Indoor Units | 206000 | 13.6 | 31.7 | 232000 | 4.03 | 232000 | 2.18 | 4292.5 | Yes
209842438 | SAMSUNG | AM216BXVTJH | Non-Ducted Indoor Units | 206000 | 13.6 | 31.7 | 232000 | 4.03 | 232000 | 2.18 | 4292.5 | Yes
209842458 | SAMSUNG | AM216BXVTJR | Non-Ducted Indoor Units | 206000 | 13.6 | 31.7 | 232000 | 4.03 | 232000 | 2.18 | 4292.5 | Yes
209842199 | SAMSUNG | AM192BXVTFR | Non-Ducted Indoor Units | 182000 | 13.6 | 32.1 | 206000 | 4.13 | 206000 | 2.27 | 3792.5 | Yes
209842417 | SAMSUNG | AM192BXVTFH | Non-Ducted Indoor Units | 182000 | 13.6 | 32.1 | 206000 | 4.13 | 206000 | 2.27 | 3792.5 | Yes
209842437 | SAMSUNG | AM192BXVTJH | Non-Ducted Indoor Units | 182000 | 13.6 | 32.1 | 206000 | 4.13 | 206000 | 2.27 | 3792.5 | Yes
209842457 | SAMSUNG | AM192BXVTJR | Non-Ducted Indoor Units | 182000 | 13.6 | 32.1 | 206000 | 4.13 | 206000 | 2.27 | 3792.5 | Yes
209842197 | SAMSUNG | AM144BXVTFR | Non-Ducted Indoor Units | 138000 | 14 | 32.9 | 154000 | 4.28 | 154000 | 2.56 | 2875 | Yes
209842415 | SAMSUNG | AM144BXVTFH | Non-Ducted Indoor Units | 138000 | 14 | 32.9 | 154000 | 4.28 | 154000 | 2.56 | 2875 | Yes
209842435 | SAMSUNG | AM144BXVTJH | Non-Ducted Indoor Units | 138000 | 14 | 32.9 | 154000 | 4.28 | 154000 | 2.56 | 2875 | Yes
209842455 | SAMSUNG | AM144BXVTJR | Non-Ducted Indoor Units | 138000 | 14 | 32.9 | 154000 | 4.28 | 154000 | 2.56 | 2875 | Yes
209842198 | SAMSUNG | AM168BXVTFR | Non-Ducted Indoor Units | 160000 | 14.05 | 33.2 | 180000 | 4.17 | 180000 | 2.49 | 3332.5 | Yes
209842416 | SAMSUNG | AM168BXVTFH | Non-Ducted Indoor Units | 160000 | 14.05 | 33.2 | 180000 | 4.17 | 180000 | 2.49 | 3332.5 | Yes
209842436 | SAMSUNG | AM168BXVTJH | Non-Ducted Indoor Units | 160000 | 14.05 | 33.2 | 180000 | 4.17 | 180000 | 2.49 | 3332.5 | Yes
209842456 | SAMSUNG | AM168BXVTJR | Non-Ducted Indoor Units | 160000 | 14.05 | 33.2 | 180000 | 4.17 | 180000 | 2.49 | 3332.5 | Yes
6334587 | TOSHIBA CARRIER | MMY-AP1444FT9UL | Mixed Ducted and Non-Ducted Indoor Units | 138000 | 11.1 | 18.35 | 152000 | 3.32 | 96000 | 2.19 | 2875 | Yes
6334577 | TOSHIBA CARRIER | MMY-AP1444FT6UL | Non-Ducted Indoor Units | 138000 | 11.3 | 19.9 | 154000 | 3.44 | 96000 | 2.19 | 2875 | Yes
206331972 | TOSHIBA CARRIER | MMY-AP192S6FT6P-UL | Ducted Indoor Units | 184000 | 11.3 | 19.9 | 206000 | 3.57 | 150000 | 2.4 | 3832.5 | Yes
10612581 | TOSHIBA CARRIER | MMY-AP192S6FT6P-UL | Ducted Indoor Units | 184000 | 11.3 | 19.9 | 206000 | 3.57 | 150000 | 2.4 | 3832.5 | Yes
206331974 | TOSHIBA CARRIER | MMY-AP192S6FT9P-UL | Ducted Indoor Units | 184000 | 11.3 | 19.9 | 206000 | 3.57 | 150000 | 2.4 | 3832.5 | Yes
10612583 | TOSHIBA CARRIER | MMY-AP192S6FT9P-UL | Ducted Indoor Units | 184000 | 11.3 | 19.9 | 206000 | 3.57 | 150000 | 2.4 | 3832.5 | Yes
206331766 | TOSHIBA CARRIER | MMY-AP192S6HT6P-UL | Ducted Indoor Units | 184000 | 11.9 | 19.9 | 206000 | 3.83 | 150000 | 2.74 | 3832.5 | Yes
10612408 | TOSHIBA CARRIER | MMY-AP192S6HT6P-UL | Ducted Indoor Units | 184000 | 11.9 | 19.9 | 206000 | 3.83 | 150000 | 2.74 | 3832.5 | Yes
206331922 | TOSHIBA CARRIER | MMY-AP192S6HT9P-UL | Ducted Indoor Units | 184000 | 11.9 | 19.9 | 206000 | 3.83 | 150000 | 2.74 | 3832.5 | Yes
10612409 | TOSHIBA CARRIER | MMY-AP192S6HT9P-UL | Ducted Indoor Units | 184000 | 11.9 | 19.9 | 206000 | 3.83 | 150000 | 2.74 | 3832.5 | Yes
206332030 | TOSHIBA CARRIER | MMY-AP1446FT2P-UL | Ducted Indoor Units | 138000 | 12.2 | 20 | 154000 | 3.57 | 109000 | 2.54 | 2875 | Yes
10612569 | TOSHIBA CARRIER | MMY-AP1446FT2P-UL | Ducted Indoor Units | 138000 | 12.2 | 20 | 154000 | 3.57 | 109000 | 2.54 | 2875 | Yes
206331783 | TOSHIBA CARRIER | MMY-MAP1446HT6P-UL | Ducted Indoor Units | 138000 | 11.3 | 20 | 154000 | 3.91 | 109000 | 2.78 | 2875 | Yes
10612453 | TOSHIBA CARRIER | MMY-MAP1446HT6P-UL | Ducted Indoor Units | 138000 | 11.3 | 20 | 154000 | 3.91 | 109000 | 2.78 | 2875 | Yes
206331940 | TOSHIBA CARRIER | MMY-MAP1446HT9P-UL | Ducted Indoor Units | 138000 | 11.3 | 20 | 154000 | 3.91 | 109000 | 2.78 | 2875 | Yes
10612454 | TOSHIBA CARRIER | MMY-MAP1446HT9P-UL | Ducted Indoor Units | 138000 | 11.3 | 20 | 154000 | 3.91 | 109000 | 2.78 | 2875 | Yes
206331960 | TOSHIBA CARRIER | MMY-MAP1446FT6P-UL | Ducted Indoor Units | 138000 | 11.4 | 20.2 | 154000 | 3.52 | 109000 | 2.48 | 2875 | Yes
10612565 | TOSHIBA CARRIER | MMY-MAP1446FT6P-UL | Ducted Indoor Units | 138000 | 11.4 | 20.2 | 154000 | 3.52 | 109000 | 2.48 | 2875 | Yes
206331962 | TOSHIBA CARRIER | MMY-MAP1446FT9P-UL | Ducted Indoor Units | 138000 | 11.4 | 20.2 | 154000 | 3.52 | 109000 | 2.48 | 2875 | Yes
10612567 | TOSHIBA CARRIER | MMY-MAP1446FT9P-UL | Ducted Indoor Units | 138000 | 11.4 | 20.2 | 154000 | 3.52 | 109000 | 2.48 | 2875 | Yes
206331765 | TOSHIBA CARRIER | MMY-AP1926HT6P-UL | Ducted Indoor Units | 184000 | 12.2 | 20.3 | 206000 | 4 | 150000 | 2.88 | 3832.5 | Yes
10612406 | TOSHIBA CARRIER | MMY-AP1926HT6P-UL | Ducted Indoor Units | 184000 | 12.2 | 20.3 | 206000 | 4 | 150000 | 2.88 | 3832.5 | Yes
206331921 | TOSHIBA CARRIER | MMY-AP1926HT9P-UL | Ducted Indoor Units | 184000 | 12.2 | 20.3 | 206000 | 4 | 150000 | 2.88 | 3832.5 | Yes
10612407 | TOSHIBA CARRIER | MMY-AP1926HT9P-UL | Ducted Indoor Units | 184000 | 12.2 | 20.3 | 206000 | 4 | 150000 | 2.88 | 3832.5 | Yes
206331794 | TOSHIBA CARRIER | MMY-AP2166HT6P-UL | Ducted Indoor Units | 206000 | 12.1 | 20.3 | 232000 | 3.93 | 164000 | 2.86 | 4292.5 | Yes
10612664 | TOSHIBA CARRIER | MMY-AP2166HT6P-UL | Ducted Indoor Units | 206000 | 12.1 | 20.3 | 232000 | 3.93 | 164000 | 2.86 | 4292.5 | Yes
206331943 | TOSHIBA CARRIER | MMY-AP2166HT9P-UL | Ducted Indoor Units | 206000 | 12.1 | 20.3 | 232000 | 3.93 | 164000 | 2.86 | 4292.5 | Yes
10612473 | TOSHIBA CARRIER | MMY-AP2166HT9P-UL | Ducted Indoor Units | 206000 | 12.1 | 20.3 | 232000 | 3.93 | 164000 | 2.86 | 4292.5 | Yes
206331768 | TOSHIBA CARRIER | MMY-AP240S6HT6P-UL | Ducted Indoor Units | 230000 | 12 | 20.3 | 256000 | 3.9 | 182000 | 2.86 | 4792.5 | Yes
10612413 | TOSHIBA CARRIER | MMY-AP240S6HT6P-UL | Ducted Indoor Units | 230000 | 12 | 20.3 | 256000 | 3.9 | 182000 | 2.86 | 4792.5 | Yes
206331925 | TOSHIBA CARRIER | MMY-AP240S6HT9P-UL | Ducted Indoor Units | 230000 | 12 | 20.3 | 256000 | 3.9 | 182000 | 2.86 | 4792.5 | Yes
10612414 | TOSHIBA CARRIER | MMY-AP240S6HT9P-UL | Ducted Indoor Units | 230000 | 12 | 20.3 | 256000 | 3.9 | 182000 | 2.86 | 4792.5 | Yes
6334570 | TOSHIBA CARRIER | MMY-AP1444FT9UL | Non-Ducted Indoor Units | 138000 | 11.3 | 20.4 | 154000 | 3.44 | 96000 | 2.19 | 2875 | Yes
206331968 | TOSHIBA CARRIER | MMY-AP1926FT6P-UL | Ducted Indoor Units | 184000 | 11.5 | 20.4 | 206000 | 3.67 | 150000 | 2.45 | 3832.5 | Yes
10612577 | TOSHIBA CARRIER | MMY-AP1926FT6P-UL | Ducted Indoor Units | 184000 | 11.5 | 20.4 | 206000 | 3.67 | 150000 | 2.45 | 3832.5 | Yes
206331970 | TOSHIBA CARRIER | MMY-AP1926FT9P-UL | Ducted Indoor Units | 184000 | 11.5 | 20.4 | 206000 | 3.67 | 150000 | 2.45 | 3832.5 | Yes
10612579 | TOSHIBA CARRIER | MMY-AP1926FT9P-UL | Ducted Indoor Units | 184000 | 11.5 | 20.4 | 206000 | 3.67 | 150000 | 2.45 | 3832.5 | Yes
206331976 | TOSHIBA CARRIER | MMY-AP2166FT6P-UL | Ducted Indoor Units | 206000 | 11.2 | 20.5 | 232000 | 3.74 | 164000 | 2.44 | 4292.5 | Yes
10612585 | TOSHIBA CARRIER | MMY-AP2166FT6P-UL | Ducted Indoor Units | 206000 | 11.2 | 20.5 | 232000 | 3.74 | 164000 | 2.44 | 4292.5 | Yes
206331978 | TOSHIBA CARRIER | MMY-AP2166FT9P-UL | Ducted Indoor Units | 206000 | 11.2 | 20.5 | 232000 | 3.74 | 164000 | 2.44 | 4292.5 | Yes
10612587 | TOSHIBA CARRIER | MMY-AP2166FT9P-UL | Ducted Indoor Units | 206000 | 11.2 | 20.5 | 232000 | 3.74 | 164000 | 2.44 | 4292.5 | Yes
206331767 | TOSHIBA CARRIER | MMY-AP2406HT6P-UL | Ducted Indoor Units | 230000 | 12.1 | 20.6 | 256000 | 3.95 | 182000 | 2.91 | 4792.5 | Yes
10612411 | TOSHIBA CARRIER | MMY-AP2406HT6P-UL | Ducted Indoor Units | 230000 | 12.1 | 20.6 | 256000 | 3.95 | 182000 | 2.91 | 4792.5 | Yes
206331924 | TOSHIBA CARRIER | MMY-AP2406HT9P-UL | Ducted Indoor Units | 230000 | 12.1 | 20.6 | 256000 | 3.95 | 182000 | 2.91 | 4792.5 | Yes
10612412 | TOSHIBA CARRIER | MMY-AP2406HT9P-UL | Ducted Indoor Units | 230000 | 12.1 | 20.6 | 256000 | 3.95 | 182000 | 2.91 | 4792.5 | Yes
206331980 | TOSHIBA CARRIER | MMY-AP2406FT6P-UL | Ducted Indoor Units | 230000 | 11.3 | 20.8 | 256000 | 3.56 | 182000 | 2.47 | 4792.5 | Yes
10612591 | TOSHIBA CARRIER | MMY-AP2406FT6P-UL | Ducted Indoor Units | 230000 | 11.3 | 20.8 | 256000 | 3.56 | 182000 | 2.47 | 4792.5 | Yes
206331982 | TOSHIBA CARRIER | MMY-AP2406FT9P-UL | Ducted Indoor Units | 230000 | 11.3 | 20.8 | 256000 | 3.56 | 182000 | 2.47 | 4792.5 | Yes
10612593 | TOSHIBA CARRIER | MMY-AP2406FT9P-UL | Ducted Indoor Units | 230000 | 11.3 | 20.8 | 256000 | 3.56 | 182000 | 2.47 | 4792.5 | Yes
8989570 | TOSHIBA CARRIER | MMY-MAP1686HT6P-UL | Ducted Indoor Units | 160000 | 11.2 | 21 | 180000 | 3.7 | 132000 | 2.7 | 3332.5 | Yes
9085405 | TOSHIBA CARRIER | MMY-MAP1686HT9P-UL | Ducted Indoor Units | 160000 | 11.2 | 21 | 180000 | 3.7 | 132000 | 2.7 | 3332.5 | Yes
8989616 | TOSHIBA CARRIER | MMY-AP240S6HT6P-UL | Ducted Indoor Units | 230000 | 12.3 | 21.8 | 256000 | 3.95 | 182000 | 2.9 | 4792.5 | Yes
9085415 | TOSHIBA CARRIER | MMY-AP240S6HT9P-UL | Ducted Indoor Units | 230000 | 12.3 | 21.8 | 256000 | 3.95 | 182000 | 2.9 | 4792.5 | Yes
206332130 | TOSHIBA CARRIER | MMY-AP240S6HT6P-UL | Mixed Ducted and Non-Ducted Indoor Units | 230000 | 11.8 | 21.95 | 256000 | 3.8 | 182000 | 2.74 | 4792.5 | Yes
10612589 | TOSHIBA CARRIER | MMY-AP240S6HT6P-UL | Mixed Ducted and Non-Ducted Indoor Units | 230000 | 11.8 | 21.95 | 256000 | 3.8 | 182000 | 2.74 | 4792.5 | Yes
206332080 | TOSHIBA CARRIER | MMY-AP240S6HT9P-UL | Mixed Ducted and Non-Ducted Indoor Units | 230000 | 11.8 | 21.95 | 256000 | 3.8 | 182000 | 2.74 | 4792.5 | Yes
10612482 | TOSHIBA CARRIER | MMY-AP240S6HT9P-UL | Mixed Ducted and Non-Ducted Indoor Units | 230000 | 11.8 | 21.95 | 256000 | 3.8 | 182000 | 2.74 | 4792.5 | Yes
9122980 | TOSHIBA CARRIER | MMY-MAP1686FT6P-UL | Ducted Indoor Units | 160000 | 11 | 22 | 180000 | 3.3 | 132000 | 2.4 | 3332.5 | Yes
9122982 | TOSHIBA CARRIER | MMY-MAP1686FT9P-UL | Ducted Indoor Units | 160000 | 11 | 22 | 180000 | 3.3 | 132000 | 2.4 | 3332.5 | Yes
206332081 | TOSHIBA CARRIER | MMY-AP2406FT6P-UL | Mixed Ducted and Non-Ducted Indoor Units | 230000 | 11.45 | 22.05 | 256000 | 3.58 | 182000 | 2.5 | 4792.5 | Yes
10612483 | TOSHIBA CARRIER | MMY-AP2406FT6P-UL | Mixed Ducted and Non-Ducted Indoor Units | 230000 | 11.45 | 22.05 | 256000 | 3.58 | 182000 | 2.5 | 4792.5 | Yes
206332082 | TOSHIBA CARRIER | MMY-AP2406FT9P-UL | Mixed Ducted and Non-Ducted Indoor Units | 230000 | 11.45 | 22.05 | 256000 | 3.58 | 182000 | 2.5 | 4792.5 | Yes
10612484 | TOSHIBA CARRIER | MMY-AP2406FT9P-UL | Mixed Ducted and Non-Ducted Indoor Units | 230000 | 11.45 | 22.05 | 256000 | 3.58 | 182000 | 2.5 | 4792.5 | Yes
8989569 | TOSHIBA CARRIER | MMY-MAP1446HT6P-UL | Ducted Indoor Units | 138000 | 11.6 | 22.1 | 154000 | 4 | 109000 | 2.85 | 2875 | Yes
9085403 | TOSHIBA CARRIER | MMY-MAP1446HT9P-UL | Ducted Indoor Units | 138000 | 11.6 | 22.1 | 154000 | 4 | 109000 | 2.85 | 2875 | Yes
8989574 | TOSHIBA CARRIER | MMY-AP2406HT6P-UL | Ducted Indoor Units | 230000 | 12.4 | 22.2 | 256000 | 4 | 182000 | 2.95 | 4792.5 | Yes
9085413 | TOSHIBA CARRIER | MMY-AP2406HT9P-UL | Ducted Indoor Units | 230000 | 12.4 | 22.2 | 256000 | 4 | 182000 | 2.95 | 4792.5 | Yes
206332077 | TOSHIBA CARRIER | MMY-AP2166FT6P-UL | Mixed Ducted and Non-Ducted Indoor Units | 206000 | 11.4 | 22.35 | 232000 | 3.65 | 164000 | 2.45 | 4292.5 | Yes
10612475 | TOSHIBA CARRIER | MMY-AP2166FT6P-UL | Mixed Ducted and Non-Ducted Indoor Units | 206000 | 11.4 | 22.35 | 232000 | 3.65 | 164000 | 2.45 | 4292.5 | Yes
206332078 | TOSHIBA CARRIER | MMY-AP2166FT9P-UL | Mixed Ducted and Non-Ducted Indoor Units | 206000 | 11.4 | 22.35 | 232000 | 3.65 | 164000 | 2.45 | 4292.5 | Yes
10612476 | TOSHIBA CARRIER | MMY-AP2166FT9P-UL | Mixed Ducted and Non-Ducted Indoor Units | 206000 | 11.4 | 22.35 | 232000 | 3.65 | 164000 | 2.45 | 4292.5 | Yes
206332129 | TOSHIBA CARRIER | MMY-AP2406HT6P-UL | Mixed Ducted and Non-Ducted Indoor Units | 230000 | 12.05 | 22.35 | 256000 | 3.85 | 182000 | 2.78 | 4792.5 | Yes
10612588 | TOSHIBA CARRIER | MMY-AP2406HT6P-UL | Mixed Ducted and Non-Ducted Indoor Units | 230000 | 12.05 | 22.35 | 256000 | 3.85 | 182000 | 2.78 | 4792.5 | Yes
206332079 | TOSHIBA CARRIER | MMY-AP2406HT9P-UL | Mixed Ducted and Non-Ducted Indoor Units | 230000 | 12.05 | 22.35 | 256000 | 3.85 | 182000 | 2.78 | 4792.5 | Yes
10612479 | TOSHIBA CARRIER | MMY-AP2406HT9P-UL | Mixed Ducted and Non-Ducted Indoor Units | 230000 | 12.05 | 22.35 | 256000 | 3.85 | 182000 | 2.78 | 4792.5 | Yes
8989611 | TOSHIBA CARRIER | MMY-MAP1686HT6P-UL | Mixed Ducted and Non-Ducted Indoor Units | 160000 | 11.1 | 22.4 | 180000 | 3.72 | 132000 | 2.59 | 3332.5 | Yes
9085442 | TOSHIBA CARRIER | MMY-MAP1686HT9P-UL | Mixed Ducted and Non-Ducted Indoor Units | 160000 | 11.1 | 22.4 | 180000 | 3.72 | 132000 | 2.59 | 3332.5 | Yes
206332137 | TOSHIBA CARRIER | MMY-AP2166HT6P-UL | Mixed Ducted and Non-Ducted Indoor Units | 206000 | 12.05 | 22.45 | 232000 | 3.91 | 164000 | 2.8 | 4292.5 | Yes
10612707 | TOSHIBA CARRIER | MMY-AP2166HT6P-UL | Mixed Ducted and Non-Ducted Indoor Units | 206000 | 12.05 | 22.45 | 232000 | 3.91 | 164000 | 2.8 | 4292.5 | Yes
206332076 | TOSHIBA CARRIER | MMY-AP2166HT9P-UL | Mixed Ducted and Non-Ducted Indoor Units | 206000 | 12.05 | 22.45 | 232000 | 3.91 | 164000 | 2.8 | 4292.5 | Yes
10612474 | TOSHIBA CARRIER | MMY-AP2166HT9P-UL | Mixed Ducted and Non-Ducted Indoor Units | 206000 | 12.05 | 22.45 | 232000 | 3.91 | 164000 | 2.8 | 4292.5 | Yes
206332128 | TOSHIBA CARRIER | MMY-AP192S6HT6P-UL | Mixed Ducted and Non-Ducted Indoor Units | 184000 | 12.25 | 22.5 | 206000 | 3.89 | 150000 | 2.71 | 3832.5 | Yes
10612575 | TOSHIBA CARRIER | MMY-AP192S6HT6P-UL | Mixed Ducted and Non-Ducted Indoor Units | 184000 | 12.25 | 22.5 | 206000 | 3.89 | 150000 | 2.71 | 3832.5 | Yes
206332071 | TOSHIBA CARRIER | MMY-AP192S6HT9P-UL | Mixed Ducted and Non-Ducted Indoor Units | 184000 | 12.25 | 22.5 | 206000 | 3.89 | 150000 | 2.71 | 3832.5 | Yes
10612468 | TOSHIBA CARRIER | MMY-AP192S6HT9P-UL | Mixed Ducted and Non-Ducted Indoor Units | 184000 | 12.25 | 22.5 | 206000 | 3.89 | 150000 | 2.71 | 3832.5 | Yes
8989573 | TOSHIBA CARRIER | MMY-AP2166HT6P-UL | Ducted Indoor Units | 206000 | 12.5 | 22.5 | 232000 | 4 | 164000 | 2.92 | 4292.5 | Yes
9085411 | TOSHIBA CARRIER | MMY-AP2166HT9P-UL | Ducted Indoor Units | 206000 | 12.5 | 22.5 | 232000 | 4 | 164000 | 2.92 | 4292.5 | Yes
9122995 | TOSHIBA CARRIER | MMY-AP240S6FT6P-UL | Ducted Indoor Units | 230000 | 11 | 22.5 | 256000 | 3.5 | 182000 | 2.38 | 4792.5 | Yes
9122997 | TOSHIBA CARRIER | MMY-AP240S6FT9P-UL | Ducted Indoor Units | 230000 | 11 | 22.5 | 256000 | 3.5 | 182000 | 2.38 | 4792.5 | Yes
9550161 | TOSHIBA CARRIER | MMY-AP1446FT2P-UL | Ducted Indoor Units | 138000 | 13 | 22.6 | 154000 | 3.65 | 109000 | 2.6 | 2875 | Yes
206332074 | TOSHIBA CARRIER | MMY-AP192S6FT6P-UL | Mixed Ducted and Non-Ducted Indoor Units | 184000 | 11.5 | 22.6 | 206000 | 3.58 | 150000 | 2.42 | 3832.5 | Yes
10612471 | TOSHIBA CARRIER | MMY-AP192S6FT6P-UL | Mixed Ducted and Non-Ducted Indoor Units | 184000 | 11.5 | 22.6 | 206000 | 3.58 | 150000 | 2.42 | 3832.5 | Yes
206332075 | TOSHIBA CARRIER | MMY-AP192S6FT9P-UL | Mixed Ducted and Non-Ducted Indoor Units | 184000 | 11.5 | 22.6 | 206000 | 3.58 | 150000 | 2.42 | 3832.5 | Yes
10612472 | TOSHIBA CARRIER | MMY-AP192S6FT9P-UL | Mixed Ducted and Non-Ducted Indoor Units | 184000 | 11.5 | 22.6 | 206000 | 3.58 | 150000 | 2.42 | 3832.5 | Yes
8989572 | TOSHIBA CARRIER | MMY-AP192S6HT6P-UL | Ducted Indoor Units | 184000 | 12.3 | 22.6 | 206000 | 3.92 | 150000 | 2.8 | 3832.5 | Yes
9085409 | TOSHIBA CARRIER | MMY-AP192S6HT9P-UL | Ducted Indoor Units | 184000 | 12.3 | 22.6 | 206000 | 3.92 | 150000 | 2.8 | 3832.5 | Yes
8989622 | TOSHIBA CARRIER | MMY-AP240S6HT6P-UL | Mixed Ducted and Non-Ducted Indoor Units | 230000 | 11.95 | 22.7 | 256000 | 3.82 | 182000 | 2.76 | 4792.5 | Yes
9085447 | TOSHIBA CARRIER | MMY-AP240S6HT9P-UL | Mixed Ducted and Non-Ducted Indoor Units | 230000 | 11.95 | 22.7 | 256000 | 3.82 | 182000 | 2.76 | 4792.5 | Yes
206332126 | TOSHIBA CARRIER | MMY-MAP1446HT6P-UL | Mixed Ducted and Non-Ducted Indoor Units | 138000 | 11.85 | 22.8 | 154000 | 4.01 | 109000 | 2.75 | 2875 | Yes
10612563 | TOSHIBA CARRIER | MMY-MAP1446HT6P-UL | Mixed Ducted and Non-Ducted Indoor Units | 138000 | 11.85 | 22.8 | 154000 | 4.01 | 109000 | 2.75 | 2875 | Yes
206332063 | TOSHIBA CARRIER | MMY-MAP1446HT9P-UL | Mixed Ducted and Non-Ducted Indoor Units | 138000 | 11.85 | 22.8 | 154000 | 4.01 | 109000 | 2.75 | 2875 | Yes
10612455 | TOSHIBA CARRIER | MMY-MAP1446HT9P-UL | Mixed Ducted and Non-Ducted Indoor Units | 138000 | 11.85 | 22.8 | 154000 | 4.01 | 109000 | 2.75 | 2875 | Yes
206332139 | TOSHIBA CARRIER | MMY-AP1446FT2P-UL | Mixed Ducted and Non-Ducted Indoor Units | 138000 | 12.85 | 22.85 | 154000 | 3.67 | 109000 | 2.59 | 2875 | Yes
10612458 | TOSHIBA CARRIER | MMY-AP1446FT2P-UL | Mixed Ducted and Non-Ducted Indoor Units | 138000 | 12.85 | 22.85 | 154000 | 3.67 | 109000 | 2.59 | 2875 | Yes
206332127 | TOSHIBA CARRIER | MMY-AP1926HT6P-UL | Mixed Ducted and Non-Ducted Indoor Units | 184000 | 12.5 | 22.9 | 206000 | 4.02 | 150000 | 2.82 | 3832.5 | Yes
10612574 | TOSHIBA CARRIER | MMY-AP1926HT6P-UL | Mixed Ducted and Non-Ducted Indoor Units | 184000 | 12.5 | 22.9 | 206000 | 4.02 | 150000 | 2.82 | 3832.5 | Yes
206332070 | TOSHIBA CARRIER | MMY-AP1926HT9P-UL | Mixed Ducted and Non-Ducted Indoor Units | 184000 | 12.5 | 22.9 | 206000 | 4.02 | 150000 | 2.82 | 3832.5 | Yes
10612465 | TOSHIBA CARRIER | MMY-AP1926HT9P-UL | Mixed Ducted and Non-Ducted Indoor Units | 184000 | 12.5 | 22.9 | 206000 | 4.02 | 150000 | 2.82 | 3832.5 | Yes
8989571 | TOSHIBA CARRIER | MMY-AP1926HT6P-UL | Ducted Indoor Units | 184000 | 12.7 | 23 | 206000 | 4.1 | 150000 | 2.95 | 3832.5 | Yes
9085407 | TOSHIBA CARRIER | MMY-AP1926HT9P-UL | Ducted Indoor Units | 184000 | 12.7 | 23 | 206000 | 4.1 | 150000 | 2.95 | 3832.5 | Yes
9122992 | TOSHIBA CARRIER | MMY-AP2406FT6P-UL | Ducted Indoor Units | 230000 | 11.9 | 23 | 256000 | 3.6 | 182000 | 2.5 | 4792.5 | Yes
9122994 | TOSHIBA CARRIER | MMY-AP2406FT9P-UL | Ducted Indoor Units | 230000 | 11.9 | 23 | 256000 | 3.6 | 182000 | 2.5 | 4792.5 | Yes
9123049 | TOSHIBA CARRIER | MMY-AP240S6FT6P-UL | Mixed Ducted and Non-Ducted Indoor Units | 230000 | 11 | 23 | 256000 | 3.5 | 182000 | 2.38 | 4792.5 | Yes
9123050 | TOSHIBA CARRIER | MMY-AP240S6FT9P-UL | Mixed Ducted and Non-Ducted Indoor Units | 230000 | 11 | 23 | 256000 | 3.5 | 182000 | 2.38 | 4792.5 | Yes
9122977 | TOSHIBA CARRIER | MMY-MAP1446FT6P-UL | Ducted Indoor Units | 138000 | 12 | 23 | 154000 | 3.6 | 109000 | 2.54 | 2875 | Yes
9122979 | TOSHIBA CARRIER | MMY-MAP1446FT9P-UL | Ducted Indoor Units | 138000 | 12 | 23 | 154000 | 3.6 | 109000 | 2.54 | 2875 | Yes
9123039 | TOSHIBA CARRIER | MMY-MAP1686FT6P-UL | Mixed Ducted and Non-Ducted Indoor Units | 160000 | 11 | 23 | 180000 | 3.37 | 132000 | 2.4 | 3332.5 | Yes
9123040 | TOSHIBA CARRIER | MMY-MAP1686FT9P-UL | Mixed Ducted and Non-Ducted Indoor Units | 160000 | 11 | 23 | 180000 | 3.37 | 132000 | 2.4 | 3332.5 | Yes
206332064 | TOSHIBA CARRIER | MMY-MAP1446FT6P-UL | Mixed Ducted and Non-Ducted Indoor Units | 138000 | 11.8 | 23.05 | 154000 | 3.63 | 109000 | 2.54 | 2875 | Yes
10612456 | TOSHIBA CARRIER | MMY-MAP1446FT6P-UL | Mixed Ducted and Non-Ducted Indoor Units | 138000 | 11.8 | 23.05 | 154000 | 3.63 | 109000 | 2.54 | 2875 | Yes
206332065 | TOSHIBA CARRIER | MMY-MAP1446FT9P-UL | Mixed Ducted and Non-Ducted Indoor Units | 138000 | 11.8 | 23.05 | 154000 | 3.63 | 109000 | 2.54 | 2875 | Yes
10612457 | TOSHIBA CARRIER | MMY-MAP1446FT9P-UL | Mixed Ducted and Non-Ducted Indoor Units | 138000 | 11.8 | 23.05 | 154000 | 3.63 | 109000 | 2.54 | 2875 | Yes
8989615 | TOSHIBA CARRIER | MMY-AP2406HT6P-UL | Mixed Ducted and Non-Ducted Indoor Units | 230000 | 12.2 | 23.15 | 256000 | 3.87 | 182000 | 2.8 | 4792.5 | Yes
9085446 | TOSHIBA CARRIER | MMY-AP2406HT9P-UL | Mixed Ducted and Non-Ducted Indoor Units | 230000 | 12.2 | 23.15 | 256000 | 3.87 | 182000 | 2.8 | 4792.5 | Yes
206332072 | TOSHIBA CARRIER | MMY-AP1926FT6P-UL | Mixed Ducted and Non-Ducted Indoor Units | 184000 | 11.85 | 23.25 | 206000 | 3.68 | 150000 | 2.47 | 3832.5 | Yes
10612469 | TOSHIBA CARRIER | MMY-AP1926FT6P-UL | Mixed Ducted and Non-Ducted Indoor Units | 184000 | 11.85 | 23.25 | 206000 | 3.68 | 150000 | 2.47 | 3832.5 | Yes
206332073 | TOSHIBA CARRIER | MMY-AP1926FT9P-UL | Mixed Ducted and Non-Ducted Indoor Units | 184000 | 11.85 | 23.25 | 206000 | 3.68 | 150000 | 2.47 | 3832.5 | Yes
10612470 | TOSHIBA CARRIER | MMY-AP1926FT9P-UL | Mixed Ducted and Non-Ducted Indoor Units | 184000 | 11.85 | 23.25 | 206000 | 3.68 | 150000 | 2.47 | 3832.5 | Yes
206331979 | TOSHIBA CARRIER | MMY-AP2406FT6P-UL | Non-Ducted Indoor Units | 230000 | 11.6 | 23.3 | 256000 | 3.6 | 182000 | 2.53 | 4792.5 | Yes
10612590 | TOSHIBA CARRIER | MMY-AP2406FT6P-UL | Non-Ducted Indoor Units | 230000 | 11.6 | 23.3 | 256000 | 3.6 | 182000 | 2.53 | 4792.5 | Yes
206331981 | TOSHIBA CARRIER | MMY-AP2406FT9P-UL | Non-Ducted Indoor Units | 230000 | 11.6 | 23.3 | 256000 | 3.6 | 182000 | 2.53 | 4792.5 | Yes
10612592 | TOSHIBA CARRIER | MMY-AP2406FT9P-UL | Non-Ducted Indoor Units | 230000 | 11.6 | 23.3 | 256000 | 3.6 | 182000 | 2.53 | 4792.5 | Yes
9122986 | TOSHIBA CARRIER | MMY-AP192S6FT6P-UL | Ducted Indoor Units | 184000 | 12 | 23.5 | 206000 | 3.65 | 150000 | 2.45 | 3832.5 | Yes
9122988 | TOSHIBA CARRIER | MMY-AP192S6FT9P-UL | Ducted Indoor Units | 184000 | 12 | 23.5 | 206000 | 3.65 | 150000 | 2.45 | 3832.5 | Yes
9122989 | TOSHIBA CARRIER | MMY-AP2166FT6P-UL | Ducted Indoor Units | 206000 | 11.8 | 23.5 | 232000 | 3.8 | 164000 | 2.48 | 4292.5 | Yes
9122991 | TOSHIBA CARRIER | MMY-AP2166FT9P-UL | Ducted Indoor Units | 206000 | 11.8 | 23.5 | 232000 | 3.8 | 164000 | 2.48 | 4292.5 | Yes
9123047 | TOSHIBA CARRIER | MMY-AP2406FT6P-UL | Mixed Ducted and Non-Ducted Indoor Units | 230000 | 11.9 | 23.5 | 256000 | 3.6 | 182000 | 2.51 | 4792.5 | Yes
9123048 | TOSHIBA CARRIER | MMY-AP2406FT9P-UL | Mixed Ducted and Non-Ducted Indoor Units | 230000 | 11.9 | 23.5 | 256000 | 3.6 | 182000 | 2.51 | 4792.5 | Yes
9122956 | TOSHIBA CARRIER | MMY-AP240S6FT6P-UL | Non-Ducted Indoor Units | 230000 | 11 | 23.5 | 256000 | 3.5 | 182000 | 2.38 | 4792.5 | Yes
9122996 | TOSHIBA CARRIER | MMY-AP240S6FT9P-UL | Non-Ducted Indoor Units | 230000 | 11 | 23.5 | 256000 | 3.5 | 182000 | 2.38 | 4792.5 | Yes
8989614 | TOSHIBA CARRIER | MMY-AP2166HT6P-UL | Mixed Ducted and Non-Ducted Indoor Units | 206000 | 12.25 | 23.55 | 232000 | 3.95 | 164000 | 2.83 | 4292.5 | Yes
9085445 | TOSHIBA CARRIER | MMY-AP2166HT9P-UL | Mixed Ducted and Non-Ducted Indoor Units | 206000 | 12.25 | 23.55 | 232000 | 3.95 | 164000 | 2.83 | 4292.5 | Yes
206331787 | TOSHIBA CARRIER | MMY-AP240S6HT6P-UL | Non-Ducted Indoor Units | 230000 | 11.6 | 23.6 | 256000 | 3.7 | 182000 | 2.62 | 4792.5 | Yes
10612480 | TOSHIBA CARRIER | MMY-AP240S6HT6P-UL | Non-Ducted Indoor Units | 230000 | 11.6 | 23.6 | 256000 | 3.7 | 182000 | 2.62 | 4792.5 | Yes
8989575 | TOSHIBA CARRIER | MMY-AP240S6HT6P-UL | Non-Ducted Indoor Units | 230000 | 11.6 | 23.6 | 256000 | 3.7 | 182000 | 2.62 | 4792.5 | Yes
206331945 | TOSHIBA CARRIER | MMY-AP240S6HT9P-UL | Non-Ducted Indoor Units | 230000 | 11.6 | 23.6 | 256000 | 3.7 | 182000 | 2.62 | 4792.5 | Yes
10612481 | TOSHIBA CARRIER | MMY-AP240S6HT9P-UL | Non-Ducted Indoor Units | 230000 | 11.6 | 23.6 | 256000 | 3.7 | 182000 | 2.62 | 4792.5 | Yes
9085414 | TOSHIBA CARRIER | MMY-AP240S6HT9P-UL | Non-Ducted Indoor Units | 230000 | 11.6 | 23.6 | 256000 | 3.7 | 182000 | 2.62 | 4792.5 | Yes
206331763 | TOSHIBA CARRIER | MMY-MAP1686HT6P-UL | Non-Ducted Indoor Units | 160000 | 11 | 23.8 | 180000 | 3.74 | 132000 | 2.48 | 3332.5 | Yes
10612402 | TOSHIBA CARRIER | MMY-MAP1686HT6P-UL | Non-Ducted Indoor Units | 160000 | 11 | 23.8 | 180000 | 3.74 | 132000 | 2.48 | 3332.5 | Yes
8989555 | TOSHIBA CARRIER | MMY-MAP1686HT6P-UL | Non-Ducted Indoor Units | 160000 | 11 | 23.8 | 180000 | 3.74 | 132000 | 2.48 | 3332.5 | Yes
206331919 | TOSHIBA CARRIER | MMY-MAP1686HT9P-UL | Non-Ducted Indoor Units | 160000 | 11 | 23.8 | 180000 | 3.74 | 132000 | 2.48 | 3332.5 | Yes
10612404 | TOSHIBA CARRIER | MMY-MAP1686HT9P-UL | Non-Ducted Indoor Units | 160000 | 11 | 23.8 | 180000 | 3.74 | 132000 | 2.48 | 3332.5 | Yes
9085404 | TOSHIBA CARRIER | MMY-MAP1686HT9P-UL | Non-Ducted Indoor Units | 160000 | 11 | 23.8 | 180000 | 3.74 | 132000 | 2.48 | 3332.5 | Yes
8989613 | TOSHIBA CARRIER | MMY-AP192S6HT6P-UL | Mixed Ducted and Non-Ducted Indoor Units | 184000 | 12.45 | 23.85 | 206000 | 3.93 | 150000 | 2.74 | 3832.5 | Yes
9085444 | TOSHIBA CARRIER | MMY-AP192S6HT9P-UL | Mixed Ducted and Non-Ducted Indoor Units | 184000 | 12.45 | 23.85 | 206000 | 3.93 | 150000 | 2.74 | 3832.5 | Yes
8989610 | TOSHIBA CARRIER | MMY-MAP1446HT6P-UL | Mixed Ducted and Non-Ducted Indoor Units | 138000 | 12 | 23.85 | 154000 | 4.06 | 109000 | 2.79 | 2875 | Yes
9085441 | TOSHIBA CARRIER | MMY-MAP1446HT9P-UL | Mixed Ducted and Non-Ducted Indoor Units | 138000 | 12 | 23.85 | 154000 | 4.06 | 109000 | 2.79 | 2875 | Yes
9122983 | TOSHIBA CARRIER | MMY-AP1926FT6P-UL | Ducted Indoor Units | 184000 | 12.2 | 24 | 206000 | 3.75 | 150000 | 2.5 | 3832.5 | Yes
9122985 | TOSHIBA CARRIER | MMY-AP1926FT9P-UL | Ducted Indoor Units | 184000 | 12.2 | 24 | 206000 | 3.75 | 150000 | 2.5 | 3832.5 | Yes
9122955 | TOSHIBA CARRIER | MMY-AP2406FT6P-UL | Non-Ducted Indoor Units | 230000 | 11.9 | 24 | 256000 | 3.6 | 182000 | 2.53 | 4792.5 | Yes
9122993 | TOSHIBA CARRIER | MMY-AP2406FT9P-UL | Non-Ducted Indoor Units | 230000 | 11.9 | 24 | 256000 | 3.6 | 182000 | 2.53 | 4792.5 | Yes
9122951 | TOSHIBA CARRIER | MMY-MAP1686FT6P-UL | Non-Ducted Indoor Units | 160000 | 11 | 24 | 180000 | 3.44 | 132000 | 2.4 | 3332.5 | Yes
9122981 | TOSHIBA CARRIER | MMY-MAP1686FT9P-UL | Non-Ducted Indoor Units | 160000 | 11 | 24 | 180000 | 3.44 | 132000 | 2.4 | 3332.5 | Yes
206331786 | TOSHIBA CARRIER | MMY-AP2406HT6P-UL | Non-Ducted Indoor Units | 230000 | 12 | 24.1 | 256000 | 3.75 | 182000 | 2.66 | 4792.5 | Yes
10612477 | TOSHIBA CARRIER | MMY-AP2406HT6P-UL | Non-Ducted Indoor Units | 230000 | 12 | 24.1 | 256000 | 3.75 | 182000 | 2.66 | 4792.5 | Yes
8989559 | TOSHIBA CARRIER | MMY-AP2406HT6P-UL | Non-Ducted Indoor Units | 230000 | 12 | 24.1 | 256000 | 3.75 | 182000 | 2.66 | 4792.5 | Yes
206331944 | TOSHIBA CARRIER | MMY-AP2406HT9P-UL | Non-Ducted Indoor Units | 230000 | 12 | 24.1 | 256000 | 3.75 | 182000 | 2.66 | 4792.5 | Yes
10612478 | TOSHIBA CARRIER | MMY-AP2406HT9P-UL | Non-Ducted Indoor Units | 230000 | 12 | 24.1 | 256000 | 3.75 | 182000 | 2.66 | 4792.5 | Yes
9085412 | TOSHIBA CARRIER | MMY-AP2406HT9P-UL | Non-Ducted Indoor Units | 230000 | 12 | 24.1 | 256000 | 3.75 | 182000 | 2.66 | 4792.5 | Yes
206331975 | TOSHIBA CARRIER | MMY-AP2166FT6P-UL | Non-Ducted Indoor Units | 206000 | 11.6 | 24.2 | 232000 | 3.57 | 164000 | 2.46 | 4292.5 | Yes
10612584 | TOSHIBA CARRIER | MMY-AP2166FT6P-UL | Non-Ducted Indoor Units | 206000 | 11.6 | 24.2 | 232000 | 3.57 | 164000 | 2.46 | 4292.5 | Yes
9123045 | TOSHIBA CARRIER | MMY-AP2166FT6P-UL | Mixed Ducted and Non-Ducted Indoor Units | 206000 | 11.85 | 24.2 | 232000 | 3.68 | 164000 | 2.47 | 4292.5 | Yes
206331977 | TOSHIBA CARRIER | MMY-AP2166FT9P-UL | Non-Ducted Indoor Units | 206000 | 11.6 | 24.2 | 232000 | 3.57 | 164000 | 2.46 | 4292.5 | Yes
10612586 | TOSHIBA CARRIER | MMY-AP2166FT9P-UL | Non-Ducted Indoor Units | 206000 | 11.6 | 24.2 | 232000 | 3.57 | 164000 | 2.46 | 4292.5 | Yes
9123046 | TOSHIBA CARRIER | MMY-AP2166FT9P-UL | Mixed Ducted and Non-Ducted Indoor Units | 206000 | 11.85 | 24.2 | 232000 | 3.68 | 164000 | 2.47 | 4292.5 | Yes
8989612 | TOSHIBA CARRIER | MMY-AP1926HT6P-UL | Mixed Ducted and Non-Ducted Indoor Units | 184000 | 12.75 | 24.25 | 206000 | 4.07 | 150000 | 2.85 | 3832.5 | Yes
9085443 | TOSHIBA CARRIER | MMY-AP1926HT9P-UL | Mixed Ducted and Non-Ducted Indoor Units | 184000 | 12.75 | 24.25 | 206000 | 4.07 | 150000 | 2.85 | 3832.5 | Yes
9680960 | TOSHIBA CARRIER | MMY-AP1446FT2P-UL | Mixed Ducted and Non-Ducted Indoor Units | 138000 | 13.45 | 24.5 | 154000 | 3.71 | 109000 | 2.62 | 2875 | Yes
206331793 | TOSHIBA CARRIER | MMY-AP2166HT6P-UL | Non-Ducted Indoor Units | 206000 | 12 | 24.6 | 232000 | 3.9 | 164000 | 2.75 | 4292.5 | Yes
10612663 | TOSHIBA CARRIER | MMY-AP2166HT6P-UL | Non-Ducted Indoor Units | 206000 | 12 | 24.6 | 232000 | 3.9 | 164000 | 2.75 | 4292.5 | Yes
8989558 | TOSHIBA CARRIER | MMY-AP2166HT6P-UL | Non-Ducted Indoor Units | 206000 | 12 | 24.6 | 232000 | 3.9 | 164000 | 2.75 | 4292.5 | Yes
206331923 | TOSHIBA CARRIER | MMY-AP2166HT9P-UL | Non-Ducted Indoor Units | 206000 | 12 | 24.6 | 232000 | 3.9 | 164000 | 2.75 | 4292.5 | Yes
10612410 | TOSHIBA CARRIER | MMY-AP2166HT9P-UL | Non-Ducted Indoor Units | 206000 | 12 | 24.6 | 232000 | 3.9 | 164000 | 2.75 | 4292.5 | Yes
9085410 | TOSHIBA CARRIER | MMY-AP2166HT9P-UL | Non-Ducted Indoor Units | 206000 | 12 | 24.6 | 232000 | 3.9 | 164000 | 2.75 | 4292.5 | Yes
9123043 | TOSHIBA CARRIER | MMY-AP192S6FT6P-UL | Mixed Ducted and Non-Ducted Indoor Units | 184000 | 12 | 24.75 | 206000 | 3.62 | 150000 | 2.45 | 3832.5 | Yes
9123044 | TOSHIBA CARRIER | MMY-AP192S6FT9P-UL | Mixed Ducted and Non-Ducted Indoor Units | 184000 | 12 | 24.75 | 206000 | 3.62 | 150000 | 2.45 | 3832.5 | Yes
206331987 | TOSHIBA CARRIER | MMY-AP2646FT6P-UL | Non-Ducted Indoor Units | 252000 | 10.9 | 23.1 | 282000 | 3.4 | 200000 | 2.45 | 5250 | Yes
206331988 | TOSHIBA CARRIER | MMY-AP2646FT6P-UL | Ducted Indoor Units | 252000 | 10.9 | 20.5 | 282000 | 3.46 | 200000 | 2.37 | 5250 | Yes
206332086 | TOSHIBA CARRIER | MMY-AP2646FT6P-UL | Mixed Ducted and Non-Ducted Indoor Units | 252000 | 10.9 | 21.8 | 282000 | 3.43 | 200000 | 2.41 | 5250 | Yes
10612490 | TOSHIBA CARRIER | MMY-AP2646FT6P-UL | Mixed Ducted and Non-Ducted Indoor Units | 252000 | 10.9 | 21.8 | 282000 | 3.43 | 200000 | 2.41 | 5250 | Yes
10612599 | TOSHIBA CARRIER | MMY-AP2646FT6P-UL | Non-Ducted Indoor Units | 252000 | 10.9 | 23.1 | 282000 | 3.4 | 200000 | 2.45 | 5250 | Yes
10612600 | TOSHIBA CARRIER | MMY-AP2646FT6P-UL | Ducted Indoor Units | 252000 | 10.9 | 20.5 | 282000 | 3.46 | 200000 | 2.37 | 5250 | Yes
9122957 | TOSHIBA CARRIER | MMY-AP2646FT6P-UL | Non-Ducted Indoor Units | 252000 | 11.2 | 23.8 | 282000 | 3.4 | 200000 | 2.45 | 5250 | Yes
9122998 | TOSHIBA CARRIER | MMY-AP2646FT6P-UL | Ducted Indoor Units | 252000 | 11.4 | 22.5 | 282000 | 3.5 | 200000 | 2.4 | 5250 | Yes
9123051 | TOSHIBA CARRIER | MMY-AP2646FT6P-UL | Mixed Ducted and Non-Ducted Indoor Units | 252000 | 11.3 | 23.15 | 282000 | 3.45 | 200000 | 2.42 | 5250 | Yes
206331989 | TOSHIBA CARRIER | MMY-AP2646FT9P-UL | Non-Ducted Indoor Units | 252000 | 10.9 | 23.1 | 282000 | 3.4 | 200000 | 2.45 | 5250 | Yes
206331990 | TOSHIBA CARRIER | MMY-AP2646FT9P-UL | Ducted Indoor Units | 252000 | 10.9 | 20.5 | 282000 | 3.46 | 200000 | 2.37 | 5250 | Yes
206332087 | TOSHIBA CARRIER | MMY-AP2646FT9P-UL | Mixed Ducted and Non-Ducted Indoor Units | 252000 | 10.9 | 21.8 | 282000 | 3.43 | 200000 | 2.41 | 5250 | Yes
10612491 | TOSHIBA CARRIER | MMY-AP2646FT9P-UL | Mixed Ducted and Non-Ducted Indoor Units | 252000 | 10.9 | 21.8 | 282000 | 3.43 | 200000 | 2.41 | 5250 | Yes
10612601 | TOSHIBA CARRIER | MMY-AP2646FT9P-UL | Non-Ducted Indoor Units | 252000 | 10.9 | 23.1 | 282000 | 3.4 | 200000 | 2.45 | 5250 | Yes
10612602 | TOSHIBA CARRIER | MMY-AP2646FT9P-UL | Ducted Indoor Units | 252000 | 10.9 | 20.5 | 282000 | 3.46 | 200000 | 2.37 | 5250 | Yes
9122999 | TOSHIBA CARRIER | MMY-AP2646FT9P-UL | Non-Ducted Indoor Units | 252000 | 11.2 | 23.8 | 282000 | 3.4 | 200000 | 2.45 | 5250 | Yes
9123000 | TOSHIBA CARRIER | MMY-AP2646FT9P-UL | Ducted Indoor Units | 252000 | 11.4 | 22.5 | 282000 | 3.5 | 200000 | 2.4 | 5250 | Yes
9123052 | TOSHIBA CARRIER | MMY-AP2646FT9P-UL | Mixed Ducted and Non-Ducted Indoor Units | 252000 | 11.3 | 23.15 | 282000 | 3.45 | 200000 | 2.42 | 5250 | Yes
206331788 | TOSHIBA CARRIER | MMY-AP2646HT6P-UL | Ducted Indoor Units | 252000 | 12 | 20.4 | 282000 | 3.9 | 200000 | 2.88 | 5250 | Yes
206332131 | TOSHIBA CARRIER | MMY-AP2646HT6P-UL | Mixed Ducted and Non-Ducted Indoor Units | 252000 | 11.7 | 21.6 | 282000 | 3.77 | 200000 | 2.77 | 5250 | Yes
206331769 | TOSHIBA CARRIER | MMY-AP2646HT6P-UL | Non-Ducted Indoor Units | 252000 | 11.4 | 22.8 | 282000 | 3.65 | 200000 | 2.66 | 5250 | Yes
10612598 | TOSHIBA CARRIER | MMY-AP2646HT6P-UL | Mixed Ducted and Non-Ducted Indoor Units | 252000 | 11.7 | 21.6 | 282000 | 3.77 | 200000 | 2.77 | 5250 | Yes
10612415 | TOSHIBA CARRIER | MMY-AP2646HT6P-UL | Non-Ducted Indoor Units | 252000 | 11.4 | 22.8 | 282000 | 3.65 | 200000 | 2.66 | 5250 | Yes
10612487 | TOSHIBA CARRIER | MMY-AP2646HT6P-UL | Ducted Indoor Units | 252000 | 12 | 20.4 | 282000 | 3.9 | 200000 | 2.88 | 5250 | Yes
8989560 | TOSHIBA CARRIER | MMY-AP2646HT6P-UL | Non-Ducted Indoor Units | 252000 | 11.4 | 22.8 | 282000 | 3.65 | 200000 | 2.66 | 5250 | Yes
8989576 | TOSHIBA CARRIER | MMY-AP2646HT6P-UL | Ducted Indoor Units | 252000 | 12.2 | 21.6 | 282000 | 3.95 | 200000 | 2.92 | 5250 | Yes
8989617 | TOSHIBA CARRIER | MMY-AP2646HT6P-UL | Mixed Ducted and Non-Ducted Indoor Units | 252000 | 11.8 | 22.2 | 282000 | 3.8 | 200000 | 2.79 | 5250 | Yes
206331926 | TOSHIBA CARRIER | MMY-AP2646HT9P-UL | Non-Ducted Indoor Units | 252000 | 11.4 | 22.8 | 282000 | 3.65 | 200000 | 2.66 | 5250 | Yes
206331946 | TOSHIBA CARRIER | MMY-AP2646HT9P-UL | Ducted Indoor Units | 252000 | 12 | 20.4 | 282000 | 3.9 | 200000 | 2.88 | 5250 | Yes
206332085 | TOSHIBA CARRIER | MMY-AP2646HT9P-UL | Mixed Ducted and Non-Ducted Indoor Units | 252000 | 11.7 | 21.6 | 282000 | 3.77 | 200000 | 2.77 | 5250 | Yes
10612489 | TOSHIBA CARRIER | MMY-AP2646HT9P-UL | Mixed Ducted and Non-Ducted Indoor Units | 252000 | 11.7 | 21.6 | 282000 | 3.77 | 200000 | 2.77 | 5250 | Yes
10612416 | TOSHIBA CARRIER | MMY-AP2646HT9P-UL | Non-Ducted Indoor Units | 252000 | 11.4 | 22.8 | 282000 | 3.65 | 200000 | 2.66 | 5250 | Yes
10612488 | TOSHIBA CARRIER | MMY-AP2646HT9P-UL | Ducted Indoor Units | 252000 | 12 | 20.4 | 282000 | 3.9 | 200000 | 2.88 | 5250 | Yes
9085416 | TOSHIBA CARRIER | MMY-AP2646HT9P-UL | Non-Ducted Indoor Units | 252000 | 11.4 | 22.8 | 282000 | 3.65 | 200000 | 2.66 | 5250 | Yes
9085417 | TOSHIBA CARRIER | MMY-AP2646HT9P-UL | Ducted Indoor Units | 252000 | 12.2 | 21.6 | 282000 | 3.95 | 200000 | 2.92 | 5250 | Yes
9085448 | TOSHIBA CARRIER | MMY-AP2646HT9P-UL | Mixed Ducted and Non-Ducted Indoor Units | 252000 | 11.8 | 22.2 | 282000 | 3.8 | 200000 | 2.79 | 5250 | Yes
206331991 | TOSHIBA CARRIER | MMY-AP2886FT6P-UL | Non-Ducted Indoor Units | 276000 | 11.1 | 22.8 | 308000 | 3.45 | 216000 | 2.5 | 5750 | Yes
206331992 | TOSHIBA CARRIER | MMY-AP2886FT6P-UL | Ducted Indoor Units | 276000 | 11 | 20.2 | 308000 | 3.46 | 216000 | 2.37 | 5750 | Yes
206332092 | TOSHIBA CARRIER | MMY-AP2886FT6P-UL | Mixed Ducted and Non-Ducted Indoor Units | 276000 | 11.05 | 21.5 | 308000 | 3.45 | 216000 | 2.43 | 5750 | Yes
10612496 | TOSHIBA CARRIER | MMY-AP2886FT6P-UL | Mixed Ducted and Non-Ducted Indoor Units | 276000 | 11.05 | 21.5 | 308000 | 3.45 | 216000 | 2.43 | 5750 | Yes
10612603 | TOSHIBA CARRIER | MMY-AP2886FT6P-UL | Non-Ducted Indoor Units | 276000 | 11.1 | 22.8 | 308000 | 3.45 | 216000 | 2.5 | 5750 | Yes
10612604 | TOSHIBA CARRIER | MMY-AP2886FT6P-UL | Ducted Indoor Units | 276000 | 11 | 20.2 | 308000 | 3.46 | 216000 | 2.37 | 5750 | Yes
9122958 | TOSHIBA CARRIER | MMY-AP2886FT6P-UL | Non-Ducted Indoor Units | 276000 | 11.4 | 23.5 | 308000 | 3.45 | 216000 | 2.5 | 5750 | Yes
9123001 | TOSHIBA CARRIER | MMY-AP2886FT6P-UL | Ducted Indoor Units | 276000 | 11.5 | 22 | 308000 | 3.5 | 216000 | 2.4 | 5750 | Yes
9123053 | TOSHIBA CARRIER | MMY-AP2886FT6P-UL | Mixed Ducted and Non-Ducted Indoor Units | 276000 | 11.45 | 22.75 | 308000 | 3.47 | 216000 | 2.45 | 5750 | Yes
206331993 | TOSHIBA CARRIER | MMY-AP2886FT9P-UL | Non-Ducted Indoor Units | 276000 | 11.1 | 22.8 | 308000 | 3.45 | 216000 | 2.5 | 5750 | Yes
206331994 | TOSHIBA CARRIER | MMY-AP2886FT9P-UL | Ducted Indoor Units | 276000 | 11 | 20.2 | 308000 | 3.46 | 216000 | 2.37 | 5750 | Yes
206332093 | TOSHIBA CARRIER | MMY-AP2886FT9P-UL | Mixed Ducted and Non-Ducted Indoor Units | 276000 | 11.05 | 21.5 | 308000 | 3.45 | 216000 | 2.43 | 5750 | Yes
10612497 | TOSHIBA CARRIER | MMY-AP2886FT9P-UL | Mixed Ducted and Non-Ducted Indoor Units | 276000 | 11.05 | 21.5 | 308000 | 3.45 | 216000 | 2.43 | 5750 | Yes
10612605 | TOSHIBA CARRIER | MMY-AP2886FT9P-UL | Non-Ducted Indoor Units | 276000 | 11.1 | 22.8 | 308000 | 3.45 | 216000 | 2.5 | 5750 | Yes
10612606 | TOSHIBA CARRIER | MMY-AP2886FT9P-UL | Ducted Indoor Units | 276000 | 11 | 20.2 | 308000 | 3.46 | 216000 | 2.37 | 5750 | Yes
9123002 | TOSHIBA CARRIER | MMY-AP2886FT9P-UL | Non-Ducted Indoor Units | 276000 | 11.4 | 23.5 | 308000 | 3.45 | 216000 | 2.5 | 5750 | Yes
9123003 | TOSHIBA CARRIER | MMY-AP2886FT9P-UL | Ducted Indoor Units | 276000 | 11.5 | 22 | 308000 | 3.5 | 216000 | 2.4 | 5750 | Yes
9123054 | TOSHIBA CARRIER | MMY-AP2886FT9P-UL | Mixed Ducted and Non-Ducted Indoor Units | 276000 | 11.45 | 22.75 | 308000 | 3.47 | 216000 | 2.45 | 5750 | Yes
206332088 | TOSHIBA CARRIER | MMY-AP2886HT6P-UL | Mixed Ducted and Non-Ducted Indoor Units | 276000 | 11.2 | 21.25 | 308000 | 3.7 | 216000 | 2.76 | 5750 | Yes
206331770 | TOSHIBA CARRIER | MMY-AP2886HT6P-UL | Non-Ducted Indoor Units | 276000 | 11.1 | 22.5 | 308000 | 3.6 | 216000 | 2.65 | 5750 | Yes
206331771 | TOSHIBA CARRIER | MMY-AP2886HT6P-UL | Ducted Indoor Units | 276000 | 11.3 | 20 | 308000 | 3.81 | 216000 | 2.88 | 5750 | Yes
10612492 | TOSHIBA CARRIER | MMY-AP2886HT6P-UL | Mixed Ducted and Non-Ducted Indoor Units | 276000 | 11.2 | 21.25 | 308000 | 3.7 | 216000 | 2.76 | 5750 | Yes
10612417 | TOSHIBA CARRIER | MMY-AP2886HT6P-UL | Non-Ducted Indoor Units | 276000 | 11.1 | 22.5 | 308000 | 3.6 | 216000 | 2.65 | 5750 | Yes
10612418 | TOSHIBA CARRIER | MMY-AP2886HT6P-UL | Ducted Indoor Units | 276000 | 11.3 | 20 | 308000 | 3.81 | 216000 | 2.88 | 5750 | Yes
8989561 | TOSHIBA CARRIER | MMY-AP2886HT6P-UL | Non-Ducted Indoor Units | 276000 | 11.1 | 22.5 | 308000 | 3.6 | 216000 | 2.65 | 5750 | Yes
8989577 | TOSHIBA CARRIER | MMY-AP2886HT6P-UL | Ducted Indoor Units | 276000 | 11.5 | 21.2 | 308000 | 3.85 | 216000 | 2.92 | 5750 | Yes
8989618 | TOSHIBA CARRIER | MMY-AP2886HT6P-UL | Mixed Ducted and Non-Ducted Indoor Units | 276000 | 11.3 | 21.85 | 308000 | 3.72 | 216000 | 2.78 | 5750 | Yes
206331927 | TOSHIBA CARRIER | MMY-AP2886HT9P-UL | Non-Ducted Indoor Units | 276000 | 11.1 | 22.5 | 308000 | 3.6 | 216000 | 2.65 | 5750 | Yes
206331928 | TOSHIBA CARRIER | MMY-AP2886HT9P-UL | Ducted Indoor Units | 276000 | 11.3 | 20 | 308000 | 3.81 | 216000 | 2.88 | 5750 | Yes
206332089 | TOSHIBA CARRIER | MMY-AP2886HT9P-UL | Mixed Ducted and Non-Ducted Indoor Units | 276000 | 11.2 | 21.25 | 308000 | 3.7 | 216000 | 2.76 | 5750 | Yes
10612493 | TOSHIBA CARRIER | MMY-AP2886HT9P-UL | Mixed Ducted and Non-Ducted Indoor Units | 276000 | 11.2 | 21.25 | 308000 | 3.7 | 216000 | 2.76 | 5750 | Yes
10612419 | TOSHIBA CARRIER | MMY-AP2886HT9P-UL | Non-Ducted Indoor Units | 276000 | 11.1 | 22.5 | 308000 | 3.6 | 216000 | 2.65 | 5750 | Yes
10612420 | TOSHIBA CARRIER | MMY-AP2886HT9P-UL | Ducted Indoor Units | 276000 | 11.3 | 20 | 308000 | 3.81 | 216000 | 2.88 | 5750 | Yes
9085418 | TOSHIBA CARRIER | MMY-AP2886HT9P-UL | Non-Ducted Indoor Units | 276000 | 11.1 | 22.5 | 308000 | 3.6 | 216000 | 2.65 | 5750 | Yes
9085419 | TOSHIBA CARRIER | MMY-AP2886HT9P-UL | Ducted Indoor Units | 276000 | 11.5 | 21.2 | 308000 | 3.85 | 216000 | 2.92 | 5750 | Yes
9085449 | TOSHIBA CARRIER | MMY-AP2886HT9P-UL | Mixed Ducted and Non-Ducted Indoor Units | 276000 | 11.3 | 21.85 | 308000 | 3.72 | 216000 | 2.78 | 5750 | Yes
206331995 | TOSHIBA CARRIER | MMY-AP288S6FT6P-UL | Non-Ducted Indoor Units | 276000 | 10.3 | 22.4 | 308000 | 3.35 | 216000 | 2.35 | 5750 | Yes
206331996 | TOSHIBA CARRIER | MMY-AP288S6FT6P-UL | Ducted Indoor Units | 276000 | 9.8 | 19.7 | 308000 | 3.37 | 216000 | 2.32 | 5750 | Yes
206332094 | TOSHIBA CARRIER | MMY-AP288S6FT6P-UL | Mixed Ducted and Non-Ducted Indoor Units | 276000 | 10.05 | 21.05 | 308000 | 3.36 | 216000 | 2.33 | 5750 | Yes
10612498 | TOSHIBA CARRIER | MMY-AP288S6FT6P-UL | Mixed Ducted and Non-Ducted Indoor Units | 276000 | 10.05 | 21.05 | 308000 | 3.36 | 216000 | 2.33 | 5750 | Yes
10612607 | TOSHIBA CARRIER | MMY-AP288S6FT6P-UL | Non-Ducted Indoor Units | 276000 | 10.3 | 22.4 | 308000 | 3.35 | 216000 | 2.35 | 5750 | Yes
10612608 | TOSHIBA CARRIER | MMY-AP288S6FT6P-UL | Ducted Indoor Units | 276000 | 9.8 | 19.7 | 308000 | 3.37 | 216000 | 2.32 | 5750 | Yes
9122959 | TOSHIBA CARRIER | MMY-AP288S6FT6P-UL | Non-Ducted Indoor Units | 276000 | 10.6 | 23 | 308000 | 3.35 | 216000 | 2.35 | 5750 | Yes
9123004 | TOSHIBA CARRIER | MMY-AP288S6FT6P-UL | Ducted Indoor Units | 276000 | 10.3 | 21.5 | 308000 | 3.4 | 216000 | 2.35 | 5750 | Yes
9123055 | TOSHIBA CARRIER | MMY-AP288S6FT6P-UL | Mixed Ducted and Non-Ducted Indoor Units | 276000 | 10.45 | 22.25 | 308000 | 3.37 | 216000 | 2.35 | 5750 | Yes
206331997 | TOSHIBA CARRIER | MMY-AP288S6FT9P-UL | Non-Ducted Indoor Units | 276000 | 10.3 | 22.4 | 308000 | 3.35 | 216000 | 2.35 | 5750 | Yes
206331998 | TOSHIBA CARRIER | MMY-AP288S6FT9P-UL | Ducted Indoor Units | 276000 | 9.8 | 19.7 | 308000 | 3.37 | 216000 | 2.32 | 5750 | Yes
206332095 | TOSHIBA CARRIER | MMY-AP288S6FT9P-UL | Mixed Ducted and Non-Ducted Indoor Units | 276000 | 10.05 | 21.05 | 308000 | 3.36 | 216000 | 2.33 | 5750 | Yes
10612499 | TOSHIBA CARRIER | MMY-AP288S6FT9P-UL | Mixed Ducted and Non-Ducted Indoor Units | 276000 | 10.05 | 21.05 | 308000 | 3.36 | 216000 | 2.33 | 5750 | Yes
10612609 | TOSHIBA CARRIER | MMY-AP288S6FT9P-UL | Non-Ducted Indoor Units | 276000 | 10.3 | 22.4 | 308000 | 3.35 | 216000 | 2.35 | 5750 | Yes
10612610 | TOSHIBA CARRIER | MMY-AP288S6FT9P-UL | Ducted Indoor Units | 276000 | 9.8 | 19.7 | 308000 | 3.37 | 216000 | 2.32 | 5750 | Yes
9123005 | TOSHIBA CARRIER | MMY-AP288S6FT9P-UL | Non-Ducted Indoor Units | 276000 | 10.6 | 23 | 308000 | 3.35 | 216000 | 2.35 | 5750 | Yes
9123006 | TOSHIBA CARRIER | MMY-AP288S6FT9P-UL | Ducted Indoor Units | 276000 | 10.3 | 21.5 | 308000 | 3.4 | 216000 | 2.35 | 5750 | Yes
9123056 | TOSHIBA CARRIER | MMY-AP288S6FT9P-UL | Mixed Ducted and Non-Ducted Indoor Units | 276000 | 10.45 | 22.25 | 308000 | 3.37 | 216000 | 2.35 | 5750 | Yes
206331772 | TOSHIBA CARRIER | MMY-AP288S6HT6P-UL | Non-Ducted Indoor Units | 276000 | 10.9 | 22.2 | 308000 | 3.5 | 216000 | 2.58 | 5750 | Yes
206331773 | TOSHIBA CARRIER | MMY-AP288S6HT6P-UL | Ducted Indoor Units | 276000 | 11.2 | 19.6 | 308000 | 3.76 | 216000 | 2.8 | 5750 | Yes
206332090 | TOSHIBA CARRIER | MMY-AP288S6HT6P-UL | Mixed Ducted and Non-Ducted Indoor Units | 276000 | 11.05 | 20.9 | 308000 | 3.63 | 216000 | 2.69 | 5750 | Yes
10612494 | TOSHIBA CARRIER | MMY-AP288S6HT6P-UL | Mixed Ducted and Non-Ducted Indoor Units | 276000 | 11.05 | 20.9 | 308000 | 3.63 | 216000 | 2.69 | 5750 | Yes
10612421 | TOSHIBA CARRIER | MMY-AP288S6HT6P-UL | Non-Ducted Indoor Units | 276000 | 10.9 | 22.2 | 308000 | 3.5 | 216000 | 2.58 | 5750 | Yes
10612422 | TOSHIBA CARRIER | MMY-AP288S6HT6P-UL | Ducted Indoor Units | 276000 | 11.2 | 19.6 | 308000 | 3.76 | 216000 | 2.8 | 5750 | Yes
8989562 | TOSHIBA CARRIER | MMY-AP288S6HT6P-UL | Non-Ducted Indoor Units | 276000 | 10.9 | 22.2 | 308000 | 3.5 | 216000 | 2.58 | 5750 | Yes
8989578 | TOSHIBA CARRIER | MMY-AP288S6HT6P-UL | Ducted Indoor Units | 276000 | 11.4 | 20.8 | 308000 | 3.8 | 216000 | 2.83 | 5750 | Yes
8989619 | TOSHIBA CARRIER | MMY-AP288S6HT6P-UL | Mixed Ducted and Non-Ducted Indoor Units | 276000 | 11.15 | 21.5 | 308000 | 3.65 | 216000 | 2.7 | 5750 | Yes
206331929 | TOSHIBA CARRIER | MMY-AP288S6HT9P-UL | Non-Ducted Indoor Units | 276000 | 10.9 | 22.2 | 308000 | 3.5 | 216000 | 2.58 | 5750 | Yes
206331930 | TOSHIBA CARRIER | MMY-AP288S6HT9P-UL | Ducted Indoor Units | 276000 | 11.2 | 19.6 | 308000 | 3.76 | 216000 | 2.8 | 5750 | Yes
206332091 | TOSHIBA CARRIER | MMY-AP288S6HT9P-UL | Mixed Ducted and Non-Ducted Indoor Units | 276000 | 11.05 | 20.9 | 308000 | 3.63 | 216000 | 2.69 | 5750 | Yes
10612495 | TOSHIBA CARRIER | MMY-AP288S6HT9P-UL | Mixed Ducted and Non-Ducted Indoor Units | 276000 | 11.05 | 20.9 | 308000 | 3.63 | 216000 | 2.69 | 5750 | Yes
10612423 | TOSHIBA CARRIER | MMY-AP288S6HT9P-UL | Non-Ducted Indoor Units | 276000 | 10.9 | 22.2 | 308000 | 3.5 | 216000 | 2.58 | 5750 | Yes
10612424 | TOSHIBA CARRIER | MMY-AP288S6HT9P-UL | Ducted Indoor Units | 276000 | 11.2 | 19.6 | 308000 | 3.76 | 216000 | 2.8 | 5750 | Yes
9085420 | TOSHIBA CARRIER | MMY-AP288S6HT9P-UL | Non-Ducted Indoor Units | 276000 | 10.9 | 22.2 | 308000 | 3.5 | 216000 | 2.58 | 5750 | Yes
9085421 | TOSHIBA CARRIER | MMY-AP288S6HT9P-UL | Ducted Indoor Units | 276000 | 11.4 | 20.8 | 308000 | 3.8 | 216000 | 2.83 | 5750 | Yes
9085450 | TOSHIBA CARRIER | MMY-AP288S6HT9P-UL | Mixed Ducted and Non-Ducted Indoor Units | 276000 | 11.15 | 21.5 | 308000 | 3.65 | 216000 | 2.7 | 5750 | Yes
206331999 | TOSHIBA CARRIER | MMY-AP3126FT6P-UL | Non-Ducted Indoor Units | 298000 | 10.3 | 22.1 | 334000 | 3.3 | 236000 | 2.4 | 6207.5 | Yes
10612611 | TOSHIBA CARRIER | MMY-AP3126FT6P-UL | Non-Ducted Indoor Units | 298000 | 10.3 | 22.1 | 334000 | 3.3 | 236000 | 2.4 | 6207.5 | Yes
9122960 | TOSHIBA CARRIER | MMY-AP3126FT6P-UL | Non-Ducted Indoor Units | 298000 | 10.6 | 22.7 | 334000 | 3.3 | 236000 | 2.4 | 6207.5 | Yes
9123007 | TOSHIBA CARRIER | MMY-AP3126FT6P-UL | Ducted Indoor Units | 298000 | 10.5 | 21.5 | 334000 | 3.32 | 236000 | 2.35 | 6207.5 | Yes
9123057 | TOSHIBA CARRIER | MMY-AP3126FT6P-UL | Mixed Ducted and Non-Ducted Indoor Units | 298000 | 10.55 | 22.1 | 334000 | 3.31 | 236000 | 2.37 | 6207.5 | Yes
206332001 | TOSHIBA CARRIER | MMY-AP3126FT9P-UL | Non-Ducted Indoor Units | 298000 | 10.3 | 22.1 | 334000 | 3.3 | 236000 | 2.4 | 6207.5 | Yes
10612613 | TOSHIBA CARRIER | MMY-AP3126FT9P-UL | Non-Ducted Indoor Units | 298000 | 10.3 | 22.1 | 334000 | 3.3 | 236000 | 2.4 | 6207.5 | Yes
9123008 | TOSHIBA CARRIER | MMY-AP3126FT9P-UL | Non-Ducted Indoor Units | 298000 | 10.6 | 22.7 | 334000 | 3.3 | 236000 | 2.4 | 6207.5 | Yes
9123009 | TOSHIBA CARRIER | MMY-AP3126FT9P-UL | Ducted Indoor Units | 298000 | 10.5 | 21.5 | 334000 | 3.32 | 236000 | 2.35 | 6207.5 | Yes
9123058 | TOSHIBA CARRIER | MMY-AP3126FT9P-UL | Mixed Ducted and Non-Ducted Indoor Units | 298000 | 10.55 | 22.1 | 334000 | 3.31 | 236000 | 2.37 | 6207.5 | Yes
206331774 | TOSHIBA CARRIER | MMY-AP3126HT6P-UL | Non-Ducted Indoor Units | 298000 | 10.4 | 22.1 | 334000 | 3.42 | 236000 | 2.6 | 6207.5 | Yes
206331775 | TOSHIBA CARRIER | MMY-AP3126HT6P-UL | Ducted Indoor Units | 298000 | 10.8 | 19.7 | 334000 | 3.66 | 236000 | 2.72 | 6207.5 | Yes
206332096 | TOSHIBA CARRIER | MMY-AP3126HT6P-UL | Mixed Ducted and Non-Ducted Indoor Units | 298000 | 10.6 | 20.9 | 334000 | 3.54 | 236000 | 2.66 | 6207.5 | Yes
10612500 | TOSHIBA CARRIER | MMY-AP3126HT6P-UL | Mixed Ducted and Non-Ducted Indoor Units | 298000 | 10.6 | 20.9 | 334000 | 3.54 | 236000 | 2.66 | 6207.5 | Yes
10612425 | TOSHIBA CARRIER | MMY-AP3126HT6P-UL | Non-Ducted Indoor Units | 298000 | 10.4 | 22.1 | 334000 | 3.42 | 236000 | 2.6 | 6207.5 | Yes
10612426 | TOSHIBA CARRIER | MMY-AP3126HT6P-UL | Ducted Indoor Units | 298000 | 10.8 | 19.7 | 334000 | 3.66 | 236000 | 2.72 | 6207.5 | Yes
8989563 | TOSHIBA CARRIER | MMY-AP3126HT6P-UL | Non-Ducted Indoor Units | 298000 | 10.4 | 22.1 | 334000 | 3.42 | 236000 | 2.6 | 6207.5 | Yes
8989579 | TOSHIBA CARRIER | MMY-AP3126HT6P-UL | Ducted Indoor Units | 298000 | 11 | 20.9 | 334000 | 3.7 | 236000 | 2.75 | 6207.5 | Yes
8989620 | TOSHIBA CARRIER | MMY-AP3126HT6P-UL | Mixed Ducted and Non-Ducted Indoor Units | 298000 | 10.7 | 21.5 | 334000 | 3.56 | 236000 | 2.67 | 6207.5 | Yes
206331931 | TOSHIBA CARRIER | MMY-AP3126HT9P-UL | Non-Ducted Indoor Units | 298000 | 10.4 | 22.1 | 334000 | 3.42 | 236000 | 2.6 | 6207.5 | Yes
206331932 | TOSHIBA CARRIER | MMY-AP3126HT9P-UL | Ducted Indoor Units | 298000 | 10.8 | 19.7 | 334000 | 3.66 | 236000 | 2.72 | 6207.5 | Yes
206332097 | TOSHIBA CARRIER | MMY-AP3126HT9P-UL | Mixed Ducted and Non-Ducted Indoor Units | 298000 | 10.6 | 20.9 | 334000 | 3.54 | 236000 | 2.66 | 6207.5 | Yes
10612501 | TOSHIBA CARRIER | MMY-AP3126HT9P-UL | Mixed Ducted and Non-Ducted Indoor Units | 298000 | 10.6 | 20.9 | 334000 | 3.54 | 236000 | 2.66 | 6207.5 | Yes
10612427 | TOSHIBA CARRIER | MMY-AP3126HT9P-UL | Non-Ducted Indoor Units | 298000 | 10.4 | 22.1 | 334000 | 3.42 | 236000 | 2.6 | 6207.5 | Yes
10612428 | TOSHIBA CARRIER | MMY-AP3126HT9P-UL | Ducted Indoor Units | 298000 | 10.8 | 19.7 | 334000 | 3.66 | 236000 | 2.72 | 6207.5 | Yes
9085422 | TOSHIBA CARRIER | MMY-AP3126HT9P-UL | Non-Ducted Indoor Units | 298000 | 10.4 | 22.1 | 334000 | 3.42 | 236000 | 2.6 | 6207.5 | Yes
9085423 | TOSHIBA CARRIER | MMY-AP3126HT9P-UL | Ducted Indoor Units | 298000 | 11 | 20.9 | 334000 | 3.7 | 236000 | 2.75 | 6207.5 | Yes
9085451 | TOSHIBA CARRIER | MMY-AP3126HT9P-UL | Mixed Ducted and Non-Ducted Indoor Units | 298000 | 10.7 | 21.5 | 334000 | 3.56 | 236000 | 2.67 | 6207.5 | Yes
206332003 | TOSHIBA CARRIER | MMY-AP3366FT6P-UL | Non-Ducted Indoor Units | 320000 | 10.7 | 23.9 | 360000 | 3.4 | 268000 | 2.4 | 6667.5 | Yes
206332004 | TOSHIBA CARRIER | MMY-AP3366FT6P-UL | Ducted Indoor Units | 320000 | 10.2 | 20.7 | 360000 | 3.32 | 268000 | 2.38 | 6667.5 | Yes
206332102 | TOSHIBA CARRIER | MMY-AP3366FT6P-UL | Mixed Ducted and Non-Ducted Indoor Units | 320000 | 10.45 | 22.3 | 360000 | 3.36 | 268000 | 2.39 | 6667.5 | Yes
10612506 | TOSHIBA CARRIER | MMY-AP3366FT6P-UL | Mixed Ducted and Non-Ducted Indoor Units | 320000 | 10.45 | 22.3 | 360000 | 3.36 | 268000 | 2.39 | 6667.5 | Yes
10612615 | TOSHIBA CARRIER | MMY-AP3366FT6P-UL | Non-Ducted Indoor Units | 320000 | 10.7 | 23.9 | 360000 | 3.4 | 268000 | 2.4 | 6667.5 | Yes
10612616 | TOSHIBA CARRIER | MMY-AP3366FT6P-UL | Ducted Indoor Units | 320000 | 10.2 | 20.7 | 360000 | 3.32 | 268000 | 2.38 | 6667.5 | Yes
9122961 | TOSHIBA CARRIER | MMY-AP3366FT6P-UL | Non-Ducted Indoor Units | 320000 | 11 | 24.6 | 360000 | 3.4 | 268000 | 2.4 | 6667.5 | Yes
9123010 | TOSHIBA CARRIER | MMY-AP3366FT6P-UL | Ducted Indoor Units | 320000 | 10.7 | 22.5 | 360000 | 3.35 | 268000 | 2.4 | 6667.5 | Yes
9123059 | TOSHIBA CARRIER | MMY-AP3366FT6P-UL | Mixed Ducted and Non-Ducted Indoor Units | 320000 | 10.85 | 23.55 | 360000 | 3.37 | 268000 | 2.4 | 6667.5 | Yes
206332005 | TOSHIBA CARRIER | MMY-AP3366FT9P-UL | Non-Ducted Indoor Units | 320000 | 10.7 | 23.9 | 360000 | 3.4 | 268000 | 2.4 | 6667.5 | Yes
206332006 | TOSHIBA CARRIER | MMY-AP3366FT9P-UL | Ducted Indoor Units | 320000 | 10.2 | 20.7 | 360000 | 3.32 | 268000 | 2.38 | 6667.5 | Yes
206332103 | TOSHIBA CARRIER | MMY-AP3366FT9P-UL | Mixed Ducted and Non-Ducted Indoor Units | 320000 | 10.45 | 22.3 | 360000 | 3.36 | 268000 | 2.39 | 6667.5 | Yes
10612507 | TOSHIBA CARRIER | MMY-AP3366FT9P-UL | Mixed Ducted and Non-Ducted Indoor Units | 320000 | 10.45 | 22.3 | 360000 | 3.36 | 268000 | 2.39 | 6667.5 | Yes
10612617 | TOSHIBA CARRIER | MMY-AP3366FT9P-UL | Non-Ducted Indoor Units | 320000 | 10.7 | 23.9 | 360000 | 3.4 | 268000 | 2.4 | 6667.5 | Yes
10612618 | TOSHIBA CARRIER | MMY-AP3366FT9P-UL | Ducted Indoor Units | 320000 | 10.2 | 20.7 | 360000 | 3.32 | 268000 | 2.38 | 6667.5 | Yes
9123011 | TOSHIBA CARRIER | MMY-AP3366FT9P-UL | Non-Ducted Indoor Units | 320000 | 11 | 24.6 | 360000 | 3.4 | 268000 | 2.4 | 6667.5 | Yes
9123012 | TOSHIBA CARRIER | MMY-AP3366FT9P-UL | Ducted Indoor Units | 320000 | 10.7 | 22.5 | 360000 | 3.35 | 268000 | 2.4 | 6667.5 | Yes
9123060 | TOSHIBA CARRIER | MMY-AP3366FT9P-UL | Mixed Ducted and Non-Ducted Indoor Units | 320000 | 10.85 | 23.55 | 360000 | 3.37 | 268000 | 2.4 | 6667.5 | Yes
206331776 | TOSHIBA CARRIER | MMY-AP3366HT6P-UL | Non-Ducted Indoor Units | 320000 | 10.3 | 22 | 360000 | 3.35 | 268000 | 2.46 | 6667.5 | Yes
206331777 | TOSHIBA CARRIER | MMY-AP3366HT6P-UL | Ducted Indoor Units | 320000 | 10.4 | 19.6 | 360000 | 3.49 | 268000 | 2.57 | 6667.5 | Yes
206332100 | TOSHIBA CARRIER | MMY-AP3366HT6P-UL | Mixed Ducted and Non-Ducted Indoor Units | 320000 | 10.35 | 20.8 | 360000 | 3.42 | 268000 | 2.51 | 6667.5 | Yes
10612504 | TOSHIBA CARRIER | MMY-AP3366HT6P-UL | Mixed Ducted and Non-Ducted Indoor Units | 320000 | 10.35 | 20.8 | 360000 | 3.42 | 268000 | 2.51 | 6667.5 | Yes
10612429 | TOSHIBA CARRIER | MMY-AP3366HT6P-UL | Non-Ducted Indoor Units | 320000 | 10.3 | 22 | 360000 | 3.35 | 268000 | 2.46 | 6667.5 | Yes
10612430 | TOSHIBA CARRIER | MMY-AP3366HT6P-UL | Ducted Indoor Units | 320000 | 10.4 | 19.6 | 360000 | 3.49 | 268000 | 2.57 | 6667.5 | Yes
8989564 | TOSHIBA CARRIER | MMY-AP3366HT6P-UL | Non-Ducted Indoor Units | 320000 | 10.3 | 22 | 360000 | 3.35 | 268000 | 2.46 | 6667.5 | Yes
8989580 | TOSHIBA CARRIER | MMY-AP3366HT6P-UL | Ducted Indoor Units | 320000 | 10.6 | 20.7 | 360000 | 3.52 | 268000 | 2.6 | 6667.5 | Yes
8989621 | TOSHIBA CARRIER | MMY-AP3366HT6P-UL | Mixed Ducted and Non-Ducted Indoor Units | 320000 | 10.45 | 21.35 | 360000 | 3.43 | 268000 | 2.53 | 6667.5 | Yes
206331933 | TOSHIBA CARRIER | MMY-AP3366HT9P-UL | Non-Ducted Indoor Units | 320000 | 10.3 | 22 | 360000 | 3.35 | 268000 | 2.46 | 6667.5 | Yes
206331934 | TOSHIBA CARRIER | MMY-AP3366HT9P-UL | Ducted Indoor Units | 320000 | 10.4 | 19.6 | 360000 | 3.49 | 268000 | 2.57 | 6667.5 | Yes
206332101 | TOSHIBA CARRIER | MMY-AP3366HT9P-UL | Mixed Ducted and Non-Ducted Indoor Units | 320000 | 10.35 | 20.8 | 360000 | 3.42 | 268000 | 2.51 | 6667.5 | Yes
10612505 | TOSHIBA CARRIER | MMY-AP3366HT9P-UL | Mixed Ducted and Non-Ducted Indoor Units | 320000 | 10.35 | 20.8 | 360000 | 3.42 | 268000 | 2.51 | 6667.5 | Yes
10612431 | TOSHIBA CARRIER | MMY-AP3366HT9P-UL | Non-Ducted Indoor Units | 320000 | 10.3 | 22 | 360000 | 3.35 | 268000 | 2.46 | 6667.5 | Yes
10612432 | TOSHIBA CARRIER | MMY-AP3366HT9P-UL | Ducted Indoor Units | 320000 | 10.4 | 19.6 | 360000 | 3.49 | 268000 | 2.57 | 6667.5 | Yes
9085424 | TOSHIBA CARRIER | MMY-AP3366HT9P-UL | Non-Ducted Indoor Units | 320000 | 10.3 | 22 | 360000 | 3.35 | 268000 | 2.46 | 6667.5 | Yes
9085425 | TOSHIBA CARRIER | MMY-AP3366HT9P-UL | Ducted Indoor Units | 320000 | 10.6 | 20.7 | 360000 | 3.52 | 268000 | 2.6 | 6667.5 | Yes
9085452 | TOSHIBA CARRIER | MMY-AP3366HT9P-UL | Mixed Ducted and Non-Ducted Indoor Units | 320000 | 10.45 | 21.35 | 360000 | 3.43 | 268000 | 2.53 | 6667.5 | Yes
206332011 | TOSHIBA CARRIER | MMY-AP3606FT6P-UL | Non-Ducted Indoor Units | 342000 | 9.7 | 23.3 | 386000 | 3.3 | 284000 | 2.35 | 7125 | Yes
206332108 | TOSHIBA CARRIER | MMY-AP3606FT6P-UL | Mixed Ducted and Non-Ducted Indoor Units | 342000 | 9.6 | 21.75 | 386000 | 3.33 | 284000 | 2.31 | 7125 | Yes
10612512 | TOSHIBA CARRIER | MMY-AP3606FT6P-UL | Mixed Ducted and Non-Ducted Indoor Units | 342000 | 9.6 | 21.75 | 386000 | 3.33 | 284000 | 2.31 | 7125 | Yes
10612623 | TOSHIBA CARRIER | MMY-AP3606FT6P-UL | Non-Ducted Indoor Units | 342000 | 9.7 | 23.3 | 386000 | 3.3 | 284000 | 2.35 | 7125 | Yes
9122963 | TOSHIBA CARRIER | MMY-AP3606FT6P-UL | Non-Ducted Indoor Units | 342000 | 10 | 24 | 386000 | 3.3 | 284000 | 2.35 | 7125 | Yes
9123016 | TOSHIBA CARRIER | MMY-AP3606FT6P-UL | Ducted Indoor Units | 342000 | 10 | 22 | 386000 | 3.4 | 284000 | 2.3 | 7125 | Yes
9123063 | TOSHIBA CARRIER | MMY-AP3606FT6P-UL | Mixed Ducted and Non-Ducted Indoor Units | 342000 | 10 | 23 | 386000 | 3.35 | 284000 | 2.32 | 7125 | Yes
206332013 | TOSHIBA CARRIER | MMY-AP3606FT9P-UL | Non-Ducted Indoor Units | 342000 | 9.7 | 23.3 | 386000 | 3.3 | 284000 | 2.35 | 7125 | Yes
206332109 | TOSHIBA CARRIER | MMY-AP3606FT9P-UL | Mixed Ducted and Non-Ducted Indoor Units | 342000 | 9.6 | 21.75 | 386000 | 3.33 | 284000 | 2.31 | 7125 | Yes
10612513 | TOSHIBA CARRIER | MMY-AP3606FT9P-UL | Mixed Ducted and Non-Ducted Indoor Units | 342000 | 9.6 | 21.75 | 386000 | 3.33 | 284000 | 2.31 | 7125 | Yes
10612625 | TOSHIBA CARRIER | MMY-AP3606FT9P-UL | Non-Ducted Indoor Units | 342000 | 9.7 | 23.3 | 386000 | 3.3 | 284000 | 2.35 | 7125 | Yes
9123017 | TOSHIBA CARRIER | MMY-AP3606FT9P-UL | Non-Ducted Indoor Units | 342000 | 10 | 24 | 386000 | 3.3 | 284000 | 2.35 | 7125 | Yes
9123018 | TOSHIBA CARRIER | MMY-AP3606FT9P-UL | Ducted Indoor Units | 342000 | 10 | 22 | 386000 | 3.4 | 284000 | 2.3 | 7125 | Yes
9123064 | TOSHIBA CARRIER | MMY-AP3606FT9P-UL | Mixed Ducted and Non-Ducted Indoor Units | 342000 | 10 | 23 | 386000 | 3.35 | 284000 | 2.32 | 7125 | Yes
206331778 | TOSHIBA CARRIER | MMY-AP3606HT6P-UL | Non-Ducted Indoor Units | 342000 | 11.6 | 22.4 | 384000 | 3.52 | 284000 | 2.58 | 7125 | Yes
206331779 | TOSHIBA CARRIER | MMY-AP3606HT6P-UL | Ducted Indoor Units | 342000 | 11.8 | 20.3 | 384000 | 3.66 | 284000 | 2.72 | 7125 | Yes
206332106 | TOSHIBA CARRIER | MMY-AP3606HT6P-UL | Mixed Ducted and Non-Ducted Indoor Units | 342000 | 11.7 | 21.35 | 384000 | 3.59 | 284000 | 2.65 | 7125 | Yes
10612510 | TOSHIBA CARRIER | MMY-AP3606HT6P-UL | Mixed Ducted and Non-Ducted Indoor Units | 342000 | 11.7 | 21.35 | 384000 | 3.59 | 284000 | 2.65 | 7125 | Yes
10612433 | TOSHIBA CARRIER | MMY-AP3606HT6P-UL | Non-Ducted Indoor Units | 342000 | 11.6 | 22.4 | 384000 | 3.52 | 284000 | 2.58 | 7125 | Yes
10612434 | TOSHIBA CARRIER | MMY-AP3606HT6P-UL | Ducted Indoor Units | 342000 | 11.8 | 20.3 | 384000 | 3.66 | 284000 | 2.72 | 7125 | Yes
8989565 | TOSHIBA CARRIER | MMY-AP3606HT6P-UL | Non-Ducted Indoor Units | 342000 | 11.6 | 22.4 | 386000 | 3.52 | 284000 | 2.58 | 7125 | Yes
8989623 | TOSHIBA CARRIER | MMY-AP3606HT6P-UL | Ducted Indoor Units | 342000 | 12 | 21.4 | 386000 | 3.7 | 284000 | 2.75 | 7125 | Yes
8989629 | TOSHIBA CARRIER | MMY-AP3606HT6P-UL | Mixed Ducted and Non-Ducted Indoor Units | 342000 | 11.8 | 21.9 | 386000 | 3.61 | 284000 | 2.66 | 7125 | Yes
206331935 | TOSHIBA CARRIER | MMY-AP3606HT9P-UL | Non-Ducted Indoor Units | 342000 | 11.6 | 22.4 | 384000 | 3.52 | 284000 | 2.58 | 7125 | Yes
206331936 | TOSHIBA CARRIER | MMY-AP3606HT9P-UL | Ducted Indoor Units | 342000 | 11.8 | 20.3 | 384000 | 3.66 | 284000 | 2.72 | 7125 | Yes
206332107 | TOSHIBA CARRIER | MMY-AP3606HT9P-UL | Mixed Ducted and Non-Ducted Indoor Units | 342000 | 11.7 | 21.35 | 384000 | 3.59 | 284000 | 2.65 | 7125 | Yes
10612511 | TOSHIBA CARRIER | MMY-AP3606HT9P-UL | Mixed Ducted and Non-Ducted Indoor Units | 342000 | 11.7 | 21.35 | 384000 | 3.59 | 284000 | 2.65 | 7125 | Yes
10612435 | TOSHIBA CARRIER | MMY-AP3606HT9P-UL | Non-Ducted Indoor Units | 342000 | 11.6 | 22.4 | 384000 | 3.52 | 284000 | 2.58 | 7125 | Yes
10612436 | TOSHIBA CARRIER | MMY-AP3606HT9P-UL | Ducted Indoor Units | 342000 | 11.8 | 20.3 | 384000 | 3.66 | 284000 | 2.72 | 7125 | Yes
9085426 | TOSHIBA CARRIER | MMY-AP3606HT9P-UL | Non-Ducted Indoor Units | 342000 | 11.6 | 22.4 | 386000 | 3.52 | 284000 | 2.58 | 7125 | Yes
9085427 | TOSHIBA CARRIER | MMY-AP3606HT9P-UL | Ducted Indoor Units | 342000 | 12 | 21.4 | 386000 | 3.7 | 284000 | 2.75 | 7125 | Yes
9085453 | TOSHIBA CARRIER | MMY-AP3606HT9P-UL | Mixed Ducted and Non-Ducted Indoor Units | 342000 | 11.8 | 21.9 | 386000 | 3.61 | 284000 | 2.66 | 7125 | Yes
9123019 | TOSHIBA CARRIER | MMY-AP3846FT6P-UL | Ducted Indoor Units | 366000 | 10 | 21.5 | 410000 | 3.3 | 294000 | 2.2 | 7625 | Yes
9123021 | TOSHIBA CARRIER | MMY-AP3846FT9P-UL | Ducted Indoor Units | 366000 | 10 | 21.5 | 410000 | 3.3 | 294000 | 2.2 | 7625 | Yes
206331789 | TOSHIBA CARRIER | MMY-AP3846HT6P-UL | Non-Ducted Indoor Units | 366000 | 10.6 | 21.8 | 410000 | 3.4 | 294000 | 2.55 | 7625 | Yes
206331790 | TOSHIBA CARRIER | MMY-AP3846HT6P-UL | Ducted Indoor Units | 366000 | 11 | 19.8 | 410000 | 3.55 | 294000 | 2.63 | 7625 | Yes
206332132 | TOSHIBA CARRIER | MMY-AP3846HT6P-UL | Mixed Ducted and Non-Ducted Indoor Units | 366000 | 10.8 | 20.8 | 410000 | 3.47 | 294000 | 2.59 | 7625 | Yes
10612627 | TOSHIBA CARRIER | MMY-AP3846HT6P-UL | Non-Ducted Indoor Units | 366000 | 10.6 | 21.8 | 410000 | 3.4 | 294000 | 2.55 | 7625 | Yes
10612628 | TOSHIBA CARRIER | MMY-AP3846HT6P-UL | Ducted Indoor Units | 366000 | 11 | 19.8 | 410000 | 3.55 | 294000 | 2.63 | 7625 | Yes
10612665 | TOSHIBA CARRIER | MMY-AP3846HT6P-UL | Mixed Ducted and Non-Ducted Indoor Units | 366000 | 10.8 | 20.8 | 410000 | 3.47 | 294000 | 2.59 | 7625 | Yes
8989624 | TOSHIBA CARRIER | MMY-AP3846HT6P-UL | Non-Ducted Indoor Units | 366000 | 10.6 | 21.8 | 410000 | 3.4 | 294000 | 2.55 | 7625 | Yes
8989630 | TOSHIBA CARRIER | MMY-AP3846HT6P-UL | Ducted Indoor Units | 366000 | 11.2 | 20.8 | 410000 | 3.58 | 294000 | 2.66 | 7625 | Yes
8989635 | TOSHIBA CARRIER | MMY-AP3846HT6P-UL | Mixed Ducted and Non-Ducted Indoor Units | 366000 | 10.9 | 21.3 | 410000 | 3.49 | 294000 | 2.6 | 7625 | Yes
206332015 | TOSHIBA CARRIER | MMY-AP3846HT9P-UL | Non-Ducted Indoor Units | 366000 | 10.6 | 21.8 | 410000 | 3.4 | 294000 | 2.55 | 7625 | Yes
206332016 | TOSHIBA CARRIER | MMY-AP3846HT9P-UL | Ducted Indoor Units | 366000 | 11 | 19.8 | 410000 | 3.55 | 294000 | 2.63 | 7625 | Yes
206332110 | TOSHIBA CARRIER | MMY-AP3846HT9P-UL | Mixed Ducted and Non-Ducted Indoor Units | 366000 | 10.8 | 20.8 | 410000 | 3.47 | 294000 | 2.59 | 7625 | Yes
10612514 | TOSHIBA CARRIER | MMY-AP3846HT9P-UL | Mixed Ducted and Non-Ducted Indoor Units | 366000 | 10.8 | 20.8 | 410000 | 3.47 | 294000 | 2.59 | 7625 | Yes
10612629 | TOSHIBA CARRIER | MMY-AP3846HT9P-UL | Non-Ducted Indoor Units | 366000 | 10.6 | 21.8 | 410000 | 3.4 | 294000 | 2.55 | 7625 | Yes
10612630 | TOSHIBA CARRIER | MMY-AP3846HT9P-UL | Ducted Indoor Units | 366000 | 11 | 19.8 | 410000 | 3.55 | 294000 | 2.63 | 7625 | Yes
9085428 | TOSHIBA CARRIER | MMY-AP3846HT9P-UL | Non-Ducted Indoor Units | 366000 | 10.6 | 21.8 | 410000 | 3.4 | 294000 | 2.55 | 7625 | Yes
9085429 | TOSHIBA CARRIER | MMY-AP3846HT9P-UL | Ducted Indoor Units | 366000 | 11.2 | 20.8 | 410000 | 3.58 | 294000 | 2.66 | 7625 | Yes
9085454 | TOSHIBA CARRIER | MMY-AP3846HT9P-UL | Mixed Ducted and Non-Ducted Indoor Units | 366000 | 10.9 | 21.3 | 410000 | 3.49 | 294000 | 2.6 | 7625 | Yes
9123022 | TOSHIBA CARRIER | MMY-AP4086FT6P-UL | Ducted Indoor Units | 390000 | 9.9 | 21 | 435000 | 3.3 | 310000 | 2.31 | 8125 | Yes
9123024 | TOSHIBA CARRIER | MMY-AP4086FT9P-UL | Ducted Indoor Units | 390000 | 9.9 | 21 | 435000 | 3.3 | 310000 | 2.31 | 8125 | Yes
206332031 | TOSHIBA CARRIER | MMY-AP4086HT6P-UL | Non-Ducted Indoor Units | 390000 | 10.4 | 21.4 | 436000 | 3.38 | 310000 | 2.5 | 8125 | Yes
206332032 | TOSHIBA CARRIER | MMY-AP4086HT6P-UL | Ducted Indoor Units | 390000 | 11 | 19.6 | 436000 | 3.37 | 310000 | 2.57 | 8125 | Yes
206332133 | TOSHIBA CARRIER | MMY-AP4086HT6P-UL | Mixed Ducted and Non-Ducted Indoor Units | 390000 | 10.7 | 20.5 | 436000 | 3.37 | 310000 | 2.53 | 8125 | Yes
10612635 | TOSHIBA CARRIER | MMY-AP4086HT6P-UL | Non-Ducted Indoor Units | 390000 | 10.4 | 21.4 | 435000 | 3.38 | 310000 | 2.5 | 8125 | Yes
10612636 | TOSHIBA CARRIER | MMY-AP4086HT6P-UL | Ducted Indoor Units | 390000 | 11 | 19.6 | 435000 | 3.37 | 310000 | 2.57 | 8125 | Yes
10612666 | TOSHIBA CARRIER | MMY-AP4086HT6P-UL | Mixed Ducted and Non-Ducted Indoor Units | 390000 | 10.7 | 20.5 | 434000 | 3.37 | 310000 | 2.53 | 8125 | Yes
8989625 | TOSHIBA CARRIER | MMY-AP4086HT6P-UL | Non-Ducted Indoor Units | 390000 | 10.4 | 21.4 | 435000 | 3.38 | 310000 | 2.5 | 8125 | Yes
8989631 | TOSHIBA CARRIER | MMY-AP4086HT6P-UL | Ducted Indoor Units | 390000 | 11.2 | 20.6 | 435000 | 3.4 | 310000 | 2.6 | 8125 | Yes
8989636 | TOSHIBA CARRIER | MMY-AP4086HT6P-UL | Mixed Ducted and Non-Ducted Indoor Units | 390000 | 10.8 | 21 | 434000 | 3.39 | 310000 | 2.55 | 8125 | Yes
206332033 | TOSHIBA CARRIER | MMY-AP4086HT9P-UL | Non-Ducted Indoor Units | 390000 | 10.4 | 21.4 | 436000 | 3.38 | 310000 | 2.5 | 8125 | Yes
206332034 | TOSHIBA CARRIER | MMY-AP4086HT9P-UL | Ducted Indoor Units | 390000 | 11 | 19.6 | 436000 | 3.37 | 310000 | 2.57 | 8125 | Yes
206332113 | TOSHIBA CARRIER | MMY-AP4086HT9P-UL | Mixed Ducted and Non-Ducted Indoor Units | 390000 | 10.7 | 20.5 | 436000 | 3.37 | 310000 | 2.53 | 8125 | Yes
10612517 | TOSHIBA CARRIER | MMY-AP4086HT9P-UL | Mixed Ducted and Non-Ducted Indoor Units | 390000 | 10.7 | 20.5 | 434000 | 3.37 | 310000 | 2.53 | 8125 | Yes
10612637 | TOSHIBA CARRIER | MMY-AP4086HT9P-UL | Non-Ducted Indoor Units | 390000 | 10.4 | 21.4 | 435000 | 3.38 | 310000 | 2.5 | 8125 | Yes
10612638 | TOSHIBA CARRIER | MMY-AP4086HT9P-UL | Ducted Indoor Units | 390000 | 11 | 19.6 | 435000 | 3.37 | 310000 | 2.57 | 8125 | Yes
9085430 | TOSHIBA CARRIER | MMY-AP4086HT9P-UL | Non-Ducted Indoor Units | 390000 | 10.4 | 21.4 | 435000 | 3.38 | 310000 | 2.5 | 8125 | Yes
9085431 | TOSHIBA CARRIER | MMY-AP4086HT9P-UL | Ducted Indoor Units | 390000 | 11.2 | 20.6 | 435000 | 3.4 | 310000 | 2.6 | 8125 | Yes
9085455 | TOSHIBA CARRIER | MMY-AP4086HT9P-UL | Mixed Ducted and Non-Ducted Indoor Units | 390000 | 10.8 | 21 | 434000 | 3.39 | 310000 | 2.55 | 8125 | Yes
206332035 | TOSHIBA CARRIER | MMY-AP408S6HT6P-UL | Non-Ducted Indoor Units | 390000 | 10.2 | 21 | 436000 | 3.3 | 310000 | 2.48 | 8125 | Yes
206332036 | TOSHIBA CARRIER | MMY-AP408S6HT6P-UL | Ducted Indoor Units | 390000 | 10.6 | 19.3 | 436000 | 3.32 | 310000 | 2.55 | 8125 | Yes
206332134 | TOSHIBA CARRIER | MMY-AP408S6HT6P-UL | Mixed Ducted and Non-Ducted Indoor Units | 390000 | 10.4 | 20.15 | 436000 | 3.31 | 310000 | 2.51 | 8125 | Yes
10612639 | TOSHIBA CARRIER | MMY-AP408S6HT6P-UL | Non-Ducted Indoor Units | 390000 | 10.2 | 21 | 435000 | 3.3 | 310000 | 2.48 | 8125 | Yes
10612640 | TOSHIBA CARRIER | MMY-AP408S6HT6P-UL | Ducted Indoor Units | 390000 | 10.6 | 19.3 | 435000 | 3.32 | 310000 | 2.55 | 8125 | Yes
10612667 | TOSHIBA CARRIER | MMY-AP408S6HT6P-UL | Mixed Ducted and Non-Ducted Indoor Units | 390000 | 10.4 | 20.15 | 434000 | 3.31 | 310000 | 2.51 | 8125 | Yes
8989626 | TOSHIBA CARRIER | MMY-AP408S6HT6P-UL | Non-Ducted Indoor Units | 390000 | 10.2 | 21 | 435000 | 3.3 | 310000 | 2.48 | 8125 | Yes
8989632 | TOSHIBA CARRIER | MMY-AP408S6HT6P-UL | Ducted Indoor Units | 390000 | 10.8 | 20.2 | 435000 | 3.35 | 310000 | 2.58 | 8125 | Yes
8989637 | TOSHIBA CARRIER | MMY-AP408S6HT6P-UL | Mixed Ducted and Non-Ducted Indoor Units | 390000 | 10.5 | 20.6 | 434000 | 3.32 | 310000 | 2.53 | 8125 | Yes
206332037 | TOSHIBA CARRIER | MMY-AP408S6HT9P-UL | Non-Ducted Indoor Units | 390000 | 10.2 | 21 | 436000 | 3.3 | 310000 | 2.48 | 8125 | Yes
206332038 | TOSHIBA CARRIER | MMY-AP408S6HT9P-UL | Ducted Indoor Units | 390000 | 10.6 | 19.3 | 436000 | 3.32 | 310000 | 2.55 | 8125 | Yes
206332114 | TOSHIBA CARRIER | MMY-AP408S6HT9P-UL | Mixed Ducted and Non-Ducted Indoor Units | 390000 | 10.4 | 20.15 | 436000 | 3.31 | 310000 | 2.51 | 8125 | Yes
10612518 | TOSHIBA CARRIER | MMY-AP408S6HT9P-UL | Mixed Ducted and Non-Ducted Indoor Units | 390000 | 10.4 | 20.15 | 434000 | 3.31 | 310000 | 2.51 | 8125 | Yes
10612641 | TOSHIBA CARRIER | MMY-AP408S6HT9P-UL | Non-Ducted Indoor Units | 390000 | 10.2 | 21 | 435000 | 3.3 | 310000 | 2.48 | 8125 | Yes
10612642 | TOSHIBA CARRIER | MMY-AP408S6HT9P-UL | Ducted Indoor Units | 390000 | 10.6 | 19.3 | 435000 | 3.32 | 310000 | 2.55 | 8125 | Yes
9085432 | TOSHIBA CARRIER | MMY-AP408S6HT9P-UL | Non-Ducted Indoor Units | 390000 | 10.2 | 21 | 435000 | 3.3 | 310000 | 2.48 | 8125 | Yes
9085433 | TOSHIBA CARRIER | MMY-AP408S6HT9P-UL | Ducted Indoor Units | 390000 | 10.8 | 20.2 | 435000 | 3.35 | 310000 | 2.58 | 8125 | Yes
9085456 | TOSHIBA CARRIER | MMY-AP408S6HT9P-UL | Mixed Ducted and Non-Ducted Indoor Units | 390000 | 10.5 | 20.6 | 434000 | 3.32 | 310000 | 2.53 | 8125 | Yes
206331792 | TOSHIBA CARRIER | MMY-AP4326HT6P-UL | Ducted Indoor Units | 410000 | 10.2 | 19.1 | 460000 | 3.32 | 328000 | 2.52 | 8542.5 | Yes
206332135 | TOSHIBA CARRIER | MMY-AP4326HT6P-UL | Mixed Ducted and Non-Ducted Indoor Units | 410000 | 10.1 | 20.2 | 460000 | 3.3 | 328000 | 2.5 | 8542.5 | Yes
10612648 | TOSHIBA CARRIER | MMY-AP4326HT6P-UL | Ducted Indoor Units | 410000 | 10.2 | 19.1 | 460000 | 3.32 | 328000 | 2.52 | 8542.5 | Yes
10612668 | TOSHIBA CARRIER | MMY-AP4326HT6P-UL | Mixed Ducted and Non-Ducted Indoor Units | 410000 | 10.1 | 20.2 | 460000 | 3.3 | 328000 | 2.5 | 8542.5 | Yes
8989633 | TOSHIBA CARRIER | MMY-AP4326HT6P-UL | Ducted Indoor Units | 410000 | 10.4 | 20 | 460000 | 3.35 | 328000 | 2.55 | 8542.5 | Yes
8989638 | TOSHIBA CARRIER | MMY-AP4326HT6P-UL | Mixed Ducted and Non-Ducted Indoor Units | 410000 | 10.2 | 20.65 | 460000 | 3.31 | 328000 | 2.51 | 8542.5 | Yes
206332022 | TOSHIBA CARRIER | MMY-AP4326HT9P-UL | Ducted Indoor Units | 410000 | 10.2 | 19.1 | 460000 | 3.32 | 328000 | 2.52 | 8542.5 | Yes
206332117 | TOSHIBA CARRIER | MMY-AP4326HT9P-UL | Mixed Ducted and Non-Ducted Indoor Units | 410000 | 10.1 | 20.2 | 460000 | 3.3 | 328000 | 2.5 | 8542.5 | Yes
10612521 | TOSHIBA CARRIER | MMY-AP4326HT9P-UL | Mixed Ducted and Non-Ducted Indoor Units | 410000 | 10.1 | 20.2 | 460000 | 3.3 | 328000 | 2.5 | 8542.5 | Yes
10612650 | TOSHIBA CARRIER | MMY-AP4326HT9P-UL | Ducted Indoor Units | 410000 | 10.2 | 19.1 | 460000 | 3.32 | 328000 | 2.52 | 8542.5 | Yes
9085435 | TOSHIBA CARRIER | MMY-AP4326HT9P-UL | Ducted Indoor Units | 410000 | 10.4 | 20 | 460000 | 3.35 | 328000 | 2.55 | 8542.5 | Yes
9085457 | TOSHIBA CARRIER | MMY-AP4326HT9P-UL | Mixed Ducted and Non-Ducted Indoor Units | 410000 | 10.2 | 20.65 | 460000 | 3.31 | 328000 | 2.51 | 8542.5 | Yes
6334574 | TOSHIBA CARRIER | MMY-MAP0724FT6UL | Non-Ducted Indoor Units | 69000 | 11.7 | 20.9 | 77000 | 3.46 | 55000 | 2.34 | 1437.5 | Yes
6334567 | TOSHIBA CARRIER | MMY-MAP0724FT9UL | Non-Ducted Indoor Units | 69000 | 11.7 | 21.5 | 77000 | 3.46 | 55000 | 2.34 | 1437.5 | Yes
206332027 | TOSHIBA CARRIER | MMY-MAP0726FT2P-UL | Non-Ducted Indoor Units | 69000 | 14.6 | 26.6 | 77000 | 3.67 | 56000 | 2.73 | 1437.5 | Yes
206332138 | TOSHIBA CARRIER | MMY-MAP0726FT2P-UL | Mixed Ducted and Non-Ducted Indoor Units | 69000 | 13.6 | 23.05 | 77000 | 3.54 | 56000 | 2.58 | 1437.5 | Yes
10612551 | TOSHIBA CARRIER | MMY-MAP0726FT2P-UL | Non-Ducted Indoor Units | 69000 | 14.6 | 26.6 | 77000 | 3.67 | 56000 | 2.73 | 1437.5 | Yes
10612442 | TOSHIBA CARRIER | MMY-MAP0726FT2P-UL | Mixed Ducted and Non-Ducted Indoor Units | 69000 | 13.6 | 23.05 | 77000 | 3.54 | 56000 | 2.58 | 1437.5 | Yes
9550137 | TOSHIBA CARRIER | MMY-MAP0726FT2P-UL | Non-Ducted Indoor Units | 69000 | 15.4 | 28.4 | 77000 | 4.11 | 56000 | 2.82 | 1437.5 | Yes
9550159 | TOSHIBA CARRIER | MMY-MAP0726FT2P-UL | Ducted Indoor Units | 69000 | 13.2 | 20.6 | 77000 | 3.5 | 56000 | 2.49 | 1437.5 | Yes
9680959 | TOSHIBA CARRIER | MMY-MAP0726FT2P-UL | Mixed Ducted and Non-Ducted Indoor Units | 69000 | 14.3 | 24.5 | 77000 | 3.8 | 56000 | 2.65 | 1437.5 | Yes
206331947 | TOSHIBA CARRIER | MMY-MAP0726FT6P-UL | Non-Ducted Indoor Units | 69000 | 14.6 | 26.6 | 77000 | 3.67 | 56000 | 2.73 | 1437.5 | Yes
206332055 | TOSHIBA CARRIER | MMY-MAP0726FT6P-UL | Mixed Ducted and Non-Ducted Indoor Units | 69000 | 13.6 | 23.05 | 77000 | 3.54 | 56000 | 2.58 | 1437.5 | Yes
10612547 | TOSHIBA CARRIER | MMY-MAP0726FT6P-UL | Non-Ducted Indoor Units | 69000 | 14.6 | 26.6 | 77000 | 3.67 | 56000 | 2.73 | 1437.5 | Yes
10612440 | TOSHIBA CARRIER | MMY-MAP0726FT6P-UL | Mixed Ducted and Non-Ducted Indoor Units | 69000 | 13.6 | 23.05 | 77000 | 3.54 | 56000 | 2.58 | 1437.5 | Yes
9122947 | TOSHIBA CARRIER | MMY-MAP0726FT6P-UL | Non-Ducted Indoor Units | 69000 | 15.4 | 28.4 | 77000 | 4.11 | 56000 | 2.82 | 1437.5 | Yes
9122968 | TOSHIBA CARRIER | MMY-MAP0726FT6P-UL | Ducted Indoor Units | 69000 | 13.2 | 20.6 | 77000 | 3.5 | 56000 | 2.49 | 1437.5 | Yes
9123031 | TOSHIBA CARRIER | MMY-MAP0726FT6P-UL | Mixed Ducted and Non-Ducted Indoor Units | 69000 | 14.3 | 24.5 | 77000 | 3.8 | 56000 | 2.65 | 1437.5 | Yes
206331949 | TOSHIBA CARRIER | MMY-MAP0726FT9P-UL | Non-Ducted Indoor Units | 69000 | 14.6 | 26.6 | 77000 | 3.67 | 56000 | 2.73 | 1437.5 | Yes
206332056 | TOSHIBA CARRIER | MMY-MAP0726FT9P-UL | Mixed Ducted and Non-Ducted Indoor Units | 69000 | 13.6 | 23.05 | 77000 | 3.54 | 56000 | 2.58 | 1437.5 | Yes
10612549 | TOSHIBA CARRIER | MMY-MAP0726FT9P-UL | Non-Ducted Indoor Units | 69000 | 14.6 | 26.6 | 77000 | 3.67 | 56000 | 2.73 | 1437.5 | Yes
10612441 | TOSHIBA CARRIER | MMY-MAP0726FT9P-UL | Mixed Ducted and Non-Ducted Indoor Units | 69000 | 13.6 | 23.05 | 77000 | 3.54 | 56000 | 2.58 | 1437.5 | Yes
9122969 | TOSHIBA CARRIER | MMY-MAP0726FT9P-UL | Non-Ducted Indoor Units | 69000 | 15.4 | 28.4 | 77000 | 4.11 | 56000 | 2.82 | 1437.5 | Yes
9122970 | TOSHIBA CARRIER | MMY-MAP0726FT9P-UL | Ducted Indoor Units | 69000 | 13.2 | 20.6 | 77000 | 3.5 | 56000 | 2.49 | 1437.5 | Yes
9123032 | TOSHIBA CARRIER | MMY-MAP0726FT9P-UL | Mixed Ducted and Non-Ducted Indoor Units | 69000 | 14.3 | 24.5 | 77000 | 3.8 | 56000 | 2.65 | 1437.5 | Yes
206331780 | TOSHIBA CARRIER | MMY-MAP0726HT6P-UL | Ducted Indoor Units | 69000 | 13.5 | 22.7 | 77000 | 3.79 | 56000 | 2.74 | 1437.5 | Yes
206332123 | TOSHIBA CARRIER | MMY-MAP0726HT6P-UL | Mixed Ducted and Non-Ducted Indoor Units | 69000 | 14.15 | 25.85 | 77000 | 4.01 | 56000 | 2.71 | 1437.5 | Yes
206331759 | TOSHIBA CARRIER | MMY-MAP0726HT6P-UL | Non-Ducted Indoor Units | 69000 | 14.8 | 29 | 77000 | 4.23 | 56000 | 2.68 | 1437.5 | Yes
10612546 | TOSHIBA CARRIER | MMY-MAP0726HT6P-UL | Mixed Ducted and Non-Ducted Indoor Units | 69000 | 14.15 | 25.85 | 77000 | 4.01 | 56000 | 2.71 | 1437.5 | Yes
10612394 | TOSHIBA CARRIER | MMY-MAP0726HT6P-UL | Non-Ducted Indoor Units | 69000 | 14.8 | 29 | 77000 | 4.23 | 56000 | 2.68 | 1437.5 | Yes
10612437 | TOSHIBA CARRIER | MMY-MAP0726HT6P-UL | Ducted Indoor Units | 69000 | 13.5 | 22.7 | 77000 | 3.79 | 56000 | 2.74 | 1437.5 | Yes
8989551 | TOSHIBA CARRIER | MMY-MAP0726HT6P-UL | Non-Ducted Indoor Units | 69000 | 15 | 29 | 77000 | 4.3 | 56000 | 2.7 | 1437.5 | Yes
8989566 | TOSHIBA CARRIER | MMY-MAP0726HT6P-UL | Ducted Indoor Units | 69000 | 13.7 | 23.4 | 77000 | 3.88 | 56000 | 2.8 | 1437.5 | Yes
8989607 | TOSHIBA CARRIER | MMY-MAP0726HT6P-UL | Mixed Ducted and Non-Ducted Indoor Units | 69000 | 14.35 | 26.2 | 77000 | 4.09 | 56000 | 2.75 | 1437.5 | Yes
206331915 | TOSHIBA CARRIER | MMY-MAP0726HT9P-UL | Non-Ducted Indoor Units | 69000 | 14.8 | 29 | 77000 | 4.23 | 56000 | 2.68 | 1437.5 | Yes
206331937 | TOSHIBA CARRIER | MMY-MAP0726HT9P-UL | Ducted Indoor Units | 69000 | 13.5 | 22.7 | 77000 | 3.79 | 56000 | 2.74 | 1437.5 | Yes
206332054 | TOSHIBA CARRIER | MMY-MAP0726HT9P-UL | Mixed Ducted and Non-Ducted Indoor Units | 69000 | 14.15 | 25.85 | 77000 | 4.01 | 56000 | 2.71 | 1437.5 | Yes
10612395 | TOSHIBA CARRIER | MMY-MAP0726HT9P-UL | Non-Ducted Indoor Units | 69000 | 14.8 | 29 | 77000 | 4.23 | 56000 | 2.68 | 1437.5 | Yes
10612438 | TOSHIBA CARRIER | MMY-MAP0726HT9P-UL | Ducted Indoor Units | 69000 | 13.5 | 22.7 | 77000 | 3.79 | 56000 | 2.74 | 1437.5 | Yes
10612439 | TOSHIBA CARRIER | MMY-MAP0726HT9P-UL | Mixed Ducted and Non-Ducted Indoor Units | 69000 | 14.15 | 25.85 | 77000 | 4.01 | 56000 | 2.71 | 1437.5 | Yes
9085396 | TOSHIBA CARRIER | MMY-MAP0726HT9P-UL | Non-Ducted Indoor Units | 69000 | 15 | 29 | 77000 | 4.3 | 56000 | 2.7 | 1437.5 | Yes
9085397 | TOSHIBA CARRIER | MMY-MAP0726HT9P-UL | Ducted Indoor Units | 69000 | 13.7 | 23.4 | 77000 | 3.88 | 56000 | 2.8 | 1437.5 | Yes
9085438 | TOSHIBA CARRIER | MMY-MAP0726HT9P-UL | Mixed Ducted and Non-Ducted Indoor Units | 69000 | 14.35 | 26.2 | 77000 | 4.09 | 56000 | 2.75 | 1437.5 | Yes
6334568 | TOSHIBA CARRIER | MMY-MAP0964FT9UL | Non-Ducted Indoor Units | 92000 | 11.7 | 20 | 103000 | 3.4 | 60000 | 2.27 | 1917.5 | Yes
206331951 | TOSHIBA CARRIER | MMY-MAP0966FT6P-UL | Non-Ducted Indoor Units | 92000 | 12.5 | 28.3 | 103000 | 3.85 | 76000 | 2.61 | 1917.5 | Yes
206331952 | TOSHIBA CARRIER | MMY-MAP0966FT6P-UL | Ducted Indoor Units | 92000 | 11.7 | 21.4 | 103000 | 3.71 | 76000 | 2.54 | 1917.5 | Yes
206332058 | TOSHIBA CARRIER | MMY-MAP0966FT6P-UL | Mixed Ducted and Non-Ducted Indoor Units | 92000 | 12.1 | 24.85 | 103000 | 3.78 | 76000 | 2.57 | 1917.5 | Yes
10612554 | TOSHIBA CARRIER | MMY-MAP0966FT6P-UL | Non-Ducted Indoor Units | 92000 | 12.5 | 28.3 | 103000 | 3.85 | 76000 | 2.61 | 1917.5 | Yes
10612555 | TOSHIBA CARRIER | MMY-MAP0966FT6P-UL | Ducted Indoor Units | 92000 | 11.7 | 21.4 | 103000 | 3.71 | 76000 | 2.54 | 1917.5 | Yes
10612446 | TOSHIBA CARRIER | MMY-MAP0966FT6P-UL | Mixed Ducted and Non-Ducted Indoor Units | 92000 | 12.1 | 24.85 | 103000 | 3.78 | 76000 | 2.57 | 1917.5 | Yes
9122948 | TOSHIBA CARRIER | MMY-MAP0966FT6P-UL | Non-Ducted Indoor Units | 92000 | 14.5 | 30.1 | 103000 | 4.31 | 76000 | 2.8 | 1917.5 | Yes
9122971 | TOSHIBA CARRIER | MMY-MAP0966FT6P-UL | Ducted Indoor Units | 92000 | 12.2 | 22.8 | 103000 | 3.8 | 76000 | 2.6 | 1917.5 | Yes
9123033 | TOSHIBA CARRIER | MMY-MAP0966FT6P-UL | Mixed Ducted and Non-Ducted Indoor Units | 92000 | 13.35 | 26.45 | 103000 | 4.05 | 76000 | 2.7 | 1917.5 | Yes
206331953 | TOSHIBA CARRIER | MMY-MAP0966FT9P-UL | Non-Ducted Indoor Units | 92000 | 12.5 | 28.3 | 103000 | 3.85 | 76000 | 2.61 | 1917.5 | Yes
206331954 | TOSHIBA CARRIER | MMY-MAP0966FT9P-UL | Ducted Indoor Units | 92000 | 11.7 | 21.4 | 103000 | 3.71 | 76000 | 2.54 | 1917.5 | Yes
206332059 | TOSHIBA CARRIER | MMY-MAP0966FT9P-UL | Mixed Ducted and Non-Ducted Indoor Units | 92000 | 12.1 | 24.85 | 103000 | 3.78 | 76000 | 2.57 | 1917.5 | Yes
10612556 | TOSHIBA CARRIER | MMY-MAP0966FT9P-UL | Non-Ducted Indoor Units | 92000 | 12.5 | 28.3 | 103000 | 3.85 | 76000 | 2.61 | 1917.5 | Yes
10612557 | TOSHIBA CARRIER | MMY-MAP0966FT9P-UL | Ducted Indoor Units | 92000 | 11.7 | 21.4 | 103000 | 3.71 | 76000 | 2.54 | 1917.5 | Yes
10612447 | TOSHIBA CARRIER | MMY-MAP0966FT9P-UL | Mixed Ducted and Non-Ducted Indoor Units | 92000 | 12.1 | 24.85 | 103000 | 3.78 | 76000 | 2.57 | 1917.5 | Yes
9122972 | TOSHIBA CARRIER | MMY-MAP0966FT9P-UL | Non-Ducted Indoor Units | 92000 | 14.5 | 30.1 | 103000 | 4.31 | 76000 | 2.8 | 1917.5 | Yes
9122973 | TOSHIBA CARRIER | MMY-MAP0966FT9P-UL | Ducted Indoor Units | 92000 | 12.2 | 22.8 | 103000 | 3.8 | 76000 | 2.6 | 1917.5 | Yes
9123034 | TOSHIBA CARRIER | MMY-MAP0966FT9P-UL | Mixed Ducted and Non-Ducted Indoor Units | 92000 | 13.35 | 26.45 | 103000 | 4.05 | 76000 | 2.7 | 1917.5 | Yes
206331781 | TOSHIBA CARRIER | MMY-MAP0966HT6P-UL | Non-Ducted Indoor Units | 92000 | 12.6 | 28 | 103000 | 4.5 | 76000 | 2.84 | 1917.5 | Yes
206332124 | TOSHIBA CARRIER | MMY-MAP0966HT6P-UL | Mixed Ducted and Non-Ducted Indoor Units | 92000 | 12.95 | 25.15 | 103000 | 4.25 | 76000 | 2.83 | 1917.5 | Yes
206331760 | TOSHIBA CARRIER | MMY-MAP0966HT6P-UL | Ducted Indoor Units | 92000 | 13.3 | 22.3 | 103000 | 4 | 76000 | 2.83 | 1917.5 | Yes
10612553 | TOSHIBA CARRIER | MMY-MAP0966HT6P-UL | Mixed Ducted and Non-Ducted Indoor Units | 92000 | 12.95 | 25.15 | 103000 | 4.25 | 76000 | 2.83 | 1917.5 | Yes
10612396 | TOSHIBA CARRIER | MMY-MAP0966HT6P-UL | Ducted Indoor Units | 92000 | 13.3 | 22.3 | 103000 | 4 | 76000 | 2.83 | 1917.5 | Yes
10612443 | TOSHIBA CARRIER | MMY-MAP0966HT6P-UL | Non-Ducted Indoor Units | 92000 | 12.6 | 28 | 103000 | 4.5 | 76000 | 2.84 | 1917.5 | Yes
8989552 | TOSHIBA CARRIER | MMY-MAP0966HT6P-UL | Non-Ducted Indoor Units | 92000 | 15.3 | 30.2 | 103000 | 4.8 | 76000 | 2.95 | 1917.5 | Yes
8989567 | TOSHIBA CARRIER | MMY-MAP0966HT6P-UL | Ducted Indoor Units | 92000 | 13.5 | 23.1 | 103000 | 4.1 | 76000 | 2.9 | 1917.5 | Yes
8989608 | TOSHIBA CARRIER | MMY-MAP0966HT6P-UL | Mixed Ducted and Non-Ducted Indoor Units | 92000 | 14.4 | 26.65 | 103000 | 4.45 | 76000 | 2.92 | 1917.5 | Yes
206331916 | TOSHIBA CARRIER | MMY-MAP0966HT9P-UL | Ducted Indoor Units | 92000 | 13.3 | 22.3 | 103000 | 4 | 76000 | 2.83 | 1917.5 | Yes
206331938 | TOSHIBA CARRIER | MMY-MAP0966HT9P-UL | Non-Ducted Indoor Units | 92000 | 12.6 | 28 | 103000 | 4.5 | 76000 | 2.84 | 1917.5 | Yes
206332057 | TOSHIBA CARRIER | MMY-MAP0966HT9P-UL | Mixed Ducted and Non-Ducted Indoor Units | 92000 | 12.95 | 25.15 | 103000 | 4.25 | 76000 | 2.83 | 1917.5 | Yes
10612397 | TOSHIBA CARRIER | MMY-MAP0966HT9P-UL | Ducted Indoor Units | 92000 | 13.3 | 22.3 | 103000 | 4 | 76000 | 2.83 | 1917.5 | Yes
10612444 | TOSHIBA CARRIER | MMY-MAP0966HT9P-UL | Non-Ducted Indoor Units | 92000 | 12.6 | 28 | 103000 | 4.5 | 76000 | 2.84 | 1917.5 | Yes
10612445 | TOSHIBA CARRIER | MMY-MAP0966HT9P-UL | Mixed Ducted and Non-Ducted Indoor Units | 92000 | 12.95 | 25.15 | 103000 | 4.25 | 76000 | 2.83 | 1917.5 | Yes
9085398 | TOSHIBA CARRIER | MMY-MAP0966HT9P-UL | Non-Ducted Indoor Units | 92000 | 15.3 | 30.2 | 103000 | 4.8 | 76000 | 2.95 | 1917.5 | Yes
9085399 | TOSHIBA CARRIER | MMY-MAP0966HT9P-UL | Ducted Indoor Units | 92000 | 13.5 | 23.1 | 103000 | 4.1 | 76000 | 2.9 | 1917.5 | Yes
9085439 | TOSHIBA CARRIER | MMY-MAP0966HT9P-UL | Mixed Ducted and Non-Ducted Indoor Units | 92000 | 14.4 | 26.65 | 103000 | 4.45 | 76000 | 2.92 | 1917.5 | Yes
206331955 | TOSHIBA CARRIER | MMY-MAP1206FT6P-UL | Non-Ducted Indoor Units | 114000 | 11.8 | 27.5 | 129000 | 3.61 | 92000 | 2.44 | 2375 | Yes
206331956 | TOSHIBA CARRIER | MMY-MAP1206FT6P-UL | Ducted Indoor Units | 114000 | 11.9 | 20 | 129000 | 3.48 | 92000 | 2.46 | 2375 | Yes
206332061 | TOSHIBA CARRIER | MMY-MAP1206FT6P-UL | Mixed Ducted and Non-Ducted Indoor Units | 114000 | 11.85 | 23.75 | 129000 | 3.54 | 92000 | 2.45 | 2375 | Yes
10612559 | TOSHIBA CARRIER | MMY-MAP1206FT6P-UL | Non-Ducted Indoor Units | 114000 | 11.8 | 27.5 | 129000 | 3.61 | 92000 | 2.44 | 2375 | Yes
10612560 | TOSHIBA CARRIER | MMY-MAP1206FT6P-UL | Ducted Indoor Units | 114000 | 11.9 | 20 | 129000 | 3.48 | 92000 | 2.46 | 2375 | Yes
10612451 | TOSHIBA CARRIER | MMY-MAP1206FT6P-UL | Mixed Ducted and Non-Ducted Indoor Units | 114000 | 11.85 | 23.75 | 129000 | 3.54 | 92000 | 2.45 | 2375 | Yes
9122949 | TOSHIBA CARRIER | MMY-MAP1206FT6P-UL | Non-Ducted Indoor Units | 114000 | 13 | 29 | 129000 | 3.95 | 92000 | 2.6 | 2375 | Yes
9122974 | TOSHIBA CARRIER | MMY-MAP1206FT6P-UL | Ducted Indoor Units | 114000 | 12.3 | 21.1 | 129000 | 3.53 | 92000 | 2.5 | 2375 | Yes
9123035 | TOSHIBA CARRIER | MMY-MAP1206FT6P-UL | Mixed Ducted and Non-Ducted Indoor Units | 114000 | 12.65 | 25.05 | 129000 | 3.74 | 92000 | 2.55 | 2375 | Yes
206331957 | TOSHIBA CARRIER | MMY-MAP1206FT9P-UL | Non-Ducted Indoor Units | 114000 | 11.8 | 27.5 | 129000 | 3.61 | 92000 | 2.44 | 2375 | Yes
206331958 | TOSHIBA CARRIER | MMY-MAP1206FT9P-UL | Ducted Indoor Units | 114000 | 11.9 | 20 | 129000 | 3.48 | 92000 | 2.46 | 2375 | Yes
206332062 | TOSHIBA CARRIER | MMY-MAP1206FT9P-UL | Mixed Ducted and Non-Ducted Indoor Units | 114000 | 11.85 | 23.75 | 129000 | 3.54 | 92000 | 2.45 | 2375 | Yes
10612561 | TOSHIBA CARRIER | MMY-MAP1206FT9P-UL | Non-Ducted Indoor Units | 114000 | 11.8 | 27.5 | 129000 | 3.61 | 92000 | 2.44 | 2375 | Yes
10612562 | TOSHIBA CARRIER | MMY-MAP1206FT9P-UL | Ducted Indoor Units | 114000 | 11.9 | 20 | 129000 | 3.48 | 92000 | 2.46 | 2375 | Yes
10612452 | TOSHIBA CARRIER | MMY-MAP1206FT9P-UL | Mixed Ducted and Non-Ducted Indoor Units | 114000 | 11.85 | 23.75 | 129000 | 3.54 | 92000 | 2.45 | 2375 | Yes
9122975 | TOSHIBA CARRIER | MMY-MAP1206FT9P-UL | Non-Ducted Indoor Units | 114000 | 13 | 29 | 129000 | 3.95 | 92000 | 2.6 | 2375 | Yes
9122976 | TOSHIBA CARRIER | MMY-MAP1206FT9P-UL | Ducted Indoor Units | 114000 | 12.3 | 21.1 | 129000 | 3.53 | 92000 | 2.5 | 2375 | Yes
9123036 | TOSHIBA CARRIER | MMY-MAP1206FT9P-UL | Mixed Ducted and Non-Ducted Indoor Units | 114000 | 12.65 | 25.05 | 129000 | 3.74 | 92000 | 2.55 | 2375 | Yes
206331782 | TOSHIBA CARRIER | MMY-MAP1206HT6P-UL | Non-Ducted Indoor Units | 114000 | 12.8 | 25.1 | 129000 | 3.99 | 92000 | 2.79 | 2375 | Yes
206332125 | TOSHIBA CARRIER | MMY-MAP1206HT6P-UL | Mixed Ducted and Non-Ducted Indoor Units | 114000 | 12.45 | 23.35 | 129000 | 3.94 | 92000 | 2.77 | 2375 | Yes
206331761 | TOSHIBA CARRIER | MMY-MAP1206HT6P-UL | Ducted Indoor Units | 114000 | 12.1 | 21.6 | 129000 | 3.89 | 92000 | 2.75 | 2375 | Yes
10612558 | TOSHIBA CARRIER | MMY-MAP1206HT6P-UL | Mixed Ducted and Non-Ducted Indoor Units | 114000 | 12.45 | 23.35 | 129000 | 3.94 | 92000 | 2.77 | 2375 | Yes
10612398 | TOSHIBA CARRIER | MMY-MAP1206HT6P-UL | Ducted Indoor Units | 114000 | 12.1 | 21.6 | 129000 | 3.89 | 92000 | 2.75 | 2375 | Yes
10612448 | TOSHIBA CARRIER | MMY-MAP1206HT6P-UL | Non-Ducted Indoor Units | 114000 | 12.8 | 25.1 | 129000 | 3.99 | 92000 | 2.79 | 2375 | Yes
8989553 | TOSHIBA CARRIER | MMY-MAP1206HT6P-UL | Non-Ducted Indoor Units | 114000 | 13 | 25.4 | 129000 | 4 | 92000 | 2.8 | 2375 | Yes
8989568 | TOSHIBA CARRIER | MMY-MAP1206HT6P-UL | Ducted Indoor Units | 114000 | 12.2 | 22.3 | 129000 | 3.95 | 92000 | 2.8 | 2375 | Yes
8989609 | TOSHIBA CARRIER | MMY-MAP1206HT6P-UL | Mixed Ducted and Non-Ducted Indoor Units | 114000 | 12.6 | 23.85 | 129000 | 3.97 | 92000 | 2.8 | 2375 | Yes
206331917 | TOSHIBA CARRIER | MMY-MAP1206HT9P-UL | Ducted Indoor Units | 114000 | 12.1 | 21.6 | 129000 | 3.89 | 92000 | 2.75 | 2375 | Yes
206331939 | TOSHIBA CARRIER | MMY-MAP1206HT9P-UL | Non-Ducted Indoor Units | 114000 | 12.8 | 25.1 | 129000 | 3.99 | 92000 | 2.79 | 2375 | Yes
206332060 | TOSHIBA CARRIER | MMY-MAP1206HT9P-UL | Mixed Ducted and Non-Ducted Indoor Units | 114000 | 12.45 | 23.35 | 129000 | 3.94 | 92000 | 2.77 | 2375 | Yes
10612399 | TOSHIBA CARRIER | MMY-MAP1206HT9P-UL | Ducted Indoor Units | 114000 | 12.1 | 21.6 | 129000 | 3.89 | 92000 | 2.75 | 2375 | Yes
10612449 | TOSHIBA CARRIER | MMY-MAP1206HT9P-UL | Non-Ducted Indoor Units | 114000 | 12.8 | 25.1 | 129000 | 3.99 | 92000 | 2.79 | 2375 | Yes
10612450 | TOSHIBA CARRIER | MMY-MAP1206HT9P-UL | Mixed Ducted and Non-Ducted Indoor Units | 114000 | 12.45 | 23.35 | 129000 | 3.94 | 92000 | 2.77 | 2375 | Yes
9085400 | TOSHIBA CARRIER | MMY-MAP1206HT9P-UL | Non-Ducted Indoor Units | 114000 | 13 | 25.4 | 129000 | 4 | 92000 | 2.8 | 2375 | Yes
9085401 | TOSHIBA CARRIER | MMY-MAP1206HT9P-UL | Ducted Indoor Units | 114000 | 12.2 | 22.3 | 129000 | 3.95 | 92000 | 2.8 | 2375 | Yes
9085440 | TOSHIBA CARRIER | MMY-MAP1206HT9P-UL | Mixed Ducted and Non-Ducted Indoor Units | 114000 | 12.6 | 23.85 | 129000 | 3.97 | 92000 | 2.8 | 2375 | Yes
9123037 | TOSHIBA CARRIER | MMY-MAP1446FT6P-UL | Mixed Ducted and Non-Ducted Indoor Units | 138000 | 12.25 | 24.8 | 154000 | 3.67 | 109000 | 2.57 | 2875 | Yes
9123038 | TOSHIBA CARRIER | MMY-MAP1446FT9P-UL | Mixed Ducted and Non-Ducted Indoor Units | 138000 | 12.25 | 24.8 | 154000 | 3.67 | 109000 | 2.57 | 2875 | Yes
9122954 | TOSHIBA CARRIER | MMY-AP2166FT6P-UL | Non-Ducted Indoor Units | 206000 | 11.9 | 24.9 | 232000 | 3.57 | 164000 | 2.46 | 4292.5 | Yes
9122990 | TOSHIBA CARRIER | MMY-AP2166FT9P-UL | Non-Ducted Indoor Units | 206000 | 11.9 | 24.9 | 232000 | 3.57 | 164000 | 2.46 | 4292.5 | Yes
206331785 | TOSHIBA CARRIER | MMY-AP192S6HT6P-UL | Non-Ducted Indoor Units | 184000 | 12.6 | 25.1 | 206000 | 3.95 | 150000 | 2.68 | 3832.5 | Yes
10612466 | TOSHIBA CARRIER | MMY-AP192S6HT6P-UL | Non-Ducted Indoor Units | 184000 | 12.6 | 25.1 | 206000 | 3.95 | 150000 | 2.68 | 3832.5 | Yes
8989557 | TOSHIBA CARRIER | MMY-AP192S6HT6P-UL | Non-Ducted Indoor Units | 184000 | 12.6 | 25.1 | 206000 | 3.95 | 150000 | 2.68 | 3832.5 | Yes
206331942 | TOSHIBA CARRIER | MMY-AP192S6HT9P-UL | Non-Ducted Indoor Units | 184000 | 12.6 | 25.1 | 206000 | 3.95 | 150000 | 2.68 | 3832.5 | Yes
10612467 | TOSHIBA CARRIER | MMY-AP192S6HT9P-UL | Non-Ducted Indoor Units | 184000 | 12.6 | 25.1 | 206000 | 3.95 | 150000 | 2.68 | 3832.5 | Yes
9085408 | TOSHIBA CARRIER | MMY-AP192S6HT9P-UL | Non-Ducted Indoor Units | 184000 | 12.6 | 25.1 | 206000 | 3.95 | 150000 | 2.68 | 3832.5 | Yes
206331971 | TOSHIBA CARRIER | MMY-AP192S6FT6P-UL | Non-Ducted Indoor Units | 184000 | 11.7 | 25.3 | 206000 | 3.6 | 150000 | 2.45 | 3832.5 | Yes
10612580 | TOSHIBA CARRIER | MMY-AP192S6FT6P-UL | Non-Ducted Indoor Units | 184000 | 11.7 | 25.3 | 206000 | 3.6 | 150000 | 2.45 | 3832.5 | Yes
206331973 | TOSHIBA CARRIER | MMY-AP192S6FT9P-UL | Non-Ducted Indoor Units | 184000 | 11.7 | 25.3 | 206000 | 3.6 | 150000 | 2.45 | 3832.5 | Yes
10612582 | TOSHIBA CARRIER | MMY-AP192S6FT9P-UL | Non-Ducted Indoor Units | 184000 | 11.7 | 25.3 | 206000 | 3.6 | 150000 | 2.45 | 3832.5 | Yes
9123041 | TOSHIBA CARRIER | MMY-AP1926FT6P-UL | Mixed Ducted and Non-Ducted Indoor Units | 184000 | 12.35 | 25.45 | 206000 | 3.72 | 150000 | 2.5 | 3832.5 | Yes
9123042 | TOSHIBA CARRIER | MMY-AP1926FT9P-UL | Mixed Ducted and Non-Ducted Indoor Units | 184000 | 12.35 | 25.45 | 206000 | 3.72 | 150000 | 2.5 | 3832.5 | Yes
206331784 | TOSHIBA CARRIER | MMY-AP1926HT6P-UL | Non-Ducted Indoor Units | 184000 | 12.8 | 25.5 | 206000 | 4.05 | 150000 | 2.76 | 3832.5 | Yes
10612463 | TOSHIBA CARRIER | MMY-AP1926HT6P-UL | Non-Ducted Indoor Units | 184000 | 12.8 | 25.5 | 206000 | 4.05 | 150000 | 2.76 | 3832.5 | Yes
8989556 | TOSHIBA CARRIER | MMY-AP1926HT6P-UL | Non-Ducted Indoor Units | 184000 | 12.8 | 25.5 | 206000 | 4.05 | 150000 | 2.76 | 3832.5 | Yes
206331941 | TOSHIBA CARRIER | MMY-AP1926HT9P-UL | Non-Ducted Indoor Units | 184000 | 12.8 | 25.5 | 206000 | 4.05 | 150000 | 2.76 | 3832.5 | Yes
10612464 | TOSHIBA CARRIER | MMY-AP1926HT9P-UL | Non-Ducted Indoor Units | 184000 | 12.8 | 25.5 | 206000 | 4.05 | 150000 | 2.76 | 3832.5 | Yes
9085406 | TOSHIBA CARRIER | MMY-AP1926HT9P-UL | Non-Ducted Indoor Units | 184000 | 12.8 | 25.5 | 206000 | 4.05 | 150000 | 2.76 | 3832.5 | Yes
206331762 | TOSHIBA CARRIER | MMY-MAP1446HT6P-UL | Non-Ducted Indoor Units | 138000 | 12.4 | 25.6 | 154000 | 4.12 | 109000 | 2.73 | 2875 | Yes
10612400 | TOSHIBA CARRIER | MMY-MAP1446HT6P-UL | Non-Ducted Indoor Units | 138000 | 12.4 | 25.6 | 154000 | 4.12 | 109000 | 2.73 | 2875 | Yes
8989554 | TOSHIBA CARRIER | MMY-MAP1446HT6P-UL | Non-Ducted Indoor Units | 138000 | 12.4 | 25.6 | 154000 | 4.12 | 109000 | 2.73 | 2875 | Yes
206331918 | TOSHIBA CARRIER | MMY-MAP1446HT9P-UL | Non-Ducted Indoor Units | 138000 | 12.4 | 25.6 | 154000 | 4.12 | 109000 | 2.73 | 2875 | Yes
10612401 | TOSHIBA CARRIER | MMY-MAP1446HT9P-UL | Non-Ducted Indoor Units | 138000 | 12.4 | 25.6 | 154000 | 4.12 | 109000 | 2.73 | 2875 | Yes
9085402 | TOSHIBA CARRIER | MMY-MAP1446HT9P-UL | Non-Ducted Indoor Units | 138000 | 12.4 | 25.6 | 154000 | 4.12 | 109000 | 2.73 | 2875 | Yes
206332029 | TOSHIBA CARRIER | MMY-AP1446FT2P-UL | Non-Ducted Indoor Units | 138000 | 13.5 | 25.7 | 154000 | 3.77 | 109000 | 2.65 | 2875 | Yes
10612568 | TOSHIBA CARRIER | MMY-AP1446FT2P-UL | Non-Ducted Indoor Units | 138000 | 13.5 | 25.7 | 154000 | 3.77 | 109000 | 2.65 | 2875 | Yes
206331959 | TOSHIBA CARRIER | MMY-MAP1446FT6P-UL | Non-Ducted Indoor Units | 138000 | 12.2 | 25.9 | 154000 | 3.75 | 109000 | 2.6 | 2875 | Yes
10612564 | TOSHIBA CARRIER | MMY-MAP1446FT6P-UL | Non-Ducted Indoor Units | 138000 | 12.2 | 25.9 | 154000 | 3.75 | 109000 | 2.6 | 2875 | Yes
206331961 | TOSHIBA CARRIER | MMY-MAP1446FT9P-UL | Non-Ducted Indoor Units | 138000 | 12.2 | 25.9 | 154000 | 3.75 | 109000 | 2.6 | 2875 | Yes
10612566 | TOSHIBA CARRIER | MMY-MAP1446FT9P-UL | Non-Ducted Indoor Units | 138000 | 12.2 | 25.9 | 154000 | 3.75 | 109000 | 2.6 | 2875 | Yes
9122953 | TOSHIBA CARRIER | MMY-AP192S6FT6P-UL | Non-Ducted Indoor Units | 184000 | 12 | 26 | 206000 | 3.6 | 150000 | 2.45 | 3832.5 | Yes
9122987 | TOSHIBA CARRIER | MMY-AP192S6FT9P-UL | Non-Ducted Indoor Units | 184000 | 12 | 26 | 206000 | 3.6 | 150000 | 2.45 | 3832.5 | Yes
206331967 | TOSHIBA CARRIER | MMY-AP1926FT6P-UL | Non-Ducted Indoor Units | 184000 | 12.2 | 26.1 | 206000 | 3.7 | 150000 | 2.5 | 3832.5 | Yes
10612576 | TOSHIBA CARRIER | MMY-AP1926FT6P-UL | Non-Ducted Indoor Units | 184000 | 12.2 | 26.1 | 206000 | 3.7 | 150000 | 2.5 | 3832.5 | Yes
206331969 | TOSHIBA CARRIER | MMY-AP1926FT9P-UL | Non-Ducted Indoor Units | 184000 | 12.2 | 26.1 | 206000 | 3.7 | 150000 | 2.5 | 3832.5 | Yes
10612578 | TOSHIBA CARRIER | MMY-AP1926FT9P-UL | Non-Ducted Indoor Units | 184000 | 12.2 | 26.1 | 206000 | 3.7 | 150000 | 2.5 | 3832.5 | Yes
9550138 | TOSHIBA CARRIER | MMY-AP1446FT2P-UL | Non-Ducted Indoor Units | 138000 | 13.9 | 26.4 | 154000 | 3.77 | 109000 | 2.65 | 2875 | Yes
9122950 | TOSHIBA CARRIER | MMY-MAP1446FT6P-UL | Non-Ducted Indoor Units | 138000 | 12.5 | 26.6 | 154000 | 3.75 | 109000 | 2.6 | 2875 | Yes
9122978 | TOSHIBA CARRIER | MMY-MAP1446FT9P-UL | Non-Ducted Indoor Units | 138000 | 12.5 | 26.6 | 154000 | 3.75 | 109000 | 2.6 | 2875 | Yes
9122952 | TOSHIBA CARRIER | MMY-AP1926FT6P-UL | Non-Ducted Indoor Units | 184000 | 12.5 | 26.9 | 206000 | 3.7 | 150000 | 2.5 | 3832.5 | Yes
9122984 | TOSHIBA CARRIER | MMY-AP1926FT9P-UL | Non-Ducted Indoor Units | 184000 | 12.5 | 26.9 | 206000 | 3.7 | 150000 | 2.5 | 3832.5 | Yes
9133445 | TOSOT | TVRF-OC192KHP/220V | Non-Ducted Indoor Units | 184000 | 11.3 | 23 | 206000 | 3.4 | 134000 | 2.1 | 3832.5 | Yes
9133448 | TOSOT | TVRF-OC216KHP/220V | Non-Ducted Indoor Units | 206000 | 11 | 24.7 | 230000 | 3.52 | 150000 | 2.25 | 4292.5 | Yes
9133480 | TOSOT | TVRF-OC96KHP/220V | Non-Ducted Indoor Units | 92000 | 12.6 | 26 | 103000 | 3.9 | 67000 | 2.5 | 1917.5 | Yes
9133481 | TOSOT | TVRF-OC96KHP/220V | Mixed Ducted and Non-Ducted Indoor Units | 92000 | 11.9 | 23 | 103000 | 3.65 | 67000 | 2.44 | 1917.5 | Yes
205708873 | TOSOT | TVRF-OC96KHP/460V | Mixed Ducted and Non-Ducted Indoor Units | 92000 | 11.9 | 22.5 | 103000 | 3.65 | 67000 | 2.44 | 1917.5 | Yes
205048205 | TOSOT | TVRF-OC96KHP/460V | Non-Ducted Indoor Units | 92000 | 12.6 | 26 | 103000 | 3.9 | 67000 | 2.5 | 1917.5 | Yes
203360783 | TOSOT | TVRF-SHC120K/220V | Non-Ducted Indoor Units | 114000 | 11.5 | 22 | 126000 | 3.5 | 81000 | 2.25 | 2375 | Yes
205048217 | TOSOT | TVRF-SHC120K/460V | Non-Ducted Indoor Units | 114000 | 11.5 | 22 | 126000 | 3.5 | 81000 | 2.25 | 2375 | Yes
9133488 | TOSOT | TVRF-SHC72K/220V | Non-Ducted Indoor Units | 67000 | 11.5 | 22 | 75000 | 3.4 | 51000 | 2.4 | 1395 | Yes
205048213 | TOSOT | TVRF-SHC72K/460V | Non-Ducted Indoor Units | 67000 | 11.5 | 22 | 75000 | 3.4 | 51000 | 2.4 | 1395 | Yes
201864482 | TRANE | 4TVH0072C4000AA | Non-Ducted Indoor Units | 69000 | 13.8 | 23.6 | 77000 | 4.25 | 54000 | 2.65 | 1437.5 | Yes
201864483 | TRANE | 4TVH0072C4000AA | Ducted Indoor Units | 69000 | 12 | 22.7 | 77000 | 3.69 | 54000 | 2.41 | 1437.5 | Yes
7502103 | TRANE | 4TVH0072C4000AA | Non-Ducted Indoor Units | 69000 | 13.8 | 23.6 | 77000 | 4.25 | 54000 | 2.65 | 1437.5 | Yes
7502104 | TRANE | 4TVH0072C4000AA | Ducted Indoor Units | 69000 | 12 | 22.7 | 77000 | 3.69 | 54000 | 2.41 | 1437.5 | Yes
201864474 | TRANE | 4TVH0072C6000AA | Non-Ducted Indoor Units | 69000 | 13.8 | 23.6 | 77000 | 4.25 | 54000 | 2.65 | 1437.5 | Yes
201864475 | TRANE | 4TVH0072C6000AA | Ducted Indoor Units | 69000 | 12 | 22.7 | 77000 | 3.69 | 54000 | 2.41 | 1437.5 | Yes
7502115 | TRANE | 4TVH0072C6000AA | Non-Ducted Indoor Units | 69000 | 13.8 | 23.6 | 77000 | 4.25 | 54000 | 2.65 | 1437.5 | Yes
7502116 | TRANE | 4TVH0072C6000AA | Ducted Indoor Units | 69000 | 12 | 22.7 | 77000 | 3.69 | 54000 | 2.41 | 1437.5 | Yes
201864484 | TRANE | 4TVH0096C4000AA* | Non-Ducted Indoor Units | 92000 | 12.4 | 23.5 | 103000 | 3.8 | 72000 | 2.46 | 1917.5 | Yes
201864485 | TRANE | 4TVH0096C4000AA* | Ducted Indoor Units | 92000 | 11.7 | 22.5 | 103000 | 3.57 | 72000 | 2.3 | 1917.5 | Yes
201864476 | TRANE | 4TVH0096C6000AA* | Non-Ducted Indoor Units | 92000 | 12.4 | 23.5 | 103000 | 3.8 | 72000 | 2.46 | 1917.5 | Yes
201864477 | TRANE | 4TVH0096C6000AA* | Ducted Indoor Units | 92000 | 11.7 | 22.5 | 103000 | 3.57 | 72000 | 2.3 | 1917.5 | Yes
203381316 | Trane / Mitsubishi Electric | TUHYH2403BN40AN | Mixed Ducted and Non-Ducted Indoor Units | 222000 | 11.95 | 18.7 | 250000 | 3.64 | 186000 | 2.23 | 4625 | Yes
203378375 | Trane / Mitsubishi Electric | TUHYH2403BN40AN | Ducted Indoor Units | 228000 | 11.5 | 18.7 | 258000 | 3.5 | 186000 | 2.19 | 4750 | Yes
203378463 | Trane / Mitsubishi Electric | TUHYH2403BN40AN | Non-Ducted Indoor Units | 216000 | 12.4 | 18.7 | 244000 | 3.78 | 186000 | 2.27 | 4500 | Yes
203381317 | Trane / Mitsubishi Electric | TUHYH2404BN40AN | Mixed Ducted and Non-Ducted Indoor Units | 222000 | 11.95 | 18.7 | 250000 | 3.64 | 186000 | 2.23 | 4625 | Yes
203378376 | Trane / Mitsubishi Electric | TUHYH2404BN40AN | Ducted Indoor Units | 228000 | 11.5 | 18.7 | 258000 | 3.5 | 186000 | 2.19 | 4750 | Yes
203378464 | Trane / Mitsubishi Electric | TUHYH2404BN40AN | Non-Ducted Indoor Units | 216000 | 12.4 | 18.7 | 244000 | 3.78 | 186000 | 2.27 | 4500 | Yes
203378371 | Trane / Mitsubishi Electric | TUHYH1923BN40AN | Ducted Indoor Units | 184000 | 12.8 | 18.8 | 206000 | 3.71 | 174000 | 2.22 | 3832.5 | Yes
203378373 | Trane / Mitsubishi Electric | TUHYH1924BN40AN | Ducted Indoor Units | 184000 | 12.8 | 18.8 | 206000 | 3.71 | 174000 | 2.22 | 3832.5 | Yes
203373066 | Trane / Mitsubishi Electric | TURYH2403BN40AN | Ducted Indoor Units | 228000 | 11.2 | 18.8 | 258000 | 3.36 | 186000 | 2.09 | 4750 | Yes
203373068 | Trane / Mitsubishi Electric | TURYH2404BN40AN | Ducted Indoor Units | 228000 | 11.2 | 18.8 | 258000 | 3.36 | 186000 | 2.09 | 4750 | Yes
203381385 | Trane / Mitsubishi Electric | TURYH2403BN40AN | Mixed Ducted and Non-Ducted Indoor Units | 222000 | 11.45 | 18.85 | 250000 | 3.46 | 186000 | 2.07 | 4625 | Yes
203381386 | Trane / Mitsubishi Electric | TURYH2404BN40AN | Mixed Ducted and Non-Ducted Indoor Units | 222000 | 11.45 | 18.85 | 250000 | 3.46 | 186000 | 2.07 | 4625 | Yes
203300902 | Trane / Mitsubishi Electric | TURYH1923BN40AN | Ducted Indoor Units | 184000 | 11.9 | 18.9 | 206000 | 3.6 | 174000 | 2.1 | 3832.5 | Yes
203300903 | Trane / Mitsubishi Electric | TURYH1924BN40AN | Ducted Indoor Units | 184000 | 11.9 | 18.9 | 206000 | 3.6 | 174000 | 2.1 | 3832.5 | Yes
203373067 | Trane / Mitsubishi Electric | TURYH2403BN40AN | Non-Ducted Indoor Units | 216000 | 11.7 | 18.9 | 244000 | 3.56 | 186000 | 2.05 | 4500 | Yes
203373069 | Trane / Mitsubishi Electric | TURYH2404BN40AN | Non-Ducted Indoor Units | 216000 | 11.7 | 18.9 | 244000 | 3.56 | 186000 | 2.05 | 4500 | Yes
205563208 | Trane / Mitsubishi Electric | TURYE1923AN40AN | Ducted Indoor Units | 183000 | 11.3 | 20 | 204000 | 3.34 | 144000 | 2.09 | 3812.5 | Yes
205563210 | Trane / Mitsubishi Electric | TURYE1924AN40AN | Ducted Indoor Units | 183000 | 11.3 | 20 | 204000 | 3.34 | 144000 | 2.09 | 3812.5 | Yes
205563204 | Trane / Mitsubishi Electric | TUHYE2163AN40AN | Ducted Indoor Units | 206000 | 11 | 20.5 | 232000 | 3.3 | 162000 | 2.12 | 4292.5 | Yes
205563206 | Trane / Mitsubishi Electric | TUHYE2164AN40AN | Ducted Indoor Units | 206000 | 11 | 20.5 | 232000 | 3.3 | 162000 | 2.12 | 4292.5 | Yes
203381381 | Trane / Mitsubishi Electric | TURYH1443BN40AN | Mixed Ducted and Non-Ducted Indoor Units | 138000 | 11.55 | 22.1 | 152000 | 3.63 | 128000 | 2.11 | 2875 | Yes
203381382 | Trane / Mitsubishi Electric | TURYH1444BN40AN | Mixed Ducted and Non-Ducted Indoor Units | 138000 | 11.55 | 22.1 | 152000 | 3.63 | 128000 | 2.11 | 2875 | Yes
203381314 | Trane / Mitsubishi Electric | TUHYH1923BN40AN | Mixed Ducted and Non-Ducted Indoor Units | 184000 | 13.45 | 22.2 | 206000 | 3.89 | 174000 | 2.31 | 3832.5 | Yes
203381315 | Trane / Mitsubishi Electric | TUHYH1924BN40AN | Mixed Ducted and Non-Ducted Indoor Units | 184000 | 13.45 | 22.2 | 206000 | 3.89 | 174000 | 2.31 | 3832.5 | Yes
203381383 | Trane / Mitsubishi Electric | TURYH1923BN40AN | Mixed Ducted and Non-Ducted Indoor Units | 184000 | 12.7 | 22.25 | 206000 | 3.74 | 174000 | 2.12 | 3832.5 | Yes
203381384 | Trane / Mitsubishi Electric | TURYH1924BN40AN | Mixed Ducted and Non-Ducted Indoor Units | 184000 | 12.7 | 22.25 | 206000 | 3.74 | 174000 | 2.12 | 3832.5 | Yes
203373070 | Trane / Mitsubishi Electric | TURYP2403BN40AN | Ducted Indoor Units | 228000 | 11.2 | 22.3 | 258000 | 3.36 | 174000 | 2.14 | 4750 | Yes
203373072 | Trane / Mitsubishi Electric | TURYP2404BN40AN | Ducted Indoor Units | 228000 | 11.2 | 22.3 | 258000 | 3.36 | 174000 | 2.14 | 4750 | Yes
203381401 | Trane / Mitsubishi Electric | TURYP2403BN40AN | Mixed Ducted and Non-Ducted Indoor Units | 222000 | 11.45 | 22.35 | 250000 | 3.46 | 174000 | 2.09 | 4625 | Yes
203381402 | Trane / Mitsubishi Electric | TURYP2404BN40AN | Mixed Ducted and Non-Ducted Indoor Units | 222000 | 11.45 | 22.35 | 250000 | 3.46 | 174000 | 2.09 | 4625 | Yes
203378465 | Trane / Mitsubishi Electric | TUHYP2403BN40AN | Non-Ducted Indoor Units | 216000 | 11.8 | 22.4 | 244000 | 3.59 | 184000 | 2.3 | 4500 | Yes
203378466 | Trane / Mitsubishi Electric | TUHYP2404BN40AN | Non-Ducted Indoor Units | 216000 | 11.8 | 22.4 | 244000 | 3.59 | 184000 | 2.3 | 4500 | Yes
203373071 | Trane / Mitsubishi Electric | TURYP2403BN40AN | Non-Ducted Indoor Units | 216000 | 11.7 | 22.4 | 244000 | 3.56 | 174000 | 2.05 | 4500 | Yes
203373073 | Trane / Mitsubishi Electric | TURYP2404BN40AN | Non-Ducted Indoor Units | 216000 | 11.7 | 22.4 | 244000 | 3.56 | 174000 | 2.05 | 4500 | Yes
203381332 | Trane / Mitsubishi Electric | TUHYP2403BN40AN | Mixed Ducted and Non-Ducted Indoor Units | 222000 | 11.6 | 22.5 | 250000 | 3.52 | 184000 | 2.26 | 4625 | Yes
203381333 | Trane / Mitsubishi Electric | TUHYP2404BN40AN | Mixed Ducted and Non-Ducted Indoor Units | 222000 | 11.6 | 22.5 | 250000 | 3.52 | 184000 | 2.26 | 4625 | Yes
203378401 | Trane / Mitsubishi Electric | TUHYP2403BN40AN | Ducted Indoor Units | 228000 | 11.4 | 22.6 | 258000 | 3.45 | 184000 | 2.22 | 4750 | Yes
203378402 | Trane / Mitsubishi Electric | TUHYP2404BN40AN | Ducted Indoor Units | 228000 | 11.4 | 22.6 | 258000 | 3.45 | 184000 | 2.22 | 4750 | Yes
203381312 | Trane / Mitsubishi Electric | TUHYH1443BN40AN | Mixed Ducted and Non-Ducted Indoor Units | 138000 | 11.45 | 22.8 | 152000 | 3.89 | 128000 | 2.23 | 2875 | Yes
203381313 | Trane / Mitsubishi Electric | TUHYH1444BN40AN | Mixed Ducted and Non-Ducted Indoor Units | 138000 | 11.45 | 22.8 | 152000 | 3.89 | 128000 | 2.23 | 2875 | Yes
203373075 | Trane / Mitsubishi Electric | TURYP2643BN40AN | Non-Ducted Indoor Units | 236000 | 11.3 | 22.8 | 266000 | 3.5 | 184000 | 2.05 | 4917.5 | Yes
203373077 | Trane / Mitsubishi Electric | TURYP2644BN40AN | Non-Ducted Indoor Units | 236000 | 11.3 | 22.8 | 266000 | 3.5 | 184000 | 2.05 | 4917.5 | Yes
203300921 | Trane / Mitsubishi Electric | TURYP1443AN40AN | Ducted Indoor Units | 136000 | 11 | 23.1 | 152000 | 3.43 | 97000 | 2.05 | 2832.5 | Yes
203300922 | Trane / Mitsubishi Electric | TURYP1444AN40AN | Ducted Indoor Units | 136000 | 11 | 23.1 | 152000 | 3.43 | 97000 | 2.05 | 2832.5 | Yes
203378389 | Trane / Mitsubishi Electric | TUHYP1443AN40AN | Ducted Indoor Units | 136000 | 12.2 | 23.2 | 152000 | 3.57 | 109000 | 2.26 | 2832.5 | Yes
203378390 | Trane / Mitsubishi Electric | TUHYP1444AN40AN | Ducted Indoor Units | 136000 | 12.2 | 23.2 | 152000 | 3.57 | 109000 | 2.26 | 2832.5 | Yes
203373038 | Trane / Mitsubishi Electric | TURYE2403BN40AN | Non-Ducted Indoor Units | 216000 | 12.2 | 23.3 | 244000 | 3.58 | 186000 | 2.05 | 4500 | Yes
203373040 | Trane / Mitsubishi Electric | TURYE2404BN40AN | Non-Ducted Indoor Units | 216000 | 12.2 | 23.3 | 244000 | 3.58 | 186000 | 2.05 | 4500 | Yes
203300925 | Trane / Mitsubishi Electric | TURYP2163BN40AN | Ducted Indoor Units | 206000 | 11.6 | 23.3 | 232000 | 3.49 | 158000 | 2.19 | 4292.5 | Yes
203300926 | Trane / Mitsubishi Electric | TURYP2164BN40AN | Ducted Indoor Units | 206000 | 11.6 | 23.3 | 232000 | 3.49 | 158000 | 2.19 | 4292.5 | Yes
203378391 | Trane / Mitsubishi Electric | TUHYP1683AN40AN | Ducted Indoor Units | 160000 | 11.2 | 23.4 | 178000 | 3.59 | 132000 | 2.55 | 3332.5 | Yes
203378392 | Trane / Mitsubishi Electric | TUHYP1684AN40AN | Ducted Indoor Units | 160000 | 11.2 | 23.4 | 178000 | 3.59 | 132000 | 2.55 | 3332.5 | Yes
203300889 | Trane / Mitsubishi Electric | TURYE1683AN40AN | Ducted Indoor Units | 160000 | 11.2 | 23.4 | 178000 | 3.3 | 136000 | 2.05 | 3332.5 | Yes
203300890 | Trane / Mitsubishi Electric | TURYE1684AN40AN | Ducted Indoor Units | 160000 | 11.2 | 23.4 | 178000 | 3.3 | 136000 | 2.05 | 3332.5 | Yes
203378461 | Trane / Mitsubishi Electric | TUHYE2403BN40AN | Non-Ducted Indoor Units | 216000 | 12.5 | 23.5 | 244000 | 3.73 | 232000 | 2.22 | 4500 | Yes
203378462 | Trane / Mitsubishi Electric | TUHYE2404BN40AN | Non-Ducted Indoor Units | 216000 | 12.5 | 23.5 | 244000 | 3.73 | 232000 | 2.22 | 4500 | Yes
203381365 | Trane / Mitsubishi Electric | TURYE2403BN40AN | Mixed Ducted and Non-Ducted Indoor Units | 222000 | 11.95 | 23.6 | 250000 | 3.52 | 186000 | 2.07 | 4625 | Yes
203381366 | Trane / Mitsubishi Electric | TURYE2404BN40AN | Mixed Ducted and Non-Ducted Indoor Units | 222000 | 11.95 | 23.6 | 250000 | 3.52 | 186000 | 2.07 | 4625 | Yes
203373042 | Trane / Mitsubishi Electric | TURYE2643BN40AN | Non-Ducted Indoor Units | 236000 | 11.9 | 23.7 | 266000 | 3.53 | 202000 | 2.05 | 4917.5 | Yes
203373044 | Trane / Mitsubishi Electric | TURYE2644BN40AN | Non-Ducted Indoor Units | 236000 | 11.9 | 23.7 | 266000 | 3.53 | 202000 | 2.05 | 4917.5 | Yes
203378397 | Trane / Mitsubishi Electric | TUHYP2163BN40AN | Ducted Indoor Units | 206000 | 11.9 | 23.8 | 232000 | 3.57 | 168000 | 2.3 | 4292.5 | Yes
203378399 | Trane / Mitsubishi Electric | TUHYP2164BN40AN | Ducted Indoor Units | 206000 | 11.9 | 23.8 | 232000 | 3.57 | 168000 | 2.3 | 4292.5 | Yes
203381288 | Trane / Mitsubishi Electric | TUHYE2403BN40AN | Mixed Ducted and Non-Ducted Indoor Units | 222000 | 12.4 | 23.85 | 250000 | 3.63 | 232000 | 2.16 | 4625 | Yes
203381289 | Trane / Mitsubishi Electric | TUHYE2404BN40AN | Mixed Ducted and Non-Ducted Indoor Units | 222000 | 12.4 | 23.85 | 250000 | 3.63 | 232000 | 2.16 | 4625 | Yes
203373037 | Trane / Mitsubishi Electric | TURYE2403BN40AN | Ducted Indoor Units | 228000 | 11.7 | 23.9 | 258000 | 3.46 | 186000 | 2.09 | 4750 | Yes
203373039 | Trane / Mitsubishi Electric | TURYE2404BN40AN | Ducted Indoor Units | 228000 | 11.7 | 23.9 | 258000 | 3.46 | 186000 | 2.09 | 4750 | Yes
203378319 | Trane / Mitsubishi Electric | TUHYE1683AN40AN | Ducted Indoor Units | 160000 | 11.7 | 24 | 178000 | 3.61 | 138000 | 2.39 | 3332.5 | Yes
203378321 | Trane / Mitsubishi Electric | TUHYE1684AN40AN | Ducted Indoor Units | 160000 | 11.7 | 24 | 178000 | 3.61 | 138000 | 2.39 | 3332.5 | Yes
203300919 | Trane / Mitsubishi Electric | TURYE1443AN40AN | Ducted Indoor Units | 136000 | 11.7 | 24.1 | 152000 | 3.49 | 118000 | 2.05 | 2832.5 | Yes
203300920 | Trane / Mitsubishi Electric | TURYE1444AN40AN | Ducted Indoor Units | 136000 | 11.7 | 24.1 | 152000 | 3.49 | 118000 | 2.05 | 2832.5 | Yes
203378335 | Trane / Mitsubishi Electric | TUHYE2403BN40AN | Ducted Indoor Units | 228000 | 12.3 | 24.2 | 258000 | 3.54 | 232000 | 2.11 | 4750 | Yes
203378336 | Trane / Mitsubishi Electric | TUHYE2404BN40AN | Ducted Indoor Units | 228000 | 12.3 | 24.2 | 258000 | 3.54 | 232000 | 2.11 | 4750 | Yes
203300904 | Trane / Mitsubishi Electric | TURYP1923BN40AN | Ducted Indoor Units | 182000 | 11.9 | 24.3 | 204000 | 3.6 | 142000 | 2.19 | 3792.5 | Yes
203300905 | Trane / Mitsubishi Electric | TURYP1924BN40AN | Ducted Indoor Units | 182000 | 11.9 | 24.3 | 204000 | 3.6 | 142000 | 2.19 | 3792.5 | Yes
203373855 | Trane / Mitsubishi Electric | TURYH1443BN40AN | Non-Ducted Indoor Units | 138000 | 12.2 | 24.5 | 152000 | 3.82 | 128000 | 2.14 | 2875 | Yes
203373857 | Trane / Mitsubishi Electric | TURYH1444BN40AN | Non-Ducted Indoor Units | 138000 | 12.2 | 24.5 | 152000 | 3.82 | 128000 | 2.14 | 2875 | Yes
203378315 | Trane / Mitsubishi Electric | TUHYE1443AN40AN | Ducted Indoor Units | 136000 | 12.4 | 24.6 | 152000 | 3.68 | 134000 | 2.38 | 2832.5 | Yes
203378317 | Trane / Mitsubishi Electric | TUHYE1444AN40AN | Ducted Indoor Units | 136000 | 12.4 | 24.6 | 152000 | 3.68 | 134000 | 2.38 | 2832.5 | Yes
203300923 | Trane / Mitsubishi Electric | TURYE2163BN40AN | Ducted Indoor Units | 206000 | 12.2 | 24.6 | 232000 | 3.56 | 172000 | 2.09 | 4292.5 | Yes
203300924 | Trane / Mitsubishi Electric | TURYE2164BN40AN | Ducted Indoor Units | 206000 | 12.2 | 24.6 | 232000 | 3.56 | 172000 | 2.09 | 4292.5 | Yes
203378331 | Trane / Mitsubishi Electric | TUHYE2163BN40AN | Ducted Indoor Units | 206000 | 12.7 | 24.8 | 232000 | 3.65 | 196000 | 2.12 | 4292.5 | Yes
203378333 | Trane / Mitsubishi Electric | TUHYE2164BN40AN | Ducted Indoor Units | 206000 | 12.7 | 24.8 | 232000 | 3.65 | 196000 | 2.12 | 4292.5 | Yes
205563213 | Trane / Mitsubishi Electric | TURYE2163AN40AN | Non-Ducted Indoor Units | 206000 | 11.4 | 24.9 | 232000 | 3.62 | 162000 | 2.15 | 4292.5 | Yes
205563215 | Trane / Mitsubishi Electric | TURYE2164AN40AN | Non-Ducted Indoor Units | 206000 | 11.4 | 24.9 | 232000 | 3.62 | 162000 | 2.15 | 4292.5 | Yes
203378393 | Trane / Mitsubishi Electric | TUHYP1923BN40AN | Ducted Indoor Units | 184000 | 12.4 | 25 | 206000 | 3.7 | 152000 | 2.38 | 3832.5 | Yes
203378395 | Trane / Mitsubishi Electric | TUHYP1924BN40AN | Ducted Indoor Units | 184000 | 12.4 | 25 | 206000 | 3.7 | 152000 | 2.38 | 3832.5 | Yes
203378325 | Trane / Mitsubishi Electric | TUHYE1923BN40AN | Ducted Indoor Units | 184000 | 13 | 25.3 | 206000 | 3.75 | 160000 | 2.12 | 3832.5 | Yes
203378329 | Trane / Mitsubishi Electric | TUHYE1924BN40AN | Ducted Indoor Units | 184000 | 13 | 25.3 | 206000 | 3.75 | 160000 | 2.12 | 3832.5 | Yes
203300900 | Trane / Mitsubishi Electric | TURYE1923BN40AN | Ducted Indoor Units | 182000 | 12.7 | 25.3 | 204000 | 3.66 | 158000 | 2.09 | 3792.5 | Yes
203300901 | Trane / Mitsubishi Electric | TURYE1924BN40AN | Ducted Indoor Units | 182000 | 12.7 | 25.3 | 204000 | 3.66 | 158000 | 2.09 | 3792.5 | Yes
203381272 | Trane / Mitsubishi Electric | TUHYE0723AN40AN | Mixed Ducted and Non-Ducted Indoor Units | 69000 | 14.5 | 28.9 | 76000 | 4.31 | 64000 | 2.34 | 1437.5 | Yes
203378357 | Trane / Mitsubishi Electric | TUHYE0723AN40AN | Ducted Indoor Units | 69000 | 13.5 | 25.3 | 76000 | 4.05 | 64000 | 2.29 | 1437.5 | Yes
203378358 | Trane / Mitsubishi Electric | TUHYE0723AN40AN | Non-Ducted Indoor Units | 69000 | 15.5 | 32.5 | 76000 | 4.57 | 64000 | 2.4 | 1437.5 | Yes
203381273 | Trane / Mitsubishi Electric | TUHYE0724AN40AN | Mixed Ducted and Non-Ducted Indoor Units | 69000 | 14.5 | 28.9 | 76000 | 4.31 | 64000 | 2.34 | 1437.5 | Yes
203378359 | Trane / Mitsubishi Electric | TUHYE0724AN40AN | Ducted Indoor Units | 69000 | 13.5 | 25.3 | 76000 | 4.05 | 64000 | 2.29 | 1437.5 | Yes
203378360 | Trane / Mitsubishi Electric | TUHYE0724AN40AN | Non-Ducted Indoor Units | 69000 | 15.5 | 32.5 | 76000 | 4.57 | 64000 | 2.4 | 1437.5 | Yes
203381274 | Trane / Mitsubishi Electric | TUHYE0963AN40AN | Mixed Ducted and Non-Ducted Indoor Units | 92000 | 14.7 | 30.35 | 103000 | 4.21 | 80000 | 2.35 | 1917.5 | Yes
203378361 | Trane / Mitsubishi Electric | TUHYE0963AN40AN | Ducted Indoor Units | 92000 | 14.1 | 26.7 | 103000 | 4.04 | 80000 | 2.28 | 1917.5 | Yes
203378362 | Trane / Mitsubishi Electric | TUHYE0963AN40AN | Non-Ducted Indoor Units | 92000 | 15.3 | 34 | 103000 | 4.39 | 80000 | 2.43 | 1917.5 | Yes
203381275 | Trane / Mitsubishi Electric | TUHYE0964AN40AN | Mixed Ducted and Non-Ducted Indoor Units | 92000 | 14.7 | 30.35 | 103000 | 4.21 | 80000 | 2.35 | 1917.5 | Yes
203378363 | Trane / Mitsubishi Electric | TUHYE0964AN40AN | Ducted Indoor Units | 92000 | 14.1 | 26.7 | 103000 | 4.04 | 80000 | 2.28 | 1917.5 | Yes
203378364 | Trane / Mitsubishi Electric | TUHYE0964AN40AN | Non-Ducted Indoor Units | 92000 | 15.3 | 34 | 103000 | 4.39 | 80000 | 2.43 | 1917.5 | Yes
203381276 | Trane / Mitsubishi Electric | TUHYE1203AN40AN | Mixed Ducted and Non-Ducted Indoor Units | 114000 | 13.8 | 28.1 | 129000 | 4 | 116000 | 2.38 | 2375 | Yes
203378311 | Trane / Mitsubishi Electric | TUHYE1203AN40AN | Ducted Indoor Units | 114000 | 13.3 | 25.4 | 129000 | 3.8 | 116000 | 2.27 | 2375 | Yes
203378312 | Trane / Mitsubishi Electric | TUHYE1203AN40AN | Non-Ducted Indoor Units | 114000 | 14.3 | 30.8 | 129000 | 4.21 | 116000 | 2.5 | 2375 | Yes
203381277 | Trane / Mitsubishi Electric | TUHYE1204AN40AN | Mixed Ducted and Non-Ducted Indoor Units | 114000 | 13.8 | 28.1 | 129000 | 4 | 116000 | 2.38 | 2375 | Yes
203378313 | Trane / Mitsubishi Electric | TUHYE1204AN40AN | Ducted Indoor Units | 114000 | 13.3 | 25.4 | 129000 | 3.8 | 116000 | 2.27 | 2375 | Yes
203378314 | Trane / Mitsubishi Electric | TUHYE1204AN40AN | Non-Ducted Indoor Units | 114000 | 14.3 | 30.8 | 129000 | 4.21 | 116000 | 2.5 | 2375 | Yes
203378372 | Trane / Mitsubishi Electric | TUHYH1923BN40AN | Non-Ducted Indoor Units | 184000 | 14.1 | 25.6 | 206000 | 4.07 | 174000 | 2.4 | 3832.5 | Yes
203378374 | Trane / Mitsubishi Electric | TUHYH1924BN40AN | Non-Ducted Indoor Units | 184000 | 14.1 | 25.6 | 206000 | 4.07 | 174000 | 2.4 | 3832.5 | Yes
203300958 | Trane / Mitsubishi Electric | TURYH1923BN40AN | Non-Ducted Indoor Units | 184000 | 13.5 | 25.6 | 206000 | 3.88 | 174000 | 2.15 | 3832.5 | Yes
203300959 | Trane / Mitsubishi Electric | TURYH1924BN40AN | Non-Ducted Indoor Units | 184000 | 13.5 | 25.6 | 206000 | 3.88 | 174000 | 2.15 | 3832.5 | Yes
203381290 | Trane / Mitsubishi Electric | TUHYE2643BN40AN | Mixed Ducted and Non-Ducted Indoor Units | 246000 | 13.05 | 25.25 | 274000 | 3.83 | 224000 | 2.12 | 5125 | Yes
203378337 | Trane / Mitsubishi Electric | TUHYE2643BN40AN | Ducted Indoor Units | 252000 | 12.7 | 24.6 | 282000 | 3.72 | 224000 | 2.1 | 5250 | Yes
203378338 | Trane / Mitsubishi Electric | TUHYE2643BN40AN | Non-Ducted Indoor Units | 240000 | 13.4 | 25.9 | 266000 | 3.94 | 224000 | 2.14 | 5000 | Yes
203381291 | Trane / Mitsubishi Electric | TUHYE2644BN40AN | Mixed Ducted and Non-Ducted Indoor Units | 246000 | 13.05 | 25.25 | 274000 | 3.83 | 224000 | 2.12 | 5125 | Yes
203378339 | Trane / Mitsubishi Electric | TUHYE2644BN40AN | Ducted Indoor Units | 252000 | 12.7 | 24.6 | 282000 | 3.72 | 224000 | 2.1 | 5250 | Yes
203378340 | Trane / Mitsubishi Electric | TUHYE2644BN40AN | Non-Ducted Indoor Units | 240000 | 13.4 | 25.9 | 266000 | 3.94 | 224000 | 2.14 | 5000 | Yes
203381292 | Trane / Mitsubishi Electric | TUHYE2883BN40AN | Mixed Ducted and Non-Ducted Indoor Units | 266000 | 12.8 | 24.9 | 300000 | 3.78 | 260000 | 2.13 | 5542.5 | Yes
203378341 | Trane / Mitsubishi Electric | TUHYE2883BN40AN | Ducted Indoor Units | 274000 | 12.4 | 24.2 | 308000 | 3.65 | 260000 | 2.1 | 5707.5 | Yes
203378342 | Trane / Mitsubishi Electric | TUHYE2883BN40AN | Non-Ducted Indoor Units | 260000 | 13.2 | 25.6 | 292000 | 3.91 | 260000 | 2.17 | 5417.5 | Yes
203381293 | Trane / Mitsubishi Electric | TUHYE2884BN40AN | Mixed Ducted and Non-Ducted Indoor Units | 266000 | 12.8 | 24.9 | 300000 | 3.78 | 260000 | 2.13 | 5542.5 | Yes
203378343 | Trane / Mitsubishi Electric | TUHYE2884BN40AN | Ducted Indoor Units | 274000 | 12.4 | 24.2 | 308000 | 3.65 | 260000 | 2.1 | 5707.5 | Yes
203378344 | Trane / Mitsubishi Electric | TUHYE2884BN40AN | Non-Ducted Indoor Units | 260000 | 13.2 | 25.6 | 292000 | 3.91 | 260000 | 2.17 | 5417.5 | Yes
203381294 | Trane / Mitsubishi Electric | TUHYE3123BN40AN | Mixed Ducted and Non-Ducted Indoor Units | 288000 | 12.4 | 23.4 | 324000 | 3.68 | 296000 | 2.13 | 6000 | Yes
203378345 | Trane / Mitsubishi Electric | TUHYE3123BN40AN | Ducted Indoor Units | 296000 | 12.2 | 23.9 | 334000 | 3.58 | 296000 | 2.1 | 6167.5 | Yes
203378346 | Trane / Mitsubishi Electric | TUHYE3123BN40AN | Non-Ducted Indoor Units | 282000 | 12.6 | 22.9 | 316000 | 3.78 | 296000 | 2.16 | 5875 | Yes
203381295 | Trane / Mitsubishi Electric | TUHYE3124BN40AN | Mixed Ducted and Non-Ducted Indoor Units | 288000 | 12.4 | 23.4 | 324000 | 3.68 | 296000 | 2.13 | 6000 | Yes
203378347 | Trane / Mitsubishi Electric | TUHYE3124BN40AN | Ducted Indoor Units | 296000 | 12.2 | 23.9 | 334000 | 3.58 | 296000 | 2.1 | 6167.5 | Yes
203378348 | Trane / Mitsubishi Electric | TUHYE3124BN40AN | Non-Ducted Indoor Units | 282000 | 12.6 | 22.9 | 316000 | 3.78 | 296000 | 2.16 | 5875 | Yes
203381296 | Trane / Mitsubishi Electric | TUHYE3363BN40AN | Mixed Ducted and Non-Ducted Indoor Units | 312000 | 12.35 | 23 | 350000 | 3.63 | 312000 | 2.11 | 6500 | Yes
203378349 | Trane / Mitsubishi Electric | TUHYE3363BN40AN | Ducted Indoor Units | 320000 | 12.4 | 24.3 | 360000 | 3.58 | 312000 | 2.1 | 6667.5 | Yes
203378453 | Trane / Mitsubishi Electric | TUHYE3363BN40AN | Non-Ducted Indoor Units | 304000 | 12.3 | 21.7 | 342000 | 3.68 | 312000 | 2.13 | 6332.5 | Yes
203381297 | Trane / Mitsubishi Electric | TUHYE3364BN40AN | Mixed Ducted and Non-Ducted Indoor Units | 312000 | 12.35 | 23 | 350000 | 3.63 | 312000 | 2.11 | 6500 | Yes
203378350 | Trane / Mitsubishi Electric | TUHYE3364BN40AN | Ducted Indoor Units | 320000 | 12.4 | 24.3 | 360000 | 3.58 | 312000 | 2.1 | 6667.5 | Yes
203378454 | Trane / Mitsubishi Electric | TUHYE3364BN40AN | Non-Ducted Indoor Units | 304000 | 12.3 | 21.7 | 342000 | 3.68 | 312000 | 2.13 | 6332.5 | Yes
203381298 | Trane / Mitsubishi Electric | TUHYE3603BN40AN | Mixed Ducted and Non-Ducted Indoor Units | 332000 | 12.15 | 22.75 | 376000 | 3.58 | 348000 | 2.13 | 6917.5 | Yes
203378351 | Trane / Mitsubishi Electric | TUHYE3603BN40AN | Ducted Indoor Units | 342000 | 12.2 | 24 | 386000 | 3.51 | 348000 | 2.1 | 7125 | Yes
203378455 | Trane / Mitsubishi Electric | TUHYE3603BN40AN | Non-Ducted Indoor Units | 324000 | 12.1 | 21.5 | 366000 | 3.65 | 348000 | 2.17 | 6750 | Yes
203381299 | Trane / Mitsubishi Electric | TUHYE3604BN40AN | Mixed Ducted and Non-Ducted Indoor Units | 332000 | 12.15 | 22.75 | 376000 | 3.58 | 348000 | 2.13 | 6917.5 | Yes
203378352 | Trane / Mitsubishi Electric | TUHYE3604BN40AN | Ducted Indoor Units | 342000 | 12.2 | 24 | 386000 | 3.51 | 348000 | 2.1 | 7125 | Yes
203378456 | Trane / Mitsubishi Electric | TUHYE3604BN40AN | Non-Ducted Indoor Units | 324000 | 12.1 | 21.5 | 366000 | 3.65 | 348000 | 2.17 | 6750 | Yes
203381300 | Trane / Mitsubishi Electric | TUHYE3843BN40AN | Mixed Ducted and Non-Ducted Indoor Units | 354000 | 11.85 | 22.1 | 398000 | 3.52 | 366000 | 2.16 | 7375 | Yes
203378353 | Trane / Mitsubishi Electric | TUHYE3843BN40AN | Ducted Indoor Units | 364000 | 11.9 | 23.8 | 410000 | 3.48 | 366000 | 2.13 | 7582.5 | Yes
203378449 | Trane / Mitsubishi Electric | TUHYE3843BN40AN | Non-Ducted Indoor Units | 346000 | 11.8 | 20.4 | 388000 | 3.57 | 366000 | 2.19 | 7207.5 | Yes
203381301 | Trane / Mitsubishi Electric | TUHYE3844BN40AN | Mixed Ducted and Non-Ducted Indoor Units | 354000 | 11.85 | 22.1 | 398000 | 3.52 | 366000 | 2.16 | 7375 | Yes
203378354 | Trane / Mitsubishi Electric | TUHYE3844BN40AN | Ducted Indoor Units | 364000 | 11.9 | 23.8 | 410000 | 3.48 | 366000 | 2.13 | 7582.5 | Yes
203378450 | Trane / Mitsubishi Electric | TUHYE3844BN40AN | Non-Ducted Indoor Units | 346000 | 11.8 | 20.4 | 388000 | 3.57 | 366000 | 2.19 | 7207.5 | Yes
203381302 | Trane / Mitsubishi Electric | TUHYE4083BN40AN | Mixed Ducted and Non-Ducted Indoor Units | 378000 | 11.55 | 21.7 | 420000 | 3.47 | 386000 | 2.18 | 7875 | Yes
203378355 | Trane / Mitsubishi Electric | TUHYE4083BN40AN | Ducted Indoor Units | 388000 | 11.7 | 23.5 | 432000 | 3.45 | 386000 | 2.17 | 8082.5 | Yes
203378445 | Trane / Mitsubishi Electric | TUHYE4083BN40AN | Non-Ducted Indoor Units | 368000 | 11.4 | 19.9 | 410000 | 3.49 | 386000 | 2.2 | 7667.5 | Yes
203381303 | Trane / Mitsubishi Electric | TUHYE4084BN40AN | Mixed Ducted and Non-Ducted Indoor Units | 378000 | 11.55 | 21.7 | 420000 | 3.47 | 386000 | 2.18 | 7875 | Yes
203378356 | Trane / Mitsubishi Electric | TUHYE4084BN40AN | Ducted Indoor Units | 388000 | 11.7 | 23.5 | 432000 | 3.45 | 386000 | 2.17 | 8082.5 | Yes
203378446 | Trane / Mitsubishi Electric | TUHYE4084BN40AN | Non-Ducted Indoor Units | 368000 | 11.4 | 19.9 | 410000 | 3.49 | 386000 | 2.2 | 7667.5 | Yes
203381304 | Trane / Mitsubishi Electric | TUHYE4323BN40AN | Mixed Ducted and Non-Ducted Indoor Units | 400000 | 11.25 | 21.35 | 444000 | 3.41 | 404000 | 2.21 | 8332.5 | Yes
203378468 | Trane / Mitsubishi Electric | TUHYE4323BN40AN | Ducted Indoor Units | 410000 | 11.4 | 23.3 | 456000 | 3.41 | 405000 | 2.21 | 8542.5 | Yes
203378470 | Trane / Mitsubishi Electric | TUHYE4323BN40AN | Non-Ducted Indoor Units | 390000 | 11.1 | 19.4 | 432000 | 3.41 | 405000 | 2.22 | 8125 | Yes
203381305 | Trane / Mitsubishi Electric | TUHYE4324BN40AN | Mixed Ducted and Non-Ducted Indoor Units | 400000 | 11.25 | 21.35 | 444000 | 3.41 | 404000 | 2.21 | 8332.5 | Yes
203378469 | Trane / Mitsubishi Electric | TUHYE4324BN40AN | Ducted Indoor Units | 410000 | 11.4 | 23.3 | 456000 | 3.41 | 405000 | 2.21 | 8542.5 | Yes
203378471 | Trane / Mitsubishi Electric | TUHYE4324BN40AN | Non-Ducted Indoor Units | 390000 | 11.1 | 19.4 | 432000 | 3.41 | 405000 | 2.22 | 8125 | Yes
203381306 | Trane / Mitsubishi Electric | TUHYH0723AN40AN | Mixed Ducted and Non-Ducted Indoor Units | 69000 | 12.5 | 24.15 | 76000 | 4.21 | 64000 | 2.41 | 1437.5 | Yes
203378377 | Trane / Mitsubishi Electric | TUHYH0723AN40AN | Ducted Indoor Units | 69000 | 11.9 | 21.1 | 76000 | 4.03 | 64000 | 2.31 | 1437.5 | Yes
203378378 | Trane / Mitsubishi Electric | TUHYH0723AN40AN | Non-Ducted Indoor Units | 69000 | 13.1 | 27.2 | 76000 | 4.39 | 64000 | 2.51 | 1437.5 | Yes
203381307 | Trane / Mitsubishi Electric | TUHYH0724AN40AN | Mixed Ducted and Non-Ducted Indoor Units | 69000 | 12.5 | 24.15 | 76000 | 4.21 | 64000 | 2.41 | 1437.5 | Yes
203378379 | Trane / Mitsubishi Electric | TUHYH0724AN40AN | Ducted Indoor Units | 69000 | 11.9 | 21.1 | 76000 | 4.03 | 64000 | 2.31 | 1437.5 | Yes
203378380 | Trane / Mitsubishi Electric | TUHYH0724AN40AN | Non-Ducted Indoor Units | 69000 | 13.1 | 27.2 | 76000 | 4.39 | 64000 | 2.51 | 1437.5 | Yes
203381308 | Trane / Mitsubishi Electric | TUHYH0963AN40AN | Mixed Ducted and Non-Ducted Indoor Units | 92000 | 14.45 | 23.25 | 103000 | 4.17 | 87000 | 2.47 | 1917.5 | Yes
203378382 | Trane / Mitsubishi Electric | TUHYH0963AN40AN | Non-Ducted Indoor Units | 92000 | 15.1 | 26.7 | 103000 | 4.35 | 87000 | 2.56 | 1917.5 | Yes
203381309 | Trane / Mitsubishi Electric | TUHYH0964AN40AN | Mixed Ducted and Non-Ducted Indoor Units | 92000 | 14.45 | 23.25 | 103000 | 4.17 | 87000 | 2.47 | 1917.5 | Yes
203378384 | Trane / Mitsubishi Electric | TUHYH0964AN40AN | Non-Ducted Indoor Units | 92000 | 15.1 | 26.7 | 103000 | 4.35 | 87000 | 2.56 | 1917.5 | Yes
203381310 | Trane / Mitsubishi Electric | TUHYH1203AN40AN | Mixed Ducted and Non-Ducted Indoor Units | 114000 | 13.3 | 22.1 | 129000 | 4.01 | 93000 | 2.45 | 2375 | Yes
203378366 | Trane / Mitsubishi Electric | TUHYH1203AN40AN | Non-Ducted Indoor Units | 114000 | 14.1 | 24.5 | 129000 | 4.26 | 93000 | 2.56 | 2375 | Yes
203381311 | Trane / Mitsubishi Electric | TUHYH1204AN40AN | Mixed Ducted and Non-Ducted Indoor Units | 114000 | 13.3 | 22.1 | 129000 | 4.01 | 93000 | 2.45 | 2375 | Yes
203378368 | Trane / Mitsubishi Electric | TUHYH1204AN40AN | Non-Ducted Indoor Units | 114000 | 14.1 | 24.5 | 129000 | 4.26 | 93000 | 2.56 | 2375 | Yes
203381359 | Trane / Mitsubishi Electric | TURYE1683AN40AN | Mixed Ducted and Non-Ducted Indoor Units | 160000 | 11.55 | 25.7 | 178000 | 3.55 | 136000 | 2.1 | 3332.5 | Yes
203381360 | Trane / Mitsubishi Electric | TURYE1684AN40AN | Mixed Ducted and Non-Ducted Indoor Units | 160000 | 11.55 | 25.7 | 178000 | 3.55 | 136000 | 2.1 | 3332.5 | Yes
203381318 | Trane / Mitsubishi Electric | TUHYP0723AN40AN | Mixed Ducted and Non-Ducted Indoor Units | 69000 | 13.3 | 28.15 | 76000 | 4.15 | 56000 | 2.73 | 1437.5 | Yes
203378425 | Trane / Mitsubishi Electric | TUHYP0723AN40AN | Ducted Indoor Units | 69000 | 13.1 | 24.8 | 76000 | 3.97 | 56000 | 2.46 | 1437.5 | Yes
203378426 | Trane / Mitsubishi Electric | TUHYP0723AN40AN | Non-Ducted Indoor Units | 69000 | 13.5 | 31.5 | 76000 | 4.34 | 56000 | 3 | 1437.5 | Yes
203381319 | Trane / Mitsubishi Electric | TUHYP0724AN40AN | Mixed Ducted and Non-Ducted Indoor Units | 69000 | 13.3 | 28.15 | 76000 | 4.15 | 56000 | 2.73 | 1437.5 | Yes
203378427 | Trane / Mitsubishi Electric | TUHYP0724AN40AN | Ducted Indoor Units | 69000 | 13.1 | 24.8 | 76000 | 3.97 | 56000 | 2.46 | 1437.5 | Yes
203378428 | Trane / Mitsubishi Electric | TUHYP0724AN40AN | Non-Ducted Indoor Units | 69000 | 13.5 | 31.5 | 76000 | 4.34 | 56000 | 3 | 1437.5 | Yes
203381320 | Trane / Mitsubishi Electric | TUHYP0963AN40AN | Mixed Ducted and Non-Ducted Indoor Units | 92000 | 14 | 29.4 | 103000 | 4.16 | 76000 | 2.69 | 1917.5 | Yes
203378429 | Trane / Mitsubishi Electric | TUHYP0963AN40AN | Ducted Indoor Units | 92000 | 13.4 | 26.2 | 103000 | 3.98 | 76000 | 2.57 | 1917.5 | Yes
203378430 | Trane / Mitsubishi Electric | TUHYP0963AN40AN | Non-Ducted Indoor Units | 92000 | 14.6 | 32.6 | 103000 | 4.34 | 76000 | 2.82 | 1917.5 | Yes
203381321 | Trane / Mitsubishi Electric | TUHYP0964AN40AN | Mixed Ducted and Non-Ducted Indoor Units | 92000 | 14 | 29.4 | 103000 | 4.16 | 76000 | 2.69 | 1917.5 | Yes
203378431 | Trane / Mitsubishi Electric | TUHYP0964AN40AN | Ducted Indoor Units | 92000 | 13.4 | 26.2 | 103000 | 3.98 | 76000 | 2.57 | 1917.5 | Yes
203378432 | Trane / Mitsubishi Electric | TUHYP0964AN40AN | Non-Ducted Indoor Units | 92000 | 14.6 | 32.6 | 103000 | 4.34 | 76000 | 2.82 | 1917.5 | Yes
203381322 | Trane / Mitsubishi Electric | TUHYP1203AN40AN | Mixed Ducted and Non-Ducted Indoor Units | 114000 | 12.8 | 26.2 | 129000 | 3.87 | 92000 | 2.48 | 2375 | Yes
203378385 | Trane / Mitsubishi Electric | TUHYP1203AN40AN | Ducted Indoor Units | 114000 | 12.3 | 23.6 | 129000 | 3.7 | 92000 | 2.38 | 2375 | Yes
203378386 | Trane / Mitsubishi Electric | TUHYP1203AN40AN | Non-Ducted Indoor Units | 114000 | 13.3 | 28.8 | 129000 | 4.05 | 92000 | 2.59 | 2375 | Yes
203381323 | Trane / Mitsubishi Electric | TUHYP1204AN40AN | Mixed Ducted and Non-Ducted Indoor Units | 114000 | 12.8 | 26.2 | 129000 | 3.87 | 92000 | 2.48 | 2375 | Yes
203378387 | Trane / Mitsubishi Electric | TUHYP1204AN40AN | Ducted Indoor Units | 114000 | 12.3 | 23.6 | 129000 | 3.7 | 92000 | 2.38 | 2375 | Yes
203378388 | Trane / Mitsubishi Electric | TUHYP1204AN40AN | Non-Ducted Indoor Units | 114000 | 13.3 | 28.8 | 129000 | 4.05 | 92000 | 2.59 | 2375 | Yes
203300951 | Trane / Mitsubishi Electric | TURYP1683AN40AN | Non-Ducted Indoor Units | 160000 | 11 | 25.8 | 178000 | 3.8 | 119000 | 2.32 | 3332.5 | Yes
203300952 | Trane / Mitsubishi Electric | TURYP1684AN40AN | Non-Ducted Indoor Units | 160000 | 11 | 25.8 | 178000 | 3.8 | 119000 | 2.32 | 3332.5 | Yes
203378472 | Trane / Mitsubishi Electric | TUHYH1443BN40AN | Non-Ducted Indoor Units | 138000 | 12.1 | 25.9 | 152000 | 4.1 | 128000 | 2.34 | 2875 | Yes
203381334 | Trane / Mitsubishi Electric | TUHYP2643BN40AN | Mixed Ducted and Non-Ducted Indoor Units | 246000 | 12.4 | 24.8 | 274000 | 3.75 | 208000 | 2.44 | 5125 | Yes
203378403 | Trane / Mitsubishi Electric | TUHYP2643BN40AN | Ducted Indoor Units | 252000 | 12.2 | 24.3 | 282000 | 3.66 | 208000 | 2.33 | 5250 | Yes
203378404 | Trane / Mitsubishi Electric | TUHYP2643BN40AN | Non-Ducted Indoor Units | 240000 | 12.6 | 25.3 | 266000 | 3.84 | 208000 | 2.55 | 5000 | Yes
203381335 | Trane / Mitsubishi Electric | TUHYP2644BN40AN | Mixed Ducted and Non-Ducted Indoor Units | 246000 | 12.4 | 24.8 | 274000 | 3.75 | 208000 | 2.44 | 5125 | Yes
203378405 | Trane / Mitsubishi Electric | TUHYP2644BN40AN | Ducted Indoor Units | 252000 | 12.2 | 24.3 | 282000 | 3.66 | 208000 | 2.33 | 5250 | Yes
203378406 | Trane / Mitsubishi Electric | TUHYP2644BN40AN | Non-Ducted Indoor Units | 240000 | 12.6 | 25.3 | 266000 | 3.84 | 208000 | 2.55 | 5000 | Yes
203381336 | Trane / Mitsubishi Electric | TUHYP2883BN40AN | Mixed Ducted and Non-Ducted Indoor Units | 266000 | 12.05 | 24.15 | 300000 | 3.68 | 224000 | 2.38 | 5542.5 | Yes
203378407 | Trane / Mitsubishi Electric | TUHYP2883BN40AN | Ducted Indoor Units | 274000 | 11.9 | 23.5 | 308000 | 3.58 | 224000 | 2.27 | 5707.5 | Yes
203378408 | Trane / Mitsubishi Electric | TUHYP2883BN40AN | Non-Ducted Indoor Units | 260000 | 12.2 | 24.8 | 292000 | 3.78 | 224000 | 2.49 | 5417.5 | Yes
203381337 | Trane / Mitsubishi Electric | TUHYP2884BN40AN | Mixed Ducted and Non-Ducted Indoor Units | 266000 | 12.05 | 24.15 | 300000 | 3.68 | 224000 | 2.38 | 5542.5 | Yes
203378409 | Trane / Mitsubishi Electric | TUHYP2884BN40AN | Ducted Indoor Units | 274000 | 11.9 | 23.5 | 308000 | 3.58 | 224000 | 2.27 | 5707.5 | Yes
203378410 | Trane / Mitsubishi Electric | TUHYP2884BN40AN | Non-Ducted Indoor Units | 260000 | 12.2 | 24.8 | 292000 | 3.78 | 224000 | 2.49 | 5417.5 | Yes
203381338 | Trane / Mitsubishi Electric | TUHYP3123BN40AN | Mixed Ducted and Non-Ducted Indoor Units | 288000 | 11.65 | 22.4 | 324000 | 3.56 | 240000 | 2.3 | 6000 | Yes
203378411 | Trane / Mitsubishi Electric | TUHYP3123BN40AN | Ducted Indoor Units | 296000 | 11.6 | 22.7 | 334000 | 3.5 | 240000 | 2.22 | 6167.5 | Yes
203378412 | Trane / Mitsubishi Electric | TUHYP3123BN40AN | Non-Ducted Indoor Units | 282000 | 11.7 | 22.1 | 316000 | 3.63 | 240000 | 2.38 | 5875 | Yes
203381339 | Trane / Mitsubishi Electric | TUHYP3124BN40AN | Mixed Ducted and Non-Ducted Indoor Units | 288000 | 11.65 | 22.4 | 324000 | 3.56 | 240000 | 2.3 | 6000 | Yes
203378413 | Trane / Mitsubishi Electric | TUHYP3124BN40AN | Ducted Indoor Units | 296000 | 11.6 | 22.7 | 334000 | 3.5 | 240000 | 2.22 | 6167.5 | Yes
203378414 | Trane / Mitsubishi Electric | TUHYP3124BN40AN | Non-Ducted Indoor Units | 282000 | 11.7 | 22.1 | 316000 | 3.63 | 240000 | 2.38 | 5875 | Yes
203381340 | Trane / Mitsubishi Electric | TUHYP3363BN40AN | Mixed Ducted and Non-Ducted Indoor Units | 312000 | 11.75 | 22.05 | 350000 | 3.53 | 260000 | 2.27 | 6500 | Yes
203378415 | Trane / Mitsubishi Electric | TUHYP3363BN40AN | Ducted Indoor Units | 320000 | 11.7 | 23.2 | 360000 | 3.5 | 260000 | 2.25 | 6667.5 | Yes
203378457 | Trane / Mitsubishi Electric | TUHYP3363BN40AN | Non-Ducted Indoor Units | 304000 | 11.8 | 20.9 | 342000 | 3.57 | 260000 | 2.3 | 6332.5 | Yes
203381341 | Trane / Mitsubishi Electric | TUHYP3364BN40AN | Mixed Ducted and Non-Ducted Indoor Units | 312000 | 11.75 | 22.05 | 350000 | 3.53 | 260000 | 2.27 | 6500 | Yes
203378416 | Trane / Mitsubishi Electric | TUHYP3364BN40AN | Ducted Indoor Units | 320000 | 11.7 | 23.2 | 360000 | 3.5 | 260000 | 2.25 | 6667.5 | Yes
203378458 | Trane / Mitsubishi Electric | TUHYP3364BN40AN | Non-Ducted Indoor Units | 304000 | 11.8 | 20.9 | 342000 | 3.57 | 260000 | 2.3 | 6332.5 | Yes
203381342 | Trane / Mitsubishi Electric | TUHYP3603BN40AN | Mixed Ducted and Non-Ducted Indoor Units | 332000 | 11.4 | 21.5 | 376000 | 3.46 | 276000 | 2.22 | 6917.5 | Yes
203378417 | Trane / Mitsubishi Electric | TUHYP3603BN40AN | Ducted Indoor Units | 342000 | 11.3 | 22.4 | 386000 | 3.42 | 276000 | 2.2 | 7125 | Yes
203378459 | Trane / Mitsubishi Electric | TUHYP3603BN40AN | Non-Ducted Indoor Units | 324000 | 11.5 | 20.6 | 366000 | 3.51 | 276000 | 2.24 | 6750 | Yes
203381343 | Trane / Mitsubishi Electric | TUHYP3604BN40AN | Mixed Ducted and Non-Ducted Indoor Units | 332000 | 11.4 | 21.5 | 376000 | 3.46 | 276000 | 2.22 | 6917.5 | Yes
203378418 | Trane / Mitsubishi Electric | TUHYP3604BN40AN | Ducted Indoor Units | 342000 | 11.3 | 22.4 | 386000 | 3.42 | 276000 | 2.2 | 7125 | Yes
203378460 | Trane / Mitsubishi Electric | TUHYP3604BN40AN | Non-Ducted Indoor Units | 324000 | 11.5 | 20.6 | 366000 | 3.51 | 276000 | 2.24 | 6750 | Yes
203381344 | Trane / Mitsubishi Electric | TUHYP3843BN40AN | Mixed Ducted and Non-Ducted Indoor Units | 354000 | 11.25 | 21.05 | 398000 | 3.42 | 292000 | 2.2 | 7375 | Yes
203378419 | Trane / Mitsubishi Electric | TUHYP3843BN40AN | Ducted Indoor Units | 364000 | 11.3 | 22.3 | 410000 | 3.39 | 292000 | 2.16 | 7582.5 | Yes
203378451 | Trane / Mitsubishi Electric | TUHYP3843BN40AN | Non-Ducted Indoor Units | 346000 | 11.2 | 19.8 | 388000 | 3.45 | 292000 | 2.25 | 7207.5 | Yes
203381346 | Trane / Mitsubishi Electric | TUHYP3844BN40AN | Mixed Ducted and Non-Ducted Indoor Units | 354000 | 11.25 | 21.05 | 398000 | 3.42 | 292000 | 2.2 | 7375 | Yes
203378420 | Trane / Mitsubishi Electric | TUHYP3844BN40AN | Ducted Indoor Units | 364000 | 11.3 | 22.3 | 410000 | 3.39 | 292000 | 2.16 | 7582.5 | Yes
203378452 | Trane / Mitsubishi Electric | TUHYP3844BN40AN | Non-Ducted Indoor Units | 346000 | 11.2 | 19.8 | 388000 | 3.45 | 292000 | 2.25 | 7207.5 | Yes
203381347 | Trane / Mitsubishi Electric | TUHYP4083BN40AN | Mixed Ducted and Non-Ducted Indoor Units | 378000 | 11.1 | 20.85 | 420000 | 3.36 | 310000 | 2.18 | 7875 | Yes
203378421 | Trane / Mitsubishi Electric | TUHYP4083BN40AN | Ducted Indoor Units | 388000 | 11.3 | 22.2 | 432000 | 3.35 | 310000 | 2.13 | 8082.5 | Yes
203378447 | Trane / Mitsubishi Electric | TUHYP4083BN40AN | Non-Ducted Indoor Units | 368000 | 10.9 | 19.5 | 410000 | 3.38 | 310000 | 2.24 | 7667.5 | Yes
203381348 | Trane / Mitsubishi Electric | TUHYP4084BN40AN | Mixed Ducted and Non-Ducted Indoor Units | 378000 | 11.1 | 20.85 | 420000 | 3.36 | 310000 | 2.18 | 7875 | Yes
203378422 | Trane / Mitsubishi Electric | TUHYP4084BN40AN | Ducted Indoor Units | 388000 | 11.3 | 22.2 | 432000 | 3.35 | 310000 | 2.13 | 8082.5 | Yes
203378448 | Trane / Mitsubishi Electric | TUHYP4084BN40AN | Non-Ducted Indoor Units | 368000 | 10.9 | 19.5 | 410000 | 3.38 | 310000 | 2.24 | 7667.5 | Yes
203381349 | Trane / Mitsubishi Electric | TUHYP4323BN40AN | Mixed Ducted and Non-Ducted Indoor Units | 400000 | 11 | 20.75 | 444000 | 3.31 | 326000 | 2.17 | 8332.5 | Yes
203378423 | Trane / Mitsubishi Electric | TUHYP4323BN40AN | Ducted Indoor Units | 410000 | 11.3 | 22.1 | 456000 | 3.31 | 326000 | 2.1 | 8542.5 | Yes
203378443 | Trane / Mitsubishi Electric | TUHYP4323BN40AN | Non-Ducted Indoor Units | 390000 | 10.7 | 19.4 | 432000 | 3.32 | 326000 | 2.24 | 8125 | Yes
203381350 | Trane / Mitsubishi Electric | TUHYP4324BN40AN | Mixed Ducted and Non-Ducted Indoor Units | 400000 | 11 | 20.75 | 444000 | 3.31 | 326000 | 2.17 | 8332.5 | Yes
203378424 | Trane / Mitsubishi Electric | TUHYP4324BN40AN | Ducted Indoor Units | 410000 | 11.3 | 22.1 | 456000 | 3.31 | 326000 | 2.1 | 8542.5 | Yes
203378444 | Trane / Mitsubishi Electric | TUHYP4324BN40AN | Non-Ducted Indoor Units | 390000 | 10.7 | 19.4 | 432000 | 3.32 | 326000 | 2.24 | 8125 | Yes
203381351 | Trane / Mitsubishi Electric | TURYE0723AN40AN | Mixed Ducted and Non-Ducted Indoor Units | 69000 | 14.4 | 27.85 | 76000 | 4.09 | 61000 | 2.27 | 1437.5 | Yes
203300912 | Trane / Mitsubishi Electric | TURYE0723AN40AN | Ducted Indoor Units | 69000 | 13.4 | 24.5 | 76000 | 3.81 | 61000 | 2.25 | 1437.5 | Yes
203300927 | Trane / Mitsubishi Electric | TURYE0723AN40AN | Non-Ducted Indoor Units | 69000 | 15.4 | 31.2 | 76000 | 4.37 | 61000 | 2.3 | 1437.5 | Yes
203381352 | Trane / Mitsubishi Electric | TURYE0724AN40AN | Mixed Ducted and Non-Ducted Indoor Units | 69000 | 14.4 | 27.85 | 76000 | 4.09 | 61000 | 2.27 | 1437.5 | Yes
203300913 | Trane / Mitsubishi Electric | TURYE0724AN40AN | Ducted Indoor Units | 69000 | 13.4 | 24.5 | 76000 | 3.81 | 61000 | 2.25 | 1437.5 | Yes
203300928 | Trane / Mitsubishi Electric | TURYE0724AN40AN | Non-Ducted Indoor Units | 69000 | 15.4 | 31.2 | 76000 | 4.37 | 61000 | 2.3 | 1437.5 | Yes
203381353 | Trane / Mitsubishi Electric | TURYE0963AN40AN | Mixed Ducted and Non-Ducted Indoor Units | 92000 | 14.4 | 29.8 | 103000 | 4.1 | 79000 | 2.27 | 1917.5 | Yes
203300882 | Trane / Mitsubishi Electric | TURYE0963AN40AN | Ducted Indoor Units | 92000 | 13.7 | 26.5 | 103000 | 3.94 | 79000 | 2.25 | 1917.5 | Yes
203300934 | Trane / Mitsubishi Electric | TURYE0963AN40AN | Non-Ducted Indoor Units | 92000 | 15.1 | 33.1 | 103000 | 4.26 | 79000 | 2.3 | 1917.5 | Yes
203381354 | Trane / Mitsubishi Electric | TURYE0964AN40AN | Mixed Ducted and Non-Ducted Indoor Units | 92000 | 14.4 | 29.8 | 103000 | 4.1 | 79000 | 2.27 | 1917.5 | Yes
203300883 | Trane / Mitsubishi Electric | TURYE0964AN40AN | Ducted Indoor Units | 92000 | 13.7 | 26.5 | 103000 | 3.94 | 79000 | 2.25 | 1917.5 | Yes
203300935 | Trane / Mitsubishi Electric | TURYE0964AN40AN | Non-Ducted Indoor Units | 92000 | 15.1 | 33.1 | 103000 | 4.26 | 79000 | 2.3 | 1917.5 | Yes
203381355 | Trane / Mitsubishi Electric | TURYE1203AN40AN | Mixed Ducted and Non-Ducted Indoor Units | 114000 | 13.2 | 27.55 | 129000 | 3.87 | 93000 | 2.27 | 2375 | Yes
203300894 | Trane / Mitsubishi Electric | TURYE1203AN40AN | Ducted Indoor Units | 114000 | 12.6 | 25 | 129000 | 3.71 | 93000 | 2.25 | 2375 | Yes
203301911 | Trane / Mitsubishi Electric | TURYE1203AN40AN | Non-Ducted Indoor Units | 114000 | 13.8 | 30.1 | 129000 | 4.04 | 93000 | 2.3 | 2375 | Yes
203381356 | Trane / Mitsubishi Electric | TURYE1204AN40AN | Mixed Ducted and Non-Ducted Indoor Units | 114000 | 13.2 | 27.55 | 129000 | 3.87 | 93000 | 2.27 | 2375 | Yes
203300895 | Trane / Mitsubishi Electric | TURYE1204AN40AN | Ducted Indoor Units | 114000 | 12.6 | 25 | 129000 | 3.71 | 93000 | 2.25 | 2375 | Yes
203301912 | Trane / Mitsubishi Electric | TURYE1204AN40AN | Non-Ducted Indoor Units | 114000 | 13.8 | 30.1 | 129000 | 4.04 | 93000 | 2.3 | 2375 | Yes
203378473 | Trane / Mitsubishi Electric | TUHYH1444BN40AN | Non-Ducted Indoor Units | 138000 | 12.1 | 25.9 | 152000 | 4.1 | 128000 | 2.34 | 2875 | Yes
203381393 | Trane / Mitsubishi Electric | TURYP1443AN40AN | Mixed Ducted and Non-Ducted Indoor Units | 136000 | 11.6 | 25.9 | 152000 | 3.63 | 97000 | 2.1 | 2832.5 | Yes
203381394 | Trane / Mitsubishi Electric | TURYP1444AN40AN | Mixed Ducted and Non-Ducted Indoor Units | 136000 | 11.6 | 25.9 | 152000 | 3.63 | 97000 | 2.1 | 2832.5 | Yes
205563205 | Trane / Mitsubishi Electric | TUHYE2163AN40AN | Non-Ducted Indoor Units | 206000 | 11.9 | 26 | 232000 | 3.72 | 162000 | 2.31 | 4292.5 | Yes
205563207 | Trane / Mitsubishi Electric | TUHYE2164AN40AN | Non-Ducted Indoor Units | 206000 | 11.9 | 26 | 232000 | 3.72 | 162000 | 2.31 | 4292.5 | Yes
203381367 | Trane / Mitsubishi Electric | TURYE2643BN40AN | Mixed Ducted and Non-Ducted Indoor Units | 242000 | 11.6 | 23.6 | 272000 | 3.44 | 202000 | 2.06 | 5042.5 | Yes
203373041 | Trane / Mitsubishi Electric | TURYE2643BN40AN | Ducted Indoor Units | 250000 | 11.3 | 23.5 | 280000 | 3.36 | 202000 | 2.07 | 5207.5 | Yes
203381368 | Trane / Mitsubishi Electric | TURYE2644BN40AN | Mixed Ducted and Non-Ducted Indoor Units | 242000 | 11.6 | 23.6 | 272000 | 3.44 | 202000 | 2.06 | 5042.5 | Yes
203373043 | Trane / Mitsubishi Electric | TURYE2644BN40AN | Ducted Indoor Units | 250000 | 11.3 | 23.5 | 280000 | 3.36 | 202000 | 2.07 | 5207.5 | Yes
203381369 | Trane / Mitsubishi Electric | TURYE2883BN40AN | Mixed Ducted and Non-Ducted Indoor Units | 266000 | 11.2 | 23.55 | 296000 | 3.36 | 218000 | 2.06 | 5542.5 | Yes
203373055 | Trane / Mitsubishi Electric | TURYE2883BN40AN | Non-Ducted Indoor Units | 260000 | 11.5 | 24 | 288000 | 3.46 | 218000 | 2.08 | 5417.5 | Yes
203381370 | Trane / Mitsubishi Electric | TURYE2884BN40AN | Mixed Ducted and Non-Ducted Indoor Units | 266000 | 11.2 | 23.55 | 296000 | 3.36 | 218000 | 2.06 | 5542.5 | Yes
203373057 | Trane / Mitsubishi Electric | TURYE2884BN40AN | Non-Ducted Indoor Units | 260000 | 11.5 | 24 | 288000 | 3.46 | 218000 | 2.08 | 5417.5 | Yes
203381371 | Trane / Mitsubishi Electric | TURYE3123BN40AN | Mixed Ducted and Non-Ducted Indoor Units | 288000 | 10.8 | 22.2 | 324000 | 3.3 | 234000 | 2.06 | 6000 | Yes
203373059 | Trane / Mitsubishi Electric | TURYE3123BN40AN | Non-Ducted Indoor Units | 280000 | 10.9 | 21.6 | 316000 | 3.37 | 234000 | 2.05 | 5832.5 | Yes
203381372 | Trane / Mitsubishi Electric | TURYE3124BN40AN | Mixed Ducted and Non-Ducted Indoor Units | 288000 | 10.8 | 22.2 | 324000 | 3.3 | 234000 | 2.06 | 6000 | Yes
203373061 | Trane / Mitsubishi Electric | TURYE3124BN40AN | Non-Ducted Indoor Units | 280000 | 10.9 | 21.6 | 316000 | 3.37 | 234000 | 2.05 | 5832.5 | Yes
203381375 | Trane / Mitsubishi Electric | TURYH0723AN40AN | Mixed Ducted and Non-Ducted Indoor Units | 69000 | 12.5 | 23.25 | 76000 | 3.92 | 64000 | 2.28 | 1437.5 | Yes
203300914 | Trane / Mitsubishi Electric | TURYH0723AN40AN | Ducted Indoor Units | 69000 | 11.9 | 20.9 | 76000 | 3.76 | 64000 | 2.27 | 1437.5 | Yes
203300930 | Trane / Mitsubishi Electric | TURYH0723AN40AN | Non-Ducted Indoor Units | 69000 | 13.1 | 25.6 | 76000 | 4.09 | 64000 | 2.3 | 1437.5 | Yes
203381376 | Trane / Mitsubishi Electric | TURYH0724AN40AN | Mixed Ducted and Non-Ducted Indoor Units | 69000 | 12.5 | 23.25 | 76000 | 3.92 | 64000 | 2.28 | 1437.5 | Yes
203300915 | Trane / Mitsubishi Electric | TURYH0724AN40AN | Ducted Indoor Units | 69000 | 11.9 | 20.9 | 76000 | 3.76 | 64000 | 2.27 | 1437.5 | Yes
203300931 | Trane / Mitsubishi Electric | TURYH0724AN40AN | Non-Ducted Indoor Units | 69000 | 13.1 | 25.6 | 76000 | 4.09 | 64000 | 2.3 | 1437.5 | Yes
203381377 | Trane / Mitsubishi Electric | TURYH0963AN40AN | Mixed Ducted and Non-Ducted Indoor Units | 92000 | 13.65 | 23.2 | 103000 | 4.01 | 87000 | 2.28 | 1917.5 | Yes
203300936 | Trane / Mitsubishi Electric | TURYH0963AN40AN | Non-Ducted Indoor Units | 92000 | 14.5 | 26.6 | 103000 | 4.14 | 87000 | 2.3 | 1917.5 | Yes
203381378 | Trane / Mitsubishi Electric | TURYH0964AN40AN | Mixed Ducted and Non-Ducted Indoor Units | 92000 | 13.65 | 23.2 | 103000 | 4.01 | 87000 | 2.28 | 1917.5 | Yes
203300937 | Trane / Mitsubishi Electric | TURYH0964AN40AN | Non-Ducted Indoor Units | 92000 | 14.5 | 26.6 | 103000 | 4.14 | 87000 | 2.3 | 1917.5 | Yes
203381379 | Trane / Mitsubishi Electric | TURYH1203AN40AN | Mixed Ducted and Non-Ducted Indoor Units | 114000 | 12.65 | 22.05 | 129000 | 3.81 | 93000 | 2.27 | 2375 | Yes
203300941 | Trane / Mitsubishi Electric | TURYH1203AN40AN | Non-Ducted Indoor Units | 114000 | 13.2 | 24.4 | 129000 | 4.01 | 93000 | 2.3 | 2375 | Yes
203381380 | Trane / Mitsubishi Electric | TURYH1204AN40AN | Mixed Ducted and Non-Ducted Indoor Units | 114000 | 12.65 | 22.05 | 129000 | 3.81 | 93000 | 2.27 | 2375 | Yes
203300942 | Trane / Mitsubishi Electric | TURYH1204AN40AN | Non-Ducted Indoor Units | 114000 | 13.2 | 24.4 | 129000 | 4.01 | 93000 | 2.3 | 2375 | Yes
203381399 | Trane / Mitsubishi Electric | TURYP2163BN40AN | Mixed Ducted and Non-Ducted Indoor Units | 206000 | 12.3 | 26.25 | 232000 | 3.65 | 158000 | 2.14 | 4292.5 | Yes
203381400 | Trane / Mitsubishi Electric | TURYP2164BN40AN | Mixed Ducted and Non-Ducted Indoor Units | 206000 | 12.3 | 26.25 | 232000 | 3.65 | 158000 | 2.14 | 4292.5 | Yes
203381324 | Trane / Mitsubishi Electric | TUHYP1443AN40AN | Mixed Ducted and Non-Ducted Indoor Units | 136000 | 12.4 | 26.4 | 152000 | 3.73 | 109000 | 2.45 | 2832.5 | Yes
203381325 | Trane / Mitsubishi Electric | TUHYP1444AN40AN | Mixed Ducted and Non-Ducted Indoor Units | 136000 | 12.4 | 26.4 | 152000 | 3.73 | 109000 | 2.45 | 2832.5 | Yes
203381387 | Trane / Mitsubishi Electric | TURYP0723AN40AN | Mixed Ducted and Non-Ducted Indoor Units | 69000 | 13.9 | 26.5 | 76000 | 3.92 | 56000 | 2.26 | 1437.5 | Yes
203300916 | Trane / Mitsubishi Electric | TURYP0723AN40AN | Ducted Indoor Units | 69000 | 13.1 | 23.8 | 76000 | 3.76 | 56000 | 2.26 | 1437.5 | Yes
203300932 | Trane / Mitsubishi Electric | TURYP0723AN40AN | Non-Ducted Indoor Units | 69000 | 14.7 | 29.2 | 76000 | 4.09 | 56000 | 2.26 | 1437.5 | Yes
203381388 | Trane / Mitsubishi Electric | TURYP0724AN40AN | Mixed Ducted and Non-Ducted Indoor Units | 69000 | 13.9 | 26.5 | 76000 | 3.92 | 56000 | 2.26 | 1437.5 | Yes
203300918 | Trane / Mitsubishi Electric | TURYP0724AN40AN | Ducted Indoor Units | 69000 | 13.1 | 23.8 | 76000 | 3.76 | 56000 | 2.26 | 1437.5 | Yes
203300933 | Trane / Mitsubishi Electric | TURYP0724AN40AN | Non-Ducted Indoor Units | 69000 | 14.7 | 29.2 | 76000 | 4.09 | 56000 | 2.26 | 1437.5 | Yes
203381389 | Trane / Mitsubishi Electric | TURYP0963AN40AN | Mixed Ducted and Non-Ducted Indoor Units | 92000 | 13.65 | 28.7 | 103000 | 4.01 | 71000 | 2.25 | 1917.5 | Yes
203300886 | Trane / Mitsubishi Electric | TURYP0963AN40AN | Ducted Indoor Units | 92000 | 12.8 | 25.5 | 103000 | 3.88 | 71000 | 2.25 | 1917.5 | Yes
203300938 | Trane / Mitsubishi Electric | TURYP0963AN40AN | Non-Ducted Indoor Units | 92000 | 14.5 | 31.9 | 103000 | 4.14 | 71000 | 2.26 | 1917.5 | Yes
203381390 | Trane / Mitsubishi Electric | TURYP0964AN40AN | Mixed Ducted and Non-Ducted Indoor Units | 92000 | 13.65 | 28.7 | 103000 | 4.01 | 71000 | 2.25 | 1917.5 | Yes
203300888 | Trane / Mitsubishi Electric | TURYP0964AN40AN | Ducted Indoor Units | 92000 | 12.8 | 25.5 | 103000 | 3.88 | 71000 | 2.25 | 1917.5 | Yes
203300939 | Trane / Mitsubishi Electric | TURYP0964AN40AN | Non-Ducted Indoor Units | 92000 | 14.5 | 31.9 | 103000 | 4.14 | 71000 | 2.26 | 1917.5 | Yes
203381391 | Trane / Mitsubishi Electric | TURYP1203AN40AN | Mixed Ducted and Non-Ducted Indoor Units | 114000 | 12.65 | 26.05 | 129000 | 3.81 | 87000 | 2.26 | 2375 | Yes
203300898 | Trane / Mitsubishi Electric | TURYP1203AN40AN | Ducted Indoor Units | 114000 | 12.1 | 23.3 | 129000 | 3.61 | 87000 | 2.26 | 2375 | Yes
203300943 | Trane / Mitsubishi Electric | TURYP1203AN40AN | Non-Ducted Indoor Units | 114000 | 13.2 | 28.8 | 129000 | 4.01 | 87000 | 2.26 | 2375 | Yes
203381392 | Trane / Mitsubishi Electric | TURYP1204AN40AN | Mixed Ducted and Non-Ducted Indoor Units | 114000 | 12.65 | 26.05 | 129000 | 3.81 | 87000 | 2.26 | 2375 | Yes
203300899 | Trane / Mitsubishi Electric | TURYP1204AN40AN | Ducted Indoor Units | 114000 | 12.1 | 23.3 | 129000 | 3.61 | 87000 | 2.26 | 2375 | Yes
203300944 | Trane / Mitsubishi Electric | TURYP1204AN40AN | Non-Ducted Indoor Units | 114000 | 13.2 | 28.8 | 129000 | 4.01 | 87000 | 2.26 | 2375 | Yes
205563209 | Trane / Mitsubishi Electric | TURYE1923AN40AN | Non-Ducted Indoor Units | 183000 | 12.2 | 26.5 | 204000 | 3.76 | 144000 | 2.2 | 3812.5 | Yes
205563211 | Trane / Mitsubishi Electric | TURYE1924AN40AN | Non-Ducted Indoor Units | 183000 | 12.2 | 26.5 | 204000 | 3.76 | 144000 | 2.2 | 3812.5 | Yes
203381282 | Trane / Mitsubishi Electric | TUHYE1923AN40AN | Mixed Ducted and Non-Ducted Indoor Units | 182000 | 11.2 | 26.55 | 204000 | 3.77 | 144000 | 2.5 | 3792.5 | Yes
203381284 | Trane / Mitsubishi Electric | TUHYE1924AN40AN | Mixed Ducted and Non-Ducted Indoor Units | 182000 | 11.2 | 26.55 | 204000 | 3.77 | 144000 | 2.5 | 3792.5 | Yes
203381326 | Trane / Mitsubishi Electric | TUHYP1683AN40AN | Mixed Ducted and Non-Ducted Indoor Units | 160000 | 11.45 | 26.6 | 178000 | 3.8 | 132000 | 2.64 | 3332.5 | Yes
203381327 | Trane / Mitsubishi Electric | TUHYP1684AN40AN | Mixed Ducted and Non-Ducted Indoor Units | 160000 | 11.45 | 26.6 | 178000 | 3.8 | 132000 | 2.64 | 3332.5 | Yes
203381330 | Trane / Mitsubishi Electric | TUHYP2163BN40AN | Mixed Ducted and Non-Ducted Indoor Units | 206000 | 12.45 | 26.65 | 232000 | 3.75 | 168000 | 2.41 | 4292.5 | Yes
203381331 | Trane / Mitsubishi Electric | TUHYP2164BN40AN | Mixed Ducted and Non-Ducted Indoor Units | 206000 | 12.45 | 26.65 | 232000 | 3.75 | 168000 | 2.41 | 4292.5 | Yes
203381357 | Trane / Mitsubishi Electric | TURYE1443AN40AN | Mixed Ducted and Non-Ducted Indoor Units | 136000 | 12.3 | 26.9 | 152000 | 3.67 | 118000 | 2.1 | 2832.5 | Yes
203381403 | Trane / Mitsubishi Electric | TURYP2643BN40AN | Mixed Ducted and Non-Ducted Indoor Units | 242000 | 11 | 22.5 | 272000 | 3.39 | 184000 | 2.05 | 5042.5 | Yes
203381358 | Trane / Mitsubishi Electric | TURYE1444AN40AN | Mixed Ducted and Non-Ducted Indoor Units | 136000 | 12.3 | 26.9 | 152000 | 3.67 | 118000 | 2.1 | 2832.5 | Yes
203381404 | Trane / Mitsubishi Electric | TURYP2644BN40AN | Mixed Ducted and Non-Ducted Indoor Units | 242000 | 11 | 22.5 | 272000 | 3.39 | 184000 | 2.05 | 5042.5 | Yes
203381405 | Trane / Mitsubishi Electric | TURYP2883BN40AN | Mixed Ducted and Non-Ducted Indoor Units | 266000 | 10.55 | 22.6 | 296000 | 3.32 | 194000 | 2.05 | 5542.5 | Yes
203373079 | Trane / Mitsubishi Electric | TURYP2883BN40AN | Non-Ducted Indoor Units | 260000 | 10.9 | 23.1 | 288000 | 3.44 | 194000 | 2.05 | 5417.5 | Yes
203381406 | Trane / Mitsubishi Electric | TURYP2884BN40AN | Mixed Ducted and Non-Ducted Indoor Units | 266000 | 10.55 | 22.6 | 296000 | 3.32 | 194000 | 2.05 | 5542.5 | Yes
203373081 | Trane / Mitsubishi Electric | TURYP2884BN40AN | Non-Ducted Indoor Units | 260000 | 10.9 | 23.1 | 288000 | 3.44 | 194000 | 2.05 | 5417.5 | Yes
203373083 | Trane / Mitsubishi Electric | TURYP3123BN40AN | Non-Ducted Indoor Units | 280000 | 10.2 | 20.3 | 316000 | 3.36 | 216000 | 2.05 | 5832.5 | Yes
203373085 | Trane / Mitsubishi Electric | TURYP3124BN40AN | Non-Ducted Indoor Units | 280000 | 10.2 | 20.3 | 316000 | 3.36 | 216000 | 2.05 | 5832.5 | Yes
209445574 | Trane / Mitsubishi Electric | NTXMSM120A1123AA | Non-Ducted Indoor Units | 114000 | 11.8 | 24.5 | 129000 | 3.9 | 92000 | 2.5 | 2375 | Yes
209447005 | Trane / Mitsubishi Electric | NTXMSM72A1123AA | Non-Ducted Indoor Units | 69000 | 12.3 | 24.2 | 76000 | 4.3 | 56000 | 2.7 | 1437.5 | Yes
209447006 | Trane / Mitsubishi Electric | NTXMSM72A1123AA | Ducted Indoor Units | 69000 | 12 | 21.5 | 76000 | 4.1 | 56000 | 2.65 | 1437.5 | Yes
209447007 | Trane / Mitsubishi Electric | NTXMSM96A1123AA | Non-Ducted Indoor Units | 92000 | 12 | 23.4 | 103000 | 4 | 76000 | 2.6 | 1917.5 | Yes
209447008 | Trane / Mitsubishi Electric | NTXMSM96A1123AA | Ducted Indoor Units | 92000 | 11.8 | 21.2 | 103000 | 3.8 | 76000 | 2.47 | 1917.5 | Yes
209938001 | Trane / Mitsubishi Electric | NTXMSM120A1123AA | Mixed Ducted and Non-Ducted Indoor Units | 114000 | 11.6 | 22.75 | 129000 | 3.77 | 92000 | 2.43 | 2375 | Yes
209938002 | Trane / Mitsubishi Electric | NTXMSM96A1123AA | Mixed Ducted and Non-Ducted Indoor Units | 92000 | 11.9 | 22.3 | 103000 | 3.9 | 76000 | 2.53 | 1917.5 | Yes
209938003 | Trane / Mitsubishi Electric | NTXMSM72A1123AA | Mixed Ducted and Non-Ducted Indoor Units | 69000 | 12.15 | 22.85 | 76000 | 4.2 | 56000 | 2.67 | 1437.5 | Yes
203381278 | Trane / Mitsubishi Electric | TUHYE1443AN40AN | Mixed Ducted and Non-Ducted Indoor Units | 136000 | 12.9 | 27.5 | 152000 | 3.84 | 134000 | 2.49 | 2832.5 | Yes
203381279 | Trane / Mitsubishi Electric | TUHYE1444AN40AN | Mixed Ducted and Non-Ducted Indoor Units | 136000 | 12.9 | 27.5 | 152000 | 3.84 | 134000 | 2.49 | 2832.5 | Yes
203381363 | Trane / Mitsubishi Electric | TURYE2163BN40AN | Mixed Ducted and Non-Ducted Indoor Units | 206000 | 12.85 | 27.5 | 232000 | 3.72 | 172000 | 2.12 | 4292.5 | Yes
203381364 | Trane / Mitsubishi Electric | TURYE2164BN40AN | Mixed Ducted and Non-Ducted Indoor Units | 206000 | 12.85 | 27.5 | 232000 | 3.72 | 172000 | 2.12 | 4292.5 | Yes
203381397 | Trane / Mitsubishi Electric | TURYP1923BN40AN | Mixed Ducted and Non-Ducted Indoor Units | 182000 | 12.7 | 27.5 | 204000 | 3.74 | 142000 | 2.17 | 3792.5 | Yes
203381398 | Trane / Mitsubishi Electric | TURYP1924BN40AN | Mixed Ducted and Non-Ducted Indoor Units | 182000 | 12.7 | 27.5 | 204000 | 3.74 | 142000 | 2.17 | 3792.5 | Yes
203381280 | Trane / Mitsubishi Electric | TUHYE1683AN40AN | Mixed Ducted and Non-Ducted Indoor Units | 160000 | 12.05 | 27.6 | 178000 | 3.86 | 138000 | 2.5 | 3332.5 | Yes
203381281 | Trane / Mitsubishi Electric | TUHYE1684AN40AN | Mixed Ducted and Non-Ducted Indoor Units | 160000 | 12.05 | 27.6 | 178000 | 3.86 | 138000 | 2.5 | 3332.5 | Yes
203381286 | Trane / Mitsubishi Electric | TUHYE2163BN40AN | Mixed Ducted and Non-Ducted Indoor Units | 206000 | 13.25 | 27.95 | 232000 | 3.84 | 196000 | 2.21 | 4292.5 | Yes
203381287 | Trane / Mitsubishi Electric | TUHYE2164BN40AN | Mixed Ducted and Non-Ducted Indoor Units | 206000 | 13.25 | 27.95 | 232000 | 3.84 | 196000 | 2.21 | 4292.5 | Yes
203300949 | Trane / Mitsubishi Electric | TURYE1683AN40AN | Non-Ducted Indoor Units | 160000 | 11.9 | 28 | 178000 | 3.8 | 136000 | 2.15 | 3332.5 | Yes
203300950 | Trane / Mitsubishi Electric | TURYE1684AN40AN | Non-Ducted Indoor Units | 160000 | 11.9 | 28 | 178000 | 3.8 | 136000 | 2.15 | 3332.5 | Yes
203381328 | Trane / Mitsubishi Electric | TUHYP1923BN40AN | Mixed Ducted and Non-Ducted Indoor Units | 184000 | 13 | 28.15 | 206000 | 3.88 | 152000 | 2.51 | 3832.5 | Yes
203381329 | Trane / Mitsubishi Electric | TUHYP1924BN40AN | Mixed Ducted and Non-Ducted Indoor Units | 184000 | 13 | 28.15 | 206000 | 3.88 | 152000 | 2.51 | 3832.5 | Yes
203381361 | Trane / Mitsubishi Electric | TURYE1923BN40AN | Mixed Ducted and Non-Ducted Indoor Units | 182000 | 13.4 | 28.55 | 204000 | 3.82 | 158000 | 2.12 | 3792.5 | Yes
203381362 | Trane / Mitsubishi Electric | TURYE1924BN40AN | Mixed Ducted and Non-Ducted Indoor Units | 182000 | 13.4 | 28.55 | 204000 | 3.82 | 158000 | 2.12 | 3792.5 | Yes
203300947 | Trane / Mitsubishi Electric | TURYP1443AN40AN | Non-Ducted Indoor Units | 136000 | 12.2 | 28.7 | 152000 | 3.84 | 97000 | 2.16 | 2832.5 | Yes
203300948 | Trane / Mitsubishi Electric | TURYP1444AN40AN | Non-Ducted Indoor Units | 136000 | 12.2 | 28.7 | 152000 | 3.84 | 97000 | 2.16 | 2832.5 | Yes
203381283 | Trane / Mitsubishi Electric | TUHYE1923BN40AN | Mixed Ducted and Non-Ducted Indoor Units | 184000 | 13.65 | 28.95 | 206000 | 3.93 | 160000 | 2.19 | 3832.5 | Yes
203381285 | Trane / Mitsubishi Electric | TUHYE1924BN40AN | Mixed Ducted and Non-Ducted Indoor Units | 184000 | 13.65 | 28.95 | 206000 | 3.93 | 160000 | 2.19 | 3832.5 | Yes
203300962 | Trane / Mitsubishi Electric | TURYP2163BN40AN | Non-Ducted Indoor Units | 206000 | 13 | 29.2 | 232000 | 3.82 | 158000 | 2.09 | 4292.5 | Yes
203300963 | Trane / Mitsubishi Electric | TURYP2164BN40AN | Non-Ducted Indoor Units | 206000 | 13 | 29.2 | 232000 | 3.82 | 158000 | 2.09 | 4292.5 | Yes
203378398 | Trane / Mitsubishi Electric | TUHYP2163BN40AN | Non-Ducted Indoor Units | 206000 | 13 | 29.5 | 232000 | 3.93 | 168000 | 2.53 | 4292.5 | Yes
203378400 | Trane / Mitsubishi Electric | TUHYP2164BN40AN | Non-Ducted Indoor Units | 206000 | 13 | 29.5 | 232000 | 3.93 | 168000 | 2.53 | 4292.5 | Yes
203378439 | Trane / Mitsubishi Electric | TUHYP1443AN40AN | Non-Ducted Indoor Units | 136000 | 12.6 | 29.6 | 152000 | 3.9 | 109000 | 2.64 | 2832.5 | Yes
203378440 | Trane / Mitsubishi Electric | TUHYP1444AN40AN | Non-Ducted Indoor Units | 136000 | 12.6 | 29.6 | 152000 | 3.9 | 109000 | 2.64 | 2832.5 | Yes
203300945 | Trane / Mitsubishi Electric | TURYE1443AN40AN | Non-Ducted Indoor Units | 136000 | 12.9 | 29.7 | 152000 | 3.86 | 118000 | 2.15 | 2832.5 | Yes
203300946 | Trane / Mitsubishi Electric | TURYE1444AN40AN | Non-Ducted Indoor Units | 136000 | 12.9 | 29.7 | 152000 | 3.86 | 118000 | 2.15 | 2832.5 | Yes
203378441 | Trane / Mitsubishi Electric | TUHYP1683AN40AN | Non-Ducted Indoor Units | 160000 | 11.7 | 29.8 | 178000 | 4.02 | 132000 | 2.74 | 3332.5 | Yes
203378442 | Trane / Mitsubishi Electric | TUHYP1684AN40AN | Non-Ducted Indoor Units | 160000 | 11.7 | 29.8 | 178000 | 4.02 | 132000 | 2.74 | 3332.5 | Yes
203378324 | Trane / Mitsubishi Electric | TUHYE1923AN40AN | Non-Ducted Indoor Units | 182000 | 11.7 | 30 | 204000 | 4.04 | 144000 | 2.6 | 3792.5 | Yes
203378328 | Trane / Mitsubishi Electric | TUHYE1924AN40AN | Non-Ducted Indoor Units | 182000 | 11.7 | 30 | 204000 | 4.04 | 144000 | 2.6 | 3792.5 | Yes
203378316 | Trane / Mitsubishi Electric | TUHYE1443AN40AN | Non-Ducted Indoor Units | 136000 | 13.4 | 30.4 | 152000 | 4.01 | 134000 | 2.61 | 2832.5 | Yes
203378318 | Trane / Mitsubishi Electric | TUHYE1444AN40AN | Non-Ducted Indoor Units | 136000 | 13.4 | 30.4 | 152000 | 4.01 | 134000 | 2.61 | 2832.5 | Yes
203300956 | Trane / Mitsubishi Electric | TURYE2163BN40AN | Non-Ducted Indoor Units | 206000 | 13.5 | 30.4 | 232000 | 3.89 | 172000 | 2.15 | 4292.5 | Yes
203300957 | Trane / Mitsubishi Electric | TURYE2164BN40AN | Non-Ducted Indoor Units | 206000 | 13.5 | 30.4 | 232000 | 3.89 | 172000 | 2.15 | 4292.5 | Yes
203300960 | Trane / Mitsubishi Electric | TURYP1923BN40AN | Non-Ducted Indoor Units | 182000 | 13.5 | 30.7 | 204000 | 3.88 | 142000 | 2.16 | 3792.5 | Yes
203300961 | Trane / Mitsubishi Electric | TURYP1924BN40AN | Non-Ducted Indoor Units | 182000 | 13.5 | 30.7 | 204000 | 3.88 | 142000 | 2.16 | 3792.5 | Yes
203378332 | Trane / Mitsubishi Electric | TUHYE2163BN40AN | Non-Ducted Indoor Units | 206000 | 13.8 | 31.1 | 232000 | 4.03 | 196000 | 2.31 | 4292.5 | Yes
203378334 | Trane / Mitsubishi Electric | TUHYE2164BN40AN | Non-Ducted Indoor Units | 206000 | 13.8 | 31.1 | 232000 | 4.03 | 196000 | 2.31 | 4292.5 | Yes
203378320 | Trane / Mitsubishi Electric | TUHYE1683AN40AN | Non-Ducted Indoor Units | 160000 | 12.4 | 31.2 | 178000 | 4.11 | 138000 | 2.61 | 3332.5 | Yes
203378322 | Trane / Mitsubishi Electric | TUHYE1684AN40AN | Non-Ducted Indoor Units | 160000 | 12.4 | 31.2 | 178000 | 4.11 | 138000 | 2.61 | 3332.5 | Yes
203378394 | Trane / Mitsubishi Electric | TUHYP1923BN40AN | Non-Ducted Indoor Units | 184000 | 13.6 | 31.3 | 206000 | 4.06 | 152000 | 2.64 | 3832.5 | Yes
203378396 | Trane / Mitsubishi Electric | TUHYP1924BN40AN | Non-Ducted Indoor Units | 184000 | 13.6 | 31.3 | 206000 | 4.06 | 152000 | 2.64 | 3832.5 | Yes
203300954 | Trane / Mitsubishi Electric | TURYE1923BN40AN | Non-Ducted Indoor Units | 182000 | 14.1 | 31.8 | 204000 | 3.99 | 158000 | 2.15 | 3792.5 | Yes
203300955 | Trane / Mitsubishi Electric | TURYE1924BN40AN | Non-Ducted Indoor Units | 182000 | 14.1 | 31.8 | 204000 | 3.99 | 158000 | 2.15 | 3792.5 | Yes
203378326 | Trane / Mitsubishi Electric | TUHYE1923BN40AN | Non-Ducted Indoor Units | 184000 | 14.3 | 32.6 | 206000 | 4.11 | 160000 | 2.27 | 3832.5 | Yes
203378330 | Trane / Mitsubishi Electric | TUHYE1924BN40AN | Non-Ducted Indoor Units | 184000 | 14.3 | 32.6 | 206000 | 4.11 | 160000 | 2.27 | 3832.5 | Yes
207574264 | VRF PLUS | CSCVA-APV072-4AB | Non-Ducted Indoor Units | 69000 | 13.8 | 23.6 | 77000 | 4.25 | 54000 | 2.65 | 1437.5 | Yes
207574265 | VRF PLUS | CSCVA-APV072-4AB | Ducted Indoor Units | 69000 | 12 | 22.7 | 77000 | 3.69 | 54000 | 2.41 | 1437.5 | Yes
207574266 | VRF PLUS | CSCVA-APV072-4AB | Mixed Ducted and Non-Ducted Indoor Units | 69000 | 12.9 | 23.15 | 77000 | 3.97 | 54000 | 2.53 | 1437.5 | Yes
207574288 | VRF PLUS | CSCVA-APV072-4AH | Non-Ducted Indoor Units | 69000 | 13.8 | 23.6 | 77000 | 4.25 | 54000 | 2.65 | 1437.5 | Yes
207574289 | VRF PLUS | CSCVA-APV072-4AH | Ducted Indoor Units | 69000 | 12 | 22.7 | 77000 | 3.69 | 54000 | 2.41 | 1437.5 | Yes
207574290 | VRF PLUS | CSCVA-APV072-4AH | Mixed Ducted and Non-Ducted Indoor Units | 69000 | 12.9 | 23.15 | 77000 | 3.97 | 54000 | 2.53 | 1437.5 | Yes
207574252 | VRF PLUS | CSCVA-APV072-9AB | Non-Ducted Indoor Units | 69000 | 13.8 | 23.6 | 77000 | 4.25 | 54000 | 2.65 | 1437.5 | Yes
207574253 | VRF PLUS | CSCVA-APV072-9AB | Ducted Indoor Units | 69000 | 12 | 22.7 | 77000 | 3.69 | 54000 | 2.41 | 1437.5 | Yes
207574254 | VRF PLUS | CSCVA-APV072-9AB | Mixed Ducted and Non-Ducted Indoor Units | 69000 | 12.9 | 23.15 | 77000 | 3.97 | 54000 | 2.53 | 1437.5 | Yes
207574276 | VRF PLUS | CSCVA-APV072-9AH | Non-Ducted Indoor Units | 69000 | 13.8 | 23.6 | 77000 | 4.25 | 54000 | 2.65 | 1437.5 | Yes
207574277 | VRF PLUS | CSCVA-APV072-9AH | Ducted Indoor Units | 69000 | 12 | 22.7 | 77000 | 3.69 | 54000 | 2.41 | 1437.5 | Yes
207574278 | VRF PLUS | CSCVA-APV072-9AH | Mixed Ducted and Non-Ducted Indoor Units | 69000 | 12.9 | 23.15 | 77000 | 3.97 | 54000 | 2.53 | 1437.5 | Yes
207574267 | VRF PLUS | CSCVA-APV096-4AB | Non-Ducted Indoor Units | 92000 | 12.4 | 23.5 | 103000 | 3.8 | 72000 | 2.46 | 1917.5 | Yes
207574268 | VRF PLUS | CSCVA-APV096-4AB | Ducted Indoor Units | 92000 | 11.7 | 22.5 | 103000 | 3.57 | 72000 | 2.3 | 1917.5 | Yes
207574269 | VRF PLUS | CSCVA-APV096-4AB | Mixed Ducted and Non-Ducted Indoor Units | 92000 | 12.05 | 23 | 103000 | 3.68 | 72000 | 2.38 | 1917.5 | Yes
207574291 | VRF PLUS | CSCVA-APV096-4AH | Non-Ducted Indoor Units | 92000 | 12.4 | 23.5 | 103000 | 3.8 | 72000 | 2.46 | 1917.5 | Yes
207574292 | VRF PLUS | CSCVA-APV096-4AH | Ducted Indoor Units | 92000 | 11.7 | 22.5 | 103000 | 3.57 | 72000 | 2.3 | 1917.5 | Yes
207574293 | VRF PLUS | CSCVA-APV096-4AH | Mixed Ducted and Non-Ducted Indoor Units | 92000 | 12.05 | 23 | 103000 | 3.68 | 72000 | 2.38 | 1917.5 | Yes
207574255 | VRF PLUS | CSCVA-APV096-9AB | Non-Ducted Indoor Units | 92000 | 12.4 | 23.5 | 103000 | 3.8 | 72000 | 2.46 | 1917.5 | Yes
207574256 | VRF PLUS | CSCVA-APV096-9AB | Ducted Indoor Units | 92000 | 11.7 | 22.5 | 103000 | 3.57 | 72000 | 2.3 | 1917.5 | Yes
207574257 | VRF PLUS | CSCVA-APV096-9AB | Mixed Ducted and Non-Ducted Indoor Units | 92000 | 12.05 | 23 | 103000 | 3.68 | 72000 | 2.38 | 1917.5 | Yes
207574279 | VRF PLUS | CSCVA-APV096-9AH | Non-Ducted Indoor Units | 92000 | 12.4 | 23.5 | 103000 | 3.8 | 72000 | 2.46 | 1917.5 | Yes
207574280 | VRF PLUS | CSCVA-APV096-9AH | Ducted Indoor Units | 92000 | 11.7 | 22.5 | 103000 | 3.57 | 72000 | 2.3 | 1917.5 | Yes
207574281 | VRF PLUS | CSCVA-APV096-9AH | Mixed Ducted and Non-Ducted Indoor Units | 92000 | 12.05 | 23 | 103000 | 3.68 | 72000 | 2.38 | 1917.5 | Yes
7505345 | VRVIII | REYQ144PBTJ | Non-Ducted Indoor Units | 138000 | 11.2 | 18.9 | 154000 | 3.6 | 104000 | 2.55 | 2875 | Yes
7505343 | VRVIII | REYQ120PBTJ | Non-Ducted Indoor Units | 114000 | 12.1 | 21.3 | 129000 | 3.6 | 87000 | 2.6 | 2375 | Yes
8552536 | VRVIII | REYQ120PCTJ | Non-Ducted Indoor Units | 110000 | 12.1 | 21.3 | 129000 | 3.6 | 87000 | 2.6 | 2292.5 | Yes
8552584 | VRVIII | REYQ120PCYD | Non-Ducted Indoor Units | 110000 | 12.1 | 21.3 | 129000 | 3.6 | 87000 | 2.6 | 2292.5 | Yes
7505310 | VRVIII | REYQ72PBTJ | Non-Ducted Indoor Units | 69000 | 15.4 | 25.1 | 77000 | 4.2 | 52000 | 2.95 | 1437.5 | Yes
7505355 | VRVIII | REYQ72PBTJ | Ducted Indoor Units | 69000 | 13.8 | 21.3 | 77000 | 3.8 | 52000 | 2.6 | 1437.5 | Yes
7505428 | VRVIII | REYQ72PBTJ | Mixed Ducted and Non-Ducted Indoor Units | 69000 | 14.6 | 23.2 | 77000 | 4 | 52000 | 2.77 | 1437.5 | Yes
8551200 | VRVIII | REYQ72PCTJ | Non-Ducted Indoor Units | 69000 | 15.4 | 25.1 | 77000 | 4.2 | 52000 | 2.95 | 1437.5 | Yes
8553652 | VRVIII | REYQ72PCTJ | Ducted Indoor Units | 69000 | 13.7 | 21.3 | 77000 | 3.4 | 52000 | 2.5 | 1437.5 | Yes
8556740 | VRVIII | REYQ72PCTJ | Mixed Ducted and Non-Ducted Indoor Units | 69000 | 14.55 | 23.2 | 77000 | 3.8 | 52000 | 2.72 | 1437.5 | Yes
8551238 | VRVIII | REYQ72PCYD | Non-Ducted Indoor Units | 69000 | 15.4 | 25.1 | 77000 | 4.2 | 52000 | 2.95 | 1437.5 | Yes
8554086 | VRVIII | REYQ72PCYD | Ducted Indoor Units | 69000 | 13.7 | 21.3 | 77000 | 3.4 | 52000 | 2.5 | 1437.5 | Yes
8556904 | VRVIII | REYQ72PCYD | Mixed Ducted and Non-Ducted Indoor Units | 69000 | 14.55 | 23.2 | 77000 | 3.8 | 52000 | 2.72 | 1437.5 | Yes
7505357 | VRVIII | REYQ96PBTJ | Non-Ducted Indoor Units | 92000 | 13.2 | 22.9 | 103000 | 3.7 | 69000 | 2.7 | 1917.5 | Yes
7505430 | VRVIII | REYQ96PBTJ | Mixed Ducted and Non-Ducted Indoor Units | 92000 | 12.65 | 21.3 | 103000 | 3.65 | 69000 | 2.67 | 1917.5 | Yes
8552534 | VRVIII | REYQ96PCTJ | Non-Ducted Indoor Units | 90000 | 13.2 | 22.9 | 103000 | 3.7 | 69000 | 2.7 | 1875 | Yes
8556905 | VRVIII | REYQ96PCTJ | Mixed Ducted and Non-Ducted Indoor Units | 90000 | 12.2 | 21.3 | 103000 | 3.65 | 69000 | 2.67 | 1875 | Yes
8635954 | VRVIII | REYQ96PCYD | Non-Ducted Indoor Units | 90000 | 13.2 | 22.9 | 103000 | 3.7 | 69000 | 2.7 | 1875 | Yes
8635955 | VRVIII | REYQ96PCYD | Mixed Ducted and Non-Ducted Indoor Units | 90000 | 12.2 | 21.3 | 103000 | 3.65 | 69000 | 2.67 | 1875 | Yes
7987365 | YORK | YVAHP168B41S | Ducted Indoor Units | 160000 | 11 | 19.3 | 178000 | 3.5 | 129000 | 2.32 | 3332.5 | Yes
7987385 | YORK | YVAHR168B41S | Ducted Indoor Units | 160000 | 11 | 19.3 | 178000 | 3.5 | 129000 | 2.32 | 3332.5 | Yes
7987363 | YORK | YVAHP144B41S | Ducted Indoor Units | 138000 | 11.7 | 19.4 | 154000 | 3.48 | 109000 | 2.52 | 2875 | Yes
7987383 | YORK | YVAHR144B41S | Ducted Indoor Units | 138000 | 11.7 | 19.4 | 154000 | 3.48 | 109000 | 2.52 | 2875 | Yes
7987319 | YORK | YVAHP168B31S | Ducted Indoor Units | 160000 | 11.6 | 19.6 | 178000 | 3.68 | 129000 | 2.44 | 3332.5 | Yes
7987339 | YORK | YVAHR168B31S | Ducted Indoor Units | 160000 | 11.6 | 19.6 | 178000 | 3.68 | 129000 | 2.44 | 3332.5 | Yes
7990802 | YORK | YVAHP168B31S | Mixed Ducted and Non-Ducted Indoor Units | 160000 | 11.5 | 19.65 | 178000 | 3.68 | 129000 | 2.35 | 3332.5 | Yes
7990804 | YORK | YVAHP216B31S | Mixed Ducted and Non-Ducted Indoor Units | 206000 | 11.2 | 19.65 | 232000 | 3.55 | 164000 | 2.36 | 4292.5 | Yes
7990815 | YORK | YVAHR168B31S | Mixed Ducted and Non-Ducted Indoor Units | 160000 | 11.5 | 19.65 | 178000 | 3.68 | 129000 | 2.35 | 3332.5 | Yes
7990817 | YORK | YVAHR216B31S | Mixed Ducted and Non-Ducted Indoor Units | 206000 | 11.2 | 19.65 | 232000 | 3.55 | 164000 | 2.36 | 4292.5 | Yes
7987317 | YORK | YVAHP144B31S | Ducted Indoor Units | 138000 | 12.3 | 19.7 | 154000 | 3.55 | 109000 | 2.65 | 2875 | Yes
7987318 | YORK | YVAHP168B31S | Non-Ducted Indoor Units | 160000 | 11.4 | 19.7 | 178000 | 3.69 | 129000 | 2.27 | 3332.5 | Yes
7987337 | YORK | YVAHR144B31S | Ducted Indoor Units | 138000 | 12.3 | 19.7 | 154000 | 3.55 | 109000 | 2.65 | 2875 | Yes
7987338 | YORK | YVAHR168B31S | Non-Ducted Indoor Units | 160000 | 11.4 | 19.7 | 178000 | 3.69 | 129000 | 2.27 | 3332.5 | Yes
9060423 | YORK | YVAHP240*41S | Mixed Ducted and Non-Ducted Indoor Units | 228000 | 11.1 | 19.9 | 258000 | 3.64 | 182000 | 2.39 | 4750 | Yes
9060425 | YORK | YVAHR240*41S | Mixed Ducted and Non-Ducted Indoor Units | 228000 | 11.1 | 19.9 | 258000 | 3.64 | 182000 | 2.39 | 4750 | Yes
9060392 | YORK | YVAHP240*41S | Ducted Indoor Units | 228000 | 11.3 | 20 | 258000 | 3.6 | 182000 | 2.47 | 4750 | Yes
7987371 | YORK | YVAHP240B41S | Ducted Indoor Units | 230000 | 11.2 | 20 | 258000 | 3.6 | 182000 | 2.47 | 4792.5 | Yes
9060396 | YORK | YVAHR240*41S | Ducted Indoor Units | 228000 | 11.3 | 20 | 258000 | 3.6 | 182000 | 2.47 | 4750 | Yes
7987391 | YORK | YVAHR240B41S | Ducted Indoor Units | 230000 | 11.2 | 20 | 258000 | 3.6 | 182000 | 2.47 | 4792.5 | Yes
7987323 | YORK | YVAHP216B31S | Ducted Indoor Units | 206000 | 11.8 | 20.1 | 232000 | 3.62 | 164000 | 2.39 | 4292.5 | Yes
7987369 | YORK | YVAHP216B41S | Ducted Indoor Units | 206000 | 11.3 | 20.1 | 232000 | 3.44 | 164000 | 2.31 | 4292.5 | Yes
7987343 | YORK | YVAHR216B31S | Ducted Indoor Units | 206000 | 11.8 | 20.1 | 232000 | 3.62 | 164000 | 2.39 | 4292.5 | Yes
7987389 | YORK | YVAHR216B41S | Ducted Indoor Units | 206000 | 11.3 | 20.1 | 232000 | 3.44 | 164000 | 2.31 | 4292.5 | Yes
9060422 | YORK | YVAHP240*31S | Mixed Ducted and Non-Ducted Indoor Units | 228000 | 11.25 | 20.35 | 258000 | 3.76 | 182000 | 2.48 | 4750 | Yes
7990805 | YORK | YVAHP240B31S | Mixed Ducted and Non-Ducted Indoor Units | 230000 | 11.2 | 20.35 | 258000 | 3.76 | 182000 | 2.48 | 4792.5 | Yes
9060390 | YORK | YVAHP240*31S | Ducted Indoor Units | 228000 | 11.9 | 20.4 | 258000 | 3.72 | 182000 | 2.55 | 4750 | Yes
7987325 | YORK | YVAHP240B31S | Ducted Indoor Units | 230000 | 11.8 | 20.4 | 258000 | 3.72 | 182000 | 2.55 | 4792.5 | Yes
9060424 | YORK | YVAHR240*31S | Mixed Ducted and Non-Ducted Indoor Units | 228000 | 11.25 | 20.4 | 258000 | 3.76 | 182000 | 2.48 | 4750 | Yes
7990818 | YORK | YVAHR240B31S | Mixed Ducted and Non-Ducted Indoor Units | 230000 | 11.2 | 20.4 | 258000 | 3.76 | 182000 | 2.48 | 4792.5 | Yes
9060394 | YORK | YVAHR240*31S | Ducted Indoor Units | 228000 | 11.9 | 20.5 | 258000 | 3.72 | 182000 | 2.55 | 4750 | Yes
7987345 | YORK | YVAHR240B31S | Ducted Indoor Units | 230000 | 11.8 | 20.5 | 258000 | 3.72 | 182000 | 2.55 | 4792.5 | Yes
203994050 | YORK | YVAHP216B32S | Ducted Indoor Units | 206000 | 11.2 | 20.7 | 232000 | 3.51 | 164000 | 2.29 | 4292.5 | Yes
202607567 | YORK | YVAHP216B32S | Ducted Indoor Units | 206000 | 11.2 | 20.7 | 232000 | 3.51 | 164000 | 2.29 | 4292.5 | Yes
10206794 | YORK | YVAHP216B32S | Ducted Indoor Units | 206000 | 11.2 | 20.7 | 232000 | 3.51 | 164000 | 2.29 | 4292.5 | Yes
203994057 | YORK | YVAHP216B42S | Ducted Indoor Units | 206000 | 11.2 | 20.7 | 232000 | 3.51 | 164000 | 2.29 | 4292.5 | Yes
202607570 | YORK | YVAHP216B42S | Ducted Indoor Units | 206000 | 11.2 | 20.7 | 232000 | 3.51 | 164000 | 2.29 | 4292.5 | Yes
10206836 | YORK | YVAHP216B42S | Ducted Indoor Units | 206000 | 11.2 | 20.7 | 232000 | 3.51 | 164000 | 2.29 | 4292.5 | Yes
204269302 | YORK | YVAHP216B52S | Ducted Indoor Units | 206000 | 11.2 | 20.7 | 232000 | 3.51 | 164000 | 2.29 | 4292.5 | Yes
204268602 | YORK | YVAHP216B52S | Ducted Indoor Units | 206000 | 11.2 | 20.7 | 232000 | 3.51 | 164000 | 2.29 | 4292.5 | Yes
203994064 | YORK | YVAHR216B32S | Ducted Indoor Units | 206000 | 11.2 | 20.7 | 232000 | 3.51 | 164000 | 2.29 | 4292.5 | Yes
202607573 | YORK | YVAHR216B32S | Ducted Indoor Units | 206000 | 11.2 | 20.7 | 232000 | 3.51 | 164000 | 2.29 | 4292.5 | Yes
10323668 | YORK | YVAHR216B32S | Ducted Indoor Units | 206000 | 11.2 | 20.7 | 232000 | 3.51 | 164000 | 2.29 | 4292.5 | Yes
203994070 | YORK | YVAHR216B42S | Ducted Indoor Units | 206000 | 11.2 | 20.7 | 232000 | 3.51 | 164000 | 2.29 | 4292.5 | Yes
202607576 | YORK | YVAHR216B42S | Ducted Indoor Units | 206000 | 11.2 | 20.7 | 232000 | 3.51 | 164000 | 2.29 | 4292.5 | Yes
10323716 | YORK | YVAHR216B42S | Ducted Indoor Units | 206000 | 11.2 | 20.7 | 232000 | 3.51 | 164000 | 2.29 | 4292.5 | Yes
204269206 | YORK | YVAHR216B52S | Ducted Indoor Units | 206000 | 11.2 | 20.7 | 232000 | 3.51 | 164000 | 2.29 | 4292.5 | Yes
204268451 | YORK | YVAHR216B52S | Ducted Indoor Units | 206000 | 11.2 | 20.7 | 232000 | 3.51 | 164000 | 2.29 | 4292.5 | Yes
203993874 | YORK | YVAHP192B32S | Ducted Indoor Units | 184000 | 11.1 | 20.8 | 206000 | 3.38 | 140000 | 2.15 | 3832.5 | Yes
202607427 | YORK | YVAHP192B32S | Ducted Indoor Units | 184000 | 11.1 | 20.8 | 206000 | 3.38 | 140000 | 2.15 | 3832.5 | Yes
10206793 | YORK | YVAHP192B32S | Ducted Indoor Units | 184000 | 11.1 | 20.8 | 206000 | 3.38 | 140000 | 2.15 | 3832.5 | Yes
203993881 | YORK | YVAHP192B42S | Ducted Indoor Units | 184000 | 11.1 | 20.8 | 206000 | 3.38 | 140000 | 2.15 | 3832.5 | Yes
202607430 | YORK | YVAHP192B42S | Ducted Indoor Units | 184000 | 11.1 | 20.8 | 206000 | 3.38 | 140000 | 2.15 | 3832.5 | Yes
10206835 | YORK | YVAHP192B42S | Ducted Indoor Units | 184000 | 11.1 | 20.8 | 206000 | 3.38 | 140000 | 2.15 | 3832.5 | Yes
204269301 | YORK | YVAHP192B52S | Ducted Indoor Units | 184000 | 11.1 | 20.8 | 206000 | 3.38 | 140000 | 2.15 | 3832.5 | Yes
204268601 | YORK | YVAHP192B52S | Ducted Indoor Units | 184000 | 11.1 | 20.8 | 206000 | 3.38 | 140000 | 2.15 | 3832.5 | Yes
203994660 | YORK | YVAHP216B32S | Mixed Ducted and Non-Ducted Indoor Units | 206000 | 11.05 | 20.8 | 232000 | 3.66 | 164000 | 2.3 | 4292.5 | Yes
202608096 | YORK | YVAHP216B32S | Mixed Ducted and Non-Ducted Indoor Units | 206000 | 11.05 | 20.8 | 232000 | 3.66 | 164000 | 2.3 | 4292.5 | Yes
10207544 | YORK | YVAHP216B32S | Mixed Ducted and Non-Ducted Indoor Units | 206000 | 11.05 | 20.8 | 232000 | 3.66 | 164000 | 2.3 | 4292.5 | Yes
203994663 | YORK | YVAHP216B42S | Mixed Ducted and Non-Ducted Indoor Units | 206000 | 11.05 | 20.8 | 232000 | 3.66 | 164000 | 2.3 | 4292.5 | Yes
202608099 | YORK | YVAHP216B42S | Mixed Ducted and Non-Ducted Indoor Units | 206000 | 11.05 | 20.8 | 232000 | 3.66 | 164000 | 2.3 | 4292.5 | Yes
10207586 | YORK | YVAHP216B42S | Mixed Ducted and Non-Ducted Indoor Units | 206000 | 11.05 | 20.8 | 232000 | 3.66 | 164000 | 2.3 | 4292.5 | Yes
204269398 | YORK | YVAHP216B52S | Mixed Ducted and Non-Ducted Indoor Units | 206000 | 11.05 | 20.8 | 232000 | 3.66 | 164000 | 2.3 | 4292.5 | Yes
204269110 | YORK | YVAHP216B52S | Mixed Ducted and Non-Ducted Indoor Units | 206000 | 11.05 | 20.8 | 232000 | 3.66 | 164000 | 2.3 | 4292.5 | Yes
203994130 | YORK | YVAHP240B32S | Non-Ducted Indoor Units | 230000 | 11.1 | 20.8 | 258000 | 3.67 | 178000 | 2.35 | 4792.5 | Yes
202607624 | YORK | YVAHP240B32S | Non-Ducted Indoor Units | 230000 | 11.1 | 20.8 | 258000 | 3.67 | 178000 | 2.35 | 4792.5 | Yes
10206711 | YORK | YVAHP240B32S | Non-Ducted Indoor Units | 230000 | 11.1 | 20.8 | 258000 | 3.67 | 178000 | 2.35 | 4792.5 | Yes
203994135 | YORK | YVAHP240B42S | Non-Ducted Indoor Units | 230000 | 11.1 | 20.8 | 258000 | 3.67 | 178000 | 2.35 | 4792.5 | Yes
202607627 | YORK | YVAHP240B42S | Non-Ducted Indoor Units | 230000 | 11.1 | 20.8 | 258000 | 3.67 | 178000 | 2.35 | 4792.5 | Yes
10206753 | YORK | YVAHP240B42S | Non-Ducted Indoor Units | 230000 | 11.1 | 20.8 | 258000 | 3.67 | 178000 | 2.35 | 4792.5 | Yes
204269255 | YORK | YVAHP240B52S | Non-Ducted Indoor Units | 228000 | 11.1 | 20.8 | 258000 | 3.67 | 178000 | 2.35 | 4750 | Yes
204268542 | YORK | YVAHP240B52S | Non-Ducted Indoor Units | 228000 | 11.1 | 20.8 | 258000 | 3.67 | 178000 | 2.35 | 4750 | Yes
203993888 | YORK | YVAHR192B32S | Ducted Indoor Units | 184000 | 11.1 | 20.8 | 206000 | 3.38 | 140000 | 2.15 | 3832.5 | Yes
202607433 | YORK | YVAHR192B32S | Ducted Indoor Units | 184000 | 11.1 | 20.8 | 206000 | 3.38 | 140000 | 2.15 | 3832.5 | Yes
10323667 | YORK | YVAHR192B32S | Ducted Indoor Units | 184000 | 11.1 | 20.8 | 206000 | 3.38 | 140000 | 2.15 | 3832.5 | Yes
203993895 | YORK | YVAHR192B42S | Ducted Indoor Units | 184000 | 11.1 | 20.8 | 206000 | 3.38 | 140000 | 2.15 | 3832.5 | Yes
202607436 | YORK | YVAHR192B42S | Ducted Indoor Units | 184000 | 11.1 | 20.8 | 206000 | 3.38 | 140000 | 2.15 | 3832.5 | Yes
10323715 | YORK | YVAHR192B42S | Ducted Indoor Units | 184000 | 11.1 | 20.8 | 206000 | 3.38 | 140000 | 2.15 | 3832.5 | Yes
204269205 | YORK | YVAHR192B52S | Ducted Indoor Units | 184000 | 11.1 | 20.8 | 206000 | 3.38 | 140000 | 2.15 | 3832.5 | Yes
204268449 | YORK | YVAHR192B52S | Ducted Indoor Units | 184000 | 11.1 | 20.8 | 206000 | 3.38 | 140000 | 2.15 | 3832.5 | Yes
203994666 | YORK | YVAHR216B32S | Mixed Ducted and Non-Ducted Indoor Units | 206000 | 11.05 | 20.8 | 232000 | 3.66 | 164000 | 2.3 | 4292.5 | Yes
202608102 | YORK | YVAHR216B32S | Mixed Ducted and Non-Ducted Indoor Units | 206000 | 11.05 | 20.8 | 232000 | 3.66 | 164000 | 2.3 | 4292.5 | Yes
10323815 | YORK | YVAHR216B32S | Mixed Ducted and Non-Ducted Indoor Units | 206000 | 11.05 | 20.8 | 232000 | 3.66 | 164000 | 2.3 | 4292.5 | Yes
203994669 | YORK | YVAHR216B42S | Mixed Ducted and Non-Ducted Indoor Units | 206000 | 11.05 | 20.8 | 232000 | 3.66 | 164000 | 2.3 | 4292.5 | Yes
202608105 | YORK | YVAHR216B42S | Mixed Ducted and Non-Ducted Indoor Units | 206000 | 11.05 | 20.8 | 232000 | 3.66 | 164000 | 2.3 | 4292.5 | Yes
10323766 | YORK | YVAHR216B42S | Mixed Ducted and Non-Ducted Indoor Units | 206000 | 11.05 | 20.8 | 232000 | 3.66 | 164000 | 2.3 | 4292.5 | Yes
204269350 | YORK | YVAHR216B52S | Mixed Ducted and Non-Ducted Indoor Units | 206000 | 11.05 | 20.8 | 232000 | 3.66 | 164000 | 2.3 | 4292.5 | Yes
204269062 | YORK | YVAHR216B52S | Mixed Ducted and Non-Ducted Indoor Units | 206000 | 11.05 | 20.8 | 232000 | 3.66 | 164000 | 2.3 | 4292.5 | Yes
203994138 | YORK | YVAHR240B32S | Non-Ducted Indoor Units | 230000 | 11.1 | 20.8 | 258000 | 3.67 | 178000 | 2.35 | 4792.5 | Yes
202607630 | YORK | YVAHR240B32S | Non-Ducted Indoor Units | 230000 | 11.1 | 20.8 | 258000 | 3.67 | 178000 | 2.35 | 4792.5 | Yes
10323573 | YORK | YVAHR240B32S | Non-Ducted Indoor Units | 230000 | 11.1 | 20.8 | 258000 | 3.67 | 178000 | 2.35 | 4792.5 | Yes
203994141 | YORK | YVAHR240B42S | Non-Ducted Indoor Units | 230000 | 11.1 | 20.8 | 258000 | 3.67 | 178000 | 2.35 | 4792.5 | Yes
202607633 | YORK | YVAHR240B42S | Non-Ducted Indoor Units | 230000 | 11.1 | 20.8 | 258000 | 3.67 | 178000 | 2.35 | 4792.5 | Yes
10323621 | YORK | YVAHR240B42S | Non-Ducted Indoor Units | 230000 | 11.1 | 20.8 | 258000 | 3.67 | 178000 | 2.35 | 4792.5 | Yes
204269159 | YORK | YVAHR240B52S | Non-Ducted Indoor Units | 228000 | 11.1 | 20.8 | 258000 | 3.67 | 178000 | 2.35 | 4750 | Yes
204268399 | YORK | YVAHR240B52S | Non-Ducted Indoor Units | 228000 | 11.1 | 20.8 | 258000 | 3.67 | 178000 | 2.35 | 4750 | Yes
203993818 | YORK | YVAHP144B32S | Ducted Indoor Units | 138000 | 11.2 | 21.2 | 154000 | 3.4 | 110000 | 2.15 | 2875 | Yes
202607403 | YORK | YVAHP144B32S | Ducted Indoor Units | 138000 | 11.2 | 21.2 | 154000 | 3.4 | 110000 | 2.15 | 2875 | Yes
10206791 | YORK | YVAHP144B32S | Ducted Indoor Units | 138000 | 11.2 | 21.2 | 154000 | 3.4 | 110000 | 2.15 | 2875 | Yes
203993825 | YORK | YVAHP144B42S | Ducted Indoor Units | 138000 | 11.2 | 21.2 | 154000 | 3.4 | 110000 | 2.15 | 2875 | Yes
202607406 | YORK | YVAHP144B42S | Ducted Indoor Units | 138000 | 11.2 | 21.2 | 154000 | 3.4 | 110000 | 2.15 | 2875 | Yes
10206833 | YORK | YVAHP144B42S | Ducted Indoor Units | 138000 | 11.2 | 21.2 | 154000 | 3.4 | 110000 | 2.15 | 2875 | Yes
204269299 | YORK | YVAHP144B52S | Ducted Indoor Units | 138000 | 11.2 | 21.2 | 154000 | 3.4 | 110000 | 2.15 | 2875 | Yes
204268599 | YORK | YVAHP144B52S | Ducted Indoor Units | 138000 | 11.2 | 21.2 | 154000 | 3.4 | 110000 | 2.15 | 2875 | Yes
203993832 | YORK | YVAHR144B32S | Ducted Indoor Units | 138000 | 11.2 | 21.2 | 154000 | 3.4 | 110000 | 2.15 | 2875 | Yes
202607409 | YORK | YVAHR144B32S | Ducted Indoor Units | 138000 | 11.2 | 21.2 | 154000 | 3.4 | 110000 | 2.15 | 2875 | Yes
10323665 | YORK | YVAHR144B32S | Ducted Indoor Units | 138000 | 11.2 | 21.2 | 154000 | 3.4 | 110000 | 2.15 | 2875 | Yes
203993839 | YORK | YVAHR144B42S | Ducted Indoor Units | 138000 | 11.2 | 21.2 | 154000 | 3.4 | 110000 | 2.15 | 2875 | Yes
202607412 | YORK | YVAHR144B42S | Ducted Indoor Units | 138000 | 11.2 | 21.2 | 154000 | 3.4 | 110000 | 2.15 | 2875 | Yes
10323713 | YORK | YVAHR144B42S | Ducted Indoor Units | 138000 | 11.2 | 21.2 | 154000 | 3.4 | 110000 | 2.15 | 2875 | Yes
204269203 | YORK | YVAHR144B52S | Ducted Indoor Units | 138000 | 11.2 | 21.2 | 154000 | 3.4 | 110000 | 2.15 | 2875 | Yes
204268445 | YORK | YVAHR144B52S | Ducted Indoor Units | 138000 | 11.2 | 21.2 | 154000 | 3.4 | 110000 | 2.15 | 2875 | Yes
203993846 | YORK | YVAHP168B32S | Ducted Indoor Units | 160000 | 11.8 | 21.4 | 180000 | 3.56 | 124000 | 2.4 | 3332.5 | Yes
202607415 | YORK | YVAHP168B32S | Ducted Indoor Units | 160000 | 11.8 | 21.4 | 180000 | 3.56 | 124000 | 2.4 | 3332.5 | Yes
10206792 | YORK | YVAHP168B32S | Ducted Indoor Units | 160000 | 11.8 | 21.4 | 180000 | 3.56 | 124000 | 2.4 | 3332.5 | Yes
203993853 | YORK | YVAHP168B42S | Ducted Indoor Units | 160000 | 11.8 | 21.4 | 180000 | 3.56 | 124000 | 2.4 | 3332.5 | Yes
202607418 | YORK | YVAHP168B42S | Ducted Indoor Units | 160000 | 11.8 | 21.4 | 180000 | 3.56 | 124000 | 2.4 | 3332.5 | Yes
10206834 | YORK | YVAHP168B42S | Ducted Indoor Units | 160000 | 11.8 | 21.4 | 180000 | 3.56 | 124000 | 2.4 | 3332.5 | Yes
204269300 | YORK | YVAHP168B52S | Ducted Indoor Units | 160000 | 11.8 | 21.4 | 180000 | 3.56 | 124000 | 2.4 | 3332.5 | Yes
204268600 | YORK | YVAHP168B52S | Ducted Indoor Units | 160000 | 11.8 | 21.4 | 180000 | 3.56 | 124000 | 2.4 | 3332.5 | Yes
203993860 | YORK | YVAHR168B32S | Ducted Indoor Units | 160000 | 11.8 | 21.4 | 180000 | 3.56 | 124000 | 2.4 | 3332.5 | Yes
202607421 | YORK | YVAHR168B32S | Ducted Indoor Units | 160000 | 11.8 | 21.4 | 180000 | 3.56 | 124000 | 2.4 | 3332.5 | Yes
10323666 | YORK | YVAHR168B32S | Ducted Indoor Units | 160000 | 11.8 | 21.4 | 180000 | 3.56 | 124000 | 2.4 | 3332.5 | Yes
203993867 | YORK | YVAHR168B42S | Ducted Indoor Units | 160000 | 11.8 | 21.4 | 180000 | 3.56 | 124000 | 2.4 | 3332.5 | Yes
202607424 | YORK | YVAHR168B42S | Ducted Indoor Units | 160000 | 11.8 | 21.4 | 180000 | 3.56 | 124000 | 2.4 | 3332.5 | Yes
10323714 | YORK | YVAHR168B42S | Ducted Indoor Units | 160000 | 11.8 | 21.4 | 180000 | 3.56 | 124000 | 2.4 | 3332.5 | Yes
204269204 | YORK | YVAHR168B52S | Ducted Indoor Units | 160000 | 11.8 | 21.4 | 180000 | 3.56 | 124000 | 2.4 | 3332.5 | Yes
204268447 | YORK | YVAHR168B52S | Ducted Indoor Units | 160000 | 11.8 | 21.4 | 180000 | 3.56 | 124000 | 2.4 | 3332.5 | Yes
7990827 | YORK | YVAHP144B41S | Mixed Ducted and Non-Ducted Indoor Units | 138000 | 12.65 | 21.6 | 154000 | 3.76 | 109000 | 2.55 | 2875 | Yes
7990840 | YORK | YVAHR144B41S | Mixed Ducted and Non-Ducted Indoor Units | 138000 | 12.65 | 21.6 | 154000 | 3.76 | 109000 | 2.55 | 2875 | Yes
7990801 | YORK | YVAHP144B31S | Mixed Ducted and Non-Ducted Indoor Units | 138000 | 13.35 | 21.95 | 154000 | 3.83 | 109000 | 2.71 | 2875 | Yes
7990814 | YORK | YVAHR144B31S | Mixed Ducted and Non-Ducted Indoor Units | 138000 | 13.35 | 21.95 | 154000 | 3.83 | 109000 | 2.71 | 2875 | Yes
203994630 | YORK | YVAHP168B32S | Mixed Ducted and Non-Ducted Indoor Units | 160000 | 11.7 | 22.4 | 180000 | 3.6 | 124000 | 2.28 | 3332.5 | Yes
202608042 | YORK | YVAHP168B32S | Mixed Ducted and Non-Ducted Indoor Units | 160000 | 11.7 | 22.4 | 180000 | 3.6 | 124000 | 2.28 | 3332.5 | Yes
10207542 | YORK | YVAHP168B32S | Mixed Ducted and Non-Ducted Indoor Units | 160000 | 11.7 | 22.4 | 180000 | 3.6 | 124000 | 2.28 | 3332.5 | Yes
203994633 | YORK | YVAHP168B42S | Mixed Ducted and Non-Ducted Indoor Units | 160000 | 11.7 | 22.4 | 180000 | 3.6 | 124000 | 2.28 | 3332.5 | Yes
202608045 | YORK | YVAHP168B42S | Mixed Ducted and Non-Ducted Indoor Units | 160000 | 11.7 | 22.4 | 180000 | 3.6 | 124000 | 2.28 | 3332.5 | Yes
10207584 | YORK | YVAHP168B42S | Mixed Ducted and Non-Ducted Indoor Units | 160000 | 11.7 | 22.4 | 180000 | 3.6 | 124000 | 2.28 | 3332.5 | Yes
204269396 | YORK | YVAHP168B52S | Mixed Ducted and Non-Ducted Indoor Units | 160000 | 11.7 | 22.4 | 180000 | 3.6 | 124000 | 2.28 | 3332.5 | Yes
204269108 | YORK | YVAHP168B52S | Mixed Ducted and Non-Ducted Indoor Units | 160000 | 11.7 | 22.4 | 180000 | 3.6 | 124000 | 2.28 | 3332.5 | Yes
203994636 | YORK | YVAHR168B32S | Mixed Ducted and Non-Ducted Indoor Units | 160000 | 11.7 | 22.4 | 180000 | 3.6 | 124000 | 2.28 | 3332.5 | Yes
202608048 | YORK | YVAHR168B32S | Mixed Ducted and Non-Ducted Indoor Units | 160000 | 11.7 | 22.4 | 180000 | 3.6 | 124000 | 2.28 | 3332.5 | Yes
10323813 | YORK | YVAHR168B32S | Mixed Ducted and Non-Ducted Indoor Units | 160000 | 11.7 | 22.4 | 180000 | 3.6 | 124000 | 2.28 | 3332.5 | Yes
203994639 | YORK | YVAHR168B42S | Mixed Ducted and Non-Ducted Indoor Units | 160000 | 11.7 | 22.4 | 180000 | 3.6 | 124000 | 2.28 | 3332.5 | Yes
202608051 | YORK | YVAHR168B42S | Mixed Ducted and Non-Ducted Indoor Units | 160000 | 11.7 | 22.4 | 180000 | 3.6 | 124000 | 2.28 | 3332.5 | Yes
10323764 | YORK | YVAHR168B42S | Mixed Ducted and Non-Ducted Indoor Units | 160000 | 11.7 | 22.4 | 180000 | 3.6 | 124000 | 2.28 | 3332.5 | Yes
204269348 | YORK | YVAHR168B52S | Mixed Ducted and Non-Ducted Indoor Units | 160000 | 11.7 | 22.4 | 180000 | 3.6 | 124000 | 2.28 | 3332.5 | Yes
204269060 | YORK | YVAHR168B52S | Mixed Ducted and Non-Ducted Indoor Units | 160000 | 11.7 | 22.4 | 180000 | 3.6 | 124000 | 2.28 | 3332.5 | Yes
203994612 | YORK | YVAHP144B32S | Mixed Ducted and Non-Ducted Indoor Units | 138000 | 11.05 | 22.55 | 154000 | 3.41 | 110000 | 2.13 | 2875 | Yes
202608012 | YORK | YVAHP144B32S | Mixed Ducted and Non-Ducted Indoor Units | 138000 | 11.05 | 22.55 | 154000 | 3.41 | 110000 | 2.13 | 2875 | Yes
10207541 | YORK | YVAHP144B32S | Mixed Ducted and Non-Ducted Indoor Units | 138000 | 11.05 | 22.55 | 154000 | 3.41 | 110000 | 2.13 | 2875 | Yes
203994615 | YORK | YVAHP144B42S | Mixed Ducted and Non-Ducted Indoor Units | 138000 | 11.05 | 22.55 | 154000 | 3.41 | 110000 | 2.13 | 2875 | Yes
202608015 | YORK | YVAHP144B42S | Mixed Ducted and Non-Ducted Indoor Units | 138000 | 11.05 | 22.55 | 154000 | 3.41 | 110000 | 2.13 | 2875 | Yes
10207583 | YORK | YVAHP144B42S | Mixed Ducted and Non-Ducted Indoor Units | 138000 | 11.05 | 22.55 | 154000 | 3.41 | 110000 | 2.13 | 2875 | Yes
204269395 | YORK | YVAHP144B52S | Mixed Ducted and Non-Ducted Indoor Units | 138000 | 11.05 | 22.55 | 154000 | 3.41 | 110000 | 2.13 | 2875 | Yes
204269107 | YORK | YVAHP144B52S | Mixed Ducted and Non-Ducted Indoor Units | 138000 | 11.05 | 22.55 | 154000 | 3.41 | 110000 | 2.13 | 2875 | Yes
203994618 | YORK | YVAHR144B32S | Mixed Ducted and Non-Ducted Indoor Units | 138000 | 11.05 | 22.55 | 154000 | 3.41 | 110000 | 2.13 | 2875 | Yes
202608018 | YORK | YVAHR144B32S | Mixed Ducted and Non-Ducted Indoor Units | 138000 | 11.05 | 22.55 | 154000 | 3.41 | 110000 | 2.13 | 2875 | Yes
10323812 | YORK | YVAHR144B32S | Mixed Ducted and Non-Ducted Indoor Units | 138000 | 11.05 | 22.55 | 154000 | 3.41 | 110000 | 2.13 | 2875 | Yes
203994621 | YORK | YVAHR144B42S | Mixed Ducted and Non-Ducted Indoor Units | 138000 | 11.05 | 22.55 | 154000 | 3.41 | 110000 | 2.13 | 2875 | Yes
202608021 | YORK | YVAHR144B42S | Mixed Ducted and Non-Ducted Indoor Units | 138000 | 11.05 | 22.55 | 154000 | 3.41 | 110000 | 2.13 | 2875 | Yes
10323763 | YORK | YVAHR144B42S | Mixed Ducted and Non-Ducted Indoor Units | 138000 | 11.05 | 22.55 | 154000 | 3.41 | 110000 | 2.13 | 2875 | Yes
204269347 | YORK | YVAHR144B52S | Mixed Ducted and Non-Ducted Indoor Units | 138000 | 11.05 | 22.55 | 154000 | 3.41 | 110000 | 2.13 | 2875 | Yes
204269059 | YORK | YVAHR144B52S | Mixed Ducted and Non-Ducted Indoor Units | 138000 | 11.05 | 22.55 | 154000 | 3.41 | 110000 | 2.13 | 2875 | Yes
203994010 | YORK | YVAHP168B32S | Non-Ducted Indoor Units | 160000 | 11.6 | 23.4 | 180000 | 3.65 | 124000 | 2.16 | 3332.5 | Yes
202607525 | YORK | YVAHP168B32S | Non-Ducted Indoor Units | 160000 | 11.6 | 23.4 | 180000 | 3.65 | 124000 | 2.16 | 3332.5 | Yes
10206708 | YORK | YVAHP168B32S | Non-Ducted Indoor Units | 160000 | 11.6 | 23.4 | 180000 | 3.65 | 124000 | 2.16 | 3332.5 | Yes
203994016 | YORK | YVAHP168B42S | Non-Ducted Indoor Units | 160000 | 11.6 | 23.4 | 180000 | 3.65 | 124000 | 2.16 | 3332.5 | Yes
202607528 | YORK | YVAHP168B42S | Non-Ducted Indoor Units | 160000 | 11.6 | 23.4 | 180000 | 3.65 | 124000 | 2.16 | 3332.5 | Yes
10206750 | YORK | YVAHP168B42S | Non-Ducted Indoor Units | 160000 | 11.6 | 23.4 | 180000 | 3.65 | 124000 | 2.16 | 3332.5 | Yes
204269252 | YORK | YVAHP168B52S | Non-Ducted Indoor Units | 160000 | 11.6 | 23.4 | 180000 | 3.65 | 124000 | 2.16 | 3332.5 | Yes
204268536 | YORK | YVAHP168B52S | Non-Ducted Indoor Units | 160000 | 11.6 | 23.4 | 180000 | 3.65 | 124000 | 2.16 | 3332.5 | Yes
203994023 | YORK | YVAHR168B32S | Non-Ducted Indoor Units | 160000 | 11.6 | 23.4 | 180000 | 3.65 | 124000 | 2.16 | 3332.5 | Yes
202607531 | YORK | YVAHR168B32S | Non-Ducted Indoor Units | 160000 | 11.6 | 23.4 | 180000 | 3.65 | 124000 | 2.16 | 3332.5 | Yes
10323570 | YORK | YVAHR168B32S | Non-Ducted Indoor Units | 160000 | 11.6 | 23.4 | 180000 | 3.65 | 124000 | 2.16 | 3332.5 | Yes
203994030 | YORK | YVAHR168B42S | Non-Ducted Indoor Units | 160000 | 11.6 | 23.4 | 180000 | 3.65 | 124000 | 2.16 | 3332.5 | Yes
202607534 | YORK | YVAHR168B42S | Non-Ducted Indoor Units | 160000 | 11.6 | 23.4 | 180000 | 3.65 | 124000 | 2.16 | 3332.5 | Yes
10323618 | YORK | YVAHR168B42S | Non-Ducted Indoor Units | 160000 | 11.6 | 23.4 | 180000 | 3.65 | 124000 | 2.16 | 3332.5 | Yes
204269156 | YORK | YVAHR168B52S | Non-Ducted Indoor Units | 160000 | 11.6 | 23.4 | 180000 | 3.65 | 124000 | 2.16 | 3332.5 | Yes
204268396 | YORK | YVAHR168B52S | Non-Ducted Indoor Units | 160000 | 11.6 | 23.4 | 180000 | 3.65 | 124000 | 2.16 | 3332.5 | Yes
7987362 | YORK | YVAHP144B41S | Non-Ducted Indoor Units | 138000 | 13.6 | 23.8 | 154000 | 4.04 | 109000 | 2.58 | 2875 | Yes
7987382 | YORK | YVAHR144B41S | Non-Ducted Indoor Units | 138000 | 13.6 | 23.8 | 154000 | 4.04 | 109000 | 2.58 | 2875 | Yes
7987316 | YORK | YVAHP144B31S | Non-Ducted Indoor Units | 138000 | 14.4 | 24.2 | 154000 | 4.11 | 109000 | 2.78 | 2875 | Yes
7987336 | YORK | YVAHR144B31S | Non-Ducted Indoor Units | 138000 | 14.4 | 24.2 | 154000 | 4.11 | 109000 | 2.78 | 2875 | Yes
7990798 | YORK | YVAHP072B31S | Mixed Ducted and Non-Ducted Indoor Units | 69000 | 14 | 23.15 | 76000 | 4.02 | 55000 | 2.5 | 1437.5 | Yes
7987310 | YORK | YVAHP072B31S | Non-Ducted Indoor Units | 69000 | 15.6 | 25.2 | 76000 | 4.21 | 55000 | 2.56 | 1437.5 | Yes
7987311 | YORK | YVAHP072B31S | Ducted Indoor Units | 69000 | 12.4 | 21.1 | 76000 | 3.83 | 55000 | 2.44 | 1437.5 | Yes
203994564 | YORK | YVAHP072B32S | Mixed Ducted and Non-Ducted Indoor Units | 69000 | 13.55 | 23.8 | 77000 | 3.89 | 56000 | 2.49 | 1437.5 | Yes
203993679 | YORK | YVAHP072B32S | Ducted Indoor Units | 69000 | 12.2 | 21.1 | 77000 | 3.54 | 56000 | 2.38 | 1437.5 | Yes
203993706 | YORK | YVAHP072B32S | Non-Ducted Indoor Units | 69000 | 14.9 | 26.5 | 77000 | 4.25 | 56000 | 2.6 | 1437.5 | Yes
202607928 | YORK | YVAHP072B32S | Mixed Ducted and Non-Ducted Indoor Units | 69000 | 13.55 | 23.8 | 77000 | 3.89 | 56000 | 2.49 | 1437.5 | Yes
202607343 | YORK | YVAHP072B32S | Ducted Indoor Units | 69000 | 12.2 | 21.1 | 77000 | 3.54 | 56000 | 2.38 | 1437.5 | Yes
202607355 | YORK | YVAHP072B32S | Non-Ducted Indoor Units | 69000 | 14.9 | 26.5 | 77000 | 4.25 | 56000 | 2.6 | 1437.5 | Yes
10207538 | YORK | YVAHP072B32S | Mixed Ducted and Non-Ducted Indoor Units | 69000 | 13.55 | 23.8 | 77000 | 3.89 | 56000 | 2.49 | 1437.5 | Yes
10206704 | YORK | YVAHP072B32S | Non-Ducted Indoor Units | 69000 | 14.9 | 26.5 | 77000 | 4.25 | 56000 | 2.6 | 1437.5 | Yes
10206788 | YORK | YVAHP072B32S | Ducted Indoor Units | 69000 | 12.2 | 21.1 | 77000 | 3.54 | 56000 | 2.38 | 1437.5 | Yes
7987356 | YORK | YVAHP072B41S | Non-Ducted Indoor Units | 69000 | 14.9 | 24.8 | 76000 | 4.1 | 55000 | 2.43 | 1437.5 | Yes
7987357 | YORK | YVAHP072B41S | Ducted Indoor Units | 69000 | 11.8 | 20.3 | 76000 | 3.65 | 55000 | 2.37 | 1437.5 | Yes
7990824 | YORK | YVAHP072B41S | Mixed Ducted and Non-Ducted Indoor Units | 69000 | 13.35 | 22.55 | 76000 | 3.87 | 55000 | 2.4 | 1437.5 | Yes
203994567 | YORK | YVAHP072B42S | Mixed Ducted and Non-Ducted Indoor Units | 69000 | 13.55 | 23.8 | 77000 | 3.89 | 56000 | 2.49 | 1437.5 | Yes
203993686 | YORK | YVAHP072B42S | Ducted Indoor Units | 69000 | 12.2 | 21.1 | 77000 | 3.54 | 56000 | 2.38 | 1437.5 | Yes
203993713 | YORK | YVAHP072B42S | Non-Ducted Indoor Units | 69000 | 14.9 | 26.5 | 77000 | 4.25 | 56000 | 2.6 | 1437.5 | Yes
202607931 | YORK | YVAHP072B42S | Mixed Ducted and Non-Ducted Indoor Units | 69000 | 13.55 | 23.8 | 77000 | 3.89 | 56000 | 2.49 | 1437.5 | Yes
202607346 | YORK | YVAHP072B42S | Ducted Indoor Units | 69000 | 12.2 | 21.1 | 77000 | 3.54 | 56000 | 2.38 | 1437.5 | Yes
202607358 | YORK | YVAHP072B42S | Non-Ducted Indoor Units | 69000 | 14.9 | 26.5 | 77000 | 4.25 | 56000 | 2.6 | 1437.5 | Yes
10206830 | YORK | YVAHP072B42S | Ducted Indoor Units | 69000 | 12.2 | 21.1 | 77000 | 3.54 | 56000 | 2.38 | 1437.5 | Yes
10207580 | YORK | YVAHP072B42S | Mixed Ducted and Non-Ducted Indoor Units | 69000 | 13.55 | 23.8 | 77000 | 3.89 | 56000 | 2.49 | 1437.5 | Yes
10206746 | YORK | YVAHP072B42S | Non-Ducted Indoor Units | 69000 | 14.9 | 26.5 | 77000 | 4.25 | 56000 | 2.6 | 1437.5 | Yes
204269296 | YORK | YVAHP072B52S | Ducted Indoor Units | 69000 | 12.2 | 21.1 | 77000 | 3.54 | 56000 | 2.38 | 1437.5 | Yes
204269392 | YORK | YVAHP072B52S | Mixed Ducted and Non-Ducted Indoor Units | 69000 | 13.55 | 23.8 | 77000 | 3.89 | 56000 | 2.49 | 1437.5 | Yes
204269104 | YORK | YVAHP072B52S | Mixed Ducted and Non-Ducted Indoor Units | 69000 | 13.55 | 23.8 | 77000 | 3.89 | 56000 | 2.49 | 1437.5 | Yes
204269248 | YORK | YVAHP072B52S | Non-Ducted Indoor Units | 69000 | 14.9 | 26.5 | 77000 | 4.25 | 56000 | 2.6 | 1437.5 | Yes
204268530 | YORK | YVAHP072B52S | Non-Ducted Indoor Units | 69000 | 14.9 | 26.5 | 77000 | 4.25 | 56000 | 2.6 | 1437.5 | Yes
204268596 | YORK | YVAHP072B52S | Ducted Indoor Units | 69000 | 12.2 | 21.1 | 77000 | 3.54 | 56000 | 2.38 | 1437.5 | Yes
7990799 | YORK | YVAHP096B31S | Mixed Ducted and Non-Ducted Indoor Units | 92000 | 12.3 | 20.8 | 103000 | 3.73 | 76000 | 2.36 | 1917.5 | Yes
7987312 | YORK | YVAHP096B31S | Non-Ducted Indoor Units | 92000 | 13.2 | 21.8 | 103000 | 3.96 | 76000 | 2.4 | 1917.5 | Yes
203994582 | YORK | YVAHP096B32S | Mixed Ducted and Non-Ducted Indoor Units | 92000 | 12.4 | 23 | 103000 | 3.71 | 76000 | 2.38 | 1917.5 | Yes
203993735 | YORK | YVAHP096B32S | Ducted Indoor Units | 92000 | 12.4 | 22.1 | 103000 | 3.65 | 76000 | 2.36 | 1917.5 | Yes
203993763 | YORK | YVAHP096B32S | Non-Ducted Indoor Units | 92000 | 12.4 | 23.9 | 103000 | 3.77 | 76000 | 2.4 | 1917.5 | Yes
202607958 | YORK | YVAHP096B32S | Mixed Ducted and Non-Ducted Indoor Units | 92000 | 12.4 | 23 | 103000 | 3.71 | 76000 | 2.38 | 1917.5 | Yes
202607367 | YORK | YVAHP096B32S | Ducted Indoor Units | 92000 | 12.4 | 22.1 | 103000 | 3.65 | 76000 | 2.36 | 1917.5 | Yes
202607379 | YORK | YVAHP096B32S | Non-Ducted Indoor Units | 92000 | 12.4 | 23.9 | 103000 | 3.77 | 76000 | 2.4 | 1917.5 | Yes
10207539 | YORK | YVAHP096B32S | Mixed Ducted and Non-Ducted Indoor Units | 92000 | 12.4 | 23 | 103000 | 3.71 | 76000 | 2.38 | 1917.5 | Yes
10206705 | YORK | YVAHP096B32S | Non-Ducted Indoor Units | 92000 | 12.4 | 23.9 | 103000 | 3.77 | 76000 | 2.4 | 1917.5 | Yes
10206789 | YORK | YVAHP096B32S | Ducted Indoor Units | 92000 | 12.4 | 22.1 | 103000 | 3.65 | 76000 | 2.36 | 1917.5 | Yes
7987358 | YORK | YVAHP096B41S | Non-Ducted Indoor Units | 92000 | 13.1 | 21.4 | 103000 | 3.76 | 76000 | 2.28 | 1917.5 | Yes
7990825 | YORK | YVAHP096B41S | Mixed Ducted and Non-Ducted Indoor Units | 92000 | 12.05 | 20.45 | 103000 | 3.54 | 76000 | 2.24 | 1917.5 | Yes
203994585 | YORK | YVAHP096B42S | Mixed Ducted and Non-Ducted Indoor Units | 92000 | 12.4 | 23 | 103000 | 3.71 | 76000 | 2.38 | 1917.5 | Yes
203993742 | YORK | YVAHP096B42S | Ducted Indoor Units | 92000 | 12.4 | 22.1 | 103000 | 3.65 | 76000 | 2.36 | 1917.5 | Yes
203993770 | YORK | YVAHP096B42S | Non-Ducted Indoor Units | 92000 | 12.4 | 23.9 | 103000 | 3.77 | 76000 | 2.4 | 1917.5 | Yes
202607961 | YORK | YVAHP096B42S | Mixed Ducted and Non-Ducted Indoor Units | 92000 | 12.4 | 23 | 103000 | 3.71 | 76000 | 2.38 | 1917.5 | Yes
202607370 | YORK | YVAHP096B42S | Ducted Indoor Units | 92000 | 12.4 | 22.1 | 103000 | 3.65 | 76000 | 2.36 | 1917.5 | Yes
202607382 | YORK | YVAHP096B42S | Non-Ducted Indoor Units | 92000 | 12.4 | 23.9 | 103000 | 3.77 | 76000 | 2.4 | 1917.5 | Yes
10206831 | YORK | YVAHP096B42S | Ducted Indoor Units | 92000 | 12.4 | 22.1 | 103000 | 3.65 | 76000 | 2.36 | 1917.5 | Yes
10207581 | YORK | YVAHP096B42S | Mixed Ducted and Non-Ducted Indoor Units | 92000 | 12.4 | 23 | 103000 | 3.71 | 76000 | 2.38 | 1917.5 | Yes
10206747 | YORK | YVAHP096B42S | Non-Ducted Indoor Units | 92000 | 12.4 | 23.9 | 103000 | 3.77 | 76000 | 2.4 | 1917.5 | Yes
204269297 | YORK | YVAHP096B52S | Ducted Indoor Units | 92000 | 12.4 | 22.1 | 103000 | 3.65 | 76000 | 2.36 | 1917.5 | Yes
204269393 | YORK | YVAHP096B52S | Mixed Ducted and Non-Ducted Indoor Units | 92000 | 12.4 | 23 | 103000 | 3.71 | 76000 | 2.38 | 1917.5 | Yes
204269105 | YORK | YVAHP096B52S | Mixed Ducted and Non-Ducted Indoor Units | 92000 | 12.4 | 23 | 103000 | 3.71 | 76000 | 2.38 | 1917.5 | Yes
204269249 | YORK | YVAHP096B52S | Non-Ducted Indoor Units | 92000 | 12.4 | 23.9 | 103000 | 3.77 | 76000 | 2.4 | 1917.5 | Yes
204268531 | YORK | YVAHP096B52S | Non-Ducted Indoor Units | 92000 | 12.4 | 23.9 | 103000 | 3.77 | 76000 | 2.4 | 1917.5 | Yes
204268597 | YORK | YVAHP096B52S | Ducted Indoor Units | 92000 | 12.4 | 22.1 | 103000 | 3.65 | 76000 | 2.36 | 1917.5 | Yes
203994594 | YORK | YVAHP120B32S | Mixed Ducted and Non-Ducted Indoor Units | 115000 | 12.45 | 23.05 | 129000 | 3.69 | 92000 | 2.33 | 2395 | Yes
203993790 | YORK | YVAHP120B32S | Ducted Indoor Units | 115000 | 12.2 | 21.7 | 129000 | 3.55 | 92000 | 2.3 | 2395 | Yes
203993929 | YORK | YVAHP120B32S | Non-Ducted Indoor Units | 115000 | 12.7 | 24.4 | 129000 | 3.84 | 92000 | 2.37 | 2395 | Yes
202607982 | YORK | YVAHP120B32S | Mixed Ducted and Non-Ducted Indoor Units | 115000 | 12.45 | 23.05 | 129000 | 3.69 | 92000 | 2.33 | 2395 | Yes
202607465 | YORK | YVAHP120B32S | Non-Ducted Indoor Units | 115000 | 12.7 | 24.4 | 129000 | 3.84 | 92000 | 2.37 | 2395 | Yes
202607391 | YORK | YVAHP120B32S | Ducted Indoor Units | 115000 | 12.2 | 21.7 | 129000 | 3.55 | 92000 | 2.3 | 2395 | Yes
10207540 | YORK | YVAHP120B32S | Mixed Ducted and Non-Ducted Indoor Units | 115000 | 12.45 | 23.05 | 129000 | 3.69 | 92000 | 2.33 | 2395 | Yes
10206706 | YORK | YVAHP120B32S | Non-Ducted Indoor Units | 115000 | 12.7 | 24.4 | 129000 | 3.84 | 92000 | 2.37 | 2395 | Yes
10206790 | YORK | YVAHP120B32S | Ducted Indoor Units | 115000 | 12.2 | 21.7 | 129000 | 3.55 | 92000 | 2.3 | 2395 | Yes
203994597 | YORK | YVAHP120B42S | Mixed Ducted and Non-Ducted Indoor Units | 115000 | 12.45 | 23.05 | 129000 | 3.69 | 92000 | 2.33 | 2395 | Yes
203993797 | YORK | YVAHP120B42S | Ducted Indoor Units | 115000 | 12.2 | 21.7 | 129000 | 3.55 | 92000 | 2.3 | 2395 | Yes
203993936 | YORK | YVAHP120B42S | Non-Ducted Indoor Units | 115000 | 12.7 | 24.4 | 129000 | 3.84 | 92000 | 2.37 | 2395 | Yes
202607985 | YORK | YVAHP120B42S | Mixed Ducted and Non-Ducted Indoor Units | 115000 | 12.45 | 23.05 | 129000 | 3.69 | 92000 | 2.33 | 2395 | Yes
202607468 | YORK | YVAHP120B42S | Non-Ducted Indoor Units | 115000 | 12.7 | 24.4 | 129000 | 3.84 | 92000 | 2.37 | 2395 | Yes
202607394 | YORK | YVAHP120B42S | Ducted Indoor Units | 115000 | 12.2 | 21.7 | 129000 | 3.55 | 92000 | 2.3 | 2395 | Yes
10206832 | YORK | YVAHP120B42S | Ducted Indoor Units | 115000 | 12.2 | 21.7 | 129000 | 3.55 | 92000 | 2.3 | 2395 | Yes
10207582 | YORK | YVAHP120B42S | Mixed Ducted and Non-Ducted Indoor Units | 115000 | 12.45 | 23.05 | 129000 | 3.69 | 92000 | 2.33 | 2395 | Yes
10206748 | YORK | YVAHP120B42S | Non-Ducted Indoor Units | 115000 | 12.7 | 24.4 | 129000 | 3.84 | 92000 | 2.37 | 2395 | Yes
204269298 | YORK | YVAHP120B52S | Ducted Indoor Units | 114000 | 12.4 | 21.7 | 129000 | 3.55 | 92000 | 2.3 | 2375 | Yes
204269394 | YORK | YVAHP120B52S | Mixed Ducted and Non-Ducted Indoor Units | 114000 | 12.55 | 23.05 | 129000 | 3.69 | 92000 | 2.33 | 2375 | Yes
204269106 | YORK | YVAHP120B52S | Mixed Ducted and Non-Ducted Indoor Units | 114000 | 12.55 | 23.05 | 129000 | 3.69 | 92000 | 2.33 | 2375 | Yes
204269250 | YORK | YVAHP120B52S | Non-Ducted Indoor Units | 114000 | 12.7 | 24.4 | 129000 | 3.84 | 92000 | 2.37 | 2375 | Yes
204268533 | YORK | YVAHP120B52S | Non-Ducted Indoor Units | 114000 | 12.7 | 24.4 | 129000 | 3.84 | 92000 | 2.37 | 2375 | Yes
204268598 | YORK | YVAHP120B52S | Ducted Indoor Units | 114000 | 12.4 | 21.7 | 129000 | 3.55 | 92000 | 2.3 | 2375 | Yes
7987326 | YORK | YVAHP264B31S | Non-Ducted Indoor Units | 252000 | 10.3 | 18.8 | 280000 | 3.61 | 200000 | 2.37 | 5250 | Yes
7987327 | YORK | YVAHP264B31S | Ducted Indoor Units | 252000 | 11.3 | 19.4 | 280000 | 3.65 | 200000 | 2.54 | 5250 | Yes
7990806 | YORK | YVAHP264B31S | Mixed Ducted and Non-Ducted Indoor Units | 252000 | 10.8 | 19.1 | 280000 | 3.63 | 200000 | 2.45 | 5250 | Yes
203994684 | YORK | YVAHP264B32S | Mixed Ducted and Non-Ducted Indoor Units | 252000 | 10.25 | 20.95 | 282000 | 3.63 | 200000 | 2.26 | 5250 | Yes
203994144 | YORK | YVAHP264B32S | Ducted Indoor Units | 252000 | 10.5 | 20.8 | 282000 | 3.56 | 200000 | 2.26 | 5250 | Yes
203994156 | YORK | YVAHP264B32S | Non-Ducted Indoor Units | 252000 | 10 | 21.1 | 282000 | 3.7 | 200000 | 2.26 | 5250 | Yes
202608150 | YORK | YVAHP264B32S | Mixed Ducted and Non-Ducted Indoor Units | 252000 | 10.25 | 20.95 | 282000 | 3.63 | 200000 | 2.26 | 5250 | Yes
202607648 | YORK | YVAHP264B32S | Ducted Indoor Units | 252000 | 10.5 | 20.8 | 282000 | 3.56 | 200000 | 2.26 | 5250 | Yes
202607660 | YORK | YVAHP264B32S | Non-Ducted Indoor Units | 252000 | 10 | 21.1 | 282000 | 3.7 | 200000 | 2.26 | 5250 | Yes
10207546 | YORK | YVAHP264B32S | Mixed Ducted and Non-Ducted Indoor Units | 252000 | 10.25 | 20.95 | 282000 | 3.63 | 200000 | 2.26 | 5250 | Yes
10206712 | YORK | YVAHP264B32S | Non-Ducted Indoor Units | 252000 | 10 | 21.1 | 282000 | 3.7 | 200000 | 2.26 | 5250 | Yes
10206796 | YORK | YVAHP264B32S | Ducted Indoor Units | 252000 | 10.5 | 20.8 | 282000 | 3.56 | 200000 | 2.26 | 5250 | Yes
7987372 | YORK | YVAHP264B41S | Non-Ducted Indoor Units | 252000 | 10 | 18.2 | 280000 | 3.5 | 200000 | 2.3 | 5250 | Yes
7987373 | YORK | YVAHP264B41S | Ducted Indoor Units | 252000 | 10.7 | 19 | 280000 | 3.47 | 200000 | 2.41 | 5250 | Yes
7990832 | YORK | YVAHP264B41S | Mixed Ducted and Non-Ducted Indoor Units | 252000 | 10.35 | 18.6 | 280000 | 3.48 | 200000 | 2.35 | 5250 | Yes
203994687 | YORK | YVAHP264B42S | Mixed Ducted and Non-Ducted Indoor Units | 252000 | 10.25 | 20.95 | 282000 | 3.63 | 200000 | 2.26 | 5250 | Yes
203994147 | YORK | YVAHP264B42S | Ducted Indoor Units | 252000 | 10.5 | 20.8 | 282000 | 3.56 | 200000 | 2.26 | 5250 | Yes
203994159 | YORK | YVAHP264B42S | Non-Ducted Indoor Units | 252000 | 10 | 21.1 | 282000 | 3.7 | 200000 | 2.26 | 5250 | Yes
202608153 | YORK | YVAHP264B42S | Mixed Ducted and Non-Ducted Indoor Units | 252000 | 10.25 | 20.95 | 282000 | 3.63 | 200000 | 2.26 | 5250 | Yes
202607651 | YORK | YVAHP264B42S | Ducted Indoor Units | 252000 | 10.5 | 20.8 | 282000 | 3.56 | 200000 | 2.26 | 5250 | Yes
202607663 | YORK | YVAHP264B42S | Non-Ducted Indoor Units | 252000 | 10 | 21.1 | 282000 | 3.7 | 200000 | 2.26 | 5250 | Yes
10206838 | YORK | YVAHP264B42S | Ducted Indoor Units | 252000 | 10.5 | 20.8 | 282000 | 3.56 | 200000 | 2.26 | 5250 | Yes
10207588 | YORK | YVAHP264B42S | Mixed Ducted and Non-Ducted Indoor Units | 252000 | 10.25 | 20.95 | 282000 | 3.63 | 200000 | 2.26 | 5250 | Yes
10206754 | YORK | YVAHP264B42S | Non-Ducted Indoor Units | 252000 | 10 | 21.1 | 282000 | 3.7 | 200000 | 2.26 | 5250 | Yes
204269304 | YORK | YVAHP264B52S | Ducted Indoor Units | 252000 | 10.5 | 20.8 | 282000 | 3.56 | 200000 | 2.26 | 5250 | Yes
204269400 | YORK | YVAHP264B52S | Mixed Ducted and Non-Ducted Indoor Units | 252000 | 10.25 | 20.95 | 282000 | 3.63 | 200000 | 2.26 | 5250 | Yes
204269112 | YORK | YVAHP264B52S | Mixed Ducted and Non-Ducted Indoor Units | 252000 | 10.25 | 20.95 | 282000 | 3.63 | 200000 | 2.26 | 5250 | Yes
204269256 | YORK | YVAHP264B52S | Non-Ducted Indoor Units | 252000 | 10 | 21.1 | 282000 | 3.7 | 200000 | 2.26 | 5250 | Yes
204268545 | YORK | YVAHP264B52S | Non-Ducted Indoor Units | 252000 | 10 | 21.1 | 282000 | 3.7 | 200000 | 2.26 | 5250 | Yes
204268604 | YORK | YVAHP264B52S | Ducted Indoor Units | 252000 | 10.5 | 20.8 | 282000 | 3.56 | 200000 | 2.26 | 5250 | Yes
7987328 | YORK | YVAHP288B31S | Non-Ducted Indoor Units | 276000 | 10 | 18.6 | 308000 | 3.7 | 216000 | 2.42 | 5750 | Yes
7987329 | YORK | YVAHP288B31S | Ducted Indoor Units | 276000 | 10.5 | 19.4 | 308000 | 3.69 | 216000 | 2.54 | 5750 | Yes
7990807 | YORK | YVAHP288B31S | Mixed Ducted and Non-Ducted Indoor Units | 276000 | 10.25 | 19 | 308000 | 3.69 | 216000 | 2.48 | 5750 | Yes
203994702 | YORK | YVAHP288B32S | Mixed Ducted and Non-Ducted Indoor Units | 276000 | 9.7 | 20.05 | 308000 | 3.42 | 214000 | 2.22 | 5750 | Yes
203994174 | YORK | YVAHP288B32S | Ducted Indoor Units | 276000 | 9.9 | 20.7 | 308000 | 3.42 | 214000 | 2.24 | 5750 | Yes
202608180 | YORK | YVAHP288B32S | Mixed Ducted and Non-Ducted Indoor Units | 276000 | 9.7 | 20.05 | 308000 | 3.42 | 214000 | 2.22 | 5750 | Yes
202607690 | YORK | YVAHP288B32S | Ducted Indoor Units | 276000 | 9.9 | 20.7 | 308000 | 3.42 | 214000 | 2.24 | 5750 | Yes
10207547 | YORK | YVAHP288B32S | Mixed Ducted and Non-Ducted Indoor Units | 276000 | 9.7 | 20.05 | 308000 | 3.42 | 214000 | 2.22 | 5750 | Yes
10206797 | YORK | YVAHP288B32S | Ducted Indoor Units | 276000 | 9.9 | 20.7 | 308000 | 3.42 | 214000 | 2.24 | 5750 | Yes
7987375 | YORK | YVAHP288B41S | Ducted Indoor Units | 276000 | 10.1 | 19 | 308000 | 3.52 | 216000 | 2.45 | 5750 | Yes
7990833 | YORK | YVAHP288B41S | Mixed Ducted and Non-Ducted Indoor Units | 276000 | 9.8 | 18.35 | 308000 | 3.55 | 216000 | 2.39 | 5750 | Yes
203994705 | YORK | YVAHP288B42S | Mixed Ducted and Non-Ducted Indoor Units | 276000 | 9.7 | 20.05 | 308000 | 3.42 | 214000 | 2.22 | 5750 | Yes
203994177 | YORK | YVAHP288B42S | Ducted Indoor Units | 276000 | 9.9 | 20.7 | 308000 | 3.42 | 214000 | 2.24 | 5750 | Yes
202608183 | YORK | YVAHP288B42S | Mixed Ducted and Non-Ducted Indoor Units | 276000 | 9.7 | 20.05 | 308000 | 3.42 | 214000 | 2.22 | 5750 | Yes
202607693 | YORK | YVAHP288B42S | Ducted Indoor Units | 276000 | 9.9 | 20.7 | 308000 | 3.42 | 214000 | 2.24 | 5750 | Yes
10206839 | YORK | YVAHP288B42S | Ducted Indoor Units | 276000 | 9.9 | 20.7 | 308000 | 3.42 | 214000 | 2.24 | 5750 | Yes
10207589 | YORK | YVAHP288B42S | Mixed Ducted and Non-Ducted Indoor Units | 276000 | 9.7 | 20.05 | 308000 | 3.42 | 214000 | 2.22 | 5750 | Yes
204269305 | YORK | YVAHP288B52S | Ducted Indoor Units | 276000 | 9.9 | 20.7 | 308000 | 3.42 | 214000 | 2.24 | 5750 | Yes
204269401 | YORK | YVAHP288B52S | Mixed Ducted and Non-Ducted Indoor Units | 276000 | 9.7 | 20.05 | 308000 | 3.42 | 214000 | 2.22 | 5750 | Yes
204269113 | YORK | YVAHP288B52S | Mixed Ducted and Non-Ducted Indoor Units | 276000 | 9.7 | 20.05 | 308000 | 3.42 | 214000 | 2.22 | 5750 | Yes
204268606 | YORK | YVAHP288B52S | Ducted Indoor Units | 276000 | 9.9 | 20.7 | 308000 | 3.42 | 214000 | 2.24 | 5750 | Yes
7987330 | YORK | YVAHP312B31S | Non-Ducted Indoor Units | 298000 | 9.6 | 18.8 | 334000 | 3.56 | 236000 | 2.37 | 6207.5 | Yes
7987331 | YORK | YVAHP312B31S | Ducted Indoor Units | 298000 | 9.9 | 19.8 | 334000 | 3.55 | 236000 | 2.47 | 6207.5 | Yes
7990808 | YORK | YVAHP312B31S | Mixed Ducted and Non-Ducted Indoor Units | 298000 | 9.75 | 19.3 | 334000 | 3.55 | 236000 | 2.42 | 6207.5 | Yes
203994714 | YORK | YVAHP312B32S | Mixed Ducted and Non-Ducted Indoor Units | 298000 | 9.85 | 19.9 | 334000 | 3.34 | 232000 | 2.08 | 6207.5 | Yes
203994198 | YORK | YVAHP312B32S | Ducted Indoor Units | 298000 | 10 | 19.5 | 334000 | 3.31 | 232000 | 2.12 | 6207.5 | Yes
203994210 | YORK | YVAHP312B32S | Non-Ducted Indoor Units | 298000 | 9.7 | 20.3 | 334000 | 3.37 | 232000 | 2.05 | 6207.5 | Yes
202608204 | YORK | YVAHP312B32S | Mixed Ducted and Non-Ducted Indoor Units | 298000 | 9.85 | 19.9 | 334000 | 3.34 | 232000 | 2.08 | 6207.5 | Yes
202607738 | YORK | YVAHP312B32S | Ducted Indoor Units | 298000 | 10 | 19.5 | 334000 | 3.31 | 232000 | 2.12 | 6207.5 | Yes
202607750 | YORK | YVAHP312B32S | Non-Ducted Indoor Units | 298000 | 9.7 | 20.3 | 334000 | 3.37 | 232000 | 2.05 | 6207.5 | Yes
10207548 | YORK | YVAHP312B32S | Mixed Ducted and Non-Ducted Indoor Units | 298000 | 9.85 | 19.9 | 334000 | 3.34 | 232000 | 2.08 | 6207.5 | Yes
10206714 | YORK | YVAHP312B32S | Non-Ducted Indoor Units | 298000 | 9.7 | 20.3 | 334000 | 3.37 | 232000 | 2.05 | 6207.5 | Yes
10206798 | YORK | YVAHP312B32S | Ducted Indoor Units | 298000 | 10 | 19.5 | 334000 | 3.31 | 232000 | 2.12 | 6207.5 | Yes
203994717 | YORK | YVAHP312B42S | Mixed Ducted and Non-Ducted Indoor Units | 298000 | 9.85 | 19.9 | 334000 | 3.34 | 232000 | 2.08 | 6207.5 | Yes
203994201 | YORK | YVAHP312B42S | Ducted Indoor Units | 298000 | 10 | 19.5 | 334000 | 3.31 | 232000 | 2.12 | 6207.5 | Yes
203994213 | YORK | YVAHP312B42S | Non-Ducted Indoor Units | 298000 | 9.7 | 20.3 | 334000 | 3.37 | 232000 | 2.05 | 6207.5 | Yes
202608207 | YORK | YVAHP312B42S | Mixed Ducted and Non-Ducted Indoor Units | 298000 | 9.85 | 19.9 | 334000 | 3.34 | 232000 | 2.08 | 6207.5 | Yes
202607741 | YORK | YVAHP312B42S | Ducted Indoor Units | 298000 | 10 | 19.5 | 334000 | 3.31 | 232000 | 2.12 | 6207.5 | Yes
202607753 | YORK | YVAHP312B42S | Non-Ducted Indoor Units | 298000 | 9.7 | 20.3 | 334000 | 3.37 | 232000 | 2.05 | 6207.5 | Yes
10206840 | YORK | YVAHP312B42S | Ducted Indoor Units | 298000 | 10 | 19.5 | 334000 | 3.31 | 232000 | 2.12 | 6207.5 | Yes
10207590 | YORK | YVAHP312B42S | Mixed Ducted and Non-Ducted Indoor Units | 298000 | 9.85 | 19.9 | 334000 | 3.34 | 232000 | 2.08 | 6207.5 | Yes
10206756 | YORK | YVAHP312B42S | Non-Ducted Indoor Units | 298000 | 9.7 | 20.3 | 334000 | 3.37 | 232000 | 2.05 | 6207.5 | Yes
204269306 | YORK | YVAHP312B52S | Ducted Indoor Units | 298000 | 10 | 19.5 | 334000 | 3.31 | 232000 | 2.12 | 6207.5 | Yes
204269402 | YORK | YVAHP312B52S | Mixed Ducted and Non-Ducted Indoor Units | 298000 | 9.85 | 19.9 | 334000 | 3.34 | 232000 | 2.08 | 6207.5 | Yes
204269114 | YORK | YVAHP312B52S | Mixed Ducted and Non-Ducted Indoor Units | 298000 | 9.85 | 19.9 | 334000 | 3.34 | 232000 | 2.08 | 6207.5 | Yes
204269258 | YORK | YVAHP312B52S | Non-Ducted Indoor Units | 298000 | 9.7 | 20.3 | 334000 | 3.37 | 232000 | 2.05 | 6207.5 | Yes
204268549 | YORK | YVAHP312B52S | Non-Ducted Indoor Units | 298000 | 9.7 | 20.3 | 334000 | 3.37 | 232000 | 2.05 | 6207.5 | Yes
204268607 | YORK | YVAHP312B52S | Ducted Indoor Units | 298000 | 10 | 19.5 | 334000 | 3.31 | 232000 | 2.12 | 6207.5 | Yes
8715655 | YORK | YVAHP336B31LM | Ducted Indoor Units | 320000 | 10.8 | 18.6 | 344000 | 3.54 | 266000 | 2.53 | 6667.5 | Yes
8715691 | YORK | YVAHP336B31LM | Mixed Ducted and Non-Ducted Indoor Units | 320000 | 10.65 | 18.15 | 344000 | 3.52 | 266000 | 2.32 | 6667.5 | Yes
7987332 | YORK | YVAHP336B31S | Non-Ducted Indoor Units | 320000 | 11.1 | 21.2 | 360000 | 3.87 | 268000 | 2.6 | 6667.5 | Yes
7987333 | YORK | YVAHP336B31S | Ducted Indoor Units | 320000 | 11 | 20.8 | 360000 | 3.68 | 268000 | 2.58 | 6667.5 | Yes
7990809 | YORK | YVAHP336B31S | Mixed Ducted and Non-Ducted Indoor Units | 320000 | 11.05 | 21 | 360000 | 3.77 | 268000 | 2.59 | 6667.5 | Yes
203994222 | YORK | YVAHP336B32S | Ducted Indoor Units | 320000 | 9.8 | 19.1 | 360000 | 3.32 | 250000 | 2.25 | 6667.5 | Yes
202607810 | YORK | YVAHP336B32S | Ducted Indoor Units | 320000 | 9.8 | 19.1 | 360000 | 3.32 | 250000 | 2.25 | 6667.5 | Yes
10206799 | YORK | YVAHP336B32S | Ducted Indoor Units | 320000 | 9.8 | 19.1 | 360000 | 3.32 | 250000 | 2.25 | 6667.5 | Yes
7987378 | YORK | YVAHP336B41S | Non-Ducted Indoor Units | 320000 | 10.5 | 20.2 | 360000 | 3.68 | 268000 | 2.52 | 6667.5 | Yes
7987379 | YORK | YVAHP336B41S | Ducted Indoor Units | 320000 | 10.5 | 19.8 | 360000 | 3.52 | 268000 | 2.5 | 6667.5 | Yes
7990835 | YORK | YVAHP336B41S | Mixed Ducted and Non-Ducted Indoor Units | 320000 | 10.5 | 20 | 360000 | 3.6 | 268000 | 2.51 | 6667.5 | Yes
203994225 | YORK | YVAHP336B42S | Ducted Indoor Units | 320000 | 9.8 | 19.1 | 360000 | 3.32 | 250000 | 2.25 | 6667.5 | Yes
202607813 | YORK | YVAHP336B42S | Ducted Indoor Units | 320000 | 9.8 | 19.1 | 360000 | 3.32 | 250000 | 2.25 | 6667.5 | Yes
10206841 | YORK | YVAHP336B42S | Ducted Indoor Units | 320000 | 9.8 | 19.1 | 360000 | 3.32 | 250000 | 2.25 | 6667.5 | Yes
204269307 | YORK | YVAHP336B52S | Ducted Indoor Units | 320000 | 9.8 | 19.1 | 360000 | 3.32 | 250000 | 2.25 | 6667.5 | Yes
204268609 | YORK | YVAHP336B52S | Ducted Indoor Units | 320000 | 9.8 | 19.1 | 360000 | 3.32 | 250000 | 2.25 | 6667.5 | Yes
8715621 | YORK | YVAHP360B31LM | Non-Ducted Indoor Units | 344000 | 10.2 | 18.2 | 366000 | 3.35 | 268000 | 2.05 | 7167.5 | Yes
8715657 | YORK | YVAHP360B31LM | Ducted Indoor Units | 344000 | 10.2 | 18.7 | 366000 | 3.53 | 268000 | 2.47 | 7167.5 | Yes
8715693 | YORK | YVAHP360B31LM | Mixed Ducted and Non-Ducted Indoor Units | 344000 | 10.2 | 18.45 | 366000 | 3.44 | 268000 | 2.26 | 7167.5 | Yes
7987335 | YORK | YVAHP360B31S | Ducted Indoor Units | 344000 | 10.2 | 19 | 386000 | 3.67 | 284000 | 2.48 | 7167.5 | Yes
7990810 | YORK | YVAHP360B31S | Mixed Ducted and Non-Ducted Indoor Units | 344000 | 9.85 | 18.75 | 386000 | 3.77 | 284000 | 2.47 | 7167.5 | Yes
7987381 | YORK | YVAHP360B41S | Ducted Indoor Units | 344000 | 9.7 | 18.1 | 386000 | 3.51 | 284000 | 2.39 | 7167.5 | Yes
203993384 | YORK | YVAHP384B32S | Non-Ducted Indoor Units | 366000 | 9.6 | 19.6 | 410000 | 3.37 | 276000 | 2.2 | 7625 | Yes
10207490 | YORK | YVAHP384B32S | Non-Ducted Indoor Units | 366000 | 9.6 | 19.6 | 410000 | 3.37 | 276000 | 2.2 | 7625 | Yes
203993398 | YORK | YVAHP384B42S | Non-Ducted Indoor Units | 366000 | 9.6 | 19.6 | 410000 | 3.37 | 276000 | 2.2 | 7625 | Yes
10207496 | YORK | YVAHP384B42S | Non-Ducted Indoor Units | 366000 | 9.6 | 19.6 | 410000 | 3.37 | 276000 | 2.2 | 7625 | Yes
204269261 | YORK | YVAHP384B52S | Non-Ducted Indoor Units | 366000 | 9.6 | 19.6 | 410000 | 3.37 | 276000 | 2.2 | 7625 | Yes
204268553 | YORK | YVAHP384B52S | Non-Ducted Indoor Units | 366000 | 9.6 | 19.6 | 410000 | 3.37 | 276000 | 2.2 | 7625 | Yes
203993363 | YORK | YVAHP432B32S | Ducted Indoor Units | 400000 | 9.6 | 19 | 460000 | 3.35 | 300000 | 2.19 | 8332.5 | Yes
10206801 | YORK | YVAHP432B32S | Ducted Indoor Units | 400000 | 9.6 | 19 | 460000 | 3.35 | 300000 | 2.19 | 8332.5 | Yes
203993371 | YORK | YVAHP432B42S | Ducted Indoor Units | 400000 | 9.6 | 19 | 460000 | 3.35 | 300000 | 2.19 | 8332.5 | Yes
10206843 | YORK | YVAHP432B42S | Ducted Indoor Units | 400000 | 9.6 | 19 | 460000 | 3.35 | 300000 | 2.19 | 8332.5 | Yes
204269311 | YORK | YVAHP432B52S | Ducted Indoor Units | 400000 | 9.6 | 19 | 460000 | 3.35 | 300000 | 2.19 | 8332.5 | Yes
204268616 | YORK | YVAHP432B52S | Ducted Indoor Units | 400000 | 9.6 | 19 | 460000 | 3.35 | 300000 | 2.19 | 8332.5 | Yes
7987427 | YORK | YVAHR072B31S | Non-Ducted Indoor Units | 69000 | 15.6 | 25.2 | 76000 | 4.21 | 55000 | 2.56 | 1437.5 | Yes
7987428 | YORK | YVAHR072B31S | Ducted Indoor Units | 69000 | 12.4 | 21.1 | 76000 | 3.83 | 55000 | 2.44 | 1437.5 | Yes
7990811 | YORK | YVAHR072B31S | Mixed Ducted and Non-Ducted Indoor Units | 69000 | 14 | 23.15 | 76000 | 4.02 | 55000 | 2.5 | 1437.5 | Yes
203994570 | YORK | YVAHR072B32S | Mixed Ducted and Non-Ducted Indoor Units | 69000 | 13.55 | 23.8 | 77000 | 3.89 | 56000 | 2.49 | 1437.5 | Yes
203993693 | YORK | YVAHR072B32S | Ducted Indoor Units | 69000 | 12.2 | 21.1 | 77000 | 3.54 | 56000 | 2.38 | 1437.5 | Yes
203993721 | YORK | YVAHR072B32S | Non-Ducted Indoor Units | 69000 | 14.9 | 26.5 | 77000 | 4.25 | 56000 | 2.6 | 1437.5 | Yes
202607934 | YORK | YVAHR072B32S | Mixed Ducted and Non-Ducted Indoor Units | 69000 | 13.55 | 23.8 | 77000 | 3.89 | 56000 | 2.49 | 1437.5 | Yes
202607349 | YORK | YVAHR072B32S | Ducted Indoor Units | 69000 | 12.2 | 21.1 | 77000 | 3.54 | 56000 | 2.38 | 1437.5 | Yes
202607361 | YORK | YVAHR072B32S | Non-Ducted Indoor Units | 69000 | 14.9 | 26.5 | 77000 | 4.25 | 56000 | 2.6 | 1437.5 | Yes
10323566 | YORK | YVAHR072B32S | Non-Ducted Indoor Units | 69000 | 14.9 | 26.5 | 77000 | 4.25 | 56000 | 2.6 | 1437.5 | Yes
10323662 | YORK | YVAHR072B32S | Ducted Indoor Units | 69000 | 12.2 | 21.1 | 77000 | 3.54 | 56000 | 2.38 | 1437.5 | Yes
10323809 | YORK | YVAHR072B32S | Mixed Ducted and Non-Ducted Indoor Units | 69000 | 13.55 | 23.8 | 77000 | 3.89 | 56000 | 2.49 | 1437.5 | Yes
7987433 | YORK | YVAHR072B41S | Non-Ducted Indoor Units | 69000 | 14.9 | 24.8 | 76000 | 4.1 | 55000 | 2.43 | 1437.5 | Yes
7987434 | YORK | YVAHR072B41S | Ducted Indoor Units | 69000 | 11.8 | 20.3 | 76000 | 3.65 | 55000 | 2.37 | 1437.5 | Yes
7990837 | YORK | YVAHR072B41S | Mixed Ducted and Non-Ducted Indoor Units | 69000 | 13.35 | 22.55 | 76000 | 3.87 | 55000 | 2.4 | 1437.5 | Yes
203994573 | YORK | YVAHR072B42S | Mixed Ducted and Non-Ducted Indoor Units | 69000 | 13.55 | 23.8 | 77000 | 3.89 | 56000 | 2.49 | 1437.5 | Yes
203993699 | YORK | YVAHR072B42S | Ducted Indoor Units | 69000 | 12.2 | 21.1 | 77000 | 3.54 | 56000 | 2.38 | 1437.5 | Yes
203993727 | YORK | YVAHR072B42S | Non-Ducted Indoor Units | 69000 | 14.9 | 26.5 | 77000 | 4.25 | 56000 | 2.6 | 1437.5 | Yes
202607937 | YORK | YVAHR072B42S | Mixed Ducted and Non-Ducted Indoor Units | 69000 | 13.55 | 23.8 | 77000 | 3.89 | 56000 | 2.49 | 1437.5 | Yes
202607352 | YORK | YVAHR072B42S | Ducted Indoor Units | 69000 | 12.2 | 21.1 | 77000 | 3.54 | 56000 | 2.38 | 1437.5 | Yes
202607364 | YORK | YVAHR072B42S | Non-Ducted Indoor Units | 69000 | 14.9 | 26.5 | 77000 | 4.25 | 56000 | 2.6 | 1437.5 | Yes
10323614 | YORK | YVAHR072B42S | Non-Ducted Indoor Units | 69000 | 14.9 | 26.5 | 77000 | 4.25 | 56000 | 2.6 | 1437.5 | Yes
10323710 | YORK | YVAHR072B42S | Ducted Indoor Units | 69000 | 12.2 | 21.1 | 77000 | 3.54 | 56000 | 2.38 | 1437.5 | Yes
10323760 | YORK | YVAHR072B42S | Mixed Ducted and Non-Ducted Indoor Units | 69000 | 13.55 | 23.8 | 77000 | 3.89 | 56000 | 2.49 | 1437.5 | Yes
204269344 | YORK | YVAHR072B52S | Mixed Ducted and Non-Ducted Indoor Units | 69000 | 13.55 | 23.8 | 77000 | 3.89 | 56000 | 2.49 | 1437.5 | Yes
204269056 | YORK | YVAHR072B52S | Mixed Ducted and Non-Ducted Indoor Units | 69000 | 13.55 | 23.8 | 77000 | 3.89 | 56000 | 2.49 | 1437.5 | Yes
204269152 | YORK | YVAHR072B52S | Non-Ducted Indoor Units | 69000 | 14.9 | 26.5 | 77000 | 4.25 | 56000 | 2.6 | 1437.5 | Yes
204269200 | YORK | YVAHR072B52S | Ducted Indoor Units | 69000 | 12.2 | 21.1 | 77000 | 3.54 | 56000 | 2.38 | 1437.5 | Yes
204268392 | YORK | YVAHR072B52S | Non-Ducted Indoor Units | 69000 | 14.9 | 26.5 | 77000 | 4.25 | 56000 | 2.6 | 1437.5 | Yes
204268441 | YORK | YVAHR072B52S | Ducted Indoor Units | 69000 | 12.2 | 21.1 | 77000 | 3.54 | 56000 | 2.38 | 1437.5 | Yes
7987429 | YORK | YVAHR096B31S | Non-Ducted Indoor Units | 92000 | 13.2 | 21.8 | 103000 | 3.96 | 76000 | 2.4 | 1917.5 | Yes
7990812 | YORK | YVAHR096B31S | Mixed Ducted and Non-Ducted Indoor Units | 92000 | 12.3 | 20.8 | 103000 | 3.73 | 76000 | 2.36 | 1917.5 | Yes
203994588 | YORK | YVAHR096B32S | Mixed Ducted and Non-Ducted Indoor Units | 92000 | 12.4 | 23 | 103000 | 3.71 | 76000 | 2.38 | 1917.5 | Yes
203993749 | YORK | YVAHR096B32S | Ducted Indoor Units | 92000 | 12.4 | 22.1 | 103000 | 3.65 | 76000 | 2.36 | 1917.5 | Yes
203993777 | YORK | YVAHR096B32S | Non-Ducted Indoor Units | 92000 | 12.4 | 23.9 | 103000 | 3.77 | 76000 | 2.4 | 1917.5 | Yes
202607964 | YORK | YVAHR096B32S | Mixed Ducted and Non-Ducted Indoor Units | 92000 | 12.4 | 23 | 103000 | 3.71 | 76000 | 2.38 | 1917.5 | Yes
202607373 | YORK | YVAHR096B32S | Ducted Indoor Units | 92000 | 12.4 | 22.1 | 103000 | 3.65 | 76000 | 2.36 | 1917.5 | Yes
202607385 | YORK | YVAHR096B32S | Non-Ducted Indoor Units | 92000 | 12.4 | 23.9 | 103000 | 3.77 | 76000 | 2.4 | 1917.5 | Yes
10323567 | YORK | YVAHR096B32S | Non-Ducted Indoor Units | 92000 | 12.4 | 23.9 | 103000 | 3.77 | 76000 | 2.4 | 1917.5 | Yes
10323663 | YORK | YVAHR096B32S | Ducted Indoor Units | 92000 | 12.4 | 22.1 | 103000 | 3.65 | 76000 | 2.36 | 1917.5 | Yes
10323810 | YORK | YVAHR096B32S | Mixed Ducted and Non-Ducted Indoor Units | 92000 | 12.4 | 23 | 103000 | 3.71 | 76000 | 2.38 | 1917.5 | Yes
7987435 | YORK | YVAHR096B41S | Non-Ducted Indoor Units | 92000 | 13.1 | 21.4 | 103000 | 3.76 | 76000 | 2.28 | 1917.5 | Yes
7990838 | YORK | YVAHR096B41S | Mixed Ducted and Non-Ducted Indoor Units | 92000 | 12.05 | 20.45 | 103000 | 3.54 | 76000 | 2.24 | 1917.5 | Yes
203994591 | YORK | YVAHR096B42S | Mixed Ducted and Non-Ducted Indoor Units | 92000 | 12.4 | 23 | 103000 | 3.71 | 76000 | 2.38 | 1917.5 | Yes
203993756 | YORK | YVAHR096B42S | Ducted Indoor Units | 92000 | 12.4 | 22.1 | 103000 | 3.65 | 76000 | 2.36 | 1917.5 | Yes
203993784 | YORK | YVAHR096B42S | Non-Ducted Indoor Units | 92000 | 12.4 | 23.9 | 103000 | 3.77 | 76000 | 2.4 | 1917.5 | Yes
202607967 | YORK | YVAHR096B42S | Mixed Ducted and Non-Ducted Indoor Units | 92000 | 12.4 | 23 | 103000 | 3.71 | 76000 | 2.38 | 1917.5 | Yes
202607376 | YORK | YVAHR096B42S | Ducted Indoor Units | 92000 | 12.4 | 22.1 | 103000 | 3.65 | 76000 | 2.36 | 1917.5 | Yes
202607388 | YORK | YVAHR096B42S | Non-Ducted Indoor Units | 92000 | 12.4 | 23.9 | 103000 | 3.77 | 76000 | 2.4 | 1917.5 | Yes
10323615 | YORK | YVAHR096B42S | Non-Ducted Indoor Units | 92000 | 12.4 | 23.9 | 103000 | 3.77 | 76000 | 2.4 | 1917.5 | Yes
10323711 | YORK | YVAHR096B42S | Ducted Indoor Units | 92000 | 12.4 | 22.1 | 103000 | 3.65 | 76000 | 2.36 | 1917.5 | Yes
10323761 | YORK | YVAHR096B42S | Mixed Ducted and Non-Ducted Indoor Units | 92000 | 12.4 | 23 | 103000 | 3.71 | 76000 | 2.38 | 1917.5 | Yes
204269345 | YORK | YVAHR096B52S | Mixed Ducted and Non-Ducted Indoor Units | 92000 | 12.4 | 23 | 103000 | 3.71 | 76000 | 2.38 | 1917.5 | Yes
204269057 | YORK | YVAHR096B52S | Mixed Ducted and Non-Ducted Indoor Units | 92000 | 12.4 | 23 | 103000 | 3.71 | 76000 | 2.38 | 1917.5 | Yes
204269153 | YORK | YVAHR096B52S | Non-Ducted Indoor Units | 92000 | 12.4 | 23.9 | 103000 | 3.77 | 76000 | 2.4 | 1917.5 | Yes
204269201 | YORK | YVAHR096B52S | Ducted Indoor Units | 92000 | 12.4 | 22.1 | 103000 | 3.65 | 76000 | 2.36 | 1917.5 | Yes
204268393 | YORK | YVAHR096B52S | Non-Ducted Indoor Units | 92000 | 12.4 | 23.9 | 103000 | 3.77 | 76000 | 2.4 | 1917.5 | Yes
204268442 | YORK | YVAHR096B52S | Ducted Indoor Units | 92000 | 12.4 | 22.1 | 103000 | 3.65 | 76000 | 2.36 | 1917.5 | Yes
203994600 | YORK | YVAHR120B32S | Mixed Ducted and Non-Ducted Indoor Units | 115000 | 12.45 | 23.05 | 129000 | 3.69 | 92000 | 2.33 | 2395 | Yes
203993804 | YORK | YVAHR120B32S | Ducted Indoor Units | 115000 | 12.2 | 21.7 | 129000 | 3.55 | 92000 | 2.3 | 2395 | Yes
203993943 | YORK | YVAHR120B32S | Non-Ducted Indoor Units | 115000 | 12.7 | 24.4 | 129000 | 3.84 | 92000 | 2.37 | 2395 | Yes
202607988 | YORK | YVAHR120B32S | Mixed Ducted and Non-Ducted Indoor Units | 115000 | 12.45 | 23.05 | 129000 | 3.69 | 92000 | 2.33 | 2395 | Yes
202607471 | YORK | YVAHR120B32S | Non-Ducted Indoor Units | 115000 | 12.7 | 24.4 | 129000 | 3.84 | 92000 | 2.37 | 2395 | Yes
202607397 | YORK | YVAHR120B32S | Ducted Indoor Units | 115000 | 12.2 | 21.7 | 129000 | 3.55 | 92000 | 2.3 | 2395 | Yes
10323568 | YORK | YVAHR120B32S | Non-Ducted Indoor Units | 115000 | 12.7 | 24.4 | 129000 | 3.84 | 92000 | 2.37 | 2395 | Yes
10323664 | YORK | YVAHR120B32S | Ducted Indoor Units | 115000 | 12.2 | 21.7 | 129000 | 3.55 | 92000 | 2.3 | 2395 | Yes
10323811 | YORK | YVAHR120B32S | Mixed Ducted and Non-Ducted Indoor Units | 115000 | 12.45 | 23.05 | 129000 | 3.69 | 92000 | 2.33 | 2395 | Yes
203994603 | YORK | YVAHR120B42S | Mixed Ducted and Non-Ducted Indoor Units | 115000 | 12.45 | 23.05 | 129000 | 3.69 | 92000 | 2.33 | 2395 | Yes
203993812 | YORK | YVAHR120B42S | Ducted Indoor Units | 115000 | 12.2 | 21.7 | 129000 | 3.55 | 92000 | 2.3 | 2395 | Yes
203993950 | YORK | YVAHR120B42S | Non-Ducted Indoor Units | 115000 | 12.7 | 24.4 | 129000 | 3.84 | 92000 | 2.37 | 2395 | Yes
202607991 | YORK | YVAHR120B42S | Mixed Ducted and Non-Ducted Indoor Units | 115000 | 12.45 | 23.05 | 129000 | 3.69 | 92000 | 2.33 | 2395 | Yes
202607474 | YORK | YVAHR120B42S | Non-Ducted Indoor Units | 115000 | 12.7 | 24.4 | 129000 | 3.84 | 92000 | 2.37 | 2395 | Yes
202607400 | YORK | YVAHR120B42S | Ducted Indoor Units | 115000 | 12.2 | 21.7 | 129000 | 3.55 | 92000 | 2.3 | 2395 | Yes
10323616 | YORK | YVAHR120B42S | Non-Ducted Indoor Units | 115000 | 12.7 | 24.4 | 129000 | 3.84 | 92000 | 2.37 | 2395 | Yes
10323712 | YORK | YVAHR120B42S | Ducted Indoor Units | 115000 | 12.2 | 21.7 | 129000 | 3.55 | 92000 | 2.3 | 2395 | Yes
10323762 | YORK | YVAHR120B42S | Mixed Ducted and Non-Ducted Indoor Units | 115000 | 12.45 | 23.05 | 129000 | 3.69 | 92000 | 2.33 | 2395 | Yes
204269346 | YORK | YVAHR120B52S | Mixed Ducted and Non-Ducted Indoor Units | 114000 | 12.55 | 23.05 | 129000 | 3.69 | 92000 | 2.33 | 2375 | Yes
204269058 | YORK | YVAHR120B52S | Mixed Ducted and Non-Ducted Indoor Units | 114000 | 12.55 | 23.05 | 129000 | 3.69 | 92000 | 2.33 | 2375 | Yes
204269154 | YORK | YVAHR120B52S | Non-Ducted Indoor Units | 114000 | 12.7 | 24.4 | 129000 | 3.84 | 92000 | 2.37 | 2375 | Yes
204269202 | YORK | YVAHR120B52S | Ducted Indoor Units | 114000 | 12.4 | 21.7 | 129000 | 3.55 | 92000 | 2.3 | 2375 | Yes
204268394 | YORK | YVAHR120B52S | Non-Ducted Indoor Units | 114000 | 12.7 | 24.4 | 129000 | 3.84 | 92000 | 2.37 | 2375 | Yes
204268443 | YORK | YVAHR120B52S | Ducted Indoor Units | 114000 | 12.4 | 21.7 | 129000 | 3.55 | 92000 | 2.3 | 2375 | Yes
7987346 | YORK | YVAHR264B31S | Non-Ducted Indoor Units | 252000 | 10.3 | 18.8 | 280000 | 3.61 | 200000 | 2.37 | 5250 | Yes
7987347 | YORK | YVAHR264B31S | Ducted Indoor Units | 252000 | 11.3 | 19.4 | 280000 | 3.65 | 200000 | 2.54 | 5250 | Yes
7990819 | YORK | YVAHR264B31S | Mixed Ducted and Non-Ducted Indoor Units | 252000 | 10.8 | 19.1 | 280000 | 3.63 | 200000 | 2.45 | 5250 | Yes
203994690 | YORK | YVAHR264B32S | Mixed Ducted and Non-Ducted Indoor Units | 252000 | 10.25 | 20.95 | 282000 | 3.63 | 200000 | 2.26 | 5250 | Yes
203994150 | YORK | YVAHR264B32S | Ducted Indoor Units | 252000 | 10.5 | 20.8 | 282000 | 3.56 | 200000 | 2.26 | 5250 | Yes
203994162 | YORK | YVAHR264B32S | Non-Ducted Indoor Units | 252000 | 10 | 21.1 | 282000 | 3.7 | 200000 | 2.26 | 5250 | Yes
202608156 | YORK | YVAHR264B32S | Mixed Ducted and Non-Ducted Indoor Units | 252000 | 10.25 | 20.95 | 282000 | 3.63 | 200000 | 2.26 | 5250 | Yes
202607654 | YORK | YVAHR264B32S | Ducted Indoor Units | 252000 | 10.5 | 20.8 | 282000 | 3.56 | 200000 | 2.26 | 5250 | Yes
202607666 | YORK | YVAHR264B32S | Non-Ducted Indoor Units | 252000 | 10 | 21.1 | 282000 | 3.7 | 200000 | 2.26 | 5250 | Yes
10323817 | YORK | YVAHR264B32S | Mixed Ducted and Non-Ducted Indoor Units | 252000 | 10.25 | 20.95 | 282000 | 3.63 | 200000 | 2.26 | 5250 | Yes
10323574 | YORK | YVAHR264B32S | Non-Ducted Indoor Units | 252000 | 10 | 21.1 | 282000 | 3.7 | 200000 | 2.26 | 5250 | Yes
10323670 | YORK | YVAHR264B32S | Ducted Indoor Units | 252000 | 10.5 | 20.8 | 282000 | 3.56 | 200000 | 2.26 | 5250 | Yes
7987392 | YORK | YVAHR264B41S | Non-Ducted Indoor Units | 252000 | 10 | 18.2 | 280000 | 3.5 | 200000 | 2.3 | 5250 | Yes
7987393 | YORK | YVAHR264B41S | Ducted Indoor Units | 252000 | 10.7 | 19 | 280000 | 3.47 | 200000 | 2.41 | 5250 | Yes
7990845 | YORK | YVAHR264B41S | Mixed Ducted and Non-Ducted Indoor Units | 252000 | 10.35 | 18.6 | 280000 | 3.48 | 200000 | 2.35 | 5250 | Yes
203994693 | YORK | YVAHR264B42S | Mixed Ducted and Non-Ducted Indoor Units | 252000 | 10.25 | 20.95 | 282000 | 3.63 | 200000 | 2.26 | 5250 | Yes
203994153 | YORK | YVAHR264B42S | Ducted Indoor Units | 252000 | 10.5 | 20.8 | 282000 | 3.56 | 200000 | 2.26 | 5250 | Yes
203994165 | YORK | YVAHR264B42S | Non-Ducted Indoor Units | 252000 | 10 | 21.1 | 282000 | 3.7 | 200000 | 2.26 | 5250 | Yes
202608159 | YORK | YVAHR264B42S | Mixed Ducted and Non-Ducted Indoor Units | 252000 | 10.25 | 20.95 | 282000 | 3.63 | 200000 | 2.26 | 5250 | Yes
202607657 | YORK | YVAHR264B42S | Ducted Indoor Units | 252000 | 10.5 | 20.8 | 282000 | 3.56 | 200000 | 2.26 | 5250 | Yes
202607669 | YORK | YVAHR264B42S | Non-Ducted Indoor Units | 252000 | 10 | 21.1 | 282000 | 3.7 | 200000 | 2.26 | 5250 | Yes
10323622 | YORK | YVAHR264B42S | Non-Ducted Indoor Units | 252000 | 10 | 21.1 | 282000 | 3.7 | 200000 | 2.26 | 5250 | Yes
10323718 | YORK | YVAHR264B42S | Ducted Indoor Units | 252000 | 10.5 | 20.8 | 282000 | 3.56 | 200000 | 2.26 | 5250 | Yes
10323768 | YORK | YVAHR264B42S | Mixed Ducted and Non-Ducted Indoor Units | 252000 | 10.25 | 20.95 | 282000 | 3.63 | 200000 | 2.26 | 5250 | Yes
204269352 | YORK | YVAHR264B52S | Mixed Ducted and Non-Ducted Indoor Units | 252000 | 10.25 | 20.95 | 282000 | 3.63 | 200000 | 2.26 | 5250 | Yes
204269064 | YORK | YVAHR264B52S | Mixed Ducted and Non-Ducted Indoor Units | 252000 | 10.25 | 20.95 | 282000 | 3.63 | 200000 | 2.26 | 5250 | Yes
204269160 | YORK | YVAHR264B52S | Non-Ducted Indoor Units | 252000 | 10 | 21.1 | 282000 | 3.7 | 200000 | 2.26 | 5250 | Yes
204269208 | YORK | YVAHR264B52S | Ducted Indoor Units | 252000 | 10.5 | 20.8 | 282000 | 3.56 | 200000 | 2.26 | 5250 | Yes
204268400 | YORK | YVAHR264B52S | Non-Ducted Indoor Units | 252000 | 10 | 21.1 | 282000 | 3.7 | 200000 | 2.26 | 5250 | Yes
204268456 | YORK | YVAHR264B52S | Ducted Indoor Units | 252000 | 10.5 | 20.8 | 282000 | 3.56 | 200000 | 2.26 | 5250 | Yes
7987348 | YORK | YVAHR288B31S | Non-Ducted Indoor Units | 276000 | 10 | 18.6 | 308000 | 3.7 | 216000 | 2.42 | 5750 | Yes
7987349 | YORK | YVAHR288B31S | Ducted Indoor Units | 276000 | 10.5 | 19.4 | 308000 | 3.69 | 216000 | 2.54 | 5750 | Yes
7990820 | YORK | YVAHR288B31S | Mixed Ducted and Non-Ducted Indoor Units | 276000 | 10.25 | 19 | 308000 | 3.69 | 216000 | 2.48 | 5750 | Yes
203994708 | YORK | YVAHR288B32S | Mixed Ducted and Non-Ducted Indoor Units | 276000 | 9.7 | 20.05 | 308000 | 3.42 | 214000 | 2.22 | 5750 | Yes
203994180 | YORK | YVAHR288B32S | Ducted Indoor Units | 276000 | 9.9 | 20.7 | 308000 | 3.42 | 214000 | 2.24 | 5750 | Yes
202608186 | YORK | YVAHR288B32S | Mixed Ducted and Non-Ducted Indoor Units | 276000 | 9.7 | 20.05 | 308000 | 3.42 | 214000 | 2.22 | 5750 | Yes
202607696 | YORK | YVAHR288B32S | Ducted Indoor Units | 276000 | 9.9 | 20.7 | 308000 | 3.42 | 214000 | 2.24 | 5750 | Yes
10323818 | YORK | YVAHR288B32S | Mixed Ducted and Non-Ducted Indoor Units | 276000 | 9.7 | 20.05 | 308000 | 3.42 | 214000 | 2.22 | 5750 | Yes
10323671 | YORK | YVAHR288B32S | Ducted Indoor Units | 276000 | 9.9 | 20.7 | 308000 | 3.42 | 214000 | 2.24 | 5750 | Yes
7987395 | YORK | YVAHR288B41S | Ducted Indoor Units | 276000 | 10.1 | 19 | 308000 | 3.52 | 216000 | 2.45 | 5750 | Yes
7990846 | YORK | YVAHR288B41S | Mixed Ducted and Non-Ducted Indoor Units | 276000 | 9.8 | 18.35 | 308000 | 3.55 | 216000 | 2.39 | 5750 | Yes
203994711 | YORK | YVAHR288B42S | Mixed Ducted and Non-Ducted Indoor Units | 276000 | 9.7 | 20.05 | 308000 | 3.42 | 214000 | 2.22 | 5750 | Yes
203994183 | YORK | YVAHR288B42S | Ducted Indoor Units | 276000 | 9.9 | 20.7 | 308000 | 3.42 | 214000 | 2.24 | 5750 | Yes
202608189 | YORK | YVAHR288B42S | Mixed Ducted and Non-Ducted Indoor Units | 276000 | 9.7 | 20.05 | 308000 | 3.42 | 214000 | 2.22 | 5750 | Yes
202607699 | YORK | YVAHR288B42S | Ducted Indoor Units | 276000 | 9.9 | 20.7 | 308000 | 3.42 | 214000 | 2.24 | 5750 | Yes
10323719 | YORK | YVAHR288B42S | Ducted Indoor Units | 276000 | 9.9 | 20.7 | 308000 | 3.42 | 214000 | 2.24 | 5750 | Yes
10323769 | YORK | YVAHR288B42S | Mixed Ducted and Non-Ducted Indoor Units | 276000 | 9.7 | 20.05 | 308000 | 3.42 | 214000 | 2.22 | 5750 | Yes
204269353 | YORK | YVAHR288B52S | Mixed Ducted and Non-Ducted Indoor Units | 276000 | 9.7 | 20.05 | 308000 | 3.42 | 214000 | 2.22 | 5750 | Yes
204269065 | YORK | YVAHR288B52S | Mixed Ducted and Non-Ducted Indoor Units | 276000 | 9.7 | 20.05 | 308000 | 3.42 | 214000 | 2.22 | 5750 | Yes
204269209 | YORK | YVAHR288B52S | Ducted Indoor Units | 276000 | 9.9 | 20.7 | 308000 | 3.42 | 214000 | 2.24 | 5750 | Yes
204268458 | YORK | YVAHR288B52S | Ducted Indoor Units | 276000 | 9.9 | 20.7 | 308000 | 3.42 | 214000 | 2.24 | 5750 | Yes
7987350 | YORK | YVAHR312B31S | Non-Ducted Indoor Units | 298000 | 9.6 | 18.8 | 334000 | 3.56 | 236000 | 2.37 | 6207.5 | Yes
7987351 | YORK | YVAHR312B31S | Ducted Indoor Units | 298000 | 9.9 | 19.8 | 334000 | 3.55 | 236000 | 2.47 | 6207.5 | Yes
7990821 | YORK | YVAHR312B31S | Mixed Ducted and Non-Ducted Indoor Units | 298000 | 9.75 | 19.3 | 334000 | 3.55 | 236000 | 2.42 | 6207.5 | Yes
203994720 | YORK | YVAHR312B32S | Mixed Ducted and Non-Ducted Indoor Units | 298000 | 9.85 | 19.9 | 334000 | 3.34 | 232000 | 2.08 | 6207.5 | Yes
203994204 | YORK | YVAHR312B32S | Ducted Indoor Units | 298000 | 10 | 19.5 | 334000 | 3.31 | 232000 | 2.12 | 6207.5 | Yes
203994216 | YORK | YVAHR312B32S | Non-Ducted Indoor Units | 298000 | 9.7 | 20.3 | 334000 | 3.37 | 232000 | 2.05 | 6207.5 | Yes
202608210 | YORK | YVAHR312B32S | Mixed Ducted and Non-Ducted Indoor Units | 298000 | 9.85 | 19.9 | 334000 | 3.34 | 232000 | 2.08 | 6207.5 | Yes
202607744 | YORK | YVAHR312B32S | Ducted Indoor Units | 298000 | 10 | 19.5 | 334000 | 3.31 | 232000 | 2.12 | 6207.5 | Yes
202607756 | YORK | YVAHR312B32S | Non-Ducted Indoor Units | 298000 | 9.7 | 20.3 | 334000 | 3.37 | 232000 | 2.05 | 6207.5 | Yes
10323819 | YORK | YVAHR312B32S | Mixed Ducted and Non-Ducted Indoor Units | 298000 | 9.85 | 19.9 | 334000 | 3.34 | 232000 | 2.08 | 6207.5 | Yes
10323576 | YORK | YVAHR312B32S | Non-Ducted Indoor Units | 298000 | 9.7 | 20.3 | 334000 | 3.37 | 232000 | 2.05 | 6207.5 | Yes
10323672 | YORK | YVAHR312B32S | Ducted Indoor Units | 298000 | 10 | 19.5 | 334000 | 3.31 | 232000 | 2.12 | 6207.5 | Yes
203994723 | YORK | YVAHR312B42S | Mixed Ducted and Non-Ducted Indoor Units | 298000 | 9.85 | 19.9 | 334000 | 3.34 | 232000 | 2.08 | 6207.5 | Yes
203994207 | YORK | YVAHR312B42S | Ducted Indoor Units | 298000 | 10 | 19.5 | 334000 | 3.31 | 232000 | 2.12 | 6207.5 | Yes
203994219 | YORK | YVAHR312B42S | Non-Ducted Indoor Units | 298000 | 9.7 | 20.3 | 334000 | 3.37 | 232000 | 2.05 | 6207.5 | Yes
202608213 | YORK | YVAHR312B42S | Mixed Ducted and Non-Ducted Indoor Units | 298000 | 9.85 | 19.9 | 334000 | 3.34 | 232000 | 2.08 | 6207.5 | Yes
202607747 | YORK | YVAHR312B42S | Ducted Indoor Units | 298000 | 10 | 19.5 | 334000 | 3.31 | 232000 | 2.12 | 6207.5 | Yes
202607759 | YORK | YVAHR312B42S | Non-Ducted Indoor Units | 298000 | 9.7 | 20.3 | 334000 | 3.37 | 232000 | 2.05 | 6207.5 | Yes
10323624 | YORK | YVAHR312B42S | Non-Ducted Indoor Units | 298000 | 9.7 | 20.3 | 334000 | 3.37 | 232000 | 2.05 | 6207.5 | Yes
10323720 | YORK | YVAHR312B42S | Ducted Indoor Units | 298000 | 10 | 19.5 | 334000 | 3.31 | 232000 | 2.12 | 6207.5 | Yes
10323770 | YORK | YVAHR312B42S | Mixed Ducted and Non-Ducted Indoor Units | 298000 | 9.85 | 19.9 | 334000 | 3.34 | 232000 | 2.08 | 6207.5 | Yes
204269354 | YORK | YVAHR312B52S | Mixed Ducted and Non-Ducted Indoor Units | 298000 | 9.85 | 19.9 | 334000 | 3.34 | 232000 | 2.08 | 6207.5 | Yes
204269066 | YORK | YVAHR312B52S | Mixed Ducted and Non-Ducted Indoor Units | 298000 | 9.85 | 19.9 | 334000 | 3.34 | 232000 | 2.08 | 6207.5 | Yes
204269162 | YORK | YVAHR312B52S | Non-Ducted Indoor Units | 298000 | 9.7 | 20.3 | 334000 | 3.37 | 232000 | 2.05 | 6207.5 | Yes
204269210 | YORK | YVAHR312B52S | Ducted Indoor Units | 298000 | 10 | 19.5 | 334000 | 3.31 | 232000 | 2.12 | 6207.5 | Yes
204268402 | YORK | YVAHR312B52S | Non-Ducted Indoor Units | 298000 | 9.7 | 20.3 | 334000 | 3.37 | 232000 | 2.05 | 6207.5 | Yes
204268460 | YORK | YVAHR312B52S | Ducted Indoor Units | 298000 | 10 | 19.5 | 334000 | 3.31 | 232000 | 2.12 | 6207.5 | Yes
8715661 | YORK | YVAHR336B31LM | Ducted Indoor Units | 320000 | 10.8 | 18.6 | 344000 | 3.54 | 266000 | 2.53 | 6667.5 | Yes
8715697 | YORK | YVAHR336B31LM | Mixed Ducted and Non-Ducted Indoor Units | 320000 | 10.65 | 18.15 | 344000 | 3.52 | 266000 | 2.32 | 6667.5 | Yes
7987352 | YORK | YVAHR336B31S | Non-Ducted Indoor Units | 320000 | 11.1 | 21.2 | 360000 | 3.87 | 268000 | 2.6 | 6667.5 | Yes
7987353 | YORK | YVAHR336B31S | Ducted Indoor Units | 320000 | 11 | 20.8 | 360000 | 3.68 | 268000 | 2.58 | 6667.5 | Yes
7990822 | YORK | YVAHR336B31S | Mixed Ducted and Non-Ducted Indoor Units | 320000 | 11.05 | 21 | 360000 | 3.77 | 268000 | 2.59 | 6667.5 | Yes
203994228 | YORK | YVAHR336B32S | Ducted Indoor Units | 320000 | 9.8 | 19.1 | 360000 | 3.32 | 250000 | 2.25 | 6667.5 | Yes
202607816 | YORK | YVAHR336B32S | Ducted Indoor Units | 320000 | 9.8 | 19.1 | 360000 | 3.32 | 250000 | 2.25 | 6667.5 | Yes
10323673 | YORK | YVAHR336B32S | Ducted Indoor Units | 320000 | 9.8 | 19.1 | 360000 | 3.32 | 250000 | 2.25 | 6667.5 | Yes
7987398 | YORK | YVAHR336B41S | Non-Ducted Indoor Units | 320000 | 10.5 | 20.2 | 360000 | 3.68 | 268000 | 2.52 | 6667.5 | Yes
7987399 | YORK | YVAHR336B41S | Ducted Indoor Units | 320000 | 10.5 | 19.8 | 360000 | 3.52 | 268000 | 2.5 | 6667.5 | Yes
7990848 | YORK | YVAHR336B41S | Mixed Ducted and Non-Ducted Indoor Units | 320000 | 10.5 | 20 | 360000 | 3.6 | 268000 | 2.51 | 6667.5 | Yes
203994231 | YORK | YVAHR336B42S | Ducted Indoor Units | 320000 | 9.8 | 19.1 | 360000 | 3.32 | 250000 | 2.25 | 6667.5 | Yes
202607819 | YORK | YVAHR336B42S | Ducted Indoor Units | 320000 | 9.8 | 19.1 | 360000 | 3.32 | 250000 | 2.25 | 6667.5 | Yes
10323721 | YORK | YVAHR336B42S | Ducted Indoor Units | 320000 | 9.8 | 19.1 | 360000 | 3.32 | 250000 | 2.25 | 6667.5 | Yes
204269211 | YORK | YVAHR336B52S | Ducted Indoor Units | 320000 | 9.8 | 19.1 | 360000 | 3.32 | 250000 | 2.25 | 6667.5 | Yes
204268462 | YORK | YVAHR336B52S | Ducted Indoor Units | 320000 | 9.8 | 19.1 | 360000 | 3.32 | 250000 | 2.25 | 6667.5 | Yes
8715627 | YORK | YVAHR360B31LM | Non-Ducted Indoor Units | 344000 | 10.2 | 18.2 | 366000 | 3.35 | 268000 | 2.05 | 7167.5 | Yes
8715663 | YORK | YVAHR360B31LM | Ducted Indoor Units | 344000 | 10.2 | 18.7 | 366000 | 3.53 | 268000 | 2.47 | 7167.5 | Yes
8715699 | YORK | YVAHR360B31LM | Mixed Ducted and Non-Ducted Indoor Units | 344000 | 10.2 | 18.45 | 366000 | 3.44 | 268000 | 2.26 | 7167.5 | Yes
7987355 | YORK | YVAHR360B31S | Ducted Indoor Units | 344000 | 10.2 | 19 | 386000 | 3.67 | 284000 | 2.48 | 7167.5 | Yes
7990823 | YORK | YVAHR360B31S | Mixed Ducted and Non-Ducted Indoor Units | 344000 | 9.85 | 18.75 | 386000 | 3.77 | 284000 | 2.47 | 7167.5 | Yes
7987401 | YORK | YVAHR360B41S | Ducted Indoor Units | 344000 | 9.7 | 18.1 | 386000 | 3.51 | 284000 | 2.39 | 7167.5 | Yes
203993449 | YORK | YVAHR384B32S | Non-Ducted Indoor Units | 366000 | 9.6 | 19.6 | 410000 | 3.37 | 276000 | 2.2 | 7625 | Yes
10323579 | YORK | YVAHR384B32S | Non-Ducted Indoor Units | 366000 | 9.6 | 19.6 | 410000 | 3.37 | 276000 | 2.2 | 7625 | Yes
203993469 | YORK | YVAHR384B42S | Non-Ducted Indoor Units | 366000 | 9.6 | 19.6 | 410000 | 3.37 | 276000 | 2.2 | 7625 | Yes
10323627 | YORK | YVAHR384B42S | Non-Ducted Indoor Units | 366000 | 9.6 | 19.6 | 410000 | 3.37 | 276000 | 2.2 | 7625 | Yes
204269165 | YORK | YVAHR384B52S | Non-Ducted Indoor Units | 366000 | 9.6 | 19.6 | 410000 | 3.37 | 276000 | 2.2 | 7625 | Yes
204268405 | YORK | YVAHR384B52S | Non-Ducted Indoor Units | 366000 | 9.6 | 19.6 | 410000 | 3.37 | 276000 | 2.2 | 7625 | Yes
203993494 | YORK | YVAHR432B32S | Ducted Indoor Units | 400000 | 9.6 | 19 | 460000 | 3.35 | 300000 | 2.19 | 8332.5 | Yes
10323677 | YORK | YVAHR432B32S | Ducted Indoor Units | 400000 | 9.6 | 19 | 460000 | 3.35 | 300000 | 2.19 | 8332.5 | Yes
203993505 | YORK | YVAHR432B42S | Ducted Indoor Units | 400000 | 9.6 | 19 | 460000 | 3.35 | 300000 | 2.19 | 8332.5 | Yes
10323725 | YORK | YVAHR432B42S | Ducted Indoor Units | 400000 | 9.6 | 19 | 460000 | 3.35 | 300000 | 2.19 | 8332.5 | Yes
204269215 | YORK | YVAHR432B52S | Ducted Indoor Units | 400000 | 9.6 | 19 | 460000 | 3.35 | 300000 | 2.19 | 8332.5 | Yes
204268470 | YORK | YVAHR432B52S | Ducted Indoor Units | 400000 | 9.6 | 19 | 460000 | 3.35 | 300000 | 2.19 | 8332.5 | Yes