## Read Me
This Qualified Products List (QPL) is dated 3/1/2023
Effective January 1, 2023, the federal government will be issuing new standards for heat pump products which will cause manufacturers to replace HSPF and SEER efficiency ratings with HSPF2 and SEER2. At that time, the NHSaves utility partners will update efficiency requirements for residentially-sized air source heat pump equipment (rated below 65,000 Btu/h of cooling capacity) to align with the new federal standards (i.e., ENERGY STAR 6.1 Cold Climate Certification standard). To ease the transition to the new standards, any models that meet either the current criteria or the new criteria will be considered eligible for installation through December 31, 2023.
Equipment Type | Ducting Type | 2022 |  |  | 2023*
|  | EER | SEER | HSPF | HSPF2 | SEER2 | HCR @5°F | COP @5°F
Air Source Heat Pumps < 5.4 tons | Ductless | 12.5 | 18 | 10 | 8.5 | 15.2 | 70% | 1.75
| Ducted | 12.5 | 18 | 10 | 8.1 | 15.2 | 70% | 1.75
*Aligns with ENERGY STAR 6.1 Cold-Climate Specification
Equipment Type | Size Category | EER | IEER | COP @47°F
Air Source Heat Pumps ≥ 5.4 tons | ≥ 5.4 Tons and < 11.3 Tons | 11.8 | 13.6 | 3.4
| ≥ 11.3 Tons and < 20 Tons | 10.9 | 12.8 | 3.3
| ≥ 20 Tons | 10.1 | 11.6 | 3.3
Air Source Variable Refrigerant Flow (VRF) | ≥ 5.4 Tons and < 11.3 Tons | 11.5 | 20 | 3.4
| ≥ 11.3 Tons and < 20 Tons | 11 | 18 | 3.3
| ≥ 20 Tons | 9.6 | 18 | 3.3
For units not listed by AHRI or on this QPL, please contact HVAC-NE@Energy-Solution.com for guidance.

## Air Source Heat Pumps
[9 empty] | 2022 Parameters | [8 empty] | 2023 Parameters
AHRI Certified Reference Number | Equipment Type | Outdoor Unit Brand Name | AHRI Type | Outdoor Unit Model Number | Indoor Unit Brand Name | Indoor Unit Type | Indoor Unit Model Number(s) | Furnace Model Number | AHRI Certified Ratings - Cooling Capacity (95F) | AHRI Certified Ratings - SEER | AHRI Certified Ratings - IEER | AHRI Certified Ratings - EER (95F) | AHRI Certified Ratings - HSPF | AHRI Certified Ratings - COP (47F) | AHRI Certified Ratings - High Heat (47F) | Low Heat (17F) | Heating Capacity Ratio @ 47°F | Cooling Capacity (AFull) - Single or High Stage (95F), btuh | SEER2 | EER2 (AFull) - Single or High Stage (95F) | HSPF2 (Region IV) | Heating Capacity (H1Full) - Single or High Stage (47F), btuh | Heating Capacity at 5°F as calculated by M1 | Heating Capacity Ratio @ 5°F | Heating COP at 5°F as calculated by M1 | Residental, Commercial or Both | Commercial Customer Incentive* *See Read Me tab for eligibility details | Meets 2023 Efficiency Criteria | Tonnage | Cold Climate Designation
10513887 | Mini/Multi Split | LG | HRCU-A-CB | LUU248HV |  | Mini-Splits (Ducted) | LVN240HV4 |  | 24000 | 18 |  | 12.5 | 10 |  | 27000 | 18000 | 66.67% | [8 empty] | Residential | 500 | No | 2
10528563 | Mini/Multi Split | LENNOX | HRCU-A-CB | MPB009S4S-1P |  | Mini-Splits (Ducted) | MMDB009S4-2P |  | 9000 | 20.5 |  | 13.5 | 11.5 |  | 10000 | 6800 | 68% | [8 empty] | Residential | 187.5 | No | 0.75
10528564 | Mini/Multi Split | LENNOX | HRCU-A-CB | MPB012S4S-1P |  | Mini-Splits (Ducted) | MMDB012S4-2P |  | 12000 | 21.5 |  | 12.5 | 11.5 |  | 12000 | 7200 | 60% | [8 empty] | Residential | 250 | No | 1
10528565 | Mini/Multi Split | LENNOX | HRCU-A-CB | MPB018S4S-1P |  | Mini-Splits (Ducted) | MMDB018S4-2P |  | 18000 | 19 |  | 12.5 | 10.5 |  | 18000 | 12000 | 66.67% | [8 empty] | Residential | 375 | No | 1.5
10528566 | Mini/Multi Split | LENNOX | HRCU-A-CB | MPB024S4S-1P |  | Mini-Splits (Ducted) | MMDB024S4-2P |  | 24000 | 21.5 |  | 12.5 | 11 |  | 24400 | 16000 | 65.57% | [8 empty] | Residential | 500 | No | 2
10528569 | Mini/Multi Split | LENNOX | HRCU-A-CB | MLA009S4S-1P |  | Mini-Splits (Ducted) | MMDB009S4-2P |  | 9000 | 23 |  | 13.5 | 12 |  | 10000 | 7200 | 72% | [8 empty] | Residential | 187.5 | No | 0.75
10528570 | Mini/Multi Split | LENNOX | HRCU-A-CB | MLA012S4S-1P |  | Mini-Splits (Ducted) | MMDB012S4-2P |  | 12000 | 20.5 |  | 12.5 | 11 |  | 12000 | 8500 | 70.83% | [8 empty] | Residential | 250 | No | 1
10528572 | Mini/Multi Split | LENNOX | HRCU-A-CB | MLA024S4S-1P |  | Mini-Splits (Ducted) | MMDB024S4-2P |  | 24000 | 20.5 |  | 12.5 | 12.5 |  | 24000 | 17200 | 71.67% | [8 empty] | Residential | 500 | No | 2
10531401 | Mini/Multi Split | BLUERIDGE | HMSV-A-CB-O | BMKH24M-NDG3 |  | Non-Ducted Indoor Units |  |  | 24000 | 21 |  | 12.5 | 11 |  | 26000 | 16600 | 63.85% | 24000 | 21 | 11.8 | 9 | 26000 |  |  |  | Residential | 500 | No | 2 | No
10531402 | Mini/Multi Split | BLUERIDGE | HMSV-A-CB-O | BMKH36M-NDG3 |  | Non-Ducted Indoor Units |  |  | 34000 | 21 |  | 12.5 | 11.5 |  | 36000 | 26600 | 73.89% | 34000 | 21 | 11.8 | 8.6 | 36000 |  |  |  | Residential | 707.5 | No | 2.83 | No
10531403 | Mini/Multi Split | AC PRO.COM | HRCU-A-CB-O | AWH09QC-A3DNA1D/O |  | Mini-Splits (Non-Ducted) | AWH09QC-A3DNA3D/I |  | 9000 | 23 |  | 13 | 10.5 |  | 9900 | 6900 | 69.7% | 9000 | 23 | 13 | 9.4 | 9900 | 8700 | 87.88% | 2.03 | Residential | 187.5 | Yes | 0.75 | Yes
10531404 | Mini/Multi Split | AC PRO.COM | HRCU-A-CB-O | AWH12QC-A3DNA1D/O |  | Mini-Splits (Non-Ducted) | AWH12QC-A3DNA3D/I |  | 12000 | 22 |  | 12.5 | 10.2 |  | 12200 | 6800 | 55.74% | 12000 | 21.5 | 12 | 8.2 | 12200 | 8600 | 70.49% | 1.75 | Residential | 250 | No | 1 | No
10531405 | Mini/Multi Split | AC PRO.COM | HRCU-A-CB-O | AWH09QC-D3DNA1D/O |  | Mini-Splits (Non-Ducted) | AWH09QC-D3DNA3D/I |  | 9000 | 23 |  | 14 | 10.5 |  | 11000 | 7300 | 66.36% | 9000 | 23 | 14 | 8.5 | 11000 | 9000 | 81.82% | 1.97 | Residential | 187.5 | Yes | 0.75 | Yes
10531406 | Mini/Multi Split | AC PRO.COM | HRCU-A-CB-O | AWH12QC-D3DNA1D/O |  | Mini-Splits (Non-Ducted) | AWH12QC-D3DNA3D/I |  | 12000 | 22 |  | 12.5 | 11 |  | 13000 | 7700 | 59.23% | 12000 | 21.5 | 12 | 8.2 | 13000 |  |  |  | Residential | 250 | No | 1 | No
10544533 | Mini/Multi Split | AC PRO.COM | HRCU-A-CB-O | AWH18QD-D3DNA1G/O |  | Mini-Splits (Non-Ducted) | AWH18QD-D3DNA3G/I |  | 18000 | 20 |  | 12.5 | 10.5 |  | 19800 | 12400 | 62.63% | 18000 | 20 | 12.5 | 8.3 | 19800 |  |  |  | Residential | 375 | No | 1.5
10544534 | Mini/Multi Split | AC PRO.COM | HRCU-A-CB-O | AWH24QE-D3DNA1D/O |  | Mini-Splits (Non-Ducted) | AWH24QE-D3DNA3D/I |  | 22000 | 20 |  | 12.5 | 10 |  | 23000 | 14600 | 63.48% | 22000 | 20 | 12.5 | 8.5 | 24000 | 19200 | 80% | 1.75 | Residential | 457.5 | No | 1.83 | No
10567390 | Mini/Multi Split | LG | HRCU-A-CB-O | LSU180HSV5 |  | Mini-Splits (Non-Ducted) | LAN180HSV5 |  | 18000 | 21.5 |  | 12.6 | 10.2 |  | 21600 | 13000 | 60.19% | 18000 | 22 | 12.55 | 9.5 | 21600 | 15200 | 70.37% | 1.75 | Residential | 375 | No | 1.5 | Both
10567391 | Mini/Multi Split | LG | HRCU-A-CB-O | LSU180HSV5 |  | Mini-Splits (Non-Ducted) | LSN180HSV5 |  | 18000 | 21.5 |  | 12.6 | 10.2 |  | 21600 | 13000 | 60.19% | 18000 | 22 | 12.55 | 9.5 | 21600 | 15200 | 70.37% | 1.75 | Residential | 375 | No | 1.5 | Both
10567392 | Mini/Multi Split | LG | HRCU-A-CB-O | LGU181HSV3 |  | Mini-Splits (Non-Ducted) | LGN181HSV3 |  | 18000 | 21.5 |  | 12.6 | 10.2 |  | 21600 | 13000 | 60.19% | 18000 | 22 | 12.55 | 9.5 | 21600 | 15200 | 70.37% | 1.75 | Residential | 375 | No | 1.5 | Both
10567393 | Mini/Multi Split | LG | HRCU-A-CB-O | LSU090HSV5 |  | Mini-Splits (Non-Ducted) | LAN090HSV5 |  | 9000 | 23.5 |  | 14.5 | 11.3 |  | 10900 | 6600 | 60.55% | 9000 | 23.2 | 14.5 | 10.2 | 10900 | 7700 | 70.64% | 1.75 | Residential | 187.5 | No | 0.75 | Both
10567394 | Mini/Multi Split | LG | HRCU-A-CB-O | LSU090HSV5 |  | Mini-Splits (Non-Ducted) | LSN090HSV5 |  | 9000 | 23.5 |  | 14.5 | 11.3 |  | 10900 | 6600 | 60.55% | 9000 | 23.2 | 14.5 | 10.2 | 10900 | 7700 | 70.64% | 1.75 | Residential | 187.5 | No | 0.75 | Both
10569044 | Mini/Multi Split | LENNOX | HMSV-A-CB-O | LIZ018HO-210P432 |  | Non-Ducted Indoor Units |  |  | 18000 | 22 |  | 12.5 | 11 |  | 19000 | 12800 | 67.37% | 18000 | 21 | 12.5 | 9 | 19000 |  |  |  | Residential | 375 | No | 1.5 | No
10569045 | Mini/Multi Split | AC PRO.COM | HMSV-A-CB-O | AWHD(18)ND3GO |  | Non-Ducted Indoor Units |  |  | 18000 | 22 |  | 12.5 | 11 |  | 19000 | 12800 | 67.37% | 18000 | 21 | 12.5 | 9 | 19000 |  |  |  | Residential | 375 | No | 1.5 | No
10569046 | Mini/Multi Split | LENNOX | HMSV-A-CB-O | LIZ024HO-210P432 |  | Non-Ducted Indoor Units |  |  | 24000 | 21 |  | 12.5 | 11 |  | 26000 | 16600 | 63.85% | 24000 | 21 | 11.8 | 9 | 26000 |  |  |  | Residential | 500 | No | 2 | No
10569047 | Mini/Multi Split | AC PRO.COM | HMSV-A-CB-O | AWHD(24)ND3GO |  | Non-Ducted Indoor Units |  |  | 24000 | 21 |  | 12.5 | 11 |  | 26000 | 16600 | 63.85% | 24000 | 21 | 11.8 | 9 | 26000 |  |  |  | Residential | 500 | No | 2 | No
10569052 | Mini/Multi Split | LENNOX | HMSV-A-CB-O | LIZ030HO-210P432 |  | Non-Ducted Indoor Units |  |  | 28400 | 21 |  | 12.5 | 11.5 |  | 30000 | 18000 | 60% | 28400 | 20 | 11.8 | 8.6 | 30000 |  |  |  | Residential | 592.5 | No | 2.37 | No
10569053 | Mini/Multi Split | AC PRO.COM | HMSV-A-CB-O | AWHD(30)ND3GO |  | Non-Ducted Indoor Units |  |  | 28400 | 21 |  | 12.5 | 11.5 |  | 30000 | 18000 | 60% | 28400 | 20 | 11.8 | 8.6 | 30000 |  |  |  | Residential | 592.5 | No | 2.37 | No
10569056 | Mini/Multi Split | LENNOX | HMSV-A-CB-O | LIZ036HO-210P432 |  | Non-Ducted Indoor Units |  |  | 34000 | 21 |  | 12.5 | 11.5 |  | 36000 | 26600 | 73.89% | 34000 | 21 | 11.8 | 8.6 | 36000 |  |  |  | Residential | 707.5 | No | 2.83 | No
10569057 | Mini/Multi Split | AC PRO.COM | HMSV-A-CB-O | AWHD(36)ND3GO |  | Non-Ducted Indoor Units |  |  | 34000 | 21 |  | 12.5 | 11.5 |  | 36000 | 26600 | 73.89% | 34000 | 21 | 11.8 | 8.6 | 36000 |  |  |  | Residential | 707.5 | No | 2.83 | No
10569074 | Mini/Multi Split | AC PRO.COM | HRCU-A-CB-O | AWH12YD-D3DNA1A/O |  | Mini-Splits (Non-Ducted) | AWH12QD-D3DN***/I |  | 12000 | 30.5 |  | 15.3 | 14 |  | 12200 | 8300 | 68.03% | 12000 | 24 | 14 | 8.5 | 12200 |  |  |  | Residential | 250 | No | 1 | No
10569075 | Mini/Multi Split | AC PRO.COM | HRCU-A-CB-O | AWH18YE-D3DNA1A/O |  | Mini-Splits (Non-Ducted) | AWH18QE-D3DN***/I |  | 18000 | 24.5 |  | 13.5 | 12 |  | 18000 | 14200 | 78.89% | 18000 | 22 | 13.5 | 10 | 18000 | 20000 | 111.1% | 1.8 | Residential | 375 | Yes | 1.5 | Yes
10569076 | Mini/Multi Split | AC PRO.COM | HRCU-A-CB-O | AWH24YE-D3DNA1A/O |  | Mini-Splits (Non-Ducted) | AWH24QE-D3DN***/I |  | 22000 | 21.5 |  | 13 | 12 |  | 24000 | 15500 | 64.58% | 22000 | 21.5 | 13 | 9.5 | 24000 | 24000 | 100% | 1.9 | Residential | 457.5 | Yes | 1.83 | Yes
10570122 | Mini/Multi Split | LG | HRCU-A-CB-O | LSU120HSV5 |  | Mini-Splits (Non-Ducted) | LAN120HSV5 |  | 12000 | 22.7 |  | 12.5 | 11.4 |  | 13600 | 8200 | 60.29% | 12000 | 22 | 12.5 | 10 | 13600 | 9200 | 67.65% | 1.85 | Residential | 250 | No | 1 | No
10570123 | Mini/Multi Split | LG | HRCU-A-CB-O | LSU120HSV5 |  | Mini-Splits (Non-Ducted) | LSN120HSV5 |  | 12000 | 22.7 |  | 12.5 | 11.4 |  | 13600 | 8200 | 60.29% | 12000 | 22 | 12.5 | 10 | 13600 | 9200 | 67.65% | 1.85 | Residential | 250 | No | 1 | No
10570124 | Mini/Multi Split | LG | HRCU-A-CB-O | LGU121HSV3 |  | Mini-Splits (Non-Ducted) | LGN121HSV3 |  | 12000 | 22.7 |  | 12.5 | 11.4 |  | 13600 | 8200 | 60.29% | 12000 | 22 | 12.5 | 10 | 13600 | 9200 | 67.65% | 1.85 | Residential | 250 | No | 1 | No
10580832 | Mini/Multi Split | GOODMAN | HRCU-A-CB-O | MSH093E21MCAA |  | Mini-Splits (Non-Ducted) | MSH093E21AXAA |  | 9000 | 22.8 |  | 14 | 10.5 |  | 9800 | 6400 | 65.31% | [8 empty] | Residential | 187.5 | No | 0.75
10580860 | Mini/Multi Split | YORK BY JOHNSON CONTROLS | HRCU-A-CB | YUJE09BYJ6AMO-X |  | Mini-Splits (Ducted) | YEJE09BXJ6AM-W1 |  | 9000 | 20.5 |  | 13.5 | 11.5 |  | 10000 | 6800 | 68% | [8 empty] | Residential | 187.5 | No | 0.75
10580861 | Mini/Multi Split | YORK BY JOHNSON CONTROLS | HRCU-A-CB | YUJE12BYJ6AMO-X |  | Mini-Splits (Ducted) | YEJE12BXJ6AM-W1 |  | 12000 | 21.5 |  | 12.5 | 11.5 |  | 12000 | 7200 | 60% | [8 empty] | Residential | 250 | No | 1
10580862 | Mini/Multi Split | YORK BY JOHNSON CONTROLS | HRCU-A-CB | YUJE18BYJ6AMO-X |  | Mini-Splits (Ducted) | YEJE18BXJ6AM-W1 |  | 18000 | 19 |  | 12.5 | 10.5 |  | 18000 | 12000 | 66.67% | [8 empty] | Residential | 375 | No | 1.5
10580863 | Mini/Multi Split | YORK BY JOHNSON CONTROLS | HRCU-A-CB | YUJE24BYJ6AMO-X |  | Mini-Splits (Ducted) | YEJE24BXJ6AM-W1 |  | 24000 | 21.5 |  | 12.5 | 11 |  | 24400 | 16000 | 65.57% | [8 empty] | Residential | 500 | No | 2
10581098 | Mini/Multi Split | TOSOT | HRCU-A-CB-O | TW12HQ2B8DO |  | Mini-Splits (Non-Ducted) | TW12HQ2B8DI |  | 12000 | 22 |  | 12.5 | 11 |  | 13000 | 7100 | 54.62% | [8 empty] | Residential | 250 | No | 1
10581099 | Mini/Multi Split | TOSOT | HRCU-A-CB-O | TW18HQ2B8DO |  | Mini-Splits (Non-Ducted) | TW18HQ2B8DI |  | 18000 | 20 |  | 12.5 | 10.5 |  | 19800 | 12400 | 62.63% | [8 empty] | Residential | 375 | No | 1.5
10595371 | Mini/Multi Split | RHEEM | HRCU-A-CB-O | ROSH09AHHJ |  | Mini-Splits (Non-Ducted) | RIWH09AHWJ |  | 9000 | 33 |  | 18 | 14 |  | 12000 | 7000 | 58.33% | [8 empty] | Residential | 187.5 | No | 0.75
10595372 | Mini/Multi Split | RUUD | HRCU-A-CB-O | UOSH09AHHJ |  | Mini-Splits (Non-Ducted) | UIWH09AHWJ |  | 9000 | 33 |  | 18 | 14 |  | 12000 | 7000 | 58.33% | [8 empty] | Residential | 187.5 | No | 0.75
10595373 | Mini/Multi Split | RHEEM | HRCU-A-CB-O | ROSH12AHHJ |  | Mini-Splits (Non-Ducted) | RIWH12AHWJ |  | 12000 | 29.3 |  | 15.2 | 13.8 |  | 16000 | 9600 | 60% | [8 empty] | Residential | 250 | No | 1
10595374 | Mini/Multi Split | RUUD | HRCU-A-CB-O | UOSH12AHHJ |  | Mini-Splits (Non-Ducted) | UIWH12AHWJ |  | 12000 | 29.3 |  | 15.2 | 13.8 |  | 16000 | 9600 | 60% | [8 empty] | Residential | 250 | No | 1
10595375 | Mini/Multi Split | RHEEM | HRCU-A-CB-O | ROSH15AHHJ |  | Mini-Splits (Non-Ducted) | RIWH15AHWJ |  | 14500 | 25.3 |  | 13.9 | 13.3 |  | 18000 | 11200 | 62.22% | [8 empty] | Residential | 302.5 | No | 1.21
10595377 | Mini/Multi Split | RHEEM | HRCU-A-CB-O | ROSH18AHXHJ |  | Mini-Splits (Non-Ducted) | RIWH18AVFJ |  | 18000 | 20 |  | 13.3 | 10.4 |  | 21600 | 14600 | 67.59% | 18000 | 20 | 13.3 | 10 | 21600 | 19000 | 87.96% | 2.18 | Residential | 375 | Yes | 1.5 | Both
10595379 | Mini/Multi Split | RHEEM | HRCU-A-CB-O | ROSH24AHXHJ |  | Mini-Splits (Non-Ducted) | RIWH24AVFJ |  | 22000 | 19.5 |  | 12.5 | 10.5 |  | 25200 | 18000 | 71.43% | 22000 | 19.5 | 12.5 | 10.5 | 25200 | 23200 | 92.06% | 2.04 | Residential | 457.5 | Yes | 1.83 | Both
10595381 | Mini/Multi Split | RHEEM | HRCU-A-CB-O | ROSH30AHXHJ |  | Mini-Splits (Non-Ducted) | RIWH30AVFJ |  | 30000 | 18.7 |  | 12.5 | 11.8 |  | 32000 | 18900 | 59.06% | 30000 | 18.7 | 12.5 | 10 | 32000 | 30400 | 95% | 2.02 | Residential | 625 | Yes | 2.5 | Both
10595382 | Mini/Multi Split | RUUD | HRCU-A-CB-O | UOSH30AHXHJ |  | Mini-Splits (Non-Ducted) | UIWH30AVFJ |  | 30000 | 18.7 |  | 12.5 | 11.8 |  | 32000 | 18900 | 59.06% | 30000 | 18.7 | 12.5 | 10 | 32000 | 30400 | 95% | 2.02 | Residential | 625 | Yes | 2.5 | Both
10595383 | Mini/Multi Split | RHEEM | HRCU-A-CB-O | ROSH09AFFHJ |  | Mini-Splits (Non-Ducted) | RIFH09AVFJ |  | 9000 | 26 |  | 16 | 12.4 |  | 12000 | 7500 | 62.5% | 9000 | 26 | 16 | 11.6 | 12000 | 13400 | 111.7% | 1.9 | Residential | 187.5 | Yes | 0.75 | Both
10595386 | Mini/Multi Split | RHEEM | HRCU-A-CB-O | ROSH12AFFHJ |  | Mini-Splits (Non-Ducted) | RIFH12AVFJ |  | 12000 | 22.7 |  | 13.1 | 11.3 |  | 16000 | 10600 | 66.25% | 12000 | 22.7 | 13.1 | 11 | 16000 | 13400 | 83.75% | 1.9 | Residential | 250 | Yes | 1 | Both
10595387 | Mini/Multi Split | RUUD | HRCU-A-CB-O | UOSH12AFFHJ |  | Mini-Splits (Non-Ducted) | RIFH12AVFJ |  | 12000 | 22.7 |  | 13.1 | 11.3 |  | 16000 | 10600 | 66.25% | 12000 | 22.7 | 13.1 | 11 | 16000 | 13400 | 83.75% | 1.9 | Residential | 250 | Yes | 1 | Both
10595389 | Mini/Multi Split | RHEEM | HRCU-A-CB-O | ROSH15AFFHJ |  | Mini-Splits (Non-Ducted) | RIFH15AVFJ |  | 14200 | 20.3 |  | 12.5 | 11 |  | 18000 | 11600 | 64.44% | 14200 | 20.3 | 12.5 | 10.5 | 18000 | 18100 | 100.6% | 1.84 | Residential | 295 | Yes | 1.18 | Both
10595390 | Mini/Multi Split | RUUD | HRCU-A-CB-O | UOSH15AFFHJ |  | Mini-Splits (Non-Ducted) | RIFH15AVFJ |  | 14200 | 20.3 |  | 12.5 | 11 |  | 18000 | 11600 | 64.44% | 14200 | 20.3 | 12.5 | 10.5 | 18000 | 18100 | 100.6% | 1.84 | Residential | 295 | Yes | 1.18 | Both
10595392 | Mini/Multi Split | RHEEM | HRCU-A-CB-O | ROSH09AFFJ |  | Mini-Splits (Non-Ducted) | RIFH09AVFJ |  | 9000 | 26 |  | 16 | 12.6 |  | 12000 | 7500 | 62.5% | 9000 | 26 | 16 | 11.8 | 12000 | 13400 | 111.7% | 1.9 | Residential | 187.5 | Yes | 0.75 | Both
10595394 | Mini/Multi Split | RHEEM | HRCU-A-CB-O | ROSH12AFFJ |  | Mini-Splits (Non-Ducted) | RIFH12AVFJ |  | 12000 | 22.7 |  | 13.1 | 11.6 |  | 16000 | 10600 | 66.25% | 12000 | 22.7 | 13.1 | 11.2 | 16000 | 13400 | 83.75% | 1.9 | Residential | 250 | Yes | 1 | Both
10595395 | Mini/Multi Split | RUUD | HRCU-A-CB-O | UOSH12AFFJ |  | Mini-Splits (Non-Ducted) | RIFH12AVFJ |  | 12000 | 22.7 |  | 13.1 | 11.6 |  | 16000 | 10600 | 66.25% | 12000 | 22.7 | 13.1 | 11.2 | 16000 | 13400 | 83.75% | 1.9 | Residential | 250 | Yes | 1 | Both
10595396 | Mini/Multi Split | RHEEM | HRCU-A-CB-O | ROSH15AFFJ |  | Mini-Splits (Non-Ducted) | RIFH15AVFJ |  | 14200 | 20.3 |  | 12.5 | 11.2 |  | 18000 | 11600 | 64.44% | 14200 | 20.3 | 12.5 | 10.7 | 18000 | 18100 | 100.6% | 1.84 | Residential | 295 | Yes | 1.18 | Both
10595397 | Mini/Multi Split | RUUD | HRCU-A-CB-O | UOSH15AFFJ |  | Mini-Splits (Non-Ducted) | RIFH15AVFJ |  | 14200 | 20.3 |  | 12.5 | 11.2 |  | 18000 | 11600 | 64.44% | 14200 | 20.3 | 12.5 | 10.7 | 18000 | 18100 | 100.6% | 1.84 | Residential | 295 | Yes | 1.18 | Both
10595399 | Mini/Multi Split | RHEEM | HRCU-A-CB | ROSH09AFCJ |  | Mini-Splits (Ducted) | RIDH09AVFJ |  | 9000 | 21.5 |  | 14.5 | 12.2 |  | 12000 | 7300 | 60.83% | [8 empty] | Residential | 187.5 | No | 0.75
10595400 | Mini/Multi Split | RUUD | HRCU-A-CB | UOSH09AFCJ |  | Mini-Splits (Ducted) | RIDH09AVFJ |  | 9000 | 21.5 |  | 14.5 | 12.2 |  | 12000 | 7300 | 60.83% | [8 empty] | Residential | 187.5 | No | 0.75
10595401 | Mini/Multi Split | RHEEM | HRCU-A-CB | ROSH12AFCJ |  | Mini-Splits (Ducted) | RIDH12AVFJ |  | 12000 | 20 |  | 12.8 | 11.5 |  | 16000 | 9500 | 59.38% | [8 empty] | Residential | 250 | No | 1
10595405 | Mini/Multi Split | RHEEM | HRCU-A-CB-O | ROSH09AFCJ |  | Mini-Splits (Non-Ducted) | RICH09AVFJ |  | 9000 | 24 |  | 14.5 | 13 |  | 12000 | 7100 | 59.17% | [8 empty] | Residential | 187.5 | No | 0.75
10595406 | Mini/Multi Split | RUUD | HRCU-A-CB-O | UOSH09AFCJ |  | Mini-Splits (Non-Ducted) | RICH09AVFJ |  | 9000 | 24 |  | 14.5 | 13 |  | 12000 | 7100 | 59.17% | [8 empty] | Residential | 187.5 | No | 0.75
10595407 | Mini/Multi Split | RHEEM | HRCU-A-CB-O | ROSH12AFCJ |  | Mini-Splits (Non-Ducted) | RICH12AVFJ |  | 12000 | 21.9 |  | 12.8 | 12.2 |  | 16000 | 10200 | 63.75% | [8 empty] | Residential | 250 | No | 1
10595418 | Mini/Multi Split | RHEEM | HMSV-A-CB | ROMH18FXZHJ |  | Non-Ducted Indoor Units |  |  | 18000 | 21.5 |  | 13.5 | 10.3 |  | 22000 | 14200 | 64.55% | 18000 | 21.5 | 13.5 | 9.6 | 22000 | 22000 | 100% | 1.84 | Residential | 375 | Yes | 1.5 | Both
10595419 | Mini/Multi Split | RUUD | HMSV-A-CB | UOMH18FXZHJ |  | Non-Ducted Indoor Units |  |  | 18000 | 21.5 |  | 13.5 | 10.3 |  | 22000 | 14200 | 64.55% | 18000 | 21.5 | 13.5 | 9.6 | 22000 | 22000 | 100% | 1.84 | Residential | 375 | Yes | 1.5 | Both
10595424 | Mini/Multi Split | RHEEM | HMSV-A-CB | ROMH24FXZHJ |  | Non-Ducted Indoor Units |  |  | 22000 | 20 |  | 13.3 | 10.3 |  | 25000 | 15400 | 61.6% | 22000 | 20 | 13.3 | 10 | 25000 | 25600 | 102.4% | 2.06 | Residential | 457.5 | Yes | 1.83 | Both
10595425 | Mini/Multi Split | RUUD | HMSV-A-CB | UOMH24FXZHJ |  | Non-Ducted Indoor Units |  |  | 22000 | 20 |  | 13.3 | 10.3 |  | 25000 | 15400 | 61.6% | 22000 | 20 | 13.3 | 10 | 25000 | 25600 | 102.4% | 2.06 | Residential | 457.5 | Yes | 1.83 | Both
10595430 | Mini/Multi Split | RHEEM | HMSV-A-CB | ROMH36FXZHJ |  | Non-Ducted Indoor Units |  |  | 35200 | 20 |  | 13 | 10.3 |  | 36400 | 21400 | 58.79% | 35200 | 20.5 | 13 | 9.5 | 36400 | 36400 | 100% | 2.02 | Residential | 732.5 | Yes | 2.93 | Both
10595431 | Mini/Multi Split | RUUD | HMSV-A-CB | UOMH36FXZHJ |  | Non-Ducted Indoor Units |  |  | 35200 | 20 |  | 13 | 10.3 |  | 36400 | 21400 | 58.79% | 35200 | 20.5 | 13 | 9.5 | 36400 | 36400 | 100% | 2.02 | Residential | 732.5 | Yes | 2.93 | Both
10595495 | Mini/Multi Split | COMFORTSTAR | HRCU-A-CB-O | CXH009CD(O) |  | Mini-Splits (Non-Ducted) | CXH009CD(I) |  | 9000 | 25 |  | 14.5 | 11.2 |  | 10900 | 6900 | 63.3% | [8 empty] | Residential | 187.5 | No | 0.75
10595496 | Mini/Multi Split | COMFORTSTAR | HRCU-A-CB-O | CXH012CD(O) |  | Mini-Splits (Non-Ducted) | CXH012CD(I) |  | 12000 | 22.5 |  | 13 | 12 |  | 12000 | 7800 | 65% | [8 empty] | Residential | 250 | No | 1
10595497 | Mini/Multi Split | COMFORTSTAR | HRCU-A-CB-O | CXH018CD(O) |  | Mini-Splits (Non-Ducted) | CXH018CD(I) |  | 17000 | 20 |  | 12.5 | 10.3 |  | 18000 | 10800 | 60% | [8 empty] | Residential | 355 | No | 1.42
10595498 | Mini/Multi Split | COMFORTSTAR | HRCU-A-CB-O | CXH024CD(O) |  | Mini-Splits (Non-Ducted) | CXH024CD(I) |  | 24000 | 20.5 |  | 13 | 11.5 |  | 24000 | 15400 | 64.17% | [8 empty] | Residential | 500 | No | 2
10595503 | Mini/Multi Split | COMFORTSTAR | HRCU-A-CB | CPP009CD(O) |  | Mini-Splits (Ducted) | CPA-09B |  | 9000 | 20.5 |  | 13.5 | 11.5 |  | 10000 | 6800 | 68% | [8 empty] | Residential | 187.5 | No | 0.75
10595504 | Mini/Multi Split | COMFORTSTAR | HRCU-A-CB | CPP012CD(O) |  | Mini-Splits (Ducted) | CPA-12B |  | 12000 | 21.5 |  | 12.5 | 11.5 |  | 12000 | 7200 | 60% | [8 empty] | Residential | 250 | No | 1
10595505 | Mini/Multi Split | COMFORTSTAR | HRCU-A-CB | CPP018CD(O) |  | Mini-Splits (Ducted) | CPA-18B |  | 18000 | 19 |  | 12.5 | 10.5 |  | 18000 | 12000 | 66.67% | [8 empty] | Residential | 375 | No | 1.5
10595506 | Mini/Multi Split | COMFORTSTAR | HRCU-A-CB | CPP024CD(O) |  | Mini-Splits (Ducted) | CPA-24B |  | 24000 | 21.5 |  | 12.5 | 11 |  | 24400 | 16000 | 65.57% | [8 empty] | Residential | 500 | No | 2
10597350 | Mini/Multi Split | PIONEER | HRCU-A-CB | YN009GMFI22RPD |  | Mini-Splits (Ducted) | RB009GMFILDFHD |  | 9000 | 20.5 |  | 13.5 | 11.5 |  | 10000 | 6800 | 68% | [8 empty] | Residential | 187.5 | No | 0.75
10597351 | Mini/Multi Split | PIONEER | HRCU-A-CB | YN012GMFI22RPD |  | Mini-Splits (Ducted) | RB012GMFILDFHD |  | 12000 | 21.5 |  | 12.5 | 11.5 |  | 12000 | 7200 | 60% | [8 empty] | Residential | 250 | No | 1
10597352 | Mini/Multi Split | PIONEER | HRCU-A-CB | YN018GMFI22RPD |  | Mini-Splits (Ducted) | RB018GMFILDFHD |  | 18000 | 19 |  | 12.5 | 10.5 |  | 18000 | 12000 | 66.67% | [8 empty] | Residential | 375 | No | 1.5
10597353 | Mini/Multi Split | PIONEER | HRCU-A-CB | YN024GMFI22RPD |  | Mini-Splits (Ducted) | RB024GMFILDFHD |  | 24000 | 21.5 |  | 12.5 | 11 |  | 24400 | 16000 | 65.57% | [8 empty] | Residential | 500 | No | 2
10611528 | Mini/Multi Split | TOSOT | HRCU-A-CB-O | TW09HQ2C2DO(WIFI) |  | Mini-Splits (Non-Ducted) | TW09HQ2C2DI(WIFI) |  | 9000 | 23 |  | 14 | 10.5 |  | 11000 | 6800 | 61.82% | [8 empty] | Residential | 187.5 | No | 0.75
10611533 | Mini/Multi Split | TOSOT | HRCU-A-CB-O | TW09HQ2C2AO(WIFI) |  | Mini-Splits (Non-Ducted) | TW09HQ2C2AI(WIFI) |  | 9000 | 23 |  | 13 | 10.5 |  | 9900 | 6100 | 61.62% | [8 empty] | Residential | 187.5 | No | 0.75
10611647 | Mini/Multi Split | MIDEA | HRCU-A-CB-O | MCHSU-12PHH2 |  | Mini-Splits (Non-Ducted) | MEU-12WPQ2 |  | 12000 | 21.5 |  | 12.5 | 11 |  | 12000 | 7600 | 63.33% | [8 empty] | Residential | 250 | No | 1
10611648 | Mini/Multi Split | MIDEA | HRCU-A-CB-O | MCU-181PQ2 |  | Mini-Splits (Non-Ducted) | MEU-18WPQ2 |  | 18000 | 22 |  | 12.5 | 10.5 |  | 18000 | 11900 | 66.11% | [8 empty] | Residential | 375 | No | 1.5
10612711 | Mini/Multi Split | ACC | HRCU-A-CB-O | MSH121J21MC-ACC |  | Mini-Splits (Non-Ducted) | MSH121J21AX-ACC |  | 12000 | 21.5 |  | 12.5 | 11.2 |  | 12000 | 7100 | 59.17% | [8 empty] | Residential | 250 | No | 1
10612712 | Mini/Multi Split | ACC | HRCU-A-CB-O | MSH183J21MC-ACC |  | Mini-Splits (Non-Ducted) | MSH183J21AX-ACC |  | 18000 | 21 |  | 13 | 10 |  | 18000 | 10400 | 57.78% | [8 empty] | Residential | 375 | No | 1.5
10612713 | Mini/Multi Split | ACC | HRCU-A-CB-O | MSH243J21MC-ACC |  | Mini-Splits (Non-Ducted) | MSH243J21AX-ACC |  | 24000 | 20.5 |  | 12.5 | 10 |  | 25000 | 15300 | 61.2% | [8 empty] | Residential | 500 | No | 2
200059035 | Mini/Multi Split | COMFORT-AIRE | HRCU-A-CB-O | A-VMH24SU-1 |  | Mini-Splits (Non-Ducted) | B-VMH24SU-1 |  | 24000 | 20.5 |  | 13 | 11.5 |  | 24000 | 15400 | 64.17% | [8 empty] | Residential | 500 | No | 2
200059036 | Mini/Multi Split | CENTURY | HRCU-A-CB-O | A-VMH24SU-1 |  | Mini-Splits (Non-Ducted) | B-VMH24SU-1 |  | 24000 | 20.5 |  | 13 | 11.5 |  | 24000 | 15400 | 64.17% | [8 empty] | Residential | 500 | No | 2
200059037 | Mini/Multi Split | COMFORT-AIRE | HRCU-A-CB-O | A-VMH18SU-1 |  | Mini-Splits (Non-Ducted) | B-VMH18SU-1 |  | 17000 | 20 |  | 12.5 | 10.3 |  | 18000 | 10800 | 60% | [8 empty] | Residential | 355 | No | 1.42
200059038 | Mini/Multi Split | CENTURY | HRCU-A-CB-O | A-VMH18SU-1 |  | Mini-Splits (Non-Ducted) | B-VMH18SU-1 |  | 17000 | 20 |  | 12.5 | 10.3 |  | 18000 | 10800 | 60% | [8 empty] | Residential | 355 | No | 1.42
200059039 | Mini/Multi Split | COMFORT-AIRE | HRCU-A-CB-O | A-VMH12SU-1 |  | Mini-Splits (Non-Ducted) | B-VMH12SU-1 |  | 12000 | 22.5 |  | 13 | 12 |  | 12000 | 7800 | 65% | [8 empty] | Residential | 250 | No | 1
200059040 | Mini/Multi Split | CENTURY | HRCU-A-CB-O | A-VMH12SU-1 |  | Mini-Splits (Non-Ducted) | B-VMH12SU-1 |  | 12000 | 22.5 |  | 13 | 12 |  | 12000 | 7800 | 65% | [8 empty] | Residential | 250 | No | 1
200059041 | Mini/Multi Split | COMFORT-AIRE | HRCU-A-CB-O | A-VMH09SU-1 |  | Mini-Splits (Non-Ducted) | B-VMH09SU-1 |  | 9000 | 25 |  | 14.5 | 11.2 |  | 10900 | 6900 | 63.3% | [8 empty] | Residential | 187.5 | No | 0.75
3208521 | Mini/Multi Split | DAIKIN | HRCU-A-CB-O | RXG09HVJU |  | Mini-Splits (Non-Ducted) | FTXG09HVJU |  | 9000 | 26.1 |  | 15.8 | 11 |  | 12000 | 8100 | 67.5% | [8 empty] | Residential | 187.5 | No | 0.75
3208522 | Mini/Multi Split | DAIKIN | HRCU-A-CB-O | RXG12HVJU |  | Mini-Splits (Non-Ducted) | FTXG12HVJU |  | 12000 | 24.2 |  | 14 | 10.55 |  | 16000 | 10400 | 65% | [8 empty] | Residential | 250 | No | 1
3208523 | Mini/Multi Split | DAIKIN | HRCU-A-CB-O | RXG15HVJU |  | Mini-Splits (Non-Ducted) | FTXG15HVJU |  | 15000 | 21 |  | 12.9 | 10 |  | 18000 | 11100 | 61.67% | [8 empty] | Residential | 312.5 | No | 1.25
3638309 | Mini/Multi Split | TOSHIBA CARRIER | HRCU-A-CB-O | RAV-SP300AT2-UL |  | Mini-Splits (Non-Ducted) | RAV-SP300UT-UL |  | 32000 | 21 |  | 14 | 11 |  | 33400 | 19700 | 58.98% | [8 empty] | Residential | 667.5 | No | 2.67
3638311 | Mini/Multi Split | TOSHIBA CARRIER | HRCU-A-CB-O | RAV-SP360AT2-UL |  | Mini-Splits (Non-Ducted) | RAV-SP360UT-UL |  | 36400 | 21 |  | 13 | 11.9 |  | 36000 | 23200 | 64.44% | [8 empty] | Residential | 757.5 | No | 3.03
5265753 | Mini/Multi Split | DAIKIN | HRCU-A-CB-O | RXS09LVJU |  | Mini-Splits (Non-Ducted) | FTXS09LVJU |  | 9000 | 24.5 |  | 15.3 | 12.5 |  | 12000 | 7700 | 64.17% | [8 empty] | Residential | 187.5 | No | 0.75
5265755 | Mini/Multi Split | DAIKIN | HRCU-A-CB-O | RXS12LVJU |  | Mini-Splits (Non-Ducted) | FTXS12LVJU |  | 12000 | 23 |  | 12.8 | 12.5 |  | 14400 | 9200 | 63.89% | [8 empty] | Residential | 250 | No | 1
5265756 | Mini/Multi Split | DAIKIN | HRCU-A-CB-O | RXS15LVJU |  | Mini-Splits (Non-Ducted) | FTXS15LVJU |  | 15000 | 20.6 |  | 14.4 | 11.6 |  | 18000 | 11900 | 66.11% | [8 empty] | Residential | 312.5 | No | 1.25
5265757 | Mini/Multi Split | DAIKIN | HRCU-A-CB-O | RXS18LVJU |  | Mini-Splits (Non-Ducted) | FTXS18LVJU |  | 18000 | 20.3 |  | 12.7 | 11 |  | 21600 | 13900 | 64.35% | [8 empty] | Residential | 375 | No | 1.5
5265758 | Mini/Multi Split | DAIKIN | HRCU-A-CB-O | RXS24LVJU |  | Mini-Splits (Non-Ducted) | FTXS24LVJU |  | 21400 | 20 |  | 12.5 | 10.6 |  | 25400 | 16400 | 64.57% | [8 empty] | Residential | 445 | No | 1.78
5356480 | Mini/Multi Split | LG | HRCU-A-CB-O | LGU121HSV |  | Mini-Splits (Non-Ducted) | LGN121HSV |  | 11200 | 20 |  | 12.5 | 11 |  | 13300 | 6900 | 51.88% | [8 empty] | Residential | 232.5 | No | 0.93
5557253 | Mini/Multi Split | LG | HRCU-A-CB-O | LAU120HSV2 |  | Mini-Splits (Non-Ducted) | LAN120HSV2 |  | 11200 | 20 |  | 12.5 | 11 |  | 13300 | 6900 | 51.88% | [8 empty] | Residential | 232.5 | No | 0.93
5751311 | Mini/Multi Split | FUJITSU | HRCU-A-CB-O | AOU9RLFC |  | Mini-Splits (Non-Ducted) | AUU9RLF |  | 9000 | 24 |  | 14.5 | 13 |  | 12000 | 7100 | 59.17% | [8 empty] | Residential | 187.5 | No | 0.75
5751312 | Mini/Multi Split | FUJITSU | HRCU-A-CB | AOU9RLFC |  | Mini-Splits (Ducted) | ARU9RLF |  | 9000 | 21.5 |  | 14.5 | 12.2 |  | 12000 | 7300 | 60.83% | [8 empty] | Residential | 187.5 | No | 0.75
5751313 | Mini/Multi Split | FUJITSU | HRCU-A-CB-O | AOU12RLFC |  | Mini-Splits (Non-Ducted) | AUU12RLF |  | 12000 | 21.9 |  | 12.8 | 12.2 |  | 16000 | 10200 | 63.75% | [8 empty] | Residential | 250 | No | 1
5751314 | Mini/Multi Split | FUJITSU | HRCU-A-CB | AOU12RLFC |  | Mini-Splits (Ducted) | ARU12RLF |  | 12000 | 20 |  | 12.8 | 11.5 |  | 16000 | 9500 | 59.38% | [8 empty] | Residential | 250 | No | 1
6233140 | Mini/Multi Split | LG | HRCU-A-CB-O | LAU120HYV |  | Mini-Splits (Non-Ducted) | LAN120HYV |  | 12000 | 25.5 |  | 14.1 | 11.5 |  | 13600 | 8400 | 61.76% | [8 empty] | Residential | 250 | No | 1
6236101 | Mini/Multi Split | LG | HRCU-A-CB-O | LSU240HSV3 |  | Mini-Splits (Non-Ducted) | LSN240HSV3 |  | 22000 | 20 |  | 12.5 | 10.2 |  | 27600 | 18700 | 67.75% | [8 empty] | Residential | 457.5 | No | 1.83
6468419 | Mini/Multi Split | LG | HRCU-A-CB-O | LAU090HYV |  | Mini-Splits (Non-Ducted) | LAN090HYV |  | 9000 | 27.5 |  | 16 | 11.8 |  | 11000 | 7100 | 64.55% | [8 empty] | Residential | 187.5 | No | 0.75
6936995 | Mini/Multi Split | FUJITSU | HRCU-A-CB-O | AOU9RLFF |  | Mini-Splits (Non-Ducted) | AGU9RLF |  | 9000 | 26 |  | 16 | 12.6 |  | 12000 | 7500 | 62.5% | 9000 | 26 | 16 | 11.8 | 12000 | 13400 | 111.7% | 1.9 | Residential | 187.5 | Yes | 0.75 | Both
6936996 | Mini/Multi Split | FUJITSU | HRCU-A-CB-O | AOU12RLFF |  | Mini-Splits (Non-Ducted) | AGU12RLF |  | 12000 | 22.7 |  | 13.1 | 11.6 |  | 16000 | 10600 | 66.25% | 12000 | 22.7 | 13.1 | 11.2 | 16000 | 13400 | 83.75% | 1.9 | Residential | 250 | Yes | 1 | Both
6936997 | Mini/Multi Split | FUJITSU | HRCU-A-CB-O | AOU15RLFF |  | Mini-Splits (Non-Ducted) | AGU15RLF |  | 14200 | 20.3 |  | 12.5 | 11.2 |  | 18000 | 11600 | 64.44% | 14200 | 20.3 | 12.5 | 10.7 | 18000 | 18100 | 100.6% | 1.84 | Residential | 295 | Yes | 1.18 | Both
6937309 | Mini/Multi Split | FUJITSU | HRCU-A-CB-O | AOU9RLFFH |  | Mini-Splits (Non-Ducted) | AGU9RLF |  | 9000 | 26 |  | 16 | 12.4 |  | 12000 | 7500 | 62.5% | 9000 | 26 | 16 | 11.6 | 12000 | 13400 | 111.7% | 1.9 | Residential | 187.5 | Yes | 0.75 | Both
6937310 | Mini/Multi Split | FUJITSU | HRCU-A-CB-O | AOU12RLFFH |  | Mini-Splits (Non-Ducted) | AGU12RLF |  | 12000 | 22.7 |  | 13.1 | 11.3 |  | 16000 | 10600 | 66.25% | 12000 | 22.7 | 13.1 | 11 | 16000 | 13400 | 83.75% | 1.9 | Residential | 250 | Yes | 1 | Both
6937311 | Mini/Multi Split | FUJITSU | HRCU-A-CB-O | AOU15RLFFH |  | Mini-Splits (Non-Ducted) | AGU15RLF |  | 14200 | 20.3 |  | 12.5 | 11 |  | 18000 | 11600 | 64.44% | 14200 | 20.3 | 12.5 | 10.5 | 18000 | 18100 | 100.6% | 1.84 | Residential | 295 | Yes | 1.18 | Both
6961728 | Mini/Multi Split | FUJITSU | HRCU-A-CB-O | AOU9RLFW1 |  | Mini-Splits (Non-Ducted) | ASU9RLF1 |  | 9000 | 23 |  | 13.8 | 11 |  | 12000 | 7600 | 63.33% | [8 empty] | Residential | 187.5 | No | 0.75
6961729 | Mini/Multi Split | FUJITSU | HRCU-A-CB-O | AOU12RLFW1 |  | Mini-Splits (Non-Ducted) | ASU12RLF1 |  | 12000 | 22 |  | 12.5 | 11 |  | 16000 | 9400 | 58.75% | [8 empty] | Residential | 250 | No | 1
7000021 | Mini/Multi Split | FRIEDRICH | HRCU-A-CB-O | MR09Y3J |  | Mini-Splits (Non-Ducted) | MW09Y3J |  | 9000 | 21.5 |  | 13.3 | 11 |  | 10800 | 6600 | 61.11% | [8 empty] | Residential | 187.5 | No | 0.75
7000022 | Mini/Multi Split | FRIEDRICH | HRCU-A-CB-O | MR12Y3J |  | Mini-Splits (Non-Ducted) | MW12Y3J |  | 11200 | 21.5 |  | 12.5 | 11 |  | 13300 | 8700 | 65.41% | [8 empty] | Residential | 232.5 | No | 0.93
7012586 | Mini/Multi Split | LG | HRCU-A-CB-O | LSU240HLV |  | Mini-Splits (Non-Ducted) | LSN240HLV |  | 22000 | 21.5 |  | 12.5 | 11 |  | 27000 | 17900 | 66.3% | [8 empty] | Residential | 457.5 | No | 1.83
7070719 | Mini/Multi Split | GREE | HRCU-A-CB-O | GWH24QE-D3DNA1D/O |  | Mini-Splits (Non-Ducted) | GWH24QE-D3DN***/I |  | 22000 | 20 |  | 12.5 | 10 |  | 23000 | 14600 | 63.48% | 22000 | 20 | 12.5 | 8.5 | 24000 | 19200 | 80% | 1.75 | Residential | 457.5 | No | 1.83 | No
7086358 | Mini/Multi Split | FRIEDRICH | HRCU-A-CB-O | MRH12Y3J |  | Mini-Splits (Non-Ducted) | MWH12Y3J |  | 12000 | 25 |  | 14.1 | 11 |  | 13600 | 8800 | 64.71% | [8 empty] | Residential | 250 | No | 1
7091967 | Mini/Multi Split | GREE | HRCU-A-CB-O | GWH09QC-A3DNA1D/O |  | Mini-Splits (Non-Ducted) | GWH09QC-A3DN***/I |  | 9000 | 23 |  | 13 | 10.5 |  | 9900 | 6900 | 69.7% | 9000 | 23 | 13 | 9.4 | 9900 | 8700 | 87.88% | 2.03 | Residential | 187.5 | Yes | 0.75 | Yes
7091968 | Mini/Multi Split | GREE | HRCU-A-CB-O | GWH12QC-A3DNA1D/O |  | Mini-Splits (Non-Ducted) | GWH12QC-A3DN***/I |  | 12000 | 22 |  | 12.5 | 10.2 |  | 12200 | 6800 | 55.74% | 12000 | 21.5 | 12 | 8.2 | 12200 | 8600 | 70.49% | 1.75 | Residential | 250 | No | 1 | No
7091970 | Mini/Multi Split | GREE | HRCU-A-CB-O | GWH09QC-D3DNA1D/O |  | Mini-Splits (Non-Ducted) | GWH09QC-D3DN***/I |  | 9000 | 23 |  | 14 | 10.5 |  | 11000 | 7300 | 66.36% | 9000 | 23 | 14 | 8.5 | 11000 | 9000 | 81.82% | 1.97 | Residential | 187.5 | Yes | 0.75 | Yes
7091971 | Mini/Multi Split | GREE | HRCU-A-CB-O | GWH12QC-D3DNA1D/O |  | Mini-Splits (Non-Ducted) | GWH12QC-D3DN***/I |  | 12000 | 22 |  | 12.5 | 11 |  | 13000 | 7700 | 59.23% | 12000 | 21.5 | 12 | 8.2 | 13000 |  |  |  | Residential | 250 | No | 1 | No
7180062 | Mini/Multi Split | LG | HMSV-A-CB | LMU24CHV |  | Non-Ducted Indoor Units |  |  | 20000 | 21.7 |  | 13.5 | 10.6 |  | 24000 | 14500 | 60.42% | [8 empty] | Residential | 417.5 | No | 1.67
7180063 | Mini/Multi Split | LG | HMSV-A-CB | LMU36CHV |  | Non-Ducted Indoor Units |  |  | 32000 | 22 |  | 13 | 10 |  | 36000 | 20000 | 55.56% | [8 empty] | Residential | 667.5 | No | 2.67
7184507 | Mini/Multi Split | LG | HMSV-A-CB | LMU24CHV |  | Mixed Ducted and Non-Ducted Indoor Units |  |  | 18900 | 19.6 |  | 12.5 | 10.2 |  | 23200 | 14200 | 61.21% | [8 empty] | Residential | 395 | No | 1.58
7484109 | Mini/Multi Split | LG | HRCU-A-CB-O | LSU090HSV4 |  | Mini-Splits (Non-Ducted) | LAN090HSV4 |  | 9000 | 21.5 |  | 13.3 | 10.8 |  | 10800 | 6600 | 61.11% | [8 empty] | Residential | 187.5 | No | 0.75
7484110 | Mini/Multi Split | LG | HRCU-A-CB-O | LSU090HSV4 |  | Mini-Splits (Non-Ducted) | LSN090HSV4 |  | 9000 | 21.5 |  | 13.3 | 10.8 |  | 10800 | 6600 | 61.11% | [8 empty] | Residential | 187.5 | No | 0.75
7484111 | Mini/Multi Split | LG | HRCU-A-CB-O | LSU120HSV4 |  | Mini-Splits (Non-Ducted) | LAN120HSV4 |  | 11200 | 21.5 |  | 12.5 | 11 |  | 13300 | 8700 | 65.41% | [8 empty] | Residential | 232.5 | No | 0.93
7484112 | Mini/Multi Split | LG | HRCU-A-CB-O | LSU120HSV4 |  | Mini-Splits (Non-Ducted) | LSN120HSV4 |  | 11200 | 21.5 |  | 12.5 | 11 |  | 13300 | 8700 | 65.41% | [8 empty] | Residential | 232.5 | No | 0.93
7607465 | Mini/Multi Split | GREE | HRCU-A-CB-O | GWH09UC-D3DNA4C/O |  | Mini-Splits (Non-Ducted) | GWH09UC-D3DN***/I |  | 9000 | 30.5 |  | 15.7 | 10.5 |  | 9000 | 5500 | 61.11% | [8 empty] | Residential | 187.5 | No | 0.75
7607467 | Mini/Multi Split | GREE | HRCU-A-CB-O | GWH12UC-D3DNA4C/O |  | Mini-Splits (Non-Ducted) | GWH12UC-D3DN***/I |  | 12000 | 23 |  | 12.7 | 10.5 |  | 13000 | 8500 | 65.38% | [8 empty] | Residential | 250 | No | 1
7607469 | Mini/Multi Split | GREE | HRCU-A-CB-O | GWH18UC-D3DNA4C/O |  | Mini-Splits (Non-Ducted) | GWH18UC-D3DN***/I |  | 18000 | 21 |  | 12.5 | 10.5 |  | 19000 | 12700 | 66.84% | [8 empty] | Residential | 375 | No | 1.5
7845625 | Mini/Multi Split | LG | HRCU-A-CB-O | LGU121HSV2 |  | Mini-Splits (Non-Ducted) | LGN121HSV2 |  | 11200 | 20 |  | 12.5 | 11 |  | 13300 | 8700 | 65.41% | [8 empty] | Residential | 232.5 | No | 0.93
7849625 | Mini/Multi Split | LG | HRCU-A-CB-O | LAU120HYV1 |  | Mini-Splits (Non-Ducted) | LAN120HYV1 |  | 11000 | 25.5 |  | 13.8 | 12 |  | 12000 | 7100 | 59.17% | [8 empty] | Residential | 230 | No | 0.92
7937663 | Mini/Multi Split | FUJITSU | HRCU-A-CB-O | AOU18RLB |  | Mini-Splits (Non-Ducted) | ASU18RLB |  | 18000 | 19 |  | 12.5 | 10.6 |  | 18000 | 11500 | 63.89% | [8 empty] | Residential | 375 | No | 1.5
7947563 | Mini/Multi Split | LG | HRCU-A-CB-O | LAU090HYV1 |  | Mini-Splits (Non-Ducted) | LAN090HYV1 |  | 9000 | 27.5 |  | 15.65 | 12 |  | 11000 | 7000 | 63.64% | [8 empty] | Residential | 187.5 | No | 0.75
7958198 | Mini/Multi Split | PANASONIC | HRCU-A-CB-O | CU-E9RKUA |  | Mini-Splits (Non-Ducted) | CS-E9RKUAW |  | 9000 | 23 |  | 13 | 11 |  | 12000 | 9500 | 79.17% | [8 empty] | Residential | 187.5 | No | 0.75
7958199 | Mini/Multi Split | PANASONIC | HRCU-A-CB-O | CU-E12RKUA |  | Mini-Splits (Non-Ducted) | CS-E12RKUAW |  | 11500 | 22.5 |  | 12.5 | 11 |  | 13800 | 10500 | 76.09% | [8 empty] | Residential | 240 | No | 0.96
7958200 | Mini/Multi Split | PANASONIC | HRCU-A-CB-O | CU-E18RKUA |  | Mini-Splits (Non-Ducted) | CS-E18RKUAW |  | 17200 | 19.5 |  | 13.2 | 10 |  | 21600 | 14800 | 68.52% | [8 empty] | Residential | 357.5 | No | 1.43
7993242 | Mini/Multi Split | FUJITSU | HRCU-A-CB-O | AOU12RLS3 |  | Mini-Splits (Non-Ducted) | ASU12RLS3 |  | 12000 | 29.3 |  | 15.2 | 14 |  | 16000 | 9600 | 60% | [8 empty] | Residential | 250 | No | 1
7993243 | Mini/Multi Split | FUJITSU | HRCU-A-CB-O | AOU15RLS3 |  | Mini-Splits (Non-Ducted) | ASU15RLS3 |  | 14500 | 25.3 |  | 13.9 | 13.4 |  | 18000 | 11200 | 62.22% | [8 empty] | Residential | 302.5 | No | 1.21
7993244 | Mini/Multi Split | FUJITSU | HRCU-A-CB-O | AOU12RLS3H |  | Mini-Splits (Non-Ducted) | ASU12RLS3 |  | 12000 | 29.3 |  | 15.2 | 13.8 |  | 16000 | 9600 | 60% | [8 empty] | Residential | 250 | No | 1
7993245 | Mini/Multi Split | FUJITSU | HRCU-A-CB-O | AOU15RLS3H |  | Mini-Splits (Non-Ducted) | ASU15RLS3 |  | 14500 | 25.3 |  | 13.9 | 13.3 |  | 18000 | 11200 | 62.22% | [8 empty] | Residential | 302.5 | No | 1.21
8000864 | Mini/Multi Split | GREE | HRCU-A-CB-O | GWH18QD-D3DNA1G/O |  | Mini-Splits (Non-Ducted) | GWH18QD-D3DN***/I |  | 18000 | 20 |  | 12.5 | 10.5 |  | 19800 | 12400 | 62.63% | 18000 | 20 | 12.5 | 8.3 | 19800 |  |  |  | Residential | 375 | No | 1.5
8004699 | Mini/Multi Split | FUJITSU | HRCU-A-CB-O | AOU9RLS3 |  | Mini-Splits (Non-Ducted) | ASU9RLS3 |  | 9000 | 33 |  | 18 | 14.2 |  | 12000 | 7000 | 58.33% | [8 empty] | Residential | 187.5 | No | 0.75
8004700 | Mini/Multi Split | FUJITSU | HRCU-A-CB-O | AOU9RLS3H |  | Mini-Splits (Non-Ducted) | ASU9RLS3 |  | 9000 | 33 |  | 18 | 14 |  | 12000 | 7000 | 58.33% | [8 empty] | Residential | 187.5 | No | 0.75
8033584 | Mini/Multi Split | FUJITSU | HMSV-A-CB | AOU18RLXFZH |  | Non-Ducted Indoor Units |  |  | 18000 | 21.5 |  | 13.5 | 10.3 |  | 22000 | 14200 | 64.55% | 18000 | 21.5 | 13.5 | 9.6 | 22000 | 22000 | 100% | 1.84 | Residential | 375 | Yes | 1.5 | Both
8033586 | Mini/Multi Split | FUJITSU | HMSV-A-CB | AOU24RLXFZH |  | Non-Ducted Indoor Units |  |  | 22000 | 20 |  | 13.3 | 10.3 |  | 25000 | 15400 | 61.6% | 22000 | 20 | 13.3 | 10 | 25000 | 25600 | 102.4% | 2.06 | Residential | 457.5 | Yes | 1.83 | Both
8103542 | Mini/Multi Split | DAIKIN | HMSV-A-CB | 2MXS18NMVJU |  | Non-Ducted Indoor Units |  |  | 18000 | 18.9 |  | 12.5 | 10.7 |  | 18900 | 12000 | 63.49% | [8 empty] | Residential | 375 | No | 1.5
8111355 | Mini/Multi Split | LG | HMSV-A-CB | LMU30CHV |  | Non-Ducted Indoor Units |  |  | 30000 | 22 |  | 13 | 10 |  | 32000 | 19600 | 61.25% | [8 empty] | Residential | 625 | No | 2.5
8111358 | Mini/Multi Split | LG | HMSV-A-CB | LMU480HV |  | Non-Ducted Indoor Units |  |  | 48000 | 19.5 |  | 12.5 | 10 |  | 54000 | 35000 | 64.81% | [8 empty] | Residential | 1000 | No | 4
8203107 | Mini/Multi Split | SAMSUNG | HRCU-A-CB-O | AC030JXSCCH/AA |  | Mini-Splits (Non-Ducted) | AC030JN4DCH/AA |  | 30000 | 21 |  | 13.1 | 10.1 |  | 32000 | 20800 | 65% | [8 empty] | Residential | 625 | No | 2.5
8203116 | Mini/Multi Split | SAMSUNG | HRCU-A-CB-O | AC036JXSCCH/AA |  | Mini-Splits (Non-Ducted) | AC036JN4DCH/AA |  | 36000 | 20 |  | 12.9 | 10.4 |  | 40000 | 25000 | 62.5% | [8 empty] | Residential | 750 | No | 3
8235772 | Mini/Multi Split | C&H | HRCU-A-CB-O | GWH09QC-D3DNA1D/O |  | Mini-Splits (Non-Ducted) | GWH09QC-D3DNA1D/I |  | 9000 | 23 |  | 14 | 10.5 |  | 11000 | 7300 | 66.36% | 9000 | 23 | 14 | 8.5 | 11000 | 9000 | 81.82% | 1.97 | Residential | 187.5 | Yes | 0.75 | Yes
8235773 | Mini/Multi Split | C&H | HRCU-A-CB-O | GWH12QC-D3DNA1D/O |  | Mini-Splits (Non-Ducted) | GWH12QC-D3DNA1D/I |  | 12000 | 22 |  | 12.5 | 11 |  | 13000 | 7700 | 59.23% | 12000 | 21.5 | 12 | 8.2 | 13000 |  |  |  | Residential | 250 | No | 1 | No
8235774 | Mini/Multi Split | C&H | HRCU-A-CB-O | GWH18QD-D3DNA1G/O |  | Mini-Splits (Non-Ducted) | GWH18QD-D3DNA1G/I |  | 18000 | 20 |  | 12.5 | 10.5 |  | 19800 | 12400 | 62.63% | 18000 | 20 | 12.5 | 8.3 | 19800 |  |  |  | Residential | 375 | No | 1.5
8235775 | Mini/Multi Split | C&H | HRCU-A-CB-O | GWH24QE-D3DNA1D/O |  | Mini-Splits (Non-Ducted) | GWH24QE-D3DNA1D/I |  | 22000 | 20 |  | 12.5 | 10 |  | 23000 | 14600 | 63.48% | 22000 | 20 | 12.5 | 8.5 | 24000 | 19200 | 80% | 1.75 | Residential | 457.5 | No | 1.83 | No
8235776 | Mini/Multi Split | C&H | HRCU-A-CB-O | GWH09QC-A3DNA1D/O |  | Mini-Splits (Non-Ducted) | GWH09QC-A3DNA1D/I |  | 9000 | 23 |  | 13 | 10.5 |  | 9900 | 6900 | 69.7% | 9000 | 23 | 13 | 9.4 | 9900 | 8700 | 87.88% | 2.03 | Residential | 187.5 | Yes | 0.75 | Yes
8235777 | Mini/Multi Split | C&H | HRCU-A-CB-O | GWH12QC-A3DNA1D/O |  | Mini-Splits (Non-Ducted) | GWH12QC-A3DNA1D/I |  | 12000 | 22 |  | 12.5 | 10.2 |  | 12200 | 6800 | 55.74% | 12000 | 21.5 | 12 | 8.2 | 12200 | 8600 | 70.49% | 1.75 | Residential | 250 | No | 1 | No
8237305 | Mini/Multi Split | GREE | HRCU-A-CB-O | VIR24HP230V1AO |  | Mini-Splits (Non-Ducted) | VIR24HP230V1AH |  | 22000 | 20 |  | 12.5 | 10 |  | 23000 | 14600 | 63.48% | [8 empty] | Residential | 457.5 | No | 1.83
8331940 | Mini/Multi Split | VARIABLE SPEED DUCTLESS SPLITS | HRCU-A-CB-O | DLCCHR12K1A |  | Mini-Splits (Non-Ducted) | DLFCHB12K1A |  | 12000 | 22 |  | 12.5 | 11 |  | 13000 | 7700 | 59.23% | 12000 | 21.5 | 12 | 8.2 | 13000 |  |  |  | Residential | 250 | No | 1 | No
8578561 | Mini/Multi Split | YORK BY JOHNSON CONTROLS | HRCU-A-CB-O | DHX09CSB11S |  | Mini-Splits (Non-Ducted) | DHX09NWB11S |  | 9000 | 23 |  | 13 | 10.5 |  | 9900 | 6900 | 69.7% | 9000 | 23 | 13 | 9.4 | 9900 | 8700 | 87.88% | 2.03 | Residential | 187.5 | Yes | 0.75 | Yes
8578562 | Mini/Multi Split | COLEMAN BY JOHNSON CONTROLS | HRCU-A-CB-O | DHX09CSB11S |  | Mini-Splits (Non-Ducted) | DHX09NWB11S |  | 9000 | 23 |  | 13 | 10.5 |  | 9900 | 6900 | 69.7% | 9000 | 23 | 13 | 9.4 | 9900 | 8700 | 87.88% | 2.03 | Residential | 187.5 | Yes | 0.75 | Yes
8578563 | Mini/Multi Split | LUXAIRE BY JOHNSON CONTROLS | HRCU-A-CB-O | DHX09CSB11S |  | Mini-Splits (Non-Ducted) | DHX09NWB11S |  | 9000 | 23 |  | 13 | 10.5 |  | 9900 | 6900 | 69.7% | 9000 | 23 | 13 | 9.4 | 9900 | 8700 | 87.88% | 2.03 | Residential | 187.5 | Yes | 0.75 | Yes
8578564 | Mini/Multi Split | GUARDIAN BY JOHNSON CONTROLS | HRCU-A-CB-O | DHX09CSB11S |  | Mini-Splits (Non-Ducted) | DHX09NWB11S |  | 9000 | 23 |  | 13 | 10.5 |  | 9900 | 6900 | 69.7% | 9000 | 23 | 13 | 9.4 | 9900 | 8700 | 87.88% | 2.03 | Residential | 187.5 | Yes | 0.75 | Yes
8578565 | Mini/Multi Split | YORK BY JOHNSON CONTROLS | HRCU-A-CB-O | DHX12CSB11S |  | Mini-Splits (Non-Ducted) | DHX12NWB11S |  | 12000 | 22 |  | 12.5 | 10.2 |  | 12200 | 6800 | 55.74% | 12000 | 21.5 | 12 | 8.2 | 12200 | 8600 | 70.49% | 1.75 | Residential | 250 | No | 1 | No
8578566 | Mini/Multi Split | COLEMAN BY JOHNSON CONTROLS | HRCU-A-CB-O | DHX12CSB11S |  | Mini-Splits (Non-Ducted) | DHX12NWB11S |  | 12000 | 22 |  | 12.5 | 10.2 |  | 12200 | 6800 | 55.74% | 12000 | 21.5 | 12 | 8.2 | 12200 | 8600 | 70.49% | 1.75 | Residential | 250 | No | 1 | No
8578567 | Mini/Multi Split | LUXAIRE BY JOHNSON CONTROLS | HRCU-A-CB-O | DHX12CSB11S |  | Mini-Splits (Non-Ducted) | DHX12NWB11S |  | 12000 | 22 |  | 12.5 | 10.2 |  | 12200 | 6800 | 55.74% | 12000 | 21.5 | 12 | 8.2 | 12200 | 8600 | 70.49% | 1.75 | Residential | 250 | No | 1 | No
8578568 | Mini/Multi Split | GUARDIAN BY JOHNSON CONTROLS | HRCU-A-CB-O | DHX12CSB11S |  | Mini-Splits (Non-Ducted) | DHX12NWB11S |  | 12000 | 22 |  | 12.5 | 10.2 |  | 12200 | 6800 | 55.74% | 12000 | 21.5 | 12 | 8.2 | 12200 | 8600 | 70.49% | 1.75 | Residential | 250 | No | 1 | No
8578569 | Mini/Multi Split | YORK BY JOHNSON CONTROLS | HRCU-A-CB-O | DHX09CSB21S |  | Mini-Splits (Non-Ducted) | DHX09NWB21S |  | 9000 | 23 |  | 14 | 10.5 |  | 11000 | 7300 | 66.36% | 9000 | 23 | 14 | 8.5 | 11000 | 9000 | 81.82% | 1.97 | Residential | 187.5 | Yes | 0.75 | Yes
8578570 | Mini/Multi Split | COLEMAN BY JOHNSON CONTROLS | HRCU-A-CB-O | DHX09CSB21S |  | Mini-Splits (Non-Ducted) | DHX09NWB21S |  | 9000 | 23 |  | 14 | 10.5 |  | 11000 | 7300 | 66.36% | 9000 | 23 | 14 | 8.5 | 11000 | 9000 | 81.82% | 1.97 | Residential | 187.5 | Yes | 0.75 | Yes
8578571 | Mini/Multi Split | LUXAIRE BY JOHNSON CONTROLS | HRCU-A-CB-O | DHX09CSB21S |  | Mini-Splits (Non-Ducted) | DHX09NWB21S |  | 9000 | 23 |  | 14 | 10.5 |  | 11000 | 7300 | 66.36% | 9000 | 23 | 14 | 8.5 | 11000 | 9000 | 81.82% | 1.97 | Residential | 187.5 | Yes | 0.75 | Yes
8578572 | Mini/Multi Split | GUARDIAN BY JOHNSON CONTROLS | HRCU-A-CB-O | DHX09CSB21S |  | Mini-Splits (Non-Ducted) | DHX09NWB21S |  | 9000 | 23 |  | 14 | 10.5 |  | 11000 | 7300 | 66.36% | 9000 | 23 | 14 | 8.5 | 11000 | 9000 | 81.82% | 1.97 | Residential | 187.5 | Yes | 0.75 | Yes
8578573 | Mini/Multi Split | YORK BY JOHNSON CONTROLS | HRCU-A-CB-O | DHX12CSB21S |  | Mini-Splits (Non-Ducted) | DHX12NWB21S |  | 12000 | 22 |  | 12.5 | 11 |  | 13000 | 7700 | 59.23% | 12000 | 21.5 | 12 | 8.2 | 13000 |  |  |  | Residential | 250 | No | 1 | No
8578574 | Mini/Multi Split | COLEMAN BY JOHNSON CONTROLS | HRCU-A-CB-O | DHX12CSB21S |  | Mini-Splits (Non-Ducted) | DHX12NWB21S |  | 12000 | 22 |  | 12.5 | 11 |  | 13000 | 7700 | 59.23% | 12000 | 21.5 | 12 | 8.2 | 13000 |  |  |  | Residential | 250 | No | 1 | No
8578575 | Mini/Multi Split | LUXAIRE BY JOHNSON CONTROLS | HRCU-A-CB-O | DHX12CSB21S |  | Mini-Splits (Non-Ducted) | DHX12NWB21S |  | 12000 | 22 |  | 12.5 | 11 |  | 13000 | 7700 | 59.23% | 12000 | 21.5 | 12 | 8.2 | 13000 |  |  |  | Residential | 250 | No | 1 | No
8578576 | Mini/Multi Split | GUARDIAN BY JOHNSON CONTROLS | HRCU-A-CB-O | DHX12CSB21S |  | Mini-Splits (Non-Ducted) | DHX12NWB21S |  | 12000 | 22 |  | 12.5 | 11 |  | 13000 | 7700 | 59.23% | 12000 | 21.5 | 12 | 8.2 | 13000 |  |  |  | Residential | 250 | No | 1 | No
8578577 | Mini/Multi Split | YORK BY JOHNSON CONTROLS | HRCU-A-CB-O | DHX18CSB21S |  | Mini-Splits (Non-Ducted) | DHX18NWB21S |  | 18000 | 20 |  | 12.5 | 10.5 |  | 19800 | 12400 | 62.63% | 18000 | 20 | 12.5 | 8.3 | 19800 |  |  |  | Residential | 375 | No | 1.5
8578578 | Mini/Multi Split | COLEMAN BY JOHNSON CONTROLS | HRCU-A-CB-O | DHX18CSB21S |  | Mini-Splits (Non-Ducted) | DHX18NWB21S |  | 18000 | 20 |  | 12.5 | 10.5 |  | 19800 | 12400 | 62.63% | 18000 | 20 | 12.5 | 8.3 | 19800 |  |  |  | Residential | 375 | No | 1.5
8578579 | Mini/Multi Split | LUXAIRE BY JOHNSON CONTROLS | HRCU-A-CB-O | DHX18CSB21S |  | Mini-Splits (Non-Ducted) | DHX18NWB21S |  | 18000 | 20 |  | 12.5 | 10.5 |  | 19800 | 12400 | 62.63% | 18000 | 20 | 12.5 | 8.3 | 19800 |  |  |  | Residential | 375 | No | 1.5
8578580 | Mini/Multi Split | GUARDIAN BY JOHNSON CONTROLS | HRCU-A-CB-O | DHX18CSB21S |  | Mini-Splits (Non-Ducted) | DHX18NWB21S |  | 18000 | 20 |  | 12.5 | 10.5 |  | 19800 | 12400 | 62.63% | 18000 | 20 | 12.5 | 8.3 | 19800 |  |  |  | Residential | 375 | No | 1.5
8578581 | Mini/Multi Split | YORK BY JOHNSON CONTROLS | HRCU-A-CB-O | DHX24CSB21S |  | Mini-Splits (Non-Ducted) | DHX24NWB21S |  | 22000 | 20 |  | 12.5 | 10 |  | 23000 | 14600 | 63.48% | 22000 | 20 | 12.5 | 8.5 | 24000 | 19200 | 80% | 1.75 | Residential | 457.5 | No | 1.83 | No
8578582 | Mini/Multi Split | COLEMAN BY JOHNSON CONTROLS | HRCU-A-CB-O | DHX24CSB21S |  | Mini-Splits (Non-Ducted) | DHX24NWB21S |  | 22000 | 20 |  | 12.5 | 10 |  | 23000 | 14600 | 63.48% | 22000 | 20 | 12.5 | 8.5 | 24000 | 19200 | 80% | 1.75 | Residential | 457.5 | No | 1.83 | No
8578583 | Mini/Multi Split | LUXAIRE BY JOHNSON CONTROLS | HRCU-A-CB-O | DHX24CSB21S |  | Mini-Splits (Non-Ducted) | DHX24NWB21S |  | 22000 | 20 |  | 12.5 | 10 |  | 23000 | 14600 | 63.48% | 22000 | 20 | 12.5 | 8.5 | 24000 | 19200 | 80% | 1.75 | Residential | 457.5 | No | 1.83 | No
8578584 | Mini/Multi Split | GUARDIAN BY JOHNSON CONTROLS | HRCU-A-CB-O | DHX24CSB21S |  | Mini-Splits (Non-Ducted) | DHX24NWB21S |  | 22000 | 20 |  | 12.5 | 10 |  | 23000 | 14600 | 63.48% | 22000 | 20 | 12.5 | 8.5 | 24000 | 19200 | 80% | 1.75 | Residential | 457.5 | No | 1.83 | No
8578585 | Mini/Multi Split | YORK BY JOHNSON CONTROLS | HRCU-A-CB-O | DHZ09CSB21S |  | Mini-Splits (Non-Ducted) | DHZ09NWB21S |  | 9000 | 30.5 |  | 15.7 | 10.5 |  | 9000 | 5500 | 61.11% | [8 empty] | Residential | 187.5 | No | 0.75
8578586 | Mini/Multi Split | COLEMAN BY JOHNSON CONTROLS | HRCU-A-CB-O | DHZ09CSB21S |  | Mini-Splits (Non-Ducted) | DHZ09NWB21S |  | 9000 | 30.5 |  | 15.7 | 10.5 |  | 9000 | 5500 | 61.11% | [8 empty] | Residential | 187.5 | No | 0.75
8578587 | Mini/Multi Split | LUXAIRE BY JOHNSON CONTROLS | HRCU-A-CB-O | DHZ09CSB21S |  | Mini-Splits (Non-Ducted) | DHZ09NWB21S |  | 9000 | 30.5 |  | 15.7 | 10.5 |  | 9000 | 5500 | 61.11% | [8 empty] | Residential | 187.5 | No | 0.75
8578588 | Mini/Multi Split | GUARDIAN BY JOHNSON CONTROLS | HRCU-A-CB-O | DHZ09CSB21S |  | Mini-Splits (Non-Ducted) | DHZ09NWB21S |  | 9000 | 30.5 |  | 15.7 | 10.5 |  | 9000 | 5500 | 61.11% | [8 empty] | Residential | 187.5 | No | 0.75
8578589 | Mini/Multi Split | YORK BY JOHNSON CONTROLS | HRCU-A-CB-O | DHZ12CSB21S |  | Mini-Splits (Non-Ducted) | DHZ12NWB21S |  | 12000 | 23 |  | 12.7 | 10.5 |  | 13000 | 8500 | 65.38% | [8 empty] | Residential | 250 | No | 1
8578590 | Mini/Multi Split | COLEMAN BY JOHNSON CONTROLS | HRCU-A-CB-O | DHZ12CSB21S |  | Mini-Splits (Non-Ducted) | DHZ12NWB21S |  | 12000 | 23 |  | 12.7 | 10.5 |  | 13000 | 8500 | 65.38% | [8 empty] | Residential | 250 | No | 1
8578591 | Mini/Multi Split | LUXAIRE BY JOHNSON CONTROLS | HRCU-A-CB-O | DHZ12CSB21S |  | Mini-Splits (Non-Ducted) | DHZ12NWB21S |  | 12000 | 23 |  | 12.7 | 10.5 |  | 13000 | 8500 | 65.38% | [8 empty] | Residential | 250 | No | 1
8578592 | Mini/Multi Split | GUARDIAN BY JOHNSON CONTROLS | HRCU-A-CB-O | DHZ12CSB21S |  | Mini-Splits (Non-Ducted) | DHZ12NWB21S |  | 12000 | 23 |  | 12.7 | 10.5 |  | 13000 | 8500 | 65.38% | [8 empty] | Residential | 250 | No | 1
8578593 | Mini/Multi Split | YORK BY JOHNSON CONTROLS | HRCU-A-CB-O | DHZ18CSB21S |  | Mini-Splits (Non-Ducted) | DHZ18NWB21S |  | 18000 | 21 |  | 12.5 | 10.5 |  | 19000 | 12700 | 66.84% | [8 empty] | Residential | 375 | No | 1.5
8578594 | Mini/Multi Split | COLEMAN BY JOHNSON CONTROLS | HRCU-A-CB-O | DHZ18CSB21S |  | Mini-Splits (Non-Ducted) | DHZ18NWB21S |  | 18000 | 21 |  | 12.5 | 10.5 |  | 19000 | 12700 | 66.84% | [8 empty] | Residential | 375 | No | 1.5
8578595 | Mini/Multi Split | LUXAIRE BY JOHNSON CONTROLS | HRCU-A-CB-O | DHZ18CSB21S |  | Mini-Splits (Non-Ducted) | DHZ18NWB21S |  | 18000 | 21 |  | 12.5 | 10.5 |  | 19000 | 12700 | 66.84% | [8 empty] | Residential | 375 | No | 1.5
8578596 | Mini/Multi Split | GUARDIAN BY JOHNSON CONTROLS | HRCU-A-CB-O | DHZ18CSB21S |  | Mini-Splits (Non-Ducted) | DHZ18NWB21S |  | 18000 | 21 |  | 12.5 | 10.5 |  | 19000 | 12700 | 66.84% | [8 empty] | Residential | 375 | No | 1.5
8584525 | Mini/Multi Split | LG | HRCU-A-CB-O | LAU180HYV1 |  | Mini-Splits (Non-Ducted) | LAN180HYV1 |  | 18200 | 24 |  | 13.5 | 12.5 |  | 22000 | 13000 | 59.09% | [8 empty] | Residential | 380 | No | 1.52
8584526 | Mini/Multi Split | LG | HRCU-A-CB-O | LAU240HYV1 |  | Mini-Splits (Non-Ducted) | LAN240HYV1 |  | 22000 | 22 |  | 12.5 | 12 |  | 27000 | 17200 | 63.7% | [8 empty] | Residential | 457.5 | No | 1.83
8639874 | Mini/Multi Split | DAIKIN | HRCU-A-CB-O | RXS09TL116 |  | Mini-Splits (Non-Ducted) | FTXS09TL116 |  | 9000 | 23 |  | 13 | 10.5 |  | 9900 | 6900 | 69.7% | 9000 | 23 | 13 | 9.4 | 9900 | 8700 | 87.88% | 2.03 | Residential | 187.5 | Yes | 0.75 | Yes
8639875 | Mini/Multi Split | DAIKIN | HRCU-A-CB-O | RXS09TL216 |  | Mini-Splits (Non-Ducted) | FTXS09TL216 |  | 9000 | 23 |  | 14 | 10.5 |  | 11000 | 7300 | 66.36% | 9000 | 23 | 14 | 8.5 | 11000 | 9000 | 81.82% | 1.97 | Residential | 187.5 | Yes | 0.75 | Yes
8639876 | Mini/Multi Split | DAIKIN | HRCU-A-CB-O | RXS12TL116 |  | Mini-Splits (Non-Ducted) | FTXS12TL116 |  | 12000 | 22 |  | 12.5 | 10.2 |  | 12200 | 6800 | 55.74% | 12000 | 21.5 | 12 | 8.2 | 12200 | 8600 | 70.49% | 1.75 | Residential | 250 | No | 1 | No
8639877 | Mini/Multi Split | DAIKIN | HRCU-A-CB-O | RXS12TL216 |  | Mini-Splits (Non-Ducted) | FTXS12TL216 |  | 12000 | 22 |  | 12.5 | 11 |  | 13000 | 7700 | 59.23% | 12000 | 21.5 | 12 | 8.2 | 13000 |  |  |  | Residential | 250 | No | 1 | No
8639879 | Mini/Multi Split | DAIKIN | HRCU-A-CB-O | RXS24TL216 |  | Mini-Splits (Non-Ducted) | FTXS24TL216 |  | 22000 | 20 |  | 12.5 | 10 |  | 23000 | 14600 | 63.48% | 22000 | 20 | 12.5 | 8.5 | 24000 | 19200 | 80% | 1.75 | Residential | 457.5 | No | 1.83 | No
8641300 | Mini/Multi Split | DAIKIN | HRCU-A-CB-O | RXS09TL116 |  | Mini-Splits (Non-Ducted) | FTXS09TL116-3 |  | 9000 | 23 |  | 13 | 10.5 |  | 9900 | 6900 | 69.7% | 9000 | 23 | 13 | 9.4 | 9900 | 8700 | 87.88% | 2.03 | Residential | 187.5 | Yes | 0.75 | Yes
8641301 | Mini/Multi Split | DAIKIN | HRCU-A-CB-O | RXS09TL216 |  | Mini-Splits (Non-Ducted) | FTXS09TL216-3 |  | 9000 | 23 |  | 14 | 10.5 |  | 11000 | 7300 | 66.36% | 9000 | 23 | 14 | 8.5 | 11000 | 9000 | 81.82% | 1.97 | Residential | 187.5 | Yes | 0.75 | Yes
8641302 | Mini/Multi Split | DAIKIN | HRCU-A-CB-O | RXS12TL116 |  | Mini-Splits (Non-Ducted) | FTXS12TL116-3 |  | 12000 | 22 |  | 12.5 | 10.2 |  | 12200 | 6800 | 55.74% | 12000 | 21.5 | 12 | 8.2 | 12200 | 8600 | 70.49% | 1.75 | Residential | 250 | No | 1 | No
8641303 | Mini/Multi Split | DAIKIN | HRCU-A-CB-O | RXS12TL216 |  | Mini-Splits (Non-Ducted) | FTXS12TL216-3 |  | 12000 | 22 |  | 12.5 | 11 |  | 13000 | 7700 | 59.23% | 12000 | 21.5 | 12 | 8.2 | 13000 |  |  |  | Residential | 250 | No | 1 | No
8641305 | Mini/Multi Split | DAIKIN | HRCU-A-CB-O | RXS24TL216 |  | Mini-Splits (Non-Ducted) | FTXS24TL216-3 |  | 22000 | 20 |  | 12.5 | 10 |  | 23000 | 14600 | 63.48% | 22000 | 20 | 12.5 | 8.5 | 24000 | 19200 | 80% | 1.75 | Residential | 457.5 | No | 1.83 | No
8654208 | Mini/Multi Split | GREE | HMSV-A-CB-O | GMV-36WL/B-T(U) |  | Non-Ducted Indoor Units |  |  | 36000 | 20.5 |  | 13 | 11.7 |  | 45000 | 29400 | 65.33% | [8 empty] | Residential | 750 | No | 3
8654211 | Mini/Multi Split | GREE | HMSV-A-CB-O | GMV-48WL/B-T(U) |  | Non-Ducted Indoor Units |  |  | 48000 | 20 |  | 12.5 | 11 |  | 54000 | 38000 | 70.37% | [8 empty] | Residential | 1000 | No | 4
8657808 | Mini/Multi Split | CHAMPION | HRCU-A-CB-O | DHX09CSB11S |  | Mini-Splits (Non-Ducted) | DHX09NWB11S |  | 9000 | 23 |  | 13 | 10.5 |  | 9900 | 6900 | 69.7% | 9000 | 23 | 13 | 9.4 | 9900 | 8700 | 87.88% | 2.03 | Residential | 187.5 | Yes | 0.75 | Yes
8657810 | Mini/Multi Split | CHAMPION | HRCU-A-CB-O | DHX12CSB11S |  | Mini-Splits (Non-Ducted) | DHX12NWB11S |  | 12000 | 22 |  | 12.5 | 10.2 |  | 12200 | 6800 | 55.74% | 12000 | 21.5 | 12 | 8.2 | 12200 | 8600 | 70.49% | 1.75 | Residential | 250 | No | 1 | No
8657812 | Mini/Multi Split | CHAMPION | HRCU-A-CB-O | DHX09CSB21S |  | Mini-Splits (Non-Ducted) | DHX09NWB21S |  | 9000 | 23 |  | 14 | 10.5 |  | 11000 | 7300 | 66.36% | 9000 | 23 | 14 | 8.5 | 11000 | 9000 | 81.82% | 1.97 | Residential | 187.5 | Yes | 0.75 | Yes
8657814 | Mini/Multi Split | CHAMPION | HRCU-A-CB-O | DHX12CSB21S |  | Mini-Splits (Non-Ducted) | DHX12NWB21S |  | 12000 | 22 |  | 12.5 | 11 |  | 13000 | 7700 | 59.23% | 12000 | 21.5 | 12 | 8.2 | 13000 |  |  |  | Residential | 250 | No | 1 | No
8657816 | Mini/Multi Split | CHAMPION | HRCU-A-CB-O | DHX18CSB21S |  | Mini-Splits (Non-Ducted) | DHX18NWB21S |  | 18000 | 20 |  | 12.5 | 10.5 |  | 19800 | 12400 | 62.63% | 18000 | 20 | 12.5 | 8.3 | 19800 |  |  |  | Residential | 375 | No | 1.5
8657818 | Mini/Multi Split | CHAMPION | HRCU-A-CB-O | DHX24CSB21S |  | Mini-Splits (Non-Ducted) | DHX24NWB21S |  | 22000 | 20 |  | 12.5 | 10 |  | 23000 | 14600 | 63.48% | 22000 | 20 | 12.5 | 8.5 | 24000 | 19200 | 80% | 1.75 | Residential | 457.5 | No | 1.83 | No
8657820 | Mini/Multi Split | CHAMPION | HRCU-A-CB-O | DHZ09CSB21S |  | Mini-Splits (Non-Ducted) | DHZ09NWB21S |  | 9000 | 30.5 |  | 15.7 | 10.5 |  | 9000 | 5500 | 61.11% | [8 empty] | Residential | 187.5 | No | 0.75
8657822 | Mini/Multi Split | CHAMPION | HRCU-A-CB-O | DHZ12CSB21S |  | Mini-Splits (Non-Ducted) | DHZ12NWB21S |  | 12000 | 23 |  | 12.7 | 10.5 |  | 13000 | 8500 | 65.38% | [8 empty] | Residential | 250 | No | 1
8657824 | Mini/Multi Split | CHAMPION | HRCU-A-CB-O | DHZ18CSB21S |  | Mini-Splits (Non-Ducted) | DHZ18NWB21S |  | 18000 | 21 |  | 12.5 | 10.5 |  | 19000 | 12700 | 66.84% | [8 empty] | Residential | 375 | No | 1.5
8674934 | Mini/Multi Split | SHARP | HRCU-A-CB-O | AE-X18TU |  | Mini-Splits (Non-Ducted) | AY-XPC18TU |  | 17000 | 21 |  | 12.5 | 10.6 |  | 21600 | 12000 | 55.56% | [8 empty] | Residential | 355 | No | 1.42
8687736 | Mini/Multi Split | MDV | HRCU-A-CB-O | MOB30-12HFN1-BT0W |  | Mini-Splits (Non-Ducted) | MSABB-12HRFN1-BT0W |  | 12000 | 21.5 |  | 12.5 | 11.2 |  | 12000 | 7100 | 59.17% | [8 empty] | Residential | 250 | No | 1
8688148 | Mini/Multi Split | MDV | HRCU-A-CB-O | MOBA30-09HFN1-MT0W |  | Mini-Splits (Non-Ducted) |  |  | 9000 | 22.8 |  | 14 | 10.5 |  | 9800 | 6400 | 65.31% | [8 empty] | Residential | 187.5 | No | 0.75
8688150 | Mini/Multi Split | MDV | HRCU-A-CB-O | MOD30-24HFN1-MT0W |  | Mini-Splits (Non-Ducted) | MSABE-24HRFN1-MT0W |  | 24000 | 20.5 |  | 12.5 | 10 |  | 25000 | 15300 | 61.2% | [8 empty] | Residential | 500 | No | 2
8693477 | Mini/Multi Split | FUJITSU | HMSV-A-CB | AOU48RLAVM |  | Non-Ducted Indoor Units |  |  | 48000 | 19.8 |  | 12.5 | 11.4 |  | 54000 | 33000 | 61.11% | [8 empty] | Residential | 1000 | No | 4
8693480 | Mini/Multi Split | FUJITSU | HMSV-A-CB | AOU36RLAVM |  | Non-Ducted Indoor Units |  |  | 36000 | 19 |  | 13.3 | 11.4 |  | 42000 | 25800 | 61.43% | [8 empty] | Residential | 750 | No | 3
8693481 | Mini/Multi Split | FUJITSU | HMSV-A-CB | AOU36RLAVM |  | Mixed Ducted and Non-Ducted Indoor Units |  |  | 36000 | 18 |  | 12.9 | 10.9 |  | 42000 | 26000 | 61.9% | [8 empty] | Residential | 750 | No | 3
8703348 | Mini/Multi Split | FUJITSU | HRCU-A-CB-O | AOU9RLS3 |  | Mini-Splits (Non-Ducted) | ASU9RLS3Y |  | 9000 | 33 |  | 18 | 14.2 |  | 12000 | 7000 | 58.33% | [8 empty] | Residential | 187.5 | No | 0.75
8703349 | Mini/Multi Split | FUJITSU | HRCU-A-CB-O | AOU9RLS3H |  | Mini-Splits (Non-Ducted) | ASU9RLS3Y |  | 9000 | 33 |  | 18 | 14 |  | 12000 | 7000 | 58.33% | [8 empty] | Residential | 187.5 | No | 0.75
8703350 | Mini/Multi Split | FUJITSU | HRCU-A-CB-O | AOU12RLS3 |  | Mini-Splits (Non-Ducted) | ASU12RLS3Y |  | 12000 | 29.3 |  | 15.2 | 14 |  | 16000 | 9600 | 60% | [8 empty] | Residential | 250 | No | 1
8703506 | Mini/Multi Split | FUJITSU | HRCU-A-CB-O | AOU12RLS3H |  | Mini-Splits (Non-Ducted) | ASU12RLS3Y |  | 12000 | 29.3 |  | 15.2 | 13.8 |  | 16000 | 9600 | 60% | [8 empty] | Residential | 250 | No | 1
8703507 | Mini/Multi Split | FUJITSU | HRCU-A-CB-O | AOU15RLS3 |  | Mini-Splits (Non-Ducted) | ASU15RLS3Y |  | 14500 | 25.3 |  | 13.9 | 13.4 |  | 18000 | 11200 | 62.22% | [8 empty] | Residential | 302.5 | No | 1.21
8703508 | Mini/Multi Split | FUJITSU | HRCU-A-CB-O | AOU15RLS3H |  | Mini-Splits (Non-Ducted) | ASU15RLS3Y |  | 14500 | 25.3 |  | 13.9 | 13.3 |  | 18000 | 11200 | 62.22% | [8 empty] | Residential | 302.5 | No | 1.21
8704431 | Mini/Multi Split | MDV | HRCU-A-CB-O | MOB30-09HFN1-MX0W |  | Mini-Splits (Non-Ducted) | CS11M-09HRFN1-MX0W(A) |  | 9000 | 25 |  | 14.5 | 11.2 |  | 10900 | 6900 | 63.3% | [8 empty] | Residential | 187.5 | No | 0.75
8704432 | Mini/Multi Split | MDV | HRCU-A-CB-O | MOB30-12HFN1-MV0W |  | Mini-Splits (Non-Ducted) | CS11M-12HRFN1-MU5W |  | 12000 | 22.5 |  | 13 | 12 |  | 12000 | 7800 | 65% | [8 empty] | Residential | 250 | No | 1
8704433 | Mini/Multi Split | MDV | HRCU-A-CB-O | MOCA30-18HFN1-MT0W |  | Mini-Splits (Non-Ducted) | CS11M-18HRFN1-MT0W |  | 17000 | 20 |  | 12.5 | 10.3 |  | 18000 | 10800 | 60% | [8 empty] | Residential | 355 | No | 1.42
8704434 | Mini/Multi Split | MDV | HRCU-A-CB-O | MOD30-24HFN1-MT0W |  | Mini-Splits (Non-Ducted) | CS11M-23HRFN1-MT0W |  | 24000 | 20.5 |  | 13 | 11.5 |  | 24000 | 15400 | 64.17% | [8 empty] | Residential | 500 | No | 2
8717080 | Mini/Multi Split | SAMSUNG | HRCU-A-CB | AC009KXADCH |  | Mini-Splits (Ducted) | AC009KNLDCH |  | 9000 | 21 |  | 13.95 | 10.5 |  | 12000 | 7800 | 65% | [8 empty] | Residential | 187.5 | No | 0.75
8718495 | Mini/Multi Split | FUJITSU | HRCU-A-CB-O | AOU18RLXFW1 |  | Mini-Splits (Non-Ducted) | ASU18RLF |  | 18000 | 20 |  | 13.3 | 10.5 |  | 21600 | 14600 | 67.59% | [8 empty] | Residential | 375 | No | 1.5
8718545 | Mini/Multi Split | FUJITSU | HRCU-A-CB-O | AOU24RLXFW1 |  | Mini-Splits (Non-Ducted) | ASU24RLF |  | 22000 | 19.5 |  | 12.5 | 10.6 |  | 25200 | 18000 | 71.43% | [8 empty] | Residential | 457.5 | No | 1.83
8718573 | Mini/Multi Split | GREE | HRCU-A-CB-O | GWH24ZE-D3DNA2D/O |  | Mini-Splits (Non-Ducted) | GWH24ZE-D3DN***/I |  | 22000 | 20 |  | 12.5 | 10 |  | 23000 | 14600 | 63.48% | [8 empty] | Residential | 457.5 | No | 1.83
8718574 | Mini/Multi Split | GREE | HRCU-A-CB-O | GWH18QD-D3DNA1G/O |  | Mini-Splits (Non-Ducted) | GWH18ZD-D3DN***/I |  | 18000 | 20 |  | 12.5 | 10 |  | 19800 | 12400 | 62.63% | 18000 | 20 | 12.5 | 8.3 | 19800 |  |  |  | Residential | 375 | No | 1.5
8718580 | Mini/Multi Split | GREE | HRCU-A-CB-O | GWH09QC-D3DNA1D/O |  | Mini-Splits (Non-Ducted) | GWH09ZC-D3DN***/I |  | 9000 | 23 |  | 14 | 10.5 |  | 11000 | 6800 | 61.82% | [8 empty] | Residential | 187.5 | No | 0.75
8718581 | Mini/Multi Split | GREE | HRCU-A-CB-O | GWH12QC-A3DNA1D/O |  | Mini-Splits (Non-Ducted) | GWH12ZC-A3DN***/I |  | 12000 | 22 |  | 12.5 | 10.2 |  | 12200 | 6800 | 55.74% | 12000 | 21.5 | 12 | 8.2 | 12200 | 8600 | 70.49% | 1.75 | Residential | 250 | No | 1 | No
8718582 | Mini/Multi Split | GREE | HRCU-A-CB-O | GWH12QC-D3DNA1D/O |  | Mini-Splits (Non-Ducted) | GWH12ZC-D3DN***/I |  | 12000 | 22 |  | 12.5 | 10.1 |  | 13000 | 7100 | 54.62% | 12000 | 21.5 | 12 | 8.2 | 13000 |  |  |  | Residential | 250 | No | 1
8719215 | Mini/Multi Split | MDV | HRCU-A-CB-O | MOCA31-18HFN1-MT0W |  | Mini-Splits (Non-Ducted) | MSABE-18HRFN1-MT0W |  | 18000 | 21 |  | 13 | 10 |  | 18000 | 10400 | 57.78% | [8 empty] | Residential | 375 | No | 1.5
8719216 | Mini/Multi Split | MDV | HRCU-A-CB-O | MOD31-24HFN1-MT0W |  | Mini-Splits (Non-Ducted) | MSABE-24HRFN1-MT0W |  | 24000 | 20.5 |  | 12.5 | 10 |  | 25000 | 15300 | 61.2% | [8 empty] | Residential | 500 | No | 2
8735962 | Mini/Multi Split | MDV | HRCU-A-CB-O | MOB30-09HFN1-MX0W |  | Mini-Splits (Non-Ducted) | CCA3U-09HRFN1-M(C) |  | 9000 | 20 |  | 13 | 10.8 |  | 10000 | 6700 | 67% | 9000 | 20 | 13 | 9.4 | 10000 |  |  |  | Residential | 187.5 | No | 0.75 | No
8738631 | Mini/Multi Split | MDV | HRCU-A-CB-O | MOB30-12HFN1-BV0W |  | Mini-Splits (Non-Ducted) | MS11M-12HRFN1-BV0W |  | 12000 | 22 |  | 13 | 10.2 |  | 12000 | 7600 | 63.33% | [8 empty] | Residential | 250 | No | 1
8738634 | Mini/Multi Split | CARRIER | HRCU-A-CB-O | 38MAQB12R--1 |  | Mini-Splits (Non-Ducted) | 40MAQB12B--1 |  | 12000 | 22 |  | 13 | 10.2 |  | 12000 | 7600 | 63.33% | [8 empty] | Residential | 250 | No | 1
8738635 | Mini/Multi Split | CARRIER | HRCU-A-CB-O | 38MAQB09R--3 |  | Mini-Splits (Non-Ducted) | 40MAQB09B--3 |  | 9000 | 25 |  | 14.5 | 11.2 |  | 10900 | 6900 | 63.3% | [8 empty] | Residential | 187.5 | No | 0.75
8738636 | Mini/Multi Split | CARRIER | HRCU-A-CB-O | 38MAQB12R--3 |  | Mini-Splits (Non-Ducted) | 40MAQB12B--3 |  | 12000 | 22.5 |  | 13 | 12 |  | 12000 | 7800 | 65% | [8 empty] | Residential | 250 | No | 1
8738637 | Mini/Multi Split | CARRIER | HRCU-A-CB-O | 38MAQB18R--3 |  | Mini-Splits (Non-Ducted) | 40MAQB18B--3 |  | 17000 | 20 |  | 12.5 | 10.3 |  | 18000 | 10800 | 60% | [8 empty] | Residential | 355 | No | 1.42
8738638 | Mini/Multi Split | CARRIER | HRCU-A-CB-O | 38MAQB24R--3 |  | Mini-Splits (Non-Ducted) | 40MAQB24B--3 |  | 24000 | 20.5 |  | 13 | 11.5 |  | 24000 | 15400 | 64.17% | [8 empty] | Residential | 500 | No | 2
8738643 | Mini/Multi Split | BRYANT | HRCU-A-CB-O | 38MAQB24R--3 |  | Mini-Splits (Non-Ducted) | 619PEQ024BBMA |  | 24000 | 20.5 |  | 13 | 11.5 |  | 24000 | 15400 | 64.17% | [8 empty] | Residential | 500 | No | 2
8738644 | Mini/Multi Split | BRYANT | HRCU-A-CB-O | 38MAQB18R--3 |  | Mini-Splits (Non-Ducted) | 619PEQ018BBMA |  | 17000 | 20 |  | 12.5 | 10.3 |  | 18000 | 10800 | 60% | [8 empty] | Residential | 355 | No | 1.42
8738645 | Mini/Multi Split | BRYANT | HRCU-A-CB-O | 38MAQB12R--3 |  | Mini-Splits (Non-Ducted) | 619PEQ012BBMA |  | 12000 | 22.5 |  | 13 | 12 |  | 12000 | 7800 | 65% | [8 empty] | Residential | 250 | No | 1
8738646 | Mini/Multi Split | BRYANT | HRCU-A-CB-O | 38MAQB09R--3 |  | Mini-Splits (Non-Ducted) | 619PEQ009BBMA |  | 9000 | 25 |  | 14.5 | 11.2 |  | 10900 | 6900 | 63.3% | [8 empty] | Residential | 187.5 | No | 0.75
8738647 | Mini/Multi Split | BRYANT | HRCU-A-CB-O | 38MAQB12R--1 |  | Mini-Splits (Non-Ducted) | 619PAQ012BBMA |  | 12000 | 22 |  | 13 | 10.2 |  | 12000 | 7600 | 63.33% | [8 empty] | Residential | 250 | No | 1
8739924 | Mini/Multi Split | MDV | HRCU-A-CB-O | MOCA30-18HFN1-MT0W |  | Mini-Splits (Non-Ducted) | CCA3U-18HRFN1-M(C) |  | 16000 | 20 |  | 12.5 | 10.5 |  | 18000 | 12000 | 66.67% | 16000 | 20 | 12.5 | 9.8 | 12000 |  |  |  | Residential | 332.5 | No | 1.33 | No
8739925 | Mini/Multi Split | MDV | HRCU-A-CB-O | MOCA30-18HFN1-MT0W |  | Mini-Splits (Non-Ducted) | MUEU-18HRFN1-M(C) |  | 17000 | 19.9 |  | 12.5 | 10.6 |  | 18000 | 13400 | 74.44% | 17000 | 19.9 | 12.5 | 9.9 | 18000 |  |  |  | Residential | 355 | No | 1.42 | No
8739928 | Mini/Multi Split | MDV | HRCU-A-CB-O | MOB30-12HFN1-MT0W |  | Mini-Splits (Non-Ducted) | CCA3U-12HRFN1-M(C) |  | 12000 | 21.5 |  | 14 | 10.5 |  | 12000 | 7500 | 62.5% | [8 empty] | Residential | 250 | No | 1
8739929 | Mini/Multi Split | MDV | HRCU-A-CB-O | MOB30-12HFN1-MT0W |  | Mini-Splits (Non-Ducted) | CFAU-12HRFN1-M(C) |  | 12000 | 20.5 |  | 13 | 10 |  | 12000 | 7200 | 60% | 12000 | 20.5 | 13 | 8.8 | 12000 |  |  |  | Residential | 250 | No | 1 | No
8740664 | Mini/Multi Split | MDV | HRCU-A-CB-O | MOB30-12HFN1-MV0W |  | Mini-Splits (Non-Ducted) | CCA3U-12HRFN1-M(C) |  | 12000 | 19.5 |  | 12.5 | 10.6 |  | 12000 | 8700 | 72.5% | 12000 | 19.5 | 12.5 | 9.3 | 12000 |  |  |  | Residential | 250 | No | 1 | No
8740665 | Mini/Multi Split | MDV | HRCU-A-CB-O | MOB30-12HFN1-MV0W |  | Mini-Splits (Non-Ducted) | CFAU-12HRFN1-M(C) |  | 12000 | 19.4 |  | 12.5 | 10.5 |  | 12000 | 9600 | 80% | 12000 | 19.4 | 12.5 | 9.4 | 12000 |  |  |  | Residential | 250 | No | 1 | No
8740667 | Mini/Multi Split | MDV | HRCU-A-CB-O | MOBA30-09HFN1-MT0W |  | Mini-Splits (Non-Ducted) | CCA3U-09HRFN1-M(C) |  | 9000 | 20 |  | 13 | 10.5 |  | 10000 | 5800 | 58% | [8 empty] | Residential | 187.5 | No | 0.75
8740671 | Mini/Multi Split | MDV | HRCU-A-CB-O | MOCA31-18HFN1-MT0W |  | Mini-Splits (Non-Ducted) | CCA3U-18HRFN1-M(C) |  | 18000 | 20 |  | 12.5 | 10.3 |  | 18000 | 12000 | 66.67% | 18000 | 20 | 12.5 | 9.1 | 18000 |  |  |  | Residential | 375 | No | 1.5 | No
8740672 | Mini/Multi Split | MDV | HRCU-A-CB-O | MOCA31-18HFN1-MT0W |  | Mini-Splits (Non-Ducted) | MUEU-18HRFN1-M(C) |  | 18000 | 20 |  | 12.5 | 10.5 |  | 18000 | 12000 | 66.67% | 18000 | 20 | 12.5 | 8.9 | 18000 |  |  |  | Residential | 375 | No | 1.5 | No
8740674 | Mini/Multi Split | MDV | HRCU-A-CB-O | MOD31-24HFN1-MT0W |  | Mini-Splits (Non-Ducted) | MCDU-24HRFN1-M(C) |  | 24000 | 20 |  | 12.5 | 10.5 |  | 24400 | 15800 | 64.75% | [8 empty] | Residential | 500 | No | 2
8740675 | Mini/Multi Split | MDV | HRCU-A-CB-O | MOD31-24HFN1-MT0W |  | Mini-Splits (Non-Ducted) | MUEU-24HRFN1-M(C) |  | 24000 | 20 |  | 12.5 | 11 |  | 24000 | 15000 | 62.5% | 24000 | 20 | 12.5 | 9.4 | 24000 |  |  |  | Residential | 500 | No | 2 | No
8740799 | Mini/Multi Split | SHARP | HRCU-A-CB-O | AE-X12TU |  | Mini-Splits (Non-Ducted) | AY-XPC12TU |  | 11500 | 22.5 |  | 12.5 | 11.4 |  | 14000 | 8400 | 60% | [8 empty] | Residential | 240 | No | 0.96
8740800 | Mini/Multi Split | SHARP | HMSV-A-CB | AE-X2M20TU |  | Non-Ducted Indoor Units |  |  | 19000 | 20.5 |  | 12.5 | 10.3 |  | 22000 | 14000 | 63.64% | [8 empty] | Residential | 395 | No | 1.58
8752719 | Mini/Multi Split | CLASSIC | HRCU-A-CB-O | MROHNC12AS |  | Mini-Splits (Non-Ducted) | MCHINC12S |  | 12000 | 19.5 |  | 12.5 | 10.6 |  | 12000 | 8700 | 72.5% | 12000 | 19.5 | 12.5 | 9.3 | 12000 |  |  |  | Residential | 250 | No | 1 | No
8752720 | Mini/Multi Split | CLASSIC | HRCU-A-CB-O | MROHNC18AS |  | Mini-Splits (Non-Ducted) | MCHINC18S |  | 16000 | 20 |  | 12.5 | 10.5 |  | 18000 | 12000 | 66.67% | 16000 | 20 | 12.5 | 9.8 | 12000 |  |  |  | Residential | 332.5 | No | 1.33 | No
8752721 | Mini/Multi Split | TGM | HRCU-A-CB-O | MROHNT18AS |  | Mini-Splits (Non-Ducted) | MCHINT18S |  | 16000 | 20 |  | 12.5 | 10.5 |  | 18000 | 12000 | 66.67% | 16000 | 20 | 12.5 | 9.8 | 12000 |  |  |  | Residential | 332.5 | No | 1.33 | No
8752722 | Mini/Multi Split | TGM | HRCU-A-CB-O | MROHNT12AS |  | Mini-Splits (Non-Ducted) | MCHINT12S |  | 12000 | 19.5 |  | 12.5 | 10.6 |  | 12000 | 8700 | 72.5% | 12000 | 19.5 | 12.5 | 9.3 | 12000 |  |  |  | Residential | 250 | No | 1 | No
8775826 | Mini/Multi Split | DIRECT AIR | HRCU-A-CB-O | MOB30-09HFN1-MX0W |  | Mini-Splits (Non-Ducted) | CS11M-09HRFN1-MX0W(A) |  | 9000 | 25 |  | 14.5 | 11.2 |  | 10900 | 6900 | 63.3% | [8 empty] | Residential | 187.5 | No | 0.75
8775827 | Mini/Multi Split | DIRECT AIR | HRCU-A-CB-O | MOB30-12HFN1-MV0W |  | Mini-Splits (Non-Ducted) | CS11M-12HRFN1-MU5W |  | 12000 | 22.5 |  | 13 | 12 |  | 12000 | 7800 | 65% | [8 empty] | Residential | 250 | No | 1
8775828 | Mini/Multi Split | DIRECT AIR | HRCU-A-CB-O | MOCA30-18HFN1-MT0W |  | Mini-Splits (Non-Ducted) | CS11M-18HRFN1-MT0W |  | 17000 | 20 |  | 12.5 | 10.3 |  | 18000 | 10800 | 60% | [8 empty] | Residential | 355 | No | 1.42
8775829 | Mini/Multi Split | DIRECT AIR | HRCU-A-CB-O | MOD30-24HFN1-MT0W |  | Mini-Splits (Non-Ducted) | CS11M-23HRFN1-MT0W |  | 24000 | 20.5 |  | 13 | 11.5 |  | 24000 | 15400 | 64.17% | [8 empty] | Residential | 500 | No | 2
8775830 | Mini/Multi Split | DIRECT AIR | HRCU-A-CB-O | MOB30-09HFN1-MX0W |  | Mini-Splits (Non-Ducted) | CCA3U-09HRFN1-M(C) |  | 9000 | 20 |  | 13 | 10.8 |  | 10000 | 6700 | 67% | 9000 | 20 | 13 | 9.4 | 10000 |  |  |  | Residential | 187.5 | No | 0.75 | No
8775834 | Mini/Multi Split | DIRECT AIR | HRCU-A-CB-O | MOB30-12HFN1-MV0W |  | Mini-Splits (Non-Ducted) | CCA3U-12HRFN1-M(C) |  | 12000 | 19.5 |  | 12.5 | 10.6 |  | 12000 | 8700 | 72.5% | 12000 | 19.5 | 12.5 | 9.3 | 12000 |  |  |  | Residential | 250 | No | 1 | No
8775835 | Mini/Multi Split | DIRECT AIR | HRCU-A-CB-O | MOB30-12HFN1-MV0W |  | Mini-Splits (Non-Ducted) | CFAU-12HRFN1-M(C) |  | 12000 | 19.4 |  | 12.5 | 10.5 |  | 12000 | 9600 | 80% | 12000 | 19.4 | 12.5 | 9.4 | 12000 |  |  |  | Residential | 250 | No | 1 | No
8775836 | Mini/Multi Split | DIRECT AIR | HRCU-A-CB-O | MOCA30-18HFN1-MT0W |  | Mini-Splits (Non-Ducted) | CCA3U-18HRFN1-M(C) |  | 16000 | 20 |  | 12.5 | 10.5 |  | 18000 | 12000 | 66.67% | 16000 | 20 | 12.5 | 9.8 | 12000 |  |  |  | Residential | 332.5 | No | 1.33 | No
8775838 | Mini/Multi Split | DIRECT AIR | HRCU-A-CB-O | MOCA30-18HFN1-MT0W |  | Mini-Splits (Non-Ducted) | MUEU-18HRFN1-M(C) |  | 17000 | 19.9 |  | 12.5 | 10.6 |  | 18000 | 13400 | 74.44% | 17000 | 19.9 | 12.5 | 9.9 | 18000 |  |  |  | Residential | 355 | No | 1.42 | No
8775842 | Mini/Multi Split | DIRECT AIR | HRCU-A-CB-O | MOBA30-09HFN1-MT0W |  | Mini-Splits (Non-Ducted) | CCA3U-09HRFN1-M(C) |  | 9000 | 20 |  | 13 | 10.5 |  | 10000 | 5800 | 58% | [8 empty] | Residential | 187.5 | No | 0.75
8775845 | Mini/Multi Split | DIRECT AIR | HRCU-A-CB-O | MOB30-12HFN1-MT0W |  | Mini-Splits (Non-Ducted) | CCA3U-12HRFN1-M(C) |  | 12000 | 21.5 |  | 14 | 10.5 |  | 12000 | 7500 | 62.5% | [8 empty] | Residential | 250 | No | 1
8775847 | Mini/Multi Split | DIRECT AIR | HRCU-A-CB-O | MOB30-12HFN1-MT0W |  | Mini-Splits (Non-Ducted) | CFAU-12HRFN1-M(C) |  | 12000 | 20.5 |  | 13 | 10 |  | 12000 | 7200 | 60% | 12000 | 20.5 | 13 | 8.8 | 12000 |  |  |  | Residential | 250 | No | 1 | No
8775849 | Mini/Multi Split | DIRECT AIR | HRCU-A-CB-O | MOCA31-18HFN1-MT0W |  | Mini-Splits (Non-Ducted) | CCA3U-18HRFN1-M(C) |  | 18000 | 20 |  | 12.5 | 10.3 |  | 18000 | 12000 | 66.67% | 18000 | 20 | 12.5 | 9.1 | 18000 |  |  |  | Residential | 375 | No | 1.5 | No
8775850 | Mini/Multi Split | DIRECT AIR | HRCU-A-CB-O | MOCA31-18HFN1-MT0W |  | Mini-Splits (Non-Ducted) | MUEU-18HRFN1-M(C) |  | 18000 | 20 |  | 12.5 | 10.5 |  | 18000 | 12000 | 66.67% | 18000 | 20 | 12.5 | 8.9 | 18000 |  |  |  | Residential | 375 | No | 1.5 | No
8775852 | Mini/Multi Split | DIRECT AIR | HRCU-A-CB-O | MOD31-24HFN1-MT0W |  | Mini-Splits (Non-Ducted) | MCDU-24HRFN1-M(C) |  | 24000 | 20 |  | 12.5 | 10.5 |  | 24400 | 15800 | 64.75% | [8 empty] | Residential | 500 | No | 2
8775853 | Mini/Multi Split | DIRECT AIR | HRCU-A-CB-O | MOD31-24HFN1-MT0W |  | Mini-Splits (Non-Ducted) | MUEU-24HRFN1-M(C) |  | 24000 | 20 |  | 12.5 | 11 |  | 24000 | 15000 | 62.5% | 24000 | 20 | 12.5 | 9.4 | 24000 |  |  |  | Residential | 500 | No | 2 | No
8779028 | Mini/Multi Split | MDV | HRCU-A-CB-O | MOB32-09HFN1-MX0W |  | Mini-Splits (Non-Ducted) | MCA3U-09HRFN1-M(C) |  | 9000 | 19.5 |  | 13 | 10 |  | 10000 | 6700 | 67% | [8 empty] | Residential | 187.5 | No | 0.75
8779030 | Mini/Multi Split | MDV | HRCU-A-CB-O | MOB32-09HFN1-MX0W |  | Mini-Splits (Non-Ducted) | CS11M-09HRFN1-MX0W(A) |  | 9000 | 24 |  | 14.5 | 10.5 |  | 10900 | 6900 | 63.3% | [8 empty] | Residential | 187.5 | No | 0.75
8779031 | Mini/Multi Split | MDV | HRCU-A-CB-O | MOB32-12HFN1-MV0W |  | Mini-Splits (Non-Ducted) | MCA3U-12HRFN1-M(C) |  | 12000 | 19 |  | 12.5 | 10 |  | 12000 | 8200 | 68.33% | [8 empty] | Residential | 250 | No | 1
8779033 | Mini/Multi Split | MDV | HRCU-A-CB-O | MOB32-12HFN1-MV0W |  | Mini-Splits (Non-Ducted) | CS11M-12HRFN1-MU5W |  | 12000 | 22 |  | 12.5 | 10 |  | 12000 | 7800 | 65% | [8 empty] | Residential | 250 | No | 1
8779037 | Mini/Multi Split | MDV | HRCU-A-CB-O | MOCA32-18HFN1-MT0W |  | Mini-Splits (Non-Ducted) | MUEU-18HRFN1-M(C) |  | 17000 | 18.5 |  | 12.5 | 10 |  | 18000 | 12900 | 71.67% | [8 empty] | Residential | 355 | No | 1.42
8779038 | Mini/Multi Split | MDV | HRCU-A-CB-O | MOCA32-18HFN1-MT0W |  | Mini-Splits (Non-Ducted) | CS11M-18HRFN1-MT0W |  | 17000 | 20 |  | 12.5 | 10 |  | 18000 | 10800 | 60% | [8 empty] | Residential | 355 | No | 1.42
8779045 | Mini/Multi Split | FUJITSU | HRCU-A-CB-O | AOU18RLXFWH |  | Mini-Splits (Non-Ducted) | ASU18RLF |  | 18000 | 20 |  | 13.3 | 10.4 |  | 21600 | 14600 | 67.59% | 18000 | 20 | 13.3 | 10 | 21600 | 19000 | 87.96% | 2.18 | Residential | 375 | Yes | 1.5 | Both
8779046 | Mini/Multi Split | FUJITSU | HRCU-A-CB-O | AOU24RLXFWH |  | Mini-Splits (Non-Ducted) | ASU24RLF |  | 22000 | 19.5 |  | 12.5 | 10.5 |  | 25200 | 18000 | 71.43% | 22000 | 19.5 | 12.5 | 10.5 | 25200 | 23200 | 92.06% | 2.04 | Residential | 457.5 | Yes | 1.83 | Both
8779065 | Mini/Multi Split | MDV | HRCU-A-CB-O | MOD32-24HFN1-MT0W |  | Mini-Splits (Non-Ducted) | CS11M-23HRFN1-MT0W |  | 24000 | 20 |  | 12.5 | 10 |  | 24000 | 15400 | 64.17% | [8 empty] | Residential | 500 | No | 2
8779081 | Mini/Multi Split | YORK BY JOHNSON CONTROLS | HRCU-A-CB-O | YHKE09YJ6AMAO-X |  | Mini-Splits (Non-Ducted) | YHKE09XJ6AMC-RX |  | 9000 | 22.8 |  | 14 | 10.5 |  | 9800 | 6400 | 65.31% | [8 empty] | Residential | 187.5 | No | 0.75
8779084 | Mini/Multi Split | YORK BY JOHNSON CONTROLS | HRCU-A-CB-O | YHKE24YJ6AMAO-X |  | Mini-Splits (Non-Ducted) | YHKE24XJ6AMC-RX |  | 24000 | 20.5 |  | 12.5 | 10 |  | 25000 | 15300 | 61.2% | [8 empty] | Residential | 500 | No | 2
8779182 | Mini/Multi Split | MDV | HRCU-A-CB-O | MOB01-12HFN1-BT0W |  | Mini-Splits (Non-Ducted) | MSMBB-12HRFN1-BT0W |  | 12000 | 20.4 |  | 12.5 | 11 |  | 11800 | 7100 | 60.17% | [8 empty] | Residential | 250 | No | 1
8779183 | Mini/Multi Split | MDV | HRCU-A-CB-O | MOB01-09HFN1-MW0W |  | Mini-Splits (Non-Ducted) | MSMBB-09HRFN1-MW0W |  | 9000 | 24.7 |  | 14 | 10.5 |  | 12000 | 7500 | 62.5% | [8 empty] | Residential | 187.5 | No | 0.75
8779184 | Mini/Multi Split | MDV | HRCU-A-CB-O | MOB01-12HFN1-MV0W |  | Mini-Splits (Non-Ducted) | MSMBB-12HRFN1-MU0W |  | 12000 | 21.5 |  | 12.5 | 11 |  | 12000 | 7600 | 63.33% | [8 empty] | Residential | 250 | No | 1
8779187 | Mini/Multi Split | MDV | HRCU-A-CB-O | MOCA01-18HFN1-MT0W |  | Mini-Splits (Non-Ducted) | MSMBD-18HRFN1-MT0W |  | 18000 | 22 |  | 12.5 | 10.5 |  | 18000 | 11900 | 66.11% | [8 empty] | Residential | 375 | No | 1.5
8779192 | Mini/Multi Split | MDV | HRCU-A-CB-O | MOD01-23HFN1-MT0W |  | Mini-Splits (Non-Ducted) | MSMBD-23HRFN1-MT0W |  | 23000 | 20 |  | 12.5 | 10 |  | 25000 | 15000 | 60% | [8 empty] | Residential | 480 | No | 1.92
8779200 | Mini/Multi Split | MIDEA | HRCU-A-CB-O | MCHS-12PSH1 |  | Mini-Splits (Non-Ducted) | MEHS-12PSH1 |  | 12000 | 20.4 |  | 12.5 | 11 |  | 11800 | 7100 | 60.17% | [8 empty] | Residential | 250 | No | 1
8779201 | Mini/Multi Split | MIDEA | HRCU-A-CB-O | MCHSU-09PHH2 |  | Mini-Splits (Non-Ducted) | MEHSU-09PHH2 |  | 9000 | 24.7 |  | 14 | 10.5 |  | 12000 | 7500 | 62.5% | [8 empty] | Residential | 187.5 | No | 0.75
8779202 | Mini/Multi Split | MIDEA | HRCU-A-CB-O | MCHSU-12PHH2 |  | Mini-Splits (Non-Ducted) | MEHSU-12PHH2 |  | 12000 | 21.5 |  | 12.5 | 11 |  | 12000 | 7600 | 63.33% | [8 empty] | Residential | 250 | No | 1
8779203 | Mini/Multi Split | MIDEA | HRCU-A-CB-O | MCHSU-18PHH2 |  | Mini-Splits (Non-Ducted) | MEHSU-18PHH2 |  | 18000 | 22 |  | 12.5 | 10.5 |  | 18000 | 11900 | 66.11% | [8 empty] | Residential | 375 | No | 1.5
8779204 | Mini/Multi Split | MIDEA | HRCU-A-CB-O | MCHSU-24PHH2 |  | Mini-Splits (Non-Ducted) | MEHSU-24PHH2 |  | 23000 | 20 |  | 12.5 | 10 |  | 25000 | 15000 | 60% | [8 empty] | Residential | 480 | No | 1.92
8796398 | Mini/Multi Split | SHARP | HRCU-A-CB-O | AE-X12THU |  | Mini-Splits (Non-Ducted) | AY-XP12THU |  | 11500 | 24 |  | 15 | 12.7 |  | 14000 | 8500 | 60.71% | [8 empty] | Residential | 240 | No | 0.96
8797149 | Mini/Multi Split | SENVILLE | HRCU-A-CB-O | SENA/09HF/OZ |  | Mini-Splits (Non-Ducted) | SENA/09HF/IZ |  | 9000 | 25 |  | 14.5 | 11.2 |  | 10900 | 6900 | 63.3% | [8 empty] | Residential | 187.5 | No | 0.75
8797150 | Mini/Multi Split | SENVILLE | HRCU-A-CB-O | SENA/12HF/OZ |  | Mini-Splits (Non-Ducted) | SENA/12HF/IZ |  | 12000 | 22.5 |  | 13 | 12 |  | 12000 | 7800 | 65% | [8 empty] | Residential | 250 | No | 1
8797151 | Mini/Multi Split | SENVILLE | HRCU-A-CB-O | SENA/18HF/OZ |  | Mini-Splits (Non-Ducted) | SENA/18HF/IZ |  | 17000 | 20 |  | 12.5 | 10.3 |  | 18000 | 10800 | 60% | [8 empty] | Residential | 355 | No | 1.42
8797152 | Mini/Multi Split | SENVILLE | HRCU-A-CB-O | SENA/24HF/OZ |  | Mini-Splits (Non-Ducted) | SENA/24HF/IZ |  | 24000 | 20.5 |  | 13 | 11.5 |  | 24000 | 15400 | 64.17% | [8 empty] | Residential | 500 | No | 2
8813715 | Mini/Multi Split | MDV | HRCU-A-CB-O | MOB01-09HFN1-MW0W |  | Mini-Splits (Non-Ducted) | CCA3U-09HRFN1-M(C) |  | 9000 | 20 |  | 13 | 10.2 |  | 10000 | 6700 | 67% | [8 empty] | Residential | 187.5 | No | 0.75
8813719 | Mini/Multi Split | MDV | HRCU-A-CB-O | MOB01-12HFN1-MV0W |  | Mini-Splits (Non-Ducted) | CCA3U-12HRFN1-M(C) |  | 12000 | 19.5 |  | 12.5 | 10.2 |  | 12000 | 8200 | 68.33% | [8 empty] | Residential | 250 | No | 1
8813720 | Mini/Multi Split | MDV | HRCU-A-CB-O | MOB01-12HFN1-MV0W |  | Mini-Splits (Non-Ducted) | CFAU-12HRFN1-M(C) |  | 12000 | 19.4 |  | 12.5 | 10.5 |  | 12000 | 9600 | 80% | [8 empty] | Residential | 250 | No | 1
8813723 | Mini/Multi Split | MDV | HRCU-A-CB-O | MOCA01-18HFN1-MT0W |  | Mini-Splits (Non-Ducted) | CCA3U-18HRFN1-M(C) |  | 16000 | 20 |  | 12.5 | 10.5 |  | 18000 | 12000 | 66.67% | [8 empty] | Residential | 332.5 | No | 1.33
8813724 | Mini/Multi Split | MDV | HRCU-A-CB-O | MOCA01-18HFN1-MT0W |  | Mini-Splits (Non-Ducted) | MUEU-18HRFN1-M(C) |  | 17000 | 19.9 |  | 12.5 | 10.2 |  | 18000 | 12900 | 71.67% | [8 empty] | Residential | 355 | No | 1.42
8813811 | Mini/Multi Split | MIDEA | HRCU-A-CB-O | MCHSU-09PHH2 |  | Mini-Splits (Non-Ducted) | MEHSU-09CHC2- |  | 9000 | 20 |  | 13 | 10.2 |  | 10000 | 6700 | 67% | [8 empty] | Residential | 187.5 | No | 0.75
8813812 | Mini/Multi Split | MIDEA | HRCU-A-CB-O | MCHSU-12PHH2 |  | Mini-Splits (Non-Ducted) | MEHSU-12CHC2 |  | 12000 | 19.5 |  | 12.5 | 10.2 |  | 12000 | 8200 | 68.33% | [8 empty] | Residential | 250 | No | 1
8813813 | Mini/Multi Split | MIDEA | HRCU-A-CB-O | MCHSU-12PHH2 |  | Mini-Splits (Non-Ducted) | MEHSU-12CHN2 |  | 12000 | 19.4 |  | 12.5 | 10.5 |  | 12000 | 9600 | 80% | [8 empty] | Residential | 250 | No | 1
8813815 | Mini/Multi Split | MIDEA | HRCU-A-CB-O | MCHSU-18PHH2 |  | Mini-Splits (Non-Ducted) | MEHSU-18CHC2 |  | 16000 | 20 |  | 12.5 | 10.5 |  | 18000 | 12000 | 66.67% | [8 empty] | Residential | 332.5 | No | 1.33
8813816 | Mini/Multi Split | MIDEA | HRCU-A-CB-O | MCHSU-18PHH2 |  | Mini-Splits (Non-Ducted) | MEHSU-18CHF2 |  | 17000 | 19.9 |  | 12.5 | 10.2 |  | 18000 | 12900 | 71.67% | [8 empty] | Residential | 355 | No | 1.42
8819818 | Mini/Multi Split | HISENSE | HRCU-A-CB-O | AS-09UR3SVE |  | Mini-Splits (Non-Ducted) | AS-09UR3SVETG |  | 9000 | 21.5 |  | 13.4 | 10.5 |  | 9500 | 5000 | 52.63% | 9000 | 22 | 13.7 | 8.5 | 9000 |  |  |  | Residential | 187.5 | No | 0.75
8819819 | Mini/Multi Split | HISENSE | HRCU-A-CB-O | AS-12UR3SXE |  | Mini-Splits (Non-Ducted) | AS-12UR3SXETG |  | 12000 | 20.5 |  | 13 | 10.8 |  | 13000 | 7500 | 57.69% | 12000 | 21 | 13 | 9 | 12000 |  |  |  | Residential | 250 | No | 1
8819820 | Mini/Multi Split | HISENSE | HRCU-A-CB-O | AS-12UW5SXX |  | Mini-Splits (Non-Ducted) | AS-12UW5SXXQA |  | 12000 | 25 |  | 13.95 | 11 |  | 12800 | 7500 | 58.59% | [8 empty] | Residential | 250 | No | 1
8819821 | Mini/Multi Split | HISENSE | HRCU-A-CB-O | AS-18UR3SBB |  | Mini-Splits (Non-Ducted) | AS-18UR3SBBTG |  | 18000 | 23.3 |  | 13 | 11.6 |  | 19000 | 11600 | 61.05% | 18000 | 22.5 | 13 | 8.6 | 17000 |  |  |  | Residential | 375 | No | 1.5
8819848 | Mini/Multi Split | PIONEER | HRCU-A-CB-O | YN012AMFI22RPD |  | Mini-Splits (Non-Ducted) | WS012AMFI22HLD |  | 12000 | 21.5 |  | 12.5 | 11.2 |  | 12000 | 7100 | 59.17% | [8 empty] | Residential | 250 | No | 1
8819849 | Mini/Multi Split | PIONEER | HRCU-A-CB-O | YN009GMFI22RPD |  | Mini-Splits (Non-Ducted) | WS009GMFI22HLD |  | 9000 | 22.8 |  | 14 | 10.5 |  | 9800 | 6400 | 65.31% | [8 empty] | Residential | 187.5 | No | 0.75
8819851 | Mini/Multi Split | PIONEER | HRCU-A-CB-O | YN018GMFI22RPD |  | Mini-Splits (Non-Ducted) | WS018GMFI22HLD |  | 18000 | 21 |  | 13 | 10 |  | 18000 | 10400 | 57.78% | [8 empty] | Residential | 375 | No | 1.5
8819852 | Mini/Multi Split | PIONEER | HRCU-A-CB-O | YN024GMFI22RPD |  | Mini-Splits (Non-Ducted) | WS024GMFI22HLD |  | 24000 | 20.5 |  | 12.5 | 10 |  | 25000 | 15300 | 61.2% | [8 empty] | Residential | 500 | No | 2
8849330 | Mini/Multi Split | DAIKIN | HRCU-A-CB-O | RXL15QMVJU |  | Mini-Splits (Non-Ducted) | FTX15NMVJU |  | 15000 | 20 |  | 13 | 12.5 |  | 18300 | 11500 | 62.84% | [8 empty] | Residential | 312.5 | No | 1.25
8849445 | Mini/Multi Split | DAIKIN | HRCU-A-CB-O | RXL15QMVJU |  | Mini-Splits (Non-Ducted) | FVXS15NVJU |  | 15000 | 20 |  | 12.5 | 11.3 |  | 18000 | 11500 | 63.89% | [8 empty] | Residential | 312.5 | No | 1.25
8849459 | Mini/Multi Split | DAIKIN | HRCU-A-CB-O | RXL09QMVJU |  | Mini-Splits (Non-Ducted) | FVXS09NVJU |  | 9000 | 20 |  | 12.5 | 11.7 |  | 10100 | 6200 | 61.39% | [8 empty] | Residential | 187.5 | No | 0.75
8849533 | Mini/Multi Split | DAIKIN | HRCU-A-CB-O | RXL09QMVJU |  | Mini-Splits (Non-Ducted) | FTX09NMVJU |  | 9000 | 20 |  | 12.5 | 12.5 |  | 10900 | 6700 | 61.47% | [8 empty] | Residential | 187.5 | No | 0.75
8854582 | Mini/Multi Split | COMFORTSTAR | HRCU-A-CB-O | CPP009CD(O) |  | Mini-Splits (Non-Ducted) | CPP009CD(I) |  | 9000 | 22.8 |  | 14 | 10.5 |  | 9800 | 6400 | 65.31% | [8 empty] | Residential | 187.5 | No | 0.75
8854583 | Mini/Multi Split | COMFORTSTAR | HRCU-A-CB-O | CPP012CA(O) |  | Mini-Splits (Non-Ducted) | CPP012CA(I) |  | 12000 | 21.5 |  | 12.5 | 11.2 |  | 12000 | 7100 | 59.17% | [8 empty] | Residential | 250 | No | 1
8854585 | Mini/Multi Split | COMFORTSTAR | HRCU-A-CB-O | CPP018CD(O) |  | Mini-Splits (Non-Ducted) | CPP018CD(I) |  | 18000 | 21 |  | 13 | 10 |  | 18000 | 10400 | 57.78% | [8 empty] | Residential | 375 | No | 1.5
8854586 | Mini/Multi Split | COMFORTSTAR | HRCU-A-CB-O | CPP024CD(O) |  | Mini-Splits (Non-Ducted) | CPP024CD(I) |  | 24000 | 20.5 |  | 12.5 | 10 |  | 25000 | 15300 | 61.2% | [8 empty] | Residential | 500 | No | 2
8856641 | Mini/Multi Split | BRYANT | HRCU-A-CB-O | 38MAQB09R--3 |  | Mini-Splits (Non-Ducted) | 619REQ009CBMA |  | 9000 | 20 |  | 13 | 10.8 |  | 10000 | 6700 | 67% | 9000 | 20 | 13 | 9.4 | 10000 |  |  |  | Residential | 187.5 | No | 0.75 | No
8856644 | Mini/Multi Split | CARRIER | HRCU-A-CB-O | 38MAQB09R--3 |  | Mini-Splits (Non-Ducted) | 40MBQB09C--3 |  | 9000 | 20 |  | 13 | 10.8 |  | 10000 | 6700 | 67% | 9000 | 20 | 13 | 9.4 | 10000 |  |  |  | Residential | 187.5 | No | 0.75 | No
8856647 | Mini/Multi Split | BRYANT | HRCU-A-CB-O | 38MAQB12R--3 |  | Mini-Splits (Non-Ducted) | 619REQ012CBMA |  | 12000 | 19.5 |  | 12.5 | 10.6 |  | 12000 | 8700 | 72.5% | 12000 | 19.5 | 12.5 | 9.3 | 12000 |  |  |  | Residential | 250 | No | 1 | No
8856648 | Mini/Multi Split | BRYANT | HRCU-A-CB-O | 38MAQB12R--3 |  | Mini-Splits (Non-Ducted) | 619REQ012FBMA |  | 12000 | 19.4 |  | 12.5 | 10.5 |  | 12000 | 9600 | 80% | 12000 | 19.4 | 12.5 | 9.4 | 12000 |  |  |  | Residential | 250 | No | 1 | No
8856649 | Mini/Multi Split | CARRIER | HRCU-A-CB-O | 38MAQB12R--3 |  | Mini-Splits (Non-Ducted) | 40MBQB12F--3 |  | 12000 | 19.4 |  | 12.5 | 10.5 |  | 12000 | 9600 | 80% | 12000 | 19.4 | 12.5 | 9.4 | 12000 |  |  |  | Residential | 250 | No | 1 | No
8856651 | Mini/Multi Split | CARRIER | HRCU-A-CB-O | 38MAQB12R--3 |  | Mini-Splits (Non-Ducted) | 40MBQB12C--3 |  | 12000 | 19.5 |  | 12.5 | 10.6 |  | 12000 | 8700 | 72.5% | 12000 | 19.5 | 12.5 | 9.3 | 12000 |  |  |  | Residential | 250 | No | 1 | No
8856654 | Mini/Multi Split | BRYANT | HRCU-A-CB-O | 38MAQB18R--3 |  | Mini-Splits (Non-Ducted) | 619REQ018CBMA |  | 16000 | 20 |  | 12.5 | 10.5 |  | 18000 | 12000 | 66.67% | 16000 | 20 | 12.5 | 9.8 | 12000 |  |  |  | Residential | 332.5 | No | 1.33 | No
8856655 | Mini/Multi Split | CARRIER | HRCU-A-CB-O | 38MAQB18R--3 |  | Mini-Splits (Non-Ducted) | 40MBQB18C--3 |  | 16000 | 20 |  | 12.5 | 10.5 |  | 18000 | 12000 | 66.67% | 16000 | 20 | 12.5 | 9.8 | 12000 |  |  |  | Residential | 332.5 | No | 1.33 | No
8856675 | Mini/Multi Split | MDV | HMSV-A-CB | M2OF-18HFN1-M |  | Non-Ducted Indoor Units |  |  | 18000 | 22.5 |  | 12.5 | 10.3 |  | 19000 | 12000 | 63.16% | [8 empty] | Residential | 375 | No | 1.5
8856676 | Mini/Multi Split | MDV | HMSV-A-CB | M3OF-27HFN1-M |  | Non-Ducted Indoor Units |  |  | 28000 | 23 |  | 12.5 | 10.3 |  | 28000 | 17200 | 61.43% | [8 empty] | Residential | 582.5 | No | 2.33
8858354 | Mini/Multi Split | SENVILLE | HMSV-A-CB | SENA/18HF/MOZ |  | Non-Ducted Indoor Units |  |  | 18000 | 22.5 |  | 12.5 | 10.3 |  | 19000 | 12000 | 63.16% | [8 empty] | Residential | 375 | No | 1.5
8858355 | Mini/Multi Split | SENVILLE | HMSV-A-CB | SENA/30HF/MOZ |  | Non-Ducted Indoor Units |  |  | 28000 | 23 |  | 12.5 | 10.3 |  | 28000 | 17200 | 61.43% | [8 empty] | Residential | 582.5 | No | 2.33
8862057 | Mini/Multi Split | HAIER | HRCU-A-CB-O | 1U18EH2VHA |  | Mini-Splits (Non-Ducted) | AW18EH2VHA |  | 19000 | 20 |  | 12.5 | 10 |  | 20400 | 18500 | 90.69% | [8 empty] | Residential | 395 | No | 1.58
8905114 | Mini/Multi Split | LG | HRCU-A-CB-O | LUU127HV |  | Mini-Splits (Non-Ducted) | LCN127HV4 |  | 11100 | 19.4 |  | 12.6 | 10.4 |  | 14000 | 9100 | 65% | [8 empty] | Residential | 232.5 | No | 0.93
8908615 | Mini/Multi Split | FUJITSU | HMSV-A-CB | AOU36RLXFZH |  | Non-Ducted Indoor Units |  |  | 35200 | 20 |  | 13 | 10.3 |  | 36400 | 21400 | 58.79% | 35200 | 20.5 | 13 | 9.5 | 36400 | 36400 | 100% | 2.02 | Residential | 732.5 | Yes | 2.93 | Both
8912454 | Mini/Multi Split | FUJITSU | HRCU-A-CB-O | AOU30RLXEH |  | Mini-Splits (Non-Ducted) | ASU30RLE |  | 30000 | 18.7 |  | 12.5 | 11.8 |  | 32000 | 18900 | 59.06% | 30000 | 18.7 | 12.5 | 10 | 32000 | 30400 | 95% | 2.02 | Residential | 625 | Yes | 2.5 | Both
8915232 | Mini/Multi Split | FRIEDRICH | HMSV-A-CB | MR24DY3JMA |  | Non-Ducted Indoor Units |  |  | 20000 | 21.7 |  | 13.5 | 10.6 |  | 24000 | 14500 | 60.42% | [8 empty] | Residential | 417.5 | No | 1.67
8915234 | Mini/Multi Split | FRIEDRICH | HMSV-A-CB | MR24DY3JMA |  | Mixed Ducted and Non-Ducted Indoor Units |  |  | 18900 | 19.6 |  | 12.5 | 10.2 |  | 23200 | 14200 | 61.21% | [8 empty] | Residential | 395 | No | 1.58
8915235 | Mini/Multi Split | FRIEDRICH | HMSV-A-CB | MR36TQY3JMA |  | Non-Ducted Indoor Units |  |  | 32000 | 22 |  | 13 | 10 |  | 36000 | 20000 | 55.56% | [8 empty] | Residential | 667.5 | No | 2.67
8915237 | Mini/Multi Split | FRIEDRICH | HMSV-A-CB | MR48DEY3JM |  | Non-Ducted Indoor Units |  |  | 48000 | 19.5 |  | 12.5 | 10 |  | 54000 | 35000 | 64.81% | [8 empty] | Residential | 1000 | No | 4
8929137 | Mini/Multi Split | SENVILLE | HRCU-A-CB-O | SENA/12HF/OZ |  | Mini-Splits (Non-Ducted) | SENA/12HF/ICZ |  | 12000 | 19.5 |  | 12.5 | 10.6 |  | 12000 | 8700 | 72.5% | 12000 | 19.5 | 12.5 | 9.3 | 12000 |  |  |  | Residential | 250 | No | 1 | No
8929141 | Mini/Multi Split | SENVILLE | HRCU-A-CB-O | SENA/18HF/OZ |  | Mini-Splits (Non-Ducted) | SENA/18HF/ICZ |  | 16000 | 20 |  | 12.5 | 10.5 |  | 18000 | 12000 | 66.67% | 16000 | 20 | 12.5 | 9.8 | 12000 |  |  |  | Residential | 332.5 | No | 1.33 | No
8929888 | Mini/Multi Split | KLIMAIRE | HRCU-A-CB-O | KSIE012-H120-O |  | Mini-Splits (Non-Ducted) | KSIE012-H120-I |  | 12000 | 21.5 |  | 12.5 | 11.2 |  | 12000 | 7100 | 59.17% | [8 empty] | Residential | 250 | No | 1
8929889 | Mini/Multi Split | KLIMAIRE | HRCU-A-CB-O | KSIE009-H221-O |  | Mini-Splits (Non-Ducted) | KSIE009-H221-I |  | 9000 | 22.8 |  | 14 | 10.5 |  | 9800 | 6400 | 65.31% | [8 empty] | Residential | 187.5 | No | 0.75
8929891 | Mini/Multi Split | KLIMAIRE | HRCU-A-CB-O | KSIE018-H220-O |  | Mini-Splits (Non-Ducted) | KSIE018-H220-I |  | 18000 | 21 |  | 13 | 10 |  | 18000 | 10400 | 57.78% | [8 empty] | Residential | 375 | No | 1.5
8929892 | Mini/Multi Split | KLIMAIRE | HRCU-A-CB-O | KSIE024-H220-O |  | Mini-Splits (Non-Ducted) | KSIE024-H220-I |  | 24000 | 20.5 |  | 12.5 | 10 |  | 25000 | 15300 | 61.2% | [8 empty] | Residential | 500 | No | 2
8931559 | Mini/Multi Split | LG | HRCU-A-CB | LUU127HV |  | Mini-Splits (Ducted) | LDN127HV4 |  | 11600 | 19.6 |  | 12.9 | 10.5 |  | 16000 | 10000 | 62.5% | [8 empty] | Residential | 242.5 | No | 0.97
8931560 | Mini/Multi Split | LG | HRCU-A-CB-O | LUU097HV |  | Mini-Splits (Non-Ducted) | LCN097HV4 |  | 9000 | 20.2 |  | 13.65 | 10.5 |  | 11000 | 7000 | 63.64% | [8 empty] | Residential | 187.5 | No | 0.75
8931561 | Mini/Multi Split | LG | HRCU-A-CB | LUU097HV |  | Mini-Splits (Ducted) | LDN097HV4 |  | 9000 | 18.5 |  | 12.7 | 10.3 |  | 14000 | 9500 | 67.86% | [8 empty] | Residential | 187.5 | No | 0.75
8950554 | Mini/Multi Split | SHARP | HMSV-A-CB | AE-X2M20TU |  | Non-Ducted Indoor Units |  |  | 20000 | 20.5 |  | 12.5 | 10.3 |  | 22000 | 14000 | 63.64% | [8 empty] | Residential | 417.5 | No | 1.67
8952855 | Mini/Multi Split | NAPOLEON | HRCU-A-CB-O | NH25-09F-O |  | Mini-Splits (Non-Ducted) | NH25-09F-I |  | 9000 | 25 |  | 14.5 | 11.2 |  | 10900 | 6900 | 63.3% | [8 empty] | Residential | 187.5 | No | 0.75
8952856 | Mini/Multi Split | NAPOLEON | HRCU-A-CB-O | NH25-12F-O |  | Mini-Splits (Non-Ducted) | NH25-12F-I |  | 12000 | 22.5 |  | 13 | 12 |  | 12000 | 7800 | 65% | [8 empty] | Residential | 250 | No | 1
8952857 | Mini/Multi Split | NAPOLEON | HRCU-A-CB-O | NH25-18F-O |  | Mini-Splits (Non-Ducted) | NH25-18F-I |  | 17000 | 20 |  | 12.5 | 10.3 |  | 18000 | 10800 | 60% | [8 empty] | Residential | 355 | No | 1.42
8952858 | Mini/Multi Split | NAPOLEON | HRCU-A-CB-O | NH25-24F-O |  | Mini-Splits (Non-Ducted) | NH25-24F-I |  | 24000 | 20.5 |  | 13 | 11.5 |  | 24000 | 15400 | 64.17% | [8 empty] | Residential | 500 | No | 2
8952861 | Mini/Multi Split | NAPOLEON | HRCU-A-CB-O | NH21-09F-O |  | Mini-Splits (Non-Ducted) | NH21-09F-I |  | 9000 | 22.8 |  | 14 | 10.5 |  | 9800 | 6400 | 65.31% | [8 empty] | Residential | 187.5 | No | 0.75
8952863 | Mini/Multi Split | NAPOLEON | HRCU-A-CB-O | NH21-18F-O |  | Mini-Splits (Non-Ducted) | NH21-18F-I |  | 18000 | 21 |  | 13 | 10 |  | 18000 | 10400 | 57.78% | [8 empty] | Residential | 375 | No | 1.5
8952864 | Mini/Multi Split | NAPOLEON | HRCU-A-CB-O | NH21-24F-O |  | Mini-Splits (Non-Ducted) | NH21-24F-I |  | 24000 | 20.5 |  | 12.5 | 10 |  | 25000 | 15300 | 61.2% | [8 empty] | Residential | 500 | No | 2
8952869 | Mini/Multi Split | DIRECT AIR | HRCU-A-CB-O | MOB30-09HFN1-MX0W |  | Mini-Splits (Non-Ducted) | CS11M-09HRFN1-MX0W(A) |  | 9000 | 25 |  | 14.5 | 11.2 |  | 10900 | 6900 | 63.3% | [8 empty] | Residential | 187.5 | No | 0.75
8952870 | Mini/Multi Split | DIRECT AIR | HRCU-A-CB-O | MOB30-12HFN1-MV0W |  | Mini-Splits (Non-Ducted) | CS11M-12HRFN1-MU5W |  | 12000 | 22.5 |  | 13 | 12 |  | 12000 | 7800 | 65% | [8 empty] | Residential | 250 | No | 1
8965363 | Mini/Multi Split | CLASSIC | HRCU-A-CB-O | MROHC09AS2 |  | Mini-Splits (Non-Ducted) | MWOHC09S2 |  | 9000 | 25 |  | 14.5 | 11.2 |  | 10900 | 6900 | 63.3% | [8 empty] | Residential | 187.5 | No | 0.75
8965364 | Mini/Multi Split | TGM | HRCU-A-CB-O | MROHT09AS2 |  | Mini-Splits (Non-Ducted) | MWOHT09S2 |  | 9000 | 25 |  | 14.5 | 11.2 |  | 10900 | 6900 | 63.3% | [8 empty] | Residential | 187.5 | No | 0.75
8965365 | Mini/Multi Split | CLASSIC | HRCU-A-CB-O | MROHC12AS2 |  | Mini-Splits (Non-Ducted) | MWOHC12S2 |  | 12000 | 22.5 |  | 13 | 12 |  | 12000 | 7800 | 65% | [8 empty] | Residential | 250 | No | 1
8965366 | Mini/Multi Split | TGM | HRCU-A-CB-O | MROHT12AS2 |  | Mini-Splits (Non-Ducted) | MWOHT12S2 |  | 12000 | 22.5 |  | 13 | 12 |  | 12000 | 7800 | 65% | [8 empty] | Residential | 250 | No | 1
8965367 | Mini/Multi Split | CLASSIC | HRCU-A-CB-O | MROHC18AS2 |  | Mini-Splits (Non-Ducted) | MWOHC18S2 |  | 17000 | 20 |  | 12.5 | 10.3 |  | 18000 | 10800 | 60% | [8 empty] | Residential | 355 | No | 1.42
8965368 | Mini/Multi Split | TGM | HRCU-A-CB-O | MROHT18AS2 |  | Mini-Splits (Non-Ducted) | MWOHT18S2 |  | 17000 | 20 |  | 12.5 | 10.3 |  | 18000 | 10800 | 60% | [8 empty] | Residential | 355 | No | 1.42
8965369 | Mini/Multi Split | CLASSIC | HRCU-A-CB-O | MROHC24AS2 |  | Mini-Splits (Non-Ducted) | MWOHC24S2 |  | 24000 | 20.5 |  | 13 | 11.5 |  | 24000 | 15400 | 64.17% | [8 empty] | Residential | 500 | No | 2
8965370 | Mini/Multi Split | TGM | HRCU-A-CB-O | MROHT24AS2 |  | Mini-Splits (Non-Ducted) | MWOHT24S2 |  | 24000 | 20.5 |  | 13 | 11.5 |  | 24000 | 15400 | 64.17% | [8 empty] | Residential | 500 | No | 2
8967208 | Mini/Multi Split | MDV | HMSV-A-CB | M5OF-48HFN1-M |  | Non-Ducted Indoor Units |  |  | 48000 | 22.4 |  | 12.5 | 10.2 |  | 48000 | 29600 | 61.67% | [8 empty] | Residential | 1000 | No | 4
8967209 | Mini/Multi Split | MRCOOL | HRCU-A-CB-O | O-HH-09-HP-C-230 |  | Mini-Splits (Non-Ducted) | O-HH-09-HP-WMAH-230 |  | 9000 | 25 |  | 14.5 | 11.2 |  | 10900 | 6900 | 63.3% | [8 empty] | Residential | 187.5 | No | 0.75
8967210 | Mini/Multi Split | MRCOOL | HRCU-A-CB-O | O-HH-12-HP-C-230 |  | Mini-Splits (Non-Ducted) | O-HH-12-HP-WMAH-230 |  | 12000 | 22.5 |  | 13 | 12 |  | 12000 | 7800 | 65% | [8 empty] | Residential | 250 | No | 1
8967211 | Mini/Multi Split | MRCOOL | HRCU-A-CB-O | O-HH-18-HP-C-230 |  | Mini-Splits (Non-Ducted) | O-HH-18-HP-WMAH-230 |  | 17000 | 20 |  | 12.5 | 10.3 |  | 18000 | 10800 | 60% | [8 empty] | Residential | 355 | No | 1.42
8967212 | Mini/Multi Split | MRCOOL | HRCU-A-CB-O | O-HH-24-HP-C-230 |  | Mini-Splits (Non-Ducted) | O-HH-24-HP-WMAH-230 |  | 24000 | 20.5 |  | 13 | 11.5 |  | 24000 | 15400 | 64.17% | [8 empty] | Residential | 500 | No | 2
8967213 | Mini/Multi Split | MRCOOL | HRCU-A-CB-O | O-ES-09-HP-C-230 |  | Mini-Splits (Non-Ducted) | O-ES-09-HP-WMAH-230 |  | 9000 | 22.8 |  | 14 | 10.5 |  | 9800 | 6400 | 65.31% | [8 empty] | Residential | 187.5 | No | 0.75
8967215 | Mini/Multi Split | MRCOOL | HRCU-A-CB-O | O-ES-18-HP-C-230 |  | Mini-Splits (Non-Ducted) | O-ES-18-HP-WMAH-230 |  | 18000 | 21 |  | 13 | 10 |  | 18000 | 10400 | 57.78% | [8 empty] | Residential | 375 | No | 1.5
8967216 | Mini/Multi Split | MRCOOL | HRCU-A-CB-O | O-ES-24-HP-C-230 |  | Mini-Splits (Non-Ducted) | O-ES-24-HP-WMAH-230 |  | 24000 | 20.5 |  | 12.5 | 10 |  | 25000 | 15300 | 61.2% | [8 empty] | Residential | 500 | No | 2
8975551 | Mini/Multi Split | THERMOCORE SYSTEMS | HRCU-A-CB-O | T322S-H112-C |  | Mini-Splits (Non-Ducted) | T322S-H112-E |  | 12000 | 21.5 |  | 12.5 | 11.2 |  | 12000 | 7100 | 59.17% | [8 empty] | Residential | 250 | No | 1
8975552 | Mini/Multi Split | THERMOCORE SYSTEMS | HRCU-A-CB-O | T321S-H218-C |  | Mini-Splits (Non-Ducted) | T321S-H218-E |  | 18000 | 21 |  | 13 | 10 |  | 18000 | 10400 | 57.78% | [8 empty] | Residential | 375 | No | 1.5
8975553 | Mini/Multi Split | THERMOCORE SYSTEMS | HRCU-A-CB-O | T321S-H224-C |  | Mini-Splits (Non-Ducted) | T321S-H224-E |  | 24000 | 20.5 |  | 12.5 | 10 |  | 25000 | 15300 | 61.2% | [8 empty] | Residential | 500 | No | 2
8977684 | Mini/Multi Split | MDV | HMSV-A-CB | M2OF-18HFN1-M* |  | Non-Ducted Indoor Units |  |  | 17000 | 21.3 |  | 12.5 | 10 |  | 18000 | 11800 | 65.56% | [8 empty] | Residential | 355 | No | 1.42
8977691 | Mini/Multi Split | THERMOCORE SYSTEMS | HMSV-A-CB | T322D-H224-C |  | Non-Ducted Indoor Units |  |  | 17000 | 21.3 |  | 12.5 | 10 |  | 18000 | 11800 | 65.56% | [8 empty] | Residential | 355 | No | 1.42
8977707 | Mini/Multi Split | MRCOOL | HMSV-A-CB | MULTI2-18HP230V1 |  | Non-Ducted Indoor Units |  |  | 18000 | 22.5 |  | 12.5 | 10.3 |  | 19000 | 12000 | 63.16% | [8 empty] | Residential | 375 | No | 1.5
8977708 | Mini/Multi Split | MRCOOL | HMSV-A-CB | MULTI3-27HP230V1 |  | Non-Ducted Indoor Units |  |  | 28000 | 23 |  | 12.5 | 10.3 |  | 28000 | 17200 | 61.43% | [8 empty] | Residential | 582.5 | No | 2.33
8977710 | Mini/Multi Split | MRCOOL | HMSV-A-CB | MULTI5-48HP230V1 |  | Non-Ducted Indoor Units |  |  | 48000 | 22.4 |  | 12.5 | 10.2 |  | 48000 | 29600 | 61.67% | [8 empty] | Residential | 1000 | No | 4
8977715 | Mini/Multi Split | MRCOOL | HRCU-A-CB-O | O-HH-09-HP-C-230 |  | Mini-Splits (Non-Ducted) | CASSETTE12HP-230 |  | 9000 | 20 |  | 13 | 10.8 |  | 10000 | 6700 | 67% | 9000 | 20 | 13 | 9.4 | 10000 |  |  |  | Residential | 187.5 | No | 0.75 | No
8977716 | Mini/Multi Split | MRCOOL | HRCU-A-CB-O | O-HH-12-HP-C-230 |  | Mini-Splits (Non-Ducted) | CASSETTE18HP-230 |  | 12000 | 19.5 |  | 12.5 | 10.6 |  | 12000 | 8700 | 72.5% | 12000 | 19.5 | 12.5 | 9.3 | 12000 |  |  |  | Residential | 250 | No | 1 | No
8977717 | Mini/Multi Split | MRCOOL | HRCU-A-CB-O | O-HH-18-HP-C-230 |  | Mini-Splits (Non-Ducted) | CASSETTE24HP-230 |  | 16000 | 20 |  | 12.5 | 10.5 |  | 18000 | 12000 | 66.67% | 16000 | 20 | 12.5 | 9.8 | 12000 |  |  |  | Residential | 332.5 | No | 1.33 | No
8977720 | Mini/Multi Split | SENVILLE | HMSV-A-CB | SENA/48HF/MOZ |  | Non-Ducted Indoor Units |  |  | 48000 | 22.4 |  | 12.5 | 10.2 |  | 48000 | 29600 | 61.67% | [8 empty] | Residential | 1000 | No | 4
8982501 | Mini/Multi Split | KLIMAIRE | HMSV-A-CB | KMIR218-H221 |  | Non-Ducted Indoor Units |  |  | 17000 | 21.3 |  | 12.5 | 10 |  | 18000 | 11800 | 65.56% | [8 empty] | Residential | 355 | No | 1.42
8982506 | Mini/Multi Split | KLIMAIRE | HRCU-A-CB-O | KSIE009-H221-O |  | Mini-Splits (Non-Ducted) | KTIR09-H2 |  | 9000 | 20 |  | 13 | 10.5 |  | 10000 | 5800 | 58% | [8 empty] | Residential | 187.5 | No | 0.75
8982508 | Mini/Multi Split | KLIMAIRE | HRCU-A-CB-O | KSIE012-H220-O |  | Mini-Splits (Non-Ducted) | KTIR12-H2 |  | 12000 | 21.5 |  | 14 | 10.5 |  | 12000 | 7500 | 62.5% | [8 empty] | Residential | 250 | No | 1
8982510 | Mini/Multi Split | KLIMAIRE | HRCU-A-CB-O | KSIE018-H220-O |  | Mini-Splits (Non-Ducted) | KTIR18-H2 |  | 18000 | 20 |  | 12.5 | 10.3 |  | 18000 | 12000 | 66.67% | 18000 | 20 | 12.5 | 9.1 | 18000 |  |  |  | Residential | 375 | No | 1.5 | No
8989587 | Mini/Multi Split | PERFECTAIRE | HMSV-A-CB | 2PAMSH18-MZO2 |  | Non-Ducted Indoor Units |  |  | 17000 | 21.3 |  | 12.5 | 10 |  | 18000 | 11800 | 65.56% | [8 empty] | Residential | 355 | No | 1.42
8989593 | Mini/Multi Split | COMFORTSTAR | HMSV-A-CB | CM2-18-2Z |  | Non-Ducted Indoor Units |  |  | 17000 | 21.3 |  | 12.5 | 10 |  | 18000 | 11800 | 65.56% | [8 empty] | Residential | 355 | No | 1.42
8993362 | Mini/Multi Split | EMI | HRCU-A-CB-O | SZIH12AAA |  | Mini-Splits (Non-Ducted) | WALH12AAA |  | 12000 | 21.5 |  | 12.5 | 11.2 |  | 12000 | 7100 | 59.17% | [8 empty] | Residential | 250 | No | 1
8993363 | Mini/Multi Split | EMI | HRCU-A-CB-O | SZ1H09DAA |  | Mini-Splits (Non-Ducted) | WALH09DAA |  | 9000 | 22.8 |  | 14 | 10.5 |  | 9800 | 6400 | 65.31% | [8 empty] | Residential | 187.5 | No | 0.75
8993364 | Mini/Multi Split | EMI | HRCU-A-CB-O | SZ1H09DAA |  | Mini-Splits (Non-Ducted) | CASH09DAA |  | 9000 | 20 |  | 13 | 10.5 |  | 10000 | 5800 | 58% | [8 empty] | Residential | 187.5 | No | 0.75
8993367 | Mini/Multi Split | EMI | HRCU-A-CB-O | SZ1H18DAA |  | Mini-Splits (Non-Ducted) | WALH18DAA |  | 18000 | 21 |  | 13 | 10 |  | 18000 | 10400 | 57.78% | [8 empty] | Residential | 375 | No | 1.5
8993368 | Mini/Multi Split | EMI | HRCU-A-CB-O | SZ1H18DAA |  | Mini-Splits (Non-Ducted) | CASH18DAA |  | 18000 | 20 |  | 12.5 | 10.3 |  | 18000 | 12000 | 66.67% | 18000 | 20 | 12.5 | 9.1 | 18000 |  |  |  | Residential | 375 | No | 1.5 | No
8993369 | Mini/Multi Split | EMI | HRCU-A-CB-O | SZ1H24DAA |  | Mini-Splits (Non-Ducted) | WALH24DAA |  | 24000 | 20.5 |  | 12.5 | 10 |  | 25000 | 15300 | 61.2% | [8 empty] | Residential | 500 | No | 2
8993374 | Mini/Multi Split | EMI | HRCU-A-CB-O | SZ1H24DAA |  | Mini-Splits (Non-Ducted) | CASH24DAA |  | 24000 | 20 |  | 12.5 | 10.5 |  | 24400 | 15800 | 64.75% | [8 empty] | Residential | 500 | No | 2
8993377 | Mini/Multi Split | EMI | HMSV-A-CB | MZ2H18DAA |  | Non-Ducted Indoor Units |  |  | 17000 | 21.3 |  | 12.5 | 10 |  | 18000 | 11800 | 65.56% | [8 empty] | Residential | 355 | No | 1.42
8993381 | Mini/Multi Split | EMI | HRCU-A-CB-O | SZ1H09DAA |  | Mini-Splits (Non-Ducted) | CASH09DAA- |  | 9000 | 20 |  | 13 | 10.5 |  | 10000 | 5800 | 58% | [8 empty] | Residential | 187.5 | No | 0.75
8993535 | Mini/Multi Split | VARIABLE SPEED DUCTLESS SPLITS | HRCU-A-CB-O | DLCCHR18K1A |  | Mini-Splits (Non-Ducted) | DLFCHB18K1A |  | 18000 | 20 |  | 12.5 | 10.5 |  | 19800 | 12400 | 62.63% | 18000 | 20 | 12.5 | 8.3 | 19800 |  |  |  | Residential | 375 | No | 1.5
8993986 | Mini/Multi Split | LENNOX | HRCU-A-CB-O | LISH024000P431-C |  | Mini-Splits (Non-Ducted) | LIUH024180P431-C |  | 24000 | 20 |  | 12.5 | 11 |  | 24000 | 15000 | 62.5% | 24000 | 20 | 12.5 | 9.4 | 24000 |  |  |  | Residential | 500 | No | 2 | No
8993987 | Mini/Multi Split | LENNOX | HRCU-A-CB-O | LISH024000P431-C |  | Mini-Splits (Non-Ducted) | LICH4024180P431-C |  | 24000 | 20 |  | 12.5 | 10.5 |  | 24400 | 15800 | 64.75% | [8 empty] | Residential | 500 | No | 2
8994011 | Mini/Multi Split | DIRECT AIR | HMSV-A-CB | M2OF-18HFN1-M |  | Non-Ducted Indoor Units |  |  | 18000 | 22.5 |  | 12.5 | 10.3 |  | 19000 | 12000 | 63.16% | [8 empty] | Residential | 375 | No | 1.5
8994012 | Mini/Multi Split | DIRECT AIR | HMSV-A-CB | M3OF-27HFN1-M |  | Non-Ducted Indoor Units |  |  | 28000 | 23 |  | 12.5 | 10.3 |  | 28000 | 17200 | 61.43% | [8 empty] | Residential | 582.5 | No | 2.33
8994014 | Mini/Multi Split | DIRECT AIR | HMSV-A-CB | M5OF-48HFN1-M |  | Non-Ducted Indoor Units |  |  | 48000 | 22.4 |  | 12.5 | 10.2 |  | 48000 | 29600 | 61.67% | [8 empty] | Residential | 1000 | No | 4
8994414 | Mini/Multi Split | MDV | HMSV-A-CB | M3OH-27HFN1-M |  | Non-Ducted Indoor Units |  |  | 28000 | 22 |  | 13 | 10.4 |  | 28000 | 18000 | 64.29% | [8 empty] | Residential | 582.5 | No | 2.33
8994415 | Mini/Multi Split | MDV | HMSV-A-CB | M4OH-36HFN1-M |  | Non-Ducted Indoor Units |  |  | 36000 | 21.5 |  | 13.5 | 10.5 |  | 36000 | 23200 | 64.44% | [8 empty] | Residential | 750 | No | 3
8996539 | Mini/Multi Split | GIBSON | HRCU-A-CB-O | GXH09(2.6)LSA4DH |  | Mini-Splits (Non-Ducted) | GHH09(2.6)LUA4DH |  | 9000 | 23 |  | 13 | 10.5 |  | 9900 | 6900 | 69.7% | 9000 | 23 | 13 | 9.4 | 9900 | 8700 | 87.88% | 2.03 | Residential | 187.5 | Yes | 0.75 | Yes
9000110 | Mini/Multi Split | PIONEER | HMSV-A-CB | YN020GMFI22M2D |  | Non-Ducted Indoor Units |  |  | 17000 | 21.3 |  | 12.5 | 10 |  | 18000 | 11800 | 65.56% | [8 empty] | Residential | 355 | No | 1.42
9000953 | Mini/Multi Split | PIONEER | HRCU-A-CB-O | YN009GMFI22RPD |  | Mini-Splits (Non-Ducted) | CB009GMFILCFHD |  | 9000 | 20 |  | 13 | 10.5 |  | 10000 | 5800 | 58% | [8 empty] | Residential | 187.5 | No | 0.75
9000956 | Mini/Multi Split | PIONEER | HRCU-A-CB-O | YN012GMFI22RPD |  | Mini-Splits (Non-Ducted) | CB012GMFILCFHD |  | 12000 | 21.5 |  | 14 | 10.5 |  | 12000 | 7500 | 62.5% | [8 empty] | Residential | 250 | No | 1
9000957 | Mini/Multi Split | PIONEER | HRCU-A-CB-O | YN012GMFI22RPD |  | Mini-Splits (Non-Ducted) | FB012GMFILCFHD |  | 12000 | 20.5 |  | 13 | 10 |  | 12000 | 7200 | 60% | 12000 | 20.5 | 13 | 8.8 | 12000 |  |  |  | Residential | 250 | No | 1 | No
9000959 | Mini/Multi Split | PIONEER | HRCU-A-CB-O | YN018GMFI22RPD |  | Mini-Splits (Non-Ducted) | CB018GMFILCFHD |  | 18000 | 20 |  | 12.5 | 10.3 |  | 18000 | 12000 | 66.67% | 18000 | 20 | 12.5 | 9.1 | 18000 |  |  |  | Residential | 375 | No | 1.5 | No
9000960 | Mini/Multi Split | PIONEER | HRCU-A-CB-O | YN018GMFI22RPD |  | Mini-Splits (Non-Ducted) | UB018GMFILCFHD |  | 18000 | 20 |  | 12.5 | 10.5 |  | 18000 | 12000 | 66.67% | 18000 | 20 | 12.5 | 8.9 | 18000 |  |  |  | Residential | 375 | No | 1.5 | No
9000962 | Mini/Multi Split | PIONEER | HRCU-A-CB-O | YN024GMFI22RPD |  | Mini-Splits (Non-Ducted) | CB024GMFILCFHD |  | 24000 | 20 |  | 12.5 | 10.5 |  | 24400 | 15800 | 64.75% | [8 empty] | Residential | 500 | No | 2
9000963 | Mini/Multi Split | PIONEER | HRCU-A-CB-O | YN024GMFI22RPD |  | Mini-Splits (Non-Ducted) | UB024GMFILCFHD |  | 24000 | 20 |  | 12.5 | 11 |  | 24000 | 15000 | 62.5% | 24000 | 20 | 12.5 | 9.4 | 24000 |  |  |  | Residential | 500 | No | 2 | No
9000994 | Mini/Multi Split | GIBSON | HRCU-A-CB-O | GXH09(2.6)LSA4DH |  | Mini-Splits (Non-Ducted) | GHH09(2.6)LSA4DH |  | 9000 | 23 |  | 13 | 10.5 |  | 9900 | 6900 | 69.7% | 9000 | 23 | 13 | 9.4 | 9900 | 8700 | 87.88% | 2.03 | Residential | 187.5 | Yes | 0.75 | Yes
9000995 | Mini/Multi Split | GIBSON | HRCU-A-CB-O | GXH12(3.5)LSA4DH |  | Mini-Splits (Non-Ducted) | GHH12(3.5)LSA4DH |  | 12000 | 22 |  | 12.5 | 10.2 |  | 12200 | 6800 | 55.74% | 12000 | 21.5 | 12 | 8.2 | 12200 | 8600 | 70.49% | 1.75 | Residential | 250 | No | 1 | No
9000996 | Mini/Multi Split | GIBSON | HRCU-A-CB-O | GXH12(3.5)LSA4DH |  | Mini-Splits (Non-Ducted) | GHH12(3.5)LUA4DH |  | 12000 | 22 |  | 12.5 | 10.2 |  | 12200 | 6800 | 55.74% | 12000 | 21.5 | 12 | 8.2 | 12200 | 8600 | 70.49% | 1.75 | Residential | 250 | No | 1 | No
9000997 | Mini/Multi Split | GIBSON | HRCU-A-CB-O | GXH09(2.6)LSK4DH |  | Mini-Splits (Non-Ducted) | GHH09(2.6)LUK4DH |  | 9000 | 23 |  | 14 | 10.5 |  | 11000 | 7300 | 66.36% | 9000 | 23 | 14 | 8.5 | 11000 | 9000 | 81.82% | 1.97 | Residential | 187.5 | Yes | 0.75 | Yes
9000998 | Mini/Multi Split | GIBSON | HRCU-A-CB-O | GXH12(3.5)LSK4DH |  | Mini-Splits (Non-Ducted) | GHH12(3.5)LUK4DH |  | 12000 | 22 |  | 12.5 | 11 |  | 13000 | 7700 | 59.23% | 12000 | 21.5 | 12 | 8.2 | 13000 |  |  |  | Residential | 250 | No | 1 | No
9000999 | Mini/Multi Split | GIBSON | HRCU-A-CB-O | GXH18(5.3)LSK4DH |  | Mini-Splits (Non-Ducted) | GHH18(5.3)LUK4DH |  | 18000 | 20 |  | 12.5 | 10.5 |  | 19800 | 12400 | 62.63% | 18000 | 20 | 12.5 | 8.3 | 19800 |  |  |  | Residential | 375 | No | 1.5
9001000 | Mini/Multi Split | GIBSON | HRCU-A-CB-O | GXH24(7.0)LSK4DH |  | Mini-Splits (Non-Ducted) | GHH24(7.0)LUK4DH |  | 22000 | 20 |  | 12.5 | 10 |  | 23000 | 14600 | 63.48% | 22000 | 20 | 12.5 | 8.5 | 24000 | 19200 | 80% | 1.75 | Residential | 457.5 | No | 1.83 | No
9006304 | Mini/Multi Split | MIDEA | HRCU-A-CB-O | MOB30-09HFN1-MX0W |  | Mini-Splits (Non-Ducted) | CS11M-09HRFN1-MX0W(A) |  | 9000 | 25 |  | 14.5 | 11.2 |  | 10900 | 6900 | 63.3% | [8 empty] | Residential | 187.5 | No | 0.75
9006305 | Mini/Multi Split | MIDEA | HRCU-A-CB-O | MOB30-12HFN1-MV0W |  | Mini-Splits (Non-Ducted) | CS11M-12HRFN1-MU5W |  | 12000 | 22.5 |  | 13 | 12 |  | 12000 | 7800 | 65% | [8 empty] | Residential | 250 | No | 1
9006306 | Mini/Multi Split | MIDEA | HRCU-A-CB-O | MOCA30-18HFN1-MT0W |  | Mini-Splits (Non-Ducted) | CS11M-18HRFN1-MT0W |  | 17000 | 20 |  | 12.5 | 10.3 |  | 18000 | 10800 | 60% | [8 empty] | Residential | 355 | No | 1.42
9006307 | Mini/Multi Split | MIDEA | HRCU-A-CB-O | MOD30-24HFN1-MT0W |  | Mini-Splits (Non-Ducted) | CS11M-23HRFN1-MT0W |  | 24000 | 20.5 |  | 13 | 11.5 |  | 24000 | 15400 | 64.17% | [8 empty] | Residential | 500 | No | 2
9006310 | Mini/Multi Split | MIDEA | HMSV-A-CB | M2OF-18HFN1-M |  | Non-Ducted Indoor Units |  |  | 18000 | 22.5 |  | 12.5 | 10.3 |  | 19000 | 12000 | 63.16% | [8 empty] | Residential | 375 | No | 1.5
9006311 | Mini/Multi Split | MIDEA | HMSV-A-CB | M3OF-27HFN1-M |  | Non-Ducted Indoor Units |  |  | 28000 | 23 |  | 12.5 | 10.3 |  | 28000 | 17200 | 61.43% | [8 empty] | Residential | 582.5 | No | 2.33
9006313 | Mini/Multi Split | MIDEA | HMSV-A-CB | M5OF-48HFN1-M |  | Non-Ducted Indoor Units |  |  | 48000 | 22.4 |  | 12.5 | 10.2 |  | 48000 | 29600 | 61.67% | [8 empty] | Residential | 1000 | No | 4
9038989 | Mini/Multi Split | ECOX | HRCU-A-CB-O | EDEM012H22A |  | Mini-Splits (Non-Ducted) | EDEM012H22A |  | 12000 | 21.5 |  | 12.5 | 11.2 |  | 12000 | 7100 | 59.17% | [8 empty] | Residential | 250 | No | 1
9038994 | Mini/Multi Split | ECOX | HRCU-A-CB-O | EDEM009H22B |  | Mini-Splits (Non-Ducted) | EDEM009H22B |  | 9000 | 22.8 |  | 14 | 10.5 |  | 9800 | 6400 | 65.31% | [8 empty] | Residential | 187.5 | No | 0.75
9038996 | Mini/Multi Split | ECOX | HRCU-A-CB-O | EDEM018H22B |  | Mini-Splits (Non-Ducted) | EDEM018H22B |  | 18000 | 21 |  | 13 | 10 |  | 18000 | 10400 | 57.78% | [8 empty] | Residential | 375 | No | 1.5
9038997 | Mini/Multi Split | ECOX | HRCU-A-CB-O | EDEM024H22B |  | Mini-Splits (Non-Ducted) | EDEM024H22B |  | 24000 | 20.5 |  | 12.5 | 10 |  | 25000 | 15300 | 61.2% | [8 empty] | Residential | 500 | No | 2
9045929 | Mini/Multi Split | GREE | HMSV-A-CB-O | GWHD(18)ND3FO |  | Non-Ducted Indoor Units |  |  | 18000 | 22 |  | 12.5 | 10 |  | 19000 | 12800 | 67.37% | [8 empty] | Residential | 375 | No | 1.5
9045930 | Mini/Multi Split | GREE | HMSV-A-CB-O | GWHD(30)ND3FO |  | Non-Ducted Indoor Units |  |  | 27000 | 21 |  | 12.5 | 10.5 |  | 31000 | 18000 | 58.06% | [8 empty] | Residential | 562.5 | No | 2.25
9045931 | Mini/Multi Split | GREE | HMSV-A-CB-O | GWHD(42)ND3FO |  | Non-Ducted Indoor Units |  |  | 35000 | 21 |  | 12.5 | 10.5 |  | 43000 | 25000 | 58.14% | [8 empty] | Residential | 730 | No | 2.92
9045932 | Mini/Multi Split | TRANE | HMSV-A-CB-O | 4TXM2218A12N0** |  | Non-Ducted Indoor Units |  |  | 18000 | 22 |  | 12.5 | 10 |  | 19000 | 12800 | 67.37% | [8 empty] | Residential | 375 | No | 1.5
9045933 | Mini/Multi Split | TRANE | HMSV-A-CB-O | 4TXM2224A14N0** |  | Non-Ducted Indoor Units |  |  | 27000 | 21 |  | 12.5 | 10.5 |  | 31000 | 18000 | 58.06% | [8 empty] | Residential | 562.5 | No | 2.25
9045934 | Mini/Multi Split | TRANE | HMSV-A-CB-O | 4TXM2236A15N0** |  | Non-Ducted Indoor Units |  |  | 35000 | 21 |  | 12.5 | 10.5 |  | 43000 | 25000 | 58.14% | [8 empty] | Residential | 730 | No | 2.92
9046369 | Mini/Multi Split | CADENZA | HRCU-A-CB-O | MOB30-12HFN1-MV0W |  | Mini-Splits (Non-Ducted) | CFAU-12HRFN1-M(C) |  | 12000 | 19.4 |  | 12.5 | 10.5 |  | 12000 | 9600 | 80% | 12000 | 19.4 | 12.5 | 9.4 | 12000 |  |  |  | Residential | 250 | No | 1 | No
9057062 | Mini/Multi Split | GREE | HMSV-A-CB-O | GWHD(24)ND3FO |  | Non-Ducted Indoor Units |  |  | 21000 | 20.5 |  | 12.5 | 10.2 |  | 28000 | 16800 | 60% | [8 empty] | Residential | 437.5 | No | 1.75
9057063 | Mini/Multi Split | GREE | HMSV-A-CB-O | GWHD(36)ND3FO |  | Non-Ducted Indoor Units |  |  | 32000 | 21 |  | 12.5 | 10.5 |  | 42000 | 27000 | 64.29% | [8 empty] | Residential | 667.5 | No | 2.67
9057064 | Mini/Multi Split | TRANE | HMSV-A-CB-O | 4TXM2221A13N0** |  | Non-Ducted Indoor Units |  |  | 21000 | 20.5 |  | 12.5 | 10.2 |  | 28000 | 16800 | 60% | [8 empty] | Residential | 437.5 | No | 1.75
9057065 | Mini/Multi Split | TRANE | HMSV-A-CB-O | 4TXM2230A15N0** |  | Non-Ducted Indoor Units |  |  | 32000 | 21 |  | 12.5 | 10.5 |  | 42000 | 27000 | 64.29% | [8 empty] | Residential | 667.5 | No | 2.67
9060038 | Mini/Multi Split | SLIMAIR TECHNOLOGIES | HRCU-A-CB-O | SHC09VB-2H |  | Mini-Splits (Non-Ducted) | SHM09VB-2DC |  | 9000 | 21.5 |  | 13.4 | 10.5 |  | 9500 | 5000 | 52.63% | 9000 | 22 | 13.7 | 8.5 | 9000 |  |  |  | Residential | 187.5 | No | 0.75
9060039 | Mini/Multi Split | SLIMAIR TECHNOLOGIES | HRCU-A-CB-O | SHC12VB-2H |  | Mini-Splits (Non-Ducted) | SHM12VB-2DC |  | 12000 | 20.5 |  | 13 | 10.8 |  | 13000 | 7500 | 57.69% | 12000 | 21 | 13 | 9 | 12000 |  |  |  | Residential | 250 | No | 1
9060040 | Mini/Multi Split | SLIMAIR TECHNOLOGIES | HRCU-A-CB-O | SHC18VB-2H |  | Mini-Splits (Non-Ducted) | SHM18VB-2DC |  | 18000 | 23.3 |  | 13 | 11.6 |  | 19000 | 11600 | 61.05% | 18000 | 22.5 | 13 | 8.6 | 17000 |  |  |  | Residential | 375 | No | 1.5
9060509 | Mini/Multi Split | AMERICAN STANDARD | HMSV-A-CB-O | 4TXM2218A12N0** |  | Non-Ducted Indoor Units |  |  | 18000 | 22 |  | 12.5 | 10 |  | 19000 | 12800 | 67.37% | [8 empty] | Residential | 375 | No | 1.5
9060510 | Mini/Multi Split | AMERICAN STANDARD | HMSV-A-CB-O | 4TXM2221A13N0** |  | Non-Ducted Indoor Units |  |  | 21000 | 20.5 |  | 12.5 | 10.2 |  | 28000 | 16800 | 60% | [8 empty] | Residential | 437.5 | No | 1.75
9060511 | Mini/Multi Split | AMERICAN STANDARD | HMSV-A-CB-O | 4TXM2224A14N0** |  | Non-Ducted Indoor Units |  |  | 27000 | 21 |  | 12.5 | 10.5 |  | 31000 | 18000 | 58.06% | [8 empty] | Residential | 562.5 | No | 2.25
9060512 | Mini/Multi Split | AMERICAN STANDARD | HMSV-A-CB-O | 4TXM2230A15N0** |  | Non-Ducted Indoor Units |  |  | 32000 | 21 |  | 12.5 | 10.5 |  | 42000 | 27000 | 64.29% | [8 empty] | Residential | 667.5 | No | 2.67
9060513 | Mini/Multi Split | AMERICAN STANDARD | HMSV-A-CB-O | 4TXM2230A15N0** |  | Non-Ducted Indoor Units |  |  | 32000 | 21 |  | 12.5 | 10.5 |  | 42000 | 27000 | 64.29% | [8 empty] | Residential | 667.5 | No | 2.67
9060514 | Mini/Multi Split | AMERICAN STANDARD | HMSV-A-CB-O | 4TXM2230A15N0** |  | Non-Ducted Indoor Units |  |  | 32000 | 21 |  | 12.5 | 10.5 |  | 42000 | 27000 | 64.29% | [8 empty] | Residential | 667.5 | No | 2.67
9060515 | Mini/Multi Split | AMERICAN STANDARD | HMSV-A-CB-O | 4TXM2236A15N0** |  | Non-Ducted Indoor Units |  |  | 35000 | 21 |  | 12.5 | 10.5 |  | 43000 | 25000 | 58.14% | [8 empty] | Residential | 730 | No | 2.92
9084224 | Mini/Multi Split | GREE | HMSV-A-CB-O | GWHD(18)ND3GO |  | Non-Ducted Indoor Units |  |  | 18000 | 22 |  | 12.5 | 11 |  | 19000 | 12800 | 67.37% | 18000 | 21 | 12.5 | 9 | 19000 |  |  |  | Residential | 375 | No | 1.5 | No
9084225 | Mini/Multi Split | GREE | HMSV-A-CB-O | GWHD(24)ND3GO |  | Non-Ducted Indoor Units |  |  | 24000 | 21 |  | 12.5 | 11 |  | 26000 | 16600 | 63.85% | 24000 | 21 | 11.8 | 9 | 26000 |  |  |  | Residential | 500 | No | 2 | No
9084226 | Mini/Multi Split | GREE | HMSV-A-CB-O | GWHD(30)ND3GO |  | Non-Ducted Indoor Units |  |  | 28400 | 21 |  | 12.5 | 11.5 |  | 30000 | 18000 | 60% | 28400 | 20 | 11.8 | 8.6 | 30000 |  |  |  | Residential | 592.5 | No | 2.37 | No
9084227 | Mini/Multi Split | GREE | HMSV-A-CB-O | GWHD(36)ND3GO |  | Non-Ducted Indoor Units |  |  | 34000 | 21 |  | 12.5 | 11.5 |  | 36000 | 26600 | 73.89% | 34000 | 21 | 11.8 | 8.6 | 36000 |  |  |  | Residential | 707.5 | No | 2.83 | No
9085576 | Mini/Multi Split | MDV | HMSV-A-CB | M4OF-36HFN1-M |  | Specific (Ducted) | CS11M-09HRFN1-MX0W(A)CS11M-09HRFN1-MX0W(A)CS11M-09HRFN1-MX0W(A)CS11M-09HRFN1-MX0W(A) |  | 33000 | 23 |  | 12.5 | 10.2 |  | 36000 | 24600 | 68.33% | [8 empty] | Residential | 687.5 | No | 2.75
9088690 | Mini/Multi Split | QUARTZ | HRCU-A-CB-O | QIN415H2V31 |  | Mini-Splits (Non-Ducted) | QIN415H2V31 |  | 9000 | 22.8 |  | 14 | 10.5 |  | 9800 | 6400 | 65.31% | [8 empty] | Residential | 187.5 | No | 0.75
9088692 | Mini/Multi Split | QUARTZ | HRCU-A-CB-O | QIN721H2V31 |  | Mini-Splits (Non-Ducted) | QIN721H2V31 |  | 18000 | 21 |  | 13 | 10 |  | 18000 | 10400 | 57.78% | [8 empty] | Residential | 375 | No | 1.5
9088693 | Mini/Multi Split | QUARTZ | HRCU-A-CB-O | QIN1129H2V31 |  | Mini-Splits (Non-Ducted) | QIN1129H2V31 |  | 24000 | 20.5 |  | 12.5 | 10 |  | 25000 | 15300 | 61.2% | [8 empty] | Residential | 500 | No | 2
9101121 | Mini/Multi Split | GARRISON | HRCU-A-CB-O | 3554183 |  | Mini-Splits (Non-Ducted) | 3554182 |  | 9000 | 22.8 |  | 14 | 10.5 |  | 9800 | 6400 | 65.31% | [8 empty] | Residential | 187.5 | No | 0.75
9101130 | Mini/Multi Split | GARRISON | HRCU-A-CB-O | 3554187 |  | Mini-Splits (Non-Ducted) | 3554186 |  | 18000 | 21 |  | 13 | 10 |  | 18000 | 10400 | 57.78% | [8 empty] | Residential | 375 | No | 1.5
9101134 | Mini/Multi Split | GARRISON | HMSV-A-CB | 3554190 |  | Non-Ducted Indoor Units |  |  | 17000 | 21.3 |  | 12.5 | 10 |  | 18000 | 11800 | 65.56% | [8 empty] | Residential | 355 | No | 1.42
9101401 | Mini/Multi Split | MDV | HRCU-A-CB-O | MOBA30-09HFN1-MT0W |  | Mini-Splits (Non-Ducted) | CS11M-09HRFN1-MX0W(A) |  | 9000 | 23.5 |  | 14.9 | 10.8 |  | 9800 | 5800 | 59.18% | [8 empty] | Residential | 187.5 | No | 0.75
9101402 | Mini/Multi Split | MDV | HRCU-A-CB-O | MOB30-12HFN1-MT0W |  | Mini-Splits (Non-Ducted) | CS11M-12HRFN1-MU5W |  | 12000 | 22.7 |  | 13.7 | 11 |  | 12000 | 7700 | 64.17% | [8 empty] | Residential | 250 | No | 1
9101403 | Mini/Multi Split | MDV | HRCU-A-CB-O | MOCA31-18HFN1-MT0W |  | Mini-Splits (Non-Ducted) | CS11M-18HRFN1-MT0W |  | 18000 | 21 |  | 13 | 10.4 |  | 18000 | 11400 | 63.33% | [8 empty] | Residential | 375 | No | 1.5
9101404 | Mini/Multi Split | MDV | HRCU-A-CB-O | MOD31-24HFN1-MT0W |  | Mini-Splits (Non-Ducted) | CS11M-23HRFN1-MT0W |  | 24000 | 20.7 |  | 13.7 | 11.5 |  | 25000 | 15300 | 61.2% | [8 empty] | Residential | 500 | No | 2
9102073 | Mini/Multi Split | GREE | HRCU-A-CB-O | GWH18YE-D3DNA1A/O |  | Mini-Splits (Non-Ducted) | GWH18YE-D3DN***/I |  | 18000 | 24.5 |  | 13.5 | 12 |  | 18000 | 14200 | 78.89% | 18000 | 22 | 13.5 | 10 | 18000 | 20000 | 111.1% | 1.8 | Residential | 375 | Yes | 1.5 | Yes
9102074 | Mini/Multi Split | GREE | HRCU-A-CB-O | GWH18YE-D3DNA1A/O |  | Mini-Splits (Non-Ducted) | GWH18QE-D3DN***/I |  | 18000 | 24.5 |  | 13.5 | 12 |  | 18000 | 14200 | 78.89% | 18000 | 22 | 13.5 | 10 | 18000 | 20000 | 111.1% | 1.8 | Residential | 375 | Yes | 1.5 | Yes
9102793 | Mini/Multi Split | GREE | HRCU-A-CB-O | GWH24YE-D3DNA1A/O |  | Mini-Splits (Non-Ducted) | GWH24YE-D3DN***/I |  | 22000 | 21.5 |  | 13 | 12 |  | 24000 | 15500 | 64.58% | 22000 | 21.5 | 13 | 9.5 | 24000 | 24000 | 100% | 1.9 | Residential | 457.5 | Yes | 1.83 | Yes
9102794 | Mini/Multi Split | GREE | HRCU-A-CB-O | GWH24YE-D3DNA1A/O |  | Mini-Splits (Non-Ducted) | GWH24QE-D3DN***/I |  | 22000 | 21.5 |  | 13 | 12 |  | 24000 | 15500 | 64.58% | 22000 | 21.5 | 13 | 9.5 | 24000 | 24000 | 100% | 1.9 | Residential | 457.5 | Yes | 1.83 | Yes
9105287 | Mini/Multi Split | CIAC | HRCU-A-CB-O | CG43JX009PH3N1H |  | Mini-Splits (Non-Ducted) | CH43JX009-H3N1H |  | 9000 | 22.8 |  | 14 | 10.5 |  | 9800 | 6400 | 65.31% | [8 empty] | Residential | 187.5 | No | 0.75
9105289 | Mini/Multi Split | CIAC | HRCU-A-CB-O | CG43JX018PH3N1H |  | Mini-Splits (Non-Ducted) | CH43JX018-H3N1H |  | 18000 | 21 |  | 13 | 10 |  | 18000 | 10400 | 57.78% | [8 empty] | Residential | 375 | No | 1.5
9105290 | Mini/Multi Split | CIAC | HRCU-A-CB-O | CG43JX024PH3N1H |  | Mini-Splits (Non-Ducted) | CH43JX024-H3N1H |  | 24000 | 20.5 |  | 12.5 | 10 |  | 25000 | 15300 | 61.2% | [8 empty] | Residential | 500 | No | 2
9108743 | Mini/Multi Split | TOSOT | HRCU-A-CB-O | TW09HQ2C2AO |  | Mini-Splits (Non-Ducted) | TW09HQ2C2AI |  | 9000 | 23 |  | 13 | 10.5 |  | 9900 | 6100 | 61.62% | [8 empty] | Residential | 187.5 | No | 0.75
9108744 | Mini/Multi Split | TOSOT | HRCU-A-CB-O | TW12HQ2C2AO |  | Mini-Splits (Non-Ducted) | TW12HQ2C2AI |  | 12000 | 22 |  | 12.5 | 10.2 |  | 12200 | 6800 | 55.74% | [8 empty] | Residential | 250 | No | 1
9108745 | Mini/Multi Split | TOSOT | HRCU-A-CB-O | TW09HQ2C2DO |  | Mini-Splits (Non-Ducted) | TW09HQ2C2DI |  | 9000 | 23 |  | 14 | 10.5 |  | 11000 | 7300 | 66.36% | 9000 | 23 | 14 | 8.5 | 11000 | 9000 | 81.82% | 1.97 | Residential | 187.5 | Yes | 0.75 | Yes
9108746 | Mini/Multi Split | TOSOT | HRCU-A-CB-O | TW12HQ2C2DO |  | Mini-Splits (Non-Ducted) | TW12HQ2C2DI |  | 12000 | 22 |  | 12.5 | 11 |  | 13000 | 7700 | 59.23% | 12000 | 21.5 | 12 | 8.2 | 13000 |  |  |  | Residential | 250 | No | 1 | No
9108747 | Mini/Multi Split | TOSOT | HRCU-A-CB-O | TW18HQ2C2DO |  | Mini-Splits (Non-Ducted) | TW18HQ2C2DI |  | 18000 | 20 |  | 12.5 | 10.5 |  | 19800 | 12400 | 62.63% | 18000 | 20 | 12.5 | 8.3 | 19800 |  |  |  | Residential | 375 | No | 1.5
9108748 | Mini/Multi Split | TOSOT | HRCU-A-CB-O | TW24HQ2C2DO |  | Mini-Splits (Non-Ducted) | TW24HQ2C2DI |  | 22000 | 20 |  | 12.5 | 10 |  | 23000 | 14600 | 63.48% | 22000 | 20 | 12.5 | 8.5 | 24000 |  |  |  | Residential | 457.5 | No | 1.83 | No
9114294 | Mini/Multi Split | GREE | HRCU-A-CB-O | GWH18YE-D3DNA1A/O |  | Mini-Splits (Non-Ducted) | GWH18AAE-D3DN***/I |  | 18000 | 24.5 |  | 13.5 | 12 |  | 18000 | 14200 | 78.89% | 18000 | 22 | 13.5 | 10 | 18000 | 20000 | 111.1% | 1.8 | Residential | 375 | Yes | 1.5 | Yes
9116196 | Mini/Multi Split | GREE | HRCU-A-CB-O | GWH12YD-D3DNA1A/O |  | Mini-Splits (Non-Ducted) | GWH12YD-D3DN***/I |  | 12000 | 30.5 |  | 15.3 | 14 |  | 12200 | 8100 | 66.39% | 12000 | 24 | 14 | 8.5 | 12200 |  |  |  | Residential | 250 | No | 1 | No
9116197 | Mini/Multi Split | GREE | HRCU-A-CB-O | GWH12YD-D3DNA1A/O |  | Mini-Splits (Non-Ducted) | GWH12QD-D3DN***/I |  | 12000 | 30.5 |  | 15.3 | 14 |  | 12200 | 8300 | 68.03% | 12000 | 24 | 14 | 8.5 | 12200 |  |  |  | Residential | 250 | No | 1 | No
9118461 | Mini/Multi Split | CARRIER | HMSV-A-CB | 38MGRQ18B--3 |  | Non-Ducted Indoor Units |  |  | 18000 | 22.5 |  | 12.5 | 10.3 |  | 19000 | 12000 | 63.16% | [8 empty] | Residential | 375 | No | 1.5
9118462 | Mini/Multi Split | BRYANT | HMSV-A-CB | 38MGRQ18B--3 |  | Non-Ducted Indoor Units |  |  | 18000 | 22.5 |  | 12.5 | 10.3 |  | 19000 | 12000 | 63.16% | [8 empty] | Residential | 375 | No | 1.5
9118473 | Mini/Multi Split | CARRIER | HMSV-A-CB | 38MGRQ36D--3 |  | Non-Ducted Indoor Units |  |  | 36000 | 21.5 |  | 13.5 | 10.5 |  | 36000 | 23200 | 64.44% | [8 empty] | Residential | 750 | No | 3
9118474 | Mini/Multi Split | BRYANT | HMSV-A-CB | 38MGRQ36D--3 |  | Non-Ducted Indoor Units |  |  | 36000 | 21.5 |  | 13.5 | 10.5 |  | 36000 | 23200 | 64.44% | [8 empty] | Residential | 750 | No | 3
9118477 | Mini/Multi Split | CARRIER | HMSV-A-CB | 38MGRQ48E--3 |  | Non-Ducted Indoor Units |  |  | 48000 | 22.4 |  | 12.5 | 10.2 |  | 48000 | 29600 | 61.67% | [8 empty] | Residential | 1000 | No | 4
9118478 | Mini/Multi Split | BRYANT | HMSV-A-CB | 38MGRQ48E--3 |  | Non-Ducted Indoor Units |  |  | 48000 | 22.4 |  | 12.5 | 10.2 |  | 48000 | 29600 | 61.67% | [8 empty] | Residential | 1000 | No | 4
9119139 | Mini/Multi Split | C&H | HRCU-A-CB-O | CH09VCT230VO |  | Mini-Splits (Non-Ducted) | CH09VCT230VI |  | 9000 | 23 |  | 14 | 10.5 |  | 11000 | 7300 | 66.36% | 9000 | 23 | 14 | 8.5 | 11000 | 9000 | 81.82% | 1.97 | Residential | 187.5 | Yes | 0.75 | Yes
9119140 | Mini/Multi Split | C&H | HRCU-A-CB-O | CH12VCT230VO |  | Mini-Splits (Non-Ducted) | CH12VCT230VI |  | 12000 | 22 |  | 12.5 | 11 |  | 13000 | 7700 | 59.23% | 12000 | 21.5 | 12 | 8.2 | 13000 |  |  |  | Residential | 250 | No | 1 | No
9119141 | Mini/Multi Split | C&H | HRCU-A-CB-O | CH18VCT230VO |  | Mini-Splits (Non-Ducted) | CH18VCT230VI |  | 18000 | 20 |  | 12.5 | 10.5 |  | 19800 | 12400 | 62.63% | 18000 | 20 | 12.5 | 8.3 | 19800 |  |  |  | Residential | 375 | No | 1.5
9119142 | Mini/Multi Split | C&H | HRCU-A-CB-O | CH24VCT230VO |  | Mini-Splits (Non-Ducted) | CH24VCT230VI |  | 22000 | 20 |  | 12.5 | 10 |  | 23000 | 14600 | 63.48% | 22000 | 20 | 12.5 | 8.5 | 24000 | 19200 | 80% | 1.75 | Residential | 457.5 | No | 1.83 | No
9119143 | Mini/Multi Split | C&H | HRCU-A-CB-O | CH09VCT115VO |  | Mini-Splits (Non-Ducted) | CH09VCT115VI |  | 9000 | 23 |  | 13 | 10.5 |  | 9900 | 6900 | 69.7% | 9000 | 23 | 13 | 9.4 | 9900 | 8700 | 87.88% | 2.03 | Residential | 187.5 | Yes | 0.75 | Yes
9119145 | Mini/Multi Split | C&H | HRCU-A-CB-O | CH12VCT115VO |  | Mini-Splits (Non-Ducted) | CH12VCT115VI |  | 12000 | 22 |  | 12.5 | 10.2 |  | 12200 | 6800 | 55.74% | 12000 | 21.5 | 12 | 8.2 | 12200 | 8600 | 70.49% | 1.75 | Residential | 250 | No | 1 | No
9119308 | Mini/Multi Split | COMFORTSTAR | HRCU-A-CB-O | CPP009CD(O) |  | Mini-Splits (Non-Ducted) | TPA-09 |  | 9000 | 20 |  | 13 | 10.5 |  | 10000 | 5800 | 58% | [8 empty] | Residential | 187.5 | No | 0.75
9119310 | Mini/Multi Split | COMFORTSTAR | HRCU-A-CB-O | CPP012CD(O) |  | Mini-Splits (Non-Ducted) | TPA-12 |  | 12000 | 21.5 |  | 14 | 10.5 |  | 12000 | 7500 | 62.5% | [8 empty] | Residential | 250 | No | 1
9119312 | Mini/Multi Split | COMFORTSTAR | HRCU-A-CB-O | CPP018CD(O) |  | Mini-Splits (Non-Ducted) | FPA-18 |  | 18000 | 20 |  | 12.5 | 10.5 |  | 18000 | 12000 | 66.67% | 18000 | 20 | 12.5 | 8.9 | 18000 |  |  |  | Residential | 375 | No | 1.5 | No
9119313 | Mini/Multi Split | COMFORTSTAR | HRCU-A-CB-O | CPP018CD(O) |  | Mini-Splits (Non-Ducted) | TPA-18 |  | 18000 | 20 |  | 12.5 | 10.3 |  | 18000 | 12000 | 66.67% | 18000 | 20 | 12.5 | 9.1 | 18000 |  |  |  | Residential | 375 | No | 1.5 | No
9119315 | Mini/Multi Split | COMFORTSTAR | HRCU-A-CB-O | CPP024CD(O) |  | Mini-Splits (Non-Ducted) | FPA-24 |  | 24000 | 20 |  | 12.5 | 11 |  | 24000 | 15000 | 62.5% | 24000 | 20 | 12.5 | 9.4 | 24000 |  |  |  | Residential | 500 | No | 2 | No
9119316 | Mini/Multi Split | COMFORTSTAR | HRCU-A-CB-O | CPP024CD(O) |  | Mini-Splits (Non-Ducted) | TPA-24 |  | 24000 | 20 |  | 12.5 | 10.5 |  | 24400 | 15800 | 64.75% | [8 empty] | Residential | 500 | No | 2
9119323 | Mini/Multi Split | C&H | HRCU-A-CB-O | CH-12SPH-115VO |  | Mini-Splits (Non-Ducted) | CH-12SPH-115VI |  | 12000 | 21.5 |  | 12.5 | 11.2 |  | 12000 | 7100 | 59.17% | [8 empty] | Residential | 250 | No | 1
9119324 | Mini/Multi Split | C&H | HRCU-A-CB-O | CH-09SPH-230VO |  | Mini-Splits (Non-Ducted) | CH-09SPH-230VI |  | 9000 | 22.8 |  | 14 | 10.5 |  | 9800 | 6400 | 65.31% | [8 empty] | Residential | 187.5 | No | 0.75
9119326 | Mini/Multi Split | C&H | HRCU-A-CB-O | CH-18SPH-230VO |  | Mini-Splits (Non-Ducted) | CH-18SPH-230VI |  | 18000 | 21 |  | 13 | 10 |  | 18000 | 10400 | 57.78% | [8 empty] | Residential | 375 | No | 1.5
9119327 | Mini/Multi Split | C&H | HRCU-A-CB-O | CH-24SPH-230VO |  | Mini-Splits (Non-Ducted) | CH-24SPH-230VI |  | 24000 | 20.5 |  | 12.5 | 10 |  | 25000 | 15300 | 61.2% | [8 empty] | Residential | 500 | No | 2
9119328 | Mini/Multi Split | C&H | HMSV-A-CB | CH18MSPH230VO |  | Non-Ducted Indoor Units |  |  | 17000 | 21.3 |  | 12.5 | 10 |  | 18000 | 11800 | 65.56% | [8 empty] | Residential | 355 | No | 1.42
9122538 | Mini/Multi Split | YORK BY JOHNSON CONTROLS | HRCU-A-CB-O | YUJE18BYJ6AMO-X |  | Mini-Splits (Non-Ducted) | YFJE18BXJ6AM-RX |  | 18000 | 20 |  | 12.5 | 10.5 |  | 18000 | 12000 | 66.67% | 18000 | 20 | 12.5 | 8.9 | 18000 |  |  |  | Residential | 375 | No | 1.5 | No
9122539 | Mini/Multi Split | YORK BY JOHNSON CONTROLS | HRCU-A-CB-O | YUJE18BYJ6AMO-X |  | Mini-Splits (Non-Ducted) | YTJE18BXJ6AM-RX |  | 18000 | 20 |  | 12.5 | 10.3 |  | 18000 | 12000 | 66.67% | 18000 | 20 | 12.5 | 9.1 | 18000 |  |  |  | Residential | 375 | No | 1.5 | No
9122541 | Mini/Multi Split | YORK BY JOHNSON CONTROLS | HRCU-A-CB-O | YUJE24BYJ6AMO-X |  | Mini-Splits (Non-Ducted) | YFJE24BXJ6AM-RX |  | 24000 | 20 |  | 12.5 | 11 |  | 24000 | 15000 | 62.5% | 24000 | 20 | 12.5 | 9.4 | 24000 |  |  |  | Residential | 500 | No | 2 | No
9122542 | Mini/Multi Split | YORK BY JOHNSON CONTROLS | HRCU-A-CB-O | YUJE24BYJ6AMO-X |  | Mini-Splits (Non-Ducted) | YKJE24BXJ6AM-RX |  | 24000 | 20 |  | 12.5 | 10.5 |  | 24400 | 15800 | 64.75% | [8 empty] | Residential | 500 | No | 2
9122544 | Mini/Multi Split | YORK BY JOHNSON CONTROLS | HRCU-A-CB-O | YUJE12BYJ6AMO-X |  | Mini-Splits (Non-Ducted) | YTJE12BXJ6AM-RX |  | 12000 | 21.5 |  | 14 | 10.5 |  | 12000 | 7500 | 62.5% | [8 empty] | Residential | 250 | No | 1
9122552 | Mini/Multi Split | LG | HRCU-A-CB-O | LSU243HLV |  | Mini-Splits (Non-Ducted) | LSN243HLV |  | 22000 | 21.5 |  | 12.5 | 11 |  | 27000 | 17900 | 66.3% | [8 empty] | Residential | 457.5 | No | 1.83
9123256 | Mini/Multi Split | GREE | HRCU-A-CB-O | GWH24YE-D3DNA1A/O |  | Mini-Splits (Non-Ducted) | GWH24AAE-D3DN***/I |  | 22000 | 21.5 |  | 13 | 12 |  | 24000 | 15500 | 64.58% | 22000 | 21.5 | 13 | 8.5 | 24000 | 24000 | 100% | 1.9 | Residential | 457.5 | Yes | 1.83 | Yes
9125308 | Mini/Multi Split | PANASONIC | HRCU-A-CB | CU-E9SD3UA |  | Mini-Splits (Ducted) | CS-E9SD3UAW |  | 9000 | 20.5 |  | 13 | 10 |  | 12000 | 8300 | 69.17% | [8 empty] | Residential | 187.5 | No | 0.75
9125309 | Mini/Multi Split | PANASONIC | HRCU-A-CB | CU-E12SD3UA |  | Mini-Splits (Ducted) | CS-E12SD3UAW |  | 11500 | 20 |  | 12.5 | 10 |  | 13800 | 11000 | 79.71% | [8 empty] | Residential | 240 | No | 0.96
9128592 | Mini/Multi Split | TOSOT | HMSV-A-CB-O | TMVRF-36KUH |  | Non-Ducted Indoor Units |  |  | 36000 | 20.5 |  | 13 | 11.7 |  | 45000 | 29400 | 65.33% | [8 empty] | Residential | 750 | No | 3
9128597 | Mini/Multi Split | TOSOT | HMSV-A-CB-O | TMVRF-48KUH |  | Non-Ducted Indoor Units |  |  | 48000 | 20 |  | 12.5 | 11 |  | 54000 | 38000 | 70.37% | [8 empty] | Residential | 1000 | No | 4
9135472 | Mini/Multi Split | GIBSON | HRCU-A-CB-O | GXH09(2.6)KSK4DH |  | Mini-Splits (Non-Ducted) | GHH09(2.6)KSK4DH |  | 9000 | 30.5 |  | 15.7 | 10.5 |  | 9000 | 5500 | 61.11% | [8 empty] | Residential | 187.5 | No | 0.75
9135473 | Mini/Multi Split | GIBSON | HRCU-A-CB-O | GXH12(3.5)KSK4DH |  | Mini-Splits (Non-Ducted) | GHH12(3.5)KSK4DH |  | 12000 | 23 |  | 12.7 | 10.5 |  | 13000 | 8500 | 65.38% | [8 empty] | Residential | 250 | No | 1
9135474 | Mini/Multi Split | GIBSON | HRCU-A-CB-O | GXH18(5.2)KSK4DH |  | Mini-Splits (Non-Ducted) | GHH18(5.2)KSK4DH |  | 18000 | 21 |  | 12.5 | 10.5 |  | 19000 | 12700 | 66.84% | [8 empty] | Residential | 375 | No | 1.5
9144615 | Mini/Multi Split | TEMPBLUE | HRCU-A-CB-O | TBG43JX009PH3N1H |  | Mini-Splits (Non-Ducted) | TBH43JX009-H3N1H |  | 9000 | 22.8 |  | 14 | 10.5 |  | 9800 | 6400 | 65.31% | [8 empty] | Residential | 187.5 | No | 0.75
9144617 | Mini/Multi Split | TEMPBLUE | HRCU-A-CB-O | TBG43JX018PH3N1H |  | Mini-Splits (Non-Ducted) | TBH43JX018-H3N1H |  | 18000 | 21 |  | 13 | 10 |  | 18000 | 10400 | 57.78% | [8 empty] | Residential | 375 | No | 1.5
9144618 | Mini/Multi Split | TEMPBLUE | HRCU-A-CB-O | TBG43JX024PH3N1H |  | Mini-Splits (Non-Ducted) | TBH43JX024-H3N1H |  | 24000 | 20.5 |  | 12.5 | 10 |  | 25000 | 15300 | 61.2% | [8 empty] | Residential | 500 | No | 2
9150123 | Mini/Multi Split | TRANE | HRCU-A-CB-O | 4TXK3812A10NU** |  | Mini-Splits (Non-Ducted) | 4MXW3812A10NU** |  | 12000 | 30.5 |  | 15.3 | 14 |  | 12200 | 8100 | 66.39% | 12000 | 24 | 14 | 8.5 | 12200 |  |  |  | Residential | 250 | No | 1 | No
9150124 | Mini/Multi Split | AMERICAN STANDARD | HRCU-A-CB-O | 4TXK3812A10NU** |  | Mini-Splits (Non-Ducted) | 4MXW3812A10NU** |  | 12000 | 30.5 |  | 15.3 | 14 |  | 12200 | 8100 | 66.39% | 12000 | 24 | 14 | 8.5 | 12200 |  |  |  | Residential | 250 | No | 1 | No
9150125 | Mini/Multi Split | TRANE | HRCU-A-CB-O | 4TXK3818A10NU** |  | Mini-Splits (Non-Ducted) | 4MXW3818A10NU** |  | 18000 | 24.5 |  | 13.5 | 12 |  | 18000 | 14200 | 78.89% | 18000 | 22 | 13.5 | 10 | 18000 | 20000 | 111.1% | 1.8 | Residential | 375 | Yes | 1.5 | Yes
9150126 | Mini/Multi Split | AMERICAN STANDARD | HRCU-A-CB-O | 4TXK3818A10NU** |  | Mini-Splits (Non-Ducted) | 4MXW3818A10NU** |  | 18000 | 24.5 |  | 13.5 | 12 |  | 18000 | 14200 | 78.89% | 18000 | 22 | 13.5 | 10 | 18000 | 20000 | 111.1% | 1.8 | Residential | 375 | Yes | 1.5 | Yes
9150127 | Mini/Multi Split | TRANE | HRCU-A-CB-O | 4TXK3824A10NU** |  | Mini-Splits (Non-Ducted) | 4MXW3824A10NU** |  | 22000 | 21.5 |  | 13 | 12 |  | 24000 | 15500 | 64.58% | 22000 | 21.5 | 13 | 9.5 | 24000 | 24000 | 100% | 1.9 | Residential | 457.5 | Yes | 1.83 | Yes
9150128 | Mini/Multi Split | AMERICAN STANDARD | HRCU-A-CB-O | 4TXK3824A10NU** |  | Mini-Splits (Non-Ducted) | 4MXW3824A10NU** |  | 22000 | 21.5 |  | 13 | 12 |  | 24000 | 15500 | 64.58% | 22000 | 21.5 | 13 | 9.5 | 24000 | 24000 | 100% | 1.9 | Residential | 457.5 | Yes | 1.83 | Yes
9150139 | Mini/Multi Split | DUCTLESSAIRE | HRCU-A-CB-O | DA1821-H2-O |  | Mini-Splits (Non-Ducted) | DA1821-H2-I |  | 18000 | 21 |  | 13 | 10 |  | 18000 | 10400 | 57.78% | [8 empty] | Residential | 375 | No | 1.5
9150140 | Mini/Multi Split | DUCTLESSAIRE | HRCU-A-CB-O | DA2421-H2-O |  | Mini-Splits (Non-Ducted) | DA2421-H2-I |  | 24000 | 20.5 |  | 12.5 | 10 |  | 25000 | 15300 | 61.2% | [8 empty] | Residential | 500 | No | 2
9680931 | Mini/Multi Split | DIRECT AIR | HMSV-A-CB | M4OF-36HFN1-M |  | Specific (Ducted) | CS11M-09HRFN1-MX0W(A)CS11M-09HRFN1-MX0W(A)CS11M-09HRFN1-MX0W(A)CS11M-09HRFN1-MX0W(A) |  | 33000 | 23 |  | 12.5 | 10.2 |  | 36000 | 24600 | 68.33% | [8 empty] | Residential | 687.5 | No | 2.75
9680934 | Mini/Multi Split | LG | HRCU-A-CB-O | LAU180HYV2 |  | Mini-Splits (Non-Ducted) | LAN180HYV2 |  | 18200 | 22 |  | 12.5 | 12 |  | 22000 | 13500 | 61.36% | [8 empty] | Residential | 380 | No | 1.52
9680935 | Mini/Multi Split | LG | HRCU-A-CB-O | LAU150HYV2 |  | Mini-Splits (Non-Ducted) | LAN150HYV2 |  | 15000 | 24 |  | 13.5 | 12.5 |  | 18000 | 11000 | 61.11% | [8 empty] | Residential | 312.5 | No | 1.25
9680944 | Mini/Multi Split | GOODMAN | HRCU-A-CB-O | MSH121J21MC |  | Mini-Splits (Non-Ducted) | MSH121J21AX |  | 12000 | 21.5 |  | 12.5 | 11.2 |  | 12000 | 7100 | 59.17% | [8 empty] | Residential | 250 | No | 1
9680945 | Mini/Multi Split | GOODMAN | HRCU-A-CB-O | MSH243J21MC |  | Mini-Splits (Non-Ducted) | MSH243J21AX |  | 24000 | 20.5 |  | 12.5 | 10 |  | 25000 | 15300 | 61.2% | [8 empty] | Residential | 500 | No | 2
9680947 | Mini/Multi Split | DIRECT AIR | HRCU-A-CB-O | MOBA30-09HFN1-MT0W |  | Mini-Splits (Non-Ducted) | CS11M-09HRFN1-MX0W(A) |  | 9000 | 23.5 |  | 14.9 | 10.8 |  | 9800 | 5800 | 59.18% | [8 empty] | Residential | 187.5 | No | 0.75
9680948 | Mini/Multi Split | DIRECT AIR | HRCU-A-CB-O | MOB30-12HFN1-MT0W |  | Mini-Splits (Non-Ducted) | CS11M-12HRFN1-MU5W |  | 12000 | 22.7 |  | 13.7 | 11 |  | 12000 | 7700 | 64.17% | [8 empty] | Residential | 250 | No | 1
9680949 | Mini/Multi Split | DIRECT AIR | HRCU-A-CB-O | MOCA31-18HFN1-MT0W |  | Mini-Splits (Non-Ducted) | CS11M-18HRFN1-MT0W |  | 18000 | 21 |  | 13 | 10.4 |  | 18000 | 11400 | 63.33% | [8 empty] | Residential | 375 | No | 1.5
9680950 | Mini/Multi Split | DIRECT AIR | HRCU-A-CB-O | MOD31-24HFN1-MT0W |  | Mini-Splits (Non-Ducted) | CS11M-23HRFN1-MT0W |  | 24000 | 20.7 |  | 13.7 | 11.5 |  | 25000 | 15300 | 61.2% | [8 empty] | Residential | 500 | No | 2
9710789 | Mini/Multi Split | KERR | HRCU-A-CB-O | A-KMH09SU-1 |  | Mini-Splits (Non-Ducted) | B-KMH09SU-1 |  | 9000 | 25 |  | 14.5 | 11.2 |  | 10900 | 6900 | 63.3% | [8 empty] | Residential | 187.5 | No | 0.75
9710790 | Mini/Multi Split | KERR | HRCU-A-CB-O | A-KMH12SU-1 |  | Mini-Splits (Non-Ducted) | B-KMH12SU-1 |  | 12000 | 22.5 |  | 13 | 12 |  | 12000 | 7800 | 65% | [8 empty] | Residential | 250 | No | 1
9710791 | Mini/Multi Split | KERR | HRCU-A-CB-O | A-KMH24SU-1 |  | Mini-Splits (Non-Ducted) | B-KMH24SU-1 |  | 24000 | 20.5 |  | 13 | 11.5 |  | 24000 | 15400 | 64.17% | [8 empty] | Residential | 500 | No | 2
9850217 | Mini/Multi Split | MULTIZONE | HRCU-A-CB-O | MIT09H2G31(O) |  | Mini-Splits (Non-Ducted) | MIT09H2G31(I) |  | 9000 | 21.5 |  | 13.4 | 10.5 |  | 9500 | 5000 | 52.63% | 9000 | 22 | 13.7 | 8.5 | 9000 |  |  |  | Residential | 187.5 | No | 0.75
9850218 | Mini/Multi Split | MULTIZONE | HRCU-A-CB-O | MIT12H2G31(O) |  | Mini-Splits (Non-Ducted) | MIT12H2G31(I) |  | 12000 | 20.5 |  | 13 | 10.8 |  | 13000 | 7500 | 57.69% | 12000 | 21 | 13 | 9 | 12000 |  |  |  | Residential | 250 | No | 1
9850219 | Mini/Multi Split | MULTIZONE | HRCU-A-CB-O | MIT18H2G31(O) |  | Mini-Splits (Non-Ducted) | MIT18H2G31(I) |  | 18000 | 23.3 |  | 13 | 11.6 |  | 19000 | 11600 | 61.05% | 18000 | 22.5 | 13 | 8.6 | 17000 |  |  |  | Residential | 375 | No | 1.5
9854618 | Mini/Multi Split | MDV | HMSV-A-CB | M3OH-24HFN1-M |  | Non-Ducted Indoor Units |  |  | 24000 | 23 |  | 12.5 | 10 |  | 23000 | 13600 | 59.13% | [8 empty] | Residential | 500 | No | 2
9854619 | Mini/Multi Split | MDV | HMSV-A-CB | M4OH-30HFN1-M |  | Non-Ducted Indoor Units |  |  | 30000 | 23.8 |  | 12.5 | 10 |  | 28000 | 17400 | 62.14% | [8 empty] | Residential | 625 | No | 2.5
9854626 | Mini/Multi Split | CARRIER | HMSV-A-CB | 38MGRQ30D--3 |  | Non-Ducted Indoor Units |  |  | 30000 | 23.8 |  | 12.5 | 10 |  | 28000 | 17400 | 62.14% | [8 empty] | Residential | 625 | No | 2.5
9854627 | Mini/Multi Split | BRYANT | HMSV-A-CB | 38MGRQ30D--3 |  | Non-Ducted Indoor Units |  |  | 30000 | 23.8 |  | 12.5 | 10 |  | 28000 | 17400 | 62.14% | [8 empty] | Residential | 625 | No | 2.5
9854722 | Mini/Multi Split | TOSHIBA CARRIER | HRCU-A-CB | RAV-SP300AT2-UL |  | Mini-Splits (Ducted) | RAV-SP301BT-UL |  | 30000 | 20 |  | 13 | 11.8 |  | 34000 | 20600 | 60.59% | [8 empty] | Residential | 625 | No | 2.5
9854795 | Mini/Multi Split | TOSHIBA CARRIER | HRCU-A-CB | RAV-SP360AT2-UL |  | Mini-Splits (Ducted) | RAV-SP361BT-UL |  | 36000 | 19.7 |  | 12.5 | 11.5 |  | 40000 | 21400 | 53.5% | [8 empty] | Residential | 750 | No | 3
9856844 | Mini/Multi Split | PERFECTAIRE | HRCU-A-CB-O | 1PAMSHH09-SZO-25 |  | Mini-Splits (Non-Ducted) | 1PAMSHH09-SZW-25 |  | 9000 | 25 |  | 14.5 | 11.2 |  | 10900 | 6900 | 63.3% | [8 empty] | Residential | 187.5 | No | 0.75
9856845 | Mini/Multi Split | PERFECTAIRE | HRCU-A-CB-O | 1PAMSHH12-SZO-22.5 |  | Mini-Splits (Non-Ducted) | 1PAMSHH12-SZW-22.5 |  | 12000 | 22.5 |  | 13 | 12 |  | 12000 | 7800 | 65% | [8 empty] | Residential | 250 | No | 1
9856849 | Mini/Multi Split | PERFECTAIRE | HRCU-A-CB-O | 1PAMSHH24-SZO-20.5 |  | Mini-Splits (Non-Ducted) | 1PAMSHH24-SZW-20.5 |  | 24000 | 20.5 |  | 13 | 11.5 |  | 24000 | 15400 | 64.17% | [8 empty] | Residential | 500 | No | 2
9910850 | Mini/Multi Split | TK'S | HMSV-A-CB | Y2OD-18HFN1 |  | Non-Ducted Indoor Units |  |  | 17000 | 21.3 |  | 12.5 | 10 |  | 18000 | 11800 | 65.56% | [8 empty] | Residential | 355 | No | 1.42
9920038 | Mini/Multi Split | LENNOX | HRCU-A-CB-O | MLA009S4S-1P |  | Mini-Splits (Non-Ducted) | MWMA009S4-2P |  | 9000 | 24 |  | 14.5 | 10.5 |  | 10900 | 6900 | 63.3% | [8 empty] | Residential | 187.5 | No | 0.75
9920039 | Mini/Multi Split | LENNOX | HRCU-A-CB-O | MLA009S4S-1P |  | Mini-Splits (Non-Ducted) | M22A009S4-2P |  | 9000 | 19.5 |  | 13 | 10 |  | 10000 | 6700 | 67% | [8 empty] | Residential | 187.5 | No | 0.75
9920041 | Mini/Multi Split | LENNOX | HRCU-A-CB-O | MLA012S4S-1P |  | Mini-Splits (Non-Ducted) | MWMA012S4-2P |  | 12000 | 22 |  | 12.5 | 10 |  | 12000 | 7800 | 65% | [8 empty] | Residential | 250 | No | 1
9920042 | Mini/Multi Split | LENNOX | HRCU-A-CB-O | MLA012S4S-1P |  | Mini-Splits (Non-Ducted) | M22A012S4-2P |  | 12000 | 19 |  | 12.5 | 10 |  | 12000 | 8200 | 68.33% | [8 empty] | Residential | 250 | No | 1
9920044 | Mini/Multi Split | LENNOX | HRCU-A-CB-O | MLA018S4S-1P |  | Mini-Splits (Non-Ducted) | MWMA018S4-2P |  | 17000 | 20 |  | 12.5 | 10 |  | 18000 | 10800 | 60% | [8 empty] | Residential | 355 | No | 1.42
9920047 | Mini/Multi Split | LENNOX | HRCU-A-CB-O | MLA024S4S-1P |  | Mini-Splits (Non-Ducted) | MWMA024S4-2P |  | 24000 | 20 |  | 12.5 | 10 |  | 24000 | 15400 | 64.17% | [8 empty] | Residential | 500 | No | 2
9923992 | Mini/Multi Split | DIAMONDAIR | HMSV-A-CB | DF18MZ2 |  | Non-Ducted Indoor Units |  |  | 18000 | 22.5 |  | 12.5 | 10.3 |  | 19000 | 12000 | 63.16% | [8 empty] | Residential | 375 | No | 1.5
9944776 | Mini/Multi Split | GREE | HRCU-A-CB-O | GWH12YD-D3DNA1A/O |  | Mini-Splits (Non-Ducted) | GWH12AAD-D3DN***/I |  | 12000 | 30.5 |  | 15.3 | 14 |  | 12200 | 8300 | 68.03% | 12000 | 24 | 14 | 8.5 | 12200 |  |  |  | Residential | 250 | No | 1 | No
9947217 | Mini/Multi Split | DIAMONDAIR | HMSV-A-CB | DF30MZ3 |  | Non-Ducted Indoor Units |  |  | 28000 | 23 |  | 12.5 | 10.3 |  | 28000 | 17200 | 61.43% | [8 empty] | Residential | 582.5 | No | 2.33
9947219 | Mini/Multi Split | DIAMONDAIR | HMSV-A-CB | DF48MZ5 |  | Non-Ducted Indoor Units |  |  | 48000 | 22.4 |  | 12.5 | 10.2 |  | 48000 | 29600 | 61.67% | [8 empty] | Residential | 1000 | No | 4
9951749 | Mini/Multi Split | GAIR | HMSV-A-CB | G2OF-18HFN1-M |  | Non-Ducted Indoor Units |  |  | 17000 | 21.3 |  | 12.5 | 10 |  | 18000 | 11800 | 65.56% | [8 empty] | Residential | 355 | No | 1.42
9956319 | Mini/Multi Split | LENNOX | HRCU-A-CB-O | MLA018S4S-1P |  | Mini-Splits (Non-Ducted) | MCFB018S4-2P |  | 17000 | 18.5 |  | 12.5 | 10 |  | 18000 | 12900 | 71.67% | [8 empty] | Residential | 355 | No | 1.42
9956329 | Mini/Multi Split | GREE | HRCU-A-CB-O | VIR09HP115V1BO |  | Mini-Splits (Non-Ducted) | VIR09HP115V1BH |  | 9000 | 23 |  | 13 | 10.5 |  | 9900 | 6100 | 61.62% | [8 empty] | Residential | 187.5 | No | 0.75
9956330 | Mini/Multi Split | GREE | HRCU-A-CB-O | VIR12HP115V1BO |  | Mini-Splits (Non-Ducted) | VIR12HP115V1BH |  | 12000 | 22 |  | 12.5 | 10.2 |  | 12200 | 6800 | 55.74% | [8 empty] | Residential | 250 | No | 1
9956331 | Mini/Multi Split | GREE | HRCU-A-CB-O | VIR09HP230V1BO |  | Mini-Splits (Non-Ducted) | VIR09HP230V1BH |  | 9000 | 23 |  | 14 | 10.5 |  | 11000 | 7300 | 66.36% | 9000 | 23 | 14 | 8.5 | 11000 | 9000 | 81.82% | 1.97 | Residential | 187.5 | Yes | 0.75 | Yes
9956332 | Mini/Multi Split | GREE | HRCU-A-CB-O | VIR18HP230V1BO |  | Mini-Splits (Non-Ducted) | VIR18HP230V1BH |  | 18000 | 20 |  | 12.5 | 10.5 |  | 19800 | 12400 | 62.63% | 18000 | 20 | 12.5 | 8.3 | 19800 |  |  |  | Residential | 375 | No | 1.5
9956333 | Mini/Multi Split | GREE | HRCU-A-CB-O | VIR24HP230V1BO |  | Mini-Splits (Non-Ducted) | VIR24HP230V1BH |  | 22000 | 20 |  | 12.5 | 10 |  | 23000 | 14600 | 63.48% | 22000 | 20 | 12.5 | 8.5 | 24000 |  |  |  | Residential | 457.5 | No | 1.83 | No
9956415 | Mini/Multi Split | GREE | HMSV-A-CB-O | MULTI24HP230V1CO |  | Non-Ducted Indoor Units |  |  | 24000 | 21 |  | 12.5 | 11 |  | 26000 | 16600 | 63.85% | 24000 | 21 | 11.8 | 9 | 26000 |  |  |  | Residential | 500 | No | 2 | No
9956416 | Mini/Multi Split | GREE | HMSV-A-CB-O | MULTI30HP230V1CO |  | Non-Ducted Indoor Units |  |  | 28400 | 21 |  | 12.5 | 11.5 |  | 30000 | 18000 | 60% | 28400 | 20 | 11.8 | 8.6 | 30000 |  |  |  | Residential | 592.5 | No | 2.37 | No
9956417 | Mini/Multi Split | GREE | HMSV-A-CB-O | MULTI36HP230V1CO |  | Non-Ducted Indoor Units |  |  | 34000 | 21 |  | 12.5 | 11.5 |  | 36000 | 26600 | 73.89% | 34000 | 21 | 11.8 | 8.6 | 36000 |  |  |  | Residential | 707.5 | No | 2.83 | No
9958975 | Mini/Multi Split | GREE | HMSV-A-CB-O | MULTI18HP230V1CO |  | Non-Ducted Indoor Units |  |  | 18000 | 22 |  | 12.5 | 11 |  | 19000 | 12800 | 67.37% | 18000 | 21 | 12.5 | 9 | 19000 |  |  |  | Residential | 375 | No | 1.5 | No
9959454 | Mini/Multi Split | GREE | HRCU-A-CB-O | VIR12HP230V1BO |  | Mini-Splits (Non-Ducted) | VIR12HP230V1BH |  | 12000 | 22 |  | 12.5 | 11 |  | 13000 | 7700 | 59.23% | 12000 | 21.5 | 12 | 8.2 | 13000 |  |  |  | Residential | 250 | No | 1 | No
9959456 | Mini/Multi Split | KERR | HMSV-A-CB-O | A-KFH18DB-1 |  | Non-Ducted Indoor Units |  |  | 18000 | 22 |  | 12.5 | 11 |  | 19000 | 12800 | 67.37% | 18000 | 21 | 12.5 | 9 | 19000 |  |  |  | Residential | 375 | No | 1.5 | No
9959458 | Mini/Multi Split | KERR | HMSV-A-CB-O | A-KFH24TB-1 |  | Non-Ducted Indoor Units |  |  | 24000 | 21 |  | 12.5 | 11 |  | 26000 | 16600 | 63.85% | 24000 | 21 | 11.8 | 9 | 26000 |  |  |  | Residential | 500 | No | 2 | No
9959460 | Mini/Multi Split | KERR | HMSV-A-CB-O | A-KFH30QB-1 |  | Non-Ducted Indoor Units |  |  | 28400 | 21 |  | 12.5 | 11.5 |  | 30000 | 18000 | 60% | 28400 | 20 | 11.8 | 8.6 | 30000 |  |  |  | Residential | 592.5 | No | 2.37 | No
9959462 | Mini/Multi Split | KERR | HMSV-A-CB-O | A-KFH36QB-1 |  | Non-Ducted Indoor Units |  |  | 34000 | 21 |  | 12.5 | 11.5 |  | 36000 | 26600 | 73.89% | 34000 | 21 | 11.8 | 8.6 | 36000 |  |  |  | Residential | 707.5 | No | 2.83 | No
9964800 | Mini/Multi Split | PERFECTAIRE | HMSV-A-CB | 2PAMSH48-MZO5 |  | Non-Ducted Indoor Units |  |  | 48000 | 22.4 |  | 12.5 | 10.2 |  | 48000 | 29600 | 61.67% | [8 empty] | Residential | 1000 | No | 4
9964804 | Mini/Multi Split | PERFECTAIRE | HRCU-A-CB-O | 1PAMSHH12-SZO-22.5 |  | Mini-Splits (Non-Ducted) | 2PAMSCONH12 |  | 12000 | 19.4 |  | 12.5 | 10.5 |  | 12000 | 9600 | 80% | 12000 | 19.4 | 12.5 | 9.4 | 12000 |  |  |  | Residential | 250 | No | 1 | No
9966569 | Mini/Multi Split | DAIKIN | HRCU-A-CB-O | RX09QMVJU |  | Mini-Splits (Non-Ducted) | FFQ09Q2VJU |  | 9100 | 20.9 |  | 13 | 11.7 |  | 10000 | 6000 | 60% | [8 empty] | Residential | 190 | No | 0.76
9966684 | Mini/Multi Split | DAIKIN | HRCU-A-CB-O | RX12QMVJU |  | Mini-Splits (Non-Ducted) | FFQ12Q2VJU |  | 10800 | 20.2 |  | 12.5 | 11.2 |  | 13500 | 8300 | 61.48% | [8 empty] | Residential | 225 | No | 0.9
9966775 | Mini/Multi Split | DAIKIN | HRCU-A-CB-O | RX15QMVJU |  | Mini-Splits (Non-Ducted) | FFQ15Q2VJU |  | 14400 | 20.7 |  | 12.5 | 11 |  | 16200 | 10600 | 65.43% | [8 empty] | Residential | 300 | No | 1.2
9967085 | Mini/Multi Split | YONAN | HRCU-A-CB-O | YS21AB-12HRN1-B(O) |  | Mini-Splits (Non-Ducted) | YS21AB-12HRN1-B(I) |  | 12000 | 21.5 |  | 12.5 | 11.2 |  | 12000 | 7100 | 59.17% | [8 empty] | Residential | 250 | No | 1
9967088 | Mini/Multi Split | YONAN | HRCU-A-CB-O | YS21AB-09HRN1(O) |  | Mini-Splits (Non-Ducted) | YS21AB-09HRN1(I) |  | 9000 | 22.8 |  | 14 | 10.5 |  | 9800 | 6400 | 65.31% | [8 empty] | Residential | 187.5 | No | 0.75
9967089 | Mini/Multi Split | YONAN | HRCU-A-CB-O | YS21AB-18HRN1(O) |  | Mini-Splits (Non-Ducted) | YS21AB-18HRN1(I) |  | 18000 | 21 |  | 13 | 10 |  | 18000 | 10400 | 57.78% | [8 empty] | Residential | 375 | No | 1.5
9967090 | Mini/Multi Split | YONAN | HRCU-A-CB-O | YS21AB-24HRN1(O) |  | Mini-Splits (Non-Ducted) | YS21AB-24HRN1(I) |  | 24000 | 20.5 |  | 12.5 | 10 |  | 25000 | 15300 | 61.2% | [8 empty] | Residential | 500 | No | 2
9967091 | Mini/Multi Split | YONAN | HRCU-A-CB-O | YOC-18HRN1 |  | Mini-Splits (Non-Ducted) | YCF-18HRN1 |  | 18000 | 20 |  | 12.5 | 10.5 |  | 18000 | 12000 | 66.67% | 18000 | 20 | 12.5 | 8.9 | 18000 |  |  |  | Residential | 375 | No | 1.5 | No
9967092 | Mini/Multi Split | YONAN | HRCU-A-CB-O | YOC-24HRN1 |  | Mini-Splits (Non-Ducted) | YCF-24HRN1 |  | 24000 | 20 |  | 12.5 | 11 |  | 24000 | 15000 | 62.5% | 24000 | 20 | 12.5 | 9.4 | 24000 |  |  |  | Residential | 500 | No | 2 | No
9967093 | Mini/Multi Split | YONAN | HRCU-A-CB-O | YOC-24HRN1 |  | Mini-Splits (Non-Ducted) | YCC-24HRN1 |  | 24000 | 20 |  | 12.5 | 10.5 |  | 24400 | 15800 | 64.75% | [8 empty] | Residential | 500 | No | 2
9967098 | Mini/Multi Split | YONAN | HMSV-A-CB | YBO-18HRN1 |  | Non-Ducted Indoor Units |  |  | 17000 | 21.3 |  | 12.5 | 10 |  | 18000 | 11800 | 65.56% | [8 empty] | Residential | 355 | No | 1.42
9993628 | Mini/Multi Split | TK'S | HRCU-A-CB-O | YSF-09HRFN1(O) |  | Mini-Splits (Non-Ducted) | YSF-09HRFN1(I) |  | 9000 | 22.8 |  | 14 | 10.5 |  | 9800 | 6400 | 65.31% | [8 empty] | Residential | 187.5 | No | 0.75
9993630 | Mini/Multi Split | TK'S | HRCU-A-CB-O | YSF-18HRFN1(O) |  | Mini-Splits (Non-Ducted) | YSF-18HRFN1(I) |  | 18000 | 21 |  | 13 | 10 |  | 18000 | 10400 | 57.78% | [8 empty] | Residential | 375 | No | 1.5
9993631 | Mini/Multi Split | TK'S | HRCU-A-CB-O | YSF-24HRFN1(O) |  | Mini-Splits (Non-Ducted) | YSF-24HRFN1(I) |  | 24000 | 20.5 |  | 12.5 | 10 |  | 25000 | 15300 | 61.2% | [8 empty] | Residential | 500 | No | 2
9993638 | Mini/Multi Split | TK'S | HMSV-A-CB | Y2OD-18HFN1 |  | Non-Ducted Indoor Units |  |  | 17000 | 21.3 |  | 12.5 | 10 |  | 18000 | 11800 | 65.56% | [8 empty] | Residential | 355 | No | 1.42
10028966 | Mini/Multi Split | MDV | HRCU-A-CB | MOD30-24HFN1-MT0W* |  | Mini-Splits (Ducted) | MTIU-24HWFN1-M |  | 24000 | 20.5 |  | 12.5 | 12.5 |  | 24000 | 17200 | 71.67% | [8 empty] | Residential | 500 | No | 2
10028988 | Mini/Multi Split | MIDEA | HRCU-A-CB | MCHSU-24PHH2 |  | Mini-Splits (Ducted) | MEU-24MPH2 |  | 24000 | 20.5 |  | 12.5 | 12.5 |  | 24000 | 17200 | 71.67% | [8 empty] | Residential | 500 | No | 2
10032579 | Mini/Multi Split | THERMOCORE SYSTEMS | HRCU-A-CB-O | T321S-H218-C |  | Mini-Splits (Non-Ducted) | T3-OS218-ESC |  | 18000 | 20 |  | 12.5 | 10.5 |  | 18000 | 12000 | 66.67% | 18000 | 20 | 12.5 | 8.9 | 18000 |  |  |  | Residential | 375 | No | 1.5 | No
10051633 | Mini/Multi Split | TOSHIBA CARRIER | HMSV-A-CB | MCY-MAP0367HS-UL |  | Non-Ducted Indoor Units |  |  | 36000 | 22.7 |  | 15.7 | 11.5 |  | 40000 | 29400 | 73.5% | [8 empty] | Residential | 750 | No | 3 | No
10052879 | Mini/Multi Split | TOSHIBA CARRIER | HMSV-A-CB | MCY-MAP0487HS-UL |  | Non-Ducted Indoor Units |  |  | 48000 | 21 |  | 12.95 | 11.5 |  | 54000 | 37600 | 69.63% | [8 empty] | Residential | 1000 | No | 4 | No
10056168 | Mini/Multi Split | LENNOX | HRCU-A-CB-O | MPB012S4S-1L |  | Mini-Splits (Non-Ducted) | MWMB012S4-1L |  | 12000 | 22 |  | 13 | 10.2 |  | 12000 | 7600 | 63.33% | [8 empty] | Residential | 250 | No | 1
10056169 | Mini/Multi Split | LENNOX | HRCU-A-CB-O | MPB009S4S-1P |  | Mini-Splits (Non-Ducted) | MWMA009S4-1P |  | 9000 | 23.5 |  | 14.9 | 10.8 |  | 9800 | 5800 | 59.18% | [8 empty] | Residential | 187.5 | No | 0.75
10056170 | Mini/Multi Split | LENNOX | HRCU-A-CB-O | MPB009S4S-1P |  | Mini-Splits (Non-Ducted) | MWMA009S4-2P |  | 9000 | 23.5 |  | 14.9 | 10.8 |  | 9800 | 5800 | 59.18% | [8 empty] | Residential | 187.5 | No | 0.75
10056171 | Mini/Multi Split | LENNOX | HRCU-A-CB-O | MPB012S4S-1P |  | Mini-Splits (Non-Ducted) | MWMA012S4-1P |  | 12000 | 22.7 |  | 13.7 | 11 |  | 12000 | 7700 | 64.17% | [8 empty] | Residential | 250 | No | 1
10056172 | Mini/Multi Split | LENNOX | HRCU-A-CB-O | MPB012S4S-1P |  | Mini-Splits (Non-Ducted) | MWMA012S4-2P |  | 12000 | 22.7 |  | 13.7 | 11 |  | 12000 | 7700 | 64.17% | [8 empty] | Residential | 250 | No | 1
10056173 | Mini/Multi Split | LENNOX | HRCU-A-CB-O | MPB018S4S-1P |  | Mini-Splits (Non-Ducted) | MWMA018S4-1P |  | 18000 | 21 |  | 13 | 10.4 |  | 18000 | 11400 | 63.33% | [8 empty] | Residential | 375 | No | 1.5
10056174 | Mini/Multi Split | LENNOX | HRCU-A-CB-O | MPB018S4S-1P |  | Mini-Splits (Non-Ducted) | MWMA018S4-2P |  | 18000 | 21 |  | 13 | 10.4 |  | 18000 | 11400 | 63.33% | [8 empty] | Residential | 375 | No | 1.5
10056175 | Mini/Multi Split | LENNOX | HRCU-A-CB-O | MPB024S4S-1P |  | Mini-Splits (Non-Ducted) | MWMA024S4-1P |  | 24000 | 20.7 |  | 13.7 | 11.5 |  | 25000 | 15300 | 61.2% | [8 empty] | Residential | 500 | No | 2
10056176 | Mini/Multi Split | LENNOX | HRCU-A-CB-O | MPB024S4S-1P |  | Mini-Splits (Non-Ducted) | MWMA024S4-2P |  | 24000 | 20.7 |  | 13.7 | 11.5 |  | 25000 | 15300 | 61.2% | [8 empty] | Residential | 500 | No | 2
10058825 | Mini/Multi Split | LENNOX | HRCU-A-CB-O | MPB018S4S-1P |  | Mini-Splits (Non-Ducted) | MCFB018S4-2P |  | 18000 | 20 |  | 12.5 | 10.5 |  | 18000 | 12000 | 66.67% | 18000 | 20 | 12.5 | 8.9 | 18000 |  |  |  | Residential | 375 | No | 1.5 | No
10058826 | Mini/Multi Split | LENNOX | HRCU-A-CB-O | MPB024S4S-1P |  | Mini-Splits (Non-Ducted) | MCFA024S4-1P |  | 24000 | 20 |  | 12.5 | 11 |  | 24000 | 15000 | 62.5% | 24000 | 20 | 12.5 | 9.4 | 24000 |  |  |  | Residential | 500 | No | 2 | No
10058827 | Mini/Multi Split | LENNOX | HRCU-A-CB-O | MPB024S4S-1P |  | Mini-Splits (Non-Ducted) | MCFA024S4-2P |  | 24000 | 20 |  | 12.5 | 11 |  | 24000 | 15000 | 62.5% | 24000 | 20 | 12.5 | 9.4 | 24000 |  |  |  | Residential | 500 | No | 2 | No
10058830 | Mini/Multi Split | LENNOX | HRCU-A-CB-O | MPB009S4S-1P |  | Mini-Splits (Non-Ducted) | M22A009S4-1P |  | 9000 | 20 |  | 13 | 10.5 |  | 10000 | 5800 | 58% | [8 empty] | Residential | 187.5 | No | 0.75
10058831 | Mini/Multi Split | LENNOX | HRCU-A-CB-O | MPB009S4S-1P |  | Mini-Splits (Non-Ducted) | M22A009S4-2P |  | 9000 | 20 |  | 13 | 10.5 |  | 10000 | 5800 | 58% | [8 empty] | Residential | 187.5 | No | 0.75
10058832 | Mini/Multi Split | LENNOX | HRCU-A-CB-O | MPB012S4S-1P |  | Mini-Splits (Non-Ducted) | M22A012S4-1P |  | 12000 | 21.5 |  | 14 | 10.5 |  | 12000 | 7500 | 62.5% | [8 empty] | Residential | 250 | No | 1
10058833 | Mini/Multi Split | LENNOX | HRCU-A-CB-O | MPB012S4S-1P |  | Mini-Splits (Non-Ducted) | M22A012S4-2P |  | 12000 | 21.5 |  | 14 | 10.5 |  | 12000 | 7500 | 62.5% | [8 empty] | Residential | 250 | No | 1
10058834 | Mini/Multi Split | LENNOX | HRCU-A-CB-O | MPB018S4S-1P |  | Mini-Splits (Non-Ducted) | M22A018S4-1P |  | 18000 | 20 |  | 12.5 | 10.3 |  | 18000 | 12000 | 66.67% | 18000 | 20 | 12.5 | 9.1 | 18000 |  |  |  | Residential | 375 | No | 1.5 | No
10058835 | Mini/Multi Split | LENNOX | HRCU-A-CB-O | MPB018S4S-1P |  | Mini-Splits (Non-Ducted) | M22A018S4-2P |  | 18000 | 20 |  | 12.5 | 10.3 |  | 18000 | 12000 | 66.67% | 18000 | 20 | 12.5 | 9.1 | 18000 |  |  |  | Residential | 375 | No | 1.5 | No
10058836 | Mini/Multi Split | LENNOX | HRCU-A-CB-O | MPB024S4S-1P |  | Mini-Splits (Non-Ducted) | M33A024S4-1P |  | 24000 | 20 |  | 12.5 | 10.5 |  | 24400 | 15800 | 64.75% | [8 empty] | Residential | 500 | No | 2
10058837 | Mini/Multi Split | LENNOX | HRCU-A-CB-O | MPB024S4S-1P |  | Mini-Splits (Non-Ducted) | M33A024S4-2P |  | 24000 | 20 |  | 12.5 | 10.5 |  | 24400 | 15800 | 64.75% | [8 empty] | Residential | 500 | No | 2
10061699 | Mini/Multi Split | RHEEM | HRCU-A-CB-O | ROSH09AFWJ |  | Mini-Splits (Non-Ducted) | RIWH09AVFJ |  | 9000 | 23 |  | 13.8 | 11 |  | 12000 | 7600 | 63.33% | [8 empty] | Residential | 187.5 | No | 0.75
10061700 | Mini/Multi Split | RUUD | HRCU-A-CB-O | UOSH09AFWJ |  | Mini-Splits (Non-Ducted) | UIWH09AVFJ |  | 9000 | 23 |  | 13.8 | 11 |  | 12000 | 7600 | 63.33% | [8 empty] | Residential | 187.5 | No | 0.75
10061702 | Mini/Multi Split | RHEEM | HRCU-A-CB-O | ROSH12AFWJ |  | Mini-Splits (Non-Ducted) | RIWH12AVFJ |  | 12000 | 22 |  | 12.5 | 11 |  | 16000 | 9400 | 58.75% | [8 empty] | Residential | 250 | No | 1
10061703 | Mini/Multi Split | RUUD | HRCU-A-CB-O | UOSH12AFWJ |  | Mini-Splits (Non-Ducted) | UIWH12AVFJ |  | 12000 | 22 |  | 12.5 | 11 |  | 16000 | 9400 | 58.75% | [8 empty] | Residential | 250 | No | 1
10061704 | Mini/Multi Split | RHEEM | HRCU-A-CB-O | ROSH18ASJ |  | Mini-Splits (Non-Ducted) | RIWH18ASJ |  | 18000 | 19 |  | 12.5 | 10.6 |  | 18000 | 11500 | 63.89% | [8 empty] | Residential | 375 | No | 1.5
10061712 | Mini/Multi Split | RHEEM | HRCU-A-CB-O | ROSH12AHWJ |  | Mini-Splits (Non-Ducted) | RIWH12AHWJ |  | 12000 | 29.3 |  | 15.2 | 14 |  | 16000 | 9600 | 60% | [8 empty] | Residential | 250 | No | 1
10061713 | Mini/Multi Split | RUUD | HRCU-A-CB-O | UOSH12AHWJ |  | Mini-Splits (Non-Ducted) | UIWH12AHWJ |  | 12000 | 29.3 |  | 15.2 | 14 |  | 16000 | 9600 | 60% | [8 empty] | Residential | 250 | No | 1
10061714 | Mini/Multi Split | RHEEM | HRCU-A-CB-O | ROSH15AHWJ |  | Mini-Splits (Non-Ducted) | RIWH15AHWJ |  | 14500 | 25.3 |  | 13.9 | 13.4 |  | 18000 | 11200 | 62.22% | [8 empty] | Residential | 302.5 | No | 1.21
10061716 | Mini/Multi Split | RHEEM | HRCU-A-CB-O | ROSH09AHWJ |  | Mini-Splits (Non-Ducted) | RIWH09AHWJ |  | 9000 | 33 |  | 18 | 14.2 |  | 12000 | 7000 | 58.33% | [8 empty] | Residential | 187.5 | No | 0.75
10061717 | Mini/Multi Split | RUUD | HRCU-A-CB-O | UOSH09AHWJ |  | Mini-Splits (Non-Ducted) | UIWH09AHWJ |  | 9000 | 33 |  | 18 | 14.2 |  | 12000 | 7000 | 58.33% | [8 empty] | Residential | 187.5 | No | 0.75
10061720 | Mini/Multi Split | RHEEM | HRCU-A-CB-O | ROSH18AXFWJ |  | Mini-Splits (Non-Ducted) | RIWH18AVFJ |  | 18000 | 20 |  | 13.3 | 10.5 |  | 21600 | 14600 | 67.59% | [8 empty] | Residential | 375 | No | 1.5
10061722 | Mini/Multi Split | RHEEM | HRCU-A-CB-O | ROSH24AXFWJ |  | Mini-Splits (Non-Ducted) | RIWH24AVFJ |  | 22000 | 19.5 |  | 12.5 | 10.6 |  | 25200 | 18000 | 71.43% | [8 empty] | Residential | 457.5 | No | 1.83
10062010 | Mini/Multi Split | LENNOX | HMSV-A-CB | MPB018S4M-1P |  | Non-Ducted Indoor Units |  |  | 18000 | 22.5 |  | 12.5 | 10.3 |  | 19000 | 12000 | 63.16% | [8 empty] | Residential | 375 | No | 1.5
10062012 | Mini/Multi Split | LENNOX | HMSV-A-CB | MPB030S4M-1P |  | Non-Ducted Indoor Units |  |  | 28000 | 23 |  | 12.5 | 10.3 |  | 28000 | 17200 | 61.43% | [8 empty] | Residential | 582.5 | No | 2.33
10062018 | Mini/Multi Split | TOSOT | HRCU-A-CB-O | TW09HQ3D6DO |  | Mini-Splits (Non-Ducted) | TW09HQ3D6DI |  | 9000 | 38 |  | 16.5 | 15 |  | 9000 | 7300 | 81.11% | [8 empty] | Residential | 187.5 | No | 0.75
10062019 | Mini/Multi Split | TOSOT | HRCU-A-CB-O | TW12HQ3D6DO |  | Mini-Splits (Non-Ducted) | TW12HQ3D6DI |  | 12000 | 30.5 |  | 15.3 | 14 |  | 12200 | 8300 | 68.03% | [8 empty] | Residential | 250 | No | 1
10062020 | Mini/Multi Split | TOSOT | HRCU-A-CB-O | TW18HQ3D6DO |  | Mini-Splits (Non-Ducted) | TW18HQ3D6DI |  | 18000 | 24.5 |  | 13.5 | 12 |  | 18000 | 14200 | 78.89% | 18000 | 22 | 13.5 | 10 | 18000 | 20000 | 111.1% | 1.8 | Residential | 375 | Yes | 1.5 | Yes
10062021 | Mini/Multi Split | TOSOT | HRCU-A-CB-O | TW24HQ3D6DO |  | Mini-Splits (Non-Ducted) | TW24HQ3D6DI |  | 22000 | 21.5 |  | 13 | 12 |  | 24000 | 15500 | 64.58% | 22000 | 21.5 | 13 | 9.5 | 24000 | 24000 | 100% | 1.9 | Residential | 457.5 | Yes | 1.83 | Yes
10062552 | Mini/Multi Split | GOODMAN | HRCU-A-CB-O | MSH183E21MCAA |  | Mini-Splits (Non-Ducted) | MSH183E21AXAA |  | 18000 | 21 |  | 13 | 10 |  | 18000 | 10400 | 57.78% | [8 empty] | Residential | 375 | No | 1.5
10062553 | Mini/Multi Split | GOODMAN | HRCU-A-CB-O | MSH243E21MCAA |  | Mini-Splits (Non-Ducted) | MSH243E21AXAA |  | 24000 | 20.5 |  | 12.5 | 10 |  | 25000 | 15300 | 61.2% | [8 empty] | Residential | 500 | No | 2
10062563 | Mini/Multi Split | GOODMAN | HRCU-A-CB-O | MSH123E21MCAA |  | Mini-Splits (Non-Ducted) | MST123E20ACAA |  | 12000 | 21.5 |  | 14 | 10.5 |  | 12000 | 7500 | 62.5% | [8 empty] | Residential | 250 | No | 1
10062564 | Mini/Multi Split | GOODMAN | HRCU-A-CB-O | MSH183E21MCAA |  | Mini-Splits (Non-Ducted) | MST183E20ACAA |  | 18000 | 20 |  | 12.5 | 10.3 |  | 18000 | 12000 | 66.67% | 18000 | 20 | 12.5 | 9.1 | 18000 |  |  |  | Residential | 375 | No | 1.5 | No
10064017 | Mini/Multi Split | TOSOT | HMSV-A-CB-O | TM18H4O |  | Non-Ducted Indoor Units |  |  | 18000 | 22 |  | 12.5 | 11 |  | 19000 | 12800 | 67.37% | [8 empty] | Residential | 375 | No | 1.5
10064019 | Mini/Multi Split | TOSOT | HMSV-A-CB-O | TM24H4O |  | Non-Ducted Indoor Units |  |  | 24000 | 21 |  | 12.5 | 11 |  | 26000 | 16600 | 63.85% | [8 empty] | Residential | 500 | No | 2
10064021 | Mini/Multi Split | TOSOT | HMSV-A-CB-O | TM30H4O |  | Non-Ducted Indoor Units |  |  | 28400 | 21 |  | 12.5 | 11.5 |  | 30000 | 18000 | 60% | [8 empty] | Residential | 592.5 | No | 2.37
10064023 | Mini/Multi Split | TOSOT | HMSV-A-CB-O | TM36H4O |  | Non-Ducted Indoor Units |  |  | 34000 | 21 |  | 12.5 | 11.5 |  | 36000 | 26600 | 73.89% | [8 empty] | Residential | 707.5 | No | 2.83
10087084 | Mini/Multi Split | BLUERIDGE | HMSV-A-CB-O | BMKH18M-NDG3 |  | Non-Ducted Indoor Units |  |  | 18000 | 22 |  | 12.5 | 11 |  | 19000 | 12800 | 67.37% | 18000 | 21 | 12.5 | 9 | 19000 |  |  |  | Residential | 375 | No | 1.5 | No
10087085 | Mini/Multi Split | BLUERIDGE | HMSV-A-CB-O | BMKH30M-NDG3 |  | Non-Ducted Indoor Units |  |  | 28400 | 21 |  | 12.5 | 11.5 |  | 30000 | 18000 | 60% | 28400 | 20 | 11.8 | 8.6 | 30000 |  |  |  | Residential | 592.5 | No | 2.37 | No
10091691 | Mini/Multi Split | MIRAGE | HRCU-A-CB-O | OAEH121A |  | Mini-Splits (Non-Ducted) | IAEH121A |  | 12000 | 22 |  | 12.5 | 11 |  | 13000 | 7700 | 59.23% | 12000 | 21.5 | 12 | 8.2 | 13000 |  |  |  | Residential | 250 | No | 1 | No
10091692 | Mini/Multi Split | MIRAGE | HRCU-A-CB-O | OAEH181A |  | Mini-Splits (Non-Ducted) | IAEH181A |  | 18000 | 20 |  | 12.5 | 10.5 |  | 19800 | 12400 | 62.63% | 18000 | 20 | 12.5 | 8.3 | 19800 |  |  |  | Residential | 375 | No | 1.5
10091693 | Mini/Multi Split | MIRAGE | HRCU-A-CB-O | OAEH241A |  | Mini-Splits (Non-Ducted) | IAEH241A |  | 22000 | 20 |  | 12.5 | 10 |  | 23000 | 14600 | 63.48% | 22000 | 20 | 12.5 | 8.5 | 24000 | 19200 | 80% | 1.75 | Residential | 457.5 | No | 1.83 | No
10096638 | Mini/Multi Split | TOSOT | HRCU-A-CB-O | TW18HM1CID/O |  | Mini-Splits (Non-Ducted) | TW18HM1CID/I |  | 15000 | 18 |  | 12.5 | 10 |  | 19800 | 12500 | 63.13% | [8 empty] | Residential | 312.5 | No | 1.25
10096639 | Mini/Multi Split | TOSOT | HRCU-A-CB-O | TW24HM1CID/O |  | Mini-Splits (Non-Ducted) | TW24HM1CID/I |  | 19000 | 18 |  | 12.5 | 10 |  | 23000 | 14400 | 62.61% | [8 empty] | Residential | 395 | No | 1.58
10096870 | Mini/Multi Split | TOSHIBA CARRIER | HMSV-A-CB | MCY-MAP0367HS-UL |  | Mixed Ducted and Non-Ducted Indoor Units |  |  | 36000 | 20.2 |  | 14.38 | 11 |  | 40000 | 28800 | 72% | [8 empty] | Residential | 750 | No | 3 | No
10101955 | Mini/Multi Split | TOSOT | HRCU-A-CB-O | TW09HQ2A1DO |  | Mini-Splits (Non-Ducted) | TW09HQ2A1DI |  | 9000 | 23 |  | 14 | 10.5 |  | 11000 | 6800 | 61.82% | [8 empty] | Residential | 187.5 | No | 0.75
10101956 | Mini/Multi Split | TOSOT | HRCU-A-CB-O | TW12HQ2A1DO |  | Mini-Splits (Non-Ducted) | TW12HQ2A1DI |  | 12000 | 22 |  | 12.5 | 11 |  | 13000 | 7100 | 54.62% | [8 empty] | Residential | 250 | No | 1
10101957 | Mini/Multi Split | TOSOT | HRCU-A-CB-O | TW18HQ2A1DO |  | Mini-Splits (Non-Ducted) | TW18HQ2A1DI |  | 18000 | 20 |  | 12.5 | 10.5 |  | 19800 | 12400 | 62.63% | [8 empty] | Residential | 375 | No | 1.5
10102139 | Mini/Multi Split | TOSOT | HRCU-A-CB-O | TW24HQ2A1DO |  | Mini-Splits (Non-Ducted) | TW24HQ2A1DI |  | 22000 | 20 |  | 12.5 | 10 |  | 23000 | 14600 | 63.48% | [8 empty] | Residential | 457.5 | No | 1.83
10102524 | Mini/Multi Split | HISENSE | HRCU-A-CB-O | AS-09UR3SXE00 |  | Mini-Splits (Non-Ducted) | AS-09UR3SXE**00 |  | 9000 | 28 |  | 16.1 | 12.5 |  | 10500 | 6500 | 61.9% | 9000 | 27.5 | 15.5 | 10 | 10000 | 7000 | 70% | 2.1 | Residential | 187.5 | Yes | 0.75 | Yes
10102525 | Mini/Multi Split | HISENSE | HRCU-A-CB-O | AS-12UR3SXA00 |  | Mini-Splits (Non-Ducted) | AS-12UR3SXA**00 |  | 12000 | 25 |  | 15.4 | 12 |  | 13000 | 8000 | 61.54% | [8 empty] | Residential | 250 | No | 1
10146838 | Mini/Multi Split | GREE | HRCU-A-CB-O | GWH15QD-D3DNA5G/O |  | Mini-Splits (Non-Ducted) | GWH15QD-D3DN***/I |  | 15000 | 20 |  | 12.5 | 11 |  | 16000 | 10300 | 64.38% | [8 empty] | Residential | 312.5 | No | 1.25
10149864 | Mini/Multi Split | AIR-CON | HMSV-A-CB-O | AMTCM4H4R18 |  | Non-Ducted Indoor Units |  |  | 18000 | 22 |  | 12.5 | 11 |  | 19000 | 12800 | 67.37% | 18000 | 21 | 12.5 | 9 | 19000 |  |  |  | Residential | 375 | No | 1.5 | No
10149867 | Mini/Multi Split | AIR-CON | HMSV-A-CB-O | AMTCM4H4R24 |  | Non-Ducted Indoor Units |  |  | 24000 | 21 |  | 12.5 | 11 |  | 26000 | 16600 | 63.85% | 24000 | 21 | 11.8 | 9 | 26000 |  |  |  | Residential | 500 | No | 2 | No
10149870 | Mini/Multi Split | AIR-CON | HMSV-A-CB-O | AMTCM4H4R30 |  | Non-Ducted Indoor Units |  |  | 28400 | 21 |  | 12.5 | 11.5 |  | 30000 | 18000 | 60% | 28400 | 20 | 11.8 | 8.6 | 30000 |  |  |  | Residential | 592.5 | No | 2.37 | No
10149873 | Mini/Multi Split | AIR-CON | HMSV-A-CB-O | AMTCM4H4R36 |  | Non-Ducted Indoor Units |  |  | 34000 | 21 |  | 12.5 | 11.5 |  | 36000 | 26600 | 73.89% | 34000 | 21 | 11.8 | 8.6 | 36000 |  |  |  | Residential | 707.5 | No | 2.83 | No
10149900 | Mini/Multi Split | GREE | HRCU-A-CB-O | SAP09HP230V1AO |  | Mini-Splits (Non-Ducted) | SAP09HP230V1AH |  | 9000 | 38 |  | 16.5 | 15 |  | 9000 | 8000 | 88.89% | 9000 | 27 | 16.6 | 11 | 9000 | 13000 | 144.4% | 1.91 | Residential | 187.5 | Yes | 0.75 | Yes
10149903 | Mini/Multi Split | GREE | HRCU-A-CB-O | SAP12HP230V1AO |  | Mini-Splits (Non-Ducted) | SAP12HP230V1AH |  | 12000 | 30.5 |  | 15.3 | 14 |  | 12200 | 8100 | 66.39% | 12000 | 24 | 14 | 8.5 | 12200 |  |  |  | Residential | 250 | No | 1 | No
10149910 | Mini/Multi Split | KLIMAIRE | HRCU-A-CB-O | KSIE012-H120-O |  | Mini-Splits (Non-Ducted) | KSIE012-H120-IW |  | 12000 | 21.5 |  | 12.5 | 11.2 |  | 12000 | 7100 | 59.17% | [8 empty] | Residential | 250 | No | 1
10149911 | Mini/Multi Split | KLIMAIRE | HRCU-A-CB-O | KSIE018-H220-O |  | Mini-Splits (Non-Ducted) | KSIE018-H220-IW |  | 18000 | 21 |  | 13 | 10 |  | 18000 | 10400 | 57.78% | [8 empty] | Residential | 375 | No | 1.5
10149912 | Mini/Multi Split | KLIMAIRE | HRCU-A-CB-O | KSIE024-H220-O |  | Mini-Splits (Non-Ducted) | KSIE024-H220-IW |  | 24000 | 20.5 |  | 12.5 | 10 |  | 25000 | 15300 | 61.2% | [8 empty] | Residential | 500 | No | 2
10157570 | Mini/Multi Split | GREE | HRCU-A-CB-O | SAP18HP230V1AO |  | Mini-Splits (Non-Ducted) | SAP18HP230V1AH |  | 18000 | 24.5 |  | 13.5 | 12 |  | 18000 | 14200 | 78.89% | 18000 | 22 | 13.5 | 10 | 18000 |  |  |  | Residential | 375 | No | 1.5
10157571 | Mini/Multi Split | GREE | HRCU-A-CB-O | SAP24HP230V1AO |  | Mini-Splits (Non-Ducted) | SAP24HP230V1AH |  | 22000 | 21.5 |  | 13 | 12 |  | 24000 | 15500 | 64.58% | 22000 | 21.5 | 13 | 9.5 | 24000 |  |  |  | Residential | 457.5 | No | 1.83
10203161 | Mini/Multi Split | GREE | HRCU-A-CB-O | SAP18HP230V1BO |  | Mini-Splits (Non-Ducted) | SAP18HP230V1BH |  | 18000 | 24.5 |  | 13.5 | 12 |  | 18000 | 14200 | 78.89% | [8 empty] | Residential | 375 | No | 1.5
10203162 | Mini/Multi Split | GREE | HRCU-A-CB-O | SAP24HP230V1BO |  | Mini-Splits (Non-Ducted) | SAP24HP230V1BH |  | 22000 | 21.5 |  | 13 | 12 |  | 24000 | 15500 | 64.58% | [8 empty] | Residential | 457.5 | No | 1.83
10203163 | Mini/Multi Split | GREE | HRCU-A-CB-O | GWH24YE-D3DNA1A/O |  | Mini-Splits (Non-Ducted) | GWH24ACE-D3DN***/I |  | 22000 | 21.5 |  | 13 | 12 |  | 24000 | 15500 | 64.58% | 22000 | 21.5 | 13 | 9.5 | 24000 |  |  |  | Residential | 457.5 | No | 1.83
10203169 | Mini/Multi Split | MAXI AIR | HRCU-A-CB-O | PLAT5-1217(O) |  | Mini-Splits (Non-Ducted) | PLAT5-1217(I) |  | 12000 | 21.5 |  | 12.5 | 11.2 |  | 12000 | 7100 | 59.17% | [8 empty] | Residential | 250 | No | 1
10203170 | Mini/Multi Split | MAXI AIR | HRCU-A-CB-O | PLAT5-0917-B(O) |  | Mini-Splits (Non-Ducted) | PLAT5-0917-B(I) |  | 9000 | 22.8 |  | 14 | 10.5 |  | 9800 | 6400 | 65.31% | [8 empty] | Residential | 187.5 | No | 0.75
10203172 | Mini/Multi Split | MAXI AIR | HRCU-A-CB-O | PLAT5-1817(O) |  | Mini-Splits (Non-Ducted) | PLAT5-1817(I) |  | 18000 | 21 |  | 13 | 10 |  | 18000 | 10400 | 57.78% | [8 empty] | Residential | 375 | No | 1.5
10203173 | Mini/Multi Split | MAXI AIR | HRCU-A-CB-O | PLAT5-2417(O) |  | Mini-Splits (Non-Ducted) | PLAT5-2417(I) |  | 24000 | 20.5 |  | 12.5 | 10 |  | 25000 | 15300 | 61.2% | [8 empty] | Residential | 500 | No | 2
10207485 | Mini/Multi Split | MIDEA | HRCU-A-CB-O | MOCA30-18HFN1-MT0W |  | Mini-Splits (Non-Ducted) | CCA3U-18HRFN1-M(C) |  | 16000 | 20 |  | 12.5 | 10.5 |  | 18000 | 12000 | 66.67% | 16000 | 20 | 12.5 | 9.8 | 12000 |  |  |  | Residential | 332.5 | No | 1.33 | No
10207597 | Mini/Multi Split | MIDEA | HRCU-A-CB-O | MOB30-12HFN1-MV0W |  | Mini-Splits (Non-Ducted) | CCA3U-12HRFN1-M(C) |  | 12000 | 19.5 |  | 12.5 | 10.6 |  | 12000 | 8700 | 72.5% | 12000 | 19.5 | 12.5 | 9.3 | 12000 |  |  |  | Residential | 250 | No | 1 | No
10207598 | Mini/Multi Split | MIDEA | HRCU-A-CB-O | MOB30-12HFN1-MV0W |  | Mini-Splits (Non-Ducted) | CFAU-12HRFN1-M(C) |  | 12000 | 19.4 |  | 12.5 | 10.5 |  | 12000 | 9600 | 80% | 12000 | 19.4 | 12.5 | 9.4 | 12000 |  |  |  | Residential | 250 | No | 1 | No
10208229 | Mini/Multi Split | PANASONIC | HMSV-A-CB | CU-2E18SBU-5 |  | Non-Ducted Indoor Units |  |  | 16700 | 19 |  | 12.55 | 10 |  | 20200 | 17400 | 86.14% | [8 empty] | Residential | 347.5 | No | 1.39
10221175 | Mini/Multi Split | FRIEDRICH | HRCU-A-CB-O | MRAD09Y1J |  | Mini-Splits (Non-Ducted) | MWAD09Y1J |  | 9000 | 23 |  | 13 | 10.5 |  | 9900 | 6900 | 69.7% | 9000 | 23 | 13 | 9.4 | 9900 | 8700 | 87.88% | 2.03 | Residential | 187.5 | Yes | 0.75 | Yes
10221176 | Mini/Multi Split | FRIEDRICH | HRCU-A-CB-O | MRAD12Y1J |  | Mini-Splits (Non-Ducted) | MWAD12Y1J |  | 12000 | 22 |  | 12.5 | 10.2 |  | 12200 | 6800 | 55.74% | 12000 | 21.5 | 12 | 8.2 | 12200 | 8600 | 70.49% | 1.75 | Residential | 250 | No | 1 | No
10221177 | Mini/Multi Split | FRIEDRICH | HRCU-A-CB-O | MRAD18Y3J |  | Mini-Splits (Non-Ducted) | MWAD18Y3J |  | 18000 | 20 |  | 12.5 | 10.5 |  | 19800 | 12400 | 62.63% | 18000 | 20 | 12.5 | 8.3 | 19800 |  |  |  | Residential | 375 | No | 1.5
10221178 | Mini/Multi Split | FRIEDRICH | HRCU-A-CB-O | MRAD24Y3J |  | Mini-Splits (Non-Ducted) | MWAD24Y3J |  | 22000 | 20 |  | 12.5 | 10 |  | 23000 | 14600 | 63.48% | 22000 | 20 | 12.5 | 8.5 | 24000 | 19200 | 80% | 1.75 | Residential | 457.5 | No | 1.83 | No
10221199 | Mini/Multi Split | PANASONIC | HMSV-A-CB | CU-3E19RBU-5 |  | Non-Ducted Indoor Units |  |  | 19000 | 22 |  | 12.55 | 10.5 |  | 26000 | 20800 | 80% | [8 empty] | Residential | 395 | No | 1.58
10221204 | Mini/Multi Split | PANASONIC | HMSV-A-CB | CU-4E24RBU-5 |  | Non-Ducted Indoor Units |  |  | 24000 | 22 |  | 12.55 | 10 |  | 37800 | 28000 | 74.07% | [8 empty] | Residential | 500 | No | 2
10227711 | Mini/Multi Split | MIRAGE | HRCU-A-CB-O | OVEH241A |  | Mini-Splits (Non-Ducted) | IVEH241A |  | 24000 | 20.5 |  | 12.5 | 10 |  | 25000 | 15300 | 61.2% | [8 empty] | Residential | 500 | No | 2
10227715 | Mini/Multi Split | MIRAGE | HRCU-A-CB-O | OVEH181A |  | Mini-Splits (Non-Ducted) | IVEH181A |  | 18000 | 21 |  | 13 | 10 |  | 18000 | 10400 | 57.78% | [8 empty] | Residential | 375 | No | 1.5
10238923 | Mini/Multi Split | DIAMONDAIR | HRCU-A-CB-O | D2009SHO |  | Mini-Splits (Non-Ducted) | DF2009HMSI |  | 9000 | 25 |  | 14.5 | 11.2 |  | 10900 | 6900 | 63.3% | [8 empty] | Residential | 187.5 | No | 0.75
10238924 | Mini/Multi Split | DIAMONDAIR | HRCU-A-CB-O | D2012SHO |  | Mini-Splits (Non-Ducted) | DF2012HMSI |  | 12000 | 22.5 |  | 13 | 12 |  | 12000 | 7800 | 65% | [8 empty] | Residential | 250 | No | 1
10238925 | Mini/Multi Split | DIAMONDAIR | HRCU-A-CB-O | D2018SHO |  | Mini-Splits (Non-Ducted) | DF2018HMSI |  | 17000 | 20 |  | 12.5 | 10.3 |  | 18000 | 10800 | 60% | [8 empty] | Residential | 355 | No | 1.42
10238926 | Mini/Multi Split | DIAMONDAIR | HRCU-A-CB-O | D2024SHO |  | Mini-Splits (Non-Ducted) | DF2024HMSI |  | 24000 | 20.5 |  | 13 | 11.5 |  | 24000 | 15400 | 64.17% | [8 empty] | Residential | 500 | No | 2
10238929 | Mini/Multi Split | DIAMONDAIR | HMSV-A-CB | DF18MZ2. |  | Non-Ducted Indoor Units |  |  | 18000 | 22.5 |  | 12.5 | 10.3 |  | 19000 | 12000 | 63.16% | [8 empty] | Residential | 375 | No | 1.5
10238930 | Mini/Multi Split | DIAMONDAIR | HMSV-A-CB | DF30MZ3. |  | Non-Ducted Indoor Units |  |  | 28000 | 23 |  | 12.5 | 10.3 |  | 28000 | 17200 | 61.43% | [8 empty] | Residential | 582.5 | No | 2.33
10268706 | Mini/Multi Split | HISENSE | HRCU-A-CB-O | AS-09UR3SVE |  | Mini-Splits (Non-Ducted) | AS-09UR3SVEDB |  | 9000 | 21.5 |  | 13.4 | 10.5 |  | 9500 | 5000 | 52.63% | [8 empty] | Residential | 187.5 | No | 0.75
10268707 | Mini/Multi Split | HISENSE | HRCU-A-CB-O | AS-09UR3SVE |  | Mini-Splits (Non-Ducted) | AS-09UR3SVEDC |  | 9000 | 21.5 |  | 13.4 | 10.5 |  | 9500 | 5000 | 52.63% | [8 empty] | Residential | 187.5 | No | 0.75
10268708 | Mini/Multi Split | HISENSE | HRCU-A-CB-O | AS-09UR3SVE |  | Mini-Splits (Non-Ducted) | AS-09UR3SVETD |  | 9000 | 21.5 |  | 13.4 | 10.5 |  | 9500 | 5000 | 52.63% | [8 empty] | Residential | 187.5 | No | 0.75
10268709 | Mini/Multi Split | HISENSE | HRCU-A-CB-O | AS-09UR3SVE |  | Mini-Splits (Non-Ducted) | AS-09UR3SVETE |  | 9000 | 21.5 |  | 13.4 | 10.5 |  | 9500 | 5000 | 52.63% | [8 empty] | Residential | 187.5 | No | 0.75
10268714 | Mini/Multi Split | HISENSE | HRCU-A-CB-O | AS-12UR3SXE |  | Mini-Splits (Non-Ducted) | AS-12UR3SXEDB |  | 12000 | 20.5 |  | 13 | 10.8 |  | 13000 | 7500 | 57.69% | [8 empty] | Residential | 250 | No | 1
10268715 | Mini/Multi Split | HISENSE | HRCU-A-CB-O | AS-12UR3SXE |  | Mini-Splits (Non-Ducted) | AS-12UR3SXEDC |  | 12000 | 20.5 |  | 13 | 10.8 |  | 13000 | 7500 | 57.69% | [8 empty] | Residential | 250 | No | 1
10268716 | Mini/Multi Split | HISENSE | HRCU-A-CB-O | AS-12UR3SXE |  | Mini-Splits (Non-Ducted) | AS-12UR3SXETD |  | 12000 | 20.5 |  | 13 | 10.8 |  | 13000 | 7500 | 57.69% | [8 empty] | Residential | 250 | No | 1
10268717 | Mini/Multi Split | HISENSE | HRCU-A-CB-O | AS-12UR3SXE |  | Mini-Splits (Non-Ducted) | AS-12UR3SXETE |  | 12000 | 20.5 |  | 13 | 10.8 |  | 13000 | 7500 | 57.69% | [8 empty] | Residential | 250 | No | 1
10268722 | Mini/Multi Split | HISENSE | HRCU-A-CB-O | AS-18UR3SBB |  | Mini-Splits (Non-Ducted) | AS-18UR3SBBDB |  | 18000 | 23.3 |  | 13 | 11.6 |  | 19000 | 11600 | 61.05% | [8 empty] | Residential | 375 | No | 1.5
10268723 | Mini/Multi Split | HISENSE | HRCU-A-CB-O | AS-18UR3SBB |  | Mini-Splits (Non-Ducted) | AS-18UR3SBBDC |  | 18000 | 23.3 |  | 13 | 11.6 |  | 19000 | 11600 | 61.05% | [8 empty] | Residential | 375 | No | 1.5
10268724 | Mini/Multi Split | HISENSE | HRCU-A-CB-O | AS-18UR3SBB |  | Mini-Splits (Non-Ducted) | AS-18UR3SBBTE |  | 18000 | 23.3 |  | 13 | 11.6 |  | 19000 | 11600 | 61.05% | [8 empty] | Residential | 375 | No | 1.5
10268751 | Mini/Multi Split | HISENSE | HRCU-A-CB-O | AS-09UR3SXE00 |  | Mini-Splits (Non-Ducted) | AS-09UR3SXETG00 |  | 9000 | 28 |  | 16.1 | 12.5 |  | 10500 | 6500 | 61.9% | 9000 | 27.5 | 15.5 | 10 | 10000 | 7000 | 70% | 2.1 | Residential | 187.5 | Yes | 0.75 | Yes
10268752 | Mini/Multi Split | HISENSE | HRCU-A-CB-O | AS-09UR3SXE00 |  | Mini-Splits (Non-Ducted) | AS-09UR3SXETQ00 |  | 9000 | 28 |  | 16.1 | 12.5 |  | 10500 | 6500 | 61.9% | [8 empty] | Residential | 187.5 | No | 0.75
10268753 | Mini/Multi Split | HISENSE | HRCU-A-CB-O | AS-09UR3SXE00 |  | Mini-Splits (Non-Ducted) | AS-09UR3SXEDJ00 |  | 9000 | 28 |  | 16.1 | 12.5 |  | 10500 | 6500 | 61.9% | [8 empty] | Residential | 187.5 | No | 0.75
10268754 | Mini/Multi Split | HISENSE | HRCU-A-CB-O | AS-09UR3SXE00 |  | Mini-Splits (Non-Ducted) | AS-09UR3SXEDK00 |  | 9000 | 28 |  | 16.1 | 12.5 |  | 10500 | 6500 | 61.9% | [8 empty] | Residential | 187.5 | No | 0.75
10268755 | Mini/Multi Split | HISENSE | HRCU-A-CB-O | AS-09UR3SXE00 |  | Mini-Splits (Non-Ducted) | AS-09UR3SXETE00 |  | 9000 | 28 |  | 16.1 | 12.5 |  | 10500 | 6500 | 61.9% | [8 empty] | Residential | 187.5 | No | 0.75
10268756 | Mini/Multi Split | HISENSE | HRCU-A-CB-O | AS-12UR3SXA00 |  | Mini-Splits (Non-Ducted) | AS-12UR3SXATG00 |  | 12000 | 25 |  | 15.4 | 12 |  | 13000 | 8000 | 61.54% | [8 empty] | Residential | 250 | No | 1
10268757 | Mini/Multi Split | HISENSE | HRCU-A-CB-O | AS-12UR3SXA00 |  | Mini-Splits (Non-Ducted) | AS-12UR3SXADK00 |  | 12000 | 25 |  | 15.4 | 12 |  | 13000 | 8000 | 61.54% | [8 empty] | Residential | 250 | No | 1
10268758 | Mini/Multi Split | HISENSE | HRCU-A-CB-O | AS-12UR3SXA00 |  | Mini-Splits (Non-Ducted) | AS-12UR3SXATQ00 |  | 12000 | 25 |  | 15.4 | 12 |  | 13000 | 8000 | 61.54% | [8 empty] | Residential | 250 | No | 1
10268759 | Mini/Multi Split | HISENSE | HRCU-A-CB-O | AS-12UR3SXA00 |  | Mini-Splits (Non-Ducted) | AS-12UR3SXATE00 |  | 12000 | 25 |  | 15.4 | 12 |  | 13000 | 8000 | 61.54% | [8 empty] | Residential | 250 | No | 1
10268760 | Mini/Multi Split | HISENSE | HRCU-A-CB-O | AS-12UR3SXA00 |  | Mini-Splits (Non-Ducted) | AS-12UR3SXADJ00 |  | 12000 | 25 |  | 15.4 | 12 |  | 13000 | 8000 | 61.54% | [8 empty] | Residential | 250 | No | 1
10268761 | Mini/Multi Split | HISENSE | HRCU-A-CB-O | AS-18UR3SBB |  | Mini-Splits (Non-Ducted) | AS-18UR3SBBDJ |  | 18000 | 23.3 |  | 13 | 11.6 |  | 19000 | 11600 | 61.05% | [8 empty] | Residential | 375 | No | 1.5
10268762 | Mini/Multi Split | HISENSE | HRCU-A-CB-O | AS-18UR3SBB |  | Mini-Splits (Non-Ducted) | AS-18UR3SBBDK |  | 18000 | 23.3 |  | 13 | 11.6 |  | 19000 | 11600 | 61.05% | [8 empty] | Residential | 375 | No | 1.5
10271373 | Mini/Multi Split | HISENSE | HRCU-A-CB-O | AS-09UR3SVE |  | Mini-Splits (Non-Ducted) | AS-09UR3SVEDJ |  | 9000 | 21.5 |  | 13.4 | 10.5 |  | 9500 | 5000 | 52.63% | [8 empty] | Residential | 187.5 | No | 0.75
10271374 | Mini/Multi Split | HISENSE | HRCU-A-CB-O | AS-09UR3SVE |  | Mini-Splits (Non-Ducted) | AS-09UR3SVEDK |  | 9000 | 21.5 |  | 13.4 | 10.5 |  | 9500 | 5000 | 52.63% | [8 empty] | Residential | 187.5 | No | 0.75
10271377 | Mini/Multi Split | HISENSE | HRCU-A-CB-O | AS-12UR3SXE |  | Mini-Splits (Non-Ducted) | AS-12UR3SXEDJ |  | 12000 | 20.5 |  | 13 | 10.8 |  | 13000 | 7500 | 57.69% | [8 empty] | Residential | 250 | No | 1
10271378 | Mini/Multi Split | HISENSE | HRCU-A-CB-O | AS-12UR3SXE |  | Mini-Splits (Non-Ducted) | AS-12UR3SXEDK |  | 12000 | 20.5 |  | 13 | 10.8 |  | 13000 | 7500 | 57.69% | [8 empty] | Residential | 250 | No | 1
10272489 | Mini/Multi Split | AIR-CON | HRCU-A-CB-O | ABSCI4H4S09 |  | Mini-Splits (Non-Ducted) | ABSEM4H4S09 |  | 9000 | 21.5 |  | 13.4 | 10.5 |  | 9500 | 5000 | 52.63% | 9000 | 22 | 13.7 | 8.5 | 9000 |  |  |  | Residential | 187.5 | No | 0.75
10272491 | Mini/Multi Split | AIR-CON | HRCU-A-CB-O | ABSCI4H4S12 |  | Mini-Splits (Non-Ducted) | ABSEM4H4S12 |  | 12000 | 20.5 |  | 13 | 10.8 |  | 13000 | 7500 | 57.69% | 12000 | 21 | 13 | 9 | 12000 |  |  |  | Residential | 250 | No | 1
10272493 | Mini/Multi Split | AIR-CON | HRCU-A-CB-O | ABSCI4H4S18 |  | Mini-Splits (Non-Ducted) | ABSEM4H4S18 |  | 18000 | 23.3 |  | 13 | 11.6 |  | 19000 | 11600 | 61.05% | 18000 | 22.5 | 13 | 8.6 | 17000 |  |  |  | Residential | 375 | No | 1.5
10272500 | Mini/Multi Split | AIR-CON | HRCU-A-CB-O | ABZCI4H4S09 |  | Mini-Splits (Non-Ducted) | ABZEM4H4S09 |  | 9000 | 28 |  | 16.1 | 12.5 |  | 10500 | 6500 | 61.9% | 9000 | 27.5 | 15.5 | 10 | 10000 | 7000 | 70% | 2.1 | Residential | 187.5 | Yes | 0.75 | Yes
10272501 | Mini/Multi Split | AIR-CON | HRCU-A-CB-O | ABZCI4H4S12 |  | Mini-Splits (Non-Ducted) | ABZEM4H4S12 |  | 12000 | 25 |  | 15.4 | 12 |  | 13000 | 8000 | 61.54% | [8 empty] | Residential | 250 | No | 1
10277684 | Mini/Multi Split | BOREAL | HRCU-A-CB-O | EQX09HPJ1OB |  | Mini-Splits (Non-Ducted) | EQX09HPJ1IB |  | 9000 | 23 |  | 14 | 10.5 |  | 11000 | 7300 | 66.36% | 9000 | 23 | 14 | 8.5 | 11000 | 9000 | 81.82% | 1.97 | Residential | 187.5 | Yes | 0.75 | Yes
10277685 | Mini/Multi Split | BOREAL | HRCU-A-CB-O | EQX12HPJ1OB |  | Mini-Splits (Non-Ducted) | EQX12HPJ1IB |  | 12000 | 22 |  | 12.5 | 11 |  | 13000 | 7700 | 59.23% | 12000 | 21.5 | 12 | 8.2 | 13000 |  |  |  | Residential | 250 | No | 1 | No
10277686 | Mini/Multi Split | BOREAL | HRCU-A-CB-O | EQX18HPJ1OB |  | Mini-Splits (Non-Ducted) | EQX18HPJ1IB |  | 18000 | 20 |  | 12.5 | 10.5 |  | 19800 | 12400 | 62.63% | 18000 | 20 | 12.5 | 8.3 | 19800 |  |  |  | Residential | 375 | No | 1.5
10277687 | Mini/Multi Split | BOREAL | HRCU-A-CB-O | EQX24HPJ1OB |  | Mini-Splits (Non-Ducted) | EQX24HPJ1IB |  | 22000 | 20 |  | 12.5 | 10 |  | 23000 | 14600 | 63.48% | 22000 | 20 | 12.5 | 8.5 | 24000 | 19200 | 80% | 1.75 | Residential | 457.5 | No | 1.83 | No
10277689 | Mini/Multi Split | DANBY | HRCU-A-CB-O | DAS090BAHWDB-O |  | Mini-Splits (Non-Ducted) | DAS090BAHWDB-I |  | 9000 | 22.8 |  | 14 | 10.5 |  | 9800 | 6400 | 65.31% | [8 empty] | Residential | 187.5 | No | 0.75
10277690 | Mini/Multi Split | DANBY | HRCU-A-CB-O | DAS180BAHWDB-O |  | Mini-Splits (Non-Ducted) | DAS180BAHWDB-I |  | 18000 | 21 |  | 13 | 10 |  | 18000 | 10400 | 57.78% | [8 empty] | Residential | 375 | No | 1.5
10277691 | Mini/Multi Split | DANBY | HRCU-A-CB-O | DAS240BAHWDB-O |  | Mini-Splits (Non-Ducted) | DAS240BAHWDB-I |  | 24000 | 20.5 |  | 12.5 | 10 |  | 25000 | 15300 | 61.2% | [8 empty] | Residential | 500 | No | 2
10277942 | Mini/Multi Split | MANUFLOW | HRCU-A-CB-O | AS-09UR3SVEDJ(O) |  | Mini-Splits (Non-Ducted) | AS-09UR3SVEDJ(I) |  | 9000 | 21.5 |  | 13.4 | 10.5 |  | 9500 | 5000 | 52.63% | 9000 | 22 | 13.7 | 8.5 | 9000 |  |  |  | Residential | 187.5 | No | 0.75
10277943 | Mini/Multi Split | MANUFLOW | HRCU-A-CB-O | AS-12UR3SXEDJ(O) |  | Mini-Splits (Non-Ducted) | AS-12UR3SXEDJ(I) |  | 12000 | 20.5 |  | 13 | 10.8 |  | 13000 | 7500 | 57.69% | 12000 | 21 | 13 | 9 | 12000 |  |  |  | Residential | 250 | No | 1
10277944 | Mini/Multi Split | MAESTRO | HRCU-A-CB-O | MA-12CA22EXT |  | Mini-Splits (Non-Ducted) | MA-12CA22INT |  | 12000 | 20.5 |  | 13 | 10.8 |  | 13000 | 7500 | 57.69% | 12000 | 21 | 13 | 9 | 12000 |  |  |  | Residential | 250 | No | 1
10277945 | Mini/Multi Split | MANUFLOW | HRCU-A-CB-O | AS-18UR3SBBDJ(O) |  | Mini-Splits (Non-Ducted) | AS-18UR3SBBDJ(I) |  | 18000 | 23.3 |  | 13 | 11.6 |  | 19000 | 11600 | 61.05% | 18000 | 22.5 | 13 | 8.6 | 17000 |  |  |  | Residential | 375 | No | 1.5
10277946 | Mini/Multi Split | MAESTRO | HRCU-A-CB-O | MA-18CA22EXT |  | Mini-Splits (Non-Ducted) | MA-18CA22INT |  | 18000 | 23.3 |  | 13 | 11.6 |  | 19000 | 11600 | 61.05% | 18000 | 22.5 | 13 | 8.6 | 17000 |  |  |  | Residential | 375 | No | 1.5
10277956 | Mini/Multi Split | MANUFLOW | HRCU-A-CB-O | AS-09UR3SXEDJ(O) |  | Mini-Splits (Non-Ducted) | AS-09UR3SXEDJ(I) |  | 9000 | 28 |  | 16.1 | 12.5 |  | 10500 | 6500 | 61.9% | 9000 | 27.5 | 15.5 | 10 | 10000 | 7000 | 70% | 2.1 | Residential | 187.5 | Yes | 0.75 | Yes
10277957 | Mini/Multi Split | MANUFLOW | HRCU-A-CB-O | AS-12UR3SXADJ(O) |  | Mini-Splits (Non-Ducted) | AS-12UR3SXADJ(I) |  | 12000 | 25 |  | 15.4 | 12 |  | 13000 | 8000 | 61.54% | [8 empty] | Residential | 250 | No | 1
10298956 | Mini/Multi Split | EMERSON QUIET KOOL | HRCU-A-CB-O | HP-25EACH09R2O |  | Mini-Splits (Non-Ducted) | HP-25EACH09R2I |  | 9000 | 25 |  | 14.5 | 11.2 |  | 10900 | 6900 | 63.3% | [8 empty] | Residential | 187.5 | No | 0.75
10298957 | Mini/Multi Split | EMERSON QUIET KOOL | HRCU-A-CB-O | HP-22EACH12R2O |  | Mini-Splits (Non-Ducted) | HP-22EACH12R2I |  | 12000 | 22.5 |  | 13 | 12 |  | 12000 | 7800 | 65% | [8 empty] | Residential | 250 | No | 1
10298958 | Mini/Multi Split | EMERSON QUIET KOOL | HRCU-A-CB-O | HP-20EACH18R2O |  | Mini-Splits (Non-Ducted) | HP-20EACH18R2I |  | 17000 | 20 |  | 12.5 | 10.3 |  | 18000 | 10800 | 60% | [8 empty] | Residential | 355 | No | 1.42
10298959 | Mini/Multi Split | EMERSON QUIET KOOL | HRCU-A-CB-O | HP-20EACH24R2O |  | Mini-Splits (Non-Ducted) | HP-20EACH24R2I |  | 24000 | 20.5 |  | 13 | 11.5 |  | 24000 | 15400 | 64.17% | [8 empty] | Residential | 500 | No | 2
10300062 | Mini/Multi Split | GOODMAN | HMSV-A-CB | MST183E21MCAA |  | Non-Ducted Indoor Units |  |  | 17000 | 21.3 |  | 12.5 | 10 |  | 18000 | 11800 | 65.56% | [8 empty] | Residential | 355 | No | 1.42
10306426 | Mini/Multi Split | DIRECT AIR | HRCU-A-CB-O | DIR-09HP28-TQO |  | Mini-Splits (Non-Ducted) | DIR-09HP28-TQI |  | 9000 | 28 |  | 16.1 | 12.5 |  | 10500 | 6500 | 61.9% | 9000 | 27.5 | 15.5 | 10 | 10000 | 7000 | 70% | 2.1 | Residential | 187.5 | Yes | 0.75 | Yes
10306427 | Mini/Multi Split | DIRECT AIR | HRCU-A-CB-O | DIR-12HP28-TQO |  | Mini-Splits (Non-Ducted) | DIR-12HP28-TQI |  | 12000 | 25 |  | 15.4 | 12 |  | 13000 | 8000 | 61.54% | [8 empty] | Residential | 250 | No | 1
10318077 | Mini/Multi Split | GREE | HRCU-A-CB-O | GWH09ACD-D3DNA1A/O |  | Mini-Splits (Non-Ducted) | GWH09ACD-D3DN***/I |  | 9000 | 38 |  | 16.5 | 15 |  | 9000 | 8000 | 88.89% | 9000 | 27 | 16.6 | 11 | 9000 | 13000 | 144.4% | 1.91 | Residential | 187.5 | Yes | 0.75 | Yes
10318078 | Mini/Multi Split | GREE | HRCU-A-CB-O | GWH12YD-D3DNA1A/O |  | Mini-Splits (Non-Ducted) | GWH12ACD-D3DN***/I |  | 12000 | 30.5 |  | 15.3 | 14 |  | 12200 | 8100 | 66.39% | 12000 | 24 | 14 | 8.5 | 12200 |  |  |  | Residential | 250 | No | 1 | No
10318079 | Mini/Multi Split | GREE | HRCU-A-CB-O | GWH18YE-D3DNA1A/O |  | Mini-Splits (Non-Ducted) | GWH18ACE-D3DN***/I |  | 18000 | 24.5 |  | 13.5 | 12 |  | 18000 | 14200 | 78.89% | 18000 | 22 | 13.5 | 10 | 18000 |  |  |  | Residential | 375 | No | 1.5
10327027 | Mini/Multi Split | DIAMONDAIR | HRCU-A-CB-O | D2009SHO |  | Mini-Splits (Non-Ducted) | DF2009CI |  | 9000 | 20 |  | 13 | 10.8 |  | 10000 | 6700 | 67% | 9000 | 20 | 13 | 9.4 | 10000 |  |  |  | Residential | 187.5 | No | 0.75 | No
10327029 | Mini/Multi Split | DIAMONDAIR | HRCU-A-CB-O | D2012SHO |  | Mini-Splits (Non-Ducted) | DF2012CI |  | 12000 | 19.5 |  | 12.5 | 10.6 |  | 12000 | 8700 | 72.5% | 12000 | 19.5 | 12.5 | 9.3 | 12000 |  |  |  | Residential | 250 | No | 1 | No
10327030 | Mini/Multi Split | DIAMONDAIR | HRCU-A-CB-O | D2018SHO |  | Mini-Splits (Non-Ducted) | DF2018CI |  | 16000 | 20 |  | 12.5 | 10.5 |  | 18000 | 12000 | 66.67% | 16000 | 20 | 12.5 | 9.8 | 12000 |  |  |  | Residential | 332.5 | No | 1.33 | No
10327033 | Mini/Multi Split | TGM | HMSV-A-CB | MMCUT18AS2 |  | Non-Ducted Indoor Units |  |  | 17000 | 21.3 |  | 12.5 | 10 |  | 18000 | 11800 | 65.56% | [8 empty] | Residential | 355 | No | 1.42
10327034 | Mini/Multi Split | CLASSIC | HMSV-A-CB | MMCUC18AS2 |  | Non-Ducted Indoor Units |  |  | 17000 | 21.3 |  | 12.5 | 10 |  | 18000 | 11800 | 65.56% | [8 empty] | Residential | 355 | No | 1.42
10333036 | Mini/Multi Split | KINGHOME | HRCU-A-CB-O | KW09HQ2B8DO |  | Mini-Splits (Non-Ducted) | KW09HQ2B8DI |  | 9000 | 23 |  | 14 | 10.5 |  | 11000 | 7300 | 66.36% | [8 empty] | Residential | 187.5 | No | 0.75
10333037 | Mini/Multi Split | KINGHOME | HRCU-A-CB-O | KW12HQ2B8DO |  | Mini-Splits (Non-Ducted) | KW12HQ2B8DI |  | 12000 | 22 |  | 12.5 | 11 |  | 13000 | 7700 | 59.23% | [8 empty] | Residential | 250 | No | 1
10333040 | Mini/Multi Split | KINGHOME | HRCU-A-CB-O | KW18HQ2B8DO |  | Mini-Splits (Non-Ducted) | KW18HQ2B8DI |  | 18000 | 20 |  | 12.5 | 10.5 |  | 19800 | 12400 | 62.63% | [8 empty] | Residential | 375 | No | 1.5
10333512 | Mini/Multi Split | GARRISON | HRCU-A-CB-O | 3554189 |  | Mini-Splits (Non-Ducted) | 3554197 |  | 24000 | 20 |  | 12.5 | 10.5 |  | 24400 | 15800 | 64.75% | [8 empty] | Residential | 500 | No | 2
10333513 | Mini/Multi Split | GARRISON | HRCU-A-CB-O | 3554189 |  | Mini-Splits (Non-Ducted) | 3554188 |  | 24000 | 20.5 |  | 12.5 | 10 |  | 25000 | 15300 | 61.2% | [8 empty] | Residential | 500 | No | 2
10333754 | Mini/Multi Split | WINDAIR | HRCU-A-CB-O | EWH09CR3A/O |  | Mini-Splits (Non-Ducted) | EWH09CR3A/I |  | 9000 | 30.5 |  | 15.7 | 10.5 |  | 9000 | 5500 | 61.11% | [8 empty] | Residential | 187.5 | No | 0.75
10333755 | Mini/Multi Split | WINDAIR | HRCU-A-CB-O | EWH12CR3A/O |  | Mini-Splits (Non-Ducted) | EWH12CR3A/I |  | 12000 | 23 |  | 12.7 | 10.5 |  | 13000 | 8500 | 65.38% | [8 empty] | Residential | 250 | No | 1
10333756 | Mini/Multi Split | WINDAIR | HRCU-A-CB-O | EWH18CR3A/O |  | Mini-Splits (Non-Ducted) | EWH18CR3A/I |  | 18000 | 21 |  | 12.5 | 10.5 |  | 19000 | 12700 | 66.84% | [8 empty] | Residential | 375 | No | 1.5
10338140 | Mini/Multi Split | KINGHOME | HRCU-A-CB-O | KW24HQ2B8DO |  | Mini-Splits (Non-Ducted) | KW24HQ2B8DI |  | 22000 | 20 |  | 12.5 | 10 |  | 23000 | 14600 | 63.48% | [8 empty] | Residential | 457.5 | No | 1.83
10338834 | Mini/Multi Split | KINGHOME | HRCU-A-CB-O | KW09HUCA4DO |  | Mini-Splits (Non-Ducted) | KW09HUCA4DI |  | 9000 | 30.5 |  | 15.7 | 10.5 |  | 9000 | 5500 | 61.11% | [8 empty] | Residential | 187.5 | No | 0.75
10338836 | Mini/Multi Split | KINGHOME | HRCU-A-CB-O | KW18HUCA4DO |  | Mini-Splits (Non-Ducted) | KW18HUCA4DI |  | 18000 | 21 |  | 12.5 | 10.5 |  | 19000 | 12700 | 66.84% | [8 empty] | Residential | 375 | No | 1.5
10339674 | Mini/Multi Split | KINGHOME | HMSV-A-CB-O | KM18H4O |  | Non-Ducted Indoor Units |  |  | 18000 | 22 |  | 12.5 | 11 |  | 19000 | 12800 | 67.37% | [8 empty] | Residential | 375 | No | 1.5
10339781 | Mini/Multi Split | KINGHOME | HMSV-A-CB-O | KM24H4O |  | Non-Ducted Indoor Units |  |  | 24000 | 21 |  | 12.5 | 11 |  | 26000 | 16600 | 63.85% | [8 empty] | Residential | 500 | No | 2
10340478 | Mini/Multi Split | KINGHOME | HMSV-A-CB-O | KM30H4O |  | Non-Ducted Indoor Units |  |  | 28400 | 21 |  | 12.5 | 11.5 |  | 30000 | 18000 | 60% | [8 empty] | Residential | 592.5 | No | 2.37
10340485 | Mini/Multi Split | KINGHOME | HMSV-A-CB-O | KM36H4O |  | Non-Ducted Indoor Units |  |  | 34000 | 21 |  | 12.5 | 11.5 |  | 42500 | 20000 | 47.06% | [8 empty] | Residential | 707.5 | No | 2.83
10347131 | Mini/Multi Split | GREE | HRCU-A-CB-O | VIR09HP115V1BO |  | Mini-Splits (Non-Ducted) | VIR09HP115V1AH |  | 9000 | 23 |  | 13 | 11 |  | 9900 | 6100 | 61.62% | [8 empty] | Residential | 187.5 | No | 0.75
10347133 | Mini/Multi Split | GREE | HRCU-A-CB-O | VIR12HP115V1BO |  | Mini-Splits (Non-Ducted) | VIR12HP115V1AH |  | 12000 | 22 |  | 12.5 | 11 |  | 12200 | 6800 | 55.74% | [8 empty] | Residential | 250 | No | 1
10347135 | Mini/Multi Split | GREE | HRCU-A-CB-O | VIR09HP230V1BO |  | Mini-Splits (Non-Ducted) | VIR09HP230V1AH |  | 9000 | 23 |  | 14 | 11 |  | 11000 | 6800 | 61.82% | [8 empty] | Residential | 187.5 | No | 0.75
10347137 | Mini/Multi Split | GREE | HRCU-A-CB-O | VIR24HP230V1BO |  | Mini-Splits (Non-Ducted) | VIR24HP230V1AH |  | 22000 | 20 |  | 12.5 | 10 |  | 23000 | 14600 | 63.48% | [8 empty] | Residential | 457.5 | No | 1.83
10348392 | Mini/Multi Split | GOODMAN | HRCU-A-CB-O | MSH183J21MC |  | Mini-Splits (Non-Ducted) | MSH183J21AX |  | 18000 | 21 |  | 13 | 10 |  | 18000 | 10400 | 57.78% | [8 empty] | Residential | 375 | No | 1.5
10349243 | Mini/Multi Split | SEA BREEZE | HMSV-A-CB-O | SMZ18H421ZOGB |  | Non-Ducted Indoor Units |  |  | 18000 | 22 |  | 12.5 | 11 |  | 19000 | 12800 | 67.37% | 18000 | 21 | 12.5 | 9 | 19000 |  |  |  | Residential | 375 | No | 1.5 | No
10349244 | Mini/Multi Split | SEA BREEZE | HMSV-A-CB-O | SMZ24H421ZOGB |  | Non-Ducted Indoor Units |  |  | 24000 | 21 |  | 12.5 | 11 |  | 26000 | 16600 | 63.85% | 24000 | 21 | 11.8 | 9 | 26000 |  |  |  | Residential | 500 | No | 2 | No
10349249 | Mini/Multi Split | SEA BREEZE | HMSV-A-CB-O | SMZ30H421ZOGB |  | Non-Ducted Indoor Units |  |  | 28400 | 21 |  | 12.5 | 11.5 |  | 30000 | 18000 | 60% | 28400 | 20 | 11.8 | 8.6 | 30000 |  |  |  | Residential | 592.5 | No | 2.37 | No
10399150 | Mini/Multi Split | LG | HRCU-A-CB | LUU368HV |  | Mini-Splits (Ducted) | LVN360HV4 |  | 36000 | 18 |  | 12.5 | 10 |  | 40000 | 25600 | 64% | [8 empty] | Residential | 750 | No | 3
10435321 | Mini/Multi Split | SEA BREEZE | HMSV-A-CB-O | SMZ18H422ZOGB |  | Non-Ducted Indoor Units |  |  | 18000 | 22 |  | 12.5 | 11 |  | 19000 | 12800 | 67.37% | 18000 | 21 | 12.5 | 9 | 19000 |  |  |  | Residential | 375 | No | 1.5 | No
10443471 | Mini/Multi Split | LG | HMSV-A-CB | LMU420HHV |  | Non-Ducted Indoor Units |  |  | 42000 | 20.5 |  | 14 | 11 |  | 45000 | 29000 | 64.44% | [8 empty] | Residential | 875 | No | 3.5
10443472 | Mini/Multi Split | LG | HMSV-A-CB | LMU360HHV |  | Non-Ducted Indoor Units |  |  | 36000 | 21 |  | 15 | 11.5 |  | 41000 | 28000 | 68.29% | [8 empty] | Residential | 750 | No | 3
10443474 | Mini/Multi Split | LG | HMSV-A-CB | LMU420HHV |  | Ducted Indoor Units |  |  | 42000 | 19 |  | 13 | 10.5 |  | 45000 | 29000 | 64.44% | [8 empty] | Residential | 875 | No | 3.5
10443490 | Mini/Multi Split | C&H | HRCU-A-CB | CH-24LCDTU/O |  | Mini-Splits (Ducted) | CH-24LCDTU/I |  | 24000 | 20.5 |  | 12.5 | 12.5 |  | 24000 | 17200 | 71.67% | [8 empty] | Residential | 500 | No | 2
10444103 | Mini/Multi Split | LG | HMSV-A-CB | LMU420HHV |  | Mixed Ducted and Non-Ducted Indoor Units |  |  | 42000 | 19.75 |  | 13.5 | 10.75 |  | 45000 | 29000 | 64.44% | [8 empty] | Residential | 875 | No | 3.5
10445111 | Mini/Multi Split | LG | HMSV-A-CB | LMU360HHV |  | Mixed Ducted and Non-Ducted Indoor Units |  |  | 35000 | 19.25 |  | 14.25 | 11 |  | 40500 | 27400 | 67.65% | [8 empty] | Residential | 730 | No | 2.92
10445372 | Mini/Multi Split | LG | HMSV-A-CB | LMU180HHV |  | Non-Ducted Indoor Units |  |  | 18000 | 21 |  | 13.5 | 10 |  | 22000 | 14700 | 66.82% | 18000 | 21 | 13.5 | 9.2 | 22000 | 19800 | 90% | 1.83 | Residential | 375 | Yes | 1.5 | Both
10445374 | Mini/Multi Split | LG | HMSV-A-CB | LMU240HHV |  | Non-Ducted Indoor Units |  |  | 24000 | 21 |  | 13.5 | 10.7 |  | 26000 | 17400 | 66.92% | 24000 | 21 | 13.5 | 9.8 | 26000 | 22000 | 84.62% | 1.83 | Residential | 500 | Yes | 2 | Both
10445376 | Mini/Multi Split | LG | HMSV-A-CB | LMU300HHV |  | Non-Ducted Indoor Units |  |  | 28400 | 20 |  | 12.5 | 11 |  | 28600 | 18900 | 66.08% | 28400 | 20 | 12.5 | 9.8 | 28600 | 24000 | 83.92% | 1.85 | Residential | 592.5 | Yes | 2.37 | Both
10445385 | Mini/Multi Split | MIDEA | HRCU-A-CB-O | MOCA31-18HFN1-MT0W |  | Mini-Splits (Non-Ducted) | MUEU-18HRFN1-M(C) |  | 18000 | 20 |  | 12.5 | 10.5 |  | 18000 | 12000 | 66.67% | 18000 | 20 | 12.5 | 8.9 | 18000 |  |  |  | Residential | 375 | No | 1.5 | No
10445386 | Mini/Multi Split | MIDEA | HRCU-A-CB-O | MOD31-24HFN1-MT0W |  | Mini-Splits (Non-Ducted) | MUEU-24HRFN1-M(C) |  | 24000 | 20 |  | 12.5 | 11 |  | 24000 | 15000 | 62.5% | 24000 | 20 | 12.5 | 9.4 | 24000 |  |  |  | Residential | 500 | No | 2 | No
10445882 | Mini/Multi Split | QUUL | HRCU-A-CB-O | R.Q.AU18.OUT |  | Mini-Splits (Non-Ducted) | R.Q.AU18 |  | 18000 | 21 |  | 13 | 10 |  | 18000 | 10400 | 57.78% | [8 empty] | Residential | 375 | No | 1.5
10445883 | Mini/Multi Split | QUUL | HRCU-A-CB-O | R.Q.AU24.OUT |  | Mini-Splits (Non-Ducted) | R.Q.AU24 |  | 24000 | 20.5 |  | 12.5 | 10 |  | 25000 | 15300 | 61.2% | [8 empty] | Residential | 500 | No | 2
10509456 | Mini/Multi Split | AC PRO.COM | HMSV-A-CB-O | GMV-36WL/B-T(U) |  | Non-Ducted Indoor Units |  |  | 36000 | 20.5 |  | 13 | 11.7 |  | 45000 | 29400 | 65.33% | [8 empty] | Residential | 750 | No | 3
10509458 | Mini/Multi Split | AC PRO.COM | HMSV-A-CB | GMV-48WL/B-T(U) |  | Non-Ducted Indoor Units |  |  | 48000 | 20 |  | 12.5 | 11 |  | 54000 | 38000 | 70.37% | [8 empty] | Residential | 1000 | No | 4
10511509 | Mini/Multi Split | WHYNTER | HRCU-A-CB-O | MSO-012H11522-01ES |  | Mini-Splits (Non-Ducted) | MSI-012H11522-01ES |  | 12000 | 21.5 |  | 12.5 | 11.2 |  | 12000 | 7100 | 59.17% | [8 empty] | Residential | 250 | No | 1
200059042 | Mini/Multi Split | CENTURY | HRCU-A-CB-O | A-VMH09SU-1 |  | Mini-Splits (Non-Ducted) | B-VMH09SU-1 |  | 9000 | 25 |  | 14.5 | 11.2 |  | 10900 | 6900 | 63.3% | [8 empty] | Residential | 187.5 | No | 0.75
200059067 | Mini/Multi Split | SLIMAIR TECHNOLOGIES | HRCU-A-CB-O | SHC18VH2 |  | Mini-Splits (Non-Ducted) | SHM18VH2O |  | 17000 | 20 |  | 12.5 | 10.3 |  | 18000 | 10800 | 60% | [8 empty] | Residential | 355 | No | 1.42
200059068 | Mini/Multi Split | SLIMAIR | HRCU-A-CB-O | SHC18VH2 |  | Mini-Splits (Non-Ducted) | SHM18VH2O |  | 17000 | 20 |  | 12.5 | 10.3 |  | 18000 | 10800 | 60% | [8 empty] | Residential | 355 | No | 1.42
200059069 | Mini/Multi Split | SLIMAIR TECHNOLOGIES | HRCU-A-CB-O | SHC12VH2 |  | Mini-Splits (Non-Ducted) | SHM12VH2O |  | 12000 | 22.5 |  | 13 | 12 |  | 12000 | 7800 | 65% | [8 empty] | Residential | 250 | No | 1
200059070 | Mini/Multi Split | SLIMAIR | HRCU-A-CB-O | SHC12VH2 |  | Mini-Splits (Non-Ducted) | SHM12VH2O |  | 12000 | 22.5 |  | 13 | 12 |  | 12000 | 7800 | 65% | [8 empty] | Residential | 250 | No | 1
200059071 | Mini/Multi Split | SLIMAIR TECHNOLOGIES | HRCU-A-CB-O | SHC18VC2 |  | Mini-Splits (Non-Ducted) | SHM18VB-2A |  | 18000 | 21 |  | 13 | 10 |  | 18000 | 10400 | 57.78% | [8 empty] | Residential | 375 | No | 1.5
200059072 | Mini/Multi Split | SLIMAIR | HRCU-A-CB-O | SHC18VC2 |  | Mini-Splits (Non-Ducted) | SHM18VB-2A |  | 18000 | 21 |  | 13 | 10 |  | 18000 | 10400 | 57.78% | [8 empty] | Residential | 375 | No | 1.5
200059079 | Mini/Multi Split | SLIMAIR TECHNOLOGIES | HMSV-A-CB | SHC2Z18-VB2 |  | Non-Ducted Indoor Units |  |  | 17000 | 21.3 |  | 12.5 | 10 |  | 18000 | 11800 | 65.56% | [8 empty] | Residential | 355 | No | 1.42
200059080 | Mini/Multi Split | SLIMAIR | HMSV-A-CB | SHC2Z18-VB2 |  | Non-Ducted Indoor Units |  |  | 17000 | 21.3 |  | 12.5 | 10 |  | 18000 | 11800 | 65.56% | [8 empty] | Residential | 355 | No | 1.42
200059083 | Mini/Multi Split | COMFORT-AIRE | HMSV-A-CB-O | A-VFH18DB-1 |  | Non-Ducted Indoor Units |  |  | 18000 | 22 |  | 12.5 | 11 |  | 19000 | 12800 | 67.37% | 18000 | 21 | 12.5 | 9 | 19000 |  |  |  | Residential | 375 | No | 1.5 | No
200059084 | Mini/Multi Split | CENTURY | HMSV-A-CB-O | A-VFH18DB-1 |  | Non-Ducted Indoor Units |  |  | 18000 | 22 |  | 12.5 | 11 |  | 19000 | 12800 | 67.37% | 18000 | 21 | 12.5 | 9 | 19000 |  |  |  | Residential | 375 | No | 1.5 | No
200059085 | Mini/Multi Split | COMFORT-AIRE | HMSV-A-CB-O | A-VFH24TB-1 |  | Non-Ducted Indoor Units |  |  | 24000 | 21 |  | 12.5 | 11 |  | 26000 | 16600 | 63.85% | 24000 | 21 | 11.8 | 9 | 26000 |  |  |  | Residential | 500 | No | 2 | No
200059086 | Mini/Multi Split | CENTURY | HMSV-A-CB-O | A-VFH24TB-1 |  | Non-Ducted Indoor Units |  |  | 24000 | 21 |  | 12.5 | 11 |  | 26000 | 16600 | 63.85% | 24000 | 21 | 11.8 | 9 | 26000 |  |  |  | Residential | 500 | No | 2 | No
200059087 | Mini/Multi Split | COMFORT-AIRE | HMSV-A-CB-O | A-VFH30QB-1 |  | Non-Ducted Indoor Units |  |  | 28400 | 21 |  | 12.5 | 11.5 |  | 30000 | 18000 | 60% | 28400 | 20 | 11.8 | 8.6 | 30000 |  |  |  | Residential | 592.5 | No | 2.37 | No
200059088 | Mini/Multi Split | CENTURY | HMSV-A-CB-O | A-VFH30QB-1 |  | Non-Ducted Indoor Units |  |  | 28400 | 21 |  | 12.5 | 11.5 |  | 30000 | 18000 | 60% | 28400 | 20 | 11.8 | 8.6 | 30000 |  |  |  | Residential | 592.5 | No | 2.37 | No
200059089 | Mini/Multi Split | COMFORT-AIRE | HMSV-A-CB-O | A-VFH36QB-1 |  | Non-Ducted Indoor Units |  |  | 34000 | 21 |  | 12.5 | 11.5 |  | 36000 | 26600 | 73.89% | 34000 | 21 | 11.8 | 8.6 | 36000 |  |  |  | Residential | 707.5 | No | 2.83 | No
200059090 | Mini/Multi Split | CENTURY | HMSV-A-CB-O | A-VFH36QB-1 |  | Non-Ducted Indoor Units |  |  | 34000 | 21 |  | 12.5 | 11.5 |  | 36000 | 26600 | 73.89% | 34000 | 21 | 11.8 | 8.6 | 36000 |  |  |  | Residential | 707.5 | No | 2.83 | No
200059144 | Mini/Multi Split | BRYANT | HRCU-A-CB | 38MAQB24R--3 |  | Mini-Splits (Ducted) | 40MBDQ24---3 |  | 24000 | 20.5 |  | 12.5 | 12.5 |  | 24000 | 17200 | 71.67% | [8 empty] | Residential | 500 | No | 2
200059145 | Mini/Multi Split | CARRIER | HRCU-A-CB | 38MAQB24R--3 |  | Mini-Splits (Ducted) | 40MBDQ24---3 |  | 24000 | 20.5 |  | 12.5 | 12.5 |  | 24000 | 17200 | 71.67% | [8 empty] | Residential | 500 | No | 2
200059150 | Mini/Multi Split | BRYANT | HRCU-A-CB-O | 38MAQB09R--3 |  | Mini-Splits (Non-Ducted) | 40MBCQ09---3 |  | 9000 | 20 |  | 13 | 10.8 |  | 10000 | 6700 | 67% | 9000 | 20 | 13 | 9.4 | 10000 |  |  |  | Residential | 187.5 | No | 0.75 | No
200059151 | Mini/Multi Split | CARRIER | HRCU-A-CB-O | 38MAQB09R--3 |  | Mini-Splits (Non-Ducted) | 40MBCQ09---3 |  | 9000 | 20 |  | 13 | 10.8 |  | 10000 | 6700 | 67% | 9000 | 20 | 13 | 9.4 | 10000 |  |  |  | Residential | 187.5 | No | 0.75 | No
200059154 | Mini/Multi Split | BRYANT | HRCU-A-CB-O | 38MAQB12R--3 |  | Mini-Splits (Non-Ducted) | 40MBCQ12---3 |  | 12000 | 19.5 |  | 12.5 | 10.6 |  | 12000 | 8700 | 72.5% | 12000 | 19.5 | 12.5 | 9.3 | 12000 |  |  |  | Residential | 250 | No | 1 | No
200059155 | Mini/Multi Split | CARRIER | HRCU-A-CB-O | 38MAQB12R--3 |  | Mini-Splits (Non-Ducted) | 40MBCQ12---3 |  | 12000 | 19.5 |  | 12.5 | 10.6 |  | 12000 | 8700 | 72.5% | 12000 | 19.5 | 12.5 | 9.3 | 12000 |  |  |  | Residential | 250 | No | 1 | No
200059156 | Mini/Multi Split | BRYANT | HRCU-A-CB-O | 38MAQB12R--3 |  | Mini-Splits (Non-Ducted) | 40MBFQ12---3 |  | 12000 | 19.4 |  | 12.5 | 10.5 |  | 12000 | 9600 | 80% | 12000 | 19.4 | 12.5 | 9.4 | 12000 |  |  |  | Residential | 250 | No | 1 | No
200059157 | Mini/Multi Split | CARRIER | HRCU-A-CB-O | 38MAQB12R--3 |  | Mini-Splits (Non-Ducted) | 40MBFQ12---3 |  | 12000 | 19.4 |  | 12.5 | 10.5 |  | 12000 | 9600 | 80% | 12000 | 19.4 | 12.5 | 9.4 | 12000 |  |  |  | Residential | 250 | No | 1 | No
200059158 | Mini/Multi Split | BRYANT | HRCU-A-CB-O | 38MAQB18R--3 |  | Mini-Splits (Non-Ducted) | 40MBCQ18---3 |  | 16000 | 20 |  | 12.5 | 10.5 |  | 18000 | 12000 | 66.67% | 16000 | 20 | 12.5 | 9.8 | 12000 |  |  |  | Residential | 332.5 | No | 1.33 | No
200059159 | Mini/Multi Split | CARRIER | HRCU-A-CB-O | 38MAQB18R--3 |  | Mini-Splits (Non-Ducted) | 40MBCQ18---3 |  | 16000 | 20 |  | 12.5 | 10.5 |  | 18000 | 12000 | 66.67% | 16000 | 20 | 12.5 | 9.8 | 12000 |  |  |  | Residential | 332.5 | No | 1.33 | No
200059184 | Mini/Multi Split | DUCANE | HRCU-A-CB-O | 4DHP1S12S-1L |  | Mini-Splits (Non-Ducted) | DWM112S4-1L |  | 12000 | 22 |  | 13 | 10.2 |  | 12000 | 7600 | 63.33% | [8 empty] | Residential | 250 | No | 1
200059185 | Mini/Multi Split | CONCORD | HRCU-A-CB-O | 4DHP1S12S-1L |  | Mini-Splits (Non-Ducted) | DWM112S4-1L |  | 12000 | 22 |  | 13 | 10.2 |  | 12000 | 7600 | 63.33% | [8 empty] | Residential | 250 | No | 1
200059186 | Mini/Multi Split | DUCANE | HRCU-A-CB-O | 4DHP1S09S-1P |  | Mini-Splits (Non-Ducted) | DWM109S4-1P |  | 9000 | 23.5 |  | 14.9 | 10.8 |  | 9800 | 5800 | 59.18% | [8 empty] | Residential | 187.5 | No | 0.75
200059187 | Mini/Multi Split | CONCORD | HRCU-A-CB-O | 4DHP1S09S-1P |  | Mini-Splits (Non-Ducted) | DWM109S4-1P |  | 9000 | 23.5 |  | 14.9 | 10.8 |  | 9800 | 5800 | 59.18% | [8 empty] | Residential | 187.5 | No | 0.75
200059190 | Mini/Multi Split | DUCANE | HRCU-A-CB-O | 4DHP1S09S-1P |  | Mini-Splits (Non-Ducted) | D22C109S4-1P |  | 9000 | 20 |  | 13 | 10.5 |  | 10000 | 5800 | 58% | [8 empty] | Residential | 187.5 | No | 0.75
200059191 | Mini/Multi Split | CONCORD | HRCU-A-CB-O | 4DHP1S09S-1P |  | Mini-Splits (Non-Ducted) | D22C109S4-1P |  | 9000 | 20 |  | 13 | 10.5 |  | 10000 | 5800 | 58% | [8 empty] | Residential | 187.5 | No | 0.75
200059192 | Mini/Multi Split | DUCANE | HRCU-A-CB-O | 4DHP1S12S-1P |  | Mini-Splits (Non-Ducted) | DWM112S4-1P |  | 12000 | 22.7 |  | 13.7 | 11 |  | 12000 | 7700 | 64.17% | [8 empty] | Residential | 250 | No | 1
200059193 | Mini/Multi Split | CONCORD | HRCU-A-CB-O | 4DHP1S12S-1P |  | Mini-Splits (Non-Ducted) | DWM112S4-1P |  | 12000 | 22.7 |  | 13.7 | 11 |  | 12000 | 7700 | 64.17% | [8 empty] | Residential | 250 | No | 1
200059196 | Mini/Multi Split | DUCANE | HRCU-A-CB-O | 4DHP1S12S-1P |  | Mini-Splits (Non-Ducted) | D22C112S4-1P |  | 12000 | 21.5 |  | 14 | 10.5 |  | 12000 | 7500 | 62.5% | [8 empty] | Residential | 250 | No | 1
200059197 | Mini/Multi Split | CONCORD | HRCU-A-CB-O | 4DHP1S12S-1P |  | Mini-Splits (Non-Ducted) | D22C112S4-1P |  | 12000 | 21.5 |  | 14 | 10.5 |  | 12000 | 7500 | 62.5% | [8 empty] | Residential | 250 | No | 1
200059198 | Mini/Multi Split | DUCANE | HRCU-A-CB-O | 4DHP1S18S-1P |  | Mini-Splits (Non-Ducted) | DWM118S4-1P |  | 18000 | 21 |  | 13 | 10.4 |  | 18000 | 11400 | 63.33% | [8 empty] | Residential | 375 | No | 1.5
200059199 | Mini/Multi Split | CONCORD | HRCU-A-CB-O | 4DHP1S18S-1P |  | Mini-Splits (Non-Ducted) | DWM118S4-1P |  | 18000 | 21 |  | 13 | 10.4 |  | 18000 | 11400 | 63.33% | [8 empty] | Residential | 375 | No | 1.5
200059202 | Mini/Multi Split | DUCANE | HRCU-A-CB-O | 4DHP1S18S-1P |  | Mini-Splits (Non-Ducted) | D22C118S4-1P |  | 18000 | 20 |  | 12.5 | 10.3 |  | 18000 | 12000 | 66.67% | 18000 | 20 | 12.5 | 9.1 | 18000 |  |  |  | Residential | 375 | No | 1.5 | No
200059203 | Mini/Multi Split | CONCORD | HRCU-A-CB-O | 4DHP1S18S-1P |  | Mini-Splits (Non-Ducted) | D22C118S4-1P |  | 18000 | 20 |  | 12.5 | 10.3 |  | 18000 | 12000 | 66.67% | 18000 | 20 | 12.5 | 9.1 | 18000 |  |  |  | Residential | 375 | No | 1.5 | No
200059204 | Mini/Multi Split | DUCANE | HRCU-A-CB-O | 4DHP1S24S-1P |  | Mini-Splits (Non-Ducted) | DWM124S4-1P |  | 24000 | 20.7 |  | 13.7 | 11.5 |  | 25000 | 15300 | 61.2% | [8 empty] | Residential | 500 | No | 2
200059205 | Mini/Multi Split | CONCORD | HRCU-A-CB-O | 4DHP1S24S-1P |  | Mini-Splits (Non-Ducted) | DWM124S4-1P |  | 24000 | 20.7 |  | 13.7 | 11.5 |  | 25000 | 15300 | 61.2% | [8 empty] | Residential | 500 | No | 2
200059208 | Mini/Multi Split | DUCANE | HRCU-A-CB-O | 4DHP1S24S-1P |  | Mini-Splits (Non-Ducted) | D33C124S4-1P |  | 24000 | 20 |  | 12.5 | 10.5 |  | 24400 | 15800 | 64.75% | [8 empty] | Residential | 500 | No | 2
200059209 | Mini/Multi Split | CONCORD | HRCU-A-CB-O | 4DHP1S24S-1P |  | Mini-Splits (Non-Ducted) | D33C124S4-1P |  | 24000 | 20 |  | 12.5 | 10.5 |  | 24400 | 15800 | 64.75% | [8 empty] | Residential | 500 | No | 2
200059220 | Mini/Multi Split | DUCANE | HMSV-A-CB | 4DHP1S18M-1P |  | Non-Ducted Indoor Units |  |  | 18000 | 22.5 |  | 12.5 | 10.3 |  | 19000 | 12000 | 63.16% | [8 empty] | Residential | 375 | No | 1.5
200059221 | Mini/Multi Split | CONCORD | HMSV-A-CB | 4DHP1S18M-1P |  | Non-Ducted Indoor Units |  |  | 18000 | 22.5 |  | 12.5 | 10.3 |  | 19000 | 12000 | 63.16% | [8 empty] | Residential | 375 | No | 1.5
200059224 | Mini/Multi Split | DUCANE | HMSV-A-CB | 4DHP1S30M-1P |  | Non-Ducted Indoor Units |  |  | 28000 | 23 |  | 12.5 | 10.3 |  | 28000 | 17200 | 61.43% | [8 empty] | Residential | 582.5 | No | 2.33
200059225 | Mini/Multi Split | CONCORD | HMSV-A-CB | 4DHP1S30M-1P |  | Non-Ducted Indoor Units |  |  | 28000 | 23 |  | 12.5 | 10.3 |  | 28000 | 17200 | 61.43% | [8 empty] | Residential | 582.5 | No | 2.33
200059232 | Mini/Multi Split | DUCANE | HMSV-A-CB | 4DHP1S48M-1P |  | Non-Ducted Indoor Units |  |  | 48000 | 22.4 |  | 12.5 | 10.2 |  | 48000 | 29600 | 61.67% | [8 empty] | Residential | 1000 | No | 4
200059233 | Mini/Multi Split | CONCORD | HMSV-A-CB | 4DHP1S48M-1P |  | Non-Ducted Indoor Units |  |  | 48000 | 22.4 |  | 12.5 | 10.2 |  | 48000 | 29600 | 61.67% | [8 empty] | Residential | 1000 | No | 4
200059281 | Mini/Multi Split | MDV | HRCU-A-CB-O | MOCA30-09HFN1-MZA5W |  | Mini-Splits (Non-Ducted) | MSOP1B-09HRFN1-MZA5W |  | 9000 | 42 |  | 15 | 15 |  | 10000 | 7200 | 72% | [8 empty] | Residential | 187.5 | No | 0.75
200059282 | Mini/Multi Split | MIDEA | HRCU-A-CB-O | MOCA30-09HFN1-MZA5W |  | Mini-Splits (Non-Ducted) | MSOP1B-09HRFN1-MZA5W |  | 9000 | 42 |  | 15 | 15 |  | 10000 | 7200 | 72% | [8 empty] | Residential | 187.5 | No | 0.75
200059283 | Mini/Multi Split | MDV | HRCU-A-CB-O | MOCA30-12HFN1-MZ50W |  | Mini-Splits (Non-Ducted) | MSOP1B-12HRFN1-MZ50W |  | 12000 | 32 |  | 13.5 | 14 |  | 12000 | 6800 | 56.67% | [8 empty] | Residential | 250 | No | 1
200059284 | Mini/Multi Split | MIDEA | HRCU-A-CB-O | MOCA30-12HFN1-MZ50W |  | Mini-Splits (Non-Ducted) | MSOP1B-12HRFN1-MZ50W |  | 12000 | 32 |  | 13.5 | 14 |  | 12000 | 6800 | 56.67% | [8 empty] | Residential | 250 | No | 1
200059289 | Mini/Multi Split | MDV | HRCU-A-CB | MOB30-09HFN1-MX0W |  | Mini-Splits (Ducted) | MTIU-09HWFN1-M |  | 9000 | 23 |  | 13.5 | 12 |  | 10000 | 7200 | 72% | [8 empty] | Residential | 187.5 | No | 0.75
200059290 | Mini/Multi Split | MIDEA | HRCU-A-CB | MOB30-09HFN1-MX0W |  | Mini-Splits (Ducted) | MTIU-09HWFN1-M |  | 9000 | 23 |  | 13.5 | 12 |  | 10000 | 7200 | 72% | [8 empty] | Residential | 187.5 | No | 0.75
200059291 | Mini/Multi Split | MDV | HRCU-A-CB | MOBA30-09HFN1-MT0W |  | Mini-Splits (Ducted) | MTIU-09HWFN1-M |  | 9000 | 20.5 |  | 13.5 | 11.5 |  | 10000 | 6800 | 68% | [8 empty] | Residential | 187.5 | No | 0.75
200059292 | Mini/Multi Split | MIDEA | HRCU-A-CB | MOBA30-09HFN1-MT0W |  | Mini-Splits (Ducted) | MTIU-09HWFN1-M |  | 9000 | 20.5 |  | 13.5 | 11.5 |  | 10000 | 6800 | 68% | [8 empty] | Residential | 187.5 | No | 0.75
200059293 | Mini/Multi Split | MDV | HRCU-A-CB | MOB30-12HFN1-MV0W |  | Mini-Splits (Ducted) | MTIU-12HWFN1-M |  | 12000 | 20.5 |  | 12.5 | 11 |  | 12000 | 8500 | 70.83% | [8 empty] | Residential | 250 | No | 1
200059294 | Mini/Multi Split | MIDEA | HRCU-A-CB | MOB30-12HFN1-MV0W |  | Mini-Splits (Ducted) | MTIU-12HWFN1-M |  | 12000 | 20.5 |  | 12.5 | 11 |  | 12000 | 8500 | 70.83% | [8 empty] | Residential | 250 | No | 1
200059295 | Mini/Multi Split | MDV | HRCU-A-CB | MOB30-12HFN1-MT0W |  | Mini-Splits (Ducted) | MTIU-12HWFN1-M |  | 12000 | 21.5 |  | 12.5 | 11.5 |  | 12000 | 7200 | 60% | [8 empty] | Residential | 250 | No | 1
200059296 | Mini/Multi Split | MIDEA | HRCU-A-CB | MOB30-12HFN1-MT0W |  | Mini-Splits (Ducted) | MTIU-12HWFN1-M |  | 12000 | 21.5 |  | 12.5 | 11.5 |  | 12000 | 7200 | 60% | [8 empty] | Residential | 250 | No | 1
200059297 | Mini/Multi Split | MDV | HRCU-A-CB | MOCA31-18HFN1-MT0W |  | Mini-Splits (Ducted) | MTIU-18HWFN1-M |  | 18000 | 19 |  | 12.5 | 10.5 |  | 18000 | 12000 | 66.67% | [8 empty] | Residential | 375 | No | 1.5
200059298 | Mini/Multi Split | MIDEA | HRCU-A-CB | MOCA31-18HFN1-MT0W |  | Mini-Splits (Ducted) | MTIU-18HWFN1-M |  | 18000 | 19 |  | 12.5 | 10.5 |  | 18000 | 12000 | 66.67% | [8 empty] | Residential | 375 | No | 1.5
200059299 | Mini/Multi Split | MDV | HRCU-A-CB | MOD31-24HFN1-MT0W |  | Mini-Splits (Ducted) | MTIU-24HWFN1-M |  | 24000 | 21.5 |  | 12.5 | 11 |  | 24400 | 16000 | 65.57% | [8 empty] | Residential | 500 | No | 2
200059300 | Mini/Multi Split | MIDEA | HRCU-A-CB | MOD31-24HFN1-MT0W |  | Mini-Splits (Ducted) | MTIU-24HWFN1-M |  | 24000 | 21.5 |  | 12.5 | 11 |  | 24400 | 16000 | 65.57% | [8 empty] | Residential | 500 | No | 2
200059321 | Mini/Multi Split | MDV | HRCU-A-CB | MOB01-09HFN1-MW0W |  | Mini-Splits (Ducted) | MTIU-09HWFN1-M |  | 9000 | 22.5 |  | 14 | 11.5 |  | 10000 | 6800 | 68% | [8 empty] | Residential | 187.5 | No | 0.75
200059322 | Mini/Multi Split | MIDEA | HRCU-A-CB | MOB01-09HFN1-MW0W |  | Mini-Splits (Ducted) | MTIU-09HWFN1-M |  | 9000 | 22.5 |  | 14 | 11.5 |  | 10000 | 6800 | 68% | [8 empty] | Residential | 187.5 | No | 0.75
200059323 | Mini/Multi Split | MDV | HRCU-A-CB | MOB01-12HFN1-MV0W |  | Mini-Splits (Ducted) | MTIU-12HWFN1-M |  | 12000 | 20.5 |  | 12.5 | 11 |  | 12500 | 8100 | 64.8% | [8 empty] | Residential | 250 | No | 1
200059324 | Mini/Multi Split | MIDEA | HRCU-A-CB | MOB01-12HFN1-MV0W |  | Mini-Splits (Ducted) | MTIU-12HWFN1-M |  | 12000 | 20.5 |  | 12.5 | 11 |  | 12500 | 8100 | 64.8% | [8 empty] | Residential | 250 | No | 1
200059325 | Mini/Multi Split | MDV | HRCU-A-CB | MOCA01-18HFN1-MT0W |  | Mini-Splits (Ducted) | MTIU-18HWFN1-M |  | 16500 | 20 |  | 12.5 | 10.8 |  | 19000 | 12400 | 65.26% | [8 empty] | Residential | 345 | No | 1.38
200059327 | Mini/Multi Split | MDV | HRCU-A-CB | MOD01-23HFN1-MT0W |  | Mini-Splits (Ducted) | MTIU-24HWFN1-M |  | 24000 | 21 |  | 12.5 | 12 |  | 24000 | 17400 | 72.5% | [8 empty] | Residential | 500 | No | 2
200059328 | Mini/Multi Split | MIDEA | HRCU-A-CB | MOD01-23HFN1-MT0W |  | Mini-Splits (Ducted) | MTIU-24HWFN1-M |  | 24000 | 21 |  | 12.5 | 12 |  | 24000 | 17400 | 72.5% | [8 empty] | Residential | 500 | No | 2
200059329 | Mini/Multi Split | MDV | HRCU-A-CB-O | MOCA30-09HFN1-MZA5W |  | Mini-Splits (Non-Ducted) | CMSOP1B-09HRFN1-MZA5W |  | 9000 | 40 |  | 15 | 14.5 |  | 10000 | 7200 | 72% | [8 empty] | Residential | 187.5 | No | 0.75
200059330 | Mini/Multi Split | MIDEA | HRCU-A-CB-O | MOCA30-09HFN1-MZA5W |  | Mini-Splits (Non-Ducted) | CMSOP1B-09HRFN1-MZA5W |  | 9000 | 40 |  | 15 | 14.5 |  | 10000 | 7200 | 72% | [8 empty] | Residential | 187.5 | No | 0.75
200059331 | Mini/Multi Split | MDV | HRCU-A-CB-O | MOCA30-12HFN1-MZ50W |  | Mini-Splits (Non-Ducted) | CMSOP1B-12HRFN1-MZ50W |  | 12000 | 30 |  | 13.5 | 13.6 |  | 12000 | 6800 | 56.67% | [8 empty] | Residential | 250 | No | 1
200059332 | Mini/Multi Split | MIDEA | HRCU-A-CB-O | MOCA30-12HFN1-MZ50W |  | Mini-Splits (Non-Ducted) | CMSOP1B-12HRFN1-MZ50W |  | 12000 | 30 |  | 13.5 | 13.6 |  | 12000 | 6800 | 56.67% | [8 empty] | Residential | 250 | No | 1
201753408 | Mini/Multi Split | CARRIER | HRCU-A-CB-O | 38MPRAQ09AA3 |  | Mini-Splits (Non-Ducted) | 40MPHAQ09XA3 |  | 9000 | 42 |  | 15 | 15 |  | 10000 | 7200 | 72% | [8 empty] | Residential | 187.5 | No | 0.75
201753409 | Mini/Multi Split | BRYANT | HRCU-A-CB-O | 38MPRAQ09AA3 |  | Mini-Splits (Non-Ducted) | 619PHAQ09XA3 |  | 9000 | 42 |  | 15 | 15 |  | 10000 | 7200 | 72% | [8 empty] | Residential | 187.5 | No | 0.75
201753410 | Mini/Multi Split | PAYNE | HRCU-A-CB-O | 38MPRAQ09AA3 |  | Mini-Splits (Non-Ducted) | DHMPHAQ09XA3 |  | 9000 | 42 |  | 15 | 15 |  | 10000 | 7200 | 72% | [8 empty] | Residential | 187.5 | No | 0.75
201753411 | Mini/Multi Split | CARRIER | HRCU-A-CB-O | 38MPRAQ12AA3 |  | Mini-Splits (Non-Ducted) | 40MPHAQ12XA3 |  | 12000 | 32 |  | 13.5 | 14 |  | 12000 | 6800 | 56.67% | [8 empty] | Residential | 250 | No | 1
201753412 | Mini/Multi Split | BRYANT | HRCU-A-CB-O | 38MPRAQ12AA3 |  | Mini-Splits (Non-Ducted) | 619PHAQ12XA3 |  | 12000 | 32 |  | 13.5 | 14 |  | 12000 | 6800 | 56.67% | [8 empty] | Residential | 250 | No | 1
201753413 | Mini/Multi Split | PAYNE | HRCU-A-CB-O | 38MPRAQ12AA3 |  | Mini-Splits (Non-Ducted) | DHMPHAQ12XA3 |  | 12000 | 32 |  | 13.5 | 14 |  | 12000 | 6800 | 56.67% | [8 empty] | Residential | 250 | No | 1
201753970 | Mini/Multi Split | MIDEA | HRCU-A-CB-O | 38MPRAQ09AA3 |  | Mini-Splits (Non-Ducted) | DHMPHAQ09XA3 |  | 9000 | 42 |  | 15 | 15 |  | 10000 | 7200 | 72% | [8 empty] | Residential | 187.5 | No | 0.75
201753971 | Mini/Multi Split | MIDEA | HRCU-A-CB-O | 38MPRAQ12AA3 |  | Mini-Splits (Non-Ducted) | DHMPHAQ12XA3 |  | 12000 | 32 |  | 13.5 | 14 |  | 12000 | 6800 | 56.67% | [8 empty] | Residential | 250 | No | 1
201753972 | Mini/Multi Split | MIDEA | HRCU-A-CB-O | DLCPRAH09AAK |  | Mini-Splits (Non-Ducted) | DLFPHAH09XAK |  | 9000 | 40 |  | 15 | 14.5 |  | 10000 | 7200 | 72% | [8 empty] | Residential | 187.5 | No | 0.75
201754296 | Mini/Multi Split | Mitsubishi Electric | HRCU-A-CB-O | MUZ-FH09NA |  | Mini-Splits (Non-Ducted) | MSZ-FH09NA |  | 9000 | 30.5 |  | 16.1 | 13.5 |  | 10900 | 6700 | 61.47% | [8 empty] | Residential | 187.5 | No | 0.75
201754297 | Mini/Multi Split | Mitsubishi Electric | HRCU-A-CB-O | MUZ-FH09NAH |  | Mini-Splits (Non-Ducted) | MSZ-FH09NA** |  | 9000 | 30.5 |  | 16.1 | 12.5 |  | 10900 | 6700 | 61.47% | 9000 | 29.8 | 16.1 | 10 | 10900 |  |  |  | Residential | 187.5 | No | 0.75 | No
201754298 | Mini/Multi Split | Mitsubishi Electric | HRCU-A-CB-O | MUZ-FH12NA |  | Mini-Splits (Non-Ducted) | MSZ-FH12NA |  | 12000 | 26.1 |  | 13.8 | 12.5 |  | 13600 | 8100 | 59.56% | [8 empty] | Residential | 250 | No | 1
201754299 | Mini/Multi Split | Mitsubishi Electric | HRCU-A-CB-O | MUZ-FH12NAH |  | Mini-Splits (Non-Ducted) | MSZ-FH12NA** |  | 12000 | 26.1 |  | 13.8 | 11.5 |  | 13600 | 8100 | 59.56% | 12000 | 26.3 | 13.8 | 10.4 | 13600 |  |  |  | Residential | 250 | No | 1 | No
201754300 | Mini/Multi Split | Mitsubishi Electric | HRCU-A-CB-O | MUZ-FH15NA |  | Mini-Splits (Non-Ducted) | MSZ-FH15NA |  | 15000 | 22 |  | 12.5 | 12 |  | 18000 | 11000 | 61.11% | [8 empty] | Residential | 312.5 | No | 1.25
201754301 | Mini/Multi Split | Mitsubishi Electric | HRCU-A-CB-O | MUZ-FH15NAH |  | Mini-Splits (Non-Ducted) | MSZ-FH15NA** |  | 15000 | 22 |  | 12.5 | 11 |  | 18000 | 11000 | 61.11% | 15000 | 21.5 | 12.5 | 9.9 | 18000 |  |  |  | Residential | 312.5 | No | 1.25 | No
201754302 | Mini/Multi Split | Mitsubishi Electric | HRCU-A-CB-O | MUZ-FH18NA2 |  | Mini-Splits (Non-Ducted) | MSZ-FH18NA** |  | 17200 | 21 |  | 12.5 | 12 |  | 20200 | 13700 | 67.82% | [8 empty] | Residential | 357.5 | No | 1.43
201754303 | Mini/Multi Split | Mitsubishi Electric | HRCU-A-CB-O | MUZ-FH18NAH2 |  | Mini-Splits (Non-Ducted) | MSZ-FH18NA** |  | 17200 | 21 |  | 12.5 | 11 |  | 20200 | 13700 | 67.82% | 17200 | 21 | 12.5 | 10.3 | 20200 |  |  |  | Residential | 357.5 | No | 1.43 | No
201754317 | Mini/Multi Split | Mitsubishi Electric | HRCU-A-CB-O | PUZ-A18NKA7*** |  | Mini-Splits (Non-Ducted) | PLA-A18EA* |  | 18000 | 24.6 |  | 14.4 | 11 |  | 19000 | 11000 | 57.89% | 18000 | 25 | 14.4 | 9.2 | 23000 |  |  |  | Residential | 375 | No | 1.5 | No
201754318 | Mini/Multi Split | Mitsubishi Electric | HRCU-A-CB-O | PUZ-A24NHA7*** |  | Mini-Splits (Non-Ducted) | PLA-A24EA* |  | 24000 | 24.2 |  | 14.3 | 11.2 |  | 26000 | 14900 | 57.31% | 24000 | 24.7 | 14.3 | 9.3 | 29000 |  |  |  | Residential | 500 | No | 2 | No
201754319 | Mini/Multi Split | Mitsubishi Electric | HRCU-A-CB-O | PUZ-A36NKA7*** |  | Mini-Splits (Non-Ducted) | PLA-A36EA* |  | 36000 | 21.8 |  | 12.9 | 10.4 |  | 38000 | 22000 | 57.89% | 36000 | 22 | 12.9 | 9.3 | 42000 |  |  |  | Residential | 750 | No | 3 | No
201754426 | Mini/Multi Split | Mitsubishi Electric | HRCU-A-CB-O | MUZ-FH06NA |  | Mini-Splits (Non-Ducted) | MSZ-FH06NA** |  | 6000 | 33.1 |  | 19 | 13.5 |  | 8700 | 5900 | 67.82% | [8 empty] | Residential | 125 | No | 0.5
201754427 | Mini/Multi Split | Mitsubishi Electric | HRCU-A-CB-O | MUZ-FH06NAH |  | Mini-Splits (Non-Ducted) | MSZ-FH06NA** |  | 6000 | 33.1 |  | 19 | 12.5 |  | 8700 | 5900 | 67.82% | 6000 | 32.2 | 19 | 10.9 | 8700 |  |  |  | Residential | 125 | No | 0.5 | No
201754448 | Mini/Multi Split | Mitsubishi Electric | HRCU-A-CB | PUZ-A12NKA7*** |  | Mini-Splits (Ducted) | PEAD-A12AA* |  | 12000 | 21.1 |  | 13 | 10.2 |  | 14000 | 8600 | 61.43% | 12000 | 20.7 | 12.5 | 9.4 | 17900 |  |  |  | Residential | 250 | No | 1 | No
201754450 | Mini/Multi Split | Mitsubishi Electric | HRCU-A-CB-O | PUZ-A12NKA7*** |  | Mini-Splits (Non-Ducted) | PLA-A12EA* |  | 12000 | 27 |  | 16.4 | 12.8 |  | 14000 | 10100 | 72.14% | 12000 | 26.9 | 16.4 | 10.9 | 20000 |  |  |  | Residential | 250 | No | 1 | No
201754543 | Mini/Multi Split | Mitsubishi Electric | HRCU-A-CB | PUZ-A12NKA7*** |  | Mini-Splits (Ducted) | PVA-A12AA* |  | 12000 | 21.4 |  | 13.4 | 10.3 |  | 14000 | 9900 | 70.71% | 12000 | 22 | 13.4 | 8.9 | 19000 |  |  |  | Residential | 250 | No | 1 | No
201754627 | Mini/Multi Split | LENNOX | HRCU-A-CB-O | LISH012000P431-C |  | Mini-Splits (Non-Ducted) | LICH4012180P431-C |  | 12000 | 21.5 |  | 14 | 10.5 |  | 12000 | 7500 | 62.5% | [8 empty] | Residential | 250 | No | 1
201754642 | Mini/Multi Split | Mitsubishi Electric | HMSV-A-CB-O | MXZ-2C20NA2 |  | Non-Ducted Indoor Units |  |  | 18000 | 20 |  | 12.7 | 10 |  | 22000 | 13500 | 61.36% | [8 empty] | Residential | 375 | No | 1.5
201754904 | Mini/Multi Split | Mitsubishi Electric | HMSV-A-CB-O | MXZ-3C24NAHZ2 |  | Non-Ducted Indoor Units |  |  | 22000 | 19 |  | 13.5 | 10 |  | 25000 | 14000 | 56% | [8 empty] | Residential | 457.5 | No | 1.83
201754908 | Mini/Multi Split | Mitsubishi Electric | HMSV-A-CB-O | MXZ-3C30NAHZ2 |  | Non-Ducted Indoor Units |  |  | 28400 | 18 |  | 12.5 | 11 |  | 28600 | 18000 | 62.94% | [8 empty] | Residential | 592.5 | No | 2.37
201754911 | Mini/Multi Split | Mitsubishi Electric | HMSV-A-CB-O | MXZ-4C36NAHZ |  | Non-Ducted Indoor Units |  |  | 36000 | 19.1 |  | 14 | 11.3 |  | 45000 | 34000 | 75.56% | [8 empty] | Residential | 750 | No | 3
201754926 | Mini/Multi Split | Mitsubishi Electric | HMSV-A-CB-O | MXZ-5C42NAHZ |  | Non-Ducted Indoor Units |  |  | 42000 | 19 |  | 13.4 | 11 |  | 48000 | 35800 | 74.58% | [8 empty] | Residential | 875 | No | 3.5
201755029 | Mini/Multi Split | Mitsubishi Electric | HRCU-A-CB-O | MUZ-GL24NAH*** |  | Mini-Splits (Non-Ducted) | MSZ-GL24NA*** |  | 22400 | 20.5 |  | 12.5 | 10 |  | 27600 | 16000 | 57.97% | [8 empty] | Residential | 467.5 | No | 1.87
201755033 | Mini/Multi Split | MIDEA | HRCU-A-CB-O | DLCPRAH12AAK |  | Mini-Splits (Non-Ducted) | DLFPHAH12XAK |  | 12000 | 30 |  | 13.5 | 13.6 |  | 12000 | 6800 | 56.67% | [8 empty] | Residential | 250 | No | 1
201755335 | Mini/Multi Split | C&H | HRCU-A-CB | CH-24LCU/O |  | Mini-Splits (Ducted) | CH-24LCDTU/I |  | 24000 | 20.5 |  | 12.5 | 12.5 |  | 24000 | 17200 | 71.67% | [8 empty] | Residential | 500 | No | 2
201756546 | Mini/Multi Split | MIDEA | HRCU-A-CB-O | DLCSRAH12AAJ |  | Mini-Splits (Non-Ducted) | DLFSHAH12XAJ |  | 12000 | 20.4 |  | 12.5 | 11 |  | 11800 | 7100 | 60.17% | [8 empty] | Residential | 250 | No | 1
201756547 | Mini/Multi Split | MIDEA | HRCU-A-CB-O | DLCSRAH09AAK |  | Mini-Splits (Non-Ducted) | DLFSHAH09XAK |  | 9000 | 24.7 |  | 14 | 10.5 |  | 12000 | 7500 | 62.5% | [8 empty] | Residential | 187.5 | No | 0.75
201756548 | Mini/Multi Split | MIDEA | HRCU-A-CB-O | DLCSRAH12AAK |  | Mini-Splits (Non-Ducted) | DLFSHAH12XAK |  | 12000 | 21.5 |  | 12.5 | 11 |  | 12000 | 7600 | 63.33% | [8 empty] | Residential | 250 | No | 1
201756549 | Mini/Multi Split | MIDEA | HRCU-A-CB-O | DLCSRAH18AAK |  | Mini-Splits (Non-Ducted) | DLFSHAH18XAK |  | 18000 | 22 |  | 12.5 | 10.5 |  | 18000 | 11900 | 66.11% | [8 empty] | Residential | 375 | No | 1.5
201756550 | Mini/Multi Split | MIDEA | HRCU-A-CB-O | DLCSRAH24AAK |  | Mini-Splits (Non-Ducted) | DLFSHAH24XAK |  | 23000 | 20 |  | 12.5 | 10 |  | 25000 | 15000 | 60% | [8 empty] | Residential | 480 | No | 1.92
201763892 | Mini/Multi Split | ECO AIR | HRCU-A-CB-O | MOD30-24HFN1-MT0W |  | Mini-Splits (Non-Ducted) | MSABE-24HRFN1-MT0W |  | 24000 | 20.5 |  | 12.5 | 10 |  | 25000 | 15300 | 61.2% | [8 empty] | Residential | 500 | No | 2
201763893 | Mini/Multi Split | ECO AIR | HMSV-A-CB | M2OF-18HFN1-M |  | Non-Ducted Indoor Units |  |  | 17000 | 21.3 |  | 12.5 | 10 |  | 18000 | 11800 | 65.56% | [8 empty] | Residential | 355 | No | 1.42
201763897 | Mini/Multi Split | FRIEDRICH | HRCU-A-CB-O | MRH09Y3JA |  | Mini-Splits (Non-Ducted) | MWH09Y3JA |  | 9000 | 28 |  | 16.1 | 12.5 |  | 10500 | 6500 | 61.9% | [8 empty] | Residential | 187.5 | No | 0.75
201763898 | Mini/Multi Split | FRIEDRICH | HRCU-A-CB-O | MRH12Y3JA |  | Mini-Splits (Non-Ducted) | MWH12Y3JA |  | 12000 | 25 |  | 15.4 | 12 |  | 13000 | 8000 | 61.54% | [8 empty] | Residential | 250 | No | 1
201763956 | Mini/Multi Split | COMFORTSTAR | HMSV-A-CB | CM2-18-2Z |  | Non-Ducted Indoor Units |  |  | 18000 | 22.5 |  | 12.5 | 10.3 |  | 19000 | 12000 | 63.16% | [8 empty] | Residential | 375 | No | 1.5
201763958 | Mini/Multi Split | COMFORTSTAR | HMSV-A-CB | CM3-27-3Z |  | Non-Ducted Indoor Units |  |  | 28000 | 23 |  | 12.5 | 10.3 |  | 28000 | 17200 | 61.43% | [8 empty] | Residential | 582.5 | No | 2.33
201763961 | Mini/Multi Split | COMFORTSTAR | HMSV-A-CB | CM5-54-5Z |  | Non-Ducted Indoor Units |  |  | 48000 | 22.4 |  | 12.5 | 10.2 |  | 48000 | 29600 | 61.67% | [8 empty] | Residential | 1000 | No | 4
201766729 | Mini/Multi Split | KLIMAIRE | HRCU-A-CB-O | KSIH009-H225-O |  | Mini-Splits (Non-Ducted) | KSIH009-H225-IW |  | 9000 | 25 |  | 14.5 | 11.2 |  | 10900 | 6900 | 63.3% | [8 empty] | Residential | 187.5 | No | 0.75
201766730 | Mini/Multi Split | KLIMAIRE | HRCU-A-CB-O | KSIH012-H222-O |  | Mini-Splits (Non-Ducted) | KSIH012-H222-IW |  | 12000 | 22.5 |  | 13 | 12 |  | 12000 | 7800 | 65% | [8 empty] | Residential | 250 | No | 1
201766731 | Mini/Multi Split | KLIMAIRE | HRCU-A-CB-O | KSIH018-H220-O |  | Mini-Splits (Non-Ducted) | KSIH018-H220-IW |  | 17000 | 20 |  | 12.5 | 10.3 |  | 18000 | 10800 | 60% | [8 empty] | Residential | 355 | No | 1.42
201766733 | Mini/Multi Split | KLIMAIRE | HRCU-A-CB-O | KSIH024-H220-O |  | Mini-Splits (Non-Ducted) | KSIH024-H220-IW |  | 24000 | 20.5 |  | 13 | 11.5 |  | 24000 | 15400 | 64.17% | [8 empty] | Residential | 500 | No | 2
201771983 | Mini/Multi Split | LENNOX | HMSV-A-CB | MPB018S4M-1P |  | Non-Ducted Indoor Units |  |  | 18000 | 22.5 |  | 12.5 | 10.3 |  | 19000 | 12000 | 63.16% | [8 empty] | Residential | 375 | No | 1.5
201771984 | Mini/Multi Split | LENNOX | HMSV-A-CB | MPB030S4M-1P |  | Non-Ducted Indoor Units |  |  | 28000 | 23 |  | 12.5 | 10.3 |  | 28000 | 17200 | 61.43% | [8 empty] | Residential | 582.5 | No | 2.33
201771986 | Mini/Multi Split | LENNOX | HMSV-A-CB | MPB048S4M-1P |  | Non-Ducted Indoor Units |  |  | 48000 | 22.4 |  | 12.5 | 10.2 |  | 48000 | 29600 | 61.67% | [8 empty] | Residential | 1000 | No | 4
201771988 | Mini/Multi Split | LENNOX | HMSV-A-CB | MLA030S4M-1P |  | Non-Ducted Indoor Units |  |  | 28000 | 22 |  | 13 | 10.4 |  | 28000 | 18000 | 64.29% | [8 empty] | Residential | 582.5 | No | 2.33
201771989 | Mini/Multi Split | LENNOX | HMSV-A-CB | MLA036S4M-1P |  | Non-Ducted Indoor Units |  |  | 36000 | 21.5 |  | 13.5 | 10.5 |  | 36000 | 23200 | 64.44% | [8 empty] | Residential | 750 | No | 3
201786765 | Mini/Multi Split | NOVAIR PLUS | HRCU-A-CB-O | 09EVONVO |  | Mini-Splits (Non-Ducted) | 09EVONVI |  | 9000 | 25 |  | 14.5 | 11.2 |  | 10900 | 6900 | 63.3% | [8 empty] | Residential | 187.5 | No | 0.75
201786767 | Mini/Multi Split | NOVAIR PLUS | HRCU-A-CB-O | 12EVONVO |  | Mini-Splits (Non-Ducted) | 12EVONVI |  | 12000 | 22.5 |  | 13 | 12 |  | 12000 | 7800 | 65% | [8 empty] | Residential | 250 | No | 1
201786769 | Mini/Multi Split | NOVAIR PLUS | HRCU-A-CB-O | 18EVONVO |  | Mini-Splits (Non-Ducted) | 18EVONVI |  | 17000 | 20 |  | 12.5 | 10.3 |  | 18000 | 10800 | 60% | [8 empty] | Residential | 355 | No | 1.42
201786770 | Mini/Multi Split | NOVAIR PLUS | HRCU-A-CB-O | 24EVONVO |  | Mini-Splits (Non-Ducted) | 24EVONVI |  | 24000 | 20.5 |  | 13 | 11.5 |  | 24000 | 15400 | 64.17% | [8 empty] | Residential | 500 | No | 2
201796605 | Mini/Multi Split | MIDEA | HRCU-A-CB | DLCSRAH09AAK |  | Mini-Splits (Ducted) | DLFSDAH09XAK |  | 9000 | 22.5 |  | 14 | 11.5 |  | 10000 | 6800 | 68% | [8 empty] | Residential | 187.5 | No | 0.75
201796606 | Mini/Multi Split | MIDEA | HRCU-A-CB-O | DLCSRAH09AAK |  | Mini-Splits (Non-Ducted) | DLFSCAH09XAK |  | 9000 | 20 |  | 13 | 10.2 |  | 10000 | 6700 | 67% | [8 empty] | Residential | 187.5 | No | 0.75
201796607 | Mini/Multi Split | MIDEA | HRCU-A-CB-O | DLCSRAH12AAK |  | Mini-Splits (Non-Ducted) | DLFSCAH12XAK |  | 12000 | 19.5 |  | 12.5 | 10.2 |  | 12000 | 8200 | 68.33% | [8 empty] | Residential | 250 | No | 1
201796608 | Mini/Multi Split | MIDEA | HRCU-A-CB-O | DLCSRAH12AAK |  | Mini-Splits (Non-Ducted) | DLFSFAH12XAK |  | 12000 | 19.4 |  | 12.5 | 10.5 |  | 12000 | 9600 | 80% | [8 empty] | Residential | 250 | No | 1
201796609 | Mini/Multi Split | MIDEA | HRCU-A-CB | DLCSRAH12AAK |  | Mini-Splits (Ducted) | DLFSDAH12XAK |  | 12000 | 20.5 |  | 12.5 | 11 |  | 12500 | 8100 | 64.8% | [8 empty] | Residential | 250 | No | 1
201796610 | Mini/Multi Split | MIDEA | HRCU-A-CB-O | DLCSRAH18AAK |  | Mini-Splits (Non-Ducted) | DLFSFAH18XAK |  | 17000 | 19.9 |  | 12.5 | 10.2 |  | 18000 | 12900 | 71.67% | [8 empty] | Residential | 355 | No | 1.42
201796611 | Mini/Multi Split | MIDEA | HRCU-A-CB-O | DLCSRAH18AAK |  | Mini-Splits (Non-Ducted) | DLFSCAH18XAK |  | 16000 | 20 |  | 12.5 | 10.5 |  | 18000 | 12000 | 66.67% | [8 empty] | Residential | 332.5 | No | 1.33
201796612 | Mini/Multi Split | MIDEA | HRCU-A-CB | DLCSRAH24AAK |  | Mini-Splits (Ducted) | DLFSDAH24XAK |  | 24000 | 21 |  | 12.5 | 12 |  | 24000 | 17400 | 72.5% | [8 empty] | Residential | 500 | No | 2
201796617 | Mini/Multi Split | MIDEA | HRCU-A-CB | DLCSRAH18AAK |  | Mini-Splits (Ducted) | DLFSDAH18XAK |  | 16500 | 20 |  | 12.5 | 10.8 |  | 19000 | 12400 | 65.26% | [8 empty] | Residential | 345 | No | 1.38
201796621 | Mini/Multi Split | LENNOX | HRCU-A-CB | LISH012000P431-C |  | Mini-Splits (Ducted) | LIFHC012180P431-C |  | 12000 | 21.5 |  | 12.5 | 11.5 |  | 12000 | 7200 | 60% | [8 empty] | Residential | 250 | No | 1
201796623 | Mini/Multi Split | LENNOX | HRCU-A-CB-O | LISH018000P431-C |  | Mini-Splits (Non-Ducted) | LIUH018180P431-C |  | 17000 | 19.9 |  | 12.5 | 10.6 |  | 18000 | 13400 | 74.44% | 17000 | 19.9 | 12.5 | 9.9 | 18000 |  |  |  | Residential | 355 | No | 1.42 | No
201796624 | Mini/Multi Split | LENNOX | HRCU-A-CB-O | LISH018000P431-C |  | Mini-Splits (Non-Ducted) | LICH4018180P431-C |  | 16000 | 20 |  | 12.5 | 10.5 |  | 18000 | 12000 | 66.67% | 16000 | 20 | 12.5 | 9.8 | 12000 |  |  |  | Residential | 332.5 | No | 1.33 | No
201796625 | Mini/Multi Split | LENNOX | HRCU-A-CB | LISH024000P431-C |  | Mini-Splits (Ducted) | LIFHC024180P431-C. |  | 24000 | 20.5 |  | 12.5 | 12.5 |  | 24000 | 17200 | 71.67% | [8 empty] | Residential | 500 | No | 2
201796629 | Mini/Multi Split | LENNOX | HRCU-A-CB-O | MPB012S4S-1L |  | Mini-Splits (Non-Ducted) | MWMB012S4-2L |  | 12000 | 22 |  | 13 | 10.2 |  | 12000 | 7600 | 63.33% | [8 empty] | Residential | 250 | No | 1
201796630 | Mini/Multi Split | LENNOX | HRCU-A-CB-O | MPB009S4S-1P |  | Mini-Splits (Non-Ducted) | MWMA009S4-3P |  | 9000 | 23.5 |  | 14.9 | 10.8 |  | 9800 | 5800 | 59.18% | [8 empty] | Residential | 187.5 | No | 0.75
201796631 | Mini/Multi Split | LENNOX | HRCU-A-CB-O | MPB012S4S-1P |  | Mini-Splits (Non-Ducted) | MWMA012S4-3P |  | 12000 | 22.7 |  | 13.7 | 11 |  | 12000 | 7700 | 64.17% | [8 empty] | Residential | 250 | No | 1
201796632 | Mini/Multi Split | LENNOX | HRCU-A-CB-O | MLA009S4S-1P |  | Mini-Splits (Non-Ducted) | MWMA009S4-3P |  | 9000 | 24 |  | 14.5 | 10.5 |  | 10900 | 6900 | 63.3% | [8 empty] | Residential | 187.5 | No | 0.75
201796633 | Mini/Multi Split | LENNOX | HRCU-A-CB-O | MLA012S4S-1P |  | Mini-Splits (Non-Ducted) | MWMA012S4-3P |  | 12000 | 22 |  | 12.5 | 10 |  | 12000 | 7800 | 65% | [8 empty] | Residential | 250 | No | 1
201796636 | Mini/Multi Split | KLIMAIRE | HRCU-A-CB-O | KSIE009-H221-O |  | Mini-Splits (Non-Ducted) | KSIE009-H221-IW |  | 9000 | 22.8 |  | 14 | 10.5 |  | 9800 | 6400 | 65.31% | [8 empty] | Residential | 187.5 | No | 0.75
201796637 | Mini/Multi Split | KLIMAIRE | HRCU-A-CB | KSIE009-H221-O |  | Mini-Splits (Ducted) | KDIP09-H2 |  | 9000 | 20.5 |  | 13.5 | 11.5 |  | 10000 | 6800 | 68% | [8 empty] | Residential | 187.5 | No | 0.75
201796638 | Mini/Multi Split | KLIMAIRE | HRCU-A-CB | KSIE012-H220-O |  | Mini-Splits (Ducted) | KDIP12-H2 |  | 12000 | 21.5 |  | 12.5 | 11.5 |  | 12000 | 7200 | 60% | [8 empty] | Residential | 250 | No | 1
201796639 | Mini/Multi Split | KLIMAIRE | HRCU-A-CB | KSIE018-H220-O |  | Mini-Splits (Ducted) | KDIP18-H2 |  | 18000 | 19 |  | 12.5 | 10.5 |  | 18000 | 12000 | 66.67% | [8 empty] | Residential | 375 | No | 1.5
201796640 | Mini/Multi Split | KLIMAIRE | HRCU-A-CB | KSIE024-H220-O |  | Mini-Splits (Ducted) | KDIP24-H2 |  | 24000 | 21.5 |  | 12.5 | 11 |  | 24400 | 16000 | 65.57% | [8 empty] | Residential | 500 | No | 2
201810023 | Mini/Multi Split | MDV | HMSV-A-CB | M3OH-27HFN1-M |  | Non-Ducted Indoor Units |  |  | 28000 | 22 |  | 13 | 10.4 |  | 28000 | 18000 | 64.29% | [8 empty] | Residential | 582.5 | No | 2.33
201810024 | Mini/Multi Split | MIDEA | HMSV-A-CB | M3OH-27HFN1-M |  | Non-Ducted Indoor Units |  |  | 28000 | 22 |  | 13 | 10.4 |  | 31400 | 18000 | 57.32% | [8 empty] | Residential | 582.5 | No | 2.33
201810035 | Mini/Multi Split | COMFORT-AIRE | HMSV-A-CB | A-VMH28TU-1 |  | Non-Ducted Indoor Units |  |  | 28000 | 22 |  | 13 | 10.4 |  | 28000 | 18000 | 64.29% | [8 empty] | Residential | 582.5 | No | 2.33
201810036 | Mini/Multi Split | COMFORT-AIRE | HMSV-A-CB | A-VMH36QU-1 |  | Non-Ducted Indoor Units |  |  | 36000 | 21.5 |  | 13.5 | 10.5 |  | 36000 | 23200 | 64.44% | [8 empty] | Residential | 750 | No | 3
201810040 | Mini/Multi Split | COMFORT-AIRE | HRCU-A-CB-O | A-VMH18SU-1A |  | Mini-Splits (Non-Ducted) | B-VMH18SU-1A |  | 17000 | 20 |  | 12.5 | 10.3 |  | 18000 | 10800 | 60% | [8 empty] | Residential | 355 | No | 1.42
201810385 | Mini/Multi Split | TGM | HRCU-A-CB-O | HRHDBT12AS |  | Mini-Splits (Non-Ducted) | HWHDBT12S |  | 12000 | 20.5 |  | 13 | 10.8 |  | 13000 | 7500 | 57.69% | 12000 | 21 | 13 | 9 | 12000 |  |  |  | Residential | 250 | No | 1
201810386 | Mini/Multi Split | TGM | HRCU-A-CB-O | HRHDBT18AS |  | Mini-Splits (Non-Ducted) | HWHDBT18S |  | 18000 | 23.3 |  | 13 | 11.6 |  | 19000 | 11600 | 61.05% | 18000 | 22.5 | 13 | 8.6 | 17000 |  |  |  | Residential | 375 | No | 1.5
201810392 | Mini/Multi Split | CLASSIC | HRCU-A-CB-O | HRHDBC12AS |  | Mini-Splits (Non-Ducted) | HWHDBC12S |  | 12000 | 20.5 |  | 13 | 10.8 |  | 13000 | 7500 | 57.69% | 12000 | 21 | 13 | 9 | 12000 |  |  |  | Residential | 250 | No | 1
201810393 | Mini/Multi Split | CLASSIC | HRCU-A-CB-O | HRHDBC18AS |  | Mini-Splits (Non-Ducted) | HWHDBC18S |  | 18000 | 23.3 |  | 13 | 11.6 |  | 19000 | 11600 | 61.05% | 18000 | 22.5 | 13 | 8.6 | 17000 |  |  |  | Residential | 375 | No | 1.5
201830345 | Mini/Multi Split | KARDA | HRCU-A-CB-O | 1PAMSHH09-SZO-25 |  | Mini-Splits (Non-Ducted) | 1PAMSHH09-SZW-25 |  | 9000 | 25 |  | 14.5 | 11.2 |  | 10900 | 6900 | 63.3% | [8 empty] | Residential | 187.5 | No | 0.75
201830346 | Mini/Multi Split | KARDA | HRCU-A-CB-O | 1PAMSHH12-SZO-22.5 |  | Mini-Splits (Non-Ducted) | 1PAMSHH12-SZW-22.5 |  | 12000 | 22.5 |  | 13 | 12 |  | 12000 | 7800 | 65% | [8 empty] | Residential | 250 | No | 1
201830348 | Mini/Multi Split | KARDA | HRCU-A-CB-O | 1PAMSHH24-SZO-20.5 |  | Mini-Splits (Non-Ducted) | 1PAMSHH24-SZW-20.5 |  | 24000 | 20.5 |  | 13 | 11.5 |  | 24000 | 15400 | 64.17% | [8 empty] | Residential | 500 | No | 2
201830359 | Mini/Multi Split | AC PRO | HMSV-A-CB | 2PAMSH18-MZO2 |  | Non-Ducted Indoor Units |  |  | 17000 | 21.3 |  | 12.5 | 10 |  | 18000 | 11800 | 65.56% | [8 empty] | Residential | 355 | No | 1.42
201830362 | Mini/Multi Split | AC PRO | HMSV-A-CB | 2PAMSH48-MZO5 |  | Non-Ducted Indoor Units |  |  | 48000 | 22.4 |  | 12.5 | 10.2 |  | 48000 | 29600 | 61.67% | [8 empty] | Residential | 1000 | No | 4
201835506 | Mini/Multi Split | ARCOAIRE | HRCU-A-CB-O | DLCPRAH09AAK |  | Mini-Splits (Non-Ducted) | DLFPHAH09XAK |  | 9000 | 40 |  | 15 | 14.5 |  | 10000 | 7200 | 72% | [8 empty] | Residential | 187.5 | No | 0.75
201835507 | Mini/Multi Split | ARCOAIRE | HRCU-A-CB-O | DLCPRAH12AAK |  | Mini-Splits (Non-Ducted) | DLFPHAH12XAK |  | 12000 | 30 |  | 13.5 | 13.6 |  | 12000 | 6800 | 56.67% | [8 empty] | Residential | 250 | No | 1
201835514 | Mini/Multi Split | ARCOAIRE | HRCU-A-CB-O | DLCSRAH12AAJ |  | Mini-Splits (Non-Ducted) | DLFSHAH12XAJ |  | 12000 | 20.4 |  | 12.5 | 11 |  | 11800 | 7100 | 60.17% | [8 empty] | Residential | 250 | No | 1
201835515 | Mini/Multi Split | ARCOAIRE | HRCU-A-CB-O | DLCSRAH09AAK |  | Mini-Splits (Non-Ducted) | DLFSHAH09XAK |  | 9000 | 24.7 |  | 14 | 10.5 |  | 12000 | 7500 | 62.5% | [8 empty] | Residential | 187.5 | No | 0.75
201835516 | Mini/Multi Split | ARCOAIRE | HRCU-A-CB-O | DLCSRAH12AAK |  | Mini-Splits (Non-Ducted) | DLFSHAH12XAK |  | 12000 | 21.5 |  | 12.5 | 11 |  | 12000 | 7600 | 63.33% | [8 empty] | Residential | 250 | No | 1
201835517 | Mini/Multi Split | ARCOAIRE | HRCU-A-CB-O | DLCSRAH18AAK |  | Mini-Splits (Non-Ducted) | DLFSHAH18XAK |  | 18000 | 22 |  | 12.5 | 10.5 |  | 18000 | 11900 | 66.11% | [8 empty] | Residential | 375 | No | 1.5
201835518 | Mini/Multi Split | ARCOAIRE | HRCU-A-CB-O | DLCSRAH24AAK |  | Mini-Splits (Non-Ducted) | DLFSHAH24XAK |  | 23000 | 20 |  | 12.5 | 10 |  | 25000 | 15000 | 60% | [8 empty] | Residential | 480 | No | 1.92
201835531 | Mini/Multi Split | ARCOAIRE | HRCU-A-CB | DLCSRAH09AAK |  | Mini-Splits (Ducted) | DLFSDAH09XAK |  | 9000 | 22.5 |  | 14 | 11.5 |  | 10000 | 6800 | 68% | [8 empty] | Residential | 187.5 | No | 0.75
201835532 | Mini/Multi Split | ARCOAIRE | HRCU-A-CB-O | DLCSRAH09AAK |  | Mini-Splits (Non-Ducted) | DLFSCAH09XAK |  | 9000 | 20 |  | 13 | 10.2 |  | 10000 | 6700 | 67% | [8 empty] | Residential | 187.5 | No | 0.75
201835533 | Mini/Multi Split | ARCOAIRE | HRCU-A-CB-O | DLCSRAH12AAK |  | Mini-Splits (Non-Ducted) | DLFSCAH12XAK |  | 12000 | 19.5 |  | 12.5 | 10.2 |  | 12000 | 8200 | 68.33% | [8 empty] | Residential | 250 | No | 1
201835534 | Mini/Multi Split | ARCOAIRE | HRCU-A-CB-O | DLCSRAH12AAK |  | Mini-Splits (Non-Ducted) | DLFSFAH12XAK |  | 12000 | 19.4 |  | 12.5 | 10.5 |  | 12000 | 9600 | 80% | [8 empty] | Residential | 250 | No | 1
201835535 | Mini/Multi Split | ARCOAIRE | HRCU-A-CB | DLCSRAH12AAK |  | Mini-Splits (Ducted) | DLFSDAH12XAK |  | 12000 | 20.5 |  | 12.5 | 11 |  | 12500 | 8100 | 64.8% | [8 empty] | Residential | 250 | No | 1
201835536 | Mini/Multi Split | ARCOAIRE | HRCU-A-CB-O | DLCSRAH18AAK |  | Mini-Splits (Non-Ducted) | DLFSFAH18XAK |  | 17000 | 19.9 |  | 12.5 | 10.2 |  | 18000 | 12900 | 71.67% | [8 empty] | Residential | 355 | No | 1.42
201835537 | Mini/Multi Split | ARCOAIRE | HRCU-A-CB-O | DLCSRAH18AAK |  | Mini-Splits (Non-Ducted) | DLFSCAH18XAK |  | 16000 | 20 |  | 12.5 | 10.5 |  | 18000 | 12000 | 66.67% | [8 empty] | Residential | 332.5 | No | 1.33
201835538 | Mini/Multi Split | ARCOAIRE | HRCU-A-CB | DLCSRAH24AAK |  | Mini-Splits (Ducted) | DLFSDAH24XAK |  | 24000 | 21 |  | 12.5 | 12 |  | 24000 | 17400 | 72.5% | [8 empty] | Residential | 500 | No | 2
201835543 | Mini/Multi Split | ARCOAIRE | HRCU-A-CB | DLCSRAH18AAK |  | Mini-Splits (Ducted) | DLFSDAH18XAK |  | 16500 | 20 |  | 12.5 | 10.8 |  | 19000 | 12400 | 65.26% | [8 empty] | Residential | 345 | No | 1.38
201835554 | Mini/Multi Split | COMFORTMAKER | HRCU-A-CB-O | DLCPRAH09AAK |  | Mini-Splits (Non-Ducted) | DLFPHAH09XAK |  | 9000 | 40 |  | 15 | 14.5 |  | 10000 | 7200 | 72% | [8 empty] | Residential | 187.5 | No | 0.75
201835555 | Mini/Multi Split | COMFORTMAKER | HRCU-A-CB-O | DLCPRAH12AAK |  | Mini-Splits (Non-Ducted) | DLFPHAH12XAK |  | 12000 | 30 |  | 13.5 | 13.6 |  | 12000 | 6800 | 56.67% | [8 empty] | Residential | 250 | No | 1
201835562 | Mini/Multi Split | COMFORTMAKER | HRCU-A-CB-O | DLCSRAH12AAJ |  | Mini-Splits (Non-Ducted) | DLFSHAH12XAJ |  | 12000 | 20.4 |  | 12.5 | 11 |  | 11800 | 7100 | 60.17% | [8 empty] | Residential | 250 | No | 1
201835563 | Mini/Multi Split | COMFORTMAKER | HRCU-A-CB-O | DLCSRAH09AAK |  | Mini-Splits (Non-Ducted) | DLFSHAH09XAK |  | 9000 | 24.7 |  | 14 | 10.5 |  | 12000 | 7500 | 62.5% | [8 empty] | Residential | 187.5 | No | 0.75
201835564 | Mini/Multi Split | COMFORTMAKER | HRCU-A-CB-O | DLCSRAH12AAK |  | Mini-Splits (Non-Ducted) | DLFSHAH12XAK |  | 12000 | 21.5 |  | 12.5 | 11 |  | 12000 | 7600 | 63.33% | [8 empty] | Residential | 250 | No | 1
201835565 | Mini/Multi Split | COMFORTMAKER | HRCU-A-CB-O | DLCSRAH18AAK |  | Mini-Splits (Non-Ducted) | DLFSHAH18XAK |  | 18000 | 22 |  | 12.5 | 10.5 |  | 18000 | 11900 | 66.11% | [8 empty] | Residential | 375 | No | 1.5
201835566 | Mini/Multi Split | COMFORTMAKER | HRCU-A-CB-O | DLCSRAH24AAK |  | Mini-Splits (Non-Ducted) | DLFSHAH24XAK |  | 23000 | 20 |  | 12.5 | 10 |  | 25000 | 15000 | 60% | [8 empty] | Residential | 480 | No | 1.92
201835580 | Mini/Multi Split | COMFORTMAKER | HRCU-A-CB | DLCSRAH09AAK |  | Mini-Splits (Ducted) | DLFSDAH09XAK |  | 9000 | 22.5 |  | 14 | 11.5 |  | 10000 | 6800 | 68% | [8 empty] | Residential | 187.5 | No | 0.75
201835581 | Mini/Multi Split | COMFORTMAKER | HRCU-A-CB-O | DLCSRAH09AAK |  | Mini-Splits (Non-Ducted) | DLFSCAH09XAK |  | 9000 | 20 |  | 13 | 10.2 |  | 10000 | 6700 | 67% | [8 empty] | Residential | 187.5 | No | 0.75
201835582 | Mini/Multi Split | COMFORTMAKER | HRCU-A-CB-O | DLCSRAH12AAK |  | Mini-Splits (Non-Ducted) | DLFSCAH12XAK |  | 12000 | 19.5 |  | 12.5 | 10.2 |  | 12000 | 8200 | 68.33% | [8 empty] | Residential | 250 | No | 1
201835583 | Mini/Multi Split | COMFORTMAKER | HRCU-A-CB-O | DLCSRAH12AAK |  | Mini-Splits (Non-Ducted) | DLFSFAH12XAK |  | 12000 | 19.4 |  | 12.5 | 10.5 |  | 12000 | 9600 | 80% | [8 empty] | Residential | 250 | No | 1
201835584 | Mini/Multi Split | COMFORTMAKER | HRCU-A-CB | DLCSRAH12AAK |  | Mini-Splits (Ducted) | DLFSDAH12XAK |  | 12000 | 20.5 |  | 12.5 | 11 |  | 12500 | 8100 | 64.8% | [8 empty] | Residential | 250 | No | 1
201835585 | Mini/Multi Split | COMFORTMAKER | HRCU-A-CB-O | DLCSRAH18AAK |  | Mini-Splits (Non-Ducted) | DLFSFAH18XAK |  | 17000 | 19.9 |  | 12.5 | 10.2 |  | 18000 | 12900 | 71.67% | [8 empty] | Residential | 355 | No | 1.42
201835586 | Mini/Multi Split | COMFORTMAKER | HRCU-A-CB-O | DLCSRAH18AAK |  | Mini-Splits (Non-Ducted) | DLFSCAH18XAK |  | 16000 | 20 |  | 12.5 | 10.5 |  | 18000 | 12000 | 66.67% | [8 empty] | Residential | 332.5 | No | 1.33
201835587 | Mini/Multi Split | COMFORTMAKER | HRCU-A-CB | DLCSRAH24AAK |  | Mini-Splits (Ducted) | DLFSDAH24XAK |  | 24000 | 21 |  | 12.5 | 12 |  | 24000 | 17400 | 72.5% | [8 empty] | Residential | 500 | No | 2
201835592 | Mini/Multi Split | COMFORTMAKER | HRCU-A-CB | DLCSRAH18AAK |  | Mini-Splits (Ducted) | DLFSDAH18XAK |  | 16500 | 20 |  | 12.5 | 10.8 |  | 19000 | 12400 | 65.26% | [8 empty] | Residential | 345 | No | 1.38
201835602 | Mini/Multi Split | DAY & NIGHT | HRCU-A-CB-O | DLCPRAH09AAK |  | Mini-Splits (Non-Ducted) | DLFPHAH09XAK |  | 9000 | 40 |  | 15 | 14.5 |  | 10000 | 7200 | 72% | [8 empty] | Residential | 187.5 | No | 0.75
201835603 | Mini/Multi Split | DAY & NIGHT | HRCU-A-CB-O | DLCPRAH12AAK |  | Mini-Splits (Non-Ducted) | DLFPHAH12XAK |  | 12000 | 30 |  | 13.5 | 13.6 |  | 12000 | 6800 | 56.67% | [8 empty] | Residential | 250 | No | 1
201835610 | Mini/Multi Split | DAY & NIGHT | HRCU-A-CB-O | DLCSRAH12AAJ |  | Mini-Splits (Non-Ducted) | DLFSHAH12XAJ |  | 12000 | 20.4 |  | 12.5 | 11 |  | 11800 | 7100 | 60.17% | [8 empty] | Residential | 250 | No | 1
201835611 | Mini/Multi Split | DAY & NIGHT | HRCU-A-CB-O | DLCSRAH09AAK |  | Mini-Splits (Non-Ducted) | DLFSHAH09XAK |  | 9000 | 24.7 |  | 14 | 10.5 |  | 12000 | 7500 | 62.5% | [8 empty] | Residential | 187.5 | No | 0.75
201835612 | Mini/Multi Split | DAY & NIGHT | HRCU-A-CB-O | DLCSRAH12AAK |  | Mini-Splits (Non-Ducted) | DLFSHAH12XAK |  | 12000 | 21.5 |  | 12.5 | 11 |  | 12000 | 7600 | 63.33% | [8 empty] | Residential | 250 | No | 1
201835613 | Mini/Multi Split | DAY & NIGHT | HRCU-A-CB-O | DLCSRAH18AAK |  | Mini-Splits (Non-Ducted) | DLFSHAH18XAK |  | 18000 | 22 |  | 12.5 | 10.5 |  | 18000 | 11900 | 66.11% | [8 empty] | Residential | 375 | No | 1.5
201835614 | Mini/Multi Split | DAY & NIGHT | HRCU-A-CB-O | DLCSRAH24AAK |  | Mini-Splits (Non-Ducted) | DLFSHAH24XAK |  | 23000 | 20 |  | 12.5 | 10 |  | 25000 | 15000 | 60% | [8 empty] | Residential | 480 | No | 1.92
201835628 | Mini/Multi Split | DAY & NIGHT | HRCU-A-CB | DLCSRAH09AAK |  | Mini-Splits (Ducted) | DLFSDAH09XAK |  | 9000 | 22.5 |  | 14 | 11.5 |  | 10000 | 6800 | 68% | [8 empty] | Residential | 187.5 | No | 0.75
201835629 | Mini/Multi Split | DAY & NIGHT | HRCU-A-CB-O | DLCSRAH09AAK |  | Mini-Splits (Non-Ducted) | DLFSCAH09XAK |  | 9000 | 20 |  | 13 | 10.2 |  | 10000 | 6700 | 67% | [8 empty] | Residential | 187.5 | No | 0.75
201835630 | Mini/Multi Split | DAY & NIGHT | HRCU-A-CB-O | DLCSRAH12AAK |  | Mini-Splits (Non-Ducted) | DLFSCAH12XAK |  | 12000 | 19.5 |  | 12.5 | 10.2 |  | 12000 | 8200 | 68.33% | [8 empty] | Residential | 250 | No | 1
201835631 | Mini/Multi Split | DAY & NIGHT | HRCU-A-CB-O | DLCSRAH12AAK |  | Mini-Splits (Non-Ducted) | DLFSFAH12XAK |  | 12000 | 19.4 |  | 12.5 | 10.5 |  | 12000 | 9600 | 80% | [8 empty] | Residential | 250 | No | 1
201835632 | Mini/Multi Split | DAY & NIGHT | HRCU-A-CB | DLCSRAH12AAK |  | Mini-Splits (Ducted) | DLFSDAH12XAK |  | 12000 | 20.5 |  | 12.5 | 11 |  | 12500 | 8100 | 64.8% | [8 empty] | Residential | 250 | No | 1
201835633 | Mini/Multi Split | DAY & NIGHT | HRCU-A-CB-O | DLCSRAH18AAK |  | Mini-Splits (Non-Ducted) | DLFSFAH18XAK |  | 17000 | 19.9 |  | 12.5 | 10.2 |  | 18000 | 12900 | 71.67% | [8 empty] | Residential | 355 | No | 1.42
201835634 | Mini/Multi Split | DAY & NIGHT | HRCU-A-CB-O | DLCSRAH18AAK |  | Mini-Splits (Non-Ducted) | DLFSCAH18XAK |  | 16000 | 20 |  | 12.5 | 10.5 |  | 18000 | 12000 | 66.67% | [8 empty] | Residential | 332.5 | No | 1.33
201835635 | Mini/Multi Split | DAY & NIGHT | HRCU-A-CB | DLCSRAH24AAK |  | Mini-Splits (Ducted) | DLFSDAH24XAK |  | 24000 | 21 |  | 12.5 | 12 |  | 24000 | 17400 | 72.5% | [8 empty] | Residential | 500 | No | 2
201835640 | Mini/Multi Split | DAY & NIGHT | HRCU-A-CB | DLCSRAH18AAK |  | Mini-Splits (Ducted) | DLFSDAH18XAK |  | 16500 | 20 |  | 12.5 | 10.8 |  | 19000 | 12400 | 65.26% | [8 empty] | Residential | 345 | No | 1.38
201835652 | Mini/Multi Split | KEEPRITE | HRCU-A-CB-O | DLCPRAH09AAK |  | Mini-Splits (Non-Ducted) | DLFPHAH09XAK |  | 9000 | 40 |  | 15 | 14.5 |  | 10000 | 7200 | 72% | [8 empty] | Residential | 187.5 | No | 0.75
201835653 | Mini/Multi Split | HEIL | HRCU-A-CB-O | DLCPRAH09AAK |  | Mini-Splits (Non-Ducted) | DLFPHAH09XAK |  | 9000 | 40 |  | 15 | 14.5 |  | 10000 | 7200 | 72% | [8 empty] | Residential | 187.5 | No | 0.75
201835654 | Mini/Multi Split | HEIL | HRCU-A-CB-O | DLCPRAH12AAK |  | Mini-Splits (Non-Ducted) | DLFPHAH12XAK |  | 12000 | 30 |  | 13.5 | 13.6 |  | 12000 | 6800 | 56.67% | [8 empty] | Residential | 250 | No | 1
201835655 | Mini/Multi Split | KEEPRITE | HRCU-A-CB-O | DLCPRAH12AAK |  | Mini-Splits (Non-Ducted) | DLFPHAH12XAK |  | 12000 | 30 |  | 13.5 | 13.6 |  | 12000 | 6800 | 56.67% | [8 empty] | Residential | 250 | No | 1
201835668 | Mini/Multi Split | HEIL | HRCU-A-CB-O | DLCSRAH12AAJ |  | Mini-Splits (Non-Ducted) | DLFSHAH12XAJ |  | 12000 | 20.4 |  | 12.5 | 11 |  | 11800 | 7100 | 60.17% | [8 empty] | Residential | 250 | No | 1
201835669 | Mini/Multi Split | KEEPRITE | HRCU-A-CB-O | DLCSRAH12AAJ |  | Mini-Splits (Non-Ducted) | DLFSHAH12XAJ |  | 12000 | 20.4 |  | 12.5 | 11 |  | 11800 | 7100 | 60.17% | [8 empty] | Residential | 250 | No | 1
201835670 | Mini/Multi Split | HEIL | HRCU-A-CB-O | DLCSRAH09AAK |  | Mini-Splits (Non-Ducted) | DLFSHAH09XAK |  | 9000 | 24.7 |  | 14 | 10.5 |  | 12000 | 7500 | 62.5% | [8 empty] | Residential | 187.5 | No | 0.75
201835671 | Mini/Multi Split | KEEPRITE | HRCU-A-CB-O | DLCSRAH09AAK |  | Mini-Splits (Non-Ducted) | DLFSHAH09XAK |  | 9000 | 24.7 |  | 14 | 10.5 |  | 12000 | 7500 | 62.5% | [8 empty] | Residential | 187.5 | No | 0.75
201835672 | Mini/Multi Split | HEIL | HRCU-A-CB-O | DLCSRAH12AAK |  | Mini-Splits (Non-Ducted) | DLFSHAH12XAK |  | 12000 | 21.5 |  | 12.5 | 11 |  | 12000 | 7600 | 63.33% | [8 empty] | Residential | 250 | No | 1
201835673 | Mini/Multi Split | KEEPRITE | HRCU-A-CB-O | DLCSRAH12AAK |  | Mini-Splits (Non-Ducted) | DLFSHAH12XAK |  | 12000 | 21.5 |  | 12.5 | 11 |  | 12000 | 7600 | 63.33% | [8 empty] | Residential | 250 | No | 1
201835674 | Mini/Multi Split | HEIL | HRCU-A-CB-O | DLCSRAH18AAK |  | Mini-Splits (Non-Ducted) | DLFSHAH18XAK |  | 18000 | 22 |  | 12.5 | 10.5 |  | 18000 | 11900 | 66.11% | [8 empty] | Residential | 375 | No | 1.5
201835675 | Mini/Multi Split | KEEPRITE | HRCU-A-CB-O | DLCSRAH18AAK |  | Mini-Splits (Non-Ducted) | DLFSHAH18XAK |  | 18000 | 22 |  | 12.5 | 10.5 |  | 18000 | 11900 | 66.11% | [8 empty] | Residential | 375 | No | 1.5
201835676 | Mini/Multi Split | HEIL | HRCU-A-CB-O | DLCSRAH24AAK |  | Mini-Splits (Non-Ducted) | DLFSHAH24XAK |  | 23000 | 20 |  | 12.5 | 10 |  | 25000 | 15000 | 60% | [8 empty] | Residential | 480 | No | 1.92
201835677 | Mini/Multi Split | KEEPRITE | HRCU-A-CB-O | DLCSRAH24AAK |  | Mini-Splits (Non-Ducted) | DLFSHAH24XAK |  | 23000 | 20 |  | 12.5 | 10 |  | 25000 | 15000 | 60% | [8 empty] | Residential | 480 | No | 1.92
201835704 | Mini/Multi Split | HEIL | HRCU-A-CB | DLCSRAH09AAK |  | Mini-Splits (Ducted) | DLFSDAH09XAK |  | 9000 | 22.5 |  | 14 | 11.5 |  | 10000 | 6800 | 68% | [8 empty] | Residential | 187.5 | No | 0.75
201835705 | Mini/Multi Split | KEEPRITE | HRCU-A-CB | DLCSRAH09AAK |  | Mini-Splits (Ducted) | DLFSDAH09XAK |  | 9000 | 22.5 |  | 14 | 11.5 |  | 10000 | 6800 | 68% | [8 empty] | Residential | 187.5 | No | 0.75
201835706 | Mini/Multi Split | HEIL | HRCU-A-CB-O | DLCSRAH09AAK |  | Mini-Splits (Non-Ducted) | DLFSCAH09XAK |  | 9000 | 20 |  | 13 | 10.2 |  | 10000 | 6700 | 67% | [8 empty] | Residential | 187.5 | No | 0.75
201835707 | Mini/Multi Split | KEEPRITE | HRCU-A-CB-O | DLCSRAH09AAK |  | Mini-Splits (Non-Ducted) | DLFSCAH09XAK |  | 9000 | 20 |  | 13 | 10.2 |  | 10000 | 6700 | 67% | [8 empty] | Residential | 187.5 | No | 0.75
201835708 | Mini/Multi Split | HEIL | HRCU-A-CB-O | DLCSRAH12AAK |  | Mini-Splits (Non-Ducted) | DLFSCAH12XAK |  | 12000 | 19.5 |  | 12.5 | 10.2 |  | 12000 | 8200 | 68.33% | [8 empty] | Residential | 250 | No | 1
201835709 | Mini/Multi Split | KEEPRITE | HRCU-A-CB-O | DLCSRAH12AAK |  | Mini-Splits (Non-Ducted) | DLFSCAH12XAK |  | 12000 | 19.5 |  | 12.5 | 10.2 |  | 12000 | 8200 | 68.33% | [8 empty] | Residential | 250 | No | 1
201835710 | Mini/Multi Split | HEIL | HRCU-A-CB-O | DLCSRAH12AAK |  | Mini-Splits (Non-Ducted) | DLFSFAH12XAK |  | 12000 | 19.4 |  | 12.5 | 10.5 |  | 12000 | 9600 | 80% | [8 empty] | Residential | 250 | No | 1
201835711 | Mini/Multi Split | KEEPRITE | HRCU-A-CB-O | DLCSRAH12AAK |  | Mini-Splits (Non-Ducted) | DLFSFAH12XAK |  | 12000 | 19.4 |  | 12.5 | 10.5 |  | 12000 | 9600 | 80% | [8 empty] | Residential | 250 | No | 1
201835712 | Mini/Multi Split | HEIL | HRCU-A-CB | DLCSRAH12AAK |  | Mini-Splits (Ducted) | DLFSDAH12XAK |  | 12000 | 20.5 |  | 12.5 | 11 |  | 12500 | 8100 | 64.8% | [8 empty] | Residential | 250 | No | 1
201835713 | Mini/Multi Split | KEEPRITE | HRCU-A-CB | DLCSRAH12AAK |  | Mini-Splits (Ducted) | DLFSDAH12XAK |  | 12000 | 20.5 |  | 12.5 | 11 |  | 12500 | 8100 | 64.8% | [8 empty] | Residential | 250 | No | 1
201835714 | Mini/Multi Split | HEIL | HRCU-A-CB-O | DLCSRAH18AAK |  | Mini-Splits (Non-Ducted) | DLFSFAH18XAK |  | 17000 | 19.9 |  | 12.5 | 10.2 |  | 18000 | 12900 | 71.67% | [8 empty] | Residential | 355 | No | 1.42
201835715 | Mini/Multi Split | KEEPRITE | HRCU-A-CB-O | DLCSRAH18AAK |  | Mini-Splits (Non-Ducted) | DLFSFAH18XAK |  | 17000 | 19.9 |  | 12.5 | 10.2 |  | 18000 | 12900 | 71.67% | [8 empty] | Residential | 355 | No | 1.42
201835716 | Mini/Multi Split | HEIL | HRCU-A-CB-O | DLCSRAH18AAK |  | Mini-Splits (Non-Ducted) | DLFSCAH18XAK |  | 16000 | 20 |  | 12.5 | 10.5 |  | 18000 | 12000 | 66.67% | [8 empty] | Residential | 332.5 | No | 1.33
201835717 | Mini/Multi Split | KEEPRITE | HRCU-A-CB-O | DLCSRAH18AAK |  | Mini-Splits (Non-Ducted) | DLFSCAH18XAK |  | 16000 | 20 |  | 12.5 | 10.5 |  | 18000 | 12000 | 66.67% | [8 empty] | Residential | 332.5 | No | 1.33
201835718 | Mini/Multi Split | HEIL | HRCU-A-CB | DLCSRAH24AAK |  | Mini-Splits (Ducted) | DLFSDAH24XAK |  | 24000 | 21 |  | 12.5 | 12 |  | 24000 | 17400 | 72.5% | [8 empty] | Residential | 500 | No | 2
201835719 | Mini/Multi Split | KEEPRITE | HRCU-A-CB | DLCSRAH24AAK |  | Mini-Splits (Ducted) | DLFSDAH24XAK |  | 24000 | 21 |  | 12.5 | 12 |  | 24000 | 17400 | 72.5% | [8 empty] | Residential | 500 | No | 2
201835728 | Mini/Multi Split | HEIL | HRCU-A-CB | DLCSRAH18AAK |  | Mini-Splits (Ducted) | DLFSDAH18XAK |  | 16500 | 20 |  | 12.5 | 10.8 |  | 19000 | 12400 | 65.26% | [8 empty] | Residential | 345 | No | 1.38
201835729 | Mini/Multi Split | KEEPRITE | HRCU-A-CB | DLCSRAH18AAK |  | Mini-Splits (Ducted) | DLFSDAH18XAK |  | 16500 | 20 |  | 12.5 | 10.8 |  | 19000 | 12400 | 65.26% | [8 empty] | Residential | 345 | No | 1.38
201835748 | Mini/Multi Split | TEMPSTAR | HRCU-A-CB-O | DLCPRAH09AAK |  | Mini-Splits (Non-Ducted) | DLFPHAH09XAK |  | 9000 | 40 |  | 15 | 14.5 |  | 10000 | 7200 | 72% | [8 empty] | Residential | 187.5 | No | 0.75
201835749 | Mini/Multi Split | KENMORE | HRCU-A-CB-O | DLCPRAH09AAK |  | Mini-Splits (Non-Ducted) | DLFPHAH09XAK |  | 9000 | 40 |  | 15 | 14.5 |  | 10000 | 7200 | 72% | [8 empty] | Residential | 187.5 | No | 0.75
201835750 | Mini/Multi Split | TEMPSTAR | HRCU-A-CB-O | DLCPRAH12AAK |  | Mini-Splits (Non-Ducted) | DLFPHAH12XAK |  | 12000 | 30 |  | 13.5 | 13.6 |  | 12000 | 6800 | 56.67% | [8 empty] | Residential | 250 | No | 1
201835751 | Mini/Multi Split | KENMORE | HRCU-A-CB-O | DLCPRAH12AAK |  | Mini-Splits (Non-Ducted) | DLFPHAH12XAK |  | 12000 | 30 |  | 13.5 | 13.6 |  | 12000 | 6800 | 56.67% | [8 empty] | Residential | 250 | No | 1
201835764 | Mini/Multi Split | KENMORE | HRCU-A-CB-O | DLCSRAH12AAJ |  | Mini-Splits (Non-Ducted) | DLFSHAH12XAJ |  | 12000 | 20.4 |  | 12.5 | 11 |  | 11800 | 7100 | 60.17% | [8 empty] | Residential | 250 | No | 1
201835765 | Mini/Multi Split | TEMPSTAR | HRCU-A-CB-O | DLCSRAH12AAJ |  | Mini-Splits (Non-Ducted) | DLFSHAH12XAJ |  | 12000 | 20.4 |  | 12.5 | 11 |  | 11800 | 7100 | 60.17% | [8 empty] | Residential | 250 | No | 1
201835766 | Mini/Multi Split | KENMORE | HRCU-A-CB-O | DLCSRAH09AAK |  | Mini-Splits (Non-Ducted) | DLFSHAH09XAK |  | 9000 | 24.7 |  | 14 | 10.5 |  | 12000 | 7500 | 62.5% | [8 empty] | Residential | 187.5 | No | 0.75
201835767 | Mini/Multi Split | TEMPSTAR | HRCU-A-CB-O | DLCSRAH09AAK |  | Mini-Splits (Non-Ducted) | DLFSHAH09XAK |  | 9000 | 24.7 |  | 14 | 10.5 |  | 12000 | 7500 | 62.5% | [8 empty] | Residential | 187.5 | No | 0.75
201835768 | Mini/Multi Split | KENMORE | HRCU-A-CB-O | DLCSRAH12AAK |  | Mini-Splits (Non-Ducted) | DLFSHAH12XAK |  | 12000 | 21.5 |  | 12.5 | 11 |  | 12000 | 7600 | 63.33% | [8 empty] | Residential | 250 | No | 1
201835769 | Mini/Multi Split | TEMPSTAR | HRCU-A-CB-O | DLCSRAH12AAK |  | Mini-Splits (Non-Ducted) | DLFSHAH12XAK |  | 12000 | 21.5 |  | 12.5 | 11 |  | 12000 | 7600 | 63.33% | [8 empty] | Residential | 250 | No | 1
201835770 | Mini/Multi Split | KENMORE | HRCU-A-CB-O | DLCSRAH18AAK |  | Mini-Splits (Non-Ducted) | DLFSHAH18XAK |  | 18000 | 22 |  | 12.5 | 10.5 |  | 18000 | 11900 | 66.11% | [8 empty] | Residential | 375 | No | 1.5
201835771 | Mini/Multi Split | TEMPSTAR | HRCU-A-CB-O | DLCSRAH18AAK |  | Mini-Splits (Non-Ducted) | DLFSHAH18XAK |  | 18000 | 22 |  | 12.5 | 10.5 |  | 18000 | 11900 | 66.11% | [8 empty] | Residential | 375 | No | 1.5
201835772 | Mini/Multi Split | KENMORE | HRCU-A-CB-O | DLCSRAH24AAK |  | Mini-Splits (Non-Ducted) | DLFSHAH24XAK |  | 23000 | 20 |  | 12.5 | 10 |  | 25000 | 15000 | 60% | [8 empty] | Residential | 480 | No | 1.92
201835773 | Mini/Multi Split | TEMPSTAR | HRCU-A-CB-O | DLCSRAH24AAK |  | Mini-Splits (Non-Ducted) | DLFSHAH24XAK |  | 23000 | 20 |  | 12.5 | 10 |  | 25000 | 15000 | 60% | [8 empty] | Residential | 480 | No | 1.92
201835800 | Mini/Multi Split | TEMPSTAR | HRCU-A-CB | DLCSRAH09AAK |  | Mini-Splits (Ducted) | DLFSDAH09XAK |  | 9000 | 22.5 |  | 14 | 11.5 |  | 10000 | 6800 | 68% | [8 empty] | Residential | 187.5 | No | 0.75
201835801 | Mini/Multi Split | KENMORE | HRCU-A-CB | DLCSRAH09AAK |  | Mini-Splits (Ducted) | DLFSDAH09XAK |  | 9000 | 22.5 |  | 14 | 11.5 |  | 10000 | 6800 | 68% | [8 empty] | Residential | 187.5 | No | 0.75
201835802 | Mini/Multi Split | TEMPSTAR | HRCU-A-CB-O | DLCSRAH09AAK |  | Mini-Splits (Non-Ducted) | DLFSCAH09XAK |  | 9000 | 20 |  | 13 | 10.2 |  | 10000 | 6700 | 67% | [8 empty] | Residential | 187.5 | No | 0.75
201835803 | Mini/Multi Split | KENMORE | HRCU-A-CB-O | DLCSRAH09AAK |  | Mini-Splits (Non-Ducted) | DLFSCAH09XAK |  | 9000 | 20 |  | 13 | 10.2 |  | 10000 | 6700 | 67% | [8 empty] | Residential | 187.5 | No | 0.75
201835804 | Mini/Multi Split | TEMPSTAR | HRCU-A-CB-O | DLCSRAH12AAK |  | Mini-Splits (Non-Ducted) | DLFSCAH12XAK |  | 12000 | 19.5 |  | 12.5 | 10.2 |  | 12000 | 8200 | 68.33% | [8 empty] | Residential | 250 | No | 1
201835805 | Mini/Multi Split | KENMORE | HRCU-A-CB-O | DLCSRAH12AAK |  | Mini-Splits (Non-Ducted) | DLFSCAH12XAK |  | 12000 | 19.5 |  | 12.5 | 10.2 |  | 12000 | 8200 | 68.33% | [8 empty] | Residential | 250 | No | 1
201835806 | Mini/Multi Split | TEMPSTAR | HRCU-A-CB-O | DLCSRAH12AAK |  | Mini-Splits (Non-Ducted) | DLFSFAH12XAK |  | 12000 | 19.4 |  | 12.5 | 10.5 |  | 12000 | 9600 | 80% | [8 empty] | Residential | 250 | No | 1
201835807 | Mini/Multi Split | KENMORE | HRCU-A-CB-O | DLCSRAH12AAK |  | Mini-Splits (Non-Ducted) | DLFSFAH12XAK |  | 12000 | 19.4 |  | 12.5 | 10.5 |  | 12000 | 9600 | 80% | [8 empty] | Residential | 250 | No | 1
201835808 | Mini/Multi Split | TEMPSTAR | HRCU-A-CB | DLCSRAH12AAK |  | Mini-Splits (Ducted) | DLFSDAH12XAK |  | 12000 | 20.5 |  | 12.5 | 11 |  | 12500 | 8100 | 64.8% | [8 empty] | Residential | 250 | No | 1
201835809 | Mini/Multi Split | KENMORE | HRCU-A-CB | DLCSRAH12AAK |  | Mini-Splits (Ducted) | DLFSDAH12XAK |  | 12000 | 20.5 |  | 12.5 | 11 |  | 12500 | 8100 | 64.8% | [8 empty] | Residential | 250 | No | 1
201835810 | Mini/Multi Split | TEMPSTAR | HRCU-A-CB-O | DLCSRAH18AAK |  | Mini-Splits (Non-Ducted) | DLFSFAH18XAK |  | 17000 | 19.9 |  | 12.5 | 10.2 |  | 18000 | 12900 | 71.67% | [8 empty] | Residential | 355 | No | 1.42
201835811 | Mini/Multi Split | KENMORE | HRCU-A-CB-O | DLCSRAH18AAK |  | Mini-Splits (Non-Ducted) | DLFSFAH18XAK |  | 17000 | 19.9 |  | 12.5 | 10.2 |  | 18000 | 12900 | 71.67% | [8 empty] | Residential | 355 | No | 1.42
201835812 | Mini/Multi Split | TEMPSTAR | HRCU-A-CB-O | DLCSRAH18AAK |  | Mini-Splits (Non-Ducted) | DLFSCAH18XAK |  | 16000 | 20 |  | 12.5 | 10.5 |  | 18000 | 12000 | 66.67% | [8 empty] | Residential | 332.5 | No | 1.33
201835813 | Mini/Multi Split | KENMORE | HRCU-A-CB-O | DLCSRAH18AAK |  | Mini-Splits (Non-Ducted) | DLFSCAH18XAK |  | 16000 | 20 |  | 12.5 | 10.5 |  | 18000 | 12000 | 66.67% | [8 empty] | Residential | 332.5 | No | 1.33
201835814 | Mini/Multi Split | TEMPSTAR | HRCU-A-CB | DLCSRAH24AAK |  | Mini-Splits (Ducted) | DLFSDAH24XAK |  | 24000 | 21 |  | 12.5 | 12 |  | 24000 | 17400 | 72.5% | [8 empty] | Residential | 500 | No | 2
201835815 | Mini/Multi Split | KENMORE | HRCU-A-CB | DLCSRAH24AAK |  | Mini-Splits (Ducted) | DLFSDAH24XAK |  | 24000 | 21 |  | 12.5 | 12 |  | 24000 | 17400 | 72.5% | [8 empty] | Residential | 500 | No | 2
201835824 | Mini/Multi Split | TEMPSTAR | HRCU-A-CB | DLCSRAH18AAK |  | Mini-Splits (Ducted) | DLFSDAH18XAK |  | 16500 | 20 |  | 12.5 | 10.8 |  | 19000 | 12400 | 65.26% | [8 empty] | Residential | 345 | No | 1.38
201835825 | Mini/Multi Split | KENMORE | HRCU-A-CB | DLCSRAH18AAK |  | Mini-Splits (Ducted) | DLFSDAH18XAK |  | 16500 | 20 |  | 12.5 | 10.8 |  | 19000 | 12400 | 65.26% | [8 empty] | Residential | 345 | No | 1.38
201846960 | Mini/Multi Split | CARRIER | HRCU-A-CB | 38MAQB09R--3 |  | Mini-Splits (Ducted) | 40MBDQ09---3 |  | 9000 | 23 |  | 13.5 | 12 |  | 10000 | 7200 | 72% | [8 empty] | Residential | 187.5 | No | 0.75
201846961 | Mini/Multi Split | CARRIER | HRCU-A-CB | 38MAQB12R--3 |  | Mini-Splits (Ducted) | 40MBDQ12---3 |  | 12000 | 20.5 |  | 12.5 | 11 |  | 12000 | 8500 | 70.83% | [8 empty] | Residential | 250 | No | 1
201846962 | Mini/Multi Split | CARRIER | HRCU-A-CB-O | 38MAQB18R--3 |  | Mini-Splits (Non-Ducted) | 40MBFQ18---3 |  | 17000 | 19.9 |  | 12.5 | 10.6 |  | 18000 | 13400 | 74.44% | 17000 | 19.9 | 12.5 | 9.9 | 18000 |  |  |  | Residential | 355 | No | 1.42 | No
201846963 | Mini/Multi Split | BRYANT | HRCU-A-CB | 38MAQB09R--3 |  | Mini-Splits (Ducted) | 40MBDQ09---3 |  | 9000 | 23 |  | 13.5 | 12 |  | 10000 | 7200 | 72% | [8 empty] | Residential | 187.5 | No | 0.75
201846964 | Mini/Multi Split | BRYANT | HRCU-A-CB | 38MAQB12R--3 |  | Mini-Splits (Ducted) | 40MBDQ12---3 |  | 12000 | 20.5 |  | 12.5 | 11 |  | 12000 | 8500 | 70.83% | [8 empty] | Residential | 250 | No | 1
201846965 | Mini/Multi Split | BRYANT | HRCU-A-CB-O | 38MAQB18R--3 |  | Mini-Splits (Non-Ducted) | 40MBFQ18---3 |  | 17000 | 19.9 |  | 12.5 | 10.6 |  | 18000 | 13400 | 74.44% | 17000 | 19.9 | 12.5 | 9.9 | 18000 |  |  |  | Residential | 355 | No | 1.42 | No
201846967 | Mini/Multi Split | PAYNE | HRCU-A-CB-O | 38MAQB12R--1 |  | Mini-Splits (Non-Ducted) | DHMSHAQ12XA1 |  | 12000 | 22 |  | 13 | 10.2 |  | 12000 | 7600 | 63.33% | [8 empty] | Residential | 250 | No | 1
201846968 | Mini/Multi Split | PAYNE | HRCU-A-CB-O | 38MAQB09R--3 |  | Mini-Splits (Non-Ducted) | DHMSHAQ09XA3 |  | 9000 | 25 |  | 14.5 | 11.2 |  | 10900 | 6900 | 63.3% | [8 empty] | Residential | 187.5 | No | 0.75
201846969 | Mini/Multi Split | PAYNE | HRCU-A-CB-O | 38MAQB12R--3 |  | Mini-Splits (Non-Ducted) | DHMSHAQ12XA3 |  | 12000 | 22.5 |  | 13 | 12 |  | 12000 | 7800 | 65% | [8 empty] | Residential | 250 | No | 1
201846970 | Mini/Multi Split | PAYNE | HRCU-A-CB-O | 38MAQB18R--3 |  | Mini-Splits (Non-Ducted) | DHMSHAQ18XA3 |  | 17000 | 20 |  | 12.5 | 10.3 |  | 18000 | 10800 | 60% | [8 empty] | Residential | 355 | No | 1.42
201846971 | Mini/Multi Split | PAYNE | HRCU-A-CB-O | 38MAQB24R--3 |  | Mini-Splits (Non-Ducted) | DHMSHAQ24XA3 |  | 24000 | 20.5 |  | 13 | 11.5 |  | 24000 | 15400 | 64.17% | [8 empty] | Residential | 500 | No | 2
201846972 | Mini/Multi Split | PAYNE | HRCU-A-CB-O | 38MAQB09R--3 |  | Mini-Splits (Non-Ducted) | 40MBCQ09---3 |  | 9000 | 20 |  | 13 | 10.8 |  | 10000 | 6700 | 67% | 9000 | 20 | 13 | 9.4 | 10000 |  |  |  | Residential | 187.5 | No | 0.75 | No
201846973 | Mini/Multi Split | PAYNE | HRCU-A-CB-O | 38MAQB12R--3 |  | Mini-Splits (Non-Ducted) | 40MBCQ12---3 |  | 12000 | 19.5 |  | 12.5 | 10.6 |  | 12000 | 8700 | 72.5% | 12000 | 19.5 | 12.5 | 9.3 | 12000 |  |  |  | Residential | 250 | No | 1 | No
201846974 | Mini/Multi Split | PAYNE | HRCU-A-CB-O | 38MAQB18R--3 |  | Mini-Splits (Non-Ducted) | 40MBCQ18---3 |  | 16000 | 20 |  | 12.5 | 10.5 |  | 18000 | 12000 | 66.67% | 16000 | 20 | 12.5 | 9.8 | 12000 |  |  |  | Residential | 332.5 | No | 1.33 | No
201846975 | Mini/Multi Split | PAYNE | HRCU-A-CB | 38MAQB09R--3 |  | Mini-Splits (Ducted) | 40MBDQ09---3 |  | 9000 | 23 |  | 13.5 | 12 |  | 10000 | 7200 | 72% | [8 empty] | Residential | 187.5 | No | 0.75
201846976 | Mini/Multi Split | PAYNE | HRCU-A-CB | 38MAQB12R--3 |  | Mini-Splits (Ducted) | 40MBDQ12---3 |  | 12000 | 20.5 |  | 12.5 | 11 |  | 12000 | 8500 | 70.83% | [8 empty] | Residential | 250 | No | 1
201846978 | Mini/Multi Split | PAYNE | HRCU-A-CB | 38MAQB24R--3 |  | Mini-Splits (Ducted) | 40MBDQ24---3 |  | 24000 | 20.5 |  | 12.5 | 12.5 |  | 24000 | 17200 | 71.67% | [8 empty] | Residential | 500 | No | 2
201846979 | Mini/Multi Split | PAYNE | HRCU-A-CB-O | 38MAQB12R--3 |  | Mini-Splits (Non-Ducted) | 40MBFQ12---3 |  | 12000 | 19.4 |  | 12.5 | 10.5 |  | 12000 | 9600 | 80% | 12000 | 19.4 | 12.5 | 9.4 | 12000 |  |  |  | Residential | 250 | No | 1 | No
201846980 | Mini/Multi Split | PAYNE | HRCU-A-CB-O | 38MAQB18R--3 |  | Mini-Splits (Non-Ducted) | 40MBFQ18---3 |  | 17000 | 19.9 |  | 12.5 | 10.6 |  | 18000 | 13400 | 74.44% | 17000 | 19.9 | 12.5 | 9.9 | 18000 |  |  |  | Residential | 355 | No | 1.42 | No
201846981 | Mini/Multi Split | PAYNE | HMSV-A-CB | 38MGRQ18B--3 |  | Non-Ducted Indoor Units |  |  | 18000 | 22.5 |  | 12.5 | 10.3 |  | 19000 | 12000 | 63.16% | [8 empty] | Residential | 375 | No | 1.5
201846984 | Mini/Multi Split | PAYNE | HMSV-A-CB | 38MGRQ36D--3 |  | Non-Ducted Indoor Units |  |  | 36000 | 21.5 |  | 13.5 | 10.5 |  | 36000 | 23200 | 64.44% | [8 empty] | Residential | 750 | No | 3
201846985 | Mini/Multi Split | PAYNE | HMSV-A-CB | 38MGRQ48E--3 |  | Non-Ducted Indoor Units |  |  | 48000 | 22.4 |  | 12.5 | 10.2 |  | 48000 | 29600 | 61.67% | [8 empty] | Residential | 1000 | No | 4
201846987 | Mini/Multi Split | MIDEA | HRCU-A-CB-O | 38MAQB12R--1 |  | Mini-Splits (Non-Ducted) | DHMSHAQ12XA1 |  | 12000 | 22 |  | 13 | 10.2 |  | 12000 | 7600 | 63.33% | [8 empty] | Residential | 250 | No | 1
201846988 | Mini/Multi Split | MIDEA | HRCU-A-CB-O | 38MAQB09R--3 |  | Mini-Splits (Non-Ducted) | DHMSHAQ09XA3 |  | 9000 | 25 |  | 14.5 | 11.2 |  | 10900 | 6900 | 63.3% | [8 empty] | Residential | 187.5 | No | 0.75
201846989 | Mini/Multi Split | MIDEA | HRCU-A-CB-O | 38MAQB12R--3 |  | Mini-Splits (Non-Ducted) | DHMSHAQ12XA3 |  | 12000 | 22.5 |  | 13 | 12 |  | 12000 | 7800 | 65% | [8 empty] | Residential | 250 | No | 1
201846990 | Mini/Multi Split | MIDEA | HRCU-A-CB-O | 38MAQB18R--3 |  | Mini-Splits (Non-Ducted) | DHMSHAQ18XA3 |  | 17000 | 20 |  | 12.5 | 10.3 |  | 18000 | 10800 | 60% | [8 empty] | Residential | 355 | No | 1.42
201846991 | Mini/Multi Split | MIDEA | HRCU-A-CB-O | 38MAQB24R--3 |  | Mini-Splits (Non-Ducted) | DHMSHAQ24XA3 |  | 24000 | 20.5 |  | 13 | 11.5 |  | 24000 | 15400 | 64.17% | [8 empty] | Residential | 500 | No | 2
201846992 | Mini/Multi Split | MIDEA | HRCU-A-CB-O | 38MAQB09R--3 |  | Mini-Splits (Non-Ducted) | 40MBCQ09---3 |  | 9000 | 20 |  | 13 | 10.8 |  | 10000 | 6700 | 67% | 9000 | 20 | 13 | 9.4 | 10000 |  |  |  | Residential | 187.5 | No | 0.75 | No
201846993 | Mini/Multi Split | MIDEA | HRCU-A-CB-O | 38MAQB12R--3 |  | Mini-Splits (Non-Ducted) | 40MBCQ12---3 |  | 12000 | 19.5 |  | 12.5 | 10.6 |  | 12000 | 8700 | 72.5% | 12000 | 19.5 | 12.5 | 9.3 | 12000 |  |  |  | Residential | 250 | No | 1 | No
201846994 | Mini/Multi Split | MIDEA | HRCU-A-CB-O | 38MAQB18R--3 |  | Mini-Splits (Non-Ducted) | 40MBCQ18---3 |  | 16000 | 20 |  | 12.5 | 10.5 |  | 18000 | 12000 | 66.67% | 16000 | 20 | 12.5 | 9.8 | 12000 |  |  |  | Residential | 332.5 | No | 1.33 | No
201846995 | Mini/Multi Split | MIDEA | HRCU-A-CB | 38MAQB09R--3 |  | Mini-Splits (Ducted) | 40MBDQ09---3 |  | 9000 | 23 |  | 13.5 | 12 |  | 10000 | 7200 | 72% | [8 empty] | Residential | 187.5 | No | 0.75
201846996 | Mini/Multi Split | MIDEA | HRCU-A-CB | 38MAQB12R--3 |  | Mini-Splits (Ducted) | 40MBDQ12---3 |  | 12000 | 20.5 |  | 12.5 | 11 |  | 12000 | 8500 | 70.83% | [8 empty] | Residential | 250 | No | 1
201846998 | Mini/Multi Split | MIDEA | HRCU-A-CB | 38MAQB24R--3 |  | Mini-Splits (Ducted) | 40MBDQ24---3 |  | 24000 | 20.5 |  | 12.5 | 12.5 |  | 24000 | 17200 | 71.67% | [8 empty] | Residential | 500 | No | 2
201846999 | Mini/Multi Split | MIDEA | HRCU-A-CB-O | 38MAQB12R--3 |  | Mini-Splits (Non-Ducted) | 40MBFQ12---3 |  | 12000 | 19.4 |  | 12.5 | 10.5 |  | 12000 | 9600 | 80% | 12000 | 19.4 | 12.5 | 9.4 | 12000 |  |  |  | Residential | 250 | No | 1 | No
201847000 | Mini/Multi Split | MIDEA | HRCU-A-CB-O | 38MAQB18R--3 |  | Mini-Splits (Non-Ducted) | 40MBFQ18---3 |  | 17000 | 19.9 |  | 12.5 | 10.6 |  | 18000 | 13400 | 74.44% | 17000 | 19.9 | 12.5 | 9.9 | 18000 |  |  |  | Residential | 355 | No | 1.42 | No
201847001 | Mini/Multi Split | MIDEA | HMSV-A-CB | 38MGRQ18B--3 |  | Non-Ducted Indoor Units |  |  | 18000 | 22.5 |  | 12.5 | 10.3 |  | 19000 | 12000 | 63.16% | [8 empty] | Residential | 375 | No | 1.5
201847004 | Mini/Multi Split | MIDEA | HMSV-A-CB | 38MGRQ36D--3 |  | Non-Ducted Indoor Units |  |  | 36000 | 21.5 |  | 13.5 | 10.5 |  | 36000 | 23200 | 64.44% | [8 empty] | Residential | 750 | No | 3
201847005 | Mini/Multi Split | MIDEA | HMSV-A-CB | 38MGRQ48E--3 |  | Non-Ducted Indoor Units |  |  | 48000 | 22.4 |  | 12.5 | 10.2 |  | 48000 | 29600 | 61.67% | [8 empty] | Residential | 1000 | No | 4
201847097 | Mini/Multi Split | ZENAIRE | HRCU-A-CB-O | DHP12AC21P |  | Mini-Splits (Non-Ducted) | DHP12AE21P |  | 12000 | 21.5 |  | 12.5 | 11.2 |  | 12000 | 7100 | 59.17% | [8 empty] | Residential | 250 | No | 1
201847099 | Mini/Multi Split | ZENAIRE | HRCU-A-CB-O | DHP18BC21P |  | Mini-Splits (Non-Ducted) | DHP18BE21P |  | 18000 | 21 |  | 13 | 10 |  | 18000 | 10400 | 57.78% | [8 empty] | Residential | 375 | No | 1.5
201847100 | Mini/Multi Split | ZENAIRE | HRCU-A-CB-O | DHP24BC21P |  | Mini-Splits (Non-Ducted) | DHP24BE21P |  | 24000 | 20.5 |  | 12.5 | 10 |  | 25000 | 15300 | 61.2% | [8 empty] | Residential | 500 | No | 2
201851575 | Mini/Multi Split | DAIKIN | HMSV-A-CB | 3MXS24RMVJU |  | Non-Ducted Indoor Units |  |  | 24000 | 18 |  | 12.7 | 12.5 |  | 24000 | 15500 | 64.58% | [8 empty] | Residential | 500 | No | 2
201851577 | Mini/Multi Split | DAIKIN | HMSV-A-CB | 3MXL24RMVJU |  | Non-Ducted Indoor Units |  |  | 24000 | 18 |  | 12.7 | 12.5 |  | 24000 | 15500 | 64.58% | [8 empty] | Residential | 500 | No | 2
201862958 | Mini/Multi Split | CENTURY | HMSV-A-CB | A-VMH28TU-1 |  | Non-Ducted Indoor Units |  |  | 28000 | 22 |  | 13 | 10.4 |  | 28000 | 18000 | 64.29% | [8 empty] | Residential | 582.5 | No | 2.33
201862959 | Mini/Multi Split | CENTURY | HMSV-A-CB | A-VMH36QU-1 |  | Non-Ducted Indoor Units |  |  | 36000 | 21.5 |  | 13.5 | 10.5 |  | 36000 | 23200 | 64.44% | [8 empty] | Residential | 750 | No | 3
201862963 | Mini/Multi Split | CENTURY | HRCU-A-CB-O | A-VMH18SU-1A |  | Mini-Splits (Non-Ducted) | B-VMH18SU-1A |  | 17000 | 20 |  | 12.5 | 10.3 |  | 18000 | 10800 | 60% | [8 empty] | Residential | 355 | No | 1.42
201863350 | Mini/Multi Split | ACD | HRCU-A-CB-O | OCD09KCH23S-O |  | Mini-Splits (Non-Ducted) | OCD09KCH23S-I |  | 9000 | 23 |  | 14 | 10.5 |  | 11000 | 7300 | 66.36% | 9000 | 23 | 14 | 8.5 | 11000 | 9000 | 81.82% | 1.97 | Residential | 187.5 | Yes | 0.75 | Yes
201863351 | Mini/Multi Split | ACD | HRCU-A-CB-O | OCD12KCH22S-O |  | Mini-Splits (Non-Ducted) | OCD12KCH22S-I |  | 12000 | 22 |  | 12.5 | 11 |  | 13000 | 7700 | 59.23% | 12000 | 21.5 | 12 | 8.2 | 13000 |  |  |  | Residential | 250 | No | 1 | No
201863352 | Mini/Multi Split | ACD | HRCU-A-CB-O | OCD18KCH20S-O |  | Mini-Splits (Non-Ducted) | OCD18KCH20S-I |  | 18000 | 20 |  | 12.5 | 10.5 |  | 19800 | 12400 | 62.63% | 18000 | 20 | 12.5 | 8.3 | 19800 |  |  |  | Residential | 375 | No | 1.5
201863353 | Mini/Multi Split | ACD | HRCU-A-CB-O | OCD24KCH20S-O |  | Mini-Splits (Non-Ducted) | OCD24KCH20S-I |  | 22000 | 20 |  | 12.5 | 10 |  | 23000 | 14600 | 63.48% | 22000 | 20 | 12.5 | 8.5 | 24000 | 19200 | 80% | 1.75 | Residential | 457.5 | No | 1.83 | No
201863355 | Mini/Multi Split | SLIMAIR | HRCU-A-CB | SHCD24VB2 |  | Mini-Splits (Ducted) | SHD24VB2 |  | 24000 | 20.5 |  | 12.5 | 12.5 |  | 24000 | 17200 | 71.67% | [8 empty] | Residential | 500 | No | 2
201863356 | Mini/Multi Split | SLIMAIR | HRCU-A-CB | SHCD12VB2 |  | Mini-Splits (Ducted) | SHD12VB2-1 |  | 12000 | 20.5 |  | 12.5 | 11 |  | 12000 | 8500 | 70.83% | [8 empty] | Residential | 250 | No | 1
201863408 | Mini/Multi Split | MIDEA | HRCU-A-CB | MOD30-24HFN1-MT0W |  | Mini-Splits (Ducted) | MTIU-24HWFN1-M |  | 24000 | 20.5 |  | 12.5 | 12.5 |  | 24000 | 17200 | 71.67% | [8 empty] | Residential | 500 | No | 2
201863411 | Mini/Multi Split | KOOLKING | HRCU-A-CB | MOB30-12HFN1-MV0W |  | Mini-Splits (Ducted) | MEHSU-12CHD2 |  | 12000 | 20.5 |  | 12.5 | 11 |  | 12000 | 8500 | 70.83% | [8 empty] | Residential | 250 | No | 1
201863413 | Mini/Multi Split | KOOLKING | HRCU-A-CB | MOD30-24HFN1-MT0W |  | Mini-Splits (Ducted) | MEU-24MPH2 |  | 24000 | 20.5 |  | 12.5 | 12.5 |  | 24000 | 17200 | 71.67% | [8 empty] | Residential | 500 | No | 2
201866480 | Mini/Multi Split | KERR | HMSV-A-CB | A-KMH28TU-1 |  | Non-Ducted Indoor Units |  |  | 28000 | 22 |  | 13 | 10.4 |  | 28000 | 18000 | 64.29% | [8 empty] | Residential | 582.5 | No | 2.33
201866481 | Mini/Multi Split | KERR | HMSV-A-CB | A-KMH36QU-1 |  | Non-Ducted Indoor Units |  |  | 36000 | 21.5 |  | 13.5 | 10.5 |  | 36000 | 23200 | 64.44% | [8 empty] | Residential | 750 | No | 3
201866485 | Mini/Multi Split | KERR | HRCU-A-CB-O | A-KMH18SU-1A |  | Mini-Splits (Non-Ducted) | B-KMH18SU-1A |  | 17000 | 20 |  | 12.5 | 10.3 |  | 18000 | 10800 | 60% | [8 empty] | Residential | 355 | No | 1.42
201903164 | Mini/Multi Split | WABBAN | HRCU-A-CB-O | BB09HQ2A3DO |  | Mini-Splits (Non-Ducted) | BB09HQ2A3DI |  | 9000 | 23 |  | 14 | 10.5 |  | 11000 | 7300 | 66.36% | 9000 | 23 | 14 | 8.5 | 11000 | 9000 | 81.82% | 1.97 | Residential | 187.5 | Yes | 0.75 | Yes
201903165 | Mini/Multi Split | WABBAN | HRCU-A-CB-O | BB12HQ2A3DO |  | Mini-Splits (Non-Ducted) | BB12HQ2A3DI |  | 12000 | 22 |  | 12.5 | 11 |  | 13000 | 7700 | 59.23% | 12000 | 21.5 | 12 | 8.2 | 13000 |  |  |  | Residential | 250 | No | 1 | No
201903167 | Mini/Multi Split | WABBAN | HRCU-A-CB-O | BB18HQ2A3DO |  | Mini-Splits (Non-Ducted) | BB18HQ2A3DI |  | 18000 | 20 |  | 12.5 | 10.5 |  | 19800 | 12400 | 62.63% | 18000 | 20 | 12.5 | 8.3 | 19800 |  |  |  | Residential | 375 | No | 1.5
201903168 | Mini/Multi Split | WABBAN | HRCU-A-CB-O | BB24HQ2A3DO |  | Mini-Splits (Non-Ducted) | BB24HQ2A3DI |  | 22000 | 20 |  | 12.5 | 10 |  | 23000 | 14600 | 63.48% | 22000 | 20 | 12.5 | 8.5 | 24000 | 19200 | 80% | 1.75 | Residential | 457.5 | No | 1.83 | No
201903173 | Mini/Multi Split | WABBAN | HRCU-A-CB-O | BB12HQ3D6DO |  | Mini-Splits (Non-Ducted) | BB12HQ3D6DI |  | 12000 | 30.5 |  | 15.3 | 14 |  | 12200 | 8300 | 68.03% | 12000 | 24 | 14 | 8.5 | 12200 |  |  |  | Residential | 250 | No | 1 | No
201903174 | Mini/Multi Split | WABBAN | HRCU-A-CB-O | BB18HQ3D6DO |  | Mini-Splits (Non-Ducted) | BB18HQ3D6DI |  | 18000 | 24.5 |  | 13.5 | 12 |  | 18000 | 14200 | 78.89% | 18000 | 22 | 13.5 | 10 | 18000 | 20000 | 111.1% | 1.8 | Residential | 375 | Yes | 1.5 | Yes
201903175 | Mini/Multi Split | WABBAN | HRCU-A-CB-O | BB24HQ3D6DO |  | Mini-Splits (Non-Ducted) | BB24HQ3D6DI |  | 22000 | 21.5 |  | 13 | 12 |  | 24000 | 15500 | 64.58% | 22000 | 21.5 | 13 | 9.5 | 24000 | 24000 | 100% | 1.9 | Residential | 457.5 | Yes | 1.83 | Yes
201903176 | Mini/Multi Split | WABBAN | HMSV-A-CB-O | BBM18H4O |  | Non-Ducted Indoor Units |  |  | 18000 | 22 |  | 12.5 | 11 |  | 19000 | 12800 | 67.37% | 18000 | 21 | 12.5 | 9 | 19000 |  |  |  | Residential | 375 | No | 1.5 | No
201903177 | Mini/Multi Split | WABBAN | HMSV-A-CB-O | BBM24H4O |  | Non-Ducted Indoor Units |  |  | 24000 | 21 |  | 12.5 | 11 |  | 26000 | 16600 | 63.85% | 24000 | 21 | 11.8 | 9 | 26000 |  |  |  | Residential | 500 | No | 2 | No
201903178 | Mini/Multi Split | WABBAN | HMSV-A-CB-O | BBM30H4O |  | Non-Ducted Indoor Units |  |  | 28400 | 21 |  | 12.5 | 11.5 |  | 30000 | 18000 | 60% | 28400 | 20 | 11.8 | 8.6 | 30000 |  |  |  | Residential | 592.5 | No | 2.37 | No
201903180 | Mini/Multi Split | WABBAN | HMSV-A-CB-O | BBM36H4O |  | Non-Ducted Indoor Units |  |  | 34000 | 21 |  | 12.5 | 11.5 |  | 36000 | 26600 | 73.89% | 34000 | 21 | 11.8 | 8.6 | 36000 |  |  |  | Residential | 707.5 | No | 2.83 | No
201910439 | Mini/Multi Split | HISENSE | HRCU-A-CB-O | AS-09UW3SVE |  | Mini-Splits (Non-Ducted) | AS-09UW3SVE** |  | 9000 | 21.5 |  | 13.4 | 10.5 |  | 9500 | 5000 | 52.63% | 9000 | 22 | 13.7 | 8.5 | 9000 |  |  |  | Residential | 187.5 | No | 0.75
201910443 | Mini/Multi Split | HISENSE | HRCU-A-CB-O | AS-12UW3SXE |  | Mini-Splits (Non-Ducted) | AS-12UW3SXE** |  | 12000 | 20.5 |  | 13 | 10.8 |  | 13000 | 7500 | 57.69% | 12000 | 21 | 13 | 9 | 12000 |  |  |  | Residential | 250 | No | 1
201912599 | Mini/Multi Split | HISENSE | HRCU-A-CB-O | AS-18UW3SBB |  | Mini-Splits (Non-Ducted) | AS-18UW3SBB** |  | 18000 | 23.3 |  | 13 | 11.6 |  | 19000 | 11600 | 61.05% | 18000 | 22.5 | 13 | 8.6 | 17000 |  |  |  | Residential | 375 | No | 1.5
201981253 | Mini/Multi Split | HISENSE | HRCU-A-CB-O | AS-09UW3SXE00 |  | Mini-Splits (Non-Ducted) | AS-09UW3SXE**00 |  | 9000 | 28 |  | 16.1 | 12.5 |  | 10500 | 6500 | 61.9% | 9000 | 27.5 | 15.5 | 10 | 10000 | 7000 | 70% | 2.1 | Residential | 187.5 | Yes | 0.75 | Yes
201981254 | Mini/Multi Split | HISENSE | HRCU-A-CB-O | AS-12UW3SXA00 |  | Mini-Splits (Non-Ducted) | AS-12UW3SXA**00 |  | 12000 | 25 |  | 15.4 | 12 |  | 13000 | 7000 | 53.85% | 12000 | 23.5 | 15.4 | 9.35 | 12000 | 8400 | 70% | 1.75 | Residential | 250 | No | 1 | Yes
201992972 | Mini/Multi Split | C&H | HRCU-A-CB | CH-09LCU/O |  | Mini-Splits (Ducted) | CH-09LCDTU/I |  | 9000 | 20.5 |  | 13.5 | 11.5 |  | 10000 | 6800 | 68% | [8 empty] | Residential | 187.5 | No | 0.75
201992973 | Mini/Multi Split | C&H | HRCU-A-CB | CH-12LCU/O |  | Mini-Splits (Ducted) | CH-12LCDTU/I |  | 12000 | 21.5 |  | 12.5 | 11.5 |  | 12000 | 7200 | 60% | [8 empty] | Residential | 250 | No | 1
201992974 | Mini/Multi Split | C&H | HRCU-A-CB | CH-18LCU/O |  | Mini-Splits (Ducted) | CH-18LCDTU/I |  | 18000 | 19 |  | 12.5 | 10.5 |  | 18000 | 12000 | 66.67% | [8 empty] | Residential | 375 | No | 1.5
202007066 | Mini/Multi Split | BLUERIDGE | HRCU-A-CB-O | BM09Y23C |  | Mini-Splits (Non-Ducted) | BM09Y23WM |  | 9000 | 22.8 |  | 14 | 10.5 |  | 9800 | 6400 | 65.31% | [8 empty] | Residential | 187.5 | No | 0.75
202007068 | Mini/Multi Split | BLUERIDGE | HRCU-A-CB-O | BM18Y21C |  | Mini-Splits (Non-Ducted) | BM18Y21WM |  | 18000 | 21 |  | 13 | 10 |  | 18000 | 10400 | 57.78% | [8 empty] | Residential | 375 | No | 1.5
202007069 | Mini/Multi Split | BLUERIDGE | HRCU-A-CB-O | BM24Y21C |  | Mini-Splits (Non-Ducted) | BM24Y21WM |  | 24000 | 20.5 |  | 12.5 | 10 |  | 25000 | 15300 | 61.2% | [8 empty] | Residential | 500 | No | 2
202007070 | Mini/Multi Split | BLUERIDGE | HMSV-A-CB | BM18M23C |  | Non-Ducted Indoor Units |  |  | 17000 | 21.3 |  | 12.5 | 10 |  | 18000 | 11800 | 65.56% | [8 empty] | Residential | 355 | No | 1.42
202007073 | Mini/Multi Split | BLUERIDGE | HRCU-A-CB-O | BMHH09Y25C |  | Mini-Splits (Non-Ducted) | BMHH09Y25WM |  | 9000 | 25 |  | 14.5 | 11.2 |  | 10900 | 6900 | 63.3% | [8 empty] | Residential | 187.5 | No | 0.75
202007074 | Mini/Multi Split | BLUERIDGE | HRCU-A-CB-O | BMHH12Y23C |  | Mini-Splits (Non-Ducted) | BMHH12Y23WM |  | 12000 | 22.5 |  | 13 | 12 |  | 12000 | 7800 | 65% | [8 empty] | Residential | 250 | No | 1
202007075 | Mini/Multi Split | BLUERIDGE | HRCU-A-CB-O | BMHH18Y20C |  | Mini-Splits (Non-Ducted) | BMHH18Y20WM |  | 17000 | 20 |  | 12.5 | 10.3 |  | 18000 | 10800 | 60% | [8 empty] | Residential | 355 | No | 1.42
202007076 | Mini/Multi Split | BLUERIDGE | HRCU-A-CB-O | BMHH24Y21C |  | Mini-Splits (Non-Ducted) | BMHH24Y21WM |  | 24000 | 20.5 |  | 13 | 11.5 |  | 24000 | 15400 | 64.17% | [8 empty] | Residential | 500 | No | 2
202021912 | Mini/Multi Split | MANUFLOW | HRCU-A-CB-O | AS-09UW3SVEDJ(O) |  | Mini-Splits (Non-Ducted) | AS-09UW3SVEDJ(I) |  | 9000 | 21.5 |  | 13.4 | 10.5 |  | 9500 | 5000 | 52.63% | 9000 | 22 | 13.7 | 8.5 | 9000 |  |  |  | Residential | 187.5 | No | 0.75
202021913 | Mini/Multi Split | MANUFLOW | HRCU-A-CB-O | AS-12UW3SXEDJ(O) |  | Mini-Splits (Non-Ducted) | AS-12UW3SXEDJ(I) |  | 12000 | 20.5 |  | 13 | 10.8 |  | 13000 | 7500 | 57.69% | 12000 | 21 | 13 | 9 | 12000 |  |  |  | Residential | 250 | No | 1
202021914 | Mini/Multi Split | MANUFLOW | HRCU-A-CB-O | AS-18UW3SBBDJ(O) |  | Mini-Splits (Non-Ducted) | AS-18UW3SBBDJ(I) |  | 18000 | 23.3 |  | 13 | 11.6 |  | 19000 | 11600 | 61.05% | 18000 | 22.5 | 13 | 8.6 | 17000 |  |  |  | Residential | 375 | No | 1.5
202021915 | Mini/Multi Split | MANUFLOW | HRCU-A-CB-O | AS-09UW3SXEDJ(O) |  | Mini-Splits (Non-Ducted) | AS-09UW3SXEDJ(I) |  | 9000 | 28 |  | 16.1 | 12.5 |  | 10500 | 6500 | 61.9% | 9000 | 27.5 | 15.5 | 10 | 10000 | 7000 | 70% | 2.1 | Residential | 187.5 | Yes | 0.75 | Yes
202021916 | Mini/Multi Split | MANUFLOW | HRCU-A-CB-O | AS-12UW3SXADJ(O) |  | Mini-Splits (Non-Ducted) | AS-12UW3SXADJ(I) |  | 12000 | 25 |  | 15.4 | 12 |  | 13000 | 7000 | 53.85% | 12000 | 23.5 | 15.4 | 9.35 | 12000 | 8400 | 70% | 1.75 | Residential | 250 | No | 1 | Yes
202021935 | Mini/Multi Split | WINDAIR | HRCU-A-CB-O | DWH09UR3SVETE/O |  | Mini-Splits (Non-Ducted) | DWH09UR3SVETE/I |  | 9000 | 21.5 |  | 13.4 | 10.5 |  | 9500 | 5000 | 52.63% | 9000 | 22 | 13.7 | 8.5 | 9000 |  |  |  | Residential | 187.5 | No | 0.75
202021936 | Mini/Multi Split | WINDAIR | HRCU-A-CB-O | DWH12UR3SXETE/O |  | Mini-Splits (Non-Ducted) | DWH12UR3SXETE/I |  | 12000 | 20.5 |  | 13 | 10.8 |  | 13000 | 7500 | 57.69% | 12000 | 21 | 13 | 9 | 12000 |  |  |  | Residential | 250 | No | 1
202021939 | Mini/Multi Split | WINDAIR | HRCU-A-CB-O | DWH18UR3SBBTE/O |  | Mini-Splits (Non-Ducted) | DWH18UR3SBBTE/I |  | 18000 | 23.3 |  | 13 | 11.6 |  | 19000 | 11600 | 61.05% | 18000 | 22.5 | 13 | 8.6 | 17000 |  |  |  | Residential | 375 | No | 1.5
202021941 | Mini/Multi Split | WINDAIR | HRCU-A-CB-O | DWH09UW3SXETE00/O |  | Mini-Splits (Non-Ducted) | DWH09UW3SXETE00/I |  | 9000 | 28 |  | 16.1 | 12.5 |  | 10500 | 6500 | 61.9% | 9000 | 27.5 | 15.5 | 10 | 10000 | 7000 | 70% | 2.1 | Residential | 187.5 | Yes | 0.75 | Yes
202021942 | Mini/Multi Split | WINDAIR | HRCU-A-CB-O | DWH12UW3SXATE00/O |  | Mini-Splits (Non-Ducted) | DWH12UW3SXATE00/I |  | 12000 | 25 |  | 15.4 | 12 |  | 13000 | 7000 | 53.85% | 12000 | 23.5 | 15.4 | 9.35 | 12000 | 8400 | 70% | 1.75 | Residential | 250 | No | 1 | Yes
202021959 | Mini/Multi Split | WABBAN | HRCU-A-CB-O | BB09UW3SVETE/O |  | Mini-Splits (Non-Ducted) | BB09UW3SVETE/I |  | 9000 | 21.5 |  | 13.4 | 10.5 |  | 9500 | 5000 | 52.63% | 9000 | 22 | 13.7 | 8.5 | 9000 |  |  |  | Residential | 187.5 | No | 0.75
202021960 | Mini/Multi Split | WABBAN | HRCU-A-CB-O | BB12UW3SXETE/O |  | Mini-Splits (Non-Ducted) | BB12UW3SXETE/I |  | 12000 | 20.5 |  | 13 | 10.8 |  | 13000 | 7500 | 57.69% | 12000 | 21 | 13 | 9 | 12000 |  |  |  | Residential | 250 | No | 1
202021963 | Mini/Multi Split | WABBAN | HRCU-A-CB-O | BB18UW3SBBTE/O |  | Mini-Splits (Non-Ducted) | BB18UW3SBBTE/I |  | 18000 | 23.3 |  | 13 | 11.6 |  | 19000 | 11600 | 61.05% | 18000 | 22.5 | 13 | 8.6 | 17000 |  |  |  | Residential | 375 | No | 1.5
202021965 | Mini/Multi Split | WABBAN | HRCU-A-CB-O | BB09UW3SXETE00/O |  | Mini-Splits (Non-Ducted) | BB09UW3SXETE00/I |  | 9000 | 28 |  | 16.1 | 12.5 |  | 10500 | 6500 | 61.9% | 9000 | 27.5 | 15.5 | 10 | 10000 | 7000 | 70% | 2.1 | Residential | 187.5 | Yes | 0.75 | Yes
202021966 | Mini/Multi Split | WABBAN | HRCU-A-CB-O | BB12UW3SXATE00/O |  | Mini-Splits (Non-Ducted) | BB12UW3SXATE00/I |  | 12000 | 25 |  | 15.4 | 12 |  | 13000 | 7000 | 53.85% | 12000 | 23.5 | 15.4 | 9.35 | 12000 | 8400 | 70% | 1.75 | Residential | 250 | No | 1 | Yes
202053797 | Mini/Multi Split | INNOVAIR | HMSV-A-CB-O | VOM0522H7RE602 |  | Non-Ducted Indoor Units |  |  | 18000 | 22 |  | 12.5 | 11 |  | 19000 | 12800 | 67.37% | 18000 | 21 | 12.5 | 9 | 19000 |  |  |  | Residential | 375 | No | 1.5 | No
202053798 | Mini/Multi Split | INNOVAIR | HMSV-A-CB-O | VOM0733H7RE603 |  | Non-Ducted Indoor Units |  |  | 24000 | 21 |  | 12.5 | 11 |  | 26000 | 16600 | 63.85% | 24000 | 21 | 11.8 | 9 | 26000 |  |  |  | Residential | 500 | No | 2 | No
202053799 | Mini/Multi Split | INNOVAIR | HMSV-A-CB-O | VOM0833H7RE604 |  | Non-Ducted Indoor Units |  |  | 28400 | 21 |  | 12.5 | 11.5 |  | 30000 | 18000 | 60% | 28400 | 20 | 11.8 | 8.6 | 30000 |  |  |  | Residential | 592.5 | No | 2.37 | No
202053800 | Mini/Multi Split | INNOVAIR | HMSV-A-CB-O | VOM0836H7RE605 |  | Non-Ducted Indoor Units |  |  | 34000 | 21 |  | 12.5 | 11.5 |  | 36000 | 26600 | 73.89% | 34000 | 21 | 11.8 | 8.6 | 36000 |  |  |  | Residential | 707.5 | No | 2.83 | No
202068353 | Mini/Multi Split | YORK BY JOHNSON CONTROLS | HRCU-A-CB-O | YHKE18YJ6AMAO-X |  | Mini-Splits (Non-Ducted) | YHKE18XJ6AMC-RX. |  | 18000 | 21 |  | 13 | 10 |  | 18000 | 10400 | 57.78% | [8 empty] | Residential | 375 | No | 1.5
202081019 | Mini/Multi Split | C&H | HRCU-A-CB-O | CH-09DKT230VO |  | Mini-Splits (Non-Ducted) | CH-09DKT230VI |  | 9000 | 25 |  | 14.5 | 11.2 |  | 10900 | 6900 | 63.3% | [8 empty] | Residential | 187.5 | No | 0.75
202081220 | Mini/Multi Split | C&H | HRCU-A-CB-O | CH-12DKT230VO |  | Mini-Splits (Non-Ducted) | CH-12DKT230VI |  | 12000 | 22.5 |  | 13 | 12 |  | 12000 | 7800 | 65% | [8 empty] | Residential | 250 | No | 1
202081274 | Mini/Multi Split | C&H | HRCU-A-CB-O | CH-18DKT230VO |  | Mini-Splits (Non-Ducted) | CH-18DKT230VI |  | 17000 | 20 |  | 12.5 | 10.3 |  | 18000 | 10800 | 60% | [8 empty] | Residential | 355 | No | 1.42
202081317 | Mini/Multi Split | C&H | HRCU-A-CB-O | CH-24DKT230VO |  | Mini-Splits (Non-Ducted) | CH-24DKT230VI |  | 24000 | 20.5 |  | 13 | 11.5 |  | 24000 | 15400 | 64.17% | [8 empty] | Residential | 500 | No | 2
202087971 | Mini/Multi Split | SAMSUNG | HRCU-A-CB-O | AC030JXSCCH/AA |  | Mini-Splits (Non-Ducted) | AC030NN4DCH/AA |  | 30000 | 21 |  | 13.1 | 10.1 |  | 32000 | 20800 | 65% | [8 empty] | Residential | 625 | No | 2.5
202087972 | Mini/Multi Split | SAMSUNG | HRCU-A-CB-O | AC036JXSCCH/AA |  | Mini-Splits (Non-Ducted) | AC036NN4DCH/AA |  | 36000 | 20 |  | 12.9 | 10.4 |  | 40000 | 25000 | 62.5% | [8 empty] | Residential | 750 | No | 3
202098116 | Mini/Multi Split | SAMSUNG | HMSV-A-CB | AM036NXMDCR |  | Non-Ducted Indoor Units |  |  | 38000 | 22 |  | 12.5 | 10 |  | 42000 | 25000 | 59.52% | [5 empty] | 31000 |  | 2.5 | Residential | 792.5 | No | 3.17 | Yes
202110460 | Mini/Multi Split | CONCORD | HRCU-A-CB | 4DHP1S09S-1P |  | Mini-Splits (Ducted) | DMD209S4-1P |  | 9000 | 20.5 |  | 13.5 | 11.5 |  | 10000 | 6800 | 68% | [8 empty] | Residential | 187.5 | No | 0.75
202110461 | Mini/Multi Split | DUCANE | HRCU-A-CB | 4DHP1S09S-1P |  | Mini-Splits (Ducted) | DMD209S4-1P |  | 9000 | 20.5 |  | 13.5 | 11.5 |  | 10000 | 6800 | 68% | [8 empty] | Residential | 187.5 | No | 0.75
202110462 | Mini/Multi Split | CONCORD | HRCU-A-CB | 4DHP1S12S-1P |  | Mini-Splits (Ducted) | DMD212S4-1P |  | 12000 | 21.5 |  | 12.5 | 11.5 |  | 12000 | 7200 | 60% | [8 empty] | Residential | 250 | No | 1
202110463 | Mini/Multi Split | DUCANE | HRCU-A-CB | 4DHP1S12S-1P |  | Mini-Splits (Ducted) | DMD212S4-1P |  | 12000 | 21.5 |  | 12.5 | 11.5 |  | 12000 | 7200 | 60% | [8 empty] | Residential | 250 | No | 1
202110464 | Mini/Multi Split | CONCORD | HRCU-A-CB | 4DHP1S18S-1P |  | Mini-Splits (Ducted) | DMD218S4-1P |  | 18000 | 19 |  | 12.5 | 10.5 |  | 18000 | 12000 | 66.67% | [8 empty] | Residential | 375 | No | 1.5
202110465 | Mini/Multi Split | DUCANE | HRCU-A-CB | 4DHP1S18S-1P |  | Mini-Splits (Ducted) | DMD218S4-1P |  | 18000 | 19 |  | 12.5 | 10.5 |  | 18000 | 12000 | 66.67% | [8 empty] | Residential | 375 | No | 1.5
202110466 | Mini/Multi Split | CONCORD | HRCU-A-CB | 4DHP1S24S-1P |  | Mini-Splits (Ducted) | DMD224S4-1P |  | 24000 | 21.5 |  | 12.5 | 11 |  | 24400 | 16000 | 65.57% | [8 empty] | Residential | 500 | No | 2
202110467 | Mini/Multi Split | DUCANE | HRCU-A-CB | 4DHP1S24S-1P |  | Mini-Splits (Ducted) | DMD224S4-1P |  | 24000 | 21.5 |  | 12.5 | 11 |  | 24400 | 16000 | 65.57% | [8 empty] | Residential | 500 | No | 2
202110484 | Mini/Multi Split | ACD | HRCU-A-CB-O | UHD12KCH31S-O |  | Mini-Splits (Non-Ducted) | UHD12KCH31S-I |  | 12000 | 30.5 |  | 15.3 | 14 |  | 12200 | 8300 | 68.03% | 12000 | 24 | 14 | 8.5 | 12200 |  |  |  | Residential | 250 | No | 1 | No
202110485 | Mini/Multi Split | ACD | HRCU-A-CB-O | UHD18KCH25S-O |  | Mini-Splits (Non-Ducted) | UHD18KCH25S-I |  | 18000 | 24.5 |  | 13.5 | 12 |  | 18000 | 14200 | 78.89% | 18000 | 22 | 13.5 | 10 | 18000 | 20000 | 111.1% | 1.8 | Residential | 375 | Yes | 1.5 | Yes
202110494 | Mini/Multi Split | ACD | HMSV-A-CB-O | MPD18KCH22S-O |  | Non-Ducted Indoor Units |  |  | 18000 | 22 |  | 12.5 | 11 |  | 19000 | 12800 | 67.37% | 18000 | 21 | 12.5 | 9 | 19000 |  |  |  | Residential | 375 | No | 1.5 | No
202110497 | Mini/Multi Split | ACD | HMSV-A-CB-O | MPD24KCH21S-O |  | Non-Ducted Indoor Units |  |  | 24000 | 21 |  | 12.5 | 11 |  | 26000 | 16600 | 63.85% | 24000 | 21 | 11.8 | 9 | 26000 |  |  |  | Residential | 500 | No | 2 | No
202110500 | Mini/Multi Split | ACD | HMSV-A-CB-O | MPD30KCH21S-O |  | Non-Ducted Indoor Units |  |  | 28400 | 21 |  | 12.5 | 11.5 |  | 30000 | 18000 | 60% | 28400 | 20 | 11.8 | 8.6 | 30000 |  |  |  | Residential | 592.5 | No | 2.37 | No
202110503 | Mini/Multi Split | ACD | HMSV-A-CB-O | MPD36KCH21S-O |  | Non-Ducted Indoor Units |  |  | 34000 | 21 |  | 12.5 | 11.5 |  | 36000 | 26600 | 73.89% | 34000 | 21 | 11.8 | 8.6 | 36000 |  |  |  | Residential | 707.5 | No | 2.83 | No
202110989 | Mini/Multi Split | COMFORT-AIRE | HRCU-A-CB | A-VMH09SU-1 |  | Mini-Splits (Ducted) | B-VMH09DU-1 |  | 9000 | 23 |  | 13.5 | 12 |  | 10000 | 7200 | 72% | [8 empty] | Residential | 187.5 | No | 0.75
202110990 | Mini/Multi Split | CENTURY | HRCU-A-CB | A-VMH09SU-1 |  | Mini-Splits (Ducted) | B-VMH09DU-1 |  | 9000 | 23 |  | 13.5 | 12 |  | 10000 | 7200 | 72% | [8 empty] | Residential | 187.5 | No | 0.75
202110991 | Mini/Multi Split | COMFORT-AIRE | HRCU-A-CB | A-VMH12SU-1 |  | Mini-Splits (Ducted) | B-VMH12DU-1 |  | 12000 | 20.5 |  | 12.5 | 11 |  | 12000 | 8500 | 70.83% | [8 empty] | Residential | 250 | No | 1
202110992 | Mini/Multi Split | CENTURY | HRCU-A-CB | A-VMH12SU-1 |  | Mini-Splits (Ducted) | B-VMH12DU-1 |  | 12000 | 20.5 |  | 12.5 | 11 |  | 12000 | 8500 | 70.83% | [8 empty] | Residential | 250 | No | 1
202110995 | Mini/Multi Split | COMFORT-AIRE | HRCU-A-CB | A-VMH24SU-1 |  | Mini-Splits (Ducted) | B-VMH24DU-1 |  | 24000 | 20.5 |  | 12.5 | 12.5 |  | 24000 | 17200 | 71.67% | [8 empty] | Residential | 500 | No | 2
202110996 | Mini/Multi Split | CENTURY | HRCU-A-CB | A-VMH24SU-1 |  | Mini-Splits (Ducted) | B-VMH24DU-1 |  | 24000 | 20.5 |  | 12.5 | 12.5 |  | 24000 | 17200 | 71.67% | [8 empty] | Residential | 500 | No | 2
202110997 | Mini/Multi Split | KERR | HRCU-A-CB | A-KMH09SU-1 |  | Mini-Splits (Ducted) | B-KMH09DU-1 |  | 9000 | 23 |  | 13.5 | 12 |  | 10000 | 7200 | 72% | [8 empty] | Residential | 187.5 | No | 0.75
202110998 | Mini/Multi Split | KERR | HRCU-A-CB | A-KMH12SU-1 |  | Mini-Splits (Ducted) | B-KMH12DU-1 |  | 12000 | 20.5 |  | 12.5 | 11 |  | 12000 | 8500 | 70.83% | [8 empty] | Residential | 250 | No | 1
202111000 | Mini/Multi Split | KERR | HRCU-A-CB | A-KMH24SU-1 |  | Mini-Splits (Ducted) | B-KMH24DU-1 |  | 24000 | 20.5 |  | 12.5 | 12.5 |  | 24000 | 17200 | 71.67% | [8 empty] | Residential | 500 | No | 2
202119253 | Mini/Multi Split | SMART COMFORT | HRCU-A-CB-O | DLCPRAH09AAK |  | Mini-Splits (Non-Ducted) | DLFPHAH09XAK |  | 9000 | 40 |  | 15 | 14.5 |  | 10000 | 7200 | 72% | [8 empty] | Residential | 187.5 | No | 0.75
202119254 | Mini/Multi Split | SMART COMFORT | HRCU-A-CB-O | DLCPRAH12AAK |  | Mini-Splits (Non-Ducted) | DLFPHAH12XAK |  | 12000 | 30 |  | 13.5 | 13.6 |  | 12000 | 6800 | 56.67% | [8 empty] | Residential | 250 | No | 1
202119261 | Mini/Multi Split | SMART COMFORT | HRCU-A-CB-O | DLCSRAH12AAJ |  | Mini-Splits (Non-Ducted) | DLFSHAH12XAJ |  | 12000 | 20.4 |  | 12.5 | 11 |  | 11800 | 7100 | 60.17% | [8 empty] | Residential | 250 | No | 1
202119262 | Mini/Multi Split | SMART COMFORT | HRCU-A-CB-O | DLCSRAH09AAK |  | Mini-Splits (Non-Ducted) | DLFSHAH09XAK |  | 9000 | 24.7 |  | 14 | 10.5 |  | 12000 | 7500 | 62.5% | [8 empty] | Residential | 187.5 | No | 0.75
202119263 | Mini/Multi Split | SMART COMFORT | HRCU-A-CB-O | DLCSRAH12AAK |  | Mini-Splits (Non-Ducted) | DLFSHAH12XAK |  | 12000 | 21.5 |  | 12.5 | 11 |  | 12000 | 7600 | 63.33% | [8 empty] | Residential | 250 | No | 1
202119264 | Mini/Multi Split | SMART COMFORT | HRCU-A-CB-O | DLCSRAH18AAK |  | Mini-Splits (Non-Ducted) | DLFSHAH18XAK |  | 18000 | 22 |  | 12.5 | 10.5 |  | 18000 | 11900 | 66.11% | [8 empty] | Residential | 375 | No | 1.5
202119265 | Mini/Multi Split | SMART COMFORT | HRCU-A-CB-O | DLCSRAH24AAK |  | Mini-Splits (Non-Ducted) | DLFSHAH24XAK |  | 23000 | 20 |  | 12.5 | 10 |  | 25000 | 15000 | 60% | [8 empty] | Residential | 480 | No | 1.92
202119276 | Mini/Multi Split | SMART COMFORT | HRCU-A-CB | DLCSRAH09AAK |  | Mini-Splits (Ducted) | DLFSDAH09XAK |  | 9000 | 22.5 |  | 14 | 11.5 |  | 10000 | 6800 | 68% | [8 empty] | Residential | 187.5 | No | 0.75
202119277 | Mini/Multi Split | SMART COMFORT | HRCU-A-CB-O | DLCSRAH09AAK |  | Mini-Splits (Non-Ducted) | DLFSCAH09XAK |  | 9000 | 20 |  | 13 | 10.2 |  | 10000 | 6700 | 67% | [8 empty] | Residential | 187.5 | No | 0.75
202119278 | Mini/Multi Split | SMART COMFORT | HRCU-A-CB-O | DLCSRAH12AAK |  | Mini-Splits (Non-Ducted) | DLFSCAH12XAK |  | 12000 | 19.5 |  | 12.5 | 10.2 |  | 12000 | 8200 | 68.33% | [8 empty] | Residential | 250 | No | 1
202119279 | Mini/Multi Split | SMART COMFORT | HRCU-A-CB-O | DLCSRAH12AAK |  | Mini-Splits (Non-Ducted) | DLFSFAH12XAK |  | 12000 | 19.4 |  | 12.5 | 10.5 |  | 12000 | 9600 | 80% | [8 empty] | Residential | 250 | No | 1
202119280 | Mini/Multi Split | SMART COMFORT | HRCU-A-CB | DLCSRAH12AAK |  | Mini-Splits (Ducted) | DLFSDAH12XAK |  | 12000 | 20.5 |  | 12.5 | 11 |  | 12500 | 8100 | 64.8% | [8 empty] | Residential | 250 | No | 1
202119281 | Mini/Multi Split | SMART COMFORT | HRCU-A-CB-O | DLCSRAH18AAK |  | Mini-Splits (Non-Ducted) | DLFSFAH18XAK |  | 17000 | 19.9 |  | 12.5 | 10.2 |  | 18000 | 12900 | 71.67% | [8 empty] | Residential | 355 | No | 1.42
202119282 | Mini/Multi Split | SMART COMFORT | HRCU-A-CB-O | DLCSRAH18AAK |  | Mini-Splits (Non-Ducted) | DLFSCAH18XAK |  | 16000 | 20 |  | 12.5 | 10.5 |  | 18000 | 12000 | 66.67% | [8 empty] | Residential | 332.5 | No | 1.33
202119283 | Mini/Multi Split | SMART COMFORT | HRCU-A-CB | DLCSRAH24AAK |  | Mini-Splits (Ducted) | DLFSDAH24XAK |  | 24000 | 21 |  | 12.5 | 12 |  | 24000 | 17400 | 72.5% | [8 empty] | Residential | 500 | No | 2
202119288 | Mini/Multi Split | SMART COMFORT | HRCU-A-CB | DLCSRAH18AAK |  | Mini-Splits (Ducted) | DLFSDAH18XAK |  | 16500 | 20 |  | 12.5 | 10.8 |  | 19000 | 12400 | 65.26% | [8 empty] | Residential | 345 | No | 1.38
202126395 | Mini/Multi Split | TOSOT | HRCU-A-CB-O | TW09HQ2A3DO |  | Mini-Splits (Non-Ducted) | TW09HQ2A3DI |  | 9000 | 23 |  | 14 | 10.5 |  | 11000 | 6800 | 61.82% | [8 empty] | Residential | 187.5 | No | 0.75
202132789 | Mini/Multi Split | ACD | HRCU-A-CB-O | UHD24KCH22S-O |  | Mini-Splits (Non-Ducted) | UHD24KCH22S-I |  | 22000 | 21.5 |  | 13 | 12 |  | 24000 | 15500 | 64.58% | 22000 | 21.5 | 13 | 9.5 | 24000 | 24000 | 100% | 1.9 | Residential | 457.5 | Yes | 1.83 | Yes
202134392 | Mini/Multi Split | TOSOT | HRCU-A-CB-O | TW12HQ2A3DO |  | Mini-Splits (Non-Ducted) | TW12HQ2A3DI |  | 12000 | 22 |  | 12.5 | 11 |  | 13000 | 7100 | 54.62% | [8 empty] | Residential | 250 | No | 1
202134393 | Mini/Multi Split | TOSOT | HRCU-A-CB-O | TW18HQ2A3DO |  | Mini-Splits (Non-Ducted) | TW18HQ2A3DI |  | 18000 | 20 |  | 12.5 | 10.5 |  | 19800 | 12400 | 62.63% | [8 empty] | Residential | 375 | No | 1.5
202134394 | Mini/Multi Split | TOSOT | HRCU-A-CB-O | TW24HQ2A3DO |  | Mini-Splits (Non-Ducted) | TW24HQ2A3DI |  | 22000 | 20 |  | 12.5 | 10 |  | 23000 | 14600 | 63.48% | [8 empty] | Residential | 457.5 | No | 1.83
202140575 | Mini/Multi Split | PERFECTAIRE | HRCU-A-CB-O | 2PAMSHH18-SZO-20 |  | Mini-Splits (Non-Ducted) | 2PAMSHH18-SZW-20 |  | 17000 | 20 |  | 12.5 | 10.3 |  | 18000 | 10800 | 60% | [8 empty] | Residential | 355 | No | 1.42
202140576 | Mini/Multi Split | KARDA | HRCU-A-CB-O | 2PAMSHH18-SZO-20 |  | Mini-Splits (Non-Ducted) | 2PAMSHH18-SZW-20 |  | 17000 | 20 |  | 12.5 | 10.3 |  | 18000 | 10800 | 60% | [8 empty] | Residential | 355 | No | 1.42
202146837 | Mini/Multi Split | YMGI | HRCU-A-CB-O | WMMS-09C-V2B(78)1 |  | Mini-Splits (Non-Ducted) | WMMS-09E-V2B(78)1 |  | 9000 | 21.5 |  | 13.4 | 10.5 |  | 9500 | 5000 | 52.63% | 9000 | 22 | 13.7 | 8.5 | 9000 |  |  |  | Residential | 187.5 | No | 0.75
202146838 | Mini/Multi Split | YMGI | HRCU-A-CB-O | WMMS-12C-V2B(78)1 |  | Mini-Splits (Non-Ducted) | WMMS-12E-V2B(78)1 |  | 12000 | 20.5 |  | 13 | 10.8 |  | 13000 | 7500 | 57.69% | 12000 | 21 | 13 | 9 | 12000 |  |  |  | Residential | 250 | No | 1
202146840 | Mini/Multi Split | YMGI | HRCU-A-CB-O | WMMS-18C-V2B(78)1 |  | Mini-Splits (Non-Ducted) | WMMS-18E-V2B(78)1 |  | 18000 | 23.3 |  | 13 | 11.6 |  | 19000 | 11600 | 61.05% | 18000 | 22.5 | 13 | 8.6 | 17000 |  |  |  | Residential | 375 | No | 1.5
202146849 | Mini/Multi Split | SUNCHILLERS | HRCU-A-CB-O | S18ODU-ACDC |  | Mini-Splits (Non-Ducted) | S18IDU-ACDC |  | 18000 | 21 |  | 13 | 10.4 |  | 18000 | 11400 | 63.33% | [8 empty] | Residential | 375 | No | 1.5
202146850 | Mini/Multi Split | SUNCHILLERS | HMSV-A-CB | M36ODU-ACDC |  | Specific (Ducted) | S9IDU-ACDCS9IDU-ACDCS9IDU-ACDCS9IDU-ACDC |  | 33000 | 23 |  | 12.5 | 10.2 |  | 36000 | 24600 | 68.33% | [8 empty] | Residential | 687.5 | No | 2.75
202146851 | Mini/Multi Split | SUNCHILLERS | HMSV-A-CB | M48ODU-ACDC |  | Non-Ducted Indoor Units |  |  | 48000 | 22.4 |  | 12.5 | 10.2 |  | 48000 | 29600 | 61.67% | [8 empty] | Residential | 1000 | No | 4
202146852 | Mini/Multi Split | SUNCHILLERS | HRCU-A-CB-O | S9ODU-ACDC |  | Mini-Splits (Non-Ducted) | S9IDU-ACDC |  | 9000 | 23.5 |  | 14.9 | 10.8 |  | 9800 | 5800 | 59.18% | [8 empty] | Residential | 187.5 | No | 0.75
202146853 | Mini/Multi Split | SUNCHILLERS | HRCU-A-CB-O | S12ODU-ACDC |  | Mini-Splits (Non-Ducted) | S12IDU-ACDC |  | 12000 | 22.7 |  | 13.7 | 11 |  | 12000 | 7700 | 64.17% | [8 empty] | Residential | 250 | No | 1
202146854 | Mini/Multi Split | SUNCHILLERS | HRCU-A-CB-O | S24ODU-ACDC |  | Mini-Splits (Non-Ducted) | S24IDU-ACDC |  | 24000 | 20.7 |  | 13.7 | 11.5 |  | 25000 | 15300 | 61.2% | [8 empty] | Residential | 500 | No | 2
202146855 | Mini/Multi Split | SUNCHILLERS | HMSV-A-CB | M18ODU-ACDC |  | Non-Ducted Indoor Units |  |  | 18000 | 22.5 |  | 12.5 | 10.3 |  | 19000 | 12000 | 63.16% | [8 empty] | Residential | 375 | No | 1.5
202146856 | Mini/Multi Split | SUNCHILLERS | HMSV-A-CB | M27ODU-ACDC |  | Non-Ducted Indoor Units |  |  | 28000 | 23 |  | 12.5 | 10.3 |  | 28000 | 17200 | 61.43% | [8 empty] | Residential | 582.5 | No | 2.33
202147804 | Mini/Multi Split | MDV | HRCU-A-CB-O | MOB30-09HFN1-BX0W |  | Mini-Splits (Non-Ducted) | MSABB-09HRFN1-BX0W |  | 9000 | 25 |  | 15 | 10.5 |  | 10000 | 5800 | 58% | [8 empty] | Residential | 187.5 | No | 0.75
202147805 | Mini/Multi Split | MIDEA | HRCU-A-CB-O | MOB30-09HFN1-BX0W |  | Mini-Splits (Non-Ducted) | MSABB-09HRFN1-BX0W |  | 9000 | 25 |  | 15 | 10.5 |  | 10000 | 5800 | 58% | [8 empty] | Residential | 187.5 | No | 0.75
202160451 | Mini/Multi Split | MDV | HRCU-A-CB-O | MOB30-09HFN1-BV0W |  | Mini-Splits (Non-Ducted) | MS11M-09HRFN1-BV0W |  | 9500 | 25.5 |  | 15.5 | 11.5 |  | 11000 | 6000 | 54.55% | [8 empty] | Residential | 197.5 | No | 0.79
202160452 | Mini/Multi Split | MIDEA | HRCU-A-CB-O | MOB30-09HFN1-BV0W |  | Mini-Splits (Non-Ducted) | MS11M-09HRFN1-BV0W |  | 9500 | 25.5 |  | 15.5 | 11.5 |  | 11000 | 6000 | 54.55% | [8 empty] | Residential | 197.5 | No | 0.79
202177384 | Mini/Multi Split | LG | HRCU-A-CB-O | LUU189HV |  | Mini-Splits (Non-Ducted) | LCN188HV4 |  | 18000 | 20.5 |  | 12.5 | 10 |  | 18500 | 12700 | 68.65% | 18000 | 20.5 | 12.5 | 9.7 | 18500 | 16200 | 87.57% | 1.85 | Residential | 375 | Yes | 1.5 | Both
202195106 | Mini/Multi Split | FUJITSU | HRCU-A-CB-O | AOU18RGLX |  | Mini-Splits (Non-Ducted) | AUU18RGLX |  | 18000 | 21.4 |  | 13.4 | 10.9 |  | 21000 | 12300 | 58.57% | 18000 | 22 | 13.4 | 10.5 | 21000 | 18100 | 86.19% | 2.32 | Residential | 375 | Yes | 1.5 | Both
202195107 | Mini/Multi Split | KERR | HMSV-A-CB | A-KMH48PU-1 |  | Non-Ducted Indoor Units |  |  | 48000 | 22.4 |  | 12.5 | 10.2 |  | 48000 | 29600 | 61.67% | [8 empty] | Residential | 1000 | No | 4
202195114 | Mini/Multi Split | COMFORT-AIRE | HMSV-A-CB | A-VMH48PU-1 |  | Non-Ducted Indoor Units |  |  | 48000 | 22.4 |  | 12.5 | 10.2 |  | 48000 | 29600 | 61.67% | [8 empty] | Residential | 1000 | No | 4
202195115 | Mini/Multi Split | CENTURY | HMSV-A-CB | A-VMH48PU-1 |  | Non-Ducted Indoor Units |  |  | 48000 | 22.4 |  | 12.5 | 10.2 |  | 48000 | 29600 | 61.67% | [8 empty] | Residential | 1000 | No | 4
202195635 | Mini/Multi Split | MIDEA | HMSV-A-CB | M4OF-36HFN1-M |  | Specific (Ducted) | CS11M-09HRFN1-MX0W(A)CS11M-09HRFN1-MX0W(A)CS11M-09HRFN1-MX0W(A)CS11M-09HRFN1-MX0W(A) |  | 33000 | 23 |  | 12.5 | 10.2 |  | 36000 | 24600 | 68.33% | [8 empty] | Residential | 687.5 | No | 2.75
202196599 | Mini/Multi Split | GOODMAN | HRCU-A-CB | MSH093E21MCAA |  | Mini-Splits (Ducted) | MST093E21ADAA |  | 9000 | 20.5 |  | 13.5 | 11.5 |  | 10000 | 6800 | 68% | [8 empty] | Residential | 187.5 | No | 0.75
202196600 | Mini/Multi Split | GOODMAN | HRCU-A-CB | MSH123E21MCAA |  | Mini-Splits (Ducted) | MST123E21ADAA |  | 12000 | 21.5 |  | 12.5 | 11.5 |  | 12000 | 7200 | 60% | [8 empty] | Residential | 250 | No | 1
202196601 | Mini/Multi Split | GOODMAN | HRCU-A-CB | MSH183E21MCAA |  | Mini-Splits (Ducted) | MST183E21ADAA |  | 18000 | 19 |  | 12.5 | 10.5 |  | 18000 | 12000 | 66.67% | [8 empty] | Residential | 375 | No | 1.5
202196602 | Mini/Multi Split | GOODMAN | HRCU-A-CB | MSH243E21MCAA |  | Mini-Splits (Ducted) | MST243E21ADAA |  | 24000 | 21.5 |  | 12.5 | 11 |  | 24400 | 16000 | 65.57% | [8 empty] | Residential | 500 | No | 2
202208444 | Mini/Multi Split | FUJITSU | HRCU-A-CB-O | AOU24RGLX |  | Mini-Splits (Non-Ducted) | AUU24RGLX |  | 24000 | 20 |  | 12.8 | 10.8 |  | 27000 | 16400 | 60.74% | 24000 | 20.8 | 12.8 | 10.1 | 27000 | 23200 | 85.93% | 2.04 | Residential | 500 | Yes | 2 | Both
202208608 | Mini/Multi Split | SMARTFLEX | HRCU-A-CB-O | DHX24CSB21S |  | Mini-Splits (Non-Ducted) | DHX24NWB21S |  | 22000 | 20 |  | 12.5 | 10 |  | 23000 | 14600 | 63.48% | 22000 | 20 | 12.5 | 8.5 | 24000 | 19200 | 80% | 1.75 | Residential | 457.5 | No | 1.83 | No
202208609 | Mini/Multi Split | SMARTFLEX | HRCU-A-CB-O | DHX09CSB11S |  | Mini-Splits (Non-Ducted) | DHX09NWB11S |  | 9000 | 23 |  | 13 | 10.5 |  | 9900 | 6900 | 69.7% | 9000 | 23 | 13 | 9.4 | 9900 | 8700 | 87.88% | 2.03 | Residential | 187.5 | Yes | 0.75 | Yes
202208610 | Mini/Multi Split | SMARTFLEX | HRCU-A-CB-O | DHX12CSB11S |  | Mini-Splits (Non-Ducted) | DHX12NWB11S |  | 12000 | 22 |  | 12.5 | 10.2 |  | 12200 | 6800 | 55.74% | 12000 | 21.5 | 12 | 8.2 | 12200 | 8600 | 70.49% | 1.75 | Residential | 250 | No | 1 | No
202208611 | Mini/Multi Split | SMARTFLEX | HRCU-A-CB-O | DHX09CSB21S |  | Mini-Splits (Non-Ducted) | DHX09NWB21S |  | 9000 | 23 |  | 14 | 10.5 |  | 11000 | 7300 | 66.36% | 9000 | 23 | 14 | 8.5 | 11000 | 9000 | 81.82% | 1.97 | Residential | 187.5 | Yes | 0.75 | Yes
202208612 | Mini/Multi Split | SMARTFLEX | HRCU-A-CB-O | DHX12CSB21S |  | Mini-Splits (Non-Ducted) | DHX12NWB21S |  | 12000 | 22 |  | 12.5 | 11 |  | 13000 | 7700 | 59.23% | 12000 | 21.5 | 12 | 8.2 | 13000 |  |  |  | Residential | 250 | No | 1 | No
202208636 | Mini/Multi Split | SMARTFLEX | HRCU-A-CB-O | DHZ09CSB21S |  | Mini-Splits (Non-Ducted) | DHZ09NWB21S |  | 9000 | 30.5 |  | 15.7 | 10.5 |  | 9000 | 5500 | 61.11% | [8 empty] | Residential | 187.5 | No | 0.75
202208637 | Mini/Multi Split | SMARTFLEX | HRCU-A-CB-O | DHZ12CSB21S |  | Mini-Splits (Non-Ducted) | DHZ12NWB21S |  | 12000 | 23 |  | 12.7 | 10.5 |  | 13000 | 8500 | 65.38% | [8 empty] | Residential | 250 | No | 1
202208638 | Mini/Multi Split | SMARTFLEX | HRCU-A-CB-O | DHZ18CSB21S |  | Mini-Splits (Non-Ducted) | DHZ18NWB21S |  | 18000 | 21 |  | 12.5 | 10.5 |  | 19000 | 12700 | 66.84% | [8 empty] | Residential | 375 | No | 1.5
202208641 | Mini/Multi Split | SMARTFLEX | HRCU-A-CB-O | DHX18CSB21S |  | Mini-Splits (Non-Ducted) | DHX18NWB21S |  | 18000 | 20 |  | 12.5 | 10.5 |  | 19800 | 12400 | 62.63% | 18000 | 20 | 12.5 | 8.3 | 19800 |  |  |  | Residential | 375 | No | 1.5
202244046 | Mini/Multi Split | RHEEM | HRCU-A-CB-O | ROSH18VGSN |  | Mini-Splits (Non-Ducted) | RICH18AXCJ |  | 18000 | 21.4 |  | 13.4 | 10.9 |  | 21000 | 12300 | 58.57% | 18000 | 22 | 13.4 | 10.5 | 21000 | 18100 | 86.19% | 2.32 | Residential | 375 | Yes | 1.5 | Both
202244731 | Mini/Multi Split | RHEEM | HRCU-A-CB-O | ROSH24VGSN |  | Mini-Splits (Non-Ducted) | RICH24AXCJ |  | 24000 | 20 |  | 12.8 | 10.8 |  | 27000 | 16400 | 60.74% | 24000 | 20.8 | 12.8 | 10.1 | 27000 | 23200 | 85.93% | 2.04 | Residential | 500 | Yes | 2 | Both
202265559 | Mini/Multi Split | YMGI | HMSV-A-CB-O | WMMS-30CH-V2B(59)4 |  | Non-Ducted Indoor Units |  |  | 18000 | 22 |  | 12.5 | 11 |  | 19000 | 12800 | 67.37% | 18000 | 21 | 12.5 | 9 | 19000 |  |  |  | Residential | 375 | No | 1.5 | No
202265562 | Mini/Multi Split | YMGI | HMSV-A-CB-O | WMMS-36CH-V2B(59)4 |  | Non-Ducted Indoor Units |  |  | 24000 | 21 |  | 12.5 | 11 |  | 26000 | 16600 | 63.85% | 24000 | 21 | 11.8 | 9 | 26000 |  |  |  | Residential | 500 | No | 2 | No
202265565 | Mini/Multi Split | YMGI | HMSV-A-CB-O | WMMS-42CH-V2B(59)4 |  | Non-Ducted Indoor Units |  |  | 28400 | 21 |  | 12.5 | 11.5 |  | 30000 | 18000 | 60% | 28400 | 20 | 11.8 | 8.6 | 30000 |  |  |  | Residential | 592.5 | No | 2.37 | No
202265568 | Mini/Multi Split | YMGI | HMSV-A-CB-O | WMMS-48CH-V2B(59)4 |  | Non-Ducted Indoor Units |  |  | 34000 | 21 |  | 12.5 | 11.5 |  | 36000 | 26600 | 73.89% | 34000 | 21 | 11.8 | 8.6 | 36000 |  |  |  | Residential | 707.5 | No | 2.83 | No
202349829 | Mini/Multi Split | Airlux | HMSV-A-CB | AM2M18O |  | Non-Ducted Indoor Units |  |  | 17000 | 21.3 |  | 12.5 | 10 |  | 18000 | 11800 | 65.56% | [8 empty] | Residential | 355 | No | 1.42
202353104 | Mini/Multi Split | THERMOCORE SYSTEMS | HRCU-A-CB-O | T322S-H212-C |  | Mini-Splits (Non-Ducted) | T3-OS212-OC |  | 12000 | 20.5 |  | 13 | 10 |  | 12000 | 7200 | 60% | 12000 | 20.5 | 13 | 8.8 | 12000 |  |  |  | Residential | 250 | No | 1 | No
202353105 | Mini/Multi Split | THERMOCORE SYSTEMS | HRCU-A-CB-O | T4HH25S-H209-C |  | Mini-Splits (Non-Ducted) | T4HH25S-H209-E |  | 9000 | 25 |  | 14.5 | 11.2 |  | 10900 | 6900 | 63.3% | [8 empty] | Residential | 187.5 | No | 0.75
202353106 | Mini/Multi Split | THERMOCORE SYSTEMS | HRCU-A-CB-O | T4HH23S-H212-C |  | Mini-Splits (Non-Ducted) | T4HH23S-H212-E |  | 12000 | 22.5 |  | 13 | 12 |  | 12000 | 7800 | 65% | [8 empty] | Residential | 250 | No | 1
202353107 | Mini/Multi Split | THERMOCORE SYSTEMS | HRCU-A-CB-O | T4HH20S-H218-C |  | Mini-Splits (Non-Ducted) | T4HH20S-H218-E |  | 17000 | 20 |  | 12.5 | 10.3 |  | 18000 | 10800 | 60% | [8 empty] | Residential | 355 | No | 1.42
202353108 | Mini/Multi Split | THERMOCORE SYSTEMS | HRCU-A-CB-O | T4HH21S-H224-C |  | Mini-Splits (Non-Ducted) | T4HH21S-H224-E |  | 24000 | 20.5 |  | 13 | 11.5 |  | 24000 | 15400 | 64.17% | [8 empty] | Residential | 500 | No | 2
202354893 | Mini/Multi Split | American Standard / Mitsubishi Electric | HMSV-A-CB-O | NAXMPH24A132A* |  | Non-Ducted Indoor Units |  |  | 22000 | 19 |  | 13.5 | 10 |  | 25000 | 14000 | 56% | [8 empty] | Residential | 457.5 | No | 1.83
202354895 | Mini/Multi Split | American Standard / Mitsubishi Electric | HMSV-A-CB-O | NAXMPH30A132A* |  | Non-Ducted Indoor Units |  |  | 28400 | 18 |  | 12.5 | 11 |  | 28600 | 18000 | 62.94% | [8 empty] | Residential | 592.5 | No | 2.37
202354897 | Mini/Multi Split | American Standard / Mitsubishi Electric | HMSV-A-CB-O | NAXMPH36A142A* |  | Non-Ducted Indoor Units |  |  | 36000 | 19.1 |  | 14 | 11.3 |  | 45000 | 34000 | 75.56% | [8 empty] | Residential | 750 | No | 3
202354905 | Mini/Multi Split | Trane / Mitsubishi Electric | HMSV-A-CB-O | NTXMPH24A132A* |  | Non-Ducted Indoor Units |  |  | 22000 | 19 |  | 13.5 | 10 |  | 25000 | 14000 | 56% | [8 empty] | Residential | 457.5 | No | 1.83
202354907 | Mini/Multi Split | Trane / Mitsubishi Electric | HMSV-A-CB-O | NTXMPH30A132A* |  | Non-Ducted Indoor Units |  |  | 28400 | 18 |  | 12.5 | 11 |  | 28600 | 18000 | 62.94% | [8 empty] | Residential | 592.5 | No | 2.37
202354909 | Mini/Multi Split | Trane / Mitsubishi Electric | HMSV-A-CB-O | NTXMPH36A142A* |  | Non-Ducted Indoor Units |  |  | 36000 | 19.1 |  | 14 | 11.3 |  | 45000 | 34000 | 75.56% | [8 empty] | Residential | 750 | No | 3
202360989 | Mini/Multi Split | GREE | HRCU-A-CB-O | GWH09ACD-D3DNA1A/O |  | Mini-Splits (Non-Ducted) | GWH09QD-D3DN***/I |  | 9000 | 38 |  | 16.5 | 15 |  | 9000 | 8000 | 88.89% | 9000 | 27 | 16.6 | 11 | 9000 | 13000 | 144.4% | 1.91 | Residential | 187.5 | Yes | 0.75 | Yes
202373676 | Mini/Multi Split | American Standard / Mitsubishi Electric | HRCU-A-CB-O | NAXSPF09A112A* |  | Mini-Splits (Non-Ducted) | NAXFKS09A112A* |  | 9000 | 28.2 |  | 15.8 | 13 |  | 11000 | 7500 | 68.18% | [8 empty] | Residential | 187.5 | No | 0.75
202373677 | Mini/Multi Split | American Standard / Mitsubishi Electric | HRCU-A-CB-O | NAXSPF12A112A* |  | Mini-Splits (Non-Ducted) | NAXFKS12A112A* |  | 12000 | 25.5 |  | 13.6 | 12 |  | 13000 | 8800 | 67.69% | [8 empty] | Residential | 250 | No | 1
202373678 | Mini/Multi Split | American Standard / Mitsubishi Electric | HRCU-A-CB-O | NAXSPF15A112A* |  | Mini-Splits (Non-Ducted) | NAXFKS15A112A* |  | 15000 | 21.8 |  | 13.5 | 11.6 |  | 18000 | 12000 | 66.67% | [8 empty] | Residential | 312.5 | No | 1.25
202373679 | Mini/Multi Split | American Standard / Mitsubishi Electric | HRCU-A-CB-O | NAXSPF18A112A* |  | Mini-Splits (Non-Ducted) | NAXFKS18A112A* |  | 17000 | 21 |  | 12.6 | 11.3 |  | 21000 | 12800 | 60.95% | [8 empty] | Residential | 355 | No | 1.42
202373682 | Mini/Multi Split | American Standard / Mitsubishi Electric | HRCU-A-CB-O | NAXSPH06A112A* |  | Mini-Splits (Non-Ducted) | NAXWPH06A112A* |  | 6000 | 33.1 |  | 19 | 13.5 |  | 8700 | 5900 | 67.82% | [8 empty] | Residential | 125 | No | 0.5
202373683 | Mini/Multi Split | American Standard / Mitsubishi Electric | HRCU-A-CB-O | NAXSPB06A112A* |  | Mini-Splits (Non-Ducted) | NAXWPH06A112A* |  | 6000 | 33.1 |  | 19 | 12.5 |  | 8700 | 5900 | 67.82% | [8 empty] | Residential | 125 | No | 0.5
202373684 | Mini/Multi Split | American Standard / Mitsubishi Electric | HRCU-A-CB-O | NAXSPH09A112A* |  | Mini-Splits (Non-Ducted) | NAXWPH09A112A* |  | 9000 | 30.5 |  | 16.1 | 13.5 |  | 10900 | 6700 | 61.47% | [8 empty] | Residential | 187.5 | No | 0.75
202373685 | Mini/Multi Split | American Standard / Mitsubishi Electric | HRCU-A-CB-O | NAXSPB09A112A* |  | Mini-Splits (Non-Ducted) | NAXWPH09A112A* |  | 9000 | 30.5 |  | 16.1 | 12.5 |  | 10900 | 6700 | 61.47% | [8 empty] | Residential | 187.5 | No | 0.75
202373686 | Mini/Multi Split | American Standard / Mitsubishi Electric | HRCU-A-CB-O | NAXSPH12A112A* |  | Mini-Splits (Non-Ducted) | NAXWPH12A112A* |  | 12000 | 26.1 |  | 13.8 | 12.5 |  | 13600 | 8100 | 59.56% | [8 empty] | Residential | 250 | No | 1
202373687 | Mini/Multi Split | American Standard / Mitsubishi Electric | HRCU-A-CB-O | NAXSPB12A112A* |  | Mini-Splits (Non-Ducted) | NAXWPH12A112A* |  | 12000 | 26.1 |  | 13.8 | 11.5 |  | 13600 | 8100 | 59.56% | [8 empty] | Residential | 250 | No | 1
202373688 | Mini/Multi Split | American Standard / Mitsubishi Electric | HRCU-A-CB-O | NAXSPH15A112A* |  | Mini-Splits (Non-Ducted) | NAXWPH15A112A* |  | 15000 | 22 |  | 12.5 | 12 |  | 18000 | 11000 | 61.11% | [8 empty] | Residential | 312.5 | No | 1.25
202373689 | Mini/Multi Split | American Standard / Mitsubishi Electric | HRCU-A-CB-O | NAXSPB15A112A* |  | Mini-Splits (Non-Ducted) | NAXWPH15A112A* |  | 15000 | 22 |  | 12.5 | 11 |  | 18000 | 11000 | 61.11% | [8 empty] | Residential | 312.5 | No | 1.25
202373690 | Mini/Multi Split | American Standard / Mitsubishi Electric | HRCU-A-CB-O | NAXSPH18A112A* |  | Mini-Splits (Non-Ducted) | NAXWPH18A112A* |  | 17200 | 21 |  | 12.5 | 12 |  | 20200 | 13700 | 67.82% | [8 empty] | Residential | 357.5 | No | 1.43
202373691 | Mini/Multi Split | American Standard / Mitsubishi Electric | HRCU-A-CB-O | NAXSPB18A112A* |  | Mini-Splits (Non-Ducted) | NAXWPH18A112A* |  | 17200 | 21 |  | 12.5 | 11 |  | 20200 | 13700 | 67.82% | [8 empty] | Residential | 357.5 | No | 1.43
202373692 | Mini/Multi Split | American Standard / Mitsubishi Electric | HRCU-A-CB-O | NAXSST09A112A* |  | Mini-Splits (Non-Ducted) | NAXWST09A112A* |  | 9000 | 24.6 |  | 15.4 | 12.8 |  | 10900 | 6700 | 61.47% | [8 empty] | Residential | 187.5 | No | 0.75
202373693 | Mini/Multi Split | American Standard / Mitsubishi Electric | HRCU-A-CB-O | NAXSST12A112A* |  | Mini-Splits (Non-Ducted) | NAXWST12A112A* |  | 12000 | 23.1 |  | 13 | 12.5 |  | 14400 | 9200 | 63.89% | [8 empty] | Residential | 250 | No | 1
202373694 | Mini/Multi Split | American Standard / Mitsubishi Electric | HRCU-A-CB-O | NAXSST15A112A* |  | Mini-Splits (Non-Ducted) | NAXWST15A112A* |  | 14000 | 21.6 |  | 13 | 11.7 |  | 18000 | 12100 | 67.22% | [8 empty] | Residential | 292.5 | No | 1.17
202373695 | Mini/Multi Split | American Standard / Mitsubishi Electric | HRCU-A-CB-O | NAXSST18A112A* |  | Mini-Splits (Non-Ducted) | NAXWST18A112A* |  | 18000 | 20.5 |  | 13.4 | 11.2 |  | 21600 | 13800 | 63.89% | [8 empty] | Residential | 375 | No | 1.5
202373696 | Mini/Multi Split | American Standard / Mitsubishi Electric | HRCU-A-CB-O | NAXSST24A112A* |  | Mini-Splits (Non-Ducted) | NAXWST24A112A* |  | 22400 | 20.5 |  | 12.5 | 10 |  | 27600 | 16000 | 57.97% | [8 empty] | Residential | 467.5 | No | 1.87
202373702 | Mini/Multi Split | American Standard / Mitsubishi Electric | HMSV-A-CB-O | NAXMMX20A122A* |  | Non-Ducted Indoor Units |  |  | 18000 | 20 |  | 12.7 | 10 |  | 22000 | 13500 | 61.36% | [8 empty] | Residential | 375 | No | 1.5
202373705 | Mini/Multi Split | American Standard / Mitsubishi Electric | HMSV-A-CB-O | NAXMPH42A152A* |  | Non-Ducted Indoor Units |  |  | 42000 | 19 |  | 13.4 | 11 |  | 48000 | 35800 | 74.58% | [8 empty] | Residential | 875 | No | 3.5
202373716 | Mini/Multi Split | Trane / Mitsubishi Electric | HRCU-A-CB-O | NTXSPF09A112A* |  | Mini-Splits (Non-Ducted) | NTXFKS09A112A* |  | 9000 | 28.2 |  | 15.8 | 13 |  | 11000 | 7500 | 68.18% | 9000 | 28.7 | 15.8 | 11.3 | 11000 |  |  |  | Residential | 187.5 | No | 0.75 | No
202373717 | Mini/Multi Split | Trane / Mitsubishi Electric | HRCU-A-CB-O | NTXSPF12A112A* |  | Mini-Splits (Non-Ducted) | NTXFKS12A112A* |  | 12000 | 25.5 |  | 13.6 | 12 |  | 13000 | 8800 | 67.69% | 12000 | 26.7 | 13.6 | 10.6 | 13000 |  |  |  | Residential | 250 | No | 1 | No
202373718 | Mini/Multi Split | Trane / Mitsubishi Electric | HRCU-A-CB-O | NTXSPF15A112A* |  | Mini-Splits (Non-Ducted) | NTXFKS15A112A* |  | 15000 | 21.8 |  | 13.5 | 11.6 |  | 18000 | 12000 | 66.67% | 15000 | 22.2 | 13.5 | 10.7 | 18000 |  |  |  | Residential | 312.5 | No | 1.25 | No
202373719 | Mini/Multi Split | Trane / Mitsubishi Electric | HRCU-A-CB-O | NTXSPF18A112A* |  | Mini-Splits (Non-Ducted) | NTXFKS18A112A* |  | 17000 | 21 |  | 12.6 | 11.3 |  | 21000 | 12800 | 60.95% | 17000 | 22 | 12.6 | 10.3 | 21000 |  |  |  | Residential | 355 | No | 1.42 | No
202373722 | Mini/Multi Split | Trane / Mitsubishi Electric | HRCU-A-CB-O | NTXSPH06A112A* |  | Mini-Splits (Non-Ducted) | NTXWPH06A112A* |  | 6000 | 33.1 |  | 19 | 13.5 |  | 8700 | 5900 | 67.82% | [8 empty] | Residential | 125 | No | 0.5
202373723 | Mini/Multi Split | Trane / Mitsubishi Electric | HRCU-A-CB-O | NTXSPB06A112A* |  | Mini-Splits (Non-Ducted) | NTXWPH06A112A* |  | 6000 | 33.1 |  | 19 | 12.5 |  | 8700 | 5900 | 67.82% | [8 empty] | Residential | 125 | No | 0.5
202373724 | Mini/Multi Split | Trane / Mitsubishi Electric | HRCU-A-CB-O | NTXSPH09A112A* |  | Mini-Splits (Non-Ducted) | NTXWPH09A112A* |  | 9000 | 30.5 |  | 16.1 | 13.5 |  | 10900 | 6700 | 61.47% | [8 empty] | Residential | 187.5 | No | 0.75
202373725 | Mini/Multi Split | Trane / Mitsubishi Electric | HRCU-A-CB-O | NTXSPB09A112A* |  | Mini-Splits (Non-Ducted) | NTXWPH09A112A* |  | 9000 | 30.5 |  | 16.1 | 12.5 |  | 10900 | 6700 | 61.47% | [8 empty] | Residential | 187.5 | No | 0.75
202373726 | Mini/Multi Split | Trane / Mitsubishi Electric | HRCU-A-CB-O | NTXSPH12A112A* |  | Mini-Splits (Non-Ducted) | NTXWPH12A112A* |  | 12000 | 26.1 |  | 13.8 | 12.5 |  | 13600 | 8100 | 59.56% | [8 empty] | Residential | 250 | No | 1
202373727 | Mini/Multi Split | Trane / Mitsubishi Electric | HRCU-A-CB-O | NTXSPB12A112A* |  | Mini-Splits (Non-Ducted) | NTXWPH12A112A* |  | 12000 | 26.1 |  | 13.8 | 11.5 |  | 13600 | 8100 | 59.56% | [8 empty] | Residential | 250 | No | 1
202373728 | Mini/Multi Split | Trane / Mitsubishi Electric | HRCU-A-CB-O | NTXSPH15A112A* |  | Mini-Splits (Non-Ducted) | NTXWPH15A112A* |  | 15000 | 22 |  | 12.5 | 12 |  | 18000 | 11000 | 61.11% | [8 empty] | Residential | 312.5 | No | 1.25
202373729 | Mini/Multi Split | Trane / Mitsubishi Electric | HRCU-A-CB-O | NTXSPB15A112A* |  | Mini-Splits (Non-Ducted) | NTXWPH15A112A* |  | 15000 | 22 |  | 12.5 | 11 |  | 18000 | 11000 | 61.11% | [8 empty] | Residential | 312.5 | No | 1.25
202373730 | Mini/Multi Split | Trane / Mitsubishi Electric | HRCU-A-CB-O | NTXSPH18A112A* |  | Mini-Splits (Non-Ducted) | NTXWPH18A112A* |  | 17200 | 21 |  | 12.5 | 12 |  | 20200 | 13700 | 67.82% | [8 empty] | Residential | 357.5 | No | 1.43
202373731 | Mini/Multi Split | Trane / Mitsubishi Electric | HRCU-A-CB-O | NTXSPB18A112A* |  | Mini-Splits (Non-Ducted) | NTXWPH18A112A* |  | 17200 | 21 |  | 12.5 | 11 |  | 20200 | 13700 | 67.82% | [8 empty] | Residential | 357.5 | No | 1.43
202373732 | Mini/Multi Split | Trane / Mitsubishi Electric | HRCU-A-CB-O | NTXSST09A112A* |  | Mini-Splits (Non-Ducted) | NTXWST09A112A* |  | 9000 | 24.6 |  | 15.4 | 12.8 |  | 10900 | 6700 | 61.47% | [8 empty] | Residential | 187.5 | No | 0.75
202373733 | Mini/Multi Split | Trane / Mitsubishi Electric | HRCU-A-CB-O | NTXSST12A112A* |  | Mini-Splits (Non-Ducted) | NTXWST12A112A* |  | 12000 | 23.1 |  | 13 | 12.5 |  | 14400 | 9200 | 63.89% | 12000 | 23.1 | 13 | 10.7 | 14400 |  |  |  | Residential | 250 | No | 1
202373734 | Mini/Multi Split | Trane / Mitsubishi Electric | HRCU-A-CB-O | NTXSST15A112A* |  | Mini-Splits (Non-Ducted) | NTXWST15A112A* |  | 14000 | 21.6 |  | 13 | 11.7 |  | 18000 | 12100 | 67.22% | 14000 | 21 | 13 | 11 | 18000 |  |  |  | Residential | 292.5 | No | 1.17
202373735 | Mini/Multi Split | Trane / Mitsubishi Electric | HRCU-A-CB-O | NTXSST18A112A* |  | Mini-Splits (Non-Ducted) | NTXWST18A112A* |  | 18000 | 20.5 |  | 13.4 | 11.2 |  | 21600 | 13800 | 63.89% | 18000 | 20.5 | 13.4 | 10.3 | 21600 |  |  |  | Residential | 375 | No | 1.5
202373736 | Mini/Multi Split | Trane / Mitsubishi Electric | HRCU-A-CB-O | NTXSST24A112A* |  | Mini-Splits (Non-Ducted) | NTXWST24A112A* |  | 22400 | 20.5 |  | 12.5 | 10 |  | 27600 | 16000 | 57.97% | [8 empty] | Residential | 467.5 | No | 1.87
202373742 | Mini/Multi Split | Trane / Mitsubishi Electric | HMSV-A-CB-O | NTXMMX20A122A* |  | Non-Ducted Indoor Units |  |  | 18000 | 20 |  | 12.7 | 10 |  | 22000 | 13500 | 61.36% | [8 empty] | Residential | 375 | No | 1.5
202373745 | Mini/Multi Split | Trane / Mitsubishi Electric | HMSV-A-CB-O | NTXMPH42A152A* |  | Non-Ducted Indoor Units |  |  | 42000 | 19 |  | 13.4 | 11 |  | 48000 | 35800 | 74.58% | [8 empty] | Residential | 875 | No | 3.5
202373830 | Mini/Multi Split | GREE | HRCU-A-CB-O | GWH09ACD-D3DNA1A/O |  | Mini-Splits (Non-Ducted) | GWH09YD-D3DN***/I |  | 9000 | 38 |  | 16.5 | 15 |  | 9000 | 8000 | 88.89% | 9000 | 27 | 16.6 | 11 | 9000 | 13000 | 144.4% | 1.91 | Residential | 187.5 | Yes | 0.75 | Yes
202373835 | Mini/Multi Split | GREE | HRCU-A-CB-O | GWH24QE-D3DNC4P/O |  | Mini-Splits (Non-Ducted) | GWH24QE-D3DN***/I |  | 22000 | 20 |  | 12.5 | 10.2 |  | 23000 | 14600 | 63.48% | [8 empty] | Residential | 457.5 | No | 1.83
202373836 | Mini/Multi Split | GREE | HRCU-A-CB-O | GWH18QD-D3DNC4K/O |  | Mini-Splits (Non-Ducted) | GWH18QD-D3DN***/I |  | 18000 | 20 |  | 12.5 | 10.7 |  | 19800 | 12400 | 62.63% | [8 empty] | Residential | 375 | No | 1.5
202392021 | Mini/Multi Split | Mitsubishi Electric | HRCU-A-CB-O | SUZ-KA09NA2 |  | Mini-Splits (Non-Ducted) | SLZ-KF09NA |  | 9000 | 22.4 |  | 13.4 | 12.2 |  | 11000 | 6900 | 62.73% | 9000 | 24 | 13.4 | 10 | 11000 |  |  |  | Residential | 187.5 | No | 0.75 | No
202392022 | Mini/Multi Split | Mitsubishi Electric | HRCU-A-CB-O | SUZ-KA12NA2 |  | Mini-Splits (Non-Ducted) | SLZ-KF12NA |  | 12000 | 22 |  | 13.3 | 11.4 |  | 13000 | 8900 | 68.46% | 12000 | 22 | 13.3 | 9.7 | 13000 |  |  |  | Residential | 250 | No | 1 | No
202392023 | Mini/Multi Split | Mitsubishi Electric | HRCU-A-CB-O | SUZ-KA18NA2 |  | Mini-Splits (Non-Ducted) | SLZ-KF18NA |  | 17700 | 20.7 |  | 12.5 | 11.6 |  | 19700 | 12900 | 65.48% | 17700 | 21 | 12.5 | 10 | 19700 |  |  |  | Residential | 370 | No | 1.48 | No
202392024 | Mini/Multi Split | Mitsubishi Electric | HRCU-A-CB | SUZ-KA24NA2 |  | Mini-Splits (Ducted) | SVZ-KP24NA |  | 24000 | 18 |  | 12.5 | 10.4 |  | 25000 | 14400 | 57.6% | 24000 | 17.9 | 11.6 | 8.3 | 25000 |  |  |  | Residential | 500 | No | 2
202392025 | Mini/Multi Split | Mitsubishi Electric | HRCU-A-CB | SUZ-KA30NA2 |  | Mini-Splits (Ducted) | SVZ-KP30NA |  | 27000 | 18 |  | 12.5 | 13.6 |  | 30000 | 20400 | 68% | 27000 | 19.9 | 11.3 | 10.6 | 30000 |  |  |  | Residential | 562.5 | No | 2.25
202392027 | Mini/Multi Split | Mitsubishi Electric | HRCU-A-CB | SUZ-KA09NA2 |  | Mini-Splits (Ducted) | SEZ-KD09NA |  | 9000 | 18.8 |  | 12.8 | 11 |  | 12000 | 7600 | 63.33% | [8 empty] | Residential | 187.5 | No | 0.75
202392028 | Mini/Multi Split | Mitsubishi Electric | HRCU-A-CB | SUZ-KA12NA2 |  | Mini-Splits (Ducted) | SEZ-KD12NA |  | 12000 | 20.5 |  | 12.9 | 12.4 |  | 15000 | 10000 | 66.67% | [8 empty] | Residential | 250 | No | 1
202392029 | Mini/Multi Split | Mitsubishi Electric | HRCU-A-CB | SUZ-KA15NA2 |  | Mini-Splits (Ducted) | SEZ-KD15NA |  | 15000 | 19 |  | 13 | 11.4 |  | 18000 | 11700 | 65% | [8 empty] | Residential | 312.5 | No | 1.25
202392030 | Mini/Multi Split | Mitsubishi Electric | HRCU-A-CB | SUZ-KA18NA2 |  | Mini-Splits (Ducted) | SEZ-KD18NA |  | 18000 | 22 |  | 13.7 | 13.1 |  | 21600 | 13900 | 64.35% | [8 empty] | Residential | 375 | No | 1.5
202392031 | Mini/Multi Split | Mitsubishi Electric | HRCU-A-CB | SUZ-KA09NAH2 |  | Mini-Splits (Ducted) | SEZ-KD09NA |  | 9000 | 18.8 |  | 12.8 | 10.4 |  | 12000 | 7600 | 63.33% | [8 empty] | Residential | 187.5 | No | 0.75
202392032 | Mini/Multi Split | Mitsubishi Electric | HRCU-A-CB | SUZ-KA12NAH2 |  | Mini-Splits (Ducted) | SEZ-KD12NA |  | 12000 | 20.5 |  | 12.9 | 11.8 |  | 15000 | 10000 | 66.67% | [8 empty] | Residential | 250 | No | 1
202392033 | Mini/Multi Split | Mitsubishi Electric | HRCU-A-CB | SUZ-KA15NAH2 |  | Mini-Splits (Ducted) | SEZ-KD15NA |  | 15000 | 19 |  | 13 | 11 |  | 18000 | 11700 | 65% | [8 empty] | Residential | 312.5 | No | 1.25
202392034 | Mini/Multi Split | Mitsubishi Electric | HRCU-A-CB | SUZ-KA18NAH2 |  | Mini-Splits (Ducted) | SEZ-KD18NA |  | 18000 | 22 |  | 13.7 | 12.8 |  | 21600 | 13900 | 64.35% | [8 empty] | Residential | 375 | No | 1.5
202392050 | Mini/Multi Split | Mitsubishi Electric | HRCU-A-CB-O | SUZ-KA09NAH2 |  | Mini-Splits (Non-Ducted) | SLZ-KF09NA |  | 9000 | 22.4 |  | 13.4 | 11.5 |  | 11000 | 6900 | 62.73% | 9000 | 24 | 13.4 | 8.7 | 11000 |  |  |  | Residential | 187.5 | No | 0.75 | No
202392051 | Mini/Multi Split | Mitsubishi Electric | HRCU-A-CB-O | SUZ-KA12NAH2 |  | Mini-Splits (Non-Ducted) | SLZ-KF12NA |  | 12000 | 22 |  | 13.3 | 10.9 |  | 13000 | 8900 | 68.46% | 12000 | 22 | 13.3 | 8.7 | 13000 |  |  |  | Residential | 250 | No | 1 | No
202392052 | Mini/Multi Split | Mitsubishi Electric | HRCU-A-CB-O | SUZ-KA18NAH2 |  | Mini-Splits (Non-Ducted) | SLZ-KF18NA |  | 17700 | 20.7 |  | 12.5 | 11.3 |  | 19700 | 12900 | 65.48% | 17700 | 21 | 12.5 | 9.4 | 19700 |  |  |  | Residential | 370 | No | 1.48 | No
202392053 | Mini/Multi Split | Mitsubishi Electric | HRCU-A-CB | SUZ-KA12NA2 |  | Mini-Splits (Ducted) | SVZ-KP12NA |  | 12000 | 18 |  | 12.7 | 12.1 |  | 15000 | 9900 | 66% | 12000 | 20.7 | 12.7 | 10.5 | 15000 |  |  |  | Residential | 250 | No | 1 | No
202392054 | Mini/Multi Split | Mitsubishi Electric | HRCU-A-CB | SUZ-KA18NA2 |  | Mini-Splits (Ducted) | SVZ-KP18NA |  | 18000 | 18 |  | 13.2 | 12.6 |  | 21600 | 14000 | 64.81% | 18000 | 21 | 13.2 | 10.7 | 21600 |  |  |  | Residential | 375 | No | 1.5 | No
202392055 | Mini/Multi Split | Mitsubishi Electric | HRCU-A-CB | SUZ-KA12NAH2 |  | Mini-Splits (Ducted) | SVZ-KP12NA |  | 12000 | 18 |  | 12.7 | 11.5 |  | 15000 | 9900 | 66% | 12000 | 20.7 | 12.7 | 9.4 | 15000 |  |  |  | Residential | 250 | No | 1 | No
202392056 | Mini/Multi Split | Mitsubishi Electric | HRCU-A-CB | SUZ-KA18NAH2 |  | Mini-Splits (Ducted) | SVZ-KP18NA |  | 18000 | 18 |  | 13.2 | 12.2 |  | 21600 | 14000 | 64.81% | 18000 | 21 | 13.2 | 10 | 21600 |  |  |  | Residential | 375 | No | 1.5 | No
202392057 | Mini/Multi Split | Mitsubishi Electric | HRCU-A-CB | SUZ-KA24NAH2 |  | Mini-Splits (Ducted) | SVZ-KP24NA |  | 24000 | 18 |  | 12.5 | 10.1 |  | 25000 | 14400 | 57.6% | 24000 | 17.9 | 11.6 | 8 | 25000 |  |  |  | Residential | 500 | No | 2
202392058 | Mini/Multi Split | Mitsubishi Electric | HRCU-A-CB | SUZ-KA30NAH2 |  | Mini-Splits (Ducted) | SVZ-KP30NA |  | 27000 | 18 |  | 12.5 | 13.4 |  | 30000 | 20400 | 68% | 27000 | 19.9 | 11.3 | 10.1 | 30000 |  |  |  | Residential | 562.5 | No | 2.25
202392207 | Mini/Multi Split | Trane / Mitsubishi Electric | HRCU-A-CB | NTXSKS09A112AA |  | Mini-Splits (Ducted) | NTXDKS09A112AA |  | 9000 | 18.8 |  | 12.8 | 11 |  | 12000 | 7600 | 63.33% | [8 empty] | Residential | 187.5 | No | 0.75
202392208 | Mini/Multi Split | American Standard / Mitsubishi Electric | HRCU-A-CB | NAXSKS09A112AA |  | Mini-Splits (Ducted) | NAXDKS09A112AA |  | 9000 | 18.8 |  | 12.8 | 11 |  | 12000 | 7600 | 63.33% | [8 empty] | Residential | 187.5 | No | 0.75
202392209 | Mini/Multi Split | Trane / Mitsubishi Electric | HRCU-A-CB-O | NTXSKS09A112AA |  | Mini-Splits (Non-Ducted) | NTXUKS09A112AA |  | 9000 | 19.5 |  | 12.6 | 13.3 |  | 12000 | 7700 | 64.17% | [8 empty] | Residential | 187.5 | No | 0.75
202392210 | Mini/Multi Split | American Standard / Mitsubishi Electric | HRCU-A-CB-O | NAXSKS09A112AA |  | Mini-Splits (Non-Ducted) | NAXUKS09A112AA |  | 9000 | 19.5 |  | 12.6 | 13.3 |  | 12000 | 7700 | 64.17% | [8 empty] | Residential | 187.5 | No | 0.75
202392212 | Mini/Multi Split | American Standard / Mitsubishi Electric | HRCU-A-CB | NAXSKS09A112AA |  | Mini-Splits (Ducted) | PEAD-A09AA |  | 9000 | 19.7 |  | 12.5 | 12.6 |  | 12000 | 7600 | 63.33% | [8 empty] | Residential | 187.5 | No | 0.75
202392213 | Mini/Multi Split | Trane / Mitsubishi Electric | HRCU-A-CB-O | NTXSKS09A112AA |  | Mini-Splits (Non-Ducted) | NTXCKS09A112AA |  | 9000 | 22.4 |  | 13.4 | 12.2 |  | 11000 | 6900 | 62.73% | 9000 | 24 | 13.4 | 10 | 11000 |  |  |  | Residential | 187.5 | No | 0.75 | No
202392214 | Mini/Multi Split | American Standard / Mitsubishi Electric | HRCU-A-CB-O | NAXSKS09A112AA |  | Mini-Splits (Non-Ducted) | NAXCKS09A112AA |  | 9000 | 22.4 |  | 13.4 | 12.2 |  | 11000 | 6900 | 62.73% | [8 empty] | Residential | 187.5 | No | 0.75
202392216 | Mini/Multi Split | American Standard / Mitsubishi Electric | HRCU-A-CB | NAXSKS12A112AA |  | Mini-Splits (Ducted) | PEAD-A12AA |  | 12000 | 20.5 |  | 12.9 | 13 |  | 15000 | 9900 | 66% | [8 empty] | Residential | 250 | No | 1
202392217 | Mini/Multi Split | Trane / Mitsubishi Electric | HRCU-A-CB | NTXSKS12A112AA |  | Mini-Splits (Ducted) | NTXDKS12A112AA |  | 12000 | 20.5 |  | 12.9 | 12.4 |  | 15000 | 10000 | 66.67% | [8 empty] | Residential | 250 | No | 1
202392218 | Mini/Multi Split | American Standard / Mitsubishi Electric | HRCU-A-CB | NAXSKS12A112AA |  | Mini-Splits (Ducted) | NAXDKS12A112AA |  | 12000 | 20.5 |  | 12.9 | 12.4 |  | 15000 | 10000 | 66.67% | [8 empty] | Residential | 250 | No | 1
202392219 | Mini/Multi Split | Trane / Mitsubishi Electric | HRCU-A-CB-O | NTXSKS12A112AA |  | Mini-Splits (Non-Ducted) | NTXUKS12A112AA |  | 12000 | 19.8 |  | 12.5 | 12.1 |  | 15400 | 9900 | 64.29% | [8 empty] | Residential | 250 | No | 1
202392220 | Mini/Multi Split | American Standard / Mitsubishi Electric | HRCU-A-CB-O | NAXSKS12A112AA |  | Mini-Splits (Non-Ducted) | NAXUKS12A112AA |  | 12000 | 19.8 |  | 12.5 | 12.1 |  | 15400 | 9900 | 64.29% | [8 empty] | Residential | 250 | No | 1
202392221 | Mini/Multi Split | Trane / Mitsubishi Electric | HRCU-A-CB-O | NTXSKS12A112AA |  | Mini-Splits (Non-Ducted) | NTXCKS12A112AA |  | 12000 | 22 |  | 13.3 | 11.4 |  | 13000 | 8900 | 68.46% | 12000 | 22 | 13.3 | 9.7 | 13000 |  |  |  | Residential | 250 | No | 1 | No
202392222 | Mini/Multi Split | American Standard / Mitsubishi Electric | HRCU-A-CB-O | NAXSKS12A112AA |  | Mini-Splits (Non-Ducted) | NAXCKS12A112AA |  | 12000 | 22 |  | 13.3 | 11.4 |  | 13000 | 8900 | 68.46% | [8 empty] | Residential | 250 | No | 1
202392223 | Mini/Multi Split | Trane / Mitsubishi Electric | HRCU-A-CB | NTXSKS12A112AA |  | Mini-Splits (Ducted) | NTXAMT12A112AA |  | 12000 | 18 |  | 12.7 | 12.1 |  | 15000 | 9900 | 66% | 12000 | 20.7 | 12.7 | 10.5 | 15000 |  |  |  | Residential | 250 | No | 1 | No
202392224 | Mini/Multi Split | American Standard / Mitsubishi Electric | HRCU-A-CB | NAXSKS12A112AA |  | Mini-Splits (Ducted) | NAXAMT12A112AA |  | 12000 | 18 |  | 12.7 | 12.1 |  | 15000 | 9900 | 66% | [8 empty] | Residential | 250 | No | 1
202392225 | Mini/Multi Split | Trane / Mitsubishi Electric | HRCU-A-CB | NTXSKS15A112AA |  | Mini-Splits (Ducted) | NTXDKS15A112AA |  | 15000 | 19 |  | 13 | 11.4 |  | 18000 | 11700 | 65% | [8 empty] | Residential | 312.5 | No | 1.25
202392226 | Mini/Multi Split | American Standard / Mitsubishi Electric | HRCU-A-CB | NAXSKS15A112AA |  | Mini-Splits (Ducted) | NAXDKS15A112AA |  | 15000 | 19 |  | 13 | 11.4 |  | 18000 | 11700 | 65% | [8 empty] | Residential | 312.5 | No | 1.25
202392228 | Mini/Multi Split | American Standard / Mitsubishi Electric | HRCU-A-CB | NAXSKS15A112AA |  | Mini-Splits (Ducted) | PEAD-A15AA |  | 15000 | 19.2 |  | 13 | 11.6 |  | 18000 | 11300 | 62.78% | [8 empty] | Residential | 312.5 | No | 1.25
202392231 | Mini/Multi Split | Trane / Mitsubishi Electric | HRCU-A-CB | NTXSKS18A112AA |  | Mini-Splits (Ducted) | NTXDKS18A112AA |  | 18000 | 22 |  | 13.7 | 13.1 |  | 21600 | 13900 | 64.35% | [8 empty] | Residential | 375 | No | 1.5
202392232 | Mini/Multi Split | American Standard / Mitsubishi Electric | HRCU-A-CB | NAXSKS18A112AA |  | Mini-Splits (Ducted) | NAXDKS18A112AA |  | 18000 | 22 |  | 13.7 | 13.1 |  | 21600 | 13900 | 64.35% | [8 empty] | Residential | 375 | No | 1.5
202392233 | Mini/Multi Split | Trane / Mitsubishi Electric | HRCU-A-CB-O | NTXSKS18A112AA |  | Mini-Splits (Non-Ducted) | NTXUKS18A112AA |  | 18000 | 22.3 |  | 12.5 | 12.4 |  | 20000 | 13100 | 65.5% | [8 empty] | Residential | 375 | No | 1.5
202392234 | Mini/Multi Split | American Standard / Mitsubishi Electric | HRCU-A-CB-O | NAXSKS18A112AA |  | Mini-Splits (Non-Ducted) | NAXUKS18A112AA |  | 18000 | 22.3 |  | 12.5 | 12.4 |  | 20000 | 13100 | 65.5% | [8 empty] | Residential | 375 | No | 1.5
202392236 | Mini/Multi Split | American Standard / Mitsubishi Electric | HRCU-A-CB | NAXSKS18A112AA |  | Mini-Splits (Ducted) | PEAD-A18AA |  | 18000 | 19.8 |  | 14.1 | 12.9 |  | 21600 | 14000 | 64.81% | [8 empty] | Residential | 375 | No | 1.5
202392237 | Mini/Multi Split | Trane / Mitsubishi Electric | HRCU-A-CB-O | NTXSKS18A112AA |  | Mini-Splits (Non-Ducted) | NTXCKS18A112AA |  | 17700 | 20.7 |  | 12.5 | 11.6 |  | 19700 | 12900 | 65.48% | 17700 | 21 | 12.5 | 10 | 19700 |  |  |  | Residential | 370 | No | 1.48 | No
202392238 | Mini/Multi Split | American Standard / Mitsubishi Electric | HRCU-A-CB-O | NAXSKS18A112AA |  | Mini-Splits (Non-Ducted) | NAXCKS18A112AA |  | 17700 | 20.7 |  | 12.5 | 11.6 |  | 19700 | 12900 | 65.48% | [8 empty] | Residential | 370 | No | 1.48
202392239 | Mini/Multi Split | Trane / Mitsubishi Electric | HRCU-A-CB | NTXSKS18A112AA |  | Mini-Splits (Ducted) | NTXAMT18A112AA |  | 18000 | 18 |  | 13.2 | 12.6 |  | 21600 | 14000 | 64.81% | 18000 | 21 | 13.2 | 10.7 | 21600 |  |  |  | Residential | 375 | No | 1.5 | No
202392240 | Mini/Multi Split | American Standard / Mitsubishi Electric | HRCU-A-CB | NAXSKS18A112AA |  | Mini-Splits (Ducted) | NAXAMT18A112AA |  | 18000 | 18 |  | 13.2 | 12.6 |  | 21600 | 14000 | 64.81% | [8 empty] | Residential | 375 | No | 1.5
202392242 | Mini/Multi Split | American Standard / Mitsubishi Electric | HRCU-A-CB | NAXSKS24A112AA |  | Mini-Splits (Ducted) | PEAD-A24AA |  | 24000 | 18 |  | 12.5 | 11.2 |  | 25000 | 15000 | 60% | [8 empty] | Residential | 500 | No | 2
202392243 | Mini/Multi Split | Trane / Mitsubishi Electric | HRCU-A-CB | NTXSKS24A112AA |  | Mini-Splits (Ducted) | NTXAMT24A112AA |  | 24000 | 18 |  | 12.5 | 10.4 |  | 25000 | 14400 | 57.6% | 24000 | 17.9 | 11.6 | 8.3 | 25000 |  |  |  | Residential | 500 | No | 2
202392244 | Mini/Multi Split | American Standard / Mitsubishi Electric | HRCU-A-CB | NAXSKS24A112AA |  | Mini-Splits (Ducted) | NAXAMT24A112AA |  | 24000 | 18 |  | 12.5 | 10.4 |  | 25000 | 14600 | 58.4% | [8 empty] | Residential | 500 | No | 2
202392246 | Mini/Multi Split | American Standard / Mitsubishi Electric | HRCU-A-CB | NAXSKS30A112AA |  | Mini-Splits (Ducted) | PEAD-A30AA |  | 27000 | 18 |  | 12.5 | 12.6 |  | 30000 | 22400 | 74.67% | [8 empty] | Residential | 562.5 | No | 2.25
202392247 | Mini/Multi Split | Trane / Mitsubishi Electric | HRCU-A-CB | NTXSKS30A112AA |  | Mini-Splits (Ducted) | NTXAMT30A112AA |  | 27000 | 18 |  | 12.5 | 13.6 |  | 30000 | 20400 | 68% | 27000 | 19.9 | 11.3 | 10.6 | 30000 |  |  |  | Residential | 562.5 | No | 2.25
202392248 | Mini/Multi Split | American Standard / Mitsubishi Electric | HRCU-A-CB | NAXSKS30A112AA |  | Mini-Splits (Ducted) | NAXAMT30A112AA |  | 27000 | 18 |  | 12.5 | 13.6 |  | 30000 | 21400 | 71.33% | [8 empty] | Residential | 562.5 | No | 2.25
202409831 | Mini/Multi Split | WABBAN | HRCU-A-CB-O | BB09HQ4D6DO |  | Mini-Splits (Non-Ducted) | BB09HQ4D6DI |  | 9000 | 38 |  | 16.5 | 15 |  | 9000 | 8000 | 88.89% | 9000 | 27 | 16.6 | 11 | 9000 | 13000 | 144.4% | 1.91 | Residential | 187.5 | Yes | 0.75 | Yes
202409832 | Mini/Multi Split | ACD | HRCU-A-CB-O | UHD09KCH38SB-O |  | Mini-Splits (Non-Ducted) | UHD09KCH38SB-I |  | 9000 | 38 |  | 16.5 | 15 |  | 9000 | 8000 | 88.89% | 9000 | 27 | 16.6 | 11 | 9000 | 13000 | 144.4% | 1.91 | Residential | 187.5 | Yes | 0.75 | Yes
202409833 | Mini/Multi Split | AC PRO.COM | HRCU-A-CB-O | AWH09ACD-D3DNA1A/O |  | Mini-Splits (Non-Ducted) | AWH09QD-D3DND6B/I |  | 9000 | 38 |  | 16.5 | 15 |  | 9000 | 8000 | 88.89% | 9000 | 27 | 16.6 | 11 | 9000 | 13000 | 144.4% | 1.91 | Residential | 187.5 | Yes | 0.75 | Yes
202412085 | Mini/Multi Split | Mitsubishi Electric | HMSV-A-CB-O | PUMY-HP36NKMU |  | Non-Ducted Indoor Units |  |  | 36000 | 22.3 |  | 15 | 12 |  | 42000 | 33000 | 78.57% | [8 empty] | Residential | 750 | No | 3
202412088 | Mini/Multi Split | Mitsubishi Electric | HMSV-A-CB-O | PUMY-HP48NKMU |  | Non-Ducted Indoor Units |  |  | 48000 | 22.6 |  | 13.1 | 12 |  | 54000 | 39000 | 72.22% | [8 empty] | Residential | 1000 | No | 4
202415590 | Mini/Multi Split | MDV | HRCU-A-CB-O | MOD30-22HFN1-MW5W |  | Mini-Splits (Non-Ducted) | MSAB2F-22HRFN1-MW5W |  | 22000 | 23.5 |  | 13.7 | 12 |  | 24000 | 15400 | 64.17% | [8 empty] | Residential | 457.5 | No | 1.83
202415591 | Mini/Multi Split | MDV | HRCU-A-CB-O | MOD30-18HFN1-MZ22W |  | Mini-Splits (Non-Ducted) | MSAB2F-18HRFN1-MZ22W |  | 18000 | 28 |  | 14.5 | 14 |  | 18000 | 12300 | 68.33% | [8 empty] | Residential | 375 | No | 1.5
202415592 | Mini/Multi Split | MIDEA | HRCU-A-CB-O | MOD30-22HFN1-MW5W |  | Mini-Splits (Non-Ducted) | MSAB2F-22HRFN1-MW5W |  | 22000 | 23.5 |  | 13.65 | 12 |  | 24000 | 15400 | 64.17% | [8 empty] | Residential | 457.5 | No | 1.83
202415593 | Mini/Multi Split | MIDEA | HRCU-A-CB-O | MOD30-18HFN1-MZ22W |  | Mini-Splits (Non-Ducted) | MSAB2F-18HRFN1-MZ22W |  | 18000 | 28.2 |  | 14.5 | 14 |  | 18000 | 12300 | 68.33% | [8 empty] | Residential | 375 | No | 1.5
202423533 | Mini/Multi Split | Mitsubishi Electric | HMSV-A-CB | PUMY-HP36NKMU |  | Ducted Indoor Units |  |  | 36000 | 18.3 |  | 12.6 | 11.7 |  | 42000 | 32000 | 76.19% | [8 empty] | Residential | 750 | No | 3
202426335 | Mini/Multi Split | Mitsubishi Electric | HMSV-A-CB | PUMY-HP36NKMU |  | Mixed Ducted and Non-Ducted Indoor Units |  |  | 36000 | 20.3 |  | 13.8 | 11.85 |  | 42000 | 32400 | 77.14% | [8 empty] | Residential | 750 | No | 3
202443083 | Mini/Multi Split | GREE | HRCU-A-CB-O | GWH12QC-D3DNC4P/O |  | Mini-Splits (Non-Ducted) | GWH12QC-D3DNC4P/I |  | 12000 | 22 |  | 12.5 | 11 |  | 13000 | 7100 | 54.62% | [8 empty] | Residential | 250 | No | 1
202443286 | Mini/Multi Split | REZNOR | HRCU-A-CB-O | GXH09(2.6)LSA4DH |  | Mini-Splits (Non-Ducted) | GHH09(2.6)LUA4DH |  | 9000 | 23 |  | 13 | 10.5 |  | 9900 | 6900 | 69.7% | 9000 | 23 | 13 | 9.4 | 9900 | 8700 | 87.88% | 2.03 | Residential | 187.5 | Yes | 0.75 | Yes
202443287 | Mini/Multi Split | REZNOR | HRCU-A-CB-O | GXH12(3.5)LSA4DH |  | Mini-Splits (Non-Ducted) | GHH12(3.5)LUA4DH |  | 12000 | 22 |  | 12.5 | 10.2 |  | 12200 | 6800 | 55.74% | 12000 | 21.5 | 12 | 8.2 | 12200 | 8600 | 70.49% | 1.75 | Residential | 250 | No | 1 | No
202443288 | Mini/Multi Split | REZNOR | HRCU-A-CB-O | GXH09(2.6)LSK4DH |  | Mini-Splits (Non-Ducted) | GHH09(2.6)LUK4DH |  | 9000 | 23 |  | 14 | 10.5 |  | 11000 | 7300 | 66.36% | 9000 | 23 | 14 | 8.5 | 11000 | 9000 | 81.82% | 1.97 | Residential | 187.5 | Yes | 0.75 | Yes
202443289 | Mini/Multi Split | REZNOR | HRCU-A-CB-O | GXH12(3.5)LSK4DH |  | Mini-Splits (Non-Ducted) | GHH12(3.5)LUK4DH |  | 12000 | 22 |  | 12.5 | 11 |  | 13000 | 7700 | 59.23% | 12000 | 21.5 | 12 | 8.2 | 13000 |  |  |  | Residential | 250 | No | 1 | No
202443290 | Mini/Multi Split | REZNOR | HRCU-A-CB-O | GXH18(5.3)LSK4DH |  | Mini-Splits (Non-Ducted) | GHH18(5.3)LUK4DH |  | 18000 | 20 |  | 12.5 | 10.5 |  | 19800 | 12400 | 62.63% | 18000 | 20 | 12.5 | 8.3 | 19800 |  |  |  | Residential | 375 | No | 1.5
202443291 | Mini/Multi Split | REZNOR | HRCU-A-CB-O | GXH24(7.0)LSK4DH |  | Mini-Splits (Non-Ducted) | GHH24(7.0)LUK4DH |  | 22000 | 20 |  | 12.5 | 10 |  | 23000 | 14600 | 63.48% | 22000 | 20 | 12.5 | 8.5 | 24000 | 19200 | 80% | 1.75 | Residential | 457.5 | No | 1.83 | No
202443293 | Mini/Multi Split | REZNOR | HRCU-A-CB-O | GXH09(2.6)KSK4DH |  | Mini-Splits (Non-Ducted) | GHH09(2.6)KSK4DH |  | 9000 | 30.5 |  | 15.7 | 10.5 |  | 9000 | 5500 | 61.11% | [8 empty] | Residential | 187.5 | No | 0.75
202443294 | Mini/Multi Split | REZNOR | HRCU-A-CB-O | GXH12(3.5)KSK4DH |  | Mini-Splits (Non-Ducted) | GHH12(3.5)KSK4DH |  | 12000 | 23 |  | 12.7 | 10.5 |  | 13000 | 8500 | 65.38% | [8 empty] | Residential | 250 | No | 1
202443295 | Mini/Multi Split | REZNOR | HRCU-A-CB-O | GXH18(5.2)KSK4DH |  | Mini-Splits (Non-Ducted) | GHH18(5.2)KSK4DH |  | 18000 | 21 |  | 12.5 | 10.5 |  | 19000 | 12700 | 66.84% | [8 empty] | Residential | 375 | No | 1.5
202443307 | Mini/Multi Split | AIRTEMP | HRCU-A-CB-O | GXH09(2.6)LSA4DH |  | Mini-Splits (Non-Ducted) | GHH09(2.6)LUA4DH |  | 9000 | 23 |  | 13 | 10.5 |  | 9900 | 6900 | 69.7% | 9000 | 23 | 13 | 9.4 | 9900 | 8700 | 87.88% | 2.03 | Residential | 187.5 | Yes | 0.75 | Yes
202443308 | Mini/Multi Split | AIRTEMP | HRCU-A-CB-O | GXH12(3.5)LSA4DH |  | Mini-Splits (Non-Ducted) | GHH12(3.5)LUA4DH |  | 12000 | 22 |  | 12.5 | 10.2 |  | 12200 | 6800 | 55.74% | 12000 | 21.5 | 12 | 8.2 | 12200 | 8600 | 70.49% | 1.75 | Residential | 250 | No | 1 | No
202443309 | Mini/Multi Split | AIRTEMP | HRCU-A-CB-O | GXH09(2.6)LSK4DH |  | Mini-Splits (Non-Ducted) | GHH09(2.6)LUK4DH |  | 9000 | 23 |  | 14 | 10.5 |  | 11000 | 7300 | 66.36% | 9000 | 23 | 14 | 8.5 | 11000 | 9000 | 81.82% | 1.97 | Residential | 187.5 | Yes | 0.75 | Yes
202443310 | Mini/Multi Split | AIRTEMP | HRCU-A-CB-O | GXH12(3.5)LSK4DH |  | Mini-Splits (Non-Ducted) | GHH12(3.5)LUK4DH |  | 12000 | 22 |  | 12.5 | 11 |  | 13000 | 7700 | 59.23% | 12000 | 21.5 | 12 | 8.2 | 13000 |  |  |  | Residential | 250 | No | 1 | No
202443311 | Mini/Multi Split | AIRTEMP | HRCU-A-CB-O | GXH18(5.3)LSK4DH |  | Mini-Splits (Non-Ducted) | GHH18(5.3)LUK4DH |  | 18000 | 20 |  | 12.5 | 10.5 |  | 19800 | 12400 | 62.63% | 18000 | 20 | 12.5 | 8.3 | 19800 |  |  |  | Residential | 375 | No | 1.5
202443312 | Mini/Multi Split | AIRTEMP | HRCU-A-CB-O | GXH24(7.0)LSK4DH |  | Mini-Splits (Non-Ducted) | GHH24(7.0)LUK4DH |  | 22000 | 20 |  | 12.5 | 10 |  | 23000 | 14600 | 63.48% | 22000 | 20 | 12.5 | 8.5 | 24000 | 19200 | 80% | 1.75 | Residential | 457.5 | No | 1.83 | No
202443314 | Mini/Multi Split | AIRTEMP | HRCU-A-CB-O | GXH09(2.6)KSK4DH |  | Mini-Splits (Non-Ducted) | GHH09(2.6)KSK4DH |  | 9000 | 30.5 |  | 15.7 | 10.5 |  | 9000 | 5500 | 61.11% | [8 empty] | Residential | 187.5 | No | 0.75
202443315 | Mini/Multi Split | AIRTEMP | HRCU-A-CB-O | GXH12(3.5)KSK4DH |  | Mini-Splits (Non-Ducted) | GHH12(3.5)KSK4DH |  | 12000 | 23 |  | 12.7 | 10.5 |  | 13000 | 8500 | 65.38% | [8 empty] | Residential | 250 | No | 1
202443316 | Mini/Multi Split | AIRTEMP | HRCU-A-CB-O | GXH18(5.2)KSK4DH |  | Mini-Splits (Non-Ducted) | GHH18(5.2)KSK4DH |  | 18000 | 21 |  | 12.5 | 10.5 |  | 19000 | 12700 | 66.84% | [8 empty] | Residential | 375 | No | 1.5
202448109 | Mini/Multi Split | GREE | HRCU-A-CB-O | GWH09QC-D3DNC4K/O |  | Mini-Splits (Non-Ducted) | GWH09QC-D3DNC4K/I |  | 9000 | 23 |  | 14 | 10.5 |  | 11000 | 6800 | 61.82% | [8 empty] | Residential | 187.5 | No | 0.75
202449650 | Mini/Multi Split | HAIER | HMSV-A-CB-O | 3U24EH2VHA |  | Non-Ducted Indoor Units |  |  | 22000 | 18.5 |  | 12.5 | 10.5 |  | 24000 | 16000 | 66.67% | [8 empty] | Residential | 457.5 | No | 1.83
202463634 | Mini/Multi Split | CARRIER | HRCU-A-CB-O | 38MPRAQ18AA3 |  | Mini-Splits (Non-Ducted) | 40MPHAQ18XA3 |  | 18000 | 28.2 |  | 14.5 | 14 |  | 18000 | 12300 | 68.33% | [8 empty] | Residential | 375 | No | 1.5
202463635 | Mini/Multi Split | CARRIER | HRCU-A-CB-O | 38MPRAQ24AA3 |  | Mini-Splits (Non-Ducted) | 40MPHAQ24XA3 |  | 22000 | 23.5 |  | 13.65 | 12 |  | 24000 | 15400 | 64.17% | [8 empty] | Residential | 457.5 | No | 1.83
202463636 | Mini/Multi Split | BRYANT | HRCU-A-CB-O | 38MPRAQ18AA3 |  | Mini-Splits (Non-Ducted) | 619PHAQ18XA3 |  | 18000 | 28.2 |  | 14.5 | 14 |  | 18000 | 12300 | 68.33% | [8 empty] | Residential | 375 | No | 1.5
202463637 | Mini/Multi Split | BRYANT | HRCU-A-CB-O | 38MPRAQ24AA3 |  | Mini-Splits (Non-Ducted) | 619PHAQ24XA3 |  | 22000 | 23.5 |  | 13.65 | 12 |  | 24000 | 15400 | 64.17% | [8 empty] | Residential | 457.5 | No | 1.83
202463638 | Mini/Multi Split | PAYNE | HRCU-A-CB-O | 38MPRAQ18AA3 |  | Mini-Splits (Non-Ducted) | DHMPHAQ18XA3 |  | 18000 | 28.2 |  | 14.5 | 14 |  | 18000 | 12300 | 68.33% | [8 empty] | Residential | 375 | No | 1.5
202463639 | Mini/Multi Split | PAYNE | HRCU-A-CB-O | 38MPRAQ24AA3 |  | Mini-Splits (Non-Ducted) | DHMPHAQ24XA3 |  | 22000 | 23.5 |  | 13.65 | 12 |  | 24000 | 15400 | 64.17% | [8 empty] | Residential | 457.5 | No | 1.83
202463640 | Mini/Multi Split | MIDEA | HRCU-A-CB-O | 38MPRAQ18AA3 |  | Mini-Splits (Non-Ducted) | DHMPHAQ18XA3 |  | 18000 | 28.2 |  | 14.5 | 14 |  | 18000 | 12300 | 68.33% | [8 empty] | Residential | 375 | No | 1.5
202463641 | Mini/Multi Split | MIDEA | HRCU-A-CB-O | 38MPRAQ24AA3 |  | Mini-Splits (Non-Ducted) | DHMPHAQ24XA3 |  | 22000 | 23.5 |  | 13.65 | 12 |  | 24000 | 15400 | 64.17% | [8 empty] | Residential | 457.5 | No | 1.83
202463642 | Mini/Multi Split | ARCOAIRE | HRCU-A-CB-O | DLCPRAH18AAK |  | Mini-Splits (Non-Ducted) | DLFPHAH18XAK |  | 18000 | 28.2 |  | 14.5 | 14 |  | 18000 | 12300 | 68.33% | [8 empty] | Residential | 375 | No | 1.5
202463643 | Mini/Multi Split | ARCOAIRE | HRCU-A-CB-O | DLCPRAH24AAK |  | Mini-Splits (Non-Ducted) | DLFPHAH24XAK |  | 22000 | 23.5 |  | 13.65 | 12 |  | 24000 | 15400 | 64.17% | [8 empty] | Residential | 457.5 | No | 1.83
202463644 | Mini/Multi Split | COMFORTMAKER | HRCU-A-CB-O | DLCPRAH18AAK |  | Mini-Splits (Non-Ducted) | DLFPHAH18XAK |  | 18000 | 28.2 |  | 14.5 | 14 |  | 18000 | 12300 | 68.33% | [8 empty] | Residential | 375 | No | 1.5
202463645 | Mini/Multi Split | COMFORTMAKER | HRCU-A-CB-O | DLCPRAH24AAK |  | Mini-Splits (Non-Ducted) | DLFPHAH24XAK |  | 22000 | 23.5 |  | 13.65 | 12 |  | 24000 | 15400 | 64.17% | [8 empty] | Residential | 457.5 | No | 1.83
202463646 | Mini/Multi Split | DAY & NIGHT | HRCU-A-CB-O | DLCPRAH18AAK |  | Mini-Splits (Non-Ducted) | DLFPHAH18XAK |  | 18000 | 28.2 |  | 14.5 | 14 |  | 18000 | 12300 | 68.33% | [8 empty] | Residential | 375 | No | 1.5
202463647 | Mini/Multi Split | DAY & NIGHT | HRCU-A-CB-O | DLCPRAH24AAK |  | Mini-Splits (Non-Ducted) | DLFPHAH24XAK |  | 22000 | 23.5 |  | 13.65 | 12 |  | 24000 | 15400 | 64.17% | [8 empty] | Residential | 457.5 | No | 1.83
202463648 | Mini/Multi Split | HEIL | HRCU-A-CB-O | DLCPRAH18AAK |  | Mini-Splits (Non-Ducted) | DLFPHAH18XAK |  | 18000 | 28.2 |  | 14.5 | 14 |  | 18000 | 12300 | 68.33% | [8 empty] | Residential | 375 | No | 1.5
202463649 | Mini/Multi Split | HEIL | HRCU-A-CB-O | DLCPRAH24AAK |  | Mini-Splits (Non-Ducted) | DLFPHAH24XAK |  | 22000 | 23.5 |  | 13.65 | 12 |  | 24000 | 15400 | 64.17% | [8 empty] | Residential | 457.5 | No | 1.83
202463650 | Mini/Multi Split | KEEPRITE | HRCU-A-CB-O | DLCPRAH18AAK |  | Mini-Splits (Non-Ducted) | DLFPHAH18XAK |  | 18000 | 28.2 |  | 14.5 | 14 |  | 18000 | 12300 | 68.33% | [8 empty] | Residential | 375 | No | 1.5
202463651 | Mini/Multi Split | KEEPRITE | HRCU-A-CB-O | DLCPRAH24AAK |  | Mini-Splits (Non-Ducted) | DLFPHAH24XAK |  | 22000 | 23.5 |  | 13.65 | 12 |  | 24000 | 15400 | 64.17% | [8 empty] | Residential | 457.5 | No | 1.83
202463652 | Mini/Multi Split | KENMORE | HRCU-A-CB-O | DLCPRAH18AAK |  | Mini-Splits (Non-Ducted) | DLFPHAH18XAK |  | 18000 | 28.2 |  | 14.5 | 14 |  | 18000 | 12300 | 68.33% | [8 empty] | Residential | 375 | No | 1.5
202463653 | Mini/Multi Split | KENMORE | HRCU-A-CB-O | DLCPRAH24AAK |  | Mini-Splits (Non-Ducted) | DLFPHAH24XAK |  | 22000 | 23.5 |  | 13.65 | 12 |  | 24000 | 15400 | 64.17% | [8 empty] | Residential | 457.5 | No | 1.83
202463654 | Mini/Multi Split | MIDEA | HRCU-A-CB-O | DLCPRAH18AAK |  | Mini-Splits (Non-Ducted) | DLFPHAH18XAK |  | 18000 | 28.2 |  | 14.5 | 14 |  | 18000 | 12300 | 68.33% | [8 empty] | Residential | 375 | No | 1.5
202463655 | Mini/Multi Split | MIDEA | HRCU-A-CB-O | DLCPRAH24AAK |  | Mini-Splits (Non-Ducted) | DLFPHAH24XAK |  | 22000 | 23.5 |  | 13.65 | 12 |  | 24000 | 15400 | 64.17% | [8 empty] | Residential | 457.5 | No | 1.83
202463656 | Mini/Multi Split | TEMPSTAR | HRCU-A-CB-O | DLCPRAH18AAK |  | Mini-Splits (Non-Ducted) | DLFPHAH18XAK |  | 18000 | 28.2 |  | 14.5 | 14 |  | 18000 | 12300 | 68.33% | [8 empty] | Residential | 375 | No | 1.5
202463657 | Mini/Multi Split | TEMPSTAR | HRCU-A-CB-O | DLCPRAH24AAK |  | Mini-Splits (Non-Ducted) | DLFPHAH24XAK |  | 22000 | 23.5 |  | 13.65 | 12 |  | 24000 | 15400 | 64.17% | [8 empty] | Residential | 457.5 | No | 1.83
202463658 | Mini/Multi Split | SMART COMFORT | HRCU-A-CB-O | DLCPRAH18AAK |  | Mini-Splits (Non-Ducted) | DLFPHAH18XAK |  | 18000 | 28.2 |  | 14.5 | 14 |  | 18000 | 12300 | 68.33% | [8 empty] | Residential | 375 | No | 1.5
202463659 | Mini/Multi Split | SMART COMFORT | HRCU-A-CB-O | DLCPRAH24AAK |  | Mini-Splits (Non-Ducted) | DLFPHAH24XAK |  | 22000 | 23.5 |  | 13.65 | 12 |  | 24000 | 15400 | 64.17% | [8 empty] | Residential | 457.5 | No | 1.83
202515331 | Mini/Multi Split | MAMMOTH | HMSV-A-CB-O | V5BV-36WSBK |  | Non-Ducted Indoor Units |  |  | 36000 | 20.5 |  | 13 | 11.7 |  | 45000 | 29400 | 65.33% | [8 empty] | Residential | 750 | No | 3
202515332 | Mini/Multi Split | REZNOR | HMSV-A-CB-O | V5BV-36WSBK |  | Non-Ducted Indoor Units |  |  | 36000 | 20.5 |  | 13 | 11.7 |  | 45000 | 29400 | 65.33% | [8 empty] | Residential | 750 | No | 3
202515333 | Mini/Multi Split | MAMMOTH | HMSV-A-CB | V5BV-48WSBK |  | Non-Ducted Indoor Units |  |  | 48000 | 20 |  | 12.5 | 11 |  | 54000 | 38000 | 70.37% | [8 empty] | Residential | 1000 | No | 4
202515334 | Mini/Multi Split | REZNOR | HMSV-A-CB | V5BV-48WSBK |  | Non-Ducted Indoor Units |  |  | 48000 | 20 |  | 12.5 | 11 |  | 54000 | 38000 | 70.37% | [8 empty] | Residential | 1000 | No | 4
202521824 | Mini/Multi Split | DAIKIN | HMSV-A-CB | 4MXL36TVJU |  | Non-Ducted Indoor Units |  |  | 34400 | 21.7 |  | 12.5 | 11.2 |  | 36600 | 22400 | 61.2% | [8 empty] | Residential | 717.5 | No | 2.87
202533551 | Mini/Multi Split | AireForce | HRCU-A-CB-O | GXH12(3.5)KSK4DH |  | Mini-Splits (Non-Ducted) | GHH12(3.5)KSK4DH |  | 12000 | 23 |  | 12.7 | 10.5 |  | 13000 | 8500 | 65.38% | [8 empty] | Residential | 250 | No | 1
202534235 | Mini/Multi Split | AireForce | HRCU-A-CB-O | GXH09(2.6)LSA4DH |  | Mini-Splits (Non-Ducted) | GHH09(2.6)LUA4DH |  | 9000 | 23 |  | 13 | 10.5 |  | 9900 | 6900 | 69.7% | 9000 | 23 | 13 | 9.4 | 9900 | 8700 | 87.88% | 2.03 | Residential | 187.5 | Yes | 0.75 | Yes
202534236 | Mini/Multi Split | AireForce | HRCU-A-CB-O | GXH09(2.6)LSK4DH |  | Mini-Splits (Non-Ducted) | GHH09(2.6)LUK4DH |  | 9000 | 23 |  | 14 | 10.5 |  | 11000 | 7300 | 66.36% | 9000 | 23 | 14 | 8.5 | 11000 | 9000 | 81.82% | 1.97 | Residential | 187.5 | Yes | 0.75 | Yes
202534237 | Mini/Multi Split | AireForce | HRCU-A-CB-O | GXH09(2.6)KSK4DH |  | Mini-Splits (Non-Ducted) | GHH09(2.6)KSK4DH |  | 9000 | 30.5 |  | 15.7 | 10.5 |  | 9000 | 5500 | 61.11% | [8 empty] | Residential | 187.5 | No | 0.75
202534238 | Mini/Multi Split | AireForce | HRCU-A-CB-O | GXH12(3.5)LSA4DH |  | Mini-Splits (Non-Ducted) | GHH12(3.5)LUA4DH |  | 12000 | 22 |  | 12.5 | 10.2 |  | 12200 | 6800 | 55.74% | 12000 | 21.5 | 12 | 8.2 | 12200 | 8600 | 70.49% | 1.75 | Residential | 250 | No | 1 | No
202534239 | Mini/Multi Split | AireForce | HRCU-A-CB-O | GXH12(3.5)LSK4DH |  | Mini-Splits (Non-Ducted) | GHH12(3.5)LUK4DH |  | 12000 | 22 |  | 12.5 | 11 |  | 13000 | 7700 | 59.23% | 12000 | 21.5 | 12 | 8.2 | 13000 |  |  |  | Residential | 250 | No | 1 | No
202534240 | Mini/Multi Split | AireForce | HRCU-A-CB-O | GXH18(5.3)LSK4DH |  | Mini-Splits (Non-Ducted) | GHH18(5.3)LUK4DH |  | 18000 | 20 |  | 12.5 | 10.5 |  | 19800 | 12400 | 62.63% | 18000 | 20 | 12.5 | 8.3 | 19800 |  |  |  | Residential | 375 | No | 1.5
202534241 | Mini/Multi Split | AireForce | HRCU-A-CB-O | GXH18(5.2)KSK4DH |  | Mini-Splits (Non-Ducted) | GHH18(5.2)KSK4DH |  | 18000 | 21 |  | 12.5 | 10.5 |  | 19000 | 12700 | 66.84% | [8 empty] | Residential | 375 | No | 1.5
202534242 | Mini/Multi Split | AireForce | HRCU-A-CB-O | GXH24(7.0)LSK4DH |  | Mini-Splits (Non-Ducted) | GHH24(7.0)LUK4DH |  | 22000 | 20 |  | 12.5 | 10 |  | 23000 | 14600 | 63.48% | 22000 | 20 | 12.5 | 8.5 | 24000 | 19200 | 80% | 1.75 | Residential | 457.5 | No | 1.83 | No
202534923 | Mini/Multi Split | FUJITSU | HRCU-A-CB | AOU18RGLX |  | Mini-Splits (Ducted) | ARU18RGLX |  | 18000 | 19 |  | 13 | 10.9 |  | 21000 | 12700 | 60.48% | 18000 | 16.7 | 11.9 | 9.3 | 21000 | 17900 | 85.24% | 2.2 | Residential | 375 | Yes | 1.5 | Both
202534926 | Mini/Multi Split | ECO AIR | HRCU-A-CB-O | MOCA31-18HFN1-MT0W |  | Mini-Splits (Non-Ducted) | MSABE-18HRFN1-MT0W |  | 18000 | 21 |  | 13 | 10 |  | 18000 | 10400 | 57.78% | [8 empty] | Residential | 375 | No | 1.5
202537546 | Mini/Multi Split | FUJITSU | HRCU-A-CB | AOU12RLFC |  | Mini-Splits (Ducted) | ARU12RGLX |  | 12000 | 21.3 |  | 13.4 | 11.7 |  | 16000 | 10400 | 65% | [8 empty] | Residential | 250 | No | 1
202541563 | Mini/Multi Split | TRANE | HRCU-A-CB-O | 4TXK2309A10N0** |  | Mini-Splits (Non-Ducted) | 4MXW2309A10N0** |  | 9000 | 23 |  | 14 | 10.5 |  | 11000 | 6800 | 61.82% | [8 empty] | Residential | 187.5 | No | 0.75
202541564 | Mini/Multi Split | AMERICAN STANDARD | HRCU-A-CB-O | 4TXK2309A10N0** |  | Mini-Splits (Non-Ducted) | 4MXW2309A10N0** |  | 9000 | 23 |  | 14 | 10.5 |  | 11000 | 6800 | 61.82% | [8 empty] | Residential | 187.5 | No | 0.75
202544305 | Mini/Multi Split | LG | HRCU-A-CB-O | LSU090HEV2 |  | Mini-Splits (Non-Ducted) | LSN090HEV2 |  | 9000 | 20 |  | 12.5 | 10 |  | 10900 | 6900 | 63.3% | 9000 | 20 | 12.5 | 9.2 | 10900 |  |  |  | Residential | 187.5 | No | 0.75 | No
202557775 | Mini/Multi Split | GREE | HRCU-A-CB-O | GWH09QC-D3DNC6N/O |  | Mini-Splits (Non-Ducted) | GWH09QC-D3DN***/I |  | 9000 | 18 |  | 14 | 10.5 |  | 11000 | 6800 | 61.82% | [8 empty] | Residential | 187.5 | No | 0.75
202557781 | Mini/Multi Split | GREE | HRCU-A-CB-O | GWH12QC-D3DNC6Q/O |  | Mini-Splits (Non-Ducted) | GWH12QC-D3DN***/I |  | 12000 | 18 |  | 12.5 | 10.2 |  | 13000 | 7100 | 54.62% | [8 empty] | Residential | 250 | No | 1
202557957 | Mini/Multi Split | GREE | HRCU-A-CB-O | GWH18QD-D3DNC6N/O |  | Mini-Splits (Non-Ducted) | GWH18QD-D3DN***/I |  | 18000 | 18 |  | 12.5 | 10.7 |  | 19800 | 12400 | 62.63% | [8 empty] | Residential | 375 | No | 1.5
202557958 | Mini/Multi Split | GREE | HRCU-A-CB-O | GWH24QE-D3DNC6Q/O |  | Mini-Splits (Non-Ducted) | GWH24QE-D3DN***/I |  | 22000 | 18 |  | 12.5 | 10.2 |  | 23000 | 14600 | 63.48% | [8 empty] | Residential | 457.5 | No | 1.83
202557960 | Mini/Multi Split | GREE | HRCU-A-CB-O | GWHD(18)ND3JO |  | Non-Ducted Indoor Units |  |  | 18000 | 23 |  | 12.5 | 10.5 |  | 21000 | 17000 | 80.95% | 18000 | 20 | 12 | 10 | 21000 | 21800 | 103.8% | 1.81 | Residential | 375 | Yes | 1.5 | Yes
202557961 | Mini/Multi Split | GREE | HMSV-A-CB-O | GWHD(24)ND3JO |  | Non-Ducted Indoor Units |  |  | 22000 | 23 |  | 12.5 | 10.5 |  | 26000 | 17900 | 68.85% | 22000 | 20 | 12 | 10 | 26000 | 30000 | 115.4% | 1.8 | Residential | 457.5 | Yes | 1.83 | Yes
202557965 | Mini/Multi Split | GREE | HMSV-A-CB-O | GWHD(18)ND3JO |  | Non-Ducted Indoor Units |  |  | 18000 | 23 |  | 12.5 | 10.5 |  | 21000 | 17000 | 80.95% | [8 empty] | Residential | 375 | No | 1.5
202575847 | Mini/Multi Split | COMFORTSTAR | HRCU-A-CB-O | CXH009CD(O) |  | Mini-Splits (Non-Ducted) | CXH009CD(I)-WIFI |  | 9000 | 25 |  | 14.5 | 11.2 |  | 10900 | 6900 | 63.3% | [8 empty] | Residential | 187.5 | No | 0.75
202575848 | Mini/Multi Split | COMFORTSTAR | HRCU-A-CB-O | CXH012CD(O) |  | Mini-Splits (Non-Ducted) | CXH012CD(I)-WIFI |  | 12000 | 22.5 |  | 13 | 12 |  | 12000 | 7800 | 65% | [8 empty] | Residential | 250 | No | 1
202575849 | Mini/Multi Split | COMFORTSTAR | HRCU-A-CB-O | CXH018CD(O) |  | Mini-Splits (Non-Ducted) | CXH018CD(I)-WIFI |  | 17000 | 20 |  | 12.5 | 10.3 |  | 18000 | 10800 | 60% | [8 empty] | Residential | 355 | No | 1.42
202575850 | Mini/Multi Split | COMFORTSTAR | HRCU-A-CB-O | CXH024CD(O) |  | Mini-Splits (Non-Ducted) | CXH024CD(I)-WIFI |  | 24000 | 20.5 |  | 13 | 11.5 |  | 24000 | 15400 | 64.17% | [8 empty] | Residential | 500 | No | 2
202575851 | Mini/Multi Split | COMFORTSTAR | HRCU-A-CB-O | CPP09CA(O)-B |  | Mini-Splits (Non-Ducted) | CXH009CA(I)-WIFI |  | 9500 | 25.5 |  | 15.5 | 11.5 |  | 11000 | 6000 | 54.55% | [8 empty] | Residential | 197.5 | No | 0.79
202575852 | Mini/Multi Split | COMFORTSTAR | HRCU-A-CB-O | CPP12CA(O)-B |  | Mini-Splits (Non-Ducted) | CXH012CA(I)-WIFI |  | 12000 | 22 |  | 13 | 10.2 |  | 12000 | 7600 | 63.33% | [8 empty] | Residential | 250 | No | 1
202575853 | Mini/Multi Split | COMFORTSTAR | HRCU-A-CB-O | CPP009CD(O) |  | Mini-Splits (Non-Ducted) | CXH009CD(I)-WIFI |  | 9000 | 23.5 |  | 14.9 | 10.8 |  | 9800 | 5800 | 59.18% | [8 empty] | Residential | 187.5 | No | 0.75
202575854 | Mini/Multi Split | COMFORTSTAR | HRCU-A-CB-O | CPP012CD(O) |  | Mini-Splits (Non-Ducted) | CXH012CD(I)-WIFI |  | 12000 | 22.7 |  | 13.7 | 11 |  | 12000 | 7700 | 64.17% | [8 empty] | Residential | 250 | No | 1
202575855 | Mini/Multi Split | COMFORTSTAR | HRCU-A-CB-O | CPP018CD(O) |  | Mini-Splits (Non-Ducted) | CXH018CD(I)-WIFI |  | 18000 | 21 |  | 13 | 10.4 |  | 18000 | 11400 | 63.33% | [8 empty] | Residential | 375 | No | 1.5
202575856 | Mini/Multi Split | COMFORTSTAR | HRCU-A-CB-O | CPP024CD(O) |  | Mini-Splits (Non-Ducted) | CXH024CD(I)-WIFI |  | 24000 | 20.7 |  | 13.7 | 11.5 |  | 25000 | 15300 | 61.2% | [8 empty] | Residential | 500 | No | 2
202575857 | Mini/Multi Split | COMFORTSTAR | HRCU-A-CB-O | CPP09CA(O)-B |  | Mini-Splits (Non-Ducted) | CXH009CA(I) |  | 9500 | 25.5 |  | 15.5 | 11.5 |  | 11000 | 6000 | 54.55% | [8 empty] | Residential | 197.5 | No | 0.79
202575858 | Mini/Multi Split | COMFORTSTAR | HRCU-A-CB-O | CPP12CA(O)-B |  | Mini-Splits (Non-Ducted) | CXH012CA(I) |  | 12000 | 22 |  | 13 | 10.2 |  | 12000 | 7600 | 63.33% | [8 empty] | Residential | 250 | No | 1
202575859 | Mini/Multi Split | COMFORTSTAR | HRCU-A-CB-O | CPP009CD(O) |  | Mini-Splits (Non-Ducted) | CXH009CD(I) |  | 9000 | 23.5 |  | 14.9 | 10.8 |  | 9800 | 5800 | 59.18% | [8 empty] | Residential | 187.5 | No | 0.75
202575860 | Mini/Multi Split | COMFORTSTAR | HRCU-A-CB-O | CPP012CD(O) |  | Mini-Splits (Non-Ducted) | CXH012CD(I) |  | 12000 | 22.7 |  | 13.7 | 11 |  | 12000 | 7700 | 64.17% | [8 empty] | Residential | 250 | No | 1
202575861 | Mini/Multi Split | COMFORTSTAR | HRCU-A-CB-O | CPP018CD(O) |  | Mini-Splits (Non-Ducted) | CXH018CD(I) |  | 18000 | 21 |  | 13 | 10.4 |  | 18000 | 11400 | 63.33% | [8 empty] | Residential | 375 | No | 1.5
202575862 | Mini/Multi Split | COMFORTSTAR | HRCU-A-CB-O | CPP024CD(O) |  | Mini-Splits (Non-Ducted) | CXH024CD(I) |  | 24000 | 20.7 |  | 13.7 | 11.5 |  | 25000 | 15300 | 61.2% | [8 empty] | Residential | 500 | No | 2
202575863 | Mini/Multi Split | COMFORTSTAR | HRCU-A-CB-O | CXH009CD(O) |  | Mini-Splits (Non-Ducted) | TPA-09 |  | 9000 | 20 |  | 13 | 10.8 |  | 10000 | 6700 | 67% | 9000 | 20 | 13 | 9.4 | 10000 |  |  |  | Residential | 187.5 | No | 0.75 | No
202575864 | Mini/Multi Split | COMFORTSTAR | HRCU-A-CB-O | CXH012CD(O) |  | Mini-Splits (Non-Ducted) | TPA-12 |  | 12000 | 19.5 |  | 12.5 | 10.6 |  | 12000 | 8700 | 72.5% | 12000 | 19.5 | 12.5 | 9.3 | 12000 |  |  |  | Residential | 250 | No | 1 | No
202575865 | Mini/Multi Split | COMFORTSTAR | HRCU-A-CB-O | CXH018CD(O) |  | Mini-Splits (Non-Ducted) | TPA-18 |  | 16000 | 20 |  | 12.5 | 10.5 |  | 18000 | 12000 | 66.67% | 16000 | 20 | 12.5 | 9.8 | 12000 |  |  |  | Residential | 332.5 | No | 1.33 | No
202575866 | Mini/Multi Split | COMFORTSTAR | HRCU-A-CB | CXH009CD(O) |  | Mini-Splits (Ducted) | CPA-9B |  | 9000 | 23 |  | 13.5 | 12 |  | 10000 | 7200 | 72% | [8 empty] | Residential | 187.5 | No | 0.75
202575867 | Mini/Multi Split | COMFORTSTAR | HRCU-A-CB | CXH012CD(O) |  | Mini-Splits (Ducted) | CPA-12B |  | 12000 | 20.5 |  | 12.5 | 11 |  | 12000 | 8500 | 70.83% | [8 empty] | Residential | 250 | No | 1
202575869 | Mini/Multi Split | COMFORTSTAR | HRCU-A-CB | CXH024CD(O) |  | Mini-Splits (Ducted) | CPA-24B |  | 24000 | 20.5 |  | 12.5 | 12.5 |  | 24000 | 17200 | 71.67% | [8 empty] | Residential | 500 | No | 2
202575870 | Mini/Multi Split | COMFORTSTAR | HRCU-A-CB-O | CXH018CD(O) |  | Mini-Splits (Non-Ducted) | FPA-18 |  | 17000 | 19.9 |  | 12.5 | 10.6 |  | 18000 | 13400 | 74.44% | 17000 | 19.9 | 12.5 | 9.9 | 18000 |  |  |  | Residential | 355 | No | 1.42 | No
202575872 | Mini/Multi Split | COMFORTSTAR | HMSV-A-CB | CM3-27-3ZX |  | Non-Ducted Indoor Units |  |  | 28000 | 22 |  | 13 | 10.4 |  | 28000 | 18000 | 64.29% | [8 empty] | Residential | 582.5 | No | 2.33
202575873 | Mini/Multi Split | COMFORTSTAR | HMSV-A-CB | CM4-36-4ZX |  | Non-Ducted Indoor Units |  |  | 36000 | 21.5 |  | 13.5 | 10.5 |  | 36000 | 23200 | 64.44% | [8 empty] | Residential | 750 | No | 3
202583709 | Mini/Multi Split | HAIER | HRCU-A-CB-O | 1U09AP2VHA |  | Mini-Splits (Non-Ducted) | AW09ES2VHB |  | 9000 | 23.5 |  | 14.5 | 10.5 |  | 10000 | 6500 | 65% | [8 empty] | Residential | 187.5 | No | 0.75
202583710 | Mini/Multi Split | HAIER | HRCU-A-CB-O | 1U18AP2VHA |  | Mini-Splits (Non-Ducted) | AW18ES2VHB |  | 17000 | 21 |  | 12.5 | 10.5 |  | 22000 | 14000 | 63.64% | [8 empty] | Residential | 355 | No | 1.42
202583711 | Mini/Multi Split | HAIER | HRCU-A-CB-O | 1U12AP2VHA |  | Mini-Splits (Non-Ducted) | AW12ES2VHB |  | 12000 | 23 |  | 12.5 | 11 |  | 13000 | 10700 | 82.31% | [8 empty] | Residential | 250 | No | 1
202583712 | Mini/Multi Split | HAIER | HRCU-A-CB-O | 1U15AP2VHA |  | Mini-Splits (Non-Ducted) | AW15ES2VHB |  | 15000 | 21.5 |  | 12.5 | 10.5 |  | 16000 | 12000 | 75% | [8 empty] | Residential | 312.5 | No | 1.25
202583713 | Mini/Multi Split | HAIER | HRCU-A-CB-O | 1U24AP2VHA |  | Mini-Splits (Non-Ducted) | AW24ES2VHB |  | 22000 | 20 |  | 12.5 | 10.5 |  | 27600 | 19000 | 68.84% | [8 empty] | Residential | 457.5 | No | 1.83
202585745 | Mini/Multi Split | PERFECTAIRE | HMSV-A-CB | 2PAMSH36-MZO4 |  | Specific (Ducted) | 1PAMSHH09-SZW-251PAMSHH09-SZW-251PAMSHH09-SZW-251PAMSHH09-SZW-25 |  | 33000 | 23 |  | 12.5 | 10.2 |  | 36000 | 24600 | 68.33% | [8 empty] | Residential | 687.5 | No | 2.75
202585746 | Mini/Multi Split | PERFECTAIRE | HMSV-A-CB | 2PAMSH27-MZO3 |  | Non-Ducted Indoor Units |  |  | 28000 | 23 |  | 12.5 | 10.3 |  | 28000 | 17200 | 61.43% | [8 empty] | Residential | 582.5 | No | 2.33
202585747 | Mini/Multi Split | PERFECTAIRE | HMSV-A-CB | 2PAMSH18-MZO2 |  | Non-Ducted Indoor Units |  |  | 18000 | 22.5 |  | 12.5 | 10.3 |  | 19000 | 12000 | 63.16% | [8 empty] | Residential | 375 | No | 1.5
202588310 | Mini/Multi Split | GE Appliances | HRCU-A-CB-O | ASH109PRDWA |  | Mini-Splits (Non-Ducted) | ASYW09PRDWB |  | 9000 | 23.5 |  | 14.5 | 10.5 |  | 10000 | 6500 | 65% | [8 empty] | Residential | 187.5 | No | 0.75
202588311 | Mini/Multi Split | GE Appliances | HRCU-A-CB-O | ASH112PRDWA |  | Mini-Splits (Non-Ducted) | ASYW12PRDWB |  | 12000 | 23 |  | 12.5 | 11 |  | 13000 | 10700 | 82.31% | [8 empty] | Residential | 250 | No | 1
202588312 | Mini/Multi Split | GE Appliances | HRCU-A-CB-O | ASH115PRDWA |  | Mini-Splits (Non-Ducted) | ASYW15PRDWB |  | 15000 | 21.5 |  | 12.5 | 10.5 |  | 16000 | 12000 | 75% | [8 empty] | Residential | 312.5 | No | 1.25
202588313 | Mini/Multi Split | GE Appliances | HRCU-A-CB-O | ASH118PRDWA |  | Mini-Splits (Non-Ducted) | ASYW18PRDWB |  | 17000 | 21 |  | 12.5 | 10.5 |  | 22000 | 14000 | 63.64% | [8 empty] | Residential | 355 | No | 1.42
202588314 | Mini/Multi Split | GE Appliances | HRCU-A-CB-O | ASH124PRDWA |  | Mini-Splits (Non-Ducted) | ASYW24PRDWB |  | 22000 | 20 |  | 12.5 | 10.5 |  | 27600 | 19000 | 68.84% | [8 empty] | Residential | 457.5 | No | 1.83
202606678 | Mini/Multi Split | SENVILLE | HRCU-A-CB-O | SENA/09HF/OZ |  | Mini-Splits (Non-Ducted) | SENA/09HF/ICZ |  | 9000 | 20 |  | 13 | 10.8 |  | 10000 | 6700 | 67% | 9000 | 20 | 13 | 9.4 | 10000 |  |  |  | Residential | 187.5 | No | 0.75 | No
202606680 | Mini/Multi Split | SENVILLE | HRCU-A-CB-O | SENA/12HF/OZ |  | Mini-Splits (Non-Ducted) | SENA/12HF/IF |  | 12000 | 19.4 |  | 12.5 | 10.5 |  | 12000 | 9600 | 80% | 12000 | 19.4 | 12.5 | 9.4 | 12000 |  |  |  | Residential | 250 | No | 1 | No
202606681 | Mini/Multi Split | SENVILLE | HRCU-A-CB-O | SENA/18HF/OZ |  | Mini-Splits (Non-Ducted) | SENA/18HF/IF |  | 17000 | 19.9 |  | 12.5 | 10.6 |  | 18000 | 13400 | 74.44% | 17000 | 19.9 | 12.5 | 9.9 | 18000 |  |  |  | Residential | 355 | No | 1.42 | No
202608467 | Mini/Multi Split | KARDA | HMSV-A-CB | 2PAMSH27-MZO3 |  | Non-Ducted Indoor Units |  |  | 28000 | 23 |  | 12.5 | 10.3 |  | 28000 | 17200 | 61.43% | [8 empty] | Residential | 582.5 | No | 2.33
202608468 | Mini/Multi Split | KARDA | HMSV-A-CB | 2PAMSH48-MZO5 |  | Non-Ducted Indoor Units |  |  | 48000 | 22.4 |  | 12.5 | 10.2 |  | 48000 | 29600 | 61.67% | [8 empty] | Residential | 1000 | No | 4
202608469 | Mini/Multi Split | KARDA | HMSV-A-CB | 2PAMSH18-MZO2 |  | Non-Ducted Indoor Units |  |  | 18000 | 22.5 |  | 12.5 | 10.3 |  | 19000 | 12000 | 63.16% | [8 empty] | Residential | 375 | No | 1.5
202635367 | Mini/Multi Split | KARDA | HMSV-A-CB | 2PAMSH36-MZO4 |  | Specific (Ducted) | 1PAMSHH09-SZW-251PAMSHH09-SZW-251PAMSHH09-SZW-251PAMSHH09-SZW-25 |  | 33000 | 23 |  | 12.5 | 10.2 |  | 36000 | 24600 | 68.33% | [8 empty] | Residential | 687.5 | No | 2.75
202635803 | Mini/Multi Split | MOOVAIR | HMSV-A-CB | DM18HOM23230X2 |  | Non-Ducted Indoor Units |  |  | 18000 | 22.5 |  | 12.5 | 10.3 |  | 19000 | 12000 | 63.16% | [8 empty] | Residential | 375 | No | 1.5
202635804 | Mini/Multi Split | MOOVAIR | HMSV-A-CB | DM27HOM23230X2 |  | Non-Ducted Indoor Units |  |  | 28000 | 23 |  | 12.5 | 10.3 |  | 28000 | 17200 | 61.43% | [8 empty] | Residential | 582.5 | No | 2.33
202635805 | Mini/Multi Split | MOOVAIR | HMSV-A-CB | DM36HOM23230X2 |  | Specific (Ducted) | DM09HIW23230E3DM09HIW23230E3DM09HIW23230E3DM09HIW23230E3 |  | 33000 | 23 |  | 12.5 | 10.2 |  | 36000 | 24600 | 68.33% | [8 empty] | Residential | 687.5 | No | 2.75
202635806 | Mini/Multi Split | MOOVAIR | HMSV-A-CB | DM48HOM23230X2 |  | Non-Ducted Indoor Units |  |  | 48000 | 22.4 |  | 12.5 | 10.2 |  | 48000 | 29600 | 61.67% | [8 empty] | Residential | 1000 | No | 4
202635845 | Mini/Multi Split | TRANE | HRCU-A-CB-O | 4TXK2312A10N0** |  | Mini-Splits (Non-Ducted) | 4MXW2312A10N0** |  | 12000 | 22 |  | 12.5 | 11 |  | 13000 | 7100 | 54.62% | [8 empty] | Residential | 250 | No | 1
202680594 | Mini/Multi Split | Mitsubishi Electric | HRCU-A-CB-O | MUZ-GL09NA*** |  | Mini-Splits (Non-Ducted) | MSZ-GL09NA*** |  | 9000 | 24.6 |  | 15.4 | 12.8 |  | 10900 | 6700 | 61.47% | 9000 | 24.3 | 15.4 | 10.9 | 10900 |  |  |  | Residential | 187.5 | No | 0.75
202680595 | Mini/Multi Split | Mitsubishi Electric | HRCU-A-CB-O | MUZ-GL12NA*** |  | Mini-Splits (Non-Ducted) | MSZ-GL12NA*** |  | 12000 | 23.1 |  | 13 | 12.5 |  | 14400 | 9200 | 63.89% | 12000 | 23.1 | 13 | 10.7 | 14400 |  |  |  | Residential | 250 | No | 1
202680596 | Mini/Multi Split | Mitsubishi Electric | HRCU-A-CB-O | MUZ-GL15NA*** |  | Mini-Splits (Non-Ducted) | MSZ-GL15NA*** |  | 14000 | 21.6 |  | 13 | 11.7 |  | 18000 | 12100 | 67.22% | 14000 | 21 | 13 | 11 | 18000 |  |  |  | Residential | 292.5 | No | 1.17
202680597 | Mini/Multi Split | Mitsubishi Electric | HRCU-A-CB-O | MUZ-GL09NAH*** |  | Mini-Splits (Non-Ducted) | MSZ-GL09NA*** |  | 9000 | 24.6 |  | 15.4 | 11.8 |  | 10900 | 6700 | 61.47% | 9000 | 24.3 | 15.4 | 9.5 | 10900 |  |  |  | Residential | 187.5 | No | 0.75
202680598 | Mini/Multi Split | Mitsubishi Electric | HRCU-A-CB-O | MUZ-GL12NAH*** |  | Mini-Splits (Non-Ducted) | MSZ-GL12NA*** |  | 12000 | 23.1 |  | 13 | 11.5 |  | 14400 | 9200 | 63.89% | 12000 | 23.1 | 13 | 9.3 | 14400 |  |  |  | Residential | 250 | No | 1
202680599 | Mini/Multi Split | Mitsubishi Electric | HRCU-A-CB-O | MUZ-GL15NAH*** |  | Mini-Splits (Non-Ducted) | MSZ-GL15NA*** |  | 14000 | 21.6 |  | 13 | 10.8 |  | 18000 | 12100 | 67.22% | 14000 | 21 | 13 | 9.7 | 18000 |  |  |  | Residential | 292.5 | No | 1.17
202682023 | Mini/Multi Split | DAIKIN | HRCU-A-CB-O | RX09RMVJU9 |  | Mini-Splits (Non-Ducted) | FFQ09Q2VJU |  | 9100 | 20.9 |  | 13 | 11.7 |  | 10000 | 6000 | 60% | [8 empty] | Residential | 190 | No | 0.76
202682024 | Mini/Multi Split | DAIKIN | HRCU-A-CB-O | RX12RMVJU9 |  | Mini-Splits (Non-Ducted) | FFQ12Q2VJU |  | 10800 | 20.2 |  | 12.5 | 11.2 |  | 13500 | 8300 | 61.48% | [8 empty] | Residential | 225 | No | 0.9
202703123 | Mini/Multi Split | AMERICAN STANDARD | HRCU-A-CB-O | 4TXK2312A10N0** |  | Mini-Splits (Non-Ducted) | 4MXW2312A10N0** |  | 12000 | 22 |  | 12.5 | 11 |  | 13000 | 7100 | 54.62% | [8 empty] | Residential | 250 | No | 1
202703124 | Mini/Multi Split | TRANE | HRCU-A-CB-O | 4TXK2318A10N0** |  | Mini-Splits (Non-Ducted) | 4MXW2318A10N0** |  | 18000 | 20 |  | 12.5 | 10.7 |  | 19800 | 12400 | 62.63% | [8 empty] | Residential | 375 | No | 1.5
202703125 | Mini/Multi Split | AMERICAN STANDARD | HRCU-A-CB-O | 4TXK2318A10N0** |  | Mini-Splits (Non-Ducted) | 4MXW2318A10N0** |  | 18000 | 20 |  | 12.5 | 10.7 |  | 19800 | 12400 | 62.63% | [8 empty] | Residential | 375 | No | 1.5
202703126 | Mini/Multi Split | TRANE | HRCU-A-CB-O | 4TXK2324A10N0** |  | Mini-Splits (Non-Ducted) | 4MXW2324A10N0** |  | 22000 | 20 |  | 12.5 | 10.2 |  | 23000 | 14600 | 63.48% | [8 empty] | Residential | 457.5 | No | 1.83
202703127 | Mini/Multi Split | AMERICAN STANDARD | HRCU-A-CB-O | 4TXK2324A10N0** |  | Mini-Splits (Non-Ducted) | 4MXW2324A10N0** |  | 22000 | 20 |  | 12.5 | 10.2 |  | 23000 | 14600 | 63.48% | [8 empty] | Residential | 457.5 | No | 1.83
202784839 | Mini/Multi Split | KANIONco | HMSV-A-CB | KWSMO-18R410AIH |  | Non-Ducted Indoor Units |  |  | 17000 | 21.3 |  | 12.5 | 10 |  | 18000 | 11800 | 65.56% | [8 empty] | Residential | 355 | No | 1.42
202832586 | Mini/Multi Split | C&H | HMSV-A-CB | CH28MSPH230VO |  | Non-Ducted Indoor Units |  |  | 28000 | 23 |  | 12.5 | 10.3 |  | 28000 | 17200 | 61.43% | [8 empty] | Residential | 582.5 | No | 2.33
202839663 | Mini/Multi Split | MIRAGE | HRCU-A-CB-O | OVEH181A |  | Mini-Splits (Non-Ducted) | IVEH181A |  | 18000 | 21 |  | 13 | 10 |  | 18000 | 10400 | 57.78% | [8 empty] | Residential | 375 | No | 1.5
202839665 | Mini/Multi Split | MIRAGE | HRCU-A-CB-O | OVEH241A |  | Mini-Splits (Non-Ducted) | IVEH241A |  | 24000 | 20.5 |  | 12.5 | 10 |  | 25000 | 15300 | 61.2% | [8 empty] | Residential | 500 | No | 2
202850708 | Mini/Multi Split | Trane / Mitsubishi Electric | HMSV-A-CB | TUMYH0361AK40** |  | Ducted Indoor Units |  |  | 36000 | 18.3 |  | 12.6 | 11.7 |  | 42000 | 32000 | 76.19% | [8 empty] | Residential | 750 | No | 3
202850710 | Mini/Multi Split | Trane / Mitsubishi Electric | HMSV-A-CB-O | TUMYP0481AK42** |  | Non-Ducted Indoor Units |  |  | 48000 | 22.6 |  | 13.1 | 12 |  | 54000 | 31400 | 58.15% | [8 empty] | Residential | 1000 | No | 4
202850711 | Mini/Multi Split | Trane / Mitsubishi Electric | HMSV-A-CB-O | TUMYP0601AK42** |  | Non-Ducted Indoor Units |  |  | 60000 | 20 |  | 13.3 | 12 |  | 66000 | 41500 | 62.88% | [8 empty] | Residential | 1250 | No | 5
202850712 | Mini/Multi Split | Trane / Mitsubishi Electric | HMSV-A-CB-O | TUMYH0361AK40** |  | Non-Ducted Indoor Units |  |  | 36000 | 22.3 |  | 15 | 12 |  | 42000 | 33000 | 78.57% | [8 empty] | Residential | 750 | No | 3
202850713 | Mini/Multi Split | Trane / Mitsubishi Electric | HMSV-A-CB-O | TUMYH0481AK40** |  | Non-Ducted Indoor Units |  |  | 48000 | 22.6 |  | 13.1 | 12 |  | 54000 | 39000 | 72.22% | [8 empty] | Residential | 1000 | No | 4
202850718 | Mini/Multi Split | Trane / Mitsubishi Electric | HMSV-A-CB | TUMYH0361AK40** |  | Mixed Ducted and Non-Ducted Indoor Units |  |  | 36000 | 20.3 |  | 13.8 | 11.85 |  | 42000 | 32400 | 77.14% | [8 empty] | Residential | 750 | No | 3
202864314 | Mini/Multi Split | HISENSE | HRCU-A-CB-O | AMW3-24U3SAA |  | Mini-Splits (Non-Ducted) | AST-07UW3SVE**00AST-09UW3SVE**00AST-09UW3SVE**00 |  | 24000 | 22 |  | 12.5 | 11 |  | 24000 | 15000 | 62.5% | 24000 | 22 | 12.5 | 9.05 | 24000 | 24000 | 100% | 1.84 | Residential | 500 | Yes | 2 | Both
202882661 | Mini/Multi Split | DIAL | HRCU-A-CB-O | 12000-20S-230-O |  | Mini-Splits (Non-Ducted) | 12000-20S-230-I |  | 12000 | 20.5 |  | 13 | 10.8 |  | 13000 | 7500 | 57.69% | 12000 | 21 | 13 | 9 | 12000 |  |  |  | Residential | 250 | No | 1
202882662 | Mini/Multi Split | DIAL | HRCU-A-CB-O | 18000-23S-230-O |  | Mini-Splits (Non-Ducted) | 18000-23S-230-I |  | 18000 | 23.3 |  | 13 | 11.6 |  | 19000 | 11600 | 61.05% | 18000 | 22.5 | 13 | 8.6 | 17000 |  |  |  | Residential | 375 | No | 1.5
202890779 | Mini/Multi Split | MIDEA | HRCU-A-CB-O | MOCA31-18HFN1-MT0W |  | Mini-Splits (Non-Ducted) | MSABE-18HRFN1-MT0W |  | 18000 | 21 |  | 13 | 10 |  | 18000 | 10400 | 57.78% | [8 empty] | Residential | 375 | No | 1.5
202897107 | Mini/Multi Split | YONAN | HRCU-A-CB-O | YS25M-12HRDN1 |  | Mini-Splits (Non-Ducted) | YS25M-12HRDN1 |  | 12000 | 22.5 |  | 13 | 12 |  | 12000 | 7800 | 65% | [8 empty] | Residential | 250 | No | 1
202897108 | Mini/Multi Split | YONAN | HRCU-A-CB-O | YS25M-18HRDN1 |  | Mini-Splits (Non-Ducted) | YS25M-18HRDN1 |  | 17000 | 20 |  | 12.5 | 10.3 |  | 18000 | 10800 | 60% | [8 empty] | Residential | 355 | No | 1.42
202897109 | Mini/Multi Split | YONAN | HRCU-A-CB-O | YS25M-09HRDN1 |  | Mini-Splits (Non-Ducted) | YS25M-09HRDN1 |  | 9000 | 25 |  | 14.5 | 11.2 |  | 10900 | 6900 | 63.3% | [8 empty] | Residential | 187.5 | No | 0.75
202897110 | Mini/Multi Split | YONAN | HRCU-A-CB-O | YS25M-24HRDN1 |  | Mini-Splits (Non-Ducted) | YS25M-24HRDN1 |  | 24000 | 20.5 |  | 13 | 11.5 |  | 24000 | 15400 | 64.17% | [8 empty] | Residential | 500 | No | 2
202911535 | Mini/Multi Split | HISENSE | HRCU-A-CB-O | AMW4-36U3STA |  | Mini-Splits (Non-Ducted) | AST-09UW3SVE**00AST-09UW3SVE**00AST-09UW3SVE**00AST-09UW3SVE**00 |  | 32000 | 21 |  | 12.5 | 11 |  | 36000 | 22400 | 62.22% | 32000 | 21 | 12.5 | 9 | 36400 | 36000 | 98.9% | 1.84 | Residential | 667.5 | Yes | 2.67 | Both
202918802 | Mini/Multi Split | MRCOOL | HMSV-A-CB | MULTI2-18HP230V1 |  | Non-Ducted Indoor Units |  |  | 18000 | 22.5 |  | 12.5 | 10.3 |  | 19000 | 12000 | 63.16% | [8 empty] | Residential | 375 | No | 1.5
202918803 | Mini/Multi Split | MRCOOL | HMSV-A-CB | MULTI3-27HP230V1 |  | Non-Ducted Indoor Units |  |  | 28000 | 23 |  | 12.5 | 10.3 |  | 28000 | 17200 | 61.43% | [8 empty] | Residential | 582.5 | No | 2.33
202918804 | Mini/Multi Split | MRCOOL | HMSV-A-CB | MULTI5-48HP230V1 |  | Non-Ducted Indoor Units |  |  | 48000 | 22.4 |  | 12.5 | 10.2 |  | 48000 | 29600 | 61.67% | [8 empty] | Residential | 1000 | No | 4
202918821 | Mini/Multi Split | BLUERIDGE | HMSV-A-CB | BMHH27M18C |  | Non-Ducted Indoor Units |  |  | 28000 | 22 |  | 13 | 10.4 |  | 28000 | 18000 | 64.29% | [8 empty] | Residential | 582.5 | No | 2.33
202918822 | Mini/Multi Split | BLUERIDGE | HMSV-A-CB | BMHH36M17C |  | Non-Ducted Indoor Units |  |  | 36000 | 21.5 |  | 13.5 | 10.5 |  | 36000 | 23200 | 64.44% | [8 empty] | Residential | 750 | No | 3
203160563 | Mini/Multi Split | PIONEER | HRCU-A-CB-O | YN012GMFI32RPD |  | Mini-Splits (Non-Ducted) | WP012GMFI32HLD |  | 12000 | 32 |  | 13.5 | 14 |  | 12000 | 6800 | 56.67% | [8 empty] | Residential | 250 | No | 1
203161150 | Mini/Multi Split | LG | HRCU-A-CB-O | LUU249HV |  | Mini-Splits (Non-Ducted) | LCN248HV |  | 24000 | 20 |  | 12.6 | 10.5 |  | 27000 | 17500 | 64.81% | [8 empty] | Residential | 500 | No | 2
203161351 | Mini/Multi Split | LG | HRCU-A-CB | LUU189HV |  | Mini-Splits (Ducted) | LVN181HV4 |  | 18000 | 19.2 |  | 13.3 | 10.4 |  | 20000 | 13000 | 65% | 18000 | 17.25 | 12.3 | 9.25 | 20000 | 16200 | 81% | 2.02 | Residential | 375 | Yes | 1.5 | Both
203162806 | Mini/Multi Split | Ameristar | HRCU-A-CB-O | M4THS1824A11N** |  | Mini-Splits (Non-Ducted) | M4MHW1824A1N0** |  | 22000 | 18 |  | 12.5 | 10.2 |  | 23000 | 14600 | 63.48% | [8 empty] | Residential | 457.5 | No | 1.83
203162807 | Mini/Multi Split | Ameristar | HRCU-A-CB-O | M4THS1818A11N** |  | Mini-Splits (Non-Ducted) | M4MHW1818A1N0** |  | 18000 | 18 |  | 12.5 | 10.7 |  | 19800 | 12400 | 62.63% | [8 empty] | Residential | 375 | No | 1.5
203162808 | Mini/Multi Split | Ameristar | HRCU-A-CB-O | M4THS1812A11N** |  | Mini-Splits (Non-Ducted) | M4MHW1812A1N0** |  | 12000 | 18 |  | 12.5 | 10.2 |  | 13000 | 7100 | 54.62% | [8 empty] | Residential | 250 | No | 1
203162809 | Mini/Multi Split | Ameristar | HRCU-A-CB-O | M4THS1809A11N** |  | Mini-Splits (Non-Ducted) | M4MHW1809A1N0** |  | 9000 | 18 |  | 14 | 10.5 |  | 11000 | 6800 | 61.82% | [8 empty] | Residential | 187.5 | No | 0.75
203167189 | Mini/Multi Split | HISENSE | HRCU-A-CB-O | AUW-24U3SA |  | Mini-Splits (Non-Ducted) | ACT-24UR3SGB |  | 24000 | 19 |  | 12.5 | 10 |  | 24000 | 19000 | 79.17% | 24000 | 18.5 | 12.5 | 10 | 26000 | 19000 | 73.08% | 2.2 | Residential | 500 | Yes | 2 | Both
203238004 | Mini/Multi Split | SUPREME | HRCU-A-CB-O | YS25M-09HRDN1 |  | Mini-Splits (Non-Ducted) | YS25M-09HRDN1 |  | 9000 | 25 |  | 14.5 | 11.2 |  | 10900 | 6900 | 63.3% | [8 empty] | Residential | 187.5 | No | 0.75
203238005 | Mini/Multi Split | SUPREME | HRCU-A-CB-O | YS25M-12HRDN1 |  | Mini-Splits (Non-Ducted) | YS25M-12HRDN1 |  | 12000 | 22.5 |  | 13 | 12 |  | 12000 | 7800 | 65% | [8 empty] | Residential | 250 | No | 1
203238006 | Mini/Multi Split | SUPREME | HRCU-A-CB-O | YS25M-18HRDN1 |  | Mini-Splits (Non-Ducted) | YS25M-18HRDN1 |  | 17000 | 20 |  | 12.5 | 10.3 |  | 18000 | 10800 | 60% | [8 empty] | Residential | 355 | No | 1.42
203238007 | Mini/Multi Split | SUPREME | HRCU-A-CB-O | YS25M-24HRDN1 |  | Mini-Splits (Non-Ducted) | YS25M-24HRDN1 |  | 24000 | 20.5 |  | 13 | 11.5 |  | 24000 | 15400 | 64.17% | [8 empty] | Residential | 500 | No | 2
203238008 | Mini/Multi Split | MAXI AIR | HRCU-A-CB-O | YS21F-09HRDN1 |  | Mini-Splits (Non-Ducted) | YS21F-09HRDN1 |  | 9000 | 22.8 |  | 14 | 10.5 |  | 9800 | 6400 | 65.31% | [8 empty] | Residential | 187.5 | No | 0.75
203238009 | Mini/Multi Split | MAXI AIR | HRCU-A-CB-O | YS21F-12HRDN1 |  | Mini-Splits (Non-Ducted) | YS21F-12HRDN1 |  | 12000 | 22 |  | 12.5 | 10.8 |  | 12000 | 8200 | 68.33% | 12000 | 23.1 | 12.5 | 9.3 | 12000 |  |  |  | Residential | 250 | No | 1 | No
203238010 | Mini/Multi Split | MAXI AIR | HRCU-A-CB-O | YS21F-18HRDN1 |  | Mini-Splits (Non-Ducted) | YS21F-18HRDN1 |  | 18000 | 23.5 |  | 13.5 | 11 |  | 18000 | 14000 | 77.78% | 18000 | 23.7 | 13.5 | 10.3 | 18000 |  |  |  | Residential | 375 | No | 1.5 | No
203238011 | Mini/Multi Split | MAXI AIR | HRCU-A-CB-O | YS21F-24HRDN1 |  | Mini-Splits (Non-Ducted) | YS21F-24HRDN1 |  | 24000 | 20.5 |  | 12.5 | 10 |  | 25000 | 15300 | 61.2% | [8 empty] | Residential | 500 | No | 2
203238486 | Mini/Multi Split | ELIOS | HRCU-A-CB-O | DE09HOS23230E2 |  | Mini-Splits (Non-Ducted) | DE09HIW23230E3 |  | 9000 | 23.5 |  | 14.9 | 10.8 |  | 9800 | 5800 | 59.18% | [8 empty] | Residential | 187.5 | No | 0.75
203238487 | Mini/Multi Split | ELIOS | HRCU-A-CB-O | DE12HOS23230E2 |  | Mini-Splits (Non-Ducted) | DE12HIW23230E3 |  | 12000 | 22.7 |  | 13.7 | 11 |  | 12000 | 7700 | 64.17% | [8 empty] | Residential | 250 | No | 1
203238488 | Mini/Multi Split | ELIOS | HRCU-A-CB-O | DE18HOS23230E2 |  | Mini-Splits (Non-Ducted) | DE18HIW23230E3 |  | 18000 | 21 |  | 13 | 10.4 |  | 18000 | 11400 | 63.33% | [8 empty] | Residential | 375 | No | 1.5
203238490 | Mini/Multi Split | ELIOS | HRCU-A-CB-O | DE24HOS23230E2 |  | Mini-Splits (Non-Ducted) | DE24HIW23230E3 |  | 24000 | 20.7 |  | 13.7 | 11.5 |  | 25000 | 15300 | 61.2% | [8 empty] | Residential | 500 | No | 2
203238492 | Mini/Multi Split | ELIOS | HRCU-A-CB | DE09HOS23230E2 |  | Mini-Splits (Ducted) | DE09HIDU230X5 |  | 9000 | 20.5 |  | 13.5 | 11.5 |  | 10000 | 6800 | 68% | [8 empty] | Residential | 187.5 | No | 0.75
203238494 | Mini/Multi Split | ELIOS | HRCU-A-CB | DE12HOS23230E2 |  | Mini-Splits (Ducted) | DE12HIDU230X5 |  | 12000 | 21.5 |  | 12.5 | 11.5 |  | 12000 | 7200 | 60% | [8 empty] | Residential | 250 | No | 1
203238495 | Mini/Multi Split | ELIOS | HRCU-A-CB | DE18HOS23230E2 |  | Mini-Splits (Ducted) | DE18HIDU230X5 |  | 18000 | 19 |  | 12.5 | 10.5 |  | 18000 | 12000 | 66.67% | [8 empty] | Residential | 375 | No | 1.5
203238496 | Mini/Multi Split | ELIOS | HRCU-A-CB | DE24HOS23230E2 |  | Mini-Splits (Ducted) | DE24HIDU230X5 |  | 24000 | 21.5 |  | 12.5 | 11 |  | 24400 | 16000 | 65.57% | [8 empty] | Residential | 500 | No | 2
203238498 | Mini/Multi Split | ELIOS | HRCU-A-CB-O | DE09HOS23230E2 |  | Mini-Splits (Non-Ducted) | DE09HICU230X5 |  | 9000 | 20 |  | 13 | 10.5 |  | 10000 | 5800 | 58% | [8 empty] | Residential | 187.5 | No | 0.75
203238499 | Mini/Multi Split | ELIOS | HRCU-A-CB-O | DE12HOS23230E2 |  | Mini-Splits (Non-Ducted) | DE12HICU230X5 |  | 12000 | 21.5 |  | 14 | 10.5 |  | 12000 | 7500 | 62.5% | [8 empty] | Residential | 250 | No | 1
203238501 | Mini/Multi Split | ELIOS | HRCU-A-CB-O | DE18HOS23230E2 |  | Mini-Splits (Non-Ducted) | DE18HICU230X5 |  | 18000 | 20 |  | 12.5 | 10.3 |  | 18000 | 12000 | 66.67% | 18000 | 20 | 12.5 | 9.1 | 18000 |  |  |  | Residential | 375 | No | 1.5 | No
203238503 | Mini/Multi Split | ELIOS | HRCU-A-CB-O | DE24HOS23230E2 |  | Mini-Splits (Non-Ducted) | DE24HICU230X5 |  | 24000 | 20 |  | 12.5 | 10.5 |  | 24400 | 15800 | 64.75% | [8 empty] | Residential | 500 | No | 2
203238504 | Mini/Multi Split | ELIOS | HMSV-A-CB | DE18HOM23230X2 |  | Non-Ducted Indoor Units |  |  | 18000 | 22.5 |  | 12.5 | 10.3 |  | 19000 | 12000 | 63.16% | [8 empty] | Residential | 375 | No | 1.5
203238506 | Mini/Multi Split | ELIOS | HMSV-A-CB | DE27HOM23230X2 |  | Non-Ducted Indoor Units |  |  | 28000 | 23 |  | 12.5 | 10.3 |  | 28000 | 17200 | 61.43% | [8 empty] | Residential | 582.5 | No | 2.33
203238508 | Mini/Multi Split | ELIOS | HMSV-A-CB | DE48HOM23230X2 |  | Non-Ducted Indoor Units |  |  | 48000 | 22.4 |  | 12.5 | 10.2 |  | 48000 | 29600 | 61.67% | [8 empty] | Residential | 1000 | No | 4
203238509 | Mini/Multi Split | MOOVAIR | HRCU-A-CB-O | DM09HOS23230E2 |  | Mini-Splits (Non-Ducted) | DM09HIW23230E3 |  | 9000 | 23.5 |  | 14.9 | 10.8 |  | 9800 | 5800 | 59.18% | [8 empty] | Residential | 187.5 | No | 0.75
203238510 | Mini/Multi Split | MOOVAIR | HRCU-A-CB-O | DM12HOS23230E2 |  | Mini-Splits (Non-Ducted) | DM12HIW23230E3 |  | 12000 | 22.7 |  | 13.7 | 11 |  | 12000 | 7700 | 64.17% | [8 empty] | Residential | 250 | No | 1
203238512 | Mini/Multi Split | MOOVAIR | HRCU-A-CB-O | DM18HOS23230E2 |  | Mini-Splits (Non-Ducted) | DM18HIW23230E3 |  | 18000 | 21 |  | 13 | 10.4 |  | 18000 | 11400 | 63.33% | [8 empty] | Residential | 375 | No | 1.5
203238514 | Mini/Multi Split | MOOVAIR | HRCU-A-CB-O | DM24HOS23230E2 |  | Mini-Splits (Non-Ducted) | DM24HIW23230E3 |  | 24000 | 20.7 |  | 13.7 | 11.5 |  | 25000 | 15300 | 61.2% | [8 empty] | Residential | 500 | No | 2
203238516 | Mini/Multi Split | MOOVAIR | HMSV-A-CB | DM18HOM23230X2 |  | Non-Ducted Indoor Units |  |  | 18000 | 22.5 |  | 12.5 | 10.3 |  | 19000 | 12000 | 63.16% | [8 empty] | Residential | 375 | No | 1.5
203238518 | Mini/Multi Split | MOOVAIR | HMSV-A-CB | DM27HOM23230X2 |  | Non-Ducted Indoor Units |  |  | 28000 | 23 |  | 12.5 | 10.3 |  | 28000 | 17200 | 61.43% | [8 empty] | Residential | 582.5 | No | 2.33
203238520 | Mini/Multi Split | MOOVAIR | HMSV-A-CB | DM48HOM23230X2 |  | Non-Ducted Indoor Units |  |  | 48000 | 22.4 |  | 12.5 | 10.2 |  | 48000 | 29600 | 61.67% | [8 empty] | Residential | 1000 | No | 4
203269783 | Mini/Multi Split | DIRECT AIR | HMSV-A-CB | M3OH-27HFN1-M |  | Non-Ducted Indoor Units |  |  | 28000 | 22 |  | 13 | 10.4 |  | 28000 | 18000 | 64.29% | [8 empty] | Residential | 582.5 | No | 2.33
203269784 | Mini/Multi Split | DIRECT AIR | HMSV-A-CB | M4OH-36HFN1-M |  | Non-Ducted Indoor Units |  |  | 36000 | 21.5 |  | 13.5 | 10.5 |  | 36000 | 23200 | 64.44% | [8 empty] | Residential | 750 | No | 3
203269792 | Mini/Multi Split | DIRECT AIR | HRCU-A-CB | MOB30-09HFN1-MX0W |  | Mini-Splits (Ducted) | MTIU-09HWFN1-M |  | 9000 | 23 |  | 13.5 | 12 |  | 10000 | 7200 | 72% | [8 empty] | Residential | 187.5 | No | 0.75
203269793 | Mini/Multi Split | DIRECT AIR | HRCU-A-CB | MOB30-12HFN1-MV0W |  | Mini-Splits (Ducted) | MTIU-12HWFN1-M |  | 12000 | 20.5 |  | 12.5 | 11 |  | 12000 | 8500 | 70.83% | [8 empty] | Residential | 250 | No | 1
203269795 | Mini/Multi Split | DIRECT AIR | HRCU-A-CB | MOD30-24HFN1-MT0W |  | Mini-Splits (Ducted) | MTIU-24HWFN1-M |  | 24000 | 20.5 |  | 12.5 | 12.5 |  | 24000 | 17200 | 71.67% | [8 empty] | Residential | 500 | No | 2
203269798 | Mini/Multi Split | DIRECT AIR | HRCU-A-CB | MOBA30-09HFN1-MT0W |  | Mini-Splits (Ducted) | MTIU-09HWFN1-M |  | 9000 | 20.5 |  | 13.5 | 11.5 |  | 10000 | 6800 | 68% | [8 empty] | Residential | 187.5 | No | 0.75
203269799 | Mini/Multi Split | DIRECT AIR | HRCU-A-CB | MOB30-12HFN1-MT0W |  | Mini-Splits (Ducted) | MTIU-12HWFN1-M |  | 12000 | 21.5 |  | 12.5 | 11.5 |  | 12000 | 7200 | 60% | [8 empty] | Residential | 250 | No | 1
203269800 | Mini/Multi Split | DIRECT AIR | HRCU-A-CB | MOCA31-18HFN1-MT0W |  | Mini-Splits (Ducted) | MTIU-18HWFN1-M |  | 18000 | 19 |  | 12.5 | 10.5 |  | 18000 | 12000 | 66.67% | [8 empty] | Residential | 375 | No | 1.5
203269801 | Mini/Multi Split | DIRECT AIR | HRCU-A-CB | MOD30-24HFN1-MT0W |  | Mini-Splits (Ducted) | MTIU-24HWFN1-M |  | 24000 | 20.5 |  | 12.5 | 12.5 |  | 24000 | 17200 | 71.67% | [8 empty] | Residential | 500 | No | 2
203300062 | Mini/Multi Split | GREE | HRCU-A-CB-O | GWH09QC-D3DNC4K/O |  | Mini-Splits (Non-Ducted) | GWH09QC-D3DN***/I |  | 9000 | 23 |  | 14 | 10.5 |  | 11000 | 6800 | 61.82% | [8 empty] | Residential | 187.5 | No | 0.75
203300063 | Mini/Multi Split | GREE | HRCU-A-CB-O | GWH12QC-D3DNC4P/O |  | Mini-Splits (Non-Ducted) | GWH12QC-D3DN***/I |  | 12000 | 22 |  | 12.5 | 11 |  | 13000 | 7100 | 54.62% | [8 empty] | Residential | 250 | No | 1
203343586 | Mini/Multi Split | LENNOX | HMSV-A-CB | MPB018S4M-2P |  | Non-Ducted Indoor Units |  |  | 18000 | 22.5 |  | 12.5 | 10.3 |  | 19000 | 12000 | 63.16% | [8 empty] | Residential | 375 | No | 1.5
203343587 | Mini/Multi Split | LENNOX | HMSV-A-CB | MPB030S4M-2P |  | Non-Ducted Indoor Units |  |  | 28000 | 23 |  | 12.5 | 10.3 |  | 28000 | 17200 | 61.43% | [8 empty] | Residential | 582.5 | No | 2.33
203360780 | Mini/Multi Split | DIRECT AIR | HRCU-A-CB | MOD31-24HFN1-MT0W |  | Mini-Splits (Ducted) | MTIU-24HWFN1-M |  | 24000 | 21.5 |  | 12.5 | 11 |  | 24400 | 16000 | 65.57% | [8 empty] | Residential | 500 | No | 2
203363530 | Mini/Multi Split | NAPOLEON | HMSV-A-CB | NMZO-27F-B |  | Non-Ducted Indoor Units |  |  | 28000 | 23 |  | 12.5 | 10.3 |  | 28000 | 17200 | 61.43% | [8 empty] | Residential | 582.5 | No | 2.33
203363531 | Mini/Multi Split | NAPOLEON | HMSV-A-CB | NMZO-36F-B |  | Specific (Ducted) | NH25-09F-INH25-09F-INH25-09F-INH25-09F-I |  | 33000 | 23 |  | 12.5 | 10.2 |  | 36000 | 24600 | 68.33% | [8 empty] | Residential | 687.5 | No | 2.75
203376755 | Mini/Multi Split | AirEase | HRCU-A-CB-O | 4DHP1S12S-1L |  | Mini-Splits (Non-Ducted) | DWM112S4-2L |  | 12000 | 22 |  | 13 | 10.2 |  | 12000 | 7600 | 63.33% | [8 empty] | Residential | 250 | No | 1
203376756 | Mini/Multi Split | AirEase | HRCU-A-CB-O | 4DHP1S09S-1P |  | Mini-Splits (Non-Ducted) | DWM109S4-2P |  | 9000 | 23.5 |  | 14.9 | 10.8 |  | 9800 | 5800 | 59.18% | [8 empty] | Residential | 187.5 | No | 0.75
203376757 | Mini/Multi Split | AirEase | HRCU-A-CB-O | 4DHP1S12S-1P |  | Mini-Splits (Non-Ducted) | DWM112S4-2P |  | 12000 | 22.7 |  | 13.7 | 11 |  | 12000 | 7700 | 64.17% | [8 empty] | Residential | 250 | No | 1
203376758 | Mini/Multi Split | AirEase | HMSV-A-CB | 4DHP1S18M-2P |  | Non-Ducted Indoor Units |  |  | 18000 | 22.5 |  | 12.5 | 10.3 |  | 19000 | 12000 | 63.16% | [8 empty] | Residential | 375 | No | 1.5
203376759 | Mini/Multi Split | AirEase | HMSV-A-CB | 4DHP1S30M-2P |  | Non-Ducted Indoor Units |  |  | 28000 | 23 |  | 12.5 | 10.3 |  | 28000 | 17200 | 61.43% | [8 empty] | Residential | 582.5 | No | 2.33
203376760 | Mini/Multi Split | Allied | HRCU-A-CB-O | 4DHP1S12S-1L |  | Mini-Splits (Non-Ducted) | DWM112S4-2L |  | 12000 | 22 |  | 13 | 10.2 |  | 12000 | 7600 | 63.33% | [8 empty] | Residential | 250 | No | 1
203376761 | Mini/Multi Split | Allied | HRCU-A-CB-O | 4DHP1S09S-1P |  | Mini-Splits (Non-Ducted) | DWM109S4-2P |  | 9000 | 23.5 |  | 14.9 | 10.8 |  | 9800 | 5800 | 59.18% | [8 empty] | Residential | 187.5 | No | 0.75
203376762 | Mini/Multi Split | Allied | HRCU-A-CB-O | 4DHP1S12S-1P |  | Mini-Splits (Non-Ducted) | DWM112S4-2P |  | 12000 | 22.7 |  | 13.7 | 11 |  | 12000 | 7700 | 64.17% | [8 empty] | Residential | 250 | No | 1
203376763 | Mini/Multi Split | Allied | HMSV-A-CB | 4DHP1S18M-2P |  | Non-Ducted Indoor Units |  |  | 18000 | 22.5 |  | 12.5 | 10.3 |  | 19000 | 12000 | 63.16% | [8 empty] | Residential | 375 | No | 1.5
203376764 | Mini/Multi Split | Allied | HMSV-A-CB | 4DHP1S30M-2P |  | Non-Ducted Indoor Units |  |  | 28000 | 23 |  | 12.5 | 10.3 |  | 28000 | 17200 | 61.43% | [8 empty] | Residential | 582.5 | No | 2.33
203376765 | Mini/Multi Split | Armstrong Air | HRCU-A-CB-O | 4DHP1S12S-1L |  | Mini-Splits (Non-Ducted) | DWM112S4-2L |  | 12000 | 22 |  | 13 | 10.2 |  | 12000 | 7600 | 63.33% | [8 empty] | Residential | 250 | No | 1
203376766 | Mini/Multi Split | Armstrong Air | HRCU-A-CB-O | 4DHP1S09S-1P |  | Mini-Splits (Non-Ducted) | DWM109S4-2P |  | 9000 | 23.5 |  | 14.9 | 10.8 |  | 9800 | 5800 | 59.18% | [8 empty] | Residential | 187.5 | No | 0.75
203376767 | Mini/Multi Split | Armstrong Air | HRCU-A-CB-O | 4DHP1S12S-1P |  | Mini-Splits (Non-Ducted) | DWM112S4-2P |  | 12000 | 22.7 |  | 13.7 | 11 |  | 12000 | 7700 | 64.17% | [8 empty] | Residential | 250 | No | 1
203376768 | Mini/Multi Split | Armstrong Air | HMSV-A-CB | 4DHP1S18M-2P |  | Non-Ducted Indoor Units |  |  | 18000 | 22.5 |  | 12.5 | 10.3 |  | 19000 | 12000 | 63.16% | [8 empty] | Residential | 375 | No | 1.5
203376769 | Mini/Multi Split | Armstrong Air | HMSV-A-CB | 4DHP1S30M-2P |  | Non-Ducted Indoor Units |  |  | 28000 | 23 |  | 12.5 | 10.3 |  | 28000 | 17200 | 61.43% | [8 empty] | Residential | 582.5 | No | 2.33
203376770 | Mini/Multi Split | CONCORD | HRCU-A-CB-O | 4DHP1S12S-1L |  | Mini-Splits (Non-Ducted) | DWM112S4-2L |  | 12000 | 22 |  | 13 | 10.2 |  | 12000 | 7600 | 63.33% | [8 empty] | Residential | 250 | No | 1
203376771 | Mini/Multi Split | CONCORD | HRCU-A-CB-O | 4DHP1S09S-1P |  | Mini-Splits (Non-Ducted) | DWM109S4-2P |  | 9000 | 23.5 |  | 14.9 | 10.8 |  | 9800 | 5800 | 59.18% | [8 empty] | Residential | 187.5 | No | 0.75
203376772 | Mini/Multi Split | CONCORD | HRCU-A-CB-O | 4DHP1S12S-1P |  | Mini-Splits (Non-Ducted) | DWM112S4-2P |  | 12000 | 22.7 |  | 13.7 | 11 |  | 12000 | 7700 | 64.17% | [8 empty] | Residential | 250 | No | 1
203376773 | Mini/Multi Split | CONCORD | HMSV-A-CB | 4DHP1S18M-2P |  | Non-Ducted Indoor Units |  |  | 18000 | 22.5 |  | 12.5 | 10.3 |  | 19000 | 12000 | 63.16% | [8 empty] | Residential | 375 | No | 1.5
203376774 | Mini/Multi Split | CONCORD | HMSV-A-CB | 4DHP1S30M-2P |  | Non-Ducted Indoor Units |  |  | 28000 | 23 |  | 12.5 | 10.3 |  | 28000 | 17200 | 61.43% | [8 empty] | Residential | 582.5 | No | 2.33
203376775 | Mini/Multi Split | DUCANE | HRCU-A-CB-O | 4DHP1S12S-1L |  | Mini-Splits (Non-Ducted) | DWM112S4-2L |  | 12000 | 22 |  | 13 | 10.2 |  | 12000 | 7600 | 63.33% | [8 empty] | Residential | 250 | No | 1
203376776 | Mini/Multi Split | DUCANE | HRCU-A-CB-O | 4DHP1S09S-1P |  | Mini-Splits (Non-Ducted) | DWM109S4-2P |  | 9000 | 23.5 |  | 14.9 | 10.8 |  | 9800 | 5800 | 59.18% | [8 empty] | Residential | 187.5 | No | 0.75
203376777 | Mini/Multi Split | DUCANE | HRCU-A-CB-O | 4DHP1S12S-1P |  | Mini-Splits (Non-Ducted) | DWM112S4-2P |  | 12000 | 22.7 |  | 13.7 | 11 |  | 12000 | 7700 | 64.17% | [8 empty] | Residential | 250 | No | 1
203376778 | Mini/Multi Split | DUCANE | HMSV-A-CB | 4DHP1S18M-2P |  | Non-Ducted Indoor Units |  |  | 18000 | 22.5 |  | 12.5 | 10.3 |  | 19000 | 12000 | 63.16% | [8 empty] | Residential | 375 | No | 1.5
203376779 | Mini/Multi Split | DUCANE | HMSV-A-CB | 4DHP1S30M-2P |  | Non-Ducted Indoor Units |  |  | 28000 | 23 |  | 12.5 | 10.3 |  | 28000 | 17200 | 61.43% | [8 empty] | Residential | 582.5 | No | 2.33
203376841 | Mini/Multi Split | HISENSE | HRCU-A-CB-O | AS-09UW3SXG00 |  | Mini-Splits (Non-Ducted) | AS-09UW3SXG**00 |  | 9000 | 28 |  | 16.1 | 12.5 |  | 10500 | 6500 | 61.9% | 9000 | 27.5 | 15.5 | 10 | 10000 | 7000 | 70% | 2.1 | Residential | 187.5 | Yes | 0.75 | Yes
203376852 | Mini/Multi Split | HISENSE | HRCU-A-CB-O | AS-12UW3SXL00 |  | Mini-Splits (Non-Ducted) | AS-12UW3SXL**00 |  | 12000 | 25 |  | 15.4 | 12 |  | 13000 | 7000 | 53.85% | 12000 | 23.5 | 15.4 | 9.35 | 12000 | 8400 | 70% | 1.75 | Residential | 250 | No | 1 | Yes
203377293 | Mini/Multi Split | HISENSE | HRCU-A-CB-O | AS-09UW1SVE00 |  | Mini-Splits (Non-Ducted) | AS-09UW1SVE**00 |  | 9000 | 19.5 |  | 12.8 | 10 |  | 9500 | 5000 | 52.63% | 9000 | 18.5 | 12.8 | 8.5 | 9000 | 6300 | 70% | 1.75 | Residential | 187.5 | No | 0.75 | Yes
203377559 | Mini/Multi Split | HISENSE | HRCU-A-CB-O | AS-09UW1SVG00 |  | Mini-Splits (Non-Ducted) | AS-09UW1SVG**00 |  | 9000 | 19.5 |  | 12.8 | 10 |  | 9500 | 5000 | 52.63% | 9000 | 18.5 | 12.8 | 8.5 | 9000 | 6300 | 70% | 1.75 | Residential | 187.5 | No | 0.75 | Yes
203377564 | Mini/Multi Split | HISENSE | HRCU-A-CB-O | AS-12UW1SXE00 |  | Mini-Splits (Non-Ducted) | AS-12UW1SXE**00 |  | 12000 | 22 |  | 12.5 | 10.5 |  | 13000 | 7500 | 57.69% | 12000 | 21.7 | 12.5 | 9 | 12000 | 8400 | 70% | 1.75 | Residential | 250 | No | 1 | Yes
203377565 | Mini/Multi Split | HISENSE | HRCU-A-CB-O | AS-12UW1SXG00 |  | Mini-Splits (Non-Ducted) | AS-12UW1SXG**00 |  | 12000 | 22 |  | 12.5 | 10.5 |  | 13000 | 7500 | 57.69% | 12000 | 21.7 | 12.5 | 9 | 12000 | 8400 | 70% | 1.75 | Residential | 250 | No | 1 | Yes
203377929 | Mini/Multi Split | HISENSE | HRCU-A-CB-O | AST-09UW3SVE01 |  | Mini-Splits (Non-Ducted) | AST-09UW3SVE**01 |  | 9000 | 22.5 |  | 13.7 | 10.7 |  | 9500 | 5000 | 52.63% | 9000 | 22 | 13.7 | 8.5 | 9000 | 6300 | 70% | 2.05 | Residential | 187.5 | Yes | 0.75 | Yes
203378161 | Mini/Multi Split | HISENSE | HRCU-A-CB-O | AST-09UW3SVG01 |  | Mini-Splits (Non-Ducted) | AST-09UW3SVG**01 |  | 9000 | 22.5 |  | 13.7 | 10.7 |  | 9500 | 5000 | 52.63% | 9000 | 22 | 13.7 | 8.5 | 9000 | 6300 | 70% | 2.05 | Residential | 187.5 | Yes | 0.75 | Yes
203378193 | Mini/Multi Split | HISENSE | HRCU-A-CB-O | AST-12UW3SXE01 |  | Mini-Splits (Non-Ducted) | AST-12UR3SXE**01 |  | 12000 | 22 |  | 13 | 10.5 |  | 13000 | 7500 | 57.69% | 12000 | 21 | 13 | 9 | 12000 | 6300 | 52.5% | 2.05 | Residential | 250 | No | 1 | Yes
203378232 | Mini/Multi Split | HISENSE | HRCU-A-CB-O | AST-12UW3SXG01 |  | Mini-Splits (Non-Ducted) | AST-12UW3SXG**01 |  | 12000 | 22 |  | 13 | 10.5 |  | 13000 | 7500 | 57.69% | 12000 | 21 | 13 | 9 | 12000 | 8400 | 70% | 1.75 | Residential | 250 | No | 1 | Yes
203378282 | Mini/Multi Split | HISENSE | HRCU-A-CB-O | AST-18UW3SBN00 |  | Mini-Splits (Non-Ducted) | AST-18UW3SBN**00 |  | 18000 | 23.3 |  | 13 | 11.6 |  | 19000 | 11600 | 61.05% | 18000 | 22.5 | 13 | 8.6 | 17000 | 11900 | 70% | 1.75 | Residential | 375 | No | 1.5 | Yes
203378283 | Mini/Multi Split | HISENSE | HRCU-A-CB-O | AST-18UW3SBB00 |  | Mini-Splits (Non-Ducted) | AST-18UW3SBB**00 |  | 18000 | 23.3 |  | 13 | 11.6 |  | 19000 | 11600 | 61.05% | 18000 | 22.5 | 13 | 8.6 | 17000 | 11900 | 70% | 1.75 | Residential | 375 | No | 1.5 | Yes
203381517 | Mini/Multi Split | LG | HRCU-A-CB-O | LUU127HV |  | Mini-Splits (Non-Ducted) | LCN128HV4 |  | 11100 | 19.4 |  | 12.6 | 10.4 |  | 14000 | 9100 | 65% | 11100 | 19.4 | 12.6 | 10.35 | 14000 | 10700 | 76.43% | 2.13 | Residential | 232.5 | Yes | 0.93 | Both
203381526 | Mini/Multi Split | LG | HRCU-A-CB-O | LUU097HV |  | Mini-Splits (Non-Ducted) | LCN098HV4 |  | 9000 | 20.2 |  | 13.65 | 10.5 |  | 11000 | 7000 | 63.64% | 9000 | 20.2 | 13.65 | 10.55 | 11000 | 10100 | 91.82% | 2.11 | Residential | 187.5 | Yes | 0.75 | Both
203383847 | Mini/Multi Split | HISENSE | HRCU-A-CB-O | AST-24UW3SDB01 |  | Mini-Splits (Non-Ducted) | AST-24UW3SDB**01 |  | 23400 | 21 |  | 12.5 | 10.5 |  | 26000 | 14500 | 55.77% | 23000 | 20.5 | 12.2 | 8.6 | 23000 | 16100 | 70% | 1.75 | Residential | 480 | No | 1.92 | Yes
203383848 | Mini/Multi Split | HISENSE | HRCU-A-CB-O | AST-24UW3SDN01 |  | Mini-Splits (Non-Ducted) | AST-24UW3SDN**01 |  | 23400 | 21 |  | 12.5 | 10.5 |  | 26000 | 14500 | 55.77% | 23000 | 20.5 | 12.2 | 8.6 | 23000 | 16100 | 70% | 1.75 | Residential | 480 | No | 1.92 | Yes
203383863 | Mini/Multi Split | FRIEDRICH | HRCU-A-CB-O | FRHSR09A3A |  | Mini-Splits (Non-Ducted) | FRHSW09A3A |  | 9000 | 28 |  | 16.1 | 12.5 |  | 10500 | 6500 | 61.9% | 9000 | 27.5 | 15.5 | 10 | 10000 | 7000 | 70% | 2.1 | Residential | 187.5 | Yes | 0.75 | Yes
203383864 | Mini/Multi Split | FRIEDRICH | HRCU-A-CB-O | FRHSR12A3A |  | Mini-Splits (Non-Ducted) | FRHSW12A3A |  | 12000 | 25 |  | 15.4 | 12 |  | 13000 | 7000 | 53.85% | 12000 | 23.5 | 15.4 | 9.35 | 12000 | 8400 | 70% | 1.75 | Residential | 250 | No | 1 | Yes
203383865 | Mini/Multi Split | FRIEDRICH | HRCU-A-CB-O | FPHSR09A3A |  | Mini-Splits (Non-Ducted) | FPHFW09A3A |  | 9000 | 22.5 |  | 13.7 | 10.7 |  | 9500 | 5000 | 52.63% | 9000 | 22 | 13.7 | 8.5 | 9000 | 6300 | 70% | 2.05 | Residential | 187.5 | Yes | 0.75 | Yes
203383866 | Mini/Multi Split | FRIEDRICH | HRCU-A-CB-O | FPHSR12A3A |  | Mini-Splits (Non-Ducted) | FPHFW12A3A |  | 12000 | 22 |  | 13 | 10.5 |  | 13000 | 7500 | 57.69% | 12000 | 21 | 13 | 9 | 12000 | 8400 | 70% | 1.75 | Residential | 250 | No | 1 | Yes
203383867 | Mini/Multi Split | FRIEDRICH | HRCU-A-CB-O | FPHSR09A1A |  | Mini-Splits (Non-Ducted) | FPHSW09A1A |  | 9000 | 19.5 |  | 12.8 | 10 |  | 9500 | 5000 | 52.63% | 9000 | 18.5 | 12.8 | 8.5 | 9000 | 6300 | 70% | 1.75 | Residential | 187.5 | No | 0.75 | Yes
203383868 | Mini/Multi Split | FRIEDRICH | HRCU-A-CB-O | FPHSR12A1A |  | Mini-Splits (Non-Ducted) | FPHSW12A1A |  | 12000 | 22 |  | 12.5 | 10.5 |  | 13000 | 7500 | 57.69% | 12000 | 21.7 | 12.5 | 9 | 12000 | 8400 | 70% | 1.75 | Residential | 250 | No | 1 | Yes
203383869 | Mini/Multi Split | FRIEDRICH | HRCU-A-CB-O | FPHSR18A3A |  | Mini-Splits (Non-Ducted) | FPHFW18A3A |  | 18000 | 23.3 |  | 13 | 11.6 |  | 19000 | 11600 | 61.05% | 18000 | 22.5 | 13 | 8.6 | 17000 | 11900 | 70% | 1.75 | Residential | 375 | No | 1.5 | Yes
203383870 | Mini/Multi Split | FRIEDRICH | HRCU-A-CB-O | FPHSR24A3A |  | Mini-Splits (Non-Ducted) | FPHFW24A3A |  | 23400 | 21 |  | 12.5 | 10.5 |  | 26000 | 14500 | 55.77% | 23000 | 20.5 | 12.2 | 8.6 | 23000 | 16100 | 70% | 1.75 | Residential | 480 | No | 1.92 | Yes
203401043 | Mini/Multi Split | Airlux | HRCU-A-CB | ASZ24O |  | Mini-Splits (Ducted) | AMD24I |  | 24000 | 21.5 |  | 12.5 | 11 |  | 24400 | 16000 | 65.57% | [8 empty] | Residential | 500 | No | 2
203401044 | Mini/Multi Split | Airlux | HRCU-A-CB | ASZ18O |  | Mini-Splits (Ducted) | AMD18I |  | 18000 | 19 |  | 12.5 | 10.5 |  | 18000 | 12000 | 66.67% | [8 empty] | Residential | 375 | No | 1.5
203401045 | Mini/Multi Split | Airlux | HRCU-A-CB | ASZ12O |  | Mini-Splits (Ducted) | AMD12I |  | 12000 | 21.5 |  | 12.5 | 11.5 |  | 12000 | 7200 | 60% | [8 empty] | Residential | 250 | No | 1
203401046 | Mini/Multi Split | Airlux | HRCU-A-CB-O | ASZ24O |  | Mini-Splits (Non-Ducted) | AMM24I |  | 24000 | 20.5 |  | 12.5 | 10 |  | 25000 | 15300 | 61.2% | [8 empty] | Residential | 500 | No | 2
203401047 | Mini/Multi Split | Airlux | HRCU-A-CB-O | ASZ18O |  | Mini-Splits (Non-Ducted) | AMM18I |  | 18000 | 21 |  | 13 | 10 |  | 18000 | 10400 | 57.78% | [8 empty] | Residential | 375 | No | 1.5
203401048 | Mini/Multi Split | Airlux | HRCU-A-CB-O | ASZ09O |  | Mini-Splits (Non-Ducted) | AMM09I |  | 9000 | 22.8 |  | 14 | 10.5 |  | 9800 | 6400 | 65.31% | [8 empty] | Residential | 187.5 | No | 0.75
203401058 | Mini/Multi Split | ECO AIR | HRCU-A-CB-O | MOBA30-09HFN1-MT0W |  | Mini-Splits (Non-Ducted) | MSABB-09HRFN1-MT0W |  | 9000 | 22.8 |  | 14 | 10.5 |  | 9800 | 6400 | 65.31% | [8 empty] | Residential | 187.5 | No | 0.75
203401059 | Mini/Multi Split | ECO AIR | HRCU-A-CB-O | MOCA31-18HFN1-MT0W |  | Mini-Splits (Non-Ducted) | MSABE-18HRFN1-MT0W |  | 18000 | 21 |  | 13 | 10 |  | 18000 | 10400 | 57.78% | [8 empty] | Residential | 375 | No | 1.5
203401060 | Mini/Multi Split | ECO AIR | HRCU-A-CB-O | MOD31-24HFN1-MT0W |  | Mini-Splits (Non-Ducted) | MSABE-24HRFN1-MT0W |  | 24000 | 20.5 |  | 12.5 | 10 |  | 25000 | 15300 | 61.2% | [8 empty] | Residential | 500 | No | 2
203403711 | Mini/Multi Split | HISENSE | HRCU-A-CB-O | AST-07UW3SVG01 |  | Mini-Splits (Non-Ducted) | AST-07UW3SVG**01 |  | 7000 | 22.5 |  | 13.7 | 10.7 |  | 8500 | 5000 | 58.82% | 9000 | 22 | 13.7 | 8.5 | 9000 |  |  |  | Residential | 187.5 | No | 0.75
203404668 | Mini/Multi Split | FRIEDRICH | HRCU-A-CB-O | FPHSR07A3A |  | Mini-Splits (Non-Ducted) | FPHFW07A3A |  | 7000 | 22.5 |  | 13.7 | 10.7 |  | 8500 | 5000 | 58.82% | 9000 | 22 | 13.7 | 8.5 | 9000 |  |  |  | Residential | 187.5 | No | 0.75
203446791 | Mini/Multi Split | ZEPHYR | HRCU-A-CB-O | ZE-09CA22SEXT |  | Mini-Splits (Non-Ducted) | ZE-09CA22SINT |  | 9000 | 22.5 |  | 13.7 | 10.7 |  | 9500 | 5000 | 52.63% | 9000 | 22 | 13.7 | 8.5 | 9000 | 6300 | 70% | 2.05 | Residential | 187.5 | Yes | 0.75 | Yes
203446792 | Mini/Multi Split | ZEPHYR | HRCU-A-CB-O | MA-12CA22SEXT |  | Mini-Splits (Non-Ducted) | MA-12CA22SINT |  | 12000 | 22 |  | 13 | 10.5 |  | 13000 | 7500 | 57.69% | 12000 | 21 | 13 | 9 | 12000 | 6300 | 52.5% | 2.05 | Residential | 250 | No | 1 | Yes
203446793 | Mini/Multi Split | ZEPHYR | HRCU-A-CB-O | ZE-12CA22SEXT |  | Mini-Splits (Non-Ducted) | ZE-12CA22SINT |  | 12000 | 22 |  | 13 | 10.5 |  | 13000 | 7500 | 57.69% | 12000 | 21 | 13 | 9 | 12000 | 6300 | 52.5% | 2.05 | Residential | 250 | No | 1 | Yes
203446794 | Mini/Multi Split | AIR-CON | HRCU-A-CB-O | ABXCI4H4S09 |  | Mini-Splits (Non-Ducted) | ABXEM4H4S09 |  | 9000 | 22.5 |  | 13.7 | 10.7 |  | 9500 | 5000 | 52.63% | 9000 | 22 | 13.7 | 8.5 | 9000 | 6300 | 70% | 2.05 | Residential | 187.5 | Yes | 0.75 | Yes
203446795 | Mini/Multi Split | AIR-CON | HRCU-A-CB-O | ABXCI4H4S12 |  | Mini-Splits (Non-Ducted) | ABXEM4H4S12 |  | 12000 | 22 |  | 13 | 10.5 |  | 13000 | 7500 | 57.69% | 12000 | 21 | 13 | 9 | 12000 | 6300 | 52.5% | 2.05 | Residential | 250 | No | 1 | Yes
203446796 | Mini/Multi Split | MANUFLOW | HRCU-A-CB-O | AST-09UW3SVGDJ01(O) |  | Mini-Splits (Non-Ducted) | AST-09UW3SVGDJ01(I) |  | 12000 | 22 |  | 13 | 10.5 |  | 13000 | 7500 | 57.69% | 12000 | 21 | 13 | 9 | 12000 | 6300 | 52.5% | 2.05 | Residential | 250 | No | 1 | Yes
203446797 | Mini/Multi Split | MANUFLOW | HRCU-A-CB-O | AST-18UW3SBBDJ00(O) |  | Mini-Splits (Non-Ducted) | AST-18UW3SBBDJ00(I) |  | 18000 | 23.3 |  | 13 | 11.6 |  | 19000 | 11600 | 61.05% | 18000 | 22.5 | 13 | 8.6 | 17000 | 11900 | 70% | 1.75 | Residential | 375 | No | 1.5 | Yes
203446798 | Mini/Multi Split | MANUFLOW | HRCU-A-CB-O | AST-24UW3SDBDJ01(O) |  | Mini-Splits (Non-Ducted) | AST-24UW3SDBDJ01(I) |  | 23400 | 21 |  | 12.5 | 10.5 |  | 26000 | 14500 | 55.77% | 23000 | 20.5 | 12.2 | 8.6 | 23000 | 16100 | 70% | 1.75 | Residential | 480 | No | 1.92 | Yes
203446799 | Mini/Multi Split | AIR-CON | HRCU-A-CB-O | ABXCI4H4S18 |  | Mini-Splits (Non-Ducted) | ABXEM4H4S18 |  | 18000 | 23.3 |  | 13 | 11.6 |  | 19000 | 11600 | 61.05% | 18000 | 22.5 | 13 | 8.6 | 17000 | 11900 | 70% | 1.75 | Residential | 375 | No | 1.5 | Yes
203446800 | Mini/Multi Split | AIR-CON | HRCU-A-CB-O | ABXCI4H4S24 |  | Mini-Splits (Non-Ducted) | ABXEM4H4S24 |  | 23400 | 21 |  | 12.5 | 10.5 |  | 26000 | 14500 | 55.77% | 23000 | 20.5 | 12.2 | 8.6 | 23000 | 16100 | 70% | 1.75 | Residential | 480 | No | 1.92 | Yes
203446802 | Mini/Multi Split | ZEPHYR | HRCU-A-CB-O | MA-18CA22SEXT |  | Mini-Splits (Non-Ducted) | MA-18CA22SINT |  | 18000 | 23.3 |  | 13 | 11.6 |  | 19000 | 11600 | 61.05% | 18000 | 22.5 | 13 | 8.6 | 17000 | 11900 | 70% | 1.75 | Residential | 375 | No | 1.5 | Yes
203446803 | Mini/Multi Split | ZEPHYR | HRCU-A-CB-O | ZE-18CA22SEXT |  | Mini-Splits (Non-Ducted) | ZE-18CA22SINT |  | 18000 | 23.3 |  | 13 | 11.6 |  | 19000 | 11600 | 61.05% | 18000 | 22.5 | 13 | 8.6 | 17000 | 11900 | 70% | 1.75 | Residential | 375 | No | 1.5 | Yes
203446804 | Mini/Multi Split | ZEPHYR | HRCU-A-CB-O | ZE-24CA22SEXT |  | Mini-Splits (Non-Ducted) | ZE-24CA22SINT |  | 23400 | 21 |  | 12.5 | 10.5 |  | 26000 | 14500 | 55.77% | 23000 | 20.5 | 12.2 | 8.6 | 23000 | 16100 | 70% | 1.75 | Residential | 480 | No | 1.92 | Yes
203446805 | Mini/Multi Split | MANUFLOW | HRCU-A-CB-O | AST-12UW3SXEDJ01(O) |  | Mini-Splits (Non-Ducted) | AST-12UW3SXEDJ01(I) |  | 12000 | 22 |  | 13 | 10.5 |  | 13000 | 7500 | 57.69% | 12000 | 21 | 13 | 9 | 12000 | 6300 | 52.5% | 2.05 | Residential | 250 | No | 1 | Yes
203449481 | Mini/Multi Split | ARCTIC KING | HRCU-A-CB-O | MOD30-24HFN1-MT0W |  | Mini-Splits (Non-Ducted) | MSABE-24HRFN1-MT0W |  | 24000 | 20.5 |  | 12.5 | 10 |  | 25000 | 15300 | 61.2% | [8 empty] | Residential | 500 | No | 2
203449482 | Mini/Multi Split | MIDEA | HRCU-A-CB-O | MOD30-24HFN1-MT0W |  | Mini-Splits (Non-Ducted) | MSABE-24HRFN1-MT0W |  | 24000 | 20.5 |  | 12.5 | 10 |  | 25000 | 15300 | 61.2% | [8 empty] | Residential | 500 | No | 2
203451306 | Mini/Multi Split | MDV | HMSV-A-CB | M4OF-36HFN1-M***** |  | Non-Ducted Indoor Units |  |  | 33000 | 23 |  | 12.5 | 10.2 |  | 36000 | 24600 | 68.33% | [8 empty] | Residential | 687.5 | No | 2.75
203456305 | Mini/Multi Split | THERMOCORE | HRCU-A-CB-O | T425S-H109-C |  | Mini-Splits (Non-Ducted) | T425S-H109-E |  | 9000 | 25 |  | 15 | 10.5 |  | 10000 | 5800 | 58% | [8 empty] | Residential | 187.5 | No | 0.75
203456306 | Mini/Multi Split | C&H | HRCU-A-CB-O | CH-SR09SPH-115VO |  | Mini-Splits (Non-Ducted) | CH-SR09SPH-115VI |  | 9000 | 25 |  | 15 | 10.5 |  | 10000 | 5800 | 58% | [8 empty] | Residential | 187.5 | No | 0.75
203490390 | Mini/Multi Split | DIRECT AIR | HRCU-A-CB-O | DIR-18HP23DKO-ES |  | Mini-Splits (Non-Ducted) | DIR-18HP23DKI-ES |  | 18000 | 23.3 |  | 13 | 11.6 |  | 19000 | 11600 | 61.05% | 18000 | 22.5 | 13 | 8.6 | 17000 | 11900 | 70% | 1.75 | Residential | 375 | No | 1.5 | Yes
203490391 | Mini/Multi Split | DIRECT AIR | HRCU-A-CB-O | DIR-24HP21DKO-ES |  | Mini-Splits (Non-Ducted) | DIR-24HP21DKI-ES |  | 23400 | 21 |  | 12.5 | 10.5 |  | 26000 | 14500 | 55.77% | 23000 | 20.5 | 12.2 | 8.6 | 23000 | 16100 | 70% | 1.75 | Residential | 480 | No | 1.92 | Yes
203490392 | Mini/Multi Split | DIRECT AIR | HRCU-A-CB-O | DIR-09HP20DKO-ES |  | Mini-Splits (Non-Ducted) | DIR-09HP20DKI-ES |  | 9000 | 22.5 |  | 13.7 | 10.7 |  | 9500 | 5000 | 52.63% | 9000 | 22 | 13.7 | 8.5 | 9000 | 6300 | 70% | 2.05 | Residential | 187.5 | Yes | 0.75 | Yes
203490393 | Mini/Multi Split | DIRECT AIR | HRCU-A-CB-O | DIR-12HP22DKO-ES |  | Mini-Splits (Non-Ducted) | DIR-12HP22DKI-ES |  | 12000 | 22 |  | 12.5 | 10.5 |  | 13000 | 7500 | 57.69% | 12000 | 21.7 | 12.5 | 9 | 12000 | 8400 | 70% | 1.75 | Residential | 250 | No | 1 | Yes
203490396 | Mini/Multi Split | DIRECT AIR | HRCU-A-CB-O | DIR-09HP22DKO-ES |  | Mini-Splits (Non-Ducted) | DIR-09HP22DKI-ES |  | 9000 | 22.5 |  | 13.7 | 10.7 |  | 9500 | 5000 | 52.63% | 9000 | 22 | 13.7 | 8.5 | 9000 | 6300 | 70% | 2.05 | Residential | 187.5 | Yes | 0.75 | Yes
203490397 | Mini/Multi Split | DIRECT AIR | HRCU-A-CB-O | DIR-12HP21DKO-ES |  | Mini-Splits (Non-Ducted) | DIR-12HP21DKI-ES |  | 12000 | 22 |  | 13 | 10.5 |  | 13000 | 7500 | 57.69% | 12000 | 21 | 13 | 9 | 12000 | 6300 | 52.5% | 2.05 | Residential | 250 | No | 1 | Yes
203493069 | Mini/Multi Split | KINGHOME | HRCU-A-CB-O | KW09HQ3D6DO |  | Mini-Splits (Non-Ducted) | KW09HQ3D6DI |  | 9000 | 38 |  | 16.5 | 15 |  | 9000 | 7300 | 81.11% | [8 empty] | Residential | 187.5 | No | 0.75
203493070 | Mini/Multi Split | KINGHOME | HRCU-A-CB-O | KW12HQ3D6DO |  | Mini-Splits (Non-Ducted) | KW12HQ3D6DI |  | 12000 | 30.5 |  | 15.3 | 14 |  | 12200 | 8300 | 68.03% | [8 empty] | Residential | 250 | No | 1
203493071 | Mini/Multi Split | KINGHOME | HRCU-A-CB-O | KW18HQ3D6DO |  | Mini-Splits (Non-Ducted) | KW18HQ3D6DI |  | 18000 | 24.5 |  | 13.5 | 12 |  | 18000 | 14200 | 78.89% | 18000 | 22 | 13.5 | 10 | 18000 | 20000 | 111.1% | 1.8 | Residential | 375 | Yes | 1.5 | Yes
203498481 | Mini/Multi Split | KINGHOME | HRCU-A-CB-O | KW24HQ3D6DO |  | Mini-Splits (Non-Ducted) | KW24HQ3D6DI |  | 22000 | 21.5 |  | 13 | 12 |  | 24000 | 15500 | 64.58% | 22000 | 21.5 | 13 | 9.5 | 24000 | 24000 | 100% | 1.9 | Residential | 457.5 | Yes | 1.83 | Yes
203514056 | Mini/Multi Split | EMI | HRCU-A-CB-O | DHSZ109DA |  | Mini-Splits (Non-Ducted) | DHWAL09DA |  | 9000 | 25 |  | 14.5 | 11.2 |  | 10900 | 6900 | 63.3% | [8 empty] | Residential | 187.5 | No | 0.75
203514057 | Mini/Multi Split | EMI | HRCU-A-CB-O | DHSZ112DA |  | Mini-Splits (Non-Ducted) | DHWAL12DA |  | 12000 | 22.5 |  | 13 | 12 |  | 12000 | 7800 | 65% | [8 empty] | Residential | 250 | No | 1
203514058 | Mini/Multi Split | EMI | HRCU-A-CB-O | DHSZ118DA |  | Mini-Splits (Non-Ducted) | DHWAL18DA |  | 17000 | 20 |  | 12.5 | 10.3 |  | 18000 | 10800 | 60% | [8 empty] | Residential | 355 | No | 1.42
203514059 | Mini/Multi Split | EMI | HRCU-A-CB-O | DHSZ124DA |  | Mini-Splits (Non-Ducted) | DHWAL24DA |  | 24000 | 20.5 |  | 13 | 11.5 |  | 24000 | 15400 | 64.17% | [8 empty] | Residential | 500 | No | 2
203514060 | Mini/Multi Split | EMI | HMSV-A-CB | DHMZ436DA |  | Non-Ducted Indoor Units |  |  | 36000 | 21.5 |  | 13.5 | 10.5 |  | 36000 | 23200 | 64.44% | [8 empty] | Residential | 750 | No | 3
203514062 | Mini/Multi Split | EMI | HMSV-A-CB | DHMZ327DA |  | Non-Ducted Indoor Units |  |  | 28000 | 22 |  | 13 | 10.4 |  | 28000 | 18000 | 64.29% | [8 empty] | Residential | 582.5 | No | 2.33
203742098 | Mini/Multi Split | MANUFLOW | HRCU-A-CB-O | AST-09UW3SVGDJ01(I) |  | Mini-Splits (Non-Ducted) | AST-09UW3SVGDJ01(O) |  | 9000 | 22.5 |  | 13.7 | 10.7 |  | 9500 | 5000 | 52.63% | 9000 | 22 | 13.7 | 8.5 | 9000 | 6300 | 70% | 2.05 | Residential | 187.5 | Yes | 0.75 | Yes
203845999 | Mini/Multi Split | HISENSE | HRCU-A-CB-O | AST-12UW3SXE01 |  | Mini-Splits (Non-Ducted) | AST-12UW3SXE**01 |  | 12000 | 22 |  | 13 | 10.5 |  | 13000 | 7500 | 57.69% | 12000 | 21 | 13 | 9 | 12000 | 6300 | 52.5% | 2.05 | Residential | 250 | No | 1 | Yes
203862746 | Mini/Multi Split | GE Appliances | HMSV-A-CB | ASH324NCDWA |  | Non-Ducted Indoor Units |  |  | 22000 | 18.5 |  | 12.5 | 10.5 |  | 24000 | 16000 | 66.67% | [8 empty] | Residential | 457.5 | No | 1.83
203966542 | Mini/Multi Split | Allied | HRCU-A-CB-O | 4DHP1S09S-1P |  | Mini-Splits (Non-Ducted) | DWM109S4-1P |  | 9000 | 23.5 |  | 14.9 | 10.8 |  | 9800 | 5800 | 59.18% | [8 empty] | Residential | 187.5 | No | 0.75
203966543 | Mini/Multi Split | Allied | HRCU-A-CB-O | 4DHP1S09S-1P |  | Mini-Splits (Non-Ducted) | D22C109S4-1P |  | 9000 | 20 |  | 13 | 10.5 |  | 10000 | 5800 | 58% | [8 empty] | Residential | 187.5 | No | 0.75
203966544 | Mini/Multi Split | Allied | HRCU-A-CB | 4DHP1S09S-1P |  | Mini-Splits (Ducted) | DMD209S4-1P |  | 9000 | 20.5 |  | 13.5 | 11.5 |  | 10000 | 6800 | 68% | [8 empty] | Residential | 187.5 | No | 0.75
203966545 | Mini/Multi Split | Allied | HRCU-A-CB-O | 4DHP1S12S-1L |  | Mini-Splits (Non-Ducted) | DWM112S4-1L |  | 12000 | 22 |  | 13 | 10.2 |  | 12000 | 7600 | 63.33% | [8 empty] | Residential | 250 | No | 1
203966546 | Mini/Multi Split | Allied | HRCU-A-CB-O | 4DHP1S12S-1P |  | Mini-Splits (Non-Ducted) | DWM112S4-1P |  | 12000 | 22.7 |  | 13.7 | 11 |  | 12000 | 7700 | 64.17% | [8 empty] | Residential | 250 | No | 1
203966547 | Mini/Multi Split | Allied | HRCU-A-CB-O | 4DHP1S12S-1P |  | Mini-Splits (Non-Ducted) | D22C112S4-1P |  | 12000 | 21.5 |  | 14 | 10.5 |  | 12000 | 7500 | 62.5% | [8 empty] | Residential | 250 | No | 1
203966548 | Mini/Multi Split | Allied | HRCU-A-CB | 4DHP1S12S-1P |  | Mini-Splits (Ducted) | DMD212S4-1P |  | 12000 | 21.5 |  | 12.5 | 11.5 |  | 12000 | 7200 | 60% | [8 empty] | Residential | 250 | No | 1
203966549 | Mini/Multi Split | Allied | HRCU-A-CB-O | 4DHP1S18S-1P |  | Mini-Splits (Non-Ducted) | DWM118S4-1P |  | 18000 | 21 |  | 13 | 10.4 |  | 18000 | 11400 | 63.33% | [8 empty] | Residential | 375 | No | 1.5
203966550 | Mini/Multi Split | Allied | HRCU-A-CB-O | 4DHP1S18S-1P |  | Mini-Splits (Non-Ducted) | D22C118S4-1P |  | 18000 | 20 |  | 12.5 | 10.3 |  | 18000 | 12000 | 66.67% | 18000 | 20 | 12.5 | 9.1 | 18000 |  |  |  | Residential | 375 | No | 1.5 | No
203966551 | Mini/Multi Split | Allied | HRCU-A-CB | 4DHP1S18S-1P |  | Mini-Splits (Ducted) | DMD218S4-1P |  | 18000 | 19 |  | 12.5 | 10.5 |  | 18000 | 12000 | 66.67% | [8 empty] | Residential | 375 | No | 1.5
203966552 | Mini/Multi Split | Allied | HRCU-A-CB-O | 4DHP1S24S-1P |  | Mini-Splits (Non-Ducted) | DWM124S4-1P |  | 24000 | 20.7 |  | 13.7 | 11.5 |  | 25000 | 15300 | 61.2% | [8 empty] | Residential | 500 | No | 2
203966553 | Mini/Multi Split | Allied | HRCU-A-CB-O | 4DHP1S24S-1P |  | Mini-Splits (Non-Ducted) | D33C124S4-1P |  | 24000 | 20 |  | 12.5 | 10.5 |  | 24400 | 15800 | 64.75% | [8 empty] | Residential | 500 | No | 2
203966554 | Mini/Multi Split | Allied | HRCU-A-CB | 4DHP1S24S-1P |  | Mini-Splits (Ducted) | DMD224S4-1P |  | 24000 | 21.5 |  | 12.5 | 11 |  | 24400 | 16000 | 65.57% | [8 empty] | Residential | 500 | No | 2
203966560 | Mini/Multi Split | Allied | HMSV-A-CB | 4DHP1S18M-1P |  | Non-Ducted Indoor Units |  |  | 18000 | 22.5 |  | 12.5 | 10.3 |  | 19000 | 12000 | 63.16% | [8 empty] | Residential | 375 | No | 1.5
203966561 | Mini/Multi Split | Allied | HMSV-A-CB | 4DHP1S30M-1P |  | Non-Ducted Indoor Units |  |  | 28000 | 23 |  | 12.5 | 10.3 |  | 28000 | 17200 | 61.43% | [8 empty] | Residential | 582.5 | No | 2.33
203966562 | Mini/Multi Split | Allied | HMSV-A-CB | 4DHP1S36M-1P |  | Non-Ducted Indoor Units |  |  | 33000 | 23 |  | 12.5 | 10.2 |  | 36000 | 24600 | 68.33% | [8 empty] | Residential | 687.5 | No | 2.75
203966563 | Mini/Multi Split | Allied | HMSV-A-CB | 4DHP1S48M-1P |  | Non-Ducted Indoor Units |  |  | 48000 | 22.4 |  | 12.5 | 10.2 |  | 48000 | 29600 | 61.67% | [8 empty] | Residential | 1000 | No | 4
203966568 | Mini/Multi Split | AIRQUEST | HRCU-A-CB-O | DLCPRAH09AAK |  | Mini-Splits (Non-Ducted) | DLFPHAH09XAK |  | 9000 | 40 |  | 15 | 14.5 |  | 10000 | 7200 | 72% | [8 empty] | Residential | 187.5 | No | 0.75
203966569 | Mini/Multi Split | AIRQUEST | HRCU-A-CB-O | DLCPRAH12AAK |  | Mini-Splits (Non-Ducted) | DLFPHAH12XAK |  | 12000 | 30 |  | 13.5 | 13.6 |  | 12000 | 6800 | 56.67% | [8 empty] | Residential | 250 | No | 1
203966570 | Mini/Multi Split | AIRQUEST | HRCU-A-CB-O | DLCPRAH18AAK |  | Mini-Splits (Non-Ducted) | DLFPHAH18XAK |  | 18000 | 28.2 |  | 14.5 | 14 |  | 18000 | 12300 | 68.33% | [8 empty] | Residential | 375 | No | 1.5
203966571 | Mini/Multi Split | AIRQUEST | HRCU-A-CB-O | DLCPRAH24AAK |  | Mini-Splits (Non-Ducted) | DLFPHAH24XAK |  | 22000 | 23.5 |  | 13.65 | 12 |  | 24000 | 15400 | 64.17% | [8 empty] | Residential | 457.5 | No | 1.83
203966578 | Mini/Multi Split | AIRQUEST | HRCU-A-CB-O | DLCSRAH09AAK |  | Mini-Splits (Non-Ducted) | DLFSHAH09XAK |  | 9000 | 24.7 |  | 14 | 10.5 |  | 12000 | 7500 | 62.5% | [8 empty] | Residential | 187.5 | No | 0.75
203966579 | Mini/Multi Split | AIRQUEST | HRCU-A-CB-O | DLCSRAH12AAJ |  | Mini-Splits (Non-Ducted) | DLFSHAH12XAJ |  | 12000 | 20.4 |  | 12.5 | 11 |  | 11800 | 7100 | 60.17% | [8 empty] | Residential | 250 | No | 1
203966580 | Mini/Multi Split | AIRQUEST | HRCU-A-CB-O | DLCSRAH12AAK |  | Mini-Splits (Non-Ducted) | DLFSHAH12XAK |  | 12000 | 21.5 |  | 12.5 | 11 |  | 12000 | 7600 | 63.33% | [8 empty] | Residential | 250 | No | 1
203966581 | Mini/Multi Split | AIRQUEST | HRCU-A-CB-O | DLCSRAH18AAK |  | Mini-Splits (Non-Ducted) | DLFSHAH18XAK |  | 18000 | 22 |  | 12.5 | 10.5 |  | 18000 | 11900 | 66.11% | [8 empty] | Residential | 375 | No | 1.5
203966582 | Mini/Multi Split | AIRQUEST | HRCU-A-CB-O | DLCSRAH24AAK |  | Mini-Splits (Non-Ducted) | DLFSHAH24XAK |  | 23000 | 20 |  | 12.5 | 10 |  | 25000 | 15000 | 60% | [8 empty] | Residential | 480 | No | 1.92
203966585 | Mini/Multi Split | AIRQUEST | HRCU-A-CB-O | DLCSRAH09AAK |  | Mini-Splits (Non-Ducted) | DLFSCAH09XAK |  | 9000 | 20 |  | 13 | 10.2 |  | 10000 | 6700 | 67% | [8 empty] | Residential | 187.5 | No | 0.75
203966586 | Mini/Multi Split | AIRQUEST | HRCU-A-CB-O | DLCSRAH12AAK |  | Mini-Splits (Non-Ducted) | DLFSCAH12XAK |  | 12000 | 19.5 |  | 12.5 | 10.2 |  | 12000 | 8200 | 68.33% | [8 empty] | Residential | 250 | No | 1
203966587 | Mini/Multi Split | AIRQUEST | HRCU-A-CB-O | DLCSRAH18AAK |  | Mini-Splits (Non-Ducted) | DLFSCAH18XAK |  | 16000 | 20 |  | 12.5 | 10.5 |  | 18000 | 12000 | 66.67% | [8 empty] | Residential | 332.5 | No | 1.33
203966590 | Mini/Multi Split | AIRQUEST | HRCU-A-CB-O | DLCSRAH12AAK |  | Mini-Splits (Non-Ducted) | DLFSFAH12XAK |  | 12000 | 19.4 |  | 12.5 | 10.5 |  | 12000 | 9600 | 80% | [8 empty] | Residential | 250 | No | 1
203966591 | Mini/Multi Split | AIRQUEST | HRCU-A-CB-O | DLCSRAH18AAK |  | Mini-Splits (Non-Ducted) | DLFSFAH18XAK |  | 17000 | 19.9 |  | 12.5 | 10.2 |  | 18000 | 12900 | 71.67% | [8 empty] | Residential | 355 | No | 1.42
203966595 | Mini/Multi Split | AIRQUEST | HRCU-A-CB | DLCSRAH09AAK |  | Mini-Splits (Ducted) | DLFSDAH09XAK |  | 9000 | 22.5 |  | 14 | 11.5 |  | 10000 | 6800 | 68% | [8 empty] | Residential | 187.5 | No | 0.75
203966596 | Mini/Multi Split | AIRQUEST | HRCU-A-CB | DLCSRAH12AAK |  | Mini-Splits (Ducted) | DLFSDAH12XAK |  | 12000 | 20.5 |  | 12.5 | 11 |  | 12500 | 8100 | 64.8% | [8 empty] | Residential | 250 | No | 1
203966597 | Mini/Multi Split | AIRQUEST | HRCU-A-CB | DLCSRAH18AAK |  | Mini-Splits (Ducted) | DLFSDAH18XAK |  | 16500 | 20 |  | 12.5 | 10.8 |  | 19000 | 12400 | 65.26% | [8 empty] | Residential | 345 | No | 1.38
203966598 | Mini/Multi Split | AIRQUEST | HRCU-A-CB | DLCSRAH24AAK |  | Mini-Splits (Ducted) | DLFSDAH24XAK |  | 24000 | 21 |  | 12.5 | 12 |  | 24000 | 17400 | 72.5% | [8 empty] | Residential | 500 | No | 2
203978137 | Mini/Multi Split | HISENSE | HRCU-A-CB-O | AMW3-24U3SAA |  | Non-Ducted Indoor Units |  |  | 24000 | 22 |  | 12.5 | 11 |  | 24000 | 15000 | 62.5% | 24000 | 22 | 12.5 | 9.05 | 24000 | 24000 | 100% | 1.84 | Residential | 500 | Yes | 2 | Both
203978166 | Mini/Multi Split | HISENSE | HRCU-A-CB-O | AMW4-36U3STA |  | Non-Ducted Indoor Units |  |  | 32000 | 21 |  | 12.5 | 11 |  | 36000 | 22400 | 62.22% | 32000 | 21 | 12.5 | 9 | 36400 | 36000 | 98.9% | 1.84 | Residential | 667.5 | Yes | 2.67 | Both
203989085 | Mini/Multi Split | GREE | HMSV-A-CB-O | MULTIU18HP230V1DO |  | Non-Ducted Indoor Units |  |  | 18000 | 23 |  | 12.5 | 10.5 |  | 21000 | 17000 | 80.95% | 18000 | 20 | 12 | 10 | 21000 | 21800 | 103.8% | 1.81 | Residential | 375 | Yes | 1.5 | Yes
203989086 | Mini/Multi Split | GREE | HMSV-A-CB-O | MULTIU24HP230V1DO |  | Non-Ducted Indoor Units |  |  | 22000 | 23 |  | 12.5 | 10.5 |  | 26000 | 17900 | 68.85% | 22000 | 20 | 12 | 10 | 26000 | 30000 | 115.4% | 1.8 | Residential | 457.5 | Yes | 1.83 | Yes
203991090 | Mini/Multi Split | GOODMAN | HRCU-A-CB-O | MSH093E23MCAA |  | Mini-Splits (Non-Ducted) | MSH093E23AXAA |  | 9000 | 26.3 |  | 15.6 | 12.5 |  | 11500 | 7100 | 61.74% | [8 empty] | Residential | 187.5 | No | 0.75
203991091 | Mini/Multi Split | GOODMAN | HRCU-A-CB-O | MSH123E23MCAA |  | Mini-Splits (Non-Ducted) | MSH123E23AXAA |  | 12000 | 24.5 |  | 13.5 | 12.5 |  | 12000 | 7500 | 62.5% | [8 empty] | Residential | 250 | No | 1
203991092 | Mini/Multi Split | GOODMAN | HRCU-A-CB-O | MSH183E23MCAA |  | Mini-Splits (Non-Ducted) | MSH183E23AXAA |  | 17000 | 20.5 |  | 12.5 | 11 |  | 18000 | 10900 | 60.56% | [8 empty] | Residential | 355 | No | 1.42
203991093 | Mini/Multi Split | GOODMAN | HRCU-A-CB-O | MSH243E23MCAA |  | Mini-Splits (Non-Ducted) | MSH243E23AXAA |  | 24000 | 21 |  | 13 | 12 |  | 26000 | 19400 | 74.62% | [8 empty] | Residential | 500 | No | 2
203991102 | Mini/Multi Split | ACC | HRCU-A-CB-O | MSH093E23MCAA |  | Mini-Splits (Non-Ducted) | MSH093E23AXAA |  | 9000 | 25 |  | 14.5 | 11.2 |  | 10900 | 6900 | 63.3% | [8 empty] | Residential | 187.5 | No | 0.75
203991103 | Mini/Multi Split | ACC | HRCU-A-CB-O | MSH123E23MCAA |  | Mini-Splits (Non-Ducted) | MSH123E23AXAA |  | 12000 | 22.5 |  | 13 | 12 |  | 12000 | 7800 | 65% | [8 empty] | Residential | 250 | No | 1
203991104 | Mini/Multi Split | ACC | HRCU-A-CB-O | MSH183E23MCAA |  | Mini-Splits (Non-Ducted) | MSH183E23AXAA |  | 17000 | 20 |  | 12.5 | 10.3 |  | 18000 | 10800 | 60% | [8 empty] | Residential | 355 | No | 1.42
203991105 | Mini/Multi Split | ACC | HRCU-A-CB-O | MSH243E23MCAA |  | Mini-Splits (Non-Ducted) | MSH243E23AXAA |  | 24000 | 20.5 |  | 13 | 11.5 |  | 24000 | 15400 | 64.17% | [8 empty] | Residential | 500 | No | 2
203991147 | Mini/Multi Split | BOSCH | HRCU-A-CB-O | BMS500-AAS012-0CSXRB |  | Mini-Splits (Non-Ducted) | BMS500-AAS012-0AHWXB |  | 12000 | 22 |  | 13 | 10.2 |  | 12000 | 7600 | 63.33% | [8 empty] | Residential | 250 | No | 1
203991148 | Mini/Multi Split | BOSCH | HRCU-A-CB-O | BMS500-AAS009-1CSXRA |  | Mini-Splits (Non-Ducted) | BMS500-AAU009-1AHWXB |  | 9000 | 23.5 |  | 14.9 | 10.8 |  | 9800 | 5800 | 59.18% | [8 empty] | Residential | 187.5 | No | 0.75
203991149 | Mini/Multi Split | BOSCH | HRCU-A-CB-O | BMS500-AAS012-1CSXRA |  | Mini-Splits (Non-Ducted) | BMS500-AAU012-1AHWXB |  | 12000 | 22.7 |  | 13.7 | 11 |  | 12000 | 7700 | 64.17% | [8 empty] | Residential | 250 | No | 1
203991150 | Mini/Multi Split | BOSCH | HRCU-A-CB-O | BMS500-AAS018-1CSXRA |  | Mini-Splits (Non-Ducted) | BMS500-AAU018-1AHWXB |  | 18000 | 21 |  | 13 | 10.4 |  | 18000 | 11400 | 63.33% | [8 empty] | Residential | 375 | No | 1.5
203991151 | Mini/Multi Split | BOSCH | HRCU-A-CB-O | BMS500-AAS024-1CSXRA |  | Mini-Splits (Non-Ducted) | BMS500-AAU024-1AHWXB |  | 24000 | 20.7 |  | 13.7 | 11.5 |  | 25000 | 15300 | 61.2% | [8 empty] | Residential | 500 | No | 2
203991152 | Mini/Multi Split | BOSCH | HRCU-A-CB-O | BMS500-AAS009-1CSXHB |  | Mini-Splits (Non-Ducted) | BMS500-AAU009-1AHWXB |  | 9000 | 25 |  | 14.5 | 11.2 |  | 10900 | 6900 | 63.3% | [8 empty] | Residential | 187.5 | No | 0.75
203991153 | Mini/Multi Split | BOSCH | HRCU-A-CB-O | BMS500-AAS012-1CSXHB |  | Mini-Splits (Non-Ducted) | BMS500-AAU012-1AHWXB |  | 12000 | 22.5 |  | 13 | 12 |  | 12000 | 7800 | 65% | [8 empty] | Residential | 250 | No | 1
203991154 | Mini/Multi Split | BOSCH | HRCU-A-CB-O | BMS500-AAS018-1CSXHB |  | Mini-Splits (Non-Ducted) | BMS500-AAU018-1AHWXB |  | 17000 | 20 |  | 12.5 | 10.3 |  | 18000 | 10800 | 60% | [8 empty] | Residential | 355 | No | 1.42
203991155 | Mini/Multi Split | BOSCH | HRCU-A-CB-O | BMS500-AAS024-1CSXHB |  | Mini-Splits (Non-Ducted) | BMS500-AAU024-1AHWXB |  | 24000 | 20.5 |  | 13 | 11.5 |  | 24000 | 15400 | 64.17% | [8 empty] | Residential | 500 | No | 2
203991159 | Mini/Multi Split | BOSCH | HRCU-A-CB | BMS500-AAS009-1CSXRA |  | Mini-Splits (Ducted) | BMS500-AAU009-1AHDXB |  | 9000 | 20.5 |  | 13.5 | 11.5 |  | 10000 | 6800 | 68% | [8 empty] | Residential | 187.5 | No | 0.75
203991160 | Mini/Multi Split | BOSCH | HRCU-A-CB | BMS500-AAS012-1CSXRA |  | Mini-Splits (Ducted) | BMS500-AAU012-1AHDXB |  | 12000 | 21.5 |  | 12.5 | 11.5 |  | 12000 | 7200 | 60% | [8 empty] | Residential | 250 | No | 1
203991161 | Mini/Multi Split | BOSCH | HRCU-A-CB | BMS500-AAS018-1CSXRA |  | Mini-Splits (Ducted) | BMS500-AAU018-1AHDXB |  | 18000 | 19 |  | 12.5 | 10.5 |  | 18000 | 12000 | 66.67% | [8 empty] | Residential | 375 | No | 1.5
203991162 | Mini/Multi Split | BOSCH | HRCU-A-CB | BMS500-AAS024-1CSXRA |  | Mini-Splits (Ducted) | BMS500-AAU024-1AHDXB |  | 24000 | 21.5 |  | 12.5 | 11 |  | 24400 | 16000 | 65.57% | [8 empty] | Residential | 500 | No | 2
203991166 | Mini/Multi Split | BOSCH | HRCU-A-CB-O | BMS500-AAS009-1CSXRA |  | Mini-Splits (Non-Ducted) | BMS500-AAU009-1AHCXB |  | 9000 | 20 |  | 13 | 10.5 |  | 10000 | 5800 | 58% | [8 empty] | Residential | 187.5 | No | 0.75
203991167 | Mini/Multi Split | BOSCH | HRCU-A-CB-O | BMS500-AAS012-1CSXRA |  | Mini-Splits (Non-Ducted) | BMS500-AAU012-1AHCXB |  | 12000 | 21.5 |  | 14 | 10.5 |  | 12000 | 7500 | 62.5% | [8 empty] | Residential | 250 | No | 1
203991168 | Mini/Multi Split | BOSCH | HRCU-A-CB-O | BMS500-AAS018-1CSXRA |  | Mini-Splits (Non-Ducted) | BMS500-AAU018-1AHCXB |  | 18000 | 20 |  | 12.5 | 10.3 |  | 18000 | 12000 | 66.67% | 18000 | 20 | 12.5 | 9.1 | 18000 |  |  |  | Residential | 375 | No | 1.5 | No
203991169 | Mini/Multi Split | BOSCH | HRCU-A-CB-O | BMS500-AAS024-1CSXRA |  | Mini-Splits (Non-Ducted) | BMS500-AAU024-1AHCXB |  | 24000 | 20 |  | 12.5 | 10.5 |  | 24400 | 15800 | 64.75% | [8 empty] | Residential | 500 | No | 2
203991172 | Mini/Multi Split | BOSCH | HMSV-A-CB | BMS500-AAM018-1CSXRA |  | Non-Ducted Indoor Units |  |  | 18000 | 22.5 |  | 12.5 | 10.3 |  | 19000 | 12000 | 63.16% | [8 empty] | Residential | 375 | No | 1.5
203991174 | Mini/Multi Split | BOSCH | HMSV-A-CB | BMS500-AAM027-1CSXRA |  | Non-Ducted Indoor Units |  |  | 28000 | 23 |  | 12.5 | 10.3 |  | 28000 | 17200 | 61.43% | [8 empty] | Residential | 582.5 | No | 2.33
203991176 | Mini/Multi Split | BOSCH | HMSV-A-CB | BMS500-AAM036-1CSXRA |  | Non-Ducted Indoor Units |  |  | 33000 | 23 |  | 12.5 | 10.2 |  | 36000 | 24600 | 68.33% | [8 empty] | Residential | 687.5 | No | 2.75
203991178 | Mini/Multi Split | BOSCH | HMSV-A-CB | BMS500-AAM048-1CSXRA |  | Non-Ducted Indoor Units |  |  | 48000 | 22.4 |  | 12.5 | 10.2 |  | 48000 | 29600 | 61.67% | [8 empty] | Residential | 1000 | No | 4
203991183 | Mini/Multi Split | BOSCH | HMSV-A-CB | BMS500-AAM027-1CSXHB |  | Non-Ducted Indoor Units |  |  | 28000 | 22 |  | 13 | 10.4 |  | 28000 | 18000 | 64.29% | [8 empty] | Residential | 582.5 | No | 2.33
203991186 | Mini/Multi Split | BOSCH | HMSV-A-CB | BMS500-AAM036-1CSXHB |  | Non-Ducted Indoor Units |  |  | 36000 | 21.5 |  | 13.5 | 10.5 |  | 36000 | 23200 | 64.44% | [8 empty] | Residential | 750 | No | 3
203994967 | Mini/Multi Split | YORK | HMSV-A-CB | YVAHP036B21S* |  | Non-Ducted Indoor Units |  |  | 36000 | 23.5 |  | 16.7 | 12.8 |  | 40000 | 23800 | 59.5% | 36000 | 22.2 | 16.7 | 10.8 | 40000 |  |  |  | Residential | 750 | No | 3 | No
203994968 | Mini/Multi Split | YORK | HMSV-A-CB | YVAHP048B21S* |  | Non-Ducted Indoor Units |  |  | 48000 | 24.1 |  | 16.7 | 11.7 |  | 54000 | 32000 | 59.26% | 48000 | 23.1 | 16.7 | 9.8 | 54000 |  |  |  | Residential | 1000 | No | 4 | No
203994969 | Mini/Multi Split | HITACHI | HMSV-A-CB | HVAHP036B21S* |  | Non-Ducted Indoor Units |  |  | 36000 | 23.5 |  | 16.7 | 12.8 |  | 40000 | 23800 | 59.5% | 36000 | 22.2 | 16.7 | 10.8 | 40000 |  |  |  | Residential | 750 | No | 3 | No
203994970 | Mini/Multi Split | HITACHI | HMSV-A-CB | HVAHP048B21S* |  | Non-Ducted Indoor Units |  |  | 48000 | 24.1 |  | 16.7 | 11.7 |  | 54000 | 32000 | 59.26% | 48000 | 23.1 | 16.7 | 9.8 | 54000 |  |  |  | Residential | 1000 | No | 4 | No
203994971 | Mini/Multi Split | Coleman | HMSV-A-CB | CVAHP036B21S* |  | Non-Ducted Indoor Units |  |  | 36000 | 23.5 |  | 16.7 | 12.8 |  | 40000 | 23800 | 59.5% | 36000 | 22.2 | 16.7 | 10.8 | 40000 |  |  |  | Residential | 750 | No | 3 | No
203994972 | Mini/Multi Split | Coleman | HMSV-A-CB | CVAHP048B21S* |  | Non-Ducted Indoor Units |  |  | 48000 | 24.1 |  | 16.7 | 11.7 |  | 54000 | 32000 | 59.26% | 48000 | 23.1 | 16.7 | 9.8 | 54000 |  |  |  | Residential | 1000 | No | 4 | No
203994973 | Mini/Multi Split | YORK | HMSV-A-CB | YVAHP036B21S* |  | Ducted Indoor Units |  |  | 36000 | 18.7 |  | 13.8 | 11 |  | 40000 | 23800 | 59.5% | 36000 | 16.9 | 13.2 | 9.5 | 40000 |  |  |  | Residential | 750 | No | 3 | No
203994974 | Mini/Multi Split | YORK | HMSV-A-CB | YVAHP048B21S* |  | Ducted Indoor Units |  |  | 48000 | 18.4 |  | 13.1 | 11.8 |  | 54000 | 32000 | 59.26% | 48000 | 18.1 | 12.5 | 9.7 | 54000 |  |  |  | Residential | 1000 | No | 4 | No
203994975 | Mini/Multi Split | HITACHI | HMSV-A-CB | HVAHP036B21S* |  | Ducted Indoor Units |  |  | 36000 | 18.7 |  | 13.8 | 11 |  | 40000 | 23800 | 59.5% | 36000 | 16.9 | 13.2 | 9.5 | 40000 |  |  |  | Residential | 750 | No | 3 | No
203994976 | Mini/Multi Split | HITACHI | HMSV-A-CB | HVAHP048B21S* |  | Ducted Indoor Units |  |  | 48000 | 18.4 |  | 13.1 | 11.8 |  | 54000 | 32000 | 59.26% | 48000 | 18.1 | 12.5 | 9.7 | 54000 |  |  |  | Residential | 1000 | No | 4 | No
203994979 | Mini/Multi Split | Coleman | HMSV-A-CB | CVAHP036B21S* |  | Ducted Indoor Units |  |  | 36000 | 18.7 |  | 13.8 | 11 |  | 40000 | 23800 | 59.5% | 36000 | 16.9 | 13.2 | 9.5 | 40000 |  |  |  | Residential | 750 | No | 3 | No
203994980 | Mini/Multi Split | Coleman | HMSV-A-CB | CVAHP048B21S* |  | Ducted Indoor Units |  |  | 48000 | 18.4 |  | 13.1 | 11.8 |  | 54000 | 32000 | 59.26% | 48000 | 18.1 | 12.5 | 9.7 | 54000 |  |  |  | Residential | 1000 | No | 4 | No
203995167 | Mini/Multi Split | YORK | HMSV-A-CB | YVAHP036B21S* |  | Mixed Ducted and Non-Ducted Indoor Units |  |  | 36000 | 21.1 |  | 15.25 | 11.9 |  | 40000 | 23800 | 59.5% | 36000 | 19.55 | 14.95 | 10.15 | 40000 |  |  |  | Residential | 750 | No | 3 | No
203995168 | Mini/Multi Split | YORK | HMSV-A-CB | YVAHP048B21S* |  | Mixed Ducted and Non-Ducted Indoor Units |  |  | 48000 | 21.25 |  | 14.9 | 11.75 |  | 54000 | 32000 | 59.26% | 48000 | 20.6 | 14.6 | 9.75 | 54000 |  |  |  | Residential | 1000 | No | 4 | No
203995169 | Mini/Multi Split | HITACHI | HMSV-A-CB | HVAHP036B21S* |  | Mixed Ducted and Non-Ducted Indoor Units |  |  | 36000 | 21.1 |  | 15.25 | 11.9 |  | 40000 | 23800 | 59.5% | 36000 | 19.55 | 14.95 | 10.15 | 40000 |  |  |  | Residential | 750 | No | 3 | No
203995170 | Mini/Multi Split | HITACHI | HMSV-A-CB | HVAHP048B21S* |  | Mixed Ducted and Non-Ducted Indoor Units |  |  | 48000 | 21.25 |  | 14.9 | 11.75 |  | 54000 | 32000 | 59.26% | 48000 | 20.6 | 14.6 | 9.75 | 54000 |  |  |  | Residential | 1000 | No | 4 | No
203995173 | Mini/Multi Split | Coleman | HMSV-A-CB | CVAHP036B21S* |  | Mixed Ducted and Non-Ducted Indoor Units |  |  | 36000 | 21.1 |  | 15.25 | 11.9 |  | 40000 | 23800 | 59.5% | 36000 | 19.55 | 14.95 | 10.15 | 40000 |  |  |  | Residential | 750 | No | 3 | No
203995174 | Mini/Multi Split | Coleman | HMSV-A-CB | CVAHP048B21S* |  | Mixed Ducted and Non-Ducted Indoor Units |  |  | 48000 | 21.25 |  | 14.9 | 11.75 |  | 54000 | 32000 | 59.26% | 48000 | 20.6 | 14.6 | 9.75 | 54000 |  |  |  | Residential | 1000 | No | 4 | No
203999082 | Mini/Multi Split | HAXXAIR | HRCU-A-CB-O | HAH-24T2D |  | Mini-Splits (Non-Ducted) | HVH-24T2D |  | 23400 | 21 |  | 12.5 | 10.5 |  | 26000 | 14500 | 55.77% | 23000 | 20.5 | 12.2 | 8.6 | 23000 | 16100 | 70% | 1.75 | Residential | 480 | No | 1.92 | Yes
203999083 | Mini/Multi Split | HAXXAIR | HRCU-A-CB-O | HAH-09T2D |  | Mini-Splits (Non-Ducted) | HVH-09T2D |  | 9000 | 22.5 |  | 13.7 | 10.7 |  | 9500 | 5000 | 52.63% | 9000 | 22 | 13.7 | 8.5 | 9000 | 6300 | 70% | 2.05 | Residential | 187.5 | Yes | 0.75 | Yes
204005732 | Mini/Multi Split | MOOVAIR | HRCU-A-CB-O | DM09HOS25230E3 |  | Mini-Splits (Non-Ducted) | DM09HIW23230E3 |  | 9000 | 25 |  | 14.5 | 11.2 |  | 10900 | 6900 | 63.3% | [8 empty] | Residential | 187.5 | No | 0.75
204005733 | Mini/Multi Split | MOOVAIR | HRCU-A-CB-O | DM12HOS25230E3 |  | Mini-Splits (Non-Ducted) | DM12HIW23230E3 |  | 12000 | 22.5 |  | 13 | 12 |  | 12000 | 7800 | 65% | [8 empty] | Residential | 250 | No | 1
204005734 | Mini/Multi Split | MOOVAIR | HRCU-A-CB-O | DM18HOS25230E3 |  | Mini-Splits (Non-Ducted) | DM18HIW23230E3 |  | 17000 | 20 |  | 12.5 | 10.3 |  | 18000 | 10800 | 60% | [8 empty] | Residential | 355 | No | 1.42
204005735 | Mini/Multi Split | MOOVAIR | HRCU-A-CB-O | DM24HOS25230E3 |  | Mini-Splits (Non-Ducted) | DM24HIW23230E3 |  | 24000 | 20.5 |  | 13 | 11.5 |  | 24000 | 15400 | 64.17% | [8 empty] | Residential | 500 | No | 2
204005736 | Mini/Multi Split | MOOVAIR | HRCU-A-CB | DM09HOS23230E2 |  | Mini-Splits (Ducted) | DM09HIDU230X5 |  | 9000 | 20.5 |  | 13.5 | 11.5 |  | 10000 | 6800 | 68% | [8 empty] | Residential | 187.5 | No | 0.75
204005737 | Mini/Multi Split | MOOVAIR | HRCU-A-CB | DM12HOS23230E2 |  | Mini-Splits (Ducted) | DM12HIDU230X5 |  | 12000 | 21.5 |  | 12.5 | 11.5 |  | 12000 | 7200 | 60% | [8 empty] | Residential | 250 | No | 1
204005738 | Mini/Multi Split | MOOVAIR | HRCU-A-CB | DM18HOS23230E2 |  | Mini-Splits (Ducted) | DM18HIDU230X5 |  | 18000 | 19 |  | 12.5 | 10.5 |  | 18000 | 12000 | 66.67% | [8 empty] | Residential | 375 | No | 1.5
204005739 | Mini/Multi Split | MOOVAIR | HRCU-A-CB | DM24HOS23230E2 |  | Mini-Splits (Ducted) | DM24HIDU230X5 |  | 24000 | 21.5 |  | 12.5 | 11 |  | 24400 | 16000 | 65.57% | [8 empty] | Residential | 500 | No | 2
204005740 | Mini/Multi Split | MOOVAIR | HRCU-A-CB | DM09HOS25230E3 |  | Mini-Splits (Ducted) | DM09HIDU230X5 |  | 9000 | 23 |  | 13.5 | 12 |  | 10000 | 7200 | 72% | [8 empty] | Residential | 187.5 | No | 0.75
204005741 | Mini/Multi Split | MOOVAIR | HRCU-A-CB | DM12HOS25230E3 |  | Mini-Splits (Ducted) | DM12HIDU230X5 |  | 12000 | 20.5 |  | 12.5 | 11 |  | 12000 | 8500 | 70.83% | [8 empty] | Residential | 250 | No | 1
204005743 | Mini/Multi Split | MOOVAIR | HRCU-A-CB | DM24HOS25230E3 |  | Mini-Splits (Ducted) | DM24HIDU230X5 |  | 24000 | 20.5 |  | 12.5 | 12.5 |  | 24000 | 17200 | 71.67% | [8 empty] | Residential | 500 | No | 2
204005744 | Mini/Multi Split | MOOVAIR | HRCU-A-CB-O | DM09HOS23230E2 |  | Mini-Splits (Non-Ducted) | DM09HICU230X5 |  | 9000 | 20 |  | 13 | 10.5 |  | 10000 | 5800 | 58% | [8 empty] | Residential | 187.5 | No | 0.75
204005745 | Mini/Multi Split | MOOVAIR | HRCU-A-CB-O | DM12HOS23230E2 |  | Mini-Splits (Non-Ducted) | DM12HICU230X5 |  | 12000 | 21.5 |  | 14 | 10.5 |  | 12000 | 7500 | 62.5% | [8 empty] | Residential | 250 | No | 1
204005746 | Mini/Multi Split | MOOVAIR | HRCU-A-CB-O | DM18HOS23230E2 |  | Mini-Splits (Non-Ducted) | DM18HICU230X5 |  | 18000 | 20 |  | 12.5 | 10.3 |  | 18000 | 12000 | 66.67% | 18000 | 20 | 12.5 | 9.1 | 18000 |  |  |  | Residential | 375 | No | 1.5 | No
204005747 | Mini/Multi Split | MOOVAIR | HRCU-A-CB-O | DM24HOS23230E2 |  | Mini-Splits (Non-Ducted) | DM24HICU230X5 |  | 24000 | 20 |  | 12.5 | 10.5 |  | 24400 | 15800 | 64.75% | [8 empty] | Residential | 500 | No | 2
204005748 | Mini/Multi Split | MOOVAIR | HRCU-A-CB-O | DM09HOS25230E3 |  | Mini-Splits (Non-Ducted) | DM09HICU230X5 |  | 9000 | 20 |  | 13 | 10.8 |  | 10000 | 6700 | 67% | 9000 | 20 | 13 | 9.4 | 10000 |  |  |  | Residential | 187.5 | No | 0.75 | No
204005749 | Mini/Multi Split | MOOVAIR | HRCU-A-CB-O | DM12HOS25230E3 |  | Mini-Splits (Non-Ducted) | DM12HICU230X5 |  | 12000 | 19.5 |  | 12.5 | 10.6 |  | 12000 | 8700 | 72.5% | 12000 | 19.5 | 12.5 | 9.3 | 12000 |  |  |  | Residential | 250 | No | 1 | No
204005750 | Mini/Multi Split | MOOVAIR | HRCU-A-CB-O | DM18HOS25230E3 |  | Mini-Splits (Non-Ducted) | DM18HICU230X5 |  | 16000 | 20 |  | 12.5 | 10.5 |  | 18000 | 12000 | 66.67% | 16000 | 20 | 12.5 | 9.8 | 12000 |  |  |  | Residential | 332.5 | No | 1.33 | No
204005752 | Mini/Multi Split | MOOVAIR | HMSV-A-CB | DM36HOM25230X3 |  | Non-Ducted Indoor Units |  |  | 36000 | 21.5 |  | 13.5 | 10.5 |  | 36000 | 23200 | 64.44% | [8 empty] | Residential | 750 | No | 3
204005772 | Mini/Multi Split | MOOVAIR | HMSV-A-CB | DM27HOM25230X3 |  | Non-Ducted Indoor Units |  |  | 28000 | 22 |  | 13 | 10.4 |  | 28000 | 18000 | 64.29% | [8 empty] | Residential | 582.5 | No | 2.33
204005774 | Mini/Multi Split | ELIOS | HRCU-A-CB-O | DE09HOS25230E3 |  | Mini-Splits (Non-Ducted) | DE09HIW23230E3 |  | 9000 | 25 |  | 14.5 | 11.2 |  | 10900 | 6900 | 63.3% | [8 empty] | Residential | 187.5 | No | 0.75
204005775 | Mini/Multi Split | ELIOS | HRCU-A-CB-O | DE12HOS25230E3 |  | Mini-Splits (Non-Ducted) | DE12HIW23230E3 |  | 12000 | 22.5 |  | 13 | 12 |  | 12000 | 7800 | 65% | [8 empty] | Residential | 250 | No | 1
204005776 | Mini/Multi Split | ELIOS | HRCU-A-CB-O | DE18HOS25230E3 |  | Mini-Splits (Non-Ducted) | DE18HIW23230E3 |  | 17000 | 20 |  | 12.5 | 10.3 |  | 18000 | 10800 | 60% | [8 empty] | Residential | 355 | No | 1.42
204005777 | Mini/Multi Split | ELIOS | HRCU-A-CB-O | DE24HOS25230E3 |  | Mini-Splits (Non-Ducted) | DE24HIW23230E3 |  | 24000 | 20.5 |  | 13 | 11.5 |  | 24000 | 15400 | 64.17% | [8 empty] | Residential | 500 | No | 2
204005778 | Mini/Multi Split | ELIOS | HRCU-A-CB | DE09HOS25230E3 |  | Mini-Splits (Ducted) | DE09HIDU230X5 |  | 9000 | 23 |  | 13.5 | 12 |  | 10000 | 7200 | 72% | [8 empty] | Residential | 187.5 | No | 0.75
204005779 | Mini/Multi Split | ELIOS | HRCU-A-CB | DE12HOS25230E3 |  | Mini-Splits (Ducted) | DE12HIDU230X5 |  | 12000 | 20.5 |  | 12.5 | 11 |  | 12000 | 8500 | 70.83% | [8 empty] | Residential | 250 | No | 1
204005781 | Mini/Multi Split | ELIOS | HRCU-A-CB | DE24HOS25230E3 |  | Mini-Splits (Ducted) | DE24HIDU230X5 |  | 24000 | 20.5 |  | 12.5 | 12.5 |  | 24000 | 17200 | 71.67% | [8 empty] | Residential | 500 | No | 2
204005782 | Mini/Multi Split | ELIOS | HRCU-A-CB-O | DE09HOS25230E3 |  | Mini-Splits (Non-Ducted) | DE09HICU230X5 |  | 9000 | 20 |  | 13 | 10.8 |  | 10000 | 6700 | 67% | 9000 | 20 | 13 | 9.4 | 10000 |  |  |  | Residential | 187.5 | No | 0.75 | No
204005783 | Mini/Multi Split | ELIOS | HRCU-A-CB-O | DE12HOS25230E3 |  | Mini-Splits (Non-Ducted) | DE12HICU230X5 |  | 12000 | 19.5 |  | 12.5 | 10.6 |  | 12000 | 8700 | 72.5% | 12000 | 19.5 | 12.5 | 9.3 | 12000 |  |  |  | Residential | 250 | No | 1 | No
204005784 | Mini/Multi Split | ELIOS | HRCU-A-CB-O | DE18HOS25230E3 |  | Mini-Splits (Non-Ducted) | DE18HICU230X5 |  | 16000 | 20 |  | 12.5 | 10.5 |  | 18000 | 12000 | 66.67% | 16000 | 20 | 12.5 | 9.8 | 12000 |  |  |  | Residential | 332.5 | No | 1.33 | No
204005786 | Mini/Multi Split | ELIOS | HMSV-A-CB | DE36HOM25230X3 |  | Non-Ducted Indoor Units |  |  | 36000 | 21.5 |  | 13.5 | 10.5 |  | 36000 | 23200 | 64.44% | [8 empty] | Residential | 750 | No | 3
204005788 | Mini/Multi Split | ELIOS | HMSV-A-CB | DE27HOM25230X3 |  | Non-Ducted Indoor Units |  |  | 28000 | 22 |  | 13 | 10.4 |  | 28000 | 18000 | 64.29% | [8 empty] | Residential | 582.5 | No | 2.33
204007909 | Mini/Multi Split | Clearity | HRCU-A-CB-O | MOB30-12HFN1-MV0W |  | Mini-Splits (Non-Ducted) | CS11M-12HRFN1-MU5W |  | 12000 | 22.5 |  | 13 | 12 |  | 12000 | 7800 | 65% | [8 empty] | Residential | 250 | No | 1
204007910 | Mini/Multi Split | Clearity | HRCU-A-CB-O | MOCA30-18HFN1-MT0W |  | Mini-Splits (Non-Ducted) | CS11M-18HRFN1-MT0W |  | 17000 | 20 |  | 12.5 | 10.3 |  | 18000 | 10800 | 60% | [8 empty] | Residential | 355 | No | 1.42
204012239 | Mini/Multi Split | KLIMAIRE | HRCU-A-CB-O | KSIE018-H220-O |  | Mini-Splits (Non-Ducted) | KUIR18-H2 |  | 18000 | 20 |  | 12.5 | 10.5 |  | 18000 | 12000 | 66.67% | 18000 | 20 | 12.5 | 8.9 | 18000 |  |  |  | Residential | 375 | No | 1.5 | No
204012240 | Mini/Multi Split | KLIMAIRE | HRCU-A-CB-O | KSIE024-H220-O |  | Mini-Splits (Non-Ducted) | KUIR24-H2 |  | 24000 | 20 |  | 12.5 | 11 |  | 24000 | 15000 | 62.5% | 24000 | 20 | 12.5 | 9.4 | 24000 |  |  |  | Residential | 500 | No | 2 | No
204014464 | Mini/Multi Split | BOSCH | HRCU-A-CB-O | BMS500-AAS009-1CSXHB |  | Mini-Splits (Non-Ducted) | BMS500-AAU009-1AHCXB |  | 9000 | 20 |  | 13 | 10.8 |  | 10000 | 6700 | 67% | 9000 | 20 | 13 | 9.4 | 10000 |  |  |  | Residential | 187.5 | No | 0.75 | No
204014465 | Mini/Multi Split | BOSCH | HRCU-A-CB-O | BMS500-AAS012-1CSXHB |  | Mini-Splits (Non-Ducted) | BMS500-AAU012-1AHCXB |  | 12000 | 19.5 |  | 12.5 | 10.6 |  | 12000 | 8700 | 72.5% | 12000 | 19.5 | 12.5 | 9.3 | 12000 |  |  |  | Residential | 250 | No | 1 | No
204014466 | Mini/Multi Split | BOSCH | HRCU-A-CB-O | BMS500-AAS018-1CSXHB |  | Mini-Splits (Non-Ducted) | BMS500-AAU018-1AHCXB |  | 16000 | 20 |  | 12.5 | 10.5 |  | 18000 | 12000 | 66.67% | 16000 | 20 | 12.5 | 9.8 | 12000 |  |  |  | Residential | 332.5 | No | 1.33 | No
204014467 | Mini/Multi Split | BOSCH | HRCU-A-CB | BMS500-AAS009-1CSXHB |  | Mini-Splits (Ducted) | BMS500-AAU009-1AHDXB |  | 9000 | 23 |  | 13.5 | 12 |  | 10000 | 7200 | 72% | [8 empty] | Residential | 187.5 | No | 0.75
204014468 | Mini/Multi Split | BOSCH | HRCU-A-CB | BMS500-AAS012-1CSXHB |  | Mini-Splits (Ducted) | BMS500-AAU012-1AHDXB |  | 12000 | 20.5 |  | 12.5 | 11 |  | 12000 | 8500 | 70.83% | [8 empty] | Residential | 250 | No | 1
204014470 | Mini/Multi Split | BOSCH | HRCU-A-CB | BMS500-AAS024-1CSXHB |  | Mini-Splits (Ducted) | BMS500-AAU024-1AHDXB |  | 24000 | 20.5 |  | 12.5 | 12.5 |  | 24000 | 17200 | 71.67% | [8 empty] | Residential | 500 | No | 2
204014471 | Mini/Multi Split | BOSCH | HRCU-A-CB-O | BMS500-AAS018-1CSXXA |  | Mini-Splits (Non-Ducted) | BMS500-AAU018-1AHWXB |  | 18000 | 21 |  | 13 | 10.4 |  | 18000 | 11400 | 63.33% | [8 empty] | Residential | 375 | No | 1.5
204014472 | Mini/Multi Split | BOSCH | HRCU-A-CB-O | BMS500-AAS018-1CSXXA |  | Mini-Splits (Non-Ducted) | BMS500-AAU018-1AHCXB |  | 18000 | 20 |  | 12.5 | 10.3 |  | 18000 | 12000 | 66.67% | 18000 | 20 | 12.5 | 9.1 | 18000 |  |  |  | Residential | 375 | No | 1.5 | No
204014473 | Mini/Multi Split | BOSCH | HRCU-A-CB | BMS500-AAS018-1CSXXA |  | Mini-Splits (Ducted) | BMS500-AAU018-1AHDXB |  | 18000 | 19 |  | 12.5 | 10.5 |  | 18000 | 12000 | 66.67% | [8 empty] | Residential | 375 | No | 1.5
204014474 | Mini/Multi Split | BOSCH | HRCU-A-CB-O | BMS500-AAS024-1CSXXA |  | Mini-Splits (Non-Ducted) | BMS500-AAU024-1AHWXB |  | 24000 | 20.7 |  | 13.7 | 11.5 |  | 25000 | 15300 | 61.2% | [8 empty] | Residential | 500 | No | 2
204014475 | Mini/Multi Split | BOSCH | HRCU-A-CB-O | BMS500-AAS024-1CSXXA |  | Mini-Splits (Non-Ducted) | BMS500-AAU024-1AHCXB |  | 24000 | 20 |  | 12.5 | 10.5 |  | 24400 | 15800 | 64.75% | [8 empty] | Residential | 500 | No | 2
204014476 | Mini/Multi Split | BOSCH | HRCU-A-CB | BMS500-AAS024-1CSXXA |  | Mini-Splits (Ducted) | BMS500-AAU024-1AHDXB |  | 24000 | 21.5 |  | 12.5 | 11 |  | 24400 | 16000 | 65.57% | [8 empty] | Residential | 500 | No | 2
204030296 | Mini/Multi Split | Breeze33 | HRCU-A-CB-O | BZ33-HYP09HPOUT2 |  | Mini-Splits (Non-Ducted) | BZ33-HYP09WALL2 |  | 9000 | 25 |  | 14.5 | 11.2 |  | 10900 | 6900 | 63.3% | [8 empty] | Residential | 187.5 | No | 0.75
204030297 | Mini/Multi Split | Breeze33 | HRCU-A-CB-O | BZ33-HYP12HPOUT2 |  | Mini-Splits (Non-Ducted) | BZ33-HYP12WALL2 |  | 12000 | 22.5 |  | 13 | 12 |  | 12000 | 7800 | 65% | [8 empty] | Residential | 250 | No | 1
204030298 | Mini/Multi Split | Breeze33 | HRCU-A-CB-O | BZ33-HYP18HPOUT2 |  | Mini-Splits (Non-Ducted) | BZ33-HYP18WALL2 |  | 17000 | 20 |  | 12.5 | 10.3 |  | 18000 | 10800 | 60% | [8 empty] | Residential | 355 | No | 1.42
204030299 | Mini/Multi Split | Breeze33 | HRCU-A-CB-O | BZ33-HYP24HPOUT2 |  | Mini-Splits (Non-Ducted) | BZ33-HYP24WALL2 |  | 24000 | 20.5 |  | 13 | 11.5 |  | 24000 | 15400 | 64.17% | [8 empty] | Residential | 500 | No | 2
204030300 | Mini/Multi Split | Breeze33 | HRCU-A-CB-O | BZ33-HYP09HPOUT2 |  | Mini-Splits (Non-Ducted) | BZ33-CASS09 |  | 9000 | 20 |  | 13 | 10.8 |  | 10000 | 6700 | 67% | 9000 | 20 | 13 | 9.4 | 10000 |  |  |  | Residential | 187.5 | No | 0.75 | No
204030301 | Mini/Multi Split | Breeze33 | HRCU-A-CB-O | BZ33-HYP12HPOUT2 |  | Mini-Splits (Non-Ducted) | BZ33-CASS12 |  | 12000 | 19.5 |  | 12.5 | 10.6 |  | 12000 | 8700 | 72.5% | 12000 | 19.5 | 12.5 | 9.3 | 12000 |  |  |  | Residential | 250 | No | 1 | No
204030302 | Mini/Multi Split | Breeze33 | HRCU-A-CB-O | BZ33-HYP18HPOUT2 |  | Mini-Splits (Non-Ducted) | BZ33-CASS18 |  | 16000 | 20 |  | 12.5 | 10.5 |  | 18000 | 12000 | 66.67% | 16000 | 20 | 12.5 | 9.8 | 12000 |  |  |  | Residential | 332.5 | No | 1.33 | No
204030303 | Mini/Multi Split | Breeze33 | HRCU-A-CB | BZ33-HYP09HPOUT2 |  | Mini-Splits (Ducted) | BZ33-DIDU9 |  | 9000 | 23 |  | 13.5 | 12 |  | 10000 | 7200 | 72% | [8 empty] | Residential | 187.5 | No | 0.75
204030304 | Mini/Multi Split | Breeze33 | HRCU-A-CB | BZ33-HYP12HPOUT2 |  | Mini-Splits (Ducted) | BZ33-DIDU12 |  | 12000 | 20.5 |  | 12.5 | 11 |  | 12000 | 8500 | 70.83% | [8 empty] | Residential | 250 | No | 1
204030306 | Mini/Multi Split | Breeze33 | HRCU-A-CB-O | BZ33-HYP12HPOUT2 |  | Mini-Splits (Non-Ducted) | BZ33-ICM12 |  | 12000 | 19.4 |  | 12.5 | 10.5 |  | 12000 | 9600 | 80% | 12000 | 19.4 | 12.5 | 9.4 | 12000 |  |  |  | Residential | 250 | No | 1 | No
204030307 | Mini/Multi Split | Breeze33 | HRCU-A-CB-O | BZ33-HYP18HPOUT2 |  | Mini-Splits (Non-Ducted) | BZ33-IFMU18 |  | 17000 | 19.9 |  | 12.5 | 10.6 |  | 18000 | 13400 | 74.44% | 17000 | 19.9 | 12.5 | 9.9 | 18000 |  |  |  | Residential | 355 | No | 1.42 | No
204098412 | Mini/Multi Split | C&H | HRCU-A-CB-O | CH-09SPH-230VO |  | Mini-Splits (Non-Ducted) | CH-09MSPHCT-230VI |  | 9000 | 20 |  | 13 | 10.5 |  | 10000 | 5800 | 58% | [8 empty] | Residential | 187.5 | No | 0.75
204098413 | Mini/Multi Split | C&H | HRCU-A-CB-O | CH-12SPH-230VO |  | Mini-Splits (Non-Ducted) | CH-12MSPHCT-230VI |  | 12000 | 21.5 |  | 14 | 10.5 |  | 12000 | 7500 | 62.5% | [8 empty] | Residential | 250 | No | 1
204098414 | Mini/Multi Split | C&H | HRCU-A-CB-O | CH-18SPH-230VO |  | Mini-Splits (Non-Ducted) | CH-18MSPHCT-230VI |  | 18000 | 20 |  | 12.5 | 10.3 |  | 18000 | 12000 | 66.67% | 18000 | 20 | 12.5 | 9.1 | 18000 |  |  |  | Residential | 375 | No | 1.5 | No
204098415 | Mini/Multi Split | C&H | HRCU-A-CB-O | CH-24SPH-230VO |  | Mini-Splits (Non-Ducted) | CH-24MSPHCT-230VI |  | 24000 | 20 |  | 12.5 | 10.5 |  | 24400 | 15800 | 64.75% | [8 empty] | Residential | 500 | No | 2
204098416 | Mini/Multi Split | C&H | HRCU-A-CB-O | CH-09DKT230VO |  | Mini-Splits (Non-Ducted) | CH-09MSPHCT-230VI |  | 9000 | 20 |  | 13 | 10.8 |  | 10000 | 6700 | 67% | 9000 | 20 | 13 | 9.4 | 10000 |  |  |  | Residential | 187.5 | No | 0.75 | No
204098417 | Mini/Multi Split | C&H | HRCU-A-CB-O | CH-12DKT230VO |  | Mini-Splits (Non-Ducted) | CH-12MSPHCT-230VI |  | 12000 | 19.5 |  | 12.5 | 10.6 |  | 12000 | 8700 | 72.5% | 12000 | 19.5 | 12.5 | 9.3 | 12000 |  |  |  | Residential | 250 | No | 1 | No
204098418 | Mini/Multi Split | C&H | HRCU-A-CB-O | CH-18DKT230VO |  | Mini-Splits (Non-Ducted) | CH-18MSPHCT-230VI |  | 16000 | 20 |  | 12.5 | 10.5 |  | 18000 | 12000 | 66.67% | 16000 | 20 | 12.5 | 9.8 | 12000 |  |  |  | Residential | 332.5 | No | 1.33 | No
204098420 | Mini/Multi Split | C&H | HRCU-A-CB | CH-09SPH-230VO |  | Mini-Splits (Ducted) | CH-09LCDTU/I |  | 9000 | 20.5 |  | 13.5 | 11.5 |  | 10000 | 6800 | 68% | [8 empty] | Residential | 187.5 | No | 0.75
204098421 | Mini/Multi Split | C&H | HRCU-A-CB | CH-12SPH-230VO |  | Mini-Splits (Ducted) | CH-12LCDTU/I |  | 12000 | 21.5 |  | 12.5 | 11.5 |  | 12000 | 7200 | 60% | [8 empty] | Residential | 250 | No | 1
204098422 | Mini/Multi Split | C&H | HRCU-A-CB | CH-18SPH-230VO |  | Mini-Splits (Ducted) | CH-18LCDTU/I |  | 18000 | 19 |  | 12.5 | 10.5 |  | 18000 | 12000 | 66.67% | [8 empty] | Residential | 375 | No | 1.5
204098423 | Mini/Multi Split | C&H | HRCU-A-CB | CH-24SPH-230VO |  | Mini-Splits (Ducted) | CH-24LCDTU/I |  | 24000 | 21.5 |  | 12.5 | 11 |  | 24400 | 16000 | 65.57% | [8 empty] | Residential | 500 | No | 2
204098424 | Mini/Multi Split | C&H | HRCU-A-CB | CH-09DKT230VO |  | Mini-Splits (Ducted) | CH-09LCDTU/I |  | 9000 | 23 |  | 13.5 | 12 |  | 10000 | 7200 | 72% | [8 empty] | Residential | 187.5 | No | 0.75
204098425 | Mini/Multi Split | C&H | HRCU-A-CB | CH-12DKT230VO |  | Mini-Splits (Ducted) | CH-12LCDTU/I |  | 12000 | 20.5 |  | 12.5 | 11 |  | 12000 | 8500 | 70.83% | [8 empty] | Residential | 250 | No | 1
204098427 | Mini/Multi Split | C&H | HRCU-A-CB | CH-24DKT230VO |  | Mini-Splits (Ducted) | CH-24LCDTU/I |  | 24000 | 20.5 |  | 12.5 | 12.5 |  | 24000 | 17200 | 71.67% | [8 empty] | Residential | 500 | No | 2
204098429 | Mini/Multi Split | C&H | HRCU-A-CB-O | CH-12SPH-230VO |  | Mini-Splits (Non-Ducted) | CH-12MSPHMC-230VI |  | 12000 | 20.5 |  | 13 | 10 |  | 12000 | 7200 | 60% | 12000 | 20.5 | 13 | 8.8 | 12000 |  |  |  | Residential | 250 | No | 1 | No
204098431 | Mini/Multi Split | C&H | HRCU-A-CB-O | CH-12DKT230VO |  | Mini-Splits (Non-Ducted) | CH-12MSPHMC-230VI |  | 12000 | 19.4 |  | 12.5 | 10.5 |  | 12000 | 9600 | 80% | 12000 | 19.4 | 12.5 | 9.4 | 12000 |  |  |  | Residential | 250 | No | 1 | No
204098432 | Mini/Multi Split | C&H | HRCU-A-CB-O | CH-18SPH-230VO |  | Mini-Splits (Non-Ducted) | CH-18MSPHFC-230VI |  | 18000 | 20 |  | 12.5 | 10.5 |  | 18000 | 12000 | 66.67% | 18000 | 20 | 12.5 | 8.9 | 18000 |  |  |  | Residential | 375 | No | 1.5 | No
204098433 | Mini/Multi Split | C&H | HRCU-A-CB-O | CH-24SPH-230VO |  | Mini-Splits (Non-Ducted) | CH-24MSPHFC-230VI |  | 24000 | 20 |  | 12.5 | 11 |  | 24000 | 15000 | 62.5% | 24000 | 20 | 12.5 | 9.4 | 24000 |  |  |  | Residential | 500 | No | 2 | No
204098434 | Mini/Multi Split | C&H | HRCU-A-CB-O | CH-18DKT230VO |  | Mini-Splits (Non-Ducted) | CH-18MSPHFC-230VI |  | 17000 | 19.9 |  | 12.5 | 10.6 |  | 18000 | 13400 | 74.44% | 17000 | 19.9 | 12.5 | 9.9 | 18000 |  |  |  | Residential | 355 | No | 1.42 | No
204100526 | Mini/Multi Split | HAXXAIR | HRCU-A-CB-O | HVHM-36T2D |  | Non-Ducted Indoor Units |  |  | 32000 | 21 |  | 12.5 | 11 |  | 36000 | 22400 | 62.22% | 32000 | 21 | 12.5 | 9 | 36400 | 36000 | 98.9% | 1.84 | Residential | 667.5 | Yes | 2.67 | Both
204100527 | Mini/Multi Split | DIAL | HRCU-A-CB-O | 23400-21S-230-O |  | Mini-Splits (Non-Ducted) | 23400-21S-230-I |  | 23400 | 21 |  | 12.5 | 10.5 |  | 26000 | 14500 | 55.77% | 23000 | 20.5 | 12.2 | 8.6 | 23000 | 16100 | 70% | 1.75 | Residential | 480 | No | 1.92 | Yes
204101246 | Mini/Multi Split | FRIEDRICH | HRCU-A-CB-O | FPHMR24A3A |  | Non-Ducted Indoor Units |  |  | 24000 | 22 |  | 12.5 | 11 |  | 24000 | 15000 | 62.5% | 24000 | 22 | 12.5 | 9.05 | 24000 | 24000 | 100% | 1.84 | Residential | 500 | Yes | 2 | Both
204101247 | Mini/Multi Split | FRIEDRICH | HRCU-A-CB-O | FPHMR36A3A |  | Non-Ducted Indoor Units |  |  | 32000 | 21 |  | 12.5 | 11 |  | 36000 | 22400 | 62.22% | 32000 | 21 | 12.5 | 9 | 36400 | 36000 | 98.9% | 1.84 | Residential | 667.5 | Yes | 2.67 | Both
204198639 | Mini/Multi Split | HAXXAIR | HRCU-A-CB-O | HVHM-24T2D |  | Non-Ducted Indoor Units |  |  | 24000 | 22 |  | 12.5 | 11 |  | 24000 | 15000 | 62.5% | 24000 | 22 | 12.5 | 9.05 | 24000 | 24000 | 100% | 1.84 | Residential | 500 | Yes | 2 | Both
204276538 | Mini/Multi Split | Mitsubishi Electric | HRCU-A-CB-O | PUZ-HA24NHA |  | Mini-Splits (Non-Ducted) | PLA-A24EA7 |  | 24000 | 21.5 |  | 14 | 12 |  | 26000 | 17300 | 66.54% | [8 empty] | Residential | 500 | No | 2
204276539 | Mini/Multi Split | American Standard / Mitsubishi Electric | HRCU-A-CB-O | ASUZH0241HA00NA |  | Mini-Splits (Non-Ducted) | APLA0A0241EA70A |  | 24000 | 21.5 |  | 14 | 12 |  | 26000 | 17300 | 66.54% | [8 empty] | Residential | 500 | No | 2
204276540 | Mini/Multi Split | Trane / Mitsubishi Electric | HRCU-A-CB-O | TRUZH0241HA00NA |  | Mini-Splits (Non-Ducted) | TPLA0A0241EA70A |  | 24000 | 21.5 |  | 14 | 12 |  | 26000 | 17300 | 66.54% | [8 empty] | Residential | 500 | No | 2
204276761 | Mini/Multi Split | Mitsubishi Electric | HRCU-A-CB-O | PUZ-HA24NHA |  | Mini-Splits (Non-Ducted) | PKA-A24KA7 |  | 24000 | 19.5 |  | 12.6 | 11.2 |  | 26000 | 17200 | 66.15% | [8 empty] | Residential | 500 | No | 2
204276762 | Mini/Multi Split | Mitsubishi Electric | HRCU-A-CB-O | PUZ-HA24NHA |  | Mini-Splits (Non-Ducted) | PCA-A24KA7 |  | 24000 | 18.5 |  | 12.5 | 10.8 |  | 26000 | 17700 | 68.08% | [8 empty] | Residential | 500 | No | 2
204276764 | Mini/Multi Split | American Standard / Mitsubishi Electric | HRCU-A-CB-O | ASUZH0241HA00NA |  | Mini-Splits (Non-Ducted) | APKA0A0241KA70A |  | 24000 | 19.5 |  | 12.6 | 11.2 |  | 26000 | 17200 | 66.15% | [8 empty] | Residential | 500 | No | 2
204276765 | Mini/Multi Split | Trane / Mitsubishi Electric | HRCU-A-CB-O | TRUZH0241HA00NA |  | Mini-Splits (Non-Ducted) | TPCA0A241KA70A |  | 24000 | 18.5 |  | 12.5 | 10.8 |  | 26000 | 17700 | 68.08% | [8 empty] | Residential | 500 | No | 2
204276766 | Mini/Multi Split | Trane / Mitsubishi Electric | HRCU-A-CB-O | TRUZH0241HA00NA |  | Mini-Splits (Non-Ducted) | TPKA0A0241KA70A |  | 24000 | 19.5 |  | 12.6 | 11.2 |  | 26000 | 17200 | 66.15% | [8 empty] | Residential | 500 | No | 2
204279000 | Mini/Multi Split | Breeze33 | HMSV-A-CB | BZ33-HP182Z2 |  | Non-Ducted Indoor Units |  |  | 18000 | 22.5 |  | 12.5 | 10.3 |  | 19000 | 12000 | 63.16% | [8 empty] | Residential | 375 | No | 1.5
204279001 | Mini/Multi Split | Breeze33 | HMSV-A-CB | BZ33-HP273Z2 |  | Non-Ducted Indoor Units |  |  | 28000 | 23 |  | 12.5 | 10.3 |  | 28000 | 17200 | 61.43% | [8 empty] | Residential | 582.5 | No | 2.33
204279002 | Mini/Multi Split | Breeze33 | HMSV-A-CB | BZ33-HP364Z2 |  | Non-Ducted Indoor Units |  |  | 33000 | 23 |  | 12.5 | 10.2 |  | 36000 | 24600 | 68.33% | [8 empty] | Residential | 687.5 | No | 2.75
204279003 | Mini/Multi Split | Breeze33 | HMSV-A-CB | BZ33-HP485Z2 |  | Non-Ducted Indoor Units |  |  | 48000 | 22.4 |  | 12.5 | 10.2 |  | 48000 | 29600 | 61.67% | [8 empty] | Residential | 1000 | No | 4
204325176 | Mini/Multi Split | GREE | HRCU-A-CB-O | GWH09ACD-D3DNA1A/O |  | Mini-Splits (Non-Ducted) | GWH09AAD-D3DN***/I |  | 9000 | 38 |  | 16.5 | 15 |  | 9000 | 8000 | 88.89% | 9000 | 27 | 16.6 | 11 | 9000 | 13000 | 144.4% | 1.91 | Residential | 187.5 | Yes | 0.75 | Yes
204340354 | Mini/Multi Split | TRANE | HRCU-A-CB-O | 4TXK3809B10NU** |  | Mini-Splits (Non-Ducted) | 4MXW3809B10NU** |  | 9000 | 38 |  | 16.5 | 15 |  | 9000 | 8000 | 88.89% | 9000 | 27 | 16.6 | 11 | 9000 | 13000 | 144.4% | 1.91 | Residential | 187.5 | Yes | 0.75 | Yes
204340355 | Mini/Multi Split | AMERICAN STANDARD | HRCU-A-CB-O | 4TXK3809B10NU** |  | Mini-Splits (Non-Ducted) | 4MXW3809B10NU** |  | 9000 | 38 |  | 16.5 | 15 |  | 9000 | 8000 | 88.89% | 9000 | 27 | 16.6 | 11 | 9000 | 13000 | 144.4% | 1.91 | Residential | 187.5 | Yes | 0.75 | Yes
204340473 | Mini/Multi Split | MRCOOL | HRCU-A-CB-O | O-HH-12-HP-C-230 |  | Mini-Splits (Non-Ducted) | CASSETTE12HP-230 |  | 12000 | 19.5 |  | 12.5 | 10.6 |  | 12000 | 8700 | 72.5% | 12000 | 19.5 | 12.5 | 9.3 | 12000 |  |  |  | Residential | 250 | No | 1 | No
204340474 | Mini/Multi Split | MRCOOL | HRCU-A-CB-O | O-HH-18-HP-C-230 |  | Mini-Splits (Non-Ducted) | CASSETTE18HP-230 |  | 16000 | 20 |  | 12.5 | 10.5 |  | 18000 | 12000 | 66.67% | 16000 | 20 | 12.5 | 9.8 | 12000 |  |  |  | Residential | 332.5 | No | 1.33 | No
204340534 | Mini/Multi Split | TRANE | HRCU-A-CB-O | 4TXM2318A12NU** |  | Non-Ducted Indoor Units |  |  | 18000 | 23 |  | 12.5 | 10.5 |  | 21000 | 17000 | 80.95% | 18000 | 20 | 12 | 10 | 21000 | 21800 | 103.8% | 1.81 | Residential | 375 | Yes | 1.5 | Yes
204340535 | Mini/Multi Split | AMERICAN STANDARD | HRCU-A-CB-O | 4TXM2318A12NU** |  | Non-Ducted Indoor Units |  |  | 18000 | 23 |  | 12.5 | 10.5 |  | 21000 | 17000 | 80.95% | 18000 | 20 | 12 | 10 | 21000 | 21800 | 103.8% | 1.81 | Residential | 375 | Yes | 1.5 | Yes
204340536 | Mini/Multi Split | TRANE | HMSV-A-CB-O | 4TXM2324A13NU** |  | Non-Ducted Indoor Units |  |  | 22000 | 23 |  | 12.5 | 10.5 |  | 26000 | 17900 | 68.85% | 22000 | 20 | 12 | 10 | 26000 | 30000 | 115.4% | 1.8 | Residential | 457.5 | Yes | 1.83 | Yes
204340537 | Mini/Multi Split | AMERICAN STANDARD | HMSV-A-CB-O | 4TXM2324A13NU** |  | Non-Ducted Indoor Units |  |  | 22000 | 23 |  | 12.5 | 10.5 |  | 26000 | 17900 | 68.85% | 22000 | 20 | 12 | 10 | 26000 | 30000 | 115.4% | 1.8 | Residential | 457.5 | Yes | 1.83 | Yes
204344215 | Mini/Multi Split | Hisense | HMSV-A-CB | AVW-36H3FH |  | Non-Ducted Indoor Units |  |  | 36000 | 20 |  | 14.2 | 11 |  | 42000 | 26000 | 61.9% | 36000 | 19.5 | 14.2 | 10.4 | 42000 |  |  |  | Residential | 750 | No | 3
204344216 | Mini/Multi Split | Hisense | HMSV-A-CB | AVW-48H3FH |  | Non-Ducted Indoor Units |  |  | 48000 | 19 |  | 12.6 | 10.5 |  | 54000 | 32000 | 59.26% | 48000 | 18.5 | 12.6 | 10 | 54000 |  |  |  | Residential | 1000 | No | 4
204344218 | Mini/Multi Split | TOSOT | HRCU-A-CB-O | TM18H5O |  | Non-Ducted Indoor Units |  |  | 18000 | 23 |  | 12.5 | 10.5 |  | 21000 | 17000 | 80.95% | 18000 | 20 | 12 | 10 | 21000 | 21800 | 103.8% | 1.81 | Residential | 375 | Yes | 1.5 | Yes
204344219 | Mini/Multi Split | TOSOT | HRCU-A-CB-O | TM24H5O |  | Non-Ducted Indoor Units |  |  | 22000 | 23 |  | 12.5 | 10.5 |  | 26000 | 17900 | 68.85% | 22000 | 20 | 12 | 10 | 26000 | 30000 | 115.4% | 1.8 | Residential | 457.5 | Yes | 1.83 | Yes
204400704 | Mini/Multi Split | DIAL | HRCU-A-CB-O | 12000Z-20S-230-O |  | Mini-Splits (Non-Ducted) | 12000Z-20S-230-I |  | 12000 | 22 |  | 13 | 10.5 |  | 13000 | 7500 | 57.69% | 12000 | 21 | 13 | 9 | 12000 | 6300 | 52.5% | 2.05 | Residential | 250 | No | 1 | Yes
204400705 | Mini/Multi Split | DIAL | HRCU-A-CB-O | 18000Z-23S-230-I |  | Mini-Splits (Non-Ducted) | 18000Z-23S-230-O |  | 18000 | 23.3 |  | 13 | 11.6 |  | 19000 | 11600 | 61.05% | 18000 | 22.5 | 13 | 8.6 | 17000 | 11900 | 70% | 1.75 | Residential | 375 | No | 1.5 | Yes
204462357 | Mini/Multi Split | MRCOOL | HMSV-A-CB | MULTI5-48HP230V1 |  | Non-Ducted Indoor Units |  |  | 48000 | 22.4 |  | 12.5 | 10.2 |  | 48000 | 29600 | 61.67% | [8 empty] | Residential | 1000 | No | 4
204462358 | Mini/Multi Split | MRCOOL | HMSV-A-CB | MULTI2-18HP230V1 |  | Non-Ducted Indoor Units |  |  | 18000 | 22.5 |  | 12.5 | 10.3 |  | 19000 | 12000 | 63.16% | [8 empty] | Residential | 375 | No | 1.5
204462359 | Mini/Multi Split | MRCOOL | HMSV-A-CB | MULTI4-36HP230V1 |  | Non-Ducted Indoor Units |  |  | 33000 | 23 |  | 12.5 | 10.2 |  | 36000 | 24600 | 68.33% | [8 empty] | Residential | 687.5 | No | 2.75
204462360 | Mini/Multi Split | MRCOOL | HMSV-A-CB | MULTI3-27HP230V1 |  | Non-Ducted Indoor Units |  |  | 28000 | 23 |  | 12.5 | 10.3 |  | 28000 | 17200 | 61.43% | [8 empty] | Residential | 582.5 | No | 2.33
204462399 | Mini/Multi Split | Armstrong Air | HMSV-A-CB | 4DHP1S18M-1P |  | Non-Ducted Indoor Units |  |  | 18000 | 22.5 |  | 12.5 | 10.3 |  | 19000 | 12000 | 63.16% | [8 empty] | Residential | 375 | No | 1.5
204462400 | Mini/Multi Split | AirEase | HMSV-A-CB | 4DHP1S18M-1P |  | Non-Ducted Indoor Units |  |  | 18000 | 22.5 |  | 12.5 | 10.3 |  | 19000 | 12000 | 63.16% | [8 empty] | Residential | 375 | No | 1.5
204462401 | Mini/Multi Split | Armstrong Air | HMSV-A-CB | 4DHP1S30M-1P |  | Non-Ducted Indoor Units |  |  | 28000 | 23 |  | 12.5 | 10.3 |  | 28000 | 17200 | 61.43% | [8 empty] | Residential | 582.5 | No | 2.33
204462402 | Mini/Multi Split | AirEase | HMSV-A-CB | 4DHP1S30M-1P |  | Non-Ducted Indoor Units |  |  | 28000 | 23 |  | 12.5 | 10.3 |  | 28000 | 17200 | 61.43% | [8 empty] | Residential | 582.5 | No | 2.33
204462403 | Mini/Multi Split | CONCORD | HMSV-A-CB | 4DHP1S36M-1P |  | Non-Ducted Indoor Units |  |  | 33000 | 23 |  | 12.5 | 10.2 |  | 36000 | 24600 | 68.33% | [8 empty] | Residential | 687.5 | No | 2.75
204462404 | Mini/Multi Split | DUCANE | HMSV-A-CB | 4DHP1S36M-1P |  | Non-Ducted Indoor Units |  |  | 33000 | 23 |  | 12.5 | 10.2 |  | 36000 | 24600 | 68.33% | [8 empty] | Residential | 687.5 | No | 2.75
204462405 | Mini/Multi Split | Armstrong Air | HMSV-A-CB | 4DHP1S36M-1P |  | Non-Ducted Indoor Units |  |  | 33000 | 23 |  | 12.5 | 10.2 |  | 36000 | 24600 | 68.33% | [8 empty] | Residential | 687.5 | No | 2.75
204462406 | Mini/Multi Split | AirEase | HMSV-A-CB | 4DHP1S36M-1P |  | Non-Ducted Indoor Units |  |  | 33000 | 23 |  | 12.5 | 10.2 |  | 36000 | 24600 | 68.33% | [8 empty] | Residential | 687.5 | No | 2.75
204462407 | Mini/Multi Split | Armstrong Air | HMSV-A-CB | 4DHP1S48M-1P |  | Non-Ducted Indoor Units |  |  | 48000 | 22.4 |  | 12.5 | 10.2 |  | 48000 | 29600 | 61.67% | [8 empty] | Residential | 1000 | No | 4
204462408 | Mini/Multi Split | AirEase | HMSV-A-CB | 4DHP1S48M-1P |  | Non-Ducted Indoor Units |  |  | 48000 | 22.4 |  | 12.5 | 10.2 |  | 48000 | 29600 | 61.67% | [8 empty] | Residential | 1000 | No | 4
204462426 | Mini/Multi Split | AirEase | HRCU-A-CB-O | 4DHP1S12S-1L |  | Mini-Splits (Non-Ducted) | DWM112S4-1L |  | 12000 | 22 |  | 13 | 10.2 |  | 12000 | 7600 | 63.33% | [8 empty] | Residential | 250 | No | 1
204462427 | Mini/Multi Split | AirEase | HRCU-A-CB-O | 4DHP1S18S-1P |  | Mini-Splits (Non-Ducted) | DWM118S4-1P |  | 18000 | 21 |  | 13 | 10.4 |  | 18000 | 11400 | 63.33% | [8 empty] | Residential | 375 | No | 1.5
204462428 | Mini/Multi Split | AirEase | HRCU-A-CB-O | 4DHP1S24S-1P |  | Mini-Splits (Non-Ducted) | DWM124S4-1P |  | 24000 | 20.7 |  | 13.7 | 11.5 |  | 25000 | 15300 | 61.2% | [8 empty] | Residential | 500 | No | 2
204462429 | Mini/Multi Split | AirEase | HRCU-A-CB | 4DHP1S09S-1P |  | Mini-Splits (Ducted) | DMD209S4-1P |  | 9000 | 20.5 |  | 13.5 | 11.5 |  | 10000 | 6800 | 68% | [8 empty] | Residential | 187.5 | No | 0.75
204462430 | Mini/Multi Split | AirEase | HRCU-A-CB | 4DHP1S12S-1P |  | Mini-Splits (Ducted) | DMD212S4-1P |  | 12000 | 21.5 |  | 12.5 | 11.5 |  | 12000 | 7200 | 60% | [8 empty] | Residential | 250 | No | 1
204462431 | Mini/Multi Split | AirEase | HRCU-A-CB | 4DHP1S18S-1P |  | Mini-Splits (Ducted) | DMD218S4-1P |  | 18000 | 19 |  | 12.5 | 10.5 |  | 18000 | 12000 | 66.67% | [8 empty] | Residential | 375 | No | 1.5
204462432 | Mini/Multi Split | AirEase | HRCU-A-CB | 4DHP1S24S-1P |  | Mini-Splits (Ducted) | DMD224S4-1P |  | 24000 | 21.5 |  | 12.5 | 11 |  | 24400 | 16000 | 65.57% | [8 empty] | Residential | 500 | No | 2
204462433 | Mini/Multi Split | AirEase | HRCU-A-CB-O | 4DHP1S09S-1P |  | Mini-Splits (Non-Ducted) | D22C109S4-1P |  | 9000 | 20 |  | 13 | 10.5 |  | 10000 | 5800 | 58% | [8 empty] | Residential | 187.5 | No | 0.75
204462434 | Mini/Multi Split | AirEase | HRCU-A-CB-O | 4DHP1S12S-1P |  | Mini-Splits (Non-Ducted) | D22C112S4-1P |  | 12000 | 21.5 |  | 14 | 10.5 |  | 12000 | 7500 | 62.5% | [8 empty] | Residential | 250 | No | 1
204462435 | Mini/Multi Split | AirEase | HRCU-A-CB-O | 4DHP1S18S-1P |  | Mini-Splits (Non-Ducted) | D22C118S4-1P |  | 18000 | 20 |  | 12.5 | 10.3 |  | 18000 | 12000 | 66.67% | 18000 | 20 | 12.5 | 9.1 | 18000 |  |  |  | Residential | 375 | No | 1.5 | No
204462436 | Mini/Multi Split | AirEase | HRCU-A-CB-O | 4DHP1S24S-1P |  | Mini-Splits (Non-Ducted) | D33C124S4-1P |  | 24000 | 20 |  | 12.5 | 10.5 |  | 24400 | 15800 | 64.75% | [8 empty] | Residential | 500 | No | 2
204462437 | Mini/Multi Split | Armstrong Air | HRCU-A-CB-O | 4DHP1S12S-1L |  | Mini-Splits (Non-Ducted) | DWM112S4-1L |  | 12000 | 22 |  | 13 | 10.2 |  | 12000 | 7600 | 63.33% | [8 empty] | Residential | 250 | No | 1
204462438 | Mini/Multi Split | Armstrong Air | HRCU-A-CB-O | 4DHP1S18S-1P |  | Mini-Splits (Non-Ducted) | DWM118S4-1P |  | 18000 | 21 |  | 13 | 10.4 |  | 18000 | 11400 | 63.33% | [8 empty] | Residential | 375 | No | 1.5
204462439 | Mini/Multi Split | Armstrong Air | HRCU-A-CB-O | 4DHP1S24S-1P |  | Mini-Splits (Non-Ducted) | DWM124S4-1P |  | 24000 | 20.7 |  | 13.7 | 11.5 |  | 25000 | 15300 | 61.2% | [8 empty] | Residential | 500 | No | 2
204462440 | Mini/Multi Split | Armstrong Air | HRCU-A-CB | 4DHP1S09S-1P |  | Mini-Splits (Ducted) | DMD209S4-1P |  | 9000 | 20.5 |  | 13.5 | 11.5 |  | 10000 | 6800 | 68% | [8 empty] | Residential | 187.5 | No | 0.75
204462441 | Mini/Multi Split | Armstrong Air | HRCU-A-CB | 4DHP1S12S-1P |  | Mini-Splits (Ducted) | DMD212S4-1P |  | 12000 | 21.5 |  | 12.5 | 11.5 |  | 12000 | 7200 | 60% | [8 empty] | Residential | 250 | No | 1
204462442 | Mini/Multi Split | Armstrong Air | HRCU-A-CB | 4DHP1S18S-1P |  | Mini-Splits (Ducted) | DMD218S4-1P |  | 18000 | 19 |  | 12.5 | 10.5 |  | 18000 | 12000 | 66.67% | [8 empty] | Residential | 375 | No | 1.5
204462443 | Mini/Multi Split | Armstrong Air | HRCU-A-CB | 4DHP1S24S-1P |  | Mini-Splits (Ducted) | DMD224S4-1P |  | 24000 | 21.5 |  | 12.5 | 11 |  | 24400 | 16000 | 65.57% | [8 empty] | Residential | 500 | No | 2
204462444 | Mini/Multi Split | Armstrong Air | HRCU-A-CB-O | 4DHP1S09S-1P |  | Mini-Splits (Non-Ducted) | D22C109S4-1P |  | 9000 | 20 |  | 13 | 10.5 |  | 10000 | 5800 | 58% | [8 empty] | Residential | 187.5 | No | 0.75
204462445 | Mini/Multi Split | Armstrong Air | HRCU-A-CB-O | 4DHP1S12S-1P |  | Mini-Splits (Non-Ducted) | D22C112S4-1P |  | 12000 | 21.5 |  | 14 | 10.5 |  | 12000 | 7500 | 62.5% | [8 empty] | Residential | 250 | No | 1
204462446 | Mini/Multi Split | Armstrong Air | HRCU-A-CB-O | 4DHP1S18S-1P |  | Mini-Splits (Non-Ducted) | D22C118S4-1P |  | 18000 | 20 |  | 12.5 | 10.3 |  | 18000 | 12000 | 66.67% | 18000 | 20 | 12.5 | 9.1 | 18000 |  |  |  | Residential | 375 | No | 1.5 | No
204462447 | Mini/Multi Split | Armstrong Air | HRCU-A-CB-O | 4DHP1S24S-1P |  | Mini-Splits (Non-Ducted) | D33C124S4-1P |  | 24000 | 20 |  | 12.5 | 10.5 |  | 24400 | 15800 | 64.75% | [8 empty] | Residential | 500 | No | 2
204462622 | Mini/Multi Split | KINGHOME | HRCU-A-CB-O | KM18UH5O |  | Non-Ducted Indoor Units |  |  | 18000 | 23 |  | 12.5 | 10.5 |  | 21000 | 17000 | 80.95% | 18000 | 20 | 12 | 10 | 21000 |  |  |  | Residential | 375 | No | 1.5
204462623 | Mini/Multi Split | KINGHOME | HRCU-A-CB-O | KM24UH5O |  | Non-Ducted Indoor Units |  |  | 22000 | 23 |  | 12.5 | 10.5 |  | 26000 | 17900 | 68.85% | 22000 | 20 | 12 | 10 | 26000 |  |  |  | Residential | 457.5 | No | 1.83
204462794 | Mini/Multi Split | AIR-CON | HRCU-A-CB-O | AMSCI4H4S24 |  | Non-Ducted Indoor Units |  |  | 24000 | 22 |  | 12.5 | 11 |  | 24000 | 15000 | 62.5% | 24000 | 22 | 12.5 | 9.05 | 24000 | 24000 | 100% | 1.84 | Residential | 500 | Yes | 2 | Both
204462795 | Mini/Multi Split | AIR-CON | HRCU-A-CB-O | AMSCI4H4S36 |  | Non-Ducted Indoor Units |  |  | 32000 | 21 |  | 12.5 | 11 |  | 36000 | 22400 | 62.22% | 32000 | 21 | 12.5 | 9 | 36400 | 36000 | 98.9% | 1.84 | Residential | 667.5 | Yes | 2.67 | Both
204469758 | Mini/Multi Split | MRCOOL | HRCU-A-CB-O | O-ES-12-HP-C-230 |  | Mini-Splits (Non-Ducted) | CASSETTE12HP-230 |  | 12000 | 21.5 |  | 14 | 10.5 |  | 12000 | 7500 | 62.5% | [8 empty] | Residential | 250 | No | 1
204469759 | Mini/Multi Split | MRCOOL | HRCU-A-CB-O | O-ES-18-HP-C-230 |  | Mini-Splits (Non-Ducted) | CASSETTE18HP-230 |  | 18000 | 20 |  | 12.5 | 10.3 |  | 18000 | 12000 | 66.67% | 18000 | 20 | 12.5 | 9.1 | 18000 |  |  |  | Residential | 375 | No | 1.5 | No
204469760 | Mini/Multi Split | MRCOOL | HRCU-A-CB-O | O-ES-24-HP-C-230 |  | Mini-Splits (Non-Ducted) | CASSETTE24HP-230 |  | 24000 | 20 |  | 12.5 | 10.5 |  | 24400 | 15800 | 64.75% | [8 empty] | Residential | 500 | No | 2
204469761 | Mini/Multi Split | MRCOOL | HRCU-A-CB | O-ES-09-HP-C-230 |  | Mini-Splits (Ducted) | DUCT-09HP-230 |  | 9000 | 20.5 |  | 13.5 | 11.5 |  | 10000 | 6800 | 68% | [8 empty] | Residential | 187.5 | No | 0.75
204469762 | Mini/Multi Split | MRCOOL | HRCU-A-CB | O-ES-12-HP-C-230 |  | Mini-Splits (Ducted) | DUCT-12HP-230 |  | 12000 | 21.5 |  | 12.5 | 11.5 |  | 12000 | 7200 | 60% | [8 empty] | Residential | 250 | No | 1
204469763 | Mini/Multi Split | MRCOOL | HRCU-A-CB | O-ES-18-HP-C-230 |  | Mini-Splits (Ducted) | DUCT-18HP-230 |  | 18000 | 19 |  | 12.5 | 10.5 |  | 18000 | 12000 | 66.67% | [8 empty] | Residential | 375 | No | 1.5
204469764 | Mini/Multi Split | MRCOOL | HRCU-A-CB | O-ES-24-HP-C-230 |  | Mini-Splits (Ducted) | DUCT-24HP-230 |  | 24000 | 21.5 |  | 12.5 | 11 |  | 24400 | 16000 | 65.57% | [8 empty] | Residential | 500 | No | 2
204469765 | Mini/Multi Split | MRCOOL | HRCU-A-CB-O | O-HH-12-HP-C-230 |  | Mini-Splits (Non-Ducted) | CASSETTE12HP-230 |  | 12000 | 19.5 |  | 12.5 | 10.6 |  | 12000 | 8700 | 72.5% | 12000 | 19.5 | 12.5 | 9.3 | 12000 |  |  |  | Residential | 250 | No | 1 | No
204469766 | Mini/Multi Split | MRCOOL | HRCU-A-CB-O | O-HH-18-HP-C-230 |  | Mini-Splits (Non-Ducted) | CASSETTE18HP-230 |  | 16000 | 20 |  | 12.5 | 10.5 |  | 18000 | 12000 | 66.67% | 16000 | 20 | 12.5 | 9.8 | 12000 |  |  |  | Residential | 332.5 | No | 1.33 | No
204469768 | Mini/Multi Split | MRCOOL | HRCU-A-CB | O-HH-09-HP-C-230 |  | Mini-Splits (Ducted) | DUCT-09HP-230 |  | 9000 | 23 |  | 13.5 | 12 |  | 10000 | 7200 | 72% | [8 empty] | Residential | 187.5 | No | 0.75
204469769 | Mini/Multi Split | MRCOOL | HRCU-A-CB | O-HH-12-HP-C-230 |  | Mini-Splits (Ducted) | DUCT-12HP-230 |  | 12000 | 20.5 |  | 12.5 | 11 |  | 12000 | 8500 | 70.83% | [8 empty] | Residential | 250 | No | 1
204469771 | Mini/Multi Split | MRCOOL | HRCU-A-CB | O-HH-24-HP-C-230 |  | Mini-Splits (Ducted) | DUCT-24HP-230 |  | 24000 | 20.5 |  | 12.5 | 12.5 |  | 24000 | 17200 | 71.67% | [8 empty] | Residential | 500 | No | 2
204517339 | Mini/Multi Split | AIR MAX | HMSV-A-CB-O | GFMCB18-H2 |  | Non-Ducted Indoor Units |  |  | 18000 | 22 |  | 12.5 | 11 |  | 19000 | 12800 | 67.37% | 18000 | 21 | 12.5 | 9 | 19000 |  |  |  | Residential | 375 | No | 1.5 | No
204517340 | Mini/Multi Split | AIR MAX | HMSV-A-CB-O | GFMCB24-H2 |  | Non-Ducted Indoor Units |  |  | 24000 | 21 |  | 12.5 | 11 |  | 26000 | 16600 | 63.85% | 24000 | 21 | 11.8 | 9 | 26000 |  |  |  | Residential | 500 | No | 2 | No
204520276 | Mini/Multi Split | MDV | HMSV-A-CB | M3OF-27HFN1-M****CA |  | Non-Ducted Indoor Units |  |  | 28000 | 23 |  | 12.5 | 10.3 |  | 28000 | 17200 | 61.43% | [8 empty] | Residential | 582.5 | No | 2.33
204520286 | Mini/Multi Split | AIR MAX | HRCU-A-CB-O | AWAOC09-C2 |  | Mini-Splits (Non-Ducted) | AWAOE09-C2 |  | 9000 | 42 |  | 15 | 15 |  | 10000 | 7200 | 72% | [8 empty] | Residential | 187.5 | No | 0.75
204520287 | Mini/Multi Split | AIR MAX | HRCU-A-CB-O | AWAOC12-C2 |  | Mini-Splits (Non-Ducted) | AWAOE12-C2 |  | 12000 | 32 |  | 13.5 | 14 |  | 12000 | 6800 | 56.67% | [8 empty] | Residential | 250 | No | 1
204543103 | Mini/Multi Split | WABBAN | HRCU-A-CB | BBOB3009HFN1MX0-W |  | Mini-Splits (Ducted) | BBMTIU09HWFN1-M |  | 9000 | 23 |  | 13.5 | 12 |  | 10000 | 7200 | 72% | [8 empty] | Residential | 187.5 | No | 0.75
204543104 | Mini/Multi Split | WABBAN | HRCU-A-CB | BBOB3012HFN1MV0-W |  | Mini-Splits (Ducted) | BBMTIU12HWFN1-M |  | 12000 | 20.5 |  | 12.5 | 11 |  | 12000 | 8500 | 70.83% | [8 empty] | Residential | 250 | No | 1
204543106 | Mini/Multi Split | WABBAN | HRCU-A-CB | BBOD3024HFN1MT0-W |  | Mini-Splits (Ducted) | BBMTIU24HWFN1-M |  | 24000 | 20.5 |  | 12.5 | 12.5 |  | 24000 | 17200 | 71.67% | [8 empty] | Residential | 500 | No | 2
204580063 | Mini/Multi Split | ZEPHYR | HRCU-A-CB-O | ZE-18CA22EXT |  | Mini-Splits (Non-Ducted) | ZE-18CA22INT |  | 18000 | 23.3 |  | 13 | 11.6 |  | 19000 | 11600 | 61.05% | 18000 | 22.5 | 13 | 8.6 | 17000 | 11900 | 70% | 1.75 | Residential | 375 | No | 1.5 | Yes
204580064 | Mini/Multi Split | ZEPHYR | HRCU-A-CB-O | ZE-12CA22EXT |  | Mini-Splits (Non-Ducted) | ZE-12CA22INT |  | 12000 | 22 |  | 13 | 10.5 |  | 13000 | 7500 | 57.69% | 12000 | 21 | 13 | 9 | 12000 | 6300 | 52.5% | 2.05 | Residential | 250 | No | 1 | Yes
204627020 | Mini/Multi Split | Mitsubishi Electric | HRCU-A-CB | SUZ-KA12NAHZ |  | Mini-Splits (Ducted) | SEZ-KD12NA4 |  | 12000 | 19 |  | 13 | 10.2 |  | 15000 | 9000 | 60% | [8 empty] | Residential | 250 | No | 1
204627022 | Mini/Multi Split | Mitsubishi Electric | HRCU-A-CB | SUZ-KA18NAHZ |  | Mini-Splits (Ducted) | SEZ-KD18NA4 |  | 18000 | 19.1 |  | 13.1 | 10.9 |  | 21600 | 14200 | 65.74% | [8 empty] | Residential | 375 | No | 1.5
204627031 | Mini/Multi Split | Mitsubishi Electric | HRCU-A-CB-O | SUZ-KA09NAHZ |  | Mini-Splits (Non-Ducted) | SLZ-KF09NA |  | 9000 | 20.2 |  | 15 | 10 |  | 11000 | 6300 | 57.27% | 9000 | 20.5 | 15 | 9 | 11000 |  |  |  | Residential | 187.5 | No | 0.75 | No
204627032 | Mini/Multi Split | Mitsubishi Electric | HRCU-A-CB-O | SUZ-KA12NAHZ |  | Mini-Splits (Non-Ducted) | SLZ-KF12NA |  | 12000 | 20.3 |  | 12.7 | 10 |  | 13800 | 8300 | 60.14% | 12000 | 20.8 | 12.7 | 9 | 13800 |  |  |  | Residential | 250 | No | 1 | No
204627055 | Mini/Multi Split | Mitsubishi Electric | HRCU-A-CB | SUZ-KA12NAHZ |  | Mini-Splits (Ducted) | SVZ-KP12NA |  | 12000 | 19 |  | 13.9 | 10.2 |  | 15000 | 8900 | 59.33% | 12000 | 20 | 13.9 | 9.5 | 15000 |  |  |  | Residential | 250 | No | 1 | No
204627056 | Mini/Multi Split | Mitsubishi Electric | HRCU-A-CB | SUZ-KA18NAHZ |  | Mini-Splits (Ducted) | SVZ-KP18NA |  | 18000 | 18.4 |  | 12.5 | 10.4 |  | 21600 | 14300 | 66.2% | 18000 | 18.7 | 12.4 | 9.2 | 21600 |  |  |  | Residential | 375 | No | 1.5 | No
204628474 | Mini/Multi Split | HAXXAIR | HRCU-A-CB-O | HVH-09T2D |  | Mini-Splits (Non-Ducted) | HAH-09T2D |  | 9000 | 22.5 |  | 13.7 | 10.7 |  | 9500 | 5000 | 52.63% | 9000 | 22 | 13.7 | 8.5 | 9000 | 6300 | 70% | 2.05 | Residential | 187.5 | Yes | 0.75 | Yes
204628475 | Mini/Multi Split | HAXXAIR | HRCU-A-CB-O | HVH-12T2D |  | Mini-Splits (Non-Ducted) | HAH-12T2D |  | 12000 | 22 |  | 13 | 10.5 |  | 13000 | 7500 | 57.69% | 12000 | 21 | 13 | 9 | 12000 | 6300 | 52.5% | 2.05 | Residential | 250 | No | 1 | Yes
204628476 | Mini/Multi Split | HAXXAIR | HRCU-A-CB-O | HVH-18T2D |  | Mini-Splits (Non-Ducted) | HAH-18T2D |  | 18000 | 23.3 |  | 13 | 11.6 |  | 19000 | 11600 | 61.05% | 18000 | 22.5 | 13 | 8.6 | 17000 | 11900 | 70% | 1.75 | Residential | 375 | No | 1.5 | Yes
204628477 | Mini/Multi Split | HAXXAIR | HRCU-A-CB-O | HVH-24T2D |  | Mini-Splits (Non-Ducted) | HAH-24T2D |  | 23400 | 21 |  | 12.5 | 10.5 |  | 26000 | 14500 | 55.77% | 23000 | 20.5 | 12.2 | 8.6 | 23000 | 16100 | 70% | 1.75 | Residential | 480 | No | 1.92 | Yes
204629177 | Mini/Multi Split | Mitsubishi Electric | HRCU-A-CB-O | MUFZ-KJ09NAHZ*** |  | Mini-Splits (Non-Ducted) | NTXFKS09A112A* |  | 9000 | 28.2 |  | 15.8 | 13 |  | 11000 | 7500 | 68.18% | 9000 | 28.7 | 15.8 | 11.3 | 11000 |  |  |  | Residential | 187.5 | No | 0.75 | No
204629178 | Mini/Multi Split | Mitsubishi Electric | HRCU-A-CB-O | MUFZ-KJ12NAHZ*** |  | Mini-Splits (Non-Ducted) | NTXFKS12A112A* |  | 12000 | 25.5 |  | 13.6 | 12 |  | 13000 | 8800 | 67.69% | 12000 | 26.7 | 13.6 | 10.6 | 13000 |  |  |  | Residential | 250 | No | 1 | No
204629179 | Mini/Multi Split | Mitsubishi Electric | HRCU-A-CB-O | MUFZ-KJ15NAHZ*** |  | Mini-Splits (Non-Ducted) | NTXFKS15A112A* |  | 15000 | 21.8 |  | 13.5 | 11.6 |  | 18000 | 12000 | 66.67% | 15000 | 22.2 | 13.5 | 10.7 | 18000 |  |  |  | Residential | 312.5 | No | 1.25 | No
204629180 | Mini/Multi Split | Mitsubishi Electric | HRCU-A-CB-O | MUFZ-KJ18NAHZ*** |  | Mini-Splits (Non-Ducted) | NTXFKS18A112A* |  | 17000 | 21 |  | 12.6 | 11.3 |  | 21000 | 12800 | 60.95% | 17000 | 22 | 12.6 | 10.3 | 21000 |  |  |  | Residential | 355 | No | 1.42 | No
204629199 | Mini/Multi Split | Mitsubishi Electric | HRCU-A-CB-O | SUZ-KA09NA2 |  | Mini-Splits (Non-Ducted) | NTXCKS09A112A* |  | 9000 | 22.4 |  | 13.4 | 12.2 |  | 11000 | 6900 | 62.73% | [8 empty] | Residential | 187.5 | No | 0.75
204629200 | Mini/Multi Split | Mitsubishi Electric | HRCU-A-CB-O | SUZ-KA12NA2 |  | Mini-Splits (Non-Ducted) | NTXCKS12A112A* |  | 12000 | 22 |  | 13.3 | 11.4 |  | 13000 | 8900 | 68.46% | [8 empty] | Residential | 250 | No | 1
204629202 | Mini/Multi Split | Mitsubishi Electric | HRCU-A-CB-O | SUZ-KA18NA2 |  | Mini-Splits (Non-Ducted) | NTXCKS18A112A* |  | 17700 | 20.7 |  | 12.5 | 11.6 |  | 19700 | 12900 | 65.48% | [8 empty] | Residential | 370 | No | 1.48
204629203 | Mini/Multi Split | Mitsubishi Electric | HRCU-A-CB | SUZ-KA09NA2 |  | Mini-Splits (Ducted) | NTXDKS09A112A* |  | 9000 | 18.8 |  | 12.8 | 11 |  | 12000 | 7600 | 63.33% | [8 empty] | Residential | 187.5 | No | 0.75
204629204 | Mini/Multi Split | Mitsubishi Electric | HRCU-A-CB | SUZ-KA12NA2 |  | Mini-Splits (Ducted) | NTXDKS12A112A* |  | 12000 | 20.5 |  | 12.9 | 12.4 |  | 15000 | 10000 | 66.67% | [8 empty] | Residential | 250 | No | 1
204629205 | Mini/Multi Split | Mitsubishi Electric | HRCU-A-CB | SUZ-KA15NA2 |  | Mini-Splits (Ducted) | NTXDKS15A112A* |  | 15000 | 19 |  | 13 | 11.4 |  | 18000 | 11700 | 65% | [8 empty] | Residential | 312.5 | No | 1.25
204629206 | Mini/Multi Split | Mitsubishi Electric | HRCU-A-CB | SUZ-KA18NA2 |  | Mini-Splits (Ducted) | NTXDKS18A112A* |  | 18000 | 22 |  | 13.7 | 13.1 |  | 21600 | 13900 | 64.35% | [8 empty] | Residential | 375 | No | 1.5
204629214 | Mini/Multi Split | Mitsubishi Electric | HRCU-A-CB | SUZ-KA12NA2 |  | Mini-Splits (Ducted) | NTXAMT12A112A* |  | 12000 | 18 |  | 12.7 | 12.1 |  | 15000 | 9900 | 66% | [8 empty] | Residential | 250 | No | 1
204629215 | Mini/Multi Split | Mitsubishi Electric | HRCU-A-CB | SUZ-KA18NA2 |  | Mini-Splits (Ducted) | NTXAMT18A112A* |  | 18000 | 18 |  | 13.2 | 12.6 |  | 21600 | 14000 | 64.81% | [8 empty] | Residential | 375 | No | 1.5
204629216 | Mini/Multi Split | Mitsubishi Electric | HRCU-A-CB | SUZ-KA24NA2 |  | Mini-Splits (Ducted) | NTXAMT24A112A* |  | 24000 | 18 |  | 12.5 | 10.4 |  | 25000 | 14600 | 58.4% | [8 empty] | Residential | 500 | No | 2
204629217 | Mini/Multi Split | Mitsubishi Electric | HRCU-A-CB | SUZ-KA30NA2 |  | Mini-Splits (Ducted) | NTXAMT30A112A* |  | 27000 | 18 |  | 12.5 | 13.6 |  | 30000 | 21400 | 71.33% | [8 empty] | Residential | 562.5 | No | 2.25
204629236 | Mini/Multi Split | Mitsubishi Electric | HRCU-A-CB-O | SUZ-KA09NA2 |  | Mini-Splits (Non-Ducted) | NAXUKS09A112A* |  | 9000 | 19.5 |  | 12.6 | 13.3 |  | 12000 | 7700 | 64.17% | [8 empty] | Residential | 187.5 | No | 0.75
204629237 | Mini/Multi Split | Mitsubishi Electric | HRCU-A-CB-O | SUZ-KA12NA2 |  | Mini-Splits (Non-Ducted) | NAXUKS12A112A* |  | 12000 | 19.8 |  | 12.5 | 12.1 |  | 15400 | 9900 | 64.29% | [8 empty] | Residential | 250 | No | 1
204629238 | Mini/Multi Split | Mitsubishi Electric | HRCU-A-CB-O | SUZ-KA18NA2 |  | Mini-Splits (Non-Ducted) | NAXUKS18A112A* |  | 18000 | 22.3 |  | 12.5 | 12.4 |  | 20000 | 13100 | 65.5% | [8 empty] | Residential | 375 | No | 1.5
204629239 | Mini/Multi Split | Mitsubishi Electric | HRCU-A-CB-O | SUZ-KA09NA2 |  | Mini-Splits (Non-Ducted) | NAXCKS09A112A* |  | 9000 | 22.4 |  | 13.4 | 12.2 |  | 11000 | 6900 | 62.73% | [8 empty] | Residential | 187.5 | No | 0.75
204629240 | Mini/Multi Split | Mitsubishi Electric | HRCU-A-CB-O | SUZ-KA12NA2 |  | Mini-Splits (Non-Ducted) | NAXCKS12A112A* |  | 12000 | 22 |  | 13.3 | 11.4 |  | 13000 | 8900 | 68.46% | [8 empty] | Residential | 250 | No | 1
204629242 | Mini/Multi Split | Mitsubishi Electric | HRCU-A-CB-O | SUZ-KA18NA2 |  | Mini-Splits (Non-Ducted) | NAXCKS18A112A* |  | 17700 | 20.7 |  | 12.5 | 11.6 |  | 19700 | 12900 | 65.48% | [8 empty] | Residential | 370 | No | 1.48
204629243 | Mini/Multi Split | Mitsubishi Electric | HRCU-A-CB | SUZ-KA09NA2 |  | Mini-Splits (Ducted) | NAXDKS09A112A* |  | 9000 | 18.8 |  | 12.8 | 11 |  | 12000 | 7600 | 63.33% | [8 empty] | Residential | 187.5 | No | 0.75
204629244 | Mini/Multi Split | Mitsubishi Electric | HRCU-A-CB | SUZ-KA12NA2 |  | Mini-Splits (Ducted) | NAXDKS12A112A* |  | 12000 | 20.5 |  | 12.9 | 12.4 |  | 15000 | 10000 | 66.67% | [8 empty] | Residential | 250 | No | 1
204629245 | Mini/Multi Split | Mitsubishi Electric | HRCU-A-CB | SUZ-KA15NA2 |  | Mini-Splits (Ducted) | NAXDKS15A112A* |  | 15000 | 19 |  | 13 | 11.4 |  | 18000 | 11700 | 65% | [8 empty] | Residential | 312.5 | No | 1.25
204629246 | Mini/Multi Split | Mitsubishi Electric | HRCU-A-CB | SUZ-KA18NA2 |  | Mini-Splits (Ducted) | NAXDKS18A112A* |  | 18000 | 22 |  | 13.7 | 13.1 |  | 21600 | 13900 | 64.35% | [8 empty] | Residential | 375 | No | 1.5
204629247 | Mini/Multi Split | Mitsubishi Electric | HRCU-A-CB | SUZ-KA12NA2 |  | Mini-Splits (Ducted) | NAXAMT12A112A* |  | 12000 | 18 |  | 12.7 | 12.1 |  | 15000 | 9900 | 66% | [8 empty] | Residential | 250 | No | 1
204629248 | Mini/Multi Split | Mitsubishi Electric | HRCU-A-CB | SUZ-KA18NA2 |  | Mini-Splits (Ducted) | NAXAMT18A112A* |  | 18000 | 18 |  | 13.2 | 12.6 |  | 21600 | 14000 | 64.81% | [8 empty] | Residential | 375 | No | 1.5
204629249 | Mini/Multi Split | Mitsubishi Electric | HRCU-A-CB | SUZ-KA24NA2 |  | Mini-Splits (Ducted) | NAXAMT24A112A* |  | 24000 | 18 |  | 12.5 | 10.4 |  | 25000 | 14600 | 58.4% | [8 empty] | Residential | 500 | No | 2
204629250 | Mini/Multi Split | Mitsubishi Electric | HRCU-A-CB | SUZ-KA30NA2 |  | Mini-Splits (Ducted) | NAXAMT30A112A* |  | 27000 | 18 |  | 12.5 | 13.6 |  | 30000 | 21400 | 71.33% | [8 empty] | Residential | 562.5 | No | 2.25
204629266 | Mini/Multi Split | Mitsubishi Electric | HRCU-A-CB-O | NTXSST09A112A* |  | Mini-Splits (Non-Ducted) | MSZ-GL09NA*** |  | 9000 | 24.6 |  | 15.4 | 12.8 |  | 10900 | 6700 | 61.47% | [8 empty] | Residential | 187.5 | No | 0.75
204629267 | Mini/Multi Split | Mitsubishi Electric | HRCU-A-CB-O | NTXSST12A112A* |  | Mini-Splits (Non-Ducted) | MSZ-GL12NA*** |  | 12000 | 23.1 |  | 13 | 12.5 |  | 14400 | 9200 | 63.89% | 12000 | 23.1 | 13 | 10.7 | 14400 |  |  |  | Residential | 250 | No | 1
204629268 | Mini/Multi Split | Mitsubishi Electric | HRCU-A-CB-O | NTXSST15A112A* |  | Mini-Splits (Non-Ducted) | MSZ-GL15NA*** |  | 14000 | 21.6 |  | 13 | 11.7 |  | 18000 | 12100 | 67.22% | 14000 | 21 | 13 | 11 | 18000 |  |  |  | Residential | 292.5 | No | 1.17
204629269 | Mini/Multi Split | Mitsubishi Electric | HRCU-A-CB-O | NTXSST18A112A* |  | Mini-Splits (Non-Ducted) | MSZ-GL18NA*** |  | 18000 | 20.5 |  | 13.4 | 11.2 |  | 21600 | 13800 | 63.89% | 18000 | 20.5 | 13.4 | 10.3 | 21600 |  |  |  | Residential | 375 | No | 1.5
204629270 | Mini/Multi Split | Mitsubishi Electric | HRCU-A-CB-O | NTXSST24A112A* |  | Mini-Splits (Non-Ducted) | MSZ-GL24NA*** |  | 22400 | 20.5 |  | 12.5 | 10 |  | 27600 | 16000 | 57.97% | [8 empty] | Residential | 467.5 | No | 1.87
204629286 | Mini/Multi Split | Mitsubishi Electric | HRCU-A-CB-O | NTXSKS09A112A* |  | Mini-Splits (Non-Ducted) | SLZ-KF09NA.TH |  | 9000 | 22.4 |  | 13.4 | 12.2 |  | 11000 | 6900 | 62.73% | [8 empty] | Residential | 187.5 | No | 0.75
204629287 | Mini/Multi Split | Mitsubishi Electric | HRCU-A-CB-O | NTXSKS12A112A* |  | Mini-Splits (Non-Ducted) | SLZ-KF12NA.TH |  | 12000 | 22 |  | 13.3 | 11.4 |  | 13000 | 8900 | 68.46% | [8 empty] | Residential | 250 | No | 1
204629289 | Mini/Multi Split | Mitsubishi Electric | HRCU-A-CB-O | NTXSKS18A112A* |  | Mini-Splits (Non-Ducted) | SLZ-KF18NA.TH |  | 17700 | 20.7 |  | 12.5 | 11.6 |  | 19700 | 12900 | 65.48% | [8 empty] | Residential | 370 | No | 1.48
204629290 | Mini/Multi Split | Mitsubishi Electric | HRCU-A-CB | NTXSKS09A112A* |  | Mini-Splits (Ducted) | SEZ-KD09NA4R1.TH |  | 9000 | 18.8 |  | 12.8 | 11 |  | 12000 | 7600 | 63.33% | [8 empty] | Residential | 187.5 | No | 0.75
204629291 | Mini/Multi Split | Mitsubishi Electric | HRCU-A-CB | NTXSKS12A112A* |  | Mini-Splits (Ducted) | SEZ-KD12NA4R1.TH |  | 12000 | 20.5 |  | 12.9 | 12.4 |  | 15000 | 10000 | 66.67% | [8 empty] | Residential | 250 | No | 1
204629292 | Mini/Multi Split | Mitsubishi Electric | HRCU-A-CB | NTXSKS15A112A* |  | Mini-Splits (Ducted) | SEZ-KD15NA4R1.TH |  | 15000 | 19 |  | 13 | 11.4 |  | 18000 | 11700 | 65% | [8 empty] | Residential | 312.5 | No | 1.25
204629293 | Mini/Multi Split | Mitsubishi Electric | HRCU-A-CB | NTXSKS18A112A* |  | Mini-Splits (Ducted) | SEZ-KD18NA4R1.TH |  | 18000 | 22 |  | 13.7 | 13.1 |  | 21600 | 13900 | 64.35% | [8 empty] | Residential | 375 | No | 1.5
204629301 | Mini/Multi Split | Mitsubishi Electric | HRCU-A-CB | NTXSKS12A112A* |  | Mini-Splits (Ducted) | SVZ-KP12NA |  | 12000 | 18 |  | 12.7 | 12.1 |  | 15000 | 9900 | 66% | [8 empty] | Residential | 250 | No | 1
204629302 | Mini/Multi Split | Mitsubishi Electric | HRCU-A-CB | NTXSKS18A112A* |  | Mini-Splits (Ducted) | SVZ-KP18NA |  | 18000 | 18 |  | 13.2 | 12.6 |  | 21600 | 14000 | 64.81% | [8 empty] | Residential | 375 | No | 1.5
204629303 | Mini/Multi Split | Mitsubishi Electric | HRCU-A-CB | NTXSKS24A112A* |  | Mini-Splits (Ducted) | SVZ-KP24NA |  | 24000 | 18 |  | 12.5 | 10.4 |  | 25000 | 14600 | 58.4% | [8 empty] | Residential | 500 | No | 2
204629304 | Mini/Multi Split | Mitsubishi Electric | HRCU-A-CB | NTXSKS30A112A* |  | Mini-Splits (Ducted) | SVZ-KP30NA |  | 27000 | 18 |  | 12.5 | 13.6 |  | 30000 | 21400 | 71.33% | [8 empty] | Residential | 562.5 | No | 2.25
204629309 | Mini/Multi Split | Mitsubishi Electric | HRCU-A-CB-O | NTXSST09A112A* |  | Mini-Splits (Non-Ducted) | NAXWST09A112A* |  | 9000 | 24.6 |  | 15.4 | 12.8 |  | 10900 | 6700 | 61.47% | [8 empty] | Residential | 187.5 | No | 0.75
204629310 | Mini/Multi Split | Mitsubishi Electric | HRCU-A-CB-O | NTXSST12A112A* |  | Mini-Splits (Non-Ducted) | NAXWST12A112A* |  | 12000 | 23.1 |  | 13 | 12.5 |  | 14400 | 9200 | 63.89% | 12000 | 23.1 | 13 | 10.7 | 14400 |  |  |  | Residential | 250 | No | 1
204629311 | Mini/Multi Split | Mitsubishi Electric | HRCU-A-CB-O | NTXSST15A112A* |  | Mini-Splits (Non-Ducted) | NAXWST15A112A* |  | 14000 | 21.6 |  | 13 | 11.7 |  | 18000 | 12100 | 67.22% | 14000 | 21 | 13 | 11 | 18000 |  |  |  | Residential | 292.5 | No | 1.17
204629312 | Mini/Multi Split | Mitsubishi Electric | HRCU-A-CB-O | NTXSST24A112A* |  | Mini-Splits (Non-Ducted) | NAXWST24A112A* |  | 22400 | 20.5 |  | 12.5 | 10 |  | 27600 | 16000 | 57.97% | [8 empty] | Residential | 467.5 | No | 1.87
204629330 | Mini/Multi Split | Mitsubishi Electric | HRCU-A-CB | NTXSKS09A112A* |  | Mini-Splits (Ducted) | NAXDKS09A112A* |  | 9000 | 18.8 |  | 12.8 | 11 |  | 12000 | 7600 | 63.33% | [8 empty] | Residential | 187.5 | No | 0.75
204629331 | Mini/Multi Split | Mitsubishi Electric | HRCU-A-CB | NTXSKS12A112A* |  | Mini-Splits (Ducted) | NAXDKS12A112A* |  | 12000 | 20.5 |  | 12.9 | 12.4 |  | 15000 | 10000 | 66.67% | [8 empty] | Residential | 250 | No | 1
204629332 | Mini/Multi Split | Mitsubishi Electric | HRCU-A-CB | NTXSKS15A112A* |  | Mini-Splits (Ducted) | NAXDKS15A112A* |  | 15000 | 19 |  | 13 | 11.4 |  | 18000 | 11700 | 65% | [8 empty] | Residential | 312.5 | No | 1.25
204629333 | Mini/Multi Split | Mitsubishi Electric | HRCU-A-CB | NTXSKS18A112A* |  | Mini-Splits (Ducted) | NAXDKS18A112A* |  | 18000 | 22 |  | 13.7 | 13.1 |  | 21600 | 13900 | 64.35% | [8 empty] | Residential | 375 | No | 1.5
204629334 | Mini/Multi Split | Mitsubishi Electric | HRCU-A-CB | NTXSKS12A112A* |  | Mini-Splits (Ducted) | NAXAMT12A112A* |  | 12000 | 18 |  | 12.7 | 12.1 |  | 15000 | 9900 | 66% | [8 empty] | Residential | 250 | No | 1
204629335 | Mini/Multi Split | Mitsubishi Electric | HRCU-A-CB | NTXSKS18A112A* |  | Mini-Splits (Ducted) | NAXAMT18A112A* |  | 18000 | 18 |  | 13.2 | 12.6 |  | 21600 | 14000 | 64.81% | [8 empty] | Residential | 375 | No | 1.5
204629336 | Mini/Multi Split | Mitsubishi Electric | HRCU-A-CB | NTXSKS24A112A* |  | Mini-Splits (Ducted) | NAXAMT24A112A* |  | 24000 | 18 |  | 12.5 | 10.4 |  | 25000 | 14600 | 58.4% | [8 empty] | Residential | 500 | No | 2
204629337 | Mini/Multi Split | Mitsubishi Electric | HRCU-A-CB | NTXSKS30A112A* |  | Mini-Splits (Ducted) | NAXAMT30A112A* |  | 27000 | 18 |  | 12.5 | 13.6 |  | 30000 | 21400 | 71.33% | [8 empty] | Residential | 562.5 | No | 2.25
204629353 | Mini/Multi Split | Mitsubishi Electric | HRCU-A-CB-O | NAXSST09A112A* |  | Mini-Splits (Non-Ducted) | MSZ-GL09NA*** |  | 9000 | 24.6 |  | 15.4 | 12.8 |  | 10900 | 6700 | 61.47% | [8 empty] | Residential | 187.5 | No | 0.75
204629354 | Mini/Multi Split | Mitsubishi Electric | HRCU-A-CB-O | NAXSST12A112A* |  | Mini-Splits (Non-Ducted) | MSZ-GL12NA*** |  | 12000 | 23.1 |  | 13 | 12.5 |  | 14400 | 9200 | 63.89% | [8 empty] | Residential | 250 | No | 1
204629355 | Mini/Multi Split | Mitsubishi Electric | HRCU-A-CB-O | NAXSST15A112A* |  | Mini-Splits (Non-Ducted) | MSZ-GL15NA*** |  | 14000 | 21.6 |  | 13 | 11.7 |  | 18000 | 12100 | 67.22% | [8 empty] | Residential | 292.5 | No | 1.17
204629356 | Mini/Multi Split | Mitsubishi Electric | HRCU-A-CB-O | NAXSST18A112A* |  | Mini-Splits (Non-Ducted) | MSZ-GL18NA*** |  | 18000 | 20.5 |  | 13.4 | 11.2 |  | 21600 | 13800 | 63.89% | [8 empty] | Residential | 375 | No | 1.5
204629357 | Mini/Multi Split | Mitsubishi Electric | HRCU-A-CB-O | NAXSST24A112A* |  | Mini-Splits (Non-Ducted) | MSZ-GL24NA*** |  | 22400 | 20.5 |  | 12.5 | 10 |  | 27600 | 16000 | 57.97% | [8 empty] | Residential | 467.5 | No | 1.87
204629370 | Mini/Multi Split | Mitsubishi Electric | HRCU-A-CB-O | NAXSKS09A112A* |  | Mini-Splits (Non-Ducted) | MLZ-KP09NA |  | 9000 | 19.5 |  | 12.6 | 13.3 |  | 12000 | 7700 | 64.17% | [8 empty] | Residential | 187.5 | No | 0.75
204629371 | Mini/Multi Split | Mitsubishi Electric | HRCU-A-CB-O | NAXSKS12A112A* |  | Mini-Splits (Non-Ducted) | MLZ-KP12NA |  | 12000 | 19.8 |  | 12.5 | 12.1 |  | 15400 | 9900 | 64.29% | [8 empty] | Residential | 250 | No | 1
204629372 | Mini/Multi Split | Mitsubishi Electric | HRCU-A-CB-O | NAXSKS18A112A* |  | Mini-Splits (Non-Ducted) | MLZ-KP18NA |  | 18000 | 22.3 |  | 12.5 | 12.4 |  | 20000 | 13100 | 65.5% | [8 empty] | Residential | 375 | No | 1.5
204629373 | Mini/Multi Split | Mitsubishi Electric | HRCU-A-CB-O | NAXSKS09A112A* |  | Mini-Splits (Non-Ducted) | SLZ-KF09NA.TH |  | 9000 | 22.4 |  | 13.4 | 12.2 |  | 11000 | 6900 | 62.73% | [8 empty] | Residential | 187.5 | No | 0.75
204629374 | Mini/Multi Split | Mitsubishi Electric | HRCU-A-CB-O | NAXSKS12A112A* |  | Mini-Splits (Non-Ducted) | SLZ-KF12NA.TH |  | 12000 | 22 |  | 13.3 | 11.4 |  | 13000 | 8900 | 68.46% | [8 empty] | Residential | 250 | No | 1
204629376 | Mini/Multi Split | Mitsubishi Electric | HRCU-A-CB-O | NAXSKS18A112A* |  | Mini-Splits (Non-Ducted) | SLZ-KF18NA.TH |  | 17700 | 20.7 |  | 12.5 | 11.6 |  | 19700 | 12900 | 65.48% | [8 empty] | Residential | 370 | No | 1.48
204629377 | Mini/Multi Split | Mitsubishi Electric | HRCU-A-CB | NAXSKS09A112A* |  | Mini-Splits (Ducted) | SEZ-KD09NA4R1.TH |  | 9000 | 18.8 |  | 12.8 | 11 |  | 12000 | 7600 | 63.33% | [8 empty] | Residential | 187.5 | No | 0.75
204629378 | Mini/Multi Split | Mitsubishi Electric | HRCU-A-CB | NAXSKS12A112A* |  | Mini-Splits (Ducted) | SEZ-KD12NA4R1.TH |  | 12000 | 20.5 |  | 12.9 | 12.4 |  | 15000 | 10000 | 66.67% | [8 empty] | Residential | 250 | No | 1
204629379 | Mini/Multi Split | Mitsubishi Electric | HRCU-A-CB | NAXSKS15A112A* |  | Mini-Splits (Ducted) | SEZ-KD15NA4R1.TH |  | 15000 | 19 |  | 13 | 11.4 |  | 18000 | 11700 | 65% | [8 empty] | Residential | 312.5 | No | 1.25
204629380 | Mini/Multi Split | Mitsubishi Electric | HRCU-A-CB | NAXSKS18A112A* |  | Mini-Splits (Ducted) | SEZ-KD18NA4R1.TH |  | 18000 | 22 |  | 13.7 | 13.1 |  | 21600 | 13900 | 64.35% | [8 empty] | Residential | 375 | No | 1.5
204629381 | Mini/Multi Split | Mitsubishi Electric | HRCU-A-CB | NAXSKS09A112A* |  | Mini-Splits (Ducted) | PEAD-A09AA7 |  | 9000 | 19.7 |  | 12.5 | 12.6 |  | 12000 | 7600 | 63.33% | [8 empty] | Residential | 187.5 | No | 0.75
204629382 | Mini/Multi Split | Mitsubishi Electric | HRCU-A-CB | NAXSKS12A112A* |  | Mini-Splits (Ducted) | PEAD-A12AA7 |  | 12000 | 20.5 |  | 12.9 | 13 |  | 15000 | 9900 | 66% | [8 empty] | Residential | 250 | No | 1
204629383 | Mini/Multi Split | Mitsubishi Electric | HRCU-A-CB | NAXSKS15A112A* |  | Mini-Splits (Ducted) | PEAD-A15AA7 |  | 15000 | 19.2 |  | 13 | 11.6 |  | 18000 | 11300 | 62.78% | [8 empty] | Residential | 312.5 | No | 1.25
204629384 | Mini/Multi Split | Mitsubishi Electric | HRCU-A-CB | NAXSKS18A112A* |  | Mini-Splits (Ducted) | PEAD-A18AA7 |  | 18000 | 19.8 |  | 14.1 | 12.9 |  | 21600 | 14000 | 64.81% | [8 empty] | Residential | 375 | No | 1.5
204629385 | Mini/Multi Split | Mitsubishi Electric | HRCU-A-CB | NAXSKS24A112A* |  | Mini-Splits (Ducted) | PEAD-A24AA7 |  | 24000 | 18 |  | 12.5 | 11.2 |  | 25000 | 15000 | 60% | [8 empty] | Residential | 500 | No | 2
204629386 | Mini/Multi Split | Mitsubishi Electric | HRCU-A-CB | NAXSKS30A112A* |  | Mini-Splits (Ducted) | PEAD-A30AA7 |  | 27000 | 18 |  | 12.5 | 12.6 |  | 30000 | 22400 | 74.67% | [8 empty] | Residential | 562.5 | No | 2.25
204629388 | Mini/Multi Split | Mitsubishi Electric | HRCU-A-CB | NAXSKS12A112A* |  | Mini-Splits (Ducted) | SVZ-KP12NA |  | 12000 | 18 |  | 12.7 | 12.1 |  | 15000 | 9900 | 66% | [8 empty] | Residential | 250 | No | 1
204629389 | Mini/Multi Split | Mitsubishi Electric | HRCU-A-CB | NAXSKS18A112A* |  | Mini-Splits (Ducted) | SVZ-KP18NA |  | 18000 | 18 |  | 13.2 | 12.6 |  | 21600 | 14000 | 64.81% | [8 empty] | Residential | 375 | No | 1.5
204629390 | Mini/Multi Split | Mitsubishi Electric | HRCU-A-CB | NAXSKS24A112A* |  | Mini-Splits (Ducted) | SVZ-KP24NA |  | 24000 | 18 |  | 12.5 | 10.4 |  | 25000 | 14600 | 58.4% | [8 empty] | Residential | 500 | No | 2
204629391 | Mini/Multi Split | Mitsubishi Electric | HRCU-A-CB | NAXSKS30A112A* |  | Mini-Splits (Ducted) | SVZ-KP30NA |  | 27000 | 18 |  | 12.5 | 13.6 |  | 30000 | 21400 | 71.33% | [8 empty] | Residential | 562.5 | No | 2.25
204629396 | Mini/Multi Split | Mitsubishi Electric | HRCU-A-CB-O | NAXSST09A112A* |  | Mini-Splits (Non-Ducted) | NTXWST09A112A* |  | 9000 | 24.6 |  | 15.4 | 12.8 |  | 10900 | 6700 | 61.47% | [8 empty] | Residential | 187.5 | No | 0.75
204629397 | Mini/Multi Split | Mitsubishi Electric | HRCU-A-CB-O | NAXSST12A112A* |  | Mini-Splits (Non-Ducted) | NTXWST12A112A* |  | 12000 | 23.1 |  | 13 | 12.5 |  | 14400 | 9200 | 63.89% | [8 empty] | Residential | 250 | No | 1
204629398 | Mini/Multi Split | Mitsubishi Electric | HRCU-A-CB-O | NAXSST15A112A* |  | Mini-Splits (Non-Ducted) | NTXWST15A112A* |  | 14000 | 21.6 |  | 13 | 11.7 |  | 18000 | 12100 | 67.22% | [8 empty] | Residential | 292.5 | No | 1.17
204629399 | Mini/Multi Split | Mitsubishi Electric | HRCU-A-CB-O | NAXSST24A112A* |  | Mini-Splits (Non-Ducted) | NTXWST24A112A* |  | 22400 | 20.5 |  | 12.5 | 10 |  | 27600 | 16000 | 57.97% | [8 empty] | Residential | 467.5 | No | 1.87
204629410 | Mini/Multi Split | Mitsubishi Electric | HRCU-A-CB-O | NAXSKS09A112A* |  | Mini-Splits (Non-Ducted) | NTXUKS09A112A* |  | 9000 | 19.5 |  | 12.6 | 13.3 |  | 12000 | 7700 | 64.17% | [8 empty] | Residential | 187.5 | No | 0.75
204629411 | Mini/Multi Split | Mitsubishi Electric | HRCU-A-CB-O | NAXSKS12A112A* |  | Mini-Splits (Non-Ducted) | NTXUKS12A112A* |  | 12000 | 19.8 |  | 12.5 | 12.1 |  | 15400 | 9900 | 64.29% | [8 empty] | Residential | 250 | No | 1
204629412 | Mini/Multi Split | Mitsubishi Electric | HRCU-A-CB-O | NAXSKS18A112A* |  | Mini-Splits (Non-Ducted) | NTXUKS18A112A* |  | 18000 | 22.3 |  | 12.5 | 12.4 |  | 20000 | 13100 | 65.5% | [8 empty] | Residential | 375 | No | 1.5
204629413 | Mini/Multi Split | Mitsubishi Electric | HRCU-A-CB-O | NAXSKS09A112A* |  | Mini-Splits (Non-Ducted) | NTXCKS09A112A* |  | 9000 | 22.4 |  | 13.4 | 12.2 |  | 11000 | 6900 | 62.73% | [8 empty] | Residential | 187.5 | No | 0.75
204629414 | Mini/Multi Split | Mitsubishi Electric | HRCU-A-CB-O | NAXSKS12A112A* |  | Mini-Splits (Non-Ducted) | NTXCKS12A112A* |  | 12000 | 22 |  | 13.3 | 11.4 |  | 13000 | 8900 | 68.46% | [8 empty] | Residential | 250 | No | 1
204629416 | Mini/Multi Split | Mitsubishi Electric | HRCU-A-CB-O | NAXSKS18A112A* |  | Mini-Splits (Non-Ducted) | NTXCKS18A112A* |  | 17700 | 20.7 |  | 12.5 | 11.6 |  | 19700 | 12900 | 65.48% | [8 empty] | Residential | 370 | No | 1.48
204629417 | Mini/Multi Split | Mitsubishi Electric | HRCU-A-CB | NAXSKS09A112A* |  | Mini-Splits (Ducted) | NTXDKS09A112A* |  | 9000 | 18.8 |  | 12.8 | 11 |  | 12000 | 7600 | 63.33% | [8 empty] | Residential | 187.5 | No | 0.75
204629418 | Mini/Multi Split | Mitsubishi Electric | HRCU-A-CB | NAXSKS12A112A* |  | Mini-Splits (Ducted) | NTXDKS12A112A* |  | 12000 | 20.5 |  | 12.9 | 12.4 |  | 15000 | 10000 | 66.67% | [8 empty] | Residential | 250 | No | 1
204629419 | Mini/Multi Split | Mitsubishi Electric | HRCU-A-CB | NAXSKS15A112A* |  | Mini-Splits (Ducted) | NTXDKS15A112A* |  | 15000 | 19 |  | 13 | 11.4 |  | 18000 | 11700 | 65% | [8 empty] | Residential | 312.5 | No | 1.25
204629420 | Mini/Multi Split | Mitsubishi Electric | HRCU-A-CB | NAXSKS18A112A* |  | Mini-Splits (Ducted) | NTXDKS18A112A* |  | 18000 | 22 |  | 13.7 | 13.1 |  | 21600 | 13900 | 64.35% | [8 empty] | Residential | 375 | No | 1.5
204629421 | Mini/Multi Split | Mitsubishi Electric | HRCU-A-CB | NAXSKS12A112A* |  | Mini-Splits (Ducted) | NTXAMT12A112A* |  | 12000 | 18 |  | 12.7 | 12.1 |  | 15000 | 9900 | 66% | [8 empty] | Residential | 250 | No | 1
204629422 | Mini/Multi Split | Mitsubishi Electric | HRCU-A-CB | NAXSKS18A112A* |  | Mini-Splits (Ducted) | NTXAMT18A112A* |  | 18000 | 18 |  | 13.2 | 12.6 |  | 21600 | 14000 | 64.81% | [8 empty] | Residential | 375 | No | 1.5
204629423 | Mini/Multi Split | Mitsubishi Electric | HRCU-A-CB | NAXSKS24A112A* |  | Mini-Splits (Ducted) | NTXAMT24A112A* |  | 24000 | 18 |  | 12.5 | 10.4 |  | 25000 | 14600 | 58.4% | [8 empty] | Residential | 500 | No | 2
204629424 | Mini/Multi Split | Mitsubishi Electric | HRCU-A-CB | NAXSKS30A112A* |  | Mini-Splits (Ducted) | NTXAMT30A112A* |  | 27000 | 18 |  | 12.5 | 13.6 |  | 30000 | 21400 | 71.33% | [8 empty] | Residential | 562.5 | No | 2.25
204629545 | Mini/Multi Split | American Standard / Mitsubishi Electric | HRCU-A-CB | NAXSKS09A112A* |  | Mini-Splits (Ducted) | PEAD-A09AA7 |  | 9000 | 19.7 |  | 12.5 | 12.6 |  | 12000 | 7600 | 63.33% | [8 empty] | Residential | 187.5 | No | 0.75
204629546 | Mini/Multi Split | American Standard / Mitsubishi Electric | HRCU-A-CB | NAXSKS12A112A* |  | Mini-Splits (Ducted) | PEAD-A12AA7 |  | 12000 | 20.5 |  | 12.9 | 13 |  | 15000 | 9900 | 66% | [8 empty] | Residential | 250 | No | 1
204629547 | Mini/Multi Split | American Standard / Mitsubishi Electric | HRCU-A-CB | NAXSKS15A112A* |  | Mini-Splits (Ducted) | PEAD-A15AA7 |  | 15000 | 19.2 |  | 13 | 11.6 |  | 18000 | 11300 | 62.78% | [8 empty] | Residential | 312.5 | No | 1.25
204629548 | Mini/Multi Split | American Standard / Mitsubishi Electric | HRCU-A-CB | NAXSKS18A112A* |  | Mini-Splits (Ducted) | PEAD-A18AA7 |  | 18000 | 19.8 |  | 14.1 | 12.9 |  | 21600 | 14000 | 64.81% | [8 empty] | Residential | 375 | No | 1.5
204629549 | Mini/Multi Split | American Standard / Mitsubishi Electric | HRCU-A-CB | NAXSKS24A112A* |  | Mini-Splits (Ducted) | PEAD-A24AA7 |  | 24000 | 18 |  | 12.5 | 11.2 |  | 25000 | 15000 | 60% | [8 empty] | Residential | 500 | No | 2
204629550 | Mini/Multi Split | American Standard / Mitsubishi Electric | HRCU-A-CB | NAXSKS30A112A* |  | Mini-Splits (Ducted) | PEAD-A30AA7 |  | 27000 | 18 |  | 12.5 | 12.6 |  | 30000 | 22400 | 74.67% | [8 empty] | Residential | 562.5 | No | 2.25
204629572 | Mini/Multi Split | Mitsubishi Electric | HRCU-A-CB-O | MUFZ-KJ09NAHZ*** |  | Mini-Splits (Non-Ducted) | NAXFKS09A112A* |  | 9000 | 28.2 |  | 15.8 | 13 |  | 11000 | 7500 | 68.18% | 9000 | 28.7 | 15.8 | 11.3 | 11000 |  |  |  | Residential | 187.5 | No | 0.75 | No
204629573 | Mini/Multi Split | Mitsubishi Electric | HRCU-A-CB-O | MUFZ-KJ12NAHZ*** |  | Mini-Splits (Non-Ducted) | NAXFKS12A112A* |  | 12000 | 25.5 |  | 13.6 | 12 |  | 13000 | 8800 | 67.69% | 12000 | 26.7 | 13.6 | 10.6 | 13000 |  |  |  | Residential | 250 | No | 1 | No
204629574 | Mini/Multi Split | Mitsubishi Electric | HRCU-A-CB-O | MUFZ-KJ15NAHZ*** |  | Mini-Splits (Non-Ducted) | NAXFKS15A112A* |  | 15000 | 21.8 |  | 13.5 | 11.6 |  | 18000 | 12000 | 66.67% | 15000 | 22.2 | 13.5 | 10.7 | 18000 |  |  |  | Residential | 312.5 | No | 1.25 | No
204629575 | Mini/Multi Split | Mitsubishi Electric | HRCU-A-CB-O | MUFZ-KJ18NAHZ*** |  | Mini-Splits (Non-Ducted) | NAXFKS18A112A* |  | 17000 | 21 |  | 12.6 | 11.3 |  | 21000 | 12800 | 60.95% | 17000 | 22 | 12.6 | 10.3 | 21000 |  |  |  | Residential | 355 | No | 1.42 | No
204629588 | Mini/Multi Split | Mitsubishi Electric | HRCU-A-CB-O | NTXSST18A112A* |  | Mini-Splits (Non-Ducted) | NAXWST18A112A* |  | 18000 | 20.5 |  | 13.4 | 11.2 |  | 21600 | 13800 | 63.89% | 18000 | 20.5 | 13.4 | 10.3 | 21600 |  |  |  | Residential | 375 | No | 1.5
204629602 | Mini/Multi Split | Mitsubishi Electric | HRCU-A-CB-O | NAXSST18A112A* |  | Mini-Splits (Non-Ducted) | NTXWST18A112A* |  | 18000 | 20.5 |  | 13.4 | 11.2 |  | 21600 | 13800 | 63.89% | [8 empty] | Residential | 375 | No | 1.5
204667289 | Mini/Multi Split | Kreeg | HRCU-A-CB-O | CKR 18-20 |  | Mini-Splits (Non-Ducted) | CKR 18-20 |  | 18000 | 21 |  | 13 | 10 |  | 18000 | 10400 | 57.78% | [8 empty] | Residential | 375 | No | 1.5
204706295 | Mini/Multi Split | ACC | HMSV-A-CB | MST303E23MHAA |  | Non-Ducted Indoor Units |  |  | 28000 | 22 |  | 13 | 10.4 |  | 28000 | 18000 | 64.29% | [8 empty] | Residential | 582.5 | No | 2.33
204706296 | Mini/Multi Split | ACC | HMSV-A-CB | MST363E23MHAA |  | Non-Ducted Indoor Units |  |  | 36000 | 21.5 |  | 13.5 | 10.5 |  | 36000 | 23200 | 64.44% | [8 empty] | Residential | 750 | No | 3
204711105 | Mini/Multi Split | MDV | HMSV-A-CB | M3OF-27HFN1-MCA |  | Non-Ducted Indoor Units |  |  | 24000 | 23 |  | 12.5 | 10.3 |  | 24000 | 17200 | 71.67% | [8 empty] | Residential | 500 | No | 2
204711106 | Mini/Multi Split | CARRIER | HMSV-A-CB | 38MGRQ24C--3 |  | Non-Ducted Indoor Units |  |  | 24000 | 23 |  | 12.5 | 10.3 |  | 24000 | 17200 | 71.67% | [8 empty] | Residential | 500 | No | 2
204711107 | Mini/Multi Split | BRYANT | HMSV-A-CB | 38MGRQ24C--3 |  | Non-Ducted Indoor Units |  |  | 24000 | 23 |  | 12.5 | 10.3 |  | 24000 | 17200 | 71.67% | [8 empty] | Residential | 500 | No | 2
204711108 | Mini/Multi Split | PAYNE | HMSV-A-CB | 38MGRQ24C--3 |  | Non-Ducted Indoor Units |  |  | 24000 | 23 |  | 12.5 | 10.3 |  | 24000 | 17200 | 71.67% | [8 empty] | Residential | 500 | No | 2
204711109 | Mini/Multi Split | MIDEA | HMSV-A-CB | 38MGRQ24C--3 |  | Non-Ducted Indoor Units |  |  | 24000 | 23 |  | 12.5 | 10.3 |  | 24000 | 17200 | 71.67% | [8 empty] | Residential | 500 | No | 2
204711116 | Mini/Multi Split | MDV | HRCU-A-CB-O | MOB30-12HFN1-BT0Q1W |  | Mini-Splits (Non-Ducted) | MSABB-12HRFN1-MT0Q1W |  | 12000 | 22 |  | 12.7 | 10 |  | 12000 | 7200 | 60% | [8 empty] | Residential | 250 | No | 1
204711117 | Mini/Multi Split | MDV | HRCU-A-CB-O | MOCA30-18HFN1-MT0Q1W |  | Mini-Splits (Non-Ducted) | MSABE-18HRFN1-MT0Q1W |  | 18000 | 20 |  | 12.5 | 10 |  | 18000 | 11300 | 62.78% | [8 empty] | Residential | 375 | No | 1.5
204711118 | Mini/Multi Split | MDV | HRCU-A-CB-O | MOD30-23HFN1-MT0Q1W |  | Mini-Splits (Non-Ducted) | MSABE-23HRFN1-MT0Q1W |  | 23000 | 20 |  | 12.5 | 10 |  | 25000 | 14800 | 59.2% | [8 empty] | Residential | 480 | No | 1.92
204711122 | Mini/Multi Split | MRCOOL | HRCU-A-CB-O | DIY-12-HP-C-115B |  | Mini-Splits (Non-Ducted) | DIY-12-HP-WMAH-115B |  | 12000 | 22 |  | 12.7 | 10 |  | 12000 | 7200 | 60% | [8 empty] | Residential | 250 | No | 1
204711123 | Mini/Multi Split | MRCOOL | HRCU-A-CB-O | DIY-18-HP-C-230B |  | Mini-Splits (Non-Ducted) | DIY-18-HP-WMAH-230B |  | 18000 | 20 |  | 12.5 | 10 |  | 18000 | 11300 | 62.78% | [8 empty] | Residential | 375 | No | 1.5
204711124 | Mini/Multi Split | MRCOOL | HRCU-A-CB-O | DIY-24-HP-C-230B |  | Mini-Splits (Non-Ducted) | DIY-24-HP-WMAH-230B |  | 23000 | 20 |  | 12.5 | 10 |  | 25000 | 14800 | 59.2% | [8 empty] | Residential | 480 | No | 1.92
204711129 | Mini/Multi Split | Breeze33 | HMSV-A-CB | BZ33-HYP27HP3Z2 |  | Non-Ducted Indoor Units |  |  | 28000 | 22 |  | 13 | 10.4 |  | 28000 | 18000 | 64.29% | [8 empty] | Residential | 582.5 | No | 2.33
204711130 | Mini/Multi Split | Breeze33 | HMSV-A-CB | BZ33-HYP36HP4Z2 |  | Non-Ducted Indoor Units |  |  | 36000 | 21.5 |  | 13.5 | 10.5 |  | 36000 | 23200 | 64.44% | [8 empty] | Residential | 750 | No | 3
204713920 | Mini/Multi Split | MDV | HMSV-A-CB | M2OF-18HFN1-MCA |  | Non-Ducted Indoor Units |  |  | 18000 | 22.5 |  | 12.5 | 10.3 |  | 19000 | 12000 | 63.16% | [8 empty] | Residential | 375 | No | 1.5
204713921 | Mini/Multi Split | MDV | HMSV-A-CB | M5OF-48HFN1-MCA |  | Non-Ducted Indoor Units |  |  | 48000 | 22.4 |  | 12.5 | 10.2 |  | 48000 | 29600 | 61.67% | [8 empty] | Residential | 1000 | No | 4
204713932 | Mini/Multi Split | MDV | HMSV-A-CB | M4OF-36HFN1-MCA |  | Non-Ducted Indoor Units |  |  | 30000 | 23.8 |  | 12.5 | 10 |  | 28000 | 17400 | 62.14% | [8 empty] | Residential | 625 | No | 2.5
204713933 | Mini/Multi Split | MDV | HMSV-A-CB | M4OH-36HFN1-MCA |  | Non-Ducted Indoor Units |  |  | 36000 | 21.5 |  | 13.5 | 10.5 |  | 36000 | 23200 | 64.44% | [8 empty] | Residential | 750 | No | 3
204717600 | Mini/Multi Split | DAIKIN | HRCU-A-CB-O | RXL12QMVJU9 |  | Mini-Splits (Non-Ducted) | FTX12NMVJU |  | 10600 | 20 |  | 12.5 | 12 |  | 13400 | 8800 | 65.67% | [8 empty] | Residential | 220 | No | 0.88
204722815 | Mini/Multi Split | MIDEA | HMSV-A-CB | 38MGRQ30D--3 |  | Non-Ducted Indoor Units |  |  | 30000 | 23.8 |  | 12.5 | 10 |  | 28000 | 17400 | 62.14% | [8 empty] | Residential | 625 | No | 2.5
204722816 | Mini/Multi Split | PAYNE | HMSV-A-CB | 38MGRQ30D--3 |  | Non-Ducted Indoor Units |  |  | 30000 | 23.8 |  | 12.5 | 10 |  | 28000 | 17400 | 62.14% | [8 empty] | Residential | 625 | No | 2.5
204740066 | Mini/Multi Split | FUJITSU | HRCU-A-CB-O | AOUG09LZAS1 |  | Mini-Splits (Non-Ducted) | ASUG09LZAS |  | 9000 | 33.1 |  | 18 | 14.2 |  | 12000 | 7400 | 61.67% | 9000 | 33.1 | 18 | 13.4 | 12000 | 15400 | 128.3% | 2.14 | Residential | 187.5 | Yes | 0.75 | Both
204740067 | Mini/Multi Split | FUJITSU | HRCU-A-CB-O | AOUG09LZAH1 |  | Mini-Splits (Non-Ducted) | ASUG09LZAS |  | 9000 | 33.1 |  | 18 | 14 |  | 12000 | 7400 | 61.67% | 9000 | 33.1 | 18 | 13.3 | 12000 | 15400 | 128.3% | 2 | Residential | 187.5 | Yes | 0.75 | Both
204740068 | Mini/Multi Split | FUJITSU | HRCU-A-CB-O | AOUG12LZAS1 |  | Mini-Splits (Non-Ducted) | ASUG12LZAS |  | 12000 | 29.4 |  | 15.2 | 14 |  | 16000 | 10000 | 62.5% | 12000 | 29.4 | 15.2 | 12.9 | 16000 | 16600 | 103.8% | 2.32 | Residential | 250 | Yes | 1 | Both
204740069 | Mini/Multi Split | FUJITSU | HRCU-A-CB-O | AOUG12LZAH1 |  | Mini-Splits (Non-Ducted) | ASUG12LZAS |  | 12000 | 29.4 |  | 15.2 | 13.8 |  | 16000 | 10000 | 62.5% | 12000 | 29.4 | 15.2 | 12.7 | 16000 | 16600 | 103.8% | 2.16 | Residential | 250 | Yes | 1 | Both
204740070 | Mini/Multi Split | FUJITSU | HRCU-A-CB-O | AOUG15LZAS1 |  | Mini-Splits (Non-Ducted) | ASUG15LZAS |  | 14500 | 25.3 |  | 13.9 | 13.4 |  | 18000 | 11200 | 62.22% | 14500 | 25.3 | 13.9 | 12.8 | 18000 | 17500 | 97.22% | 2.52 | Residential | 302.5 | Yes | 1.21 | Both
204740071 | Mini/Multi Split | FUJITSU | HRCU-A-CB-O | AOUG15LZAH1 |  | Mini-Splits (Non-Ducted) | ASUG15LZAS |  | 14500 | 25.3 |  | 13.9 | 13.3 |  | 18000 | 11200 | 62.22% | 14500 | 25.3 | 13.9 | 12.7 | 18000 | 17500 | 97.22% | 2.34 | Residential | 302.5 | Yes | 1.21 | Both
204745048 | Mini/Multi Split | EMI | HRCU-A-CB-O | SZ1H12AAA |  | Mini-Splits (Non-Ducted) | WALH12AAA |  | 12000 | 21.5 |  | 12.5 | 11.2 |  | 12000 | 7100 | 59.17% | [8 empty] | Residential | 250 | No | 1
204752937 | Mini/Multi Split | FUJITSU | HRCU-A-CB-O | AOUG09LMAS1 |  | Mini-Splits (Non-Ducted) | ASUG09LMAS |  | 9000 | 26.5 |  | 14.3 | 13 |  | 12000 | 7400 | 61.67% | [8 empty] | Residential | 187.5 | No | 0.75
204752938 | Mini/Multi Split | FUJITSU | HRCU-A-CB-O | AOUG12LMAS1 |  | Mini-Splits (Non-Ducted) | ASUG12LMAS |  | 12000 | 23 |  | 12.5 | 12.5 |  | 16000 | 10300 | 64.38% | [8 empty] | Residential | 250 | No | 1
204752957 | Mini/Multi Split | DANBY | HRCU-A-CB-O | DAS120BAH***-O |  | Mini-Splits (Non-Ducted) | DAS120BAH***-I |  | 12000 | 21.5 |  | 12.5 | 11.2 |  | 12000 | 7100 | 59.17% | [8 empty] | Residential | 250 | No | 1
204752958 | Mini/Multi Split | DANBY | HMSV-A-CB | DAS180DBAH***-O |  | Non-Ducted Indoor Units |  |  | 17000 | 21.3 |  | 12.5 | 10 |  | 18000 | 11800 | 65.56% | [8 empty] | Residential | 355 | No | 1.42
204760468 | Mini/Multi Split | KINGHOME | HRCU-A-CB-O | KW09HQ2B8AO |  | Mini-Splits (Non-Ducted) | KW09HQ2B8AI |  | 9000 | 23 |  | 13 | 10.5 |  | 9900 | 6100 | 61.62% | [8 empty] | Residential | 187.5 | No | 0.75
204760469 | Mini/Multi Split | KINGHOME | HRCU-A-CB-O | KW12HQ2B8AO |  | Mini-Splits (Non-Ducted) | KW12HQ2B8AI |  | 12000 | 22 |  | 12.5 | 10.2 |  | 12200 | 6800 | 55.74% | [8 empty] | Residential | 250 | No | 1
204760838 | Mini/Multi Split | KANIONco | HRCU-A-CB-O | KWSM-12IR410AHS21L |  | Mini-Splits (Non-Ducted) | KWSM-12IR410AHS21L |  | 12000 | 21.5 |  | 12.5 | 11.2 |  | 12000 | 7100 | 59.17% | [8 empty] | Residential | 250 | No | 1
204760839 | Mini/Multi Split | KANIONco | HRCU-A-CB-O | KWSM-09IR410AHS21 |  | Mini-Splits (Non-Ducted) | KWSM-09IR410AHS21 |  | 9000 | 22.8 |  | 14 | 10.5 |  | 9800 | 6400 | 65.31% | [8 empty] | Residential | 187.5 | No | 0.75
204760841 | Mini/Multi Split | KANIONco | HRCU-A-CB-O | KWSM-18IR410AHS21 |  | Mini-Splits (Non-Ducted) | KWSM-18IR410AHS21 |  | 18000 | 21 |  | 13 | 10 |  | 18000 | 10400 | 57.78% | [8 empty] | Residential | 375 | No | 1.5
204760842 | Mini/Multi Split | KANIONco | HRCU-A-CB-O | KWSM-24IR410AHS21 |  | Mini-Splits (Non-Ducted) | KWSM-24IR410AHS21 |  | 24000 | 20.5 |  | 12.5 | 10 |  | 25000 | 15300 | 61.2% | [8 empty] | Residential | 500 | No | 2
204760844 | Mini/Multi Split | KANIONco | HRCU-A-CB-O | KD-09R410AH |  | Mini-Splits (Non-Ducted) | KD-09R410AH |  | 9000 | 20 |  | 13 | 10.5 |  | 10000 | 5800 | 58% | [8 empty] | Residential | 187.5 | No | 0.75
204760845 | Mini/Multi Split | KANIONco | HRCU-A-CB | KD-12R410AH |  | Mini-Splits (Ducted) | KD-12R410AH |  | 12000 | 21.5 |  | 12.5 | 11.5 |  | 12000 | 7200 | 60% | [8 empty] | Residential | 250 | No | 1
204760846 | Mini/Multi Split | KANIONco | HRCU-A-CB | KD-18R410AH |  | Mini-Splits (Ducted) | KD-18R410AH |  | 18000 | 19 |  | 12.5 | 10.5 |  | 18000 | 12000 | 66.67% | [8 empty] | Residential | 375 | No | 1.5
204760847 | Mini/Multi Split | KANIONco | HRCU-A-CB | KD-24R410AH |  | Mini-Splits (Ducted) | KD-24R410AH |  | 24000 | 21.5 |  | 12.5 | 11 |  | 24400 | 16000 | 65.57% | [8 empty] | Residential | 500 | No | 2
204783911 | Mini/Multi Split | MRCOOL | HRCU-A-CB-O | O-ES-09-HP-C-230 |  | Mini-Splits (Non-Ducted) | O-09-HP-WMAH-230A |  | 9000 | 23.5 |  | 14.9 | 10.8 |  | 9800 | 5800 | 59.18% | [8 empty] | Residential | 187.5 | No | 0.75
204783912 | Mini/Multi Split | MRCOOL | HRCU-A-CB-O | O-ES-12-HP-C-230 |  | Mini-Splits (Non-Ducted) | O-12-HP-WMAH-230A |  | 12000 | 22.7 |  | 13.7 | 11 |  | 12000 | 7700 | 64.17% | [8 empty] | Residential | 250 | No | 1
204783913 | Mini/Multi Split | MRCOOL | HRCU-A-CB-O | O-ES-18-HP-C-230 |  | Mini-Splits (Non-Ducted) | O-18-HP-WMAH-230A |  | 18000 | 21 |  | 13 | 10.4 |  | 18000 | 11400 | 63.33% | [8 empty] | Residential | 375 | No | 1.5
204783914 | Mini/Multi Split | MRCOOL | HRCU-A-CB-O | O-ES-24-HP-C-230 |  | Mini-Splits (Non-Ducted) | O-24-HP-WMAH-230A |  | 24000 | 20.7 |  | 13.7 | 11.5 |  | 25000 | 15300 | 61.2% | [8 empty] | Residential | 500 | No | 2
204783915 | Mini/Multi Split | MRCOOL | HRCU-A-CB-O | O-HH-09-HP-C-230 |  | Mini-Splits (Non-Ducted) | O-09-HP-WMAH-230A |  | 9000 | 25 |  | 14.5 | 11.2 |  | 10900 | 6900 | 63.3% | [8 empty] | Residential | 187.5 | No | 0.75
204783916 | Mini/Multi Split | MRCOOL | HRCU-A-CB-O | O-HH-12-HP-C-230 |  | Mini-Splits (Non-Ducted) | O-12-HP-WMAH-230A |  | 12000 | 22.5 |  | 13 | 12 |  | 12000 | 7800 | 65% | [8 empty] | Residential | 250 | No | 1
204783917 | Mini/Multi Split | MRCOOL | HRCU-A-CB-O | O-HH-18-HP-C-230 |  | Mini-Splits (Non-Ducted) | O-18-HP-WMAH-230A |  | 17000 | 20 |  | 12.5 | 10.3 |  | 18000 | 10800 | 60% | [8 empty] | Residential | 355 | No | 1.42
204783918 | Mini/Multi Split | MRCOOL | HRCU-A-CB-O | O-HH-24-HP-C-230 |  | Mini-Splits (Non-Ducted) | O-24-HP-WMAH-230A |  | 24000 | 20.5 |  | 13 | 11.5 |  | 24000 | 15400 | 64.17% | [8 empty] | Residential | 500 | No | 2
204793306 | Mini/Multi Split | DIAL | HRCU-A-CB-O | 24000Z-03-O |  | Non-Ducted Indoor Units |  |  | 24000 | 22 |  | 12.5 | 11 |  | 24000 | 15000 | 62.5% | 24000 | 22 | 12.5 | 9.05 | 24000 | 24000 | 100% | 1.84 | Residential | 500 | Yes | 2 | Both
204793307 | Mini/Multi Split | DIAL | HRCU-A-CB-O | 36000Z-04-O |  | Non-Ducted Indoor Units |  |  | 32000 | 21 |  | 12.5 | 11 |  | 36000 | 22400 | 62.22% | 32000 | 21 | 12.5 | 9 | 36400 | 36000 | 98.9% | 1.84 | Residential | 667.5 | Yes | 2.67 | Both
204793322 | Mini/Multi Split | American Standard / Mitsubishi Electric | HRCU-A-CB-O | NAXSKH09A112AA |  | Mini-Splits (Non-Ducted) | NAXCKS09A112AA |  | 9000 | 20.2 |  | 15 | 10 |  | 11000 | 6300 | 57.27% | [8 empty] | Residential | 187.5 | No | 0.75
204793324 | Mini/Multi Split | American Standard / Mitsubishi Electric | HRCU-A-CB-O | NAXSKH09A112AA |  | Mini-Splits (Non-Ducted) | NAXUKS09A112AA |  | 9000 | 18.9 |  | 12.5 | 11 |  | 12000 | 6600 | 55% | [8 empty] | Residential | 187.5 | No | 0.75
204793325 | Mini/Multi Split | American Standard / Mitsubishi Electric | HRCU-A-CB | NAXSKH12A112AA |  | Mini-Splits (Ducted) | NAXDKS12A112AA |  | 12000 | 19 |  | 13 | 10.2 |  | 15000 | 9000 | 60% | [8 empty] | Residential | 250 | No | 1
204793326 | Mini/Multi Split | American Standard / Mitsubishi Electric | HRCU-A-CB-O | NAXSKH12A112AA |  | Mini-Splits (Non-Ducted) | NAXCKS12A112AA |  | 12000 | 20.3 |  | 12.7 | 10 |  | 13800 | 8300 | 60.14% | [8 empty] | Residential | 250 | No | 1
204793327 | Mini/Multi Split | American Standard / Mitsubishi Electric | HRCU-A-CB | NAXSKH12A112AA |  | Mini-Splits (Ducted) | APEADA0121AA70A |  | 12000 | 19.3 |  | 14.1 | 11 |  | 15000 | 9000 | 60% | [8 empty] | Residential | 250 | No | 1
204793328 | Mini/Multi Split | American Standard / Mitsubishi Electric | HRCU-A-CB | NAXSKH12A112AA |  | Mini-Splits (Ducted) | NAXAMT12A112AA |  | 12000 | 19 |  | 13.9 | 10.2 |  | 15000 | 8900 | 59.33% | [8 empty] | Residential | 250 | No | 1
204793329 | Mini/Multi Split | American Standard / Mitsubishi Electric | HRCU-A-CB-O | NAXSKH12A112AA |  | Mini-Splits (Non-Ducted) | NAXUKS12A112AA |  | 12000 | 19 |  | 12.7 | 10.2 |  | 15000 | 9100 | 60.67% | [8 empty] | Residential | 250 | No | 1
204793333 | Mini/Multi Split | American Standard / Mitsubishi Electric | HRCU-A-CB | NAXSKH18A112AA |  | Mini-Splits (Ducted) | NAXDKS18A112AA |  | 18000 | 19.1 |  | 13.1 | 10.9 |  | 21600 | 14200 | 65.74% | [8 empty] | Residential | 375 | No | 1.5
204793335 | Mini/Multi Split | American Standard / Mitsubishi Electric | HRCU-A-CB | NAXSKH18A112AA |  | Mini-Splits (Ducted) | APEADA0181AA70A |  | 18000 | 18.9 |  | 12.8 | 10.8 |  | 21600 | 14200 | 65.74% | [8 empty] | Residential | 375 | No | 1.5
204793336 | Mini/Multi Split | American Standard / Mitsubishi Electric | HRCU-A-CB | NAXSKH18A112AA |  | Mini-Splits (Ducted) | NAXAMT18A112AA |  | 18000 | 18.4 |  | 12.5 | 10.4 |  | 21600 | 14300 | 66.2% | [8 empty] | Residential | 375 | No | 1.5
204793337 | Mini/Multi Split | American Standard / Mitsubishi Electric | HRCU-A-CB-O | NAXSKH18A112AA |  | Mini-Splits (Non-Ducted) | NAXUKS18A112AA |  | 16700 | 18.8 |  | 12.5 | 10 |  | 18600 | 11800 | 63.44% | [8 empty] | Residential | 347.5 | No | 1.39
204793339 | Mini/Multi Split | Trane / Mitsubishi Electric | HRCU-A-CB-O | NTXSKH09A112AA |  | Mini-Splits (Non-Ducted) | NTXCKS09A112AA |  | 9000 | 20.2 |  | 15 | 10 |  | 11000 | 6300 | 57.27% | 9000 | 20.5 | 15 | 9 | 11000 |  |  |  | Residential | 187.5 | No | 0.75 | No
204793342 | Mini/Multi Split | Trane / Mitsubishi Electric | HRCU-A-CB | NTXSKH12A112AA |  | Mini-Splits (Ducted) | NTXDKS12A112AA |  | 12000 | 19 |  | 13 | 10.2 |  | 15000 | 9000 | 60% | [8 empty] | Residential | 250 | No | 1
204793343 | Mini/Multi Split | Trane / Mitsubishi Electric | HRCU-A-CB-O | NTXSKH12A112AA |  | Mini-Splits (Non-Ducted) | NTXCKS12A112AA |  | 12000 | 20.3 |  | 12.7 | 10 |  | 13800 | 8300 | 60.14% | 12000 | 20.8 | 12.7 | 9 | 13800 |  |  |  | Residential | 250 | No | 1 | No
204793345 | Mini/Multi Split | Trane / Mitsubishi Electric | HRCU-A-CB | NTXSKH12A112AA |  | Mini-Splits (Ducted) | NTXAMT12A112AA |  | 12000 | 19 |  | 13.9 | 10.2 |  | 15000 | 8900 | 59.33% | 12000 | 20 | 13.9 | 9.5 | 15000 |  |  |  | Residential | 250 | No | 1 | No
204793350 | Mini/Multi Split | Trane / Mitsubishi Electric | HRCU-A-CB | NTXSKH18A112AA |  | Mini-Splits (Ducted) | NTXDKS18A112AA |  | 18000 | 19.1 |  | 13.1 | 10.9 |  | 21600 | 14200 | 65.74% | [8 empty] | Residential | 375 | No | 1.5
204793353 | Mini/Multi Split | Trane / Mitsubishi Electric | HRCU-A-CB | NTXSKH18A112AA |  | Mini-Splits (Ducted) | NTXAMT18A112AA |  | 18000 | 18.4 |  | 12.5 | 10.4 |  | 21600 | 14300 | 66.2% | 18000 | 18.7 | 12.4 | 9.2 | 21600 |  |  |  | Residential | 375 | No | 1.5 | No
204813289 | Mini/Multi Split | American Standard / Mitsubishi Electric | HRCU-A-CB | ASUZA0121KA70B* |  | Mini-Splits (Ducted) | APEADA0121AA70A |  | 12000 | 21.1 |  | 13 | 10.2 |  | 14000 | 8700 | 62.14% | [8 empty] | Residential | 250 | No | 1
204813291 | Mini/Multi Split | American Standard / Mitsubishi Electric | HRCU-A-CB | ASUZA0121KA70N* |  | Mini-Splits (Ducted) | APEADA0121AA70A |  | 12000 | 21.1 |  | 13 | 10.2 |  | 14000 | 8700 | 62.14% | [8 empty] | Residential | 250 | No | 1
204813293 | Mini/Multi Split | American Standard / Mitsubishi Electric | HRCU-A-CB-O | ASUZA0121KA70B* |  | Mini-Splits (Non-Ducted) | APLA0A0121EA70A |  | 12000 | 27 |  | 16.4 | 12.8 |  | 14000 | 10100 | 72.14% | [8 empty] | Residential | 250 | No | 1
204813295 | Mini/Multi Split | American Standard / Mitsubishi Electric | HRCU-A-CB-O | ASUZA0121KA70N* |  | Mini-Splits (Non-Ducted) | APLA0A0121EA70A |  | 12000 | 27 |  | 16.4 | 12.8 |  | 14000 | 10100 | 72.14% | [8 empty] | Residential | 250 | No | 1
204813297 | Mini/Multi Split | American Standard / Mitsubishi Electric | HRCU-A-CB-O | ASUZA0181KA70B* |  | Mini-Splits (Non-Ducted) | APLA0A0181EA70A |  | 18000 | 24.6 |  | 14.4 | 11 |  | 19000 | 11000 | 57.89% | [8 empty] | Residential | 375 | No | 1.5
204813299 | Mini/Multi Split | American Standard / Mitsubishi Electric | HRCU-A-CB-O | ASUZA0181KA70N* |  | Mini-Splits (Non-Ducted) | APLA0A0181EA70A |  | 18000 | 24.6 |  | 14.4 | 11 |  | 19000 | 11000 | 57.89% | [8 empty] | Residential | 375 | No | 1.5
204813300 | Mini/Multi Split | American Standard / Mitsubishi Electric | HRCU-A-CB-O | ASUZA0241HA70B* |  | Mini-Splits (Non-Ducted) | APLA0A0241EA70A |  | 24000 | 24.2 |  | 14.3 | 11.2 |  | 26000 | 14900 | 57.31% | [8 empty] | Residential | 500 | No | 2
204813302 | Mini/Multi Split | American Standard / Mitsubishi Electric | HRCU-A-CB-O | ASUZA0241HA70N* |  | Mini-Splits (Non-Ducted) | APLA0A0241EA70A |  | 24000 | 24.2 |  | 14.3 | 11.2 |  | 26000 | 14900 | 57.31% | [8 empty] | Residential | 500 | No | 2
204813304 | Mini/Multi Split | American Standard / Mitsubishi Electric | HRCU-A-CB-O | ASUZA0361KA70B* |  | Mini-Splits (Non-Ducted) | APLA0A0361EA70A |  | 36000 | 21.8 |  | 12.9 | 10.4 |  | 38000 | 22000 | 57.89% | [8 empty] | Residential | 750 | No | 3
204813306 | Mini/Multi Split | American Standard / Mitsubishi Electric | HRCU-A-CB-O | ASUZA0361KA70N* |  | Mini-Splits (Non-Ducted) | APLA0A0361EA70A |  | 36000 | 21.8 |  | 12.9 | 10.4 |  | 38000 | 22000 | 57.89% | [8 empty] | Residential | 750 | No | 3
204813308 | Mini/Multi Split | American Standard / Mitsubishi Electric | HRCU-A-CB | ASUZA0121KA70B* |  | Mini-Splits (Ducted) | APVA0A0121AA70A |  | 12000 | 21.4 |  | 13.4 | 10.3 |  | 14000 | 9900 | 70.71% | [8 empty] | Residential | 250 | No | 1
204813310 | Mini/Multi Split | American Standard / Mitsubishi Electric | HRCU-A-CB | ASUZA0121KA70N* |  | Mini-Splits (Ducted) | APVA0A0121AA70A |  | 12000 | 21.4 |  | 13.4 | 10.3 |  | 14000 | 9900 | 70.71% | [8 empty] | Residential | 250 | No | 1
204813311 | Mini/Multi Split | Trane / Mitsubishi Electric | HRCU-A-CB | TRUZA0121KA70B* |  | Mini-Splits (Ducted) | TPEADA0121AA70A |  | 12000 | 21.1 |  | 13 | 10.2 |  | 14000 | 8700 | 62.14% | [8 empty] | Residential | 250 | No | 1
204813313 | Mini/Multi Split | Trane / Mitsubishi Electric | HRCU-A-CB | TRUZA0121KA70N* |  | Mini-Splits (Ducted) | TPEADA0121AA70A |  | 12000 | 21.1 |  | 13 | 10.2 |  | 14000 | 8700 | 62.14% | [8 empty] | Residential | 250 | No | 1
204813315 | Mini/Multi Split | Trane / Mitsubishi Electric | HRCU-A-CB-O | TRUZA0121KA70B* |  | Mini-Splits (Non-Ducted) | TPLA0A0121EA70A |  | 12000 | 27 |  | 16.4 | 12.8 |  | 14000 | 10100 | 72.14% | [8 empty] | Residential | 250 | No | 1
204813316 | Mini/Multi Split | Trane / Mitsubishi Electric | HRCU-A-CB-O | TRUZA0121KA70N* |  | Mini-Splits (Non-Ducted) | TPLA0A0121EA70A |  | 12000 | 27 |  | 16.4 | 12.8 |  | 14000 | 10100 | 72.14% | 12000 | 26.9 | 16.4 | 10.9 | 20000 |  |  |  | Residential | 250 | No | 1 | No
204813318 | Mini/Multi Split | Trane / Mitsubishi Electric | HRCU-A-CB-O | TRUZA0181KA70B* |  | Mini-Splits (Non-Ducted) | TPLA0A0181EA70A |  | 18000 | 24.6 |  | 14.4 | 11 |  | 19000 | 11000 | 57.89% | [8 empty] | Residential | 375 | No | 1.5
204813320 | Mini/Multi Split | Trane / Mitsubishi Electric | HRCU-A-CB-O | TRUZA0181KA70N* |  | Mini-Splits (Non-Ducted) | TPLA0A0181EA70A |  | 18000 | 24.6 |  | 14.4 | 11 |  | 19000 | 11000 | 57.89% | 18000 | 25 | 14.4 | 9.2 | 23000 |  |  |  | Residential | 375 | No | 1.5 | No
204813321 | Mini/Multi Split | Trane / Mitsubishi Electric | HRCU-A-CB-O | TRUZA0241HA70B* |  | Mini-Splits (Non-Ducted) | TPLA0A0241EA70A |  | 24000 | 24.2 |  | 14.3 | 11.2 |  | 26000 | 14900 | 57.31% | [8 empty] | Residential | 500 | No | 2
204813323 | Mini/Multi Split | Trane / Mitsubishi Electric | HRCU-A-CB-O | TRUZA0241HA70N* |  | Mini-Splits (Non-Ducted) | TPLA0A0241EA70A |  | 24000 | 24.2 |  | 14.3 | 11.2 |  | 26000 | 14900 | 57.31% | 24000 | 24.7 | 14.3 | 9.3 | 29000 |  |  |  | Residential | 500 | No | 2 | No
204813325 | Mini/Multi Split | Trane / Mitsubishi Electric | HRCU-A-CB-O | TRUZA0361KA70B* |  | Mini-Splits (Non-Ducted) | TPLA0A0361EA70A |  | 36000 | 21.8 |  | 12.9 | 10.4 |  | 38000 | 22000 | 57.89% | [8 empty] | Residential | 750 | No | 3
204813326 | Mini/Multi Split | Trane / Mitsubishi Electric | HRCU-A-CB-O | TRUZA0361KA70N* |  | Mini-Splits (Non-Ducted) | TPLA0A0361EA70A |  | 36000 | 21.8 |  | 12.9 | 10.4 |  | 38000 | 22000 | 57.89% | 36000 | 22 | 12.9 | 9.3 | 42000 |  |  |  | Residential | 750 | No | 3 | No
204813328 | Mini/Multi Split | Trane / Mitsubishi Electric | HRCU-A-CB | TRUZA0121KA70B* |  | Mini-Splits (Ducted) | TPVA0A0121AA70A |  | 12000 | 21.4 |  | 13.4 | 10.3 |  | 14000 | 9900 | 70.71% | [8 empty] | Residential | 250 | No | 1
204813330 | Mini/Multi Split | Trane / Mitsubishi Electric | HRCU-A-CB | TRUZA0121KA70N* |  | Mini-Splits (Ducted) | TPVA0A0121AA70A |  | 12000 | 21.4 |  | 13.4 | 10.3 |  | 14000 | 9900 | 70.71% | 12000 | 22 | 13.4 | 8.9 | 19000 |  |  |  | Residential | 250 | No | 1 | No
204816953 | Mini/Multi Split | HISENSE | HRCU-A-CB-O | AMW2-18U3SFA |  | Non-Ducted Indoor Units |  |  | 18000 | 22 |  | 12.5 | 11 |  | 18000 | 12700 | 70.56% | 18000 | 21 | 12.5 | 9.5 | 19800 | 18000 | 90.91% | 1.84 | Residential | 375 | Yes | 1.5 | Both
204825177 | Mini/Multi Split | LG | HRCU-A-CB-O | LAU090HYV3 |  | Mini-Splits (Non-Ducted) | LAN090HYV3 |  | 9000 | 27.5 |  | 15.8 | 13.5 |  | 11000 | 6700 | 60.91% | 9000 | 27 | 15.8 | 13.5 | 11000 | 7700 | 70% | 1.75 | Residential | 187.5 | No | 0.75 | Both
204825178 | Mini/Multi Split | LG | HRCU-A-CB-O | LAU120HYV3 |  | Mini-Splits (Non-Ducted) | LAN120HYV3 |  | 12000 | 25.5 |  | 13.8 | 12.5 |  | 13600 | 8300 | 61.03% | 12000 | 25.5 | 13.8 | 11.2 | 13600 | 9600 | 70.59% | 1.75 | Residential | 250 | No | 1 | Both
204825179 | Mini/Multi Split | LG | HRCU-A-CB-O | LAU150HYV3 |  | Mini-Splits (Non-Ducted) | LAN150HYV3 |  | 15000 | 25 |  | 15 | 13.5 |  | 18000 | 10900 | 60.56% | 15000 | 25 | 15 | 11 | 18000 | 12600 | 70% | 1.75 | Residential | 312.5 | No | 1.25 | Both
204825180 | Mini/Multi Split | LG | HRCU-A-CB-O | LAU180HYV3 |  | Mini-Splits (Non-Ducted) | LAN180HYV3 |  | 18000 | 24 |  | 14.4 | 13 |  | 21600 | 13100 | 60.65% | 18000 | 24 | 14.4 | 10.8 | 21600 | 15200 | 70.37% | 1.75 | Residential | 375 | No | 1.5 | Both
204825181 | Mini/Multi Split | LG | HRCU-A-CB-O | LAU240HYV3 |  | Mini-Splits (Non-Ducted) | LAN240HYV3 |  | 22000 | 22.5 |  | 13 | 12.5 |  | 26000 | 15800 | 60.77% | 22000 | 23 | 13 | 10 | 26000 | 18200 | 70% | 1.75 | Residential | 457.5 | No | 1.83 | Both
204825182 | Mini/Multi Split | LG | HRCU-A-CB-O | LSU243HLV3 |  | Mini-Splits (Non-Ducted) | LSN243HLV3 |  | 22000 | 21.5 |  | 13 | 12 |  | 26000 | 15800 | 60.77% | 22000 | 22 | 13 | 9.5 | 26000 | 18200 | 70% | 1.61 | Residential | 457.5 | No | 1.83 | No
204834270 | Mini/Multi Split | Mitsubishi Electric | HMSV-A-CB-O | PUMY-P36NKMU3 |  | Non-Ducted Indoor Units |  |  | 36000 | 22.3 |  | 15 | 12 |  | 42000 | 26400 | 62.86% | 36000 | 23 | 15 | 11 | 42000 |  |  |  | Residential | 750 | No | 3
204834271 | Mini/Multi Split | Mitsubishi Electric | HMSV-A-CB | PUMY-P36NKMU3 |  | Ducted Indoor Units |  |  | 36000 | 18.3 |  | 12.6 | 11.2 |  | 42000 | 26600 | 63.33% | 36000 | 18.5 | 12 | 10 | 42000 |  |  |  | Residential | 750 | No | 3
204834272 | Mini/Multi Split | Mitsubishi Electric | HMSV-A-CB-O | PUMY-HP36NKMU1 |  | Non-Ducted Indoor Units |  |  | 36000 | 22.3 |  | 15 | 12 |  | 42000 | 32600 | 77.62% | 36000 | 23 | 15 | 12 | 42000 |  |  |  | Residential | 750 | No | 3
204834273 | Mini/Multi Split | Mitsubishi Electric | HMSV-A-CB | PUMY-HP36NKMU1 |  | Ducted Indoor Units |  |  | 36000 | 18.3 |  | 12.6 | 11.7 |  | 42000 | 26600 | 63.33% | 36000 | 18.5 | 12 | 11 | 42000 |  |  |  | Residential | 750 | No | 3
204834274 | Mini/Multi Split | Mitsubishi Electric | HMSV-A-CB-O | PUMY-P48NKMU3 |  | Non-Ducted Indoor Units |  |  | 48000 | 22.6 |  | 13.1 | 12 |  | 54000 | 31400 | 58.15% | 48000 | 23 | 13.1 | 10.4 | 54000 |  |  |  | Residential | 1000 | No | 4
204834275 | Mini/Multi Split | Mitsubishi Electric | HMSV-A-CB-O | PUMY-HP48NKMU1 |  | Non-Ducted Indoor Units |  |  | 48000 | 22.6 |  | 13.1 | 12 |  | 54000 | 39000 | 72.22% | 48000 | 23 | 13.1 | 11.5 | 54000 |  |  |  | Residential | 1000 | No | 4
204834276 | Mini/Multi Split | Mitsubishi Electric | HMSV-A-CB-O | PUMY-P60NKMU3 |  | Non-Ducted Indoor Units |  |  | 60000 | 20 |  | 13.3 | 12 |  | 66000 | 41500 | 62.88% | 60000 | 20 | 13.3 | 10.5 | 66000 |  |  |  | Residential | 1250 | No | 5
204834277 | Mini/Multi Split | Trane / Mitsubishi Electric | HMSV-A-CB-O | TUMYP0361AK43** |  | Non-Ducted Indoor Units |  |  | 36000 | 22.3 |  | 15 | 12 |  | 42000 | 26400 | 62.86% | [8 empty] | Residential | 750 | No | 3
204834278 | Mini/Multi Split | Trane / Mitsubishi Electric | HMSV-A-CB | TUMYP0361AK43** |  | Ducted Indoor Units |  |  | 36000 | 18.3 |  | 12.6 | 11.2 |  | 42000 | 26600 | 63.33% | [8 empty] | Residential | 750 | No | 3
204834279 | Mini/Multi Split | Trane / Mitsubishi Electric | HMSV-A-CB-O | TUMYH0361AK41** |  | Non-Ducted Indoor Units |  |  | 36000 | 22.3 |  | 15 | 12 |  | 42000 | 33000 | 78.57% | [8 empty] | Residential | 750 | No | 3
204834280 | Mini/Multi Split | Trane / Mitsubishi Electric | HMSV-A-CB | TUMYH0361AK41** |  | Ducted Indoor Units |  |  | 36000 | 18.3 |  | 12.6 | 11.7 |  | 42000 | 32000 | 76.19% | [8 empty] | Residential | 750 | No | 3
204834281 | Mini/Multi Split | Trane / Mitsubishi Electric | HMSV-A-CB-O | TUMYP0481AK43** |  | Non-Ducted Indoor Units |  |  | 48000 | 22.6 |  | 13.1 | 12 |  | 54000 | 31400 | 58.15% | [8 empty] | Residential | 1000 | No | 4
204834282 | Mini/Multi Split | Trane / Mitsubishi Electric | HMSV-A-CB-O | TUMYH0481AK41** |  | Non-Ducted Indoor Units |  |  | 48000 | 22.6 |  | 13.1 | 12 |  | 54000 | 39000 | 72.22% | [8 empty] | Residential | 1000 | No | 4
204834283 | Mini/Multi Split | Trane / Mitsubishi Electric | HMSV-A-CB-O | TUMYP0601AK43** |  | Non-Ducted Indoor Units |  |  | 60000 | 20 |  | 13.3 | 12 |  | 66000 | 41500 | 62.88% | [8 empty] | Residential | 1250 | No | 5
204834284 | Mini/Multi Split | Trane / Mitsubishi Electric | HMSV-A-CB-O | NTXMPH36A142B* |  | Non-Ducted Indoor Units |  |  | 36000 | 20 |  | 14 | 11.3 |  | 45000 | 30000 | 66.67% | [8 empty] | Residential | 750 | No | 3
204834286 | Mini/Multi Split | Trane / Mitsubishi Electric | HMSV-A-CB-O | NTXMPH42A152B* |  | Non-Ducted Indoor Units |  |  | 42000 | 20 |  | 13.4 | 11 |  | 48000 | 32000 | 66.67% | [8 empty] | Residential | 875 | No | 3.5
204834287 | Mini/Multi Split | Trane / Mitsubishi Electric | HMSV-A-CB-O | NTXMMX60A182B* |  | Non-Ducted Indoor Units |  |  | 60000 | 19.5 |  | 12.5 | 10.7 |  | 66000 | 41500 | 62.88% | [8 empty] | Residential | 1250 | No | 5
204834288 | Mini/Multi Split | American Standard / Mitsubishi Electric | HMSV-A-CB-O | NAXMPH36A142B* |  | Non-Ducted Indoor Units |  |  | 36000 | 20 |  | 14 | 11.3 |  | 45000 | 30000 | 66.67% | [8 empty] | Residential | 750 | No | 3
204834290 | Mini/Multi Split | American Standard / Mitsubishi Electric | HMSV-A-CB-O | NAXMPH42A152B* |  | Non-Ducted Indoor Units |  |  | 42000 | 20 |  | 13.4 | 11 |  | 48000 | 32000 | 66.67% | [8 empty] | Residential | 875 | No | 3.5
204834291 | Mini/Multi Split | American Standard / Mitsubishi Electric | HMSV-A-CB-O | NAXMMX60A182B* |  | Non-Ducted Indoor Units |  |  | 60000 | 19.5 |  | 12.5 | 10.7 |  | 66000 | 41500 | 62.88% | [8 empty] | Residential | 1250 | No | 5
204834292 | Mini/Multi Split | Mitsubishi Electric | HMSV-A-CB-O | MXZ-4C36NAHZ2 |  | Non-Ducted Indoor Units |  |  | 36000 | 20 |  | 14 | 11.3 |  | 45000 | 30000 | 66.67% | [8 empty] | Residential | 750 | No | 3
204834294 | Mini/Multi Split | Mitsubishi Electric | HMSV-A-CB-O | MXZ-5C42NAHZ2 |  | Non-Ducted Indoor Units |  |  | 42000 | 20 |  | 13.4 | 11 |  | 48000 | 32000 | 66.67% | [8 empty] | Residential | 875 | No | 3.5
204834295 | Mini/Multi Split | Mitsubishi Electric | HMSV-A-CB-O | MXZ-8C60NA2 |  | Non-Ducted Indoor Units |  |  | 60000 | 19.5 |  | 12.5 | 10.7 |  | 66000 | 41500 | 62.88% | [8 empty] | Residential | 1250 | No | 5
204835478 | Mini/Multi Split | HISENSE | HRCU-A-CB-O | AUW-09U3SS |  | Mini-Splits (Non-Ducted) | ACT-09UR3SCA |  | 9000 | 22 |  | 12.85 | 10 |  | 10000 | 7200 | 72% | 9000 | 20.5 | 12.85 | 10 | 10000 | 8300 | 83% | 2.26 | Residential | 187.5 | Yes | 0.75 | Both
204835482 | Mini/Multi Split | YORK | HRCU-A-CB-O | YUJE24BYTMCMO-X |  | Mini-Splits (Non-Ducted) | YFJE24BXTMCM-RX |  | 24000 | 20 |  | 12.5 | 11 |  | 24000 | 15000 | 62.5% | 24000 | 20 | 12.5 | 9.4 | 24000 |  |  |  | Residential | 500 | No | 2 | No
204835485 | Mini/Multi Split | YORK | HRCU-A-CB-O | YUJE12BYTMCMO-X |  | Mini-Splits (Non-Ducted) | YKJE12BXTMCM-RX |  | 12000 | 21.5 |  | 14 | 10.5 |  | 12000 | 7500 | 62.5% | [8 empty] | Residential | 250 | No | 1
204835486 | Mini/Multi Split | YORK | HRCU-A-CB-O | YUJE18BYTMCMO-X |  | Mini-Splits (Non-Ducted) | YKJE18BXTMCM-RX |  | 18000 | 20 |  | 12.5 | 10.3 |  | 18000 | 12000 | 66.67% | 18000 | 20 | 12.5 | 9.1 | 18000 |  |  |  | Residential | 375 | No | 1.5 | No
204835491 | Mini/Multi Split | YORK | HRCU-A-CB-O | YUJE18BYTMCMO-X |  | Mini-Splits (Non-Ducted) | YFJE18BXTMCM-RX |  | 18000 | 20 |  | 12.5 | 10.5 |  | 18000 | 12000 | 66.67% | 18000 | 20 | 12.5 | 8.9 | 18000 |  |  |  | Residential | 375 | No | 1.5 | No
204835495 | Mini/Multi Split | YORK | HRCU-A-CB-O | YUJE24BYTMCMO-X |  | Mini-Splits (Non-Ducted) | YKJE24BXTMCM-RX |  | 24000 | 20 |  | 12.5 | 10.5 |  | 24400 | 15800 | 64.75% | [8 empty] | Residential | 500 | No | 2
204835496 | Mini/Multi Split | YORK | HRCU-A-CB | YUJE12BYTMCMO-X |  | Mini-Splits (Ducted) | YEJE12BXTMCM-WX |  | 12000 | 21.5 |  | 12.5 | 11.5 |  | 12000 | 7200 | 60% | [8 empty] | Residential | 250 | No | 1
204835498 | Mini/Multi Split | YORK | HRCU-A-CB | YUJE24BYTMCMO-X |  | Mini-Splits (Ducted) | YEJE24BXTMCM-WX |  | 24000 | 21.5 |  | 12.5 | 11 |  | 24400 | 16000 | 65.57% | [8 empty] | Residential | 500 | No | 2
204853571 | Mini/Multi Split | EMI | HMSV-A-CB | MZ2H18DAA |  | Non-Ducted Indoor Units |  |  | 18000 | 22.5 |  | 12.5 | 10.3 |  | 19000 | 12000 | 63.16% | [8 empty] | Residential | 375 | No | 1.5
204853572 | Mini/Multi Split | EMI | HMSV-A-CB | MZ3H27DAA |  | Non-Ducted Indoor Units |  |  | 28000 | 23 |  | 12.5 | 10.3 |  | 28000 | 17200 | 61.43% | [8 empty] | Residential | 582.5 | No | 2.33
204853573 | Mini/Multi Split | EMI | HMSV-A-CB | MZ4H36DAA |  | Non-Ducted Indoor Units |  |  | 33000 | 23 |  | 12.5 | 10.2 |  | 36000 | 24600 | 68.33% | [8 empty] | Residential | 687.5 | No | 2.75
204853574 | Mini/Multi Split | EMI | HMSV-A-CB | MZ5H45DAA |  | Non-Ducted Indoor Units |  |  | 48000 | 22.4 |  | 12.5 | 10.2 |  | 48000 | 29600 | 61.67% | [8 empty] | Residential | 1000 | No | 4
204874427 | Mini/Multi Split | American Standard / Mitsubishi Electric | HRCU-A-CB-O | ASUZH0241HA00NA |  | Mini-Splits (Non-Ducted) | APCA0A0241KA70A |  | 24000 | 18.5 |  | 12.5 | 10.8 |  | 26000 | 17700 | 68.08% | [8 empty] | Residential | 500 | No | 2
204878399 | Mini/Multi Split | HAIER | HMSV-A-CB-O | 4U36EH2VH** |  | Non-Ducted Indoor Units |  |  | 34000 | 20 |  | 12.5 | 10.5 |  | 36000 | 22000 | 61.11% | [8 empty] | Residential | 707.5 | No | 2.83
204878533 | Mini/Multi Split | GE Appliances | HMSV-A-CB | ASH436NCDW** |  | Non-Ducted Indoor Units |  |  | 34000 | 20 |  | 12.5 | 10.5 |  | 36000 | 22000 | 61.11% | [8 empty] | Residential | 707.5 | No | 2.83
204926512 | Mini/Multi Split | Mitsubishi Electric | HMSV-A-CB | MXZ-4C36NAHZ2 |  | Mixed Ducted and Non-Ducted Indoor Units |  |  | 36000 | 18.75 |  | 13.25 | 11.15 |  | 45000 | 32000 | 71.11% | [8 empty] | Residential | 750 | No | 3
204926523 | Mini/Multi Split | American Standard / Mitsubishi Electric | HMSV-A-CB | NAXMPH36A142B* |  | Mixed Ducted and Non-Ducted Indoor Units |  |  | 36000 | 18.75 |  | 13.25 | 11.15 |  | 45000 | 32000 | 71.11% | [8 empty] | Residential | 750 | No | 3
204926530 | Mini/Multi Split | Trane / Mitsubishi Electric | HMSV-A-CB | NTXMPH36A142B* |  | Mixed Ducted and Non-Ducted Indoor Units |  |  | 36000 | 18.75 |  | 13.25 | 11.15 |  | 45000 | 32000 | 71.11% | [8 empty] | Residential | 750 | No | 3
204926535 | Mini/Multi Split | Mitsubishi Electric | HMSV-A-CB | PUMY-HP36NKMU1 |  | Mixed Ducted and Non-Ducted Indoor Units |  |  | 36000 | 20.3 |  | 13.8 | 11.85 |  | 42000 |  | 0% | [8 empty] | Residential | 750 | No | 3
204926538 | Mini/Multi Split | Mitsubishi Electric | HMSV-A-CB | PUMY-P36NKMU3 |  | Mixed Ducted and Non-Ducted Indoor Units |  |  | 36000 | 20.3 |  | 13.8 | 11.6 |  | 42000 |  | 0% | [8 empty] | Residential | 750 | No | 3
204926544 | Mini/Multi Split | Trane / Mitsubishi Electric | HMSV-A-CB | TUMYH0361AK41** |  | Mixed Ducted and Non-Ducted Indoor Units |  |  | 36000 | 20.3 |  | 13.8 | 11.85 |  | 42000 | 32400 | 77.14% | [8 empty] | Residential | 750 | No | 3
204926547 | Mini/Multi Split | Trane / Mitsubishi Electric | HMSV-A-CB | TUMYP0361AK43** |  | Mixed Ducted and Non-Ducted Indoor Units |  |  | 36000 | 20.3 |  | 13.8 | 11.6 |  | 42000 | 26400 | 62.86% | [8 empty] | Residential | 750 | No | 3
204976793 | Mini/Multi Split | HISENSE | HRCU-A-CB-O | AUW-12U3SS |  | Mini-Splits (Non-Ducted) | ACT-12UR3SCA |  | 12000 | 23 |  | 12.5 | 11.5 |  | 12000 | 7600 | 63.33% | 12000 | 20.5 | 12.5 | 9.5 | 12000 | 8500 | 70.83% | 2.3 | Residential | 250 | Yes | 1 | Both
205013598 | Mini/Multi Split | Hisense | HMSV-A-CB | AVW-36H3FH |  | Mixed Ducted and Non-Ducted Indoor Units |  |  | 36000 | 18.5 |  | 13.4 | 10.75 |  | 42000 | 26000 | 61.9% | 36000 | 18 | 13.4 | 10.2 | 42000 |  |  |  | Residential | 750 | No | 3
205013613 | Mini/Multi Split | HISENSE | HRCU-A-CB-O | AUW-18U3SF |  | Mini-Splits (Non-Ducted) | ACT-18UR3SGB |  | 18000 | 22 |  | 12.65 | 11 |  | 19000 | 12000 | 63.16% | 18000 | 20.5 | 12.5 | 10 | 18800 | 13200 | 70.21% | 2.36 | Residential | 375 | Yes | 1.5 | Both
205047851 | Mini/Multi Split | PANASONIC | HRCU-A-CB-O | CU-XE9WKUA |  | Mini-Splits (Non-Ducted) | CS-XE9WKUAW |  | 8700 | 28.2 |  | 16.1 | 14.5 |  | 10900 | 8000 | 73.39% | [8 empty] | Residential | 182.5 | No | 0.73
205047852 | Mini/Multi Split | PANASONIC | HRCU-A-CB-O | CU-XE12WKUA |  | Mini-Splits (Non-Ducted) | CS-XE12WKUAW |  | 11500 | 24.6 |  | 14.15 | 13 |  | 12000 | 10000 | 83.33% | [8 empty] | Residential | 240 | No | 0.96
205047853 | Mini/Multi Split | PANASONIC | HRCU-A-CB-O | CU-XE15WKUA |  | Mini-Splits (Non-Ducted) | CS-XE15WKUAW |  | 14700 | 21.1 |  | 12.55 | 12 |  | 17200 | 11000 | 63.95% | [8 empty] | Residential | 307.5 | No | 1.23
205047854 | Mini/Multi Split | PANASONIC | HRCU-A-CB-O | CU-XE18WKUA |  | Mini-Splits (Non-Ducted) | CS-XE18WKUAW |  | 17200 | 21 |  | 13.2 | 12 |  | 20400 | 14000 | 68.63% | [8 empty] | Residential | 357.5 | No | 1.43
205047857 | Mini/Multi Split | C&H | HRCU-A-CB-O | CH-09SPH-230VO |  | Mini-Splits (Non-Ducted) | CH-09DKT230VI |  | 9000 | 23.5 |  | 14.9 | 10.8 |  | 9800 | 5800 | 59.18% | [8 empty] | Residential | 187.5 | No | 0.75
205047864 | Mini/Multi Split | C&H | HMSV-A-CB | CH-HYP36MSPH-230VO |  | Non-Ducted Indoor Units |  |  | 36000 | 21.5 |  | 13.5 | 10.5 |  | 36000 | 23200 | 64.44% | [8 empty] | Residential | 750 | No | 3
205047867 | Mini/Multi Split | C&H | HMSV-A-CB | CH-HYP28MSPH-230VO |  | Non-Ducted Indoor Units |  |  | 28000 | 22 |  | 13 | 10.4 |  | 28000 | 18000 | 64.29% | [8 empty] | Residential | 582.5 | No | 2.33
205048197 | Mini/Multi Split | FRIEDRICH | HRCU-A-CB-O | FPHFR09A3A |  | Mini-Splits (Non-Ducted) | FPHFC09A3B |  | 9000 | 22 |  | 12.85 | 10 |  | 10000 | 7200 | 72% | 9000 | 20.5 | 12.85 | 10 | 10000 | 8300 | 83% | 2.26 | Residential | 187.5 | Yes | 0.75 | Both
205049407 | Mini/Multi Split | LG | HRCU-A-CB-O | LUU127HV |  | Mini-Splits (Non-Ducted) | LQN120HV4 |  | 10200 | 20.8 |  | 12.6 | 10.2 |  | 13000 | 9200 | 70.77% | 10200 | 20.8 | 12.6 | 10.2 | 13000 | 10800 | 83.08% | 2.09 | Residential | 212.5 | Yes | 0.85 | Both
205049408 | Mini/Multi Split | LG | HRCU-A-CB-O | LUU097HV |  | Mini-Splits (Non-Ducted) | LQN090HV4 |  | 9000 | 21 |  | 12.6 | 10.4 |  | 10100 | 6800 | 67.33% | 9000 | 21 | 12.6 | 10.4 | 10100 | 10200 | 101% | 1.94 | Residential | 187.5 | Yes | 0.75 | Both
205049559 | Mini/Multi Split | RUUD | HMSV-A-CB | UOMH18AFXZJ |  | Non-Ducted Indoor Units |  |  | 18000 | 21.5 |  | 13.5 | 10.3 |  | 22000 | 14200 | 64.55% | 18000 | 21.5 | 13.5 | 9.6 | 22000 | 22000 | 100% | 1.84 | Residential | 375 | Yes | 1.5 | Both
205049560 | Mini/Multi Split | RHEEM | HMSV-A-CB | ROMH18AFXZJ |  | Non-Ducted Indoor Units |  |  | 18000 | 21.5 |  | 13.5 | 10.3 |  | 22000 | 14200 | 64.55% | 18000 | 21.5 | 13.5 | 9.6 | 22000 | 22000 | 100% | 1.84 | Residential | 375 | Yes | 1.5 | Both
205072395 | Mini/Multi Split | ICE AIR | HMSV-A-CB | VFO-36BQAH |  | Non-Ducted Indoor Units |  |  | 36000 | 20 |  | 14.2 | 11 |  | 42000 | 26000 | 61.9% | 36000 | 19.5 | 14.2 | 10.4 | 42000 |  |  |  | Residential | 750 | No | 3
205072396 | Mini/Multi Split | ICE AIR | HMSV-A-CB | VFO-48BQAH |  | Non-Ducted Indoor Units |  |  | 48000 | 19 |  | 12.6 | 10.5 |  | 54000 | 32000 | 59.26% | 48000 | 18.5 | 12.6 | 10 | 54000 |  |  |  | Residential | 1000 | No | 4
205072398 | Mini/Multi Split | ICE AIR | HMSV-A-CB | VFO-36BQAH |  | Mixed Ducted and Non-Ducted Indoor Units |  |  | 36000 | 18.5 |  | 13.4 | 10.75 |  | 42000 | 26000 | 61.9% | 36000 | 18 | 13.4 | 10.2 | 42000 |  |  |  | Residential | 750 | No | 3
205092274 | Mini/Multi Split | KOOLKING | HRCU-A-CB-O | MOB30-09HFN1-MX0W |  | Mini-Splits (Non-Ducted) | CS11M-09HRFN1-MX0W(A) |  | 9000 | 25 |  | 14.5 | 11.2 |  | 10900 | 6900 | 63.3% | [8 empty] | Residential | 187.5 | No | 0.75
205092275 | Mini/Multi Split | KOOLKING | HRCU-A-CB-O | MOB30-12HFN1-MV0W |  | Mini-Splits (Non-Ducted) | CS11M-12HRFN1-MU5W |  | 12000 | 22.5 |  | 13 | 12 |  | 12000 | 7800 | 65% | [8 empty] | Residential | 250 | No | 1
205092276 | Mini/Multi Split | KOOLKING | HRCU-A-CB-O | MOB30-09HFN1-MX0W |  | Mini-Splits (Non-Ducted) | CCA3U-09HRFN1-M(C) |  | 9000 | 20 |  | 13 | 10.8 |  | 10000 | 6700 | 67% | 9000 | 20 | 13 | 9.4 | 10000 |  |  |  | Residential | 187.5 | No | 0.75 | No
205092277 | Mini/Multi Split | KOOLKING | HRCU-A-CB-O | MOB30-12HFN1-MV0W |  | Mini-Splits (Non-Ducted) | CCA3U-12HRFN1-M(C) |  | 12000 | 19.5 |  | 12.5 | 10.6 |  | 12000 | 8700 | 72.5% | 12000 | 19.5 | 12.5 | 9.3 | 12000 |  |  |  | Residential | 250 | No | 1 | No
205092278 | Mini/Multi Split | KOOLKING | HRCU-A-CB-O | MOB30-12HFN1-MV0W |  | Mini-Splits (Non-Ducted) | CFAU-12HRFN1-M(C) |  | 12000 | 19.4 |  | 12.5 | 10.5 |  | 12000 | 9600 | 80% | 12000 | 19.4 | 12.5 | 9.4 | 12000 |  |  |  | Residential | 250 | No | 1 | No
205092279 | Mini/Multi Split | KOOLKING | HRCU-A-CB-O | MOCA30-18HFN1-MT0W |  | Mini-Splits (Non-Ducted) | CCA3U-18HRFN1-M(C) |  | 16000 | 20 |  | 12.5 | 10.5 |  | 18000 | 12000 | 66.67% | 16000 | 20 | 12.5 | 9.8 | 12000 |  |  |  | Residential | 332.5 | No | 1.33 | No
205092280 | Mini/Multi Split | KOOLKING | HRCU-A-CB-O | MOCA30-18HFN1-MT0W |  | Mini-Splits (Non-Ducted) | MUEU-18HRFN1-M(C) |  | 17000 | 19.9 |  | 12.5 | 10.6 |  | 18000 | 13400 | 74.44% | 17000 | 19.9 | 12.5 | 9.9 | 18000 |  |  |  | Residential | 355 | No | 1.42 | No
205092287 | Mini/Multi Split | KOOLKING | HMSV-A-CB | M2OF-18HFN1-M |  | Non-Ducted Indoor Units |  |  | 18000 | 22.5 |  | 12.5 | 10.3 |  | 19000 | 12000 | 63.16% | [8 empty] | Residential | 375 | No | 1.5
205092288 | Mini/Multi Split | KOOLKING | HMSV-A-CB | M3OF-27HFN1-M |  | Non-Ducted Indoor Units |  |  | 28000 | 23 |  | 12.5 | 10.3 |  | 28000 | 17200 | 61.43% | [8 empty] | Residential | 582.5 | No | 2.33
205092290 | Mini/Multi Split | MIDEA | HRCU-A-CB-O | MOB01-12HFN1-MV0W |  | Mini-Splits (Non-Ducted) | MSMBB-12HRFN1-MU0W |  | 12000 | 21.5 |  | 12.5 | 11 |  | 12000 | 7600 | 63.33% | [8 empty] | Residential | 250 | No | 1
205092291 | Mini/Multi Split | MIDEA | HRCU-A-CB-O | MOCA01-18HFN1-MT0W |  | Mini-Splits (Non-Ducted) | MSMBD-18HRFN1-MT0W |  | 18000 | 22 |  | 12.5 | 10.5 |  | 18000 | 11900 | 66.11% | [8 empty] | Residential | 375 | No | 1.5
205092294 | Mini/Multi Split | KOOLKING | HMSV-A-CB | M5OF-48HFN1-M |  | Non-Ducted Indoor Units |  |  | 48000 | 22.4 |  | 12.5 | 10.2 |  | 48000 | 29600 | 61.67% | [8 empty] | Residential | 1000 | No | 4
205092295 | Mini/Multi Split | MIDEA | HRCU-A-CB-O | MOB30-12HFN1-MV0W |  | Mini-Splits (Non-Ducted) | CS11M-12HRFN1-MU5W-ACR |  | 12000 | 22.5 |  | 13 | 12 |  | 12000 | 7800 | 65% | [8 empty] | Residential | 250 | No | 1
205092296 | Mini/Multi Split | KOOLKING | HRCU-A-CB-O | MOCA30-18HFN1-MTOW |  | Mini-Splits (Non-Ducted) | CS11M-18HRFN1-MT0W |  | 17000 | 20 |  | 12.5 | 10.3 |  | 18000 | 10800 | 60% | [8 empty] | Residential | 355 | No | 1.42
205092297 | Mini/Multi Split | KOOLKING | HRCU-A-CB-O | MOCA30-18HFN1-MTOW |  | Mini-Splits (Non-Ducted) | CCA3U-18HRFN1-M(C) |  | 16000 | 20 |  | 12.5 | 10.5 |  | 18000 | 12000 | 66.67% | 16000 | 20 | 12.5 | 9.8 | 12000 |  |  |  | Residential | 332.5 | No | 1.33 | No
205092298 | Mini/Multi Split | KOOLKING | HRCU-A-CB-O | MOCA30-18HFN1-MTOW |  | Mini-Splits (Non-Ducted) | MUEU-18HRFN1-M(C) |  | 17000 | 19.9 |  | 12.5 | 10.6 |  | 18000 | 13400 | 74.44% | 17000 | 19.9 | 12.5 | 9.9 | 18000 |  |  |  | Residential | 355 | No | 1.42 | No
205092306 | Mini/Multi Split | KOOLKING | HRCU-A-CB-O | MOCA30-18HFN1-MT0W |  | Mini-Splits (Non-Ducted) | CS11M-18HRFN1-MT0W |  | 17000 | 20 |  | 12.5 | 10.3 |  | 18000 | 10800 | 60% | [8 empty] | Residential | 355 | No | 1.42
205092307 | Mini/Multi Split | MIDEA | HRCU-A-CB-O | MOCA30-18HFN1-MT0W |  | Mini-Splits (Non-Ducted) | CS11M-18HRFN1-MT0W |  | 17000 | 20 |  | 12.5 | 10.3 |  | 18000 | 10800 | 60% | [8 empty] | Residential | 355 | No | 1.42
205092308 | Mini/Multi Split | COMFEE | HRCU-A-CB-O | MOCA30-18HFN1-MT0W |  | Mini-Splits (Non-Ducted) | CS11M-18HRFN1-MT0W |  | 17000 | 20 |  | 12.5 | 10.3 |  | 18000 | 10800 | 60% | [8 empty] | Residential | 355 | No | 1.42
205092309 | Mini/Multi Split | KOOLKING | HRCU-A-CB-O | MOD30-24HFN1-MT0W |  | Mini-Splits (Non-Ducted) | CS11M-23HRFN1-MT0W |  | 24000 | 20.5 |  | 13 | 11.5 |  | 24000 | 15400 | 64.17% | [8 empty] | Residential | 500 | No | 2
205092310 | Mini/Multi Split | MIDEA | HRCU-A-CB-O | MOD30-24HFN1-MT0W |  | Mini-Splits (Non-Ducted) | CS11M-23HRFN1-MT0W |  | 24000 | 20.5 |  | 13 | 11.5 |  | 24000 | 15400 | 64.17% | [8 empty] | Residential | 500 | No | 2
205092311 | Mini/Multi Split | COMFEE | HRCU-A-CB-O | MOD30-24HFN1-MT0W |  | Mini-Splits (Non-Ducted) | CS11M-23HRFN1-MT0W |  | 24000 | 20.5 |  | 13 | 11.5 |  | 24000 | 15400 | 64.17% | [8 empty] | Residential | 500 | No | 2
205092315 | Mini/Multi Split | KOOLKING | HRCU-A-CB-O | MOB30-12HFN1-MV0W |  | Mini-Splits (Non-Ducted) | CS11M-12HRFN1-MV0W |  | 12000 | 22.5 |  | 13 | 12 |  | 12000 | 7800 | 65% | [8 empty] | Residential | 250 | No | 1
205092316 | Mini/Multi Split | MIDEA | HRCU-A-CB-O | MOB30-12HFN1-MV0W |  | Mini-Splits (Non-Ducted) | CS11M-12HRFN1-MV0W |  | 12000 | 22.5 |  | 13 | 12 |  | 12000 | 7800 | 65% | [8 empty] | Residential | 250 | No | 1
205092317 | Mini/Multi Split | COMFEE | HRCU-A-CB-O | MOB30-12HFN1-MV0W |  | Mini-Splits (Non-Ducted) | CS11M-12HRFN1-MV0W |  | 12000 | 22.5 |  | 13 | 12 |  | 12000 | 7800 | 65% | [8 empty] | Residential | 250 | No | 1
205092754 | Mini/Multi Split | HISENSE | HRCU-A-CB-O | AS-09UW1SVE00A |  | Mini-Splits (Non-Ducted) | AS-09UW1SVE**00A |  | 9000 | 19.5 |  | 12.8 | 10 |  | 9500 | 5000 | 52.63% | [8 empty] | Residential | 187.5 | No | 0.75
205092755 | Mini/Multi Split | HISENSE | HRCU-A-CB-O | AS-09UW1SVG00A |  | Mini-Splits (Non-Ducted) | AS-09UW1SVG**00A |  | 9000 | 19.5 |  | 12.8 | 10 |  | 9500 | 5000 | 52.63% | 9000 | 18.5 | 12.8 | 8.5 | 9000 | 6300 | 70% | 1.75 | Residential | 187.5 | No | 0.75 | Yes
205092756 | Mini/Multi Split | HISENSE | HRCU-A-CB-O | AS-12UW1SXE00A |  | Mini-Splits (Non-Ducted) | AS-12UW1SXE**00A |  | 12000 | 22 |  | 12.5 | 10.5 |  | 13000 | 7500 | 57.69% | [8 empty] | Residential | 250 | No | 1
205092757 | Mini/Multi Split | HISENSE | HRCU-A-CB-O | AS-12UW1SXG00A |  | Mini-Splits (Non-Ducted) | AS-12UW1SXG**00A |  | 12000 | 22 |  | 12.5 | 10.5 |  | 13000 | 7500 | 57.69% | 12000 | 21.7 | 12.5 | 9 | 12000 | 8400 | 70% | 1.75 | Residential | 250 | No | 1 | Yes
205092760 | Mini/Multi Split | HISENSE | HRCU-A-CB-O | AST-09UW3SVE01A |  | Mini-Splits (Non-Ducted) | AST-09UW3SVE**01A |  | 9000 | 22.5 |  | 13.7 | 10.7 |  | 9500 | 5000 | 52.63% | [8 empty] | Residential | 187.5 | No | 0.75
205092761 | Mini/Multi Split | HISENSE | HRCU-A-CB-O | AST-09UW3SVG01A |  | Mini-Splits (Non-Ducted) | AST-09UW3SVG**01A |  | 9000 | 22.5 |  | 13.7 | 10.7 |  | 9500 | 5000 | 52.63% | 9000 | 22 | 13.7 | 8.5 | 9000 | 6300 | 70% | 2.05 | Residential | 187.5 | Yes | 0.75 | Yes
205092762 | Mini/Multi Split | HISENSE | HRCU-A-CB-O | AST-12UW3SXG01A |  | Mini-Splits (Non-Ducted) | AST-12UW3SXG**01A |  | 12000 | 22 |  | 13 | 10.5 |  | 13000 | 7500 | 57.69% | 12000 | 21 | 13 | 9 | 12000 | 8400 | 70% | 1.75 | Residential | 250 | No | 1 | Yes
205092763 | Mini/Multi Split | HISENSE | HRCU-A-CB-O | AST-18UW3SBN00A |  | Mini-Splits (Non-Ducted) | AST-18UW3SBN**00A |  | 18000 | 23.3 |  | 13 | 11.6 |  | 19000 | 11600 | 61.05% | 18000 | 22.5 | 13 | 8.6 | 17000 | 11900 | 70% | 1.75 | Residential | 375 | No | 1.5 | Yes
205092764 | Mini/Multi Split | HISENSE | HRCU-A-CB-O | AST-18UW3SBB00A |  | Mini-Splits (Non-Ducted) | AST-18UW3SBB**00A |  | 18000 | 23.3 |  | 13 | 11.6 |  | 19000 | 11600 | 61.05% | [8 empty] | Residential | 375 | No | 1.5
205092765 | Mini/Multi Split | HISENSE | HRCU-A-CB-O | AST-24UW3SDB01A |  | Mini-Splits (Non-Ducted) | AST-24UW3SDB**01A |  | 23400 | 21 |  | 12.5 | 10.5 |  | 26000 | 14500 | 55.77% | 23000 | 20.5 | 12.2 | 8.6 | 23000 | 16100 | 70% | 1.75 | Residential | 480 | No | 1.92 | Yes
205092766 | Mini/Multi Split | HISENSE | HRCU-A-CB-O | AST-24UW3SDN01A |  | Mini-Splits (Non-Ducted) | AST-24UW3SDN**01A |  | 23400 | 21 |  | 12.5 | 10.5 |  | 26000 | 14500 | 55.77% | 23000 | 20.5 | 12.2 | 8.6 | 23000 | 16100 | 70% | 1.75 | Residential | 480 | No | 1.92 | Yes
205092767 | Mini/Multi Split | HISENSE | HRCU-A-CB-O | AS-09UW3SXG00A |  | Mini-Splits (Non-Ducted) | AS-09UW3SXG**00A |  | 9000 | 28 |  | 16.1 | 12.5 |  | 10500 | 6500 | 61.9% | 9000 | 27.5 | 15.5 | 10 | 10000 | 7000 | 70% | 2.1 | Residential | 187.5 | Yes | 0.75 | Yes
205092768 | Mini/Multi Split | HISENSE | HRCU-A-CB-O | AS-12UW3SXL00A |  | Mini-Splits (Non-Ducted) | AS-12UW3SXL**00A |  | 12000 | 25 |  | 15.4 | 12 |  | 13000 | 7000 | 53.85% | 12000 | 23.5 | 15.4 | 9.35 | 12000 | 8400 | 70% | 1.75 | Residential | 250 | No | 1 | Yes
205092769 | Mini/Multi Split | HISENSE | HRCU-A-CB-O | AS-09UW3SXE00B |  | Mini-Splits (Non-Ducted) | AS-09UW3SXE**00B |  | 9000 | 28 |  | 16.1 | 12.5 |  | 10500 | 6500 | 61.9% | [8 empty] | Residential | 187.5 | No | 0.75
205092770 | Mini/Multi Split | HISENSE | HRCU-A-CB-O | AS-12UW3SXA00A |  | Mini-Splits (Non-Ducted) | AS-12UW3SXA**00A |  | 12000 | 25 |  | 15.4 | 12 |  | 13000 | 7000 | 53.85% | 12000 | 23.5 | 15.4 | 9.35 | 12000 | 8400 | 70% | 1.75 | Residential | 250 | No | 1 | Yes
205092775 | Mini/Multi Split | HISENSE | HRCU-A-CB-O | AS-09UW3SVE00A |  | Mini-Splits (Non-Ducted) | AS-09UW3SVE**00A |  | 9000 | 21.5 |  | 13.4 | 10.5 |  | 9500 | 5000 | 52.63% | [8 empty] | Residential | 187.5 | No | 0.75
205092776 | Mini/Multi Split | HISENSE | HRCU-A-CB-O | AS-12UW3SXE00A |  | Mini-Splits (Non-Ducted) | AS-12UW3SXE**00A |  | 12000 | 20.5 |  | 13 | 10.8 |  | 13000 | 7500 | 57.69% | [8 empty] | Residential | 250 | No | 1
205092777 | Mini/Multi Split | HISENSE | HRCU-A-CB-O | AS-18UW3SBB00A |  | Mini-Splits (Non-Ducted) | AS-18UW3SBB**00A |  | 18000 | 23.3 |  | 13 | 11.6 |  | 19000 | 11600 | 61.05% | [8 empty] | Residential | 375 | No | 1.5
205092782 | Mini/Multi Split | HISENSE | HRCU-A-CB-O | AST-12UW3SXE01A |  | Mini-Splits (Non-Ducted) | AST-12UW3SXE**01A |  | 12000 | 22 |  | 13 | 10.5 |  | 13000 | 7500 | 57.69% | [8 empty] | Residential | 250 | No | 1
205104716 | Mini/Multi Split | FRIEDRICH | HRCU-A-CB-O | FPHFR12A3A |  | Mini-Splits (Non-Ducted) | FPHFC12A3B |  | 12000 | 23 |  | 12.5 | 11.5 |  | 12000 | 7600 | 63.33% | 12000 | 20.5 | 12.5 | 9.5 | 12000 | 8500 | 70.83% | 2.3 | Residential | 250 | Yes | 1 | Both
205104719 | Mini/Multi Split | FRIEDRICH | HRCU-A-CB-O | FPHFR18A3A |  | Mini-Splits (Non-Ducted) | FPHFC18A3B |  | 18000 | 22 |  | 12.65 | 11 |  | 19000 | 12000 | 63.16% | 18000 | 20.5 | 12.5 | 10 | 18800 | 13200 | 70.21% | 2.36 | Residential | 375 | Yes | 1.5 | Both
205104722 | Mini/Multi Split | C&H | HMSV-A-CB | CH18MSPH230VO |  | Non-Ducted Indoor Units |  |  | 18000 | 22.5 |  | 12.5 | 10.3 |  | 19000 | 12000 | 63.16% | [8 empty] | Residential | 375 | No | 1.5
205104724 | Mini/Multi Split | C&H | HMSV-A-CB | CH48MSPH230VO |  | Non-Ducted Indoor Units |  |  | 48000 | 22.4 |  | 12.5 | 10.2 |  | 48000 | 29600 | 61.67% | [8 empty] | Residential | 1000 | No | 4
205104725 | Mini/Multi Split | C&H | HRCU-A-CB-O | CH-12SPH-230VO |  | Mini-Splits (Non-Ducted) | CH-12DKT230VI |  | 12000 | 22.7 |  | 13.7 | 11 |  | 12000 | 7700 | 64.17% | [8 empty] | Residential | 250 | No | 1
205104726 | Mini/Multi Split | C&H | HRCU-A-CB-O | CH-18SPH-230VO |  | Mini-Splits (Non-Ducted) | CH-18DKT230VI |  | 18000 | 21 |  | 13 | 10.4 |  | 18000 | 11400 | 63.33% | [8 empty] | Residential | 375 | No | 1.5
205104727 | Mini/Multi Split | C&H | HRCU-A-CB-O | CH-24SPH-230VO |  | Mini-Splits (Non-Ducted) | CH-24DKT230VI |  | 24000 | 20.7 |  | 13.7 | 11.5 |  | 25000 | 15300 | 61.2% | [8 empty] | Residential | 500 | No | 2
205118674 | Mini/Multi Split | RUNTRU | HRCU-A-CB-O | M4THS1809A11N** |  | Mini-Splits (Non-Ducted) | M4MHW1809A1N0** |  | 9000 | 18 |  | 14 | 10.5 |  | 11000 | 6800 | 61.82% | [8 empty] | Residential | 187.5 | No | 0.75
205118677 | Mini/Multi Split | RUNTRU | HRCU-A-CB-O | M4THS1812A11N** |  | Mini-Splits (Non-Ducted) | M4MHW1812A1N0** |  | 12000 | 18 |  | 12.5 | 10.2 |  | 13000 | 7100 | 54.62% | [8 empty] | Residential | 250 | No | 1
205118697 | Mini/Multi Split | RUNTRU | HRCU-A-CB-O | M4THS1818A11N** |  | Mini-Splits (Non-Ducted) | M4MHW1818A1N0** |  | 18000 | 18 |  | 12.5 | 10.7 |  | 19800 | 12400 | 62.63% | [8 empty] | Residential | 375 | No | 1.5
205118701 | Mini/Multi Split | RUNTRU | HRCU-A-CB-O | M4THS1824A11N** |  | Mini-Splits (Non-Ducted) | M4MHW1824A1N0** |  | 22000 | 18 |  | 12.5 | 10.2 |  | 23000 | 14600 | 63.48% | [8 empty] | Residential | 457.5 | No | 1.83
205123788 | Mini/Multi Split | QUUL | HRCU-A-CB-O | R.Q.AU24NN.OUT |  | Mini-Splits (Non-Ducted) | R.Q.AU24NN |  | 24000 | 20.5 |  | 12.5 | 10 |  | 25000 | 15300 | 61.2% | [8 empty] | Residential | 500 | No | 2
205123794 | Mini/Multi Split | COMFORT-AIRE | HRCU-A-CB-O | A-VMH09SU-1 |  | Mini-Splits (Non-Ducted) | B-VMH09SU-1C |  | 9000 | 25 |  | 14.5 | 11.2 |  | 10900 | 6900 | 63.3% | [8 empty] | Residential | 187.5 | No | 0.75
205123795 | Mini/Multi Split | COMFORT-AIRE | HRCU-A-CB-O | A-VMH12SU-1 |  | Mini-Splits (Non-Ducted) | B-VMH12SU-1C |  | 12000 | 22.5 |  | 13 | 12 |  | 12000 | 7800 | 65% | [8 empty] | Residential | 250 | No | 1
205123796 | Mini/Multi Split | COMFORT-AIRE | HRCU-A-CB-O | A-VMH09SU-1 |  | Mini-Splits (Non-Ducted) | B-VMH09CU-1 |  | 9000 | 20 |  | 13 | 10.8 |  | 10000 | 6700 | 67% | 9000 | 20 | 13 | 9.4 | 10000 |  |  |  | Residential | 187.5 | No | 0.75 | No
205123797 | Mini/Multi Split | COMFORT-AIRE | HRCU-A-CB-O | A-VMH12SU-1 |  | Mini-Splits (Non-Ducted) | B-VMH12CU-1 |  | 12000 | 19.5 |  | 12.5 | 10.6 |  | 12000 | 8700 | 72.5% | 12000 | 19.5 | 12.5 | 9.3 | 12000 |  |  |  | Residential | 250 | No | 1 | No
205123798 | Mini/Multi Split | COMFORT-AIRE | HRCU-A-CB-O | A-VMH18SU-1A |  | Mini-Splits (Non-Ducted) | B-VMH18CU-1 |  | 16000 | 20 |  | 12.5 | 10.5 |  | 18000 | 12000 | 66.67% | 16000 | 20 | 12.5 | 9.8 | 12000 |  |  |  | Residential | 332.5 | No | 1.33 | No
205123800 | Mini/Multi Split | COMFORT-AIRE | HRCU-A-CB-O | A-VMH12SU-1 |  | Mini-Splits (Non-Ducted) | B-VMH12FU-1 |  | 12000 | 19.4 |  | 12.5 | 10.5 |  | 12000 | 9600 | 80% | 12000 | 19.4 | 12.5 | 9.4 | 12000 |  |  |  | Residential | 250 | No | 1 | No
205123801 | Mini/Multi Split | COMFORT-AIRE | HRCU-A-CB-O | A-VMH18SU-1A |  | Mini-Splits (Non-Ducted) | B-VMH18UU-1 |  | 17000 | 19.9 |  | 12.5 | 10.6 |  | 18000 | 13400 | 74.44% | 17000 | 19.9 | 12.5 | 9.9 | 18000 |  |  |  | Residential | 355 | No | 1.42 | No
205123805 | Mini/Multi Split | FRIEDRICH | HRCU-A-CB-O | FPHFR24A3A |  | Mini-Splits (Non-Ducted) | FPHFC24A3B |  | 24000 | 19 |  | 12.5 | 10 |  | 24000 | 19000 | 79.17% | 24000 | 18.5 | 12.5 | 10 | 26000 | 19000 | 73.08% | 2.2 | Residential | 500 | Yes | 2 | Both
205129515 | Mini/Multi Split | AIR-CON | HRCU-A-CB-O | ASLCI4H4S09 |  | Mini-Splits (Non-Ducted) | ASLEC4H4S09 |  | 9000 | 22 |  | 12.85 | 10 |  | 10000 | 7200 | 72% | 9000 | 20.5 | 12.85 | 10 | 10000 | 8300 | 83% | 2.26 | Residential | 187.5 | Yes | 0.75 | Both
205129518 | Mini/Multi Split | AIR-CON | HRCU-A-CB-O | ASLCI4H4S12 |  | Mini-Splits (Non-Ducted) | ASLEC4H4S12 |  | 12000 | 23 |  | 12.5 | 11.5 |  | 12000 | 7600 | 63.33% | 12000 | 20.5 | 12.5 | 9.5 | 12000 | 8500 | 70.83% | 2.3 | Residential | 250 | Yes | 1 | Both
205129519 | Mini/Multi Split | AIR-CON | HRCU-A-CB-O | ASLCI4H4S18 |  | Mini-Splits (Non-Ducted) | ASLEC4H4S18 |  | 18000 | 22 |  | 12.65 | 11 |  | 19000 | 12000 | 63.16% | 18000 | 20.5 | 12.5 | 10 | 18800 | 13200 | 70.21% | 2.36 | Residential | 375 | Yes | 1.5 | Both
205129521 | Mini/Multi Split | AIR-CON | HRCU-A-CB-O | ASLCI4H4S24 |  | Mini-Splits (Non-Ducted) | ASLEC4H4S24 |  | 24000 | 19 |  | 12.5 | 10 |  | 24000 | 19000 | 79.17% | 24000 | 18.5 | 12.5 | 10 | 26000 | 19000 | 73.08% | 2.2 | Residential | 500 | Yes | 2 | Both
205130899 | Mini/Multi Split | MDV | HRCU-A-CB | MOD31-24HFN1-MT0W |  | Mini-Splits (Ducted) | MVB-24HWFN1-M |  | 22000 | 20.8 |  | 12.5 | 10.4 |  | 26000 | 17000 | 65.38% | [8 empty] | Residential | 457.5 | No | 1.83
205132627 | Mini/Multi Split | SAMSUNG | HRCU-A-CB-O | AR12TSFACWKX |  | Mini-Splits (Non-Ducted) | AR12TSFABWKN |  | 12000 | 23 |  | 13.5 | 12.5 |  | 12000 | 7500 | 62.5% | [8 empty] | Residential | 250 | No | 1
205132628 | Mini/Multi Split | SAMSUNG | HRCU-A-CB-O | AR09TSFACWKX |  | Mini-Splits (Non-Ducted) | AR09TSFABWKN |  | 9000 | 24.5 |  | 15.5 | 12.5 |  | 11000 | 6700 | 60.91% | [8 empty] | Residential | 187.5 | No | 0.75
205132629 | Mini/Multi Split | SAMSUNG | HRCU-A-CB-O | AR12TSFABWKX |  | Mini-Splits (Non-Ducted) | AR12TSFABWKN |  | 12000 | 23 |  | 13.5 | 12.5 |  | 12000 | 7500 | 62.5% | [8 empty] | Residential | 250 | No | 1
205132630 | Mini/Multi Split | SAMSUNG | HRCU-A-CB-O | AR09TSFABWKX |  | Mini-Splits (Non-Ducted) | AR09TSFABWKN |  | 9000 | 24.5 |  | 15.5 | 12.5 |  | 11000 | 6700 | 60.91% | [8 empty] | Residential | 187.5 | No | 0.75
205132632 | Mini/Multi Split | SAMSUNG | HRCU-A-CB-O | AR09TSFYBWKX |  | Mini-Splits (Non-Ducted) | AR09TSFYBWKN |  | 9000 | 23.5 |  | 13.95 | 12 |  | 11000 | 6700 | 60.91% | [8 empty] | Residential | 187.5 | No | 0.75
205132633 | Mini/Multi Split | SAMSUNG | HRCU-A-CB-O | AR24TSFACWKX |  | Mini-Splits (Non-Ducted) | AR24TSFABWKN |  | 21000 | 20 |  | 12.5 | 10 |  | 27400 | 16000 | 58.39% | [8 empty] | Residential | 437.5 | No | 1.75
205132634 | Mini/Multi Split | SAMSUNG | HRCU-A-CB-O | AR24TSFABWKX |  | Mini-Splits (Non-Ducted) | AR24TSFABWKN |  | 21000 | 20 |  | 12.5 | 10 |  | 27400 | 16000 | 58.39% | [8 empty] | Residential | 437.5 | No | 1.75
205132635 | Mini/Multi Split | SAMSUNG | HRCU-A-CB-O | AR18TSFACWKX |  | Mini-Splits (Non-Ducted) | AR18TSFABWKN |  | 18000 | 21 |  | 13 | 10 |  | 20600 | 12000 | 58.25% | [8 empty] | Residential | 375 | No | 1.5
205132636 | Mini/Multi Split | SAMSUNG | HRCU-A-CB-O | AR18TSFABWKX |  | Mini-Splits (Non-Ducted) | AR18TSFABWKN |  | 18000 | 21 |  | 13 | 10 |  | 20600 | 12000 | 58.25% | [8 empty] | Residential | 375 | No | 1.5
205138202 | Mini/Multi Split | MAESTRO | HRCU-A-CB-O | MA-12CA22SEXT |  | Mini-Splits (Non-Ducted) | MA-12CA22SINT |  | 12000 | 22 |  | 13 | 10.5 |  | 13000 | 7500 | 57.69% | 12000 | 21 | 13 | 9 | 12000 | 6300 | 52.5% | 2.05 | Residential | 250 | No | 1 | Yes
205138203 | Mini/Multi Split | MAESTRO | HRCU-A-CB-O | MA-18CA22SEXT |  | Mini-Splits (Non-Ducted) | MA-18CA22SINT |  | 18000 | 23.3 |  | 13 | 11.6 |  | 19000 | 11600 | 61.05% | 18000 | 22.5 | 13 | 8.6 | 17000 | 11900 | 70% | 1.75 | Residential | 375 | No | 1.5 | Yes
205138206 | Mini/Multi Split | MAESTRO | HRCU-A-CB-O | MA-12CA22EXT |  | Mini-Splits (Non-Ducted) | MA-12CA22INT |  | 12000 | 20.5 |  | 13 | 10.8 |  | 13000 | 7500 | 57.69% | 12000 | 21 | 13 | 9 | 12000 |  |  |  | Residential | 250 | No | 1
205138207 | Mini/Multi Split | MAESTRO | HRCU-A-CB-O | MA-18CA22EXT |  | Mini-Splits (Non-Ducted) | MA-18CA22INT |  | 18000 | 23.3 |  | 13 | 11.6 |  | 19000 | 11600 | 61.05% | 18000 | 22.5 | 13 | 8.6 | 17000 |  |  |  | Residential | 375 | No | 1.5
205142781 | Mini/Multi Split | FRIEDRICH | HRCU-A-CB-O | FPHSR09A1A-A |  | Mini-Splits (Non-Ducted) | FPHSW09A1B |  | 9000 | 19.5 |  | 12.8 | 10 |  | 9500 | 5000 | 52.63% | 9000 | 18.5 | 12.8 | 8.5 | 9000 | 6300 | 70% | 1.75 | Residential | 187.5 | No | 0.75 | Yes
205142782 | Mini/Multi Split | FRIEDRICH | HRCU-A-CB-O | FPHSR12A1A-A |  | Mini-Splits (Non-Ducted) | FPHSW12A1B |  | 12000 | 22 |  | 12.5 | 10.5 |  | 13000 | 7500 | 57.69% | 12000 | 21.7 | 12.5 | 9 | 12000 | 8400 | 70% | 1.75 | Residential | 250 | No | 1 | Yes
205142783 | Mini/Multi Split | FRIEDRICH | HRCU-A-CB-O | FPHSR09A3A-A |  | Mini-Splits (Non-Ducted) | FPHFW09A3B |  | 9000 | 22.5 |  | 13.7 | 10.7 |  | 9500 | 5000 | 52.63% | 9000 | 22 | 13.7 | 8.5 | 9000 | 6300 | 70% | 2.05 | Residential | 187.5 | Yes | 0.75 | Yes
205142785 | Mini/Multi Split | FRIEDRICH | HRCU-A-CB-O | FPHSR12A3A-A |  | Mini-Splits (Non-Ducted) | FPHFW12A3B |  | 12000 | 22 |  | 13 | 10.5 |  | 13000 | 7500 | 57.69% | 12000 | 21 | 13 | 9 | 12000 | 8400 | 70% | 1.75 | Residential | 250 | No | 1 | Yes
205142786 | Mini/Multi Split | FRIEDRICH | HRCU-A-CB-O | FPHSR18A3A-A |  | Mini-Splits (Non-Ducted) | FPHFW18A3B |  | 18000 | 23.3 |  | 13 | 11.6 |  | 19000 | 11600 | 61.05% | 18000 | 22.5 | 13 | 8.6 | 17000 | 11900 | 70% | 1.75 | Residential | 375 | No | 1.5 | Yes
205142787 | Mini/Multi Split | FRIEDRICH | HRCU-A-CB-O | FPHSR24A3A-A |  | Mini-Splits (Non-Ducted) | FPHFW24A3B |  | 23400 | 21 |  | 12.5 | 10.5 |  | 26000 | 14500 | 55.77% | 23000 | 20.5 | 12.2 | 8.6 | 23000 | 16100 | 70% | 1.75 | Residential | 480 | No | 1.92 | Yes
205142788 | Mini/Multi Split | FRIEDRICH | HRCU-A-CB-O | FRHSR09A3A-A |  | Mini-Splits (Non-Ducted) | FRHSW09A3B |  | 9000 | 28 |  | 16.1 | 12.5 |  | 10500 | 6500 | 61.9% | 9000 | 27.5 | 15.5 | 10 | 10000 | 7000 | 70% | 2.1 | Residential | 187.5 | Yes | 0.75 | Yes
205142789 | Mini/Multi Split | FRIEDRICH | HRCU-A-CB-O | FRHSR12A3A-A |  | Mini-Splits (Non-Ducted) | FRHSW12A3B |  | 12000 | 25 |  | 15.4 | 12 |  | 13000 | 7000 | 53.85% | 12000 | 23.5 | 15.4 | 9.35 | 12000 | 8400 | 70% | 1.75 | Residential | 250 | No | 1 | Yes
205142809 | Mini/Multi Split | SAMSUNG | HMSR-A-CB | AM036TXMDCH |  | Non-Ducted Indoor Units |  |  | 38000 | 22 |  | 12.5 | 10 |  | 42000 | 25000 | 59.52% | [5 empty] | 31000 |  | 2.5 | Residential | 792.5 | No | 3.17 | Yes
205150429 | Mini/Multi Split | FRIEDRICH | HRCU-A-CB-O | FPHMR18A3A |  | Non-Ducted Indoor Units |  |  | 18000 | 22 |  | 12.5 | 11 |  | 18000 | 12700 | 70.56% | 18000 | 21 | 12.5 | 9.5 | 19800 | 18000 | 90.91% | 1.84 | Residential | 375 | Yes | 1.5 | Both
205150432 | Mini/Multi Split | AIR-CON | HRCU-A-CB-O | AMSCI4H4S18 |  | Non-Ducted Indoor Units |  |  | 18000 | 22 |  | 12.5 | 11 |  | 18000 | 12700 | 70.56% | 18000 | 21 | 12.5 | 9.5 | 19800 | 18000 | 90.91% | 1.84 | Residential | 375 | Yes | 1.5 | Both
205150436 | Mini/Multi Split | COMFORTSTAR | HRCU-A-CB | CPP024CD(O) |  | Mini-Splits (Ducted) | AHU24 |  | 22000 | 20.8 |  | 12.5 | 10.4 |  | 26000 | 17000 | 65.38% | [8 empty] | Residential | 457.5 | No | 1.83
205261882 | Mini/Multi Split | COMFORTSTAR | HRCU-A-CB | CPP024CD(O) |  | Mini-Splits (Ducted) | AHU24 |  | 22000 | 20.8 |  | 12.5 | 10.4 |  | 26000 | 17000 | 65.38% | [8 empty] | Residential | 457.5 | No | 1.83
205263851 | Mini/Multi Split | C&H | HRCU-A-CB | CH-HYP09SPH230VO |  | Mini-Splits (Ducted) | CH-M09DTUI |  | 9000 | 23 |  | 13.5 | 12 |  | 10000 | 7200 | 72% | [8 empty] | Residential | 187.5 | No | 0.75
205263852 | Mini/Multi Split | C&H | HRCU-A-CB | CH-09SPH-230VO |  | Mini-Splits (Ducted) | CH-M09DTUI |  | 9000 | 20.5 |  | 13.5 | 11.5 |  | 10000 | 6800 | 68% | [8 empty] | Residential | 187.5 | No | 0.75
205263853 | Mini/Multi Split | C&H | HRCU-A-CB | CH-HYP12SPH230VO |  | Mini-Splits (Ducted) | CH-M12DTUI |  | 12000 | 20.5 |  | 12.5 | 11 |  | 12000 | 8500 | 70.83% | [8 empty] | Residential | 250 | No | 1
205263854 | Mini/Multi Split | C&H | HRCU-A-CB | CH-12SPH-230VO |  | Mini-Splits (Ducted) | CH-M12DTUI |  | 12000 | 21.5 |  | 12.5 | 11.5 |  | 12000 | 7200 | 60% | [8 empty] | Residential | 250 | No | 1
205263856 | Mini/Multi Split | C&H | HRCU-A-CB | CH-18SPH-230VO |  | Mini-Splits (Ducted) | CH-M18DTUI |  | 18000 | 19 |  | 12.5 | 10.5 |  | 18000 | 12000 | 66.67% | [8 empty] | Residential | 375 | No | 1.5
205263857 | Mini/Multi Split | C&H | HRCU-A-CB | CH-24LCU/O |  | Mini-Splits (Ducted) | CH-M24DTUI |  | 24000 | 20.5 |  | 12.5 | 12.5 |  | 24000 | 17200 | 71.67% | [8 empty] | Residential | 500 | No | 2
205263858 | Mini/Multi Split | C&H | HRCU-A-CB | CH-HYP24SPH230VO |  | Mini-Splits (Ducted) | CH-M24DTUI |  | 24000 | 20.5 |  | 12.5 | 12.5 |  | 24000 | 17200 | 71.67% | [8 empty] | Residential | 500 | No | 2
205263859 | Mini/Multi Split | C&H | HRCU-A-CB | CH-24SPH-230VO |  | Mini-Splits (Ducted) | CH-M24DTUI |  | 24000 | 21.5 |  | 12.5 | 11 |  | 24400 | 16000 | 65.57% | [8 empty] | Residential | 500 | No | 2
205263866 | Mini/Multi Split | C&H | HRCU-A-CB-O | CH-SR09SPH-115VO |  | Mini-Splits (Non-Ducted) | CH-SR09SPHWM-115VI |  | 12000 | 21.5 |  | 12.5 | 11.2 |  | 12000 | 7100 | 59.17% | [8 empty] | Residential | 250 | No | 1
205263867 | Mini/Multi Split | C&H | HRCU-A-CB-O | CH-12SPH-115VO |  | Mini-Splits (Non-Ducted) | CH-12SPHWM-115VI |  | 12000 | 21.5 |  | 12.5 | 11.2 |  | 12000 | 7100 | 59.17% | [8 empty] | Residential | 250 | No | 1
205263869 | Mini/Multi Split | C&H | HRCU-A-CB-O | CH-18SPH-230VO |  | Mini-Splits (Non-Ducted) | CH-18MSPHWM-230VI |  | 18000 | 21 |  | 13 | 10 |  | 18000 | 10400 | 57.78% | [8 empty] | Residential | 375 | No | 1.5
205263870 | Mini/Multi Split | C&H | HRCU-A-CB-O | CH-24SPH-230VO |  | Mini-Splits (Non-Ducted) | CH-24MSPHWM-230VI |  | 24000 | 20.5 |  | 12.5 | 10 |  | 25000 | 15300 | 61.2% | [8 empty] | Residential | 500 | No | 2
205263873 | Mini/Multi Split | C&H | HRCU-A-CB-O | CH-HYP09SPH230VO |  | Mini-Splits (Non-Ducted) | CH-D09MSPHWM-230VI |  | 9000 | 25 |  | 14.5 | 11.2 |  | 10900 | 6900 | 63.3% | [8 empty] | Residential | 187.5 | No | 0.75
205263874 | Mini/Multi Split | C&H | HRCU-A-CB-O | CH-HYP12SPH230VO |  | Mini-Splits (Non-Ducted) | CH-D12MSPHWM-230VI |  | 12000 | 22.5 |  | 13 | 12 |  | 12000 | 7800 | 65% | [8 empty] | Residential | 250 | No | 1
205263875 | Mini/Multi Split | C&H | HRCU-A-CB-O | CH-HYP18SPH230VO |  | Mini-Splits (Non-Ducted) | CH-D18MSPHWM-230VI |  | 17000 | 20 |  | 12.5 | 10.3 |  | 18000 | 10800 | 60% | [8 empty] | Residential | 355 | No | 1.42
205263876 | Mini/Multi Split | C&H | HRCU-A-CB-O | CH-HYP24SPH230VO |  | Mini-Splits (Non-Ducted) | CH-D24MSPHWM-230VI |  | 24000 | 20.5 |  | 13 | 11.5 |  | 24000 | 15400 | 64.17% | [8 empty] | Residential | 500 | No | 2
205263877 | Mini/Multi Split | C&H | HRCU-A-CB-O | CH-09SPH-230VO |  | Mini-Splits (Non-Ducted) | CH-D09MSPHWM-230VI |  | 9000 | 23.5 |  | 14.9 | 10.8 |  | 9800 | 5800 | 59.18% | [8 empty] | Residential | 187.5 | No | 0.75
205263878 | Mini/Multi Split | C&H | HRCU-A-CB-O | CH-12SPH-230VO |  | Mini-Splits (Non-Ducted) | CH-D12MSPHWM-230VI |  | 12000 | 22.7 |  | 13.7 | 11 |  | 12000 | 7700 | 64.17% | [8 empty] | Residential | 250 | No | 1
205263879 | Mini/Multi Split | C&H | HRCU-A-CB-O | CH-18SPH-230VO |  | Mini-Splits (Non-Ducted) | CH-D18MSPHWM-230VI |  | 18000 | 21 |  | 13 | 10.4 |  | 18000 | 11400 | 63.33% | [8 empty] | Residential | 375 | No | 1.5
205263880 | Mini/Multi Split | C&H | HRCU-A-CB-O | CH-24SPH-230VO |  | Mini-Splits (Non-Ducted) | CH-D24MSPHWM-230VI |  | 24000 | 20.7 |  | 13.7 | 11.5 |  | 25000 | 15300 | 61.2% | [8 empty] | Residential | 500 | No | 2
205263883 | Mini/Multi Split | C&H | HMSV-A-CB | CH18MSPH230VO |  | Non-Ducted Indoor Units |  |  | 18000 | 22.5 |  | 12.5 | 10.3 |  | 19000 | 12000 | 63.16% | [8 empty] | Residential | 375 | No | 1.5
205263886 | Mini/Multi Split | C&H | HMSV-A-CB | CH28MSPH230VO |  | Non-Ducted Indoor Units |  |  | 24000 | 23 |  | 12.5 | 10.3 |  | 24000 | 17200 | 71.67% | [8 empty] | Residential | 500 | No | 2
205263899 | Mini/Multi Split | C&H | HMSV-A-CB | CH-HYP36MSPH-230VO |  | Non-Ducted Indoor Units |  |  | 36000 | 21.5 |  | 13.5 | 10.5 |  | 36000 | 23200 | 64.44% | [8 empty] | Residential | 750 | No | 3
205263902 | Mini/Multi Split | C&H | HMSV-A-CB | CH-HYP28MSPH-230VO |  | Non-Ducted Indoor Units |  |  | 28000 | 22 |  | 13 | 10.4 |  | 28000 | 18000 | 64.29% | [8 empty] | Residential | 582.5 | No | 2.33
205281376 | Mini/Multi Split | NOVAIR PLUS | HRCU-A-CB-O | 18EVANVO |  | Mini-Splits (Non-Ducted) | 18EVANVI |  | 18000 | 21 |  | 13 | 10 |  | 18000 | 10400 | 57.78% | [8 empty] | Residential | 375 | No | 1.5
205281377 | Mini/Multi Split | NOVAIR PLUS | HRCU-A-CB-O | 24EVANVO |  | Mini-Splits (Non-Ducted) | 24EVANVI |  | 24000 | 20.5 |  | 12.5 | 10 |  | 25000 | 15300 | 61.2% | [8 empty] | Residential | 500 | No | 2
205281378 | Mini/Multi Split | NOVAIR PLUS | HRCU-A-CB-O | 09EVONVO |  | Mini-Splits (Non-Ducted) | 09EVCNVI |  | 9000 | 20 |  | 13 | 10.8 |  | 10000 | 6700 | 67% | 9000 | 20 | 13 | 9.4 | 10000 |  |  |  | Residential | 187.5 | No | 0.75 | No
205281379 | Mini/Multi Split | NOVAIR PLUS | HRCU-A-CB-O | 09EVANVO |  | Mini-Splits (Non-Ducted) | 09EVCNVI |  | 9000 | 20 |  | 13 | 10.5 |  | 10000 | 5800 | 58% | [8 empty] | Residential | 187.5 | No | 0.75
205281380 | Mini/Multi Split | NOVAIR PLUS | HRCU-A-CB-O | 12EVONVO |  | Mini-Splits (Non-Ducted) | 12EVCNVI |  | 12000 | 19.5 |  | 12.5 | 10.6 |  | 12000 | 8700 | 72.5% | 12000 | 19.5 | 12.5 | 9.3 | 12000 |  |  |  | Residential | 250 | No | 1 | No
205281381 | Mini/Multi Split | NOVAIR PLUS | HRCU-A-CB-O | 12EVANVO |  | Mini-Splits (Non-Ducted) | 12EVCNVI |  | 12000 | 21.5 |  | 14 | 10.5 |  | 12000 | 7500 | 62.5% | [8 empty] | Residential | 250 | No | 1
205281382 | Mini/Multi Split | NOVAIR PLUS | HRCU-A-CB-O | 18EVONVO |  | Mini-Splits (Non-Ducted) | 18EVCNVI |  | 16000 | 20 |  | 12.5 | 10.5 |  | 18000 | 12000 | 66.67% | 16000 | 20 | 12.5 | 9.8 | 12000 |  |  |  | Residential | 332.5 | No | 1.33 | No
205281383 | Mini/Multi Split | NOVAIR PLUS | HRCU-A-CB-O | 18EVANVO |  | Mini-Splits (Non-Ducted) | 18EVCNVI |  | 18000 | 20 |  | 12.5 | 10.3 |  | 18000 | 12000 | 66.67% | 18000 | 20 | 12.5 | 9.1 | 18000 |  |  |  | Residential | 375 | No | 1.5 | No
205281385 | Mini/Multi Split | NOVAIR PLUS | HRCU-A-CB-O | 24EVANVO |  | Mini-Splits (Non-Ducted) | 24EVCNVI |  | 24000 | 20 |  | 12.5 | 10.5 |  | 24400 | 15800 | 64.75% | [8 empty] | Residential | 500 | No | 2
205281386 | Mini/Multi Split | NOVAIR PLUS | HRCU-A-CB | 09EVONVO |  | Mini-Splits (Ducted) | 09EVDNVI |  | 9000 | 23 |  | 13.5 | 12 |  | 10000 | 7200 | 72% | [8 empty] | Residential | 187.5 | No | 0.75
205281387 | Mini/Multi Split | NOVAIR PLUS | HRCU-A-CB | 09EVANVO |  | Mini-Splits (Ducted) | 09EVDNVI |  | 9000 | 20.5 |  | 13.5 | 11.5 |  | 10000 | 6800 | 68% | [8 empty] | Residential | 187.5 | No | 0.75
205281388 | Mini/Multi Split | NOVAIR PLUS | HRCU-A-CB | 12EVONVO |  | Mini-Splits (Ducted) | 12EVDNVI |  | 12000 | 20.5 |  | 12.5 | 11 |  | 12000 | 8500 | 70.83% | [8 empty] | Residential | 250 | No | 1
205281389 | Mini/Multi Split | NOVAIR PLUS | HRCU-A-CB | 12EVANVO |  | Mini-Splits (Ducted) | 12EVDNVI |  | 12000 | 21.5 |  | 12.5 | 11.5 |  | 12000 | 7200 | 60% | [8 empty] | Residential | 250 | No | 1
205281391 | Mini/Multi Split | NOVAIR PLUS | HRCU-A-CB | 18EVANVO |  | Mini-Splits (Ducted) | 18EVDNVI |  | 18000 | 19 |  | 12.5 | 10.5 |  | 18000 | 12000 | 66.67% | [8 empty] | Residential | 375 | No | 1.5
205281392 | Mini/Multi Split | NOVAIR PLUS | HRCU-A-CB | 24EVONVO |  | Mini-Splits (Ducted) | 24EVDNVI |  | 24000 | 20.5 |  | 12.5 | 12.5 |  | 24000 | 17200 | 71.67% | [8 empty] | Residential | 500 | No | 2
205281393 | Mini/Multi Split | NOVAIR PLUS | HRCU-A-CB | 24EVANVO |  | Mini-Splits (Ducted) | 24EVDNVI |  | 24000 | 21.5 |  | 12.5 | 11 |  | 24400 | 16000 | 65.57% | [8 empty] | Residential | 500 | No | 2
205281394 | Mini/Multi Split | NOVAIR PLUS | HMSV-A-CB | 36EVONVMO |  | Non-Ducted Indoor Units |  |  | 24000 | 23 |  | 12.5 | 10.3 |  | 24000 | 17200 | 71.67% | [8 empty] | Residential | 500 | No | 2
205281397 | Mini/Multi Split | NOVAIR PLUS | HMSV-A-CB | 27EVANVMO |  | Non-Ducted Indoor Units |  |  | 24000 | 23 |  | 12.5 | 10.3 |  | 24000 | 17200 | 71.67% | [8 empty] | Residential | 500 | No | 2
205281400 | Mini/Multi Split | NOVAIR PLUS | HMSV-A-CB | 36EVANVMO |  | Non-Ducted Indoor Units |  |  | 30000 | 23.8 |  | 12.5 | 10 |  | 28000 | 17400 | 62.14% | [8 empty] | Residential | 625 | No | 2.5
205281403 | Mini/Multi Split | NOVAIR PLUS | HMSV-A-CB | 48EVANVMO |  | Non-Ducted Indoor Units |  |  | 48000 | 22.4 |  | 12.5 | 10.2 |  | 48000 | 29600 | 61.67% | [8 empty] | Residential | 1000 | No | 4
205282617 | Mini/Multi Split | C&H | HMSV-A-CB | CH48MSPH230VO |  | Non-Ducted Indoor Units |  |  | 48000 | 22.4 |  | 12.5 | 10.2 |  | 48000 | 29600 | 61.67% | [8 empty] | Residential | 1000 | No | 4
205287347 | Mini/Multi Split | CLASSIC | HRCU-A-CB-O | HRHDBC09AS |  | Mini-Splits (Non-Ducted) | HWHDBC09S |  | 9000 | 22.5 |  | 13.7 | 10.7 |  | 9500 | 5000 | 52.63% | 9000 | 22 | 13.7 | 8.5 | 9000 | 6300 | 70% | 2.05 | Residential | 187.5 | Yes | 0.75 | Yes
205287348 | Mini/Multi Split | CLASSIC | HRCU-A-CB-O | HRHDBC12AS2 |  | Mini-Splits (Non-Ducted) | HWHDBC12S2 |  | 12000 | 22 |  | 13 | 10.5 |  | 13000 | 7500 | 57.69% | 12000 | 21 | 13 | 9 | 12000 | 6300 | 52.5% | 2.05 | Residential | 250 | No | 1 | Yes
205287349 | Mini/Multi Split | CLASSIC | HRCU-A-CB-O | HRHDBC18AS2 |  | Mini-Splits (Non-Ducted) | HWHDBC18S2 |  | 18000 | 23.3 |  | 13 | 11.6 |  | 19000 | 11600 | 61.05% | 18000 | 22.5 | 13 | 8.6 | 17000 | 11900 | 70% | 1.75 | Residential | 375 | No | 1.5 | Yes
205287350 | Mini/Multi Split | CLASSIC | HRCU-A-CB-O | HRHDBC24AS2 |  | Mini-Splits (Non-Ducted) | HWHDBC24S2 |  | 23400 | 21 |  | 12.5 | 10.5 |  | 26000 | 14500 | 55.77% | 23000 | 20.5 | 12.2 | 8.6 | 23000 | 16100 | 70% | 1.75 | Residential | 480 | No | 1.92 | Yes
205287353 | Mini/Multi Split | CLASSIC | HRCU-A-CB-O | HRHDBC09SA |  | Mini-Splits (Non-Ducted) | HWHDBC09SA |  | 9000 | 19.5 |  | 12.8 | 10 |  | 9500 | 5000 | 52.63% | 9000 | 18.5 | 12.8 | 8.5 | 9000 | 6300 | 70% | 1.75 | Residential | 187.5 | No | 0.75 | Yes
205287354 | Mini/Multi Split | CLASSIC | HRCU-A-CB-O | HRHDBC12SA |  | Mini-Splits (Non-Ducted) | HWHDBC12SA |  | 12000 | 22 |  | 12.5 | 10.5 |  | 13000 | 7500 | 57.69% | 12000 | 21.7 | 12.5 | 9 | 12000 | 8400 | 70% | 1.75 | Residential | 250 | No | 1 | Yes
205288546 | Mini/Multi Split | COMFORT-AIRE | HRCU-A-CB-O | A-VMH12SU-1 |  | Mini-Splits (Non-Ducted) | B-VMH12SU-1C |  | 12000 | 22.5 |  | 13 | 12 |  | 12000 | 7800 | 65% | [8 empty] | Residential | 250 | No | 1
205288547 | Mini/Multi Split | COMFORT-AIRE | HRCU-A-CB-O | A-VMH09SU-1 |  | Mini-Splits (Non-Ducted) | B-VMH09SU-1C |  | 9000 | 25 |  | 14.5 | 11.2 |  | 10900 | 6900 | 63.3% | [8 empty] | Residential | 187.5 | No | 0.75
205291853 | Mini/Multi Split | SAMSUNG | HMSV-A-CB | AJ020TXJ2CH |  | Non-Ducted Indoor Units |  |  | 18000 | 19.5 |  | 12.7 | 10 |  | 22000 | 11500 | 52.27% | [8 empty] | Residential | 375 | No | 1.5
205291854 | Mini/Multi Split | SAMSUNG | HMSV-A-CB | AJ024TXJ3CH |  | Non-Ducted Indoor Units |  |  | 22000 | 19 |  | 12.7 | 10 |  | 25000 | 13500 | 54% | [8 empty] | Residential | 457.5 | No | 1.83
205291855 | Mini/Multi Split | SAMSUNG | HMSV-A-CB | AJ036TXJ4CH |  | Non-Ducted Indoor Units |  |  | 32000 | 19.5 |  | 12.5 | 10 |  | 36000 | 21000 | 58.33% | [8 empty] | Residential | 667.5 | No | 2.67
205291856 | Mini/Multi Split | SAMSUNG | HMSV-A-CB | AJ020TXS3CH |  | Non-Ducted Indoor Units |  |  | 21000 | 18 |  | 13.5 | 10 |  | 22000 | 13100 | 59.55% | [8 empty] | Residential | 437.5 | No | 1.75
205291857 | Mini/Multi Split | SAMSUNG | HMSV-A-CB | AJ024TXS4CH |  | Non-Ducted Indoor Units |  |  | 25000 | 19 |  | 13 | 10 |  | 25000 | 14600 | 58.4% | [8 empty] | Residential | 520 | No | 2.08
205291858 | Mini/Multi Split | SAMSUNG | HMSV-A-CB | AJ030TXS4CH |  | Non-Ducted Indoor Units |  |  | 28400 | 19 |  | 12.5 | 11 |  | 28600 | 17500 | 61.19% | [8 empty] | Residential | 592.5 | No | 2.37
205291859 | Mini/Multi Split | SAMSUNG | HMSV-A-CB | AJ036TXS4CH |  | Non-Ducted Indoor Units |  |  | 34000 | 20 |  | 12.5 | 10.5 |  | 36600 | 21600 | 59.02% | [8 empty] | Residential | 707.5 | No | 2.83
205291901 | Mini/Multi Split | HAIER | HRCU-A-CB-O | 1U09EH2VHD* |  | Mini-Splits (Non-Ducted) | AW09EH2VHD* |  | 9000 | 30 |  | 16 | 15.2 |  | 10000 | 6500 | 65% | [8 empty] | Residential | 187.5 | No | 0.75
205291902 | Mini/Multi Split | HAIER | HRCU-A-CB-O | 1U12EH2VHD* |  | Mini-Splits (Non-Ducted) | AW12EH2VHD* |  | 12000 | 27 |  | 15 | 13 |  | 14500 | 9300 | 64.14% | [8 empty] | Residential | 250 | No | 1
205291903 | Mini/Multi Split | HAIER | HRCU-A-CB-O | 1U18EH2VHD* |  | Mini-Splits (Non-Ducted) | AW18EH2VHD* |  | 18000 | 23 |  | 13 | 12 |  | 20000 | 15300 | 76.5% | [8 empty] | Residential | 375 | No | 1.5
205291988 | Mini/Multi Split | GE Appliances | HRCU-A-CB-O | ASH109URDSD* |  | Mini-Splits (Non-Ducted) | ASYW09URDWD* |  | 9000 | 30 |  | 16 | 15.2 |  | 10000 | 6500 | 65% | [8 empty] | Residential | 187.5 | No | 0.75
205291989 | Mini/Multi Split | GE Appliances | HRCU-A-CB-O | ASH112URDSD* |  | Mini-Splits (Non-Ducted) | ASYW12URDWD* |  | 12000 | 27 |  | 15 | 13 |  | 14500 | 9300 | 64.14% | [8 empty] | Residential | 250 | No | 1
205291990 | Mini/Multi Split | GE Appliances | HRCU-A-CB-O | ASH118URDSD* |  | Mini-Splits (Non-Ducted) | ASYW18URDWD* |  | 18000 | 23 |  | 13 | 12 |  | 20000 | 15300 | 76.5% | [8 empty] | Residential | 375 | No | 1.5
205299946 | Mini/Multi Split | MITS AIR | HRCU-A-CB | MOD31-24HFN1-MT0W |  | Mini-Splits (Ducted) | MVB-24HWFN1-M |  | 22000 | 20.8 |  | 12.5 | 10.4 |  | 26000 | 17000 | 65.38% | [8 empty] | Residential | 457.5 | No | 1.83
205300162 | Mini/Multi Split | DENALI AIRE | HRCU-A-CB-O | DNMSHQCO12A |  | Mini-Splits (Non-Ducted) | DNMSHQCW12A |  | 12000 | 22 |  | 12.5 | 10.5 |  | 13000 | 7500 | 57.69% | 12000 | 21.7 | 12.5 | 9 | 12000 | 8400 | 70% | 1.75 | Residential | 250 | No | 1 | Yes
205300163 | Mini/Multi Split | DENALI AIRE | HRCU-A-CB-O | DNMSHQCO9A |  | Mini-Splits (Non-Ducted) | DNMSHQCW9A |  | 9000 | 19.5 |  | 12.8 | 10 |  | 9500 | 5000 | 52.63% | 9000 | 18.5 | 12.8 | 8.5 | 9000 | 6300 | 70% | 1.75 | Residential | 187.5 | No | 0.75 | Yes
205300164 | Mini/Multi Split | DENALI AIRE | HRCU-A-CB-O | DNMSHQCO18 |  | Mini-Splits (Non-Ducted) | DNMSHQCW18 |  | 18000 | 23.3 |  | 13 | 11.6 |  | 19000 | 11600 | 61.05% | 18000 | 22.5 | 13 | 8.6 | 17000 | 11900 | 70% | 1.75 | Residential | 375 | No | 1.5 | Yes
205300165 | Mini/Multi Split | DENALI AIRE | HRCU-A-CB-O | DNMSHQCO24 |  | Mini-Splits (Non-Ducted) | DNMSHQCW24 |  | 23400 | 21 |  | 12.5 | 10.5 |  | 26000 | 14500 | 55.77% | 23000 | 20.5 | 12.2 | 8.6 | 23000 | 16100 | 70% | 1.75 | Residential | 480 | No | 1.92 | Yes
205300166 | Mini/Multi Split | ELIOS | HRCU-A-CB | DE09HOS23230E2 |  | Mini-Splits (Ducted) | DM09HIDU230X5 |  | 9000 | 20.5 |  | 13.5 | 11.5 |  | 10000 | 6800 | 68% | [8 empty] | Residential | 187.5 | No | 0.75
205300167 | Mini/Multi Split | ELIOS | HRCU-A-CB | DE12HOS23230E2 |  | Mini-Splits (Ducted) | DM12HIDU230X5 |  | 12000 | 21.5 |  | 12.5 | 11.5 |  | 12000 | 7200 | 60% | [8 empty] | Residential | 250 | No | 1
205300168 | Mini/Multi Split | ELIOS | HRCU-A-CB | DE18HOS23230E2 |  | Mini-Splits (Ducted) | DM18HIDU230X5 |  | 18000 | 19 |  | 12.5 | 10.5 |  | 18000 | 12000 | 66.67% | [8 empty] | Residential | 375 | No | 1.5
205300169 | Mini/Multi Split | ELIOS | HRCU-A-CB | DE24HOS23230E2 |  | Mini-Splits (Ducted) | DM24HIDU230X5 |  | 24000 | 21.5 |  | 12.5 | 11 |  | 24400 | 16000 | 65.57% | [8 empty] | Residential | 500 | No | 2
205300173 | Mini/Multi Split | ELIOS | HRCU-A-CB | DE09HOS25230E3 |  | Mini-Splits (Ducted) | DM09HIDU230X5 |  | 9000 | 23 |  | 13.5 | 12 |  | 10000 | 7200 | 72% | [8 empty] | Residential | 187.5 | No | 0.75
205300174 | Mini/Multi Split | ELIOS | HRCU-A-CB | DE12HOS25230E3 |  | Mini-Splits (Ducted) | DM12HIDU230X5 |  | 12000 | 20.5 |  | 12.5 | 11 |  | 12000 | 8500 | 70.83% | [8 empty] | Residential | 250 | No | 1
205300176 | Mini/Multi Split | ELIOS | HRCU-A-CB | DE24HOS25230E3 |  | Mini-Splits (Ducted) | DM24HIDU230X5 |  | 24000 | 20.5 |  | 12.5 | 12.5 |  | 24000 | 17200 | 71.67% | [8 empty] | Residential | 500 | No | 2
205300177 | Mini/Multi Split | ELIOS | HRCU-A-CB-O | DE09HOS23230E2 |  | Mini-Splits (Non-Ducted) | DM09HICU230X5 |  | 9000 | 20 |  | 13 | 10.5 |  | 10000 | 5800 | 58% | [8 empty] | Residential | 187.5 | No | 0.75
205300178 | Mini/Multi Split | ELIOS | HRCU-A-CB-O | DE12HOS23230E2 |  | Mini-Splits (Non-Ducted) | DM12HICU230X5 |  | 12000 | 21.5 |  | 14 | 10.5 |  | 12000 | 7500 | 62.5% | [8 empty] | Residential | 250 | No | 1
205300179 | Mini/Multi Split | ELIOS | HRCU-A-CB-O | DE18HOS23230E2 |  | Mini-Splits (Non-Ducted) | DM18HICU230X5 |  | 18000 | 20 |  | 12.5 | 10.3 |  | 18000 | 12000 | 66.67% | 18000 | 20 | 12.5 | 9.1 | 18000 |  |  |  | Residential | 375 | No | 1.5 | No
205300180 | Mini/Multi Split | ELIOS | HRCU-A-CB-O | DE24HOS23230E2 |  | Mini-Splits (Non-Ducted) | DM24HICU230X5 |  | 24000 | 20 |  | 12.5 | 10.5 |  | 24400 | 15800 | 64.75% | [8 empty] | Residential | 500 | No | 2
205300183 | Mini/Multi Split | ELIOS | HRCU-A-CB-O | DE09HOS25230E3 |  | Mini-Splits (Non-Ducted) | DM09HICU230X5 |  | 9000 | 20 |  | 13 | 10.8 |  | 10000 | 6700 | 67% | 9000 | 20 | 13 | 9.4 | 10000 |  |  |  | Residential | 187.5 | No | 0.75 | No
205300184 | Mini/Multi Split | ELIOS | HRCU-A-CB-O | DE12HOS25230E3 |  | Mini-Splits (Non-Ducted) | DM12HICU230X5 |  | 12000 | 19.5 |  | 12.5 | 10.6 |  | 12000 | 8700 | 72.5% | 12000 | 19.5 | 12.5 | 9.3 | 12000 |  |  |  | Residential | 250 | No | 1 | No
205300185 | Mini/Multi Split | ELIOS | HRCU-A-CB-O | DE18HOS25230E3 |  | Mini-Splits (Non-Ducted) | DM18HICU230X5 |  | 16000 | 20 |  | 12.5 | 10.5 |  | 18000 | 12000 | 66.67% | 16000 | 20 | 12.5 | 9.8 | 12000 |  |  |  | Residential | 332.5 | No | 1.33 | No
205300187 | Mini/Multi Split | NORTON AIR CONDITIONERS | HRCU-A-CB-O | OHP14-09-12-22 |  | Mini-Splits (Non-Ducted) | DWHP14-09-12-25 |  | 9000 | 23.5 |  | 14.9 | 10.8 |  | 9800 | 5800 | 59.18% | [8 empty] | Residential | 187.5 | No | 0.75
205300188 | Mini/Multi Split | NORTON AIR CONDITIONERS | HRCU-A-CB-O | OHP14-12-12-22 |  | Mini-Splits (Non-Ducted) | DWHP14-12-12-25 |  | 12000 | 22.7 |  | 13.7 | 11 |  | 12000 | 7700 | 64.17% | [8 empty] | Residential | 250 | No | 1
205300189 | Mini/Multi Split | NORTON AIR CONDITIONERS | HRCU-A-CB-O | OHP14-18-12-22 |  | Mini-Splits (Non-Ducted) | DWHP14-18-12-25 |  | 18000 | 21 |  | 13 | 10.4 |  | 18000 | 11400 | 63.33% | [8 empty] | Residential | 375 | No | 1.5
205300190 | Mini/Multi Split | NORTON AIR CONDITIONERS | HRCU-A-CB-O | OHP14-24-12-22 |  | Mini-Splits (Non-Ducted) | DWHP14-24-12-25 |  | 24000 | 20.7 |  | 13.7 | 11.5 |  | 25000 | 15300 | 61.2% | [8 empty] | Residential | 500 | No | 2
205300191 | Mini/Multi Split | NORTON AIR CONDITIONERS | HRCU-A-CB-O | OHP14-09-12-25 |  | Mini-Splits (Non-Ducted) | DWHP14-09-12-25 |  | 9000 | 25 |  | 14.5 | 11.2 |  | 10900 | 6900 | 63.3% | [8 empty] | Residential | 187.5 | No | 0.75
205300192 | Mini/Multi Split | NORTON AIR CONDITIONERS | HRCU-A-CB-O | OHP14-12-12-25 |  | Mini-Splits (Non-Ducted) | DWHP14-12-12-25 |  | 12000 | 22.5 |  | 13 | 12 |  | 12000 | 7800 | 65% | [8 empty] | Residential | 250 | No | 1
205300193 | Mini/Multi Split | NORTON AIR CONDITIONERS | HRCU-A-CB-O | OHP14-18-12-25 |  | Mini-Splits (Non-Ducted) | DWHP14-18-12-25 |  | 17000 | 20 |  | 12.5 | 10.3 |  | 18000 | 10800 | 60% | [8 empty] | Residential | 355 | No | 1.42
205300194 | Mini/Multi Split | NORTON AIR CONDITIONERS | HRCU-A-CB-O | OHP14-24-12-25 |  | Mini-Splits (Non-Ducted) | DWHP14-24-12-25 |  | 24000 | 20.5 |  | 13 | 11.5 |  | 24000 | 15400 | 64.17% | [8 empty] | Residential | 500 | No | 2
205300195 | Mini/Multi Split | NORTON AIR CONDITIONERS | HRCU-A-CB | OHP14-09-12-22 |  | Mini-Splits (Ducted) | DHP14-09-12-U |  | 9000 | 20.5 |  | 13.5 | 11.5 |  | 10000 | 6800 | 68% | [8 empty] | Residential | 187.5 | No | 0.75
205300196 | Mini/Multi Split | NORTON AIR CONDITIONERS | HRCU-A-CB | OHP14-12-12-22 |  | Mini-Splits (Ducted) | DHP14-12-12-U |  | 12000 | 21.5 |  | 12.5 | 11.5 |  | 12000 | 7200 | 60% | [8 empty] | Residential | 250 | No | 1
205300197 | Mini/Multi Split | NORTON AIR CONDITIONERS | HRCU-A-CB | OHP14-18-12-22 |  | Mini-Splits (Ducted) | DHP14-18-12-U |  | 18000 | 19 |  | 12.5 | 10.5 |  | 18000 | 12000 | 66.67% | [8 empty] | Residential | 375 | No | 1.5
205300198 | Mini/Multi Split | NORTON AIR CONDITIONERS | HRCU-A-CB | OHP14-24-12-22 |  | Mini-Splits (Ducted) | DHP14-24-12-U |  | 24000 | 21.5 |  | 12.5 | 11 |  | 24400 | 16000 | 65.57% | [8 empty] | Residential | 500 | No | 2
205300199 | Mini/Multi Split | NORTON AIR CONDITIONERS | HRCU-A-CB | OHP14-09-12-25 |  | Mini-Splits (Ducted) | DHP14-09-12-U |  | 9000 | 23 |  | 13.5 | 12 |  | 10000 | 7200 | 72% | [8 empty] | Residential | 187.5 | No | 0.75
205300200 | Mini/Multi Split | NORTON AIR CONDITIONERS | HRCU-A-CB | OHP14-12-12-25 |  | Mini-Splits (Ducted) | DHP14-12-12-U |  | 12000 | 20.5 |  | 12.5 | 11 |  | 12000 | 8500 | 70.83% | [8 empty] | Residential | 250 | No | 1
205300202 | Mini/Multi Split | NORTON AIR CONDITIONERS | HRCU-A-CB | OHP14-24-12-25 |  | Mini-Splits (Ducted) | DHP14-24-12-U |  | 24000 | 20.5 |  | 12.5 | 12.5 |  | 24000 | 17200 | 71.67% | [8 empty] | Residential | 500 | No | 2
205300203 | Mini/Multi Split | NORTON AIR CONDITIONERS | HMSV-A-CB | OHP14-18-22-23 |  | Non-Ducted Indoor Units |  |  | 18000 | 22.5 |  | 12.5 | 10.3 |  | 19000 | 12000 | 63.16% | [8 empty] | Residential | 375 | No | 1.5
205300206 | Mini/Multi Split | NORTON AIR CONDITIONERS | HMSV-A-CB | OHP14-27-32-23 |  | Non-Ducted Indoor Units |  |  | 24000 | 23 |  | 12.5 | 10.3 |  | 24000 | 17200 | 71.67% | [8 empty] | Residential | 500 | No | 2
205300209 | Mini/Multi Split | NORTON AIR CONDITIONERS | HMSV-A-CB | OHP14-36-42-23 |  | Non-Ducted Indoor Units |  |  | 30000 | 23.8 |  | 12.5 | 10 |  | 28000 | 17400 | 62.14% | [8 empty] | Residential | 625 | No | 2.5
205306861 | Mini/Multi Split | CanAir | HRCU-A-CB-O | C23SCH09H21 |  | Mini-Splits (Non-Ducted) | C23SEH09H21 |  | 9000 | 25 |  | 14.5 | 11.2 |  | 10900 | 6900 | 63.3% | [8 empty] | Residential | 187.5 | No | 0.75
205306862 | Mini/Multi Split | CanAir | HRCU-A-CB-O | C23SCH12H21 |  | Mini-Splits (Non-Ducted) | C23SEH12H21 |  | 12000 | 22.5 |  | 13 | 12 |  | 12000 | 7800 | 65% | [8 empty] | Residential | 250 | No | 1
205306863 | Mini/Multi Split | CanAir | HRCU-A-CB-O | C23SCH18H21 |  | Mini-Splits (Non-Ducted) | C23SEH18H21 |  | 17000 | 20 |  | 12.5 | 10.3 |  | 18000 | 10800 | 60% | [8 empty] | Residential | 355 | No | 1.42
205306864 | Mini/Multi Split | CanAir | HRCU-A-CB-O | C23SCH24H21 |  | Mini-Splits (Non-Ducted) | C23SEH24H21 |  | 24000 | 20.5 |  | 13 | 11.5 |  | 24000 | 15400 | 64.17% | [8 empty] | Residential | 500 | No | 2
205306867 | Mini/Multi Split | CanAir | HMSV-A-CB | C23MC218H21 |  | Non-Ducted Indoor Units |  |  | 18000 | 22.5 |  | 12.5 | 10.3 |  | 19000 | 12000 | 63.16% | [8 empty] | Residential | 375 | No | 1.5
205306868 | Mini/Multi Split | CanAir | HMSV-A-CB | C23MC327H21 |  | Non-Ducted Indoor Units |  |  | 24000 | 23 |  | 12.5 | 10.3 |  | 24000 | 17200 | 71.67% | [8 empty] | Residential | 500 | No | 2
205306869 | Mini/Multi Split | CanAir | HMSV-A-CB | C23MC436H21 |  | Non-Ducted Indoor Units |  |  | 30000 | 23.8 |  | 12.5 | 10 |  | 28000 | 17400 | 62.14% | [8 empty] | Residential | 625 | No | 2.5
205306870 | Mini/Multi Split | CanAir | HMSV-A-CB | C23MC548H21 |  | Non-Ducted Indoor Units |  |  | 48000 | 22.4 |  | 12.5 | 10.2 |  | 48000 | 29600 | 61.67% | [8 empty] | Residential | 1000 | No | 4
205309419 | Mini/Multi Split | PERFECTAIRE | HRCU-A-CB-O | 1PAMSHH09-SZO-25 |  | Mini-Splits (Non-Ducted) | 1PAMSHH09-SZW-25 |  | 9000 | 25 |  | 14.5 | 11.2 |  | 10900 | 6900 | 63.3% | [8 empty] | Residential | 187.5 | No | 0.75
205309421 | Mini/Multi Split | PERFECTAIRE | HRCU-A-CB-O | 2PAMSHH18-SZO-20 |  | Mini-Splits (Non-Ducted) | 2PAMSHH18-SZW-20 |  | 17000 | 20 |  | 12.5 | 10.3 |  | 18000 | 10800 | 60% | [8 empty] | Residential | 355 | No | 1.42
205309422 | Mini/Multi Split | PERFECTAIRE | HRCU-A-CB-O | 1PAMSHH24-SZO-20.5 |  | Mini-Splits (Non-Ducted) | 1PAMSHH24-SZW-20.5 |  | 24000 | 20.5 |  | 13 | 11.5 |  | 24000 | 15400 | 64.17% | [8 empty] | Residential | 500 | No | 2
205309423 | Mini/Multi Split | PERFECTAIRE | HMSV-A-CB | 2PAMSH18-MZO2 |  | Non-Ducted Indoor Units |  |  | 18000 | 22.5 |  | 12.5 | 10.3 |  | 19000 | 12000 | 63.16% | [8 empty] | Residential | 375 | No | 1.5
205309426 | Mini/Multi Split | PERFECTAIRE | HMSV-A-CB | 2PAMSH27-MZO3 |  | Non-Ducted Indoor Units |  |  | 24000 | 23 |  | 12.5 | 10.3 |  | 24000 | 17200 | 71.67% | [8 empty] | Residential | 500 | No | 2
205309429 | Mini/Multi Split | PERFECTAIRE | HMSV-A-CB | 2PAMSH36-MZO4 |  | Non-Ducted Indoor Units |  |  | 30000 | 23.8 |  | 12.5 | 10 |  | 28000 | 17400 | 62.14% | [8 empty] | Residential | 625 | No | 2.5
205309432 | Mini/Multi Split | PERFECTAIRE | HMSV-A-CB | 2PAMSH48-MZO5 |  | Non-Ducted Indoor Units |  |  | 48000 | 22.4 |  | 12.5 | 10.2 |  | 48000 | 29600 | 61.67% | [8 empty] | Residential | 1000 | No | 4
205309935 | Mini/Multi Split | NAPOLEON | HRCU-A-CB-O | NH21-09F-O |  | Mini-Splits (Non-Ducted) | NH25-09F-I |  | 9000 | 23.5 |  | 14.9 | 10.8 |  | 9800 | 5800 | 59.18% | [8 empty] | Residential | 187.5 | No | 0.75
205309936 | Mini/Multi Split | NAPOLEON | HRCU-A-CB-O | NH21-12F-O |  | Mini-Splits (Non-Ducted) | NH25-12F-I |  | 12000 | 22.7 |  | 13.7 | 11 |  | 12000 | 7700 | 64.17% | [8 empty] | Residential | 250 | No | 1
205309937 | Mini/Multi Split | NAPOLEON | HRCU-A-CB-O | NH21-18F-O |  | Mini-Splits (Non-Ducted) | NH25-18F-I |  | 18000 | 21 |  | 13 | 10.4 |  | 18000 | 11400 | 63.33% | [8 empty] | Residential | 375 | No | 1.5
205309938 | Mini/Multi Split | NAPOLEON | HRCU-A-CB-O | NH21-24F-O |  | Mini-Splits (Non-Ducted) | NH25-24F-I |  | 24000 | 20.7 |  | 13.7 | 11.5 |  | 25000 | 15300 | 61.2% | [8 empty] | Residential | 500 | No | 2
205334544 | Mini/Multi Split | DANCOOL | HRCU-A-CB-O | DANCS12-OD |  | Mini-Splits (Non-Ducted) | DANCS12-ID |  | 12000 | 22.5 |  | 13 | 12 |  | 12000 | 7800 | 65% | [8 empty] | Residential | 250 | No | 1
205334545 | Mini/Multi Split | DANCOOL | HMSV-A-CB | DANMZ18-OD2 |  | Non-Ducted Indoor Units |  |  | 18000 | 22.5 |  | 12.5 | 10.3 |  | 19000 | 12000 | 63.16% | [8 empty] | Residential | 375 | No | 1.5
205334546 | Mini/Multi Split | DANCOOL | HMSV-A-CB | DANMZ27-OD3 |  | Non-Ducted Indoor Units |  |  | 24000 | 23 |  | 12.5 | 10.3 |  | 24000 | 17200 | 71.67% | [8 empty] | Residential | 500 | No | 2
205334547 | Mini/Multi Split | DANCOOL | HMSV-A-CB | DANMZ36-OD4 |  | Non-Ducted Indoor Units |  |  | 30000 | 23.8 |  | 12.5 | 10 |  | 28000 | 17400 | 62.14% | [8 empty] | Residential | 625 | No | 2.5
205334548 | Mini/Multi Split | DANCOOL | HMSV-A-CB | DANMZ48-OD5 |  | Non-Ducted Indoor Units |  |  | 48000 | 22.4 |  | 12.5 | 10.2 |  | 48000 | 29600 | 61.67% | [8 empty] | Residential | 1000 | No | 4
205355553 | Mini/Multi Split | AC PRO.COM | HRCU-A-CB | AOBA30-09HFN1-MT0W |  | Mini-Splits (Ducted) | ATIU-09HWFN1-M |  | 9000 | 20.5 |  | 13.5 | 11.5 |  | 10000 | 6800 | 68% | [8 empty] | Residential | 187.5 | No | 0.75
205355554 | Mini/Multi Split | AC PRO.COM | HRCU-A-CB | AOB30-12HFN1-MT0W |  | Mini-Splits (Ducted) | ATIU-12HWFN1-M |  | 12000 | 21.5 |  | 12.5 | 11.5 |  | 12000 | 7200 | 60% | [8 empty] | Residential | 250 | No | 1
205355555 | Mini/Multi Split | AC PRO.COM | HRCU-A-CB | AOCA31-18HFN1-MT0W |  | Mini-Splits (Ducted) | ATIU-18HWFN1-M |  | 18000 | 19 |  | 12.5 | 10.5 |  | 18000 | 12000 | 66.67% | [8 empty] | Residential | 375 | No | 1.5
205355556 | Mini/Multi Split | AC PRO.COM | HRCU-A-CB | AOD31-24HFN1-MT0W |  | Mini-Splits (Ducted) | ATIU-24HWFN1-M |  | 24000 | 21.5 |  | 12.5 | 11 |  | 24400 | 16000 | 65.57% | [8 empty] | Residential | 500 | No | 2
205355559 | Mini/Multi Split | AC PRO.COM | HRCU-A-CB-O | AOBA30-09HFN1-MT0W |  | Mini-Splits (Non-Ducted) | ACCA3U-09HRFN1-M |  | 9000 | 20 |  | 13 | 10.5 |  | 10000 | 5800 | 58% | [8 empty] | Residential | 187.5 | No | 0.75
205355560 | Mini/Multi Split | AC PRO.COM | HRCU-A-CB-O | AOB30-12HFN1-MT0W |  | Mini-Splits (Non-Ducted) | ACCA3U-12HRFN1-M |  | 12000 | 21.5 |  | 14 | 10.5 |  | 12000 | 7500 | 62.5% | [8 empty] | Residential | 250 | No | 1
205355561 | Mini/Multi Split | AC PRO.COM | HRCU-A-CB-O | AOCA31-18HFN1-MT0W |  | Mini-Splits (Non-Ducted) | ACCA3U-18HRFN1-M |  | 18000 | 20 |  | 12.5 | 10.3 |  | 18000 | 12000 | 66.67% | 18000 | 20 | 12.5 | 9.1 | 18000 |  |  |  | Residential | 375 | No | 1.5 | No
205355562 | Mini/Multi Split | AC PRO.COM | HRCU-A-CB-O | AOD31-24HFN1-MT0W |  | Mini-Splits (Non-Ducted) | ACDU-24HRFN1-M |  | 24000 | 20 |  | 12.5 | 10.5 |  | 24400 | 15800 | 64.75% | [8 empty] | Residential | 500 | No | 2
205355565 | Mini/Multi Split | AC PRO.COM | HRCU-A-CB-O | AOB30-12HFN1-MT0W |  | Mini-Splits (Non-Ducted) | AFAU-12HRFN1-M(C) |  | 12000 | 20.5 |  | 13 | 10 |  | 12000 | 7200 | 60% | 12000 | 20.5 | 13 | 8.8 | 12000 |  |  |  | Residential | 250 | No | 1 | No
205355566 | Mini/Multi Split | AC PRO.COM | HRCU-A-CB-O | AOCA31-18HFN1-MT0W |  | Mini-Splits (Non-Ducted) | AUEU-18HRFN1-M(C) |  | 18000 | 20 |  | 12.5 | 10.5 |  | 18000 | 12000 | 66.67% | 18000 | 20 | 12.5 | 8.9 | 18000 |  |  |  | Residential | 375 | No | 1.5 | No
205355567 | Mini/Multi Split | AC PRO.COM | HRCU-A-CB-O | AOD31-24HFN1-MT0W |  | Mini-Splits (Non-Ducted) | AUEU-24HRFN1-M(C) |  | 24000 | 20 |  | 12.5 | 11 |  | 24000 | 15000 | 62.5% | 24000 | 20 | 12.5 | 9.4 | 24000 |  |  |  | Residential | 500 | No | 2 | No
205355576 | Mini/Multi Split | AC PRO.COM | HRCU-A-CB | AOD31-24HFN1-MT0W |  | Mini-Splits (Ducted) | AVB-24HWFN1-M |  | 22000 | 20.8 |  | 12.5 | 10.4 |  | 26000 | 17000 | 65.38% | [8 empty] | Residential | 457.5 | No | 1.83
205357060 | Mini/Multi Split | ECO AIR | HRCU-A-CB | MOD31-24HFN1-MT0W |  | Mini-Splits (Ducted) | MVB-24HWFN1-M |  | 22000 | 20.8 |  | 12.5 | 10.4 |  | 26000 | 17000 | 65.38% | [8 empty] | Residential | 457.5 | No | 1.83
205417817 | Mini/Multi Split | MDV | HRCU-A-CB-O | MOBA30-09HFN1-MT0W |  | Mini-Splits (Non-Ducted) | MSABB-09HRFN1-MT0W |  | 9000 | 22.8 |  | 14 | 10.5 |  | 9800 | 6400 | 65.31% | [8 empty] | Residential | 187.5 | No | 0.75
205417832 | Mini/Multi Split | WESTINGHOUSE | HRCU-A-CB-O | WHP09SZA21S |  | Mini-Splits (Non-Ducted) | WHP09WMA21S |  | 9000 | 22.5 |  | 13.7 | 10.7 |  | 9500 | 5000 | 52.63% | 9000 | 22 | 13.7 | 8.5 | 9000 | 6300 | 70% | 2.05 | Residential | 187.5 | Yes | 0.75 | Yes
205417834 | Mini/Multi Split | WESTINGHOUSE | HRCU-A-CB-O | WHP12SZA21S |  | Mini-Splits (Non-Ducted) | WHP12WMA21S |  | 12000 | 22 |  | 13 | 10.5 |  | 13000 | 7500 | 57.69% | 12000 | 21 | 13 | 9 | 12000 | 6300 | 52.5% | 2.05 | Residential | 250 | No | 1 | Yes
205417836 | Mini/Multi Split | WESTINGHOUSE | HRCU-A-CB-O | WHP18SZA21S |  | Mini-Splits (Non-Ducted) | WHP18WMA21S |  | 18000 | 23.3 |  | 13 | 11.6 |  | 19000 | 11600 | 61.05% | 18000 | 22.5 | 13 | 8.6 | 17000 | 11900 | 70% | 1.75 | Residential | 375 | No | 1.5 | Yes
205417838 | Mini/Multi Split | WESTINGHOUSE | HRCU-A-CB-O | WHP24SZA21S |  | Mini-Splits (Non-Ducted) | WHP24WMA21S |  | 23400 | 21 |  | 12.5 | 10.5 |  | 26000 | 14500 | 55.77% | 23000 | 20.5 | 12.2 | 8.6 | 23000 | 16100 | 70% | 1.75 | Residential | 480 | No | 1.92 | Yes
205417845 | Mini/Multi Split | AZUR | HRCU-A-CB-O | AZ-12CA22EXT |  | Mini-Splits (Non-Ducted) | AZ-12CA22INT |  | 12000 | 22 |  | 13 | 10.5 |  | 13000 | 7500 | 57.69% | 12000 | 21 | 13 | 9 | 12000 | 6300 | 52.5% | 2.05 | Residential | 250 | No | 1 | Yes
205417847 | Mini/Multi Split | AZUR | HRCU-A-CB-O | AZ-18CA22EXT |  | Mini-Splits (Non-Ducted) | AZ-18CA22INT |  | 18000 | 23.3 |  | 13 | 11.6 |  | 19000 | 11600 | 61.05% | 18000 | 22.5 | 13 | 8.6 | 17000 | 11900 | 70% | 1.75 | Residential | 375 | No | 1.5 | Yes
205421170 | Mini/Multi Split | NOVAIR PLUS | HRCU-A-CB-O | 09EVANVO |  | Mini-Splits (Non-Ducted) | 09EVANVI |  | 9000 | 22.8 |  | 14 | 10.5 |  | 9800 | 6400 | 65.31% | [8 empty] | Residential | 187.5 | No | 0.75
205421171 | Mini/Multi Split | C&H | HRCU-A-CB-O | CH-09SPH-230VO |  | Mini-Splits (Non-Ducted) | CH-09MSPHWM-230VI |  | 9000 | 22.8 |  | 14 | 10.5 |  | 9800 | 6400 | 65.31% | [8 empty] | Residential | 187.5 | No | 0.75
205446269 | Mini/Multi Split | WESTINGHOUSE | HRCU-A-CB-O | WHP36M4A21S |  | Non-Ducted Indoor Units |  |  | 32000 | 21 |  | 12.5 | 11 |  | 36000 | 22400 | 62.22% | 32000 | 21 | 12.5 | 9 | 36400 | 36000 | 98.9% | 1.84 | Residential | 667.5 | Yes | 2.67 | Both
205470408 | Mini/Multi Split | WESTINGHOUSE | HRCU-A-CB-O | WHP18M2A21S |  | Non-Ducted Indoor Units |  |  | 18000 | 22 |  | 12.5 | 11 |  | 18000 | 12700 | 70.56% | 18000 | 21 | 12.5 | 9.5 | 19800 | 18000 | 90.91% | 1.84 | Residential | 375 | Yes | 1.5 | Both
205470409 | Mini/Multi Split | WESTINGHOUSE | HRCU-A-CB-O | WHP24M3A21S |  | Non-Ducted Indoor Units |  |  | 24000 | 22 |  | 12.5 | 11 |  | 24000 | 15000 | 62.5% | 24000 | 22 | 12.5 | 9.05 | 24000 | 24000 | 100% | 1.84 | Residential | 500 | Yes | 2 | Both
205470421 | Mini/Multi Split | Breeze33 | HRCU-A-CB-O | BZ33-HYP09HPOUT2-P |  | Mini-Splits (Non-Ducted) | BZ33-HYP09WALL2-P |  | 9000 | 25 |  | 14.5 | 11.2 |  | 10900 | 6900 | 63.3% | [8 empty] | Residential | 187.5 | No | 0.75
205470422 | Mini/Multi Split | Breeze33 | HRCU-A-CB-O | BZ33-HYP12HPOUT2-P |  | Mini-Splits (Non-Ducted) | BZ33-HYP12WALL2-P |  | 12000 | 22.5 |  | 13 | 12 |  | 12000 | 7800 | 65% | [8 empty] | Residential | 250 | No | 1
205470423 | Mini/Multi Split | Breeze33 | HRCU-A-CB-O | BZ33-HYP18HPOUT2-P |  | Mini-Splits (Non-Ducted) | BZ33-HYP18WALL2-P |  | 17000 | 20 |  | 12.5 | 10.3 |  | 18000 | 10800 | 60% | [8 empty] | Residential | 355 | No | 1.42
205470424 | Mini/Multi Split | Breeze33 | HRCU-A-CB-O | BZ33-HYP24HPOUT2-P |  | Mini-Splits (Non-Ducted) | BZ33-HYP24WALL2-P |  | 24000 | 20.5 |  | 13 | 11.5 |  | 24000 | 15400 | 64.17% | [8 empty] | Residential | 500 | No | 2
205470425 | Mini/Multi Split | Breeze33 | HRCU-A-CB-O | BZ33-HYP09HPOUT2-P |  | Mini-Splits (Non-Ducted) | BZ33-CASS09-P |  | 9000 | 20 |  | 13 | 10.8 |  | 10000 | 6700 | 67% | 9000 | 20 | 13 | 9.4 | 10000 |  |  |  | Residential | 187.5 | No | 0.75 | No
205470426 | Mini/Multi Split | Breeze33 | HRCU-A-CB-O | BZ33-HYP12HPOUT2-P |  | Mini-Splits (Non-Ducted) | BZ33-CASS12-P |  | 12000 | 19.5 |  | 12.5 | 10.6 |  | 12000 | 8700 | 72.5% | 12000 | 19.5 | 12.5 | 9.3 | 12000 |  |  |  | Residential | 250 | No | 1 | No
205470427 | Mini/Multi Split | Breeze33 | HRCU-A-CB-O | BZ33-HYP18HPOUT2-P |  | Mini-Splits (Non-Ducted) | BZ33-CASS18-P |  | 16000 | 20 |  | 12.5 | 10.5 |  | 18000 | 12000 | 66.67% | 16000 | 20 | 12.5 | 9.8 | 12000 |  |  |  | Residential | 332.5 | No | 1.33 | No
205470429 | Mini/Multi Split | Breeze33 | HRCU-A-CB | BZ33-HYP09HPOUT2-P |  | Mini-Splits (Ducted) | BZ33-DIDU9-P |  | 9000 | 23 |  | 13.5 | 12 |  | 10000 | 7200 | 72% | [8 empty] | Residential | 187.5 | No | 0.75
205470430 | Mini/Multi Split | Breeze33 | HRCU-A-CB | BZ33-HYP12HPOUT2-P |  | Mini-Splits (Ducted) | BZ33-DIDU12-P |  | 12000 | 20.5 |  | 12.5 | 11 |  | 12000 | 8500 | 70.83% | [8 empty] | Residential | 250 | No | 1
205470432 | Mini/Multi Split | Breeze33 | HRCU-A-CB-O | BZ33-HYP12HPOUT2-P |  | Mini-Splits (Non-Ducted) | BZ33-ICM12-P |  | 12000 | 19.4 |  | 12.5 | 10.5 |  | 12000 | 9600 | 80% | 12000 | 19.4 | 12.5 | 9.4 | 12000 |  |  |  | Residential | 250 | No | 1 | No
205470433 | Mini/Multi Split | Breeze33 | HRCU-A-CB-O | BZ33-HYP18HPOUT2-P |  | Mini-Splits (Non-Ducted) | BZ33-IFMU18-P |  | 17000 | 19.9 |  | 12.5 | 10.6 |  | 18000 | 13400 | 74.44% | 17000 | 19.9 | 12.5 | 9.9 | 18000 |  |  |  | Residential | 355 | No | 1.42 | No
205470434 | Mini/Multi Split | Breeze33 | HMSV-A-CB | BZ33-HP182Z2-P |  | Non-Ducted Indoor Units |  |  | 18000 | 22.5 |  | 12.5 | 10.3 |  | 19000 | 12000 | 63.16% | [8 empty] | Residential | 375 | No | 1.5
205470437 | Mini/Multi Split | Breeze33 | HMSV-A-CB | BZ33-HP273Z2-P |  | Non-Ducted Indoor Units |  |  | 24000 | 23 |  | 12.5 | 10.3 |  | 24000 | 17200 | 71.67% | [8 empty] | Residential | 500 | No | 2
205470443 | Mini/Multi Split | Breeze33 | HMSV-A-CB | BZ33-HP485Z2-P |  | Non-Ducted Indoor Units |  |  | 48000 | 22.4 |  | 12.5 | 10.2 |  | 48000 | 29600 | 61.67% | [8 empty] | Residential | 1000 | No | 4
205470449 | Mini/Multi Split | Breeze33 | HMSV-A-CB | BZ33-HYP27HP3Z2-P |  | Non-Ducted Indoor Units |  |  | 28000 | 22 |  | 13 | 10.4 |  | 28000 | 18000 | 64.29% | [8 empty] | Residential | 582.5 | No | 2.33
205470452 | Mini/Multi Split | Breeze33 | HMSV-A-CB | BZ33-HYP36HP4Z2-P |  | Non-Ducted Indoor Units |  |  | 36000 | 21.5 |  | 13.5 | 10.5 |  | 36000 | 23200 | 64.44% | [8 empty] | Residential | 750 | No | 3
205497614 | Mini/Multi Split | VALIEV | HRCU-A-CB-O | VWSM-18IR410AHS21 |  | Mini-Splits (Non-Ducted) | VWSM-18IR410AHS21 |  | 18000 | 21 |  | 13 | 10 |  | 18000 | 10400 | 57.78% | [8 empty] | Residential | 375 | No | 1.5
205572567 | Mini/Multi Split | KANIONco | HRCU-A-CB-O | KWSM-09IR410AHS25 |  | Mini-Splits (Non-Ducted) | KWSM-09IR410AHS25 |  | 9000 | 25 |  | 14.5 | 11.2 |  | 10900 | 6900 | 63.3% | [8 empty] | Residential | 187.5 | No | 0.75
205572568 | Mini/Multi Split | KANIONco | HRCU-A-CB-O | KWSM-12IR410AHS25 |  | Mini-Splits (Non-Ducted) | KWSM-12IR410AHS25 |  | 12000 | 22.5 |  | 13 | 12 |  | 12000 | 7800 | 65% | [8 empty] | Residential | 250 | No | 1
205572569 | Mini/Multi Split | KANIONco | HRCU-A-CB-O | KWSM-18IR410AHS25 |  | Mini-Splits (Non-Ducted) | KWSM-18IR410AHS25 |  | 17000 | 20 |  | 12.5 | 10.3 |  | 18000 | 10800 | 60% | [8 empty] | Residential | 355 | No | 1.42
205572570 | Mini/Multi Split | KANIONco | HRCU-A-CB-O | KWSM-24IR410AHS25 |  | Mini-Splits (Non-Ducted) | KWSM-24IR410AHS25 |  | 24000 | 20.5 |  | 13 | 11.5 |  | 24000 | 15400 | 64.17% | [8 empty] | Residential | 500 | No | 2
205645135 | Mini/Multi Split | PERFECTAIRE | HMSV-A-CB | 2PAMS27-HH-MZO3 |  | Non-Ducted Indoor Units |  |  | 28000 | 22 |  | 13 | 10.4 |  | 28000 | 18000 | 64.29% | [8 empty] | Residential | 582.5 | No | 2.33
205645138 | Mini/Multi Split | PERFECTAIRE | HMSV-A-CB | 2PAMS36-HH-MZO4 |  | Non-Ducted Indoor Units |  |  | 36000 | 21.5 |  | 13.5 | 10.5 |  | 36000 | 23200 | 64.44% | [8 empty] | Residential | 750 | No | 3
205645144 | Mini/Multi Split | KANIONco | HMSV-A-CB | KWSMO-18R410AIH |  | Non-Ducted Indoor Units |  |  | 18000 | 22.5 |  | 12.5 | 10.3 |  | 19000 | 12000 | 63.16% | [8 empty] | Residential | 375 | No | 1.5
205645145 | Mini/Multi Split | KANIONco | HMSV-A-CB | KWSMO-30R410AIH |  | Non-Ducted Indoor Units |  |  | 28000 | 23 |  | 12.5 | 10.3 |  | 28000 | 17200 | 61.43% | [8 empty] | Residential | 582.5 | No | 2.33
205653641 | Mini/Multi Split | Perfect Aire | HRCU-A-CB-O | 3PAMSHQCO09 |  | Mini-Splits (Non-Ducted) | 3PAMSHQCW09 |  | 9000 | 19.5 |  | 12.8 | 10 |  | 9500 | 5000 | 52.63% | 9000 | 18.5 | 12.8 | 8.5 | 9000 | 6300 | 70% | 1.75 | Residential | 187.5 | No | 0.75 | Yes
205653642 | Mini/Multi Split | Perfect Aire | HRCU-A-CB-O | 3PAMSHQCO12 |  | Mini-Splits (Non-Ducted) | 3PAMSHQCW12 |  | 12000 | 22 |  | 12.5 | 10.5 |  | 13000 | 7500 | 57.69% | 12000 | 21.7 | 12.5 | 9 | 12000 | 8400 | 70% | 1.75 | Residential | 250 | No | 1 | Yes
205653643 | Mini/Multi Split | Perfect Aire | HRCU-A-CB-O | 3PAMSHQCO18 |  | Mini-Splits (Non-Ducted) | 3PAMSHQCW18 |  | 18000 | 23.3 |  | 13 | 11.6 |  | 19000 | 11600 | 61.05% | 18000 | 22.5 | 13 | 8.6 | 17000 | 11900 | 70% | 1.75 | Residential | 375 | No | 1.5 | Yes
205653644 | Mini/Multi Split | Perfect Aire | HRCU-A-CB-O | 3PAMSHQCO24 |  | Mini-Splits (Non-Ducted) | 3PAMSHQCW24 |  | 23400 | 21 |  | 12.5 | 10.5 |  | 26000 | 14500 | 55.77% | 23000 | 20.5 | 12.2 | 8.6 | 23000 | 16100 | 70% | 1.75 | Residential | 480 | No | 1.92 | Yes
205663342 | Mini/Multi Split | DAIKIN | HRCU-A-CB-O | RXL18UMVJU* |  | Mini-Splits (Non-Ducted) | FTX18UVJU |  | 18000 | 20.3 |  | 12.5 | 10.3 |  | 21600 | 14000 | 64.81% | [8 empty] | Residential | 375 | No | 1.5
205663343 | Mini/Multi Split | DAIKIN | HRCU-A-CB | RXL18UMVJU* |  | Mini-Splits (Ducted) | FDMQ18RVJU |  | 17600 | 19.4 |  | 12.7 | 10.3 |  | 21600 | 14600 | 67.59% | [8 empty] | Residential | 367.5 | No | 1.47
205663344 | Mini/Multi Split | DAIKIN | HRCU-A-CB-O | RXL24UMVJU* |  | Mini-Splits (Non-Ducted) | FTX24UVJU |  | 21200 | 20 |  | 12.5 | 10.3 |  | 24000 | 15800 | 65.83% | [8 empty] | Residential | 442.5 | No | 1.77
205663345 | Mini/Multi Split | DAIKIN | HRCU-A-CB | RXL24UMVJU* |  | Mini-Splits (Ducted) | FDMQ24RVJU |  | 21200 | 18.6 |  | 12.5 | 10 |  | 24000 | 16000 | 66.67% | [8 empty] | Residential | 442.5 | No | 1.77
205663346 | Mini/Multi Split | DAIKIN | HRCU-A-CB-O | RX15RMVJU* |  | Mini-Splits (Non-Ducted) | FFQ15Q2VJU |  | 14400 | 20.7 |  | 12.5 | 11 |  | 16200 | 10600 | 65.43% | [8 empty] | Residential | 300 | No | 1.2
205663349 | Mini/Multi Split | DAIKIN | HRCU-A-CB-O | RXL15QMVJU* |  | Mini-Splits (Non-Ducted) | FTX15NMVJU |  | 15000 | 20 |  | 13 | 12.5 |  | 18300 | 11500 | 62.84% | [8 empty] | Residential | 312.5 | No | 1.25
205663350 | Mini/Multi Split | DAIKIN | HRCU-A-CB-O | RXL15QMVJU* |  | Mini-Splits (Non-Ducted) | FVXS15NVJU |  | 15000 | 20 |  | 12.5 | 11.3 |  | 18000 | 11500 | 63.89% | [8 empty] | Residential | 312.5 | No | 1.25
205663351 | Mini/Multi Split | DAIKIN | HMSV-A-CB-O | 2MXS18NMVJU* |  | Non-Ducted Indoor Units |  |  | 18000 | 18.9 |  | 12.5 | 10.7 |  | 18900 | 12000 | 63.49% | [8 empty] | Residential | 375 | No | 1.5
205663356 | Mini/Multi Split | DAIKIN | HMSV-A-CB-O | 3MXS24RMVJU* |  | Non-Ducted Indoor Units |  |  | 24000 | 18 |  | 12.7 | 12.5 |  | 24000 | 15500 | 64.58% | [8 empty] | Residential | 500 | No | 2
205663358 | Mini/Multi Split | DAIKIN | HMSV-A-CB-O | 3MXL24RMVJU* |  | Non-Ducted Indoor Units |  |  | 24000 | 18 |  | 12.7 | 12.5 |  | 24000 | 15500 | 64.58% | [8 empty] | Residential | 500 | No | 2
205663362 | Mini/Multi Split | DAIKIN | HRCU-A-CB-O | RX18RMVJU9* |  | Mini-Splits (Non-Ducted) | FFQ18Q2VJU |  | 17400 | 19.3 |  | 12.5 | 10.1 |  | 21600 | 14200 | 65.74% | [8 empty] | Residential | 362.5 | No | 1.45
205724750 | Mini/Multi Split | KARDA | HMSV-A-CB | 2KARDA27MZ3 |  | Non-Ducted Indoor Units |  |  | 28000 | 23 |  | 12.5 | 10.3 |  | 28000 | 17200 | 61.43% | [8 empty] | Residential | 582.5 | No | 2.33
205724753 | Mini/Multi Split | DAIKIN | HMSV-A-CB-O | RXSQ24T*VJU* |  | Non-Ducted Indoor Units |  |  | 23000 | 18 |  | 14.3 | 10.4 |  | 25800 | 14000 | 54.26% | [8 empty] | Residential | 480 | No | 1.92
205741612 | Mini/Multi Split | C&H | HRCU-A-CB-O | CH-09SPH-230VO |  | Mini-Splits (Non-Ducted) | CH-09MSPHWM-230VI |  | 9000 | 22.8 |  | 14 | 10.5 |  | 9800 | 6400 | 65.31% | [8 empty] | Residential | 187.5 | No | 0.75
205746254 | Mini/Multi Split | MDV | HRCU-A-CB-O | MOX430-17HFN1-MT0W |  | Mini-Splits (Non-Ducted) | CS11M-18HRFN1-MT0W |  | 17000 | 20.5 |  | 12.5 | 11 |  | 18000 | 10900 | 60.56% | [8 empty] | Residential | 355 | No | 1.42
205746255 | Mini/Multi Split | MDV | HRCU-A-CB-O | MOD30-24HFN1-MU0W |  | Mini-Splits (Non-Ducted) | CS11M-23HRFN1-MT0W |  | 24000 | 21 |  | 13 | 12 |  | 26000 | 19400 | 74.62% | [8 empty] | Residential | 500 | No | 2
205746736 | Mini/Multi Split | KANIONco | HRCU-A-CB-O | KWSM-09IR410AHS25 |  | Mini-Splits (Non-Ducted) | KWSM-09IR410AHS25 |  | 9000 | 25 |  | 14.5 | 11.2 |  | 10900 | 6900 | 63.3% | [8 empty] | Residential | 187.5 | No | 0.75
205746737 | Mini/Multi Split | KANIONco | HRCU-A-CB-O | KWSM-12IR410AHS25 |  | Mini-Splits (Non-Ducted) | KWSM-12IR410AHS25 |  | 12000 | 22.5 |  | 13 | 12 |  | 12000 | 7800 | 65% | [8 empty] | Residential | 250 | No | 1
205746738 | Mini/Multi Split | KANIONco | HRCU-A-CB-O | KWSM-18IR410AHS25 |  | Mini-Splits (Non-Ducted) | KWSM-18IR410AHS25 |  | 17000 | 20 |  | 12.5 | 10.3 |  | 18000 | 10800 | 60% | [8 empty] | Residential | 355 | No | 1.42
205746739 | Mini/Multi Split | KANIONco | HRCU-A-CB-O | KWSM-24IR410AHS25 |  | Mini-Splits (Non-Ducted) | KWSM-24IR410AHS25 |  | 24000 | 20.5 |  | 13 | 11.5 |  | 24000 | 15400 | 64.17% | [8 empty] | Residential | 500 | No | 2
205747587 | Mini/Multi Split | LENNOX | HRCU-A-CB-O | MLA012S4S-1P |  | Mini-Splits (Non-Ducted) | MFMA012S4-1P |  | 12000 | 19.4 |  | 12.5 | 10.5 |  | 12000 | 9600 | 80% | 12000 | 19.4 | 12.5 | 9.4 | 12000 |  |  |  | Residential | 250 | No | 1 | No
205747592 | Mini/Multi Split | EMERSON QUIET KOOL | HRCU-A-CB-O | 21S-EACH9R1C |  | Mini-Splits (Non-Ducted) | 21S-EACH9R1W |  | 9000 | 19.5 |  | 12.8 | 10 |  | 9500 | 5000 | 52.63% | 9000 | 18.5 | 12.8 | 8.5 | 9000 | 6300 | 70% | 1.75 | Residential | 187.5 | No | 0.75 | Yes
205747593 | Mini/Multi Split | EMERSON QUIET KOOL | HRCU-A-CB-O | 21S-EACH12R1C |  | Mini-Splits (Non-Ducted) | 21S-EACH12R1W |  | 12000 | 22 |  | 12.5 | 10.5 |  | 13000 | 7500 | 57.69% | 12000 | 21.7 | 12.5 | 9 | 12000 | 8400 | 70% | 1.75 | Residential | 250 | No | 1 | Yes
205747594 | Mini/Multi Split | EMERSON QUIET KOOL | HRCU-A-CB-O | 21S-EACH18R2C |  | Mini-Splits (Non-Ducted) | 21S-EACH18R2W |  | 18000 | 23.3 |  | 13 | 11.6 |  | 19000 | 11600 | 61.05% | 18000 | 22.5 | 13 | 8.6 | 17000 | 11900 | 70% | 1.75 | Residential | 375 | No | 1.5 | Yes
205747595 | Mini/Multi Split | EMERSON QUIET KOOL | HRCU-A-CB-O | 21S-EACH24R2C |  | Mini-Splits (Non-Ducted) | 21S-EACH24R2W |  | 23400 | 21 |  | 12.5 | 10.5 |  | 26000 | 14500 | 55.77% | 23000 | 20.5 | 12.2 | 8.6 | 23000 | 16100 | 70% | 1.75 | Residential | 480 | No | 1.92 | Yes
205747696 | Mini/Multi Split | COMFORT-AIRE | HRCU-A-CB-O | A-VMH18SU-1B |  | Mini-Splits (Non-Ducted) | B-VMH18SU-1B |  | 17000 | 20.5 |  | 12.5 | 11 |  | 18000 | 10900 | 60.56% | [8 empty] | Residential | 355 | No | 1.42
205747697 | Mini/Multi Split | KERR | HRCU-A-CB-O | A-KMH18SU-1A |  | Mini-Splits (Non-Ducted) | B-KMH18SU-1A |  | 17000 | 20.5 |  | 12.5 | 11 |  | 18000 | 10900 | 60.56% | [8 empty] | Residential | 355 | No | 1.42
205756426 | Mini/Multi Split | KARDA | HRCU-A-CB-O | 1KARDA09SZO25 |  | Mini-Splits (Non-Ducted) | 1KARDA09UVW |  | 9000 | 25 |  | 14.5 | 11.2 |  | 10900 | 6900 | 63.3% | [8 empty] | Residential | 187.5 | No | 0.75
205756427 | Mini/Multi Split | KARDA | HRCU-A-CB-O | 1KARDA12SZO22.5 |  | Mini-Splits (Non-Ducted) | 1KARDA12UVW |  | 12000 | 22.5 |  | 13 | 12 |  | 12000 | 7800 | 65% | [8 empty] | Residential | 250 | No | 1
205756428 | Mini/Multi Split | KARDA | HRCU-A-CB-O | 2KARDA18SZO20 |  | Mini-Splits (Non-Ducted) | 2KARDA18UVW |  | 17000 | 20 |  | 12.5 | 10.3 |  | 18000 | 10800 | 60% | [8 empty] | Residential | 355 | No | 1.42
205756429 | Mini/Multi Split | KARDA | HRCU-A-CB-O | 1KARDA24SZO20.5 |  | Mini-Splits (Non-Ducted) | 2KARDA24UVW |  | 24000 | 20.5 |  | 13 | 11.5 |  | 24000 | 15400 | 64.17% | [8 empty] | Residential | 500 | No | 2
205756430 | Mini/Multi Split | KARDA | HRCU-A-CB-O | 1PAMSHH09-SZO-25 |  | Mini-Splits (Non-Ducted) | 1KARDA09UVW |  | 9000 | 25 |  | 14.5 | 11.2 |  | 10900 | 6900 | 63.3% | [8 empty] | Residential | 187.5 | No | 0.75
205756431 | Mini/Multi Split | KARDA | HRCU-A-CB-O | 1PAMSHH12-SZO-22.5 |  | Mini-Splits (Non-Ducted) | 1KARDA12UVW |  | 12000 | 22.5 |  | 13 | 12 |  | 12000 | 7800 | 65% | [8 empty] | Residential | 250 | No | 1
205756432 | Mini/Multi Split | KARDA | HRCU-A-CB-O | 2PAMSHH18-SZO-20 |  | Mini-Splits (Non-Ducted) | 2KARDA18UVW |  | 17000 | 20 |  | 12.5 | 10.3 |  | 18000 | 10800 | 60% | [8 empty] | Residential | 355 | No | 1.42
205756433 | Mini/Multi Split | KARDA | HRCU-A-CB-O | 1PAMSHH24-SZO-20.5 |  | Mini-Splits (Non-Ducted) | 2KARDA24UVW |  | 24000 | 20.5 |  | 13 | 11.5 |  | 24000 | 15400 | 64.17% | [8 empty] | Residential | 500 | No | 2
205756434 | Mini/Multi Split | KARDA | HRCU-A-CB-O | 1KARDA09SZO25 |  | Mini-Splits (Non-Ducted) | 1PAMSHH09-SZW-25 |  | 9000 | 25 |  | 14.5 | 11.2 |  | 10900 | 6900 | 63.3% | [8 empty] | Residential | 187.5 | No | 0.75
205756435 | Mini/Multi Split | KARDA | HRCU-A-CB-O | 1KARDA12SZO22.5 |  | Mini-Splits (Non-Ducted) | 1PAMSHH12-SZW-22.5 |  | 12000 | 22.5 |  | 13 | 12 |  | 12000 | 7800 | 65% | [8 empty] | Residential | 250 | No | 1
205756436 | Mini/Multi Split | KARDA | HRCU-A-CB-O | 2KARDA18SZO20 |  | Mini-Splits (Non-Ducted) | 2PAMSHH18-SZW-20 |  | 17000 | 20 |  | 12.5 | 10.3 |  | 18000 | 10800 | 60% | [8 empty] | Residential | 355 | No | 1.42
205756437 | Mini/Multi Split | KARDA | HRCU-A-CB-O | 1KARDA24SZO20.5 |  | Mini-Splits (Non-Ducted) | 1PAMSHH24-SZW-20.5 |  | 24000 | 20.5 |  | 13 | 11.5 |  | 24000 | 15400 | 64.17% | [8 empty] | Residential | 500 | No | 2
205758359 | Mini/Multi Split | AIR MAX | HRCU-A-CB-O | AWGYC12-C2 |  | Mini-Splits (Non-Ducted) | AWGYE12-C2 |  | 12000 | 30.5 |  | 15.3 | 14 |  | 12200 | 8100 | 66.39% | 12000 | 24 | 14 | 8.5 | 12200 |  |  |  | Residential | 250 | No | 1 | No
205772827 | Mini/Multi Split | Weathermaker | HRCU-A-CB-O | 38MAQB12R--1 |  | Mini-Splits (Non-Ducted) | DHMSHAQ12XA1 |  | 12000 | 22 |  | 13 | 10.2 |  | 12000 | 7600 | 63.33% | [8 empty] | Residential | 250 | No | 1
205772828 | Mini/Multi Split | Weathermaker | HRCU-A-CB-O | 38MAQB09R--3 |  | Mini-Splits (Non-Ducted) | DHMSHAQ09XA3 |  | 9000 | 25 |  | 14.5 | 11.2 |  | 10900 | 6900 | 63.3% | [8 empty] | Residential | 187.5 | No | 0.75
205772829 | Mini/Multi Split | Weathermaker | HRCU-A-CB-O | 38MAQB12R--3 |  | Mini-Splits (Non-Ducted) | DHMSHAQ12XA3 |  | 12000 | 22.5 |  | 13 | 12 |  | 12000 | 7800 | 65% | [8 empty] | Residential | 250 | No | 1
205772830 | Mini/Multi Split | Weathermaker | HRCU-A-CB-O | 38MAQB18R--3 |  | Mini-Splits (Non-Ducted) | DHMSHAQ18XA3 |  | 17000 | 20 |  | 12.5 | 10.3 |  | 18000 | 10800 | 60% | [8 empty] | Residential | 355 | No | 1.42
205772831 | Mini/Multi Split | Weathermaker | HRCU-A-CB-O | 38MAQB24R--3 |  | Mini-Splits (Non-Ducted) | DHMSHAQ24XA3 |  | 24000 | 20.5 |  | 13 | 11.5 |  | 24000 | 15400 | 64.17% | [8 empty] | Residential | 500 | No | 2
205772832 | Mini/Multi Split | Weathermaker | HRCU-A-CB-O | 38MAQB09R--3 |  | Mini-Splits (Non-Ducted) | 40MBCQ09---3 |  | 9000 | 20 |  | 13 | 10.8 |  | 10000 | 6700 | 67% | 9000 | 20 | 13 | 9.4 | 10000 |  |  |  | Residential | 187.5 | No | 0.75 | No
205772833 | Mini/Multi Split | Weathermaker | HRCU-A-CB-O | 38MAQB12R--3 |  | Mini-Splits (Non-Ducted) | 40MBCQ12---3 |  | 12000 | 19.5 |  | 12.5 | 10.6 |  | 12000 | 8700 | 72.5% | 12000 | 19.5 | 12.5 | 9.3 | 12000 |  |  |  | Residential | 250 | No | 1 | No
205772834 | Mini/Multi Split | Weathermaker | HRCU-A-CB-O | 38MAQB18R--3 |  | Mini-Splits (Non-Ducted) | 40MBCQ18---3 |  | 16000 | 20 |  | 12.5 | 10.5 |  | 18000 | 12000 | 66.67% | 16000 | 20 | 12.5 | 9.8 | 12000 |  |  |  | Residential | 332.5 | No | 1.33 | No
205772835 | Mini/Multi Split | Weathermaker | HRCU-A-CB | 38MAQB09R--3 |  | Mini-Splits (Ducted) | 40MBDQ09---3 |  | 9000 | 23 |  | 13.5 | 12 |  | 10000 | 7200 | 72% | [8 empty] | Residential | 187.5 | No | 0.75
205772836 | Mini/Multi Split | Weathermaker | HRCU-A-CB | 38MAQB12R--3 |  | Mini-Splits (Ducted) | 40MBDQ12---3 |  | 12000 | 20.5 |  | 12.5 | 11 |  | 12000 | 8500 | 70.83% | [8 empty] | Residential | 250 | No | 1
205772838 | Mini/Multi Split | Weathermaker | HRCU-A-CB | 38MAQB24R--3 |  | Mini-Splits (Ducted) | 40MBDQ24---3 |  | 24000 | 20.5 |  | 12.5 | 12.5 |  | 24000 | 17200 | 71.67% | [8 empty] | Residential | 500 | No | 2
205772839 | Mini/Multi Split | Weathermaker | HRCU-A-CB-O | 38MAQB12R--3 |  | Mini-Splits (Non-Ducted) | 40MBFQ12---3 |  | 12000 | 19.4 |  | 12.5 | 10.5 |  | 12000 | 9600 | 80% | 12000 | 19.4 | 12.5 | 9.4 | 12000 |  |  |  | Residential | 250 | No | 1 | No
205772840 | Mini/Multi Split | Weathermaker | HRCU-A-CB-O | 38MAQB18R--3 |  | Mini-Splits (Non-Ducted) | 40MBFQ18---3 |  | 17000 | 19.9 |  | 12.5 | 10.6 |  | 18000 | 13400 | 74.44% | 17000 | 19.9 | 12.5 | 9.9 | 18000 |  |  |  | Residential | 355 | No | 1.42 | No
205772845 | Mini/Multi Split | Weathermaker | HMSV-A-CB | 38MGRQ18B--3 |  | Non-Ducted Indoor Units |  |  | 18000 | 22.5 |  | 12.5 | 10.3 |  | 19000 | 12000 | 63.16% | [8 empty] | Residential | 375 | No | 1.5
205772849 | Mini/Multi Split | Weathermaker | HMSV-A-CB | 38MGRQ24C--3 |  | Non-Ducted Indoor Units |  |  | 24000 | 23 |  | 12.5 | 10.3 |  | 24000 | 17200 | 71.67% | [8 empty] | Residential | 500 | No | 2
205772851 | Mini/Multi Split | Weathermaker | HMSV-A-CB | 38MGRQ30D--3 |  | Non-Ducted Indoor Units |  |  | 30000 | 23.8 |  | 12.5 | 10 |  | 28000 | 17400 | 62.14% | [8 empty] | Residential | 625 | No | 2.5
205772854 | Mini/Multi Split | Weathermaker | HMSV-A-CB | 38MGRQ36D--3 |  | Non-Ducted Indoor Units |  |  | 36000 | 21.5 |  | 13.5 | 10.5 |  | 36000 | 23200 | 64.44% | [8 empty] | Residential | 750 | No | 3
205772857 | Mini/Multi Split | Weathermaker | HMSV-A-CB | 38MGRQ48E--3 |  | Non-Ducted Indoor Units |  |  | 48000 | 22.4 |  | 12.5 | 10.2 |  | 48000 | 29600 | 61.67% | [8 empty] | Residential | 1000 | No | 4
205776148 | Mini/Multi Split | DAIKIN | HRCU-A-CB | RX15RMVJU* |  | Mini-Splits (Ducted) | FDMQ15RVJU |  | 14400 | 20.2 |  | 12.7 | 10.3 |  | 18000 | 11500 | 63.89% | [8 empty] | Residential | 300 | No | 1.2
205776150 | Mini/Multi Split | DAIKIN | HRCU-A-CB | RX18RMVJU9* |  | Mini-Splits (Ducted) | FDMQ18RVJU |  | 17600 | 18.5 |  | 12.5 | 10.3 |  | 21600 | 13600 | 62.96% | [8 empty] | Residential | 367.5 | No | 1.47
205776151 | Mini/Multi Split | DAIKIN | HRCU-A-CB | RX24RMVJU* |  | Mini-Splits (Ducted) | FDMQ24RVJU |  | 21800 | 18.6 |  | 12.5 | 10 |  | 24000 | 15000 | 62.5% | [8 empty] | Residential | 455 | No | 1.82
205778918 | Mini/Multi Split | CIAC | HRCU-A-CB-O | CM43BX009-H3N1H |  | Mini-Splits (Non-Ducted) | CK43BX009-C3N1H |  | 9000 | 20 |  | 13 | 10.5 |  | 10000 | 5800 | 58% | [8 empty] | Residential | 187.5 | No | 0.75
205778919 | Mini/Multi Split | CIAC | HRCU-A-CB-O | CM43BX012-H3N1H |  | Mini-Splits (Non-Ducted) | CK43BX012-C3N1H |  | 12000 | 21.5 |  | 14 | 10.5 |  | 12000 | 7500 | 62.5% | [8 empty] | Residential | 250 | No | 1
205778920 | Mini/Multi Split | CIAC | HRCU-A-CB-O | CM43BX018-H3N1H |  | Mini-Splits (Non-Ducted) | CK43BX018-C3N1H |  | 18000 | 20 |  | 12.5 | 10.3 |  | 18000 | 12000 | 66.67% | 18000 | 20 | 12.5 | 9.1 | 18000 |  |  |  | Residential | 375 | No | 1.5 | No
205778921 | Mini/Multi Split | CIAC | HRCU-A-CB-O | CM43BX024-H3N1H |  | Mini-Splits (Non-Ducted) | CK43BX024-C3N1H |  | 24000 | 20 |  | 12.5 | 10.5 |  | 24400 | 15800 | 64.75% | [8 empty] | Residential | 500 | No | 2
205778924 | Mini/Multi Split | CIAC | HRCU-A-CB-O | CM43BX012-H3N1H |  | Mini-Splits (Non-Ducted) | CF43BX012-M3N1H |  | 12000 | 20.5 |  | 13 | 10 |  | 12000 | 7200 | 60% | 12000 | 20.5 | 13 | 8.8 | 12000 |  |  |  | Residential | 250 | No | 1 | No
205778925 | Mini/Multi Split | CIAC | HRCU-A-CB-O | CM43BX018-H3N1H |  | Mini-Splits (Non-Ducted) | CF43BX018-M3N1H |  | 18000 | 20 |  | 12.5 | 10.5 |  | 18000 | 12000 | 66.67% | 18000 | 20 | 12.5 | 8.9 | 18000 |  |  |  | Residential | 375 | No | 1.5 | No
205778926 | Mini/Multi Split | CIAC | HRCU-A-CB-O | CM43BX024-H3N1H |  | Mini-Splits (Non-Ducted) | CF43BX024-M3N1H |  | 24000 | 20 |  | 12.5 | 11 |  | 24000 | 15000 | 62.5% | 24000 | 20 | 12.5 | 9.4 | 24000 |  |  |  | Residential | 500 | No | 2 | No
205778930 | Mini/Multi Split | CIAC | HRCU-A-CB | CM43BX009-H3N1H |  | Mini-Splits (Ducted) | CC43BX009-E3N1H |  | 9000 | 20.5 |  | 13.5 | 11.5 |  | 10000 | 6800 | 68% | [8 empty] | Residential | 187.5 | No | 0.75
205778931 | Mini/Multi Split | CIAC | HRCU-A-CB | CM43BX012-H3N1H |  | Mini-Splits (Ducted) | CC43BX012-E3N1H |  | 12000 | 21.5 |  | 12.5 | 11.5 |  | 12000 | 7200 | 60% | [8 empty] | Residential | 250 | No | 1
205778932 | Mini/Multi Split | CIAC | HRCU-A-CB | CM43BX018-H3N1H |  | Mini-Splits (Ducted) | CC43BX018-E3N1H |  | 18000 | 19 |  | 12.5 | 10.5 |  | 18000 | 12000 | 66.67% | [8 empty] | Residential | 375 | No | 1.5
205778933 | Mini/Multi Split | CIAC | HRCU-A-CB | CM43BX024-H3N1H |  | Mini-Splits (Ducted) | CC43BX024-E3N1H |  | 24000 | 21.5 |  | 12.5 | 11 |  | 24400 | 16000 | 65.57% | [8 empty] | Residential | 500 | No | 2
205782167 | Mini/Multi Split | MOOVAIR | HRCU-A-CB-O | DM12HOS25230E3 |  | Mini-Splits (Non-Ducted) | DM12HIFU230E5 |  | 12000 | 19.4 |  | 12.5 | 10.5 |  | 12000 | 9600 | 80% | 12000 | 19.4 | 12.5 | 9.4 | 12000 |  |  |  | Residential | 250 | No | 1 | No
205782168 | Mini/Multi Split | MOOVAIR | HRCU-A-CB-O | DM12HOS23230E2 |  | Mini-Splits (Non-Ducted) | DM12HIFU230E5 |  | 12000 | 20.5 |  | 13 | 10 |  | 12000 | 7200 | 60% | 12000 | 20.5 | 13 | 8.8 | 12000 |  |  |  | Residential | 250 | No | 1 | No
205782169 | Mini/Multi Split | ELIOS | HRCU-A-CB-O | DE12HOS25230E3 |  | Mini-Splits (Non-Ducted) | DM12HIFU230E5 |  | 12000 | 19.4 |  | 12.5 | 10.5 |  | 12000 | 9600 | 80% | 12000 | 19.4 | 12.5 | 9.4 | 12000 |  |  |  | Residential | 250 | No | 1 | No
205782170 | Mini/Multi Split | ELIOS | HRCU-A-CB-O | DE12HOS23230E2 |  | Mini-Splits (Non-Ducted) | DM12HIFU230E5 |  | 12000 | 20.5 |  | 13 | 10 |  | 12000 | 7200 | 60% | 12000 | 20.5 | 13 | 8.8 | 12000 |  |  |  | Residential | 250 | No | 1 | No
205782389 | Mini/Multi Split | PIONEER | HRCU-A-CB-O | YN009AMFI22RPD |  | Mini-Splits (Non-Ducted) | WS009AMFI22HLD |  | 12000 | 21.5 |  | 12.5 | 11.2 |  | 12000 | 7100 | 59.17% | [8 empty] | Residential | 250 | No | 1
205782686 | Mini/Multi Split | TK'S | HRCU-A-CB-O | TWS-09HRDN1-B |  | Mini-Splits (Non-Ducted) | TWS-09HRDN1-B |  | 9000 | 20.5 |  | 12.5 | 10 |  | 10000 | 6800 | 68% | 9000 | 21.5 | 12.5 | 9 | 10000 |  |  |  | Residential | 187.5 | No | 0.75 | No
205782845 | Mini/Multi Split | DAIKIN | HRCU-A-CB-O | RX09AXVJU |  | Mini-Splits (Non-Ducted) | FTX09AXVJU |  | 8900 | 19 |  | 12.5 | 10 |  | 10000 | 5700 | 57% | [8 empty] | Residential | 185 | No | 0.74
205782846 | Mini/Multi Split | DAIKIN | HRCU-A-CB-O | RX12AXVJU |  | Mini-Splits (Non-Ducted) | FTX12AXVJU |  | 10900 | 19 |  | 12.5 | 10 |  | 13500 | 8600 | 63.7% | [8 empty] | Residential | 227.5 | No | 0.91
205782859 | Mini/Multi Split | MDV | HRCU-A-CB | MOD30-24HFN1-MT0W |  | Mini-Splits (Ducted) | MVB-24HWFN1-M |  | 20800 | 20 |  | 12.5 | 10 |  | 29000 | 17500 | 60.34% | [8 empty] | Residential | 432.5 | No | 1.73
205782860 | Mini/Multi Split | MDV | HRCU-A-CB | MOD01-23HFN1-MT0W |  | Mini-Splits (Ducted) | MVB-24HWFN1-M |  | 20800 | 20 |  | 12.5 | 10 |  | 29000 | 17500 | 60.34% | [8 empty] | Residential | 432.5 | No | 1.73
205788763 | Mini/Multi Split | LG | HRCU-A-CB-O | LUU180HHV |  | Mini-Splits (Non-Ducted) | LCN188HV4 |  | 18000 | 20 |  | 12.8 | 11.1 |  | 20000 | 13600 | 68% | 18000 | 20 | 12.8 | 9.4 | 20000 | 17600 | 88% | 1.8 | Residential | 375 | Yes | 1.5 | Both
205788764 | Mini/Multi Split | LG | HRCU-A-CB-O | LUU240HHV |  | Mini-Splits (Non-Ducted) | LCN249HV |  | 24000 | 21 |  | 12.6 | 10.2 |  | 27000 | 17400 | 64.44% | 24000 | 21 | 12.6 | 10.2 | 27000 | 27600 | 102.2% | 1.81 | Residential | 500 | Yes | 2 | Both
205788765 | Mini/Multi Split | LG | HRCU-A-CB-O | LUU420HHV |  | Mini-Splits (Non-Ducted) | LCN429HV |  | 42000 | 19.5 |  | 12.8 | 11.6 |  | 48000 | 29200 | 60.83% | 42000 | 19.5 | 12.8 | 10.75 | 48000 | 40000 | 83.33% | 2.2 | Residential | 875 | Yes | 3.5 | Both
205788766 | Mini/Multi Split | LG | HRCU-A-CB | LUU180HHV |  | Mini-Splits (Ducted) | LDN187HV4 |  | 18000 | 18.8 |  | 12.5 | 10 |  | 20000 | 12200 | 61% | [8 empty] | Residential | 375 | No | 1.5
205788767 | Mini/Multi Split | LG | HRCU-A-CB | LUU240HHV |  | Mini-Splits (Ducted) | LHN248HV |  | 23000 | 18.2 |  | 12.5 | 10.8 |  | 27000 | 18200 | 67.41% | 23000 | 16.75 | 12 | 9.4 | 27000 | 28400 | 105.2% | 1.88 | Residential | 480 | Yes | 1.92 | Both
205788768 | Mini/Multi Split | LG | HRCU-A-CB-O | LUU360HHV |  | Mini-Splits (Non-Ducted) | LCN369HV |  | 36000 | 21.5 |  | 12.6 | 11 |  | 40000 | 25400 | 63.5% | 36000 | 21.5 | 12.6 | 10.55 | 40000 | 37000 | 92.5% | 2.1 | Residential | 750 | Yes | 3 | Both
205788769 | Mini/Multi Split | LG | HRCU-A-CB | LUU360HHV |  | Mini-Splits (Ducted) | LHN368HV |  | 36000 | 19 |  | 12.5 | 10.2 |  | 40000 | 25000 | 62.5% | 36000 | 18.3 | 12 | 9.2 | 40000 | 33600 | 84% | 1.87 | Residential | 750 | Yes | 3 | Both
205788770 | Mini/Multi Split | LG | HRCU-A-CB | LUU420HHV |  | Mini-Splits (Ducted) | LHN428HV |  | 42000 | 19 |  | 12.5 | 10.9 |  | 48000 | 28400 | 59.17% | 42000 | 18.7 | 12.05 | 9.15 | 48000 | 39500 | 82.29% | 2.08 | Residential | 875 | Yes | 3.5 | Both
205788772 | Mini/Multi Split | LG | HRCU-A-CB | LUU480HHV |  | Mini-Splits (Ducted) | LHN488HV |  | 46000 | 18.7 |  | 12.5 | 11.2 |  | 50000 | 31600 | 63.2% | 46000 | 17.7 | 11.7 | 9.4 | 50000 | 41000 | 82% | 2.07 | Residential | 957.5 | Yes | 3.83 | Both
205788774 | Mini/Multi Split | LG | HRCU-A-CB | LUU180HHV |  | Mini-Splits (Ducted) | LVN181HV4 |  | 18000 | 19.2 |  | 13.6 | 10.4 |  | 20000 | 13400 | 67% | 18000 | 17.05 | 13.35 | 8.9 | 20000 | 16500 | 82.5% | 2.09 | Residential | 375 | Yes | 1.5 | Both
205788775 | Mini/Multi Split | LG | HRCU-A-CB | LUU240HHV |  | Mini-Splits (Ducted) | LVN241HV4 |  | 24000 | 19.5 |  | 12.7 | 11 |  | 27000 | 18300 | 67.78% | 24000 | 16.45 | 11.9 | 9.25 | 27000 | 24200 | 89.63% | 1.8 | Residential | 500 | Yes | 2 | Both
205788776 | Mini/Multi Split | LG | HRCU-A-CB | LUU420HHV |  | Mini-Splits (Ducted) | LVN420HV |  | 42000 | 19.6 |  | 12.5 | 11 |  | 48000 | 29200 | 60.83% | 42000 | 17.3 | 12 | 9.45 | 48000 | 40000 | 83.33% | 2.27 | Residential | 875 | Yes | 3.5 | Both
205788777 | Mini/Multi Split | LG | HRCU-A-CB | LUU480HHV |  | Mini-Splits (Ducted) | LVN480HV |  | 46000 | 19 |  | 12.5 | 10.5 |  | 50000 | 30800 | 61.6% | 46000 | 17.75 | 11.95 | 9.4 | 50000 | 40500 | 81% | 2.25 | Residential | 957.5 | Yes | 3.83 | Both
205801310 | Mini/Multi Split | DAIKIN | HRCU-A-CB-O | RZQ18TAVJU* |  | Mini-Splits (Non-Ducted) | FCQ18TAVJU |  | 18000 | 18.6 |  | 13 | 10.1 |  | 20000 | 12300 | 61.5% | [8 empty] | Residential | 375 | No | 1.5
205807086 | Mini/Multi Split | TK'S | HRCU-A-CB-O | TWS-09HRDN1 |  | Mini-Splits (Non-Ducted) | TWS-09HRDN1 |  | 9000 | 21.5 |  | 12.6 | 10 |  | 10000 | 6900 | 69% | 9000 | 21.7 | 12.6 | 9.1 | 10000 |  |  |  | Residential | 187.5 | No | 0.75 | No
205807090 | Mini/Multi Split | TK'S | HMSV-A-CB | T3C-18HFN1 |  | Non-Ducted Indoor Units |  |  | 17000 | 21.3 |  | 12.5 | 10 |  | 18000 | 11800 | 65.56% | [8 empty] | Residential | 355 | No | 1.42
205816491 | Mini/Multi Split | DIRECT AIR | HRCU-A-CB-O | MOX430-17HFN1-MT0W |  | Mini-Splits (Non-Ducted) | CS11M-18HRFN1-MT0W |  | 17000 | 20.5 |  | 12.5 | 11 |  | 18000 | 10900 | 60.56% | [8 empty] | Residential | 355 | No | 1.42
205816492 | Mini/Multi Split | DIRECT AIR | HRCU-A-CB-O | MOD30-24HFN1-MU0W |  | Mini-Splits (Non-Ducted) | CS11M-23HRFN1-MT0W |  | 24000 | 21 |  | 13 | 12 |  | 26000 | 19400 | 74.62% | [8 empty] | Residential | 500 | No | 2
205816493 | Mini/Multi Split | CanAir | HRCU-A-CB-O | C23SCH18H22 |  | Mini-Splits (Non-Ducted) | C23SEH18H21 |  | 17000 | 20.5 |  | 12.5 | 11 |  | 18000 | 10900 | 60.56% | [8 empty] | Residential | 355 | No | 1.42
205816494 | Mini/Multi Split | CanAir | HRCU-A-CB-O | C23SCH24H22 |  | Mini-Splits (Non-Ducted) | C23SEH24H21 |  | 24000 | 21 |  | 13 | 12 |  | 26000 | 19400 | 74.62% | [8 empty] | Residential | 500 | No | 2
205816495 | Mini/Multi Split | AC PRO.COM | HMSV-A-CB | A2OF-18HFN1-M |  | Non-Ducted Indoor Units |  |  | 18000 | 22.5 |  | 12.5 | 10.3 |  | 19000 | 12000 | 63.16% | [8 empty] | Residential | 375 | No | 1.5
205816498 | Mini/Multi Split | AC PRO.COM | HMSV-A-CB | A3OF-27HFN1-M |  | Non-Ducted Indoor Units |  |  | 24000 | 23 |  | 12.5 | 10.3 |  | 24000 | 17200 | 71.67% | [8 empty] | Residential | 500 | No | 2
205816504 | Mini/Multi Split | AC PRO.COM | HMSV-A-CB | A5OF-48HFN1-M |  | Non-Ducted Indoor Units |  |  | 48000 | 22.4 |  | 12.5 | 10.2 |  | 48000 | 29600 | 61.67% | [8 empty] | Residential | 1000 | No | 4
205816512 | Mini/Multi Split | GOODMAN | HMSV-A-CB | MST273E23MHAA |  | Non-Ducted Indoor Units |  |  | 28000 | 22 |  | 13 | 10.4 |  | 28000 | 18000 | 64.29% | [8 empty] | Residential | 582.5 | No | 2.33
205818828 | Mini/Multi Split | BOREAL | HMSV-A-CB-O | MBRS18HPJ1OA |  | Non-Ducted Indoor Units |  |  | 18000 | 22 |  | 12.5 | 11 |  | 19000 | 12800 | 67.37% | 18000 | 21 | 12.5 | 9 | 19000 |  |  |  | Residential | 375 | No | 1.5 | No
205818829 | Mini/Multi Split | BOREAL | HMSV-A-CB-O | MBRS24HPJ1OA |  | Non-Ducted Indoor Units |  |  | 24000 | 21 |  | 12.5 | 11 |  | 26000 | 16600 | 63.85% | 24000 | 21 | 11.8 | 9 | 26000 |  |  |  | Residential | 500 | No | 2 | No
205818830 | Mini/Multi Split | BOREAL | HMSV-A-CB-O | MBRS30HPJ1OA |  | Non-Ducted Indoor Units |  |  | 28400 | 21 |  | 12.5 | 11.5 |  | 30000 | 18000 | 60% | 28400 | 20 | 11.8 | 8.6 | 30000 |  |  |  | Residential | 592.5 | No | 2.37 | No
205818831 | Mini/Multi Split | BOREAL | HMSV-A-CB-O | MBRS36HPJ1OA |  | Non-Ducted Indoor Units |  |  | 34000 | 21 |  | 12.5 | 11.5 |  | 36000 | 26600 | 73.89% | 34000 | 21 | 11.8 | 8.6 | 36000 |  |  |  | Residential | 707.5 | No | 2.83 | No
205823024 | Mini/Multi Split | MDV | HRCU-A-CB-O | MOE30U-32HFN1-M-[X] |  | Mini-Splits (Non-Ducted) | MCD-32HRFN1-M(D) |  | 32000 | 18 |  | 12.5 | 11.5 |  | 35000 | 23000 | 65.71% | [8 empty] | Residential | 667.5 | No | 2.67
205823025 | Mini/Multi Split | MDV | HRCU-A-CB-O | MOE30U-32HFN1-M-[X] |  | Mini-Splits (Non-Ducted) | MUE-32HRFN1-M(C) |  | 32000 | 19 |  | 12.5 | 11 |  | 38000 | 23000 | 60.53% | [8 empty] | Residential | 667.5 | No | 2.67
205823027 | Mini/Multi Split | MIDEA | HRCU-A-CB-O | MOE30U-32HFN1-M-[X] |  | Mini-Splits (Non-Ducted) | MCD-32HRFN1-M(D) |  | 32000 | 18 |  | 12.5 | 11.5 |  | 35000 | 23000 | 65.71% | [8 empty] | Residential | 667.5 | No | 2.67
205823028 | Mini/Multi Split | MIDEA | HRCU-A-CB-O | MOE30U-32HFN1-M-[X] |  | Mini-Splits (Non-Ducted) | MUE-32HRFN1-M(C) |  | 32000 | 19 |  | 12.5 | 11 |  | 38000 | 23000 | 60.53% | [8 empty] | Residential | 667.5 | No | 2.67
205823033 | Mini/Multi Split | KARDA | HMSV-A-CB | 2KARDA18MZ2 |  | Non-Ducted Indoor Units |  |  | 18000 | 22.5 |  | 12.5 | 10.3 |  | 19000 | 12000 | 63.16% | [8 empty] | Residential | 375 | No | 1.5
205823036 | Mini/Multi Split | KARDA | HMSV-A-CB | 2KARDA48MZ5 |  | Non-Ducted Indoor Units |  |  | 48000 | 22.4 |  | 12.5 | 10.2 |  | 48000 | 29600 | 61.67% | [8 empty] | Residential | 1000 | No | 4
205823040 | Mini/Multi Split | ARCTIC KING | HRCU-A-CB-O | MOD31-24HFN1-MT0W |  | Mini-Splits (Non-Ducted) | MSABE-24HRFN1-MT0W |  | 24000 | 20.5 |  | 12.5 | 10 |  | 25000 | 15300 | 61.2% | [8 empty] | Residential | 500 | No | 2
205887063 | Mini/Multi Split | QUUL | HRCU-A-CB-O | R.Q.OS12.OUT |  | Mini-Splits (Non-Ducted) | R.Q.OS12 |  | 12000 | 22.7 |  | 13.7 | 11 |  | 12000 | 7700 | 64.17% | [8 empty] | Residential | 250 | No | 1
205887064 | Mini/Multi Split | QUUL | HRCU-A-CB-O | R.Q.OS18.OUT |  | Mini-Splits (Non-Ducted) | R.Q.OS18 |  | 18000 | 21 |  | 13 | 10.4 |  | 18000 | 11400 | 63.33% | [8 empty] | Residential | 375 | No | 1.5
205887065 | Mini/Multi Split | QUUL | HRCU-A-CB-O | R.Q.OS24.OUT |  | Mini-Splits (Non-Ducted) | R.Q.OS24 |  | 24000 | 20.7 |  | 13.7 | 11.5 |  | 25000 | 15300 | 61.2% | [8 empty] | Residential | 500 | No | 2
205921365 | Mini/Multi Split | HAXXAIR | HRCU-A-CB-O | HVHSC-12T2D |  | Mini-Splits (Non-Ducted) | HAHC-12T2D |  | 12000 | 23 |  | 12.5 | 11.5 |  | 12000 | 7600 | 63.33% | 12000 | 20.5 | 12.5 | 9.5 | 12000 | 8500 | 70.83% | 2.3 | Residential | 250 | Yes | 1 | Both
205921367 | Mini/Multi Split | HAXXAIR | HRCU-A-CB-O | HVHSC-18T2D |  | Mini-Splits (Non-Ducted) | HAHC-18T2D |  | 18000 | 22 |  | 12.65 | 11 |  | 19000 | 12000 | 63.16% | 18000 | 20.5 | 12.5 | 10 | 18800 | 13200 | 70.21% | 2.36 | Residential | 375 | Yes | 1.5 | Both
205921372 | Mini/Multi Split | ARCOAIRE | HRCU-A-CB | DLCSRAH24AAK |  | Mini-Splits (Ducted) | DLFSAAH24XAK |  | 20800 | 20 |  | 12.5 | 10 |  | 29000 | 17500 | 60.34% | [8 empty] | Residential | 432.5 | No | 1.73
205921373 | Mini/Multi Split | COMFORTMAKER | HRCU-A-CB | DLCSRAH24AAK |  | Mini-Splits (Ducted) | DLFSAAH24XAK |  | 20800 | 20 |  | 12.5 | 10 |  | 29000 | 17500 | 60.34% | [8 empty] | Residential | 432.5 | No | 1.73
205921374 | Mini/Multi Split | DAY & NIGHT | HRCU-A-CB | DLCSRAH24AAK |  | Mini-Splits (Ducted) | DLFSAAH24XAK |  | 20800 | 20 |  | 12.5 | 10 |  | 29000 | 17500 | 60.34% | [8 empty] | Residential | 432.5 | No | 1.73
205921375 | Mini/Multi Split | HEIL | HRCU-A-CB | DLCSRAH24AAK |  | Mini-Splits (Ducted) | DLFSAAH24XAK |  | 20800 | 20 |  | 12.5 | 10 |  | 29000 | 17500 | 60.34% | [8 empty] | Residential | 432.5 | No | 1.73
205921376 | Mini/Multi Split | KEEPRITE | HRCU-A-CB | DLCSRAH24AAK |  | Mini-Splits (Ducted) | DLFSAAH24XAK |  | 20800 | 20 |  | 12.5 | 10 |  | 29000 | 17500 | 60.34% | [8 empty] | Residential | 432.5 | No | 1.73
205921377 | Mini/Multi Split | KENMORE | HRCU-A-CB | DLCSRAH24AAK |  | Mini-Splits (Ducted) | DLFSAAH24XAK |  | 20800 | 20 |  | 12.5 | 10 |  | 29000 | 17500 | 60.34% | [8 empty] | Residential | 432.5 | No | 1.73
205921378 | Mini/Multi Split | MIDEA | HRCU-A-CB | DLCSRAH24AAK |  | Mini-Splits (Ducted) | DLFSAAH24XAK |  | 20800 | 20 |  | 12.5 | 10 |  | 29000 | 17500 | 60.34% | [8 empty] | Residential | 432.5 | No | 1.73
205921379 | Mini/Multi Split | TEMPSTAR | HRCU-A-CB | DLCSRAH24AAK |  | Mini-Splits (Ducted) | DLFSAAH24XAK |  | 20800 | 20 |  | 12.5 | 10 |  | 29000 | 17500 | 60.34% | [8 empty] | Residential | 432.5 | No | 1.73
205921380 | Mini/Multi Split | SMART COMFORT | HRCU-A-CB | DLCSRAH24AAK |  | Mini-Splits (Ducted) | DLFSAAH24XAK |  | 20800 | 20 |  | 12.5 | 10 |  | 29000 | 17500 | 60.34% | [8 empty] | Residential | 432.5 | No | 1.73
205921381 | Mini/Multi Split | AIRQUEST | HRCU-A-CB | DLCSRAH24AAK |  | Mini-Splits (Ducted) | DLFSAAH24XAK |  | 20800 | 20 |  | 12.5 | 10 |  | 29000 | 17500 | 60.34% | [8 empty] | Residential | 432.5 | No | 1.73
205921382 | Mini/Multi Split | Weathermaker | HRCU-A-CB | 38MAQB24R--3 |  | Mini-Splits (Ducted) | 40MBAAQ24XA3 |  | 20800 | 20 |  | 12.5 | 10 |  | 29000 | 17500 | 60.34% | [8 empty] | Residential | 432.5 | No | 1.73
205921384 | Mini/Multi Split | CARRIER | HRCU-A-CB | 38MAQB24R--3 |  | Mini-Splits (Ducted) | 40MBAAQ24XA3 |  | 20800 | 20 |  | 12.5 | 10 |  | 29000 | 17500 | 60.34% | [8 empty] | Residential | 432.5 | No | 1.73
205921386 | Mini/Multi Split | PAYNE | HRCU-A-CB | 38MAQB24R--3 |  | Mini-Splits (Ducted) | 40MBAAQ24XA3 |  | 20800 | 20 |  | 12.5 | 10 |  | 29000 | 17500 | 60.34% | [8 empty] | Residential | 432.5 | No | 1.73
205921388 | Mini/Multi Split | BRYANT | HRCU-A-CB | 38MAQB24R--3 |  | Mini-Splits (Ducted) | 40MBAAQ24XA3 |  | 20800 | 20 |  | 12.5 | 10 |  | 29000 | 17500 | 60.34% | [8 empty] | Residential | 432.5 | No | 1.73
205921390 | Mini/Multi Split | SENVILLE | HRCU-A-CB | SENA/09HF/OZ |  | Mini-Splits (Ducted) | SENA/09HF/ID |  | 9000 | 23 |  | 13.5 | 12 |  | 10000 | 7200 | 72% | [8 empty] | Residential | 187.5 | No | 0.75
205921391 | Mini/Multi Split | SENVILLE | HRCU-A-CB | SENA/12HF/OZ |  | Mini-Splits (Ducted) | SENA/12HF/ID |  | 12000 | 20.5 |  | 12.5 | 11 |  | 12000 | 8500 | 70.83% | [8 empty] | Residential | 250 | No | 1
205921393 | Mini/Multi Split | SENVILLE | HRCU-A-CB | SENA/24HF/OZ |  | Mini-Splits (Ducted) | SENA/24HF/ID |  | 24000 | 20.5 |  | 12.5 | 12.5 |  | 24000 | 17200 | 71.67% | [8 empty] | Residential | 500 | No | 2
205921394 | Mini/Multi Split | BOSCH | HRCU-A-CB-O | BMS500-AAS012-1CSXXA |  | Mini-Splits (Non-Ducted) | BMS500-AAU012-1AHWXB |  | 12000 | 22.7 |  | 13.7 | 11 |  | 12000 | 7700 | 64.17% | [8 empty] | Residential | 250 | No | 1
205921395 | Mini/Multi Split | AC PRO.COM | HRCU-A-CB-O | AOBA30-09HFN1-MT0W |  | Mini-Splits (Non-Ducted) | AS11M-09HRFN1-MXOW(A) |  | 9000 | 23.5 |  | 14.9 | 10.8 |  | 9800 | 5800 | 59.18% | [8 empty] | Residential | 187.5 | No | 0.75
205921396 | Mini/Multi Split | AC PRO.COM | HRCU-A-CB-O | AOB30-12HFN1-MT0W |  | Mini-Splits (Non-Ducted) | AS11M-12HRFN1-MU5W |  | 12000 | 22.7 |  | 13.7 | 11 |  | 12000 | 7700 | 64.17% | [8 empty] | Residential | 250 | No | 1
205921397 | Mini/Multi Split | AC PRO.COM | HRCU-A-CB-O | AOCA31-18HFN1-MT0W |  | Mini-Splits (Non-Ducted) | AS11M-18HRFN1-MTOW |  | 18000 | 21 |  | 13 | 10.4 |  | 18000 | 11400 | 63.33% | [8 empty] | Residential | 375 | No | 1.5
205921398 | Mini/Multi Split | AC PRO.COM | HRCU-A-CB-O | AOD31-24HFN1-MT0W |  | Mini-Splits (Non-Ducted) | AS11M-23HRFN1-MTOW |  | 24000 | 20.7 |  | 13.7 | 11.5 |  | 25000 | 15300 | 61.2% | [8 empty] | Residential | 500 | No | 2
205921401 | Mini/Multi Split | KARDA | HRCU-A-CB | 1PAMSHH24-SZO-20.5 |  | Mini-Splits (Ducted) | 2KARDA24UVD |  | 24000 | 20.5 |  | 12.5 | 12.5 |  | 24000 | 17200 | 71.67% | [8 empty] | Residential | 500 | No | 2
205921402 | Mini/Multi Split | KARDA | HRCU-A-CB-O | 1PAMSHH09-SZO-25 |  | Mini-Splits (Non-Ducted) | 2KARDA09UVCS |  | 9000 | 20 |  | 13 | 10.8 |  | 10000 | 6700 | 67% | 9000 | 20 | 13 | 9.4 | 10000 |  |  |  | Residential | 187.5 | No | 0.75 | No
205921403 | Mini/Multi Split | KARDA | HRCU-A-CB-O | 1PAMSHH12-SZO-22.5 |  | Mini-Splits (Non-Ducted) | 2KARDA12UVCS |  | 12000 | 19.5 |  | 12.5 | 10.6 |  | 12000 | 8700 | 72.5% | 12000 | 19.5 | 12.5 | 9.3 | 12000 |  |  |  | Residential | 250 | No | 1 | No
205921404 | Mini/Multi Split | KARDA | HRCU-A-CB | 1PAMSHH12-SZO-22.5 |  | Mini-Splits (Ducted) | 2KARDA12UVD |  | 12000 | 20.5 |  | 12.5 | 11 |  | 12000 | 8500 | 70.83% | [8 empty] | Residential | 250 | No | 1
205962774 | Mini/Multi Split | NORTON AIR CONDITIONERS | HMSV-A-CB | OHP14-48-52-23 |  | Non-Ducted Indoor Units |  |  | 48000 | 22.4 |  | 12.5 | 10.2 |  | 48000 | 29600 | 61.67% | [8 empty] | Residential | 1000 | No | 4
205962795 | Mini/Multi Split | MIDEA | HRCU-A-CB | 38MAQB24R--3 |  | Mini-Splits (Ducted) | 40MBAAQ24XA3 |  | 20800 | 20 |  | 12.5 | 10 |  | 29000 | 17500 | 60.34% | [8 empty] | Residential | 432.5 | No | 1.73
205962798 | Mini/Multi Split | MIDEA | HRCU-A-CB-O | MOD31-24HFN1-MT0W |  | Mini-Splits (Non-Ducted) | MSABE-24HRFN1-MT0W |  | 24000 | 20.5 |  | 12.5 | 10 |  | 25000 | 15300 | 61.2% | [8 empty] | Residential | 500 | No | 2
205967235 | Mini/Multi Split | LG | HMSR-A-CB | ARUM048GSS5 |  | Non-Ducted Indoor Units |  |  | 48000 | 23.3 |  | 13.5 | 12 |  | 54000 | 38500 | 71.3% | 48000 | 23.3 | 13.5 | 10.3 | 61000 | 48000 | 78.69% | 1.83 | Residential | 1000 | Yes | 4 | Both
205967237 | Mini/Multi Split | LG | HMSR-A-CB | ARUM036GSS5 |  | Non-Ducted Indoor Units |  |  | 36000 | 23 |  | 15.5 | 12 |  | 42000 | 33400 | 79.52% | 36000 | 23 | 15.5 | 10.6 | 53000 | 48000 | 90.57% | 1.83 | Residential | 750 | Yes | 3 | Both
205967238 | Mini/Multi Split | LG | HMSR-A-CB | ARUM036GSS5 |  | Ducted Indoor Units |  |  | 36000 | 18.3 |  | 13 | 11.4 |  | 42000 | 28000 | 66.67% | 36000 | 17 | 13.5 | 10.1 | 43500 | 48000 | 110.3% | 1.83 | Residential | 750 | Yes | 3 | Both
205967239 | Mini/Multi Split | LG | HMSR-A-CB | ARUM048GSS5 |  | Mixed Ducted and Non-Ducted Indoor Units |  |  | 48000 | 20.4 |  | 13.25 | 11.5 |  | 54000 |  | 0% | [5 empty] | 48000 |  | 1.83 | Residential | 1000 | No | 4 | Both
205967240 | Mini/Multi Split | LG | HMSR-A-CB | ARUM036GSS5 |  | Mixed Ducted and Non-Ducted Indoor Units |  |  | 36000 | 20.65 |  | 14.25 | 11.7 |  | 42000 |  | 0% | [5 empty] | 48000 |  | 1.83 | Residential | 750 | No | 3 | Both
205968027 | Mini/Multi Split | BLUERIDGE | HRCU-A-CB-O | BMKH0938/O |  | Mini-Splits (Non-Ducted) | BMKH0938/I |  | 9000 | 38 |  | 16.5 | 15 |  | 9000 | 8000 | 88.89% | 9000 | 27 | 16.6 | 11 | 9000 | 13000 | 144.4% | 1.91 | Residential | 187.5 | Yes | 0.75 | Yes
205968028 | Mini/Multi Split | BLUERIDGE | HRCU-A-CB-O | BMKH1231/O |  | Mini-Splits (Non-Ducted) | BMKH1231/I |  | 12000 | 30.5 |  | 15.3 | 14 |  | 12200 | 8300 | 68.03% | 12000 | 24 | 14 | 8.5 | 12200 |  |  |  | Residential | 250 | No | 1 | No
205968029 | Mini/Multi Split | BLUERIDGE | HRCU-A-CB-O | BMKH1824/O |  | Mini-Splits (Non-Ducted) | BMKH1824/I |  | 18000 | 24.5 |  | 13.5 | 12 |  | 18000 | 14200 | 78.89% | 18000 | 22 | 13.5 | 10 | 18000 | 20000 | 111.1% | 1.8 | Residential | 375 | Yes | 1.5 | Yes
205968031 | Mini/Multi Split | BLUERIDGE | HRCU-A-CB-O | BMKH2422/O |  | Mini-Splits (Non-Ducted) | BMKH2422/I |  | 22000 | 21.5 |  | 13 | 12 |  | 24000 | 15500 | 64.58% | 22000 | 21.5 | 13 | 8.5 | 24000 | 24000 | 100% | 1.9 | Residential | 457.5 | Yes | 1.83 | Yes
205975731 | Mini/Multi Split | Mitsubishi Electric | HRCU-A-CB-O | MUZ-FS06NA-U1 |  | Mini-Splits (Non-Ducted) | MSZ-FS06NA-U1 |  | 6000 | 33.1 |  | 19.05 | 13.49 |  | 8700 | 5900 | 67.82% | 6000 | 32.2 | 19.05 | 11.9 | 8700 |  |  |  | Residential | 125 | No | 0.5
205975732 | Mini/Multi Split | Mitsubishi Electric | HRCU-A-CB-O | MUZ-FS09NA-U1 |  | Mini-Splits (Non-Ducted) | MSZ-FS09NA-U1 |  | 9000 | 30.5 |  | 16.05 | 13.5 |  | 9600 | 5900 | 61.46% | 9000 | 29.8 | 16.05 | 10.9 | 9600 |  |  |  | Residential | 187.5 | No | 0.75
205975733 | Mini/Multi Split | Mitsubishi Electric | HRCU-A-CB-O | MUZ-FS12NA-U1 |  | Mini-Splits (Non-Ducted) | MSZ-FS12NA-U1 |  | 12000 | 26.1 |  | 13.8 | 12.5 |  | 12300 | 8400 | 68.29% | 12000 | 26.3 | 13.8 | 11.1 | 12300 |  |  |  | Residential | 250 | No | 1
205975734 | Mini/Multi Split | Mitsubishi Electric | HRCU-A-CB-O | MUZ-FS15NA-U1 |  | Mini-Splits (Non-Ducted) | MSZ-FS15NA-U1 |  | 14000 | 22.2 |  | 14 | 12.5 |  | 16000 | 10000 | 62.5% | [8 empty] | Residential | 292.5 | No | 1.17
205975735 | Mini/Multi Split | Mitsubishi Electric | HRCU-A-CB-O | MUZ-FS18NA-U1 |  | Mini-Splits (Non-Ducted) | MSZ-FS18NA-U1 |  | 17200 | 21 |  | 12.5 | 12.5 |  | 19000 | 12800 | 67.37% | [8 empty] | Residential | 357.5 | No | 1.43
205975736 | Mini/Multi Split | Mitsubishi Electric | HRCU-A-CB-O | MUZ-FS06NAH-U1 |  | Mini-Splits (Non-Ducted) | MSZ-FS06NA-U1 |  | 6000 | 33.1 |  | 19.05 | 12.5 |  | 8700 | 5900 | 67.82% | 6000 | 32.2 | 19.05 | 10.9 | 8700 |  |  |  | Residential | 125 | No | 0.5
205975737 | Mini/Multi Split | Mitsubishi Electric | HRCU-A-CB-O | MUZ-FS09NAH-U1 |  | Mini-Splits (Non-Ducted) | MSZ-FS09NA-U1 |  | 9000 | 30.5 |  | 16.05 | 12.5 |  | 9600 | 5900 | 61.46% | 9000 | 29.8 | 16.05 | 10 | 9600 |  |  |  | Residential | 187.5 | No | 0.75
205975738 | Mini/Multi Split | Mitsubishi Electric | HRCU-A-CB-O | MUZ-FS12NAH-U1 |  | Mini-Splits (Non-Ducted) | MSZ-FS12NA-U1 |  | 12000 | 26.1 |  | 13.8 | 12 |  | 12300 | 8400 | 68.29% | 12000 | 26.3 | 13.8 | 10.4 | 12300 |  |  |  | Residential | 250 | No | 1
205975739 | Mini/Multi Split | Mitsubishi Electric | HRCU-A-CB-O | MUZ-FS15NAH-U1 |  | Mini-Splits (Non-Ducted) | MSZ-FS15NA-U1 |  | 14000 | 22.2 |  | 14 | 12 |  | 16000 | 10000 | 62.5% | [8 empty] | Residential | 292.5 | No | 1.17
205975740 | Mini/Multi Split | Mitsubishi Electric | HRCU-A-CB-O | MUZ-FS18NAH-U1 |  | Mini-Splits (Non-Ducted) | MSZ-FS18NA-U1 |  | 17200 | 21 |  | 12.5 | 12 |  | 19000 | 12800 | 67.37% | [8 empty] | Residential | 357.5 | No | 1.43
205982980 | Mini/Multi Split | MAX-R | HRCU-A-CB-O | MAX-R 18K35 GR38 (OUT) |  | Mini-Splits (Non-Ducted) | MAX-R 18K35 GR38 (INT) |  | 18000 | 24.5 |  | 13.5 | 12 |  | 18000 | 14200 | 78.89% | 18000 | 22 | 13.5 | 10 | 18000 | 20000 | 111.1% | 1.8 | Residential | 375 | Yes | 1.5 | Yes
205992980 | Mini/Multi Split | THERMOCORE SYSTEMS | HRCU-A-CB | T321S-H224-C |  | Mini-Splits (Ducted) | T3D21S-H224-AHU |  | 22000 | 20.8 |  | 12.5 | 10.4 |  | 26000 | 17000 | 65.38% | [8 empty] | Residential | 457.5 | No | 1.83
205992983 | Mini/Multi Split | THERMOCORE SYSTEMS | HRCU-A-CB | T321S-H224-C |  | Mini-Splits (Ducted) | T3C21S-H224-EDT |  | 24000 | 21.5 |  | 12.5 | 11 |  | 24400 | 16000 | 65.57% | [8 empty] | Residential | 500 | No | 2
205992984 | Mini/Multi Split | THERMOCORE SYSTEMS | HRCU-A-CB | T4HH21S-H224-C |  | Mini-Splits (Ducted) | T3C21S-H224-EDT |  | 24000 | 20.5 |  | 12.5 | 12.5 |  | 24000 | 17200 | 71.67% | [8 empty] | Residential | 500 | No | 2
205992985 | Mini/Multi Split | THERMOCORE SYSTEMS | HRCU-A-CB-O | T322S-H212-C |  | Mini-Splits (Non-Ducted) | T3-OS212-EC |  | 12000 | 21.5 |  | 14 | 10.5 |  | 12000 | 7500 | 62.5% | [8 empty] | Residential | 250 | No | 1
205992986 | Mini/Multi Split | THERMOCORE SYSTEMS | HRCU-A-CB-O | T4HH23S-H212-C |  | Mini-Splits (Non-Ducted) | T3-OS212-EC |  | 12000 | 19.5 |  | 12.5 | 10.6 |  | 12000 | 8700 | 72.5% | 12000 | 19.5 | 12.5 | 9.3 | 12000 |  |  |  | Residential | 250 | No | 1 | No
205992987 | Mini/Multi Split | THERMOCORE SYSTEMS | HRCU-A-CB-O | T321S-H218-C |  | Mini-Splits (Non-Ducted) | T3-OS218-EC |  | 16000 | 20 |  | 12.5 | 10.5 |  | 18000 | 12000 | 66.67% | 16000 | 20 | 12.5 | 9.8 | 12000 |  |  |  | Residential | 332.5 | No | 1.33 | No
205992988 | Mini/Multi Split | THERMOCORE SYSTEMS | HRCU-A-CB-O | T325S-H109-C |  | Mini-Splits (Non-Ducted) | T325S-H109-E |  | 9000 | 25 |  | 15 | 10.5 |  | 10000 | 5800 | 58% | [8 empty] | Residential | 187.5 | No | 0.75
205993844 | Mini/Multi Split | MDV | HRCU-A-CB-O | MOX230-12HFN1-BW0W |  | Mini-Splits (Non-Ducted) | MSEPB-12HRFN1-BW0W |  | 12000 | 23 |  | 13 | 11.6 |  | 12100 | 8400 | 69.42% | 12000 | 23.5 | 13 | 10 | 12000 |  |  |  | Residential | 250 | No | 1 | No
205993845 | Mini/Multi Split | MDV | HRCU-A-CB-O | MOX330-09HFN1-MY5W |  | Mini-Splits (Non-Ducted) | MSEPB-09HRFN1-MY5W(GA) |  | 9000 | 28.1 |  | 16.2 | 13 |  | 11800 | 9500 | 80.51% | 9000 | 28.1 | 16.2 | 11.5 | 12000 | 10600 | 88.33% | 2 | Residential | 187.5 | Yes | 0.75 | Both
205993846 | Mini/Multi Split | MDV | HRCU-A-CB-O | MOX330-12HFN1-MW5W |  | Mini-Splits (Non-Ducted) | MSEPB-12HRFN1-MW5W(GA) |  | 12000 | 25.5 |  | 14 | 13 |  | 12000 | 10000 | 83.33% | 12000 | 25.5 | 14 | 10.4 | 12000 | 12000 | 100% | 1.8 | Residential | 250 | Yes | 1 | Both
205993851 | Mini/Multi Split | MDV | HRCU-A-CB-O | MOX230-12HFN1-BW0W |  | Mini-Splits (Non-Ducted) | MS11M-12HRFN1-BV0W |  | 12000 | 22 |  | 13 | 10 |  | 12400 | 6800 | 54.84% | [8 empty] | Residential | 250 | No | 1
205993852 | Mini/Multi Split | MDV | HRCU-A-CB-O | MOX330-09HFN1-MY5W |  | Mini-Splits (Non-Ducted) | CS11M-09HRFN1-MX0W(A) |  | 9000 | 26.3 |  | 15.6 | 12.5 |  | 11500 | 7100 | 61.74% | [8 empty] | Residential | 187.5 | No | 0.75
205993853 | Mini/Multi Split | MDV | HRCU-A-CB-O | MOX330-12HFN1-MW5W |  | Mini-Splits (Non-Ducted) | CS11M-12HRFN1-MU5W |  | 12000 | 24.5 |  | 13.5 | 12.5 |  | 12000 | 7500 | 62.5% | [8 empty] | Residential | 250 | No | 1
205993854 | Mini/Multi Split | MDV | HRCU-A-CB-O | MOX430-17HFN1-MT0W |  | Mini-Splits (Non-Ducted) | MSEPC-18HRFN1-MU0W |  | 18000 | 21.5 |  | 12.5 | 13 |  | 18000 | 15000 | 83.33% | 18000 | 21.5 | 12.5 | 11.3 | 18000 | 18000 | 100% | 1.8 | Residential | 375 | Yes | 1.5 | Both
205993855 | Mini/Multi Split | MDV | HRCU-A-CB-O | MOD30-24HFN1-MU0W |  | Mini-Splits (Non-Ducted) | MSEPD-24HRFN1-MU0W |  | 24000 | 21.5 |  | 13 | 12 |  | 29000 | 21200 | 73.1% | 24000 | 21.5 | 13 | 11.4 | 29000 | 25000 | 86.21% | 2.21 | Residential | 500 | Yes | 2 | Both
206061619 | Mini/Multi Split | EMERSON QUIET KOOL | HRCU-A-CB-O | 21S-EACH9R2C |  | Mini-Splits (Non-Ducted) | 21S-EACH9R2W |  | 9000 | 22.5 |  | 13.7 | 10.7 |  | 9500 | 5000 | 52.63% | 9000 | 22 | 13.7 | 8.5 | 9000 | 6300 | 70% | 2.05 | Residential | 187.5 | Yes | 0.75 | Yes
206061620 | Mini/Multi Split | EMERSON QUIET KOOL | HRCU-A-CB-O | 21S-EACH12R2C |  | Mini-Splits (Non-Ducted) | 21S-EACH12R2W |  | 12000 | 22 |  | 13 | 10.5 |  | 13000 | 7500 | 57.69% | 12000 | 21 | 13 | 9 | 12000 | 6300 | 52.5% | 2.05 | Residential | 250 | No | 1 | Yes
206061622 | Mini/Multi Split | KARDA | HRCU-A-CB-O | 1PAMSHH24-SZO-20.5 |  | Mini-Splits (Non-Ducted) | 1KARDA24UVW |  | 24000 | 20.5 |  | 13 | 11.5 |  | 24000 | 15400 | 64.17% | [8 empty] | Residential | 500 | No | 2
206061623 | Mini/Multi Split | KARDA | HRCU-A-CB-O | 1KARDA24SZO20.5 |  | Mini-Splits (Non-Ducted) | 1KARDA24UVW |  | 24000 | 20.5 |  | 13 | 11.5 |  | 24000 | 15400 | 64.17% | [8 empty] | Residential | 500 | No | 2
206143035 | Mini/Multi Split | Hitachi | HRCU-A-CB-O | RAC-EH09WHLAB |  | Mini-Splits (Non-Ducted) | RAS-EH09PHLAB |  | 9000 | 19 |  | 12.5 | 11 |  | 11000 | 7000 | 63.64% | 9000 | 19 | 12.5 | 9.4 | 10500 | 6800 | 64.76% | 2.4 | Residential | 187.5 | No | 0.75
206143036 | Mini/Multi Split | Hitachi | HRCU-A-CB-O | RAC-EH09WHLAE |  | Mini-Splits (Non-Ducted) | RAS-EH09RHLAE |  | 9000 | 19 |  | 12.5 | 11 |  | 10500 | 6700 | 63.81% | 9000 | 19 | 12.5 | 9.4 | 10500 | 6800 | 64.76% | 2.4 | Residential | 187.5 | No | 0.75
206143041 | Mini/Multi Split | Hitachi | HRCU-A-CB-O | RAC-SH18WHLAE |  | Mini-Splits (Non-Ducted) | RAS-SH18RHLAE |  | 18000 | 22 |  | 12.5 | 11 |  | 21700 | 12200 | 56.22% | 18000 | 22.5 | 12.5 | 9.2 | 21400 | 15400 | 71.96% | 2.25 | Residential | 375 | Yes | 1.5 | Both
206143042 | Mini/Multi Split | Hitachi | HRCU-A-CB-O | RAC-SH24WHLAE |  | Mini-Splits (Non-Ducted) | RAS-SH24RHLAE |  | 22000 | 20 |  | 12.5 | 11 |  | 25000 | 15100 | 60.4% | 22000 | 20.5 | 12.5 | 9.7 | 25000 | 18200 | 72.8% | 2.25 | Residential | 457.5 | Yes | 1.83 | Both
206143051 | Mini/Multi Split | MDV | HRCU-A-CB | MOD30-24HFN1-MU0W |  | Mini-Splits (Ducted) | MVB-24HWFN1-M |  | 22000 | 20 |  | 12.5 | 11.6 |  | 27000 | 16500 | 61.11% | [8 empty] | Residential | 457.5 | No | 1.83
206186275 | Mini/Multi Split | Hitachi | HRCU-A-CB-O | RAM-S18U2HLAE |  | Non-Ducted Indoor Units |  |  | 18000 | 22 |  | 12.5 | 10.3 |  | 22000 | 14900 | 67.73% | [8 empty] | Residential | 375 | No | 1.5
206186276 | Mini/Multi Split | Hitachi | HRCU-A-CB-O | RAM-S36U4HLAE |  | Non-Ducted Indoor Units |  |  | 36000 | 20 |  | 12.5 | 10.5 |  | 40000 | 25000 | 62.5% | 36000 | 19 | 12.5 | 9.7 | 40000 | 24000 | 60% | 2.06 | Residential | 750 | No | 3 | Both
206186277 | Mini/Multi Split | Hitachi | HRCU-A-CB-O | RAM-S42U5HLAE |  | Non-Ducted Indoor Units |  |  | 42000 | 23 |  | 12.5 | 10.8 |  | 48000 | 32000 | 66.67% | 42000 | 23 | 12.5 | 9 | 48000 | 31000 | 64.58% | 2.17 | Residential | 875 | No | 3.5 | Both
206186278 | Mini/Multi Split | Hitachi | HRCU-A-CB-O | RAM-S24U3HLAE |  | Non-Ducted Indoor Units |  |  | 24000 | 20 |  | 12.5 | 10.5 |  | 28000 | 16000 | 57.14% | 24000 | 20 | 12.5 | 9 | 28000 | 18500 | 66.07% | 2.2 | Residential | 500 | No | 2 | Both
206188242 | Mini/Multi Split | LENNOX | HRCU-A-CB-O | MPB012S4S-1P |  | Mini-Splits (Non-Ducted) | MFMA012S4-1P |  | 12000 | 20.5 |  | 13 | 10 |  | 12000 | 7200 | 60% | 12000 | 20.5 | 13 | 8.8 | 12000 |  |  |  | Residential | 250 | No | 1 | No
206188253 | Mini/Multi Split | CARRIER | HRCU-A-CB | 38MARBQ24AA3 |  | Mini-Splits (Ducted) | 40MBAAQ24XA3 |  | 22000 | 20 |  | 12.5 | 11.6 |  | 27000 | 16500 | 61.11% | [8 empty] | Residential | 457.5 | No | 1.83
206188260 | Mini/Multi Split | BRYANT | HRCU-A-CB | 38MARBQ24AA3 |  | Mini-Splits (Ducted) | 40MBAAQ24XA3 |  | 22000 | 20 |  | 12.5 | 11.6 |  | 27000 | 16500 | 61.11% | [8 empty] | Residential | 457.5 | No | 1.83
206188267 | Mini/Multi Split | PAYNE | HRCU-A-CB | 38MARBQ24AA3 |  | Mini-Splits (Ducted) | 40MBAAQ24XA3 |  | 22000 | 20 |  | 12.5 | 11.6 |  | 27000 | 16500 | 61.11% | [8 empty] | Residential | 457.5 | No | 1.83
206188274 | Mini/Multi Split | Weathermaker | HRCU-A-CB | 38MARBQ24AA3 |  | Mini-Splits (Ducted) | 40MBAAQ24XA3 |  | 22000 | 20 |  | 12.5 | 11.6 |  | 27000 | 16500 | 61.11% | [8 empty] | Residential | 457.5 | No | 1.83
206188281 | Mini/Multi Split | MIDEA | HRCU-A-CB | 38MARBQ24AA3 |  | Mini-Splits (Ducted) | 40MBAAQ24XA3 |  | 22000 | 20 |  | 12.5 | 11.6 |  | 27000 | 16500 | 61.11% | [8 empty] | Residential | 457.5 | No | 1.83
206188288 | Mini/Multi Split | ARCOAIRE | HRCU-A-CB | DLCSRBH24AAK |  | Mini-Splits (Ducted) | DLFSAAH24XAK |  | 22000 | 20 |  | 12.5 | 11.6 |  | 27000 | 16500 | 61.11% | [8 empty] | Residential | 457.5 | No | 1.83
206188295 | Mini/Multi Split | COMFORTMAKER | HRCU-A-CB | DLCSRBH24AAK |  | Mini-Splits (Ducted) | DLFSAAH24XAK |  | 22000 | 20 |  | 12.5 | 11.6 |  | 27000 | 16500 | 61.11% | [8 empty] | Residential | 457.5 | No | 1.83
206188302 | Mini/Multi Split | DAY & NIGHT | HRCU-A-CB | DLCSRBH24AAK |  | Mini-Splits (Ducted) | DLFSAAH24XAK |  | 22000 | 20 |  | 12.5 | 11.6 |  | 27000 | 16500 | 61.11% | [8 empty] | Residential | 457.5 | No | 1.83
206188309 | Mini/Multi Split | HEIL | HRCU-A-CB | DLCSRBH24AAK |  | Mini-Splits (Ducted) | DLFSAAH24XAK |  | 22000 | 20 |  | 12.5 | 11.6 |  | 27000 | 16500 | 61.11% | [8 empty] | Residential | 457.5 | No | 1.83
206188316 | Mini/Multi Split | KEEPRITE | HRCU-A-CB | DLCSRBH24AAK |  | Mini-Splits (Ducted) | DLFSAAH24XAK |  | 22000 | 20 |  | 12.5 | 11.6 |  | 27000 | 16500 | 61.11% | [8 empty] | Residential | 457.5 | No | 1.83
206188323 | Mini/Multi Split | KENMORE | HRCU-A-CB | DLCSRBH24AAK |  | Mini-Splits (Ducted) | DLFSAAH24XAK |  | 22000 | 20 |  | 12.5 | 11.6 |  | 27000 | 16500 | 61.11% | [8 empty] | Residential | 457.5 | No | 1.83
206188330 | Mini/Multi Split | MIDEA | HRCU-A-CB | DLCSRBH24AAK |  | Mini-Splits (Ducted) | DLFSAAH24XAK |  | 22000 | 20 |  | 12.5 | 11.6 |  | 27000 | 16500 | 61.11% | [8 empty] | Residential | 457.5 | No | 1.83
206188337 | Mini/Multi Split | TEMPSTAR | HRCU-A-CB | DLCSRBH24AAK |  | Mini-Splits (Ducted) | DLFSAAH24XAK |  | 22000 | 20 |  | 12.5 | 11.6 |  | 27000 | 16500 | 61.11% | [8 empty] | Residential | 457.5 | No | 1.83
206188344 | Mini/Multi Split | AIRQUEST | HRCU-A-CB | DLCSRBH24AAK |  | Mini-Splits (Ducted) | DLFSAAH24XAK |  | 22000 | 20 |  | 12.5 | 11.6 |  | 27000 | 16500 | 61.11% | [8 empty] | Residential | 457.5 | No | 1.83
206188351 | Mini/Multi Split | SMART COMFORT | HRCU-A-CB | DLCSRBH24AAK |  | Mini-Splits (Ducted) | DLFSAAH24XAK |  | 22000 | 20 |  | 12.5 | 11.6 |  | 27000 | 16500 | 61.11% | [8 empty] | Residential | 457.5 | No | 1.83
206195809 | Mini/Multi Split | Trane / Mitsubishi Electric | HRCU-A-CB-O | NTXSPH06B112A* |  | Mini-Splits (Non-Ducted) | NTXWPH06B112AA |  | 6000 | 33.1 |  | 19.05 | 13.5 |  | 8700 | 5900 | 67.82% | [8 empty] | Residential | 125 | No | 0.5
206195810 | Mini/Multi Split | Trane / Mitsubishi Electric | HRCU-A-CB-O | NTXSPH09B112A* |  | Mini-Splits (Non-Ducted) | NTXWPH09B112AA |  | 9000 | 30.5 |  | 16.05 | 13.5 |  | 9600 | 5900 | 61.46% | [8 empty] | Residential | 187.5 | No | 0.75
206195811 | Mini/Multi Split | Trane / Mitsubishi Electric | HRCU-A-CB-O | NTXSPH12B112A* |  | Mini-Splits (Non-Ducted) | NTXWPH12B112AA |  | 12000 | 26.1 |  | 13.8 | 12.5 |  | 12300 | 8400 | 68.29% | [8 empty] | Residential | 250 | No | 1
206195812 | Mini/Multi Split | Trane / Mitsubishi Electric | HRCU-A-CB-O | NTXSPH15B112A* |  | Mini-Splits (Non-Ducted) | NTXWPH15B112AA |  | 14000 | 22.2 |  | 14 | 12.5 |  | 16000 | 10000 | 62.5% | [8 empty] | Residential | 292.5 | No | 1.17
206195813 | Mini/Multi Split | Trane / Mitsubishi Electric | HRCU-A-CB-O | NTXSPH18B112A* |  | Mini-Splits (Non-Ducted) | NTXWPH18B112AA |  | 17200 | 21 |  | 12.5 | 12.5 |  | 19000 | 12800 | 67.37% | [8 empty] | Residential | 357.5 | No | 1.43
206195814 | Mini/Multi Split | Trane / Mitsubishi Electric | HRCU-A-CB-O | NTXSPB06B112A* |  | Mini-Splits (Non-Ducted) | NTXWPH06B112AA |  | 6000 | 33.1 |  | 19.05 | 12.5 |  | 8700 | 5900 | 67.82% | [8 empty] | Residential | 125 | No | 0.5
206195815 | Mini/Multi Split | Trane / Mitsubishi Electric | HRCU-A-CB-O | NTXSPB09B112A* |  | Mini-Splits (Non-Ducted) | NTXWPH09B112AA |  | 9000 | 30.5 |  | 16.05 | 12.5 |  | 9600 | 5900 | 61.46% | [8 empty] | Residential | 187.5 | No | 0.75
206195816 | Mini/Multi Split | Trane / Mitsubishi Electric | HRCU-A-CB-O | NTXSPB12B112A* |  | Mini-Splits (Non-Ducted) | NTXWPH12B112AA |  | 12000 | 26.1 |  | 13.8 | 12 |  | 12300 | 8400 | 68.29% | [8 empty] | Residential | 250 | No | 1
206195817 | Mini/Multi Split | Trane / Mitsubishi Electric | HRCU-A-CB-O | NTXSPB15B112A* |  | Mini-Splits (Non-Ducted) | NTXWPH15B112AA |  | 14000 | 22.2 |  | 14 | 12 |  | 16000 | 10000 | 62.5% | [8 empty] | Residential | 292.5 | No | 1.17
206195818 | Mini/Multi Split | Trane / Mitsubishi Electric | HRCU-A-CB-O | NTXSPB18B112A* |  | Mini-Splits (Non-Ducted) | NTXWPH18B112AA |  | 17200 | 21 |  | 12.5 | 12 |  | 19000 | 12800 | 67.37% | [8 empty] | Residential | 357.5 | No | 1.43
206195819 | Mini/Multi Split | American Standard / Mitsubishi Electric | HRCU-A-CB-O | NAXSPH06B112A* |  | Mini-Splits (Non-Ducted) | NAXWPH06B112AA |  | 6000 | 33.1 |  | 19.05 | 13.5 |  | 8700 | 5900 | 67.82% | [8 empty] | Residential | 125 | No | 0.5
206195820 | Mini/Multi Split | American Standard / Mitsubishi Electric | HRCU-A-CB-O | NAXSPH09B112A* |  | Mini-Splits (Non-Ducted) | NAXWPH09B112AA |  | 9000 | 30.5 |  | 16.05 | 13.5 |  | 9600 | 5900 | 61.46% | [8 empty] | Residential | 187.5 | No | 0.75
206195821 | Mini/Multi Split | American Standard / Mitsubishi Electric | HRCU-A-CB-O | NAXSPH12B112A* |  | Mini-Splits (Non-Ducted) | NAXWPH12B112AA |  | 12000 | 26.1 |  | 13.8 | 12.5 |  | 12300 | 8400 | 68.29% | [8 empty] | Residential | 250 | No | 1
206195822 | Mini/Multi Split | American Standard / Mitsubishi Electric | HRCU-A-CB-O | NAXSPH15B112A* |  | Mini-Splits (Non-Ducted) | NAXWPH15B112AA |  | 14000 | 22.2 |  | 14 | 12.5 |  | 16000 | 10000 | 62.5% | [8 empty] | Residential | 292.5 | No | 1.17
206195823 | Mini/Multi Split | American Standard / Mitsubishi Electric | HRCU-A-CB-O | NAXSPH18B112A* |  | Mini-Splits (Non-Ducted) | NAXWPH18B112AA |  | 17200 | 21 |  | 12.5 | 12.5 |  | 19000 | 12800 | 67.37% | [8 empty] | Residential | 357.5 | No | 1.43
206195824 | Mini/Multi Split | American Standard / Mitsubishi Electric | HRCU-A-CB-O | NAXSPB06B112A* |  | Mini-Splits (Non-Ducted) | NAXWPH06B112AA |  | 6000 | 33.1 |  | 19.05 | 12.5 |  | 8700 | 5900 | 67.82% | [8 empty] | Residential | 125 | No | 0.5
206195825 | Mini/Multi Split | American Standard / Mitsubishi Electric | HRCU-A-CB-O | NAXSPB09B112A* |  | Mini-Splits (Non-Ducted) | NAXWPH09B112AA |  | 9000 | 30.5 |  | 16.05 | 12.5 |  | 9600 | 5900 | 61.46% | [8 empty] | Residential | 187.5 | No | 0.75
206195826 | Mini/Multi Split | American Standard / Mitsubishi Electric | HRCU-A-CB-O | NAXSPB12B112A* |  | Mini-Splits (Non-Ducted) | NAXWPH12B112AA |  | 12000 | 26.1 |  | 13.8 | 12 |  | 12300 | 8400 | 68.29% | [8 empty] | Residential | 250 | No | 1
206195827 | Mini/Multi Split | American Standard / Mitsubishi Electric | HRCU-A-CB-O | NAXSPB15B112A* |  | Mini-Splits (Non-Ducted) | NAXWPH15B112AA |  | 14000 | 22.2 |  | 14 | 12 |  | 16000 | 10000 | 62.5% | [8 empty] | Residential | 292.5 | No | 1.17
206195828 | Mini/Multi Split | American Standard / Mitsubishi Electric | HRCU-A-CB-O | NAXSPB18B112A* |  | Mini-Splits (Non-Ducted) | NAXWPH18B112AA |  | 17200 | 21 |  | 12.5 | 12 |  | 19000 | 12800 | 67.37% | [8 empty] | Residential | 357.5 | No | 1.43
206221393 | Mini/Multi Split | KERR | HRCU-A-CB-O | A-KMH24SU-1A |  | Mini-Splits (Non-Ducted) | B-KMH24SU-1A |  | 24000 | 21 |  | 13 | 12 |  | 26000 | 19400 | 74.62% | [8 empty] | Residential | 500 | No | 2
206221394 | Mini/Multi Split | COMFORT-AIRE | HRCU-A-CB-O | A-VMH24SU-1A |  | Mini-Splits (Non-Ducted) | B-VMH24SU-1A |  | 24000 | 21 |  | 13 | 12 |  | 26000 | 19400 | 74.62% | [8 empty] | Residential | 500 | No | 2
206221397 | Mini/Multi Split | GREE | HMSV-A-CB-O | GWHD(24)ND3IO |  | Non-Ducted Indoor Units |  |  | 24000 | 23 |  | 12.5 | 10 |  | 25600 | 13200 | 51.56% | [8 empty] | Residential | 500 | No | 2
206221489 | Mini/Multi Split | RUUD | HRCU-A-CB-O | ROSH09AFWJ |  | Mini-Splits (Non-Ducted) | UIWH09AVFJ |  | 9000 | 23 |  | 13.8 | 11 |  | 12000 | 7600 | 63.33% | [8 empty] | Residential | 187.5 | No | 0.75
206221490 | Mini/Multi Split | RUUD | HRCU-A-CB-O | ROSH12AFWJ |  | Mini-Splits (Non-Ducted) | UIWH12AVFJ |  | 12000 | 22 |  | 12.5 | 11 |  | 16000 | 9400 | 58.75% | [8 empty] | Residential | 250 | No | 1
206221491 | Mini/Multi Split | RUUD | HRCU-A-CB-O | ROSH18ASJ |  | Mini-Splits (Non-Ducted) | UIWH18ASJ |  | 18000 | 19 |  | 12.5 | 10.6 |  | 18000 | 11500 | 63.89% | [8 empty] | Residential | 375 | No | 1.5
206221495 | Mini/Multi Split | RUUD | HRCU-A-CB-O | ROSH12AHWJ |  | Mini-Splits (Non-Ducted) | UIWH12AHWJ |  | 12000 | 29.3 |  | 15.2 | 14 |  | 16000 | 9600 | 60% | [8 empty] | Residential | 250 | No | 1
206221496 | Mini/Multi Split | RUUD | HRCU-A-CB-O | ROSH15AHWJ |  | Mini-Splits (Non-Ducted) | UIWH15AHWJ |  | 14500 | 25.3 |  | 13.9 | 13.4 |  | 18000 | 11200 | 62.22% | [8 empty] | Residential | 302.5 | No | 1.21
206221497 | Mini/Multi Split | RUUD | HRCU-A-CB-O | ROSH09AHWJ |  | Mini-Splits (Non-Ducted) | UIWH09AHWJ |  | 9000 | 33 |  | 18 | 14.2 |  | 12000 | 7000 | 58.33% | [8 empty] | Residential | 187.5 | No | 0.75
206221499 | Mini/Multi Split | RUUD | HRCU-A-CB-O | ROSH18AXFWJ |  | Mini-Splits (Non-Ducted) | UIWH18AVFJ |  | 18000 | 20 |  | 13.3 | 10.5 |  | 21600 | 14600 | 67.59% | [8 empty] | Residential | 375 | No | 1.5
206221500 | Mini/Multi Split | RUUD | HRCU-A-CB-O | ROSH24AXFWJ |  | Mini-Splits (Non-Ducted) | UIWH24AVFJ |  | 22000 | 19.5 |  | 12.5 | 10.6 |  | 25200 | 18000 | 71.43% | [8 empty] | Residential | 457.5 | No | 1.83
206221502 | Mini/Multi Split | RUUD | HRCU-A-CB-O | ROSH09AHHJ |  | Mini-Splits (Non-Ducted) | UIWH09AHWJ |  | 9000 | 33 |  | 18 | 14 |  | 12000 | 7000 | 58.33% | [8 empty] | Residential | 187.5 | No | 0.75
206221503 | Mini/Multi Split | RUUD | HRCU-A-CB-O | ROSH12AHHJ |  | Mini-Splits (Non-Ducted) | UIWH12AHWJ |  | 12000 | 29.3 |  | 15.2 | 13.8 |  | 16000 | 9600 | 60% | [8 empty] | Residential | 250 | No | 1
206221504 | Mini/Multi Split | RUUD | HRCU-A-CB-O | ROSH15AHHJ |  | Mini-Splits (Non-Ducted) | UIWH15AHWJ |  | 14500 | 25.3 |  | 13.9 | 13.3 |  | 18000 | 11200 | 62.22% | [8 empty] | Residential | 302.5 | No | 1.21
206221505 | Mini/Multi Split | RUUD | HRCU-A-CB-O | ROSH18AHXHJ |  | Mini-Splits (Non-Ducted) | UIWH18AVFJ |  | 18000 | 20 |  | 13.3 | 10.4 |  | 21600 | 14600 | 67.59% | 18000 | 20 | 13.3 | 10 | 21600 | 19000 | 87.96% | 2.18 | Residential | 375 | Yes | 1.5 | Both
206221506 | Mini/Multi Split | RUUD | HRCU-A-CB-O | ROSH24AHXHJ |  | Mini-Splits (Non-Ducted) | UIWH24AVFJ |  | 22000 | 19.5 |  | 12.5 | 10.5 |  | 25200 | 18000 | 71.43% | 22000 | 19.5 | 12.5 | 10.5 | 25200 | 23200 | 92.06% | 2.04 | Residential | 457.5 | Yes | 1.83 | Both
206221507 | Mini/Multi Split | RUUD | HRCU-A-CB-O | ROSH30AHXHJ |  | Mini-Splits (Non-Ducted) | UIWH30AVFJ |  | 30000 | 18.7 |  | 12.5 | 11.8 |  | 32000 | 18900 | 59.06% | 30000 | 18.7 | 12.5 | 10 | 32000 | 30400 | 95% | 2.02 | Residential | 625 | Yes | 2.5 | Both
206221508 | Mini/Multi Split | RUUD | HRCU-A-CB-O | ROSH09AFFHJ |  | Mini-Splits (Non-Ducted) | RIFH09AVFJ |  | 9000 | 26 |  | 16 | 12.4 |  | 12000 | 7500 | 62.5% | 9000 | 26 | 16 | 11.6 | 12000 | 13400 | 111.7% | 1.9 | Residential | 187.5 | Yes | 0.75 | Both
206221509 | Mini/Multi Split | RUUD | HRCU-A-CB-O | ROSH12AFFHJ |  | Mini-Splits (Non-Ducted) | RIFH12AVFJ |  | 12000 | 22.7 |  | 13.1 | 11.3 |  | 16000 | 10600 | 66.25% | 12000 | 22.7 | 13.1 | 11 | 16000 | 13400 | 83.75% | 1.9 | Residential | 250 | Yes | 1 | Both
206221510 | Mini/Multi Split | RUUD | HRCU-A-CB-O | ROSH15AFFHJ |  | Mini-Splits (Non-Ducted) | RIFH15AVFJ |  | 14200 | 20.3 |  | 12.5 | 11 |  | 18000 | 11600 | 64.44% | 14200 | 20.3 | 12.5 | 10.5 | 18000 | 18100 | 100.6% | 1.84 | Residential | 295 | Yes | 1.18 | Both
206221511 | Mini/Multi Split | RUUD | HRCU-A-CB-O | ROSH09AFFJ |  | Mini-Splits (Non-Ducted) | RIFH09AVFJ |  | 9000 | 26 |  | 16 | 12.6 |  | 12000 | 7500 | 62.5% | 9000 | 26 | 16 | 11.8 | 12000 | 13400 | 111.7% | 1.9 | Residential | 187.5 | Yes | 0.75 | Both
206221512 | Mini/Multi Split | RUUD | HRCU-A-CB-O | ROSH12AFFJ |  | Mini-Splits (Non-Ducted) | RIFH12AVFJ |  | 12000 | 22.7 |  | 13.1 | 11.6 |  | 16000 | 10600 | 66.25% | 12000 | 22.7 | 13.1 | 11.2 | 16000 | 13400 | 83.75% | 1.9 | Residential | 250 | Yes | 1 | Both
206221513 | Mini/Multi Split | RUUD | HRCU-A-CB-O | ROSH15AFFJ |  | Mini-Splits (Non-Ducted) | RIFH15AVFJ |  | 14200 | 20.3 |  | 12.5 | 11.2 |  | 18000 | 11600 | 64.44% | 14200 | 20.3 | 12.5 | 10.7 | 18000 | 18100 | 100.6% | 1.84 | Residential | 295 | Yes | 1.18 | Both
206221514 | Mini/Multi Split | RUUD | HRCU-A-CB | ROSH09AFCJ |  | Mini-Splits (Ducted) | RIDH09AVFJ |  | 9000 | 21.5 |  | 14.5 | 12.2 |  | 12000 | 7300 | 60.83% | [8 empty] | Residential | 187.5 | No | 0.75
206221515 | Mini/Multi Split | RUUD | HRCU-A-CB | ROSH12AFCJ |  | Mini-Splits (Ducted) | RIDH12AVFJ |  | 12000 | 20 |  | 12.8 | 11.5 |  | 16000 | 9500 | 59.38% | [8 empty] | Residential | 250 | No | 1
206221517 | Mini/Multi Split | RUUD | HRCU-A-CB-O | ROSH09AFCJ |  | Mini-Splits (Non-Ducted) | RICH09AVFJ |  | 9000 | 24 |  | 14.5 | 13 |  | 12000 | 7100 | 59.17% | [8 empty] | Residential | 187.5 | No | 0.75
206221518 | Mini/Multi Split | RUUD | HRCU-A-CB-O | ROSH12AFCJ |  | Mini-Splits (Non-Ducted) | RICH12AVFJ |  | 12000 | 21.9 |  | 12.8 | 12.2 |  | 16000 | 10200 | 63.75% | [8 empty] | Residential | 250 | No | 1
206221520 | Mini/Multi Split | RUUD | HMSV-A-CB | ROMH18FXZHJ |  | Non-Ducted Indoor Units |  |  | 18000 | 21.5 |  | 13.5 | 10.3 |  | 22000 | 14200 | 64.55% | 18000 | 21.5 | 13.5 | 9.6 | 22000 | 22000 | 100% | 1.84 | Residential | 375 | Yes | 1.5 | Both
206221523 | Mini/Multi Split | RUUD | HMSV-A-CB | ROMH24FXZHJ |  | Non-Ducted Indoor Units |  |  | 22000 | 20 |  | 13.3 | 10.3 |  | 25000 | 15400 | 61.6% | 22000 | 20 | 13.3 | 10 | 25000 | 25600 | 102.4% | 2.06 | Residential | 457.5 | Yes | 1.83 | Both
206221526 | Mini/Multi Split | RUUD | HMSV-A-CB | ROMH36FXZHJ |  | Non-Ducted Indoor Units |  |  | 35200 | 20 |  | 13 | 10.3 |  | 36400 | 21400 | 58.79% | 35200 | 20.5 | 13 | 9.5 | 36400 | 36400 | 100% | 2.02 | Residential | 732.5 | Yes | 2.93 | Both
206221538 | Mini/Multi Split | RUUD | HRCU-A-CB-O | ROSH18VGSN |  | Mini-Splits (Non-Ducted) | RICH18AXCJ |  | 18000 | 21.4 |  | 13.4 | 10.9 |  | 21000 | 12300 | 58.57% | 18000 | 22 | 13.4 | 10.5 | 21000 | 18100 | 86.19% | 2.32 | Residential | 375 | Yes | 1.5 | Both
206221539 | Mini/Multi Split | RUUD | HRCU-A-CB-O | ROSH24VGSN |  | Mini-Splits (Non-Ducted) | RICH24AXCJ |  | 24000 | 20 |  | 12.8 | 10.8 |  | 27000 | 16400 | 60.74% | 24000 | 20.8 | 12.8 | 10.1 | 27000 | 23200 | 85.93% | 2.04 | Residential | 500 | Yes | 2 | Both
206221543 | Mini/Multi Split | LG | HMSV-A-CB | LMU180HV |  | Non-Ducted Indoor Units |  |  | 18000 | 22.5 |  | 13.5 | 11 |  | 22000 | 14500 | 65.91% | [8 empty] | Residential | 375 | No | 1.5
206221544 | Mini/Multi Split | LG | HMSV-A-CB | LMU240HV |  | Non-Ducted Indoor Units |  |  | 23600 | 22.5 |  | 13.5 | 11 |  | 24600 | 15200 | 61.79% | [8 empty] | Residential | 492.5 | No | 1.97
206221550 | Mini/Multi Split | LG | HMSV-A-CB | LMU180HV |  | Mixed Ducted and Non-Ducted Indoor Units |  |  | 17600 | 20.5 |  | 13 | 10.3 |  | 21000 | 13700 | 65.24% | [8 empty] | Residential | 367.5 | No | 1.47
206221552 | Mini/Multi Split | LG | HMSV-A-CB | LMU240HV |  | Mixed Ducted and Non-Ducted Indoor Units |  |  | 22800 | 20.5 |  | 13 | 10.4 |  | 23800 | 14800 | 62.18% | [8 empty] | Residential | 475 | No | 1.9
206221553 | Mini/Multi Split | BLUERIDGE | HMSV-A-CB-O | BMKH18M23UH |  | Non-Ducted Indoor Units |  |  | 18000 | 23 |  | 12.5 | 10.5 |  | 21000 | 17000 | 80.95% | 18000 | 20 | 12 | 10 | 21000 | 21800 | 103.8% | 1.81 | Residential | 375 | Yes | 1.5 | Yes
206221554 | Mini/Multi Split | BLUERIDGE | HMSV-A-CB-O | BMKH24M23UH |  | Non-Ducted Indoor Units |  |  | 22000 | 23 |  | 12.5 | 10.5 |  | 26000 | 17900 | 68.85% | 22000 | 20 | 12 | 10 | 26000 | 30000 | 115.4% | 1.8 | Residential | 457.5 | Yes | 1.83 | Yes
206222997 | Mini/Multi Split | American Standard / Mitsubishi Electric | HRCU-A-CB-O | ASUZH0241HA10NA |  | Mini-Splits (Non-Ducted) | APLA0A0241EA70A |  | 24000 | 21.5 |  | 14.05 | 11.3 |  | 26000 | 17300 | 66.54% | [8 empty] | Residential | 500 | No | 2
206222999 | Mini/Multi Split | American Standard / Mitsubishi Electric | HRCU-A-CB-O | ASUZH0361KA00NA |  | Mini-Splits (Non-Ducted) | APLA0A0361EA70A |  | 36000 | 20 |  | 13 | 10.4 |  | 38000 | 24200 | 63.68% | [8 empty] | Residential | 750 | No | 3
206223004 | Mini/Multi Split | Mitsubishi Electric | HRCU-A-CB-O | PUZ-HA24NHA1 |  | Mini-Splits (Non-Ducted) | PLA-A24EA7 |  | 24000 | 21.5 |  | 14 | 11.3 |  | 26000 | 17300 | 66.54% | 24000 | 21.6 | 14 | 10 | 28000 |  |  |  | Residential | 500 | No | 2 | No
206223006 | Mini/Multi Split | Mitsubishi Electric | HRCU-A-CB-O | PUZ-HA36NKA |  | Mini-Splits (Non-Ducted) | PLA-A18EA7PLA-A18EA7 |  | 36000 | 20 |  | 12.9 | 11.2 |  | 38000 | 25400 | 66.84% | 36000 | 20 | 12.9 | 9 | 40000 |  |  |  | Residential | 750 | No | 3 | No
206223014 | Mini/Multi Split | Trane / Mitsubishi Electric | HRCU-A-CB-O | TRUZH0241HA10NA |  | Mini-Splits (Non-Ducted) | TPLA0A0241EA70A |  | 24000 | 21.5 |  | 14.05 | 11.3 |  | 26000 | 17300 | 66.54% | 24000 | 21.6 | 14 | 10 | 28000 |  |  |  | Residential | 500 | No | 2 | No
206223016 | Mini/Multi Split | Trane / Mitsubishi Electric | HRCU-A-CB-O | TRUZH0361KA00NA |  | Mini-Splits (Non-Ducted) | TPLA0A0361EA70A |  | 36000 | 20 |  | 13 | 10.4 |  | 38000 | 24200 | 63.68% | 36000 | 20 | 13 | 9 | 40000 |  |  |  | Residential | 750 | No | 3 | No
206223018 | Mini/Multi Split | American Standard / Mitsubishi Electric | HRCU-A-CB-O | ASUZH0241HA10NA |  | Mini-Splits (Non-Ducted) | APLA0A0121EA70AAPLA0A0121EA70A |  | 24000 | 21.5 |  | 14.2 | 11.3 |  | 26000 | 18100 | 69.62% | [8 empty] | Residential | 500 | No | 2
206223019 | Mini/Multi Split | American Standard / Mitsubishi Electric | HRCU-A-CB-O | ASUZH0241HA10NA |  | Mini-Splits (Non-Ducted) | APKA0A0241KA70A |  | 24000 | 19.5 |  | 12.65 | 10.6 |  | 26000 | 17200 | 66.15% | [8 empty] | Residential | 500 | No | 2
206223020 | Mini/Multi Split | American Standard / Mitsubishi Electric | HRCU-A-CB-O | ASUZH0241HA10NA |  | Mini-Splits (Non-Ducted) | APCA0A0241KA70A |  | 23000 | 18.5 |  | 12.5 | 10.3 |  | 26000 | 17700 | 68.08% | [8 empty] | Residential | 480 | No | 1.92
206223030 | Mini/Multi Split | American Standard / Mitsubishi Electric | HRCU-A-CB | ASUZH0361KA00NA |  | Mini-Splits (Ducted) | APVA0A0361AA70A |  | 33000 | 18.2 |  | 13 | 11.2 |  | 38000 | 24600 | 64.74% | [8 empty] | Residential | 687.5 | No | 2.75
206223032 | Mini/Multi Split | American Standard / Mitsubishi Electric | HRCU-A-CB-O | ASUZH0361KA00NA |  | Mini-Splits (Non-Ducted) | APCA0A0361KA70A |  | 34000 | 18 |  | 12.5 | 10.3 |  | 38000 | 25400 | 66.84% | [8 empty] | Residential | 707.5 | No | 2.83
206223040 | Mini/Multi Split | Mitsubishi Electric | HRCU-A-CB-O | PUZ-HA24NHA1 |  | Mini-Splits (Non-Ducted) | PLA-A12EA7PLA-A12EA7 |  | 24000 | 21.5 |  | 14.2 | 11.3 |  | 26000 | 18100 | 69.62% | 24000 | 21.6 | 14.2 | 10 | 28000 |  |  |  | Residential | 500 | No | 2 | No
206223041 | Mini/Multi Split | Mitsubishi Electric | HRCU-A-CB-O | PUZ-HA24NHA1 |  | Mini-Splits (Non-Ducted) | PKA-A24KA7 |  | 24000 | 19.5 |  | 12.65 | 10.6 |  | 26000 | 17200 | 66.15% | 24000 | 19.5 | 12.6 | 9.5 | 28000 |  |  |  | Residential | 500 | No | 2 | No
206223042 | Mini/Multi Split | Mitsubishi Electric | HRCU-A-CB-O | PUZ-HA24NHA1 |  | Mini-Splits (Non-Ducted) | PCA-A24KA7 |  | 23000 | 18.5 |  | 12.5 | 10.3 |  | 26000 | 17700 | 68.08% | 23000 | 18.7 | 12.5 | 9.5 | 28000 |  |  |  | Residential | 480 | No | 1.92 | No
206223052 | Mini/Multi Split | Mitsubishi Electric | HRCU-A-CB | PUZ-HA36NKA |  | Mini-Splits (Ducted) | PVA-A36AA7 |  | 33000 | 18.2 |  | 13 | 11.2 |  | 38000 | 24600 | 64.74% | 33000 | 18.2 | 13.2 | 10 | 40000 |  |  |  | Residential | 687.5 | No | 2.75 | No
206223055 | Mini/Multi Split | Mitsubishi Electric | HRCU-A-CB-O | PUZ-HA36NKA |  | Mini-Splits (Non-Ducted) | PCA-A36KA7 |  | 34000 | 18 |  | 12.5 | 10.3 |  | 38000 | 25400 | 66.84% | 34000 | 18 | 12.5 | 9.2 | 40000 |  |  |  | Residential | 707.5 | No | 2.83 | No
206223067 | Mini/Multi Split | Trane / Mitsubishi Electric | HRCU-A-CB-O | TRUZH0241HA10NA |  | Mini-Splits (Non-Ducted) | TPLA0A0121EA70ATPLA0A0121EA70A |  | 24000 | 21.5 |  | 14.2 | 11.3 |  | 26000 | 18100 | 69.62% | 24000 | 21.6 | 14.2 | 10 | 28000 |  |  |  | Residential | 500 | No | 2 | No
206223068 | Mini/Multi Split | Trane / Mitsubishi Electric | HRCU-A-CB-O | TRUZH0241HA10NA |  | Mini-Splits (Non-Ducted) | TPKA0A0241KA70A |  | 24000 | 19.5 |  | 12.65 | 10.6 |  | 26000 | 17200 | 66.15% | 24000 | 19.5 | 12.6 | 9.5 | 28000 |  |  |  | Residential | 500 | No | 2 | No
206223069 | Mini/Multi Split | Trane / Mitsubishi Electric | HRCU-A-CB-O | TRUZH0241HA10NA |  | Mini-Splits (Non-Ducted) | TPCA0A0241KA70A |  | 23000 | 18.5 |  | 12.5 | 10.3 |  | 26000 | 17700 | 68.08% | 23000 | 18.7 | 12.5 | 9.5 | 28000 |  |  |  | Residential | 480 | No | 1.92 | No
206223080 | Mini/Multi Split | Trane / Mitsubishi Electric | HRCU-A-CB | TRUZH0361KA00NA |  | Mini-Splits (Ducted) | TPVA0A0361AA70A |  | 33000 | 18.2 |  | 13 | 11.2 |  | 38000 | 24600 | 64.74% | 33000 | 18.2 | 13.2 | 10 | 40000 |  |  |  | Residential | 687.5 | No | 2.75 | No
206223081 | Mini/Multi Split | Trane / Mitsubishi Electric | HRCU-A-CB-O | TRUZH0361KA00NA |  | Mini-Splits (Non-Ducted) | TPLA0A0181EA70ATPLA0A0181EA70A |  | 36000 | 20 |  | 12.9 | 11.2 |  | 38000 | 25400 | 66.84% | 36000 | 20 | 12.9 | 9 | 40000 |  |  |  | Residential | 750 | No | 3 | No
206223084 | Mini/Multi Split | Trane / Mitsubishi Electric | HRCU-A-CB-O | TRUZH0361KA00NA |  | Mini-Splits (Non-Ducted) | TPCA0A0361KA70A |  | 34000 | 18 |  | 12.5 | 10.3 |  | 38000 | 25400 | 66.84% | 34000 | 18 | 12.5 | 9.2 | 40000 |  |  |  | Residential | 707.5 | No | 2.83 | No
206223093 | Mini/Multi Split | Mitsubishi Electric | HRCU-A-CB-O | PUZ-HA36NKA |  | Mini-Splits (Non-Ducted) | PLA-A36EA7 |  | 36000 | 20 |  | 13 | 10.4 |  | 38000 | 24200 | 63.68% | [8 empty] | Residential | 750 | No | 3
206223095 | Mini/Multi Split | American Standard / Mitsubishi Electric | HRCU-A-CB-O | ASUZH0361KA00NA |  | Mini-Splits (Non-Ducted) | APLA0A0181EA70AAPLA0A0181EA70A |  | 36000 | 20 |  | 12.9 | 11.2 |  | 38000 | 25400 | 66.84% | [8 empty] | Residential | 750 | No | 3
206263449 | Mini/Multi Split | FUJITSU | HRCU-A-CB-O | AOUH09LMAH1 |  | Mini-Splits (Non-Ducted) | ASUH09LMAS |  | 9000 | 26.5 |  | 15.4 | 13 |  | 12000 | 7400 | 61.67% | 9000 | 26.5 | 15.4 | 12.3 | 12000 | 9400 | 78.33% | 2 | Residential | 187.5 | Yes | 0.75 | Both
206263450 | Mini/Multi Split | FUJITSU | HRCU-A-CB-O | AOUH12LMAH1 |  | Mini-Splits (Non-Ducted) | ASUH12LMAS |  | 12000 | 23 |  | 12.5 | 12.5 |  | 16000 | 10300 | 64.38% | 12000 | 23 | 12.5 | 11.2 | 16000 | 10300 | 64.38% | 2.18 | Residential | 250 | No | 1 | No
206314610 | Mini/Multi Split | DUOHOME | HRCU-A-CB | DOD31-24HFN1-MT0W |  | Mini-Splits (Ducted) | DTIU-24HWFN1-M |  | 24000 | 21.5 |  | 12.5 | 11 |  | 24400 | 16000 | 65.57% | [8 empty] | Residential | 500 | No | 2
206314672 | Mini/Multi Split | AIRGREEN | HRCU-A-CB-O | AG-09IR410AHS22L |  | Mini-Splits (Non-Ducted) | AG-09IR410AHS22L |  | 9000 | 25 |  | 15 | 10.5 |  | 10000 | 5800 | 58% | [8 empty] | Residential | 187.5 | No | 0.75
206314673 | Mini/Multi Split | AIRGREEN | HRCU-A-CB-O | AG-12IR410AHS22L |  | Mini-Splits (Non-Ducted) | AG-12IR410AHS22L |  | 12000 | 21.5 |  | 12.5 | 11.2 |  | 12000 | 7100 | 59.17% | [8 empty] | Residential | 250 | No | 1
206314674 | Mini/Multi Split | AIRGREEN | HRCU-A-CB-O | AG-09IR410AHS22 |  | Mini-Splits (Non-Ducted) | AG-09IR410AHS22 |  | 9000 | 22.8 |  | 14 | 10.5 |  | 9800 | 6400 | 65.31% | [8 empty] | Residential | 187.5 | No | 0.75
206314676 | Mini/Multi Split | AIRGREEN | HRCU-A-CB-O | AG-18IR410AHS22 |  | Mini-Splits (Non-Ducted) | AG-18IR410AHS22 |  | 18000 | 21 |  | 13 | 10 |  | 18000 | 10400 | 57.78% | [8 empty] | Residential | 375 | No | 1.5
206314677 | Mini/Multi Split | AIRGREEN | HRCU-A-CB-O | AG-24IR410AHS22 |  | Mini-Splits (Non-Ducted) | AG-24IR410AHS22 |  | 24000 | 20.5 |  | 12.5 | 10 |  | 25000 | 15300 | 61.2% | [8 empty] | Residential | 500 | No | 2
206314678 | Mini/Multi Split | AIRGREEN | HMSV-A-CB | AG-MO18IR410AH |  | Non-Ducted Indoor Units |  |  | 17000 | 21.3 |  | 12.5 | 10 |  | 18000 | 11800 | 65.56% | [8 empty] | Residential | 355 | No | 1.42
206315628 | Mini/Multi Split | DIYCOOL | HRCU-A-CB | ACIQ-24-HP |  | Mini-Splits (Ducted) | ACIQ-24-AH |  | 22000 | 20 |  | 12.5 | 11.6 |  | 27000 | 16500 | 61.11% | [8 empty] | Residential | 457.5 | No | 1.83
206315637 | Mini/Multi Split | ACIQ | HRCU-A-CB | ACIQ-24-HP |  | Mini-Splits (Ducted) | ACIQ-24-AH |  | 22000 | 20 |  | 12.5 | 11.6 |  | 27000 | 16500 | 61.11% | [8 empty] | Residential | 457.5 | No | 1.83
206315646 | Mini/Multi Split | 1HVAC | HRCU-A-CB | ACIQ-24-HP |  | Mini-Splits (Ducted) | ACIQ-24-AH |  | 22000 | 20 |  | 12.5 | 11.6 |  | 27000 | 16500 | 61.11% | [8 empty] | Residential | 457.5 | No | 1.83
206315650 | Mini/Multi Split | DIYCOOL | HMSV-A-CB | ACIQ-27Z-HH-M3 |  | Non-Ducted Indoor Units |  |  | 28000 | 22 |  | 13 | 10.4 |  | 28000 | 18000 | 64.29% | [8 empty] | Residential | 582.5 | No | 2.33
206315651 | Mini/Multi Split | DIYCOOL | HMSV-A-CB | ACIQ-36Z-HH-M4 |  | Non-Ducted Indoor Units |  |  | 36000 | 21.5 |  | 13.5 | 10.5 |  | 36000 | 23200 | 64.44% | [8 empty] | Residential | 750 | No | 3
206315654 | Mini/Multi Split | ACIQ | HMSV-A-CB | ACIQ-27Z-HH-M3 |  | Non-Ducted Indoor Units |  |  | 28000 | 22 |  | 13 | 10.4 |  | 28000 | 18000 | 64.29% | [8 empty] | Residential | 582.5 | No | 2.33
206315655 | Mini/Multi Split | ACIQ | HMSV-A-CB | ACIQ-36Z-HH-M4 |  | Non-Ducted Indoor Units |  |  | 36000 | 21.5 |  | 13.5 | 10.5 |  | 36000 | 23200 | 64.44% | [8 empty] | Residential | 750 | No | 3
206315658 | Mini/Multi Split | 1HVAC | HMSV-A-CB | ACIQ-27Z-HH-M3 |  | Non-Ducted Indoor Units |  |  | 28000 | 22 |  | 13 | 10.4 |  | 28000 | 18000 | 64.29% | [8 empty] | Residential | 582.5 | No | 2.33
206315659 | Mini/Multi Split | 1HVAC | HMSV-A-CB | ACIQ-36Z-HH-M4 |  | Non-Ducted Indoor Units |  |  | 36000 | 21.5 |  | 13.5 | 10.5 |  | 36000 | 23200 | 64.44% | [8 empty] | Residential | 750 | No | 3
206328090 | Mini/Multi Split | Mitsubishi Electric | HRCU-A-CB | SUZ-KA12NAHZ |  | Mini-Splits (Ducted) | NTXDKS12A112AA |  | 12000 | 19 |  | 13 | 10.2 |  | 15000 | 9000 | 60% | [8 empty] | Residential | 250 | No | 1
206328093 | Mini/Multi Split | Mitsubishi Electric | HRCU-A-CB | SUZ-KA18NAHZ |  | Mini-Splits (Ducted) | NTXDKS18A112AA |  | 18000 | 19.1 |  | 13.1 | 10.9 |  | 21600 | 14200 | 65.74% | [8 empty] | Residential | 375 | No | 1.5
206328094 | Mini/Multi Split | Mitsubishi Electric | HRCU-A-CB-O | SUZ-KA09NAHZ |  | Mini-Splits (Non-Ducted) | NTXCKS09A112AA |  | 9000 | 20.2 |  | 15 | 10 |  | 11000 | 6300 | 57.27% | [8 empty] | Residential | 187.5 | No | 0.75
206328096 | Mini/Multi Split | Mitsubishi Electric | HRCU-A-CB-O | SUZ-KA12NAHZ |  | Mini-Splits (Non-Ducted) | NTXCKS12A112AA |  | 12000 | 20.3 |  | 12.7 | 10 |  | 13800 | 8300 | 60.14% | [8 empty] | Residential | 250 | No | 1
206328101 | Mini/Multi Split | Mitsubishi Electric | HRCU-A-CB | SUZ-KA12NAHZ |  | Mini-Splits (Ducted) | NTXAMT12A112AA |  | 12000 | 19 |  | 13.9 | 10.2 |  | 15000 | 8900 | 59.33% | [8 empty] | Residential | 250 | No | 1
206328102 | Mini/Multi Split | Mitsubishi Electric | HRCU-A-CB | SUZ-KA18NAHZ |  | Mini-Splits (Ducted) | NTXAMT18A112AA |  | 18000 | 18.4 |  | 12.5 | 10.4 |  | 21600 | 14300 | 66.2% | [8 empty] | Residential | 375 | No | 1.5
206328104 | Mini/Multi Split | Mitsubishi Electric | HRCU-A-CB-O | SUZ-KA09NAHZ |  | Mini-Splits (Non-Ducted) | NAXUKS09A112AA |  | 9000 | 18.9 |  | 12.5 | 11 |  | 12000 | 6600 | 55% | [8 empty] | Residential | 187.5 | No | 0.75
206328105 | Mini/Multi Split | Mitsubishi Electric | HRCU-A-CB-O | SUZ-KA12NAHZ |  | Mini-Splits (Non-Ducted) | NAXUKS12A112AA |  | 12000 | 19 |  | 12.7 | 10.2 |  | 15000 | 9100 | 60.67% | [8 empty] | Residential | 250 | No | 1
206328107 | Mini/Multi Split | Mitsubishi Electric | HRCU-A-CB-O | SUZ-KA18NAHZ |  | Mini-Splits (Non-Ducted) | NAXUKS18A112AA |  | 16700 | 18.8 |  | 12.5 | 10 |  | 18600 | 11800 | 63.44% | [8 empty] | Residential | 347.5 | No | 1.39
206328110 | Mini/Multi Split | Mitsubishi Electric | HRCU-A-CB | SUZ-KA12NAHZ |  | Mini-Splits (Ducted) | NAXDKS12A112AA |  | 12000 | 19 |  | 13 | 10.2 |  | 15000 | 9000 | 60% | [8 empty] | Residential | 250 | No | 1
206328113 | Mini/Multi Split | Mitsubishi Electric | HRCU-A-CB | SUZ-KA18NAHZ |  | Mini-Splits (Ducted) | NAXDKS18A112AA |  | 18000 | 19.1 |  | 13.1 | 10.9 |  | 21600 | 14200 | 65.74% | [8 empty] | Residential | 375 | No | 1.5
206328114 | Mini/Multi Split | Mitsubishi Electric | HRCU-A-CB-O | SUZ-KA09NAHZ |  | Mini-Splits (Non-Ducted) | NAXCKS09A112AA |  | 9000 | 20.2 |  | 15 | 10 |  | 11000 | 6300 | 57.27% | [8 empty] | Residential | 187.5 | No | 0.75
206328116 | Mini/Multi Split | Mitsubishi Electric | HRCU-A-CB-O | SUZ-KA12NAHZ |  | Mini-Splits (Non-Ducted) | NAXCKS12A112AA |  | 12000 | 20.3 |  | 12.7 | 10 |  | 13800 | 8300 | 60.14% | [8 empty] | Residential | 250 | No | 1
206328120 | Mini/Multi Split | Mitsubishi Electric | HRCU-A-CB | SUZ-KA12NAHZ |  | Mini-Splits (Ducted) | NAXAMT12A112AA |  | 12000 | 19 |  | 13.9 | 10.2 |  | 15000 | 8900 | 59.33% | [8 empty] | Residential | 250 | No | 1
206328121 | Mini/Multi Split | Mitsubishi Electric | HRCU-A-CB | SUZ-KA18NAHZ |  | Mini-Splits (Ducted) | NAXAMT18A112AA |  | 18000 | 18.4 |  | 12.5 | 10.4 |  | 21600 | 14300 | 66.2% | [8 empty] | Residential | 375 | No | 1.5
206328123 | Mini/Multi Split | Trane / Mitsubishi Electric | HRCU-A-CB | NTXSKH12A112AA |  | Mini-Splits (Ducted) | NAXAMT12A112AA |  | 12000 | 19 |  | 13.9 | 10.2 |  | 15000 | 8900 | 59.33% | [8 empty] | Residential | 250 | No | 1
206328124 | Mini/Multi Split | Trane / Mitsubishi Electric | HRCU-A-CB | NTXSKH18A112AA |  | Mini-Splits (Ducted) | NAXAMT18A112AA |  | 18000 | 18.4 |  | 12.5 | 10.4 |  | 21600 | 14300 | 66.2% | [8 empty] | Residential | 375 | No | 1.5
206328133 | Mini/Multi Split | Trane / Mitsubishi Electric | HRCU-A-CB | NTXSKH12A112AA |  | Mini-Splits (Ducted) | NAXDKS12A112AA |  | 12000 | 19 |  | 13 | 10.2 |  | 15000 | 9000 | 60% | [8 empty] | Residential | 250 | No | 1
206328136 | Mini/Multi Split | Trane / Mitsubishi Electric | HRCU-A-CB | NTXSKH18A112AA |  | Mini-Splits (Ducted) | NAXDKS18A112AA |  | 18000 | 19.1 |  | 13.1 | 10.9 |  | 21600 | 14200 | 65.74% | [8 empty] | Residential | 375 | No | 1.5
206328151 | Mini/Multi Split | Trane / Mitsubishi Electric | HRCU-A-CB-O | NTXSKH12A112AA |  | Mini-Splits (Non-Ducted) | SLZ-KF12NA |  | 12000 | 20.3 |  | 12.7 | 10 |  | 13800 | 8300 | 60.14% | [8 empty] | Residential | 250 | No | 1
206328153 | Mini/Multi Split | Trane / Mitsubishi Electric | HRCU-A-CB | NTXSKH18A112AA |  | Mini-Splits (Ducted) | SEZ-KD18NA4R1 |  | 18000 | 19.1 |  | 13.1 | 10.9 |  | 21600 | 14200 | 65.74% | [8 empty] | Residential | 375 | No | 1.5
206328156 | Mini/Multi Split | American Standard / Mitsubishi Electric | HRCU-A-CB | NAXSKH12A112AA |  | Mini-Splits (Ducted) | SVZ-KP12NA |  | 12000 | 19 |  | 13.9 | 10.2 |  | 15000 | 8900 | 59.33% | [8 empty] | Residential | 250 | No | 1
206328158 | Mini/Multi Split | American Standard / Mitsubishi Electric | HRCU-A-CB | NAXSKH18A112AA |  | Mini-Splits (Ducted) | SVZ-KP18NA |  | 18000 | 18.4 |  | 12.5 | 10.4 |  | 21600 | 14300 | 66.2% | [8 empty] | Residential | 375 | No | 1.5
206328160 | Mini/Multi Split | American Standard / Mitsubishi Electric | HRCU-A-CB-O | NAXSKH09A112AA |  | Mini-Splits (Non-Ducted) | SLZ-KF09NA |  | 9000 | 20.2 |  | 15 | 10 |  | 11000 | 6300 | 57.27% | [8 empty] | Residential | 187.5 | No | 0.75
206328161 | Mini/Multi Split | American Standard / Mitsubishi Electric | HRCU-A-CB-O | NAXSKH12A112AA |  | Mini-Splits (Non-Ducted) | SLZ-KF12NA |  | 12000 | 20.3 |  | 12.7 | 10 |  | 13800 | 8300 | 60.14% | [8 empty] | Residential | 250 | No | 1
206328167 | Mini/Multi Split | American Standard / Mitsubishi Electric | HRCU-A-CB | NAXSKH12A112AA |  | Mini-Splits (Ducted) | SEZ-KD12NA4R1 |  | 12000 | 19 |  | 13 | 10.2 |  | 15000 | 9000 | 60% | [8 empty] | Residential | 250 | No | 1
206328169 | Mini/Multi Split | American Standard / Mitsubishi Electric | HRCU-A-CB | NAXSKH18A112AA |  | Mini-Splits (Ducted) | SEZ-KD18NA4R1 |  | 18000 | 19.1 |  | 13.1 | 10.9 |  | 21600 | 14200 | 65.74% | [8 empty] | Residential | 375 | No | 1.5
206328171 | Mini/Multi Split | American Standard / Mitsubishi Electric | HRCU-A-CB-O | NAXSKH09A112AA |  | Mini-Splits (Non-Ducted) | MLZ-KP09NA |  | 9000 | 18.9 |  | 12.5 | 11 |  | 12000 | 6600 | 55% | [8 empty] | Residential | 187.5 | No | 0.75
206328172 | Mini/Multi Split | American Standard / Mitsubishi Electric | HRCU-A-CB-O | NAXSKH12A112AA |  | Mini-Splits (Non-Ducted) | MLZ-KP12NA |  | 12000 | 19 |  | 12.7 | 10.2 |  | 15000 | 9100 | 60.67% | [8 empty] | Residential | 250 | No | 1
206328173 | Mini/Multi Split | American Standard / Mitsubishi Electric | HRCU-A-CB-O | NAXSKH18A112AA |  | Mini-Splits (Non-Ducted) | MLZ-KP18NA |  | 16700 | 18.8 |  | 12.5 | 10 |  | 18600 | 11800 | 63.44% | [8 empty] | Residential | 347.5 | No | 1.39
206328176 | Mini/Multi Split | American Standard / Mitsubishi Electric | HRCU-A-CB | NAXSKH12A112AA |  | Mini-Splits (Ducted) | PEAD-A12AA7 |  | 12000 | 19.3 |  | 14.1 | 11 |  | 15000 | 9000 | 60% | [8 empty] | Residential | 250 | No | 1
206328179 | Mini/Multi Split | American Standard / Mitsubishi Electric | HRCU-A-CB | NAXSKH18A112AA |  | Mini-Splits (Ducted) | PEAD-A18AA7 |  | 18000 | 18.9 |  | 12.8 | 10.8 |  | 21600 | 14200 | 65.74% | [8 empty] | Residential | 375 | No | 1.5
206328184 | Mini/Multi Split | American Standard / Mitsubishi Electric | HRCU-A-CB | NAXSKH12A112AA |  | Mini-Splits (Ducted) | NTXAMT12A112AA |  | 12000 | 19 |  | 13.9 | 10.2 |  | 15000 | 8900 | 59.33% | [8 empty] | Residential | 250 | No | 1
206328186 | Mini/Multi Split | American Standard / Mitsubishi Electric | HRCU-A-CB | NAXSKH18A112AA |  | Mini-Splits (Ducted) | NTXAMT18A112AA |  | 18000 | 18.4 |  | 12.5 | 10.4 |  | 21600 | 14300 | 66.2% | [8 empty] | Residential | 375 | No | 1.5
206328188 | Mini/Multi Split | American Standard / Mitsubishi Electric | HRCU-A-CB-O | NAXSKH09A112AA |  | Mini-Splits (Non-Ducted) | NTXCKS09A112AA |  | 9000 | 20.2 |  | 15 | 10 |  | 11000 | 6300 | 57.27% | [8 empty] | Residential | 187.5 | No | 0.75
206328190 | Mini/Multi Split | American Standard / Mitsubishi Electric | HRCU-A-CB-O | NAXSKH12A112AA |  | Mini-Splits (Non-Ducted) | NTXCKS12A112AA |  | 12000 | 20.3 |  | 12.7 | 10 |  | 13800 | 8300 | 60.14% | [8 empty] | Residential | 250 | No | 1
206328196 | Mini/Multi Split | American Standard / Mitsubishi Electric | HRCU-A-CB | NAXSKH12A112AA |  | Mini-Splits (Ducted) | NTXDKS12A112AA |  | 12000 | 19 |  | 13 | 10.2 |  | 15000 | 9000 | 60% | [8 empty] | Residential | 250 | No | 1
206328200 | Mini/Multi Split | American Standard / Mitsubishi Electric | HRCU-A-CB | NAXSKH18A112AA |  | Mini-Splits (Ducted) | NTXDKS18A112AA |  | 18000 | 19.1 |  | 13.1 | 10.9 |  | 21600 | 14200 | 65.74% | [8 empty] | Residential | 375 | No | 1.5
206328202 | Mini/Multi Split | American Standard / Mitsubishi Electric | HRCU-A-CB-O | NAXSKH09A112AA |  | Mini-Splits (Non-Ducted) | NTXUKS09A112AA |  | 9000 | 18.9 |  | 12.5 | 11 |  | 12000 | 6600 | 55% | [8 empty] | Residential | 187.5 | No | 0.75
206328204 | Mini/Multi Split | American Standard / Mitsubishi Electric | HRCU-A-CB-O | NAXSKH12A112AA |  | Mini-Splits (Non-Ducted) | NTXUKS12A112AA |  | 12000 | 19 |  | 12.7 | 10.2 |  | 15000 | 9100 | 60.67% | [8 empty] | Residential | 250 | No | 1
206328205 | Mini/Multi Split | American Standard / Mitsubishi Electric | HRCU-A-CB-O | NAXSKH18A112AA |  | Mini-Splits (Non-Ducted) | NTXUKS18A112AA |  | 16700 | 18.8 |  | 12.5 | 10 |  | 18600 | 11800 | 63.44% | [8 empty] | Residential | 347.5 | No | 1.39
206330118 | Mini/Multi Split | MDV | HRCU-A-CB-O | MOX230-09HFN1-MW5W |  | Mini-Splits (Non-Ducted) | MCA3U-09HRFN1-M(C) |  | 9000 | 20 |  | 13 | 10.5 |  | 10000 | 7500 | 75% | 9000 | 20 | 13 | 10 | 10000 | 7400 | 74% | 1.9 | Residential | 187.5 | Yes | 0.75 | Both
206330119 | Mini/Multi Split | MDV | HRCU-A-CB-O | MOX230-12HFN1-MV5W |  | Mini-Splits (Non-Ducted) | MCA3U-12HRFN1-M(C) |  | 12000 | 22 |  | 14 | 10.6 |  | 12000 | 8900 | 74.17% | 12000 | 22.7 | 14 | 10 | 12000 |  |  |  | Residential | 250 | No | 1 | No
206330120 | Mini/Multi Split | MDV | HRCU-A-CB-O | MOD33-24HFN1-MT0W |  | Mini-Splits (Non-Ducted) | MUEU-24HRFN1-M(C) |  | 24000 | 20 |  | 12.5 | 11.2 |  | 24000 | 16000 | 66.67% | 24000 | 21.2 | 12.5 | 10.3 | 24000 | 18200 | 75.83% | 2.2 | Residential | 500 | Yes | 2 | Both
206330121 | Mini/Multi Split | MDV | HRCU-A-CB | MOX230-09HFN1-MW5W |  | Mini-Splits (Ducted) | MTIU-09HWFN1-M |  | 9000 | 21 |  | 13.5 | 11.5 |  | 10000 | 7700 | 77% | 9000 | 19.2 | 12.5 | 10.2 | 10000 | 8000 | 80% | 2.1 | Residential | 187.5 | Yes | 0.75 | Both
206330122 | Mini/Multi Split | MDV | HRCU-A-CB-O | MOX330-09HFN1-MY5W |  | Mini-Splits (Non-Ducted) | MCA3U-09HRFN1-M(C) |  | 9000 | 20.5 |  | 13 | 10.8 |  | 10000 | 9000 | 90% | 9000 | 20.5 | 13 | 10.3 | 9800 | 10000 | 102% | 1.8 | Residential | 187.5 | Yes | 0.75 | Both
206330123 | Mini/Multi Split | MDV | HRCU-A-CB | MOX330-09HFN1-MY5W |  | Mini-Splits (Ducted) | MTIU-09HWFN1-M |  | 9000 | 23 |  | 14 | 12 |  | 10000 | 10100 | 101% | 9000 | 20.2 | 13.2 | 12 | 10000 | 10800 | 108% | 1.9 | Residential | 187.5 | Yes | 0.75 | Both
206330124 | Mini/Multi Split | MDV | HRCU-A-CB | MOX230-12HFN1-MV5W |  | Mini-Splits (Ducted) | MTIU-12HWFN1-M |  | 12000 | 21.5 |  | 12.5 | 11.5 |  | 12000 | 9300 | 77.5% | 11500 | 19 | 11.7 | 10.3 | 12000 | 8400 | 70% | 2.26 | Residential | 240 | Yes | 0.96 | Both
206330125 | Mini/Multi Split | MDV | HRCU-A-CB-O | MOX230-12HFN1-MV5W |  | Mini-Splits (Non-Ducted) | MFAU-12HRFN1-M(C) |  | 12000 | 21.5 |  | 13 | 10 |  | 12000 | 9000 | 75% | 12000 | 22.7 | 13 | 10.2 | 12000 | 8400 | 70% | 2.26 | Residential | 250 | Yes | 1 | Both
206330126 | Mini/Multi Split | MDV | HRCU-A-CB-O | MOX330-12HFN1-MW5W |  | Mini-Splits (Non-Ducted) | MCA3U-12HRFN1-M(C) |  | 12000 | 21.5 |  | 12.7 | 10.6 |  | 12000 | 9900 | 82.5% | 12000 | 22.3 | 12.7 | 10.2 | 12000 | 11300 | 94.17% | 1.89 | Residential | 250 | Yes | 1 | Both
206330127 | Mini/Multi Split | MDV | HRCU-A-CB | MOX330-12HFN1-MW5W |  | Mini-Splits (Ducted) | MTIU-12HWFN1-M |  | 12000 | 21.5 |  | 13 | 11.5 |  | 12000 | 10600 | 88.33% | 12000 | 19.5 | 11.7 | 10 | 12500 | 12100 | 96.8% | 1.96 | Residential | 250 | Yes | 1 | Both
206330128 | Mini/Multi Split | MDV | HRCU-A-CB-O | MOX330-12HFN1-MW5W |  | Mini-Splits (Non-Ducted) | MFAU-12HRFN1-M(C) |  | 12000 | 23 |  | 13 | 11.5 |  | 12000 | 9600 | 80% | 12000 | 23.6 | 13 | 10 | 12000 | 12000 | 100% | 1.89 | Residential | 250 | Yes | 1 | Both
206330129 | Mini/Multi Split | MDV | HRCU-A-CB | MOX430-17HFN1-MT0W |  | Mini-Splits (Ducted) | MTIU-18HWFN1-M |  | 16500 | 19.6 |  | 12.5 | 11 |  | 19000 | 15000 | 78.95% | 17000 | 18 | 11.7 | 9.5 | 19000 | 17700 | 93.16% | 1.85 | Residential | 355 | Yes | 1.42 | Both
206330130 | Mini/Multi Split | MDV | HRCU-A-CB-O | MOX430-17HFN1-MT0W |  | Mini-Splits (Non-Ducted) | MUEU-18HRFN1-M(C) |  | 17000 | 20.2 |  | 12.5 | 10.6 |  | 18000 | 12000 | 66.67% | 17000 | 20.5 | 12.5 | 9.8 | 18000 | 16800 | 93.33% | 1.86 | Residential | 355 | Yes | 1.42 | Both
206330131 | Mini/Multi Split | MDV | HRCU-A-CB-O | MOX430-17HFN1-MT0W |  | Mini-Splits (Non-Ducted) | MCA3U-18HRFN1-M(C) |  | 16000 | 20 |  | 12.5 | 10.3 |  | 18000 | 15600 | 86.67% | 16000 | 20 | 12.5 | 9.5 | 17000 | 16000 | 94.12% | 1.75 | Residential | 332.5 | No | 1.33 | Both
206330132 | Mini/Multi Split | MDV | HRCU-A-CB-O | MOD33-24HFN1-MT0W |  | Mini-Splits (Non-Ducted) | MCDU-24HRFN1-M(C) |  | 24000 | 20.3 |  | 12.5 | 10.6 |  | 24600 | 14500 | 58.94% | [8 empty] | Residential | 500 | No | 2
206330133 | Mini/Multi Split | MDV | HRCU-A-CB | MOD33-24HFN1-MT0W |  | Mini-Splits (Ducted) | MTIU-24HWFN1-M |  | 24000 | 21.5 |  | 12.6 | 11.2 |  | 24600 | 20000 | 81.3% | 23000 | 19 | 12.5 | 11.2 | 25000 | 20000 | 80% | 2.3 | Residential | 480 | Yes | 1.92 | Both
206330136 | Mini/Multi Split | MDV | HRCU-A-CB | MOD30-24HFN1-MU0W |  | Mini-Splits (Ducted) | MTIU-24HWFN1-M |  | 24000 | 20.6 |  | 12.5 | 12.6 |  | 24600 | 21000 | 85.37% | 24000 | 19.2 | 12 | 10.5 | 25000 | 27000 | 108% | 2 | Residential | 500 | Yes | 2 | Both
206330207 | Mini/Multi Split | INNOVAIR | HRCU-A-CB-O | EIN10H2V32(O) |  | Mini-Splits (Non-Ducted) | EIN10H2V32(I) |  | 9000 | 38 |  | 16.5 | 15 |  | 9000 | 8000 | 88.89% | 9000 | 27 | 16.6 | 11 | 9000 | 13000 | 144.4% | 1.91 | Residential | 187.5 | Yes | 0.75 | Yes
206330208 | Mini/Multi Split | INNOVAIR | HRCU-A-CB-O | EIN13H2V32(O) |  | Mini-Splits (Non-Ducted) | EIN13H2V32(I) |  | 12000 | 30.5 |  | 15.3 | 14 |  | 12200 | 8300 | 68.03% | 12000 | 24 | 14 | 8.5 | 12200 |  |  |  | Residential | 250 | No | 1 | No
206330209 | Mini/Multi Split | INNOVAIR | HRCU-A-CB-O | EIN18H2V32(O) |  | Mini-Splits (Non-Ducted) | EIN18H2V32(I) |  | 18000 | 24.5 |  | 13.5 | 12 |  | 18000 | 14200 | 78.89% | 18000 | 22 | 13.5 | 10 | 18000 | 20000 | 111.1% | 1.8 | Residential | 375 | Yes | 1.5 | Yes
206330210 | Mini/Multi Split | INNOVAIR | HRCU-A-CB-O | EIN24H2V32(O) |  | Mini-Splits (Non-Ducted) | EIN24H2V32(I) |  | 22000 | 21.5 |  | 13 | 12 |  | 24000 | 15500 | 64.58% | 22000 | 21.5 | 13 | 8.5 | 24000 | 24000 | 100% | 1.9 | Residential | 457.5 | Yes | 1.83 | Yes
206331351 | Mini/Multi Split | Trane / Mitsubishi Electric | HRCU-A-CB-O | NTXSKH09A112AA |  | Mini-Splits (Non-Ducted) | SLZ-KF09NA |  | 9000 | 20.2 |  | 15 | 10 |  | 11000 | 6300 | 57.27% | [8 empty] | Residential | 187.5 | No | 0.75
206331353 | Mini/Multi Split | Trane / Mitsubishi Electric | HRCU-A-CB | NTXSKH12A112AA |  | Mini-Splits (Ducted) | SEZ-KD12NA4R1 |  | 12000 | 19 |  | 13 | 10.2 |  | 15000 | 9000 | 60% | [8 empty] | Residential | 250 | No | 1
206331354 | Mini/Multi Split | Trane / Mitsubishi Electric | HRCU-A-CB | NTXSKH12A112AA |  | Mini-Splits (Ducted) | SVZ-KP12NA |  | 12000 | 19 |  | 13.9 | 10.2 |  | 15000 | 8900 | 59.33% | [8 empty] | Residential | 250 | No | 1
206331357 | Mini/Multi Split | Trane / Mitsubishi Electric | HRCU-A-CB | NTXSKH18A112AA |  | Mini-Splits (Ducted) | SVZ-KP18NA |  | 18000 | 18.4 |  | 12.5 | 10.4 |  | 21600 | 14300 | 66.2% | [8 empty] | Residential | 375 | No | 1.5
206335348 | Mini/Multi Split | GREE | HRCU-A-CB-O | MULTIE24HP230V1AO |  | Non-Ducted Indoor Units |  |  | 24000 | 23 |  | 12.5 | 10 |  | 25600 | 13200 | 51.56% | [8 empty] | Residential | 500 | No | 2
206335352 | Mini/Multi Split | GREE | HRCU-A-CB-O | GWH24AGE-D3DNA1A/O |  | Mini-Splits (Non-Ducted) | GWH24AGE-D3DN***/I |  | 22000 | 23 |  | 13 | 11 |  | 24000 | 15500 | 64.58% | [8 empty] | Residential | 457.5 | No | 1.83
206346128 | Mini/Multi Split | ZEPHYR | HRCU-A-CB-O | ZE-18M222SCO |  | Non-Ducted Indoor Units |  |  | 18000 | 22 |  | 12.5 | 11 |  | 18000 | 12700 | 70.56% | 18000 | 21 | 12.5 | 9.5 | 19800 | 18000 | 90.91% | 1.84 | Residential | 375 | Yes | 1.5 | Both
206346130 | Mini/Multi Split | ZEPHYR | HRCU-A-CB-O | ZE-24M322SCO |  | Non-Ducted Indoor Units |  |  | 24000 | 22 |  | 12.5 | 11 |  | 24000 | 15000 | 62.5% | 24000 | 22 | 12.5 | 9.05 | 24000 | 24000 | 100% | 1.84 | Residential | 500 | Yes | 2 | Both
206346136 | Mini/Multi Split | AZUR | HRCU-A-CB-O | AZ-24M322SCO |  | Non-Ducted Indoor Units |  |  | 24000 | 22 |  | 12.5 | 11 |  | 24000 | 15000 | 62.5% | 24000 | 22 | 12.5 | 9.05 | 24000 | 24000 | 100% | 1.84 | Residential | 500 | Yes | 2 | Both
206347232 | Mini/Multi Split | HISENSE | HRCU-A-CB-O | AS-12UW3SXADL |  | Mini-Splits (Non-Ducted) | AS-12UW3SXADL |  | 12000 | 25 |  | 15.4 | 12 |  | 13000 | 8000 | 61.54% | [8 empty] | Residential | 250 | No | 1
206347235 | Mini/Multi Split | HISENSE | HRCU-A-CB-O | AST-09UW3SVEDC01 |  | Mini-Splits (Non-Ducted) | AST-09UW3SVEDC01 |  | 9000 | 22.5 |  | 13.7 | 10.7 |  | 9500 | 5000 | 52.63% | [8 empty] | Residential | 187.5 | No | 0.75
206347236 | Mini/Multi Split | HISENSE | HRCU-A-CB-O | AST-07UW3SVEDC01 |  | Mini-Splits (Non-Ducted) | AST-07UW3SVEDC01 |  | 9000 | 22.5 |  | 13.7 | 10.7 |  | 9500 | 5000 | 52.63% | [8 empty] | Residential | 187.5 | No | 0.75
206347237 | Mini/Multi Split | HISENSE | HRCU-A-CB-O | AST-12UW3SXEDL01 |  | Mini-Splits (Non-Ducted) | AST-12UW3SXEDL01 |  | 12000 | 22 |  | 13 | 10.5 |  | 13000 | 7500 | 57.69% | [8 empty] | Residential | 250 | No | 1
206347238 | Mini/Multi Split | HISENSE | HRCU-A-CB-O | AST-18UW3SBBDC00 |  | Mini-Splits (Non-Ducted) | AST-18UW3SBBDC00 |  | 18000 | 23.3 |  | 13 | 11.6 |  | 19000 | 11600 | 61.05% | [8 empty] | Residential | 375 | No | 1.5
206347239 | Mini/Multi Split | HISENSE | HRCU-A-CB-O | AST-18UW3SBBDL00 |  | Mini-Splits (Non-Ducted) | AST-18UW3SBBDL00 |  | 18000 | 23.3 |  | 13 | 11.6 |  | 19000 | 11600 | 61.05% | [8 empty] | Residential | 375 | No | 1.5
206347268 | Mini/Multi Split | AZUR | HRCU-A-CB-O | AZ-36M422SCO |  | Non-Ducted Indoor Units |  |  | 32000 | 21 |  | 12.5 | 11 |  | 36000 | 22400 | 62.22% | 32000 | 21 | 12.5 | 9 | 36400 | 36000 | 98.9% | 1.84 | Residential | 667.5 | Yes | 2.67 | Both
206347270 | Mini/Multi Split | ZEPHYR | HRCU-A-CB-O | ZE-36M422SCO |  | Non-Ducted Indoor Units |  |  | 32000 | 21 |  | 12.5 | 11 |  | 36000 | 22400 | 62.22% | 32000 | 21 | 12.5 | 9 | 36400 | 36000 | 98.9% | 1.84 | Residential | 667.5 | Yes | 2.67 | Both
206347275 | Mini/Multi Split | FUJITSU | HMSV-A-CB | AOU48RLAVM4 |  | Non-Ducted Indoor Units |  |  | 48000 | 19.8 |  | 12.5 | 11.1 |  | 54000 | 33000 | 61.11% | 48000 | 20.4 | 12.5 | 9.6 | 54000 |  |  |  | Residential | 1000 | No | 4
206347277 | Mini/Multi Split | FUJITSU | HMSV-A-CB | AOU36RLAVM4 |  | Non-Ducted Indoor Units |  |  | 36000 | 19 |  | 13.3 | 11.5 |  | 42000 | 25800 | 61.43% | 36000 | 19.2 | 13.3 | 10 | 42000 |  |  |  | Residential | 750 | No | 3
206347301 | Mini/Multi Split | FUJITSU | HMSV-A-CB | AOU36RLAVM4 |  | Mixed Ducted and Non-Ducted Indoor Units |  |  | 36000 | 18 |  | 12.9 | 10.75 |  | 42000 |  | 0% | [8 empty] | Residential | 750 | No | 3
206347314 | Mini/Multi Split | VALIEV | HRCU-A-CB-O | VWSM-12IR410AHS21L |  | Mini-Splits (Non-Ducted) | VWSM-12IR410AHS21L |  | 12000 | 21.5 |  | 12.5 | 11.2 |  | 12000 | 7100 | 59.17% | [8 empty] | Residential | 250 | No | 1
206347315 | Mini/Multi Split | KERR | HRCU-A-CB-O | A-KMH09SU-1 |  | Mini-Splits (Non-Ducted) | B-KMH09CU-1 |  | 9000 | 20 |  | 13 | 10.8 |  | 10000 | 6700 | 67% | 9000 | 20 | 13 | 9.4 | 10000 |  |  |  | Residential | 187.5 | No | 0.75 | No
206347316 | Mini/Multi Split | KERR | HRCU-A-CB-O | A-KMH12SU-1 |  | Mini-Splits (Non-Ducted) | B-KMH12CU-1 |  | 12000 | 19.5 |  | 12.5 | 10.6 |  | 12000 | 8700 | 72.5% | 12000 | 19.5 | 12.5 | 9.3 | 12000 |  |  |  | Residential | 250 | No | 1 | No
206347317 | Mini/Multi Split | KERR | HRCU-A-CB-O | A-KMH18SU-1A |  | Mini-Splits (Non-Ducted) | B-KMH18CU-1 |  | 16000 | 20 |  | 12.5 | 10.3 |  | 18000 | 15600 | 86.67% | 16000 | 20 | 12.5 | 9.5 | 17000 | 16000 | 94.12% | 1.75 | Residential | 332.5 | No | 1.33 | Both
206347319 | Mini/Multi Split | KERR | HRCU-A-CB-O | A-KMH12SU-1 |  | Mini-Splits (Non-Ducted) | B-KMH12FU-1 |  | 12000 | 19.4 |  | 12.5 | 10.5 |  | 12000 | 9600 | 80% | 12000 | 19.4 | 12.5 | 9.4 | 12000 |  |  |  | Residential | 250 | No | 1 | No
206347320 | Mini/Multi Split | KERR | HRCU-A-CB | A-KMH18SU-1A |  | Mini-Splits (Ducted) | B-KMH18DU-1 |  | 16500 | 19.6 |  | 12.5 | 11 |  | 19000 | 15000 | 78.95% | 17000 | 18 | 11.7 | 9.5 | 19000 | 17700 | 93.16% | 1.85 | Residential | 355 | Yes | 1.42 | Both
206347321 | Mini/Multi Split | KERR | HRCU-A-CB | A-KMH24SU-1A |  | Mini-Splits (Ducted) | B-KMH24DU-1 |  | 24000 | 20.6 |  | 12.5 | 12.6 |  | 24600 | 21000 | 85.37% | 24000 | 19.2 | 12 | 10.5 | 25000 | 27000 | 108% | 2 | Residential | 500 | Yes | 2 | Both
206347322 | Mini/Multi Split | KERR | HRCU-A-CB-O | A-KMH18SU-1A |  | Mini-Splits (Non-Ducted) | B-KMH18UU-1 |  | 17000 | 20.2 |  | 12.5 | 10.6 |  | 18000 | 12000 | 66.67% | 17000 | 20.5 | 12.5 | 9.8 | 18000 | 16800 | 93.33% | 1.86 | Residential | 355 | Yes | 1.42 | Both
206348120 | Mini/Multi Split | KARDA | HRCU-A-CB | 1KARDA09SZO25 |  | Mini-Splits (Ducted) | 2PAMSDH09 |  | 9000 | 23 |  | 13.5 | 12 |  | 10000 | 7200 | 72% | [8 empty] | Residential | 187.5 | No | 0.75
206348121 | Mini/Multi Split | KARDA | HRCU-A-CB | 1KARDA12SZO22.5 |  | Mini-Splits (Ducted) | 2PAMSDH12 |  | 12000 | 20.5 |  | 12.5 | 11 |  | 12000 | 8500 | 70.83% | [8 empty] | Residential | 250 | No | 1
206348122 | Mini/Multi Split | KARDA | HRCU-A-CB | 2KARDA18SZO20 |  | Mini-Splits (Ducted) | 2PAMSDH18 |  | 16500 | 19.6 |  | 12.5 | 11 |  | 19000 | 15000 | 78.95% | 17000 | 18 | 11.7 | 9.5 | 19000 | 17700 | 93.16% | 1.85 | Residential | 355 | Yes | 1.42 | Both
206348123 | Mini/Multi Split | KARDA | HRCU-A-CB | 1KARDA24SZO20.5 |  | Mini-Splits (Ducted) | 2PAMSDH24 |  | 24000 | 20.6 |  | 12.5 | 12.6 |  | 24600 | 21000 | 85.37% | 24000 | 19.2 | 12 | 10.5 | 25000 | 27000 | 108% | 2 | Residential | 500 | Yes | 2 | Both
206348124 | Mini/Multi Split | PERFECTAIRE | HRCU-A-CB | 1KARDA09SZO25 |  | Mini-Splits (Ducted) | 2PAMSDH09 |  | 9000 | 23 |  | 13.5 | 12 |  | 10000 | 7200 | 72% | [8 empty] | Residential | 187.5 | No | 0.75
206348125 | Mini/Multi Split | PERFECTAIRE | HRCU-A-CB | 1KARDA12SZO22.5 |  | Mini-Splits (Ducted) | 2PAMSDH12 |  | 12000 | 20.5 |  | 12.5 | 11 |  | 12000 | 8500 | 70.83% | [8 empty] | Residential | 250 | No | 1
206348126 | Mini/Multi Split | PERFECTAIRE | HRCU-A-CB | 2KARDA18SZO20 |  | Mini-Splits (Ducted) | 2PAMSDH18 |  | 16500 | 19.6 |  | 12.5 | 11 |  | 19000 | 15000 | 78.95% | 17000 | 18 | 11.7 | 9.5 | 19000 | 17700 | 93.16% | 1.85 | Residential | 355 | Yes | 1.42 | Both
206348127 | Mini/Multi Split | PERFECTAIRE | HRCU-A-CB | 1KARDA24SZO20.5 |  | Mini-Splits (Ducted) | 2PAMSDH24 |  | 24000 | 20.6 |  | 12.5 | 12.6 |  | 24600 | 21000 | 85.37% | 24000 | 19.2 | 12 | 10.5 | 25000 | 27000 | 108% | 2 | Residential | 500 | Yes | 2 | Both
206348134 | Mini/Multi Split | CARRIER | HRCU-A-CB-O | 38MARBQ12AA1 |  | Mini-Splits (Non-Ducted) | 40MAHBQ12XA1 |  | 12000 | 23 |  | 13 | 11.6 |  | 12100 | 8400 | 69.42% | 12000 | 23.5 | 13 | 10 | 12000 |  |  |  | Residential | 250 | No | 1 | No
206348135 | Mini/Multi Split | CARRIER | HRCU-A-CB-O | 38MARBQ09AA3 |  | Mini-Splits (Non-Ducted) | 40MAHBQ09XA3 |  | 9000 | 28.1 |  | 16.2 | 13 |  | 11800 | 9500 | 80.51% | 9000 | 28.1 | 16.2 | 11.5 | 12000 | 10600 | 88.33% | 2 | Residential | 187.5 | Yes | 0.75 | Both
206348136 | Mini/Multi Split | CARRIER | HRCU-A-CB-O | 38MARBQ12AA3 |  | Mini-Splits (Non-Ducted) | 40MAHBQ12XA3 |  | 12000 | 25.5 |  | 14 | 13 |  | 12000 | 10000 | 83.33% | 12000 | 25.5 | 14 | 10.4 | 12000 | 12000 | 100% | 1.8 | Residential | 250 | Yes | 1 | Both
206348137 | Mini/Multi Split | CARRIER | HRCU-A-CB-O | 38MARBQ18AA3 |  | Mini-Splits (Non-Ducted) | 40MAHBQ18XA3 |  | 18000 | 21.5 |  | 12.5 | 13 |  | 18000 | 15000 | 83.33% | 18000 | 21.5 | 12.5 | 11.3 | 18000 | 18000 | 100% | 1.8 | Residential | 375 | Yes | 1.5 | Both
206348138 | Mini/Multi Split | CARRIER | HRCU-A-CB-O | 38MARBQ24AA3 |  | Mini-Splits (Non-Ducted) | 40MAHBQ24XA3 |  | 24000 | 21.5 |  | 13 | 12 |  | 29000 | 21200 | 73.1% | 24000 | 21.5 | 13 | 11.4 | 29000 | 25000 | 86.21% | 2.21 | Residential | 500 | Yes | 2 | Both
206348141 | Mini/Multi Split | BRYANT | HRCU-A-CB-O | 38MARBQ12AA1 |  | Mini-Splits (Non-Ducted) | 619AHBQ12XA1 |  | 12000 | 23 |  | 13 | 11.6 |  | 12100 | 8400 | 69.42% | 12000 | 23.5 | 13 | 10 | 12000 |  |  |  | Residential | 250 | No | 1 | No
206348142 | Mini/Multi Split | BRYANT | HRCU-A-CB-O | 38MARBQ09AA3 |  | Mini-Splits (Non-Ducted) | 619AHBQ09XA3 |  | 9000 | 28.1 |  | 16.2 | 13 |  | 11800 | 9500 | 80.51% | 9000 | 28.1 | 16.2 | 11.5 | 12000 | 10600 | 88.33% | 2 | Residential | 187.5 | Yes | 0.75 | Both
206348143 | Mini/Multi Split | BRYANT | HRCU-A-CB-O | 38MARBQ12AA3 |  | Mini-Splits (Non-Ducted) | 619AHBQ12XA3 |  | 12000 | 25.5 |  | 14 | 13 |  | 12000 | 10000 | 83.33% | 12000 | 25.5 | 14 | 10.4 | 12000 | 12000 | 100% | 1.8 | Residential | 250 | Yes | 1 | Both
206348144 | Mini/Multi Split | BRYANT | HRCU-A-CB-O | 38MARBQ18AA3 |  | Mini-Splits (Non-Ducted) | 619AHBQ18XA3 |  | 18000 | 21.5 |  | 12.5 | 13 |  | 18000 | 15000 | 83.33% | 18000 | 21.5 | 12.5 | 11.3 | 18000 | 18000 | 100% | 1.8 | Residential | 375 | Yes | 1.5 | Both
206348145 | Mini/Multi Split | BRYANT | HRCU-A-CB-O | 38MARBQ24AA3 |  | Mini-Splits (Non-Ducted) | 619AHBQ24XA3 |  | 24000 | 21.5 |  | 13 | 12 |  | 29000 | 21200 | 73.1% | 24000 | 21.5 | 13 | 11.4 | 29000 | 25000 | 86.21% | 2.21 | Residential | 500 | Yes | 2 | Both
206348270 | Mini/Multi Split | BEXTAIR | HRCU-A-CB-O | YS25A-09HRN1 |  | Mini-Splits (Non-Ducted) | YS25A-09HRN1 |  | 9000 | 25 |  | 14.5 | 11.2 |  | 10900 | 6900 | 63.3% | [8 empty] | Residential | 187.5 | No | 0.75
206348271 | Mini/Multi Split | BEXTAIR | HRCU-A-CB-O | YS25A-12HRN1 |  | Mini-Splits (Non-Ducted) | YS25A-12HRN1 |  | 12000 | 22.5 |  | 13 | 12 |  | 12000 | 7800 | 65% | [8 empty] | Residential | 250 | No | 1
206348272 | Mini/Multi Split | BEXTAIR | HRCU-A-CB-O | YS25A-18HRN1 |  | Mini-Splits (Non-Ducted) | YS25A-18HRN1 |  | 17000 | 20 |  | 12.5 | 10.3 |  | 18000 | 10800 | 60% | [8 empty] | Residential | 355 | No | 1.42
206348273 | Mini/Multi Split | BEXTAIR | HRCU-A-CB-O | YS25A-24HRN1 |  | Mini-Splits (Non-Ducted) | YS25A-24HRN1 |  | 24000 | 20.5 |  | 13 | 11.5 |  | 24000 | 15400 | 64.17% | [8 empty] | Residential | 500 | No | 2
206350312 | Mini/Multi Split | PAYNE | HRCU-A-CB-O | 38MARBQ12AA1 |  | Mini-Splits (Non-Ducted) | DHMAHBQ12XA1 |  | 12000 | 23 |  | 13 | 11.6 |  | 12100 | 8400 | 69.42% | 12000 | 23.5 | 13 | 10 | 12000 |  |  |  | Residential | 250 | No | 1 | No
206350313 | Mini/Multi Split | PAYNE | HRCU-A-CB-O | 38MARBQ09AA3 |  | Mini-Splits (Non-Ducted) | DHMAHBQ09XA3 |  | 9000 | 28.1 |  | 16.2 | 13 |  | 11800 | 9500 | 80.51% | 9000 | 28.1 | 16.2 | 11.5 | 12000 | 10600 | 88.33% | 2 | Residential | 187.5 | Yes | 0.75 | Both
206350314 | Mini/Multi Split | PAYNE | HRCU-A-CB-O | 38MARBQ12AA3 |  | Mini-Splits (Non-Ducted) | DHMAHBQ12XA3 |  | 12000 | 25.5 |  | 14 | 13 |  | 12000 | 10000 | 83.33% | 12000 | 25.5 | 14 | 10.4 | 12000 | 12000 | 100% | 1.8 | Residential | 250 | Yes | 1 | Both
206350315 | Mini/Multi Split | PAYNE | HRCU-A-CB-O | 38MARBQ18AA3 |  | Mini-Splits (Non-Ducted) | DHMAHBQ18XA3 |  | 18000 | 21.5 |  | 12.5 | 13 |  | 18000 | 15000 | 83.33% | 18000 | 21.5 | 12.5 | 11.3 | 18000 | 18000 | 100% | 1.8 | Residential | 375 | Yes | 1.5 | Both
206350316 | Mini/Multi Split | PAYNE | HRCU-A-CB-O | 38MARBQ24AA3 |  | Mini-Splits (Non-Ducted) | DHMAHBQ24XA3 |  | 24000 | 21.5 |  | 13 | 12 |  | 29000 | 21200 | 73.1% | 24000 | 21.5 | 13 | 11.4 | 29000 | 25000 | 86.21% | 2.21 | Residential | 500 | Yes | 2 | Both
206350317 | Mini/Multi Split | MIDEA | HRCU-A-CB-O | 38MARBQ12AA1 |  | Mini-Splits (Non-Ducted) | DHMAHBQ12XA1 |  | 12000 | 23 |  | 13 | 11.6 |  | 12100 | 8400 | 69.42% | 12000 | 23.5 | 13 | 10 | 12000 |  |  |  | Residential | 250 | No | 1 | No
206350318 | Mini/Multi Split | MIDEA | HRCU-A-CB-O | 38MARBQ09AA3 |  | Mini-Splits (Non-Ducted) | DHMAHBQ09XA3 |  | 9000 | 28.1 |  | 16.2 | 13 |  | 11800 | 9500 | 80.51% | 9000 | 28.1 | 16.2 | 11.5 | 12000 | 10600 | 88.33% | 2 | Residential | 187.5 | Yes | 0.75 | Both
206350319 | Mini/Multi Split | MIDEA | HRCU-A-CB-O | 38MARBQ12AA3 |  | Mini-Splits (Non-Ducted) | DHMAHBQ12XA3 |  | 12000 | 25.5 |  | 14 | 13 |  | 12000 | 10000 | 83.33% | 12000 | 25.5 | 14 | 10.4 | 12000 | 12000 | 100% | 1.8 | Residential | 250 | Yes | 1 | Both
206350320 | Mini/Multi Split | MIDEA | HRCU-A-CB-O | 38MARBQ18AA3 |  | Mini-Splits (Non-Ducted) | DHMAHBQ18XA3 |  | 18000 | 21.5 |  | 12.5 | 13 |  | 18000 | 15000 | 83.33% | 18000 | 21.5 | 12.5 | 11.3 | 18000 | 18000 | 100% | 1.8 | Residential | 375 | Yes | 1.5 | Both
206350321 | Mini/Multi Split | MIDEA | HRCU-A-CB-O | 38MARBQ24AA3 |  | Mini-Splits (Non-Ducted) | DHMAHBQ24XA3 |  | 24000 | 21.5 |  | 13 | 12 |  | 29000 | 21200 | 73.1% | 24000 | 21.5 | 13 | 11.4 | 29000 | 25000 | 86.21% | 2.21 | Residential | 500 | Yes | 2 | Both
206350322 | Mini/Multi Split | Weathermaker | HRCU-A-CB-O | 38MARBQ12AA1 |  | Mini-Splits (Non-Ducted) | DHMAHBQ12XA1 |  | 12000 | 23 |  | 13 | 11.6 |  | 12100 | 8400 | 69.42% | 12000 | 23.5 | 13 | 10 | 12000 |  |  |  | Residential | 250 | No | 1 | No
206350323 | Mini/Multi Split | Weathermaker | HRCU-A-CB-O | 38MARBQ09AA3 |  | Mini-Splits (Non-Ducted) | DHMAHBQ09XA3 |  | 9000 | 28.1 |  | 16.2 | 13 |  | 11800 | 9500 | 80.51% | 9000 | 28.1 | 16.2 | 11.5 | 12000 | 10600 | 88.33% | 2 | Residential | 187.5 | Yes | 0.75 | Both
206350324 | Mini/Multi Split | Weathermaker | HRCU-A-CB-O | 38MARBQ12AA3 |  | Mini-Splits (Non-Ducted) | DHMAHBQ12XA3 |  | 12000 | 25.5 |  | 14 | 13 |  | 12000 | 10000 | 83.33% | 12000 | 25.5 | 14 | 10.4 | 12000 | 12000 | 100% | 1.8 | Residential | 250 | Yes | 1 | Both
206350325 | Mini/Multi Split | Weathermaker | HRCU-A-CB-O | 38MARBQ18AA3 |  | Mini-Splits (Non-Ducted) | DHMAHBQ18XA3 |  | 18000 | 21.5 |  | 12.5 | 13 |  | 18000 | 15000 | 83.33% | 18000 | 21.5 | 12.5 | 11.3 | 18000 | 18000 | 100% | 1.8 | Residential | 375 | Yes | 1.5 | Both
206350326 | Mini/Multi Split | Weathermaker | HRCU-A-CB-O | 38MARBQ24AA3 |  | Mini-Splits (Non-Ducted) | DHMAHBQ24XA3 |  | 24000 | 21.5 |  | 13 | 12 |  | 29000 | 21200 | 73.1% | 24000 | 21.5 | 13 | 11.4 | 29000 | 25000 | 86.21% | 2.21 | Residential | 500 | Yes | 2 | Both
206350327 | Mini/Multi Split | CARRIER | HRCU-A-CB-O | 38MARBQ09AA3 |  | Mini-Splits (Non-Ducted) | 40MBCQ09---3 |  | 9000 | 20.5 |  | 13 | 10.8 |  | 10000 | 9000 | 90% | 9000 | 20.5 | 13 | 10.3 | 9800 | 10000 | 102% | 1.8 | Residential | 187.5 | Yes | 0.75 | Both
206350328 | Mini/Multi Split | CARRIER | HRCU-A-CB | 38MARBQ09AA3 |  | Mini-Splits (Ducted) | 40MBDQ09---3 |  | 9000 | 23 |  | 14 | 12 |  | 10000 | 10100 | 101% | 9000 | 20.2 | 13.2 | 12 | 10000 | 10800 | 108% | 1.9 | Residential | 187.5 | Yes | 0.75 | Both
206350329 | Mini/Multi Split | CARRIER | HRCU-A-CB-O | 38MARBQ12AA3 |  | Mini-Splits (Non-Ducted) | 40MBCQ12---3 |  | 12000 | 21.5 |  | 12.7 | 10.6 |  | 12000 | 9900 | 82.5% | 12000 | 22.3 | 12.7 | 10.2 | 12000 | 11300 | 94.17% | 1.89 | Residential | 250 | Yes | 1 | Both
206350330 | Mini/Multi Split | CARRIER | HRCU-A-CB | 38MARBQ12AA3 |  | Mini-Splits (Ducted) | 40MBDQ12---3 |  | 12000 | 21.5 |  | 13 | 11.5 |  | 12000 | 10600 | 88.33% | 12000 | 19.5 | 11.7 | 10 | 12500 | 12100 | 96.8% | 1.96 | Residential | 250 | Yes | 1 | Both
206350331 | Mini/Multi Split | CARRIER | HRCU-A-CB-O | 38MARBQ12AA3 |  | Mini-Splits (Non-Ducted) | 40MBFQ12---3 |  | 12000 | 23 |  | 13 | 11.5 |  | 12000 | 9600 | 80% | 12000 | 23.6 | 13 | 10 | 12000 | 12000 | 100% | 1.89 | Residential | 250 | Yes | 1 | Both
206350332 | Mini/Multi Split | CARRIER | HRCU-A-CB-O | 38MARBQ18AA3 |  | Mini-Splits (Non-Ducted) | 40MBCQ18---3 |  | 16000 | 20 |  | 12.5 | 10.3 |  | 18000 | 15600 | 86.67% | 16000 | 20 | 12.5 | 9.5 | 17000 | 16000 | 94.12% | 1.75 | Residential | 332.5 | No | 1.33 | Both
206350333 | Mini/Multi Split | CARRIER | HRCU-A-CB | 38MARBQ18AA3 |  | Mini-Splits (Ducted) | 40MBDQ18---3 |  | 16500 | 19.6 |  | 12.5 | 11 |  | 19000 | 15000 | 78.95% | 17000 | 18 | 11.7 | 9.5 | 19000 | 17700 | 93.16% | 1.85 | Residential | 355 | Yes | 1.42 | Both
206350334 | Mini/Multi Split | CARRIER | HRCU-A-CB-O | 38MARBQ18AA3 |  | Mini-Splits (Non-Ducted) | 40MBFQ18---3 |  | 17000 | 20.2 |  | 12.5 | 10.6 |  | 18000 | 12000 | 66.67% | 17000 | 20.5 | 12.5 | 9.8 | 18000 | 16800 | 93.33% | 1.86 | Residential | 355 | Yes | 1.42 | Both
206350336 | Mini/Multi Split | CARRIER | HRCU-A-CB | 38MARBQ24AA3 |  | Mini-Splits (Ducted) | 40MBDQ24---3 |  | 24000 | 20.6 |  | 12.5 | 12.6 |  | 24600 | 21000 | 85.37% | 24000 | 19.2 | 12 | 10.5 | 25000 | 27000 | 108% | 2 | Residential | 500 | Yes | 2 | Both
206350338 | Mini/Multi Split | BRYANT | HRCU-A-CB-O | 38MARBQ09AA3 |  | Mini-Splits (Non-Ducted) | 40MBCQ09---3 |  | 9000 | 20.5 |  | 13 | 10.8 |  | 10000 | 9000 | 90% | 9000 | 20.5 | 13 | 10.3 | 9800 | 10000 | 102% | 1.8 | Residential | 187.5 | Yes | 0.75 | Both
206350339 | Mini/Multi Split | BRYANT | HRCU-A-CB | 38MARBQ09AA3 |  | Mini-Splits (Ducted) | 40MBDQ09---3 |  | 9000 | 23 |  | 14 | 12 |  | 10000 | 10100 | 101% | 9000 | 20.2 | 13.2 | 12 | 10000 | 10800 | 108% | 1.9 | Residential | 187.5 | Yes | 0.75 | Both
206350340 | Mini/Multi Split | BRYANT | HRCU-A-CB-O | 38MARBQ12AA3 |  | Mini-Splits (Non-Ducted) | 40MBCQ12---3 |  | 12000 | 21.5 |  | 12.7 | 10.6 |  | 12000 | 9900 | 82.5% | 12000 | 22.3 | 12.7 | 10.2 | 12000 | 11300 | 94.17% | 1.89 | Residential | 250 | Yes | 1 | Both
206350341 | Mini/Multi Split | BRYANT | HRCU-A-CB | 38MARBQ12AA3 |  | Mini-Splits (Ducted) | 40MBDQ12---3 |  | 12000 | 21.5 |  | 13 | 11.5 |  | 12000 | 10600 | 88.33% | 12000 | 19.5 | 11.7 | 10 | 12500 | 12100 | 96.8% | 1.96 | Residential | 250 | Yes | 1 | Both
206350342 | Mini/Multi Split | BRYANT | HRCU-A-CB-O | 38MARBQ12AA3 |  | Mini-Splits (Non-Ducted) | 40MBFQ12---3 |  | 12000 | 23 |  | 13 | 11.5 |  | 12000 | 9600 | 80% | 12000 | 23.6 | 13 | 10 | 12000 | 12000 | 100% | 1.89 | Residential | 250 | Yes | 1 | Both
206350343 | Mini/Multi Split | BRYANT | HRCU-A-CB-O | 38MARBQ18AA3 |  | Mini-Splits (Non-Ducted) | 40MBCQ18---3 |  | 16000 | 20 |  | 12.5 | 10.3 |  | 18000 | 15600 | 86.67% | 16000 | 20 | 12.5 | 9.5 | 17000 | 16000 | 94.12% | 1.75 | Residential | 332.5 | No | 1.33 | Both
206350344 | Mini/Multi Split | BRYANT | HRCU-A-CB | 38MARBQ18AA3 |  | Mini-Splits (Ducted) | 40MBDQ18---3 |  | 16500 | 19.6 |  | 12.5 | 11 |  | 19000 | 15000 | 78.95% | 17000 | 18 | 11.7 | 9.5 | 19000 | 17700 | 93.16% | 1.85 | Residential | 355 | Yes | 1.42 | Both
206350345 | Mini/Multi Split | BRYANT | HRCU-A-CB-O | 38MARBQ18AA3 |  | Mini-Splits (Non-Ducted) | 40MBFQ18---3 |  | 17000 | 20.2 |  | 12.5 | 10.6 |  | 18000 | 12000 | 66.67% | 17000 | 20.5 | 12.5 | 9.8 | 18000 | 16800 | 93.33% | 1.86 | Residential | 355 | Yes | 1.42 | Both
206350347 | Mini/Multi Split | BRYANT | HRCU-A-CB | 38MARBQ24AA3 |  | Mini-Splits (Ducted) | 40MBDQ24---3 |  | 24000 | 20.6 |  | 12.5 | 12.6 |  | 24600 | 21000 | 85.37% | 24000 | 19.2 | 12 | 10.5 | 25000 | 27000 | 108% | 2 | Residential | 500 | Yes | 2 | Both
206350349 | Mini/Multi Split | PAYNE | HRCU-A-CB-O | 38MARBQ09AA3 |  | Mini-Splits (Non-Ducted) | 40MBCQ09---3 |  | 9000 | 20.5 |  | 13 | 10.8 |  | 10000 | 9000 | 90% | 9000 | 20.5 | 13 | 10.3 | 9800 | 10000 | 102% | 1.8 | Residential | 187.5 | Yes | 0.75 | Both
206350350 | Mini/Multi Split | PAYNE | HRCU-A-CB | 38MARBQ09AA3 |  | Mini-Splits (Ducted) | 40MBDQ09---3 |  | 9000 | 23 |  | 14 | 12 |  | 10000 | 10100 | 101% | 9000 | 20.2 | 13.2 | 12 | 10000 | 10800 | 108% | 1.9 | Residential | 187.5 | Yes | 0.75 | Both
206350351 | Mini/Multi Split | PAYNE | HRCU-A-CB-O | 38MARBQ12AA3 |  | Mini-Splits (Non-Ducted) | 40MBCQ12---3 |  | 12000 | 21.5 |  | 12.7 | 10.6 |  | 12000 | 9900 | 82.5% | 12000 | 22.3 | 12.7 | 10.2 | 12000 | 11300 | 94.17% | 1.89 | Residential | 250 | Yes | 1 | Both
206350352 | Mini/Multi Split | PAYNE | HRCU-A-CB | 38MARBQ12AA3 |  | Mini-Splits (Ducted) | 40MBDQ12---3 |  | 12000 | 21.5 |  | 13 | 11.5 |  | 12000 | 10600 | 88.33% | 12000 | 19.5 | 11.7 | 10 | 12500 | 12100 | 96.8% | 1.96 | Residential | 250 | Yes | 1 | Both
206350353 | Mini/Multi Split | PAYNE | HRCU-A-CB-O | 38MARBQ12AA3 |  | Mini-Splits (Non-Ducted) | 40MBFQ12---3 |  | 12000 | 23 |  | 13 | 11.5 |  | 12000 | 9600 | 80% | 12000 | 23.6 | 13 | 10 | 12000 | 12000 | 100% | 1.89 | Residential | 250 | Yes | 1 | Both
206350354 | Mini/Multi Split | PAYNE | HRCU-A-CB-O | 38MARBQ18AA3 |  | Mini-Splits (Non-Ducted) | 40MBCQ18---3 |  | 16000 | 20 |  | 12.5 | 10.3 |  | 18000 | 15600 | 86.67% | 16000 | 20 | 12.5 | 9.5 | 17000 | 16000 | 94.12% | 1.75 | Residential | 332.5 | No | 1.33 | Both
206350355 | Mini/Multi Split | PAYNE | HRCU-A-CB | 38MARBQ18AA3 |  | Mini-Splits (Ducted) | 40MBDQ18---3 |  | 16500 | 19.6 |  | 12.5 | 11 |  | 19000 | 15000 | 78.95% | 17000 | 18 | 11.7 | 9.5 | 19000 | 17700 | 93.16% | 1.85 | Residential | 355 | Yes | 1.42 | Both
206350356 | Mini/Multi Split | PAYNE | HRCU-A-CB-O | 38MARBQ18AA3 |  | Mini-Splits (Non-Ducted) | 40MBFQ18---3 |  | 17000 | 20.2 |  | 12.5 | 10.6 |  | 18000 | 12000 | 66.67% | 17000 | 20.5 | 12.5 | 9.8 | 18000 | 16800 | 93.33% | 1.86 | Residential | 355 | Yes | 1.42 | Both
206350358 | Mini/Multi Split | PAYNE | HRCU-A-CB | 38MARBQ24AA3 |  | Mini-Splits (Ducted) | 40MBDQ24---3 |  | 24000 | 20.6 |  | 12.5 | 12.6 |  | 24600 | 21000 | 85.37% | 24000 | 19.2 | 12 | 10.5 | 25000 | 27000 | 108% | 2 | Residential | 500 | Yes | 2 | Both
206350360 | Mini/Multi Split | Weathermaker | HRCU-A-CB-O | 38MARBQ09AA3 |  | Mini-Splits (Non-Ducted) | 40MBCQ09---3 |  | 9000 | 20.5 |  | 13 | 10.8 |  | 10000 | 9000 | 90% | 9000 | 20.5 | 13 | 10.3 | 9800 | 10000 | 102% | 1.8 | Residential | 187.5 | Yes | 0.75 | Both
206350361 | Mini/Multi Split | Weathermaker | HRCU-A-CB | 38MARBQ09AA3 |  | Mini-Splits (Ducted) | 40MBDQ09---3 |  | 9000 | 23 |  | 14 | 12 |  | 10000 | 10100 | 101% | 9000 | 20.2 | 13.2 | 12 | 10000 | 10800 | 108% | 1.9 | Residential | 187.5 | Yes | 0.75 | Both
206350362 | Mini/Multi Split | Weathermaker | HRCU-A-CB-O | 38MARBQ12AA3 |  | Mini-Splits (Non-Ducted) | 40MBCQ12---3 |  | 12000 | 21.5 |  | 12.7 | 10.6 |  | 12000 | 9900 | 82.5% | 12000 | 22.3 | 12.7 | 10.2 | 12000 | 11300 | 94.17% | 1.89 | Residential | 250 | Yes | 1 | Both
206350363 | Mini/Multi Split | Weathermaker | HRCU-A-CB | 38MARBQ12AA3 |  | Mini-Splits (Ducted) | 40MBDQ12---3 |  | 12000 | 21.5 |  | 13 | 11.5 |  | 12000 | 10600 | 88.33% | 12000 | 19.5 | 11.7 | 10 | 12500 | 12100 | 96.8% | 1.96 | Residential | 250 | Yes | 1 | Both
206350364 | Mini/Multi Split | Weathermaker | HRCU-A-CB-O | 38MARBQ12AA3 |  | Mini-Splits (Non-Ducted) | 40MBFQ12---3 |  | 12000 | 23 |  | 13 | 11.5 |  | 12000 | 9600 | 80% | 12000 | 23.6 | 13 | 10 | 12000 | 12000 | 100% | 1.89 | Residential | 250 | Yes | 1 | Both
206350365 | Mini/Multi Split | Weathermaker | HRCU-A-CB-O | 38MARBQ18AA3 |  | Mini-Splits (Non-Ducted) | 40MBCQ18---3 |  | 16000 | 20 |  | 12.5 | 10.3 |  | 18000 | 15600 | 86.67% | 16000 | 20 | 12.5 | 9.5 | 17000 | 16000 | 94.12% | 1.75 | Residential | 332.5 | No | 1.33 | Both
206350366 | Mini/Multi Split | Weathermaker | HRCU-A-CB | 38MARBQ18AA3 |  | Mini-Splits (Ducted) | 40MBDQ18---3 |  | 16500 | 19.6 |  | 12.5 | 11 |  | 19000 | 15000 | 78.95% | 17000 | 18 | 11.7 | 9.5 | 19000 | 17700 | 93.16% | 1.85 | Residential | 355 | Yes | 1.42 | Both
206350367 | Mini/Multi Split | Weathermaker | HRCU-A-CB-O | 38MARBQ18AA3 |  | Mini-Splits (Non-Ducted) | 40MBFQ18---3 |  | 17000 | 20.2 |  | 12.5 | 10.6 |  | 18000 | 12000 | 66.67% | 17000 | 20.5 | 12.5 | 9.8 | 18000 | 16800 | 93.33% | 1.86 | Residential | 355 | Yes | 1.42 | Both
206350369 | Mini/Multi Split | Weathermaker | HRCU-A-CB | 38MARBQ24AA3 |  | Mini-Splits (Ducted) | 40MBDQ24---3 |  | 24000 | 20.6 |  | 12.5 | 12.6 |  | 24600 | 21000 | 85.37% | 24000 | 19.2 | 12 | 10.5 | 25000 | 27000 | 108% | 2 | Residential | 500 | Yes | 2 | Both
206350371 | Mini/Multi Split | MIDEA | HRCU-A-CB-O | 38MARBQ09AA3 |  | Mini-Splits (Non-Ducted) | 40MBCQ09---3 |  | 9000 | 20.5 |  | 13 | 10.8 |  | 10000 | 9000 | 90% | 9000 | 20.5 | 13 | 10.3 | 9800 | 10000 | 102% | 1.8 | Residential | 187.5 | Yes | 0.75 | Both
206350372 | Mini/Multi Split | MIDEA | HRCU-A-CB | 38MARBQ09AA3 |  | Mini-Splits (Ducted) | 40MBDQ09---3 |  | 9000 | 23 |  | 14 | 12 |  | 10000 | 10100 | 101% | 9000 | 20.2 | 13.2 | 12 | 10000 | 10800 | 108% | 1.9 | Residential | 187.5 | Yes | 0.75 | Both
206350373 | Mini/Multi Split | MIDEA | HRCU-A-CB-O | 38MARBQ12AA3 |  | Mini-Splits (Non-Ducted) | 40MBCQ12---3 |  | 12000 | 21.5 |  | 12.7 | 10.6 |  | 12000 | 9900 | 82.5% | 12000 | 22.3 | 12.7 | 10.2 | 12000 | 11300 | 94.17% | 1.89 | Residential | 250 | Yes | 1 | Both
206350374 | Mini/Multi Split | MIDEA | HRCU-A-CB | 38MARBQ12AA3 |  | Mini-Splits (Ducted) | 40MBDQ12---3 |  | 12000 | 21.5 |  | 13 | 11.5 |  | 12000 | 10600 | 88.33% | 12000 | 19.5 | 11.7 | 10 | 12500 | 12100 | 96.8% | 1.96 | Residential | 250 | Yes | 1 | Both
206350375 | Mini/Multi Split | MIDEA | HRCU-A-CB-O | 38MARBQ12AA3 |  | Mini-Splits (Non-Ducted) | 40MBFQ12---3 |  | 12000 | 23 |  | 13 | 11.5 |  | 12000 | 9600 | 80% | 12000 | 23.6 | 13 | 10 | 12000 | 12000 | 100% | 1.89 | Residential | 250 | Yes | 1 | Both
206350376 | Mini/Multi Split | MIDEA | HRCU-A-CB-O | 38MARBQ18AA3 |  | Mini-Splits (Non-Ducted) | 40MBCQ18---3 |  | 16000 | 20 |  | 12.5 | 10.3 |  | 18000 | 15600 | 86.67% | 16000 | 20 | 12.5 | 9.5 | 17000 | 16000 | 94.12% | 1.75 | Residential | 332.5 | No | 1.33 | Both
206350377 | Mini/Multi Split | MIDEA | HRCU-A-CB | 38MARBQ18AA3 |  | Mini-Splits (Ducted) | 40MBDQ18---3 |  | 16500 | 19.6 |  | 12.5 | 11 |  | 19000 | 15000 | 78.95% | 17000 | 18 | 11.7 | 9.5 | 19000 | 17700 | 93.16% | 1.85 | Residential | 355 | Yes | 1.42 | Both
206350378 | Mini/Multi Split | MIDEA | HRCU-A-CB-O | 38MARBQ18AA3 |  | Mini-Splits (Non-Ducted) | 40MBFQ18---3 |  | 17000 | 20.2 |  | 12.5 | 10.6 |  | 18000 | 12000 | 66.67% | 17000 | 20.5 | 12.5 | 9.8 | 18000 | 16800 | 93.33% | 1.86 | Residential | 355 | Yes | 1.42 | Both
206350380 | Mini/Multi Split | MIDEA | HRCU-A-CB | 38MARBQ24AA3 |  | Mini-Splits (Ducted) | 40MBDQ24---3 |  | 24000 | 20.6 |  | 12.5 | 12.6 |  | 24600 | 21000 | 85.37% | 24000 | 19.2 | 12 | 10.5 | 25000 | 27000 | 108% | 2 | Residential | 500 | Yes | 2 | Both
206350382 | Mini/Multi Split | ARCOAIRE | HRCU-A-CB-O | DLCSRBH09AAK |  | Mini-Splits (Non-Ducted) | DLFSCAH09XAK |  | 9000 | 20.5 |  | 13 | 10.8 |  | 10000 | 9000 | 90% | 9000 | 20.5 | 13 | 10.3 | 9800 | 10000 | 102% | 1.8 | Residential | 187.5 | Yes | 0.75 | Both
206350383 | Mini/Multi Split | ARCOAIRE | HRCU-A-CB | DLCSRBH09AAK |  | Mini-Splits (Ducted) | DLFSDAH09XAK |  | 9000 | 23 |  | 14 | 12 |  | 10000 | 10100 | 101% | 9000 | 20.2 | 13.2 | 12 | 10000 | 10800 | 108% | 1.9 | Residential | 187.5 | Yes | 0.75 | Both
206350384 | Mini/Multi Split | ARCOAIRE | HRCU-A-CB-O | DLCSRBH12AAK |  | Mini-Splits (Non-Ducted) | DLFSCAH12XAK |  | 12000 | 21.5 |  | 12.7 | 10.6 |  | 12000 | 9900 | 82.5% | 12000 | 22.3 | 12.7 | 10.2 | 12000 | 11300 | 94.17% | 1.89 | Residential | 250 | Yes | 1 | Both
206350385 | Mini/Multi Split | ARCOAIRE | HRCU-A-CB | DLCSRBH12AAK |  | Mini-Splits (Ducted) | DLFSDAH12XAK |  | 12000 | 21.5 |  | 13 | 11.5 |  | 12000 | 10600 | 88.33% | 12000 | 19.5 | 11.7 | 10 | 12500 | 12100 | 96.8% | 1.96 | Residential | 250 | Yes | 1 | Both
206350386 | Mini/Multi Split | ARCOAIRE | HRCU-A-CB-O | DLCSRBH12AAK |  | Mini-Splits (Non-Ducted) | DLFSFAH12XAK |  | 12000 | 23 |  | 13 | 11.5 |  | 12000 | 9600 | 80% | 12000 | 23.6 | 13 | 10 | 12000 | 12000 | 100% | 1.89 | Residential | 250 | Yes | 1 | Both
206350387 | Mini/Multi Split | ARCOAIRE | HRCU-A-CB-O | DLCSRBH18AAK |  | Mini-Splits (Non-Ducted) | DLFSCAH18XAK |  | 16000 | 20 |  | 12.5 | 10.3 |  | 18000 | 15600 | 86.67% | 16000 | 20 | 12.5 | 9.5 | 17000 | 16000 | 94.12% | 1.75 | Residential | 332.5 | No | 1.33 | Both
206350388 | Mini/Multi Split | ARCOAIRE | HRCU-A-CB | DLCSRBH18AAK |  | Mini-Splits (Ducted) | DLFSDAH18XAK |  | 16500 | 19.6 |  | 12.5 | 11 |  | 19000 | 15000 | 78.95% | 17000 | 18 | 11.7 | 9.5 | 19000 | 17700 | 93.16% | 1.85 | Residential | 355 | Yes | 1.42 | Both
206350389 | Mini/Multi Split | ARCOAIRE | HRCU-A-CB-O | DLCSRBH18AAK |  | Mini-Splits (Non-Ducted) | DLFSFAH18XAK |  | 17000 | 20.2 |  | 12.5 | 10.6 |  | 18000 | 12000 | 66.67% | 17000 | 20.5 | 12.5 | 9.8 | 18000 | 16800 | 93.33% | 1.86 | Residential | 355 | Yes | 1.42 | Both
206350391 | Mini/Multi Split | ARCOAIRE | HRCU-A-CB | DLCSRBH24AAK |  | Mini-Splits (Ducted) | DLFSDAH24XAK |  | 24000 | 20.6 |  | 12.5 | 12.6 |  | 24600 | 21000 | 85.37% | 24000 | 19.2 | 12 | 10.5 | 25000 | 27000 | 108% | 2 | Residential | 500 | Yes | 2 | Both
206350393 | Mini/Multi Split | COMFORTMAKER | HRCU-A-CB-O | DLCSRBH09AAK |  | Mini-Splits (Non-Ducted) | DLFSCAH09XAK |  | 9000 | 20.5 |  | 13 | 10.8 |  | 10000 | 9000 | 90% | 9000 | 20.5 | 13 | 10.3 | 9800 | 10000 | 102% | 1.8 | Residential | 187.5 | Yes | 0.75 | Both
206350394 | Mini/Multi Split | COMFORTMAKER | HRCU-A-CB | DLCSRBH09AAK |  | Mini-Splits (Ducted) | DLFSDAH09XAK |  | 9000 | 23 |  | 14 | 12 |  | 10000 | 10100 | 101% | 9000 | 20.2 | 13.2 | 12 | 10000 | 10800 | 108% | 1.9 | Residential | 187.5 | Yes | 0.75 | Both
206350395 | Mini/Multi Split | COMFORTMAKER | HRCU-A-CB-O | DLCSRBH12AAK |  | Mini-Splits (Non-Ducted) | DLFSCAH12XAK |  | 12000 | 21.5 |  | 12.7 | 10.6 |  | 12000 | 9900 | 82.5% | 12000 | 22.3 | 12.7 | 10.2 | 12000 | 11300 | 94.17% | 1.89 | Residential | 250 | Yes | 1 | Both
206350396 | Mini/Multi Split | COMFORTMAKER | HRCU-A-CB | DLCSRBH12AAK |  | Mini-Splits (Ducted) | DLFSDAH12XAK |  | 12000 | 21.5 |  | 13 | 11.5 |  | 12000 | 10600 | 88.33% | 12000 | 19.5 | 11.7 | 10 | 12500 | 12100 | 96.8% | 1.96 | Residential | 250 | Yes | 1 | Both
206350397 | Mini/Multi Split | COMFORTMAKER | HRCU-A-CB-O | DLCSRBH12AAK |  | Mini-Splits (Non-Ducted) | DLFSFAH12XAK |  | 12000 | 23 |  | 13 | 11.5 |  | 12000 | 9600 | 80% | 12000 | 23.6 | 13 | 10 | 12000 | 12000 | 100% | 1.89 | Residential | 250 | Yes | 1 | Both
206350398 | Mini/Multi Split | COMFORTMAKER | HRCU-A-CB-O | DLCSRBH18AAK |  | Mini-Splits (Non-Ducted) | DLFSCAH18XAK |  | 16000 | 20 |  | 12.5 | 10.3 |  | 18000 | 15600 | 86.67% | 16000 | 20 | 12.5 | 9.5 | 17000 | 16000 | 94.12% | 1.75 | Residential | 332.5 | No | 1.33 | Both
206350399 | Mini/Multi Split | COMFORTMAKER | HRCU-A-CB | DLCSRBH18AAK |  | Mini-Splits (Ducted) | DLFSDAH18XAK |  | 16500 | 19.6 |  | 12.5 | 11 |  | 19000 | 15000 | 78.95% | 17000 | 18 | 11.7 | 9.5 | 19000 | 17700 | 93.16% | 1.85 | Residential | 355 | Yes | 1.42 | Both
206350400 | Mini/Multi Split | COMFORTMAKER | HRCU-A-CB-O | DLCSRBH18AAK |  | Mini-Splits (Non-Ducted) | DLFSFAH18XAK |  | 17000 | 20.2 |  | 12.5 | 10.6 |  | 18000 | 12000 | 66.67% | 17000 | 20.5 | 12.5 | 9.8 | 18000 | 16800 | 93.33% | 1.86 | Residential | 355 | Yes | 1.42 | Both
206350402 | Mini/Multi Split | COMFORTMAKER | HRCU-A-CB | DLCSRBH24AAK |  | Mini-Splits (Ducted) | DLFSDAH24XAK |  | 24000 | 20.6 |  | 12.5 | 12.6 |  | 24600 | 21000 | 85.37% | 24000 | 19.2 | 12 | 10.5 | 25000 | 27000 | 108% | 2 | Residential | 500 | Yes | 2 | Both
206350404 | Mini/Multi Split | DAY & NIGHT | HRCU-A-CB-O | DLCSRBH09AAK |  | Mini-Splits (Non-Ducted) | DLFSCAH09XAK |  | 9000 | 20.5 |  | 13 | 10.8 |  | 10000 | 9000 | 90% | 9000 | 20.5 | 13 | 10.3 | 9800 | 10000 | 102% | 1.8 | Residential | 187.5 | Yes | 0.75 | Both
206350405 | Mini/Multi Split | DAY & NIGHT | HRCU-A-CB | DLCSRBH09AAK |  | Mini-Splits (Ducted) | DLFSDAH09XAK |  | 9000 | 23 |  | 14 | 12 |  | 10000 | 10100 | 101% | 9000 | 20.2 | 13.2 | 12 | 10000 | 10800 | 108% | 1.9 | Residential | 187.5 | Yes | 0.75 | Both
206350406 | Mini/Multi Split | DAY & NIGHT | HRCU-A-CB-O | DLCSRBH12AAK |  | Mini-Splits (Non-Ducted) | DLFSCAH12XAK |  | 12000 | 21.5 |  | 12.7 | 10.6 |  | 12000 | 9900 | 82.5% | 12000 | 22.3 | 12.7 | 10.2 | 12000 | 11300 | 94.17% | 1.89 | Residential | 250 | Yes | 1 | Both
206350407 | Mini/Multi Split | DAY & NIGHT | HRCU-A-CB | DLCSRBH12AAK |  | Mini-Splits (Ducted) | DLFSDAH12XAK |  | 12000 | 21.5 |  | 13 | 11.5 |  | 12000 | 10600 | 88.33% | 12000 | 19.5 | 11.7 | 10 | 12500 | 12100 | 96.8% | 1.96 | Residential | 250 | Yes | 1 | Both
206350408 | Mini/Multi Split | DAY & NIGHT | HRCU-A-CB-O | DLCSRBH12AAK |  | Mini-Splits (Non-Ducted) | DLFSFAH12XAK |  | 12000 | 23 |  | 13 | 11.5 |  | 12000 | 9600 | 80% | 12000 | 23.6 | 13 | 10 | 12000 | 12000 | 100% | 1.89 | Residential | 250 | Yes | 1 | Both
206350409 | Mini/Multi Split | DAY & NIGHT | HRCU-A-CB-O | DLCSRBH18AAK |  | Mini-Splits (Non-Ducted) | DLFSCAH18XAK |  | 16000 | 20 |  | 12.5 | 10.3 |  | 18000 | 15600 | 86.67% | 16000 | 20 | 12.5 | 9.5 | 17000 | 16000 | 94.12% | 1.75 | Residential | 332.5 | No | 1.33 | Both
206350410 | Mini/Multi Split | DAY & NIGHT | HRCU-A-CB | DLCSRBH18AAK |  | Mini-Splits (Ducted) | DLFSDAH18XAK |  | 16500 | 19.6 |  | 12.5 | 11 |  | 19000 | 15000 | 78.95% | 17000 | 18 | 11.7 | 9.5 | 19000 | 17700 | 93.16% | 1.85 | Residential | 355 | Yes | 1.42 | Both
206350411 | Mini/Multi Split | DAY & NIGHT | HRCU-A-CB-O | DLCSRBH18AAK |  | Mini-Splits (Non-Ducted) | DLFSFAH18XAK |  | 17000 | 20.2 |  | 12.5 | 10.6 |  | 18000 | 12000 | 66.67% | 17000 | 20.5 | 12.5 | 9.8 | 18000 | 16800 | 93.33% | 1.86 | Residential | 355 | Yes | 1.42 | Both
206350413 | Mini/Multi Split | DAY & NIGHT | HRCU-A-CB | DLCSRBH24AAK |  | Mini-Splits (Ducted) | DLFSDAH24XAK |  | 24000 | 20.6 |  | 12.5 | 12.6 |  | 24600 | 21000 | 85.37% | 24000 | 19.2 | 12 | 10.5 | 25000 | 27000 | 108% | 2 | Residential | 500 | Yes | 2 | Both
206350415 | Mini/Multi Split | HEIL | HRCU-A-CB-O | DLCSRBH09AAK |  | Mini-Splits (Non-Ducted) | DLFSCAH09XAK |  | 9000 | 20.5 |  | 13 | 10.8 |  | 10000 | 9000 | 90% | 9000 | 20.5 | 13 | 10.3 | 9800 | 10000 | 102% | 1.8 | Residential | 187.5 | Yes | 0.75 | Both
206350416 | Mini/Multi Split | HEIL | HRCU-A-CB | DLCSRBH09AAK |  | Mini-Splits (Ducted) | DLFSDAH09XAK |  | 9000 | 23 |  | 14 | 12 |  | 10000 | 10100 | 101% | 9000 | 20.2 | 13.2 | 12 | 10000 | 10800 | 108% | 1.9 | Residential | 187.5 | Yes | 0.75 | Both
206350417 | Mini/Multi Split | HEIL | HRCU-A-CB-O | DLCSRBH12AAK |  | Mini-Splits (Non-Ducted) | DLFSCAH12XAK |  | 12000 | 21.5 |  | 12.7 | 10.6 |  | 12000 | 9900 | 82.5% | 12000 | 22.3 | 12.7 | 10.2 | 12000 | 11300 | 94.17% | 1.89 | Residential | 250 | Yes | 1 | Both
206350418 | Mini/Multi Split | HEIL | HRCU-A-CB | DLCSRBH12AAK |  | Mini-Splits (Ducted) | DLFSDAH12XAK |  | 12000 | 21.5 |  | 13 | 11.5 |  | 12000 | 10600 | 88.33% | 12000 | 19.5 | 11.7 | 10 | 12500 | 12100 | 96.8% | 1.96 | Residential | 250 | Yes | 1 | Both
206350419 | Mini/Multi Split | HEIL | HRCU-A-CB-O | DLCSRBH12AAK |  | Mini-Splits (Non-Ducted) | DLFSFAH12XAK |  | 12000 | 23 |  | 13 | 11.5 |  | 12000 | 9600 | 80% | 12000 | 23.6 | 13 | 10 | 12000 | 12000 | 100% | 1.89 | Residential | 250 | Yes | 1 | Both
206350420 | Mini/Multi Split | HEIL | HRCU-A-CB-O | DLCSRBH18AAK |  | Mini-Splits (Non-Ducted) | DLFSCAH18XAK |  | 16000 | 20 |  | 12.5 | 10.3 |  | 18000 | 15600 | 86.67% | 16000 | 20 | 12.5 | 9.5 | 17000 | 16000 | 94.12% | 1.75 | Residential | 332.5 | No | 1.33 | Both
206350421 | Mini/Multi Split | HEIL | HRCU-A-CB | DLCSRBH18AAK |  | Mini-Splits (Ducted) | DLFSDAH18XAK |  | 16500 | 19.6 |  | 12.5 | 11 |  | 19000 | 15000 | 78.95% | 17000 | 18 | 11.7 | 9.5 | 19000 | 17700 | 93.16% | 1.85 | Residential | 355 | Yes | 1.42 | Both
206350422 | Mini/Multi Split | HEIL | HRCU-A-CB-O | DLCSRBH18AAK |  | Mini-Splits (Non-Ducted) | DLFSFAH18XAK |  | 17000 | 20.2 |  | 12.5 | 10.6 |  | 18000 | 12000 | 66.67% | 17000 | 20.5 | 12.5 | 9.8 | 18000 | 16800 | 93.33% | 1.86 | Residential | 355 | Yes | 1.42 | Both
206350424 | Mini/Multi Split | HEIL | HRCU-A-CB | DLCSRBH24AAK |  | Mini-Splits (Ducted) | DLFSDAH24XAK |  | 24000 | 20.6 |  | 12.5 | 12.6 |  | 24600 | 21000 | 85.37% | 24000 | 19.2 | 12 | 10.5 | 25000 | 27000 | 108% | 2 | Residential | 500 | Yes | 2 | Both
206350426 | Mini/Multi Split | KEEPRITE | HRCU-A-CB-O | DLCSRBH09AAK |  | Mini-Splits (Non-Ducted) | DLFSCAH09XAK |  | 9000 | 20.5 |  | 13 | 10.8 |  | 10000 | 9000 | 90% | 9000 | 20.5 | 13 | 10.3 | 9800 | 10000 | 102% | 1.8 | Residential | 187.5 | Yes | 0.75 | Both
206350427 | Mini/Multi Split | KEEPRITE | HRCU-A-CB | DLCSRBH09AAK |  | Mini-Splits (Ducted) | DLFSDAH09XAK |  | 9000 | 23 |  | 14 | 12 |  | 10000 | 10100 | 101% | 9000 | 20.2 | 13.2 | 12 | 10000 | 10800 | 108% | 1.9 | Residential | 187.5 | Yes | 0.75 | Both
206350428 | Mini/Multi Split | KEEPRITE | HRCU-A-CB-O | DLCSRBH12AAK |  | Mini-Splits (Non-Ducted) | DLFSCAH12XAK |  | 12000 | 21.5 |  | 12.7 | 10.6 |  | 12000 | 9900 | 82.5% | 12000 | 22.3 | 12.7 | 10.2 | 12000 | 11300 | 94.17% | 1.89 | Residential | 250 | Yes | 1 | Both
206350429 | Mini/Multi Split | KEEPRITE | HRCU-A-CB | DLCSRBH12AAK |  | Mini-Splits (Ducted) | DLFSDAH12XAK |  | 12000 | 21.5 |  | 13 | 11.5 |  | 12000 | 10600 | 88.33% | 12000 | 19.5 | 11.7 | 10 | 12500 | 12100 | 96.8% | 1.96 | Residential | 250 | Yes | 1 | Both
206350430 | Mini/Multi Split | KEEPRITE | HRCU-A-CB-O | DLCSRBH12AAK |  | Mini-Splits (Non-Ducted) | DLFSFAH12XAK |  | 12000 | 23 |  | 13 | 11.5 |  | 12000 | 9600 | 80% | 12000 | 23.6 | 13 | 10 | 12000 | 12000 | 100% | 1.89 | Residential | 250 | Yes | 1 | Both
206350431 | Mini/Multi Split | KEEPRITE | HRCU-A-CB-O | DLCSRBH18AAK |  | Mini-Splits (Non-Ducted) | DLFSCAH18XAK |  | 16000 | 20 |  | 12.5 | 10.3 |  | 18000 | 15600 | 86.67% | 16000 | 20 | 12.5 | 9.5 | 17000 | 16000 | 94.12% | 1.75 | Residential | 332.5 | No | 1.33 | Both
206350432 | Mini/Multi Split | KEEPRITE | HRCU-A-CB | DLCSRBH18AAK |  | Mini-Splits (Ducted) | DLFSDAH18XAK |  | 16500 | 19.6 |  | 12.5 | 11 |  | 19000 | 15000 | 78.95% | 17000 | 18 | 11.7 | 9.5 | 19000 | 17700 | 93.16% | 1.85 | Residential | 355 | Yes | 1.42 | Both
206350433 | Mini/Multi Split | KEEPRITE | HRCU-A-CB-O | DLCSRBH18AAK |  | Mini-Splits (Non-Ducted) | DLFSFAH18XAK |  | 17000 | 20.2 |  | 12.5 | 10.6 |  | 18000 | 12000 | 66.67% | 17000 | 20.5 | 12.5 | 9.8 | 18000 | 16800 | 93.33% | 1.86 | Residential | 355 | Yes | 1.42 | Both
206350435 | Mini/Multi Split | KEEPRITE | HRCU-A-CB | DLCSRBH24AAK |  | Mini-Splits (Ducted) | DLFSDAH24XAK |  | 24000 | 20.6 |  | 12.5 | 12.6 |  | 24600 | 21000 | 85.37% | 24000 | 19.2 | 12 | 10.5 | 25000 | 27000 | 108% | 2 | Residential | 500 | Yes | 2 | Both
206350437 | Mini/Multi Split | KENMORE | HRCU-A-CB-O | DLCSRBH09AAK |  | Mini-Splits (Non-Ducted) | DLFSCAH09XAK |  | 9000 | 20.5 |  | 13 | 10.8 |  | 10000 | 9000 | 90% | 9000 | 20.5 | 13 | 10.3 | 9800 | 10000 | 102% | 1.8 | Residential | 187.5 | Yes | 0.75 | Both
206350438 | Mini/Multi Split | KENMORE | HRCU-A-CB | DLCSRBH09AAK |  | Mini-Splits (Ducted) | DLFSDAH09XAK |  | 9000 | 23 |  | 14 | 12 |  | 10000 | 10100 | 101% | 9000 | 20.2 | 13.2 | 12 | 10000 | 10800 | 108% | 1.9 | Residential | 187.5 | Yes | 0.75 | Both
206350439 | Mini/Multi Split | KENMORE | HRCU-A-CB-O | DLCSRBH12AAK |  | Mini-Splits (Non-Ducted) | DLFSCAH12XAK |  | 12000 | 21.5 |  | 12.7 | 10.6 |  | 12000 | 9900 | 82.5% | 12000 | 22.3 | 12.7 | 10.2 | 12000 | 11300 | 94.17% | 1.89 | Residential | 250 | Yes | 1 | Both
206350440 | Mini/Multi Split | KENMORE | HRCU-A-CB | DLCSRBH12AAK |  | Mini-Splits (Ducted) | DLFSDAH12XAK |  | 12000 | 21.5 |  | 13 | 11.5 |  | 12000 | 10600 | 88.33% | 12000 | 19.5 | 11.7 | 10 | 12500 | 12100 | 96.8% | 1.96 | Residential | 250 | Yes | 1 | Both
206350441 | Mini/Multi Split | KENMORE | HRCU-A-CB-O | DLCSRBH12AAK |  | Mini-Splits (Non-Ducted) | DLFSFAH12XAK |  | 12000 | 23 |  | 13 | 11.5 |  | 12000 | 9600 | 80% | 12000 | 23.6 | 13 | 10 | 12000 | 12000 | 100% | 1.89 | Residential | 250 | Yes | 1 | Both
206350442 | Mini/Multi Split | KENMORE | HRCU-A-CB-O | DLCSRBH18AAK |  | Mini-Splits (Non-Ducted) | DLFSCAH18XAK |  | 16000 | 20 |  | 12.5 | 10.3 |  | 18000 | 15600 | 86.67% | 16000 | 20 | 12.5 | 9.5 | 17000 | 16000 | 94.12% | 1.75 | Residential | 332.5 | No | 1.33 | Both
206350443 | Mini/Multi Split | KENMORE | HRCU-A-CB | DLCSRBH18AAK |  | Mini-Splits (Ducted) | DLFSDAH18XAK |  | 16500 | 19.6 |  | 12.5 | 11 |  | 19000 | 15000 | 78.95% | 17000 | 18 | 11.7 | 9.5 | 19000 | 17700 | 93.16% | 1.85 | Residential | 355 | Yes | 1.42 | Both
206350444 | Mini/Multi Split | KENMORE | HRCU-A-CB-O | DLCSRBH18AAK |  | Mini-Splits (Non-Ducted) | DLFSFAH18XAK |  | 17000 | 20.2 |  | 12.5 | 10.6 |  | 18000 | 12000 | 66.67% | 17000 | 20.5 | 12.5 | 9.8 | 18000 | 16800 | 93.33% | 1.86 | Residential | 355 | Yes | 1.42 | Both
206350446 | Mini/Multi Split | KENMORE | HRCU-A-CB | DLCSRBH24AAK |  | Mini-Splits (Ducted) | DLFSDAH24XAK |  | 24000 | 20.6 |  | 12.5 | 12.6 |  | 24600 | 21000 | 85.37% | 24000 | 19.2 | 12 | 10.5 | 25000 | 27000 | 108% | 2 | Residential | 500 | Yes | 2 | Both
206350448 | Mini/Multi Split | MIDEA | HRCU-A-CB-O | DLCSRBH09AAK |  | Mini-Splits (Non-Ducted) | DLFSCAH09XAK |  | 9000 | 20.5 |  | 13 | 10.8 |  | 10000 | 9000 | 90% | 9000 | 20.5 | 13 | 10.3 | 9800 | 10000 | 102% | 1.8 | Residential | 187.5 | Yes | 0.75 | Both
206350449 | Mini/Multi Split | MIDEA | HRCU-A-CB | DLCSRBH09AAK |  | Mini-Splits (Ducted) | DLFSDAH09XAK |  | 9000 | 23 |  | 14 | 12 |  | 10000 | 10100 | 101% | 9000 | 20.2 | 13.2 | 12 | 10000 | 10800 | 108% | 1.9 | Residential | 187.5 | Yes | 0.75 | Both
206350450 | Mini/Multi Split | MIDEA | HRCU-A-CB-O | DLCSRBH12AAK |  | Mini-Splits (Non-Ducted) | DLFSCAH12XAK |  | 12000 | 21.5 |  | 12.7 | 10.6 |  | 12000 | 9900 | 82.5% | 12000 | 22.3 | 12.7 | 10.2 | 12000 | 11300 | 94.17% | 1.89 | Residential | 250 | Yes | 1 | Both
206350451 | Mini/Multi Split | MIDEA | HRCU-A-CB | DLCSRBH12AAK |  | Mini-Splits (Ducted) | DLFSDAH12XAK |  | 12000 | 21.5 |  | 13 | 11.5 |  | 12000 | 10600 | 88.33% | 12000 | 19.5 | 11.7 | 10 | 12500 | 12100 | 96.8% | 1.96 | Residential | 250 | Yes | 1 | Both
206350452 | Mini/Multi Split | MIDEA | HRCU-A-CB-O | DLCSRBH12AAK |  | Mini-Splits (Non-Ducted) | DLFSFAH12XAK |  | 12000 | 23 |  | 13 | 11.5 |  | 12000 | 9600 | 80% | 12000 | 23.6 | 13 | 10 | 12000 | 12000 | 100% | 1.89 | Residential | 250 | Yes | 1 | Both
206350453 | Mini/Multi Split | MIDEA | HRCU-A-CB-O | DLCSRBH18AAK |  | Mini-Splits (Non-Ducted) | DLFSCAH18XAK |  | 16000 | 20 |  | 12.5 | 10.3 |  | 18000 | 15600 | 86.67% | 16000 | 20 | 12.5 | 9.5 | 17000 | 16000 | 94.12% | 1.75 | Residential | 332.5 | No | 1.33 | Both
206350454 | Mini/Multi Split | MIDEA | HRCU-A-CB | DLCSRBH18AAK |  | Mini-Splits (Ducted) | DLFSDAH18XAK |  | 16500 | 19.6 |  | 12.5 | 11 |  | 19000 | 15000 | 78.95% | 17000 | 18 | 11.7 | 9.5 | 19000 | 17700 | 93.16% | 1.85 | Residential | 355 | Yes | 1.42 | Both
206350455 | Mini/Multi Split | MIDEA | HRCU-A-CB-O | DLCSRBH18AAK |  | Mini-Splits (Non-Ducted) | DLFSFAH18XAK |  | 17000 | 20.2 |  | 12.5 | 10.6 |  | 18000 | 12000 | 66.67% | 17000 | 20.5 | 12.5 | 9.8 | 18000 | 16800 | 93.33% | 1.86 | Residential | 355 | Yes | 1.42 | Both
206350457 | Mini/Multi Split | MIDEA | HRCU-A-CB | DLCSRBH24AAK |  | Mini-Splits (Ducted) | DLFSDAH24XAK |  | 24000 | 20.6 |  | 12.5 | 12.6 |  | 24600 | 21000 | 85.37% | 24000 | 19.2 | 12 | 10.5 | 25000 | 27000 | 108% | 2 | Residential | 500 | Yes | 2 | Both
206350459 | Mini/Multi Split | TEMPSTAR | HRCU-A-CB-O | DLCSRBH09AAK |  | Mini-Splits (Non-Ducted) | DLFSCAH09XAK |  | 9000 | 20.5 |  | 13 | 10.8 |  | 10000 | 9000 | 90% | 9000 | 20.5 | 13 | 10.3 | 9800 | 10000 | 102% | 1.8 | Residential | 187.5 | Yes | 0.75 | Both
206350460 | Mini/Multi Split | TEMPSTAR | HRCU-A-CB | DLCSRBH09AAK |  | Mini-Splits (Ducted) | DLFSDAH09XAK |  | 9000 | 23 |  | 14 | 12 |  | 10000 | 10100 | 101% | 9000 | 20.2 | 13.2 | 12 | 10000 | 10800 | 108% | 1.9 | Residential | 187.5 | Yes | 0.75 | Both
206350461 | Mini/Multi Split | TEMPSTAR | HRCU-A-CB-O | DLCSRBH12AAK |  | Mini-Splits (Non-Ducted) | DLFSCAH12XAK |  | 12000 | 21.5 |  | 12.7 | 10.6 |  | 12000 | 9900 | 82.5% | 12000 | 22.3 | 12.7 | 10.2 | 12000 | 11300 | 94.17% | 1.89 | Residential | 250 | Yes | 1 | Both
206350462 | Mini/Multi Split | TEMPSTAR | HRCU-A-CB | DLCSRBH12AAK |  | Mini-Splits (Ducted) | DLFSDAH12XAK |  | 12000 | 21.5 |  | 13 | 11.5 |  | 12000 | 10600 | 88.33% | 12000 | 19.5 | 11.7 | 10 | 12500 | 12100 | 96.8% | 1.96 | Residential | 250 | Yes | 1 | Both
206350463 | Mini/Multi Split | TEMPSTAR | HRCU-A-CB-O | DLCSRBH12AAK |  | Mini-Splits (Non-Ducted) | DLFSFAH12XAK |  | 12000 | 23 |  | 13 | 11.5 |  | 12000 | 9600 | 80% | 12000 | 23.6 | 13 | 10 | 12000 | 12000 | 100% | 1.89 | Residential | 250 | Yes | 1 | Both
206350464 | Mini/Multi Split | TEMPSTAR | HRCU-A-CB-O | DLCSRBH18AAK |  | Mini-Splits (Non-Ducted) | DLFSCAH18XAK |  | 16000 | 20 |  | 12.5 | 10.3 |  | 18000 | 15600 | 86.67% | 16000 | 20 | 12.5 | 9.5 | 17000 | 16000 | 94.12% | 1.75 | Residential | 332.5 | No | 1.33 | Both
206350465 | Mini/Multi Split | TEMPSTAR | HRCU-A-CB | DLCSRBH18AAK |  | Mini-Splits (Ducted) | DLFSDAH18XAK |  | 16500 | 19.6 |  | 12.5 | 11 |  | 19000 | 15000 | 78.95% | 17000 | 18 | 11.7 | 9.5 | 19000 | 17700 | 93.16% | 1.85 | Residential | 355 | Yes | 1.42 | Both
206350466 | Mini/Multi Split | TEMPSTAR | HRCU-A-CB-O | DLCSRBH18AAK |  | Mini-Splits (Non-Ducted) | DLFSFAH18XAK |  | 17000 | 20.2 |  | 12.5 | 10.6 |  | 18000 | 12000 | 66.67% | 17000 | 20.5 | 12.5 | 9.8 | 18000 | 16800 | 93.33% | 1.86 | Residential | 355 | Yes | 1.42 | Both
206350468 | Mini/Multi Split | TEMPSTAR | HRCU-A-CB | DLCSRBH24AAK |  | Mini-Splits (Ducted) | DLFSDAH24XAK |  | 24000 | 20.6 |  | 12.5 | 12.6 |  | 24600 | 21000 | 85.37% | 24000 | 19.2 | 12 | 10.5 | 25000 | 27000 | 108% | 2 | Residential | 500 | Yes | 2 | Both
206350470 | Mini/Multi Split | SMART COMFORT | HRCU-A-CB-O | DLCSRBH09AAK |  | Mini-Splits (Non-Ducted) | DLFSCAH09XAK |  | 9000 | 20.5 |  | 13 | 10.8 |  | 10000 | 9000 | 90% | 9000 | 20.5 | 13 | 10.3 | 9800 | 10000 | 102% | 1.8 | Residential | 187.5 | Yes | 0.75 | Both
206350471 | Mini/Multi Split | SMART COMFORT | HRCU-A-CB | DLCSRBH09AAK |  | Mini-Splits (Ducted) | DLFSDAH09XAK |  | 9000 | 23 |  | 14 | 12 |  | 10000 | 10100 | 101% | 9000 | 20.2 | 13.2 | 12 | 10000 | 10800 | 108% | 1.9 | Residential | 187.5 | Yes | 0.75 | Both
206350472 | Mini/Multi Split | SMART COMFORT | HRCU-A-CB-O | DLCSRBH12AAK |  | Mini-Splits (Non-Ducted) | DLFSCAH12XAK |  | 12000 | 21.5 |  | 12.7 | 10.6 |  | 12000 | 9900 | 82.5% | 12000 | 22.3 | 12.7 | 10.2 | 12000 | 11300 | 94.17% | 1.89 | Residential | 250 | Yes | 1 | Both
206350473 | Mini/Multi Split | SMART COMFORT | HRCU-A-CB | DLCSRBH12AAK |  | Mini-Splits (Ducted) | DLFSDAH12XAK |  | 12000 | 21.5 |  | 13 | 11.5 |  | 12000 | 10600 | 88.33% | 12000 | 19.5 | 11.7 | 10 | 12500 | 12100 | 96.8% | 1.96 | Residential | 250 | Yes | 1 | Both
206350474 | Mini/Multi Split | SMART COMFORT | HRCU-A-CB-O | DLCSRBH12AAK |  | Mini-Splits (Non-Ducted) | DLFSFAH12XAK |  | 12000 | 23 |  | 13 | 11.5 |  | 12000 | 9600 | 80% | 12000 | 23.6 | 13 | 10 | 12000 | 12000 | 100% | 1.89 | Residential | 250 | Yes | 1 | Both
206350475 | Mini/Multi Split | SMART COMFORT | HRCU-A-CB-O | DLCSRBH18AAK |  | Mini-Splits (Non-Ducted) | DLFSCAH18XAK |  | 16000 | 20 |  | 12.5 | 10.3 |  | 18000 | 15600 | 86.67% | 16000 | 20 | 12.5 | 9.5 | 17000 | 16000 | 94.12% | 1.75 | Residential | 332.5 | No | 1.33 | Both
206350476 | Mini/Multi Split | SMART COMFORT | HRCU-A-CB | DLCSRBH18AAK |  | Mini-Splits (Ducted) | DLFSDAH18XAK |  | 16500 | 19.6 |  | 12.5 | 11 |  | 19000 | 15000 | 78.95% | 17000 | 18 | 11.7 | 9.5 | 19000 | 17700 | 93.16% | 1.85 | Residential | 355 | Yes | 1.42 | Both
206350477 | Mini/Multi Split | SMART COMFORT | HRCU-A-CB-O | DLCSRBH18AAK |  | Mini-Splits (Non-Ducted) | DLFSFAH18XAK |  | 17000 | 20.2 |  | 12.5 | 10.6 |  | 18000 | 12000 | 66.67% | 17000 | 20.5 | 12.5 | 9.8 | 18000 | 16800 | 93.33% | 1.86 | Residential | 355 | Yes | 1.42 | Both
206350479 | Mini/Multi Split | SMART COMFORT | HRCU-A-CB | DLCSRBH24AAK |  | Mini-Splits (Ducted) | DLFSDAH24XAK |  | 24000 | 20.6 |  | 12.5 | 12.6 |  | 24600 | 21000 | 85.37% | 24000 | 19.2 | 12 | 10.5 | 25000 | 27000 | 108% | 2 | Residential | 500 | Yes | 2 | Both
206350481 | Mini/Multi Split | AIRQUEST | HRCU-A-CB-O | DLCSRBH09AAK |  | Mini-Splits (Non-Ducted) | DLFSCAH09XAK |  | 9000 | 20.5 |  | 13 | 10.8 |  | 10000 | 9000 | 90% | 9000 | 20.5 | 13 | 10.3 | 9800 | 10000 | 102% | 1.8 | Residential | 187.5 | Yes | 0.75 | Both
206350482 | Mini/Multi Split | AIRQUEST | HRCU-A-CB | DLCSRBH09AAK |  | Mini-Splits (Ducted) | DLFSDAH09XAK |  | 9000 | 23 |  | 14 | 12 |  | 10000 | 10100 | 101% | 9000 | 20.2 | 13.2 | 12 | 10000 | 10800 | 108% | 1.9 | Residential | 187.5 | Yes | 0.75 | Both
206350483 | Mini/Multi Split | AIRQUEST | HRCU-A-CB-O | DLCSRBH12AAK |  | Mini-Splits (Non-Ducted) | DLFSCAH12XAK |  | 12000 | 21.5 |  | 12.7 | 10.6 |  | 12000 | 9900 | 82.5% | 12000 | 22.3 | 12.7 | 10.2 | 12000 | 11300 | 94.17% | 1.89 | Residential | 250 | Yes | 1 | Both
206350484 | Mini/Multi Split | AIRQUEST | HRCU-A-CB | DLCSRBH12AAK |  | Mini-Splits (Ducted) | DLFSDAH12XAK |  | 12000 | 21.5 |  | 13 | 11.5 |  | 12000 | 10600 | 88.33% | 12000 | 19.5 | 11.7 | 10 | 12500 | 12100 | 96.8% | 1.96 | Residential | 250 | Yes | 1 | Both
206350485 | Mini/Multi Split | AIRQUEST | HRCU-A-CB-O | DLCSRBH12AAK |  | Mini-Splits (Non-Ducted) | DLFSFAH12XAK |  | 12000 | 23 |  | 13 | 11.5 |  | 12000 | 9600 | 80% | 12000 | 23.6 | 13 | 10 | 12000 | 12000 | 100% | 1.89 | Residential | 250 | Yes | 1 | Both
206350486 | Mini/Multi Split | AIRQUEST | HRCU-A-CB-O | DLCSRBH18AAK |  | Mini-Splits (Non-Ducted) | DLFSCAH18XAK |  | 16000 | 20 |  | 12.5 | 10.3 |  | 18000 | 15600 | 86.67% | 16000 | 20 | 12.5 | 9.5 | 17000 | 16000 | 94.12% | 1.75 | Residential | 332.5 | No | 1.33 | Both
206350487 | Mini/Multi Split | AIRQUEST | HRCU-A-CB | DLCSRBH18AAK |  | Mini-Splits (Ducted) | DLFSDAH18XAK |  | 16500 | 19.6 |  | 12.5 | 11 |  | 19000 | 15000 | 78.95% | 17000 | 18 | 11.7 | 9.5 | 19000 | 17700 | 93.16% | 1.85 | Residential | 355 | Yes | 1.42 | Both
206350488 | Mini/Multi Split | AIRQUEST | HRCU-A-CB-O | DLCSRBH18AAK |  | Mini-Splits (Non-Ducted) | DLFSFAH18XAK |  | 17000 | 20.2 |  | 12.5 | 10.6 |  | 18000 | 12000 | 66.67% | 17000 | 20.5 | 12.5 | 9.8 | 18000 | 16800 | 93.33% | 1.86 | Residential | 355 | Yes | 1.42 | Both
206350490 | Mini/Multi Split | AIRQUEST | HRCU-A-CB | DLCSRBH24AAK |  | Mini-Splits (Ducted) | DLFSDAH24XAK |  | 24000 | 20.6 |  | 12.5 | 12.6 |  | 24600 | 21000 | 85.37% | 24000 | 19.2 | 12 | 10.5 | 25000 | 27000 | 108% | 2 | Residential | 500 | Yes | 2 | Both
206361859 | Mini/Multi Split | MDV | HRCU-A-CB-O | MOX430-18HFN1-MT8W |  | Mini-Splits (Non-Ducted) | MSAG11D-18HRFN1-MT8W |  | 18000 | 24 |  | 13.5 | 11.6 |  | 18000 | 14100 | 78.33% | 18000 | 24 | 13.5 | 10.5 | 18000 | 12800 | 71.11% | 2.44 | Residential | 375 | Yes | 1.5 | Both
206361860 | Mini/Multi Split | MDV | HRCU-A-CB-O | MOX330-09HFN1-MY5W |  | Mini-Splits (Non-Ducted) | MSAG11B-09HRFN1-MX7W(GA) |  | 9000 | 25.5 |  | 15.8 | 12.5 |  | 12000 | 9300 | 77.5% | 9000 | 26.4 | 15.8 | 11.6 | 12000 | 11000 | 91.67% | 1.85 | Residential | 187.5 | Yes | 0.75 | Both
206361861 | Mini/Multi Split | MDV | HRCU-A-CB-O | MOX330-12HFN1-MW5W |  | Mini-Splits (Non-Ducted) | MSAG11B-12HRFN1-MV0W(GA) |  | 12000 | 22 |  | 13 | 12.7 |  | 12000 | 10300 | 85.83% | 12000 | 23.1 | 13 | 10.5 | 12000 | 11000 | 91.67% | 1.88 | Residential | 250 | Yes | 1 | Both
206361862 | Mini/Multi Split | MDV | HRCU-A-CB-O | MOX430-17HFN1-MT0W |  | Mini-Splits (Non-Ducted) | MSAG11D-18HRFN1-MT8W |  | 18000 | 21.5 |  | 13 | 11 |  | 18000 | 11100 | 61.67% | 18000 | 22 | 13 | 10.6 | 18000 | 17200 | 95.56% | 1.89 | Residential | 375 | Yes | 1.5 | Both
206361863 | Mini/Multi Split | MDV | HRCU-A-CB-O | MOD30-24HFN1-MU0W |  | Mini-Splits (Non-Ducted) | MSAG11D-23HRFN1-MU0W |  | 23000 | 21.5 |  | 12.5 | 11.5 |  | 26000 | 18900 | 72.69% | 23000 | 22.3 | 12.5 | 10.3 | 26000 | 23000 | 88.46% | 1.8 | Residential | 480 | Yes | 1.92 | Both
206361864 | Mini/Multi Split | MDV | HRCU-A-CB-O | MOX230-12HFN1-BW0W |  | Mini-Splits (Non-Ducted) | MSAG11B-12HRFN1-BU5W |  | 12000 | 22 |  | 12.5 | 11.5 |  | 12000 | 8900 | 74.17% | 12000 | 22.7 | 12.5 | 10.4 | 12000 |  |  |  | Residential | 250 | No | 1 | No
206361865 | Mini/Multi Split | MDV | HRCU-A-CB-O | MOX230-09HFN1-MW5W |  | Mini-Splits (Non-Ducted) | MSAG11B-09HRFN1-MV8W(GA) |  | 9000 | 24 |  | 14.7 | 12.7 |  | 10000 | 6100 | 61% | [8 empty] | Residential | 187.5 | No | 0.75
206361866 | Mini/Multi Split | MDV | HRCU-A-CB-O | MOX230-12HFN1-MV5W |  | Mini-Splits (Non-Ducted) | MSAG11B-12HRFN1-MV0W(GA) |  | 12000 | 22.2 |  | 13 | 11 |  | 12000 | 10000 | 83.33% | 12000 | 23.1 | 13 | 10.8 | 12000 | 8400 | 70% | 2.41 | Residential | 250 | Yes | 1 | Both
206361867 | Mini/Multi Split | MDV | HRCU-A-CB-O | MOD33-24HFN1-MT0W |  | Mini-Splits (Non-Ducted) | MSAG11D-23HRFN1-MU0W |  | 24000 | 21 |  | 13 | 10 |  | 26000 | 17400 | 66.92% | 24000 | 21 | 13 | 8.5 | 26000 |  |  |  | Residential | 500 | No | 2 | No
206361868 | Mini/Multi Split | ARCOAIRE | HRCU-A-CB-O | DLCSRBH12AAJ |  | Mini-Splits (Non-Ducted) | DLFSHBH12XAJ |  | 12000 | 22 |  | 12.5 | 11.5 |  | 12000 | 8900 | 74.17% | 12000 | 22.7 | 12.5 | 10.4 | 12000 |  |  |  | Residential | 250 | No | 1 | No
206361869 | Mini/Multi Split | ARCOAIRE | HRCU-A-CB-O | DLCSRBH09AAK |  | Mini-Splits (Non-Ducted) | DLFSHBH09XAK |  | 9000 | 25.5 |  | 15.8 | 12.5 |  | 12000 | 9300 | 77.5% | 9000 | 26.4 | 15.8 | 11.6 | 12000 | 11000 | 91.67% | 1.85 | Residential | 187.5 | Yes | 0.75 | Both
206361870 | Mini/Multi Split | ARCOAIRE | HRCU-A-CB-O | DLCSRBH12AAK |  | Mini-Splits (Non-Ducted) | DLFSHBH12XAK |  | 12000 | 22 |  | 13 | 12.7 |  | 12000 | 10300 | 85.83% | 12000 | 23.1 | 13 | 10.5 | 12000 | 11000 | 91.67% | 1.88 | Residential | 250 | Yes | 1 | Both
206361871 | Mini/Multi Split | ARCOAIRE | HRCU-A-CB-O | DLCSRBH18AAK |  | Mini-Splits (Non-Ducted) | DLFSHBH18XAK |  | 18000 | 21.5 |  | 13 | 11 |  | 18000 | 11100 | 61.67% | 18000 | 22 | 13 | 10.6 | 18000 | 17200 | 95.56% | 1.89 | Residential | 375 | Yes | 1.5 | Both
206361872 | Mini/Multi Split | ARCOAIRE | HRCU-A-CB-O | DLCSRBH24AAK |  | Mini-Splits (Non-Ducted) | DLFSHBH24XAK |  | 23000 | 21.5 |  | 12.5 | 11.5 |  | 26000 | 18900 | 72.69% | 23000 | 22.3 | 12.5 | 10.3 | 26000 | 23000 | 88.46% | 1.8 | Residential | 480 | Yes | 1.92 | Both
206361873 | Mini/Multi Split | COMFORTMAKER | HRCU-A-CB-O | DLCSRBH12AAJ |  | Mini-Splits (Non-Ducted) | DLFSHBH12XAJ |  | 12000 | 22 |  | 12.5 | 11.5 |  | 12000 | 8900 | 74.17% | 12000 | 22.7 | 12.5 | 10.4 | 12000 |  |  |  | Residential | 250 | No | 1 | No
206361874 | Mini/Multi Split | COMFORTMAKER | HRCU-A-CB-O | DLCSRBH09AAK |  | Mini-Splits (Non-Ducted) | DLFSHBH09XAK |  | 9000 | 25.5 |  | 15.8 | 12.5 |  | 12000 | 9300 | 77.5% | 9000 | 26.4 | 15.8 | 11.6 | 12000 | 11000 | 91.67% | 1.85 | Residential | 187.5 | Yes | 0.75 | Both
206361875 | Mini/Multi Split | COMFORTMAKER | HRCU-A-CB-O | DLCSRBH12AAK |  | Mini-Splits (Non-Ducted) | DLFSHBH12XAK |  | 12000 | 22 |  | 13 | 12.7 |  | 12000 | 10300 | 85.83% | 12000 | 23.1 | 13 | 10.5 | 12000 | 11000 | 91.67% | 1.88 | Residential | 250 | Yes | 1 | Both
206361876 | Mini/Multi Split | COMFORTMAKER | HRCU-A-CB-O | DLCSRBH18AAK |  | Mini-Splits (Non-Ducted) | DLFSHBH18XAK |  | 18000 | 21.5 |  | 13 | 11 |  | 18000 | 11100 | 61.67% | 18000 | 22 | 13 | 10.6 | 18000 | 17200 | 95.56% | 1.89 | Residential | 375 | Yes | 1.5 | Both
206361877 | Mini/Multi Split | COMFORTMAKER | HRCU-A-CB-O | DLCSRBH24AAK |  | Mini-Splits (Non-Ducted) | DLFSHBH24XAK |  | 23000 | 21.5 |  | 12.5 | 11.5 |  | 26000 | 18900 | 72.69% | 23000 | 22.3 | 12.5 | 10.3 | 26000 | 23000 | 88.46% | 1.8 | Residential | 480 | Yes | 1.92 | Both
206361878 | Mini/Multi Split | DAY & NIGHT | HRCU-A-CB-O | DLCSRBH12AAJ |  | Mini-Splits (Non-Ducted) | DLFSHBH12XAJ |  | 12000 | 22 |  | 12.5 | 11.5 |  | 12000 | 8900 | 74.17% | 12000 | 22.7 | 12.5 | 10.4 | 12000 |  |  |  | Residential | 250 | No | 1 | No
206361879 | Mini/Multi Split | DAY & NIGHT | HRCU-A-CB-O | DLCSRBH09AAK |  | Mini-Splits (Non-Ducted) | DLFSHBH09XAK |  | 9000 | 25.5 |  | 15.8 | 12.5 |  | 12000 | 9300 | 77.5% | 9000 | 26.4 | 15.8 | 11.6 | 12000 | 11000 | 91.67% | 1.85 | Residential | 187.5 | Yes | 0.75 | Both
206361880 | Mini/Multi Split | DAY & NIGHT | HRCU-A-CB-O | DLCSRBH12AAK |  | Mini-Splits (Non-Ducted) | DLFSHBH12XAK |  | 12000 | 22 |  | 13 | 12.7 |  | 12000 | 10300 | 85.83% | 12000 | 23.1 | 13 | 10.5 | 12000 | 11000 | 91.67% | 1.88 | Residential | 250 | Yes | 1 | Both
206361881 | Mini/Multi Split | DAY & NIGHT | HRCU-A-CB-O | DLCSRBH18AAK |  | Mini-Splits (Non-Ducted) | DLFSHBH18XAK |  | 18000 | 21.5 |  | 13 | 11 |  | 18000 | 11100 | 61.67% | 18000 | 22 | 13 | 10.6 | 18000 | 17200 | 95.56% | 1.89 | Residential | 375 | Yes | 1.5 | Both
206361882 | Mini/Multi Split | DAY & NIGHT | HRCU-A-CB-O | DLCSRBH24AAK |  | Mini-Splits (Non-Ducted) | DLFSHBH24XAK |  | 23000 | 21.5 |  | 12.5 | 11.5 |  | 26000 | 18900 | 72.69% | 23000 | 22.3 | 12.5 | 10.3 | 26000 | 23000 | 88.46% | 1.8 | Residential | 480 | Yes | 1.92 | Both
206361883 | Mini/Multi Split | HEIL | HRCU-A-CB-O | DLCSRBH12AAJ |  | Mini-Splits (Non-Ducted) | DLFSHBH12XAJ |  | 12000 | 22 |  | 12.5 | 11.5 |  | 12000 | 8900 | 74.17% | 12000 | 22.7 | 12.5 | 10.4 | 12000 |  |  |  | Residential | 250 | No | 1 | No
206361884 | Mini/Multi Split | HEIL | HRCU-A-CB-O | DLCSRBH09AAK |  | Mini-Splits (Non-Ducted) | DLFSHBH09XAK |  | 9000 | 25.5 |  | 15.8 | 12.5 |  | 12000 | 9300 | 77.5% | 9000 | 26.4 | 15.8 | 11.6 | 12000 | 11000 | 91.67% | 1.85 | Residential | 187.5 | Yes | 0.75 | Both
206361885 | Mini/Multi Split | HEIL | HRCU-A-CB-O | DLCSRBH12AAK |  | Mini-Splits (Non-Ducted) | DLFSHBH12XAK |  | 12000 | 22 |  | 13 | 12.7 |  | 12000 | 10300 | 85.83% | 12000 | 23.1 | 13 | 10.5 | 12000 | 11000 | 91.67% | 1.88 | Residential | 250 | Yes | 1 | Both
206361886 | Mini/Multi Split | HEIL | HRCU-A-CB-O | DLCSRBH18AAK |  | Mini-Splits (Non-Ducted) | DLFSHBH18XAK |  | 18000 | 21.5 |  | 13 | 11 |  | 18000 | 11100 | 61.67% | 18000 | 22 | 13 | 10.6 | 18000 | 17200 | 95.56% | 1.89 | Residential | 375 | Yes | 1.5 | Both
206361887 | Mini/Multi Split | HEIL | HRCU-A-CB-O | DLCSRBH24AAK |  | Mini-Splits (Non-Ducted) | DLFSHBH24XAK |  | 23000 | 21.5 |  | 12.5 | 11.5 |  | 26000 | 18900 | 72.69% | 23000 | 22.3 | 12.5 | 10.3 | 26000 | 23000 | 88.46% | 1.8 | Residential | 480 | Yes | 1.92 | Both
206361888 | Mini/Multi Split | KEEPRITE | HRCU-A-CB-O | DLCSRBH12AAJ |  | Mini-Splits (Non-Ducted) | DLFSHBH12XAJ |  | 12000 | 22 |  | 12.5 | 11.5 |  | 12000 | 8900 | 74.17% | 12000 | 22.7 | 12.5 | 10.4 | 12000 |  |  |  | Residential | 250 | No | 1 | No
206361889 | Mini/Multi Split | KEEPRITE | HRCU-A-CB-O | DLCSRBH09AAK |  | Mini-Splits (Non-Ducted) | DLFSHBH09XAK |  | 9000 | 25.5 |  | 15.8 | 12.5 |  | 12000 | 9300 | 77.5% | 9000 | 26.4 | 15.8 | 11.6 | 12000 | 11000 | 91.67% | 1.85 | Residential | 187.5 | Yes | 0.75 | Both
206361890 | Mini/Multi Split | KEEPRITE | HRCU-A-CB-O | DLCSRBH12AAK |  | Mini-Splits (Non-Ducted) | DLFSHBH12XAK |  | 12000 | 22 |  | 13 | 12.7 |  | 12000 | 10300 | 85.83% | 12000 | 23.1 | 13 | 10.5 | 12000 | 11000 | 91.67% | 1.88 | Residential | 250 | Yes | 1 | Both
206361891 | Mini/Multi Split | KEEPRITE | HRCU-A-CB-O | DLCSRBH18AAK |  | Mini-Splits (Non-Ducted) | DLFSHBH18XAK |  | 18000 | 21.5 |  | 13 | 11 |  | 18000 | 11100 | 61.67% | 18000 | 22 | 13 | 10.6 | 18000 | 17200 | 95.56% | 1.89 | Residential | 375 | Yes | 1.5 | Both
206361892 | Mini/Multi Split | KEEPRITE | HRCU-A-CB-O | DLCSRBH24AAK |  | Mini-Splits (Non-Ducted) | DLFSHBH24XAK |  | 23000 | 21.5 |  | 12.5 | 11.5 |  | 26000 | 18900 | 72.69% | 23000 | 22.3 | 12.5 | 10.3 | 26000 | 23000 | 88.46% | 1.8 | Residential | 480 | Yes | 1.92 | Both
206361893 | Mini/Multi Split | KENMORE | HRCU-A-CB-O | DLCSRBH12AAJ |  | Mini-Splits (Non-Ducted) | DLFSHBH12XAJ |  | 12000 | 22 |  | 12.5 | 11.5 |  | 12000 | 8900 | 74.17% | 12000 | 22.7 | 12.5 | 10.4 | 12000 |  |  |  | Residential | 250 | No | 1 | No
206361894 | Mini/Multi Split | KENMORE | HRCU-A-CB-O | DLCSRBH09AAK |  | Mini-Splits (Non-Ducted) | DLFSHBH09XAK |  | 9000 | 25.5 |  | 15.8 | 12.5 |  | 12000 | 9300 | 77.5% | 9000 | 26.4 | 15.8 | 11.6 | 12000 | 11000 | 91.67% | 1.85 | Residential | 187.5 | Yes | 0.75 | Both
206361895 | Mini/Multi Split | KENMORE | HRCU-A-CB-O | DLCSRBH12AAK |  | Mini-Splits (Non-Ducted) | DLFSHBH12XAK |  | 12000 | 22 |  | 13 | 12.7 |  | 12000 | 10300 | 85.83% | 12000 | 23.1 | 13 | 10.5 | 12000 | 11000 | 91.67% | 1.88 | Residential | 250 | Yes | 1 | Both
206361896 | Mini/Multi Split | KENMORE | HRCU-A-CB-O | DLCSRBH18AAK |  | Mini-Splits (Non-Ducted) | DLFSHBH18XAK |  | 18000 | 21.5 |  | 13 | 11 |  | 18000 | 11100 | 61.67% | 18000 | 22 | 13 | 10.6 | 18000 | 17200 | 95.56% | 1.89 | Residential | 375 | Yes | 1.5 | Both
206361897 | Mini/Multi Split | KENMORE | HRCU-A-CB-O | DLCSRBH24AAK |  | Mini-Splits (Non-Ducted) | DLFSHBH24XAK |  | 23000 | 21.5 |  | 12.5 | 11.5 |  | 26000 | 18900 | 72.69% | 23000 | 22.3 | 12.5 | 10.3 | 26000 | 23000 | 88.46% | 1.8 | Residential | 480 | Yes | 1.92 | Both
206361898 | Mini/Multi Split | MIDEA | HRCU-A-CB-O | DLCSRBH12AAJ |  | Mini-Splits (Non-Ducted) | DLFSHBH12XAJ |  | 12000 | 22 |  | 12.5 | 11.5 |  | 12000 | 8900 | 74.17% | 12000 | 22.7 | 12.5 | 10.4 | 12000 |  |  |  | Residential | 250 | No | 1 | No
206361899 | Mini/Multi Split | MIDEA | HRCU-A-CB-O | DLCSRBH09AAK |  | Mini-Splits (Non-Ducted) | DLFSHBH09XAK |  | 9000 | 25.5 |  | 15.8 | 12.5 |  | 12000 | 9300 | 77.5% | 9000 | 26.4 | 15.8 | 11.6 | 12000 | 11000 | 91.67% | 1.85 | Residential | 187.5 | Yes | 0.75 | Both
206361900 | Mini/Multi Split | MIDEA | HRCU-A-CB-O | DLCSRBH12AAK |  | Mini-Splits (Non-Ducted) | DLFSHBH12XAK |  | 12000 | 22 |  | 13 | 12.7 |  | 12000 | 10300 | 85.83% | 12000 | 23.1 | 13 | 10.5 | 12000 | 11000 | 91.67% | 1.88 | Residential | 250 | Yes | 1 | Both
206361901 | Mini/Multi Split | MIDEA | HRCU-A-CB-O | DLCSRBH18AAK |  | Mini-Splits (Non-Ducted) | DLFSHBH18XAK |  | 18000 | 21.5 |  | 13 | 11 |  | 18000 | 11100 | 61.67% | 18000 | 22 | 13 | 10.6 | 18000 | 17200 | 95.56% | 1.89 | Residential | 375 | Yes | 1.5 | Both
206361902 | Mini/Multi Split | MIDEA | HRCU-A-CB-O | DLCSRBH24AAK |  | Mini-Splits (Non-Ducted) | DLFSHBH24XAK |  | 23000 | 21.5 |  | 12.5 | 11.5 |  | 26000 | 18900 | 72.69% | 23000 | 22.3 | 12.5 | 10.3 | 26000 | 23000 | 88.46% | 1.8 | Residential | 480 | Yes | 1.92 | Both
206361903 | Mini/Multi Split | TEMPSTAR | HRCU-A-CB-O | DLCSRBH12AAJ |  | Mini-Splits (Non-Ducted) | DLFSHBH12XAJ |  | 12000 | 22 |  | 12.5 | 11.5 |  | 12000 | 8900 | 74.17% | 12000 | 22.7 | 12.5 | 10.4 | 12000 |  |  |  | Residential | 250 | No | 1 | No
206361904 | Mini/Multi Split | TEMPSTAR | HRCU-A-CB-O | DLCSRBH09AAK |  | Mini-Splits (Non-Ducted) | DLFSHBH09XAK |  | 9000 | 25.5 |  | 15.8 | 12.5 |  | 12000 | 9300 | 77.5% | 9000 | 26.4 | 15.8 | 11.6 | 12000 | 11000 | 91.67% | 1.85 | Residential | 187.5 | Yes | 0.75 | Both
206361905 | Mini/Multi Split | TEMPSTAR | HRCU-A-CB-O | DLCSRBH12AAK |  | Mini-Splits (Non-Ducted) | DLFSHBH12XAK |  | 12000 | 22 |  | 13 | 12.7 |  | 12000 | 10300 | 85.83% | 12000 | 23.1 | 13 | 10.5 | 12000 | 11000 | 91.67% | 1.88 | Residential | 250 | Yes | 1 | Both
206361906 | Mini/Multi Split | TEMPSTAR | HRCU-A-CB-O | DLCSRBH18AAK |  | Mini-Splits (Non-Ducted) | DLFSHBH18XAK |  | 18000 | 21.5 |  | 13 | 11 |  | 18000 | 11100 | 61.67% | 18000 | 22 | 13 | 10.6 | 18000 | 17200 | 95.56% | 1.89 | Residential | 375 | Yes | 1.5 | Both
206361907 | Mini/Multi Split | TEMPSTAR | HRCU-A-CB-O | DLCSRBH24AAK |  | Mini-Splits (Non-Ducted) | DLFSHBH24XAK |  | 23000 | 21.5 |  | 12.5 | 11.5 |  | 26000 | 18900 | 72.69% | 23000 | 22.3 | 12.5 | 10.3 | 26000 | 23000 | 88.46% | 1.8 | Residential | 480 | Yes | 1.92 | Both
206361908 | Mini/Multi Split | SMART COMFORT | HRCU-A-CB-O | DLCSRBH12AAJ |  | Mini-Splits (Non-Ducted) | DLFSHBH12XAJ |  | 12000 | 22 |  | 12.5 | 11.5 |  | 12000 | 8900 | 74.17% | 12000 | 22.7 | 12.5 | 10.4 | 12000 |  |  |  | Residential | 250 | No | 1 | No
206361909 | Mini/Multi Split | SMART COMFORT | HRCU-A-CB-O | DLCSRBH09AAK |  | Mini-Splits (Non-Ducted) | DLFSHBH09XAK |  | 9000 | 25.5 |  | 15.8 | 12.5 |  | 12000 | 9300 | 77.5% | 9000 | 26.4 | 15.8 | 11.6 | 12000 | 11000 | 91.67% | 1.85 | Residential | 187.5 | Yes | 0.75 | Both
206361910 | Mini/Multi Split | SMART COMFORT | HRCU-A-CB-O | DLCSRBH12AAK |  | Mini-Splits (Non-Ducted) | DLFSHBH12XAK |  | 12000 | 22 |  | 13 | 12.7 |  | 12000 | 10300 | 85.83% | 12000 | 23.1 | 13 | 10.5 | 12000 | 11000 | 91.67% | 1.88 | Residential | 250 | Yes | 1 | Both
206361911 | Mini/Multi Split | SMART COMFORT | HRCU-A-CB-O | DLCSRBH18AAK |  | Mini-Splits (Non-Ducted) | DLFSHBH18XAK |  | 18000 | 21.5 |  | 13 | 11 |  | 18000 | 11100 | 61.67% | 18000 | 22 | 13 | 10.6 | 18000 | 17200 | 95.56% | 1.89 | Residential | 375 | Yes | 1.5 | Both
206361912 | Mini/Multi Split | SMART COMFORT | HRCU-A-CB-O | DLCSRBH24AAK |  | Mini-Splits (Non-Ducted) | DLFSHBH24XAK |  | 23000 | 21.5 |  | 12.5 | 11.5 |  | 26000 | 18900 | 72.69% | 23000 | 22.3 | 12.5 | 10.3 | 26000 | 23000 | 88.46% | 1.8 | Residential | 480 | Yes | 1.92 | Both
206361913 | Mini/Multi Split | AIRQUEST | HRCU-A-CB-O | DLCSRBH12AAJ |  | Mini-Splits (Non-Ducted) | DLFSHBH12XAJ |  | 12000 | 22 |  | 12.5 | 11.5 |  | 12000 | 8900 | 74.17% | 12000 | 22.7 | 12.5 | 10.4 | 12000 |  |  |  | Residential | 250 | No | 1 | No
206361914 | Mini/Multi Split | AIRQUEST | HRCU-A-CB-O | DLCSRBH09AAK |  | Mini-Splits (Non-Ducted) | DLFSHBH09XAK |  | 9000 | 25.5 |  | 15.8 | 12.5 |  | 12000 | 9300 | 77.5% | 9000 | 26.4 | 15.8 | 11.6 | 12000 | 11000 | 91.67% | 1.85 | Residential | 187.5 | Yes | 0.75 | Both
206361915 | Mini/Multi Split | AIRQUEST | HRCU-A-CB-O | DLCSRBH12AAK |  | Mini-Splits (Non-Ducted) | DLFSHBH12XAK |  | 12000 | 22 |  | 13 | 12.7 |  | 12000 | 10300 | 85.83% | 12000 | 23.1 | 13 | 10.5 | 12000 | 11000 | 91.67% | 1.88 | Residential | 250 | Yes | 1 | Both
206361916 | Mini/Multi Split | AIRQUEST | HRCU-A-CB-O | DLCSRBH18AAK |  | Mini-Splits (Non-Ducted) | DLFSHBH18XAK |  | 18000 | 21.5 |  | 13 | 11 |  | 18000 | 11100 | 61.67% | 18000 | 22 | 13 | 10.6 | 18000 | 17200 | 95.56% | 1.89 | Residential | 375 | Yes | 1.5 | Both
206361917 | Mini/Multi Split | AIRQUEST | HRCU-A-CB-O | DLCSRBH24AAK |  | Mini-Splits (Non-Ducted) | DLFSHBH24XAK |  | 23000 | 21.5 |  | 12.5 | 11.5 |  | 26000 | 18900 | 72.69% | 23000 | 22.3 | 12.5 | 10.3 | 26000 | 23000 | 88.46% | 1.8 | Residential | 480 | Yes | 1.92 | Both
206369509 | Mini/Multi Split | MDV | HRCU-A-CB-O | MOX230-09HFN1-BS5W |  | Mini-Splits (Non-Ducted) | MSAG11A-09HRFN1-BS5W |  | 9000 | 21.5 |  | 12.5 | 10.3 |  | 10000 | 6300 | 63% | 9000 | 21.5 | 12.5 | 9.1 | 10000 | 7000 | 70% | 2.16 | Residential | 187.5 | Yes | 0.75 | Both
206369511 | Mini/Multi Split | MDV | HRCU-A-CB-O | MOX230-09HFN1-MT0W |  | Mini-Splits (Non-Ducted) | MSAG11A-09HRFN1-MT0W |  | 9000 | 21.5 |  | 12.6 | 10 |  | 10000 | 6000 | 60% | 9000 | 21.5 | 12.6 | 9.4 | 10000 | 7000 | 70% | 2 | Residential | 187.5 | Yes | 0.75 | Both
206369515 | Mini/Multi Split | Durastar | HRCU-A-CB-O | DRA1U09S1A |  | Mini-Splits (Non-Ducted) | DRAW09F1A |  | 9000 | 22.8 |  | 14 | 10.5 |  | 9800 | 6400 | 65.31% | [8 empty] | Residential | 187.5 | No | 0.75
206369517 | Mini/Multi Split | Durastar | HRCU-A-CB-O | DRA1U18S1A |  | Mini-Splits (Non-Ducted) | DRAW18F1A |  | 18000 | 21 |  | 13 | 10 |  | 18000 | 10400 | 57.78% | [8 empty] | Residential | 375 | No | 1.5
206369518 | Mini/Multi Split | Durastar | HRCU-A-CB-O | DRA1U24S1A |  | Mini-Splits (Non-Ducted) | DRAW24F1A |  | 24000 | 20.5 |  | 12.5 | 10 |  | 25000 | 15300 | 61.2% | [8 empty] | Residential | 500 | No | 2
206369519 | Mini/Multi Split | Durastar | HRCU-A-CB-O | DRA1U09S1A |  | Mini-Splits (Non-Ducted) | DRAC09F1A |  | 9000 | 20 |  | 13 | 10.5 |  | 10000 | 5800 | 58% | [8 empty] | Residential | 187.5 | No | 0.75
206369520 | Mini/Multi Split | Durastar | HRCU-A-CB | DRA1U09S1A |  | Mini-Splits (Ducted) | DRAD09F1A |  | 9000 | 20.5 |  | 13.5 | 11.5 |  | 10000 | 6800 | 68% | [8 empty] | Residential | 187.5 | No | 0.75
206369521 | Mini/Multi Split | Durastar | HRCU-A-CB-O | DRA1U12S1A |  | Mini-Splits (Non-Ducted) | DRAC12F1A |  | 12000 | 21.5 |  | 14 | 10.5 |  | 12000 | 7500 | 62.5% | [8 empty] | Residential | 250 | No | 1
206369522 | Mini/Multi Split | Durastar | HRCU-A-CB | DRA1U12S1A |  | Mini-Splits (Ducted) | DRAD12F1A |  | 12000 | 21.5 |  | 12.5 | 11.5 |  | 12000 | 7200 | 60% | [8 empty] | Residential | 250 | No | 1
206369523 | Mini/Multi Split | Durastar | HRCU-A-CB-O | DRA1U12S1A |  | Mini-Splits (Non-Ducted) | DRAS12F1A |  | 12000 | 20.5 |  | 13 | 10 |  | 12000 | 7200 | 60% | 12000 | 20.5 | 13 | 8.8 | 12000 |  |  |  | Residential | 250 | No | 1 | No
206369524 | Mini/Multi Split | Durastar | HRCU-A-CB-O | DRA1U18S1A |  | Mini-Splits (Non-Ducted) | DRAC18F1A |  | 18000 | 20 |  | 12.5 | 10.3 |  | 18000 | 12000 | 66.67% | 18000 | 20 | 12.5 | 9.1 | 18000 |  |  |  | Residential | 375 | No | 1.5 | No
206369525 | Mini/Multi Split | Durastar | HRCU-A-CB | DRA1U18S1A |  | Mini-Splits (Ducted) | DRAD18F1A |  | 18000 | 19 |  | 12.5 | 10.5 |  | 18000 | 12000 | 66.67% | [8 empty] | Residential | 375 | No | 1.5
206369526 | Mini/Multi Split | Durastar | HRCU-A-CB-O | DRA1U18S1A |  | Mini-Splits (Non-Ducted) | DRAF18F1A |  | 18000 | 20 |  | 12.5 | 10.5 |  | 18000 | 12000 | 66.67% | 18000 | 20 | 12.5 | 8.9 | 18000 |  |  |  | Residential | 375 | No | 1.5 | No
206369527 | Mini/Multi Split | Durastar | HRCU-A-CB-O | DRA1U24S1A |  | Mini-Splits (Non-Ducted) | DRAC24F1A |  | 24000 | 20 |  | 12.5 | 10.5 |  | 24400 | 15800 | 64.75% | [8 empty] | Residential | 500 | No | 2
206369528 | Mini/Multi Split | Durastar | HRCU-A-CB | DRA1U24S1A |  | Mini-Splits (Ducted) | DRAD24F1A |  | 24000 | 21.5 |  | 12.5 | 11 |  | 24400 | 16000 | 65.57% | [8 empty] | Residential | 500 | No | 2
206369529 | Mini/Multi Split | Durastar | HRCU-A-CB-O | DRA1U24S1A |  | Mini-Splits (Non-Ducted) | DRAF24F1A |  | 24000 | 20 |  | 12.5 | 11 |  | 24000 | 15000 | 62.5% | 24000 | 20 | 12.5 | 9.4 | 24000 |  |  |  | Residential | 500 | No | 2 | No
206369530 | Mini/Multi Split | Durastar | HMSV-A-CB | DRA2U18M1A |  | Non-Ducted Indoor Units |  |  | 17000 | 21.3 |  | 12.5 | 10 |  | 18000 | 11800 | 65.56% | [8 empty] | Residential | 355 | No | 1.42
206369558 | Mini/Multi Split | MDV | HRCU-A-CB-O | MOX230-09HFN1-MW5W |  | Mini-Splits (Non-Ducted) | MSEPB-09HRFN1-MY5W(GA) |  | 9000 | 25.5 |  | 15 | 12.2 |  | 10000 | 8500 | 85% | 9000 | 25.5 | 15 | 12.3 | 10000 | 7500 | 75% | 2.17 | Residential | 187.5 | Yes | 0.75 | Both
206369559 | Mini/Multi Split | MDV | HRCU-A-CB-O | MOX230-12HFN1-MV5W |  | Mini-Splits (Non-Ducted) | MSEPB-12HRFN1-MW5W(GA) |  | 12000 | 23.2 |  | 13.7 | 13.2 |  | 12000 | 9000 | 75% | 12000 | 24.6 | 13.7 | 10.7 | 12000 |  |  |  | Residential | 250 | No | 1 | No
206369560 | Mini/Multi Split | MDV | HRCU-A-CB-O | MOX430-18HFN1-MT8W |  | Mini-Splits (Non-Ducted) | MSEPC-18HRFN1-MU0W |  | 18000 | 22.6 |  | 12.5 | 12 |  | 19000 | 12700 | 66.84% | [8 empty] | Residential | 375 | No | 1.5
206369561 | Mini/Multi Split | MDV | HRCU-A-CB-O | MOD33-24HFN1-MT0W |  | Mini-Splits (Non-Ducted) | MSEPD-24HRFN1-MU0W |  | 24000 | 22 |  | 14 | 12 |  | 25000 | 16200 | 64.8% | 24000 | 22 | 14 | 10 | 25000 |  |  |  | Residential | 500 | No | 2 | No
206374536 | Mini/Multi Split | Mitsubishi Electric | HRCU-A-CB | SUZ-KA12NAHZ |  | Mini-Splits (Ducted) | APEADA0121AA70A |  | 12000 | 19.3 |  | 14.1 | 11 |  | 15000 | 9000 | 60% | [8 empty] | Residential | 250 | No | 1
206374540 | Mini/Multi Split | Mitsubishi Electric | HRCU-A-CB | SUZ-KA18NAHZ |  | Mini-Splits (Ducted) | APEADA0181AA70A |  | 18000 | 18.9 |  | 12.8 | 10.8 |  | 21600 | 14200 | 65.74% | [8 empty] | Residential | 375 | No | 1.5
206374550 | Mini/Multi Split | American Standard / Mitsubishi Electric | HRCU-A-CB | NAXSKH12A112AA |  | Mini-Splits (Ducted) | TPEADA0121AA70A |  | 12000 | 19.3 |  | 14.1 | 11 |  | 15000 | 9000 | 60% | [8 empty] | Residential | 250 | No | 1
206374551 | Mini/Multi Split | Trane / Mitsubishi Electric | HRCU-A-CB | NTXSKH12A112AA |  | Mini-Splits (Ducted) | APEADA0121AA70A |  | 12000 | 19.3 |  | 14.1 | 11 |  | 15000 | 9000 | 60% | [8 empty] | Residential | 250 | No | 1
206374554 | Mini/Multi Split | American Standard / Mitsubishi Electric | HRCU-A-CB | NAXSKH18A112AA |  | Mini-Splits (Ducted) | TPEADA0181AA70A |  | 18000 | 18.9 |  | 12.8 | 10.8 |  | 21600 | 14200 | 65.74% | [8 empty] | Residential | 375 | No | 1.5
206374555 | Mini/Multi Split | Trane / Mitsubishi Electric | HRCU-A-CB | NTXSKH18A112AA |  | Mini-Splits (Ducted) | APEADA0181AA70A |  | 18000 | 18.9 |  | 12.8 | 10.8 |  | 21600 | 14200 | 65.74% | [8 empty] | Residential | 375 | No | 1.5
206377753 | Mini/Multi Split | Breeze33 | HRCU-A-CB | BZ33-HYP24HPOUT2-P |  | Mini-Splits (Ducted) | BZ33-MSAHU24-P |  | 20800 | 20 |  | 12.5 | 10 |  | 29000 | 17500 | 60.34% | [8 empty] | Residential | 432.5 | No | 1.73
206377754 | Mini/Multi Split | MOOVAIR | HRCU-A-CB-O | DM09HOS42230E4 |  | Mini-Splits (Non-Ducted) | DM09HIW42230E4 |  | 9000 | 42 |  | 15 | 15 |  | 10000 | 7200 | 72% | [8 empty] | Residential | 187.5 | No | 0.75
206377755 | Mini/Multi Split | ELIOS | HRCU-A-CB-O | DE09HOS42230E4 |  | Mini-Splits (Non-Ducted) | DE09HIW42230E4 |  | 9000 | 42 |  | 15 | 15 |  | 10000 | 7200 | 72% | [8 empty] | Residential | 187.5 | No | 0.75
206377756 | Mini/Multi Split | MOOVAIR | HRCU-A-CB-O | DM12HOS42230E4 |  | Mini-Splits (Non-Ducted) | DM12HIW42230E4 |  | 12000 | 32 |  | 13.5 | 14 |  | 12000 | 6800 | 56.67% | [8 empty] | Residential | 250 | No | 1
206377757 | Mini/Multi Split | ELIOS | HRCU-A-CB-O | DE12HOS42230E4 |  | Mini-Splits (Non-Ducted) | DE12HIW42230E4 |  | 12000 | 32 |  | 13.5 | 14 |  | 12000 | 6800 | 56.67% | [8 empty] | Residential | 250 | No | 1
206377758 | Mini/Multi Split | DIRECT AIR | HRCU-A-CB-O | MOX430-17HFN1-MT0W |  | Mini-Splits (Non-Ducted) | MUEU-18HRFN1-M(C) |  | 17000 | 20.2 |  | 12.5 | 10.6 |  | 18000 | 12000 | 66.67% | 17000 | 20.5 | 12.5 | 9.8 | 18000 | 16800 | 93.33% | 1.86 | Residential | 355 | Yes | 1.42 | Both
206377759 | Mini/Multi Split | DIRECT AIR | HRCU-A-CB-O | MOX430-17HFN1-MT0W |  | Mini-Splits (Non-Ducted) | CCA3U-18HRFN1-M(C) |  | 16000 | 20 |  | 12.5 | 10.3 |  | 18000 | 15600 | 86.67% | 16000 | 20 | 12.5 | 9.5 | 17000 | 16000 | 94.12% | 1.75 | Residential | 332.5 | No | 1.33 | Both
206377760 | Mini/Multi Split | DIRECT AIR | HRCU-A-CB | MOX430-17HFN1-MT0W |  | Mini-Splits (Ducted) | MTIU-18HWFN1-M |  | 16500 | 19.6 |  | 12.5 | 11 |  | 19000 | 15000 | 78.95% | 17000 | 18 | 11.7 | 9.5 | 19000 | 17700 | 93.16% | 1.85 | Residential | 355 | Yes | 1.42 | Both
206389351 | Mini/Multi Split | HAIER | HRCU-A-CB-O | 1U12EH2VHE* |  | Mini-Splits (Non-Ducted) | AW12EH2VHD* |  | 12000 | 27 |  | 15 | 13 |  | 14500 | 9300 | 64.14% | [8 empty] | Residential | 250 | No | 1
206389354 | Mini/Multi Split | HAIER | HRCU-A-CB | 1U12EH2VHE* |  | Mini-Splits (Ducted) | USYM12UCDSA* |  | 12000 | 20 |  | 12.5 | 10.5 |  | 14500 | 9300 | 64.14% | [8 empty] | Residential | 250 | No | 1
206389355 | Mini/Multi Split | HAIER | HRCU-A-CB-O | 1U12EH2VHE* |  | Mini-Splits (Non-Ducted) | USYF12UCDWA* |  | 11500 | 20 |  | 12.5 | 10 |  | 12500 | 8500 | 68% | [8 empty] | Residential | 240 | No | 0.96
206389356 | Mini/Multi Split | HAIER | HRCU-A-CB-O | 1U12EH2VHE* |  | Mini-Splits (Non-Ducted) | AB12SC2VHA* |  | 12000 | 20 |  | 12.5 | 10 |  | 13000 | 8500 | 65.38% | [8 empty] | Residential | 250 | No | 1
206395961 | Mini/Multi Split | GREE | HRCU-A-CB-O | GWH12AGC-D3DNA1A/O |  | Mini-Splits (Non-Ducted) | GWH12AGC-D3DN***/I |  | 12000 | 25 |  | 13 | 11.5 |  | 12000 | 7700 | 64.17% | 12000 | 25 | 12.5 | 9 | 12000 |  |  |  | Residential | 250 | No | 1 | No
206395962 | Mini/Multi Split | GREE | HRCU-A-CB-O | GWH18AGD-D3DNA1B/O |  | Mini-Splits (Non-Ducted) | GWH18AGD-D3DN***/I |  | 18000 | 23 |  | 13 | 11 |  | 18200 | 11400 | 62.64% | 18000 | 23 | 13 | 8.3 | 18200 |  |  |  | Residential | 375 | No | 1.5
206395963 | Mini/Multi Split | GREE | HRCU-A-CB-O | GWH09AGC-D3DNA1B/O |  | Mini-Splits (Non-Ducted) | GWH09AGC-D3DN***/I |  | 9100 | 25.3 |  | 14.7 | 11.2 |  | 11000 | 7300 | 66.36% | 9100 | 25 | 14.7 | 9.5 | 11000 |  |  |  | Residential | 190 | No | 0.76 | No
206396008 | Mini/Multi Split | GREE | HRCU-A-CB-O | GWH18QD-D3DNA1G/O |  | Mini-Splits (Non-Ducted) | GWH18AFD-D3DN***/I |  | 18000 | 20 |  | 12.5 | 10.5 |  | 19800 | 12400 | 62.63% | 18000 | 20 | 12.5 | 8.3 | 19800 |  |  |  | Residential | 375 | No | 1.5
206396009 | Mini/Multi Split | GREE | HRCU-A-CB-O | GWH24QE-D3DNA1D/O |  | Mini-Splits (Non-Ducted) | GWH24AFE-D3DN***/I |  | 22000 | 20 |  | 12.5 | 10 |  | 23000 | 14600 | 63.48% | 22000 | 20 | 12.5 | 8.5 | 24000 |  |  |  | Residential | 457.5 | No | 1.83
206396021 | Mini/Multi Split | MDV | HRCU-A-CB-O | MOCA30-18HFN1-MT0W |  | Mini-Splits (Non-Ducted) | MSEPC-18HRFN1-MU0W |  | 17000 | 21 |  | 12.5 | 10 |  | 18000 | 11000 | 61.11% | [8 empty] | Residential | 355 | No | 1.42
206396022 | Mini/Multi Split | MDV | HRCU-A-CB-O | MOD01-23HFN1-MT0W |  | Mini-Splits (Non-Ducted) | MSAG11D-23HRFN1-MU0W |  | 23000 | 20 |  | 12.5 | 10 |  | 25000 | 15000 | 60% | [8 empty] | Residential | 480 | No | 1.92
206396023 | Mini/Multi Split | MDV | HRCU-A-CB-O | MOD30-24HFN1-MU0W |  | Mini-Splits (Non-Ducted) | MSMBD-23HRFN1-MT0W |  | 23000 | 20 |  | 12.5 | 10 |  | 25000 | 15000 | 60% | [8 empty] | Residential | 480 | No | 1.92
206396027 | Mini/Multi Split | MDV | HRCU-A-CB-O | MOB30-09HFN1-MX0W |  | Mini-Splits (Non-Ducted) | MSEPB-09HRFN1-MY5W(GA) |  | 9000 | 23 |  | 13 | 10 |  | 12000 | 7000 | 58.33% | [8 empty] | Residential | 187.5 | No | 0.75
206396030 | Mini/Multi Split | CARRIER | HRCU-A-CB-O | 38MAQB09R--3 |  | Mini-Splits (Non-Ducted) | 40MAHBQ09XA3 |  | 9000 | 23 |  | 13 | 10 |  | 12000 | 7000 | 58.33% | [8 empty] | Residential | 187.5 | No | 0.75
206396032 | Mini/Multi Split | CARRIER | HRCU-A-CB-O | 38MAQB18R--3 |  | Mini-Splits (Non-Ducted) | 40MAHBQ18XA3 |  | 17000 | 21 |  | 12.5 | 10 |  | 18000 | 11000 | 61.11% | [8 empty] | Residential | 355 | No | 1.42
206396037 | Mini/Multi Split | BRYANT | HRCU-A-CB-O | 38MAQB09R--3 |  | Mini-Splits (Non-Ducted) | 619AHBQ09XA3 |  | 9000 | 23 |  | 13 | 10 |  | 12000 | 7000 | 58.33% | [8 empty] | Residential | 187.5 | No | 0.75
206396039 | Mini/Multi Split | BRYANT | HRCU-A-CB-O | 38MAQB18R--3 |  | Mini-Splits (Non-Ducted) | 619AHBQ18XA3 |  | 17000 | 21 |  | 12.5 | 10 |  | 18000 | 11000 | 61.11% | [8 empty] | Residential | 355 | No | 1.42
206396044 | Mini/Multi Split | PAYNE | HRCU-A-CB-O | 38MAQB09R--3 |  | Mini-Splits (Non-Ducted) | DHMAHBQ09XA3 |  | 9000 | 23 |  | 13 | 10 |  | 12000 | 7000 | 58.33% | [8 empty] | Residential | 187.5 | No | 0.75
206396046 | Mini/Multi Split | PAYNE | HRCU-A-CB-O | 38MAQB18R--3 |  | Mini-Splits (Non-Ducted) | DHMAHBQ18XA3 |  | 17000 | 21 |  | 12.5 | 10 |  | 18000 | 11000 | 61.11% | [8 empty] | Residential | 355 | No | 1.42
206396051 | Mini/Multi Split | MIDEA | HRCU-A-CB-O | 38MAQB09R--3 |  | Mini-Splits (Non-Ducted) | DHMAHBQ09XA3 |  | 9000 | 23 |  | 13 | 10 |  | 12000 | 7000 | 58.33% | [8 empty] | Residential | 187.5 | No | 0.75
206396053 | Mini/Multi Split | MIDEA | HRCU-A-CB-O | 38MAQB18R--3 |  | Mini-Splits (Non-Ducted) | DHMAHBQ18XA3 |  | 17000 | 21 |  | 12.5 | 10 |  | 18000 | 11000 | 61.11% | [8 empty] | Residential | 355 | No | 1.42
206396058 | Mini/Multi Split | Weathermaker | HRCU-A-CB-O | 38MAQB09R--3 |  | Mini-Splits (Non-Ducted) | DHMAHBQ09XA3 |  | 9000 | 23 |  | 13 | 10 |  | 12000 | 7000 | 58.33% | [8 empty] | Residential | 187.5 | No | 0.75
206396060 | Mini/Multi Split | Weathermaker | HRCU-A-CB-O | 38MAQB18R--3 |  | Mini-Splits (Non-Ducted) | DHMAHBQ18XA3 |  | 17000 | 21 |  | 12.5 | 10 |  | 18000 | 11000 | 61.11% | [8 empty] | Residential | 355 | No | 1.42
206396072 | Mini/Multi Split | ARCOAIRE | HRCU-A-CB-O | DLCSRAH24AAK |  | Mini-Splits (Non-Ducted) | DLFSHBH24XAK |  | 23000 | 20 |  | 12.5 | 10 |  | 25000 | 15000 | 60% | [8 empty] | Residential | 480 | No | 1.92
206396073 | Mini/Multi Split | ARCOAIRE | HRCU-A-CB-O | DLCSRBH24AAK |  | Mini-Splits (Non-Ducted) | DLFSHAH24XAK |  | 23000 | 20 |  | 12.5 | 10 |  | 25000 | 15000 | 60% | [8 empty] | Residential | 480 | No | 1.92
206396082 | Mini/Multi Split | COMFORTMAKER | HRCU-A-CB-O | DLCSRAH24AAK |  | Mini-Splits (Non-Ducted) | DLFSHBH24XAK |  | 23000 | 20 |  | 12.5 | 10 |  | 25000 | 15000 | 60% | [8 empty] | Residential | 480 | No | 1.92
206396083 | Mini/Multi Split | COMFORTMAKER | HRCU-A-CB-O | DLCSRBH24AAK |  | Mini-Splits (Non-Ducted) | DLFSHAH24XAK |  | 23000 | 20 |  | 12.5 | 10 |  | 25000 | 15000 | 60% | [8 empty] | Residential | 480 | No | 1.92
206396092 | Mini/Multi Split | DAY & NIGHT | HRCU-A-CB-O | DLCSRAH24AAK |  | Mini-Splits (Non-Ducted) | DLFSHBH24XAK |  | 23000 | 20 |  | 12.5 | 10 |  | 25000 | 15000 | 60% | [8 empty] | Residential | 480 | No | 1.92
206396093 | Mini/Multi Split | DAY & NIGHT | HRCU-A-CB-O | DLCSRBH24AAK |  | Mini-Splits (Non-Ducted) | DLFSHAH24XAK |  | 23000 | 20 |  | 12.5 | 10 |  | 25000 | 15000 | 60% | [8 empty] | Residential | 480 | No | 1.92
206396102 | Mini/Multi Split | HEIL | HRCU-A-CB-O | DLCSRAH24AAK |  | Mini-Splits (Non-Ducted) | DLFSHBH24XAK |  | 23000 | 20 |  | 12.5 | 10 |  | 25000 | 15000 | 60% | [8 empty] | Residential | 480 | No | 1.92
206396103 | Mini/Multi Split | HEIL | HRCU-A-CB-O | DLCSRBH24AAK |  | Mini-Splits (Non-Ducted) | DLFSHAH24XAK |  | 23000 | 20 |  | 12.5 | 10 |  | 25000 | 15000 | 60% | [8 empty] | Residential | 480 | No | 1.92
206396112 | Mini/Multi Split | KEEPRITE | HRCU-A-CB-O | DLCSRAH24AAK |  | Mini-Splits (Non-Ducted) | DLFSHBH24XAK |  | 23000 | 20 |  | 12.5 | 10 |  | 25000 | 15000 | 60% | [8 empty] | Residential | 480 | No | 1.92
206396113 | Mini/Multi Split | KEEPRITE | HRCU-A-CB-O | DLCSRBH24AAK |  | Mini-Splits (Non-Ducted) | DLFSHAH24XAK |  | 23000 | 20 |  | 12.5 | 10 |  | 25000 | 15000 | 60% | [8 empty] | Residential | 480 | No | 1.92
206396122 | Mini/Multi Split | KENMORE | HRCU-A-CB-O | DLCSRAH24AAK |  | Mini-Splits (Non-Ducted) | DLFSHBH24XAK |  | 23000 | 20 |  | 12.5 | 10 |  | 25000 | 15000 | 60% | [8 empty] | Residential | 480 | No | 1.92
206396123 | Mini/Multi Split | KENMORE | HRCU-A-CB-O | DLCSRBH24AAK |  | Mini-Splits (Non-Ducted) | DLFSHAH24XAK |  | 23000 | 20 |  | 12.5 | 10 |  | 25000 | 15000 | 60% | [8 empty] | Residential | 480 | No | 1.92
206396132 | Mini/Multi Split | MIDEA | HRCU-A-CB-O | DLCSRAH24AAK |  | Mini-Splits (Non-Ducted) | DLFSHBH24XAK |  | 23000 | 20 |  | 12.5 | 10 |  | 25000 | 15000 | 60% | [8 empty] | Residential | 480 | No | 1.92
206396133 | Mini/Multi Split | MIDEA | HRCU-A-CB-O | DLCSRBH24AAK |  | Mini-Splits (Non-Ducted) | DLFSHAH24XAK |  | 23000 | 20 |  | 12.5 | 10 |  | 25000 | 15000 | 60% | [8 empty] | Residential | 480 | No | 1.92
206396142 | Mini/Multi Split | TEMPSTAR | HRCU-A-CB-O | DLCSRAH24AAK |  | Mini-Splits (Non-Ducted) | DLFSHBH24XAK |  | 23000 | 20 |  | 12.5 | 10 |  | 25000 | 15000 | 60% | [8 empty] | Residential | 480 | No | 1.92
206396143 | Mini/Multi Split | TEMPSTAR | HRCU-A-CB-O | DLCSRBH24AAK |  | Mini-Splits (Non-Ducted) | DLFSHAH24XAK |  | 23000 | 20 |  | 12.5 | 10 |  | 25000 | 15000 | 60% | [8 empty] | Residential | 480 | No | 1.92
206396152 | Mini/Multi Split | SMART COMFORT | HRCU-A-CB-O | DLCSRAH24AAK |  | Mini-Splits (Non-Ducted) | DLFSHBH24XAK |  | 23000 | 20 |  | 12.5 | 10 |  | 25000 | 15000 | 60% | [8 empty] | Residential | 480 | No | 1.92
206396153 | Mini/Multi Split | SMART COMFORT | HRCU-A-CB-O | DLCSRBH24AAK |  | Mini-Splits (Non-Ducted) | DLFSHAH24XAK |  | 23000 | 20 |  | 12.5 | 10 |  | 25000 | 15000 | 60% | [8 empty] | Residential | 480 | No | 1.92
206396162 | Mini/Multi Split | AIRQUEST | HRCU-A-CB-O | DLCSRAH24AAK |  | Mini-Splits (Non-Ducted) | DLFSHBH24XAK |  | 23000 | 20 |  | 12.5 | 10 |  | 25000 | 15000 | 60% | [8 empty] | Residential | 480 | No | 1.92
206396163 | Mini/Multi Split | AIRQUEST | HRCU-A-CB-O | DLCSRBH24AAK |  | Mini-Splits (Non-Ducted) | DLFSHAH24XAK |  | 23000 | 20 |  | 12.5 | 10 |  | 25000 | 15000 | 60% | [8 empty] | Residential | 480 | No | 1.92
206400642 | Mini/Multi Split | CARRIER | HRCU-A-CB-O | 38MARBQ09AA3 |  | Mini-Splits (Non-Ducted) | 40MAQB09B--3 |  | 9000 | 26.3 |  | 15.6 | 12.5 |  | 11500 | 7100 | 61.74% | [8 empty] | Residential | 187.5 | No | 0.75
206400643 | Mini/Multi Split | CARRIER | HRCU-A-CB-O | 38MARBQ12AA3 |  | Mini-Splits (Non-Ducted) | 40MAQB12B--3 |  | 12000 | 24.5 |  | 13.5 | 12.5 |  | 12000 | 7500 | 62.5% | [8 empty] | Residential | 250 | No | 1
206400644 | Mini/Multi Split | CARRIER | HRCU-A-CB-O | 38MARBQ18AA3 |  | Mini-Splits (Non-Ducted) | 40MAQB18B--3 |  | 17000 | 20.5 |  | 12.5 | 11 |  | 18000 | 10900 | 60.56% | [8 empty] | Residential | 355 | No | 1.42
206400645 | Mini/Multi Split | CARRIER | HRCU-A-CB-O | 38MARBQ24AA3 |  | Mini-Splits (Non-Ducted) | 40MAQB24B--3 |  | 24000 | 21 |  | 13 | 12 |  | 26000 | 19400 | 74.62% | [8 empty] | Residential | 500 | No | 2
206400648 | Mini/Multi Split | BRYANT | HRCU-A-CB-O | 38MARBQ09AA3 |  | Mini-Splits (Non-Ducted) | 619PEQ009BBMA |  | 9000 | 26.3 |  | 15.6 | 12.5 |  | 11500 | 7100 | 61.74% | [8 empty] | Residential | 187.5 | No | 0.75
206400649 | Mini/Multi Split | BRYANT | HRCU-A-CB-O | 38MARBQ12AA3 |  | Mini-Splits (Non-Ducted) | 619PEQ012BBMA |  | 12000 | 24.5 |  | 13.5 | 12.5 |  | 12000 | 7500 | 62.5% | [8 empty] | Residential | 250 | No | 1
206400650 | Mini/Multi Split | BRYANT | HRCU-A-CB-O | 38MARBQ18AA3 |  | Mini-Splits (Non-Ducted) | 619PEQ018BBMA |  | 17000 | 20.5 |  | 12.5 | 11 |  | 18000 | 10900 | 60.56% | [8 empty] | Residential | 355 | No | 1.42
206400651 | Mini/Multi Split | BRYANT | HRCU-A-CB-O | 38MARBQ24AA3 |  | Mini-Splits (Non-Ducted) | 619PEQ024BBMA |  | 24000 | 21 |  | 13 | 12 |  | 26000 | 19400 | 74.62% | [8 empty] | Residential | 500 | No | 2
206400654 | Mini/Multi Split | PAYNE | HRCU-A-CB-O | 38MARBQ09AA3 |  | Mini-Splits (Non-Ducted) | DHMSHAQ09XA3 |  | 9000 | 26.3 |  | 15.6 | 12.5 |  | 11500 | 7100 | 61.74% | [8 empty] | Residential | 187.5 | No | 0.75
206400655 | Mini/Multi Split | PAYNE | HRCU-A-CB-O | 38MARBQ12AA3 |  | Mini-Splits (Non-Ducted) | DHMSHAQ12XA3 |  | 12000 | 24.5 |  | 13.5 | 12.5 |  | 12000 | 7500 | 62.5% | [8 empty] | Residential | 250 | No | 1
206400656 | Mini/Multi Split | PAYNE | HRCU-A-CB-O | 38MARBQ18AA3 |  | Mini-Splits (Non-Ducted) | DHMSHAQ18XA3 |  | 17000 | 20.5 |  | 12.5 | 11 |  | 18000 | 10900 | 60.56% | [8 empty] | Residential | 355 | No | 1.42
206400657 | Mini/Multi Split | PAYNE | HRCU-A-CB-O | 38MARBQ24AA3 |  | Mini-Splits (Non-Ducted) | DHMSHAQ24XA3 |  | 24000 | 21 |  | 13 | 12 |  | 26000 | 19400 | 74.62% | [8 empty] | Residential | 500 | No | 2
206400660 | Mini/Multi Split | MIDEA | HRCU-A-CB-O | 38MARBQ09AA3 |  | Mini-Splits (Non-Ducted) | DHMSHAQ09XA3 |  | 9000 | 26.3 |  | 15.6 | 12.5 |  | 11500 | 7100 | 61.74% | [8 empty] | Residential | 187.5 | No | 0.75
206400661 | Mini/Multi Split | MIDEA | HRCU-A-CB-O | 38MARBQ12AA3 |  | Mini-Splits (Non-Ducted) | DHMSHAQ12XA3 |  | 12000 | 24.5 |  | 13.5 | 12.5 |  | 12000 | 7500 | 62.5% | [8 empty] | Residential | 250 | No | 1
206400662 | Mini/Multi Split | MIDEA | HRCU-A-CB-O | 38MARBQ18AA3 |  | Mini-Splits (Non-Ducted) | DHMSHAQ18XA3 |  | 17000 | 20.5 |  | 12.5 | 11 |  | 18000 | 10900 | 60.56% | [8 empty] | Residential | 355 | No | 1.42
206400663 | Mini/Multi Split | MIDEA | HRCU-A-CB-O | 38MARBQ24AA3 |  | Mini-Splits (Non-Ducted) | DHMSHAQ24XA3 |  | 24000 | 21 |  | 13 | 12 |  | 26000 | 19400 | 74.62% | [8 empty] | Residential | 500 | No | 2
206400666 | Mini/Multi Split | Weathermaker | HRCU-A-CB-O | 38MARBQ09AA3 |  | Mini-Splits (Non-Ducted) | DHMSHAQ09XA3 |  | 9000 | 26.3 |  | 15.6 | 12.5 |  | 11500 | 7100 | 61.74% | [8 empty] | Residential | 187.5 | No | 0.75
206400667 | Mini/Multi Split | Weathermaker | HRCU-A-CB-O | 38MARBQ12AA3 |  | Mini-Splits (Non-Ducted) | DHMSHAQ12XA3 |  | 12000 | 24.5 |  | 13.5 | 12.5 |  | 12000 | 7500 | 62.5% | [8 empty] | Residential | 250 | No | 1
206400668 | Mini/Multi Split | Weathermaker | HRCU-A-CB-O | 38MARBQ18AA3 |  | Mini-Splits (Non-Ducted) | DHMSHAQ18XA3 |  | 17000 | 20.5 |  | 12.5 | 11 |  | 18000 | 10900 | 60.56% | [8 empty] | Residential | 355 | No | 1.42
206400669 | Mini/Multi Split | Weathermaker | HRCU-A-CB-O | 38MARBQ24AA3 |  | Mini-Splits (Non-Ducted) | DHMSHAQ24XA3 |  | 24000 | 21 |  | 13 | 12 |  | 26000 | 19400 | 74.62% | [8 empty] | Residential | 500 | No | 2
206401408 | Mini/Multi Split | Trane / Mitsubishi Electric | HRCU-A-CB-O | NTXSPB09A112A* |  | Mini-Splits (Non-Ducted) | NTXWPH09B112AA |  | 9000 | 30.5 |  | 16.1 | 12.5 |  | 10900 | 6700 | 61.47% | [8 empty] | Residential | 187.5 | No | 0.75
206401409 | Mini/Multi Split | Trane / Mitsubishi Electric | HRCU-A-CB-O | NTXSPB12A112A* |  | Mini-Splits (Non-Ducted) | NTXWPH12B112AA |  | 12000 | 26.1 |  | 13.8 | 11.5 |  | 13600 | 8100 | 59.56% | [8 empty] | Residential | 250 | No | 1
206401410 | Mini/Multi Split | Trane / Mitsubishi Electric | HRCU-A-CB-O | NTXSPB15A112A* |  | Mini-Splits (Non-Ducted) | NTXWPH15B112AA |  | 15000 | 22 |  | 12.5 | 11 |  | 18000 | 11000 | 61.11% | [8 empty] | Residential | 312.5 | No | 1.25
206401426 | Mini/Multi Split | Trane / Mitsubishi Electric | HRCU-A-CB-O | NTXSPB06A112A* |  | Mini-Splits (Non-Ducted) | NTXWPH06B112AA |  | 6000 | 33.1 |  | 19 | 12.5 |  | 8700 | 5900 | 67.82% | [8 empty] | Residential | 125 | No | 0.5
206401431 | Mini/Multi Split | Trane / Mitsubishi Electric | HRCU-A-CB-O | NTXSPB18A112A* |  | Mini-Splits (Non-Ducted) | NTXWPH18B112AA |  | 17200 | 21 |  | 12.5 | 11 |  | 20200 | 13700 | 67.82% | [8 empty] | Residential | 357.5 | No | 1.43
206401439 | Mini/Multi Split | MOOVAIR | HRCU-A-CB-O | DM18HOS25230E3A |  | Mini-Splits (Non-Ducted) | DM18HIW23230E3 |  | 17000 | 20.5 |  | 12.5 | 11 |  | 18000 | 10900 | 60.56% | [8 empty] | Residential | 355 | No | 1.42
206401440 | Mini/Multi Split | MOOVAIR | HRCU-A-CB | DM18HOS25230E3A |  | Mini-Splits (Ducted) | DM18HIDU230X5 |  | 16500 | 19.6 |  | 12.5 | 11 |  | 19000 | 15000 | 78.95% | 17000 | 18 | 11.7 | 9.5 | 19000 | 17700 | 93.16% | 1.85 | Residential | 355 | Yes | 1.42 | Both
206401441 | Mini/Multi Split | MOOVAIR | HRCU-A-CB-O | DM18HOS25230E3A |  | Mini-Splits (Non-Ducted) | DM18HICU230X5 |  | 16000 | 20 |  | 12.5 | 10.3 |  | 18000 | 15600 | 86.67% | 16000 | 20 | 12.5 | 9.5 | 17000 | 16000 | 94.12% | 1.75 | Residential | 332.5 | No | 1.33 | Both
206401442 | Mini/Multi Split | MOOVAIR | HRCU-A-CB-O | DM24HOS25230E3A |  | Mini-Splits (Non-Ducted) | DM24HIW23230E3 |  | 24000 | 21 |  | 13 | 12 |  | 26000 | 19400 | 74.62% | [8 empty] | Residential | 500 | No | 2
206401443 | Mini/Multi Split | MOOVAIR | HRCU-A-CB | DM24HOS25230E3A |  | Mini-Splits (Ducted) | DM24HIDU230X5 |  | 24000 | 20.6 |  | 12.5 | 12.6 |  | 24600 | 21000 | 85.37% | 24000 | 19.2 | 12 | 10.5 | 25000 | 27000 | 108% | 2 | Residential | 500 | Yes | 2 | Both
206401445 | Mini/Multi Split | ELIOS | HRCU-A-CB-O | DE18HOS25230E3A |  | Mini-Splits (Non-Ducted) | DE18HIW23230E3 |  | 17000 | 20.5 |  | 12.5 | 11 |  | 18000 | 10900 | 60.56% | [8 empty] | Residential | 355 | No | 1.42
206401446 | Mini/Multi Split | ELIOS | HRCU-A-CB | DE18HOS25230E3A |  | Mini-Splits (Ducted) | DM18HIDU230X5 |  | 16500 | 19.6 |  | 12.5 | 11 |  | 19000 | 15000 | 78.95% | 17000 | 18 | 11.7 | 9.5 | 19000 | 17700 | 93.16% | 1.85 | Residential | 355 | Yes | 1.42 | Both
206401447 | Mini/Multi Split | ELIOS | HRCU-A-CB-O | DE18HOS25230E3A |  | Mini-Splits (Non-Ducted) | DM18HICU230X5 |  | 16000 | 20 |  | 12.5 | 10.3 |  | 18000 | 15600 | 86.67% | 16000 | 20 | 12.5 | 9.5 | 17000 | 16000 | 94.12% | 1.75 | Residential | 332.5 | No | 1.33 | Both
206401448 | Mini/Multi Split | ELIOS | HRCU-A-CB-O | DE24HOS25230E3A |  | Mini-Splits (Non-Ducted) | DE24HIW23230E3 |  | 24000 | 21 |  | 13 | 12 |  | 26000 | 19400 | 74.62% | [8 empty] | Residential | 500 | No | 2
206401449 | Mini/Multi Split | ELIOS | HRCU-A-CB | DE24HOS25230E3A |  | Mini-Splits (Ducted) | DM24HIDU230X5 |  | 24000 | 20.6 |  | 12.5 | 12.6 |  | 24600 | 21000 | 85.37% | 24000 | 19.2 | 12 | 10.5 | 25000 | 27000 | 108% | 2 | Residential | 500 | Yes | 2 | Both
206422399 | Mini/Multi Split | GREE | HRCU-A-CB-O | GWH09QC-D3DNA1D/O |  | Mini-Splits (Non-Ducted) | GWH09AFC-D3DN***/I |  | 9000 | 23 |  | 14 | 10.5 |  | 11000 | 6800 | 61.82% | [8 empty] | Residential | 187.5 | No | 0.75
206422400 | Mini/Multi Split | GREE | HRCU-A-CB-O | GWH12QC-D3DNA1D/O |  | Mini-Splits (Non-Ducted) | GWH12AFC-D3DN***/I |  | 12000 | 23 |  | 12.5 | 11 |  | 13000 | 7100 | 54.62% | 12000 | 21.5 | 12 | 8.2 | 13000 |  |  |  | Residential | 250 | No | 1 | No
206422436 | Mini/Multi Split | Convectair | HRCU-A-CB-O | 8090-O |  | Mini-Splits (Non-Ducted) | 8090-I |  | 9000 | 26.3 |  | 15.6 | 12.5 |  | 11500 | 7100 | 61.74% | [8 empty] | Residential | 187.5 | No | 0.75
206422437 | Mini/Multi Split | Convectair | HRCU-A-CB-O | 8120-O |  | Mini-Splits (Non-Ducted) | 8120-I |  | 12000 | 24.5 |  | 13.5 | 12.5 |  | 12000 | 7500 | 62.5% | [8 empty] | Residential | 250 | No | 1
206422438 | Mini/Multi Split | Convectair | HRCU-A-CB-O | 8180-O |  | Mini-Splits (Non-Ducted) | 8180-I |  | 17000 | 20.5 |  | 12.5 | 11 |  | 18000 | 10900 | 60.56% | [8 empty] | Residential | 355 | No | 1.42
206422439 | Mini/Multi Split | Convectair | HRCU-A-CB-O | 8240-O |  | Mini-Splits (Non-Ducted) | 8240-I |  | 24000 | 21 |  | 13 | 12 |  | 26000 | 19400 | 74.62% | [8 empty] | Residential | 500 | No | 2
206425194 | Mini/Multi Split | Trane / Mitsubishi Electric | HRCU-A-CB-O | NTXSPB06B112A* |  | Mini-Splits (Non-Ducted) | NTXWPH06A112AA |  | 6000 | 33.1 |  | 19 | 12.5 |  | 8700 | 5900 | 67.82% | [8 empty] | Residential | 125 | No | 0.5
206425204 | Mini/Multi Split | Trane / Mitsubishi Electric | HRCU-A-CB-O | NTXSPB09B112A* |  | Mini-Splits (Non-Ducted) | NTXWPH09A112AA |  | 9000 | 30.5 |  | 16.1 | 12.5 |  | 10900 | 6700 | 61.47% | [8 empty] | Residential | 187.5 | No | 0.75
206425205 | Mini/Multi Split | Trane / Mitsubishi Electric | HRCU-A-CB-O | NTXSPB12B112A* |  | Mini-Splits (Non-Ducted) | NTXWPH12A112AA |  | 12000 | 26.1 |  | 13.8 | 11.5 |  | 13600 | 8100 | 59.56% | [8 empty] | Residential | 250 | No | 1
206428584 | Mini/Multi Split | ACD | HRCU-A-CB-O | MUD18KCH23S-O |  | Non-Ducted Indoor Units |  |  | 18000 | 23 |  | 12.5 | 10.5 |  | 21000 | 17000 | 80.95% | 18000 | 20 | 12 | 10 | 21000 | 21800 | 103.8% | 1.81 | Residential | 375 | Yes | 1.5 | Yes
206428585 | Mini/Multi Split | ACD | HMSV-A-CB-O | MUD24KCH23S-O |  | Non-Ducted Indoor Units |  |  | 22000 | 23 |  | 12.5 | 10.5 |  | 26000 | 17900 | 68.85% | 22000 | 20 | 12 | 10 | 26000 | 30000 | 115.4% | 1.8 | Residential | 457.5 | Yes | 1.83 | Yes
206428591 | Mini/Multi Split | Perfect Aire | HRCU-A-CB-O | 3PAMSHHQC18-MZO2 |  | Non-Ducted Indoor Units |  |  | 18000 | 22 |  | 12.5 | 11 |  | 18000 | 12700 | 70.56% | 18000 | 21 | 12.5 | 9.5 | 19800 | 18000 | 90.91% | 1.84 | Residential | 375 | Yes | 1.5 | Both
206428592 | Mini/Multi Split | Perfect Aire | HRCU-A-CB-O | 3PAMSHHQC24-MZO3 |  | Non-Ducted Indoor Units |  |  | 24000 | 22 |  | 12.5 | 11 |  | 24000 | 15000 | 62.5% | 24000 | 22 | 12.5 | 9.05 | 24000 | 24000 | 100% | 1.84 | Residential | 500 | Yes | 2 | Both
206445819 | Mini/Multi Split | HAIER | HRCU-A-CB-O | 1U09EH2VHE* |  | Mini-Splits (Non-Ducted) | AW09EH2VHD* |  | 9000 | 30 |  | 16 | 15.2 |  | 10000 | 6500 | 65% | [8 empty] | Residential | 187.5 | No | 0.75
206445820 | Mini/Multi Split | HAIER | HRCU-A-CB-O | 1U18EH2VHE* |  | Mini-Splits (Non-Ducted) | AW18EH2VHD* |  | 18000 | 23 |  | 13 | 12 |  | 20000 | 15300 | 76.5% | [8 empty] | Residential | 375 | No | 1.5
206453600 | Mini/Multi Split | Perfect Aire | HRCU-A-CB-O | 3PAMSHQCO09-U230 |  | Mini-Splits (Non-Ducted) | 3PAMSHQCW09-U230 |  | 9000 | 22.5 |  | 13.7 | 10.7 |  | 9500 | 5000 | 52.63% | [8 empty] | Residential | 187.5 | No | 0.75
206453601 | Mini/Multi Split | Perfect Aire | HRCU-A-CB-O | 3PAMSHQCO12-U230 |  | Mini-Splits (Non-Ducted) | 3PAMSHQCW12-U230 |  | 12000 | 22 |  | 13 | 10.5 |  | 13000 | 7500 | 57.69% | [8 empty] | Residential | 250 | No | 1
206453602 | Mini/Multi Split | Perfect Aire | HRCU-A-CB-O | 3PAMSHQCO18-U230 |  | Mini-Splits (Non-Ducted) | 3PAMSHQCW18-U230 |  | 18000 | 23.3 |  | 13 | 11.6 |  | 19000 | 11600 | 61.05% | 18000 | 22.5 | 13 | 8.6 | 17000 | 11900 | 70% | 1.75 | Residential | 375 | No | 1.5 | Yes
206579740 | Mini/Multi Split | FUJITSU | HRCU-A-CB | AOUH09LUAS1 |  | Mini-Splits (Ducted) | ADUH09LUAS1 |  | 9000 | 20 |  | 13.6 | 11.7 |  | 12000 | 7400 | 61.67% | [8 empty] | Residential | 187.5 | No | 0.75
206579741 | Mini/Multi Split | FUJITSU | HRCU-A-CB | AOUH12LUAS1 |  | Mini-Splits (Ducted) | ADUH12LUAS1 |  | 12000 | 20.2 |  | 12.8 | 11.5 |  | 16000 | 10500 | 65.62% | [8 empty] | Residential | 250 | No | 1
206579742 | Mini/Multi Split | FUJITSU | HRCU-A-CB | AOUH18LUAS1 |  | Mini-Splits (Ducted) | ADUH18LUAS1 |  | 17100 | 20.2 |  | 12.5 | 11.4 |  | 21600 | 14400 | 66.67% | [8 empty] | Residential | 357.5 | No | 1.43
206579743 | Mini/Multi Split | FUJITSU | HRCU-A-CB-O | AOUH09LUAS1 |  | Mini-Splits (Non-Ducted) | ACUH09LUAS1 |  | 9000 | 22.5 |  | 13.6 | 12.5 |  | 12000 | 7800 | 65% | 9000 | 23.5 | 13.6 | 11.8 | 12000 | 10100 | 84.17% | 2.22 | Residential | 187.5 | Yes | 0.75 | Both
206579744 | Mini/Multi Split | FUJITSU | HRCU-A-CB-O | AOUH12LUAS1 |  | Mini-Splits (Non-Ducted) | ACUH12LUAS1 |  | 12000 | 22.1 |  | 12.8 | 12.2 |  | 16000 | 10700 | 66.88% | 12000 | 23 | 12.8 | 11.3 | 16000 | 15500 | 96.88% | 2.02 | Residential | 250 | Yes | 1 | Both
206579745 | Mini/Multi Split | FUJITSU | HRCU-A-CB-O | AOUH18LUAS1 |  | Mini-Splits (Non-Ducted) | ACUH18LUAS1 |  | 17100 | 20.8 |  | 12.5 | 11.6 |  | 21600 | 14700 | 68.06% | 17100 | 21.5 | 12.5 | 11.2 | 21600 | 17100 | 79.17% | 2.2 | Residential | 357.5 | Yes | 1.43 | Both
206579752 | Mini/Multi Split | NORTEK | HMSV-A-CB-O | GXH18(5.3)FMK4DH1 |  | Non-Ducted Indoor Units |  |  | 18000 | 22 |  | 12.5 | 11 |  | 19000 | 12800 | 67.37% | 18000 | 21 | 12.5 | 9 | 19000 |  |  |  | Residential | 375 | No | 1.5 | No
206579755 | Mini/Multi Split | NORTEK | HMSV-A-CB-O | GXH24(7.0)FMK4DH1 |  | Non-Ducted Indoor Units |  |  | 24000 | 21 |  | 12.5 | 11 |  | 26000 | 16600 | 63.85% | 24000 | 21 | 11.8 | 9 | 26000 |  |  |  | Residential | 500 | No | 2 | No
206579758 | Mini/Multi Split | NORTEK | HMSV-A-CB-O | GXH30(8.8)FMK4DH1 |  | Non-Ducted Indoor Units |  |  | 28400 | 21 |  | 12.5 | 11.5 |  | 30000 | 18000 | 60% | 28400 | 20 | 11.8 | 8.6 | 30000 |  |  |  | Residential | 592.5 | No | 2.37 | No
206579761 | Mini/Multi Split | NORTEK | HMSV-A-CB-O | GXH36(10.6)FMK4DH1 |  | Non-Ducted Indoor Units |  |  | 34000 | 21 |  | 12.5 | 11.5 |  | 36000 | 26600 | 73.89% | 34000 | 21 | 11.8 | 8.6 | 36000 |  |  |  | Residential | 707.5 | No | 2.83 | No
206579767 | Mini/Multi Split | MAMMOTH | HMSV-A-CB-O | GXH18(5.3)FMK4DH1 |  | Non-Ducted Indoor Units |  |  | 18000 | 22 |  | 12.5 | 11 |  | 19000 | 12800 | 67.37% | 18000 | 21 | 12.5 | 9 | 19000 |  |  |  | Residential | 375 | No | 1.5 | No
206579770 | Mini/Multi Split | MAMMOTH | HMSV-A-CB-O | GXH24(7.0)FMK4DH1 |  | Non-Ducted Indoor Units |  |  | 24000 | 21 |  | 12.5 | 11 |  | 26000 | 16600 | 63.85% | 24000 | 21 | 11.8 | 9 | 26000 |  |  |  | Residential | 500 | No | 2 | No
206579773 | Mini/Multi Split | MAMMOTH | HMSV-A-CB-O | GXH30(8.8)FMK4DH1 |  | Non-Ducted Indoor Units |  |  | 28400 | 21 |  | 12.5 | 11.5 |  | 30000 | 18000 | 60% | 28400 | 20 | 11.8 | 8.6 | 30000 |  |  |  | Residential | 592.5 | No | 2.37 | No
206579776 | Mini/Multi Split | MAMMOTH | HMSV-A-CB-O | GXH36(10.6)FMK4DH1 |  | Non-Ducted Indoor Units |  |  | 34000 | 21 |  | 12.5 | 11.5 |  | 36000 | 26600 | 73.89% | 34000 | 21 | 11.8 | 8.6 | 36000 |  |  |  | Residential | 707.5 | No | 2.83 | No
206579782 | Mini/Multi Split | REZNOR | HMSV-A-CB-O | GXH18(5.3)FMK4DH1 |  | Non-Ducted Indoor Units |  |  | 18000 | 22 |  | 12.5 | 11 |  | 19000 | 12800 | 67.37% | 18000 | 21 | 12.5 | 9 | 19000 |  |  |  | Residential | 375 | No | 1.5 | No
206579785 | Mini/Multi Split | REZNOR | HMSV-A-CB-O | GXH24(7.0)FMK4DH1 |  | Non-Ducted Indoor Units |  |  | 24000 | 21 |  | 12.5 | 11 |  | 26000 | 16600 | 63.85% | 24000 | 21 | 11.8 | 9 | 26000 |  |  |  | Residential | 500 | No | 2 | No
206579788 | Mini/Multi Split | REZNOR | HMSV-A-CB-O | GXH30(8.8)FMK4DH1 |  | Non-Ducted Indoor Units |  |  | 28400 | 21 |  | 12.5 | 11.5 |  | 30000 | 18000 | 60% | 28400 | 20 | 11.8 | 8.6 | 30000 |  |  |  | Residential | 592.5 | No | 2.37 | No
206579791 | Mini/Multi Split | REZNOR | HMSV-A-CB-O | GXH36(10.6)FMK4DH1 |  | Non-Ducted Indoor Units |  |  | 34000 | 21 |  | 12.5 | 11.5 |  | 36000 | 26600 | 73.89% | 34000 | 21 | 11.8 | 8.6 | 36000 |  |  |  | Residential | 707.5 | No | 2.83 | No
206597208 | Mini/Multi Split | FUJITSU | HRCU-A-CB-O | AOUG09LZAS1 |  | Mini-Splits (Non-Ducted) | ASUG09LZBS |  | 9000 | 33.1 |  | 18 | 14.2 |  | 12000 | 7400 | 61.67% | 9000 | 33.1 | 18 | 13.4 | 12000 | 15400 | 128.3% | 2.14 | Residential | 187.5 | Yes | 0.75 | Both
206597209 | Mini/Multi Split | FUJITSU | HRCU-A-CB-O | AOUG09LZAH1 |  | Mini-Splits (Non-Ducted) | ASUG09LZBS |  | 9000 | 33.1 |  | 18 | 14 |  | 12000 | 7400 | 61.67% | 9000 | 33.1 | 18 | 13.3 | 12000 | 15400 | 128.3% | 2 | Residential | 187.5 | Yes | 0.75 | Both
206597210 | Mini/Multi Split | FUJITSU | HRCU-A-CB-O | AOUG12LZAS1 |  | Mini-Splits (Non-Ducted) | ASUG12LZBS |  | 12000 | 29.4 |  | 15.2 | 14 |  | 16000 | 10000 | 62.5% | 12000 | 29.4 | 15.2 | 12.9 | 16000 | 16600 | 103.8% | 2.32 | Residential | 250 | Yes | 1 | Both
206597211 | Mini/Multi Split | FUJITSU | HRCU-A-CB-O | AOUG12LZAH1 |  | Mini-Splits (Non-Ducted) | ASUG12LZBS |  | 12000 | 29.4 |  | 15.2 | 13.8 |  | 16000 | 10000 | 62.5% | 12000 | 29.4 | 15.2 | 12.7 | 16000 | 16600 | 103.8% | 2.16 | Residential | 250 | Yes | 1 | Both
206597212 | Mini/Multi Split | FUJITSU | HRCU-A-CB-O | AOUG15LZAS1 |  | Mini-Splits (Non-Ducted) | ASUG15LZBS |  | 14500 | 25.3 |  | 13.9 | 13.4 |  | 18000 | 11200 | 62.22% | 14500 | 25.3 | 13.9 | 12.8 | 18000 | 17500 | 97.22% | 2.52 | Residential | 302.5 | Yes | 1.21 | Both
206597213 | Mini/Multi Split | FUJITSU | HRCU-A-CB-O | AOUG15LZAH1 |  | Mini-Splits (Non-Ducted) | ASUG15LZBS |  | 14500 | 25.3 |  | 13.9 | 13.3 |  | 18000 | 11200 | 62.22% | 14500 | 25.3 | 13.9 | 12.7 | 18000 | 17500 | 97.22% | 2.34 | Residential | 302.5 | Yes | 1.21 | Both
206597269 | Mini/Multi Split | C&H | HRCU-A-CB | CH-HYP24SPH230VO |  | Mini-Splits (Ducted) | CH-24AHU |  | 20800 | 20 |  | 12.5 | 10 |  | 29000 | 17500 | 60.34% | [8 empty] | Residential | 432.5 | No | 1.73
206597270 | Mini/Multi Split | C&H | HRCU-A-CB | CH-24LCU/O |  | Mini-Splits (Ducted) | CH-24AHU |  | 20800 | 20 |  | 12.5 | 10 |  | 29000 | 17500 | 60.34% | [8 empty] | Residential | 432.5 | No | 1.73
206597271 | Mini/Multi Split | NAPOLEON | HRCU-A-CB-O | NH25-18H-O |  | Mini-Splits (Non-Ducted) | NH25-18F-I |  | 17000 | 20.5 |  | 12.5 | 11 |  | 18000 | 10900 | 60.56% | [8 empty] | Residential | 355 | No | 1.42
206597272 | Mini/Multi Split | NAPOLEON | HRCU-A-CB-O | NH25-18H-O |  | Mini-Splits (Non-Ducted) | NH25-24F-I |  | 24000 | 21 |  | 13 | 12 |  | 26000 | 19400 | 74.62% | [8 empty] | Residential | 500 | No | 2
206598078 | Mini/Multi Split | AIRDACH | HRCU-A-CB-O | ACSH0921VM1-D |  | Mini-Splits (Non-Ducted) | AIWH0900VM1-D |  | 9000 | 22.8 |  | 14 | 10.5 |  | 9800 | 6400 | 65.31% | [8 empty] | Residential | 187.5 | No | 0.75
206598080 | Mini/Multi Split | AIRDACH | HRCU-A-CB-O | ACSH1821VM1-D |  | Mini-Splits (Non-Ducted) | AIWH1800VM1-D |  | 18000 | 21 |  | 13 | 10 |  | 18000 | 10400 | 57.78% | [8 empty] | Residential | 375 | No | 1.5
206598081 | Mini/Multi Split | AIRDACH | HRCU-A-CB-O | ACSH2420VM1-D |  | Mini-Splits (Non-Ducted) | AIWH2400VM1-D |  | 24000 | 20.5 |  | 12.5 | 10 |  | 25000 | 15300 | 61.2% | [8 empty] | Residential | 500 | No | 2
206598613 | Mini/Multi Split | NAPOLEON | HRCU-A-CB-O | NH25-24H-O |  | Mini-Splits (Non-Ducted) | NH25-24F-I |  | 24000 | 21 |  | 13 | 12 |  | 26000 | 19400 | 74.62% | [8 empty] | Residential | 500 | No | 2
206608650 | Mini/Multi Split | HAIER | HRCU-A-CB | 1U09EH2VHE* |  | Mini-Splits (Ducted) | USYM09UCDSA* |  | 9000 | 21 |  | 12.5 | 11 |  | 10000 | 6500 | 65% | [8 empty] | Residential | 187.5 | No | 0.75
206703383 | Mini/Multi Split | ACD | HRCU-A-CB-O | OCD15KCH20S-O |  | Mini-Splits (Non-Ducted) | OCD15KCH20S-I |  | 15000 | 20 |  | 12.5 | 11 |  | 16000 | 10300 | 64.38% | [8 empty] | Residential | 312.5 | No | 1.25
206709443 | Mini/Multi Split | American Standard / Mitsubishi Electric | HRCU-A-CB-O | MUZ-FH12NA |  | Mini-Splits (Non-Ducted) | NAXWPH12A112A* |  | 12000 | 26.1 |  | 13.8 | 12.5 |  | 13600 | 8100 | 59.56% | [8 empty] | Residential | 250 | No | 1
206709444 | Mini/Multi Split | American Standard / Mitsubishi Electric | HRCU-A-CB-O | MUZ-FH12NAH |  | Mini-Splits (Non-Ducted) | NAXWPH12A112A* |  | 12000 | 26.1 |  | 13.8 | 11.5 |  | 13600 | 8100 | 59.56% | [8 empty] | Residential | 250 | No | 1
206709445 | Mini/Multi Split | American Standard / Mitsubishi Electric | HRCU-A-CB-O | MUZ-FH15NA |  | Mini-Splits (Non-Ducted) | NAXWPH15A112A* |  | 15000 | 22 |  | 12.5 | 12 |  | 18000 | 11000 | 61.11% | [8 empty] | Residential | 312.5 | No | 1.25
206709446 | Mini/Multi Split | American Standard / Mitsubishi Electric | HRCU-A-CB-O | MUZ-FH15NAH |  | Mini-Splits (Non-Ducted) | NAXWPH15A112A* |  | 15000 | 22 |  | 12.5 | 11 |  | 18000 | 11000 | 61.11% | [8 empty] | Residential | 312.5 | No | 1.25
206709447 | Mini/Multi Split | American Standard / Mitsubishi Electric | HRCU-A-CB-O | MUZ-FH18NA2 |  | Mini-Splits (Non-Ducted) | NAXWPH18A112A* |  | 17200 | 21 |  | 12.5 | 12 |  | 20200 | 13700 | 67.82% | [8 empty] | Residential | 357.5 | No | 1.43
206709448 | Mini/Multi Split | American Standard / Mitsubishi Electric | HRCU-A-CB-O | MUZ-FH18NAH2 |  | Mini-Splits (Non-Ducted) | NAXWPH18A112A* |  | 17200 | 21 |  | 12.5 | 11 |  | 20200 | 13700 | 67.82% | [8 empty] | Residential | 357.5 | No | 1.43
206709449 | Mini/Multi Split | Trane / Mitsubishi Electric | HRCU-A-CB-O | MUZ-FH12NA |  | Mini-Splits (Non-Ducted) | NTXWPH12A112A* |  | 12000 | 26.1 |  | 13.8 | 12.5 |  | 13600 | 8100 | 59.56% | [8 empty] | Residential | 250 | No | 1
206709450 | Mini/Multi Split | Trane / Mitsubishi Electric | HRCU-A-CB-O | MUZ-FH12NAH |  | Mini-Splits (Non-Ducted) | NTXWPH12A112A* |  | 12000 | 26.1 |  | 13.8 | 11.5 |  | 13600 | 8100 | 59.56% | [8 empty] | Residential | 250 | No | 1
206709451 | Mini/Multi Split | Trane / Mitsubishi Electric | HRCU-A-CB-O | MUZ-FH15NA |  | Mini-Splits (Non-Ducted) | NTXWPH15A112A* |  | 15000 | 22 |  | 12.5 | 12 |  | 18000 | 11000 | 61.11% | [8 empty] | Residential | 312.5 | No | 1.25
206709452 | Mini/Multi Split | Trane / Mitsubishi Electric | HRCU-A-CB-O | MUZ-FH15NAH |  | Mini-Splits (Non-Ducted) | NTXWPH15A112A* |  | 15000 | 22 |  | 12.5 | 11 |  | 18000 | 11000 | 61.11% | [8 empty] | Residential | 312.5 | No | 1.25
206709453 | Mini/Multi Split | Trane / Mitsubishi Electric | HRCU-A-CB-O | MUZ-FH18NA2 |  | Mini-Splits (Non-Ducted) | NTXWPH18A112A* |  | 17200 | 21 |  | 12.5 | 12 |  | 20200 | 13700 | 67.82% | [8 empty] | Residential | 357.5 | No | 1.43
206709454 | Mini/Multi Split | Trane / Mitsubishi Electric | HRCU-A-CB-O | MUZ-FH18NAH2 |  | Mini-Splits (Non-Ducted) | NTXWPH18A112A* |  | 17200 | 21 |  | 12.5 | 11 |  | 20200 | 13700 | 67.82% | [8 empty] | Residential | 357.5 | No | 1.43
206709455 | Mini/Multi Split | American Standard / Mitsubishi Electric | HRCU-A-CB-O | NAXSPF09A112A* |  | Mini-Splits (Non-Ducted) | NTXFKS09A112A* |  | 9000 | 28.2 |  | 15.8 | 13 |  | 11000 | 7500 | 68.18% | [8 empty] | Residential | 187.5 | No | 0.75
206709456 | Mini/Multi Split | American Standard / Mitsubishi Electric | HRCU-A-CB-O | NAXSPF12A112A* |  | Mini-Splits (Non-Ducted) | NTXFKS12A112A* |  | 12000 | 25.5 |  | 13.6 | 12 |  | 13000 | 8800 | 67.69% | [8 empty] | Residential | 250 | No | 1
206709457 | Mini/Multi Split | American Standard / Mitsubishi Electric | HRCU-A-CB-O | NAXSPF15A112A* |  | Mini-Splits (Non-Ducted) | NTXFKS15A112A* |  | 15000 | 21.8 |  | 13.5 | 11.6 |  | 18000 | 12000 | 66.67% | [8 empty] | Residential | 312.5 | No | 1.25
206709458 | Mini/Multi Split | American Standard / Mitsubishi Electric | HRCU-A-CB-O | NAXSPF18A112A* |  | Mini-Splits (Non-Ducted) | NTXFKS18A112A* |  | 17000 | 21 |  | 12.6 | 11.3 |  | 21000 | 12800 | 60.95% | [8 empty] | Residential | 355 | No | 1.42
206709459 | Mini/Multi Split | American Standard / Mitsubishi Electric | HRCU-A-CB-O | NAXSPH12A112A* |  | Mini-Splits (Non-Ducted) | NTXWPH12A112A* |  | 12000 | 26.1 |  | 13.8 | 12.5 |  | 13600 | 8100 | 59.56% | [8 empty] | Residential | 250 | No | 1
206709460 | Mini/Multi Split | American Standard / Mitsubishi Electric | HRCU-A-CB-O | NAXSPH15A112A* |  | Mini-Splits (Non-Ducted) | NTXWPH15A112A* |  | 15000 | 22 |  | 12.5 | 12 |  | 18000 | 11000 | 61.11% | [8 empty] | Residential | 312.5 | No | 1.25
206709461 | Mini/Multi Split | American Standard / Mitsubishi Electric | HRCU-A-CB-O | NAXSPH18A112A* |  | Mini-Splits (Non-Ducted) | NTXWPH18A112A* |  | 17200 | 21 |  | 12.5 | 12 |  | 20200 | 13700 | 67.82% | [8 empty] | Residential | 357.5 | No | 1.43
206709462 | Mini/Multi Split | Trane / Mitsubishi Electric | HRCU-A-CB-O | NTXSPB12A112A* |  | Mini-Splits (Non-Ducted) | MSZ-FH12NA |  | 12000 | 26.1 |  | 13.8 | 11.5 |  | 13600 | 8100 | 59.56% | [8 empty] | Residential | 250 | No | 1
206709463 | Mini/Multi Split | Trane / Mitsubishi Electric | HRCU-A-CB-O | NTXSPB12A112A* |  | Mini-Splits (Non-Ducted) | NAXWPH12A112A* |  | 12000 | 26.1 |  | 13.8 | 11.5 |  | 13600 | 8100 | 59.56% | [8 empty] | Residential | 250 | No | 1
206709464 | Mini/Multi Split | Trane / Mitsubishi Electric | HRCU-A-CB-O | NTXSPB15A112A* |  | Mini-Splits (Non-Ducted) | MSZ-FH15NA |  | 15000 | 22 |  | 12.5 | 11 |  | 18000 | 11000 | 61.11% | [8 empty] | Residential | 312.5 | No | 1.25
206709465 | Mini/Multi Split | Trane / Mitsubishi Electric | HRCU-A-CB-O | NTXSPB15A112A* |  | Mini-Splits (Non-Ducted) | NAXWPH15A112A* |  | 15000 | 22 |  | 12.5 | 11 |  | 18000 | 11000 | 61.11% | [8 empty] | Residential | 312.5 | No | 1.25
206709466 | Mini/Multi Split | Trane / Mitsubishi Electric | HRCU-A-CB-O | NTXSPB18A112A* |  | Mini-Splits (Non-Ducted) | NAXWPH18A112A* |  | 17200 | 21 |  | 12.5 | 11 |  | 20200 | 13700 | 67.82% | [8 empty] | Residential | 357.5 | No | 1.43
206709467 | Mini/Multi Split | Trane / Mitsubishi Electric | HRCU-A-CB-O | NTXSPF09A112A* |  | Mini-Splits (Non-Ducted) | NAXFKS09A112A* |  | 9000 | 28.2 |  | 15.8 | 13 |  | 11000 | 7500 | 68.18% | 9000 | 28.7 | 15.8 | 11.3 | 11000 |  |  |  | Residential | 187.5 | No | 0.75 | No
206709468 | Mini/Multi Split | Trane / Mitsubishi Electric | HRCU-A-CB-O | NTXSPF12A112A* |  | Mini-Splits (Non-Ducted) | NAXFKS12A112A* |  | 12000 | 25.5 |  | 13.6 | 12 |  | 13000 | 8800 | 67.69% | 12000 | 26.7 | 13.6 | 10.6 | 13000 |  |  |  | Residential | 250 | No | 1 | No
206709469 | Mini/Multi Split | Trane / Mitsubishi Electric | HRCU-A-CB-O | NTXSPF15A112A* |  | Mini-Splits (Non-Ducted) | NAXFKS15A112A* |  | 15000 | 21.8 |  | 13.5 | 11.6 |  | 18000 | 12000 | 66.67% | 15000 | 22.2 | 13.5 | 10.7 | 18000 |  |  |  | Residential | 312.5 | No | 1.25 | No
206709470 | Mini/Multi Split | Trane / Mitsubishi Electric | HRCU-A-CB-O | NTXSPF18A112A* |  | Mini-Splits (Non-Ducted) | NAXFKS18A112A* |  | 17000 | 21 |  | 12.6 | 11.3 |  | 21000 | 12800 | 60.95% | 17000 | 22 | 12.6 | 10.3 | 21000 |  |  |  | Residential | 355 | No | 1.42 | No
206709471 | Mini/Multi Split | Trane / Mitsubishi Electric | HRCU-A-CB-O | NTXSPH12A112A* |  | Mini-Splits (Non-Ducted) | NAXWPH12A112A* |  | 12000 | 26.1 |  | 13.8 | 12.5 |  | 13600 | 8100 | 59.56% | [8 empty] | Residential | 250 | No | 1
206709472 | Mini/Multi Split | Trane / Mitsubishi Electric | HRCU-A-CB-O | NTXSPH15A112A* |  | Mini-Splits (Non-Ducted) | NAXWPH15A112A* |  | 15000 | 22 |  | 12.5 | 12 |  | 18000 | 11000 | 61.11% | [8 empty] | Residential | 312.5 | No | 1.25
206709473 | Mini/Multi Split | Trane / Mitsubishi Electric | HRCU-A-CB-O | NTXSPH18A112A* |  | Mini-Splits (Non-Ducted) | NAXWPH18A112A* |  | 17200 | 21 |  | 12.5 | 12 |  | 20200 | 13700 | 67.82% | [8 empty] | Residential | 357.5 | No | 1.43
206709474 | Mini/Multi Split | American Standard / Mitsubishi Electric | HRCU-A-CB-O | NAXSPB12A112A* |  | Mini-Splits (Non-Ducted) | MSZ-FH12NA |  | 12000 | 26.1 |  | 13.8 | 11.5 |  | 13600 | 8100 | 59.56% | [8 empty] | Residential | 250 | No | 1
206709475 | Mini/Multi Split | American Standard / Mitsubishi Electric | HRCU-A-CB-O | NAXSPB12A112A* |  | Mini-Splits (Non-Ducted) | NTXWPH12A112A* |  | 12000 | 26.1 |  | 13.8 | 11.5 |  | 13600 | 8100 | 59.56% | [8 empty] | Residential | 250 | No | 1
206709476 | Mini/Multi Split | American Standard / Mitsubishi Electric | HRCU-A-CB-O | NAXSPB15A112A* |  | Mini-Splits (Non-Ducted) | MSZ-FH15NA |  | 15000 | 22 |  | 12.5 | 11 |  | 18000 | 11000 | 61.11% | [8 empty] | Residential | 312.5 | No | 1.25
206709477 | Mini/Multi Split | American Standard / Mitsubishi Electric | HRCU-A-CB-O | NAXSPB15A112A* |  | Mini-Splits (Non-Ducted) | NTXWPH15A112A* |  | 15000 | 22 |  | 12.5 | 11 |  | 18000 | 11000 | 61.11% | [8 empty] | Residential | 312.5 | No | 1.25
206709478 | Mini/Multi Split | American Standard / Mitsubishi Electric | HRCU-A-CB-O | NAXSPB18A112A* |  | Mini-Splits (Non-Ducted) | NTXWPH18A112A* |  | 17200 | 21 |  | 12.5 | 11 |  | 20200 | 13700 | 67.82% | [8 empty] | Residential | 357.5 | No | 1.43
206709479 | Mini/Multi Split | American Standard / Mitsubishi Electric | HRCU-A-CB-O | NAXSPB18A112A* |  | Mini-Splits (Non-Ducted) | MSZ-FH18NA2 |  | 17200 | 21 |  | 12.5 | 11 |  | 20200 | 13700 | 67.82% | [8 empty] | Residential | 357.5 | No | 1.43
206709480 | Mini/Multi Split | American Standard / Mitsubishi Electric | HRCU-A-CB-O | NAXSPF09A112A* |  | Mini-Splits (Non-Ducted) | MFZ-KJ09NA*** |  | 9000 | 28.2 |  | 15.8 | 13 |  | 11000 | 7500 | 68.18% | [8 empty] | Residential | 187.5 | No | 0.75
206709481 | Mini/Multi Split | American Standard / Mitsubishi Electric | HRCU-A-CB-O | NAXSPF12A112A* |  | Mini-Splits (Non-Ducted) | MFZ-KJ12NA*** |  | 12000 | 25.5 |  | 13.6 | 12 |  | 13000 | 8800 | 67.69% | [8 empty] | Residential | 250 | No | 1
206709482 | Mini/Multi Split | American Standard / Mitsubishi Electric | HRCU-A-CB-O | NAXSPF15A112A* |  | Mini-Splits (Non-Ducted) | MFZ-KJ15NA*** |  | 15000 | 21.8 |  | 13.5 | 11.6 |  | 18000 | 12000 | 66.67% | [8 empty] | Residential | 312.5 | No | 1.25
206709483 | Mini/Multi Split | American Standard / Mitsubishi Electric | HRCU-A-CB-O | NAXSPF18A112A* |  | Mini-Splits (Non-Ducted) | MFZ-KJ18NA*** |  | 17000 | 21 |  | 12.6 | 11.3 |  | 21000 | 12800 | 60.95% | [8 empty] | Residential | 355 | No | 1.42
206709484 | Mini/Multi Split | American Standard / Mitsubishi Electric | HRCU-A-CB-O | NAXSPH12A112A* |  | Mini-Splits (Non-Ducted) | MSZ-FH12NA |  | 12000 | 26.1 |  | 13.8 | 12.5 |  | 13600 | 8100 | 59.56% | [8 empty] | Residential | 250 | No | 1
206709485 | Mini/Multi Split | American Standard / Mitsubishi Electric | HRCU-A-CB-O | NAXSPH15A112A* |  | Mini-Splits (Non-Ducted) | MSZ-FH15NA |  | 15000 | 22 |  | 12.5 | 12 |  | 18000 | 11000 | 61.11% | [8 empty] | Residential | 312.5 | No | 1.25
206709486 | Mini/Multi Split | American Standard / Mitsubishi Electric | HRCU-A-CB-O | NAXSPH18A112A* |  | Mini-Splits (Non-Ducted) | MSZ-FH18NA2 |  | 17200 | 21 |  | 12.5 | 12 |  | 20200 | 13700 | 67.82% | [8 empty] | Residential | 357.5 | No | 1.43
206709487 | Mini/Multi Split | Trane / Mitsubishi Electric | HRCU-A-CB-O | NTXSPB18A112A* |  | Mini-Splits (Non-Ducted) | MSZ-FH18NA2 |  | 17200 | 21 |  | 12.5 | 11 |  | 20200 | 13700 | 67.82% | [8 empty] | Residential | 357.5 | No | 1.43
206709488 | Mini/Multi Split | Trane / Mitsubishi Electric | HRCU-A-CB-O | NTXSPF09A112A* |  | Mini-Splits (Non-Ducted) | MFZ-KJ09NA*** |  | 9000 | 28.2 |  | 15.8 | 13 |  | 11000 | 7500 | 68.18% | 9000 | 28.7 | 15.8 | 11.3 | 11000 |  |  |  | Residential | 187.5 | No | 0.75 | No
206709489 | Mini/Multi Split | Trane / Mitsubishi Electric | HRCU-A-CB-O | NTXSPF12A112A* |  | Mini-Splits (Non-Ducted) | MFZ-KJ12NA*** |  | 12000 | 25.5 |  | 13.6 | 12 |  | 13000 | 8800 | 67.69% | 12000 | 26.7 | 13.6 | 10.6 | 13000 |  |  |  | Residential | 250 | No | 1 | No
206709490 | Mini/Multi Split | Trane / Mitsubishi Electric | HRCU-A-CB-O | NTXSPF15A112A* |  | Mini-Splits (Non-Ducted) | MFZ-KJ15NA*** |  | 15000 | 21.8 |  | 13.5 | 11.6 |  | 18000 | 12000 | 66.67% | 15000 | 22.2 | 13.5 | 10.7 | 18000 |  |  |  | Residential | 312.5 | No | 1.25 | No
206709491 | Mini/Multi Split | Trane / Mitsubishi Electric | HRCU-A-CB-O | NTXSPF18A112A* |  | Mini-Splits (Non-Ducted) | MFZ-KJ18NA*** |  | 17000 | 21 |  | 12.6 | 11.3 |  | 21000 | 12800 | 60.95% | 17000 | 22 | 12.6 | 10.3 | 21000 |  |  |  | Residential | 355 | No | 1.42 | No
206709492 | Mini/Multi Split | Trane / Mitsubishi Electric | HRCU-A-CB-O | NTXSPH12A112A* |  | Mini-Splits (Non-Ducted) | MSZ-FH12NA |  | 12000 | 26.1 |  | 13.8 | 12.5 |  | 13600 | 8100 | 59.56% | [8 empty] | Residential | 250 | No | 1
206709493 | Mini/Multi Split | Trane / Mitsubishi Electric | HRCU-A-CB-O | NTXSPH15A112A* |  | Mini-Splits (Non-Ducted) | MSZ-FH15NA |  | 15000 | 22 |  | 12.5 | 12 |  | 18000 | 11000 | 61.11% | [8 empty] | Residential | 312.5 | No | 1.25
206709494 | Mini/Multi Split | Trane / Mitsubishi Electric | HRCU-A-CB-O | NTXSPH18A112A* |  | Mini-Splits (Non-Ducted) | MSZ-FH18NA2 |  | 17200 | 21 |  | 12.5 | 12 |  | 20200 | 13700 | 67.82% | [8 empty] | Residential | 357.5 | No | 1.43
206709495 | Mini/Multi Split | American Standard / Mitsubishi Electric | HRCU-A-CB-O | MUZ-FH06NA |  | Mini-Splits (Non-Ducted) | NAXWPH06A112A* |  | 6000 | 33.1 |  | 19 | 13.5 |  | 8700 | 5900 | 67.82% | [8 empty] | Residential | 125 | No | 0.5
206709496 | Mini/Multi Split | Trane / Mitsubishi Electric | HRCU-A-CB-O | MUZ-FH06NA |  | Mini-Splits (Non-Ducted) | NTXWPH06A112A* |  | 6000 | 33.1 |  | 19 | 13.5 |  | 8700 | 5900 | 67.82% | [8 empty] | Residential | 125 | No | 0.5
206709497 | Mini/Multi Split | American Standard / Mitsubishi Electric | HRCU-A-CB-O | MUZ-FH06NAH |  | Mini-Splits (Non-Ducted) | NAXWPH06A112A* |  | 6000 | 33.1 |  | 19 | 12.5 |  | 8700 | 5900 | 67.82% | [8 empty] | Residential | 125 | No | 0.5
206709498 | Mini/Multi Split | Trane / Mitsubishi Electric | HRCU-A-CB-O | MUZ-FH06NAH |  | Mini-Splits (Non-Ducted) | NTXWPH06A112A* |  | 6000 | 33.1 |  | 19 | 12.5 |  | 8700 | 5900 | 67.82% | [8 empty] | Residential | 125 | No | 0.5
206709499 | Mini/Multi Split | American Standard / Mitsubishi Electric | HRCU-A-CB-O | MUZ-FH09NA |  | Mini-Splits (Non-Ducted) | NAXWPH09A112A* |  | 9000 | 30.5 |  | 16.1 | 13.5 |  | 10900 | 6700 | 61.47% | [8 empty] | Residential | 187.5 | No | 0.75
206709500 | Mini/Multi Split | Trane / Mitsubishi Electric | HRCU-A-CB-O | MUZ-FH09NA |  | Mini-Splits (Non-Ducted) | NTXWPH09A112A* |  | 9000 | 30.5 |  | 16.1 | 13.5 |  | 10900 | 6700 | 61.47% | [8 empty] | Residential | 187.5 | No | 0.75
206709501 | Mini/Multi Split | American Standard / Mitsubishi Electric | HRCU-A-CB-O | MUZ-FH09NAH |  | Mini-Splits (Non-Ducted) | NAXWPH09A112A* |  | 9000 | 30.5 |  | 16.1 | 12.5 |  | 10900 | 6700 | 61.47% | [8 empty] | Residential | 187.5 | No | 0.75
206709502 | Mini/Multi Split | Trane / Mitsubishi Electric | HRCU-A-CB-O | MUZ-FH09NAH |  | Mini-Splits (Non-Ducted) | NTXWPH09A112A* |  | 9000 | 30.5 |  | 16.1 | 12.5 |  | 10900 | 6700 | 61.47% | [8 empty] | Residential | 187.5 | No | 0.75
206709503 | Mini/Multi Split | American Standard / Mitsubishi Electric | HRCU-A-CB-O | NAXSPB06A112A* |  | Mini-Splits (Non-Ducted) | NTXWPH06A112A* |  | 6000 | 33.1 |  | 19 | 12.5 |  | 8700 | 5900 | 67.82% | [8 empty] | Residential | 125 | No | 0.5
206709504 | Mini/Multi Split | American Standard / Mitsubishi Electric | HRCU-A-CB-O | NAXSPB09A112A* |  | Mini-Splits (Non-Ducted) | MSZ-FH09NA |  | 9000 | 30.5 |  | 16.1 | 12.5 |  | 10900 | 6700 | 61.47% | [8 empty] | Residential | 187.5 | No | 0.75
206709505 | Mini/Multi Split | American Standard / Mitsubishi Electric | HRCU-A-CB-O | NAXSPB09A112A* |  | Mini-Splits (Non-Ducted) | NTXWPH09A112A* |  | 9000 | 30.5 |  | 16.1 | 12.5 |  | 10900 | 6700 | 61.47% | [8 empty] | Residential | 187.5 | No | 0.75
206709506 | Mini/Multi Split | American Standard / Mitsubishi Electric | HRCU-A-CB-O | NAXSPH06A112A* |  | Mini-Splits (Non-Ducted) | NTXWPH06A112A* |  | 6000 | 33.1 |  | 19 | 13.5 |  | 8700 | 5900 | 67.82% | [8 empty] | Residential | 125 | No | 0.5
206709507 | Mini/Multi Split | American Standard / Mitsubishi Electric | HRCU-A-CB-O | NAXSPH09A112A* |  | Mini-Splits (Non-Ducted) | NTXWPH09A112A* |  | 9000 | 30.5 |  | 16.1 | 13.5 |  | 10900 | 6700 | 61.47% | [8 empty] | Residential | 187.5 | No | 0.75
206709508 | Mini/Multi Split | Trane / Mitsubishi Electric | HRCU-A-CB-O | NTXSPB06A112A* |  | Mini-Splits (Non-Ducted) | NAXWPH06A112A* |  | 6000 | 33.1 |  | 19 | 12.5 |  | 8700 | 5900 | 67.82% | [8 empty] | Residential | 125 | No | 0.5
206709509 | Mini/Multi Split | Trane / Mitsubishi Electric | HRCU-A-CB-O | NTXSPB09A112A* |  | Mini-Splits (Non-Ducted) | MSZ-FH09NA |  | 9000 | 30.5 |  | 16.1 | 12.5 |  | 10900 | 6700 | 61.47% | [8 empty] | Residential | 187.5 | No | 0.75
206709510 | Mini/Multi Split | Trane / Mitsubishi Electric | HRCU-A-CB-O | NTXSPB09A112A* |  | Mini-Splits (Non-Ducted) | NAXWPH09A112A* |  | 9000 | 30.5 |  | 16.1 | 12.5 |  | 10900 | 6700 | 61.47% | [8 empty] | Residential | 187.5 | No | 0.75
206709511 | Mini/Multi Split | Trane / Mitsubishi Electric | HRCU-A-CB-O | NTXSPH06A112A* |  | Mini-Splits (Non-Ducted) | NAXWPH06A112A* |  | 6000 | 33.1 |  | 19 | 13.5 |  | 8700 | 5900 | 67.82% | [8 empty] | Residential | 125 | No | 0.5
206709512 | Mini/Multi Split | Trane / Mitsubishi Electric | HRCU-A-CB-O | NTXSPH09A112A* |  | Mini-Splits (Non-Ducted) | NAXWPH09A112A* |  | 9000 | 30.5 |  | 16.1 | 13.5 |  | 10900 | 6700 | 61.47% | [8 empty] | Residential | 187.5 | No | 0.75
206709513 | Mini/Multi Split | American Standard / Mitsubishi Electric | HRCU-A-CB-O | NAXSPB06A112A* |  | Mini-Splits (Non-Ducted) | MSZ-FH06NA |  | 6000 | 33.1 |  | 19 | 12.5 |  | 8700 | 5900 | 67.82% | [8 empty] | Residential | 125 | No | 0.5
206709514 | Mini/Multi Split | American Standard / Mitsubishi Electric | HRCU-A-CB-O | NAXSPH06A112A* |  | Mini-Splits (Non-Ducted) | MSZ-FH06NA |  | 6000 | 33.1 |  | 19 | 13.5 |  | 8700 | 5900 | 67.82% | [8 empty] | Residential | 125 | No | 0.5
206709515 | Mini/Multi Split | American Standard / Mitsubishi Electric | HRCU-A-CB-O | NAXSPH09A112A* |  | Mini-Splits (Non-Ducted) | MSZ-FH09NA |  | 9000 | 30.5 |  | 16.1 | 13.5 |  | 10900 | 6700 | 61.47% | [8 empty] | Residential | 187.5 | No | 0.75
206709516 | Mini/Multi Split | Trane / Mitsubishi Electric | HRCU-A-CB-O | NTXSPB06A112A* |  | Mini-Splits (Non-Ducted) | MSZ-FH06NA |  | 6000 | 33.1 |  | 19 | 12.5 |  | 8700 | 5900 | 67.82% | [8 empty] | Residential | 125 | No | 0.5
206709517 | Mini/Multi Split | Trane / Mitsubishi Electric | HRCU-A-CB-O | NTXSPH06A112A* |  | Mini-Splits (Non-Ducted) | MSZ-FH06NA |  | 6000 | 33.1 |  | 19 | 13.5 |  | 8700 | 5900 | 67.82% | [8 empty] | Residential | 125 | No | 0.5
206709518 | Mini/Multi Split | Trane / Mitsubishi Electric | HRCU-A-CB-O | NTXSPH09A112A* |  | Mini-Splits (Non-Ducted) | MSZ-FH09NA |  | 9000 | 30.5 |  | 16.1 | 13.5 |  | 10900 | 6700 | 61.47% | [8 empty] | Residential | 187.5 | No | 0.75
206714973 | Mini/Multi Split | MDV | HMSV-A-CB | M2OA-18HFN1-M |  | Non-Ducted Indoor Units |  |  | 18000 | 22.5 |  | 13.3 | 10.6 |  | 19000 | 14300 | 75.26% | 18000 | 22.9 | 13.9 | 10.5 | 19000 |  |  |  | Residential | 375 | No | 1.5 | No
206714975 | Mini/Multi Split | MDV | HMSV-A-CB | M3OJ-27HFN1-M |  | Non-Ducted Indoor Units |  |  | 28000 | 23.8 |  | 12.5 | 10.5 |  | 28000 | 21000 | 75% | 28000 | 24.6 | 12.7 | 9.3 | 28000 |  |  |  | Residential | 582.5 | No | 2.33 | No
206714976 | Mini/Multi Split | MDV | HMSV-A-CB | M3OI-28HFN1-M |  | Non-Ducted Indoor Units |  |  | 28000 | 22.5 |  | 12.5 | 11.3 |  | 28000 | 26600 | 95% | 28000 | 23 | 12.5 | 10.6 | 28000 | 25000 | 89.29% | 1.8 | Residential | 582.5 | Yes | 2.33 | Both
206714978 | Mini/Multi Split | MDV | HMSV-A-CB | M4OH-36HFN1-M-20 |  | Non-Ducted Indoor Units |  |  | 36000 | 21.8 |  | 13.6 | 11 |  | 36500 | 22000 | 60.27% | [8 empty] | Residential | 750 | No | 3
206714986 | Mini/Multi Split | MDV | HMSV-A-CB | M5OF-48HFN1-M-20 |  | Non-Ducted Indoor Units |  |  | 48000 | 22.4 |  | 12.5 | 11 |  | 48000 | 29600 | 61.67% | [8 empty] | Residential | 1000 | No | 4
206716978 | Mini/Multi Split | Mitsubishi Electric | HRCU-A-CB-O | PUZ-A12NKA7*** |  | Mini-Splits (Non-Ducted) | PKA-A12LA |  | 12000 | 21 |  | 13.3 | 10.2 |  | 14000 | 10600 | 75.71% | 12000 | 21.3 | 13.3 | 10.2 | 18000 |  |  |  | Residential | 250 | No | 1 | No
206716979 | Mini/Multi Split | Trane / Mitsubishi Electric | HRCU-A-CB-O | TRUZA0121KA70** |  | Mini-Splits (Non-Ducted) | TPKA0A0121LA00* |  | 12000 | 21 |  | 13.3 | 10.2 |  | 14000 | 10600 | 75.71% | 12000 | 21.3 | 13.3 | 10.2 | 18000 |  |  |  | Residential | 250 | No | 1 | No
206716981 | Mini/Multi Split | American Standard / Mitsubishi Electric | HRCU-A-CB-O | ASUZA0121KA70** |  | Mini-Splits (Non-Ducted) | APKA0A0121LA00* |  | 12000 | 21 |  | 13.3 | 10.2 |  | 14000 | 10600 | 75.71% | [8 empty] | Residential | 250 | No | 1
206716986 | Mini/Multi Split | MDV | HMSV-A-CB | M2OI-18HFN1-M |  | Non-Ducted Indoor Units |  |  | 19000 | 22 |  | 12.5 | 10.2 |  | 20000 | 15000 | 75% | 19000 | 22 | 12.5 | 9.8 | 20000 | 19700 | 98.5% | 1.9 | Residential | 395 | Yes | 1.58 | Both
206716987 | Mini/Multi Split | MDV | HMSV-A-CB | M2OA-18HFN1-M |  | Mixed Ducted and Non-Ducted Indoor Units |  |  | 18000 | 20.75 |  | 12.65 | 10.7 |  | 19000 | 14500 | 76.32% | [8 empty] | Residential | 375 | No | 1.5 | No
206716999 | Mini/Multi Split | LG | HMSV-A-CB | LMU481HV |  | Non-Ducted Indoor Units |  |  | 48000 | 20.8 |  | 12.8 | 10.5 |  | 54000 | 33800 | 62.59% | 48000 | 20.8 | 12.8 | 9.5 | 54000 | 34800 | 64.44% | 2 | Residential | 1000 | No | 4 | No
206717000 | Mini/Multi Split | LG | HMSV-A-CB | LMU541HV |  | Non-Ducted Indoor Units |  |  | 50500 | 20.6 |  | 12.6 | 10 |  | 58000 | 37200 | 64.14% | 50500 | 20.6 | 12.6 | 9.3 | 58000 | 35800 | 61.72% | 1.94 | Residential | 1052.5 | No | 4.21 | No
206717001 | Mini/Multi Split | LG | HMSV-A-CB | LMU421HHV |  | Non-Ducted Indoor Units |  |  | 42000 | 21.5 |  | 13.8 | 11.5 |  | 48000 | 31600 | 65.83% | 42000 | 21.5 | 13.8 | 11 | 48000 | 44000 | 91.67% | 2 | Residential | 875 | Yes | 3.5 | Both
206717002 | Mini/Multi Split | LG | HMSV-A-CB | LMU480HHV |  | Non-Ducted Indoor Units |  |  | 48000 | 20.5 |  | 13.1 | 11 |  | 52500 | 35000 | 66.67% | 48000 | 20.5 | 13.1 | 10.5 | 52500 | 48000 | 91.43% | 2.1 | Residential | 1000 | Yes | 4 | Both
206717004 | Mini/Multi Split | LG | HMSV-A-CB | LMU481HV |  | Ducted Indoor Units |  |  | 48000 | 19 |  | 12.6 | 10.5 |  | 54000 | 33800 | 62.59% | 48000 | 19 | 12.6 | 9.5 | 54000 | 34600 | 64.07% | 1.99 | Residential | 1000 | No | 4 | No
206717005 | Mini/Multi Split | LG | HMSV-A-CB | LMU541HV |  | Ducted Indoor Units |  |  | 50500 | 18.5 |  | 12.5 | 10 |  | 58000 | 37200 | 64.14% | 50500 | 18.5 | 12.5 | 9.3 | 58000 | 35400 | 61.03% | 1.92 | Residential | 1052.5 | No | 4.21 | No
206717006 | Mini/Multi Split | LG | HMSV-A-CB | LMU361HHV |  | Ducted Indoor Units |  |  | 36000 | 19 |  | 13.5 | 10.5 |  | 45000 | 29600 | 65.78% | 36000 | 19 | 13.5 | 10 | 45000 | 40500 | 90% | 1.93 | Residential | 750 | Yes | 3 | Both
206717007 | Mini/Multi Split | LG | HMSV-A-CB | LMU361HHV |  | Non-Ducted Indoor Units |  |  | 36000 | 22 |  | 14.5 | 11.5 |  | 45000 | 29600 | 65.78% | 36000 | 22 | 14.5 | 11 | 45000 | 41500 | 92.22% | 2.01 | Residential | 750 | Yes | 3 | Both
206717008 | Mini/Multi Split | LG | HMSV-A-CB | LMU421HHV |  | Ducted Indoor Units |  |  | 42000 | 19 |  | 13.1 | 10.5 |  | 48000 | 31600 | 65.83% | 42000 | 19 | 13.1 | 10 | 48000 | 43000 | 89.58% | 1.92 | Residential | 875 | Yes | 3.5 | Both
206717009 | Mini/Multi Split | LG | HMSV-A-CB | LMU480HHV |  | Ducted Indoor Units |  |  | 48000 | 18.5 |  | 12.6 | 10.5 |  | 52500 | 35000 | 66.67% | 48000 | 18.5 | 12.6 | 10 | 52500 | 47000 | 89.52% | 2.02 | Residential | 1000 | Yes | 4 | Both
206717010 | Mini/Multi Split | LG | HMSV-A-CB | LMU481HV |  | Mixed Ducted and Non-Ducted Indoor Units |  |  | 48000 | 19.9 |  | 12.7 | 10.5 |  | 54000 | 33800 | 62.59% | 48000 | 19.9 | 12.7 | 9.5 | 54000 | 34800 | 64.44% | 2 | Residential | 1000 | No | 4 | No
206717011 | Mini/Multi Split | LG | HMSV-A-CB | LMU541HV |  | Mixed Ducted and Non-Ducted Indoor Units |  |  | 50500 | 19.55 |  | 12.55 | 10 |  | 58000 | 37200 | 64.14% | 50500 | 19.55 | 12.55 | 9.3 | 58000 | 35600 | 61.38% | 1.93 | Residential | 1052.5 | No | 4.21 | No
206717012 | Mini/Multi Split | LG | HMSV-A-CB | LMU361HHV |  | Mixed Ducted and Non-Ducted Indoor Units |  |  | 36000 | 20.5 |  | 14 | 11 |  | 45000 | 29600 | 65.78% | 36000 | 20.5 | 14 | 10.5 | 45000 | 41000 | 91.11% | 1.97 | Residential | 750 | Yes | 3 | Both
206717013 | Mini/Multi Split | LG | HMSV-A-CB | LMU421HHV |  | Mixed Ducted and Non-Ducted Indoor Units |  |  | 42000 | 20.25 |  | 13.45 | 11 |  | 48000 | 31600 | 65.83% | 42000 | 20.25 | 13.45 | 10.5 | 48000 | 43500 | 90.62% | 1.96 | Residential | 875 | Yes | 3.5 | Both
206717014 | Mini/Multi Split | LG | HMSV-A-CB | LMU480HHV |  | Mixed Ducted and Non-Ducted Indoor Units |  |  | 48000 | 19.5 |  | 12.85 | 10.75 |  | 52500 | 35000 | 66.67% | 48000 | 19.5 | 12.85 | 10.25 | 52500 | 47500 | 90.48% | 2.06 | Residential | 1000 | Yes | 4 | Both
206717629 | Mini/Multi Split | GREE | HRCU-A-CB-O | GWH09AGC-A3DNA1A/O |  | Mini-Splits (Non-Ducted) | GWH09AGC-A3DN***/I |  | 9100 | 26.5 |  | 14 | 11.2 |  | 10000 | 7000 | 70% | 9100 | 26.5 | 14 | 10 | 10000 | 9000 | 90% | 1.88 | Residential | 190 | Yes | 0.76 | Yes
206717630 | Mini/Multi Split | GREE | HRCU-A-CB-O | GWH12AGC-A3DNA1A/O |  | Mini-Splits (Non-Ducted) | GWH12AGC-A3DN***/I |  | 12100 | 25 |  | 13 | 11.5 |  | 12100 | 7700 | 63.64% | 12100 | 25 | 12.5 | 9 | 12100 |  |  |  | Residential | 252.5 | No | 1.01 | No
206717828 | Mini/Multi Split | Trane / Mitsubishi Electric | HRCU-A-CB-O | PUZ-HA24NHA |  | Mini-Splits (Non-Ducted) | TPCA0A0241KA70A |  | 24000 | 18.5 |  | 12.5 | 10.8 |  | 26000 | 17700 | 68.08% | [8 empty] | Residential | 500 | No | 2
206717830 | Mini/Multi Split | Trane / Mitsubishi Electric | HRCU-A-CB-O | PUZ-HA24NHA |  | Mini-Splits (Non-Ducted) | TPKA0A0241KA70A |  | 24000 | 19.5 |  | 12.6 | 11.2 |  | 26000 | 17200 | 66.15% | [8 empty] | Residential | 500 | No | 2
206717831 | Mini/Multi Split | Trane / Mitsubishi Electric | HRCU-A-CB-O | PUZ-HA24NHA |  | Mini-Splits (Non-Ducted) | TPLA0A0241EA70A |  | 24000 | 21.5 |  | 14 | 12 |  | 26000 | 17300 | 66.54% | [8 empty] | Residential | 500 | No | 2
206717833 | Mini/Multi Split | Trane / Mitsubishi Electric | HRCU-A-CB-O | PUZ-HA24NHA1 |  | Mini-Splits (Non-Ducted) | TPCA0A0241KA70A |  | 23000 | 18.5 |  | 12.5 | 10.3 |  | 26000 | 17700 | 68.08% | [8 empty] | Residential | 480 | No | 1.92
206717835 | Mini/Multi Split | Trane / Mitsubishi Electric | HRCU-A-CB-O | PUZ-HA24NHA1 |  | Mini-Splits (Non-Ducted) | TPKA0A0241KA70A |  | 24000 | 19.5 |  | 12.65 | 10.6 |  | 26000 | 17200 | 66.15% | [8 empty] | Residential | 500 | No | 2
206717836 | Mini/Multi Split | Trane / Mitsubishi Electric | HRCU-A-CB-O | PUZ-HA24NHA1 |  | Mini-Splits (Non-Ducted) | TPLA0A0241EA70A |  | 24000 | 21.5 |  | 14 | 11.3 |  | 26000 | 17300 | 66.54% | [8 empty] | Residential | 500 | No | 2
206717851 | Mini/Multi Split | Trane / Mitsubishi Electric | HRCU-A-CB-O | PUZ-HA36NKA |  | Mini-Splits (Non-Ducted) | TPCA0A0361KA70A |  | 34000 | 18 |  | 12.5 | 10.3 |  | 38000 | 25400 | 66.84% | [8 empty] | Residential | 707.5 | No | 2.83
206717854 | Mini/Multi Split | Trane / Mitsubishi Electric | HRCU-A-CB-O | PUZ-HA36NKA |  | Mini-Splits (Non-Ducted) | TPLA0A0361EA70A |  | 36000 | 20 |  | 13 | 10.4 |  | 38000 | 24200 | 63.68% | [8 empty] | Residential | 750 | No | 3
206717855 | Mini/Multi Split | Trane / Mitsubishi Electric | HRCU-A-CB | PUZ-HA36NKA |  | Mini-Splits (Ducted) | TPVA0A0361AA70A |  | 33000 | 18.2 |  | 13 | 11.2 |  | 38000 | 24600 | 64.74% | [8 empty] | Residential | 687.5 | No | 2.75
206717864 | Mini/Multi Split | Trane / Mitsubishi Electric | HRCU-A-CB-O | TRUZH0241HA00** |  | Mini-Splits (Non-Ducted) | PCA-A24KA**** |  | 24000 | 18.5 |  | 12.5 | 10.8 |  | 26000 | 17700 | 68.08% | [8 empty] | Residential | 500 | No | 2
206717865 | Mini/Multi Split | Trane / Mitsubishi Electric | HRCU-A-CB-O | TRUZH0241HA00** |  | Mini-Splits (Non-Ducted) | PKA-A24KA**** |  | 24000 | 19.5 |  | 12.6 | 11.2 |  | 26000 | 17200 | 66.15% | [8 empty] | Residential | 500 | No | 2
206717879 | Mini/Multi Split | Trane / Mitsubishi Electric | HRCU-A-CB-O | TRUZH0241HA00** |  | Mini-Splits (Non-Ducted) | PLA-A24EA**** |  | 24000 | 21.5 |  | 14 | 12 |  | 26000 | 17300 | 66.54% | [8 empty] | Residential | 500 | No | 2
206720303 | Mini/Multi Split | Trane / Mitsubishi Electric | HRCU-A-CB | PUZ-A12NKA7*** |  | Mini-Splits (Ducted) | TPEADA0121AA70* |  | 12000 | 21.1 |  | 13 | 10.2 |  | 14000 | 8700 | 62.14% | [8 empty] | Residential | 250 | No | 1
206720305 | Mini/Multi Split | Trane / Mitsubishi Electric | HRCU-A-CB-O | PUZ-A12NKA7*** |  | Mini-Splits (Non-Ducted) | TPLA0A0121EA70* |  | 12000 | 27 |  | 16.4 | 12.8 |  | 14000 | 10100 | 72.14% | [8 empty] | Residential | 250 | No | 1
206720306 | Mini/Multi Split | Trane / Mitsubishi Electric | HRCU-A-CB | PUZ-A12NKA7*** |  | Mini-Splits (Ducted) | TPVA0A0121AA70* |  | 12000 | 21.4 |  | 13.4 | 10.3 |  | 14000 | 9900 | 70.71% | [8 empty] | Residential | 250 | No | 1
206720308 | Mini/Multi Split | Trane / Mitsubishi Electric | HRCU-A-CB-O | PUZ-A18NKA7*** |  | Mini-Splits (Non-Ducted) | TPLA0A0181EA70* |  | 18000 | 24.6 |  | 14.4 | 11 |  | 19000 | 11000 | 57.89% | [8 empty] | Residential | 375 | No | 1.5
206720312 | Mini/Multi Split | Trane / Mitsubishi Electric | HRCU-A-CB-O | PUZ-A24NHA7*** |  | Mini-Splits (Non-Ducted) | TPLA0A0241EA70* |  | 24000 | 24.2 |  | 14.3 | 11.2 |  | 26000 | 14900 | 57.31% | [8 empty] | Residential | 500 | No | 2
206720320 | Mini/Multi Split | Trane / Mitsubishi Electric | HRCU-A-CB-O | PUZ-A36NKA7*** |  | Mini-Splits (Non-Ducted) | TPLA0A0361EA70* |  | 36000 | 21.8 |  | 12.9 | 10.4 |  | 38000 | 22000 | 57.89% | [8 empty] | Residential | 750 | No | 3
206720325 | Mini/Multi Split | Trane / Mitsubishi Electric | HRCU-A-CB-O | TRUZA0121KA70** |  | Mini-Splits (Non-Ducted) | PLA-A12EA**** |  | 12000 | 27 |  | 16.4 | 12.8 |  | 14000 | 10100 | 72.14% | [8 empty] | Residential | 250 | No | 1
206720326 | Mini/Multi Split | Trane / Mitsubishi Electric | HRCU-A-CB | TRUZA0121KA70** |  | Mini-Splits (Ducted) | PVA-A12AA**** |  | 12000 | 21.4 |  | 13.4 | 10.3 |  | 14000 | 9900 | 70.71% | [8 empty] | Residential | 250 | No | 1
206720328 | Mini/Multi Split | Trane / Mitsubishi Electric | HRCU-A-CB-O | TRUZA0181KA70** |  | Mini-Splits (Non-Ducted) | PLA-A18EA**** |  | 18000 | 24.6 |  | 14.4 | 11 |  | 19000 | 11000 | 57.89% | [8 empty] | Residential | 375 | No | 1.5
206720332 | Mini/Multi Split | Trane / Mitsubishi Electric | HRCU-A-CB-O | TRUZA0241HA70** |  | Mini-Splits (Non-Ducted) | PLA-A24EA**** |  | 24000 | 24.2 |  | 14.3 | 11.2 |  | 26000 | 14900 | 57.31% | [8 empty] | Residential | 500 | No | 2
206720342 | Mini/Multi Split | Trane / Mitsubishi Electric | HRCU-A-CB-O | TRUZA0361KA70** |  | Mini-Splits (Non-Ducted) | PLA-A36EA**** |  | 36000 | 21.8 |  | 12.9 | 10.4 |  | 38000 | 22000 | 57.89% | [8 empty] | Residential | 750 | No | 3
206720348 | Mini/Multi Split | Trane / Mitsubishi Electric | HRCU-A-CB-O | TRUZH0241HA10** |  | Mini-Splits (Non-Ducted) | PCA-A24KA**** |  | 23000 | 18.5 |  | 12.5 | 10.3 |  | 26000 | 17700 | 68.08% | [8 empty] | Residential | 480 | No | 1.92
206720349 | Mini/Multi Split | Trane / Mitsubishi Electric | HRCU-A-CB-O | TRUZH0241HA10** |  | Mini-Splits (Non-Ducted) | PKA-A24KA**** |  | 24000 | 19.5 |  | 12.65 | 10.6 |  | 26000 | 17200 | 66.15% | [8 empty] | Residential | 500 | No | 2
206720350 | Mini/Multi Split | Trane / Mitsubishi Electric | HRCU-A-CB-O | TRUZH0241HA10** |  | Mini-Splits (Non-Ducted) | PLA-A24EA**** |  | 24000 | 21.5 |  | 14 | 11.3 |  | 26000 | 17300 | 66.54% | [8 empty] | Residential | 500 | No | 2
206720352 | Mini/Multi Split | Trane / Mitsubishi Electric | HRCU-A-CB-O | TRUZH0361KA00** |  | Mini-Splits (Non-Ducted) | PCA-A36KA**** |  | 34000 | 18 |  | 12.5 | 10.3 |  | 38000 | 25400 | 66.84% | [8 empty] | Residential | 707.5 | No | 2.83
206720355 | Mini/Multi Split | Trane / Mitsubishi Electric | HRCU-A-CB-O | TRUZH0361KA00** |  | Mini-Splits (Non-Ducted) | PLA-A36EA**** |  | 36000 | 20 |  | 13 | 10.4 |  | 38000 | 24200 | 63.68% | [8 empty] | Residential | 750 | No | 3
206720356 | Mini/Multi Split | Trane / Mitsubishi Electric | HRCU-A-CB | TRUZH0361KA00** |  | Mini-Splits (Ducted) | PVA-A36AA**** |  | 33000 | 18.2 |  | 13 | 11.2 |  | 38000 | 24600 | 64.74% | [8 empty] | Residential | 687.5 | No | 2.75
206720364 | Mini/Multi Split | Trane / Mitsubishi Electric | HRCU-A-CB | TRUZA0121KA70** |  | Mini-Splits (Ducted) | PEAD-A12AA* |  | 12000 | 21.1 |  | 13 | 10.2 |  | 14000 | 8700 | 62.14% | [8 empty] | Residential | 250 | No | 1
206720373 | Mini/Multi Split | FOREST AIR | HRCU-A-CB-O | FGH-09ES/E23-O |  | Mini-Splits (Non-Ducted) | FGH-09ES/E23-I |  | 9000 | 23 |  | 14 | 10.5 |  | 11000 | 7300 | 66.36% | 9000 | 23 | 14 | 8.5 | 11000 | 9000 | 81.82% | 1.97 | Residential | 187.5 | Yes | 0.75 | Yes
206720374 | Mini/Multi Split | FOREST AIR | HRCU-A-CB-O | FGH-12ES/E23-O |  | Mini-Splits (Non-Ducted) | FGH-12ES/E23-I |  | 12000 | 22 |  | 12.5 | 11 |  | 13000 | 7700 | 59.23% | 12000 | 21.5 | 12 | 8.2 | 13000 |  |  |  | Residential | 250 | No | 1 | No
206720375 | Mini/Multi Split | FOREST AIR | HRCU-A-CB-O | FGH-18ES/E23-O |  | Mini-Splits (Non-Ducted) | FGH-18ES/E23-I |  | 18000 | 20 |  | 12.5 | 10.5 |  | 19800 | 12400 | 62.63% | 18000 | 20 | 12.5 | 8.3 | 19800 |  |  |  | Residential | 375 | No | 1.5
206720376 | Mini/Multi Split | FOREST AIR | HRCU-A-CB-O | FGH-12ES/E-38-O |  | Mini-Splits (Non-Ducted) | FGH-12ES/E-38-I |  | 12000 | 30.5 |  | 15.3 | 14 |  | 12200 | 8300 | 68.03% | 12000 | 24 | 14 | 8.5 | 12200 |  |  |  | Residential | 250 | No | 1 | No
206720377 | Mini/Multi Split | FOREST AIR | HRCU-A-CB-O | FGH-18ES/E-38-O |  | Mini-Splits (Non-Ducted) | FGH-18ES/E-38-I |  | 18000 | 24.5 |  | 13.5 | 12 |  | 18000 | 14200 | 78.89% | 18000 | 22 | 13.5 | 10 | 18000 | 20000 | 111.1% | 1.8 | Residential | 375 | Yes | 1.5 | Yes
206720378 | Mini/Multi Split | FOREST AIR | HMSV-A-CB-O | FGH-18ES/MZ |  | Non-Ducted Indoor Units |  |  | 18000 | 22 |  | 12.5 | 11 |  | 19000 | 12800 | 67.37% | 18000 | 21 | 12.5 | 9 | 19000 |  |  |  | Residential | 375 | No | 1.5 | No
206720381 | Mini/Multi Split | FOREST AIR | HMSV-A-CB-O | FGH-24ES/MZ |  | Non-Ducted Indoor Units |  |  | 24000 | 21 |  | 12.5 | 11 |  | 26000 | 16600 | 63.85% | 24000 | 21 | 11.8 | 9 | 26000 |  |  |  | Residential | 500 | No | 2 | No
206720384 | Mini/Multi Split | FOREST AIR | HMSV-A-CB-O | FGH-30ES/MZ |  | Non-Ducted Indoor Units |  |  | 28400 | 21 |  | 12.5 | 11.5 |  | 30000 | 18000 | 60% | 28400 | 20 | 11.8 | 8.6 | 30000 |  |  |  | Residential | 592.5 | No | 2.37 | No
206720387 | Mini/Multi Split | FOREST AIR | HMSV-A-CB-O | FGH-36ES/MZ |  | Non-Ducted Indoor Units |  |  | 34000 | 21 |  | 12.5 | 11.5 |  | 36000 | 26600 | 73.89% | 34000 | 21 | 11.8 | 8.6 | 36000 |  |  |  | Residential | 707.5 | No | 2.83 | No
206724416 | Mini/Multi Split | WESTINGHOUSE | HRCU-A-CB-O | WHP07SZA21S |  | Mini-Splits (Non-Ducted) | WHP42M5A21S |  | 7000 | 22.5 |  | 13.7 | 10.7 |  | 8500 | 5000 | 58.82% | 9000 | 22 | 13.7 | 8.5 | 9000 |  |  |  | Residential | 187.5 | No | 0.75
206724945 | Mini/Multi Split | GREE | HRCU-A-CB-O | GWH12AGC-A3DNA1A/O |  | Mini-Splits (Non-Ducted) | GWH12QC-A3DN***/I |  | 12100 | 23 |  | 13 | 11 |  | 12100 | 7700 | 63.64% | 12100 | 25 | 12.5 | 9 | 12100 |  |  |  | Residential | 252.5 | No | 1.01 | No
206724946 | Mini/Multi Split | GREE | HRCU-A-CB-O | GWH09AGC-A3DNA1A/O |  | Mini-Splits (Non-Ducted) | GWH09QC-A3DN***/I |  | 9100 | 24 |  | 13.65 | 10.8 |  | 10000 | 7000 | 70% | 9100 | 26.5 | 14 | 10 | 10000 |  |  |  | Residential | 190 | No | 0.76
206726728 | Mini/Multi Split | LBG Products | HRCU-A-CB-O | LBH09AWO |  | Mini-Splits (Non-Ducted) | LBH09AWI |  | 9100 | 24 |  | 13.65 | 10.8 |  | 10000 | 7000 | 70% | 9100 | 26.5 | 14 | 10 | 10000 |  |  |  | Residential | 190 | No | 0.76
206726729 | Mini/Multi Split | LBG Products | HRCU-A-CB-O | LBH12AWO |  | Mini-Splits (Non-Ducted) | LBH12AWI |  | 12100 | 23 |  | 13 | 11 |  | 12100 | 7700 | 63.64% | 12100 | 25 | 12.5 | 9 | 12100 |  |  |  | Residential | 252.5 | No | 1.01 | No
206726739 | Mini/Multi Split | LBG Products | HMSV-A-CB-O | LMH18DTO |  | Non-Ducted Indoor Units |  |  | 18000 | 22 |  | 12.5 | 11 |  | 19000 | 12800 | 67.37% | 18000 | 21 | 12.5 | 9 | 19000 |  |  |  | Residential | 375 | No | 1.5 | No
206726742 | Mini/Multi Split | LBG Products | HMSV-A-CB-O | LMH24DTO |  | Non-Ducted Indoor Units |  |  | 24000 | 21 |  | 12.5 | 11 |  | 26000 | 16600 | 63.85% | 24000 | 21 | 11.8 | 9 | 26000 |  |  |  | Residential | 500 | No | 2 | No
206726745 | Mini/Multi Split | LBG Products | HMSV-A-CB-O | LMH30DTO |  | Non-Ducted Indoor Units |  |  | 28400 | 21 |  | 12.5 | 11.5 |  | 30000 | 18000 | 60% | 28400 | 20 | 11.8 | 8.6 | 30000 |  |  |  | Residential | 592.5 | No | 2.37 | No
206726748 | Mini/Multi Split | LBG Products | HMSV-A-CB-O | LMH36DTO |  | Non-Ducted Indoor Units |  |  | 34000 | 21 |  | 12.5 | 11.5 |  | 36000 | 26600 | 73.89% | 34000 | 21 | 11.8 | 8.6 | 36000 |  |  |  | Residential | 707.5 | No | 2.83 | No
206726754 | Mini/Multi Split | LBG Products | HRCU-A-CB-O | LMUH18DWO |  | Non-Ducted Indoor Units |  |  | 18000 | 23 |  | 12.5 | 10.5 |  | 21000 | 17000 | 80.95% | 18000 | 20 | 12 | 10 | 21000 | 21800 | 103.8% | 1.81 | Residential | 375 | Yes | 1.5 | Yes
206726756 | Mini/Multi Split | LBG Products | HMSV-A-CB-O | LMUH24DWO |  | Non-Ducted Indoor Units |  |  | 22000 | 23 |  | 12.5 | 10.5 |  | 26000 | 17900 | 68.85% | 22000 | 20 | 12 | 10 | 26000 | 30000 | 115.4% | 1.8 | Residential | 457.5 | Yes | 1.83 | Yes
206733678 | Mini/Multi Split | GENERALLUX STAR | HRCU-A-CB-O | AST-12UW3SXETU01(O) |  | Mini-Splits (Non-Ducted) | AST-12UW3SXETU01(I) |  | 12000 | 22 |  | 13 | 10.5 |  | 13000 | 7500 | 57.69% | 12000 | 21 | 13 | 9 | 12000 | 6300 | 52.5% | 2.05 | Residential | 250 | No | 1 | Yes
206733680 | Mini/Multi Split | GENERALLUX STAR | HRCU-A-CB-O | AST-18UW3SBBTU00(O) |  | Mini-Splits (Non-Ducted) | AST-18UW3SBBTU00(I) |  | 18000 | 23.3 |  | 13 | 11.6 |  | 19000 | 11600 | 61.05% | 18000 | 22.5 | 13 | 8.6 | 17000 | 11900 | 70% | 1.75 | Residential | 375 | No | 1.5 | Yes
206733681 | Mini/Multi Split | GENERALLUX STAR | HRCU-A-CB-O | AST-24UW3SDBTU01(O) |  | Mini-Splits (Non-Ducted) | AST-24UW3SDBTU01(I) |  | 23400 | 21 |  | 12.5 | 10.5 |  | 26000 | 14500 | 55.77% | 23000 | 20.5 | 12.2 | 8.6 | 23000 | 16100 | 70% | 1.75 | Residential | 480 | No | 1.92 | Yes
206750851 | Mini/Multi Split | HITACHI | HRCU-A-CB-O | RAS-1.0PNNBDH1 |  | Mini-Splits (Non-Ducted) | RCIM-1.0PNN1DH |  | 9000 | 22 |  | 12.85 | 10 |  | 10000 | 7200 | 72% | 9000 | 20.5 | 12.85 | 10 | 10000 | 8300 | 83% | 2.26 | Residential | 187.5 | Yes | 0.75 | Both
206750853 | Mini/Multi Split | HITACHI | HRCU-A-CB-O | RAS-1.5PNNBDH1 |  | Mini-Splits (Non-Ducted) | RCIM-1.5PNN1DH |  | 12000 | 23 |  | 12.5 | 11.5 |  | 12000 | 7600 | 63.33% | 12000 | 20.5 | 12.5 | 9.5 | 12000 | 8500 | 70.83% | 2.3 | Residential | 250 | Yes | 1 | Both
206750855 | Mini/Multi Split | HITACHI | HRCU-A-CB-O | RAS-2.0PNNBDH1 |  | Mini-Splits (Non-Ducted) | RCI-2.0PNN1DH |  | 18000 | 22 |  | 12.65 | 11 |  | 19000 | 12000 | 63.16% | 18000 | 20.5 | 12.5 | 10 | 18800 | 13200 | 70.21% | 2.36 | Residential | 375 | Yes | 1.5 | Both
206750857 | Mini/Multi Split | HITACHI | HRCU-A-CB-O | RAS-3.0PNNBDH1 |  | Mini-Splits (Non-Ducted) | RCI-3.0PNN1DH |  | 24000 | 19 |  | 12.5 | 10 |  | 24000 | 19000 | 79.17% | 24000 | 18.5 | 12.5 | 10 | 26000 | 19000 | 73.08% | 2.2 | Residential | 500 | Yes | 2 | Both
206750868 | Mini/Multi Split | WESTINGHOUSE | HRCU-A-CB-O | WHP42M5A21S |  | Mini-Splits (Non-Ducted) | WHP07SZA21S |  | 7000 | 22.5 |  | 13.7 | 10.7 |  | 8500 | 5000 | 58.82% | 9000 | 22 | 13.7 | 8.5 | 9000 |  |  |  | Residential | 187.5 | No | 0.75
206764062 | Mini/Multi Split | FRANKLIN | HRCU-A-CB-O | MSH093E23MCAA |  | Mini-Splits (Non-Ducted) | MSH093E23AXAA |  | 9000 | 26.3 |  | 15.6 | 12.5 |  | 11500 | 7100 | 61.74% | [8 empty] | Residential | 187.5 | No | 0.75
206764063 | Mini/Multi Split | FRANKLIN | HRCU-A-CB-O | MSH123E23MCAA |  | Mini-Splits (Non-Ducted) | MSH123E23AXAA |  | 12000 | 24.5 |  | 13.5 | 12.5 |  | 12000 | 7500 | 62.5% | [8 empty] | Residential | 250 | No | 1
206764064 | Mini/Multi Split | FRANKLIN | HRCU-A-CB-O | MSH183E23MCAA |  | Mini-Splits (Non-Ducted) | MSH183E23AXAA |  | 17000 | 20.5 |  | 12.5 | 11 |  | 18000 | 10900 | 60.56% | [8 empty] | Residential | 355 | No | 1.42
206764065 | Mini/Multi Split | FRANKLIN | HRCU-A-CB-O | MSH243E23MCAA |  | Mini-Splits (Non-Ducted) | MSH243E23AXAA |  | 24000 | 21 |  | 13 | 12 |  | 26000 | 19400 | 74.62% | [8 empty] | Residential | 500 | No | 2
206764068 | Mini/Multi Split | FRANKLIN | HMSV-A-CB | MST183E23MHAA |  | Non-Ducted Indoor Units |  |  | 19000 | 22 |  | 12.5 | 10.2 |  | 20000 | 15000 | 75% | 19000 | 22 | 12.5 | 9.8 | 20000 | 19700 | 98.5% | 1.9 | Residential | 395 | Yes | 1.58 | Both
206764071 | Mini/Multi Split | FRANKLIN | HMSV-A-CB | MST303E23MHAA |  | Non-Ducted Indoor Units |  |  | 28000 | 22 |  | 13 | 10.4 |  | 28000 | 18000 | 64.29% | [8 empty] | Residential | 582.5 | No | 2.33
206764074 | Mini/Multi Split | FRANKLIN | HMSV-A-CB | MST363E23MHAA |  | Non-Ducted Indoor Units |  |  | 36000 | 21.5 |  | 13.5 | 10.5 |  | 36000 | 23200 | 64.44% | [8 empty] | Residential | 750 | No | 3
206791546 | Mini/Multi Split | GREE | HRCU-A-CB-O | GWH12QC-D3DNC4A/O |  | Mini-Splits (Non-Ducted) | GWH12QC-D3DN***/I |  | 12000 | 23 |  | 13 | 11 |  | 12000 | 7700 | 64.17% | 12000 | 23 | 12.5 | 9 | 12000 |  |  |  | Residential | 250 | No | 1 | No
206791547 | Mini/Multi Split | GREE | HRCU-A-CB-O | GWH09QC-D3DNC4B/O |  | Mini-Splits (Non-Ducted) | GWH09QC-D3DN***/I |  | 9100 | 23 |  | 14.3 | 11 |  | 11000 | 7300 | 66.36% | 9100 | 23 | 14.3 | 9.4 | 11000 |  |  |  | Residential | 190 | No | 0.76 | No
206791548 | Mini/Multi Split | GREE | HRCU-A-CB-O | GWH12AGC-D3DNA1A/O |  | Mini-Splits (Non-Ducted) | GWH12QC-D3DN***/I |  | 12000 | 25 |  | 13 | 11 |  | 12000 | 7700 | 64.17% | 12000 | 25 | 12.5 | 9 | 12000 |  |  |  | Residential | 250 | No | 1 | No
206838614 | Mini/Multi Split | DIAL | HRCU-A-CB-O | 9000-UNI-O |  | Mini-Splits (Non-Ducted) | 9000Z-CAS-I |  | 9000 | 22 |  | 12.85 | 10 |  | 10000 | 7200 | 72% | 9000 | 20.5 | 12.85 | 10 | 10000 | 8300 | 83% | 2.26 | Residential | 187.5 | Yes | 0.75 | Both
206838615 | Mini/Multi Split | DIAL | HRCU-A-CB-O | 12000-UNI-O |  | Mini-Splits (Non-Ducted) | 12000Z-CAS-I |  | 12000 | 23 |  | 12.5 | 11.5 |  | 12000 | 7600 | 63.33% | 12000 | 20.5 | 12.5 | 9.5 | 12000 | 8500 | 70.83% | 2.3 | Residential | 250 | Yes | 1 | Both
206838616 | Mini/Multi Split | DIAL | HRCU-A-CB-O | 18000-UNI-O |  | Mini-Splits (Non-Ducted) | 18000Z-CAS-I |  | 18000 | 22 |  | 12.65 | 11 |  | 19000 | 12000 | 63.16% | 18000 | 20.5 | 12.5 | 10 | 18800 | 13200 | 70.21% | 2.36 | Residential | 375 | Yes | 1.5 | Both
206838617 | Mini/Multi Split | DIAL | HRCU-A-CB-O | 24000-UNI-O |  | Mini-Splits (Non-Ducted) | 24000Z-CAS-I |  | 24000 | 19 |  | 12.5 | 10 |  | 24000 | 19000 | 79.17% | 24000 | 18.5 | 12.5 | 10 | 26000 | 19000 | 73.08% | 2.2 | Residential | 500 | Yes | 2 | Both
206839098 | Mini/Multi Split | GREE | HRCU-A-CB-O | 3VIR24HP230V1AO |  | Mini-Splits (Non-Ducted) | 3VIR24HP230V1AH |  | 22000 | 23 |  | 13 | 11 |  | 24000 | 15500 | 64.58% | 22000 | 24 | 13 | 9.5 | 24000 |  |  |  | Residential | 457.5 | No | 1.83 | No
206839099 | Mini/Multi Split | GREE | HRCU-A-CB-O | 3VIR12HP230V1AO |  | Mini-Splits (Non-Ducted) | 3VIR12HP230V1AH |  | 12000 | 25 |  | 13 | 11.5 |  | 12000 | 7700 | 64.17% | 12000 | 25 | 12.5 | 9 | 12000 |  |  |  | Residential | 250 | No | 1 | No
206839100 | Mini/Multi Split | GREE | HRCU-A-CB-O | 3VIR18HP230V1AO |  | Mini-Splits (Non-Ducted) | 3VIR18HP230V1AH |  | 18000 | 23 |  | 13 | 11 |  | 18200 | 11400 | 62.64% | 18000 | 23 | 13 | 8.3 | 18200 |  |  |  | Residential | 375 | No | 1.5
206839101 | Mini/Multi Split | GREE | HRCU-A-CB-O | 3VIR09HP230V1AO |  | Mini-Splits (Non-Ducted) | 3VIR09HP230V1AH |  | 9100 | 25.3 |  | 14.7 | 11.2 |  | 11000 | 7300 | 66.36% | 9100 | 25 | 14.7 | 9.5 | 11000 |  |  |  | Residential | 190 | No | 0.76 | No
206839102 | Mini/Multi Split | GREE | HRCU-A-CB-O | 3VIR09HP115V1AO |  | Mini-Splits (Non-Ducted) | 3VIR09HP115V1AH |  | 9100 | 26.5 |  | 14 | 11.2 |  | 10000 | 7000 | 70% | 9100 | 26.5 | 14 | 10 | 10000 | 9000 | 90% | 1.88 | Residential | 190 | Yes | 0.76 | Yes
206839103 | Mini/Multi Split | GREE | HRCU-A-CB-O | 3VIR12HP115V1AO |  | Mini-Splits (Non-Ducted) | 3VIR12HP115V1AH |  | 12100 | 25 |  | 13 | 11.5 |  | 12100 | 7700 | 63.64% | 12100 | 25 | 12.5 | 9 | 12100 |  |  |  | Residential | 252.5 | No | 1.01 | No
206839104 | Mini/Multi Split | GREE | HRCU-A-CB-O | GWH09ACD-D3DNA1A/O |  | Mini-Splits (Non-Ducted) | GWH09AFD-D3DN***/I |  | 9000 | 38 |  | 16.5 | 15 |  | 9000 | 8000 | 88.89% | 9000 | 27 | 16.6 | 11 | 9000 | 13000 | 144.4% | 1.91 | Residential | 187.5 | Yes | 0.75 | Yes
206842132 | Mini/Multi Split | GE Appliances | HRCU-A-CB-O | ASH109URDSE* |  | Mini-Splits (Non-Ducted) | ASYW09URDWD* |  | 9000 | 30 |  | 16 | 15.2 |  | 10000 | 6500 | 65% | [8 empty] | Residential | 187.5 | No | 0.75
206842133 | Mini/Multi Split | GE Appliances | HRCU-A-CB-O | ASH112URDSE* |  | Mini-Splits (Non-Ducted) | ASYW12URDWD* |  | 12000 | 27 |  | 15 | 13 |  | 14500 | 9300 | 64.14% | [8 empty] | Residential | 250 | No | 1
206842134 | Mini/Multi Split | GE Appliances | HRCU-A-CB-O | ASH118URDSE* |  | Mini-Splits (Non-Ducted) | ASYW18URDWD* |  | 18000 | 23 |  | 13 | 12 |  | 20000 | 15300 | 76.5% | [8 empty] | Residential | 375 | No | 1.5
206842135 | Mini/Multi Split | GE Appliances | HRCU-A-CB | ASH109URDSE* |  | Mini-Splits (Ducted) | USYM09UCDSA* |  | 9000 | 21 |  | 12.5 | 11 |  | 10000 | 6500 | 65% | [8 empty] | Residential | 187.5 | No | 0.75
206842136 | Mini/Multi Split | GE Appliances | HRCU-A-CB | ASH112URDSE* |  | Mini-Splits (Ducted) | USYM12UCDSA* |  | 12000 | 20 |  | 12.5 | 10.5 |  | 14500 | 9300 | 64.14% | [8 empty] | Residential | 250 | No | 1
206842139 | Mini/Multi Split | GE Appliances | HRCU-A-CB-O | ASH112URDSE* |  | Mini-Splits (Non-Ducted) | USYF12UCDWA* |  | 11500 | 20 |  | 12.5 | 10 |  | 12500 | 8500 | 68% | [8 empty] | Residential | 240 | No | 0.96
206842142 | Mini/Multi Split | GE Appliances | HRCU-A-CB-O | ASH112URDSE* |  | Mini-Splits (Non-Ducted) | AB12SC2VHA* |  | 12000 | 20 |  | 12.5 | 10 |  | 13000 | 8500 | 65.38% | [8 empty] | Residential | 250 | No | 1
206853244 | Mini/Multi Split | LBG Products | HRCU-A-CB-O | LBH18DWO |  | Mini-Splits (Non-Ducted) | LBH18DWI |  | 18000 | 20 |  | 12.5 | 10.5 |  | 19800 | 12400 | 62.63% | 18000 | 20 | 12.5 | 8.3 | 19800 |  |  |  | Residential | 375 | No | 1.5
206853245 | Mini/Multi Split | LBG Products | HRCU-A-CB-O | LBH09DWO |  | Mini-Splits (Non-Ducted) | LBH09DWI |  | 9100 | 23 |  | 14.3 | 11 |  | 11000 | 7300 | 66.36% | 9100 | 23 | 14.3 | 9.4 | 11000 |  |  |  | Residential | 190 | No | 0.76 | No
206853246 | Mini/Multi Split | LBG Products | HRCU-A-CB-O | LBH12DWO |  | Mini-Splits (Non-Ducted) | LBH12DWI |  | 12000 | 23 |  | 13 | 11 |  | 12000 | 7700 | 64.17% | 12000 | 23 | 12.5 | 9 | 12000 |  |  |  | Residential | 250 | No | 1 | No
206853247 | Mini/Multi Split | LBG Products | HRCU-A-CB-O | LBH24DWO |  | Mini-Splits (Non-Ducted) | LBH24DWI |  | 22000 | 20 |  | 12.5 | 10 |  | 23000 | 14600 | 63.48% | 22000 | 20 | 12.5 | 8.5 | 24000 | 19200 | 80% | 1.75 | Residential | 457.5 | No | 1.83 | No
206900416 | Mini/Multi Split | FRANKLIN | HRCU-A-CB-O | MSH183E21MCAA |  | Mini-Splits (Non-Ducted) | MSH183E21AXAA |  | 18000 | 21 |  | 13 | 10 |  | 18000 | 10400 | 57.78% | [8 empty] | Residential | 375 | No | 1.5
206900417 | Mini/Multi Split | FRANKLIN | HRCU-A-CB-O | MSH243E21MCAA |  | Mini-Splits (Non-Ducted) | MSH243E21AXAA |  | 24000 | 20.5 |  | 12.5 | 10 |  | 25000 | 15300 | 61.2% | [8 empty] | Residential | 500 | No | 2
206900418 | Mini/Multi Split | FRANKLIN | HRCU-A-CB-O | MSH093E21MCAA |  | Mini-Splits (Non-Ducted) | MSH093E21AXAA |  | 9000 | 22.8 |  | 14 | 10.5 |  | 9800 | 6400 | 65.31% | [8 empty] | Residential | 187.5 | No | 0.75
206900419 | Mini/Multi Split | GOODMAN | HRCU-A-CB | MSH093E23MCAA |  | Mini-Splits (Ducted) | MST093E21ADAA |  | 9000 | 23 |  | 14 | 12 |  | 10000 | 10100 | 101% | 9000 | 20.2 | 13.2 | 12 | 10000 | 10800 | 108% | 1.9 | Residential | 187.5 | Yes | 0.75 | Both
206900420 | Mini/Multi Split | GOODMAN | HRCU-A-CB | MSH123E23MCAA |  | Mini-Splits (Ducted) | MST123E21ADAA |  | 12000 | 21.5 |  | 13 | 11.5 |  | 12000 | 10600 | 88.33% | 12000 | 19.5 | 11.7 | 10 | 12500 | 12100 | 96.8% | 1.96 | Residential | 250 | Yes | 1 | Both
206900421 | Mini/Multi Split | GOODMAN | HRCU-A-CB | MSH183E23MCAA |  | Mini-Splits (Ducted) | MST183E21ADAA |  | 16500 | 19.6 |  | 12.5 | 11 |  | 19000 | 15000 | 78.95% | 17000 | 18 | 11.7 | 9.5 | 19000 | 17700 | 93.16% | 1.85 | Residential | 355 | Yes | 1.42 | Both
206900422 | Mini/Multi Split | GOODMAN | HRCU-A-CB | MSH243E23MCAA |  | Mini-Splits (Ducted) | MST243E21ADAA |  | 24000 | 20.6 |  | 12.5 | 12.6 |  | 24600 | 21000 | 85.37% | 24000 | 19.2 | 12 | 10.5 | 25000 | 27000 | 108% | 2 | Residential | 500 | Yes | 2 | Both
206900423 | Mini/Multi Split | GOODMAN | HRCU-A-CB-O | MSH093E21MCAA |  | Mini-Splits (Non-Ducted) | MST093E20ACAA |  | 9000 | 20 |  | 13 | 10.5 |  | 10000 | 5800 | 58% | [8 empty] | Residential | 187.5 | No | 0.75
206900424 | Mini/Multi Split | GOODMAN | HRCU-A-CB-O | MSH093E23MCAA |  | Mini-Splits (Non-Ducted) | MST093E20ACAA |  | 9000 | 20.5 |  | 13 | 10.8 |  | 10000 | 9000 | 90% | 9000 | 20.5 | 13 | 10.3 | 9800 | 10000 | 102% | 1.8 | Residential | 187.5 | Yes | 0.75 | Both
206900425 | Mini/Multi Split | GOODMAN | HRCU-A-CB-O | MSH123E23MCAA |  | Mini-Splits (Non-Ducted) | MST123E20ACAA |  | 12000 | 21.5 |  | 12.7 | 10.6 |  | 12000 | 9900 | 82.5% | 12000 | 22.3 | 12.7 | 10.2 | 12000 | 11300 | 94.17% | 1.89 | Residential | 250 | Yes | 1 | Both
206900426 | Mini/Multi Split | GOODMAN | HRCU-A-CB-O | MSH183E23MCAA |  | Mini-Splits (Non-Ducted) | MST183E20ACAA |  | 16000 | 20 |  | 12.5 | 10.3 |  | 18000 | 15600 | 86.67% | 16000 | 20 | 12.5 | 9.5 | 17000 | 16000 | 94.12% | 1.75 | Residential | 332.5 | No | 1.33 | Both
206900427 | Mini/Multi Split | FRANKLIN | HRCU-A-CB | MSH093E23MCAA |  | Mini-Splits (Ducted) | MST093E21ADAA |  | 9000 | 23 |  | 14 | 12 |  | 10000 | 10100 | 101% | 9000 | 20.2 | 13.2 | 12 | 10000 | 10800 | 108% | 1.9 | Residential | 187.5 | Yes | 0.75 | Both
206900428 | Mini/Multi Split | FRANKLIN | HRCU-A-CB | MSH123E23MCAA |  | Mini-Splits (Ducted) | MST123E21ADAA |  | 12000 | 21.5 |  | 13 | 11.5 |  | 12000 | 10600 | 88.33% | 12000 | 19.5 | 11.7 | 10 | 12500 | 12100 | 96.8% | 1.96 | Residential | 250 | Yes | 1 | Both
206900429 | Mini/Multi Split | FRANKLIN | HRCU-A-CB | MSH183E23MCAA |  | Mini-Splits (Ducted) | MST183E21ADAA |  | 16500 | 19.6 |  | 12.5 | 11 |  | 19000 | 15000 | 78.95% | 17000 | 18 | 11.7 | 9.5 | 19000 | 17700 | 93.16% | 1.85 | Residential | 355 | Yes | 1.42 | Both
206900430 | Mini/Multi Split | FRANKLIN | HRCU-A-CB | MSH243E23MCAA |  | Mini-Splits (Ducted) | MST243E21ADAA |  | 24000 | 20.6 |  | 12.5 | 12.6 |  | 24600 | 21000 | 85.37% | 24000 | 19.2 | 12 | 10.5 | 25000 | 27000 | 108% | 2 | Residential | 500 | Yes | 2 | Both
206900431 | Mini/Multi Split | FRANKLIN | HRCU-A-CB-O | MSH093E21MCAA |  | Mini-Splits (Non-Ducted) | MST093E20ACAA |  | 9000 | 20 |  | 13 | 10.5 |  | 10000 | 5800 | 58% | [8 empty] | Residential | 187.5 | No | 0.75
206900432 | Mini/Multi Split | FRANKLIN | HRCU-A-CB-O | MSH093E23MCAA |  | Mini-Splits (Non-Ducted) | MST093E20ACAA |  | 9000 | 20.5 |  | 13 | 10.8 |  | 10000 | 9000 | 90% | 9000 | 20.5 | 13 | 10.3 | 9800 | 10000 | 102% | 1.8 | Residential | 187.5 | Yes | 0.75 | Both
206900433 | Mini/Multi Split | FRANKLIN | HRCU-A-CB-O | MSH123E23MCAA |  | Mini-Splits (Non-Ducted) | MST123E20ACAA |  | 12000 | 21.5 |  | 12.7 | 10.6 |  | 12000 | 9900 | 82.5% | 12000 | 22.3 | 12.7 | 10.2 | 12000 | 11300 | 94.17% | 1.89 | Residential | 250 | Yes | 1 | Both
206900434 | Mini/Multi Split | FRANKLIN | HRCU-A-CB-O | MSH183E23MCAA |  | Mini-Splits (Non-Ducted) | MST183E20ACAA |  | 16000 | 20 |  | 12.5 | 10.3 |  | 18000 | 15600 | 86.67% | 16000 | 20 | 12.5 | 9.5 | 17000 | 16000 | 94.12% | 1.75 | Residential | 332.5 | No | 1.33 | Both
206900439 | Mini/Multi Split | FRANKLIN | HRCU-A-CB | MSH093E21MCAA |  | Mini-Splits (Ducted) | MST093E21ADAA |  | 9000 | 20.5 |  | 13.5 | 11.5 |  | 10000 | 6800 | 68% | [8 empty] | Residential | 187.5 | No | 0.75
206900440 | Mini/Multi Split | FRANKLIN | HRCU-A-CB | MSH123E21MCAA |  | Mini-Splits (Ducted) | MST123E21ADAA |  | 12000 | 21.5 |  | 12.5 | 11.5 |  | 12000 | 7200 | 60% | [8 empty] | Residential | 250 | No | 1
206900441 | Mini/Multi Split | FRANKLIN | HRCU-A-CB | MSH183E21MCAA |  | Mini-Splits (Ducted) | MST183E21ADAA |  | 18000 | 19 |  | 12.5 | 10.5 |  | 18000 | 12000 | 66.67% | [8 empty] | Residential | 375 | No | 1.5
206900442 | Mini/Multi Split | FRANKLIN | HRCU-A-CB | MSH243E21MCAA |  | Mini-Splits (Ducted) | MST243E21ADAA |  | 24000 | 21.5 |  | 12.5 | 11 |  | 24400 | 16000 | 65.57% | [8 empty] | Residential | 500 | No | 2
206900446 | Mini/Multi Split | FRANKLIN | HRCU-A-CB-O | MSH123E21MCAA |  | Mini-Splits (Non-Ducted) | MST123E20ACAA |  | 12000 | 21.5 |  | 14 | 10.5 |  | 12000 | 7500 | 62.5% | [8 empty] | Residential | 250 | No | 1
206900447 | Mini/Multi Split | FRANKLIN | HRCU-A-CB-O | MSH183E21MCAA |  | Mini-Splits (Non-Ducted) | MST183E20ACAA |  | 18000 | 20 |  | 12.5 | 10.3 |  | 18000 | 12000 | 66.67% | 18000 | 20 | 12.5 | 9.1 | 18000 |  |  |  | Residential | 375 | No | 1.5 | No
206900448 | Mini/Multi Split | KARDA | HRCU-A-CB-O | 1KARDA12SZO22.5 |  | Mini-Splits (Non-Ducted) | 2PAMSCONH12 |  | 12000 | 19.4 |  | 12.5 | 10.5 |  | 12000 | 9600 | 80% | 12000 | 19.4 | 12.5 | 9.4 | 12000 |  |  |  | Residential | 250 | No | 1 | No
206900449 | Mini/Multi Split | KARDA | HRCU-A-CB-O | 1KARDA12SZO22.5 |  | Mini-Splits (Non-Ducted) | 2KARDA12UVCS |  | 12000 | 19.4 |  | 12.5 | 10.5 |  | 12000 | 9600 | 80% | 12000 | 19.4 | 12.5 | 9.4 | 12000 |  |  |  | Residential | 250 | No | 1 | No
206902021 | Mini/Multi Split | ECO AC | HRCU-A-CB-O | EHH-O09BA |  | Mini-Splits (Non-Ducted) | EHH-W09BA |  | 9000 | 22.8 |  | 14 | 10.5 |  | 9800 | 6400 | 65.31% | [8 empty] | Residential | 187.5 | No | 0.75
206902023 | Mini/Multi Split | ECO AC | HRCU-A-CB-O | EHH-O18BA |  | Mini-Splits (Non-Ducted) | EHH-W18BA |  | 18000 | 21 |  | 13 | 10 |  | 18000 | 10400 | 57.78% | [8 empty] | Residential | 375 | No | 1.5
206902024 | Mini/Multi Split | ECO AC | HRCU-A-CB | EHH-O09BA |  | Mini-Splits (Ducted) | EHH-D09BA |  | 9000 | 20.5 |  | 13.5 | 11.5 |  | 10000 | 6800 | 68% | [8 empty] | Residential | 187.5 | No | 0.75
206902025 | Mini/Multi Split | ECO AC | HRCU-A-CB | EHH-O12BA |  | Mini-Splits (Ducted) | EHH-D12BA |  | 12000 | 21.5 |  | 12.5 | 11.5 |  | 12000 | 7200 | 60% | [8 empty] | Residential | 250 | No | 1
206902026 | Mini/Multi Split | ECO AC | HRCU-A-CB | EHH-O18BA |  | Mini-Splits (Ducted) | EHH-D18BA |  | 18000 | 19 |  | 12.5 | 10.5 |  | 18000 | 12000 | 66.67% | [8 empty] | Residential | 375 | No | 1.5
206902027 | Mini/Multi Split | ECO AC | HRCU-A-CB | EHH-O24BA |  | Mini-Splits (Ducted) | EHH-D24BA |  | 24000 | 21.5 |  | 12.6 | 11.2 |  | 24600 | 20000 | 81.3% | 23000 | 19 | 12.5 | 11.2 | 25000 | 20000 | 80% | 2.3 | Residential | 480 | Yes | 1.92 | Both
206902028 | Mini/Multi Split | ECO AC | HMSV-A-CB | EMH-2O18BA |  | Non-Ducted Indoor Units |  |  | 17000 | 21.3 |  | 12.5 | 10 |  | 18000 | 11800 | 65.56% | [8 empty] | Residential | 355 | No | 1.42
206905347 | Mini/Multi Split | BLUERIDGE | HRCU-A-CB-O | BM12YDIY22C |  | Mini-Splits (Non-Ducted) | BM12YDIY22WM |  | 12000 | 22 |  | 12.7 | 10 |  | 12000 | 7200 | 60% | [8 empty] | Residential | 250 | No | 1
206905348 | Mini/Multi Split | BLUERIDGE | HRCU-A-CB-O | BM18YDIY20C |  | Mini-Splits (Non-Ducted) | BM18YDIY20WM |  | 18000 | 20 |  | 12.5 | 10 |  | 18000 | 11300 | 62.78% | [8 empty] | Residential | 375 | No | 1.5
206905349 | Mini/Multi Split | BLUERIDGE | HRCU-A-CB-O | BM24YDIY20C |  | Mini-Splits (Non-Ducted) | BM24YDIY20WM |  | 23000 | 20 |  | 12.5 | 10 |  | 25000 | 14800 | 59.2% | [8 empty] | Residential | 480 | No | 1.92
206905350 | Mini/Multi Split | BLUERIDGE | HMSV-A-CB | BMHH27M22C |  | Non-Ducted Indoor Units |  |  | 28000 | 22 |  | 13 | 10.4 |  | 28000 | 18000 | 64.29% | [8 empty] | Residential | 582.5 | No | 2.33
206905353 | Mini/Multi Split | BLUERIDGE | HMSV-A-CB | BMHH36M22C |  | Non-Ducted Indoor Units |  |  | 36000 | 21.5 |  | 13.5 | 10.5 |  | 36000 | 23200 | 64.44% | [8 empty] | Residential | 750 | No | 3
206907172 | Mini/Multi Split | Hitachi | HRCU-A-CB-O | RAC-SH09WHLAE |  | Mini-Splits (Non-Ducted) | RAS-SH09RHLAE |  | 9000 | 20 |  | 14 | 11.5 |  | 11000 | 7200 | 65.45% | 9000 | 20.5 | 14 | 10.3 | 11000 | 8000 | 72.73% | 2.25 | Residential | 187.5 | Yes | 0.75 | Both
206907173 | Mini/Multi Split | Hitachi | HRCU-A-CB-O | RAC-SH12WHLAE |  | Mini-Splits (Non-Ducted) | RAS-SH12RHLAE |  | 12000 | 20 |  | 12.5 | 11 |  | 13800 | 9400 | 68.12% | 12000 | 20 | 12.5 | 10.2 | 14000 | 10000 | 71.43% | 2.25 | Residential | 250 | Yes | 1 | Both
206909896 | Mini/Multi Split | MDV | HRCU-A-CB-O | MOX230-12HFN1-BW0W-9K |  | Mini-Splits (Non-Ducted) | MSAG11B-12HRFN1-BU5W-9K |  | 9000 | 23 |  | 13.8 | 11 |  | 9200 | 5900 | 64.13% | 9000 | 23 | 13.8 | 9.8 | 10000 |  |  |  | Residential | 187.5 | No | 0.75 | No
206909902 | Mini/Multi Split | FUJITSU | HRCU-A-CB-O | AOUH09LPAS1 |  | Mini-Splits (Non-Ducted) | ASUH09LPAS |  | 9000 | 20 |  | 12.5 | 11 |  | 10000 | 6200 | 62% | 9000 | 20 | 12.5 | 10.5 | 10000 | 6700 | 67% | 2.06 | Residential | 187.5 | No | 0.75 | No
206909906 | Mini/Multi Split | Olimpia Splendid | HRCU-A-CB-O | OS-CENIH09EI |  | Mini-Splits (Non-Ducted) | OS-SENIH09EI |  | 9000 | 23 |  | 13.8 | 11 |  | 9200 | 5900 | 64.13% | 9000 | 23 | 13.8 | 9.8 | 10000 |  |  |  | Residential | 187.5 | No | 0.75 | No
206913027 | Mini/Multi Split | FUJITSU | HRCU-A-CB-O | AOUH18LMAS1 |  | Mini-Splits (Non-Ducted) | ASUH18LMAS |  | 18000 | 21.1 |  | 13 | 12.5 |  | 21600 | 13600 | 62.96% | 18000 | 21.1 | 13 | 11.5 | 21600 | 21600 | 100% | 2 | Residential | 375 | Yes | 1.5 | Both
206913028 | Mini/Multi Split | FUJITSU | HRCU-A-CB-O | AOUH24LMAS1 |  | Mini-Splits (Non-Ducted) | ASUH24LMAS |  | 22000 | 22.5 |  | 12.5 | 12 |  | 25200 | 15700 | 62.3% | 22000 | 22.5 | 12.5 | 11.4 | 25200 | 25000 | 99.21% | 2.04 | Residential | 457.5 | Yes | 1.83 | Both
206913030 | Mini/Multi Split | GREE | HRCU-A-CB-O | GWH12AGC-D3DNA1A/O |  | Mini-Splits (Non-Ducted) | GKH(12)BB-D3DN***/I |  | 12000 | 24 |  | 13 | 11.3 |  | 12000 | 6900 | 57.5% | 12000 | 24 | 12.5 | 8.5 | 12000 |  |  |  | Residential | 250 | No | 1 | No
206913031 | Mini/Multi Split | GREE | HRCU-A-CB-O | GWH12AGC-D3DNA1A/O |  | Mini-Splits (Non-Ducted) | GTH(12)CA-D3DN***/I |  | 12000 | 19.6 |  | 12.5 | 10.5 |  | 12000 | 7200 | 60% | 12000 | 18.5 | 12.5 | 8.5 | 12000 |  |  |  | Residential | 250 | No | 1 | No
206913032 | Mini/Multi Split | GREE | HRCU-A-CB | GWH24AGE-D3DNA1A/O |  | Mini-Splits (Ducted) | GFH(24)DB-D3DN***/I |  | 22000 | 20 |  | 12.5 | 10 |  | 24000 | 14900 | 62.08% | [8 empty] | Residential | 457.5 | No | 1.83
206913035 | Mini/Multi Split | COMFORT-AIRE | HRCU-A-CB-O | A-VMH18SU-1B |  | Mini-Splits (Non-Ducted) | B-VMH18SU-1A |  | 17000 | 20.5 |  | 12.5 | 11 |  | 18000 | 10900 | 60.56% | [8 empty] | Residential | 355 | No | 1.42
206913036 | Mini/Multi Split | COMFORT-AIRE | HRCU-A-CB-O | A-VMH24SU-1A |  | Mini-Splits (Non-Ducted) | B-VMH24SU-1 |  | 24000 | 21 |  | 13 | 12 |  | 26000 | 19400 | 74.62% | [8 empty] | Residential | 500 | No | 2
206913037 | Mini/Multi Split | KERR | HRCU-A-CB-O | A-KMH18SU-1A |  | Mini-Splits (Non-Ducted) | B-KMH18SU-1 |  | 17000 | 20.5 |  | 12.5 | 11 |  | 18000 | 10900 | 60.56% | [8 empty] | Residential | 355 | No | 1.42
206913038 | Mini/Multi Split | KERR | HRCU-A-CB-O | A-KMH24SU-1A |  | Mini-Splits (Non-Ducted) | B-KMH24SU-1 |  | 24000 | 21 |  | 13 | 12 |  | 26000 | 19400 | 74.62% | [8 empty] | Residential | 500 | No | 2
206913570 | Mini/Multi Split | COMFORT-AIRE | HRCU-A-CB-O | A-VMH18SU-1A |  | Mini-Splits (Non-Ducted) | B-VMH18SU-1B |  | 17000 | 20.5 |  | 12.5 | 11 |  | 18000 | 10900 | 60.56% | [8 empty] | Residential | 355 | No | 1.42
206913571 | Mini/Multi Split | COMFORT-AIRE | HRCU-A-CB-O | A-VMH24SU-1 |  | Mini-Splits (Non-Ducted) | B-VMH24SU-1A |  | 24000 | 21 |  | 13 | 12 |  | 26000 | 19400 | 74.62% | [8 empty] | Residential | 500 | No | 2
206913572 | Mini/Multi Split | KERR | HRCU-A-CB-O | A-KMH18SU-1 |  | Mini-Splits (Non-Ducted) | B-KMH18SU-1A |  | 17000 | 20.5 |  | 12.5 | 11 |  | 18000 | 10900 | 60.56% | [8 empty] | Residential | 355 | No | 1.42
206913573 | Mini/Multi Split | KERR | HRCU-A-CB-O | A-KMH24SU-1 |  | Mini-Splits (Non-Ducted) | B-KMH24SU-1A |  | 24000 | 21 |  | 13 | 12 |  | 26000 | 19400 | 74.62% | [8 empty] | Residential | 500 | No | 2
206913622 | Mini/Multi Split | Hessaire | HRCU-A-CB-O | H12E1 |  | Mini-Splits (Non-Ducted) | H12E1 |  | 12000 | 22 |  | 12.5 | 10.5 |  | 13000 | 7500 | 57.69% | 12000 | 21.7 | 12.5 | 9 | 12000 | 8400 | 70% | 1.75 | Residential | 250 | No | 1 | Yes
206913623 | Mini/Multi Split | Hessaire | HRCU-A-CB-O | H18E2 |  | Mini-Splits (Non-Ducted) | H18E2 |  | 18000 | 23.3 |  | 13 | 11.6 |  | 19000 | 11600 | 61.05% | 18000 | 22.5 | 13 | 8.6 | 17000 | 11900 | 70% | 1.75 | Residential | 375 | No | 1.5 | Yes
207094533 | Mini/Multi Split | GREE | HRCU-A-CB-O | GWH24YE-D3DNA1A/O |  | Mini-Splits (Non-Ducted) | GWH24AFE-D3DN***/I |  | 22000 | 21.5 |  | 13 | 12 |  | 24000 | 15500 | 64.58% | 22000 | 21.5 | 13 | 9.5 | 24000 | 24000 | 100% | 1.9 | Residential | 457.5 | Yes | 1.83 | Yes
207096511 | Mini/Multi Split | GREE | HRCU-A-CB-O | GWH18YE-D3DNA1A/O |  | Mini-Splits (Non-Ducted) | GWH18AFE-D3DN***/I |  | 18000 | 24.5 |  | 13.5 | 12 |  | 18000 | 14200 | 78.89% | 18000 | 22 | 13.5 | 10 | 18000 |  |  |  | Residential | 375 | No | 1.5
207131744 | Mini/Multi Split | Coast Air | HRCU-A-CB-O | A-CAD18-1 |  | Mini-Splits (Non-Ducted) | B-CAD18-1 |  | 18000 | 20 |  | 12.5 | 10 |  | 18000 | 11300 | 62.78% | [8 empty] | Residential | 375 | No | 1.5
207131746 | Mini/Multi Split | Coast Air | HRCU-A-CB-O | A-CAD12-0 |  | Mini-Splits (Non-Ducted) | B-CAD12-0 |  | 12000 | 22 |  | 12.7 | 10 |  | 12000 | 7200 | 60% | [8 empty] | Residential | 250 | No | 1
207131747 | Mini/Multi Split | Coast Air | HRCU-A-CB-O | A-CAD24-1 |  | Mini-Splits (Non-Ducted) | B-CAD24-1 |  | 23000 | 20 |  | 12.5 | 10 |  | 25000 | 14800 | 59.2% | [8 empty] | Residential | 480 | No | 1.92
207131760 | Mini/Multi Split | RHEEM | HRCU-A-CB-O | ROSH09BFWJ |  | Mini-Splits (Non-Ducted) | RIWH09BVFJ |  | 9000 | 26.5 |  | 14.3 | 13 |  | 12000 | 7400 | 61.67% | [8 empty] | Residential | 187.5 | No | 0.75
207131762 | Mini/Multi Split | RHEEM | HRCU-A-CB-O | ROSH12BFWJ |  | Mini-Splits (Non-Ducted) | RIWH12BVFJ |  | 12000 | 23 |  | 12.5 | 12.5 |  | 16000 | 10300 | 64.38% | [8 empty] | Residential | 250 | No | 1
207141968 | Mini/Multi Split | RUUD | HRCU-A-CB-O | ROSH09BFWJ |  | Mini-Splits (Non-Ducted) | UIWH09BVFJ |  | 9000 | 26.5 |  | 14.3 | 13 |  | 12000 | 7400 | 61.67% | [8 empty] | Residential | 187.5 | No | 0.75
207141969 | Mini/Multi Split | RUUD | HRCU-A-CB-O | ROSH12BFWJ |  | Mini-Splits (Non-Ducted) | UIWH12BVFJ |  | 12000 | 23 |  | 12.5 | 12.5 |  | 16000 | 10300 | 64.38% | [8 empty] | Residential | 250 | No | 1
207158009 | Mini/Multi Split | DAIKIN | HRCU-A-CB-O | RXM09VVJU |  | Mini-Splits (Non-Ducted) | FTXM09VVJU |  | 9000 | 27.4 |  | 16.3 | 13.8 |  | 11000 | 6600 | 60% | [8 empty] | Residential | 187.5 | No | 0.75
207158010 | Mini/Multi Split | DAIKIN | HRCU-A-CB-O | RXM12VVJU |  | Mini-Splits (Non-Ducted) | FTXM12VVJU |  | 12000 | 25.2 |  | 13.2 | 13 |  | 13600 | 8600 | 63.24% | [8 empty] | Residential | 250 | No | 1
207158011 | Mini/Multi Split | DAIKIN | HRCU-A-CB-O | RXM18VVJU |  | Mini-Splits (Non-Ducted) | FTXM18VVJU |  | 18000 | 22.7 |  | 12.5 | 12.5 |  | 21600 | 15400 | 71.3% | [8 empty] | Residential | 375 | No | 1.5
207158012 | Mini/Multi Split | DAIKIN | HRCU-A-CB-O | RXM24VVJU |  | Mini-Splits (Non-Ducted) | FTXM24VVJU |  | 21600 | 22 |  | 12.5 | 12.5 |  | 24000 | 16000 | 66.67% | [8 empty] | Residential | 450 | No | 1.8
207168479 | Mini/Multi Split | GREE | HRCU-A-CB | GWH09AGC-D3DNA1B/O |  | Mini-Splits (Ducted) | GFH(09)DA-D3DN***/I |  | 9100 | 21 |  | 14.2 | 10.5 |  | 11000 | 6900 | 62.73% | [8 empty] | Residential | 190 | No | 0.76
207168480 | Mini/Multi Split | GREE | HRCU-A-CB-O | GWH09AGC-D3DNA1B/O |  | Mini-Splits (Non-Ducted) | GTH(09)CA-D3DN***/I |  | 9100 | 19.5 |  | 13.3 | 11.2 |  | 11000 | 6900 | 62.73% | [8 empty] | Residential | 190 | No | 0.76
207169058 | Mini/Multi Split | GREE | HRCU-A-CB-O | GWH24AGE-D3DNA1A/O |  | Mini-Splits (Non-Ducted) | GWH24QE-D3DN***/I |  | 22000 | 23 |  | 13 | 11 |  | 24000 | 15500 | 64.58% | 22000 | 24 | 13 | 9.5 | 24000 |  |  |  | Residential | 457.5 | No | 1.83 | No
207178471 | Mini/Multi Split | MIRAGE | HMSV-A-CB | OVMH181A |  | Non-Ducted Indoor Units |  |  | 17000 | 21.3 |  | 12.5 | 10 |  | 18000 | 11800 | 65.56% | [8 empty] | Residential | 355 | No | 1.42
207178564 | Mini/Multi Split | MDV | HRCU-A-CB-O | MOX230-09HFN1-MW5W |  | Mini-Splits (Non-Ducted) | MSEPB-06HRFN1-MY5W |  | 6000 | 26.5 |  | 15.8 | 14 |  | 7000 | 8500 | 121.4% | 6000 | 26.5 | 15.8 | 13.6 | 7000 | 7500 | 107.1% | 2.1 | Residential | 125 | Yes | 0.5 | Both
207178565 | Mini/Multi Split | MDV | HRCU-A-CB-O | MOX230-09HFN1-MW5W |  | Mini-Splits (Non-Ducted) | MSAG11A-06HRFN1-MU0W |  | 6000 | 23.5 |  | 15 | 11 |  | 7000 | 7500 | 107.1% | 6000 | 23.5 | 15 | 12 | 7000 | 7100 | 101.4% | 1.84 | Residential | 125 | Yes | 0.5 | Both
207188905 | Mini/Multi Split | ARCOAIRE | HRCU-A-CB-O | DLCSRBH06AAK |  | Mini-Splits (Non-Ducted) | DLFSHBH06XAK |  | 6000 | 23.5 |  | 15 | 11 |  | 7000 | 7500 | 107.1% | 6000 | 23.5 | 15 | 12 | 7000 | 7100 | 101.4% | 1.84 | Residential | 125 | Yes | 0.5 | Both
207188908 | Mini/Multi Split | COMFORTMAKER | HRCU-A-CB-O | DLCSRBH06AAK |  | Mini-Splits (Non-Ducted) | DLFSHBH06XAK |  | 6000 | 23.5 |  | 15 | 11 |  | 7000 | 7500 | 107.1% | 6000 | 23.5 | 15 | 12 | 7000 | 7100 | 101.4% | 1.84 | Residential | 125 | Yes | 0.5 | Both
207188911 | Mini/Multi Split | DAY & NIGHT | HRCU-A-CB-O | DLCSRBH06AAK |  | Mini-Splits (Non-Ducted) | DLFSHBH06XAK |  | 6000 | 23.5 |  | 15 | 11 |  | 7000 | 7500 | 107.1% | 6000 | 23.5 | 15 | 12 | 7000 | 7100 | 101.4% | 1.84 | Residential | 125 | Yes | 0.5 | Both
207188914 | Mini/Multi Split | HEIL | HRCU-A-CB-O | DLCSRBH06AAK |  | Mini-Splits (Non-Ducted) | DLFSHBH06XAK |  | 6000 | 23.5 |  | 15 | 11 |  | 7000 | 7500 | 107.1% | 6000 | 23.5 | 15 | 12 | 7000 | 7100 | 101.4% | 1.84 | Residential | 125 | Yes | 0.5 | Both
207188917 | Mini/Multi Split | KEEPRITE | HRCU-A-CB-O | DLCSRBH06AAK |  | Mini-Splits (Non-Ducted) | DLFSHBH06XAK |  | 6000 | 23.5 |  | 15 | 11 |  | 7000 | 7500 | 107.1% | 6000 | 23.5 | 15 | 12 | 7000 | 7100 | 101.4% | 1.84 | Residential | 125 | Yes | 0.5 | Both
207188920 | Mini/Multi Split | KENMORE | HRCU-A-CB-O | DLCSRBH06AAK |  | Mini-Splits (Non-Ducted) | DLFSHBH06XAK |  | 6000 | 23.5 |  | 15 | 11 |  | 7000 | 7500 | 107.1% | 6000 | 23.5 | 15 | 12 | 7000 | 7100 | 101.4% | 1.84 | Residential | 125 | Yes | 0.5 | Both
207188923 | Mini/Multi Split | MIDEA | HRCU-A-CB-O | DLCSRBH06AAK |  | Mini-Splits (Non-Ducted) | DLFSHBH06XAK |  | 6000 | 23.5 |  | 15 | 11 |  | 7000 | 7500 | 107.1% | 6000 | 23.5 | 15 | 12 | 7000 | 7100 | 101.4% | 1.84 | Residential | 125 | Yes | 0.5 | Both
207188926 | Mini/Multi Split | TEMPSTAR | HRCU-A-CB-O | DLCSRBH06AAK |  | Mini-Splits (Non-Ducted) | DLFSHBH06XAK |  | 6000 | 23.5 |  | 15 | 11 |  | 7000 | 7500 | 107.1% | 6000 | 23.5 | 15 | 12 | 7000 | 7100 | 101.4% | 1.84 | Residential | 125 | Yes | 0.5 | Both
207188929 | Mini/Multi Split | SMART COMFORT | HRCU-A-CB-O | DLCSRBH06AAK |  | Mini-Splits (Non-Ducted) | DLFSHBH06XAK |  | 6000 | 23.5 |  | 15 | 11 |  | 7000 | 7500 | 107.1% | 6000 | 23.5 | 15 | 12 | 7000 | 7100 | 101.4% | 1.84 | Residential | 125 | Yes | 0.5 | Both
207188932 | Mini/Multi Split | AIRQUEST | HRCU-A-CB-O | DLCSRBH06AAK |  | Mini-Splits (Non-Ducted) | DLFSHBH06XAK |  | 6000 | 23.5 |  | 15 | 11 |  | 7000 | 7500 | 107.1% | 6000 | 23.5 | 15 | 12 | 7000 | 7100 | 101.4% | 1.84 | Residential | 125 | Yes | 0.5 | Both
207188935 | Mini/Multi Split | PAYNE | HRCU-A-CB-O | 38MARBQ06AA3 |  | Mini-Splits (Non-Ducted) | DHMAHBQ06XA3 |  | 6000 | 26.5 |  | 15.8 | 14 |  | 7000 | 8500 | 121.4% | 6000 | 26.5 | 15.8 | 13.6 | 7000 | 7500 | 107.1% | 2.1 | Residential | 125 | Yes | 0.5 | Both
207188936 | Mini/Multi Split | MIDEA | HRCU-A-CB-O | 38MARBQ06AA3 |  | Mini-Splits (Non-Ducted) | DHMAHBQ06XA3 |  | 6000 | 26.5 |  | 15.8 | 14 |  | 7000 | 8500 | 121.4% | 6000 | 26.5 | 15.8 | 13.6 | 7000 | 7500 | 107.1% | 2.1 | Residential | 125 | Yes | 0.5 | Both
207188937 | Mini/Multi Split | Weathermaker | HRCU-A-CB-O | 38MARBQ06AA3 |  | Mini-Splits (Non-Ducted) | DHMAHBQ06XA3 |  | 6000 | 26.5 |  | 15.8 | 14 |  | 7000 | 8500 | 121.4% | 6000 | 26.5 | 15.8 | 13.6 | 7000 | 7500 | 107.1% | 2.1 | Residential | 125 | Yes | 0.5 | Both
207188938 | Mini/Multi Split | BRYANT | HRCU-A-CB-O | 38MARBQ06AA3 |  | Mini-Splits (Non-Ducted) | 619AHBQ06XA3 |  | 6000 | 26.5 |  | 15.8 | 14 |  | 7000 | 8500 | 121.4% | 6000 | 26.5 | 15.8 | 13.6 | 7000 | 7500 | 107.1% | 2.1 | Residential | 125 | Yes | 0.5 | Both
207188939 | Mini/Multi Split | CARRIER | HRCU-A-CB-O | 38MARBQ06AA3 |  | Mini-Splits (Non-Ducted) | 40MAHBQ06XA3 |  | 6000 | 26.5 |  | 15.8 | 14 |  | 7000 | 8500 | 121.4% | 6000 | 26.5 | 15.8 | 13.6 | 7000 | 7500 | 107.1% | 2.1 | Residential | 125 | Yes | 0.5 | Both
207192273 | Mini/Multi Split | MDV | HRCU-A-CB-O | MOB30-09HFN1-BT0Q1W |  | Mini-Splits (Non-Ducted) | MSABB-09HRFN1-MT0Q1W |  | 9000 | 20 |  | 12.7 | 10 |  | 9800 | 7200 | 73.47% | [8 empty] | Residential | 187.5 | No | 0.75
207192279 | Mini/Multi Split | Coast Air | HRCU-A-CB-O | A-CAD09-0 |  | Mini-Splits (Non-Ducted) | B-CAD09-0 |  | 9000 | 20 |  | 12.7 | 10 |  | 9800 | 7200 | 73.47% | [8 empty] | Residential | 187.5 | No | 0.75
207192281 | Mini/Multi Split | PERFECTAIRE | HRCU-A-CB-O | 2PAMSH09-MZO |  | Mini-Splits (Non-Ducted) | 2PAMSH09-MZW |  | 9000 | 22.8 |  | 14 | 10.5 |  | 9800 | 6400 | 65.31% | [8 empty] | Residential | 187.5 | No | 0.75
207192283 | Mini/Multi Split | PERFECTAIRE | HRCU-A-CB-O | 2PAMSH18-MZO |  | Mini-Splits (Non-Ducted) | 2PAMSH18-MZW |  | 18000 | 21 |  | 13 | 10 |  | 18000 | 10400 | 57.78% | [8 empty] | Residential | 375 | No | 1.5
207192284 | Mini/Multi Split | PERFECTAIRE | HRCU-A-CB-O | 1PAMSHH09-SZO-25 |  | Mini-Splits (Non-Ducted) | 2PAMSCH09 |  | 9000 | 20 |  | 13 | 10.8 |  | 10000 | 6700 | 67% | 9000 | 20 | 13 | 9.4 | 10000 |  |  |  | Residential | 187.5 | No | 0.75 | No
207192285 | Mini/Multi Split | PERFECTAIRE | HRCU-A-CB-O | 1PAMSHH12-SZO-22.5 |  | Mini-Splits (Non-Ducted) | 2PAMSCH12 |  | 12000 | 19.5 |  | 12.5 | 10.6 |  | 12000 | 8700 | 72.5% | 12000 | 19.5 | 12.5 | 9.3 | 12000 |  |  |  | Residential | 250 | No | 1 | No
207192286 | Mini/Multi Split | PERFECTAIRE | HRCU-A-CB-O | 2PAMSHH18-SZO-20 |  | Mini-Splits (Non-Ducted) | 2PAMSCH18 |  | 16000 | 20 |  | 12.5 | 10.5 |  | 18000 | 12000 | 66.67% | 16000 | 20 | 12.5 | 9.8 | 12000 |  |  |  | Residential | 332.5 | No | 1.33 | No
207192287 | Mini/Multi Split | PERFECTAIRE | HRCU-A-CB-O | 2PAMSHH18-SZO-20 |  | Mini-Splits (Non-Ducted) | 2PAMSFCH18 |  | 17000 | 19.9 |  | 12.5 | 10.6 |  | 18000 | 13400 | 74.44% | 17000 | 19.9 | 12.5 | 9.9 | 18000 |  |  |  | Residential | 355 | No | 1.42 | No
207192288 | Mini/Multi Split | PERFECTAIRE | HRCU-A-CB | 1PAMSHH09-SZO-25 |  | Mini-Splits (Ducted) | 2PAMSDH09 |  | 9000 | 23 |  | 13.5 | 12 |  | 10000 | 7200 | 72% | [8 empty] | Residential | 187.5 | No | 0.75
207192289 | Mini/Multi Split | PERFECTAIRE | HRCU-A-CB | 1PAMSHH12-SZO-22.5 |  | Mini-Splits (Ducted) | 2PAMSDH12 |  | 12000 | 20.5 |  | 12.5 | 11 |  | 12000 | 8500 | 70.83% | [8 empty] | Residential | 250 | No | 1
207192290 | Mini/Multi Split | PERFECTAIRE | HRCU-A-CB | 2PAMSHH18-SZO-20 |  | Mini-Splits (Ducted) | 2PAMSDH18 |  | 16500 | 20 |  | 12.5 | 11 |  | 19000 | 13400 | 70.53% | [8 empty] | Residential | 345 | No | 1.38
207192291 | Mini/Multi Split | PERFECTAIRE | HRCU-A-CB | 1PAMSHH24-SZW-20.5 |  | Mini-Splits (Ducted) | 2PAMSDH24 |  | 24000 | 20.6 |  | 12.5 | 12.6 |  | 24600 | 21000 | 85.37% | 24000 | 19.2 | 12 | 10.5 | 25000 | 27000 | 108% | 2 | Residential | 500 | Yes | 2 | Both
207200481 | Mini/Multi Split | Hitachi | HRCU-A-CB-O | RAC-PH09WHLAE |  | Mini-Splits (Non-Ducted) | RAS-PH09PHLAE |  | 9000 | 20.5 |  | 13.2 | 12.5 |  | 12000 | 8000 | 66.67% | 9000 | 20 | 13.2 | 11.2 | 12000 | 12000 | 100% | 1.9 | Residential | 187.5 | Yes | 0.75 | Both
207200482 | Mini/Multi Split | Hitachi | HRCU-A-CB-O | RAC-PH12WHLAE |  | Mini-Splits (Non-Ducted) | RAS-PH12PHLAE |  | 12000 | 20.5 |  | 13 | 12.2 |  | 14500 | 9500 | 65.52% | 12000 | 20.5 | 13 | 10.9 | 14500 | 14500 | 100% | 1.9 | Residential | 250 | Yes | 1 | Both
207200483 | Mini/Multi Split | Hitachi | HRCU-A-CB-O | RAC-PH24WHLAE |  | Mini-Splits (Non-Ducted) | RAS-PH24PHLAE |  | 22000 | 20.5 |  | 13.2 | 12.2 |  | 25000 | 15300 | 61.2% | 22000 | 20 | 13.2 | 10.5 | 25000 | 21600 | 86.4% | 1.9 | Residential | 457.5 | Yes | 1.83 | Both
207200484 | Mini/Multi Split | Hitachi | HRCU-A-CB-O | RAC-PH18WHLAE |  | Mini-Splits (Non-Ducted) | RAS-PH18PHLAE |  | 18000 | 20.5 |  | 13.5 | 12.5 |  | 21600 | 13300 | 61.57% | 18000 | 20.5 | 13.5 | 10.5 | 21600 | 23000 | 106.5% | 1.9 | Residential | 375 | Yes | 1.5 | Both
207201625 | Mini/Multi Split | GREE | HRCU-A-CB | 3VIR09HP230V1AO |  | Mini-Splits (Ducted) | DUCT09HP230V1BD |  | 9100 | 21 |  | 14.2 | 11.2 |  | 11000 | 6900 | 62.73% | [8 empty] | Residential | 190 | No | 0.76
207201626 | Mini/Multi Split | GREE | HRCU-A-CB-O | 3VIR09HP230V1AO |  | Mini-Splits (Non-Ducted) | FLR09HP230V1BF |  | 9100 | 19.5 |  | 13.3 | 11.2 |  | 11000 | 6900 | 62.73% | [8 empty] | Residential | 190 | No | 0.76
207201628 | Mini/Multi Split | GREE | HRCU-A-CB-O | 3VIR12HP230V1AO |  | Mini-Splits (Non-Ducted) | CAS12HP230V1BC |  | 12000 | 24 |  | 13 | 11.3 |  | 12000 | 6900 | 57.5% | [8 empty] | Residential | 250 | No | 1
207201629 | Mini/Multi Split | GREE | HRCU-A-CB-O | 3VIR12HP230V1AO |  | Mini-Splits (Non-Ducted) | FLR12HP230V1BF |  | 12000 | 19.6 |  | 12.5 | 10.5 |  | 12000 | 7200 | 60% | [8 empty] | Residential | 250 | No | 1
207201633 | Mini/Multi Split | GREE | HRCU-A-CB | 3VIR24HP230V1AO |  | Mini-Splits (Ducted) | DUCT24HP230V1BD |  | 22000 | 20 |  | 12.5 | 10 |  | 24000 | 14900 | 62.08% | [8 empty] | Residential | 457.5 | No | 1.83
207215956 | Mini/Multi Split | MDV | HRCU-A-CB-O | MOX230-09HFN1-MW5W |  | Mini-Splits (Non-Ducted) | MSAG11B-09HRFN1-MX7W(GA) |  | 9000 | 24 |  | 14.7 | 12.7 |  | 10000 | 8100 | 81% | 9000 | 24 | 14.7 | 11.6 | 10000 | 7500 | 75% | 2.25 | Residential | 187.5 | Yes | 0.75 | Both
207237535 | Mini/Multi Split | WESTINGHOUSE | HRCU-A-CB-O | WHU09SZA21S |  | Mini-Splits (Non-Ducted) | WHU09CTA21S |  | 9000 | 22 |  | 12.85 | 10 |  | 10000 | 7200 | 72% | 9000 | 20.5 | 12.85 | 10 | 10000 | 8300 | 83% | 2.26 | Residential | 187.5 | Yes | 0.75 | Both
207237536 | Mini/Multi Split | WESTINGHOUSE | HRCU-A-CB-O | WHU12SZA21S |  | Mini-Splits (Non-Ducted) | WHU12CTA21S |  | 12000 | 23 |  | 12.5 | 11.5 |  | 12000 | 7600 | 63.33% | 12000 | 20.5 | 12.5 | 9.5 | 12000 | 8500 | 70.83% | 2.3 | Residential | 250 | Yes | 1 | Both
207237537 | Mini/Multi Split | WESTINGHOUSE | HRCU-A-CB-O | WHU18SZA21S |  | Mini-Splits (Non-Ducted) | WHU18CTA21S |  | 18000 | 22 |  | 12.65 | 11 |  | 19000 | 12000 | 63.16% | 18000 | 20.5 | 12.5 | 10 | 18800 | 13200 | 70.21% | 2.36 | Residential | 375 | Yes | 1.5 | Both
207237538 | Mini/Multi Split | WESTINGHOUSE | HRCU-A-CB-O | WHU24SZA21S |  | Mini-Splits (Non-Ducted) | WHU24CTA21S |  | 24000 | 19 |  | 12.5 | 10 |  | 24000 | 19000 | 79.17% | 24000 | 18.5 | 12.5 | 10 | 26000 | 19000 | 73.08% | 2.2 | Residential | 500 | Yes | 2 | Both
207251114 | Mini/Multi Split | LBG Products | HRCU-A-CB-O | LBH09ATO |  | Mini-Splits (Non-Ducted) | LBH09ATI |  | 9000 | 21.5 |  | 12.5 | 10.3 |  | 10000 | 6300 | 63% | 9000 | 21.5 | 12.5 | 9.1 | 10000 | 7000 | 70% | 2.16 | Residential | 187.5 | Yes | 0.75 | Both
207251115 | Mini/Multi Split | LBG Products | HRCU-A-CB-O | LBH09DTO |  | Mini-Splits (Non-Ducted) | LBH09DTI |  | 9000 | 21.5 |  | 12.6 | 10 |  | 10000 | 6000 | 60% | 9000 | 21.5 | 12.6 | 9.4 | 10000 | 7000 | 70% | 2 | Residential | 187.5 | Yes | 0.75 | Both
207252582 | Mini/Multi Split | DIYCOOL | HRCU-A-CB-O | ACIQ-12Z-EZ115 |  | Mini-Splits (Non-Ducted) | ACIQ-12W-EZ115 |  | 12000 | 22 |  | 12.7 | 10 |  | 12000 | 7200 | 60% | [8 empty] | Residential | 250 | No | 1
207252583 | Mini/Multi Split | DIYCOOL | HRCU-A-CB-O | ACIQ-18Z-EZ230 |  | Mini-Splits (Non-Ducted) | ACIQ-18W-EZ230 |  | 18000 | 20 |  | 12.5 | 10 |  | 18000 | 11300 | 62.78% | [8 empty] | Residential | 375 | No | 1.5
207252584 | Mini/Multi Split | DIYCOOL | HRCU-A-CB-O | ACIQ-24Z-EZ230 |  | Mini-Splits (Non-Ducted) | ACIQ-24W-EZ230 |  | 23000 | 20 |  | 12.5 | 10 |  | 25000 | 14800 | 59.2% | [8 empty] | Residential | 480 | No | 1.92
207252586 | Mini/Multi Split | 1HVAC | HRCU-A-CB-O | ACIQ-12Z-EZ115 |  | Mini-Splits (Non-Ducted) | ACIQ-12W-EZ115 |  | 12000 | 22 |  | 12.7 | 10 |  | 12000 | 7200 | 60% | [8 empty] | Residential | 250 | No | 1
207252587 | Mini/Multi Split | 1HVAC | HRCU-A-CB-O | ACIQ-18Z-EZ230 |  | Mini-Splits (Non-Ducted) | ACIQ-18W-EZ230 |  | 18000 | 20 |  | 12.5 | 10 |  | 18000 | 11300 | 62.78% | [8 empty] | Residential | 375 | No | 1.5
207252588 | Mini/Multi Split | 1HVAC | HRCU-A-CB-O | ACIQ-24Z-EZ230 |  | Mini-Splits (Non-Ducted) | ACIQ-24W-EZ230 |  | 23000 | 20 |  | 12.5 | 10 |  | 25000 | 14800 | 59.2% | [8 empty] | Residential | 480 | No | 1.92
207252590 | Mini/Multi Split | ACIQ | HRCU-A-CB-O | ACIQ-12Z-EZ115 |  | Mini-Splits (Non-Ducted) | ACIQ-12W-EZ115 |  | 12000 | 22 |  | 12.7 | 10 |  | 12000 | 7200 | 60% | [8 empty] | Residential | 250 | No | 1
207252591 | Mini/Multi Split | ACIQ | HRCU-A-CB-O | ACIQ-18Z-EZ230 |  | Mini-Splits (Non-Ducted) | ACIQ-18W-EZ230 |  | 18000 | 20 |  | 12.5 | 10 |  | 18000 | 11300 | 62.78% | [8 empty] | Residential | 375 | No | 1.5
207252592 | Mini/Multi Split | ACIQ | HRCU-A-CB-O | ACIQ-24Z-EZ230 |  | Mini-Splits (Non-Ducted) | ACIQ-24W-EZ230 |  | 23000 | 20 |  | 12.5 | 10 |  | 25000 | 14800 | 59.2% | [8 empty] | Residential | 480 | No | 1.92
207318103 | Mini/Multi Split | GREE | HRCU-A-CB-O | GWH09AGC-D3DNA1B/O |  | Mini-Splits (Non-Ducted) | GWH09QC-D3DN***/I |  | 9100 | 25.3 |  | 14.7 | 11.2 |  | 11000 | 7300 | 66.36% | 9100 | 25 | 14.7 | 9.5 | 11000 |  |  |  | Residential | 190 | No | 0.76 | No
207318105 | Mini/Multi Split | GREE | HRCU-A-CB-O | GWH09AGC-A3DNA1A/O |  | Mini-Splits (Non-Ducted) | GWH09AFC-A3DN**A/I |  | 9100 | 24 |  | 13.65 | 10.8 |  | 10000 | 7000 | 70% | 9100 | 26.5 | 14 | 10 | 10000 | 9000 | 90% | 1.88 | Residential | 190 | Yes | 0.76 | Yes
207318106 | Mini/Multi Split | GREE | HRCU-A-CB-O | GWH12AGC-D3DNA1A/O |  | Mini-Splits (Non-Ducted) | GWH12AFC-D3DN***/I |  | 12000 | 25 |  | 13 | 11 |  | 12000 | 7700 | 64.17% | 12000 | 25 | 11.5 | 9 | 12000 |  |  |  | Residential | 250 | No | 1 | No
207318107 | Mini/Multi Split | GREE | HRCU-A-CB-O | GWH12AGC-A3DNA1A/O |  | Mini-Splits (Non-Ducted) | GWH12ACC-A3DN***/I |  | 12100 | 23 |  | 13 | 11 |  | 12100 | 7700 | 63.64% | 12100 | 25 | 12.5 | 9 | 12100 |  |  |  | Residential | 252.5 | No | 1.01 | No
207334301 | Mini/Multi Split | FUJITSU | HRCU-A-CB | AOUH12LUAS1 |  | Mini-Splits (Ducted) | ARUH12LUAS |  | 12000 | 21.3 |  | 13.4 | 11.7 |  | 16000 | 10500 | 65.62% | 12000 | 19.1 | 12.5 | 10.5 | 16000 | 15500 | 96.88% | 2.02 | Residential | 250 | Yes | 1 | Both
207337194 | Mini/Multi Split | WESTINGHOUSE | HRCU-A-CB-O | WHZ09SZA21S |  | Mini-Splits (Non-Ducted) | WHZ09WMA21S |  | 9000 | 28 |  | 16.1 | 12.5 |  | 10500 | 6500 | 61.9% | 9000 | 27.5 | 15.5 | 10 | 10000 | 7000 | 70% | 2.1 | Residential | 187.5 | Yes | 0.75 | Yes
207337195 | Mini/Multi Split | WESTINGHOUSE | HRCU-A-CB-O | WHZ12SZA21S |  | Mini-Splits (Non-Ducted) | WHZ12WMA21S |  | 12000 | 25 |  | 15.4 | 12 |  | 13000 | 7000 | 53.85% | 12000 | 23.5 | 15.4 | 9.35 | 12000 | 8400 | 70% | 1.75 | Residential | 250 | No | 1 | Yes
207338159 | Mini/Multi Split | PERFECTAIRE | HRCU-A-CB-O | 3PAMSHH18-SZO-20.5 |  | Mini-Splits (Non-Ducted) | 2PAMSHH18-SZW-20 |  | 17000 | 20.5 |  | 12.5 | 11 |  | 18000 | 10900 | 60.56% | [8 empty] | Residential | 355 | No | 1.42
207338192 | Mini/Multi Split | MAX-R | HMSV-A-CB-O | MAX-R18K30MZGR |  | Non-Ducted Indoor Units |  |  | 18000 | 22 |  | 12.5 | 11 |  | 19000 | 12800 | 67.37% | 18000 | 21 | 12.5 | 9 | 19000 |  |  |  | Residential | 375 | No | 1.5 | No
207338193 | Mini/Multi Split | MAX-R | HMSV-A-CB-O | MAX-R24K30MZGR |  | Non-Ducted Indoor Units |  |  | 24000 | 21 |  | 12.5 | 11 |  | 26000 | 16600 | 63.85% | 24000 | 21 | 11.8 | 9 | 26000 |  |  |  | Residential | 500 | No | 2 | No
207338194 | Mini/Multi Split | MAX-R | HMSV-A-CB-O | MAX-R36K30MZGR |  | Non-Ducted Indoor Units |  |  | 28400 | 21 |  | 12.5 | 11.5 |  | 30000 | 18000 | 60% | 28400 | 20 | 11.8 | 8.6 | 30000 |  |  |  | Residential | 592.5 | No | 2.37 | No
207338195 | Mini/Multi Split | MAX-R | HRCU-A-CB-O | MAX-R18K35MZGR |  | Non-Ducted Indoor Units |  |  | 18000 | 23 |  | 12.5 | 10.5 |  | 21000 | 17000 | 80.95% | 18000 | 20 | 12 | 10 | 21000 | 21800 | 103.8% | 1.81 | Residential | 375 | Yes | 1.5 | Yes
207338196 | Mini/Multi Split | MAX-R | HMSV-A-CB-O | MAX-R24K35MZGR |  | Non-Ducted Indoor Units |  |  | 22000 | 23 |  | 12.5 | 10.5 |  | 26000 | 17900 | 68.85% | 22000 | 20 | 12 | 10 | 26000 | 30000 | 115.4% | 1.8 | Residential | 457.5 | Yes | 1.83 | Yes
207338218 | Mini/Multi Split | MDV | HRCU-A-CB-O | MOD33-24HFN1-MT0W |  | Mini-Splits (Non-Ducted) | MCD1-24HRFN1-MT0W(GA) |  | 24000 | 20.7 |  | 12.5 | 10.5 |  | 25000 | 19000 | 76% | 24000 | 21.5 | 12.5 | 9.7 | 25000 | 18500 | 74% | 2.2 | Residential | 500 | Yes | 2 | Both
207338220 | Mini/Multi Split | MDV | HRCU-A-CB-O | MOX230-12HFN1-BV0Q1W |  | Mini-Splits (Non-Ducted) | MSABB-12HRFN1-BV0Q1W |  | 12000 | 22 |  | 12.5 | 11.5 |  | 12000 | 7500 | 62.5% | 12000 | 22.5 | 12.5 | 9 | 12000 |  |  |  | Residential | 250 | No | 1 | No
207338221 | Mini/Multi Split | MDV | HRCU-A-CB-O | MOX430-18HFN1-MT2Q1W |  | Mini-Splits (Non-Ducted) | MSABE-18HRFN1-MT2Q1W |  | 18000 | 22 |  | 12.5 | 11.5 |  | 18000 | 13800 | 76.67% | 18000 | 22.7 | 12.6 | 9.8 | 18000 |  |  |  | Residential | 375 | No | 1.5 | No
207338222 | Mini/Multi Split | MDV | HRCU-A-CB-O | MOD31-23HFN1-MT2Q1W |  | Mini-Splits (Non-Ducted) | MSABE-23HRFN1-MT2Q1W |  | 23000 | 20.5 |  | 12.5 | 10.5 |  | 25000 | 17900 | 71.6% | 23000 | 20.5 | 12.5 | 9.2 | 25000 |  |  |  | Residential | 480 | No | 1.92 | No
207339161 | Mini/Multi Split | MRCOOL | HRCU-A-CB-O | O-HH-09-HP-C-230A |  | Mini-Splits (Non-Ducted) | O-09-HP-WMAH-230B |  | 9000 | 28.1 |  | 16.2 | 13 |  | 11800 | 9500 | 80.51% | 9000 | 28.1 | 16.2 | 11.5 | 12000 | 10600 | 88.33% | 2 | Residential | 187.5 | Yes | 0.75 | Both
207339162 | Mini/Multi Split | MRCOOL | HRCU-A-CB-O | O-HH-12-HP-C-230A |  | Mini-Splits (Non-Ducted) | O-12-HP-WMAH-230B |  | 12000 | 25.5 |  | 14 | 13 |  | 12000 | 10000 | 83.33% | 12000 | 25.5 | 14 | 10.4 | 12000 | 12000 | 100% | 1.8 | Residential | 250 | Yes | 1 | Both
207339163 | Mini/Multi Split | MRCOOL | HRCU-A-CB-O | O-HH-18-HP-C-230A |  | Mini-Splits (Non-Ducted) | O-18-HP-WMAH-230B |  | 18000 | 21.5 |  | 12.5 | 13 |  | 18000 | 15000 | 83.33% | 18000 | 21.5 | 12.5 | 11.3 | 18000 | 18000 | 100% | 1.8 | Residential | 375 | Yes | 1.5 | Both
207339164 | Mini/Multi Split | MRCOOL | HRCU-A-CB-O | O-HH-24-HP-C-230A |  | Mini-Splits (Non-Ducted) | O-24-HP-WMAH-230B |  | 24000 | 21.5 |  | 13 | 12 |  | 29000 | 21200 | 73.1% | 24000 | 21.5 | 13 | 11.4 | 29000 | 25000 | 86.21% | 2.21 | Residential | 500 | Yes | 2 | Both
207339173 | Mini/Multi Split | BLUERIDGE | HRCU-A-CB-O | BMY922C |  | Mini-Splits (Non-Ducted) | BMY922WM |  | 9000 | 21.5 |  | 12.6 | 10 |  | 10000 | 6000 | 60% | 9000 | 21.5 | 12.6 | 9.4 | 10000 | 7000 | 70% | 2 | Residential | 187.5 | Yes | 0.75 | Both
207339179 | Mini/Multi Split | BLUERIDGE | HRCU-A-CB-O | BMY12DIY22C |  | Mini-Splits (Non-Ducted) | BMY12DIY22WM |  | 12000 | 22 |  | 12.5 | 11.5 |  | 12000 | 7500 | 62.5% | 12000 | 22.5 | 12.5 | 9 | 12000 |  |  |  | Residential | 250 | No | 1 | No
207339180 | Mini/Multi Split | BLUERIDGE | HRCU-A-CB-O | BMY18DIY22C |  | Mini-Splits (Non-Ducted) | BMY18DIY22WM |  | 18000 | 22 |  | 12.5 | 11.5 |  | 18000 | 13800 | 76.67% | 18000 | 22.7 | 12.6 | 9.8 | 18000 |  |  |  | Residential | 375 | No | 1.5 | No
207339181 | Mini/Multi Split | BLUERIDGE | HRCU-A-CB-O | BMY24DIY21C |  | Mini-Splits (Non-Ducted) | BMY24DIY21WM |  | 23000 | 20.5 |  | 12.5 | 10.5 |  | 25000 | 17900 | 71.6% | 23000 | 20.5 | 12.5 | 9.2 | 25000 |  |  |  | Residential | 480 | No | 1.92 | No
207339183 | Mini/Multi Split | BLUERIDGE | HRCU-A-CB-O | BMY9HH28C |  | Mini-Splits (Non-Ducted) | BMY9HH28WM |  | 9000 | 28.1 |  | 16.2 | 13 |  | 11800 | 9500 | 80.51% | 9000 | 28.1 | 16.2 | 11.5 | 12000 | 10600 | 88.33% | 2 | Residential | 187.5 | Yes | 0.75 | Both
207339184 | Mini/Multi Split | BLUERIDGE | HRCU-A-CB-O | BMY12HH26C |  | Mini-Splits (Non-Ducted) | BMY12HH26WM |  | 12000 | 25.5 |  | 14 | 13 |  | 12000 | 10000 | 83.33% | 12000 | 25.5 | 14 | 10.4 | 12000 | 12000 | 100% | 1.8 | Residential | 250 | Yes | 1 | Both
207339185 | Mini/Multi Split | BLUERIDGE | HRCU-A-CB-O | BMY18HH22C |  | Mini-Splits (Non-Ducted) | BMY18HH22WM |  | 18000 | 21.5 |  | 12.5 | 13 |  | 18000 | 15000 | 83.33% | 18000 | 21.5 | 12.5 | 11.3 | 18000 | 18000 | 100% | 1.8 | Residential | 375 | Yes | 1.5 | Both
207339186 | Mini/Multi Split | BLUERIDGE | HRCU-A-CB-O | BMY24HH22C |  | Mini-Splits (Non-Ducted) | BMY24HH22WM |  | 24000 | 21.5 |  | 13 | 12 |  | 29000 | 21200 | 73.1% | 24000 | 21.5 | 13 | 11.4 | 29000 | 25000 | 86.21% | 2.21 | Residential | 500 | Yes | 2 | Both
207339187 | Mini/Multi Split | MRCOOL | HRCU-A-CB-O | DIY-12-HP-C-115C |  | Mini-Splits (Non-Ducted) | DIY-12-HP-WMAH-115C25 |  | 12000 | 22 |  | 12.5 | 11.5 |  | 12000 | 7500 | 62.5% | 12000 | 22.5 | 12.5 | 9 | 12000 |  |  |  | Residential | 250 | No | 1 | No
207339188 | Mini/Multi Split | MRCOOL | HRCU-A-CB-O | DIY-18-HP-C-230C |  | Mini-Splits (Non-Ducted) | DIY-18-HP-WMAH-230C25 |  | 18000 | 22 |  | 12.5 | 11.5 |  | 18000 | 13800 | 76.67% | 18000 | 22.7 | 12.6 | 9.8 | 18000 |  |  |  | Residential | 375 | No | 1.5 | No
207339189 | Mini/Multi Split | MRCOOL | HRCU-A-CB-O | DIY-24-HP-C-230C |  | Mini-Splits (Non-Ducted) | DIY-24-HP-WMAH-230C25 |  | 23000 | 20.5 |  | 12.5 | 10.5 |  | 25000 | 17900 | 71.6% | 23000 | 20.5 | 12.5 | 9.2 | 25000 |  |  |  | Residential | 480 | No | 1.92 | No
207339191 | Mini/Multi Split | MDV | HMSV-A-CB | M2OA-18HFN1-MQ1 |  | Non-Ducted Indoor Units |  |  | 18000 | 21 |  | 12.5 | 10.6 |  | 19000 | 13500 | 71.05% | 18000 | 21.2 | 12.5 | 9.6 | 19000 | 14000 | 73.68% | 2 | Residential | 375 | Yes | 1.5 | Both
207339196 | Mini/Multi Split | MRCOOL | HMSV-A-CB | DIY-MULTI2-18HP230C |  | Non-Ducted Indoor Units |  |  | 18000 | 21 |  | 12.5 | 10.6 |  | 19000 | 13500 | 71.05% | 18000 | 21.2 | 12.5 | 9.6 | 19000 | 14000 | 73.68% | 2 | Residential | 375 | Yes | 1.5 | Both
207342929 | Mini/Multi Split | Trane / Mitsubishi Electric | HMSV-A-CB | NTXMMX20A122** |  | Non-Ducted Indoor Units |  |  | 18000 | 20 |  | 12.7 | 10 |  | 22000 | 13500 | 61.36% | [8 empty] | Residential | 375 | No | 1.5
207342931 | Mini/Multi Split | Trane / Mitsubishi Electric | HMSV-A-CB | NTXMMX24A132** |  | Non-Ducted Indoor Units |  |  | 22000 | 20 |  | 13.6 | 10 |  | 25000 | 14000 | 56% | [8 empty] | Residential | 457.5 | No | 1.83
207342939 | Mini/Multi Split | Trane / Mitsubishi Electric | HMSV-A-CB | NTXMPH24A132** |  | Non-Ducted Indoor Units |  |  | 22000 | 19 |  | 13.5 | 10 |  | 25000 | 14000 | 56% | [8 empty] | Residential | 457.5 | No | 1.83
207342941 | Mini/Multi Split | Trane / Mitsubishi Electric | HMSV-A-CB | NTXMPH30A132** |  | Non-Ducted Indoor Units |  |  | 28400 | 18 |  | 12.5 | 11 |  | 28600 | 18000 | 62.94% | [8 empty] | Residential | 592.5 | No | 2.37
207348499 | Mini/Multi Split | LG | HRCU-A-CB-O | LAU090HSV5 |  | Mini-Splits (Non-Ducted) | LAN090HSV5 |  | 9000 | 23.5 |  | 14.5 | 11.3 |  | 10900 | 6600 | 60.55% | 9000 | 23.2 | 14.5 | 10.2 | 10900 | 7700 | 70.64% | 1.75 | Residential | 187.5 | No | 0.75 | Both
207348500 | Mini/Multi Split | LG | HRCU-A-CB-O | LAU120HSV5 |  | Mini-Splits (Non-Ducted) | LAN120HSV5 |  | 12000 | 22.7 |  | 12.5 | 11.4 |  | 13600 | 8200 | 60.29% | 12000 | 22 | 12.5 | 10 | 13600 | 9200 | 67.65% | 1.85 | Residential | 250 | No | 1 | No
207348501 | Mini/Multi Split | LG | HRCU-A-CB-O | LGU121HSV5 |  | Mini-Splits (Non-Ducted) | LGN121HSV5 |  | 12000 | 22.7 |  | 12.5 | 11.4 |  | 13600 | 8200 | 60.29% | 12000 | 22 | 12.5 | 10 | 13600 | 9200 | 67.65% | 1.85 | Residential | 250 | No | 1 | No
207348503 | Mini/Multi Split | LG | HRCU-A-CB-O | LSU181HSV5 |  | Mini-Splits (Non-Ducted) | LSN181HSV5 |  | 18000 | 21.5 |  | 12.6 | 10.2 |  | 21600 | 13000 | 60.19% | 18000 | 22 | 12.55 | 9.5 | 21600 | 15200 | 70.37% | 1.75 | Residential | 375 | No | 1.5 | Both
207348504 | Mini/Multi Split | LG | HRCU-A-CB-O | LGU181HSV5 |  | Mini-Splits (Non-Ducted) | LGN181HSV5 |  | 18000 | 21.5 |  | 12.6 | 10.2 |  | 21600 | 13000 | 60.19% | 18000 | 22 | 12.55 | 9.5 | 21600 | 15200 | 70.37% | 1.75 | Residential | 375 | No | 1.5 | Both
207349353 | Mini/Multi Split | SAMSUNG | HRCU-A-CB-O | AR09BSFCMWKX |  | Mini-Splits (Non-Ducted) | AR09BSFCMWKN |  | 9000 | 23.5 |  | 13.95 | 12 |  | 11000 | 6700 | 60.91% | [8 empty] | Residential | 187.5 | No | 0.75
207349914 | Mini/Multi Split | SAMSUNG | HMSV-A-CB | AJ020BXJ2CH |  | Non-Ducted Indoor Units |  |  | 18000 | 19.5 |  | 12.7 | 10 |  | 22000 | 12800 | 58.18% | 18000 | 19.5 | 12.7 | 8.6 | 22000 |  |  |  | Residential | 375 | No | 1.5 | No
207349915 | Mini/Multi Split | SAMSUNG | HMSV-A-CB | AJ024BXJ3CH |  | Non-Ducted Indoor Units |  |  | 22000 | 19 |  | 12.7 | 10 |  | 25000 | 14600 | 58.4% | 22000 | 19.5 | 12.7 | 8.8 | 25000 |  |  |  | Residential | 457.5 | No | 1.83 | No
207349916 | Mini/Multi Split | SAMSUNG | HMSV-A-CB | AJ036BXJ4CH |  | Non-Ducted Indoor Units |  |  | 32000 | 19.5 |  | 12.5 | 10 |  | 36000 | 21000 | 58.33% | 32000 | 21 | 12.5 | 9 | 36000 |  |  |  | Residential | 667.5 | No | 2.67 | No
207349917 | Mini/Multi Split | SAMSUNG | HMSV-A-CB | AJ020BXS3CH |  | Non-Ducted Indoor Units |  |  | 21000 | 18 |  | 13.5 | 10 |  | 22000 | 13100 | 59.55% | 21000 | 19 | 13.5 | 9 | 22000 | 22000 | 100% | 1.95 | Residential | 437.5 | Yes | 1.75 | Yes
207349918 | Mini/Multi Split | SAMSUNG | HMSV-A-CB | AJ024BXS4CH |  | Non-Ducted Indoor Units |  |  | 25000 | 19 |  | 13 | 10 |  | 25000 | 14600 | 58.4% | 25000 | 20 | 13 | 9 | 25000 | 25000 | 100% | 1.83 | Residential | 520 | Yes | 2.08 | Yes
207349919 | Mini/Multi Split | SAMSUNG | HMSV-A-CB | AJ030BXS4CH |  | Non-Ducted Indoor Units |  |  | 28400 | 19 |  | 12.5 | 11 |  | 28600 | 17500 | 61.19% | 28400 | 20 | 12.5 | 9 | 28600 | 28600 | 100% | 1.8 | Residential | 592.5 | Yes | 2.37 | Yes
207349920 | Mini/Multi Split | SAMSUNG | HMSV-A-CB | AJ036BXS4CH |  | Non-Ducted Indoor Units |  |  | 34000 | 20 |  | 12.5 | 10.5 |  | 36600 | 21600 | 59.02% | 34000 | 21.5 | 12.5 | 9.3 | 36600 | 36600 | 100% | 2.04 | Residential | 707.5 | Yes | 2.83 | Yes
207430429 | Mini/Multi Split | KARDA | HRCU-A-CB-O | 3KARDA09SZO |  | Mini-Splits (Non-Ducted) | 3KARDA09UVW |  | 9000 | 25.5 |  | 15.8 | 12.5 |  | 12000 | 9300 | 77.5% | 9000 | 26.4 | 15.8 | 11.6 | 12000 | 11000 | 91.67% | 1.85 | Residential | 187.5 | Yes | 0.75 | Both
207430430 | Mini/Multi Split | KARDA | HRCU-A-CB-O | 3KARDA18SZO |  | Mini-Splits (Non-Ducted) | 3KARDA18UVW |  | 18000 | 21.5 |  | 13 | 11 |  | 18000 | 11100 | 61.67% | 18000 | 22 | 13 | 10.6 | 18000 | 17200 | 95.56% | 1.89 | Residential | 375 | Yes | 1.5 | Both
207430431 | Mini/Multi Split | KARDA | HRCU-A-CB-O | 3KARDA24SZO |  | Mini-Splits (Non-Ducted) | 3KARDA24UVW |  | 23000 | 21.5 |  | 12.5 | 11.5 |  | 26000 | 18900 | 72.69% | 23000 | 22.3 | 12.5 | 10.3 | 26000 | 23000 | 88.46% | 1.8 | Residential | 480 | Yes | 1.92 | Both
207430432 | Mini/Multi Split | KARDA | HRCU-A-CB-O | 3KARDA12SZO |  | Mini-Splits (Non-Ducted) | 3KARDA12UVW |  | 12000 | 22 |  | 13 | 12.7 |  | 12000 | 10300 | 85.83% | 12000 | 23.1 | 13 | 10.5 | 12000 | 11000 | 91.67% | 1.88 | Residential | 250 | Yes | 1 | Both
207430433 | Mini/Multi Split | Durastar | HRCU-A-CB-O | DRA1U12S1A |  | Mini-Splits (Non-Ducted) | DRAS12F1B |  | 12000 | 20.5 |  | 13 | 10 |  | 12000 | 7200 | 60% | 12000 | 20.5 | 13 | 8.8 | 12000 |  |  |  | Residential | 250 | No | 1 | No
207454671 | Mini/Multi Split | FUJITSU | HRCU-A-CB-O | AOUH09LEAS1 |  | Mini-Splits (Non-Ducted) | ASUH09LMAS |  | 9000 | 21.3 |  | 12.5 | 11.1 |  | 10900 | 6700 | 61.47% | 9000 | 21.3 | 12.5 | 10 | 10900 | 8100 | 74.31% | 1.96 | Residential | 187.5 | Yes | 0.75 | Both
207462345 | Mini/Multi Split | LG | HRCU-A-CB-O | LSU181HSV5 |  | Mini-Splits (Non-Ducted) | LAN181HSV5 |  | 18000 | 21.5 |  | 12.6 | 10.2 |  | 21600 | 13000 | 60.19% | 18000 | 22 | 12.55 | 9.5 | 21600 | 15200 | 70.37% | 1.75 | Residential | 375 | No | 1.5 | Both
207462387 | Mini/Multi Split | SAMSUNG | HRCU-A-CB-O | AC009BXADCH |  | Mini-Splits (Non-Ducted) | AC009BNNDCH |  | 9100 | 21 |  | 13 | 11.7 |  | 10000 | 10000 | 100% | 9100 | 22 | 13 | 9.5 | 10000 | 11000 | 110% | 1.89 | Residential | 190 | Yes | 0.76 | Both
207462388 | Mini/Multi Split | SAMSUNG | HRCU-A-CB-O | AC018BXADCH |  | Mini-Splits (Non-Ducted) | AC018BN4DCH |  | 18000 | 22.8 |  | 13.8 | 10.5 |  | 20000 | 27600 | 138% | 18000 | 23.6 | 13.8 | 8.5 | 20000 | 26200 | 131% | 1.92 | Residential | 375 | Yes | 1.5 | Both
207462389 | Mini/Multi Split | SAMSUNG | HRCU-A-CB-O | AC024BXADCH |  | Mini-Splits (Non-Ducted) | AC024BN4DCH |  | 24000 | 20.5 |  | 12.6 | 10.4 |  | 27000 | 31200 | 115.6% | 24000 | 21 | 12.6 | 8.6 | 27000 | 28000 | 103.7% | 1.83 | Residential | 500 | Yes | 2 | Yes
207465437 | Mini/Multi Split | SAMSUNG | HRCU-A-CB-O | AC009BXADCH |  | Mini-Splits (Non-Ducted) | AC009BN1DCH |  | 9000 | 21.8 |  | 13.4 | 13.5 |  | 12000 | 11000 | 91.67% | 9000 | 22.1 | 13.4 | 8.3 | 12000 |  |  |  | Residential | 187.5 | No | 0.75 | No
207465438 | Mini/Multi Split | SAMSUNG | HRCU-A-CB | AC009BXADCH |  | Mini-Splits (Ducted) | AC009BNHDCH |  | 9000 | 20.6 |  | 13.1 | 10.8 |  | 12000 | 11300 | 94.17% | 9000 | 18.8 | 12.5 | 8.9 | 12000 | 9700 | 80.83% | 1.75 | Residential | 187.5 | No | 0.75 | Both
207465439 | Mini/Multi Split | SAMSUNG | HRCU-A-CB-O | AC009BXADCH |  | Mini-Splits (Non-Ducted) | AC009BNJDCH |  | 9000 | 20.1 |  | 12.5 | 10.2 |  | 10100 | 10100 | 100% | 9000 | 20.4 | 12.5 | 8.2 | 10100 |  |  |  | Residential | 187.5 | No | 0.75 | No
207465440 | Mini/Multi Split | SAMSUNG | HRCU-A-CB | AC009BXADCH |  | Mini-Splits (Ducted) | AC009BNLDCH |  | 9000 | 21.1 |  | 14 | 11.3 |  | 12000 | 12400 | 103.3% | 9000 | 21.8 | 14 | 9.9 | 12000 | 11000 | 91.67% | 1.94 | Residential | 187.5 | Yes | 0.75 | Both
207465441 | Mini/Multi Split | SAMSUNG | HRCU-A-CB | AC012BXADCH |  | Mini-Splits (Ducted) | AC012BNHDCH |  | 12000 | 20.3 |  | 12.5 | 10.6 |  | 14000 | 12100 | 86.43% | 12000 | 18.5 | 11.1 | 9.1 | 14000 | 10100 | 72.14% | 1.9 | Residential | 250 | Yes | 1 | Yes
207465444 | Mini/Multi Split | SAMSUNG | HRCU-A-CB-O | AC012BXADCH |  | Mini-Splits (Non-Ducted) | AC012BNNDCH |  | 10800 | 20.5 |  | 12.5 | 11.2 |  | 13500 | 11500 | 85.19% | 10800 | 21.5 | 12.5 | 9.5 | 13500 | 11100 | 82.22% | 1.92 | Residential | 225 | Yes | 0.9 | Both
207465448 | Mini/Multi Split | SAMSUNG | HRCU-A-CB | AC018BXADCH |  | Mini-Splits (Ducted) | AC018BNHDCH |  | 18000 | 19.6 |  | 12.5 | 10.6 |  | 20000 | 25600 | 128% | 18000 | 18 | 12 | 8.1 | 20000 | 22000 | 110% | 1.8 | Residential | 375 | No | 1.5 | Both
207465453 | Mini/Multi Split | SAMSUNG | HRCU-A-CB-O | AC024BXADCH |  | Mini-Splits (Non-Ducted) | AC024BN6DCH |  | 24000 | 21 |  | 12.7 | 10.8 |  | 27000 | 29200 | 108.1% | 24000 | 21.5 | 12.7 | 8.9 | 27000 | 27000 | 100% | 1.76 | Residential | 500 | No | 2 | Both
207465455 | Mini/Multi Split | SAMSUNG | HRCU-A-CB | AC024BXADCH |  | Mini-Splits (Ducted) | AC024BNHDCH |  | 24000 | 20.5 |  | 12.6 | 11 |  | 27000 | 33200 | 123% | 24000 | 19.5 | 12 | 8.4 | 27000 | 26400 | 97.78% | 1.8 | Residential | 500 | No | 2 | Both
207497719 | Mini/Multi Split | AIRBYRD | HRCU-A-CB-O | AB1223OD |  | Mini-Splits (Non-Ducted) | AB1223ID |  | 12000 | 22 |  | 12.5 | 11 |  | 13000 | 7700 | 59.23% | 12000 | 21.5 | 12 | 8.2 | 13000 |  |  |  | Residential | 250 | No | 1 | No
207505676 | Mini/Multi Split | Breeze33 | HRCU-A-CB-O | BZ33-HYP12HPOUT2 |  | Mini-Splits (Non-Ducted) | BZ33-ICM12-G2-P |  | 12000 | 19.4 |  | 12.5 | 10.5 |  | 12000 | 9600 | 80% | 12000 | 19.4 | 12.5 | 9.4 | 12000 |  |  |  | Residential | 250 | No | 1 | No
207506893 | Mini/Multi Split | Olimpia Splendid | HRCU-A-CB-O | OS-CENIH12EI |  | Mini-Splits (Non-Ducted) | OS-SENIH12EI |  | 12000 | 22 |  | 12.5 | 11.5 |  | 12000 | 8900 | 74.17% | 12000 | 22.7 | 12.5 | 10.4 | 12000 |  |  |  | Residential | 250 | No | 1 | No
207506894 | Mini/Multi Split | Olimpia Splendid | HRCU-A-CB-O | OS-CENIH18EI |  | Mini-Splits (Non-Ducted) | OS-SENIH18EI |  | 18000 | 24 |  | 13.5 | 11.6 |  | 18000 | 14100 | 78.33% | 18000 | 24 | 13.5 | 10.5 | 18000 | 12800 | 71.11% | 2.44 | Residential | 375 | Yes | 1.5 | Both
207506895 | Mini/Multi Split | Olimpia Splendid | HRCU-A-CB-O | OS-CENIH24EI |  | Mini-Splits (Non-Ducted) | OS-SENIH24EI |  | 24000 | 21 |  | 13 | 10 |  | 26000 | 17400 | 66.92% | 24000 | 21 | 13 | 8.5 | 26000 |  |  |  | Residential | 500 | No | 2 | No
207517150 | Mini/Multi Split | Mitsubishi Electric | HMSV-A-CB-O | MXZ-SM36NAM |  | Non-Ducted Indoor Units |  |  | 36000 | 23 |  | 15 | 12.5 |  | 42000 | 26400 | 62.86% | [8 empty] | Residential | 750 | No | 3 | No
207517151 | Mini/Multi Split | Mitsubishi Electric | HMSV-A-CB | MXZ-SM36NAM |  | Ducted Indoor Units |  |  | 36000 | 18.3 |  | 12.6 | 11.2 |  | 42000 | 26600 | 63.33% | [8 empty] | Residential | 750 | No | 3 | No
207517152 | Mini/Multi Split | Mitsubishi Electric | HMSV-A-CB-O | MXZ-SM36NAMHZ |  | Non-Ducted Indoor Units |  |  | 36000 | 23 |  | 15 | 12.5 |  | 42000 | 32600 | 77.62% | [8 empty] | Residential | 750 | No | 3 | No
207517153 | Mini/Multi Split | Mitsubishi Electric | HMSV-A-CB | MXZ-SM36NAMHZ |  | Ducted Indoor Units |  |  | 36000 | 18.3 |  | 12.6 | 11.7 |  | 42000 | 26600 | 63.33% | [8 empty] | Residential | 750 | No | 3 | No
207517154 | Mini/Multi Split | Mitsubishi Electric | HMSV-A-CB-O | MXZ-SM42NAMHZ |  | Non-Ducted Indoor Units |  |  | 42000 | 22 |  | 13.4 | 12 |  | 48000 | 32000 | 66.67% | [8 empty] | Residential | 875 | No | 3.5 | No
207517156 | Mini/Multi Split | Mitsubishi Electric | HMSV-A-CB-O | MXZ-SM48NAM |  | Non-Ducted Indoor Units |  |  | 48000 | 23 |  | 13.1 | 12 |  | 54000 | 31400 | 58.15% | [8 empty] | Residential | 1000 | No | 4 | No
207517158 | Mini/Multi Split | Mitsubishi Electric | HMSV-A-CB-O | MXZ-SM48NAMHZ |  | Non-Ducted Indoor Units |  |  | 48000 | 23 |  | 13.1 | 12 |  | 54000 | 39000 | 72.22% | [8 empty] | Residential | 1000 | No | 4 | No
207517160 | Mini/Multi Split | Mitsubishi Electric | HMSV-A-CB-O | MXZ-SM60NAM |  | Non-Ducted Indoor Units |  |  | 60000 | 20 |  | 13.3 | 12 |  | 66000 | 41500 | 62.88% | [8 empty] | Residential | 1250 | No | 5 | No
207517162 | Mini/Multi Split | Trane / Mitsubishi Electric | HMSV-A-CB-O | NTXMSM36A142A* |  | Non-Ducted Indoor Units |  |  | 36000 | 23 |  | 15 | 12.5 |  | 42000 | 26400 | 62.86% | [8 empty] | Residential | 750 | No | 3 | No
207517163 | Mini/Multi Split | Trane / Mitsubishi Electric | HMSV-A-CB-O | NTXMSH36A142A* |  | Non-Ducted Indoor Units |  |  | 36000 | 23 |  | 15 | 12.5 |  | 42000 | 32600 | 77.62% | [8 empty] | Residential | 750 | No | 3 | No
207517164 | Mini/Multi Split | Trane / Mitsubishi Electric | HMSV-A-CB-O | NTXMSH42A152A* |  | Non-Ducted Indoor Units |  |  | 42000 | 22 |  | 13.4 | 12 |  | 48000 | 32000 | 66.67% | [8 empty] | Residential | 875 | No | 3.5 | No
207517167 | Mini/Multi Split | Trane / Mitsubishi Electric | HMSV-A-CB-O | NTXMSH48A182A* |  | Non-Ducted Indoor Units |  |  | 48000 | 23 |  | 13.1 | 12 |  | 54000 | 39000 | 72.22% | [8 empty] | Residential | 1000 | No | 4 | No
207517169 | Mini/Multi Split | Trane / Mitsubishi Electric | HMSV-A-CB-O | NTXMSM60A182A* |  | Non-Ducted Indoor Units |  |  | 60000 | 20 |  | 13.3 | 12 |  | 66000 | 41500 | 62.88% | [8 empty] | Residential | 1250 | No | 5 | No
207518835 | Mini/Multi Split | Trane / Mitsubishi Electric | HMSV-A-CB | NTXMSM36A142A* |  | Ducted Indoor Units |  |  | 36000 | 18.3 |  | 12.6 | 11.2 |  | 42000 | 26600 | 63.33% | [8 empty] | Residential | 750 | No | 3 | No
207518837 | Mini/Multi Split | Trane / Mitsubishi Electric | HMSV-A-CB | NTXMSH36A142A* |  | Ducted Indoor Units |  |  | 36000 | 18.3 |  | 12.6 | 11.7 |  | 42000 | 26600 | 63.33% | [8 empty] | Residential | 750 | No | 3 | No
207518839 | Mini/Multi Split | Trane / Mitsubishi Electric | HMSV-A-CB-O | NTXMSM48A182A* |  | Non-Ducted Indoor Units |  |  | 48000 | 23 |  | 13.1 | 12 |  | 54000 | 31400 | 58.15% | [8 empty] | Residential | 1000 | No | 4 | No
207524718 | Mini/Multi Split | UTOPIAN SYSTEMS | HRCU-A-CB-O | 23935 |  | Mini-Splits (Non-Ducted) | 23934 |  | 24000 | 21 |  | 13 | 10 |  | 26000 | 17400 | 66.92% | 24000 | 21 | 13 | 8.5 | 26000 |  |  |  | Residential | 500 | No | 2 | No
207525854 | Mini/Multi Split | Mitsubishi Electric | HMSV-A-CB | MXZ-SM36NAM |  | Mixed Ducted and Non-Ducted Indoor Units |  |  | 36000 | 20.65 |  | 13.8 | 11.85 |  | 42000 |  | 0% | [8 empty] | Residential | 750 | No | 3 | No
207525855 | Mini/Multi Split | Mitsubishi Electric | HMSV-A-CB | MXZ-SM36NAMHZ |  | Mixed Ducted and Non-Ducted Indoor Units |  |  | 36000 | 20.65 |  | 13.8 | 12.1 |  | 42000 |  | 0% | [8 empty] | Residential | 750 | No | 3 | No
207525860 | Mini/Multi Split | Trane / Mitsubishi Electric | HMSV-A-CB | NTXMSM36A142A* |  | Mixed Ducted and Non-Ducted Indoor Units |  |  | 36000 | 20.65 |  | 13.8 | 11.85 |  | 42000 |  | 0% | [8 empty] | Residential | 750 | No | 3 | No
207525861 | Mini/Multi Split | Trane / Mitsubishi Electric | HMSV-A-CB | NTXMSH36A142A* |  | Mixed Ducted and Non-Ducted Indoor Units |  |  | 36000 | 20.65 |  | 13.8 | 12.1 |  | 42000 |  | 0% | [8 empty] | Residential | 750 | No | 3 | No
207526924 | Mini/Multi Split | TOSOT | HRCU-A-CB-O | TW09HQ5C2AO |  | Mini-Splits (Non-Ducted) | TW09HQ5C2AI |  | 9100 | 24 |  | 13.65 | 10.8 |  | 10000 | 7000 | 70% | [8 empty] | Residential | 190 | No | 0.76
207526925 | Mini/Multi Split | TOSOT | HRCU-A-CB-O | TW12HQ5C2AO |  | Mini-Splits (Non-Ducted) | TW12HQ5C2AI |  | 12100 | 23 |  | 13 | 11 |  | 12100 | 7700 | 63.64% | [8 empty] | Residential | 252.5 | No | 1.01
207526945 | Mini/Multi Split | NOVAIR | HRCU-A-CB-O | LEA12SZ25SK-O |  | Mini-Splits (Non-Ducted) | LEA12UUSK-I |  | 12000 | 22.2 |  | 13 | 11 |  | 12000 | 10000 | 83.33% | 12000 | 23.1 | 13 | 10.8 | 12000 | 8400 | 70% | 2.41 | Residential | 250 | Yes | 1 | Both
207526946 | Mini/Multi Split | NOVAIR | HRCU-A-CB-O | LEA09SZ25SK-O |  | Mini-Splits (Non-Ducted) | LEA09UUSK-I |  | 9000 | 24 |  | 14.7 | 12.7 |  | 10000 | 8100 | 81% | 9000 | 24 | 14.7 | 11.6 | 10000 | 7500 | 75% | 2.25 | Residential | 187.5 | Yes | 0.75 | Both
207526947 | Mini/Multi Split | NOVAIR | HRCU-A-CB-O | LEA09SZ35SK-O |  | Mini-Splits (Non-Ducted) | LEA09UUSK-I |  | 9000 | 25.5 |  | 15.8 | 12.5 |  | 12000 | 9300 | 77.5% | 9000 | 26.4 | 15.8 | 11.6 | 12000 | 11000 | 91.67% | 1.85 | Residential | 187.5 | Yes | 0.75 | Both
207526948 | Mini/Multi Split | NOVAIR | HRCU-A-CB-O | LEA18SZ35SK-O |  | Mini-Splits (Non-Ducted) | LEA18UUSK-I |  | 18000 | 21.5 |  | 13 | 11 |  | 18000 | 11100 | 61.67% | 18000 | 22 | 13 | 10.6 | 18000 | 17200 | 95.56% | 1.89 | Residential | 375 | Yes | 1.5 | Both
207526949 | Mini/Multi Split | NOVAIR | HRCU-A-CB-O | LEA09SZ15SK-O |  | Mini-Splits (Non-Ducted) | LEA0915SK-I |  | 9000 | 21.5 |  | 12.5 | 10.3 |  | 10000 | 6300 | 63% | 9000 | 21.5 | 12.5 | 9.1 | 10000 | 7000 | 70% | 2.16 | Residential | 187.5 | Yes | 0.75 | Both
207526951 | Mini/Multi Split | NOVAIR | HRCU-A-CB-O | LEA18SZ25SK-O |  | Mini-Splits (Non-Ducted) | LEA18UUSK-I |  | 18000 | 24 |  | 13.5 | 11.6 |  | 18000 | 14100 | 78.33% | 18000 | 24 | 13.5 | 10.5 | 18000 | 12800 | 71.11% | 2.44 | Residential | 375 | Yes | 1.5 | Both
207539337 | Mini/Multi Split | NOVAIR | HRCU-A-CB-O | LEA12SZ35SK-O |  | Mini-Splits (Non-Ducted) | LEA12UUSK-I |  | 12000 | 22 |  | 13 | 12.7 |  | 12000 | 10300 | 85.83% | 12000 | 23.1 | 13 | 10.5 | 12000 | 11000 | 91.67% | 1.88 | Residential | 250 | Yes | 1 | Both
207571386 | Mini/Multi Split | BLUERIDGE | HRCU-A-CB-O | BMY9HH28C |  | Mini-Splits (Non-Ducted) | BM09MCC |  | 9000 | 20.5 |  | 13 | 10.8 |  | 10000 | 9000 | 90% | 9000 | 20.5 | 13 | 10.3 | 9800 | 10000 | 102% | 1.8 | Residential | 187.5 | Yes | 0.75 | Both
207571387 | Mini/Multi Split | BLUERIDGE | HRCU-A-CB | BMY12HH26C |  | Mini-Splits (Ducted) | BM12MCD |  | 12000 | 21.5 |  | 13 | 11.5 |  | 12000 | 10600 | 88.33% | 12000 | 19.5 | 11.7 | 10 | 12500 | 12100 | 96.8% | 1.96 | Residential | 250 | Yes | 1 | Both
207571388 | Mini/Multi Split | BLUERIDGE | HRCU-A-CB-O | BMY12HH26C |  | Mini-Splits (Non-Ducted) | BM12MCC |  | 12000 | 21.5 |  | 12.7 | 10.6 |  | 12000 | 9900 | 82.5% | 12000 | 22.3 | 12.7 | 10.2 | 12000 | 11300 | 94.17% | 1.89 | Residential | 250 | Yes | 1 | Both
207571389 | Mini/Multi Split | BLUERIDGE | HRCU-A-CB-O | BMY12HH26C |  | Mini-Splits (Non-Ducted) | BM12M22CNS |  | 12000 | 23 |  | 13 | 11.5 |  | 12000 | 9600 | 80% | 12000 | 23.6 | 13 | 10 | 12000 | 12000 | 100% | 1.89 | Residential | 250 | Yes | 1 | Both
207571390 | Mini/Multi Split | BLUERIDGE | HRCU-A-CB | BMY18HH22C |  | Mini-Splits (Ducted) | BM18MCD |  | 16500 | 19.6 |  | 12.5 | 11 |  | 19000 | 15000 | 78.95% | 17000 | 18 | 11.7 | 9.5 | 19000 | 17700 | 93.16% | 1.85 | Residential | 355 | Yes | 1.42 | Both
207571391 | Mini/Multi Split | BLUERIDGE | HRCU-A-CB-O | BMY18HH22C |  | Mini-Splits (Non-Ducted) | BM18MCC |  | 16000 | 20 |  | 12.5 | 10.3 |  | 18000 | 15600 | 86.67% | 16000 | 20 | 12.5 | 9.5 | 17000 | 16000 | 94.12% | 1.75 | Residential | 332.5 | No | 1.33 | Both
207571392 | Mini/Multi Split | BLUERIDGE | HRCU-A-CB-O | BMY18HH22C |  | Mini-Splits (Non-Ducted) | BM18MFCC |  | 17000 | 20.2 |  | 12.5 | 10.6 |  | 18000 | 12000 | 66.67% | 17000 | 20.5 | 12.5 | 9.8 | 18000 | 16800 | 93.33% | 1.86 | Residential | 355 | Yes | 1.42 | Both
207571393 | Mini/Multi Split | BLUERIDGE | HRCU-A-CB | BMY24HH22C |  | Mini-Splits (Ducted) | BM24MCD |  | 24000 | 20.6 |  | 12.5 | 12.6 |  | 24600 | 21000 | 85.37% | 24000 | 19.2 | 12 | 10.5 | 25000 | 27000 | 108% | 2 | Residential | 500 | Yes | 2 | Both
207583104 | Mini/Multi Split | DIRECT AIR | HRCU-A-CB-O | DIRH-09HP23-DKO-115 |  | Mini-Splits (Non-Ducted) | DIRH-09HP23-DKI-115 |  | 9000 | 19.5 |  | 12.8 | 10 |  | 9500 | 5000 | 52.63% | 9000 | 18.5 | 12.8 | 8.5 | 9000 | 6300 | 70% | 1.75 | Residential | 187.5 | No | 0.75 | Yes
207583105 | Mini/Multi Split | DIRECT AIR | HRCU-A-CB-O | DIRH-12HP23-DKO-115 |  | Mini-Splits (Non-Ducted) | DIRH-12HP23-DKI-115 |  | 12000 | 22 |  | 12.5 | 10.5 |  | 13000 | 7500 | 57.69% | 12000 | 21.7 | 12.5 | 9 | 12000 | 8400 | 70% | 1.75 | Residential | 250 | No | 1 | Yes
207583106 | Mini/Multi Split | DIRECT AIR | HRCU-A-CB-O | DIRH-09HP23-DKO |  | Mini-Splits (Non-Ducted) | DIRH-09HP23-DKI |  | 9000 | 22.5 |  | 13.7 | 10.7 |  | 9500 | 5000 | 52.63% | 9000 | 22 | 13.7 | 8.5 | 9000 | 6300 | 70% | 2.05 | Residential | 187.5 | Yes | 0.75 | Yes
207583107 | Mini/Multi Split | DIRECT AIR | HRCU-A-CB-O | DIRH-12HP23-DKO |  | Mini-Splits (Non-Ducted) | DIRH-12HP23-DKI |  | 12000 | 22 |  | 13 | 10.5 |  | 13000 | 7500 | 57.69% | 12000 | 21 | 13 | 9 | 12000 | 6300 | 52.5% | 2.05 | Residential | 250 | No | 1 | Yes
207583108 | Mini/Multi Split | DIRECT AIR | HRCU-A-CB-O | DIRH-18HP23-DKO |  | Mini-Splits (Non-Ducted) | DIRH-18HP23-DKI |  | 18000 | 23.3 |  | 13 | 11.6 |  | 19000 | 11600 | 61.05% | 18000 | 22.5 | 13 | 8.6 | 17000 | 11900 | 70% | 1.75 | Residential | 375 | No | 1.5 | Yes
207583109 | Mini/Multi Split | DIRECT AIR | HRCU-A-CB-O | DIRH-24HP23-DKO |  | Mini-Splits (Non-Ducted) | DIRH-24HP23-DKI |  | 23400 | 21 |  | 12.5 | 10.5 |  | 26000 | 14500 | 55.77% | 23000 | 20.5 | 12.2 | 8.6 | 23000 | 16100 | 70% | 1.75 | Residential | 480 | No | 1.92 | Yes
207590027 | Mini/Multi Split | RHEEM | HRCU-A-CB | ROSH18VGSN |  | Mini-Splits (Ducted) | RIDH18AXCJ |  | 18000 | 19 |  | 13 | 10.9 |  | 21000 | 12700 | 60.48% | 18000 | 16.7 | 11.9 | 9.3 | 21000 | 17900 | 85.24% | 2.2 | Residential | 375 | Yes | 1.5 | Both
207590028 | Mini/Multi Split | RUUD | HRCU-A-CB | ROSH18VGSN |  | Mini-Splits (Ducted) | RIDH18AXCJ |  | 18000 | 19 |  | 13 | 10.9 |  | 21000 | 12700 | 60.48% | 18000 | 16.7 | 11.9 | 9.3 | 21000 | 17900 | 85.24% | 2.2 | Residential | 375 | Yes | 1.5 | Both
207590846 | Mini/Multi Split | Convectair | HMSV-A-CB | 8222-C18-O |  | Non-Ducted Indoor Units |  |  | 19000 | 22 |  | 12.5 | 10.2 |  | 20000 | 15000 | 75% | 19000 | 22 | 12.5 | 9.8 | 20000 | 19700 | 98.5% | 1.9 | Residential | 395 | Yes | 1.58 | Both
207590849 | Mini/Multi Split | Convectair | HMSV-A-CB | 8322-C27-O |  | Non-Ducted Indoor Units |  |  | 28000 | 22.5 |  | 12.5 | 11.3 |  | 28000 | 26600 | 95% | 28000 | 23 | 12.5 | 10.6 | 28000 | 25000 | 89.29% | 1.8 | Residential | 582.5 | Yes | 2.33 | Both
207590952 | Mini/Multi Split | RHEEM | HRCU-A-CB | ROSH12AFCJ |  | Mini-Splits (Ducted) | RIDH12AXCJ |  | 12000 | 21.3 |  | 13.4 | 11.7 |  | 16000 | 10400 | 65% | [8 empty] | Residential | 250 | No | 1
207590953 | Mini/Multi Split | RUUD | HRCU-A-CB | ROSH12AFCJ |  | Mini-Splits (Ducted) | RIDH12AXCJ |  | 12000 | 21.3 |  | 13.4 | 11.7 |  | 16000 | 10400 | 65% | [8 empty] | Residential | 250 | No | 1
207591130 | Mini/Multi Split | MDV | HRCU-A-CB-O | MOX230-09HFN1-BS5W |  | Mini-Splits (Non-Ducted) | MSABA-09HRFN1-BT5W |  | 9000 | 20.5 |  | 12.5 | 10 |  | 10000 | 6800 | 68% | 9000 | 21.5 | 12.5 | 9 | 10000 |  |  |  | Residential | 187.5 | No | 0.75 | No
207591132 | Mini/Multi Split | MDV | HRCU-A-CB-O | MOX230-09HFN1-MT0W |  | Mini-Splits (Non-Ducted) | MSABA-09HRFN1-MU5W |  | 9000 | 21.5 |  | 12.6 | 10 |  | 10000 | 6900 | 69% | 9000 | 21.7 | 12.6 | 9.1 | 10000 |  |  |  | Residential | 187.5 | No | 0.75 | No
207591136 | Mini/Multi Split | MDV | HRCU-A-CB-O | MOX230-12HFN1-BW0W |  | Mini-Splits (Non-Ducted) | MSABB-12HRFN1-BU5W |  | 12000 | 21.5 |  | 12.5 | 11.5 |  | 12000 | 8400 | 70% | 12000 | 22.7 | 12.5 | 10 | 12000 |  |  |  | Residential | 250 | No | 1 | No
207591137 | Mini/Multi Split | MDV | HRCU-A-CB-O | MOX430-18HFN1-MU0W |  | Mini-Splits (Non-Ducted) | MSABE-18HRFN1-MW5W |  | 18000 | 23.5 |  | 13.5 | 11 |  | 18000 | 14000 | 77.78% | 18000 | 23.7 | 13.5 | 10.3 | 18000 |  |  |  | Residential | 375 | No | 1.5 | No
207591139 | Mini/Multi Split | MDV | HRCU-A-CB-O | MOX230-09HFN1-BW0W |  | Mini-Splits (Non-Ducted) | MSABB-09HRFN1-BW0W |  | 9000 | 24 |  | 14 | 11.2 |  | 9800 | 6000 | 61.22% | 9000 | 24 | 14 | 9.6 | 10000 |  |  |  | Residential | 187.5 | No | 0.75 | No
207591140 | Mini/Multi Split | MDV | HRCU-A-CB-O | MOX430-12HFN1-MZ60W |  | Mini-Splits (Non-Ducted) | MSOP1B-12HRFN1-MZ60W |  | 12000 | 32 |  | 13.8 | 14 |  | 12000 | 10400 | 86.67% | 12000 | 27 | 14 | 12 | 12000 | 13700 | 114.2% | 1.85 | Residential | 250 | Yes | 1 | Both
207591141 | Mini/Multi Split | MDV | HRCU-A-CB-O | MOX430-09HFN1-MZG5W |  | Mini-Splits (Non-Ducted) | MSOP1B-09HRFN1-MZG5W |  | 9000 | 42.5 |  | 16 | 15 |  | 12000 | 10400 | 86.67% | 9000 | 28.5 | 16 | 18 | 12000 | 13700 | 114.2% | 1.85 | Residential | 187.5 | Yes | 0.75 | Both
207591142 | Mini/Multi Split | MDV | HRCU-A-CB-O | MOX430-12HFN1-MZ60W |  | Mini-Splits (Non-Ducted) | MSEPC-12HRFN1-MZ40W |  | 12000 | 30 |  | 14 | 14 |  | 12000 | 11400 | 95% | 12000 | 27.5 | 14.3 | 14.5 | 12000 | 13500 | 112.5% | 1.86 | Residential | 250 | Yes | 1 | Both
207591143 | Mini/Multi Split | MDV | HRCU-A-CB-O | MOX430-09HFN1-MZG5W |  | Mini-Splits (Non-Ducted) | MSEPC-09HRFN1-MZB5W |  | 9000 | 37.5 |  | 15.5 | 15 |  | 12000 | 11400 | 95% | 9000 | 29 | 16.5 | 22 | 12000 | 13500 | 112.5% | 1.86 | Residential | 187.5 | Yes | 0.75 | Both
207591144 | Mini/Multi Split | MDV | HRCU-A-CB-O | MOX230-09HFN1-MW5W |  | Mini-Splits (Non-Ducted) | MSABB-09HRFN1-MX0W |  | 9000 | 24 |  | 14 | 11.3 |  | 10000 | 8300 | 83% | 9000 | 24 | 14 | 11.4 | 10000 | 7800 | 78% | 2.18 | Residential | 187.5 | Yes | 0.75 | Both
207591145 | Mini/Multi Split | MDV | HRCU-A-CB-O | MOX230-12HFN1-MV5W |  | Mini-Splits (Non-Ducted) | MSABB-12HRFN1-MV0W |  | 12000 | 22 |  | 12.5 | 10.8 |  | 12000 | 8200 | 68.33% | 12000 | 23.1 | 12.5 | 9.3 | 12000 |  |  |  | Residential | 250 | No | 1 | No
207613859 | Mini/Multi Split | MDV | HRCU-A-CB-O | MOD30-28HFN1-MT0W |  | Mini-Splits (Non-Ducted) | MSAGF-28HRFN1-MT0W |  | 28000 | 20 |  | 12.5 | 10 |  | 30000 | 17100 | 57% | [8 empty] | Residential | 582.5 | No | 2.33
207613860 | Mini/Multi Split | MDV | HRCU-A-CB-O | MOD30-18HFN1-MZ20W |  | Mini-Splits (Non-Ducted) | MSEPD-18HRFN1-MZ22W |  | 18000 | 28.2 |  | 14.5 | 13.7 |  | 20000 | 20200 | 101% | 18000 | 26.3 | 15.3 | 15.5 | 20000 | 24000 | 120% | 2.89 | Residential | 375 | Yes | 1.5 | Both
207613861 | Mini/Multi Split | MDV | HRCU-A-CB-O | MOX430-18HFN1-MU0W |  | Mini-Splits (Non-Ducted) | MSAG11D-18HRFN1-MT8W |  | 18000 | 24 |  | 13.5 | 11.6 |  | 18000 | 14100 | 78.33% | 18000 | 24 | 13.5 | 10.5 | 18000 | 12800 | 71.11% | 2.44 | Residential | 375 | Yes | 1.5 | Both
207613862 | Mini/Multi Split | MDV | HRCU-A-CB-O | MOX430-18HFN1-MU0W |  | Mini-Splits (Non-Ducted) | MSEPC-18HRFN1-MU0W |  | 18000 | 22.6 |  | 12.5 | 12 |  | 19000 | 14900 | 78.42% | 18000 | 23.5 | 12.5 | 10.8 | 19000 |  |  |  | Residential | 375 | No | 1.5 | No
207613963 | Mini/Multi Split | SENVILLE | HRCU-A-CB-O | SENL/09CD/OY |  | Mini-Splits (Non-Ducted) | SENL/09CD/IY |  | 9000 | 20.5 |  | 12.5 | 10 |  | 10000 | 6800 | 68% | 9000 | 21.5 | 12.5 | 9 | 10000 |  |  |  | Residential | 187.5 | No | 0.75 | No
207613965 | Mini/Multi Split | SENVILLE | HRCU-A-CB-O | SENL/09CD220/OY |  | Mini-Splits (Non-Ducted) | SENL/09CD220/IY |  | 9000 | 21.5 |  | 12.6 | 10 |  | 10000 | 6900 | 69% | 9000 | 21.7 | 12.6 | 9.1 | 10000 |  |  |  | Residential | 187.5 | No | 0.75 | No
207614046 | Mini/Multi Split | MDV | HRCU-A-CB-O | MOX430-18HFN1-MU0W |  | Mini-Splits (Non-Ducted) | MUEU-18HRFN1-M(C) |  | 18000 | 21.5 |  | 12.5 | 10.5 |  | 20000 | 12800 | 64% | 18000 | 23 | 12.5 | 10 | 20000 |  |  |  | Residential | 375 | No | 1.5 | No
207614047 | Mini/Multi Split | MDV | HRCU-A-CB-O | MOX430-18HFN1-MU0W |  | Mini-Splits (Non-Ducted) | MCA3U-18HRFN1-M(C) |  | 16000 | 20.5 |  | 12.5 | 11 |  | 18500 | 12000 | 64.86% | 16000 | 20.5 | 12.5 | 10.5 | 19000 |  |  |  | Residential | 332.5 | No | 1.33 | No
207614048 | Mini/Multi Split | MDV | HRCU-A-CB | MOX430-18HFN1-MU0W |  | Mini-Splits (Ducted) | MTIU-18HWFN1-M |  | 18000 | 20.5 |  | 12.5 | 11 |  | 20000 | 12600 | 63% | 17000 | 20 | 12.5 | 10.6 | 20000 |  |  |  | Residential | 355 | No | 1.42 | No
207614049 | Mini/Multi Split | MDV | HRCU-A-CB | MOX430-17HFN1-MT0W |  | Mini-Splits (Ducted) | MTIU-24HWFN1-M |  | 17500 | 20 |  | 13.2 | 11.5 |  | 19000 | 15800 | 83.16% | 17500 | 18 | 12.1 | 10.5 | 19000 | 16000 | 84.21% | 2 | Residential | 365 | Yes | 1.46 | Both
207614050 | Mini/Multi Split | SLIMAIR | HRCU-A-CB-O | SHC09VE2 |  | Mini-Splits (Non-Ducted) | SHM09VE-2A |  | 9000 | 22.8 |  | 14 | 10.5 |  | 9800 | 6400 | 65.31% | [8 empty] | Residential | 187.5 | No | 0.75
207614052 | Mini/Multi Split | KARDA | HRCU-A-CB-O | 3KARDA12SZO |  | Mini-Splits (Non-Ducted) | 1KARDA12UVW |  | 12000 | 24.5 |  | 13.5 | 12.5 |  | 12000 | 7500 | 62.5% | [8 empty] | Residential | 250 | No | 1
207614053 | Mini/Multi Split | KARDA | HRCU-A-CB-O | 1KARDA09SZO25 |  | Mini-Splits (Non-Ducted) | 1KARDA09UVW-2 |  | 9000 | 23 |  | 13 | 10 |  | 12000 | 7000 | 58.33% | [8 empty] | Residential | 187.5 | No | 0.75
207614054 | Mini/Multi Split | PERFECTAIRE | HRCU-A-CB-O | 3PAMSHH09-SZO |  | Mini-Splits (Non-Ducted) | 3PAMSHH09-UVW |  | 9000 | 25.5 |  | 15.8 | 12.5 |  | 12000 | 9300 | 77.5% | 9000 | 26.4 | 15.8 | 11.6 | 12000 | 11000 | 91.67% | 1.85 | Residential | 187.5 | Yes | 0.75 | Both
207614055 | Mini/Multi Split | PERFECTAIRE | HRCU-A-CB-O | 3PAMSHH12-SZO |  | Mini-Splits (Non-Ducted) | 3PAMSHH12-UVW |  | 12000 | 22 |  | 13 | 12.7 |  | 12000 | 10300 | 85.83% | 12000 | 23.1 | 13 | 10.5 | 12000 | 11000 | 91.67% | 1.88 | Residential | 250 | Yes | 1 | Both
207614056 | Mini/Multi Split | PERFECTAIRE | HRCU-A-CB-O | 3PAMSHH24-SZO |  | Mini-Splits (Non-Ducted) | 3PAMSHH24-UVW |  | 23000 | 21.5 |  | 12.5 | 11.5 |  | 26000 | 18900 | 72.69% | 23000 | 22.3 | 12.5 | 10.3 | 26000 | 23000 | 88.46% | 1.8 | Residential | 480 | Yes | 1.92 | Both
207614949 | Mini/Multi Split | CARRIER | HRCU-A-CB-O | 38MPRBQ09AA3 |  | Mini-Splits (Non-Ducted) | 40MPHBQ09XA3 |  | 9000 | 42.5 |  | 16 | 15 |  | 12000 | 10400 | 86.67% | 9000 | 28.5 | 16 | 18 | 12000 | 13700 | 114.2% | 1.85 | Residential | 187.5 | Yes | 0.75 | Both
207614950 | Mini/Multi Split | CARRIER | HRCU-A-CB-O | 38MPRBQ12AA3 |  | Mini-Splits (Non-Ducted) | 40MPHBQ12XA3 |  | 12000 | 32 |  | 13.8 | 14 |  | 12000 | 10400 | 86.67% | 12000 | 27 | 14 | 12 | 12000 | 13700 | 114.2% | 1.85 | Residential | 250 | Yes | 1 | Both
207614951 | Mini/Multi Split | BRYANT | HRCU-A-CB-O | 38MPRBQ09AA3 |  | Mini-Splits (Non-Ducted) | 619PHBQ09XA3 |  | 9000 | 42.5 |  | 16 | 15 |  | 12000 | 10400 | 86.67% | 9000 | 28.5 | 16 | 18 | 12000 | 13700 | 114.2% | 1.85 | Residential | 187.5 | Yes | 0.75 | Both
207614952 | Mini/Multi Split | BRYANT | HRCU-A-CB-O | 38MPRBQ12AA3 |  | Mini-Splits (Non-Ducted) | 619PHBQ12XA3 |  | 12000 | 32 |  | 13.8 | 14 |  | 12000 | 10400 | 86.67% | 12000 | 27 | 14 | 12 | 12000 | 13700 | 114.2% | 1.85 | Residential | 250 | Yes | 1 | Both
207614953 | Mini/Multi Split | PAYNE | HRCU-A-CB-O | 38MPRBQ09AA3 |  | Mini-Splits (Non-Ducted) | DHMPHBQ09XA3 |  | 9000 | 42.5 |  | 16 | 15 |  | 12000 | 10400 | 86.67% | 9000 | 28.5 | 16 | 18 | 12000 | 13700 | 114.2% | 1.85 | Residential | 187.5 | Yes | 0.75 | Both
207614954 | Mini/Multi Split | PAYNE | HRCU-A-CB-O | 38MPRBQ12AA3 |  | Mini-Splits (Non-Ducted) | DHMPHBQ12XA3 |  | 12000 | 32 |  | 13.8 | 14 |  | 12000 | 10400 | 86.67% | 12000 | 27 | 14 | 12 | 12000 | 13700 | 114.2% | 1.85 | Residential | 250 | Yes | 1 | Both
207614955 | Mini/Multi Split | Weathermaker | HRCU-A-CB-O | 38MPRBQ09AA3 |  | Mini-Splits (Non-Ducted) | DHMPHBQ09XA3 |  | 9000 | 42.5 |  | 16 | 15 |  | 12000 | 10400 | 86.67% | 9000 | 28.5 | 16 | 18 | 12000 | 13700 | 114.2% | 1.85 | Residential | 187.5 | Yes | 0.75 | Both
207614956 | Mini/Multi Split | Weathermaker | HRCU-A-CB-O | 38MPRBQ12AA3 |  | Mini-Splits (Non-Ducted) | DHMPHBQ12XA3 |  | 12000 | 32 |  | 13.8 | 14 |  | 12000 | 10400 | 86.67% | 12000 | 27 | 14 | 12 | 12000 | 13700 | 114.2% | 1.85 | Residential | 250 | Yes | 1 | Both
207614957 | Mini/Multi Split | MIDEA | HRCU-A-CB-O | 38MPRBQ09AA3 |  | Mini-Splits (Non-Ducted) | DHMPHBQ09XA3 |  | 9000 | 42.5 |  | 16 | 15 |  | 12000 | 10400 | 86.67% | 9000 | 28.5 | 16 | 18 | 12000 | 13700 | 114.2% | 1.85 | Residential | 187.5 | Yes | 0.75 | Both
207614958 | Mini/Multi Split | MIDEA | HRCU-A-CB-O | 38MPRBQ12AA3 |  | Mini-Splits (Non-Ducted) | DHMPHBQ12XA3 |  | 12000 | 32 |  | 13.8 | 14 |  | 12000 | 10400 | 86.67% | 12000 | 27 | 14 | 12 | 12000 | 13700 | 114.2% | 1.85 | Residential | 250 | Yes | 1 | Both
207614959 | Mini/Multi Split | ARCOAIRE | HRCU-A-CB-O | DLCPRBH09AAK |  | Mini-Splits (Non-Ducted) | DLFPHBH09XAK |  | 9000 | 40.5 |  | 16 | 14.6 |  | 12000 | 10400 | 86.67% | 9000 | 27 | 16 | 17.5 | 12000 | 13700 | 114.2% | 1.85 | Residential | 187.5 | Yes | 0.75 | Both
207614960 | Mini/Multi Split | ARCOAIRE | HRCU-A-CB-O | DLCPRBH12AAK |  | Mini-Splits (Non-Ducted) | DLFPHBH12XAK |  | 12000 | 30 |  | 13.8 | 13.6 |  | 12000 | 10400 | 86.67% | 12000 | 25.3 | 14 | 11.7 | 12000 | 13700 | 114.2% | 1.85 | Residential | 250 | Yes | 1 | Both
207614961 | Mini/Multi Split | COMFORTMAKER | HRCU-A-CB-O | DLCPRBH09AAK |  | Mini-Splits (Non-Ducted) | DLFPHBH09XAK |  | 9000 | 40.5 |  | 16 | 14.6 |  | 12000 | 10400 | 86.67% | 9000 | 27 | 16 | 17.5 | 12000 | 13700 | 114.2% | 1.85 | Residential | 187.5 | Yes | 0.75 | Both
207614962 | Mini/Multi Split | COMFORTMAKER | HRCU-A-CB-O | DLCPRBH12AAK |  | Mini-Splits (Non-Ducted) | DLFPHBH12XAK |  | 12000 | 30 |  | 13.8 | 13.6 |  | 12000 | 10400 | 86.67% | 12000 | 25.3 | 14 | 11.7 | 12000 | 13700 | 114.2% | 1.85 | Residential | 250 | Yes | 1 | Both
207614963 | Mini/Multi Split | DAY & NIGHT | HRCU-A-CB-O | DLCPRBH09AAK |  | Mini-Splits (Non-Ducted) | DLFPHBH09XAK |  | 9000 | 40.5 |  | 16 | 14.6 |  | 12000 | 10400 | 86.67% | 9000 | 27 | 16 | 17.5 | 12000 | 13700 | 114.2% | 1.85 | Residential | 187.5 | Yes | 0.75 | Both
207614964 | Mini/Multi Split | DAY & NIGHT | HRCU-A-CB-O | DLCPRBH12AAK |  | Mini-Splits (Non-Ducted) | DLFPHBH12XAK |  | 12000 | 30 |  | 13.8 | 13.6 |  | 12000 | 10400 | 86.67% | 12000 | 25.3 | 14 | 11.7 | 12000 | 13700 | 114.2% | 1.85 | Residential | 250 | Yes | 1 | Both
207614965 | Mini/Multi Split | HEIL | HRCU-A-CB-O | DLCPRBH09AAK |  | Mini-Splits (Non-Ducted) | DLFPHBH09XAK |  | 9000 | 40.5 |  | 16 | 14.6 |  | 12000 | 10400 | 86.67% | 9000 | 27 | 16 | 17.5 | 12000 | 13700 | 114.2% | 1.85 | Residential | 187.5 | Yes | 0.75 | Both
207614966 | Mini/Multi Split | HEIL | HRCU-A-CB-O | DLCPRBH12AAK |  | Mini-Splits (Non-Ducted) | DLFPHBH12XAK |  | 12000 | 30 |  | 13.8 | 13.6 |  | 12000 | 10400 | 86.67% | 12000 | 25.3 | 14 | 11.7 | 12000 | 13700 | 114.2% | 1.85 | Residential | 250 | Yes | 1 | Both
207614967 | Mini/Multi Split | KEEPRITE | HRCU-A-CB-O | DLCPRBH09AAK |  | Mini-Splits (Non-Ducted) | DLFPHBH09XAK |  | 9000 | 40.5 |  | 16 | 14.6 |  | 12000 | 10400 | 86.67% | 9000 | 27 | 16 | 17.5 | 12000 | 13700 | 114.2% | 1.85 | Residential | 187.5 | Yes | 0.75 | Both
207614968 | Mini/Multi Split | KEEPRITE | HRCU-A-CB-O | DLCPRBH12AAK |  | Mini-Splits (Non-Ducted) | DLFPHBH12XAK |  | 12000 | 30 |  | 13.8 | 13.6 |  | 12000 | 10400 | 86.67% | 12000 | 25.3 | 14 | 11.7 | 12000 | 13700 | 114.2% | 1.85 | Residential | 250 | Yes | 1 | Both
207614969 | Mini/Multi Split | KENMORE | HRCU-A-CB-O | DLCPRBH09AAK |  | Mini-Splits (Non-Ducted) | DLFPHBH09XAK |  | 9000 | 40.5 |  | 16 | 14.6 |  | 12000 | 10400 | 86.67% | 9000 | 27 | 16 | 17.5 | 12000 | 13700 | 114.2% | 1.85 | Residential | 187.5 | Yes | 0.75 | Both
207614970 | Mini/Multi Split | KENMORE | HRCU-A-CB-O | DLCPRBH12AAK |  | Mini-Splits (Non-Ducted) | DLFPHBH12XAK |  | 12000 | 30 |  | 13.8 | 13.6 |  | 12000 | 10400 | 86.67% | 12000 | 25.3 | 14 | 11.7 | 12000 | 13700 | 114.2% | 1.85 | Residential | 250 | Yes | 1 | Both
207614971 | Mini/Multi Split | MIDEA | HRCU-A-CB-O | DLCPRBH09AAK |  | Mini-Splits (Non-Ducted) | DLFPHBH09XAK |  | 9000 | 40.5 |  | 16 | 14.6 |  | 12000 | 10400 | 86.67% | 9000 | 27 | 16 | 17.5 | 12000 | 13700 | 114.2% | 1.85 | Residential | 187.5 | Yes | 0.75 | Both
207614972 | Mini/Multi Split | MIDEA | HRCU-A-CB-O | DLCPRBH12AAK |  | Mini-Splits (Non-Ducted) | DLFPHBH12XAK |  | 12000 | 30 |  | 13.8 | 13.6 |  | 12000 | 10400 | 86.67% | 12000 | 25.3 | 14 | 11.7 | 12000 | 13700 | 114.2% | 1.85 | Residential | 250 | Yes | 1 | Both
207614973 | Mini/Multi Split | TEMPSTAR | HRCU-A-CB-O | DLCPRBH09AAK |  | Mini-Splits (Non-Ducted) | DLFPHBH09XAK |  | 9000 | 40.5 |  | 16 | 14.6 |  | 12000 | 10400 | 86.67% | 9000 | 27 | 16 | 17.5 | 12000 | 13700 | 114.2% | 1.85 | Residential | 187.5 | Yes | 0.75 | Both
207614974 | Mini/Multi Split | TEMPSTAR | HRCU-A-CB-O | DLCPRBH12AAK |  | Mini-Splits (Non-Ducted) | DLFPHBH12XAK |  | 12000 | 30 |  | 13.8 | 13.6 |  | 12000 | 10400 | 86.67% | 12000 | 25.3 | 14 | 11.7 | 12000 | 13700 | 114.2% | 1.85 | Residential | 250 | Yes | 1 | Both
207614975 | Mini/Multi Split | SMART COMFORT | HRCU-A-CB-O | DLCPRBH09AAK |  | Mini-Splits (Non-Ducted) | DLFPHBH09XAK |  | 9000 | 40.5 |  | 16 | 14.6 |  | 12000 | 10400 | 86.67% | 9000 | 27 | 16 | 17.5 | 12000 | 13700 | 114.2% | 1.85 | Residential | 187.5 | Yes | 0.75 | Both
207614976 | Mini/Multi Split | SMART COMFORT | HRCU-A-CB-O | DLCPRBH12AAK |  | Mini-Splits (Non-Ducted) | DLFPHBH12XAK |  | 12000 | 30 |  | 13.8 | 13.6 |  | 12000 | 10400 | 86.67% | 12000 | 25.3 | 14 | 11.7 | 12000 | 13700 | 114.2% | 1.85 | Residential | 250 | Yes | 1 | Both
207614977 | Mini/Multi Split | AIRQUEST | HRCU-A-CB-O | DLCPRBH09AAK |  | Mini-Splits (Non-Ducted) | DLFPHBH09XAK |  | 9000 | 40.5 |  | 16 | 14.6 |  | 12000 | 10400 | 86.67% | 9000 | 27 | 16 | 17.5 | 12000 | 13700 | 114.2% | 1.85 | Residential | 187.5 | Yes | 0.75 | Both
207614978 | Mini/Multi Split | AIRQUEST | HRCU-A-CB-O | DLCPRBH12AAK |  | Mini-Splits (Non-Ducted) | DLFPHBH12XAK |  | 12000 | 30 |  | 13.8 | 13.6 |  | 12000 | 10400 | 86.67% | 12000 | 25.3 | 14 | 11.7 | 12000 | 13700 | 114.2% | 1.85 | Residential | 250 | Yes | 1 | Both
207615688 | Mini/Multi Split | FUJITSU | HRCU-A-CB-O | AOUH09LMAS1 |  | Mini-Splits (Non-Ducted) | ASUH09LMAS |  | 9000 | 26.5 |  | 14.3 | 13 |  | 12000 | 7400 | 61.67% | 9000 | 26.5 | 14.3 | 12.6 | 12000 | 10100 | 84.17% | 2.36 | Residential | 187.5 | Yes | 0.75 | Both
207615689 | Mini/Multi Split | FUJITSU | HRCU-A-CB-O | AOUH12LMAS1 |  | Mini-Splits (Non-Ducted) | ASUH12LMAS |  | 12000 | 23 |  | 12.5 | 12.1 |  | 14500 | 8800 | 60.69% | 12000 | 23 | 12.5 | 11.1 | 14500 | 10300 | 71.03% | 2.36 | Residential | 250 | Yes | 1 | No
207615690 | Mini/Multi Split | Impecca | HMSV-A-CB-O | ISAM-2421 |  | Non-Ducted Indoor Units |  |  | 24000 | 21 |  | 12.5 | 11 |  | 26000 | 16600 | 63.85% | 24000 | 21 | 11.8 | 9 | 26000 |  |  |  | Residential | 500 | No | 2 | No
207615693 | Mini/Multi Split | Impecca | HMSV-A-CB-O | ISAM-3021 |  | Non-Ducted Indoor Units |  |  | 28400 | 21 |  | 12.5 | 11.5 |  | 30000 | 18000 | 60% | 28400 | 20 | 11.8 | 8.6 | 30000 |  |  |  | Residential | 592.5 | No | 2.37 | No
207615696 | Mini/Multi Split | Impecca | HMSV-A-CB-O | ISAM-3621 |  | Non-Ducted Indoor Units |  |  | 34000 | 21 |  | 12.5 | 11.5 |  | 36000 | 26600 | 73.89% | 34000 | 21 | 11.8 | 8.6 | 36000 |  |  |  | Residential | 707.5 | No | 2.83 | No
207615701 | Mini/Multi Split | Impecca | HRCU-A-CB-O | ISAS-0921 |  | Mini-Splits (Non-Ducted) | ISAS-IW90 |  | 9100 | 24 |  | 13.65 | 10.8 |  | 10000 | 7000 | 70% | 9100 | 26.5 | 14 | 10 | 10000 | 9000 | 90% | 1.88 | Residential | 190 | Yes | 0.76 | Yes
207615702 | Mini/Multi Split | Impecca | HRCU-A-CB-O | ISAS-2421 |  | Mini-Splits (Non-Ducted) | ISAS-IW244 |  | 22000 | 21.5 |  | 13 | 12 |  | 24000 | 15500 | 64.58% | 22000 | 21.5 | 13 | 9.5 | 24000 | 24000 | 100% | 1.9 | Residential | 457.5 | Yes | 1.83 | Yes
207616525 | Mini/Multi Split | York | HMSV-A-CB-O | DHW24CMB22S |  | Non-Ducted Indoor Units |  |  | 24000 | 23 |  | 12.5 | 10 |  | 25600 | 13200 | 51.56% | [8 empty] | Residential | 500 | No | 2
207616529 | Mini/Multi Split | York | HMSV-A-CB-O | DHW36CMB22S |  | Non-Ducted Indoor Units |  |  | 34000 | 21 |  | 12.5 | 11.5 |  | 36000 | 26600 | 73.89% | 34000 | 21 | 11.8 | 8.6 | 36000 |  |  |  | Residential | 707.5 | No | 2.83 | No
207616532 | Mini/Multi Split | York | HRCU-A-CB-O | DHS18CMB22S |  | Non-Ducted Indoor Units |  |  | 18000 | 23 |  | 12.5 | 10.5 |  | 21000 | 17000 | 80.95% | 18000 | 20 | 12 | 10 | 21000 | 21800 | 103.8% | 1.81 | Residential | 375 | Yes | 1.5 | Yes
207616534 | Mini/Multi Split | York | HMSV-A-CB-O | DHS24CMB22S |  | Non-Ducted Indoor Units |  |  | 22000 | 23 |  | 12.5 | 10.5 |  | 26000 | 17900 | 68.85% | 22000 | 20 | 12 | 10 | 26000 | 30000 | 115.4% | 1.8 | Residential | 457.5 | Yes | 1.83 | Yes
207616545 | Mini/Multi Split | Luxaire | HMSV-A-CB-O | DHW24CMB22S |  | Non-Ducted Indoor Units |  |  | 24000 | 23 |  | 12.5 | 10 |  | 25600 | 13200 | 51.56% | [8 empty] | Residential | 500 | No | 2
207616549 | Mini/Multi Split | Luxaire | HMSV-A-CB-O | DHW36CMB22S |  | Non-Ducted Indoor Units |  |  | 34000 | 21 |  | 12.5 | 11.5 |  | 36000 | 26600 | 73.89% | 34000 | 21 | 11.8 | 8.6 | 36000 |  |  |  | Residential | 707.5 | No | 2.83 | No
207616552 | Mini/Multi Split | Luxaire | HRCU-A-CB-O | DHS18CMB22S |  | Non-Ducted Indoor Units |  |  | 18000 | 23 |  | 12.5 | 10.5 |  | 21000 | 17000 | 80.95% | 18000 | 20 | 12 | 10 | 21000 | 21800 | 103.8% | 1.81 | Residential | 375 | Yes | 1.5 | Yes
207616554 | Mini/Multi Split | Luxaire | HMSV-A-CB-O | DHS24CMB22S |  | Non-Ducted Indoor Units |  |  | 22000 | 23 |  | 12.5 | 10.5 |  | 26000 | 17900 | 68.85% | 22000 | 20 | 12 | 10 | 26000 | 30000 | 115.4% | 1.8 | Residential | 457.5 | Yes | 1.83 | Yes
207616565 | Mini/Multi Split | CHAMPION | HMSV-A-CB-O | DHW24CMB22S |  | Non-Ducted Indoor Units |  |  | 24000 | 23 |  | 12.5 | 10 |  | 25600 | 13200 | 51.56% | [8 empty] | Residential | 500 | No | 2
207616569 | Mini/Multi Split | CHAMPION | HMSV-A-CB-O | DHW36CMB22S |  | Non-Ducted Indoor Units |  |  | 34000 | 21 |  | 12.5 | 11.5 |  | 36000 | 26600 | 73.89% | 34000 | 21 | 11.8 | 8.6 | 36000 |  |  |  | Residential | 707.5 | No | 2.83 | No
207616572 | Mini/Multi Split | CHAMPION | HRCU-A-CB-O | DHS18CMB22S |  | Non-Ducted Indoor Units |  |  | 18000 | 23 |  | 12.5 | 10.5 |  | 21000 | 17000 | 80.95% | 18000 | 20 | 12 | 10 | 21000 | 21800 | 103.8% | 1.81 | Residential | 375 | Yes | 1.5 | Yes
207616574 | Mini/Multi Split | CHAMPION | HMSV-A-CB-O | DHS24CMB22S |  | Non-Ducted Indoor Units |  |  | 22000 | 23 |  | 12.5 | 10.5 |  | 26000 | 17900 | 68.85% | 22000 | 20 | 12 | 10 | 26000 | 30000 | 115.4% | 1.8 | Residential | 457.5 | Yes | 1.83 | Yes
207616585 | Mini/Multi Split | Coleman | HMSV-A-CB-O | DHW24CMB22S |  | Non-Ducted Indoor Units |  |  | 24000 | 23 |  | 12.5 | 10 |  | 25600 | 13200 | 51.56% | [8 empty] | Residential | 500 | No | 2
207616589 | Mini/Multi Split | Coleman | HMSV-A-CB-O | DHW36CMB22S |  | Non-Ducted Indoor Units |  |  | 34000 | 21 |  | 12.5 | 11.5 |  | 36000 | 26600 | 73.89% | 34000 | 21 | 11.8 | 8.6 | 36000 |  |  |  | Residential | 707.5 | No | 2.83 | No
207616592 | Mini/Multi Split | Coleman | HRCU-A-CB-O | DHS18CMB22S |  | Non-Ducted Indoor Units |  |  | 18000 | 23 |  | 12.5 | 10.5 |  | 21000 | 17000 | 80.95% | 18000 | 20 | 12 | 10 | 21000 | 21800 | 103.8% | 1.81 | Residential | 375 | Yes | 1.5 | Yes
207616594 | Mini/Multi Split | Coleman | HMSV-A-CB-O | DHS24CMB22S |  | Non-Ducted Indoor Units |  |  | 22000 | 23 |  | 12.5 | 10.5 |  | 26000 | 17900 | 68.85% | 22000 | 20 | 12 | 10 | 26000 | 30000 | 115.4% | 1.8 | Residential | 457.5 | Yes | 1.83 | Yes
207616605 | Mini/Multi Split | SMARTFLEX | HMSV-A-CB-O | DHW24CMB22S |  | Non-Ducted Indoor Units |  |  | 24000 | 23 |  | 12.5 | 10 |  | 25600 | 13200 | 51.56% | [8 empty] | Residential | 500 | No | 2
207616609 | Mini/Multi Split | SMARTFLEX | HMSV-A-CB-O | DHW36CMB22S |  | Non-Ducted Indoor Units |  |  | 34000 | 21 |  | 12.5 | 11.5 |  | 36000 | 26600 | 73.89% | 34000 | 21 | 11.8 | 8.6 | 36000 |  |  |  | Residential | 707.5 | No | 2.83 | No
207616612 | Mini/Multi Split | SMARTFLEX | HRCU-A-CB-O | DHS18CMB22S |  | Non-Ducted Indoor Units |  |  | 18000 | 23 |  | 12.5 | 10.5 |  | 21000 | 17000 | 80.95% | 18000 | 20 | 12 | 10 | 21000 | 21800 | 103.8% | 1.81 | Residential | 375 | Yes | 1.5 | Yes
207616614 | Mini/Multi Split | SMARTFLEX | HMSV-A-CB-O | DHS24CMB22S |  | Non-Ducted Indoor Units |  |  | 22000 | 23 |  | 12.5 | 10.5 |  | 26000 | 17900 | 68.85% | 22000 | 20 | 12 | 10 | 26000 | 30000 | 115.4% | 1.8 | Residential | 457.5 | Yes | 1.83 | Yes
207617649 | Mini/Multi Split | MDV | HMSV-A-CB | M3OJ-24HFN1-M |  | Non-Ducted Indoor Units |  |  | 24000 | 24.1 |  | 13.1 | 11 |  | 25000 | 20400 | 81.6% | 24000 | 24.6 | 13.4 | 10 | 25000 | 18500 | 74% | 1.9 | Residential | 500 | Yes | 2 | Both
207617651 | Mini/Multi Split | MDV | HMSV-A-CB | M3OJ-24HFN1-M |  | Ducted Indoor Units |  |  | 24000 | 21.1 |  | 12.5 | 10.5 |  | 24000 | 21600 | 90% | 24000 | 21.3 | 12.5 | 9.7 | 24000 | 18000 | 75% | 1.9 | Residential | 500 | Yes | 2 | Both
207617652 | Mini/Multi Split | MDV | HMSV-A-CB | M4OG-30HFN1-M |  | Non-Ducted Indoor Units |  |  | 30000 | 25 |  | 12.5 | 11.3 |  | 30000 | 29000 | 96.67% | 30000 | 26 | 13 | 9.8 | 30000 | 25200 | 84% | 1.8 | Residential | 625 | Yes | 2.5 | Both
207617655 | Mini/Multi Split | MDV | HMSV-A-CB | M3OI-24HFN1-M |  | Non-Ducted Indoor Units |  |  | 24000 | 23 |  | 12.6 | 11.2 |  | 24000 | 24000 | 100% | 24000 | 23.7 | 12.8 | 10.8 | 24000 | 24000 | 100% | 1.8 | Residential | 500 | Yes | 2 | Both
207617657 | Mini/Multi Split | MDV | HMSV-A-CB | M5OG-42HFN1-M-[X] |  | Non-Ducted Indoor Units |  |  | 42000 | 22.3 |  | 12.5 | 10.3 |  | 48000 | 30000 | 62.5% | [8 empty] | Residential | 875 | No | 3.5
207617659 | Mini/Multi Split | MDV | HMSV-A-CB | M5OG-42HFN1-M-[X] |  | Ducted Indoor Units |  |  | 42000 | 20.6 |  | 12.5 | 10.5 |  | 49000 | 28000 | 57.14% | [8 empty] | Residential | 875 | No | 3.5
207618258 | Mini/Multi Split | MDV | HMSV-A-CB | M3OJ-24HFN1-M |  | Mixed Ducted and Non-Ducted Indoor Units |  |  | 24000 | 22.6 |  | 12.8 | 10.75 |  | 24400 | 21000 | 86.07% | [5 empty] | 18200 |  | 1.9 | Residential | 500 | No | 2 | Both
207618262 | Mini/Multi Split | MDV | HMSV-A-CB | M5OG-42HFN1-M-[X] |  | Mixed Ducted and Non-Ducted Indoor Units |  |  | 42000 | 21.45 |  | 12.5 | 10.4 |  | 48500 | 29000 | 59.79% | [8 empty] | Residential | 875 | No | 3.5
207629143 | Mini/Multi Split | TRANE | HRCU-A-CB-O | 4TXK2509A10N0** |  | Mini-Splits (Non-Ducted) | 4MXW2509A10N0** |  | 9100 | 25.3 |  | 14.7 | 11.2 |  | 11000 | 7300 | 66.36% | 9100 | 25 | 14.7 | 9.5 | 11000 |  |  |  | Residential | 190 | No | 0.76 | No
207629144 | Mini/Multi Split | AMERICAN STANDARD | HRCU-A-CB-O | 4TXK2509A10N0** |  | Mini-Splits (Non-Ducted) | 4MXW2509A10N0** |  | 9100 | 25.3 |  | 14.7 | 11.2 |  | 11000 | 7300 | 66.36% | 9100 | 25 | 14.7 | 9.5 | 11000 |  |  |  | Residential | 190 | No | 0.76 | No
207629149 | Mini/Multi Split | TRANE | HRCU-A-CB-O | 4TXK2512A10N0** |  | Mini-Splits (Non-Ducted) | 4MXW2512A10N0** |  | 12000 | 25 |  | 13 | 11 |  | 12000 | 7700 | 64.17% | 12000 | 25 | 12.5 | 9 | 12000 |  |  |  | Residential | 250 | No | 1 | No
207629150 | Mini/Multi Split | AMERICAN STANDARD | HRCU-A-CB-O | 4TXK2512A10N0** |  | Mini-Splits (Non-Ducted) | 4MXW2512A10N0** |  | 12000 | 25 |  | 13 | 11 |  | 12000 | 7700 | 64.17% | 12000 | 25 | 12.5 | 9 | 12000 |  |  |  | Residential | 250 | No | 1 | No
207629151 | Mini/Multi Split | TRANE | HRCU-A-CB-O | 4TXK2524A10N0** |  | Mini-Splits (Non-Ducted) | 4MXW2524A10N0** |  | 22000 | 23 |  | 13 | 11 |  | 24000 | 15500 | 64.58% | 22000 | 24 | 13 | 9.5 | 24000 |  |  |  | Residential | 457.5 | No | 1.83 | No
207629152 | Mini/Multi Split | AMERICAN STANDARD | HRCU-A-CB-O | 4TXK2524A10N0** |  | Mini-Splits (Non-Ducted) | 4MXW2524A10N0** |  | 22000 | 23 |  | 13 | 11 |  | 24000 | 15500 | 64.58% | 22000 | 24 | 13 | 9.5 | 24000 |  |  |  | Residential | 457.5 | No | 1.83 | No
207629153 | Mini/Multi Split | LBG Products | HRCU-A-CB-O | LBHB09DYWO |  | Mini-Splits (Non-Ducted) | LBHB09DYWI |  | 9000 | 37.5 |  | 15.5 | 15 |  | 12000 | 11400 | 95% | 9000 | 29 | 16.5 | 22 | 12000 | 13500 | 112.5% | 1.86 | Residential | 187.5 | Yes | 0.75 | Both
207629154 | Mini/Multi Split | LBG Products | HRCU-A-CB-O | LBHB12DYWO |  | Mini-Splits (Non-Ducted) | LBHB12DYWI |  | 12000 | 30 |  | 14 | 14 |  | 12000 | 11400 | 95% | 12000 | 27.5 | 14.3 | 14.5 | 12000 | 13500 | 112.5% | 1.86 | Residential | 250 | Yes | 1 | Both
207629155 | Mini/Multi Split | LBG Products | HRCU-A-CB-O | LBHB18DYWO |  | Mini-Splits (Non-Ducted) | LBHB18DYWI |  | 24000 | 21.5 |  | 13 | 12 |  | 29000 | 21200 | 73.1% | 24000 | 21.5 | 13 | 11.4 | 29000 | 25000 | 86.21% | 2.21 | Residential | 500 | Yes | 2 | Both
207641226 | Mini/Multi Split | MDV | HMSV-A-CB | M5OG-48HFN1-M |  | Non-Ducted Indoor Units |  |  | 48000 | 22.4 |  | 12.5 | 11 |  | 48000 | 34000 | 70.83% | 48000 | 23.4 | 12.5 | 8.7 | 48000 |  |  |  | Residential | 1000 | No | 4 | No
207641228 | Mini/Multi Split | MDV | HMSV-A-CB | M4OI-36HFN1-M |  | Non-Ducted Indoor Units |  |  | 36000 | 21.8 |  | 13.6 | 11 |  | 36400 | 33000 | 90.66% | 36000 | 22.2 | 13.6 | 10.3 | 37000 | 36000 | 97.3% | 1.9 | Residential | 750 | Yes | 3 | Both
207641232 | Mini/Multi Split | MDV | HMSV-A-CB | M2OA-18HFN1-M* |  | Non-Ducted Indoor Units |  |  | 18000 | 21.5 |  | 12.5 | 10.6 |  | 19000 | 14400 | 75.79% | 18000 | 21 | 12.5 | 10.2 | 19000 |  |  |  | Residential | 375 | No | 1.5 | No
207641233 | Mini/Multi Split | MDV | HMSV-A-CB | M3OJ-24HFN1-M* |  | Non-Ducted Indoor Units |  |  | 24000 | 23 |  | 12.5 | 10.2 |  | 24000 | 13300 | 55.42% | 24000 | 23 | 12.5 | 10.2 | 24000 |  |  |  | Residential | 500 | No | 2
207641237 | Mini/Multi Split | MDV | HMSV-A-CB | M4OI-36HFN1-M* |  | Non-Ducted Indoor Units |  |  | 36000 | 20 |  | 12.5 | 10.8 |  | 36000 | 35000 | 97.22% | 36000 | 20 | 12.5 | 9.7 | 37000 | 36000 | 97.3% | 1.9 | Residential | 750 | Yes | 3 | Both
207641241 | Mini/Multi Split | MDV | HMSV-A-CB | M3OJ-24HFN1-M* |  | Ducted Indoor Units |  |  | 24000 | 21.1 |  | 12.5 | 10.5 |  | 24000 | 18500 | 77.08% | 24000 | 21.3 | 12.5 | 9.7 | 24000 |  |  |  | Residential | 500 | No | 2
207641242 | Mini/Multi Split | MDV | HMSV-A-CB | M3OJ-24HFN1-M* |  | Mixed Ducted and Non-Ducted Indoor Units |  |  | 24000 | 22.05 |  | 12.5 | 10.35 |  | 24000 | 15900 | 66.25% | [8 empty] | Residential | 500 | No | 2
207641266 | Mini/Multi Split | HISENSE | HRCU-A-CB-O | AUW-18U3SF |  | Mini-Splits (Non-Ducted) | AST-18UW3SBBTV00 |  | 18000 | 23 |  | 13.1 | 11 |  | 19000 | 12000 | 63.16% | 18000 | 22 | 13.1 | 9.6 | 19000 | 13300 | 70% | 2.3 | Residential | 375 | Yes | 1.5 | Both
207641268 | Mini/Multi Split | HISENSE | HRCU-A-CB-O | AUW-09U3SS |  | Mini-Splits (Non-Ducted) | AST-09UW3SVETV01 |  | 9000 | 23 |  | 14 | 11 |  | 9200 | 5800 | 63.04% | 9000 | 20 | 14 | 9.3 | 9200 | 7800 | 84.78% | 2.26 | Residential | 187.5 | Yes | 0.75 | Both
207641269 | Mini/Multi Split | HISENSE | HRCU-A-CB-O | AUW-12U3SS |  | Mini-Splits (Non-Ducted) | AST-12UW3SXETV01 |  | 12000 | 23 |  | 13.1 | 11 |  | 12000 | 8000 | 66.67% | 12000 | 21.5 | 13.1 | 9 | 12000 | 8500 | 70.83% | 1.88 | Residential | 250 | Yes | 1 | Both
207641276 | Mini/Multi Split | NOVAIR | HMSV-A-CB | LEA18MZ-2P-25SK-O |  | Non-Ducted Indoor Units |  |  | 18000 | 21.5 |  | 12.5 | 10.6 |  | 19000 | 14400 | 75.79% | 18000 | 21 | 12.5 | 10.2 | 19000 |  |  |  | Residential | 375 | No | 1.5 | No
207641279 | Mini/Multi Split | BLUERIDGE | HMSV-A-CB | BMM18C |  | Non-Ducted Indoor Units |  |  | 18000 | 21.5 |  | 12.5 | 10.6 |  | 19000 | 14400 | 75.79% | 18000 | 21 | 12.5 | 10.2 | 19000 |  |  |  | Residential | 375 | No | 1.5 | No
207641297 | Mini/Multi Split | BLUERIDGE | HMSV-A-CB | BMM36HHC |  | Non-Ducted Indoor Units |  |  | 36000 | 20 |  | 12.5 | 10.8 |  | 36000 | 35000 | 97.22% | 36000 | 20 | 12.5 | 9.7 | 37000 | 36000 | 97.3% | 1.9 | Residential | 750 | Yes | 3 | Both
207641304 | Mini/Multi Split | LBG Products | HMSV-A-CB | LMHB18DO |  | Non-Ducted Indoor Units |  |  | 18000 | 21.5 |  | 12.5 | 10.6 |  | 19000 | 14400 | 75.79% | 18000 | 21 | 12.5 | 10.2 | 19000 |  |  |  | Residential | 375 | No | 1.5 | No
207641322 | Mini/Multi Split | LBG Products | HMSV-A-CB | LMUHB36DO |  | Non-Ducted Indoor Units |  |  | 36000 | 20 |  | 12.5 | 10.8 |  | 36000 | 35000 | 97.22% | 36000 | 20 | 12.5 | 9.7 | 37000 | 36000 | 97.3% | 1.9 | Residential | 750 | Yes | 3 | Both
207641329 | Mini/Multi Split | SENVILLE | HMSV-A-CB | SENA/18HF/MOQ |  | Non-Ducted Indoor Units |  |  | 18000 | 22.5 |  | 13.3 | 10.6 |  | 19000 | 14300 | 75.26% | 18000 | 22.9 | 13.9 | 10.5 | 19000 |  |  |  | Residential | 375 | No | 1.5 | No
207641331 | Mini/Multi Split | SENVILLE | HMSV-A-CB | SENA/18HF/MOQ |  | Mixed Ducted and Non-Ducted Indoor Units |  |  | 18000 | 20.75 |  | 12.65 | 10.7 |  | 19000 | 14500 | 76.32% | [8 empty] | Residential | 375 | No | 1.5 | No
207641332 | Mini/Multi Split | SENVILLE | HMSV-A-CB | SENA/30HF/MOQ |  | Non-Ducted Indoor Units |  |  | 28000 | 23.8 |  | 12.5 | 10.5 |  | 28000 | 21000 | 75% | 28000 | 24.6 | 12.7 | 9.3 | 28000 |  |  |  | Residential | 582.5 | No | 2.33 | No
207641338 | Mini/Multi Split | SENVILLE | HMSV-A-CB | SENA/48HF/MOQ |  | Non-Ducted Indoor Units |  |  | 48000 | 22.4 |  | 12.5 | 11 |  | 48000 | 34000 | 70.83% | 48000 | 23.4 | 12.5 | 8.7 | 48000 |  |  |  | Residential | 1000 | No | 4 | No
207641341 | Mini/Multi Split | SENVILLE | HRCU-A-CB-O | SENA/09HF/OQ |  | Mini-Splits (Non-Ducted) | SENA/09HF/ICZ |  | 9000 | 20.5 |  | 13 | 10.8 |  | 10000 | 9000 | 90% | 9000 | 20.5 | 13 | 10.3 | 9800 | 10000 | 102% | 1.8 | Residential | 187.5 | Yes | 0.75 | Both
207641342 | Mini/Multi Split | SENVILLE | HRCU-A-CB-O | SENA/12HF/OQ |  | Mini-Splits (Non-Ducted) | SENA/12HF/ICZ |  | 12000 | 21.5 |  | 12.7 | 10.6 |  | 12000 | 9900 | 82.5% | 12000 | 22.3 | 12.7 | 10.2 | 12000 | 11300 | 94.17% | 1.89 | Residential | 250 | Yes | 1 | Both
207641343 | Mini/Multi Split | SENVILLE | HRCU-A-CB-O | SENA/18HF/OQ |  | Mini-Splits (Non-Ducted) | SENA/18HF/ICZ |  | 16000 | 20 |  | 12.5 | 10.3 |  | 18000 | 15600 | 86.67% | 16000 | 20 | 12.5 | 9.5 | 17000 | 16000 | 94.12% | 1.75 | Residential | 332.5 | No | 1.33 | Both
207641345 | Mini/Multi Split | SENVILLE | HRCU-A-CB | SENA/09HF/OQ |  | Mini-Splits (Ducted) | SENA/09HF/ID |  | 9000 | 23 |  | 14 | 12 |  | 10000 | 10100 | 101% | 9000 | 20.2 | 13.2 | 12 | 10000 | 10800 | 108% | 1.9 | Residential | 187.5 | Yes | 0.75 | Both
207641346 | Mini/Multi Split | SENVILLE | HRCU-A-CB | SENA/12HF/OQ |  | Mini-Splits (Ducted) | SENA/12HF/ID |  | 12000 | 21.5 |  | 13 | 11.5 |  | 12000 | 10600 | 88.33% | 12000 | 19.5 | 11.7 | 10 | 12500 | 12100 | 96.8% | 1.96 | Residential | 250 | Yes | 1 | Both
207641347 | Mini/Multi Split | SENVILLE | HRCU-A-CB | SENA/18HF/OQ |  | Mini-Splits (Ducted) | SENA/18HF/ID |  | 16500 | 19.6 |  | 12.5 | 11 |  | 19000 | 15000 | 78.95% | 17000 | 18 | 11.7 | 9.5 | 19000 | 17700 | 93.16% | 1.85 | Residential | 355 | Yes | 1.42 | Both
207641348 | Mini/Multi Split | SENVILLE | HRCU-A-CB | SENA/24HF/OQ |  | Mini-Splits (Ducted) | SENA/24HF/ID |  | 24000 | 20.6 |  | 12.5 | 12.6 |  | 24600 | 21000 | 85.37% | 24000 | 19.2 | 12 | 10.5 | 25000 | 27000 | 108% | 2 | Residential | 500 | Yes | 2 | Both
207641349 | Mini/Multi Split | SENVILLE | HRCU-A-CB-O | SENA/12HF/OQ |  | Mini-Splits (Non-Ducted) | SENA/12HF/IFQ |  | 12000 | 23 |  | 13 | 11.5 |  | 12000 | 9600 | 80% | 12000 | 23.6 | 13 | 10 | 12000 | 12000 | 100% | 1.89 | Residential | 250 | Yes | 1 | Both
207641350 | Mini/Multi Split | SENVILLE | HRCU-A-CB-O | SENA/18HF/OQ |  | Mini-Splits (Non-Ducted) | SENA/18HF/IF |  | 17000 | 20.2 |  | 12.5 | 10.6 |  | 18000 | 12000 | 66.67% | 17000 | 20.5 | 12.5 | 9.8 | 18000 | 16800 | 93.33% | 1.86 | Residential | 355 | Yes | 1.42 | Both
207642876 | Mini/Multi Split | CARRIER | HMSV-A-CB | 38MGRBQ18BA3 |  | Non-Ducted Indoor Units |  |  | 18000 | 22.5 |  | 13.3 | 10.6 |  | 19000 | 14300 | 75.26% | 18000 | 22.9 | 13.9 | 10.5 | 19000 |  |  |  | Residential | 375 | No | 1.5 | No
207642878 | Mini/Multi Split | CARRIER | HMSV-A-CB | 38MGRBQ18BA3 |  | Mixed Ducted and Non-Ducted Indoor Units |  |  | 18000 | 20.75 |  | 12.65 | 10.7 |  | 19000 | 14500 | 76.32% | [8 empty] | Residential | 375 | No | 1.5 | No
207642879 | Mini/Multi Split | CARRIER | HMSV-A-CB | 38MGHBQ24CA3 |  | Non-Ducted Indoor Units |  |  | 24000 | 24.1 |  | 13.1 | 11 |  | 25000 | 20400 | 81.6% | 24000 | 24.6 | 13.4 | 10 | 25000 | 18500 | 74% | 1.9 | Residential | 500 | Yes | 2 | Both
207642880 | Mini/Multi Split | CARRIER | HMSV-A-CB | 38MGHBQ24CA3 |  | Ducted Indoor Units |  |  | 24000 | 21.1 |  | 12.5 | 10.5 |  | 24000 | 21600 | 90% | 24000 | 21.3 | 12.5 | 9.7 | 24000 | 18000 | 75% | 1.9 | Residential | 500 | Yes | 2 | Both
207642881 | Mini/Multi Split | CARRIER | HMSV-A-CB | 38MGHBQ24CA3 |  | Mixed Ducted and Non-Ducted Indoor Units |  |  | 24000 | 22.6 |  | 12.8 | 10.75 |  | 24400 | 21000 | 86.07% | [5 empty] | 18200 |  | 1.9 | Residential | 500 | No | 2 | Both
207642882 | Mini/Multi Split | CARRIER | HMSV-A-CB | 38MGHBQ30DA3 |  | Non-Ducted Indoor Units |  |  | 30000 | 25 |  | 12.5 | 11.3 |  | 30000 | 29000 | 96.67% | 30000 | 26 | 13 | 9.8 | 30000 | 25200 | 84% | 1.8 | Residential | 625 | Yes | 2.5 | Both
207642891 | Mini/Multi Split | CARRIER | HMSV-A-CB | 38MGHBQ36DA3 |  | Non-Ducted Indoor Units |  |  | 36000 | 21.8 |  | 13.6 | 11 |  | 36400 | 33000 | 90.66% | 36000 | 22.2 | 13.6 | 10.3 | 37000 | 36000 | 97.3% | 1.9 | Residential | 750 | Yes | 3 | Both
207642894 | Mini/Multi Split | CARRIER | HMSV-A-CB | 38MGRBQ48EA3 |  | Non-Ducted Indoor Units |  |  | 48000 | 22.4 |  | 12.5 | 11 |  | 48000 | 34000 | 70.83% | 48000 | 23.4 | 12.5 | 8.7 | 48000 |  |  |  | Residential | 1000 | No | 4 | No
207642897 | Mini/Multi Split | BRYANT | HMSV-A-CB | 38MGRBQ18BA3 |  | Non-Ducted Indoor Units |  |  | 18000 | 22.5 |  | 13.3 | 10.6 |  | 19000 | 14300 | 75.26% | 18000 | 22.9 | 13.9 | 10.5 | 19000 |  |  |  | Residential | 375 | No | 1.5 | No
207642899 | Mini/Multi Split | BRYANT | HMSV-A-CB | 38MGRBQ18BA3 |  | Mixed Ducted and Non-Ducted Indoor Units |  |  | 18000 | 20.75 |  | 12.65 | 10.7 |  | 19000 | 14500 | 76.32% | [8 empty] | Residential | 375 | No | 1.5 | No
207642900 | Mini/Multi Split | BRYANT | HMSV-A-CB | 38MGHBQ24CA3 |  | Non-Ducted Indoor Units |  |  | 24000 | 24.1 |  | 13.1 | 11 |  | 25000 | 20400 | 81.6% | 24000 | 24.6 | 13.4 | 10 | 25000 | 18500 | 74% | 1.9 | Residential | 500 | Yes | 2 | Both
207642901 | Mini/Multi Split | BRYANT | HMSV-A-CB | 38MGHBQ24CA3 |  | Ducted Indoor Units |  |  | 24000 | 21.1 |  | 12.5 | 10.5 |  | 24000 | 21600 | 90% | 24000 | 21.3 | 12.5 | 9.7 | 24000 | 18000 | 75% | 1.9 | Residential | 500 | Yes | 2 | Both
207642902 | Mini/Multi Split | BRYANT | HMSV-A-CB | 38MGHBQ24CA3 |  | Mixed Ducted and Non-Ducted Indoor Units |  |  | 24000 | 22.6 |  | 12.8 | 10.75 |  | 24400 | 21000 | 86.07% | [5 empty] | 18200 |  | 1.9 | Residential | 500 | No | 2 | Both
207642903 | Mini/Multi Split | BRYANT | HMSV-A-CB | 38MGHBQ30DA3 |  | Non-Ducted Indoor Units |  |  | 30000 | 25 |  | 12.5 | 11.3 |  | 30000 | 29000 | 96.67% | 30000 | 26 | 13 | 9.8 | 30000 | 25200 | 84% | 1.8 | Residential | 625 | Yes | 2.5 | Both
207642912 | Mini/Multi Split | BRYANT | HMSV-A-CB | 38MGHBQ36DA3 |  | Non-Ducted Indoor Units |  |  | 36000 | 21.8 |  | 13.6 | 11 |  | 36400 | 33000 | 90.66% | 36000 | 22.2 | 13.6 | 10.3 | 37000 | 36000 | 97.3% | 1.9 | Residential | 750 | Yes | 3 | Both
207642915 | Mini/Multi Split | BRYANT | HMSV-A-CB | 38MGRBQ48EA3 |  | Non-Ducted Indoor Units |  |  | 48000 | 22.4 |  | 12.5 | 11 |  | 48000 | 34000 | 70.83% | 48000 | 23.4 | 12.5 | 8.7 | 48000 |  |  |  | Residential | 1000 | No | 4 | No
207642918 | Mini/Multi Split | PAYNE | HMSV-A-CB | 38MGRBQ18BA3 |  | Non-Ducted Indoor Units |  |  | 18000 | 22.5 |  | 13.3 | 10.6 |  | 19000 | 14300 | 75.26% | 18000 | 22.9 | 13.9 | 10.5 | 19000 |  |  |  | Residential | 375 | No | 1.5 | No
207642920 | Mini/Multi Split | PAYNE | HMSV-A-CB | 38MGRBQ18BA3 |  | Mixed Ducted and Non-Ducted Indoor Units |  |  | 18000 | 20.75 |  | 12.65 | 10.7 |  | 19000 | 14500 | 76.32% | [8 empty] | Residential | 375 | No | 1.5 | No
207642921 | Mini/Multi Split | PAYNE | HMSV-A-CB | 38MGHBQ24CA3 |  | Non-Ducted Indoor Units |  |  | 24000 | 24.1 |  | 13.1 | 11 |  | 25000 | 20400 | 81.6% | 24000 | 24.6 | 13.4 | 10 | 25000 | 18500 | 74% | 1.9 | Residential | 500 | Yes | 2 | Both
207642922 | Mini/Multi Split | PAYNE | HMSV-A-CB | 38MGHBQ24CA3 |  | Ducted Indoor Units |  |  | 24000 | 21.1 |  | 12.5 | 10.5 |  | 24000 | 21600 | 90% | 24000 | 21.3 | 12.5 | 9.7 | 24000 | 18000 | 75% | 1.9 | Residential | 500 | Yes | 2 | Both
207642923 | Mini/Multi Split | PAYNE | HMSV-A-CB | 38MGHBQ24CA3 |  | Mixed Ducted and Non-Ducted Indoor Units |  |  | 24000 | 22.6 |  | 12.8 | 10.75 |  | 24400 | 21000 | 86.07% | [5 empty] | 18200 |  | 1.9 | Residential | 500 | No | 2 | Both
207642924 | Mini/Multi Split | PAYNE | HMSV-A-CB | 38MGHBQ30DA3 |  | Non-Ducted Indoor Units |  |  | 30000 | 25 |  | 12.5 | 11.3 |  | 30000 | 29000 | 96.67% | 30000 | 26 | 13 | 9.8 | 30000 | 25200 | 84% | 1.8 | Residential | 625 | Yes | 2.5 | Both
207642933 | Mini/Multi Split | PAYNE | HMSV-A-CB | 38MGHBQ36DA3 |  | Non-Ducted Indoor Units |  |  | 36000 | 21.8 |  | 13.6 | 11 |  | 36400 | 33000 | 90.66% | 36000 | 22.2 | 13.6 | 10.3 | 37000 | 36000 | 97.3% | 1.9 | Residential | 750 | Yes | 3 | Both
207642936 | Mini/Multi Split | PAYNE | HMSV-A-CB | 38MGRBQ48EA3 |  | Non-Ducted Indoor Units |  |  | 48000 | 22.4 |  | 12.5 | 11 |  | 48000 | 34000 | 70.83% | 48000 | 23.4 | 12.5 | 8.7 | 48000 |  |  |  | Residential | 1000 | No | 4 | No
207642939 | Mini/Multi Split | Weathermaker | HMSV-A-CB | 38MGRBQ18BA3 |  | Non-Ducted Indoor Units |  |  | 18000 | 22.5 |  | 13.3 | 10.6 |  | 19000 | 14300 | 75.26% | 18000 | 22.9 | 13.9 | 10.5 | 19000 |  |  |  | Residential | 375 | No | 1.5 | No
207642941 | Mini/Multi Split | Weathermaker | HMSV-A-CB | 38MGRBQ18BA3 |  | Mixed Ducted and Non-Ducted Indoor Units |  |  | 18000 | 20.75 |  | 12.65 | 10.7 |  | 19000 | 14500 | 76.32% | [8 empty] | Residential | 375 | No | 1.5 | No
207642942 | Mini/Multi Split | Weathermaker | HMSV-A-CB | 38MGHBQ24CA3 |  | Non-Ducted Indoor Units |  |  | 24000 | 24.1 |  | 13.1 | 11 |  | 25000 | 20400 | 81.6% | 24000 | 24.6 | 13.4 | 10 | 25000 | 18500 | 74% | 1.9 | Residential | 500 | Yes | 2 | Both
207642943 | Mini/Multi Split | Weathermaker | HMSV-A-CB | 38MGHBQ24CA3 |  | Ducted Indoor Units |  |  | 24000 | 21.1 |  | 12.5 | 10.5 |  | 24000 | 21600 | 90% | 24000 | 21.3 | 12.5 | 9.7 | 24000 | 18000 | 75% | 1.9 | Residential | 500 | Yes | 2 | Both
207642944 | Mini/Multi Split | Weathermaker | HMSV-A-CB | 38MGHBQ24CA3 |  | Mixed Ducted and Non-Ducted Indoor Units |  |  | 24000 | 22.6 |  | 12.8 | 10.75 |  | 24400 | 21000 | 86.07% | [5 empty] | 18200 |  | 1.9 | Residential | 500 | No | 2 | Both
207642945 | Mini/Multi Split | Weathermaker | HMSV-A-CB | 38MGHBQ30DA3 |  | Non-Ducted Indoor Units |  |  | 30000 | 25 |  | 12.5 | 11.3 |  | 30000 | 29000 | 96.67% | 30000 | 26 | 13 | 9.8 | 30000 | 25200 | 84% | 1.8 | Residential | 625 | Yes | 2.5 | Both
207642954 | Mini/Multi Split | Weathermaker | HMSV-A-CB | 38MGHBQ36DA3 |  | Non-Ducted Indoor Units |  |  | 36000 | 21.8 |  | 13.6 | 11 |  | 36400 | 33000 | 90.66% | 36000 | 22.2 | 13.6 | 10.3 | 37000 | 36000 | 97.3% | 1.9 | Residential | 750 | Yes | 3 | Both
207642957 | Mini/Multi Split | Weathermaker | HMSV-A-CB | 38MGRBQ48EA3 |  | Non-Ducted Indoor Units |  |  | 48000 | 22.4 |  | 12.5 | 11 |  | 48000 | 34000 | 70.83% | 48000 | 23.4 | 12.5 | 8.7 | 48000 |  |  |  | Residential | 1000 | No | 4 | No
207642960 | Mini/Multi Split | MIDEA | HMSV-A-CB | 38MGRBQ18BA3 |  | Non-Ducted Indoor Units |  |  | 18000 | 22.5 |  | 13.3 | 10.6 |  | 19000 | 14300 | 75.26% | 18000 | 22.9 | 13.9 | 10.5 | 19000 |  |  |  | Residential | 375 | No | 1.5 | No
207642962 | Mini/Multi Split | MIDEA | HMSV-A-CB | 38MGRBQ18BA3 |  | Mixed Ducted and Non-Ducted Indoor Units |  |  | 18000 | 20.75 |  | 12.65 | 10.7 |  | 19000 | 14500 | 76.32% | [8 empty] | Residential | 375 | No | 1.5 | No
207642963 | Mini/Multi Split | MIDEA | HMSV-A-CB | 38MGHBQ24CA3 |  | Non-Ducted Indoor Units |  |  | 24000 | 24.1 |  | 13.1 | 11 |  | 25000 | 20400 | 81.6% | 24000 | 24.6 | 13.4 | 10 | 25000 | 18500 | 74% | 1.9 | Residential | 500 | Yes | 2 | Both
207642964 | Mini/Multi Split | MIDEA | HMSV-A-CB | 38MGHBQ24CA3 |  | Ducted Indoor Units |  |  | 24000 | 21.1 |  | 12.5 | 10.5 |  | 24000 | 21600 | 90% | 24000 | 21.3 | 12.5 | 9.7 | 24000 | 18000 | 75% | 1.9 | Residential | 500 | Yes | 2 | Both
207642965 | Mini/Multi Split | MIDEA | HMSV-A-CB | 38MGHBQ24CA3 |  | Mixed Ducted and Non-Ducted Indoor Units |  |  | 24000 | 22.6 |  | 12.8 | 10.75 |  | 24400 | 21000 | 86.07% | [5 empty] | 18200 |  | 1.9 | Residential | 500 | No | 2 | Both
207642966 | Mini/Multi Split | MIDEA | HMSV-A-CB | 38MGHBQ30DA3 |  | Non-Ducted Indoor Units |  |  | 30000 | 25 |  | 12.5 | 11.3 |  | 30000 | 29000 | 96.67% | 30000 | 26 | 13 | 9.8 | 30000 | 25200 | 84% | 1.8 | Residential | 625 | Yes | 2.5 | Both
207642975 | Mini/Multi Split | MIDEA | HMSV-A-CB | 38MGHBQ36DA3 |  | Non-Ducted Indoor Units |  |  | 36000 | 21.8 |  | 13.6 | 11 |  | 36400 | 33000 | 90.66% | 36000 | 22.2 | 13.6 | 10.3 | 37000 | 36000 | 97.3% | 1.9 | Residential | 750 | Yes | 3 | Both
207642978 | Mini/Multi Split | MIDEA | HMSV-A-CB | 38MGRBQ48EA3 |  | Non-Ducted Indoor Units |  |  | 48000 | 22.4 |  | 12.5 | 11 |  | 48000 | 34000 | 70.83% | 48000 | 23.4 | 12.5 | 8.7 | 48000 |  |  |  | Residential | 1000 | No | 4 | No
207642981 | Mini/Multi Split | TRANE | HRCU-A-CB-O | 4TXK2518A10N0** |  | Mini-Splits (Non-Ducted) | 4MXW2518A10N0** |  | 18000 | 23 |  | 13 | 11 |  | 18200 | 11400 | 62.64% | 18000 | 23 | 13 | 8.3 | 18200 |  |  |  | Residential | 375 | No | 1.5
207642982 | Mini/Multi Split | AMERICAN STANDARD | HRCU-A-CB-O | 4TXK2518A10N0** |  | Mini-Splits (Non-Ducted) | 4MXW2518A10N0** |  | 18000 | 23 |  | 13 | 11 |  | 18200 | 11400 | 62.64% | 18000 | 23 | 13 | 8.3 | 18200 |  |  |  | Residential | 375 | No | 1.5
207642983 | Mini/Multi Split | Ameristar | HRCU-A-CB-O | M4THS2309A11N** |  | Mini-Splits (Non-Ducted) | M4MHW2309A1N0** |  | 9100 | 23 |  | 14.3 | 11 |  | 11000 | 7300 | 66.36% | 9100 | 23 | 14.3 | 9.4 | 11000 |  |  |  | Residential | 190 | No | 0.76 | No
207642984 | Mini/Multi Split | RUNTRU | HRCU-A-CB-O | M4THS2309A11N** |  | Mini-Splits (Non-Ducted) | M4MHW2309A1N0** |  | 9100 | 23 |  | 14.3 | 11 |  | 11000 | 7300 | 66.36% | 9100 | 23 | 14.3 | 9.4 | 11000 |  |  |  | Residential | 190 | No | 0.76 | No
207642985 | Mini/Multi Split | Ameristar | HRCU-A-CB-O | M4THS2312A11N** |  | Mini-Splits (Non-Ducted) | M4MHW2312A1N0** |  | 12000 | 23 |  | 13 | 11 |  | 12000 | 7700 | 64.17% | 12000 | 23 | 12.5 | 9 | 12000 |  |  |  | Residential | 250 | No | 1 | No
207642986 | Mini/Multi Split | RUNTRU | HRCU-A-CB-O | M4THS2312A11N** |  | Mini-Splits (Non-Ducted) | M4MHW2312A1N0** |  | 12000 | 23 |  | 13 | 11 |  | 12000 | 7700 | 64.17% | 12000 | 23 | 12.5 | 9 | 12000 |  |  |  | Residential | 250 | No | 1 | No
207642987 | Mini/Multi Split | ARCOAIRE | HMSV-A-CB | DLCMRBH18BAK |  | Non-Ducted Indoor Units |  |  | 18000 | 21.5 |  | 12.5 | 10.6 |  | 19000 | 14400 | 75.79% | 18000 | 21 | 12.5 | 10.2 | 19000 |  |  |  | Residential | 375 | No | 1.5 | No
207642990 | Mini/Multi Split | ARCOAIRE | HMSV-A-CB | DLCMHBH24CAK |  | Non-Ducted Indoor Units |  |  | 24000 | 23 |  | 12.5 | 10.2 |  | 24000 | 13300 | 55.42% | [8 empty] | Residential | 500 | No | 2
207642991 | Mini/Multi Split | ARCOAIRE | HMSV-A-CB | DLCMHBH24CAK |  | Ducted Indoor Units |  |  | 24000 | 21.1 |  | 12.5 | 10.5 |  | 24000 | 18500 | 77.08% | [8 empty] | Residential | 500 | No | 2
207642992 | Mini/Multi Split | ARCOAIRE | HMSV-A-CB | DLCMHBH24CAK |  | Mixed Ducted and Non-Ducted Indoor Units |  |  | 24000 | 22.05 |  | 12.5 | 10.35 |  | 24000 | 15900 | 66.25% | [8 empty] | Residential | 500 | No | 2
207643002 | Mini/Multi Split | ARCOAIRE | HMSV-A-CB | DLCMHBH36DAK |  | Non-Ducted Indoor Units |  |  | 36000 | 20 |  | 12.5 | 10.8 |  | 36000 | 35000 | 97.22% | 36000 | 20 | 12.5 | 9.7 | 37000 | 36000 | 97.3% | 1.9 | Residential | 750 | Yes | 3 | Both
207643008 | Mini/Multi Split | COMFORTMAKER | HMSV-A-CB | DLCMRBH18BAK |  | Non-Ducted Indoor Units |  |  | 18000 | 21.5 |  | 12.5 | 10.6 |  | 19000 | 14400 | 75.79% | 18000 | 21 | 12.5 | 10.2 | 19000 |  |  |  | Residential | 375 | No | 1.5 | No
207643011 | Mini/Multi Split | COMFORTMAKER | HMSV-A-CB | DLCMHBH24CAK |  | Non-Ducted Indoor Units |  |  | 24000 | 23 |  | 12.5 | 10.2 |  | 24000 | 13300 | 55.42% | [8 empty] | Residential | 500 | No | 2
207643012 | Mini/Multi Split | COMFORTMAKER | HMSV-A-CB | DLCMHBH24CAK |  | Ducted Indoor Units |  |  | 24000 | 21.1 |  | 12.5 | 10.5 |  | 24000 | 18500 | 77.08% | [8 empty] | Residential | 500 | No | 2
207643013 | Mini/Multi Split | COMFORTMAKER | HMSV-A-CB | DLCMHBH24CAK |  | Mixed Ducted and Non-Ducted Indoor Units |  |  | 24000 | 22.05 |  | 12.5 | 10.35 |  | 24000 | 15900 | 66.25% | [8 empty] | Residential | 500 | No | 2
207643023 | Mini/Multi Split | COMFORTMAKER | HMSV-A-CB | DLCMHBH36DAK |  | Non-Ducted Indoor Units |  |  | 36000 | 20 |  | 12.5 | 10.8 |  | 36000 | 35000 | 97.22% | 36000 | 20 | 12.5 | 9.7 | 37000 | 36000 | 97.3% | 1.9 | Residential | 750 | Yes | 3 | Both
207643029 | Mini/Multi Split | DAY & NIGHT | HMSV-A-CB | DLCMRBH18BAK |  | Non-Ducted Indoor Units |  |  | 18000 | 21.5 |  | 12.5 | 10.6 |  | 19000 | 14400 | 75.79% | 18000 | 21 | 12.5 | 10.2 | 19000 |  |  |  | Residential | 375 | No | 1.5 | No
207643032 | Mini/Multi Split | DAY & NIGHT | HMSV-A-CB | DLCMHBH24CAK |  | Non-Ducted Indoor Units |  |  | 24000 | 23 |  | 12.5 | 10.2 |  | 24000 | 13300 | 55.42% | [8 empty] | Residential | 500 | No | 2
207643033 | Mini/Multi Split | DAY & NIGHT | HMSV-A-CB | DLCMHBH24CAK |  | Ducted Indoor Units |  |  | 24000 | 21.1 |  | 12.5 | 10.5 |  | 24000 | 18500 | 77.08% | [8 empty] | Residential | 500 | No | 2
207643034 | Mini/Multi Split | DAY & NIGHT | HMSV-A-CB | DLCMHBH24CAK |  | Mixed Ducted and Non-Ducted Indoor Units |  |  | 24000 | 22.05 |  | 12.5 | 10.35 |  | 24000 | 15900 | 66.25% | [8 empty] | Residential | 500 | No | 2
207643044 | Mini/Multi Split | DAY & NIGHT | HMSV-A-CB | DLCMHBH36DAK |  | Non-Ducted Indoor Units |  |  | 36000 | 20 |  | 12.5 | 10.8 |  | 36000 | 35000 | 97.22% | 36000 | 20 | 12.5 | 9.7 | 37000 | 36000 | 97.3% | 1.9 | Residential | 750 | Yes | 3 | Both
207643050 | Mini/Multi Split | HEIL | HMSV-A-CB | DLCMRBH18BAK |  | Non-Ducted Indoor Units |  |  | 18000 | 21.5 |  | 12.5 | 10.6 |  | 19000 | 14400 | 75.79% | 18000 | 21 | 12.5 | 10.2 | 19000 |  |  |  | Residential | 375 | No | 1.5 | No
207643053 | Mini/Multi Split | HEIL | HMSV-A-CB | DLCMHBH24CAK |  | Non-Ducted Indoor Units |  |  | 24000 | 23 |  | 12.5 | 10.2 |  | 24000 | 13300 | 55.42% | [8 empty] | Residential | 500 | No | 2
207643054 | Mini/Multi Split | HEIL | HMSV-A-CB | DLCMHBH24CAK |  | Ducted Indoor Units |  |  | 24000 | 21.1 |  | 12.5 | 10.5 |  | 24000 | 18500 | 77.08% | [8 empty] | Residential | 500 | No | 2
207643055 | Mini/Multi Split | HEIL | HMSV-A-CB | DLCMHBH24CAK |  | Mixed Ducted and Non-Ducted Indoor Units |  |  | 24000 | 22.05 |  | 12.5 | 10.35 |  | 24000 | 15900 | 66.25% | [8 empty] | Residential | 500 | No | 2
207643065 | Mini/Multi Split | HEIL | HMSV-A-CB | DLCMHBH36DAK |  | Non-Ducted Indoor Units |  |  | 36000 | 20 |  | 12.5 | 10.8 |  | 36000 | 35000 | 97.22% | 36000 | 20 | 12.5 | 9.7 | 37000 | 36000 | 97.3% | 1.9 | Residential | 750 | Yes | 3 | Both
207643071 | Mini/Multi Split | KEEPRITE | HMSV-A-CB | DLCMRBH18BAK |  | Non-Ducted Indoor Units |  |  | 18000 | 21.5 |  | 12.5 | 10.6 |  | 19000 | 14400 | 75.79% | 18000 | 21 | 12.5 | 10.2 | 19000 |  |  |  | Residential | 375 | No | 1.5 | No
207643074 | Mini/Multi Split | KEEPRITE | HMSV-A-CB | DLCMHBH24CAK |  | Non-Ducted Indoor Units |  |  | 24000 | 23 |  | 12.5 | 10.2 |  | 24000 | 13300 | 55.42% | [8 empty] | Residential | 500 | No | 2
207643075 | Mini/Multi Split | KEEPRITE | HMSV-A-CB | DLCMHBH24CAK |  | Ducted Indoor Units |  |  | 24000 | 21.1 |  | 12.5 | 10.5 |  | 24000 | 18500 | 77.08% | [8 empty] | Residential | 500 | No | 2
207643076 | Mini/Multi Split | KEEPRITE | HMSV-A-CB | DLCMHBH24CAK |  | Mixed Ducted and Non-Ducted Indoor Units |  |  | 24000 | 22.05 |  | 12.5 | 10.35 |  | 24000 | 15900 | 66.25% | [8 empty] | Residential | 500 | No | 2
207643086 | Mini/Multi Split | KEEPRITE | HMSV-A-CB | DLCMHBH36DAK |  | Non-Ducted Indoor Units |  |  | 36000 | 20 |  | 12.5 | 10.8 |  | 36000 | 35000 | 97.22% | 36000 | 20 | 12.5 | 9.7 | 37000 | 36000 | 97.3% | 1.9 | Residential | 750 | Yes | 3 | Both
207643092 | Mini/Multi Split | KENMORE | HMSV-A-CB | DLCMRBH18BAK |  | Non-Ducted Indoor Units |  |  | 18000 | 21.5 |  | 12.5 | 10.6 |  | 19000 | 14400 | 75.79% | 18000 | 21 | 12.5 | 10.2 | 19000 |  |  |  | Residential | 375 | No | 1.5 | No
207643095 | Mini/Multi Split | KENMORE | HMSV-A-CB | DLCMHBH24CAK |  | Non-Ducted Indoor Units |  |  | 24000 | 23 |  | 12.5 | 10.2 |  | 24000 | 13300 | 55.42% | [8 empty] | Residential | 500 | No | 2
207643096 | Mini/Multi Split | KENMORE | HMSV-A-CB | DLCMHBH24CAK |  | Ducted Indoor Units |  |  | 24000 | 21.1 |  | 12.5 | 10.5 |  | 24000 | 18500 | 77.08% | [8 empty] | Residential | 500 | No | 2
207643097 | Mini/Multi Split | KENMORE | HMSV-A-CB | DLCMHBH24CAK |  | Mixed Ducted and Non-Ducted Indoor Units |  |  | 24000 | 22.05 |  | 12.5 | 10.35 |  | 24000 | 15900 | 66.25% | [8 empty] | Residential | 500 | No | 2
207643107 | Mini/Multi Split | KENMORE | HMSV-A-CB | DLCMHBH36DAK |  | Non-Ducted Indoor Units |  |  | 36000 | 20 |  | 12.5 | 10.8 |  | 36000 | 35000 | 97.22% | 36000 | 20 | 12.5 | 9.7 | 37000 | 36000 | 97.3% | 1.9 | Residential | 750 | Yes | 3 | Both
207643113 | Mini/Multi Split | MIDEA | HMSV-A-CB | DLCMRBH18BAK |  | Non-Ducted Indoor Units |  |  | 18000 | 21.5 |  | 12.5 | 10.6 |  | 19000 | 14400 | 75.79% | 18000 | 21 | 12.5 | 10.2 | 19000 |  |  |  | Residential | 375 | No | 1.5 | No
207643116 | Mini/Multi Split | MIDEA | HMSV-A-CB | DLCMHBH24CAK |  | Non-Ducted Indoor Units |  |  | 24000 | 23 |  | 12.5 | 10.2 |  | 24000 | 13300 | 55.42% | [8 empty] | Residential | 500 | No | 2
207643117 | Mini/Multi Split | MIDEA | HMSV-A-CB | DLCMHBH24CAK |  | Ducted Indoor Units |  |  | 24000 | 21.1 |  | 12.5 | 10.5 |  | 24000 | 18500 | 77.08% | [8 empty] | Residential | 500 | No | 2
207643118 | Mini/Multi Split | MIDEA | HMSV-A-CB | DLCMHBH24CAK |  | Mixed Ducted and Non-Ducted Indoor Units |  |  | 24000 | 22.05 |  | 12.5 | 10.35 |  | 24000 | 15900 | 66.25% | [8 empty] | Residential | 500 | No | 2
207643128 | Mini/Multi Split | MIDEA | HMSV-A-CB | DLCMHBH36DAK |  | Non-Ducted Indoor Units |  |  | 36000 | 20 |  | 12.5 | 10.8 |  | 36000 | 35000 | 97.22% | 36000 | 20 | 12.5 | 9.7 | 37000 | 36000 | 97.3% | 1.9 | Residential | 750 | Yes | 3 | Both
207643134 | Mini/Multi Split | TEMPSTAR | HMSV-A-CB | DLCMRBH18BAK |  | Non-Ducted Indoor Units |  |  | 18000 | 21.5 |  | 12.5 | 10.6 |  | 19000 | 14400 | 75.79% | 18000 | 21 | 12.5 | 10.2 | 19000 |  |  |  | Residential | 375 | No | 1.5 | No
207643137 | Mini/Multi Split | TEMPSTAR | HMSV-A-CB | DLCMHBH24CAK |  | Non-Ducted Indoor Units |  |  | 24000 | 23 |  | 12.5 | 10.2 |  | 24000 | 13300 | 55.42% | [8 empty] | Residential | 500 | No | 2
207643138 | Mini/Multi Split | TEMPSTAR | HMSV-A-CB | DLCMHBH24CAK |  | Ducted Indoor Units |  |  | 24000 | 21.1 |  | 12.5 | 10.5 |  | 24000 | 18500 | 77.08% | [8 empty] | Residential | 500 | No | 2
207643139 | Mini/Multi Split | TEMPSTAR | HMSV-A-CB | DLCMHBH24CAK |  | Mixed Ducted and Non-Ducted Indoor Units |  |  | 24000 | 22.05 |  | 12.5 | 10.35 |  | 24000 | 15900 | 66.25% | [8 empty] | Residential | 500 | No | 2
207643149 | Mini/Multi Split | TEMPSTAR | HMSV-A-CB | DLCMHBH36DAK |  | Non-Ducted Indoor Units |  |  | 36000 | 20 |  | 12.5 | 10.8 |  | 36000 | 35000 | 97.22% | 36000 | 20 | 12.5 | 9.7 | 37000 | 36000 | 97.3% | 1.9 | Residential | 750 | Yes | 3 | Both
207643155 | Mini/Multi Split | SMART COMFORT | HMSV-A-CB | DLCMRBH18BAK |  | Non-Ducted Indoor Units |  |  | 18000 | 21.5 |  | 12.5 | 10.6 |  | 19000 | 14400 | 75.79% | 18000 | 21 | 12.5 | 10.2 | 19000 |  |  |  | Residential | 375 | No | 1.5 | No
207643158 | Mini/Multi Split | SMART COMFORT | HMSV-A-CB | DLCMHBH24CAK |  | Non-Ducted Indoor Units |  |  | 24000 | 23 |  | 12.5 | 10.2 |  | 24000 | 13300 | 55.42% | [8 empty] | Residential | 500 | No | 2
207643159 | Mini/Multi Split | SMART COMFORT | HMSV-A-CB | DLCMHBH24CAK |  | Ducted Indoor Units |  |  | 24000 | 21.1 |  | 12.5 | 10.5 |  | 24000 | 18500 | 77.08% | [8 empty] | Residential | 500 | No | 2
207643160 | Mini/Multi Split | SMART COMFORT | HMSV-A-CB | DLCMHBH24CAK |  | Mixed Ducted and Non-Ducted Indoor Units |  |  | 24000 | 22.05 |  | 12.5 | 10.35 |  | 24000 | 15900 | 66.25% | [8 empty] | Residential | 500 | No | 2
207643170 | Mini/Multi Split | SMART COMFORT | HMSV-A-CB | DLCMHBH36DAK |  | Non-Ducted Indoor Units |  |  | 36000 | 20 |  | 12.5 | 10.8 |  | 36000 | 35000 | 97.22% | 36000 | 20 | 12.5 | 9.7 | 37000 | 36000 | 97.3% | 1.9 | Residential | 750 | Yes | 3 | Both
207643176 | Mini/Multi Split | AIRQUEST | HMSV-A-CB | DLCMRBH18BAK |  | Non-Ducted Indoor Units |  |  | 18000 | 21.5 |  | 12.5 | 10.6 |  | 19000 | 14400 | 75.79% | 18000 | 21 | 12.5 | 10.2 | 19000 |  |  |  | Residential | 375 | No | 1.5 | No
207643179 | Mini/Multi Split | AIRQUEST | HMSV-A-CB | DLCMHBH24CAK |  | Non-Ducted Indoor Units |  |  | 24000 | 23 |  | 12.5 | 10.2 |  | 24000 | 13300 | 55.42% | [8 empty] | Residential | 500 | No | 2
207643180 | Mini/Multi Split | AIRQUEST | HMSV-A-CB | DLCMHBH24CAK |  | Ducted Indoor Units |  |  | 24000 | 21.1 |  | 12.5 | 10.5 |  | 24000 | 18500 | 77.08% | [8 empty] | Residential | 500 | No | 2
207643181 | Mini/Multi Split | AIRQUEST | HMSV-A-CB | DLCMHBH24CAK |  | Mixed Ducted and Non-Ducted Indoor Units |  |  | 24000 | 22.05 |  | 12.5 | 10.35 |  | 24000 | 15900 | 66.25% | [8 empty] | Residential | 500 | No | 2
207643191 | Mini/Multi Split | AIRQUEST | HMSV-A-CB | DLCMHBH36DAK |  | Non-Ducted Indoor Units |  |  | 36000 | 20 |  | 12.5 | 10.8 |  | 36000 | 35000 | 97.22% | 36000 | 20 | 12.5 | 9.7 | 37000 | 36000 | 97.3% | 1.9 | Residential | 750 | Yes | 3 | Both
207645898 | Mini/Multi Split | MDV | HRCU-A-CB-O | MOD33-24HFN1-MT0W |  | Mini-Splits (Non-Ducted) | MSABE-24HRFN1-MU0W |  | 24000 | 21 |  | 12.5 | 10 |  | 26000 | 18000 | 69.23% | 24000 | 21 | 12.5 | 8.9 | 26000 |  |  |  | Residential | 500 | No | 2 | No
207645899 | Mini/Multi Split | KANIONco | HRCU-A-CB-O | KWSM-24IR410AHS23MV |  | Mini-Splits (Non-Ducted) | KWSM-24IR410AHS22MV |  | 24000 | 21 |  | 12.5 | 10 |  | 26000 | 18000 | 69.23% | 24000 | 21 | 12.5 | 8.9 | 26000 |  |  |  | Residential | 500 | No | 2 | No
207656960 | Mini/Multi Split | HITACHI | HRCU-A-CB-O | RAS-1.0PNNBDH1 |  | Mini-Splits (Non-Ducted) | RPK-1.0PNN1DH |  | 9000 | 23 |  | 14 | 11 |  | 9200 | 5800 | 63.04% | 9000 | 20 | 14 | 9.3 | 9200 | 7800 | 84.78% | 2.26 | Residential | 187.5 | Yes | 0.75 | Both
207656961 | Mini/Multi Split | HITACHI | HRCU-A-CB-O | RAS-1.5PNNBDH1 |  | Mini-Splits (Non-Ducted) | RPK-1.5PNN1DH |  | 12000 | 23 |  | 13.1 | 11 |  | 12000 | 8000 | 66.67% | 12000 | 21.5 | 13.1 | 9 | 12000 | 8500 | 70.83% | 1.88 | Residential | 250 | Yes | 1 | Both
207656962 | Mini/Multi Split | HITACHI | HRCU-A-CB-O | RAS-2.0PNNBDH1 |  | Mini-Splits (Non-Ducted) | RPK-2.0PNN1DH |  | 18000 | 23 |  | 13.1 | 11 |  | 19000 | 12000 | 63.16% | 18000 | 22 | 13.1 | 9.6 | 19000 | 13300 | 70% | 2.3 | Residential | 375 | Yes | 1.5 | Both
207657341 | Mini/Multi Split | PERFECTAIRE | HMSV-A-CB | 3PAMS36-HH-MZO4 |  | Non-Ducted Indoor Units |  |  | 36000 | 20 |  | 12.5 | 10.8 |  | 36000 | 35000 | 97.22% | 36000 | 20 | 12.5 | 9.7 | 37000 | 36000 | 97.3% | 1.9 | Residential | 750 | Yes | 3 | Both
207657347 | Mini/Multi Split | PERFECTAIRE | HMSV-A-CB | 3PAMSH18-MZO2 |  | Non-Ducted Indoor Units |  |  | 18000 | 21.5 |  | 12.5 | 10.6 |  | 19000 | 14400 | 75.79% | 18000 | 21 | 12.5 | 10.2 | 19000 |  |  |  | Residential | 375 | No | 1.5 | No
207657359 | Mini/Multi Split | KARDA | HMSV-A-CB | 3KARDA18MZ2 |  | Non-Ducted Indoor Units |  |  | 18000 | 21.5 |  | 12.5 | 10.6 |  | 19000 | 14400 | 75.79% | 18000 | 21 | 12.5 | 10.2 | 19000 |  |  |  | Residential | 375 | No | 1.5 | No
207657371 | Mini/Multi Split | FRUIKONAIRE | HRCU-A-CB | SIU-12DOR1 |  | Mini-Splits (Ducted) | SIU-12DIR1 |  | 12000 | 21.5 |  | 12.5 | 11.5 |  | 12000 | 9300 | 77.5% | 11500 | 19 | 11.7 | 10.3 | 12000 | 8400 | 70% | 2.26 | Residential | 240 | Yes | 0.96 | Both
207657372 | Mini/Multi Split | FRUIKONAIRE | HRCU-A-CB | SIU-18DOR1 |  | Mini-Splits (Ducted) | SIU-18DIR1 |  | 18000 | 20.5 |  | 12.5 | 11 |  | 20000 | 12600 | 63% | 17000 | 20 | 12.5 | 10.6 | 20000 |  |  |  | Residential | 355 | No | 1.42 | No
207657373 | Mini/Multi Split | FRUIKONAIRE | HRCU-A-CB | SIU-24DOR1 |  | Mini-Splits (Ducted) | SIU-24DIR1 |  | 24000 | 21.5 |  | 12.6 | 11.2 |  | 24600 | 20000 | 81.3% | 23000 | 19 | 12.5 | 11.2 | 25000 | 20000 | 80% | 2.3 | Residential | 480 | Yes | 1.92 | Both
207657379 | Mini/Multi Split | FUJITSU | HRCU-A-CB-O | AOUH30LUAH1 |  | Mini-Splits (Non-Ducted) | AUUH30LUAS |  | 28600 | 20.5 |  | 13.5 | 11.5 |  | 32000 | 19600 | 61.25% | 28600 | 22 | 13.5 | 11 | 32000 | 33000 | 103.1% | 1.76 | Residential | 595 | No | 2.38 | Both
207657380 | Mini/Multi Split | FUJITSU | HRCU-A-CB | AOUH30LUAH1 |  | Mini-Splits (Ducted) | ARUH30LUAS |  | 28600 | 18.5 |  | 12.5 | 10.4 |  | 32000 | 20400 | 63.75% | 28600 | 18.3 | 12 | 10 | 32000 | 33000 | 103.1% | 1.76 | Residential | 595 | No | 2.38 | Both
207657385 | Mini/Multi Split | COMFORT-AIRE | HRCU-A-CB-O | A-VMH06SV-1 |  | Mini-Splits (Non-Ducted) | B-VMH06SV-1 |  | 6000 | 26.5 |  | 15.8 | 14 |  | 7000 | 8500 | 121.4% | 6000 | 26.5 | 15.8 | 13.6 | 7000 | 7500 | 107.1% | 2.1 | Residential | 125 | Yes | 0.5 | Both
207657386 | Mini/Multi Split | COMFORT-AIRE | HRCU-A-CB-O | A-VMH09SV-1 |  | Mini-Splits (Non-Ducted) | B-VMH09SV-1 |  | 9000 | 28.1 |  | 16.2 | 13 |  | 11800 | 9500 | 80.51% | 9000 | 28.1 | 16.2 | 11.5 | 12000 | 10600 | 88.33% | 2 | Residential | 187.5 | Yes | 0.75 | Both
207657387 | Mini/Multi Split | COMFORT-AIRE | HRCU-A-CB-O | A-VMH12SV-1 |  | Mini-Splits (Non-Ducted) | B-VMH12SV-1 |  | 12000 | 25.5 |  | 14 | 13 |  | 12000 | 10000 | 83.33% | 12000 | 25.5 | 14 | 10.4 | 12000 | 12000 | 100% | 1.8 | Residential | 250 | Yes | 1 | Both
207657388 | Mini/Multi Split | COMFORT-AIRE | HRCU-A-CB-O | A-VMH18SV-1 |  | Mini-Splits (Non-Ducted) | B-VMH18SV-1 |  | 18000 | 21.5 |  | 12.5 | 13 |  | 18000 | 15000 | 83.33% | 18000 | 21.5 | 12.5 | 11.3 | 18000 | 18000 | 100% | 1.8 | Residential | 375 | Yes | 1.5 | Both
207657389 | Mini/Multi Split | COMFORT-AIRE | HRCU-A-CB-O | A-VMH24SV-1 |  | Mini-Splits (Non-Ducted) | B-VMH24SV-1 |  | 24000 | 21.5 |  | 13 | 12 |  | 29000 | 21200 | 73.1% | 24000 | 21.5 | 13 | 11.4 | 29000 | 25000 | 86.21% | 2.21 | Residential | 500 | Yes | 2 | Both
207657393 | Mini/Multi Split | KERR | HRCU-A-CB-O | A-KMH06SV-1 |  | Mini-Splits (Non-Ducted) | B-KMH06SV-1 |  | 6000 | 26.5 |  | 15.8 | 14 |  | 7000 | 8500 | 121.4% | 6000 | 26.5 | 15.8 | 13.6 | 7000 | 7500 | 107.1% | 2.1 | Residential | 125 | Yes | 0.5 | Both
207657394 | Mini/Multi Split | KERR | HRCU-A-CB-O | A-KMH09SV-1 |  | Mini-Splits (Non-Ducted) | B-KMH09SV-1 |  | 9000 | 28.1 |  | 16.2 | 13 |  | 11800 | 9500 | 80.51% | 9000 | 28.1 | 16.2 | 11.5 | 12000 | 10600 | 88.33% | 2 | Residential | 187.5 | Yes | 0.75 | Both
207657395 | Mini/Multi Split | KERR | HRCU-A-CB-O | A-KMH12SV-1 |  | Mini-Splits (Non-Ducted) | B-KMH12SV-1 |  | 12000 | 25.5 |  | 14 | 13 |  | 12000 | 10000 | 83.33% | 12000 | 25.5 | 14 | 10.4 | 12000 | 12000 | 100% | 1.8 | Residential | 250 | Yes | 1 | Both
207657396 | Mini/Multi Split | KERR | HRCU-A-CB-O | A-KMH18SV-1 |  | Mini-Splits (Non-Ducted) | B-KMH18SV-1 |  | 18000 | 21.5 |  | 12.5 | 13 |  | 18000 | 15000 | 83.33% | 18000 | 21.5 | 12.5 | 11.3 | 18000 | 18000 | 100% | 1.8 | Residential | 375 | Yes | 1.5 | Both
207657397 | Mini/Multi Split | KERR | HRCU-A-CB-O | A-KMH24SV-1 |  | Mini-Splits (Non-Ducted) | B-KMH24SV-1 |  | 24000 | 21.5 |  | 13 | 12 |  | 29000 | 21200 | 73.1% | 24000 | 21.5 | 13 | 11.4 | 29000 | 25000 | 86.21% | 2.21 | Residential | 500 | Yes | 2 | Both
207657599 | Mini/Multi Split | KERR | HMSV-A-CB | A-KMH18DV-1 |  | Non-Ducted Indoor Units |  |  | 19000 | 22 |  | 12.5 | 10.2 |  | 20000 | 15000 | 75% | 19000 | 22 | 12.5 | 9.8 | 20000 | 19700 | 98.5% | 1.9 | Residential | 395 | Yes | 1.58 | Both
207657601 | Mini/Multi Split | KERR | HMSV-A-CB | A-KMH28TV-1 |  | Non-Ducted Indoor Units |  |  | 28000 | 22.5 |  | 12.5 | 11.3 |  | 28000 | 26600 | 95% | 28000 | 23 | 12.5 | 10.6 | 28000 | 25000 | 89.29% | 1.8 | Residential | 582.5 | Yes | 2.33 | Both
207657604 | Mini/Multi Split | KERR | HMSV-A-CB | A-KMH36QV-1 |  | Non-Ducted Indoor Units |  |  | 36000 | 21.8 |  | 13.6 | 11 |  | 36400 | 33000 | 90.66% | 36000 | 22.2 | 13.6 | 10.3 | 37000 | 36000 | 97.3% | 1.9 | Residential | 750 | Yes | 3 | Both
207657610 | Mini/Multi Split | COMFORT-AIRE | HMSV-A-CB | A-VMH18DV-1 |  | Non-Ducted Indoor Units |  |  | 19000 | 22 |  | 12.5 | 10.2 |  | 20000 | 15000 | 75% | 19000 | 22 | 12.5 | 9.8 | 20000 | 19700 | 98.5% | 1.9 | Residential | 395 | Yes | 1.58 | Both
207657612 | Mini/Multi Split | COMFORT-AIRE | HMSV-A-CB | A-VMH28TV-1 |  | Non-Ducted Indoor Units |  |  | 28000 | 22.5 |  | 12.5 | 11.3 |  | 28000 | 26600 | 95% | 28000 | 23 | 12.5 | 10.6 | 28000 | 25000 | 89.29% | 1.8 | Residential | 582.5 | Yes | 2.33 | Both
207657615 | Mini/Multi Split | COMFORT-AIRE | HMSV-A-CB | A-VMH36QV-1 |  | Non-Ducted Indoor Units |  |  | 36000 | 21.8 |  | 13.6 | 11 |  | 36400 | 33000 | 90.66% | 36000 | 22.2 | 13.6 | 10.3 | 37000 | 36000 | 97.3% | 1.9 | Residential | 750 | Yes | 3 | Both
207657622 | Mini/Multi Split | Convectair | HMSV-A-CB | 8422-C36-O |  | Non-Ducted Indoor Units |  |  | 36000 | 21.8 |  | 13.6 | 11 |  | 36400 | 33000 | 90.66% | 36000 | 22.2 | 13.6 | 10.3 | 37000 | 36000 | 97.3% | 1.9 | Residential | 750 | Yes | 3 | Both
207657627 | Mini/Multi Split | SENVILLE | HRCU-A-CB-O | SENA/09HF/OQ |  | Mini-Splits (Non-Ducted) | SENA/09HF/IQ |  | 9000 | 28.1 |  | 16.2 | 13 |  | 11800 | 9500 | 80.51% | 9000 | 28.1 | 16.2 | 11.5 | 12000 | 10600 | 88.33% | 2 | Residential | 187.5 | Yes | 0.75 | Both
207657628 | Mini/Multi Split | SENVILLE | HRCU-A-CB-O | SENA/12HF/OQ |  | Mini-Splits (Non-Ducted) | SENA/12HF/IQ |  | 12000 | 25.5 |  | 14 | 13 |  | 12000 | 10000 | 83.33% | 12000 | 25.5 | 14 | 10.4 | 12000 | 12000 | 100% | 1.8 | Residential | 250 | Yes | 1 | Both
207657629 | Mini/Multi Split | SENVILLE | HRCU-A-CB-O | SENA/18HF/OQ |  | Mini-Splits (Non-Ducted) | SENA/18HF/IQ |  | 18000 | 21.5 |  | 12.5 | 13 |  | 18000 | 15000 | 83.33% | 18000 | 21.5 | 12.5 | 11.3 | 18000 | 18000 | 100% | 1.8 | Residential | 375 | Yes | 1.5 | Both
207657630 | Mini/Multi Split | SENVILLE | HRCU-A-CB-O | SENA/24HF/OQ |  | Mini-Splits (Non-Ducted) | SENA/24HF/IQ |  | 24000 | 21.5 |  | 13 | 12 |  | 29000 | 21200 | 73.1% | 24000 | 21.5 | 13 | 11.4 | 29000 | 25000 | 86.21% | 2.21 | Residential | 500 | Yes | 2 | Both
207658589 | Mini/Multi Split | MDV | HRCU-A-CB-O | MOX230-12HFN1-MV5W-L |  | Mini-Splits (Non-Ducted) | MSEPB-12HRFN1-MW5W(GA) |  | 12000 | 23.2 |  | 13.7 | 13.2 |  | 12000 | 9000 | 75% | 12000 | 24.6 | 13.7 | 10.7 | 12000 |  |  |  | Residential | 250 | No | 1 | No
207658590 | Mini/Multi Split | MDV | HRCU-A-CB-O | MOX430-18HFN1-MU0W-L |  | Mini-Splits (Non-Ducted) | MSEPC-18HRFN1-MU0W |  | 18000 | 22.6 |  | 12.5 | 12 |  | 19000 | 14900 | 78.42% | 18000 | 23.5 | 12.4 | 10.7 | 19000 |  |  |  | Residential | 375 | No | 1.5 | No
207658591 | Mini/Multi Split | MDV | HRCU-A-CB-O | MOD33-24HFN1-MT0W-L |  | Mini-Splits (Non-Ducted) | MSEPD-24HRFN1-MU0W |  | 24000 | 22 |  | 14 | 12 |  | 25000 | 16200 | 64.8% | 24000 | 22 | 14 | 9.9 | 25000 |  |  |  | Residential | 500 | No | 2 | No
207658593 | Mini/Multi Split | MDV | HRCU-A-CB | MOX230-12HFN1-MV5W-L |  | Mini-Splits (Ducted) | MTIU-12HWFN1-M |  | 12000 | 21.5 |  | 12.5 | 10.5 |  | 12000 | 9300 | 77.5% | 11500 | 18.8 | 11.7 | 10.3 | 12000 | 8400 | 70% | 2.26 | Residential | 240 | Yes | 0.96 | Both
207658594 | Mini/Multi Split | MDV | HRCU-A-CB | MOX430-18HFN1-MU0W-L |  | Mini-Splits (Ducted) | MTIU-18HWFN1-M |  | 17800 | 20.5 |  | 12.5 | 11 |  | 20000 | 12600 | 63% | 17000 | 20 | 12.3 | 10.5 | 20000 |  |  |  | Residential | 355 | No | 1.42 | No
207658595 | Mini/Multi Split | MDV | HRCU-A-CB | MOD33-24HFN1-MT0W-L |  | Mini-Splits (Ducted) | MTIU-24HWFN1-M |  | 24000 | 21.5 |  | 12.6 | 11.2 |  | 24600 | 20000 | 81.3% | 23000 | 19 | 12.3 | 11 | 25000 | 20000 | 80% | 2.3 | Residential | 480 | Yes | 1.92 | Both
207658597 | Mini/Multi Split | MDV | HRCU-A-CB-O | MOX230-12HFN1-MV5W-L |  | Mini-Splits (Non-Ducted) | MFAU-12HRFN1-M(C) |  | 12000 | 21.5 |  | 13 | 10 |  | 12000 | 9000 | 75% | 12000 | 22.7 | 13 | 10.2 | 12000 | 8400 | 70% | 2.26 | Residential | 250 | Yes | 1 | Both
207658598 | Mini/Multi Split | MDV | HRCU-A-CB-O | MOX430-18HFN1-MU0W-L |  | Mini-Splits (Non-Ducted) | MUEU-18HRFN1-M(C) |  | 18000 | 21.5 |  | 12.5 | 10.5 |  | 20000 | 12800 | 64% | 18000 | 23 | 12.5 | 9.9 | 20000 |  |  |  | Residential | 375 | No | 1.5 | No
207658599 | Mini/Multi Split | MDV | HRCU-A-CB-O | MOD33-24HFN1-MT0W-L |  | Mini-Splits (Non-Ducted) | MUEU-24HRFN1-M(C) |  | 24000 | 20 |  | 12.5 | 11.2 |  | 24000 | 16000 | 66.67% | 24000 | 21.2 | 12.5 | 10.2 | 24000 | 18200 | 75.83% | 2.2 | Residential | 500 | Yes | 2 | Both
207658601 | Mini/Multi Split | MDV | HRCU-A-CB-O | MOX230-12HFN1-MV5W-L |  | Mini-Splits (Non-Ducted) | MCA3U-12HRFN1-M(C) |  | 12000 | 22 |  | 14 | 10.6 |  | 12000 | 8900 | 74.17% | 11800 | 22.7 | 13.9 | 9.9 | 12000 |  |  |  | Residential | 245 | No | 0.98 | No
207658602 | Mini/Multi Split | MDV | HRCU-A-CB-O | MOX430-18HFN1-MU0W-L |  | Mini-Splits (Non-Ducted) | MCA3U-18HRFN1-M(C) |  | 16000 | 20.5 |  | 12.5 | 11 |  | 18500 | 12000 | 64.86% | 16000 | 20.5 | 12.5 | 10.4 | 19000 |  |  |  | Residential | 332.5 | No | 1.33 | No
207658603 | Mini/Multi Split | MDV | HRCU-A-CB-O | MOD33-24HFN1-MT0W-L |  | Mini-Splits (Non-Ducted) | MCD1-24HRFN1-MT0W(GA) |  | 24000 | 20.7 |  | 12.5 | 10 |  | 25000 | 19000 | 76% | 23600 | 21.5 | 12.3 | 9.6 | 26000 | 18500 | 71.15% | 2.2 | Residential | 492.5 | Yes | 1.97 | Both
207658605 | Mini/Multi Split | MDV | HRCU-A-CB-O | MOX330-09HFN1-MY5W-L |  | Mini-Splits (Non-Ducted) | MSEPB-09HRFN1-MY5W(GA) |  | 9000 | 28.1 |  | 16.2 | 12.5 |  | 11800 | 9500 | 80.51% | 9000 | 28.1 | 16.2 | 11.5 | 12000 | 10600 | 88.33% | 2 | Residential | 187.5 | Yes | 0.75 | Both
207658606 | Mini/Multi Split | MDV | HRCU-A-CB-O | MOX330-12HFN1-MW5W-L |  | Mini-Splits (Non-Ducted) | MSEPB-12HRFN1-MW5W(GA) |  | 12000 | 25.5 |  | 13.5 | 13 |  | 12000 | 10000 | 83.33% | 12000 | 25.5 | 13.5 | 10.4 | 12000 | 12000 | 100% | 1.8 | Residential | 250 | Yes | 1 | Both
207658607 | Mini/Multi Split | MDV | HRCU-A-CB-O | MOX430-17HFN1-MT0W-L |  | Mini-Splits (Non-Ducted) | MSEPC-18HRFN1-MU0W |  | 18000 | 21.5 |  | 12.5 | 13 |  | 18000 | 15000 | 83.33% | 18000 | 21.5 | 12.5 | 11.2 | 18000 | 18000 | 100% | 1.8 | Residential | 375 | Yes | 1.5 | Both
207658608 | Mini/Multi Split | MDV | HRCU-A-CB | MOX330-09HFN1-MY5W-L |  | Mini-Splits (Ducted) | MTIU-09HWFN1-M |  | 9000 | 23 |  | 14 | 12 |  | 10000 | 10100 | 101% | 8800 | 20.2 | 13.2 | 12 | 10000 | 10800 | 108% | 1.9 | Residential | 182.5 | Yes | 0.73 | Both
207658609 | Mini/Multi Split | MDV | HRCU-A-CB | MOX330-12HFN1-MW5W-L |  | Mini-Splits (Ducted) | MTIU-12HWFN1-M |  | 12000 | 21.5 |  | 13 | 11.5 |  | 12000 | 10600 | 88.33% | 11800 | 19.5 | 11.7 | 10 | 12500 | 12100 | 96.8% | 1.96 | Residential | 245 | Yes | 0.98 | Both
207658610 | Mini/Multi Split | MDV | HRCU-A-CB | MOX430-17HFN1-MT0W-L |  | Mini-Splits (Ducted) | MTIU-18HWFN1-M |  | 16500 | 19.6 |  | 12.5 | 11 |  | 19000 | 15000 | 78.95% | 17000 | 18 | 11.7 | 9.2 | 19000 | 17700 | 93.16% | 1.85 | Residential | 355 | Yes | 1.42 | Both
207658611 | Mini/Multi Split | MDV | HRCU-A-CB-O | MOX330-12HFN1-MW5W-L |  | Mini-Splits (Non-Ducted) | MFAU-12HRFN1-M(C) |  | 12000 | 23 |  | 13 | 11.5 |  | 12000 | 9600 | 80% | 12000 | 23.6 | 13 | 10 | 12000 | 12000 | 100% | 1.89 | Residential | 250 | Yes | 1 | Both
207658612 | Mini/Multi Split | MDV | HRCU-A-CB-O | MOX430-17HFN1-MT0W-L |  | Mini-Splits (Non-Ducted) | MUEU-18HRFN1-M(C) |  | 17000 | 20.2 |  | 12.5 | 10.5 |  | 18000 | 12000 | 66.67% | 17000 | 20.5 | 12.5 | 9.8 | 18000 | 16800 | 93.33% | 1.86 | Residential | 355 | Yes | 1.42 | Both
207658613 | Mini/Multi Split | MDV | HRCU-A-CB-O | MOX330-09HFN1-MY5W-L |  | Mini-Splits (Non-Ducted) | MCA3U-09HRFN1-M(C) |  | 9000 | 20.5 |  | 13 | 10.8 |  | 10000 | 9000 | 90% | 9000 | 20.5 | 13 | 10.2 | 9800 | 10000 | 102% | 1.8 | Residential | 187.5 | Yes | 0.75 | Both
207658614 | Mini/Multi Split | MDV | HRCU-A-CB-O | MOX330-12HFN1-MW5W-L |  | Mini-Splits (Non-Ducted) | MCA3U-12HRFN1-M(C) |  | 12000 | 21.5 |  | 12.7 | 10.6 |  | 12000 | 9900 | 82.5% | 12000 | 22.3 | 12.7 | 10.2 | 12000 | 11300 | 94.17% | 1.89 | Residential | 250 | Yes | 1 | Both
207658615 | Mini/Multi Split | MDV | HRCU-A-CB-O | MOX430-17HFN1-MT0W-L |  | Mini-Splits (Non-Ducted) | MCA3U-18HRFN1-M(C) |  | 16000 | 20 |  | 12.5 | 10.3 |  | 18000 | 15600 | 86.67% | 15700 | 20 | 12.5 | 9.5 | 17000 | 16000 | 94.12% | 1.75 | Residential | 327.5 | No | 1.31 | Both
207658616 | Mini/Multi Split | MDV | HMSV-A-CB | M3OJ-27HFN1-M-L |  | Non-Ducted Indoor Units |  |  | 28000 | 23.8 |  | 12.5 | 10.5 |  | 28000 | 21000 | 75% | 28000 | 24.6 | 12.7 | 9.3 | 28000 |  |  |  | Residential | 582.5 | No | 2.33 | No
207658914 | Mini/Multi Split | COMFORTSTAR | HRCU-A-CB-O | CGS09CA(O) |  | Mini-Splits (Non-Ducted) | CGS09CA(I) |  | 9000 | 21.5 |  | 12.5 | 10.3 |  | 10000 | 6300 | 63% | 9000 | 21.5 | 12.5 | 9.1 | 10000 | 7000 | 70% | 2.16 | Residential | 187.5 | Yes | 0.75 | Both
207658921 | Mini/Multi Split | COMFORTSTAR | HRCU-A-CB-O | CZP12CA(O) |  | Mini-Splits (Non-Ducted) | CHF12CA(I) |  | 12000 | 23 |  | 13 | 11.6 |  | 12100 | 8400 | 69.42% | 12000 | 23.5 | 13 | 10 | 12000 |  |  |  | Residential | 250 | No | 1 | No
207658922 | Mini/Multi Split | COMFORTSTAR | HRCU-A-CB-O | CZP09CD(O) |  | Mini-Splits (Non-Ducted) | CHF09CD(I) |  | 9000 | 25.5 |  | 15 | 12.2 |  | 10000 | 8500 | 85% | 9000 | 25.5 | 15 | 12.3 | 10000 | 7500 | 75% | 2.17 | Residential | 187.5 | Yes | 0.75 | Both
207658923 | Mini/Multi Split | COMFORTSTAR | HRCU-A-CB-O | CZP12CD(O) |  | Mini-Splits (Non-Ducted) | CHF12CD(I) |  | 12000 | 23.2 |  | 13.7 | 13.2 |  | 12000 | 9000 | 75% | 12000 | 24.6 | 13.7 | 10.7 | 12000 |  |  |  | Residential | 250 | No | 1 | No
207658924 | Mini/Multi Split | COMFORTSTAR | HRCU-A-CB-O | CZP18CD(O) |  | Mini-Splits (Non-Ducted) | CHF18CD(I) |  | 18000 | 22.6 |  | 12.5 | 12 |  | 19000 | 12700 | 66.84% | [8 empty] | Residential | 375 | No | 1.5
207658925 | Mini/Multi Split | COMFORTSTAR | HRCU-A-CB-O | CZP24CD(O) |  | Mini-Splits (Non-Ducted) | CHF24CD(I) |  | 24000 | 22 |  | 14 | 12 |  | 25000 | 16200 | 64.8% | 24000 | 22 | 14 | 10 | 25000 |  |  |  | Residential | 500 | No | 2 | No
207658926 | Mini/Multi Split | COMFORTSTAR | HRCU-A-CB-O | CHF09CD(O) |  | Mini-Splits (Non-Ducted) | CHF09CD(I) |  | 9000 | 28.1 |  | 16.2 | 13 |  | 11800 | 9500 | 80.51% | 9000 | 28.1 | 16.2 | 11.5 | 12000 | 10600 | 88.33% | 2 | Residential | 187.5 | Yes | 0.75 | Both
207658927 | Mini/Multi Split | COMFORTSTAR | HRCU-A-CB-O | CHF12CD(O) |  | Mini-Splits (Non-Ducted) | CHF12CD(I) |  | 12000 | 25.5 |  | 14 | 13 |  | 12000 | 10000 | 83.33% | 12000 | 25.5 | 14 | 10.4 | 12000 | 12000 | 100% | 1.8 | Residential | 250 | Yes | 1 | Both
207658928 | Mini/Multi Split | COMFORTSTAR | HRCU-A-CB-O | CHF18CD(O) |  | Mini-Splits (Non-Ducted) | CHF18CD(I) |  | 18000 | 21.5 |  | 12.5 | 13 |  | 18000 | 15000 | 83.33% | 18000 | 21.5 | 12.5 | 11.3 | 18000 | 18000 | 100% | 1.8 | Residential | 375 | Yes | 1.5 | Both
207658929 | Mini/Multi Split | COMFORTSTAR | HRCU-A-CB-O | CHF24CD(O) |  | Mini-Splits (Non-Ducted) | CHF24CD(I) |  | 24000 | 21.5 |  | 13 | 12 |  | 29000 | 21200 | 73.1% | 24000 | 21.5 | 13 | 11.4 | 29000 | 25000 | 86.21% | 2.21 | Residential | 500 | Yes | 2 | Both
207658930 | Mini/Multi Split | COMFORTSTAR | HRCU-A-CB | CZP09CD(O) |  | Mini-Splits (Ducted) | CPA-09B |  | 9000 | 21 |  | 13.5 | 11.5 |  | 10000 | 7700 | 77% | 9000 | 19.2 | 12.5 | 10.2 | 10000 | 8000 | 80% | 2.1 | Residential | 187.5 | Yes | 0.75 | Both
207658931 | Mini/Multi Split | COMFORTSTAR | HRCU-A-CB | CZP12CD(O) |  | Mini-Splits (Ducted) | CPA-12B |  | 12000 | 21.5 |  | 12.5 | 11.5 |  | 12000 | 9300 | 77.5% | 11500 | 19 | 11.7 | 10.3 | 12000 | 8400 | 70% | 2.26 | Residential | 240 | Yes | 0.96 | Both
207658932 | Mini/Multi Split | COMFORTSTAR | HRCU-A-CB | CZP18CD(O) |  | Mini-Splits (Ducted) | CPA-18B |  | 18000 | 20.5 |  | 12.5 | 11 |  | 20000 | 12600 | 63% | 17000 | 20 | 12.5 | 10.6 | 20000 |  |  |  | Residential | 355 | No | 1.42 | No
207658933 | Mini/Multi Split | COMFORTSTAR | HRCU-A-CB | CZP24CD(O) |  | Mini-Splits (Ducted) | CPA-24B |  | 24000 | 21.5 |  | 12.6 | 11.2 |  | 24600 | 20000 | 81.3% | 23000 | 19 | 12.5 | 11.2 | 25000 | 20000 | 80% | 2.3 | Residential | 480 | Yes | 1.92 | Both
207658937 | Mini/Multi Split | COMFORTSTAR | HRCU-A-CB | CHF09CD(O) |  | Mini-Splits (Ducted) | CPA-09C |  | 9000 | 23 |  | 14 | 12 |  | 10000 | 10100 | 101% | 9000 | 20.2 | 13.2 | 12 | 10000 | 10800 | 108% | 1.9 | Residential | 187.5 | Yes | 0.75 | Both
207658938 | Mini/Multi Split | COMFORTSTAR | HRCU-A-CB | CHF12CD(O) |  | Mini-Splits (Ducted) | CPA-12C |  | 12000 | 21.5 |  | 13 | 11.5 |  | 12000 | 10600 | 88.33% | 12000 | 19.5 | 11.7 | 10 | 12500 | 12100 | 96.8% | 1.96 | Residential | 250 | Yes | 1 | Both
207658939 | Mini/Multi Split | COMFORTSTAR | HRCU-A-CB | CHF18CD(O) |  | Mini-Splits (Ducted) | CPA-18C |  | 16500 | 19.6 |  | 12.5 | 11 |  | 19000 | 15000 | 78.95% | 17000 | 18 | 11.7 | 9.5 | 19000 | 17700 | 93.16% | 1.85 | Residential | 355 | Yes | 1.42 | Both
207658940 | Mini/Multi Split | COMFORTSTAR | HRCU-A-CB | CHF24CD(O) |  | Mini-Splits (Ducted) | CPA-24C |  | 24000 | 20.6 |  | 12.5 | 12.6 |  | 24600 | 21000 | 85.37% | 24000 | 19.2 | 12 | 10.5 | 25000 | 27000 | 108% | 2 | Residential | 500 | Yes | 2 | Both
207658943 | Mini/Multi Split | COMFORTSTAR | HRCU-A-CB-O | CZP09CD(O) |  | Mini-Splits (Non-Ducted) | TPA-09C |  | 9000 | 20 |  | 13 | 10.5 |  | 10000 | 7500 | 75% | 9000 | 20 | 13 | 10 | 10000 | 7400 | 74% | 1.9 | Residential | 187.5 | Yes | 0.75 | Both
207658944 | Mini/Multi Split | COMFORTSTAR | HRCU-A-CB-O | CZP12CD(O) |  | Mini-Splits (Non-Ducted) | TPA-12C |  | 12000 | 22 |  | 14 | 10.6 |  | 12000 | 8900 | 74.17% | 12000 | 22.7 | 14 | 10 | 12000 |  |  |  | Residential | 250 | No | 1 | No
207658945 | Mini/Multi Split | COMFORTSTAR | HRCU-A-CB-O | CZP18CD(O) |  | Mini-Splits (Non-Ducted) | TPA-18C |  | 16000 | 20.5 |  | 12.5 | 11 |  | 18500 | 12000 | 64.86% | 16000 | 20.5 | 12.5 | 10.5 | 19000 |  |  |  | Residential | 332.5 | No | 1.33 | No
207658946 | Mini/Multi Split | COMFORTSTAR | HRCU-A-CB-O | CZP24CD(O) |  | Mini-Splits (Non-Ducted) | TPA-24C |  | 24000 | 20.7 |  | 12.5 | 10.5 |  | 25000 | 19000 | 76% | 24000 | 21.5 | 12.5 | 9.7 | 25000 | 18500 | 74% | 2.2 | Residential | 500 | Yes | 2 | Both
207658949 | Mini/Multi Split | COMFORTSTAR | HRCU-A-CB-O | CHF09CD(O) |  | Mini-Splits (Non-Ducted) | TPA-09 |  | 9000 | 20.5 |  | 13 | 10.8 |  | 10000 | 9000 | 90% | 9000 | 20.5 | 13 | 10.3 | 9800 | 10000 | 102% | 1.8 | Residential | 187.5 | Yes | 0.75 | Both
207658950 | Mini/Multi Split | COMFORTSTAR | HRCU-A-CB-O | CHF12CD(O) |  | Mini-Splits (Non-Ducted) | TPA-12 |  | 12000 | 21.5 |  | 12.7 | 10.6 |  | 12000 | 9900 | 82.5% | 12000 | 22.3 | 12.7 | 10.2 | 12000 | 11300 | 94.17% | 1.89 | Residential | 250 | Yes | 1 | Both
207658951 | Mini/Multi Split | COMFORTSTAR | HRCU-A-CB-O | CHF18CD(O) |  | Mini-Splits (Non-Ducted) | TPA-18 |  | 16000 | 20 |  | 12.5 | 10.3 |  | 18000 | 15600 | 86.67% | 16000 | 20 | 12.5 | 9.5 | 17000 | 16000 | 94.12% | 1.75 | Residential | 332.5 | No | 1.33 | Both
207658955 | Mini/Multi Split | COMFORTSTAR | HRCU-A-CB-O | CZP18CD(O) |  | Mini-Splits (Non-Ducted) | FPA-18 |  | 18000 | 21.5 |  | 12.5 | 10.5 |  | 20000 | 12800 | 64% | 18000 | 23 | 12.5 | 10 | 20000 |  |  |  | Residential | 375 | No | 1.5 | No
207658956 | Mini/Multi Split | COMFORTSTAR | HRCU-A-CB-O | CZP24CD(O) |  | Mini-Splits (Non-Ducted) | FPA-24 |  | 24000 | 20 |  | 12.5 | 11.2 |  | 24000 | 16000 | 66.67% | 24000 | 21.2 | 12.5 | 10.3 | 24000 | 18200 | 75.83% | 2.2 | Residential | 500 | Yes | 2 | Both
207658960 | Mini/Multi Split | COMFORTSTAR | HRCU-A-CB-O | CHF18CD(O) |  | Mini-Splits (Non-Ducted) | FPA-18 |  | 17000 | 20.2 |  | 12.5 | 10.6 |  | 18000 | 12000 | 66.67% | 17000 | 20.5 | 12.5 | 9.8 | 18000 | 16800 | 93.33% | 1.86 | Residential | 355 | Yes | 1.42 | Both
207658964 | Mini/Multi Split | COMFORTSTAR | HMSV-A-CB | CMZ-18-2Z |  | Non-Ducted Indoor Units |  |  | 18000 | 22.5 |  | 13.3 | 10.6 |  | 19000 | 14300 | 75.26% | 18000 | 22.9 | 13.9 | 10.5 | 19000 |  |  |  | Residential | 375 | No | 1.5 | No
207658966 | Mini/Multi Split | COMFORTSTAR | HMSV-A-CB | CMZ-18-2Z |  | Mixed Ducted and Non-Ducted Indoor Units |  |  | 18000 | 20.75 |  | 12.65 | 10.7 |  | 19000 | 14500 | 76.32% | [8 empty] | Residential | 375 | No | 1.5 | No
207658967 | Mini/Multi Split | COMFORTSTAR | HMSV-A-CB | CMZ-27-3Z |  | Non-Ducted Indoor Units |  |  | 28000 | 23.8 |  | 12.5 | 10.5 |  | 28000 | 21000 | 75% | 28000 | 24.6 | 12.7 | 9.3 | 28000 |  |  |  | Residential | 582.5 | No | 2.33 | No
207658973 | Mini/Multi Split | COMFORTSTAR | HMSV-A-CB | CMZ-54-5Z |  | Non-Ducted Indoor Units |  |  | 48000 | 22.4 |  | 12.5 | 11 |  | 48000 | 34000 | 70.83% | 48000 | 23.4 | 12.5 | 8.7 | 48000 |  |  |  | Residential | 1000 | No | 4 | No
207658976 | Mini/Multi Split | COMFORTSTAR | HMSV-A-CB | CVH-18-2SH |  | Non-Ducted Indoor Units |  |  | 19000 | 22 |  | 12.5 | 10.2 |  | 20000 | 15000 | 75% | 19000 | 22 | 12.5 | 9.8 | 20000 | 19700 | 98.5% | 1.9 | Residential | 395 | Yes | 1.58 | Both
207658979 | Mini/Multi Split | COMFORTSTAR | HMSV-A-CB | CVH-27-3SH |  | Non-Ducted Indoor Units |  |  | 28000 | 22.5 |  | 12.5 | 11.3 |  | 28000 | 26600 | 95% | 28000 | 23 | 12.5 | 10.6 | 28000 | 25000 | 89.29% | 1.8 | Residential | 582.5 | Yes | 2.33 | Both
207658982 | Mini/Multi Split | COMFORTSTAR | HMSV-A-CB | CVH-36-4SH |  | Non-Ducted Indoor Units |  |  | 36000 | 21.8 |  | 13.6 | 11 |  | 36400 | 33000 | 90.66% | 36000 | 22.2 | 13.6 | 10.3 | 37000 | 36000 | 97.3% | 1.9 | Residential | 750 | Yes | 3 | Both
207658988 | Mini/Multi Split | DELTA | HRCU-A-CB-O | 37HL009J24(3C) |  | Mini-Splits (Non-Ducted) | 27WL009J24 |  | 9000 | 21.5 |  | 12.6 | 10 |  | 10000 | 6900 | 69% | 9000 | 21.7 | 12.6 | 9.1 | 10000 |  |  |  | Residential | 187.5 | No | 0.75 | No
207659284 | Mini/Multi Split | PREMIUM LEVELLA | HRCU-A-CB-O | PIAW92800B |  | Mini-Splits (Non-Ducted) | PIAW92790A |  | 9000 | 21.5 |  | 12.6 | 10 |  | 10000 | 6900 | 69% | 9000 | 21.7 | 12.6 | 9.1 | 10000 |  |  |  | Residential | 187.5 | No | 0.75 | No
207659290 | Mini/Multi Split | PREMIUM LEVELLA | HRCU-A-CB-O | PIAW92700B |  | Mini-Splits (Non-Ducted) | PIAW92690A |  | 9000 | 20.5 |  | 12.5 | 10 |  | 10000 | 6800 | 68% | 9000 | 21.5 | 12.5 | 9 | 10000 |  |  |  | Residential | 187.5 | No | 0.75 | No
207671396 | Mini/Multi Split | YONAN | HRCU-A-CB-O | YSA19-09HRN1B |  | Mini-Splits (Non-Ducted) | YSA19-09HRN1B |  | 9000 | 20.5 |  | 12.5 | 10 |  | 10000 | 6800 | 68% | 9000 | 21.5 | 12.5 | 9 | 10000 |  |  |  | Residential | 187.5 | No | 0.75 | No
207671398 | Mini/Multi Split | YONAN | HRCU-A-CB-O | YSA19-09HRN1 |  | Mini-Splits (Non-Ducted) | YSA19-09HRN1 |  | 9000 | 21.5 |  | 12.6 | 10 |  | 10000 | 6900 | 69% | 9000 | 21.7 | 12.6 | 9.1 | 10000 |  |  |  | Residential | 187.5 | No | 0.75 | No
207671402 | Mini/Multi Split | YONAN | HRCU-A-CB-O | YSA21-09HRN1B |  | Mini-Splits (Non-Ducted) | YSA21-09HRN1B |  | 9000 | 24 |  | 14 | 11.2 |  | 9800 | 6000 | 61.22% | 9000 | 24 | 14 | 9.6 | 10000 |  |  |  | Residential | 187.5 | No | 0.75 | No
207671403 | Mini/Multi Split | YONAN | HRCU-A-CB-O | YSA21-12HRN1B |  | Mini-Splits (Non-Ducted) | YSA21-12HRN1B |  | 12000 | 21.5 |  | 12.5 | 11.5 |  | 12000 | 8400 | 70% | 12000 | 22.7 | 12.5 | 10 | 12000 |  |  |  | Residential | 250 | No | 1 | No
207671404 | Mini/Multi Split | YONAN | HRCU-A-CB-O | YSA21-09HRN1 |  | Mini-Splits (Non-Ducted) | YSA21-09HRN1 |  | 9000 | 24 |  | 14 | 11.3 |  | 10000 | 8300 | 83% | 9000 | 24 | 14 | 11.4 | 10000 | 7800 | 78% | 2.18 | Residential | 187.5 | Yes | 0.75 | Both
207671405 | Mini/Multi Split | YONAN | HRCU-A-CB-O | YSA21-12HRN1 |  | Mini-Splits (Non-Ducted) | YSA21-12HRN1 |  | 12000 | 22 |  | 12.5 | 10.8 |  | 12000 | 8200 | 68.33% | 12000 | 23.1 | 12.5 | 9.3 | 12000 |  |  |  | Residential | 250 | No | 1 | No
207671406 | Mini/Multi Split | YONAN | HRCU-A-CB-O | YSA21-18HRN1 |  | Mini-Splits (Non-Ducted) | YSA21-18HRN1 |  | 18000 | 23.5 |  | 13.5 | 11 |  | 18000 | 14000 | 77.78% | 18000 | 23.7 | 13.5 | 10.3 | 18000 |  |  |  | Residential | 375 | No | 1.5 | No
207671407 | Mini/Multi Split | YONAN | HRCU-A-CB-O | YSA21-24HRN1 |  | Mini-Splits (Non-Ducted) | YSA21-24HRN1 |  | 24000 | 21 |  | 12.5 | 10 |  | 26000 | 18000 | 69.23% | 24000 | 21 | 12.5 | 8.9 | 26000 |  |  |  | Residential | 500 | No | 2 | No
207671408 | Mini/Multi Split | YONAN | HRCU-A-CB-O | YSA25-09HRN1 |  | Mini-Splits (Non-Ducted) | YSA25-09HRN1 |  | 9000 | 25.5 |  | 15 | 12.2 |  | 10000 | 8500 | 85% | 9000 | 25.5 | 15 | 12.3 | 10000 | 7500 | 75% | 2.17 | Residential | 187.5 | Yes | 0.75 | Both
207671409 | Mini/Multi Split | YONAN | HRCU-A-CB-O | YSA25-12HRN1 |  | Mini-Splits (Non-Ducted) | YSA25-12HRN1 |  | 12000 | 23.2 |  | 13.7 | 13.2 |  | 12000 | 9000 | 75% | 12000 | 24.6 | 13.7 | 10.7 | 12000 |  |  |  | Residential | 250 | No | 1 | No
207671410 | Mini/Multi Split | YONAN | HRCU-A-CB-O | YSA25-18HRN1 |  | Mini-Splits (Non-Ducted) | YSA25-18HRN1 |  | 18000 | 22.6 |  | 12.5 | 12 |  | 19000 | 14900 | 78.42% | 18000 | 23.5 | 12.5 | 10.8 | 19000 |  |  |  | Residential | 375 | No | 1.5 | No
207671411 | Mini/Multi Split | YONAN | HRCU-A-CB-O | YSA25-24HRN1 |  | Mini-Splits (Non-Ducted) | YSA25-24HRN1 |  | 24000 | 22 |  | 14 | 12 |  | 25000 | 16200 | 64.8% | 24000 | 22 | 14 | 10 | 25000 |  |  |  | Residential | 500 | No | 2 | No
207679242 | Mini/Multi Split | Mitsubishi Electric | HRCU-A-CB-O | MUZ-GS09NA*** |  | Mini-Splits (Non-Ducted) | MSZ-GS09NA*** |  | 9000 | 27 |  | 15.4 | 12.8 |  | 10900 | 6500 | 59.63% | 9000 | 28.4 | 15.4 | 10.9 | 10900 |  |  |  | Residential | 187.5 | No | 0.75
207679243 | Mini/Multi Split | Mitsubishi Electric | HRCU-A-CB-O | MUZ-GS12NA*** |  | Mini-Splits (Non-Ducted) | MSZ-GS12NA*** |  | 12000 | 23.1 |  | 13.05 | 13.2 |  | 14400 | 9000 | 62.5% | 12000 | 25.6 | 13.05 | 10.7 | 14400 |  |  |  | Residential | 250 | No | 1
207679244 | Mini/Multi Split | Mitsubishi Electric | HRCU-A-CB-O | MUZ-GS15NA*** |  | Mini-Splits (Non-Ducted) | MSZ-GS15NA*** |  | 14000 | 21.6 |  | 12.75 | 11.7 |  | 18000 | 12100 | 67.22% | 14000 | 21 | 12.75 | 11 | 18000 |  |  |  | Residential | 292.5 | No | 1.17
207679245 | Mini/Multi Split | Mitsubishi Electric | HRCU-A-CB-O | MUZ-GS18NA*** |  | Mini-Splits (Non-Ducted) | MSZ-GS18NA*** |  | 18000 | 20.5 |  | 13.45 | 12 |  | 21600 | 13300 | 61.57% | 18000 | 21.5 | 13.45 | 10.3 | 21600 |  |  |  | Residential | 375 | No | 1.5
207679246 | Mini/Multi Split | Mitsubishi Electric | HRCU-A-CB-O | MUZ-GS24NA*** |  | Mini-Splits (Non-Ducted) | MSZ-GS24NA*** |  | 22400 | 20.5 |  | 12.55 | 11.3 |  | 27600 | 17600 | 63.77% | 22400 | 21.5 | 12.6 | 10.3 | 27600 |  |  |  | Residential | 467.5 | No | 1.87
207679247 | Mini/Multi Split | Mitsubishi Electric | HRCU-A-CB-O | MUZ-GS09NAH*** |  | Mini-Splits (Non-Ducted) | MSZ-GS09NA*** |  | 9000 | 27 |  | 15.4 | 11.9 |  | 10900 | 6500 | 59.63% | 9000 | 28.4 | 15.4 | 10.2 | 10900 |  |  |  | Residential | 187.5 | No | 0.75
207679248 | Mini/Multi Split | Mitsubishi Electric | HRCU-A-CB-O | MUZ-GS12NAH*** |  | Mini-Splits (Non-Ducted) | MSZ-GS12NA*** |  | 12000 | 23.1 |  | 13.05 | 12.5 |  | 14400 | 9000 | 62.5% | 12000 | 25.6 | 13.05 | 10 | 14400 |  |  |  | Residential | 250 | No | 1
207679249 | Mini/Multi Split | Mitsubishi Electric | HRCU-A-CB-O | MUZ-GS15NAH*** |  | Mini-Splits (Non-Ducted) | MSZ-GS15NA*** |  | 14000 | 21.6 |  | 12.75 | 11 |  | 18000 | 12100 | 67.22% | 14000 | 21 | 12.75 | 10.4 | 18000 |  |  |  | Residential | 292.5 | No | 1.17
207679250 | Mini/Multi Split | Mitsubishi Electric | HRCU-A-CB-O | MUZ-GS18NAH*** |  | Mini-Splits (Non-Ducted) | MSZ-GS18NA*** |  | 18000 | 20.5 |  | 13.45 | 11.7 |  | 21600 | 13300 | 61.57% | 18000 | 21.5 | 13.45 | 10 | 21600 |  |  |  | Residential | 375 | No | 1.5
207679251 | Mini/Multi Split | Mitsubishi Electric | HRCU-A-CB-O | MUZ-GS24NAH*** |  | Mini-Splits (Non-Ducted) | MSZ-GS24NA*** |  | 22400 | 20.5 |  | 12.55 | 11 |  | 27600 | 17600 | 63.77% | 22400 | 21.5 | 12.6 | 10.1 | 27600 |  |  |  | Residential | 467.5 | No | 1.87
207679252 | Mini/Multi Split | Mitsubishi Electric | HRCU-A-CB-O | MUZ-GS09NAHZ*** |  | Mini-Splits (Non-Ducted) | MSZ-GS09NA*** |  | 9000 | 27 |  | 15.4 | 11.8 |  | 9600 | 5700 | 59.38% | 9000 | 28.4 | 15.4 | 9.6 | 9600 |  |  |  | Residential | 187.5 | No | 0.75
207679253 | Mini/Multi Split | Mitsubishi Electric | HRCU-A-CB-O | MUZ-GS12NAHZ*** |  | Mini-Splits (Non-Ducted) | MSZ-GS12NA*** |  | 12000 | 23.1 |  | 13.05 | 12.4 |  | 12300 | 7600 | 61.79% | 12000 | 21.7 | 13.05 | 9.6 | 12300 |  |  |  | Residential | 250 | No | 1
207679254 | Mini/Multi Split | Mitsubishi Electric | HRCU-A-CB-O | MUZ-GS15NAHZ*** |  | Mini-Splits (Non-Ducted) | MSZ-GS15NA*** |  | 14000 | 21.6 |  | 12.75 | 11.5 |  | 14000 | 8700 | 62.14% | 14000 | 21 | 12.75 | 9.4 | 14000 |  |  |  | Residential | 292.5 | No | 1.17
207679255 | Mini/Multi Split | Mitsubishi Electric | HRCU-A-CB-O | MUZ-GS18NAHZ*** |  | Mini-Splits (Non-Ducted) | MSZ-GS18NA*** |  | 18000 | 20.5 |  | 13.45 | 11.2 |  | 19000 | 11700 | 61.58% | 18000 | 21.5 | 13.45 | 9.6 | 19000 |  |  |  | Residential | 375 | No | 1.5
207679256 | Mini/Multi Split | Mitsubishi Electric | HRCU-A-CB-O | MUZ-GS24NAHZ*** |  | Mini-Splits (Non-Ducted) | MSZ-GS24NA*** |  | 22400 | 20.5 |  | 12.55 | 12 |  | 21200 | 13300 | 62.74% | 22400 | 21.5 | 12.6 | 9 | 21200 |  |  |  | Residential | 467.5 | No | 1.87
207683230 | Mini/Multi Split | NAPOLEON | HRCU-A-CB-O | NDHAS22-12-O |  | Mini-Splits (Non-Ducted) | NDHAS22-12-I |  | 12000 | 22.2 |  | 13 | 11 |  | 12000 | 10000 | 83.33% | 12000 | 23.1 | 13 | 10.8 | 12000 | 8400 | 70% | 2.41 | Residential | 250 | Yes | 1 | Both
207683231 | Mini/Multi Split | NAPOLEON | HRCU-A-CB-O | NDHAS22-18-O |  | Mini-Splits (Non-Ducted) | NDHAS22-18-I |  | 18000 | 24 |  | 13.5 | 11.6 |  | 18000 | 14100 | 78.33% | 18000 | 24 | 13.5 | 10.5 | 18000 | 12800 | 71.11% | 2.44 | Residential | 375 | Yes | 1.5 | Both
207683232 | Mini/Multi Split | NAPOLEON | HRCU-A-CB-O | NDHAS22-24-O |  | Mini-Splits (Non-Ducted) | NDHAS22-24-I |  | 24000 | 21 |  | 13 | 10 |  | 26000 | 17400 | 66.92% | 24000 | 21 | 13 | 8.5 | 26000 |  |  |  | Residential | 500 | No | 2 | No
207683233 | Mini/Multi Split | NAPOLEON | HRCU-A-CB-O | NDHAS26-09-O |  | Mini-Splits (Non-Ducted) | NDHAS26-09-I |  | 9000 | 28.1 |  | 16.2 | 13 |  | 11800 | 9500 | 80.51% | 9000 | 28.1 | 16.2 | 11.5 | 12000 | 10600 | 88.33% | 2 | Residential | 187.5 | Yes | 0.75 | Both
207683234 | Mini/Multi Split | NAPOLEON | HRCU-A-CB-O | NDHAS26-12-O |  | Mini-Splits (Non-Ducted) | NDHAS26-12-I |  | 12000 | 25.5 |  | 14 | 13 |  | 12000 | 10000 | 83.33% | 12000 | 25.5 | 14 | 10.4 | 12000 | 12000 | 100% | 1.8 | Residential | 250 | Yes | 1 | Both
207683235 | Mini/Multi Split | NAPOLEON | HRCU-A-CB-O | NDHAS26-18-O |  | Mini-Splits (Non-Ducted) | NDHAS26-18-I |  | 18000 | 21.5 |  | 12.5 | 13 |  | 18000 | 15000 | 83.33% | 18000 | 21.5 | 12.5 | 11.3 | 18000 | 18000 | 100% | 1.8 | Residential | 375 | Yes | 1.5 | Both
207683236 | Mini/Multi Split | NAPOLEON | HRCU-A-CB-O | NDHAS26-24-O |  | Mini-Splits (Non-Ducted) | NDHAS26-24-I |  | 24000 | 21.5 |  | 13 | 12 |  | 29000 | 21200 | 73.1% | 24000 | 21.5 | 13 | 11.4 | 29000 | 25000 | 86.21% | 2.21 | Residential | 500 | Yes | 2 | Both
207683241 | Mini/Multi Split | NAPOLEON | HMSV-A-CB | NDHAM-36-O |  | Non-Ducted Indoor Units |  |  | 36000 | 20 |  | 12.5 | 10.8 |  | 36000 | 35000 | 97.22% | 36000 | 20 | 12.5 | 9.7 | 37000 | 36000 | 97.3% | 1.9 | Residential | 750 | Yes | 3 | Both
207683249 | Mini/Multi Split | CanAir | HRCU-A-CB-O | C22SCH09H11 |  | Mini-Splits (Non-Ducted) | C22SEH09H11 |  | 9000 | 20.5 |  | 12.5 | 10 |  | 10000 | 6800 | 68% | 9000 | 21.5 | 12.5 | 9 | 10000 |  |  |  | Residential | 187.5 | No | 0.75 | No
207683251 | Mini/Multi Split | CanAir | HRCU-A-CB-O | C22SCH09H21 |  | Mini-Splits (Non-Ducted) | C22SEH09H21 |  | 9000 | 21.5 |  | 12.6 | 10 |  | 10000 | 6900 | 69% | 9000 | 21.7 | 12.6 | 9.1 | 10000 |  |  |  | Residential | 187.5 | No | 0.75 | No
207683255 | Mini/Multi Split | CanAir | HRCU-A-CB-O | C28SCH06H21 |  | Mini-Splits (Non-Ducted) | C28SEH06H21 |  | 6000 | 26.5 |  | 15.8 | 14 |  | 7000 | 8500 | 121.4% | 6000 | 26.5 | 15.8 | 13.6 | 7000 | 7500 | 107.1% | 2.1 | Residential | 125 | Yes | 0.5 | Both
207683256 | Mini/Multi Split | CanAir | HRCU-A-CB-O | C28SCH09H21 |  | Mini-Splits (Non-Ducted) | C28SEH09H21 |  | 9000 | 28.1 |  | 16.2 | 13 |  | 11800 | 9500 | 80.51% | 9000 | 28.1 | 16.2 | 11.5 | 12000 | 10600 | 88.33% | 2 | Residential | 187.5 | Yes | 0.75 | Both
207683257 | Mini/Multi Split | CanAir | HRCU-A-CB-O | C28SCH12H21 |  | Mini-Splits (Non-Ducted) | C28SEH12H21 |  | 12000 | 25.5 |  | 14 | 13 |  | 12000 | 10000 | 83.33% | 12000 | 25.5 | 14 | 10.4 | 12000 | 12000 | 100% | 1.8 | Residential | 250 | Yes | 1 | Both
207683258 | Mini/Multi Split | CanAir | HRCU-A-CB-O | C28SCH18H21 |  | Mini-Splits (Non-Ducted) | C28SEH18H21 |  | 18000 | 21.5 |  | 12.5 | 13 |  | 18000 | 15000 | 83.33% | 18000 | 21.5 | 12.5 | 11.3 | 18000 | 18000 | 100% | 1.8 | Residential | 375 | Yes | 1.5 | Both
207683259 | Mini/Multi Split | CanAir | HRCU-A-CB-O | C28SCH24H21 |  | Mini-Splits (Non-Ducted) | C28SEH24H21 |  | 24000 | 21.5 |  | 13 | 12 |  | 29000 | 21200 | 73.1% | 24000 | 21.5 | 13 | 11.4 | 29000 | 25000 | 86.21% | 2.21 | Residential | 500 | Yes | 2 | Both
207683262 | Mini/Multi Split | CanAir | HMSV-A-CB | C28MC218H21 |  | Non-Ducted Indoor Units |  |  | 18000 | 22.5 |  | 13.3 | 10.6 |  | 19000 | 14300 | 75.26% | 18000 | 22.9 | 13.9 | 10.5 | 19000 |  |  |  | Residential | 375 | No | 1.5 | No
207683264 | Mini/Multi Split | CanAir | HMSV-A-CB | C28MC218H21 |  | Mixed Ducted and Non-Ducted Indoor Units |  |  | 18000 | 20.75 |  | 12.65 | 10.7 |  | 19000 | 14500 | 76.32% | [8 empty] | Residential | 375 | No | 1.5 | No
207683265 | Mini/Multi Split | CanAir | HMSV-A-CB | C28MC324H21 |  | Non-Ducted Indoor Units |  |  | 24000 | 24.1 |  | 13.1 | 11 |  | 25000 | 20400 | 81.6% | 24000 | 24.6 | 13.4 | 10 | 25000 | 18500 | 74% | 1.9 | Residential | 500 | Yes | 2 | Both
207683266 | Mini/Multi Split | CanAir | HMSV-A-CB | C28MC324H21 |  | Ducted Indoor Units |  |  | 24000 | 21.1 |  | 12.5 | 10.5 |  | 24000 | 21600 | 90% | 24000 | 21.3 | 12.5 | 9.7 | 24000 | 18000 | 75% | 1.9 | Residential | 500 | Yes | 2 | Both
207683267 | Mini/Multi Split | CanAir | HMSV-A-CB | C28MC324H21 |  | Mixed Ducted and Non-Ducted Indoor Units |  |  | 24000 | 22.6 |  | 12.8 | 10.75 |  | 24400 | 21000 | 86.07% | [5 empty] | 18200 |  | 1.9 | Residential | 500 | No | 2 | Both
207683471 | Mini/Multi Split | MIDEA | HMSV-A-CB | MMCMRAQ18BA3 |  | Non-Ducted Indoor Units |  |  | 18000 | 22.5 |  | 13.3 | 10.6 |  | 19000 | 14300 | 75.26% | 18000 | 22.9 | 13.9 | 10.5 | 19000 |  |  |  | Residential | 375 | No | 1.5 | No
207683473 | Mini/Multi Split | MIDEA | HMSV-A-CB | MMCMRAQ18BA3 |  | Mixed Ducted and Non-Ducted Indoor Units |  |  | 18000 | 20.75 |  | 12.65 | 10.7 |  | 19000 | 14500 | 76.32% | [8 empty] | Residential | 375 | No | 1.5 | No
207683474 | Mini/Multi Split | MIDEA | HMSV-A-CB | MMCMHAQ24CA3 |  | Non-Ducted Indoor Units |  |  | 24000 | 24.1 |  | 13.1 | 11 |  | 25000 | 20400 | 81.6% | 24000 | 24.6 | 13.4 | 10 | 25000 | 18500 | 74% | 1.9 | Residential | 500 | Yes | 2 | Both
207683475 | Mini/Multi Split | MIDEA | HMSV-A-CB | MMCMHAQ24CA3 |  | Ducted Indoor Units |  |  | 24000 | 21.1 |  | 12.5 | 10.5 |  | 24000 | 21600 | 90% | 24000 | 21.3 | 12.5 | 9.7 | 24000 | 18000 | 75% | 1.9 | Residential | 500 | Yes | 2 | Both
207683476 | Mini/Multi Split | MIDEA | HMSV-A-CB | MMCMHAQ24CA3 |  | Mixed Ducted and Non-Ducted Indoor Units |  |  | 24000 | 22.6 |  | 12.8 | 10.75 |  | 24400 | 21000 | 86.07% | [5 empty] | 18200 |  | 1.9 | Residential | 500 | No | 2 | Both
207683477 | Mini/Multi Split | MIDEA | HMSV-A-CB | MMCMHAQ30DA3 |  | Non-Ducted Indoor Units |  |  | 30000 | 25 |  | 12.5 | 11.3 |  | 30000 | 29000 | 96.67% | 30000 | 26 | 13 | 9.8 | 30000 | 25200 | 84% | 1.8 | Residential | 625 | Yes | 2.5 | Both
207683486 | Mini/Multi Split | MIDEA | HMSV-A-CB | MMCMHAQ36DA3 |  | Non-Ducted Indoor Units |  |  | 36000 | 21.8 |  | 13.6 | 11 |  | 36400 | 33000 | 90.66% | 36000 | 22.2 | 13.6 | 10.3 | 37000 | 36000 | 97.3% | 1.9 | Residential | 750 | Yes | 3 | Both
207683488 | Mini/Multi Split | MIDEA | HMSV-A-CB | MMCMRAQ48EA3 |  | Non-Ducted Indoor Units |  |  | 48000 | 22.4 |  | 12.5 | 11 |  | 48000 | 34000 | 70.83% | 48000 | 23.4 | 12.5 | 8.7 | 48000 |  |  |  | Residential | 1000 | No | 4 | No
207683496 | Mini/Multi Split | LENNOX | HRCU-A-CB-O | MPC012S4S-1L |  | Mini-Splits (Non-Ducted) | MWMC012S4-1L |  | 12000 | 23 |  | 13 | 11.6 |  | 12100 | 8400 | 69.42% | 12000 | 23.5 | 13 | 10 | 12000 |  |  |  | Residential | 250 | No | 1 | No
207683497 | Mini/Multi Split | LENNOX | HRCU-A-CB-O | MPC009S4S-1P |  | Mini-Splits (Non-Ducted) | MWMC009S4-1P |  | 9000 | 25.5 |  | 15 | 12.2 |  | 10000 | 8500 | 85% | 9000 | 25.5 | 15 | 12.3 | 10000 | 7500 | 75% | 2.17 | Residential | 187.5 | Yes | 0.75 | Both
207683498 | Mini/Multi Split | LENNOX | HRCU-A-CB-O | MPC012S4S-1P |  | Mini-Splits (Non-Ducted) | MWMC012S4-1P |  | 12000 | 23.2 |  | 13.7 | 13.2 |  | 12000 | 9000 | 75% | 12000 | 24.6 | 13.7 | 10.7 | 12000 |  |  |  | Residential | 250 | No | 1 | No
207683499 | Mini/Multi Split | LENNOX | HRCU-A-CB-O | MPC018S4S-1P |  | Mini-Splits (Non-Ducted) | MWMC018S4-1P |  | 18000 | 22.6 |  | 12.5 | 12 |  | 19000 | 14900 | 78.42% | 18000 | 23.5 | 12.4 | 10.7 | 19000 |  |  |  | Residential | 375 | No | 1.5 | No
207683500 | Mini/Multi Split | LENNOX | HRCU-A-CB-O | MPC024S4S-1P |  | Mini-Splits (Non-Ducted) | MWMC024S4-1P |  | 24000 | 22 |  | 14 | 12 |  | 25000 | 16200 | 64.8% | 24000 | 22 | 14 | 9.9 | 25000 |  |  |  | Residential | 500 | No | 2 | No
207683503 | Mini/Multi Split | LENNOX | HRCU-A-CB | MPC009S4S-1P |  | Mini-Splits (Ducted) | MMDB009S4-2P |  | 9000 | 21 |  | 13.5 | 11.5 |  | 10000 | 7700 | 77% | 9000 | 19.2 | 12.5 | 10.2 | 10000 | 8000 | 80% | 2.1 | Residential | 187.5 | Yes | 0.75 | Both
207683504 | Mini/Multi Split | LENNOX | HRCU-A-CB | MPC012S4S-1P |  | Mini-Splits (Ducted) | MMDB012S4-2P |  | 12000 | 21.5 |  | 12.5 | 10.5 |  | 12000 | 9300 | 77.5% | 11500 | 18.8 | 11.7 | 10.3 | 12000 | 8400 | 70% | 2.26 | Residential | 240 | Yes | 0.96 | Both
207683505 | Mini/Multi Split | LENNOX | HRCU-A-CB | MPC018S4S-1P |  | Mini-Splits (Ducted) | MMDB018S4-2P |  | 17800 | 20.5 |  | 12.5 | 11 |  | 20000 | 12600 | 63% | 17000 | 20 | 12.3 | 10.5 | 20000 |  |  |  | Residential | 355 | No | 1.42 | No
207683506 | Mini/Multi Split | LENNOX | HRCU-A-CB | MPC024S4S-1P |  | Mini-Splits (Ducted) | MMDB024S4-2P |  | 24000 | 21.5 |  | 12.6 | 11.2 |  | 24600 | 20000 | 81.3% | 23000 | 19 | 12.3 | 11 | 25000 | 20000 | 80% | 2.3 | Residential | 480 | Yes | 1.92 | Both
207683509 | Mini/Multi Split | LENNOX | HRCU-A-CB-O | MPC012S4S-1P |  | Mini-Splits (Non-Ducted) | MFMA012S4-1P |  | 12000 | 21.5 |  | 13 | 10 |  | 12000 | 9000 | 75% | 12000 | 22.7 | 13 | 10.2 | 12000 | 8400 | 70% | 2.26 | Residential | 250 | Yes | 1 | Both
207683510 | Mini/Multi Split | LENNOX | HRCU-A-CB-O | MPC018S4S-1P |  | Mini-Splits (Non-Ducted) | MCFB018S4-2P |  | 18000 | 21.5 |  | 12.5 | 10.5 |  | 20000 | 12800 | 64% | 18000 | 23 | 12.5 | 9.9 | 20000 |  |  |  | Residential | 375 | No | 1.5 | No
207683511 | Mini/Multi Split | LENNOX | HRCU-A-CB-O | MPC024S4S-1P |  | Mini-Splits (Non-Ducted) | MCFA024S4-2P |  | 24000 | 20 |  | 12.5 | 11.2 |  | 24000 | 16000 | 66.67% | 24000 | 21.2 | 12.5 | 10.2 | 24000 | 18200 | 75.83% | 2.2 | Residential | 500 | Yes | 2 | Both
207683514 | Mini/Multi Split | LENNOX | HRCU-A-CB-O | MPC009S4S-1P |  | Mini-Splits (Non-Ducted) | M22A009S4-2P |  | 9000 | 20 |  | 13 | 10.5 |  | 10000 | 7500 | 75% | 9000 | 20 | 13 | 10 | 10000 | 7400 | 74% | 1.9 | Residential | 187.5 | Yes | 0.75 | Both
207683515 | Mini/Multi Split | LENNOX | HRCU-A-CB-O | MPC012S4S-1P |  | Mini-Splits (Non-Ducted) | M22A012S4-2P |  | 12000 | 22 |  | 14 | 10.6 |  | 12000 | 8900 | 74.17% | 11800 | 22.7 | 13.9 | 9.9 | 12000 |  |  |  | Residential | 245 | No | 0.98 | No
207683516 | Mini/Multi Split | LENNOX | HRCU-A-CB-O | MPC018S4S-1P |  | Mini-Splits (Non-Ducted) | M22A018S4-2P |  | 16000 | 20.5 |  | 12.5 | 11 |  | 18500 | 12000 | 64.86% | 16000 | 20.5 | 12.5 | 10.4 | 19000 |  |  |  | Residential | 332.5 | No | 1.33 | No
207683517 | Mini/Multi Split | LENNOX | HRCU-A-CB-O | MPC024S4S-1P |  | Mini-Splits (Non-Ducted) | M33C024S4-1P |  | 24000 | 20.7 |  | 12.5 | 10 |  | 25000 | 19000 | 76% | 23600 | 21.5 | 12.3 | 9.6 | 26000 | 18500 | 71.15% | 2.2 | Residential | 492.5 | Yes | 1.97 | Both
207683520 | Mini/Multi Split | LENNOX | HRCU-A-CB-O | MLB009S4S-1P |  | Mini-Splits (Non-Ducted) | MWMC009S4-1P |  | 9000 | 28.1 |  | 16.2 | 12.5 |  | 11800 | 9500 | 80.51% | 9000 | 28.1 | 16.2 | 11.5 | 12000 | 10600 | 88.33% | 2 | Residential | 187.5 | Yes | 0.75 | Both
207683521 | Mini/Multi Split | LENNOX | HRCU-A-CB-O | MLB012S4S-1P |  | Mini-Splits (Non-Ducted) | MWMC012S4-1P |  | 12000 | 25.5 |  | 13.5 | 13 |  | 12000 | 10000 | 83.33% | 12000 | 25.5 | 13.5 | 10.4 | 12000 | 12000 | 100% | 1.8 | Residential | 250 | Yes | 1 | Both
207683522 | Mini/Multi Split | LENNOX | HRCU-A-CB-O | MLB018S4S-1P |  | Mini-Splits (Non-Ducted) | MWMC018S4-1P |  | 18000 | 21.5 |  | 12.5 | 13 |  | 18000 | 15000 | 83.33% | 18000 | 21.5 | 12.5 | 11.2 | 18000 | 18000 | 100% | 1.8 | Residential | 375 | Yes | 1.5 | Both
207683523 | Mini/Multi Split | LENNOX | HRCU-A-CB-O | MLB024S4S-1P |  | Mini-Splits (Non-Ducted) | MWMC024S4-1P |  | 24000 | 21.5 |  | 13 | 12 |  | 29000 | 21200 | 73.1% | 24000 | 21.5 | 13 | 11.4 | 29000 | 25000 | 86.21% | 2.21 | Residential | 500 | Yes | 2 | Both
207683524 | Mini/Multi Split | LENNOX | HRCU-A-CB | MLB009S4S-1P |  | Mini-Splits (Ducted) | MMDB009S4-2P |  | 9000 | 23 |  | 14 | 12 |  | 10000 | 10100 | 101% | 8800 | 20.2 | 13.2 | 12 | 10000 | 10800 | 108% | 1.9 | Residential | 182.5 | Yes | 0.73 | Both
207683525 | Mini/Multi Split | LENNOX | HRCU-A-CB | MLB012S4S-1P |  | Mini-Splits (Ducted) | MMDB012S4-2P |  | 12000 | 21.5 |  | 13 | 11.5 |  | 12000 | 10600 | 88.33% | 11800 | 19.5 | 11.7 | 10 | 12500 | 12100 | 96.8% | 1.96 | Residential | 245 | Yes | 0.98 | Both
207683526 | Mini/Multi Split | LENNOX | HRCU-A-CB | MLB018S4S-1P |  | Mini-Splits (Ducted) | MMDB018S4-2P |  | 16500 | 19.6 |  | 12.5 | 11 |  | 19000 | 15000 | 78.95% | 17000 | 18 | 11.7 | 9.2 | 19000 | 17700 | 93.16% | 1.85 | Residential | 355 | Yes | 1.42 | Both
207683527 | Mini/Multi Split | LENNOX | HRCU-A-CB | MLB024S4S-1P |  | Mini-Splits (Ducted) | MMDB024S4-2P |  | 24000 | 20.6 |  | 12.5 | 12.6 |  | 24600 | 21000 | 85.37% | 24000 | 19.2 | 12 | 10.5 | 25000 | 27000 | 108% | 2 | Residential | 500 | Yes | 2 | Both
207683528 | Mini/Multi Split | LENNOX | HRCU-A-CB-O | MLB012S4S-1P |  | Mini-Splits (Non-Ducted) | MFMA012S4-1P |  | 12000 | 23 |  | 13 | 11.5 |  | 12000 | 9600 | 80% | 12000 | 23.6 | 13 | 10 | 12000 | 12000 | 100% | 1.89 | Residential | 250 | Yes | 1 | Both
207683529 | Mini/Multi Split | LENNOX | HRCU-A-CB-O | MLB018S4S-1P |  | Mini-Splits (Non-Ducted) | MCFB018S4-2P |  | 17000 | 20.2 |  | 12.5 | 10.5 |  | 18000 | 12000 | 66.67% | 17000 | 20.5 | 12.5 | 9.8 | 18000 | 16800 | 93.33% | 1.86 | Residential | 355 | Yes | 1.42 | Both
207683531 | Mini/Multi Split | LENNOX | HRCU-A-CB-O | MLB009S4S-1P |  | Mini-Splits (Non-Ducted) | M22A009S4-2P |  | 9000 | 20.5 |  | 13 | 10.8 |  | 10000 | 9000 | 90% | 9000 | 20.5 | 13 | 10.2 | 9800 | 10000 | 102% | 1.8 | Residential | 187.5 | Yes | 0.75 | Both
207683532 | Mini/Multi Split | LENNOX | HRCU-A-CB-O | MLB012S4S-1P |  | Mini-Splits (Non-Ducted) | M22A012S4-2P |  | 12000 | 21.5 |  | 12.7 | 10.6 |  | 12000 | 9900 | 82.5% | 12000 | 22.3 | 12.7 | 10.2 | 12000 | 11300 | 94.17% | 1.89 | Residential | 250 | Yes | 1 | Both
207683533 | Mini/Multi Split | LENNOX | HRCU-A-CB-O | MLB018S4S-1P |  | Mini-Splits (Non-Ducted) | M22A018S4-2P |  | 16000 | 20 |  | 12.5 | 10.3 |  | 18000 | 15600 | 86.67% | 15700 | 20 | 12.5 | 9.5 | 17000 | 16000 | 94.12% | 1.75 | Residential | 327.5 | No | 1.31 | Both
207688887 | Mini/Multi Split | TCL | HRCU-A-CB-O | TSC-09HA1/I3TI22 |  | Mini-Splits (Non-Ducted) | TSC-09HA1/I3TI22-I |  | 9000 | 22 |  | 12.5 | 10 |  | 9500 | 5900 | 62.11% | 9000 | 23 | 12.5 | 9 | 9500 | 7000 | 73.68% | 1.75 | Residential | 187.5 | No | 0.75 | Yes
207688888 | Mini/Multi Split | TCL | HRCU-A-CB-O | TSC-12HA1/I3TI22 |  | Mini-Splits (Non-Ducted) | TSC-12HA1/I3TI22-I |  | 12000 | 22 |  | 12.5 | 10 |  | 12000 | 7100 | 59.17% | 12000 | 22 | 12.5 | 9 | 12000 | 8700 | 72.5% | 1.75 | Residential | 250 | No | 1 | Yes
207688889 | Mini/Multi Split | TCL | HRCU-A-CB-O | TSC-09HA2/I3TI23 |  | Mini-Splits (Non-Ducted) | TSC-09HA2/I3TI23-I |  | 9000 | 23 |  | 13 | 10 |  | 9500 | 5900 | 62.11% | 9000 | 23.5 | 13 | 9.2 | 9500 | 7300 | 76.84% | 1.75 | Residential | 187.5 | No | 0.75 | Yes
207688890 | Mini/Multi Split | TCL | HRCU-A-CB-O | TSC-12HA2/I3TI23 |  | Mini-Splits (Non-Ducted) | TSC-12HA2/I3TI23-I |  | 12000 | 23 |  | 13 | 10 |  | 12000 | 7600 | 63.33% | 12000 | 23 | 13 | 9.5 | 12000 | 9100 | 75.83% | 1.75 | Residential | 250 | No | 1 | Yes
207688891 | Mini/Multi Split | TCL | HRCU-A-CB-O | TSC-18HA2/I3TI21 |  | Mini-Splits (Non-Ducted) | TSC-18HA2/I3TI21-I |  | 18000 | 21.5 |  | 13 | 10 |  | 18000 | 10000 | 55.56% | 18000 | 22 | 13 | 8.8 | 18000 | 11900 | 66.11% | 1.75 | Residential | 375 | No | 1.5 | Yes
207688892 | Mini/Multi Split | TCL | HRCU-A-CB-O | TSC-24HA2/I3TI20 |  | Mini-Splits (Non-Ducted) | TSC-24HA2/I3TI20-I |  | 23000 | 20 |  | 12.5 | 10 |  | 24000 | 13900 | 57.92% | 23000 | 20 | 12.5 | 8.8 | 24000 | 16000 | 66.67% | 1.75 | Residential | 480 | No | 1.92 | Yes
207690460 | Mini/Multi Split | GREE | HRCU-A-CB-O | GWH24AGEXH-D3DNA1A/O |  | Mini-Splits (Non-Ducted) | GWH24*****-D3DN***/I |  | 22000 | 24 |  | 13 | 11 |  | 24000 | 15000 | 62.5% | 22000 | 24.5 | 13.1 | 9.5 | 24000 | 16100 | 67.08% | 1.75 | Residential | 457.5 | No | 1.83 | No
207690461 | Mini/Multi Split | MDV | HRCU-A-CB | MOX430U-18HFN1-M |  | Ducted Indoor Units |  |  | 18000 | 20 |  | 12.5 | 11 |  | 19000 | 13000 | 68.42% | [8 empty] | Residential | 375 | No | 1.5
207690462 | Mini/Multi Split | MDV | HRCU-A-CB | MOD30-24HFN1-MW |  | Ducted Indoor Units |  |  | 24000 | 20 |  | 12.5 | 12 |  | 24000 | 16700 | 69.58% | [8 empty] | Residential | 500 | No | 2
207690472 | Mini/Multi Split | CanAir | HRCU-A-CB | CDH2018C21 |  | Ducted Indoor Units |  |  | 18000 | 20 |  | 12.5 | 11 |  | 19000 | 13000 | 68.42% | [8 empty] | Residential | 375 | No | 1.5
207690473 | Mini/Multi Split | CanAir | HRCU-A-CB | CDH2024C21 |  | Ducted Indoor Units |  |  | 24000 | 20 |  | 12.5 | 12 |  | 24000 | 16700 | 69.58% | [8 empty] | Residential | 500 | No | 2
207691814 | Mini/Multi Split | KERR | HRCU-A-CB | A-KCD24SA-1 |  | Ducted Indoor Units |  |  | 24000 | 20 |  | 12.5 | 12 |  | 24000 | 16700 | 69.58% | [8 empty] | Residential | 500 | No | 2
207691818 | Mini/Multi Split | COMFORT-AIRE | HRCU-A-CB-O | A-DVH09SH-0 |  | Mini-Splits (Non-Ducted) | B-DVH09SH-0 |  | 9000 | 20.5 |  | 12.5 | 10 |  | 10000 | 6800 | 68% | 9000 | 21.5 | 12.5 | 9 | 10000 |  |  |  | Residential | 187.5 | No | 0.75 | No
207691820 | Mini/Multi Split | COMFORT-AIRE | HRCU-A-CB-O | A-DVH09SH-1 |  | Mini-Splits (Non-Ducted) | B-DVH09SH-1 |  | 9000 | 21.5 |  | 12.6 | 10 |  | 10000 | 6900 | 69% | 9000 | 21.7 | 12.6 | 9.1 | 10000 |  |  |  | Residential | 187.5 | No | 0.75 | No
207691824 | Mini/Multi Split | YONAN | HMSV-A-CB | YSMO-18HRN1 |  | Non-Ducted Indoor Units |  |  | 18000 | 21.5 |  | 12.5 | 10.6 |  | 19000 | 14400 | 75.79% | 18000 | 21 | 12.5 | 10.2 | 19000 |  |  |  | Residential | 375 | No | 1.5 | No
207691845 | Mini/Multi Split | AIRGREAN | HMSV-A-CB | AG-MO18IR410AH |  | Non-Ducted Indoor Units |  |  | 18000 | 21.5 |  | 12.5 | 10.6 |  | 19000 | 14400 | 75.79% | 18000 | 21 | 12.5 | 10.2 | 19000 |  |  |  | Residential | 375 | No | 1.5 | No
207698063 | Mini/Multi Split | SAMSUNG | HRCU-A-CB-O | AR15BSFACWKX |  | Mini-Splits (Non-Ducted) | AR15BSFACWKN |  | 15000 | 21.5 |  | 14 | 12.5 |  | 16500 | 11500 | 69.7% | [8 empty] | Residential | 312.5 | No | 1.25
207698065 | Mini/Multi Split | SAMSUNG | HRCU-A-CB-O | AC030BXSCCH |  | Mini-Splits (Non-Ducted) | AC030BN4DCH |  | 30000 | 22 |  | 13.2 | 10.6 |  | 34000 | 37000 | 108.8% | 30000 | 22.6 | 13.2 | 8.9 | 34000 | 34200 | 100.6% | 2.03 | Residential | 625 | Yes | 2.5 | Both
207698068 | Mini/Multi Split | SAMSUNG | HRCU-A-CB | AC030BXSCCH |  | Mini-Splits (Ducted) | AC030KNZDCH |  | 30000 | 20.3 |  | 13.1 | 10.6 |  | 32000 | 18000 | 56.25% | [8 empty] | Residential | 625 | No | 2.5
207698071 | Mini/Multi Split | SAMSUNG | HRCU-A-CB-O | AC036BXSCCH |  | Mini-Splits (Non-Ducted) | AC036BN4DCH |  | 36000 | 21 |  | 13 | 10.6 |  | 40000 | 40500 | 101.2% | 36000 | 21.6 | 13 | 9.1 | 40000 | 38500 | 96.25% | 2.12 | Residential | 750 | Yes | 3 | Both
207698080 | Mini/Multi Split | SAMSUNG | HRCU-A-CB-O | AR09TSFYBWKX |  | Mini-Splits (Non-Ducted) | AR09BSFCMWKN |  | 9000 | 23.5 |  | 13.95 | 12 |  | 11000 | 6700 | 60.91% | [8 empty] | Residential | 187.5 | No | 0.75
207698081 | Mini/Multi Split | SAMSUNG | HRCU-A-CB-O | AR09BSFCMWKX |  | Mini-Splits (Non-Ducted) | AR09TSFYBWKN |  | 9000 | 23.5 |  | 13.95 | 12 |  | 11000 | 6700 | 60.91% | [8 empty] | Residential | 187.5 | No | 0.75
207698162 | Mini/Multi Split | Pioneer | HMSV-A-CB-O | YN020GLFI22M2D |  | Non-Ducted Indoor Units | YN020GLFI22M2D |  | 17000 | 22 |  | 12.5 | 10 |  | 19600 | 12200 | 62.24% | 17000 | 22 | 12 | 9 | 19600 | 13800 | 70.41% | 1.75 | Residential | 355 | No | 1.42 | Yes
207698163 | Mini/Multi Split | Pioneer | HMSV-A-CB-O | YN030GLFI22M3D |  | Non-Ducted Indoor Units | YN030GLFI22M3D |  | 24000 | 22 |  | 12.5 | 10 |  | 26000 | 18100 | 69.62% | 24000 | 22 | 12 | 9 | 26000 |  |  |  | Residential | 500 | No | 2 | No
207698169 | Mini/Multi Split | Pioneer | HMSV-A-CB-O | YN040GLFI22M4D |  | Non-Ducted Indoor Units | YN040GLFI22M4D |  | 32000 | 21.5 |  | 12.5 | 10 |  | 35000 | 21200 | 60.57% | 33000 | 21.5 | 12 | 9 | 35600 |  |  |  | Residential | 687.5 | No | 2.75 | No
207698996 | Mini/Multi Split | HAIER | HMSV-A-CB-O | 2U18MS2HD** |  | Non-Ducted Indoor Units |  |  | 18000 | 20 |  | 12.5 | 11 |  | 20000 | 11000 | 55% | 18000 | 21 | 12.7 | 10 | 21000 | 10800 | 51.43% | 1.58 | Residential | 375 | No | 1.5 | No
207698997 | Mini/Multi Split | GE Appliances | HMSV-A-CB-O | ASH218JCDD** |  | Non-Ducted Indoor Units |  |  | 18000 | 20 |  | 12.5 | 11 |  | 20000 | 11000 | 55% | 18000 | 21 | 12.7 | 10 | 21000 | 10800 | 51.43% | 1.58 | Residential | 375 | No | 1.5 | No
207698998 | Mini/Multi Split | HAIER | HMSV-A-CB-O | 3U24MS2HD** |  | Non-Ducted Indoor Units |  |  | 22400 | 21 |  | 12.5 | 10.5 |  | 25000 | 16000 | 64% | 22600 | 22 | 12.8 | 10 | 25000 | 10000 | 40% | 1.8 | Residential | 470 | No | 1.88 | No
207698999 | Mini/Multi Split | GE Appliances | HMSV-A-CB-O | ASH324JCDD** |  | Non-Ducted Indoor Units |  |  | 22400 | 21 |  | 12.5 | 10.5 |  | 25000 | 16000 | 64% | 22600 | 22 | 12.8 | 10 | 25000 | 10000 | 40% | 1.8 | Residential | 470 | No | 1.88 | No
207699077 | Mini/Multi Split | KANIONco | HRCU-A-CB-O | KWSM-09IR410AHS24MVL |  | Mini-Splits (Non-Ducted) | KWSM-09IR410AHS24MVL |  | 9000 | 24 |  | 14 | 11.2 |  | 9800 | 6000 | 61.22% | 9000 | 24 | 14 | 9.6 | 10000 |  |  |  | Residential | 187.5 | No | 0.75 | No
207699078 | Mini/Multi Split | KANIONco | HRCU-A-CB-O | KWSM-12IR410AHS21.5MVL |  | Mini-Splits (Non-Ducted) | KWSM-12IR410AHS21.5MVL |  | 12000 | 21.5 |  | 12.5 | 11.5 |  | 12000 | 8400 | 70% | 12000 | 22.7 | 12.5 | 10 | 12000 |  |  |  | Residential | 250 | No | 1 | No
207699079 | Mini/Multi Split | KANIONco | HRCU-A-CB-O | KWSM-09IR410AHS24MV |  | Mini-Splits (Non-Ducted) | KWSM-09IR410AHS24MV |  | 9000 | 24 |  | 14 | 11.3 |  | 10000 | 8300 | 83% | 9000 | 24 | 14 | 11.4 | 10000 | 7800 | 78% | 2.18 | Residential | 187.5 | Yes | 0.75 | Both
207699080 | Mini/Multi Split | KANIONco | HRCU-A-CB-O | KWSM-12IR410AHS22MV |  | Mini-Splits (Non-Ducted) | KWSM-12IR410AHS22MV |  | 12000 | 22 |  | 12.5 | 10.8 |  | 12000 | 8200 | 68.33% | 12000 | 23.1 | 12.5 | 9.3 | 12000 |  |  |  | Residential | 250 | No | 1 | No
207699081 | Mini/Multi Split | KANIONco | HRCU-A-CB-O | KWSM-18IR410AHS23.5MV |  | Mini-Splits (Non-Ducted) | KWSM-18IR410AHS23.5MV |  | 18000 | 23.5 |  | 13.5 | 11 |  | 18000 | 14000 | 77.78% | 18000 | 23.7 | 13.5 | 10.3 | 18000 |  |  |  | Residential | 375 | No | 1.5 | No
207699082 | Mini/Multi Split | KANIONco | HRCU-A-CB-O | KWSM-24IR410AHS21MV |  | Mini-Splits (Non-Ducted) | KWSM-24IR410AHS21MV |  | 24000 | 21 |  | 12.5 | 10 |  | 26000 | 18000 | 69.23% | 24000 | 21 | 12.5 | 8.9 | 26000 |  |  |  | Residential | 500 | No | 2 | No
207699089 | Mini/Multi Split | KANIONco | HRCU-A-CB-O | KWSM-09IR410AHS20.5MVL |  | Mini-Splits (Non-Ducted) | KWSM-09IR410AHS20.5MVL |  | 9000 | 20.5 |  | 12.5 | 10 |  | 10000 | 6800 | 68% | 9000 | 21.5 | 12.5 | 9 | 10000 |  |  |  | Residential | 187.5 | No | 0.75 | No
207699091 | Mini/Multi Split | KANIONco | HRCU-A-CB-O | KWSM-09IR410AHS21.5MV |  | Mini-Splits (Non-Ducted) | KWSM-09IR410AHS21.5MV |  | 9000 | 21.5 |  | 12.6 | 10 |  | 10000 | 6900 | 69% | 9000 | 21.7 | 12.6 | 9.1 | 10000 |  |  |  | Residential | 187.5 | No | 0.75 | No
207699101 | Mini/Multi Split | LENNOX | HMSV-A-CB | MPC048S4M-1P |  | Non-Ducted Indoor Units |  |  | 48000 | 22.4 |  | 12.5 | 11 |  | 48000 | 34000 | 70.83% | 48000 | 23.4 | 12.5 | 8.7 | 48000 |  |  |  | Residential | 1000 | No | 4 | No
207699104 | Mini/Multi Split | LENNOX | HMSV-A-CB | MLB036S4M-1P |  | Non-Ducted Indoor Units |  |  | 36000 | 21.8 |  | 13.6 | 11 |  | 36400 | 33000 | 90.66% | 36000 | 22.2 | 13.6 | 10.3 | 37000 | 36000 | 97.3% | 1.9 | Residential | 750 | Yes | 3 | Both
207699110 | Mini/Multi Split | LENNOX | HMSV-A-CB | MPC030S4M-1P |  | Non-Ducted Indoor Units |  |  | 28000 | 23.8 |  | 12.5 | 10.5 |  | 28000 | 21000 | 75% | 28000 | 24.6 | 12.7 | 9.3 | 28000 |  |  |  | Residential | 582.5 | No | 2.33 | No
207699113 | Mini/Multi Split | MDV | HMSV-A-CB | M3OJ-24HFN1-M-L |  | Non-Ducted Indoor Units |  |  | 24000 | 24.1 |  | 13 | 11 |  | 25000 | 15000 | 60% | 24000 | 24.6 | 13.4 | 10 | 24800 | 17800 | 71.77% | 1.93 | Residential | 500 | Yes | 2 | Both
207699116 | Mini/Multi Split | LENNOX | HMSV-A-CB | MPC024S4M-1P |  | Non-Ducted Indoor Units |  |  | 24000 | 24.1 |  | 13 | 11 |  | 25000 | 15000 | 60% | 24000 | 24.6 | 13.4 | 10 | 24800 | 17800 | 71.77% | 1.93 | Residential | 500 | Yes | 2 | Both
207699119 | Mini/Multi Split | Mitsubishi Electric | HRCU-A-CB-O | SUZ-KA09NA2 |  | Mini-Splits (Non-Ducted) | MLZ-KP09NA* |  | 9000 | 19.5 |  | 12.6 | 13.3 |  | 12000 | 7700 | 64.17% | 9000 | 20.2 | 12.6 | 11.9 | 12000 |  |  |  | Residential | 187.5 | No | 0.75 | No
207699120 | Mini/Multi Split | Mitsubishi Electric | HRCU-A-CB-O | SUZ-KA09NAH2 |  | Mini-Splits (Non-Ducted) | MLZ-KP09NA* |  | 9000 | 19.5 |  | 12.6 | 12.5 |  | 12000 | 7700 | 64.17% | 9000 | 20.2 | 12.6 | 10.2 | 12000 |  |  |  | Residential | 187.5 | No | 0.75 | No
207699121 | Mini/Multi Split | Mitsubishi Electric | HRCU-A-CB-O | SUZ-KA09NAHZ |  | Mini-Splits (Non-Ducted) | MLZ-KP09NA* |  | 9000 | 18.9 |  | 12.5 | 11 |  | 12000 | 6600 | 55% | 9000 | 19 | 12.5 | 10 | 12000 |  |  |  | Residential | 187.5 | No | 0.75 | No
207699122 | Mini/Multi Split | Mitsubishi Electric | HRCU-A-CB-O | SUZ-KA12NA2 |  | Mini-Splits (Non-Ducted) | MLZ-KP12NA* |  | 12000 | 19.8 |  | 12.5 | 12.1 |  | 15400 | 9900 | 64.29% | 12000 | 21.7 | 12.2 | 10.9 | 15400 |  |  |  | Residential | 250 | No | 1 | No
207699123 | Mini/Multi Split | Mitsubishi Electric | HRCU-A-CB-O | SUZ-KA12NAH2 |  | Mini-Splits (Non-Ducted) | MLZ-KP12NA* |  | 12000 | 19.8 |  | 12.5 | 11.6 |  | 15400 | 9900 | 64.29% | 12000 | 21.7 | 12.2 | 9.7 | 15400 |  |  |  | Residential | 250 | No | 1 | No
207699124 | Mini/Multi Split | Mitsubishi Electric | HRCU-A-CB-O | SUZ-KA12NAHZ |  | Mini-Splits (Non-Ducted) | MLZ-KP12NA* |  | 12000 | 19 |  | 12.7 | 10.2 |  | 15000 | 9100 | 60.67% | 12000 | 19.5 | 12.7 | 9.4 | 15000 |  |  |  | Residential | 250 | No | 1 | No
207699125 | Mini/Multi Split | Mitsubishi Electric | HRCU-A-CB-O | SUZ-KA18NA2 |  | Mini-Splits (Non-Ducted) | MLZ-KP18NA* |  | 18000 | 22.3 |  | 12.5 | 12.4 |  | 20000 | 13100 | 65.5% | 18000 | 22.9 | 12.5 | 10.5 | 20000 |  |  |  | Residential | 375 | No | 1.5 | No
207699126 | Mini/Multi Split | Mitsubishi Electric | HRCU-A-CB-O | SUZ-KA18NAH2 |  | Mini-Splits (Non-Ducted) | MLZ-KP18NA* |  | 18000 | 22.3 |  | 12.5 | 12 |  | 20000 | 13100 | 65.5% | 18000 | 22.9 | 12.5 | 10 | 20000 |  |  |  | Residential | 375 | No | 1.5 | No
207699127 | Mini/Multi Split | Mitsubishi Electric | HRCU-A-CB-O | SUZ-KA18NAHZ |  | Mini-Splits (Non-Ducted) | MLZ-KP18NA* |  | 16700 | 18.8 |  | 12.5 | 10 |  | 18600 | 11800 | 63.44% | 16700 | 18.9 | 12.4 | 9 | 18600 |  |  |  | Residential | 347.5 | No | 1.39 | No
207699128 | Mini/Multi Split | Trane / Mitsubishi Electric | HRCU-A-CB-O | SUZ-KA09NAHZ |  | Mini-Splits (Non-Ducted) | NTXUKS09A112** |  | 9000 | 18.9 |  | 12.5 | 11 |  | 12000 | 6600 | 55% | [8 empty] | Residential | 187.5 | No | 0.75
207699129 | Mini/Multi Split | Trane / Mitsubishi Electric | HRCU-A-CB-O | SUZ-KA12NA2 |  | Mini-Splits (Non-Ducted) | NTXUKS12A112** |  | 12000 | 19.8 |  | 12.5 | 12.1 |  | 15400 | 9900 | 64.29% | [8 empty] | Residential | 250 | No | 1
207699130 | Mini/Multi Split | Trane / Mitsubishi Electric | HRCU-A-CB-O | SUZ-KA12NAHZ |  | Mini-Splits (Non-Ducted) | NTXUKS12A112** |  | 12000 | 19 |  | 12.7 | 10.2 |  | 15000 | 9100 | 60.67% | [8 empty] | Residential | 250 | No | 1
207699131 | Mini/Multi Split | Trane / Mitsubishi Electric | HRCU-A-CB-O | SUZ-KA18NA2 |  | Mini-Splits (Non-Ducted) | NTXUKS18A112** |  | 18000 | 22.3 |  | 12.5 | 12.4 |  | 20000 | 13100 | 65.5% | [8 empty] | Residential | 375 | No | 1.5
207699132 | Mini/Multi Split | Trane / Mitsubishi Electric | HRCU-A-CB-O | SUZ-KA18NAHZ |  | Mini-Splits (Non-Ducted) | NTXUKS18A112** |  | 16700 | 18.8 |  | 12.5 | 10 |  | 18600 | 11800 | 63.44% | [8 empty] | Residential | 347.5 | No | 1.39
207699133 | Mini/Multi Split | Trane / Mitsubishi Electric | HRCU-A-CB-O | NTXSKH09A112** |  | Mini-Splits (Non-Ducted) | MLZ-KP09NA* |  | 9000 | 18.9 |  | 12.5 | 11 |  | 12000 | 6600 | 55% | [8 empty] | Residential | 187.5 | No | 0.75
207699134 | Mini/Multi Split | Trane / Mitsubishi Electric | HRCU-A-CB-O | NTXSKH09A112** |  | Mini-Splits (Non-Ducted) | NTXUKS09A112** |  | 9000 | 18.9 |  | 12.5 | 11 |  | 12000 | 6600 | 55% | 9000 | 19 | 12.5 | 10 | 12000 |  |  |  | Residential | 187.5 | No | 0.75 | No
207699135 | Mini/Multi Split | Trane / Mitsubishi Electric | HRCU-A-CB-O | NTXSKH12A112** |  | Mini-Splits (Non-Ducted) | MLZ-KP12NA* |  | 12000 | 19 |  | 12.7 | 10.2 |  | 15000 | 9100 | 60.67% | [8 empty] | Residential | 250 | No | 1
207699136 | Mini/Multi Split | Trane / Mitsubishi Electric | HRCU-A-CB-O | NTXSKH12A112** |  | Mini-Splits (Non-Ducted) | NTXUKS12A112** |  | 12000 | 19 |  | 12.7 | 10.2 |  | 15000 | 9100 | 60.67% | 12000 | 19.5 | 12.7 | 9.4 | 15000 |  |  |  | Residential | 250 | No | 1 | No
207699137 | Mini/Multi Split | Trane / Mitsubishi Electric | HRCU-A-CB-O | NTXSKH18A112** |  | Mini-Splits (Non-Ducted) | MLZ-KP18NA* |  | 16700 | 18.8 |  | 12.5 | 10 |  | 18600 | 11800 | 63.44% | [8 empty] | Residential | 347.5 | No | 1.39
207699138 | Mini/Multi Split | Trane / Mitsubishi Electric | HRCU-A-CB-O | NTXSKH18A112** |  | Mini-Splits (Non-Ducted) | NTXUKS18A112** |  | 16700 | 18.8 |  | 12.5 | 10 |  | 18600 | 11800 | 63.44% | 16700 | 18.9 | 12.4 | 9 | 18600 |  |  |  | Residential | 347.5 | No | 1.39 | No
207699139 | Mini/Multi Split | Trane / Mitsubishi Electric | HRCU-A-CB-O | NTXSKS09A112** |  | Mini-Splits (Non-Ducted) | MLZ-KP09NA* |  | 9000 | 19.5 |  | 12.6 | 13.3 |  | 12000 | 7700 | 64.17% | [8 empty] | Residential | 187.5 | No | 0.75
207699140 | Mini/Multi Split | Trane / Mitsubishi Electric | HRCU-A-CB-O | NTXSKS12A112** |  | Mini-Splits (Non-Ducted) | MLZ-KP12NA* |  | 12000 | 19.8 |  | 12.5 | 12.1 |  | 15400 | 9900 | 64.29% | [8 empty] | Residential | 250 | No | 1
207699141 | Mini/Multi Split | Trane / Mitsubishi Electric | HRCU-A-CB-O | NTXSKS12A112** |  | Mini-Splits (Non-Ducted) | NTXUKS12A112** |  | 12000 | 19.8 |  | 12.5 | 12.1 |  | 15400 | 9900 | 64.29% | 12000 | 21.7 | 12.2 | 10.9 | 15400 |  |  |  | Residential | 250 | No | 1 | No
207699142 | Mini/Multi Split | Trane / Mitsubishi Electric | HRCU-A-CB-O | NTXSKS18A112** |  | Mini-Splits (Non-Ducted) | MLZ-KP18NA* |  | 18000 | 22.3 |  | 12.5 | 12.4 |  | 20000 | 13100 | 65.5% | [8 empty] | Residential | 375 | No | 1.5
207699143 | Mini/Multi Split | Trane / Mitsubishi Electric | HRCU-A-CB-O | NTXSKS18A112** |  | Mini-Splits (Non-Ducted) | NTXUKS18A112** |  | 18000 | 22.3 |  | 12.5 | 12.4 |  | 20000 | 13100 | 65.5% | 18000 | 22.9 | 12.5 | 10.5 | 20000 |  |  |  | Residential | 375 | No | 1.5 | No
207699144 | Mini/Multi Split | Trane / Mitsubishi Electric | HRCU-A-CB-O | SUZ-KA09NA2 |  | Mini-Splits (Non-Ducted) | NTXUKS09A112** |  | 9000 | 19.5 |  | 12.6 | 13.3 |  | 12000 | 7700 | 64.17% | [8 empty] | Residential | 187.5 | No | 0.75
207699145 | Mini/Multi Split | Trane / Mitsubishi Electric | HRCU-A-CB-O | NTXSKS09A112** |  | Mini-Splits (Non-Ducted) | NTXUKS09A112** |  | 9000 | 19.5 |  | 12.6 | 13.3 |  | 12000 | 7700 | 64.17% | 9000 | 20.2 | 12.6 | 11.9 | 12000 |  |  |  | Residential | 187.5 | No | 0.75 | No
207702695 | Mini/Multi Split | Mitsubishi Electric | HRCU-A-CB | SUZ-KA09NA2 |  | Mini-Splits (Ducted) | PEAD-A09AA* |  | 9000 | 19.7 |  | 12.5 | 12.6 |  | 12000 | 7600 | 63.33% | 9000 | 17.9 | 11.2 | 10.5 | 12000 |  |  |  | Residential | 187.5 | No | 0.75
207702698 | Mini/Multi Split | Mitsubishi Electric | HRCU-A-CB | SUZ-KA09NAH2 |  | Mini-Splits (Ducted) | PEAD-A09AA* |  | 9000 | 19.7 |  | 12.5 | 11.9 |  | 12000 | 7600 | 63.33% | 9000 | 17.9 | 11.2 | 9 | 12000 |  |  |  | Residential | 187.5 | No | 0.75
207702701 | Mini/Multi Split | Mitsubishi Electric | HRCU-A-CB | SUZ-KA12NA2 |  | Mini-Splits (Ducted) | PEAD-A12AA* |  | 12000 | 20.5 |  | 12.9 | 13 |  | 15000 | 9700 | 64.67% | 12000 | 20 | 11.8 | 10.9 | 15000 |  |  |  | Residential | 250 | No | 1 | No
207702704 | Mini/Multi Split | Mitsubishi Electric | HRCU-A-CB | SUZ-KA12NAH2 |  | Mini-Splits (Ducted) | PEAD-A12AA* |  | 12000 | 20.5 |  | 12.9 | 12.4 |  | 15000 | 9700 | 64.67% | 12000 | 20 | 11.8 | 9.7 | 15000 |  |  |  | Residential | 250 | No | 1 | No
207702706 | Mini/Multi Split | Mitsubishi Electric | HRCU-A-CB | SUZ-KA12NAHZ |  | Mini-Splits (Ducted) | PEAD-A12AA* |  | 12000 | 19.3 |  | 14.1 | 11 |  | 15000 | 8800 | 58.67% | 12000 | 19.3 | 12.9 | 9.4 | 15000 |  |  |  | Residential | 250 | No | 1 | No
207702707 | Mini/Multi Split | Mitsubishi Electric | HRCU-A-CB | SUZ-KA15NA2 |  | Mini-Splits (Ducted) | PEAD-A15AA* |  | 15000 | 19.2 |  | 13 | 11.6 |  | 18000 | 10500 | 58.33% | 15000 | 18 | 12 | 9.6 | 18000 |  |  |  | Residential | 312.5 | No | 1.25 | No
207702708 | Mini/Multi Split | Mitsubishi Electric | HRCU-A-CB | SUZ-KA15NAH2 |  | Mini-Splits (Ducted) | PEAD-A15AA* |  | 15000 | 19.2 |  | 13 | 11.2 |  | 18000 | 10500 | 58.33% | 15000 | 18 | 12 | 8.7 | 18000 |  |  |  | Residential | 312.5 | No | 1.25 | No
207702711 | Mini/Multi Split | Mitsubishi Electric | HRCU-A-CB | SUZ-KA18NA2 |  | Mini-Splits (Ducted) | PEAD-A18AA* |  | 18000 | 19.8 |  | 14.1 | 12.9 |  | 21600 | 14000 | 64.81% | 18000 | 20.7 | 13.2 | 10.8 | 21600 |  |  |  | Residential | 375 | No | 1.5 | No
207702712 | Mini/Multi Split | Mitsubishi Electric | HRCU-A-CB | SUZ-KA18NAH2 |  | Mini-Splits (Ducted) | PEAD-A18AA* |  | 18000 | 19.8 |  | 14.1 | 12.5 |  | 21600 | 14000 | 64.81% | 18000 | 20.7 | 13.2 | 10.1 | 21600 |  |  |  | Residential | 375 | No | 1.5 | No
207702713 | Mini/Multi Split | Mitsubishi Electric | HRCU-A-CB | SUZ-KA18NAHZ |  | Mini-Splits (Ducted) | PEAD-A18AA* |  | 18000 | 18.9 |  | 12.8 | 10.8 |  | 21600 | 14200 | 65.74% | 18000 | 18.3 | 12 | 9.2 | 21600 |  |  |  | Residential | 375 | No | 1.5 | No
207702714 | Mini/Multi Split | Mitsubishi Electric | HRCU-A-CB | SUZ-KA24NA2 |  | Mini-Splits (Ducted) | PEAD-A24AA* |  | 24000 | 18 |  | 12.5 | 11.2 |  | 25000 | 15000 | 60% | 24000 | 18.9 | 11.7 | 9.3 | 25000 |  |  |  | Residential | 500 | No | 2 | No
207702719 | Mini/Multi Split | Mitsubishi Electric | HRCU-A-CB | SUZ-KA30NA2 |  | Mini-Splits (Ducted) | PEAD-A30AA* |  | 27000 | 18 |  | 12.5 | 12.6 |  | 30000 | 24600 | 82% | 27000 | 18.9 | 11.7 | 11.4 | 30000 |  |  |  | Residential | 562.5 | No | 2.25 | No
207702720 | Mini/Multi Split | Mitsubishi Electric | HRCU-A-CB | SUZ-KA30NAH2 |  | Mini-Splits (Ducted) | PEAD-A30AA* |  | 27000 | 18 |  | 12.5 | 12.4 |  | 30000 | 24600 | 82% | 27000 | 18.9 | 11.7 | 11.1 | 30000 |  |  |  | Residential | 562.5 | No | 2.25 | No
207702735 | Mini/Multi Split | Trane / Mitsubishi Electric | HRCU-A-CB | NTXSKH12A112** |  | Mini-Splits (Ducted) | PEAD-A12AA* |  | 12000 | 19.3 |  | 14.1 | 11 |  | 15000 | 9000 | 60% | [8 empty] | Residential | 250 | No | 1
207702736 | Mini/Multi Split | Trane / Mitsubishi Electric | HRCU-A-CB | NTXSKH12A112** |  | Mini-Splits (Ducted) | TPEADA0121AA*** |  | 12000 | 19.3 |  | 14.1 | 11 |  | 15000 | 8800 | 58.67% | 12000 | 19.3 | 12.9 | 9.4 | 15000 |  |  |  | Residential | 250 | No | 1 | No
207702743 | Mini/Multi Split | Trane / Mitsubishi Electric | HRCU-A-CB | NTXSKH18A112** |  | Mini-Splits (Ducted) | PEAD-A18AA* |  | 18000 | 18.9 |  | 12.8 | 10.8 |  | 21600 | 14200 | 65.74% | [8 empty] | Residential | 375 | No | 1.5
207702745 | Mini/Multi Split | Trane / Mitsubishi Electric | HRCU-A-CB | NTXSKH18A112** |  | Mini-Splits (Ducted) | TPEADA0181AA*** |  | 18000 | 18.9 |  | 12.8 | 10.8 |  | 21600 | 14200 | 65.74% | 18000 | 18.3 | 12 | 9.2 | 21600 |  |  |  | Residential | 375 | No | 1.5 | No
207702756 | Mini/Multi Split | Trane / Mitsubishi Electric | HRCU-A-CB | NTXSKS09A112** |  | Mini-Splits (Ducted) | PEAD-A09AA* |  | 9000 | 19.7 |  | 12.5 | 12.6 |  | 12000 | 7600 | 63.33% | [8 empty] | Residential | 187.5 | No | 0.75
207702757 | Mini/Multi Split | Trane / Mitsubishi Electric | HRCU-A-CB | NTXSKS09A112** |  | Mini-Splits (Ducted) | TPEADA0091AA*** |  | 9000 | 19.7 |  | 12.5 | 12.6 |  | 12000 | 7600 | 63.33% | 9000 | 17.9 | 11.2 | 10.5 | 12000 |  |  |  | Residential | 187.5 | No | 0.75
207702759 | Mini/Multi Split | Trane / Mitsubishi Electric | HRCU-A-CB | NTXSKS12A112** |  | Mini-Splits (Ducted) | PEAD-A12AA* |  | 12000 | 20.5 |  | 12.9 | 13 |  | 15000 | 9900 | 66% | [8 empty] | Residential | 250 | No | 1
207702760 | Mini/Multi Split | Trane / Mitsubishi Electric | HRCU-A-CB | NTXSKS12A112** |  | Mini-Splits (Ducted) | TPEADA0121AA*** |  | 12000 | 20.5 |  | 12.9 | 13 |  | 15000 | 9700 | 64.67% | 12000 | 20 | 11.8 | 10.9 | 15000 |  |  |  | Residential | 250 | No | 1 | No
207702761 | Mini/Multi Split | Trane / Mitsubishi Electric | HRCU-A-CB | NTXSKS15A112** |  | Mini-Splits (Ducted) | PEAD-A15AA* |  | 15000 | 19.2 |  | 13 | 11.6 |  | 18000 | 11300 | 62.78% | [8 empty] | Residential | 312.5 | No | 1.25
207702763 | Mini/Multi Split | Trane / Mitsubishi Electric | HRCU-A-CB | NTXSKS15A112** |  | Mini-Splits (Ducted) | TPEADA0151AA*** |  | 15000 | 19.2 |  | 13 | 11.6 |  | 18000 | 10500 | 58.33% | 15000 | 18 | 12 | 9.6 | 18000 |  |  |  | Residential | 312.5 | No | 1.25 | No
207702765 | Mini/Multi Split | Trane / Mitsubishi Electric | HRCU-A-CB | NTXSKS18A112** |  | Mini-Splits (Ducted) | PEAD-A18AA* |  | 18000 | 19.8 |  | 14.1 | 12.9 |  | 21600 | 14000 | 64.81% | [8 empty] | Residential | 375 | No | 1.5
207702767 | Mini/Multi Split | Trane / Mitsubishi Electric | HRCU-A-CB | NTXSKS18A112** |  | Mini-Splits (Ducted) | TPEADA0181AA*** |  | 18000 | 19.8 |  | 14.1 | 12.9 |  | 21600 | 14000 | 64.81% | 18000 | 20.7 | 13.2 | 10.8 | 21600 |  |  |  | Residential | 375 | No | 1.5 | No
207702769 | Mini/Multi Split | Trane / Mitsubishi Electric | HRCU-A-CB | NTXSKS24A112** |  | Mini-Splits (Ducted) | PEAD-A24AA* |  | 24000 | 18 |  | 12.5 | 11.2 |  | 25000 | 15000 | 60% | [8 empty] | Residential | 500 | No | 2
207702770 | Mini/Multi Split | Trane / Mitsubishi Electric | HRCU-A-CB | NTXSKS24A112** |  | Mini-Splits (Ducted) | TPEADA0241AA*** |  | 24000 | 18 |  | 12.5 | 11.2 |  | 25000 | 15000 | 60% | 24000 | 18.9 | 11.7 | 9.3 | 25000 |  |  |  | Residential | 500 | No | 2 | No
207702771 | Mini/Multi Split | Trane / Mitsubishi Electric | HRCU-A-CB | NTXSKS30A112** |  | Mini-Splits (Ducted) | PEAD-A30AA* |  | 27000 | 18 |  | 12.5 | 12.6 |  | 30000 | 22400 | 74.67% | [8 empty] | Residential | 562.5 | No | 2.25
207702773 | Mini/Multi Split | Trane / Mitsubishi Electric | HRCU-A-CB | NTXSKS30A112** |  | Mini-Splits (Ducted) | TPEADA0301AA*** |  | 27000 | 18 |  | 12.5 | 12.6 |  | 30000 | 24600 | 82% | 27000 | 18.9 | 11.7 | 11.4 | 30000 |  |  |  | Residential | 562.5 | No | 2.25 | No
207702777 | Mini/Multi Split | Trane / Mitsubishi Electric | HRCU-A-CB | PUZ-A12NKA7*** |  | Mini-Splits (Ducted) | TPEADA0121AA*** |  | 12000 | 21.1 |  | 13 | 10.2 |  | 14000 | 8700 | 62.14% | [8 empty] | Residential | 250 | No | 1
207702802 | Mini/Multi Split | Trane / Mitsubishi Electric | HRCU-A-CB | SUZ-KA09NA2 |  | Mini-Splits (Ducted) | TPEADA0091AA*** |  | 9000 | 19.7 |  | 12.5 | 12.6 |  | 12000 | 7600 | 63.33% | [8 empty] | Residential | 187.5 | No | 0.75
207702805 | Mini/Multi Split | Trane / Mitsubishi Electric | HRCU-A-CB | SUZ-KA12NA2 |  | Mini-Splits (Ducted) | TPEADA0121AA*** |  | 12000 | 20.5 |  | 12.9 | 13 |  | 15000 | 9900 | 66% | [8 empty] | Residential | 250 | No | 1
207702807 | Mini/Multi Split | Trane / Mitsubishi Electric | HRCU-A-CB | SUZ-KA12NAHZ |  | Mini-Splits (Ducted) | TPEADA0121AA*** |  | 12000 | 19.3 |  | 14.1 | 11 |  | 15000 | 9000 | 60% | [8 empty] | Residential | 250 | No | 1
207702810 | Mini/Multi Split | Trane / Mitsubishi Electric | HRCU-A-CB | SUZ-KA15NA2 |  | Mini-Splits (Ducted) | TPEADA0151AA*** |  | 15000 | 19.2 |  | 13 | 11.6 |  | 18000 | 11300 | 62.78% | [8 empty] | Residential | 312.5 | No | 1.25
207702813 | Mini/Multi Split | Trane / Mitsubishi Electric | HRCU-A-CB | SUZ-KA18NA2 |  | Mini-Splits (Ducted) | TPEADA0181AA*** |  | 18000 | 19.8 |  | 14.1 | 12.9 |  | 21600 | 14000 | 64.81% | [8 empty] | Residential | 375 | No | 1.5
207702814 | Mini/Multi Split | Trane / Mitsubishi Electric | HRCU-A-CB | SUZ-KA18NAHZ |  | Mini-Splits (Ducted) | TPEADA0181AA*** |  | 18000 | 18.9 |  | 12.8 | 10.8 |  | 21600 | 14200 | 65.74% | [8 empty] | Residential | 375 | No | 1.5
207702818 | Mini/Multi Split | Trane / Mitsubishi Electric | HRCU-A-CB | SUZ-KA30NA2 |  | Mini-Splits (Ducted) | TPEADA0301AA*** |  | 27000 | 18 |  | 12.5 | 12.6 |  | 30000 | 22400 | 74.67% | [8 empty] | Residential | 562.5 | No | 2.25
207702826 | Mini/Multi Split | Trane / Mitsubishi Electric | HRCU-A-CB | TRUZA0121KA70** |  | Mini-Splits (Ducted) | TPEADA0121AA*** |  | 12000 | 21.1 |  | 13 | 10.2 |  | 14000 | 8600 | 61.43% | 12000 | 20.7 | 12.5 | 9.4 | 17900 |  |  |  | Residential | 250 | No | 1 | No
207703562 | Mini/Multi Split | Mitsubishi Electric | HRCU-A-CB | SUZ-KA24NAH2 |  | Mini-Splits (Ducted) | PEAD-A24AA* |  | 24000 | 18 |  | 12.5 | 11 |  | 25000 | 15000 | 60% | 24000 | 18.9 | 11.7 | 9 | 25000 |  |  |  | Residential | 500 | No | 2 | No
207703564 | Mini/Multi Split | Trane / Mitsubishi Electric | HRCU-A-CB | SUZ-KA24NA2 |  | Mini-Splits (Ducted) | TPEADA0241AA*** |  | 24000 | 18 |  | 12.5 | 11.2 |  | 25000 | 15000 | 60% | [8 empty] | Residential | 500 | No | 2
207705479 | Mini/Multi Split | Trane / Mitsubishi Electric | HRCU-A-CB-O | MUZ-GS09NA*** |  | Mini-Splits (Non-Ducted) | NTXWST09B112** |  | 9000 | 27 |  | 15.4 | 12.8 |  | 10900 | 6500 | 59.63% | 9000 | 28.4 | 15.4 | 10.9 | 10900 |  |  |  | Residential | 187.5 | No | 0.75
207705480 | Mini/Multi Split | Trane / Mitsubishi Electric | HRCU-A-CB-O | MUZ-GS12NA*** |  | Mini-Splits (Non-Ducted) | NTXWST12B112** |  | 12000 | 23.1 |  | 13.05 | 13.2 |  | 14400 | 9000 | 62.5% | 12000 | 25.6 | 13.05 | 10.7 | 14400 |  |  |  | Residential | 250 | No | 1
207705482 | Mini/Multi Split | Trane / Mitsubishi Electric | HRCU-A-CB-O | MUZ-GS15NA*** |  | Mini-Splits (Non-Ducted) | NTXWST15B112** |  | 14000 | 21.6 |  | 12.75 | 11.7 |  | 18000 | 12100 | 67.22% | 14000 | 21 | 12.75 | 11 | 18000 |  |  |  | Residential | 292.5 | No | 1.17
207705483 | Mini/Multi Split | Trane / Mitsubishi Electric | HRCU-A-CB-O | MUZ-GS18NA*** |  | Mini-Splits (Non-Ducted) | NTXWST18B112** |  | 18000 | 20.5 |  | 13.45 | 12 |  | 21600 | 13300 | 61.57% | 18000 | 21.5 | 13.45 | 10.3 | 21600 |  |  |  | Residential | 375 | No | 1.5
207705484 | Mini/Multi Split | Trane / Mitsubishi Electric | HRCU-A-CB-O | MUZ-GS24NA*** |  | Mini-Splits (Non-Ducted) | NTXWST24B112** |  | 22400 | 20.5 |  | 12.55 | 11.3 |  | 27600 | 17600 | 63.77% | 22400 | 21.5 | 12.6 | 10.3 | 27600 |  |  |  | Residential | 467.5 | No | 1.87
207705485 | Mini/Multi Split | American Standard / Mitsubishi Electric | HRCU-A-CB-O | MUZ-GS09NA*** |  | Mini-Splits (Non-Ducted) | NAXWST09B112** |  | 9000 | 27 |  | 15.4 | 12.8 |  | 10900 | 6500 | 59.63% | 9000 | 28.4 | 15.4 | 10.9 | 10900 |  |  |  | Residential | 187.5 | No | 0.75
207705487 | Mini/Multi Split | American Standard / Mitsubishi Electric | HRCU-A-CB-O | MUZ-GS12NA*** |  | Mini-Splits (Non-Ducted) | NAXWST12B112** |  | 12000 | 23.1 |  | 13.05 | 13.2 |  | 14400 | 9000 | 62.5% | 12000 | 25.6 | 13.05 | 10.7 | 14400 |  |  |  | Residential | 250 | No | 1
207705488 | Mini/Multi Split | American Standard / Mitsubishi Electric | HRCU-A-CB-O | MUZ-GS15NA*** |  | Mini-Splits (Non-Ducted) | NAXWST15B112** |  | 14000 | 21.6 |  | 12.75 | 11.7 |  | 18000 | 12100 | 67.22% | 14000 | 21 | 12.75 | 11 | 18000 |  |  |  | Residential | 292.5 | No | 1.17
207705490 | Mini/Multi Split | American Standard / Mitsubishi Electric | HRCU-A-CB-O | MUZ-GS18NA*** |  | Mini-Splits (Non-Ducted) | NAXWST18B112** |  | 18000 | 20.5 |  | 13.45 | 12 |  | 21600 | 13300 | 61.57% | 18000 | 21.5 | 13.45 | 10.3 | 21600 |  |  |  | Residential | 375 | No | 1.5
207705491 | Mini/Multi Split | American Standard / Mitsubishi Electric | HRCU-A-CB-O | MUZ-GS24NA*** |  | Mini-Splits (Non-Ducted) | NAXWST24B112** |  | 22400 | 20.5 |  | 12.55 | 11.3 |  | 27600 | 17600 | 63.77% | 22400 | 21.5 | 12.6 | 10.3 | 27600 |  |  |  | Residential | 467.5 | No | 1.87
207705492 | Mini/Multi Split | Trane / Mitsubishi Electric | HRCU-A-CB-O | MUZ-GS09NAHZ*** |  | Mini-Splits (Non-Ducted) | NTXWST09B112** |  | 9000 | 27 |  | 15.4 | 11.8 |  | 9600 | 5700 | 59.38% | 9000 | 28.4 | 15.4 | 9.6 | 9600 |  |  |  | Residential | 187.5 | No | 0.75
207705494 | Mini/Multi Split | Trane / Mitsubishi Electric | HRCU-A-CB-O | MUZ-GS12NAHZ*** |  | Mini-Splits (Non-Ducted) | NTXWST12B112** |  | 12000 | 23.1 |  | 13.05 | 12.4 |  | 12300 | 7600 | 61.79% | 12000 | 21.7 | 13.05 | 9.6 | 12300 |  |  |  | Residential | 250 | No | 1
207705495 | Mini/Multi Split | Trane / Mitsubishi Electric | HRCU-A-CB-O | MUZ-GS15NAHZ*** |  | Mini-Splits (Non-Ducted) | NTXWST15B112** |  | 14000 | 21.6 |  | 12.75 | 11.5 |  | 14000 | 8700 | 62.14% | 14000 | 21 | 12.75 | 9.4 | 14000 |  |  |  | Residential | 292.5 | No | 1.17
207705496 | Mini/Multi Split | Trane / Mitsubishi Electric | HRCU-A-CB-O | MUZ-GS18NAHZ*** |  | Mini-Splits (Non-Ducted) | NTXWST18B112** |  | 18000 | 20.5 |  | 13.45 | 11.2 |  | 19000 | 11700 | 61.58% | 18000 | 21.5 | 13.45 | 9.6 | 19000 |  |  |  | Residential | 375 | No | 1.5
207705497 | Mini/Multi Split | Trane / Mitsubishi Electric | HRCU-A-CB-O | MUZ-GS24NAHZ*** |  | Mini-Splits (Non-Ducted) | NTXWST24B112** |  | 22400 | 20.5 |  | 12.55 | 12 |  | 21200 | 13300 | 62.74% | 22400 | 21.5 | 12.6 | 9 | 21200 |  |  |  | Residential | 467.5 | No | 1.87
207705499 | Mini/Multi Split | American Standard / Mitsubishi Electric | HRCU-A-CB-O | MUZ-GS09NAHZ*** |  | Mini-Splits (Non-Ducted) | NAXWST09B112** |  | 9000 | 27 |  | 15.4 | 11.8 |  | 9600 | 5700 | 59.38% | 9000 | 28.4 | 15.4 | 9.6 | 9600 |  |  |  | Residential | 187.5 | No | 0.75
207705500 | Mini/Multi Split | American Standard / Mitsubishi Electric | HRCU-A-CB-O | MUZ-GS12NAHZ*** |  | Mini-Splits (Non-Ducted) | NAXWST12B112** |  | 12000 | 23.1 |  | 13.05 | 12.4 |  | 12300 | 7600 | 61.79% | 12000 | 21.7 | 13.05 | 9.6 | 12300 |  |  |  | Residential | 250 | No | 1
207705501 | Mini/Multi Split | American Standard / Mitsubishi Electric | HRCU-A-CB-O | MUZ-GS15NAHZ*** |  | Mini-Splits (Non-Ducted) | NAXWST15B112** |  | 14000 | 21.6 |  | 12.75 | 11.5 |  | 14000 | 8700 | 62.14% | 14000 | 21 | 12.75 | 9.4 | 14000 |  |  |  | Residential | 292.5 | No | 1.17
207705502 | Mini/Multi Split | American Standard / Mitsubishi Electric | HRCU-A-CB-O | MUZ-GS18NAHZ*** |  | Mini-Splits (Non-Ducted) | NAXWST18B112** |  | 18000 | 20.5 |  | 13.45 | 11.2 |  | 19000 | 11700 | 61.58% | 18000 | 21.5 | 13.45 | 9.6 | 19000 |  |  |  | Residential | 375 | No | 1.5
207705504 | Mini/Multi Split | American Standard / Mitsubishi Electric | HRCU-A-CB-O | MUZ-GS24NAHZ*** |  | Mini-Splits (Non-Ducted) | NAXWST24B112** |  | 22400 | 20.5 |  | 12.55 | 12 |  | 21200 | 13300 | 62.74% | 22400 | 21.5 | 12.6 | 9 | 21200 |  |  |  | Residential | 467.5 | No | 1.87
207705505 | Mini/Multi Split | Trane / Mitsubishi Electric | HRCU-A-CB-O | NTXSST09B112** |  | Mini-Splits (Non-Ducted) | MSZ-GS09NA*** |  | 9000 | 27 |  | 15.4 | 12.8 |  | 10900 | 6500 | 59.63% | 9000 | 28.4 | 15.4 | 10.9 | 10900 |  |  |  | Residential | 187.5 | No | 0.75
207705506 | Mini/Multi Split | Trane / Mitsubishi Electric | HRCU-A-CB-O | NTXSST12B112** |  | Mini-Splits (Non-Ducted) | MSZ-GS12NA*** |  | 12000 | 23.1 |  | 13.05 | 13.2 |  | 14400 | 9000 | 62.5% | 12000 | 25.6 | 13.05 | 10.7 | 14400 |  |  |  | Residential | 250 | No | 1
207705508 | Mini/Multi Split | Trane / Mitsubishi Electric | HRCU-A-CB-O | NTXSST15B112** |  | Mini-Splits (Non-Ducted) | MSZ-GS15NA*** |  | 14000 | 21.6 |  | 12.75 | 11.7 |  | 18000 | 12100 | 67.22% | 14000 | 21 | 12.75 | 11 | 18000 |  |  |  | Residential | 292.5 | No | 1.17
207705509 | Mini/Multi Split | Trane / Mitsubishi Electric | HRCU-A-CB-O | NTXSST18B112** |  | Mini-Splits (Non-Ducted) | MSZ-GS18NA*** |  | 18000 | 20.5 |  | 13.45 | 12 |  | 21600 | 13300 | 61.57% | 18000 | 21.5 | 13.45 | 10.3 | 21600 |  |  |  | Residential | 375 | No | 1.5
207705510 | Mini/Multi Split | Trane / Mitsubishi Electric | HRCU-A-CB-O | NTXSST24B112** |  | Mini-Splits (Non-Ducted) | MSZ-GS24NA*** |  | 22400 | 20.5 |  | 12.55 | 11.3 |  | 27600 | 17600 | 63.77% | 22400 | 21.5 | 12.6 | 10.3 | 27600 |  |  |  | Residential | 467.5 | No | 1.87
207705511 | Mini/Multi Split | Trane / Mitsubishi Electric | HRCU-A-CB-O | NTXSST09B112** |  | Mini-Splits (Non-Ducted) | NTXWST09B112** |  | 9000 | 27 |  | 15.4 | 12.8 |  | 10900 | 6500 | 59.63% | 9000 | 28.4 | 15.4 | 10.9 | 10900 |  |  |  | Residential | 187.5 | No | 0.75
207705512 | Mini/Multi Split | Trane / Mitsubishi Electric | HRCU-A-CB-O | NTXSST12B112** |  | Mini-Splits (Non-Ducted) | NTXWST12B112** |  | 12000 | 23.1 |  | 13.05 | 13.2 |  | 14400 | 9000 | 62.5% | 12000 | 25.6 | 13.05 | 10.7 | 14400 |  |  |  | Residential | 250 | No | 1
207705513 | Mini/Multi Split | Trane / Mitsubishi Electric | HRCU-A-CB-O | NTXSST15B112** |  | Mini-Splits (Non-Ducted) | NTXWST15B112** |  | 14000 | 21.6 |  | 12.75 | 11.7 |  | 18000 | 12100 | 67.22% | 14000 | 21 | 12.75 | 11 | 18000 |  |  |  | Residential | 292.5 | No | 1.17
207705515 | Mini/Multi Split | Trane / Mitsubishi Electric | HRCU-A-CB-O | NTXSST18B112** |  | Mini-Splits (Non-Ducted) | NTXWST18B112** |  | 18000 | 20.5 |  | 13.45 | 12 |  | 21600 | 13300 | 61.57% | 18000 | 21.5 | 13.45 | 10.3 | 21600 |  |  |  | Residential | 375 | No | 1.5
207705516 | Mini/Multi Split | Trane / Mitsubishi Electric | HRCU-A-CB-O | NTXSST24B112** |  | Mini-Splits (Non-Ducted) | NTXWST24B112** |  | 22400 | 20.5 |  | 12.55 | 11.3 |  | 27600 | 17600 | 63.77% | 22400 | 21.5 | 12.6 | 10.3 | 27600 |  |  |  | Residential | 467.5 | No | 1.87
207705517 | Mini/Multi Split | Trane / Mitsubishi Electric | HRCU-A-CB-O | NTXSST09B112** |  | Mini-Splits (Non-Ducted) | NAXWST09B112** |  | 9000 | 27 |  | 15.4 | 12.8 |  | 10900 | 6500 | 59.63% | 9000 | 28.4 | 15.4 | 10.9 | 10900 |  |  |  | Residential | 187.5 | No | 0.75
207705519 | Mini/Multi Split | Trane / Mitsubishi Electric | HRCU-A-CB-O | NTXSST12B112** |  | Mini-Splits (Non-Ducted) | NAXWST12B112** |  | 12000 | 23.1 |  | 13.05 | 13.2 |  | 14400 | 9000 | 62.5% | 12000 | 25.6 | 13.05 | 10.7 | 14400 |  |  |  | Residential | 250 | No | 1
207705520 | Mini/Multi Split | Trane / Mitsubishi Electric | HRCU-A-CB-O | NTXSST15B112** |  | Mini-Splits (Non-Ducted) | NAXWST15B112** |  | 14000 | 21.6 |  | 12.75 | 11.7 |  | 18000 | 12100 | 67.22% | 14000 | 21 | 12.75 | 11 | 18000 |  |  |  | Residential | 292.5 | No | 1.17
207705521 | Mini/Multi Split | Trane / Mitsubishi Electric | HRCU-A-CB-O | NTXSST18B112** |  | Mini-Splits (Non-Ducted) | NAXWST18B112** |  | 18000 | 20.5 |  | 13.45 | 12 |  | 21600 | 13300 | 61.57% | 18000 | 21.5 | 13.45 | 10.3 | 21600 |  |  |  | Residential | 375 | No | 1.5
207705522 | Mini/Multi Split | Trane / Mitsubishi Electric | HRCU-A-CB-O | NTXSST24B112** |  | Mini-Splits (Non-Ducted) | NAXWST24B112** |  | 22400 | 20.5 |  | 12.55 | 11.3 |  | 27600 | 17600 | 63.77% | 22400 | 21.5 | 12.6 | 10.3 | 27600 |  |  |  | Residential | 467.5 | No | 1.87
207705524 | Mini/Multi Split | Trane / Mitsubishi Electric | HRCU-A-CB-O | NTXSSH09A112** |  | Mini-Splits (Non-Ducted) | MSZ-GS09NA*** |  | 9000 | 27 |  | 15.4 | 11.8 |  | 9600 | 5700 | 59.38% | 9000 | 28.4 | 15.4 | 9.6 | 9600 |  |  |  | Residential | 187.5 | No | 0.75
207705525 | Mini/Multi Split | Trane / Mitsubishi Electric | HRCU-A-CB-O | NTXSSH12A112** |  | Mini-Splits (Non-Ducted) | MSZ-GS12NA*** |  | 12000 | 23.1 |  | 13.05 | 12.4 |  | 12300 | 7600 | 61.79% | 12000 | 21.7 | 13.05 | 9.6 | 12300 |  |  |  | Residential | 250 | No | 1
207705526 | Mini/Multi Split | Trane / Mitsubishi Electric | HRCU-A-CB-O | NTXSSH15A112** |  | Mini-Splits (Non-Ducted) | MSZ-GS15NA*** |  | 14000 | 21.6 |  | 12.75 | 11.5 |  | 14000 | 8700 | 62.14% | 14000 | 21 | 12.75 | 9.4 | 14000 |  |  |  | Residential | 292.5 | No | 1.17
207705527 | Mini/Multi Split | Trane / Mitsubishi Electric | HRCU-A-CB-O | NTXSSH18A112** |  | Mini-Splits (Non-Ducted) | MSZ-GS18NA*** |  | 18000 | 20.5 |  | 13.45 | 11.2 |  | 19000 | 11700 | 61.58% | 18000 | 21.5 | 13.45 | 9.6 | 19000 |  |  |  | Residential | 375 | No | 1.5
207705528 | Mini/Multi Split | Trane / Mitsubishi Electric | HRCU-A-CB-O | NTXSSH24A112** |  | Mini-Splits (Non-Ducted) | MSZ-GS24NA*** |  | 22400 | 20.5 |  | 12.55 | 12 |  | 21200 | 13300 | 62.74% | 22400 | 21.5 | 12.6 | 9 | 21200 |  |  |  | Residential | 467.5 | No | 1.87
207705529 | Mini/Multi Split | Trane / Mitsubishi Electric | HRCU-A-CB-O | NTXSSH09A112** |  | Mini-Splits (Non-Ducted) | NTXWST09B112** |  | 9000 | 27 |  | 15.4 | 11.8 |  | 9600 | 5700 | 59.38% | 9000 | 28.4 | 15.4 | 9.6 | 9600 |  |  |  | Residential | 187.5 | No | 0.75
207705531 | Mini/Multi Split | Trane / Mitsubishi Electric | HRCU-A-CB-O | NTXSSH12A112** |  | Mini-Splits (Non-Ducted) | NTXWST12B112** |  | 12000 | 23.1 |  | 13.05 | 12.4 |  | 12300 | 7600 | 61.79% | 12000 | 21.7 | 13.05 | 9.6 | 12300 |  |  |  | Residential | 250 | No | 1
207705532 | Mini/Multi Split | Trane / Mitsubishi Electric | HRCU-A-CB-O | NTXSSH15A112** |  | Mini-Splits (Non-Ducted) | NTXWST15B112** |  | 14000 | 21.6 |  | 12.75 | 11.5 |  | 14000 | 8700 | 62.14% | 14000 | 21 | 12.75 | 9.4 | 14000 |  |  |  | Residential | 292.5 | No | 1.17
207705533 | Mini/Multi Split | Trane / Mitsubishi Electric | HRCU-A-CB-O | NTXSSH18A112** |  | Mini-Splits (Non-Ducted) | NTXWST18B112** |  | 18000 | 20.5 |  | 13.45 | 11.2 |  | 19000 | 11700 | 61.58% | 18000 | 21.5 | 13.45 | 9.6 | 19000 |  |  |  | Residential | 375 | No | 1.5
207705535 | Mini/Multi Split | Trane / Mitsubishi Electric | HRCU-A-CB-O | NTXSSH24A112** |  | Mini-Splits (Non-Ducted) | NTXWST24B112** |  | 22400 | 20.5 |  | 12.55 | 12 |  | 21200 | 13300 | 62.74% | 22400 | 21.5 | 12.6 | 9 | 21200 |  |  |  | Residential | 467.5 | No | 1.87
207705536 | Mini/Multi Split | Trane / Mitsubishi Electric | HRCU-A-CB-O | NTXSSH09A112** |  | Mini-Splits (Non-Ducted) | NAXWST09B112** |  | 9000 | 27 |  | 15.4 | 11.8 |  | 9600 | 5700 | 59.38% | 9000 | 28.4 | 15.4 | 9.6 | 9600 |  |  |  | Residential | 187.5 | No | 0.75
207705537 | Mini/Multi Split | Trane / Mitsubishi Electric | HRCU-A-CB-O | NTXSSH12A112** |  | Mini-Splits (Non-Ducted) | NAXWST12B112** |  | 12000 | 23.1 |  | 13.05 | 12.4 |  | 12300 | 7600 | 61.79% | 12000 | 21.7 | 13.05 | 9.6 | 12300 |  |  |  | Residential | 250 | No | 1
207705539 | Mini/Multi Split | Trane / Mitsubishi Electric | HRCU-A-CB-O | NTXSSH15A112** |  | Mini-Splits (Non-Ducted) | NAXWST15B112** |  | 14000 | 21.6 |  | 12.75 | 11.5 |  | 14000 | 8700 | 62.14% | 14000 | 21 | 12.75 | 9.4 | 14000 |  |  |  | Residential | 292.5 | No | 1.17
207705540 | Mini/Multi Split | Trane / Mitsubishi Electric | HRCU-A-CB-O | NTXSSH18A112** |  | Mini-Splits (Non-Ducted) | NAXWST18B112** |  | 18000 | 20.5 |  | 13.45 | 11.2 |  | 19000 | 11700 | 61.58% | 18000 | 21.5 | 13.45 | 9.6 | 19000 |  |  |  | Residential | 375 | No | 1.5
207705541 | Mini/Multi Split | Trane / Mitsubishi Electric | HRCU-A-CB-O | NTXSSH24A112** |  | Mini-Splits (Non-Ducted) | NAXWST24B112** |  | 22400 | 20.5 |  | 12.55 | 12 |  | 21200 | 13300 | 62.74% | 22400 | 21.5 | 12.6 | 9 | 21200 |  |  |  | Residential | 467.5 | No | 1.87
207708809 | Mini/Multi Split | GREE | HRCU-A-CB-O | GWH09AGCXD-A3DNA1A/O |  | Mini-Splits (Non-Ducted) | GWH09AGCXD-A3DN***/I |  | 9100 | 27 |  | 14.55 | 11.8 |  | 10000 | 7000 | 70% | 9100 | 27 | 14.55 | 10 | 10000 | 9900 | 99% | 1.87 | Residential | 190 | Yes | 0.76 | Yes
207708810 | Mini/Multi Split | GREE | HRCU-A-CB-O | GWH09AGCXD-D3DNA1A/O |  | Mini-Splits (Non-Ducted) | GWH09AGCXD-D3DN***/I |  | 9100 | 25.5 |  | 14.7 | 12 |  | 10500 | 7000 | 66.67% | 9100 | 25.5 | 14.7 | 10.2 | 10500 | 9100 | 86.67% | 1.86 | Residential | 190 | Yes | 0.76 | Yes
207708820 | Mini/Multi Split | GREE | HRCU-A-CB-O | GWH18AGD-D3DNA4E/O |  | Mini-Splits (Non-Ducted) | GWH18AGD-D3DN***/I |  | 18000 | 21 |  | 13 | 11 |  | 18200 | 11400 | 62.64% | 18000 | 23 | 13 | 8.3 | 18200 |  |  |  | Residential | 375 | No | 1.5
207709204 | Mini/Multi Split | Convectair | HRCU-A-CB-O | 8028-C09-O |  | Mini-Splits (Non-Ducted) | 8028-C09-I |  | 9000 | 28.1 |  | 16.2 | 13 |  | 11800 | 9500 | 80.51% | 9000 | 28.1 | 16.2 | 11.5 | 12000 | 10600 | 88.33% | 2 | Residential | 187.5 | Yes | 0.75 | Both
207709205 | Mini/Multi Split | Convectair | HRCU-A-CB-O | 8028-C12-O |  | Mini-Splits (Non-Ducted) | 8028-C12-I |  | 12000 | 25.5 |  | 14 | 13 |  | 12000 | 10000 | 83.33% | 12000 | 25.5 | 14 | 10.4 | 12000 | 12000 | 100% | 1.8 | Residential | 250 | Yes | 1 | Both
207709206 | Mini/Multi Split | Convectair | HRCU-A-CB-O | 8028-C18-O |  | Mini-Splits (Non-Ducted) | 8028-C18-I |  | 18000 | 21.5 |  | 12.5 | 13 |  | 18000 | 15000 | 83.33% | 18000 | 21.5 | 12.5 | 11.3 | 18000 | 18000 | 100% | 1.8 | Residential | 375 | Yes | 1.5 | Both
207709207 | Mini/Multi Split | Convectair | HRCU-A-CB-O | 8028-C24-O |  | Mini-Splits (Non-Ducted) | 8028-C24-I |  | 24000 | 21.5 |  | 13 | 12 |  | 29000 | 21200 | 73.1% | 24000 | 21.5 | 13 | 11.4 | 29000 | 25000 | 86.21% | 2.21 | Residential | 500 | Yes | 2 | Both
207740500 | Mini/Multi Split | C&H | HRCU-A-CB-O | CH-HPR06F9-230VO |  | Mini-Splits (Non-Ducted) | CH-06MASTWM-230VI |  | 6000 | 26.5 |  | 15.8 | 14 |  | 7000 | 8500 | 121.4% | 6000 | 26.5 | 15.8 | 13.6 | 7000 | 7500 | 107.1% | 2.1 | Residential | 125 | Yes | 0.5 | Both
207740501 | Mini/Multi Split | C&H | HRCU-A-CB-O | CH-HPR09-230VO |  | Mini-Splits (Non-Ducted) | CH-09MASTWM-230VI |  | 9000 | 28.1 |  | 16.2 | 13 |  | 11800 | 9500 | 80.51% | 9000 | 28.1 | 16.2 | 11.5 | 12000 | 10600 | 88.33% | 2 | Residential | 187.5 | Yes | 0.75 | Both
207740502 | Mini/Multi Split | C&H | HRCU-A-CB-O | CH-HPR12-230VO |  | Mini-Splits (Non-Ducted) | CH-12MASTWM-230VI |  | 12000 | 25.5 |  | 14 | 13 |  | 12000 | 10000 | 83.33% | 12000 | 25.5 | 14 | 10.4 | 12000 | 12000 | 100% | 1.8 | Residential | 250 | Yes | 1 | Both
207740503 | Mini/Multi Split | C&H | HRCU-A-CB-O | CH-HPR18-230VO |  | Mini-Splits (Non-Ducted) | CH-18MASTWM-230VI |  | 18000 | 21.5 |  | 12.5 | 13 |  | 18000 | 15000 | 83.33% | 18000 | 21.5 | 12.5 | 11.3 | 18000 | 18000 | 100% | 1.8 | Residential | 375 | Yes | 1.5 | Both
207740504 | Mini/Multi Split | C&H | HRCU-A-CB-O | CH-HPR24-230VO |  | Mini-Splits (Non-Ducted) | CH-24MASTWM-230VI |  | 24000 | 21.5 |  | 13 | 12 |  | 29000 | 21200 | 73.1% | 24000 | 21.5 | 13 | 11.4 | 29000 | 25000 | 86.21% | 2.21 | Residential | 500 | Yes | 2 | Both
207740507 | Mini/Multi Split | C&H | HRCU-A-CB-O | CH-NY09MIA-115VO |  | Mini-Splits (Non-Ducted) | CH-09OLV-115VI |  | 9000 | 21.5 |  | 12.5 | 10.3 |  | 10000 | 6300 | 63% | 9000 | 21.5 | 12.5 | 9.1 | 10000 | 7000 | 70% | 2.16 | Residential | 187.5 | Yes | 0.75 | Both
207740512 | Mini/Multi Split | C&H | HRCU-A-CB-O | CH-ES09-230VO |  | Mini-Splits (Non-Ducted) | CH-09MOLVWM-230VI |  | 9000 | 24 |  | 14.7 | 12.7 |  | 10000 | 8100 | 81% | 9000 | 24 | 14.7 | 11.6 | 10000 | 7500 | 75% | 2.25 | Residential | 187.5 | Yes | 0.75 | Both
207740513 | Mini/Multi Split | C&H | HRCU-A-CB-O | CH-ES12-230VO |  | Mini-Splits (Non-Ducted) | CH-12MOLVWM-230VI |  | 12000 | 22.2 |  | 13 | 11 |  | 12000 | 10000 | 83.33% | 12000 | 23.1 | 13 | 10.8 | 12000 | 8400 | 70% | 2.41 | Residential | 250 | Yes | 1 | Both
207740514 | Mini/Multi Split | C&H | HRCU-A-CB-O | CH-ES18-230VO |  | Mini-Splits (Non-Ducted) | CH-18MOLVWM-230VI |  | 18000 | 24 |  | 13.5 | 11.6 |  | 18000 | 14100 | 78.33% | 18000 | 24 | 13.5 | 10.5 | 18000 | 12800 | 71.11% | 2.44 | Residential | 375 | Yes | 1.5 | Both
207740515 | Mini/Multi Split | C&H | HRCU-A-CB-O | CH-ES24-230VO |  | Mini-Splits (Non-Ducted) | CH-24MOLVWM-230VI |  | 24000 | 21 |  | 13 | 10 |  | 26000 | 17400 | 66.92% | 24000 | 21 | 13 | 8.5 | 26000 |  |  |  | Residential | 500 | No | 2 | No
207740518 | Mini/Multi Split | C&H | HRCU-A-CB-O | CH-HPR06F9-230VO |  | Mini-Splits (Non-Ducted) | CH-06MOLVWM-230VI |  | 6000 | 23.5 |  | 15 | 11 |  | 7000 | 7500 | 107.1% | 6000 | 23.5 | 15 | 12 | 7000 | 7100 | 101.4% | 1.84 | Residential | 125 | Yes | 0.5 | Both
207740519 | Mini/Multi Split | C&H | HRCU-A-CB-O | CH-HPR09-230VO |  | Mini-Splits (Non-Ducted) | CH-09MOLVWM-230VI |  | 9000 | 25.5 |  | 15.8 | 12.5 |  | 12000 | 9300 | 77.5% | 9000 | 26.4 | 15.8 | 11.6 | 12000 | 11000 | 91.67% | 1.85 | Residential | 187.5 | Yes | 0.75 | Both
207740520 | Mini/Multi Split | C&H | HRCU-A-CB-O | CH-HPR12-230VO |  | Mini-Splits (Non-Ducted) | CH-12MOLVWM-230VI |  | 12000 | 22 |  | 13 | 12.7 |  | 12000 | 10300 | 85.83% | 12000 | 23.1 | 13 | 10.5 | 12000 | 11000 | 91.67% | 1.88 | Residential | 250 | Yes | 1 | Both
207740521 | Mini/Multi Split | C&H | HRCU-A-CB-O | CH-HPR18-230VO |  | Mini-Splits (Non-Ducted) | CH-18MOLVWM-230VI |  | 18000 | 21.5 |  | 13 | 11 |  | 18000 | 11100 | 61.67% | 18000 | 22 | 13 | 10.6 | 18000 | 17200 | 95.56% | 1.89 | Residential | 375 | Yes | 1.5 | Both
207740522 | Mini/Multi Split | C&H | HRCU-A-CB-O | CH-HPR24-230VO |  | Mini-Splits (Non-Ducted) | CH-24MOLVWM-230VI |  | 23000 | 21.5 |  | 12.5 | 11.5 |  | 26000 | 18900 | 72.69% | 23000 | 22.3 | 12.5 | 10.3 | 26000 | 23000 | 88.46% | 1.8 | Residential | 480 | Yes | 1.92 | Both
207740523 | Mini/Multi Split | C&H | HRCU-A-CB-O | CH-NY09MIA-115VO |  | Mini-Splits (Non-Ducted) | CH-NY09MIA-115VI |  | 9000 | 20.5 |  | 12.5 | 10 |  | 10000 | 6800 | 68% | 9000 | 21.5 | 12.5 | 9 | 10000 |  |  |  | Residential | 187.5 | No | 0.75 | No
207740525 | Mini/Multi Split | C&H | HRCU-A-CB-O | CH-NY09MIA-230VO |  | Mini-Splits (Non-Ducted) | CH-NY09MIA-230VI |  | 9000 | 21.5 |  | 12.6 | 10 |  | 10000 | 6900 | 69% | 9000 | 21.7 | 12.6 | 9.1 | 10000 |  |  |  | Residential | 187.5 | No | 0.75 | No
207740531 | Mini/Multi Split | C&H | HRCU-A-CB-O | CH-ES12-115VO |  | Mini-Splits (Non-Ducted) | CH-12OLVWM-115VI |  | 12000 | 22 |  | 12.5 | 11.5 |  | 12000 | 8900 | 74.17% | 12000 | 22.7 | 12.5 | 10.4 | 12000 |  |  |  | Residential | 250 | No | 1 | No
207740532 | Mini/Multi Split | C&H | HRCU-A-CB-O | CH-NY09MIA-230VO |  | Mini-Splits (Non-Ducted) | CH-09MOLV-230VI |  | 9000 | 21.5 |  | 12.6 | 10 |  | 10000 | 6000 | 60% | 9000 | 21.5 | 12.6 | 9.4 | 10000 | 7000 | 70% | 2 | Residential | 187.5 | Yes | 0.75 | Both
207742316 | Mini/Multi Split | C&H | HRCU-A-CB-O | CH-ES09-230VO |  | Mini-Splits (Non-Ducted) | CH-09MSPHCT-230VI |  | 9000 | 20 |  | 13 | 10.5 |  | 10000 | 7500 | 75% | 9000 | 20 | 13 | 10 | 10000 | 7400 | 74% | 1.9 | Residential | 187.5 | Yes | 0.75 | Both
207742317 | Mini/Multi Split | C&H | HRCU-A-CB | CH-ES09-230VO |  | Mini-Splits (Ducted) | CH-M09DTUI |  | 9000 | 21 |  | 13.5 | 11.5 |  | 10000 | 7700 | 77% | 9000 | 19.2 | 12.5 | 10.2 | 10000 | 8000 | 80% | 2.1 | Residential | 187.5 | Yes | 0.75 | Both
207742318 | Mini/Multi Split | C&H | HRCU-A-CB-O | CH-ES12-230VO |  | Mini-Splits (Non-Ducted) | CH-12MSPHCT-230VI |  | 12000 | 22 |  | 14 | 10.6 |  | 12000 | 8900 | 74.17% | 12000 | 22.7 | 14 | 10 | 12000 |  |  |  | Residential | 250 | No | 1 | No
207742319 | Mini/Multi Split | C&H | HRCU-A-CB | CH-ES12-230VO |  | Mini-Splits (Ducted) | CH-M12DTUI |  | 12000 | 21.5 |  | 12.5 | 11.5 |  | 12000 | 9300 | 77.5% | 11500 | 19 | 11.7 | 10.3 | 12000 | 8400 | 70% | 2.26 | Residential | 240 | Yes | 0.96 | Both
207742320 | Mini/Multi Split | C&H | HRCU-A-CB-O | CH-ES12-230VO |  | Mini-Splits (Non-Ducted) | CH-12MSPHMC-230VI |  | 12000 | 21.5 |  | 13 | 10 |  | 12000 | 9000 | 75% | 12000 | 22.7 | 13 | 10.2 | 12000 | 8400 | 70% | 2.26 | Residential | 250 | Yes | 1 | Both
207742321 | Mini/Multi Split | C&H | HRCU-A-CB-O | CH-ES18-230VO |  | Mini-Splits (Non-Ducted) | CH-18MSPHCT-230VI |  | 16000 | 20.5 |  | 12.5 | 11 |  | 18500 | 12000 | 64.86% | 16000 | 20.5 | 12.5 | 10.5 | 19000 |  |  |  | Residential | 332.5 | No | 1.33 | No
207742322 | Mini/Multi Split | C&H | HRCU-A-CB | CH-ES18-230VO |  | Mini-Splits (Ducted) | CH-M18DTUI |  | 18000 | 20.5 |  | 12.5 | 11 |  | 20000 | 12600 | 63% | 17000 | 20 | 12.5 | 10.6 | 20000 |  |  |  | Residential | 355 | No | 1.42 | No
207742323 | Mini/Multi Split | C&H | HRCU-A-CB-O | CH-ES18-230VO |  | Mini-Splits (Non-Ducted) | CH-18MSPHFC-230VI |  | 18000 | 21.5 |  | 12.5 | 10.5 |  | 20000 | 12800 | 64% | 18000 | 23 | 12.5 | 10 | 20000 |  |  |  | Residential | 375 | No | 1.5 | No
207742324 | Mini/Multi Split | C&H | HRCU-A-CB-O | CH-ES24-230VO |  | Mini-Splits (Non-Ducted) | CH-N24MSPHCT-230VI |  | 24000 | 20.7 |  | 12.5 | 10.5 |  | 25000 | 19000 | 76% | 24000 | 21.5 | 12.5 | 9.7 | 25000 | 18500 | 74% | 2.2 | Residential | 500 | Yes | 2 | Both
207742325 | Mini/Multi Split | C&H | HRCU-A-CB | CH-ES24-230VO |  | Mini-Splits (Ducted) | CH-M24DTUI |  | 24000 | 21.5 |  | 12.6 | 11.2 |  | 24600 | 20000 | 81.3% | 23000 | 19 | 12.5 | 11.2 | 25000 | 20000 | 80% | 2.3 | Residential | 480 | Yes | 1.92 | Both
207742326 | Mini/Multi Split | C&H | HRCU-A-CB-O | CH-ES24-230VO |  | Mini-Splits (Non-Ducted) | CH-24MSPHFC-230VI |  | 24000 | 20 |  | 12.5 | 11.2 |  | 24000 | 16000 | 66.67% | 24000 | 21.2 | 12.5 | 10.3 | 24000 | 18200 | 75.83% | 2.2 | Residential | 500 | Yes | 2 | Both
207742327 | Mini/Multi Split | C&H | HRCU-A-CB-O | CH-HPR09-230VO |  | Mini-Splits (Non-Ducted) | CH-09MSPHCT-230VI |  | 9000 | 20.5 |  | 13 | 10.8 |  | 10000 | 9000 | 90% | 9000 | 20.5 | 13 | 10.3 | 9800 | 10000 | 102% | 1.8 | Residential | 187.5 | Yes | 0.75 | Both
207742328 | Mini/Multi Split | C&H | HRCU-A-CB | CH-HPR09-230VO |  | Mini-Splits (Ducted) | CH-M09DTUI |  | 9000 | 23 |  | 14 | 12 |  | 10000 | 10100 | 101% | 9000 | 20.2 | 13.2 | 12 | 10000 | 10800 | 108% | 1.9 | Residential | 187.5 | Yes | 0.75 | Both
207742329 | Mini/Multi Split | C&H | HRCU-A-CB-O | CH-HPR12-230VO |  | Mini-Splits (Non-Ducted) | CH-12MSPHCT-230VI |  | 12000 | 21.5 |  | 12.7 | 10.6 |  | 12000 | 9900 | 82.5% | 12000 | 22.3 | 12.7 | 10.2 | 12000 | 11300 | 94.17% | 1.89 | Residential | 250 | Yes | 1 | Both
207742330 | Mini/Multi Split | C&H | HRCU-A-CB | CH-HPR12-230VO |  | Mini-Splits (Ducted) | CH-M12DTUI |  | 12000 | 21.5 |  | 13 | 11.5 |  | 12000 | 10600 | 88.33% | 12000 | 19.5 | 11.7 | 10 | 12500 | 12100 | 96.8% | 1.96 | Residential | 250 | Yes | 1 | Both
207742331 | Mini/Multi Split | C&H | HRCU-A-CB-O | CH-HPR12-230VO |  | Mini-Splits (Non-Ducted) | CH-12MSPHMC-230VI |  | 12000 | 23 |  | 13 | 11.5 |  | 12000 | 9600 | 80% | 12000 | 23.6 | 13 | 10 | 12000 | 12000 | 100% | 1.89 | Residential | 250 | Yes | 1 | Both
207742332 | Mini/Multi Split | C&H | HRCU-A-CB-O | CH-HPR18-230VO |  | Mini-Splits (Non-Ducted) | CH-18MSPHCT-230VI |  | 16000 | 20 |  | 12.5 | 10.3 |  | 18000 | 15600 | 86.67% | 16000 | 20 | 12.5 | 9.5 | 17000 | 16000 | 94.12% | 1.75 | Residential | 332.5 | No | 1.33 | Both
207742333 | Mini/Multi Split | C&H | HRCU-A-CB | CH-HPR18-230VO |  | Mini-Splits (Ducted) | CH-M18DTUI |  | 16500 | 19.6 |  | 12.5 | 11 |  | 19000 | 15000 | 78.95% | 17000 | 18 | 11.7 | 9.5 | 19000 | 17700 | 93.16% | 1.85 | Residential | 355 | Yes | 1.42 | Both
207742334 | Mini/Multi Split | C&H | HRCU-A-CB-O | CH-HPR18-230VO |  | Mini-Splits (Non-Ducted) | CH-18MSPHFC-230VI |  | 17000 | 20.2 |  | 12.5 | 10.6 |  | 18000 | 12000 | 66.67% | 17000 | 20.5 | 12.5 | 9.8 | 18000 | 16800 | 93.33% | 1.86 | Residential | 355 | Yes | 1.42 | Both
207742336 | Mini/Multi Split | C&H | HRCU-A-CB | CH-HPR24-230VO |  | Mini-Splits (Ducted) | CH-M24DTUI |  | 24000 | 20.6 |  | 12.5 | 12.6 |  | 24600 | 21000 | 85.37% | 24000 | 19.2 | 12 | 10.5 | 25000 | 27000 | 108% | 2 | Residential | 500 | Yes | 2 | Both
207742361 | Mini/Multi Split | C&H | HMSV-A-CB | CH-18MES-230VO |  | Non-Ducted Indoor Units |  |  | 18000 | 22.5 |  | 13.3 | 10.6 |  | 19000 | 14300 | 75.26% | 18000 | 22.9 | 13.9 | 10.5 | 19000 |  |  |  | Residential | 375 | No | 1.5 | No
207742363 | Mini/Multi Split | C&H | HMSV-A-CB | CH-18MES-230VO |  | Mixed Ducted and Non-Ducted Indoor Units |  |  | 18000 | 20.75 |  | 12.65 | 10.7 |  | 19000 | 14500 | 76.32% | [8 empty] | Residential | 375 | No | 1.5 | No
207742364 | Mini/Multi Split | C&H | HMSV-A-CB | CH-28MES-230VO |  | Non-Ducted Indoor Units |  |  | 28000 | 23.8 |  | 12.5 | 10.5 |  | 28000 | 21000 | 75% | 28000 | 24.6 | 12.7 | 9.3 | 28000 |  |  |  | Residential | 582.5 | No | 2.33 | No
207742370 | Mini/Multi Split | C&H | HMSV-A-CB | CH-48MES-230VO |  | Non-Ducted Indoor Units |  |  | 48000 | 22.4 |  | 12.5 | 11 |  | 48000 | 34000 | 70.83% | 48000 | 23.4 | 12.5 | 8.7 | 48000 |  |  |  | Residential | 1000 | No | 4 | No
207742373 | Mini/Multi Split | C&H | HMSV-A-CB | CH-HPR19M-230VO |  | Non-Ducted Indoor Units |  |  | 19000 | 22 |  | 12.5 | 10.2 |  | 20000 | 15000 | 75% | 19000 | 22 | 12.5 | 9.8 | 20000 | 19700 | 98.5% | 1.9 | Residential | 395 | Yes | 1.58 | Both
207742376 | Mini/Multi Split | C&H | HMSV-A-CB | CH-HPR28M-230VO |  | Non-Ducted Indoor Units |  |  | 28000 | 22.5 |  | 12.5 | 11.3 |  | 28000 | 26600 | 95% | 28000 | 23 | 12.5 | 10.6 | 28000 | 25000 | 89.29% | 1.8 | Residential | 582.5 | Yes | 2.33 | Both
207742379 | Mini/Multi Split | C&H | HMSV-A-CB | CH-HPR36M-230VO |  | Non-Ducted Indoor Units |  |  | 36000 | 21.8 |  | 13.6 | 11 |  | 36400 | 33000 | 90.66% | 36000 | 22.2 | 13.6 | 10.3 | 37000 | 36000 | 97.3% | 1.9 | Residential | 750 | Yes | 3 | Both
207742396 | Mini/Multi Split | MIDEA | HRCU-A-CB | MOX230-12HFN1-MV5W |  | Mini-Splits (Ducted) | MTIU-12HWFN1-M |  | 12000 | 21.5 |  | 12.5 | 11.5 |  | 12000 | 9300 | 77.5% | 11500 | 19 | 11.7 | 10.3 | 12000 | 8400 | 70% | 2.26 | Residential | 240 | Yes | 0.96 | Both
207742397 | Mini/Multi Split | MIDEA | HRCU-A-CB | MOCA31-18HFN1-MT0W |  | Mini-Splits (Ducted) | MTIU-18HWFN1-M |  | 18000 | 19 |  | 12.5 | 10.5 |  | 18000 | 12000 | 66.67% | [8 empty] | Residential | 375 | No | 1.5
207742398 | Mini/Multi Split | MIDEA | HRCU-A-CB | MOD31-24HFN1-MT0W |  | Mini-Splits (Ducted) | MTIU-24HWFN1-M |  | 24000 | 21.5 |  | 12.5 | 11 |  | 24400 | 16000 | 65.57% | [8 empty] | Residential | 500 | No | 2
207742403 | Mini/Multi Split | SUPREME | HRCU-A-CB-O | YS25E-12HRDN1 |  | Mini-Splits (Non-Ducted) | YS25E-12HRDN1 |  | 12000 | 23.2 |  | 13.7 | 13.2 |  | 12000 | 9000 | 75% | 12000 | 24.6 | 13.7 | 10.7 | 12000 |  |  |  | Residential | 250 | No | 1 | No
207742404 | Mini/Multi Split | SUPREME | HRCU-A-CB-O | YS25E-18HRDN1 |  | Mini-Splits (Non-Ducted) | YS25E-18HRDN1 |  | 18000 | 22.6 |  | 12.5 | 12 |  | 19000 | 14900 | 78.42% | 18000 | 23.5 | 12.5 | 10.8 | 19000 |  |  |  | Residential | 375 | No | 1.5 | No
207742405 | Mini/Multi Split | TK'S | HMSV-A-CB | T2C-18HFN1 |  | Non-Ducted Indoor Units |  |  | 18000 | 21.5 |  | 12.5 | 10.6 |  | 19000 | 14400 | 75.79% | 18000 | 21 | 12.5 | 10.2 | 19000 |  |  |  | Residential | 375 | No | 1.5 | No
207742418 | Mini/Multi Split | ELIOS | HRCU-A-CB-O | DEA09HOS21115S1 |  | Mini-Splits (Non-Ducted) | DEA09HIW21115S1 |  | 9000 | 20.5 |  | 12.5 | 10 |  | 10000 | 6800 | 68% | 9000 | 21.5 | 12.5 | 9 | 10000 |  |  |  | Residential | 187.5 | No | 0.75 | No
207742424 | Mini/Multi Split | ELIOS | HRCU-A-CB-O | DEA09HOS25230E8 |  | Mini-Splits (Non-Ducted) | DEA09HIW25230E8 |  | 9000 | 25.5 |  | 15 | 12.2 |  | 10000 | 8500 | 85% | 9000 | 25.5 | 15 | 12.3 | 10000 | 7500 | 75% | 2.17 | Residential | 187.5 | Yes | 0.75 | Both
207742425 | Mini/Multi Split | ELIOS | HRCU-A-CB-O | DEA12HOS25230E8 |  | Mini-Splits (Non-Ducted) | DEA12HIW25230E8 |  | 12000 | 23.2 |  | 13.7 | 13.2 |  | 12000 | 9000 | 75% | 12000 | 24.6 | 13.7 | 10.7 | 12000 |  |  |  | Residential | 250 | No | 1 | No
207742426 | Mini/Multi Split | ELIOS | HRCU-A-CB-O | DEA18HOS25230E8 |  | Mini-Splits (Non-Ducted) | DEA18HIW25230E8 |  | 18000 | 22.6 |  | 12.5 | 12 |  | 19000 | 14900 | 78.42% | 18000 | 23.5 | 12.5 | 10.8 | 19000 |  |  |  | Residential | 375 | No | 1.5 | No
207742427 | Mini/Multi Split | ELIOS | HRCU-A-CB-O | DEA24HOS25230E8 |  | Mini-Splits (Non-Ducted) | DEA24HIW25230E8 |  | 24000 | 22 |  | 14 | 12 |  | 25000 | 16200 | 64.8% | 24000 | 22 | 14 | 10 | 25000 |  |  |  | Residential | 500 | No | 2 | No
207742428 | Mini/Multi Split | ELIOS | HRCU-A-CB-O | DEA06HOS28230E8 |  | Mini-Splits (Non-Ducted) | DEA06HIW25230E8 |  | 6000 | 26.5 |  | 15.8 | 14 |  | 7000 | 8500 | 121.4% | 6000 | 26.5 | 15.8 | 13.6 | 7000 | 7500 | 107.1% | 2.1 | Residential | 125 | Yes | 0.5 | Both
207742429 | Mini/Multi Split | ELIOS | HRCU-A-CB-O | DEA09HOS28230E8 |  | Mini-Splits (Non-Ducted) | DEA09HIW25230E8 |  | 9000 | 28.1 |  | 16.2 | 13 |  | 11800 | 9500 | 80.51% | 9000 | 28.1 | 16.2 | 11.5 | 12000 | 10600 | 88.33% | 2 | Residential | 187.5 | Yes | 0.75 | Both
207742430 | Mini/Multi Split | ELIOS | HRCU-A-CB-O | DEA12HOS28230E8 |  | Mini-Splits (Non-Ducted) | DEA12HIW25230E8 |  | 12000 | 25.5 |  | 14 | 13 |  | 12000 | 10000 | 83.33% | 12000 | 25.5 | 14 | 10.4 | 12000 | 12000 | 100% | 1.8 | Residential | 250 | Yes | 1 | Both
207742431 | Mini/Multi Split | ELIOS | HRCU-A-CB-O | DEA18HOS28230E8 |  | Mini-Splits (Non-Ducted) | DEA18HIW25230E8 |  | 18000 | 21.5 |  | 12.5 | 13 |  | 18000 | 15000 | 83.33% | 18000 | 21.5 | 12.5 | 11.3 | 18000 | 18000 | 100% | 1.8 | Residential | 375 | Yes | 1.5 | Both
207742432 | Mini/Multi Split | ELIOS | HRCU-A-CB-O | DEA24HOS28230E8 |  | Mini-Splits (Non-Ducted) | DEA24HIW25230E8 |  | 24000 | 21.5 |  | 13 | 12 |  | 29000 | 21200 | 73.1% | 24000 | 21.5 | 13 | 11.4 | 29000 | 25000 | 86.21% | 2.21 | Residential | 500 | Yes | 2 | Both
207742433 | Mini/Multi Split | ELIOS | HRCU-A-CB-O | DEA09HOS25230E8 |  | Mini-Splits (Non-Ducted) | DUA09HICU230X5 |  | 9000 | 20 |  | 13 | 10.5 |  | 10000 | 7500 | 75% | 9000 | 20 | 13 | 10 | 10000 | 7400 | 74% | 1.9 | Residential | 187.5 | Yes | 0.75 | Both
207742434 | Mini/Multi Split | ELIOS | HRCU-A-CB-O | DEA12HOS25230E8 |  | Mini-Splits (Non-Ducted) | DUA12HICU230X5 |  | 12000 | 22 |  | 14 | 10.6 |  | 12000 | 8900 | 74.17% | 12000 | 22.7 | 14 | 10 | 12000 |  |  |  | Residential | 250 | No | 1 | No
207742435 | Mini/Multi Split | ELIOS | HRCU-A-CB-O | DEA18HOS25230E8 |  | Mini-Splits (Non-Ducted) | DUA18HICU230X5 |  | 16000 | 20.5 |  | 12.5 | 11 |  | 18500 | 12000 | 64.86% | 16000 | 20.5 | 12.5 | 10.5 | 19000 |  |  |  | Residential | 332.5 | No | 1.33 | No
207742436 | Mini/Multi Split | ELIOS | HRCU-A-CB-O | DEA24HOS25230E8 |  | Mini-Splits (Non-Ducted) | DUA24HICU230X5 |  | 24000 | 20.7 |  | 12.5 | 10.5 |  | 25000 | 19000 | 76% | 24000 | 21.5 | 12.5 | 9.7 | 25000 | 18500 | 74% | 2.2 | Residential | 500 | Yes | 2 | Both
207742439 | Mini/Multi Split | ELIOS | HRCU-A-CB-O | DEA09HOS28230E8 |  | Mini-Splits (Non-Ducted) | DUA09HICU230X5 |  | 9000 | 20.5 |  | 13 | 10.8 |  | 10000 | 9000 | 90% | 9000 | 20.5 | 13 | 10.3 | 9800 | 10000 | 102% | 1.8 | Residential | 187.5 | Yes | 0.75 | Both
207742440 | Mini/Multi Split | ELIOS | HRCU-A-CB-O | DEA12HOS28230E8 |  | Mini-Splits (Non-Ducted) | DUA12HICU230X5 |  | 12000 | 21.5 |  | 12.7 | 10.6 |  | 12000 | 9900 | 82.5% | 12000 | 22.3 | 12.7 | 10.2 | 12000 | 11300 | 94.17% | 1.89 | Residential | 250 | Yes | 1 | Both
207742441 | Mini/Multi Split | ELIOS | HRCU-A-CB-O | DEA18HOS28230E8 |  | Mini-Splits (Non-Ducted) | DUA18HICU230X5 |  | 16000 | 20 |  | 12.5 | 10.3 |  | 18000 | 15600 | 86.67% | 16000 | 20 | 12.5 | 9.5 | 17000 | 16000 | 94.12% | 1.75 | Residential | 332.5 | No | 1.33 | Both
207742445 | Mini/Multi Split | ELIOS | HRCU-A-CB | DEA09HOS25230E8 |  | Mini-Splits (Ducted) | DUA09HIDU230X5 |  | 9000 | 21 |  | 13.5 | 11.5 |  | 10000 | 7700 | 77% | 9000 | 19.2 | 12.5 | 10.2 | 10000 | 8000 | 80% | 2.1 | Residential | 187.5 | Yes | 0.75 | Both
207742446 | Mini/Multi Split | ELIOS | HRCU-A-CB | DEA12HOS25230E8 |  | Mini-Splits (Ducted) | DUA12HIDU230X5 |  | 12000 | 21.5 |  | 12.5 | 11.5 |  | 12000 | 9300 | 77.5% | 11500 | 19 | 11.7 | 10.3 | 12000 | 8400 | 70% | 2.26 | Residential | 240 | Yes | 0.96 | Both
207742447 | Mini/Multi Split | ELIOS | HRCU-A-CB | DEA18HOS25230E8 |  | Mini-Splits (Ducted) | DUA18HIDU230X5 |  | 18000 | 20.5 |  | 12.5 | 11 |  | 20000 | 12600 | 63% | 17000 | 20 | 12.5 | 10.6 | 20000 |  |  |  | Residential | 355 | No | 1.42 | No
207742448 | Mini/Multi Split | ELIOS | HRCU-A-CB | DEA24HOS25230E8 |  | Mini-Splits (Ducted) | DUA24HIDU230X5 |  | 24000 | 21.5 |  | 12.6 | 11.2 |  | 24600 | 20000 | 81.3% | 23000 | 19 | 12.5 | 11.2 | 25000 | 20000 | 80% | 2.3 | Residential | 480 | Yes | 1.92 | Both
207742452 | Mini/Multi Split | ELIOS | HRCU-A-CB | DEA09HOS28230E8 |  | Mini-Splits (Ducted) | DUA09HIDU230X5 |  | 9000 | 23 |  | 14 | 12 |  | 10000 | 10100 | 101% | 9000 | 20.2 | 13.2 | 12 | 10000 | 10800 | 108% | 1.9 | Residential | 187.5 | Yes | 0.75 | Both
207742453 | Mini/Multi Split | ELIOS | HRCU-A-CB | DEA12HOS28230E8 |  | Mini-Splits (Ducted) | DUA12HIDU230X5 |  | 12000 | 21.5 |  | 13 | 11.5 |  | 12000 | 10600 | 88.33% | 12000 | 19.5 | 11.7 | 10 | 12500 | 12100 | 96.8% | 1.96 | Residential | 250 | Yes | 1 | Both
207742454 | Mini/Multi Split | ELIOS | HRCU-A-CB | DEA18HOS28230E8 |  | Mini-Splits (Ducted) | DUA18HIDU230X5 |  | 16500 | 19.6 |  | 12.5 | 11 |  | 19000 | 15000 | 78.95% | 17000 | 18 | 11.7 | 9.5 | 19000 | 17700 | 93.16% | 1.85 | Residential | 355 | Yes | 1.42 | Both
207742455 | Mini/Multi Split | ELIOS | HRCU-A-CB | DEA24HOS28230E8 |  | Mini-Splits (Ducted) | DUA24HIDU230X5 |  | 24000 | 20.6 |  | 12.5 | 12.6 |  | 24600 | 21000 | 85.37% | 24000 | 19.2 | 12 | 10.5 | 25000 | 27000 | 108% | 2 | Residential | 500 | Yes | 2 | Both
207742458 | Mini/Multi Split | ELIOS | HRCU-A-CB-O | DEA12HOS28230E8 |  | Mini-Splits (Non-Ducted) | DUA12HIFU230E5 |  | 12000 | 23 |  | 13 | 11.5 |  | 12000 | 9600 | 80% | 12000 | 23.6 | 13 | 10 | 12000 | 12000 | 100% | 1.89 | Residential | 250 | Yes | 1 | Both
207742459 | Mini/Multi Split | ELIOS | HRCU-A-CB-O | DEA12HOS25230E8 |  | Mini-Splits (Non-Ducted) | DUA12HIFU230E5 |  | 12000 | 21.5 |  | 13 | 10 |  | 12000 | 9000 | 75% | 12000 | 22.7 | 13 | 10.2 | 12000 | 8400 | 70% | 2.26 | Residential | 250 | Yes | 1 | Both
207742460 | Mini/Multi Split | ELIOS | HMSV-A-CB | DEA18HOM25230X3 |  | Non-Ducted Indoor Units |  |  | 19000 | 22 |  | 12.5 | 10.2 |  | 20000 | 15000 | 75% | 19000 | 22 | 12.5 | 9.8 | 20000 | 19700 | 98.5% | 1.9 | Residential | 395 | Yes | 1.58 | Both
207742463 | Mini/Multi Split | ELIOS | HMSV-A-CB | DEA27HOM25230X3 |  | Non-Ducted Indoor Units |  |  | 28000 | 22.5 |  | 12.5 | 11.3 |  | 28000 | 26600 | 95% | 28000 | 23 | 12.5 | 10.6 | 28000 | 25000 | 89.29% | 1.8 | Residential | 582.5 | Yes | 2.33 | Both
207742466 | Mini/Multi Split | ELIOS | HMSV-A-CB | DEA36HOM25230X3 |  | Non-Ducted Indoor Units |  |  | 36000 | 21.8 |  | 13.6 | 11 |  | 36400 | 33000 | 90.66% | 36000 | 22.2 | 13.6 | 10.3 | 37000 | 36000 | 97.3% | 1.9 | Residential | 750 | Yes | 3 | Both
207742472 | Mini/Multi Split | ELIOS | HMSV-A-CB | DEA18HOM23230X2 |  | Non-Ducted Indoor Units |  |  | 18000 | 22.5 |  | 13.3 | 10.6 |  | 19000 | 14300 | 75.26% | 18000 | 22.9 | 13.9 | 10.5 | 19000 |  |  |  | Residential | 375 | No | 1.5 | No
207742474 | Mini/Multi Split | ELIOS | HMSV-A-CB | DEA18HOM23230X2 |  | Mixed Ducted and Non-Ducted Indoor Units |  |  | 18000 | 20.75 |  | 12.65 | 10.7 |  | 19000 | 14500 | 76.32% | [8 empty] | Residential | 375 | No | 1.5 | No
207742475 | Mini/Multi Split | ELIOS | HMSV-A-CB | DEA27HOM23230X2 |  | Non-Ducted Indoor Units |  |  | 28000 | 23.8 |  | 12.5 | 10.5 |  | 28000 | 21000 | 75% | 28000 | 24.6 | 12.7 | 9.3 | 28000 |  |  |  | Residential | 582.5 | No | 2.33 | No
207742481 | Mini/Multi Split | ELIOS | HMSV-A-CB | DEA48HOM23230X2 |  | Non-Ducted Indoor Units |  |  | 48000 | 22.4 |  | 12.5 | 11 |  | 48000 | 34000 | 70.83% | 48000 | 23.4 | 12.5 | 8.7 | 48000 |  |  |  | Residential | 1000 | No | 4 | No
207742484 | Mini/Multi Split | MOOVAIR | HRCU-A-CB-O | DMA09HOS21115S1 |  | Mini-Splits (Non-Ducted) | DMA09HIW21115S1 |  | 9000 | 20.5 |  | 12.5 | 10 |  | 10000 | 6800 | 68% | 9000 | 21.5 | 12.5 | 9 | 10000 |  |  |  | Residential | 187.5 | No | 0.75 | No
207742490 | Mini/Multi Split | MOOVAIR | HRCU-A-CB-O | DMA09HOS25230E8 |  | Mini-Splits (Non-Ducted) | DMA09HIW25230E8 |  | 9000 | 25.5 |  | 15 | 12.2 |  | 10000 | 8500 | 85% | 9000 | 25.5 | 15 | 12.3 | 10000 | 7500 | 75% | 2.17 | Residential | 187.5 | Yes | 0.75 | Both
207742491 | Mini/Multi Split | MOOVAIR | HRCU-A-CB-O | DMA12HOS25230E8 |  | Mini-Splits (Non-Ducted) | DMA12HIW25230E8 |  | 12000 | 23.2 |  | 13.7 | 13.2 |  | 12000 | 9000 | 75% | 12000 | 24.6 | 13.7 | 10.7 | 12000 |  |  |  | Residential | 250 | No | 1 | No
207742492 | Mini/Multi Split | MOOVAIR | HRCU-A-CB-O | DMA18HOS25230E8 |  | Mini-Splits (Non-Ducted) | DMA18HIW25230E8 |  | 18000 | 22.6 |  | 12.5 | 12 |  | 19000 | 14900 | 78.42% | 18000 | 23.5 | 12.5 | 10.8 | 19000 |  |  |  | Residential | 375 | No | 1.5 | No
207742493 | Mini/Multi Split | MOOVAIR | HRCU-A-CB-O | DMA24HOS25230E8 |  | Mini-Splits (Non-Ducted) | DMA24HIW25230E8 |  | 24000 | 22 |  | 14 | 12 |  | 25000 | 16200 | 64.8% | 24000 | 22 | 14 | 10 | 25000 |  |  |  | Residential | 500 | No | 2 | No
207742494 | Mini/Multi Split | MOOVAIR | HRCU-A-CB-O | DMA06HOS28230E8 |  | Mini-Splits (Non-Ducted) | DMA06HIW25230E8 |  | 6000 | 26.5 |  | 15.8 | 14 |  | 7000 | 8500 | 121.4% | 6000 | 26.5 | 15.8 | 13.6 | 7000 | 7500 | 107.1% | 2.1 | Residential | 125 | Yes | 0.5 | Both
207742495 | Mini/Multi Split | MOOVAIR | HRCU-A-CB-O | DMA09HOS28230E8 |  | Mini-Splits (Non-Ducted) | DMA09HIW25230E8 |  | 9000 | 28.1 |  | 16.2 | 13 |  | 11800 | 9500 | 80.51% | 9000 | 28.1 | 16.2 | 11.5 | 12000 | 10600 | 88.33% | 2 | Residential | 187.5 | Yes | 0.75 | Both
207742496 | Mini/Multi Split | MOOVAIR | HRCU-A-CB-O | DMA12HOS28230E8 |  | Mini-Splits (Non-Ducted) | DMA12HIW25230E8 |  | 12000 | 25.5 |  | 14 | 13 |  | 12000 | 10000 | 83.33% | 12000 | 25.5 | 14 | 10.4 | 12000 | 12000 | 100% | 1.8 | Residential | 250 | Yes | 1 | Both
207742497 | Mini/Multi Split | MOOVAIR | HRCU-A-CB-O | DMA18HOS28230E8 |  | Mini-Splits (Non-Ducted) | DMA18HIW25230E8 |  | 18000 | 21.5 |  | 12.5 | 13 |  | 18000 | 15000 | 83.33% | 18000 | 21.5 | 12.5 | 11.3 | 18000 | 18000 | 100% | 1.8 | Residential | 375 | Yes | 1.5 | Both
207742498 | Mini/Multi Split | MOOVAIR | HRCU-A-CB-O | DMA24HOS28230E8 |  | Mini-Splits (Non-Ducted) | DMA24HIW25230E8 |  | 24000 | 21.5 |  | 13 | 12 |  | 29000 | 21200 | 73.1% | 24000 | 21.5 | 13 | 11.4 | 29000 | 25000 | 86.21% | 2.21 | Residential | 500 | Yes | 2 | Both
207742499 | Mini/Multi Split | MOOVAIR | HRCU-A-CB-O | DMA09HOS42230E4 |  | Mini-Splits (Non-Ducted) | DMA09HIW42230E4 |  | 9000 | 42.5 |  | 16 | 15 |  | 12000 | 10400 | 86.67% | 9000 | 28.5 | 16 | 18 | 12000 | 13700 | 114.2% | 1.85 | Residential | 187.5 | Yes | 0.75 | Both
207742500 | Mini/Multi Split | MOOVAIR | HRCU-A-CB-O | DMA12HOS42230E4 |  | Mini-Splits (Non-Ducted) | DMA12HIW42230E4 |  | 12000 | 32 |  | 13.8 | 14 |  | 12000 | 10400 | 86.67% | 12000 | 27 | 14 | 12 | 12000 | 13700 | 114.2% | 1.85 | Residential | 250 | Yes | 1 | Both
207742501 | Mini/Multi Split | MOOVAIR | HRCU-A-CB-O | DMA18HOS42230E4 |  | Mini-Splits (Non-Ducted) | DMA18HIW42230E4 |  | 18000 | 28.2 |  | 14.5 | 13.7 |  | 20000 | 20200 | 101% | 18000 | 26.3 | 15.3 | 15.5 | 20000 | 24000 | 120% | 2.89 | Residential | 375 | Yes | 1.5 | Both
207742502 | Mini/Multi Split | MOOVAIR | HRCU-A-CB-O | DMA09HOS25230E8 |  | Mini-Splits (Non-Ducted) | DUA09HICU230X5 |  | 9000 | 20 |  | 13 | 10.5 |  | 10000 | 7500 | 75% | 9000 | 20 | 13 | 10 | 10000 | 7400 | 74% | 1.9 | Residential | 187.5 | Yes | 0.75 | Both
207742503 | Mini/Multi Split | MOOVAIR | HRCU-A-CB-O | DMA12HOS25230E8 |  | Mini-Splits (Non-Ducted) | DUA12HICU230X5 |  | 12000 | 22 |  | 14 | 10.6 |  | 12000 | 8900 | 74.17% | 12000 | 22.7 | 14 | 10 | 12000 |  |  |  | Residential | 250 | No | 1 | No
207742504 | Mini/Multi Split | MOOVAIR | HRCU-A-CB-O | DMA18HOS25230E8 |  | Mini-Splits (Non-Ducted) | DUA18HICU230X5 |  | 16000 | 20.5 |  | 12.5 | 11 |  | 18500 | 12000 | 64.86% | 16000 | 20.5 | 12.5 | 10.5 | 19000 |  |  |  | Residential | 332.5 | No | 1.33 | No
207742505 | Mini/Multi Split | MOOVAIR | HRCU-A-CB-O | DMA24HOS25230E8 |  | Mini-Splits (Non-Ducted) | DUA24HICU230X5 |  | 24000 | 20.7 |  | 12.5 | 10.5 |  | 25000 | 19000 | 76% | 24000 | 21.5 | 12.5 | 9.7 | 25000 | 18500 | 74% | 2.2 | Residential | 500 | Yes | 2 | Both
207742508 | Mini/Multi Split | MOOVAIR | HRCU-A-CB-O | DMA09HOS28230E8 |  | Mini-Splits (Non-Ducted) | DUA09HICU230X5 |  | 9000 | 20.5 |  | 13 | 10.8 |  | 10000 | 9000 | 90% | 9000 | 20.5 | 13 | 10.3 | 9800 | 10000 | 102% | 1.8 | Residential | 187.5 | Yes | 0.75 | Both
207742509 | Mini/Multi Split | MOOVAIR | HRCU-A-CB-O | DMA12HOS28230E8 |  | Mini-Splits (Non-Ducted) | DUA12HICU230X5 |  | 12000 | 21.5 |  | 12.7 | 10.6 |  | 12000 | 9900 | 82.5% | 12000 | 22.3 | 12.7 | 10.2 | 12000 | 11300 | 94.17% | 1.89 | Residential | 250 | Yes | 1 | Both
207742510 | Mini/Multi Split | MOOVAIR | HRCU-A-CB-O | DMA18HOS28230E8 |  | Mini-Splits (Non-Ducted) | DUA18HICU230X5 |  | 16000 | 20 |  | 12.5 | 10.3 |  | 18000 | 15600 | 86.67% | 16000 | 20 | 12.5 | 9.5 | 17000 | 16000 | 94.12% | 1.75 | Residential | 332.5 | No | 1.33 | Both
207742514 | Mini/Multi Split | MOOVAIR | HRCU-A-CB | DMA09HOS25230E8 |  | Mini-Splits (Ducted) | DUA09HIDU230X5 |  | 9000 | 21 |  | 13.5 | 11.5 |  | 10000 | 7700 | 77% | 9000 | 19.2 | 12.5 | 10.2 | 10000 | 8000 | 80% | 2.1 | Residential | 187.5 | Yes | 0.75 | Both
207742515 | Mini/Multi Split | MOOVAIR | HRCU-A-CB | DMA12HOS25230E8 |  | Mini-Splits (Ducted) | DUA12HIDU230X5 |  | 12000 | 21.5 |  | 12.5 | 11.5 |  | 12000 | 9300 | 77.5% | 11500 | 19 | 11.7 | 10.3 | 12000 | 8400 | 70% | 2.26 | Residential | 240 | Yes | 0.96 | Both
207742516 | Mini/Multi Split | MOOVAIR | HRCU-A-CB | DMA18HOS25230E8 |  | Mini-Splits (Ducted) | DUA18HIDU230X5 |  | 18000 | 20.5 |  | 12.5 | 11 |  | 20000 | 12600 | 63% | 17000 | 20 | 12.5 | 10.6 | 20000 |  |  |  | Residential | 355 | No | 1.42 | No
207742517 | Mini/Multi Split | MOOVAIR | HRCU-A-CB | DMA24HOS25230E8 |  | Mini-Splits (Ducted) | DUA24HIDU230X5 |  | 24000 | 21.5 |  | 12.6 | 11.2 |  | 24600 | 20000 | 81.3% | 23000 | 19 | 12.5 | 11.2 | 25000 | 20000 | 80% | 2.3 | Residential | 480 | Yes | 1.92 | Both
207742521 | Mini/Multi Split | MOOVAIR | HRCU-A-CB | DMA09HOS28230E8 |  | Mini-Splits (Ducted) | DUA09HIDU230X5 |  | 9000 | 23 |  | 14 | 12 |  | 10000 | 10100 | 101% | 9000 | 20.2 | 13.2 | 12 | 10000 | 10800 | 108% | 1.9 | Residential | 187.5 | Yes | 0.75 | Both
207742522 | Mini/Multi Split | MOOVAIR | HRCU-A-CB | DMA12HOS28230E8 |  | Mini-Splits (Ducted) | DUA12HIDU230X5 |  | 12000 | 21.5 |  | 13 | 11.5 |  | 12000 | 10600 | 88.33% | 12000 | 19.5 | 11.7 | 10 | 12500 | 12100 | 96.8% | 1.96 | Residential | 250 | Yes | 1 | Both
207742523 | Mini/Multi Split | MOOVAIR | HRCU-A-CB | DMA18HOS28230E8 |  | Mini-Splits (Ducted) | DUA18HIDU230X5 |  | 16500 | 19.6 |  | 12.5 | 11 |  | 19000 | 15000 | 78.95% | 17000 | 18 | 11.7 | 9.5 | 19000 | 17700 | 93.16% | 1.85 | Residential | 355 | Yes | 1.42 | Both
207742524 | Mini/Multi Split | MOOVAIR | HRCU-A-CB | DMA24HOS28230E8 |  | Mini-Splits (Ducted) | DUA24HIDU230X5 |  | 24000 | 20.6 |  | 12.5 | 12.6 |  | 24600 | 21000 | 85.37% | 24000 | 19.2 | 12 | 10.5 | 25000 | 27000 | 108% | 2 | Residential | 500 | Yes | 2 | Both
207742527 | Mini/Multi Split | MOOVAIR | HRCU-A-CB-O | DMA12HOS28230E8 |  | Mini-Splits (Non-Ducted) | DUA12HIFU230E5 |  | 12000 | 23 |  | 13 | 11.5 |  | 12000 | 9600 | 80% | 12000 | 23.6 | 13 | 10 | 12000 | 12000 | 100% | 1.89 | Residential | 250 | Yes | 1 | Both
207742528 | Mini/Multi Split | MOOVAIR | HRCU-A-CB-O | DMA12HOS25230E8 |  | Mini-Splits (Non-Ducted) | DUA12HIFU230E5 |  | 12000 | 21.5 |  | 13 | 10 |  | 12000 | 9000 | 75% | 12000 | 22.7 | 13 | 10.2 | 12000 | 8400 | 70% | 2.26 | Residential | 250 | Yes | 1 | Both
207742529 | Mini/Multi Split | MOOVAIR | HMSV-A-CB | DMA18HOM23230X2 |  | Non-Ducted Indoor Units |  |  | 18000 | 22.5 |  | 13.3 | 10.6 |  | 19000 | 14300 | 75.26% | 18000 | 22.9 | 13.9 | 10.5 | 19000 |  |  |  | Residential | 375 | No | 1.5 | No
207742531 | Mini/Multi Split | MOOVAIR | HMSV-A-CB | DMA18HOM23230X2 |  | Mixed Ducted and Non-Ducted Indoor Units |  |  | 18000 | 20.75 |  | 12.65 | 10.7 |  | 19000 | 14500 | 76.32% | [8 empty] | Residential | 375 | No | 1.5 | No
207742532 | Mini/Multi Split | MOOVAIR | HMSV-A-CB | DMA27HOM23230X2 |  | Non-Ducted Indoor Units |  |  | 28000 | 23.8 |  | 12.5 | 10.5 |  | 28000 | 21000 | 75% | 28000 | 24.6 | 12.7 | 9.3 | 28000 |  |  |  | Residential | 582.5 | No | 2.33 | No
207742538 | Mini/Multi Split | MOOVAIR | HMSV-A-CB | DMA48HOM23230X2 |  | Non-Ducted Indoor Units |  |  | 48000 | 22.4 |  | 12.5 | 11 |  | 48000 | 34000 | 70.83% | 48000 | 23.4 | 12.5 | 8.7 | 48000 |  |  |  | Residential | 1000 | No | 4 | No
207742541 | Mini/Multi Split | MOOVAIR | HMSV-A-CB | DMA18HOM25230X3 |  | Non-Ducted Indoor Units |  |  | 19000 | 22 |  | 12.5 | 10.2 |  | 20000 | 15000 | 75% | 19000 | 22 | 12.5 | 9.8 | 20000 | 19700 | 98.5% | 1.9 | Residential | 395 | Yes | 1.58 | Both
207742544 | Mini/Multi Split | MOOVAIR | HMSV-A-CB | DMA27HOM25230X3 |  | Non-Ducted Indoor Units |  |  | 28000 | 22.5 |  | 12.5 | 11.3 |  | 28000 | 26600 | 95% | 28000 | 23 | 12.5 | 10.6 | 28000 | 25000 | 89.29% | 1.8 | Residential | 582.5 | Yes | 2.33 | Both
207742547 | Mini/Multi Split | MOOVAIR | HMSV-A-CB | DMA36HOM25230X3 |  | Non-Ducted Indoor Units |  |  | 36000 | 21.8 |  | 13.6 | 11 |  | 36400 | 33000 | 90.66% | 36000 | 22.2 | 13.6 | 10.3 | 37000 | 36000 | 97.3% | 1.9 | Residential | 750 | Yes | 3 | Both
207743719 | Mini/Multi Split | DIRECT AIR | HRCU-A-CB-O | DIRM-09DA25-1Z |  | Mini-Splits (Non-Ducted) | DIRM-09HP-WM |  | 9000 | 25.5 |  | 15 | 12.2 |  | 10000 | 8500 | 85% | 9000 | 25.5 | 15 | 12.3 | 10000 | 7500 | 75% | 2.17 | Residential | 187.5 | Yes | 0.75 | Both
207743720 | Mini/Multi Split | DIRECT AIR | HRCU-A-CB-O | DIRM-12DA25-1Z |  | Mini-Splits (Non-Ducted) | DIRM-12HP-WM |  | 12000 | 23.2 |  | 13.7 | 13.2 |  | 12000 | 9000 | 75% | 12000 | 24.6 | 13.7 | 10.7 | 12000 |  |  |  | Residential | 250 | No | 1 | No
207743721 | Mini/Multi Split | DIRECT AIR | HRCU-A-CB-O | DIRM-18DA25-1Z |  | Mini-Splits (Non-Ducted) | DIRM-18HP-WM |  | 18000 | 22.6 |  | 12.5 | 12 |  | 19000 | 14900 | 78.42% | 18000 | 23.5 | 12.5 | 10.8 | 19000 |  |  |  | Residential | 375 | No | 1.5 | No
207743722 | Mini/Multi Split | DIRECT AIR | HRCU-A-CB-O | DIRM-24DA25-1Z |  | Mini-Splits (Non-Ducted) | DIRM-24HP-WM |  | 24000 | 22 |  | 14 | 12 |  | 25000 | 16200 | 64.8% | 24000 | 22 | 14 | 10 | 25000 |  |  |  | Residential | 500 | No | 2 | No
207743723 | Mini/Multi Split | DIRECT AIR | HRCU-A-CB-O | DIRM-06HXPRO28-1Z |  | Mini-Splits (Non-Ducted) | DIRM-06HP-WM |  | 6000 | 26.5 |  | 15.8 | 14 |  | 7000 | 8500 | 121.4% | 6000 | 26.5 | 15.8 | 13.6 | 7000 | 7500 | 107.1% | 2.1 | Residential | 125 | Yes | 0.5 | Both
207743724 | Mini/Multi Split | DIRECT AIR | HRCU-A-CB-O | DIRM-09HXPRO28-1Z |  | Mini-Splits (Non-Ducted) | DIRM-09HP-WM |  | 9000 | 28.1 |  | 16.2 | 13 |  | 11800 | 9500 | 80.51% | 9000 | 28.1 | 16.2 | 11.5 | 12000 | 10600 | 88.33% | 2 | Residential | 187.5 | Yes | 0.75 | Both
207743725 | Mini/Multi Split | DIRECT AIR | HRCU-A-CB-O | DIRM-12HXPRO28-1Z |  | Mini-Splits (Non-Ducted) | DIRM-12HP-WM |  | 12000 | 25.5 |  | 14 | 13 |  | 12000 | 10000 | 83.33% | 12000 | 25.5 | 14 | 10.4 | 12000 | 12000 | 100% | 1.8 | Residential | 250 | Yes | 1 | Both
207743726 | Mini/Multi Split | DIRECT AIR | HRCU-A-CB-O | DIRM-18HXPRO28-1Z |  | Mini-Splits (Non-Ducted) | DIRM-18HP-WM |  | 18000 | 21.5 |  | 12.5 | 13 |  | 18000 | 15000 | 83.33% | 18000 | 21.5 | 12.5 | 11.3 | 18000 | 18000 | 100% | 1.8 | Residential | 375 | Yes | 1.5 | Both
207743727 | Mini/Multi Split | DIRECT AIR | HRCU-A-CB-O | DIRM-24HXPRO28-1Z |  | Mini-Splits (Non-Ducted) | DIRM-24HP-WM |  | 24000 | 21.5 |  | 13 | 12 |  | 29000 | 21200 | 73.1% | 24000 | 21.5 | 13 | 11.4 | 29000 | 25000 | 86.21% | 2.21 | Residential | 500 | Yes | 2 | Both
207743730 | Mini/Multi Split | DIRECT AIR | HRCU-A-CB-O | DIRM-18DA25-1Z |  | Mini-Splits (Non-Ducted) | DIRM-18HP-CF |  | 18000 | 21.5 |  | 12.5 | 10.5 |  | 20000 | 12800 | 64% | 18000 | 23 | 12.5 | 10 | 20000 |  |  |  | Residential | 375 | No | 1.5 | No
207743731 | Mini/Multi Split | DIRECT AIR | HRCU-A-CB-O | DIRM-18HXPRO28-1Z |  | Mini-Splits (Non-Ducted) | DIRM-18HP-CF |  | 17000 | 20.2 |  | 12.5 | 10.6 |  | 18000 | 12000 | 66.67% | 17000 | 20.5 | 12.5 | 9.8 | 18000 | 16800 | 93.33% | 1.86 | Residential | 355 | Yes | 1.42 | Both
207743732 | Mini/Multi Split | DIRECT AIR | HRCU-A-CB-O | DIRM-24DA25-1Z |  | Mini-Splits (Non-Ducted) | DIRM-24HP-CF |  | 24000 | 20 |  | 12.5 | 11.2 |  | 24000 | 16000 | 66.67% | 24000 | 21.2 | 12.5 | 10.3 | 24000 | 18200 | 75.83% | 2.2 | Residential | 500 | Yes | 2 | Both
207743737 | Mini/Multi Split | DIRECT AIR | HRCU-A-CB-O | DIRM-09DA25-1Z |  | Mini-Splits (Non-Ducted) | DIRM-09HP-CA |  | 9000 | 20 |  | 13 | 10.5 |  | 10000 | 7500 | 75% | 9000 | 20 | 13 | 10 | 10000 | 7400 | 74% | 1.9 | Residential | 187.5 | Yes | 0.75 | Both
207743738 | Mini/Multi Split | DIRECT AIR | HRCU-A-CB-O | DIRM-09HXPRO28-1Z |  | Mini-Splits (Non-Ducted) | DIRM-09HP-CA |  | 9000 | 20.5 |  | 13 | 10.8 |  | 10000 | 9000 | 90% | 9000 | 20.5 | 13 | 10.3 | 9800 | 10000 | 102% | 1.8 | Residential | 187.5 | Yes | 0.75 | Both
207743739 | Mini/Multi Split | DIRECT AIR | HRCU-A-CB-O | DIRM-12DA25-1Z |  | Mini-Splits (Non-Ducted) | DIRM-12HP-CA |  | 12000 | 22 |  | 14 | 10.6 |  | 12000 | 8900 | 74.17% | 12000 | 22.7 | 14 | 10 | 12000 |  |  |  | Residential | 250 | No | 1 | No
207743740 | Mini/Multi Split | DIRECT AIR | HRCU-A-CB-O | DIRM-12HXPRO28-1Z |  | Mini-Splits (Non-Ducted) | DIRM-12HP-CA |  | 12000 | 21.5 |  | 12.7 | 10.6 |  | 12000 | 9900 | 82.5% | 12000 | 22.3 | 12.7 | 10.2 | 12000 | 11300 | 94.17% | 1.89 | Residential | 250 | Yes | 1 | Both
207743741 | Mini/Multi Split | DIRECT AIR | HRCU-A-CB-O | DIRM-18DA25-1Z |  | Mini-Splits (Non-Ducted) | DIRM-18HP-CA |  | 16000 | 20.5 |  | 12.5 | 11 |  | 18500 | 12000 | 64.86% | 16000 | 20.5 | 12.5 | 10.5 | 19000 |  |  |  | Residential | 332.5 | No | 1.33 | No
207743742 | Mini/Multi Split | DIRECT AIR | HRCU-A-CB-O | DIRM-18HXPRO28-1Z |  | Mini-Splits (Non-Ducted) | DIRM-18HP-CA |  | 16000 | 20 |  | 12.5 | 10.3 |  | 18000 | 15600 | 86.67% | 16000 | 20 | 12.5 | 9.5 | 17000 | 16000 | 94.12% | 1.75 | Residential | 332.5 | No | 1.33 | Both
207743743 | Mini/Multi Split | DIRECT AIR | HRCU-A-CB-O | DIRM-24DA25-1Z |  | Mini-Splits (Non-Ducted) | DIRM-24HP-CA |  | 24000 | 20.7 |  | 12.5 | 10.5 |  | 25000 | 19000 | 76% | 24000 | 21.5 | 12.5 | 9.7 | 25000 | 18500 | 74% | 2.2 | Residential | 500 | Yes | 2 | Both
207743747 | Mini/Multi Split | DIRECT AIR | HRCU-A-CB | DIRM-09DA25-1Z |  | Mini-Splits (Ducted) | DIRM-09HP-DUH |  | 9000 | 21 |  | 13.5 | 11.5 |  | 10000 | 7700 | 77% | 9000 | 19.2 | 12.5 | 10.2 | 10000 | 8000 | 80% | 2.1 | Residential | 187.5 | Yes | 0.75 | Both
207743748 | Mini/Multi Split | DIRECT AIR | HRCU-A-CB | DIRM-09DA25-1Z |  | Mini-Splits (Ducted) | DIRM-09HP-DUV |  | 9000 | 21 |  | 13.5 | 11.5 |  | 10000 | 7700 | 77% | 9000 | 19.2 | 12.5 | 10.2 | 10000 | 8000 | 80% | 2.1 | Residential | 187.5 | Yes | 0.75 | Both
207743749 | Mini/Multi Split | DIRECT AIR | HRCU-A-CB | DIRM-09HXPRO28-1Z |  | Mini-Splits (Ducted) | DIRM-09HP-DUH |  | 9000 | 23 |  | 14 | 12 |  | 10000 | 10100 | 101% | 9000 | 20.2 | 13.2 | 12 | 10000 | 10800 | 108% | 1.9 | Residential | 187.5 | Yes | 0.75 | Both
207743750 | Mini/Multi Split | DIRECT AIR | HRCU-A-CB | DIRM-09HXPRO28-1Z |  | Mini-Splits (Ducted) | DIRM-09HP-DUV |  | 9000 | 23 |  | 14 | 12 |  | 10000 | 10100 | 101% | 9000 | 20.2 | 13.2 | 12 | 10000 | 10800 | 108% | 1.9 | Residential | 187.5 | Yes | 0.75 | Both
207743751 | Mini/Multi Split | DIRECT AIR | HRCU-A-CB | DIRM-12DA25-1Z |  | Mini-Splits (Ducted) | DIRM-12HP-DUH |  | 12000 | 21.5 |  | 12.5 | 11.5 |  | 12000 | 9300 | 77.5% | 11500 | 19 | 11.7 | 10.3 | 12000 | 8400 | 70% | 2.26 | Residential | 240 | Yes | 0.96 | Both
207743752 | Mini/Multi Split | DIRECT AIR | HRCU-A-CB | DIRM-12DA25-1Z |  | Mini-Splits (Ducted) | DIRM-12HP-DUV |  | 12000 | 21.5 |  | 12.5 | 11.5 |  | 12000 | 9300 | 77.5% | 11500 | 19 | 11.7 | 10.3 | 12000 | 8400 | 70% | 2.26 | Residential | 240 | Yes | 0.96 | Both
207743753 | Mini/Multi Split | DIRECT AIR | HRCU-A-CB | DIRM-12HXPRO28-1Z |  | Mini-Splits (Ducted) | DIRM-12HP-DUH |  | 12000 | 21.5 |  | 13 | 11.5 |  | 12000 | 10600 | 88.33% | 12000 | 19.5 | 11.7 | 10 | 12500 | 12100 | 96.8% | 1.96 | Residential | 250 | Yes | 1 | Both
207743754 | Mini/Multi Split | DIRECT AIR | HRCU-A-CB | DIRM-12HXPRO28-1Z |  | Mini-Splits (Ducted) | DIRM-12HP-DUV |  | 12000 | 21.5 |  | 13 | 11.5 |  | 12000 | 10600 | 88.33% | 12000 | 19.5 | 11.7 | 10 | 12500 | 12100 | 96.8% | 1.96 | Residential | 250 | Yes | 1 | Both
207743755 | Mini/Multi Split | DIRECT AIR | HRCU-A-CB | DIRM-18DA25-1Z |  | Mini-Splits (Ducted) | DIRM-18HP-DUH |  | 18000 | 20.5 |  | 12.5 | 11 |  | 20000 | 12600 | 63% | 17000 | 20 | 12.5 | 10.6 | 20000 |  |  |  | Residential | 355 | No | 1.42 | No
207743756 | Mini/Multi Split | DIRECT AIR | HRCU-A-CB | DIRM-18DA25-1Z |  | Mini-Splits (Ducted) | DIRM-18HP-DUV |  | 18000 | 20.5 |  | 12.5 | 11 |  | 20000 | 12600 | 63% | 17000 | 20 | 12.5 | 10.6 | 20000 |  |  |  | Residential | 355 | No | 1.42 | No
207743757 | Mini/Multi Split | DIRECT AIR | HRCU-A-CB | DIRM-18HXPRO28-1Z |  | Mini-Splits (Ducted) | DIRM-18HP-DUH |  | 16500 | 19.6 |  | 12.5 | 11 |  | 19000 | 15000 | 78.95% | 17000 | 18 | 11.7 | 9.5 | 19000 | 17700 | 93.16% | 1.85 | Residential | 355 | Yes | 1.42 | Both
207743758 | Mini/Multi Split | DIRECT AIR | HRCU-A-CB | DIRM-18HXPRO28-1Z |  | Mini-Splits (Ducted) | DIRM-18HP-DUV |  | 16500 | 19.6 |  | 12.5 | 11 |  | 19000 | 15000 | 78.95% | 17000 | 18 | 11.7 | 9.5 | 19000 | 17700 | 93.16% | 1.85 | Residential | 355 | Yes | 1.42 | Both
207743759 | Mini/Multi Split | DIRECT AIR | HRCU-A-CB | DIRM-24DA25-1Z |  | Mini-Splits (Ducted) | DIRM-24HP-DU |  | 24000 | 21.5 |  | 12.6 | 11.2 |  | 24600 | 20000 | 81.3% | 23000 | 19 | 12.5 | 11.2 | 25000 | 20000 | 80% | 2.3 | Residential | 480 | Yes | 1.92 | Both
207743760 | Mini/Multi Split | DIRECT AIR | HRCU-A-CB | DIRM-24HXPRO28-1Z |  | Mini-Splits (Ducted) | DIRM-24HP-DU |  | 24000 | 20.6 |  | 12.5 | 12.6 |  | 24600 | 21000 | 85.37% | 24000 | 19.2 | 12 | 10.5 | 25000 | 27000 | 108% | 2 | Residential | 500 | Yes | 2 | Both
207743764 | Mini/Multi Split | DIRECT AIR | HRCU-A-CB-O | DIRM-12DA25-1Z |  | Mini-Splits (Non-Ducted) | DIRM-12HP-CO |  | 12000 | 21.5 |  | 13 | 10 |  | 12000 | 9000 | 75% | 12000 | 22.7 | 13 | 10.2 | 12000 | 8400 | 70% | 2.26 | Residential | 250 | Yes | 1 | Both
207743765 | Mini/Multi Split | DIRECT AIR | HRCU-A-CB-O | DIRM-12HXPRO28-1Z |  | Mini-Splits (Non-Ducted) | DIRM-12HP-CO |  | 12000 | 23 |  | 13 | 11.5 |  | 12000 | 9600 | 80% | 12000 | 23.6 | 13 | 10 | 12000 | 12000 | 100% | 1.89 | Residential | 250 | Yes | 1 | Both
207743766 | Mini/Multi Split | Pioneer | HRCU-A-CB-O | YN009ALFI22RPD |  | Mini-Splits (Non-Ducted) | WT009ALFI22HLD |  | 9000 | 22 |  | 12.5 | 10 |  | 9500 | 5900 | 62.11% | 9000 | 23 | 12.5 | 9 | 9500 | 7000 | 73.68% | 1.75 | Residential | 187.5 | No | 0.75 | Yes
207743767 | Mini/Multi Split | Pioneer | HRCU-A-CB-O | YN012ALFI22RPD |  | Mini-Splits (Non-Ducted) | WT012ALFI22HLD |  | 12000 | 22 |  | 12.5 | 10 |  | 12000 | 7100 | 59.17% | 12000 | 22 | 12.5 | 9 | 12000 | 8700 | 72.5% | 1.75 | Residential | 250 | No | 1 | Yes
207743768 | Mini/Multi Split | Pioneer | HRCU-A-CB-O | YN009GLFI22RPD |  | Mini-Splits (Non-Ducted) | WT009GLFI22HLD |  | 9000 | 23 |  | 13 | 10 |  | 9500 | 5900 | 62.11% | 9000 | 23.5 | 13 | 9.2 | 9500 | 7300 | 76.84% | 1.75 | Residential | 187.5 | No | 0.75 | Yes
207743769 | Mini/Multi Split | Pioneer | HRCU-A-CB-O | YN012GLFI22RPD |  | Mini-Splits (Non-Ducted) | WT012GLFI22HLD |  | 12000 | 23 |  | 13 | 10 |  | 12000 | 7600 | 63.33% | 12000 | 23 | 13 | 9.5 | 12000 | 9100 | 75.83% | 1.75 | Residential | 250 | No | 1 | Yes
207743770 | Mini/Multi Split | Pioneer | HRCU-A-CB-O | YN018GLFI22RPD |  | Mini-Splits (Non-Ducted) | WT018GLFI22HLD |  | 18000 | 21.5 |  | 13 | 10 |  | 18000 | 10000 | 55.56% | 18000 | 22 | 13 | 8.8 | 18000 | 11900 | 66.11% | 1.75 | Residential | 375 | No | 1.5 | Yes
207743771 | Mini/Multi Split | Pioneer | HRCU-A-CB-O | YN024GLFI22RPD |  | Mini-Splits (Non-Ducted) | WT024GLFI22HLD |  | 23000 | 20 |  | 12.5 | 10 |  | 24000 | 13900 | 57.92% | 23000 | 20 | 12.5 | 8.8 | 24000 | 16000 | 66.67% | 1.75 | Residential | 480 | No | 1.92 | Yes
207743773 | Mini/Multi Split | DIRECT AIR | HMSV-A-CB | DIRM-18DA25-2Z |  | Non-Ducted Indoor Units |  |  | 18000 | 22.5 |  | 13.3 | 10.6 |  | 19000 | 14300 | 75.26% | 18000 | 22.9 | 13.9 | 10.5 | 19000 |  |  |  | Residential | 375 | No | 1.5 | No
207743775 | Mini/Multi Split | DIRECT AIR | HMSV-A-CB | DIRM-18DA25-2Z |  | Mixed Ducted and Non-Ducted Indoor Units |  |  | 18000 | 20.75 |  | 12.65 | 10.7 |  | 19000 | 14500 | 76.32% | [8 empty] | Residential | 375 | No | 1.5 | No
207743776 | Mini/Multi Split | DIRECT AIR | HMSV-A-CB | DIRM-27DA25-3Z |  | Non-Ducted Indoor Units |  |  | 28000 | 23.8 |  | 12.5 | 10.5 |  | 28000 | 21000 | 75% | 28000 | 24.6 | 12.7 | 9.3 | 28000 |  |  |  | Residential | 582.5 | No | 2.33 | No
207743782 | Mini/Multi Split | DIRECT AIR | HMSV-A-CB | DIRM-48DA25-5Z |  | Non-Ducted Indoor Units |  |  | 48000 | 22.4 |  | 12.5 | 11 |  | 48000 | 34000 | 70.83% | 48000 | 23.4 | 12.5 | 8.7 | 48000 |  |  |  | Residential | 1000 | No | 4 | No
207743785 | Mini/Multi Split | DIRECT AIR | HMSV-A-CB | DIRM-18HXPRO28-2Z |  | Non-Ducted Indoor Units |  |  | 19000 | 22 |  | 12.5 | 10.2 |  | 20000 | 15000 | 75% | 19000 | 22 | 12.5 | 9.8 | 20000 | 19700 | 98.5% | 1.9 | Residential | 395 | Yes | 1.58 | Both
207743788 | Mini/Multi Split | DIRECT AIR | HMSV-A-CB | DIRM-28HXPRO28-3Z |  | Non-Ducted Indoor Units |  |  | 28000 | 22.5 |  | 12.5 | 11.3 |  | 28000 | 26600 | 95% | 28000 | 23 | 12.5 | 10.6 | 28000 | 25000 | 89.29% | 1.8 | Residential | 582.5 | Yes | 2.33 | Both
207743791 | Mini/Multi Split | DIRECT AIR | HMSV-A-CB | DIRM-36HXPRO28-4Z |  | Non-Ducted Indoor Units |  |  | 36000 | 21.8 |  | 13.6 | 11 |  | 36400 | 33000 | 90.66% | 36000 | 22.2 | 13.6 | 10.3 | 37000 | 36000 | 97.3% | 1.9 | Residential | 750 | Yes | 3 | Both
207759988 | Mini/Multi Split | BOSCH | HRCU-A-CB-O | BMS500-AAS012-0CSXRC |  | Mini-Splits (Non-Ducted) | BMS500-AAS012-0AHWXC |  | 12000 | 23 |  | 13 | 11.6 |  | 12100 | 8400 | 69.42% | 12000 | 23.5 | 13 | 10 | 12000 |  |  |  | Residential | 250 | No | 1 | No
207759989 | Mini/Multi Split | BOSCH | HRCU-A-CB-O | BMS500-AAS009-1CSXRC |  | Mini-Splits (Non-Ducted) | BMS500-AAU009-1AHWXC |  | 9000 | 25.5 |  | 15 | 12.2 |  | 10000 | 8500 | 85% | 9000 | 25.5 | 15 | 12.3 | 10000 | 7500 | 75% | 2.17 | Residential | 187.5 | Yes | 0.75 | Both
207759990 | Mini/Multi Split | BOSCH | HRCU-A-CB-O | BMS500-AAS012-1CSXRC |  | Mini-Splits (Non-Ducted) | BMS500-AAU012-1AHWXC |  | 12000 | 23.2 |  | 13.7 | 13.2 |  | 12000 | 9000 | 75% | 12000 | 24.6 | 13.7 | 10.7 | 12000 |  |  |  | Residential | 250 | No | 1 | No
207759991 | Mini/Multi Split | BOSCH | HRCU-A-CB-O | BMS500-AAS018-1CSXRC |  | Mini-Splits (Non-Ducted) | BMS500-AAU018-1AHWXC |  | 18000 | 22.6 |  | 12.5 | 12 |  | 19000 | 14900 | 78.42% | 18000 | 23.5 | 12.5 | 10.8 | 19000 |  |  |  | Residential | 375 | No | 1.5 | No
207759992 | Mini/Multi Split | BOSCH | HRCU-A-CB-O | BMS500-AAS024-1CSXRC |  | Mini-Splits (Non-Ducted) | BMS500-AAU024-1AHWXC |  | 24000 | 22 |  | 14 | 12 |  | 25000 | 16200 | 64.8% | 24000 | 22 | 14 | 10 | 25000 |  |  |  | Residential | 500 | No | 2 | No
207759993 | Mini/Multi Split | BOSCH | HRCU-A-CB-O | BMS500-AAS009-1CSXRC |  | Mini-Splits (Non-Ducted) | BMS500-AAU006-1AHWXC |  | 6000 | 26.5 |  | 15.8 | 14 |  | 7000 | 8500 | 121.4% | 6000 | 26.5 | 15.8 | 13.6 | 7000 | 7500 | 107.1% | 2.1 | Residential | 125 | Yes | 0.5 | Both
207759994 | Mini/Multi Split | BOSCH | HRCU-A-CB-O | BMS500-AAS009-1CSXHC |  | Mini-Splits (Non-Ducted) | BMS500-AAU009-1AHWXC |  | 9000 | 28.1 |  | 16.2 | 13 |  | 11800 | 9500 | 80.51% | 9000 | 28.1 | 16.2 | 11.5 | 12000 | 10600 | 88.33% | 2 | Residential | 187.5 | Yes | 0.75 | Both
207759995 | Mini/Multi Split | BOSCH | HRCU-A-CB-O | BMS500-AAS012-1CSXHC |  | Mini-Splits (Non-Ducted) | BMS500-AAU012-1AHWXC |  | 12000 | 25.5 |  | 14 | 13 |  | 12000 | 10000 | 83.33% | 12000 | 25.5 | 14 | 10.4 | 12000 | 12000 | 100% | 1.8 | Residential | 250 | Yes | 1 | Both
207759996 | Mini/Multi Split | BOSCH | HRCU-A-CB-O | BMS500-AAS018-1CSXHC |  | Mini-Splits (Non-Ducted) | BMS500-AAU018-1AHWXC |  | 18000 | 21.5 |  | 12.5 | 13 |  | 18000 | 15000 | 83.33% | 18000 | 21.5 | 12.5 | 11.3 | 18000 | 18000 | 100% | 1.8 | Residential | 375 | Yes | 1.5 | Both
207759997 | Mini/Multi Split | BOSCH | HRCU-A-CB-O | BMS500-AAS024-1CSXHC |  | Mini-Splits (Non-Ducted) | BMS500-AAU024-1AHWXC |  | 24000 | 21.5 |  | 13 | 12 |  | 29000 | 21200 | 73.1% | 24000 | 21.5 | 13 | 11.4 | 29000 | 25000 | 86.21% | 2.21 | Residential | 500 | Yes | 2 | Both
207760000 | Mini/Multi Split | BOSCH | HRCU-A-CB | BMS500-AAS009-1CSXRC |  | Mini-Splits (Ducted) | BMS500-AAU009-1AHDXB |  | 9000 | 21 |  | 13.5 | 11.5 |  | 10000 | 7700 | 77% | 9000 | 19.2 | 12.5 | 10.2 | 10000 | 8000 | 80% | 2.1 | Residential | 187.5 | Yes | 0.75 | Both
207760001 | Mini/Multi Split | BOSCH | HRCU-A-CB | BMS500-AAS009-1CSXHC |  | Mini-Splits (Ducted) | BMS500-AAU009-1AHDXB |  | 9000 | 23 |  | 14 | 12 |  | 10000 | 10100 | 101% | 9000 | 20.2 | 13.2 | 12 | 10000 | 10800 | 108% | 1.9 | Residential | 187.5 | Yes | 0.75 | Both
207760002 | Mini/Multi Split | BOSCH | HRCU-A-CB | BMS500-AAS012-1CSXRC |  | Mini-Splits (Ducted) | BMS500-AAU012-1AHDXB |  | 12000 | 21.5 |  | 12.5 | 11.5 |  | 12000 | 9300 | 77.5% | 11500 | 19 | 11.7 | 10.3 | 12000 | 8400 | 70% | 2.26 | Residential | 240 | Yes | 0.96 | Both
207760003 | Mini/Multi Split | BOSCH | HRCU-A-CB | BMS500-AAS012-1CSXHC |  | Mini-Splits (Ducted) | BMS500-AAU012-1AHDXB |  | 12000 | 21.5 |  | 13 | 11.5 |  | 12000 | 10600 | 88.33% | 12000 | 19.5 | 11.7 | 10 | 12500 | 12100 | 96.8% | 1.96 | Residential | 250 | Yes | 1 | Both
207760004 | Mini/Multi Split | BOSCH | HRCU-A-CB | BMS500-AAS018-1CSXRC |  | Mini-Splits (Ducted) | BMS500-AAU018-1AHDXB |  | 18000 | 20.5 |  | 12.5 | 11 |  | 20000 | 12600 | 63% | 17000 | 20 | 12.5 | 10.6 | 20000 |  |  |  | Residential | 355 | No | 1.42 | No
207760005 | Mini/Multi Split | BOSCH | HRCU-A-CB | BMS500-AAS018-1CSXHC |  | Mini-Splits (Ducted) | BMS500-AAU018-1AHDXB |  | 16500 | 19.6 |  | 12.5 | 11 |  | 19000 | 15000 | 78.95% | 17000 | 18 | 11.7 | 9.5 | 19000 | 17700 | 93.16% | 1.85 | Residential | 355 | Yes | 1.42 | Both
207760006 | Mini/Multi Split | BOSCH | HRCU-A-CB | BMS500-AAS024-1CSXRC |  | Mini-Splits (Ducted) | BMS500-AAU024-1AHDXB |  | 24000 | 21.5 |  | 12.6 | 11.2 |  | 24600 | 20000 | 81.3% | 23000 | 19 | 12.5 | 11.2 | 25000 | 20000 | 80% | 2.3 | Residential | 480 | Yes | 1.92 | Both
207760008 | Mini/Multi Split | BOSCH | HRCU-A-CB | BMS500-AAS024-1CSXHC |  | Mini-Splits (Ducted) | BMS500-AAU024-1AHDXB |  | 24000 | 20.6 |  | 12.5 | 12.6 |  | 24600 | 21000 | 85.37% | 24000 | 19.2 | 12 | 10.5 | 25000 | 27000 | 108% | 2 | Residential | 500 | Yes | 2 | Both
207760012 | Mini/Multi Split | BOSCH | HRCU-A-CB-O | BMS500-AAS009-1CSXRC |  | Mini-Splits (Non-Ducted) | BMS500-AAU009-1AHCXB |  | 9000 | 20 |  | 13 | 10.5 |  | 10000 | 7500 | 75% | 9000 | 20 | 13 | 10 | 10000 | 7400 | 74% | 1.9 | Residential | 187.5 | Yes | 0.75 | Both
207760013 | Mini/Multi Split | BOSCH | HRCU-A-CB-O | BMS500-AAS009-1CSXHC |  | Mini-Splits (Non-Ducted) | BMS500-AAU009-1AHCXB |  | 9000 | 20.5 |  | 13 | 10.8 |  | 10000 | 9000 | 90% | 9000 | 20.5 | 13 | 10.3 | 9800 | 10000 | 102% | 1.8 | Residential | 187.5 | Yes | 0.75 | Both
207760014 | Mini/Multi Split | BOSCH | HRCU-A-CB-O | BMS500-AAS012-1CSXHC |  | Mini-Splits (Non-Ducted) | BMS500-AAU012-1AHCXB |  | 12000 | 21.5 |  | 12.7 | 10.6 |  | 12000 | 9900 | 82.5% | 12000 | 22.3 | 12.7 | 10.2 | 12000 | 11300 | 94.17% | 1.89 | Residential | 250 | Yes | 1 | Both
207760015 | Mini/Multi Split | BOSCH | HRCU-A-CB-O | BMS500-AAS018-1CSXRC |  | Mini-Splits (Non-Ducted) | BMS500-AAU018-1AHCXB |  | 16000 | 20.5 |  | 12.5 | 11 |  | 18500 | 12000 | 64.86% | 16000 | 20.5 | 12.5 | 10.5 | 19000 |  |  |  | Residential | 332.5 | No | 1.33 | No
207760016 | Mini/Multi Split | BOSCH | HRCU-A-CB-O | BMS500-AAS018-1CSXHC |  | Mini-Splits (Non-Ducted) | BMS500-AAU018-1AHCXB |  | 16000 | 20 |  | 12.5 | 10.3 |  | 18000 | 15600 | 86.67% | 16000 | 20 | 12.5 | 9.5 | 17000 | 16000 | 94.12% | 1.75 | Residential | 332.5 | No | 1.33 | Both
207760017 | Mini/Multi Split | BOSCH | HRCU-A-CB-O | BMS500-AAS024-1CSXRC |  | Mini-Splits (Non-Ducted) | BMS500-AAU024-1AHCXC |  | 24000 | 20.7 |  | 12.5 | 10.5 |  | 25000 | 19000 | 76% | 24000 | 21.5 | 12.5 | 9.7 | 25000 | 18500 | 74% | 2.2 | Residential | 500 | Yes | 2 | Both
207760021 | Mini/Multi Split | BOSCH | HMSV-A-CB | BMS500-AAM018-1CSXRC |  | Non-Ducted Indoor Units |  |  | 18000 | 22.5 |  | 13.3 | 10.6 |  | 19000 | 14300 | 75.26% | 18000 | 22.9 | 13.9 | 10.5 | 19000 |  |  |  | Residential | 375 | No | 1.5 | No
207760023 | Mini/Multi Split | BOSCH | HMSV-A-CB | BMS500-AAM018-1CSXRC |  | Mixed Ducted and Non-Ducted Indoor Units |  |  | 18000 | 20.75 |  | 12.65 | 10.7 |  | 19000 | 14500 | 76.32% | [8 empty] | Residential | 375 | No | 1.5 | No
207760024 | Mini/Multi Split | BOSCH | HMSV-A-CB | BMS500-AAM027-1CSXRC |  | Non-Ducted Indoor Units |  |  | 28000 | 23.8 |  | 12.5 | 10.5 |  | 28000 | 21000 | 75% | 28000 | 24.6 | 12.7 | 9.3 | 28000 |  |  |  | Residential | 582.5 | No | 2.33 | No
207760030 | Mini/Multi Split | BOSCH | HMSV-A-CB | BMS500-AAM048-1CSXRC |  | Non-Ducted Indoor Units |  |  | 48000 | 22.4 |  | 12.5 | 11 |  | 48000 | 34000 | 70.83% | 48000 | 23.4 | 12.5 | 8.7 | 48000 |  |  |  | Residential | 1000 | No | 4 | No
207760033 | Mini/Multi Split | BOSCH | HMSV-A-CB | BMS500-AAM018-1CSXHC |  | Non-Ducted Indoor Units |  |  | 19000 | 22 |  | 12.5 | 10.2 |  | 20000 | 15000 | 75% | 19000 | 22 | 12.5 | 9.8 | 20000 | 19700 | 98.5% | 1.9 | Residential | 395 | Yes | 1.58 | Both
207760036 | Mini/Multi Split | BOSCH | HMSV-A-CB | BMS500-AAM027-1CSXHC |  | Non-Ducted Indoor Units |  |  | 28000 | 22.5 |  | 12.5 | 11.3 |  | 28000 | 26600 | 95% | 28000 | 23 | 12.5 | 10.6 | 28000 | 25000 | 89.29% | 1.8 | Residential | 582.5 | Yes | 2.33 | Both
207760039 | Mini/Multi Split | BOSCH | HMSV-A-CB | BMS500-AAM036-1CSXHC |  | Non-Ducted Indoor Units |  |  | 36000 | 21.8 |  | 13.6 | 11 |  | 36400 | 33000 | 90.66% | 36000 | 22.2 | 13.6 | 10.3 | 37000 | 36000 | 97.3% | 1.9 | Residential | 750 | Yes | 3 | Both
207760045 | Mini/Multi Split | BOSCH | HRCU-A-CB-O | BMS500-AAS012-1CSXRC |  | Mini-Splits (Non-Ducted) | BMS500-AAU012-1AHCXB |  | 12000 | 22 |  | 14 | 10.6 |  | 12000 | 8900 | 74.17% | 12000 | 22.7 | 14 | 10 | 12000 |  |  |  | Residential | 250 | No | 1 | No
207765969 | Mini/Multi Split | COMFORTSTAR | HRCU-A-CB | CHF09CD(O) |  | Mini-Splits (Ducted) | CPA-09B |  | 9000 | 23 |  | 14 | 12 |  | 10000 | 10100 | 101% | 9000 | 20.2 | 13.2 | 12 | 10000 | 10800 | 108% | 1.9 | Residential | 187.5 | Yes | 0.75 | Both
207765970 | Mini/Multi Split | COMFORTSTAR | HRCU-A-CB | CHF12CD(O) |  | Mini-Splits (Ducted) | CPA-12B |  | 12000 | 21.5 |  | 13 | 11.5 |  | 12000 | 10600 | 88.33% | 12000 | 19.5 | 11.7 | 10 | 12500 | 12100 | 96.8% | 1.96 | Residential | 250 | Yes | 1 | Both
207765971 | Mini/Multi Split | COMFORTSTAR | HRCU-A-CB | CHF18CD(O) |  | Mini-Splits (Ducted) | CPA-18B |  | 16500 | 19.6 |  | 12.5 | 11 |  | 19000 | 15000 | 78.95% | 17000 | 18 | 11.7 | 9.5 | 19000 | 17700 | 93.16% | 1.85 | Residential | 355 | Yes | 1.42 | Both
207765972 | Mini/Multi Split | COMFORTSTAR | HRCU-A-CB | CHF24CD(O) |  | Mini-Splits (Ducted) | CPA-24B |  | 24000 | 20.6 |  | 12.5 | 12.6 |  | 24600 | 21000 | 85.37% | 24000 | 19.2 | 12 | 10.5 | 25000 | 27000 | 108% | 2 | Residential | 500 | Yes | 2 | Both
207765973 | Mini/Multi Split | COMFORTSTAR | HRCU-A-CB-O | CZP09CD(O) |  | Mini-Splits (Non-Ducted) | TPA-09 |  | 9000 | 20 |  | 13 | 10.5 |  | 10000 | 7500 | 75% | 9000 | 20 | 13 | 10 | 10000 | 7400 | 74% | 1.9 | Residential | 187.5 | Yes | 0.75 | Both
207765974 | Mini/Multi Split | COMFORTSTAR | HRCU-A-CB-O | CZP12CD(O) |  | Mini-Splits (Non-Ducted) | TPA-12 |  | 12000 | 22 |  | 14 | 10.6 |  | 12000 | 8900 | 74.17% | 12000 | 22.7 | 14 | 10 | 12000 |  |  |  | Residential | 250 | No | 1 | No
207765975 | Mini/Multi Split | COMFORTSTAR | HRCU-A-CB-O | CZP18CD(O) |  | Mini-Splits (Non-Ducted) | TPA-18 |  | 16000 | 20.5 |  | 12.5 | 11 |  | 18500 | 12000 | 64.86% | 16000 | 20.5 | 12.5 | 10.5 | 19000 |  |  |  | Residential | 332.5 | No | 1.33 | No
207765976 | Mini/Multi Split | COMFORTSTAR | HRCU-A-CB-O | CZP24CD(O) |  | Mini-Splits (Non-Ducted) | TIP24 |  | 24000 | 20.7 |  | 12.5 | 10.5 |  | 25000 | 19000 | 76% | 24000 | 21.5 | 12.5 | 9.7 | 25000 | 18500 | 74% | 2.2 | Residential | 500 | Yes | 2 | Both
207765977 | Mini/Multi Split | C&H | HRCU-A-CB-O | CH-ES09-115VO |  | Mini-Splits (Non-Ducted) | CH-09OLVWM-115VI |  | 9000 | 23 |  | 13.8 | 11 |  | 9200 | 5900 | 64.13% | 9000 | 23 | 13.8 | 9.8 | 10000 |  |  |  | Residential | 187.5 | No | 0.75 | No
207768721 | Mini/Multi Split | LENNOX | HMSV-A-CB | MPC018S4M-1P |  | Non-Ducted Indoor Units |  |  | 18000 | 22.5 |  | 13.3 | 10.6 |  | 19000 | 14300 | 75.26% | 18000 | 22.9 | 13.9 | 10.5 | 19000 |  |  |  | Residential | 375 | No | 1.5 | No
207768723 | Mini/Multi Split | LENNOX | HMSV-A-CB | MPC018S4M-1P |  | Mixed Ducted and Non-Ducted Indoor Units |  |  | 18000 | 20.75 |  | 12.65 | 10.7 |  | 19000 | 14500 | 76.32% | [8 empty] | Residential | 375 | No | 1.5 | No
207768727 | Mini/Multi Split | LENNOX | HMSV-A-CB | MLB018S4M-1P |  | Non-Ducted Indoor Units |  |  | 19000 | 22 |  | 12.5 | 10.2 |  | 20000 | 15000 | 75% | 19000 | 21.7 | 12.5 | 9.8 | 20000 | 19700 | 98.5% | 1.9 | Residential | 395 | Yes | 1.58 | Both
207768730 | Mini/Multi Split | LENNOX | HMSV-A-CB | MLB030S4M-1P |  | Non-Ducted Indoor Units |  |  | 28000 | 22.5 |  | 12.5 | 11.3 |  | 28000 | 26600 | 95% | 28000 | 23 | 12.5 | 10.6 | 28000 | 25000 | 89.29% | 1.8 | Residential | 582.5 | Yes | 2.33 | Both
207769002 | Mini/Multi Split | DUCTLESSAIRE | HRCU-A-CB-O | DA0921-H2-O |  | Mini-Splits (Non-Ducted) | DA0921-H2-I |  | 9000 | 22.8 |  | 14 | 10.5 |  | 9800 | 6400 | 65.31% | [8 empty] | Residential | 187.5 | No | 0.75
207776277 | Mini/Multi Split | DAIKIN | HRCU-A-CB-O | RXL09QMVJU* |  | Mini-Splits (Non-Ducted) | FTX09NMVJU* |  | 9000 | 20 |  | 12.5 | 12.5 |  | 10900 | 6700 | 61.47% | [8 empty] | Residential | 187.5 | No | 0.75
207776278 | Mini/Multi Split | DAIKIN | HRCU-A-CB-O | RXL12QMVJU9* |  | Mini-Splits (Non-Ducted) | FTX12NMVJU* |  | 10600 | 20 |  | 12.5 | 12 |  | 13400 | 8800 | 65.67% | [8 empty] | Residential | 220 | No | 0.88
207776280 | Mini/Multi Split | DAIKIN | HRCU-A-CB-O | RXL09QMVJU* |  | Mini-Splits (Non-Ducted) | FVXS09NVJU |  | 9000 | 20 |  | 12.5 | 11.7 |  | 10100 | 6200 | 61.39% | [8 empty] | Residential | 187.5 | No | 0.75
207776283 | Mini/Multi Split | DAIKIN | HRCU-A-CB-O | RX09RMVJU9* |  | Mini-Splits (Non-Ducted) | FFQ09Q2VJU |  | 9100 | 20.9 |  | 13 | 11.7 |  | 10000 | 6000 | 60% | [8 empty] | Residential | 190 | No | 0.76
207776284 | Mini/Multi Split | DAIKIN | HRCU-A-CB-O | RX12RMVJU9* |  | Mini-Splits (Non-Ducted) | FFQ12Q2VJU |  | 10800 | 20.2 |  | 12.5 | 11.2 |  | 13500 | 8300 | 61.48% | [8 empty] | Residential | 225 | No | 0.9
207783667 | Mini/Multi Split | Trane / Mitsubishi Electric | HRCU-A-CB | NTXSKS12A112A* |  | Mini-Splits (Ducted) | NAXAMT12A112A* |  | 12000 | 18 |  | 12.7 | 12.1 |  | 15000 | 9900 | 66% | [8 empty] | Residential | 250 | No | 1
207783668 | Mini/Multi Split | Trane / Mitsubishi Electric | HRCU-A-CB | NTXSKS18A112A* |  | Mini-Splits (Ducted) | NAXAMT18A112A* |  | 18000 | 18 |  | 13.2 | 12.6 |  | 21600 | 14000 | 64.81% | [8 empty] | Residential | 375 | No | 1.5
207783669 | Mini/Multi Split | Trane / Mitsubishi Electric | HRCU-A-CB | NTXSKS24A112A* |  | Mini-Splits (Ducted) | NAXAMT24A112A* |  | 24000 | 18 |  | 12.5 | 10.4 |  | 25000 | 14600 | 58.4% | [8 empty] | Residential | 500 | No | 2
207783670 | Mini/Multi Split | Trane / Mitsubishi Electric | HRCU-A-CB | NTXSKS30A112A* |  | Mini-Splits (Ducted) | NAXAMT30A112A* |  | 27000 | 18 |  | 12.5 | 13.6 |  | 30000 | 21400 | 71.33% | [8 empty] | Residential | 562.5 | No | 2.25
207783672 | Mini/Multi Split | Trane / Mitsubishi Electric | HRCU-A-CB | NTXSKS09A112** |  | Mini-Splits (Ducted) | APEADA0091AA*** |  | 9000 | 19.7 |  | 12.5 | 12.6 |  | 12000 | 7600 | 63.33% | [8 empty] | Residential | 187.5 | No | 0.75
207783673 | Mini/Multi Split | Trane / Mitsubishi Electric | HRCU-A-CB | NTXSKS12A112** |  | Mini-Splits (Ducted) | APEADA0121AA*** |  | 12000 | 20.5 |  | 12.9 | 13 |  | 15000 | 9900 | 66% | [8 empty] | Residential | 250 | No | 1
207783674 | Mini/Multi Split | Trane / Mitsubishi Electric | HRCU-A-CB | NTXSKS15A112** |  | Mini-Splits (Ducted) | APEADA0151AA*** |  | 15000 | 19.2 |  | 13 | 11.6 |  | 18000 | 11300 | 62.78% | [8 empty] | Residential | 312.5 | No | 1.25
207783675 | Mini/Multi Split | Trane / Mitsubishi Electric | HRCU-A-CB | NTXSKS18A112** |  | Mini-Splits (Ducted) | APEADA0181AA*** |  | 18000 | 19.8 |  | 14.1 | 12.9 |  | 21600 | 14000 | 64.81% | [8 empty] | Residential | 375 | No | 1.5
207783676 | Mini/Multi Split | Trane / Mitsubishi Electric | HRCU-A-CB | NTXSKS24A112** |  | Mini-Splits (Ducted) | APEADA0241AA*** |  | 24000 | 18 |  | 12.5 | 11.2 |  | 25000 | 15000 | 60% | [8 empty] | Residential | 500 | No | 2
207783677 | Mini/Multi Split | Trane / Mitsubishi Electric | HRCU-A-CB | NTXSKS30A112** |  | Mini-Splits (Ducted) | APEADA0301AA*** |  | 27000 | 18 |  | 12.5 | 12.6 |  | 30000 | 22400 | 74.67% | [8 empty] | Residential | 562.5 | No | 2.25
207787130 | Mini/Multi Split | Durastar | HRCU-A-CB-O | DRA1U09S1B |  | Mini-Splits (Non-Ducted) | DRAW09F1B |  | 9000 | 24 |  | 14.7 | 12.7 |  | 10000 | 8100 | 81% | 9000 | 24 | 14.7 | 11.6 | 10000 | 7500 | 75% | 2.25 | Residential | 187.5 | Yes | 0.75 | Both
207787131 | Mini/Multi Split | Durastar | HRCU-A-CB-O | DRA1U12S1B |  | Mini-Splits (Non-Ducted) | DRAW12F1B |  | 12000 | 22.2 |  | 13 | 11 |  | 12000 | 10000 | 83.33% | 12000 | 23.1 | 13 | 10.8 | 12000 | 8400 | 70% | 2.41 | Residential | 250 | Yes | 1 | Both
207787132 | Mini/Multi Split | Durastar | HRCU-A-CB-O | DRA1U18S1B |  | Mini-Splits (Non-Ducted) | DRAW18F1B |  | 18000 | 24 |  | 13.5 | 11.6 |  | 18000 | 14100 | 78.33% | 18000 | 24 | 13.5 | 10.5 | 18000 | 12800 | 71.11% | 2.44 | Residential | 375 | Yes | 1.5 | Both
207787133 | Mini/Multi Split | Durastar | HRCU-A-CB-O | DRA1U24S1B |  | Mini-Splits (Non-Ducted) | DRAW24F1B |  | 24000 | 21 |  | 13 | 10 |  | 26000 | 17400 | 66.92% | 24000 | 21 | 13 | 8.5 | 26000 |  |  |  | Residential | 500 | No | 2 | No
207787134 | Mini/Multi Split | Durastar | HRCU-A-CB-O | DRA1U09S1B |  | Mini-Splits (Non-Ducted) | DRAC09F1A |  | 9000 | 20 |  | 13 | 10.5 |  | 10000 | 7500 | 75% | 9000 | 20 | 13 | 10 | 10000 | 7400 | 74% | 1.9 | Residential | 187.5 | Yes | 0.75 | Both
207787135 | Mini/Multi Split | Durastar | HRCU-A-CB | DRA1U09S1B |  | Mini-Splits (Ducted) | DRAD09F1A |  | 9000 | 21 |  | 13.5 | 11.5 |  | 10000 | 7700 | 77% | 9000 | 19.2 | 12.5 | 10.2 | 10000 | 8000 | 80% | 2.1 | Residential | 187.5 | Yes | 0.75 | Both
207787136 | Mini/Multi Split | Durastar | HRCU-A-CB-O | DRA1U12S1B |  | Mini-Splits (Non-Ducted) | DRAC12F1A |  | 12000 | 22 |  | 14 | 10.6 |  | 12000 | 8900 | 74.17% | 12000 | 22.7 | 14 | 10 | 12000 |  |  |  | Residential | 250 | No | 1 | No
207787137 | Mini/Multi Split | Durastar | HRCU-A-CB | DRA1U12S1B |  | Mini-Splits (Ducted) | DRAD12F1A |  | 12000 | 21.5 |  | 12.5 | 11.5 |  | 12000 | 9300 | 77.5% | 11500 | 19 | 11.7 | 10.3 | 12000 | 8400 | 70% | 2.26 | Residential | 240 | Yes | 0.96 | Both
207787138 | Mini/Multi Split | Durastar | HRCU-A-CB-O | DRA1U12S1B |  | Mini-Splits (Non-Ducted) | DRAS12F1A |  | 12000 | 21.5 |  | 13 | 10 |  | 12000 | 9000 | 75% | 12000 | 22.7 | 13 | 10.2 | 12000 | 8400 | 70% | 2.26 | Residential | 250 | Yes | 1 | Both
207787139 | Mini/Multi Split | Durastar | HRCU-A-CB-O | DRA1U12S1B |  | Mini-Splits (Non-Ducted) | DRAS12F1B |  | 12000 | 21.5 |  | 13 | 10 |  | 12000 | 9000 | 75% | 12000 | 22.7 | 13 | 10.2 | 12000 | 8400 | 70% | 2.26 | Residential | 250 | Yes | 1 | Both
207787140 | Mini/Multi Split | Durastar | HRCU-A-CB-O | DRA1U18S1B |  | Mini-Splits (Non-Ducted) | DRAC18F1A |  | 16000 | 20.5 |  | 12.5 | 11 |  | 18500 | 12000 | 64.86% | 16000 | 20.5 | 12.5 | 10.5 | 19000 |  |  |  | Residential | 332.5 | No | 1.33 | No
207787141 | Mini/Multi Split | Durastar | HRCU-A-CB | DRA1U18S1B |  | Mini-Splits (Ducted) | DRAD18F1A |  | 18000 | 20.5 |  | 12.5 | 11 |  | 20000 | 12600 | 63% | 17000 | 20 | 12.5 | 10.6 | 20000 |  |  |  | Residential | 355 | No | 1.42 | No
207787142 | Mini/Multi Split | Durastar | HRCU-A-CB-O | DRA1U18S1B |  | Mini-Splits (Non-Ducted) | DRAF18F1A |  | 18000 | 21.5 |  | 12.5 | 10.5 |  | 20000 | 12800 | 64% | 18000 | 23 | 12.5 | 10 | 20000 |  |  |  | Residential | 375 | No | 1.5 | No
207787143 | Mini/Multi Split | Durastar | HRCU-A-CB-O | DRA1U24S1B |  | Mini-Splits (Non-Ducted) | DRAC24F1A |  | 24000 | 20.3 |  | 12.5 | 10.6 |  | 24600 | 14500 | 58.94% | [8 empty] | Residential | 500 | No | 2
207787144 | Mini/Multi Split | Durastar | HRCU-A-CB-O | DRA1U24S1B |  | Mini-Splits (Non-Ducted) | DRAC24F1B |  | 24000 | 20.7 |  | 12.5 | 10.5 |  | 25000 | 19000 | 76% | 24000 | 21.5 | 12.5 | 9.7 | 25000 | 18500 | 74% | 2.2 | Residential | 500 | Yes | 2 | Both
207787145 | Mini/Multi Split | Durastar | HRCU-A-CB | DRA1U24S1B |  | Mini-Splits (Ducted) | DRAD24F1A |  | 24000 | 21.5 |  | 12.6 | 11.2 |  | 24600 | 20000 | 81.3% | 23000 | 19 | 12.5 | 11.2 | 25000 | 20000 | 80% | 2.3 | Residential | 480 | Yes | 1.92 | Both
207787146 | Mini/Multi Split | Durastar | HRCU-A-CB-O | DRA1U24S1B |  | Mini-Splits (Non-Ducted) | DRAF24F1A |  | 24000 | 20 |  | 12.5 | 11.2 |  | 24000 | 16000 | 66.67% | 24000 | 21.2 | 12.5 | 10.3 | 24000 | 18200 | 75.83% | 2.2 | Residential | 500 | Yes | 2 | Both
207787153 | Mini/Multi Split | MDV | HRCU-A-CB-O | MOX230-09HFN1-MW5W |  | Mini-Splits (Non-Ducted) | MSABB-09HRFN1-MT0W |  | 9000 | 21.6 |  | 13.2 | 11.4 |  | 10000 | 6100 | 61% | [8 empty] | Residential | 187.5 | No | 0.75
207787156 | Mini/Multi Split | Durastar | HRCU-A-CB-O | DRA1U09S1B |  | Mini-Splits (Non-Ducted) | DRAW09F1A |  | 9000 | 21.6 |  | 13.2 | 11.4 |  | 10000 | 6100 | 61% | [8 empty] | Residential | 187.5 | No | 0.75
207787171 | Mini/Multi Split | Durastar | HMSV-A-CB | DRA2U18M1B |  | Non-Ducted Indoor Units |  |  | 18000 | 21.5 |  | 12.5 | 10.6 |  | 19000 | 14400 | 75.79% | 18000 | 21 | 12.5 | 10.2 | 19000 |  |  |  | Residential | 375 | No | 1.5 | No
207796628 | Mini/Multi Split | PERFECTAIRE | HRCU-A-CB | 3PAMSHH09-SZO |  | Mini-Splits (Ducted) | 3PAMSDH09 |  | 9000 | 23 |  | 14 | 12 |  | 10000 | 10100 | 101% | 9000 | 20.2 | 13.2 | 12 | 10000 | 10800 | 108% | 1.9 | Residential | 187.5 | Yes | 0.75 | Both
207796629 | Mini/Multi Split | PERFECTAIRE | HRCU-A-CB-O | 3PAMSHH12-SZO |  | Mini-Splits (Non-Ducted) | 3PAMSCH12 |  | 12000 | 21.5 |  | 12.7 | 10.6 |  | 12000 | 9900 | 82.5% | 12000 | 22.3 | 12.7 | 10.2 | 12000 | 11300 | 94.17% | 1.89 | Residential | 250 | Yes | 1 | Both
207796630 | Mini/Multi Split | PERFECTAIRE | HRCU-A-CB | 3PAMSHH12-SZO |  | Mini-Splits (Ducted) | 3PAMSDH12 |  | 12000 | 21.5 |  | 13 | 11.5 |  | 12000 | 10600 | 88.33% | 12000 | 19.5 | 11.7 | 10 | 12500 | 12100 | 96.8% | 1.96 | Residential | 250 | Yes | 1 | Both
207796631 | Mini/Multi Split | PERFECTAIRE | HRCU-A-CB-O | 3PAMSHH12-SZO |  | Mini-Splits (Non-Ducted) | 3PAMSCONH12 |  | 12000 | 23 |  | 13 | 11.5 |  | 12000 | 9600 | 80% | 12000 | 23.6 | 13 | 10 | 12000 | 12000 | 100% | 1.89 | Residential | 250 | Yes | 1 | Both
207796632 | Mini/Multi Split | PERFECTAIRE | HRCU-A-CB-O | 3PAMSHH18-SZO |  | Mini-Splits (Non-Ducted) | 3PAMSCH18 |  | 16000 | 20 |  | 12.5 | 10.3 |  | 18000 | 15600 | 86.67% | 16000 | 20 | 12.5 | 9.5 | 17000 | 16000 | 94.12% | 1.75 | Residential | 332.5 | No | 1.33 | Both
207796633 | Mini/Multi Split | PERFECTAIRE | HRCU-A-CB | 3PAMSHH18-SZO |  | Mini-Splits (Ducted) | 3PAMSDH18 |  | 16500 | 19.6 |  | 12.5 | 11 |  | 19000 | 15000 | 78.95% | 17000 | 18 | 11.7 | 9.5 | 19000 | 17700 | 93.16% | 1.85 | Residential | 355 | Yes | 1.42 | Both
207796634 | Mini/Multi Split | PERFECTAIRE | HRCU-A-CB-O | 3PAMSHH18-SZO |  | Mini-Splits (Non-Ducted) | 3PAMSFCH18 |  | 17000 | 20.2 |  | 12.5 | 10.6 |  | 18000 | 12000 | 66.67% | 17000 | 20.5 | 12.5 | 9.8 | 18000 | 16800 | 93.33% | 1.86 | Residential | 355 | Yes | 1.42 | Both
207796636 | Mini/Multi Split | PERFECTAIRE | HRCU-A-CB | 3PAMSHH24-SZO |  | Mini-Splits (Ducted) | 3PAMSDH24 |  | 24000 | 20.6 |  | 12.5 | 12.6 |  | 24600 | 21000 | 85.37% | 24000 | 19.2 | 12 | 10.5 | 25000 | 27000 | 108% | 2 | Residential | 500 | Yes | 2 | Both
207796637 | Mini/Multi Split | KARDA | HRCU-A-CB | 3KARDA09SZO |  | Mini-Splits (Ducted) | 3KARDA09UVD |  | 9000 | 23 |  | 14 | 12 |  | 10000 | 10100 | 101% | 9000 | 20.2 | 13.2 | 12 | 10000 | 10800 | 108% | 1.9 | Residential | 187.5 | Yes | 0.75 | Both
207796638 | Mini/Multi Split | KARDA | HRCU-A-CB-O | 3KARDA12SZO |  | Mini-Splits (Non-Ducted) | 3KARDA12UVC |  | 12000 | 21.5 |  | 12.7 | 10.6 |  | 12000 | 9900 | 82.5% | 12000 | 22.3 | 12.7 | 10.2 | 12000 | 11300 | 94.17% | 1.89 | Residential | 250 | Yes | 1 | Both
207796639 | Mini/Multi Split | KARDA | HRCU-A-CB | 3KARDA12SZO |  | Mini-Splits (Ducted) | 3KARDA12UVD |  | 12000 | 21.5 |  | 13 | 11.5 |  | 12000 | 10600 | 88.33% | 12000 | 19.5 | 11.7 | 10 | 12500 | 12100 | 96.8% | 1.96 | Residential | 250 | Yes | 1 | Both
207796640 | Mini/Multi Split | KARDA | HRCU-A-CB-O | 3KARDA12SZO |  | Mini-Splits (Non-Ducted) | 3KARDA12CON |  | 12000 | 23 |  | 13 | 11.5 |  | 12000 | 9600 | 80% | 12000 | 23.6 | 13 | 10 | 12000 | 12000 | 100% | 1.89 | Residential | 250 | Yes | 1 | Both
207796641 | Mini/Multi Split | KARDA | HRCU-A-CB-O | 3KARDA18SZO |  | Mini-Splits (Non-Ducted) | 3KARDA18UVC |  | 16000 | 20 |  | 12.5 | 10.3 |  | 18000 | 15600 | 86.67% | 16000 | 20 | 12.5 | 9.5 | 17000 | 16000 | 94.12% | 1.75 | Residential | 332.5 | No | 1.33 | Both
207796642 | Mini/Multi Split | KARDA | HRCU-A-CB | 3KARDA18SZO |  | Mini-Splits (Ducted) | 3KARDA18UVD |  | 16500 | 19.6 |  | 12.5 | 11 |  | 19000 | 15000 | 78.95% | 17000 | 18 | 11.7 | 9.5 | 19000 | 17700 | 93.16% | 1.85 | Residential | 355 | Yes | 1.42 | Both
207796644 | Mini/Multi Split | KARDA | HRCU-A-CB | 3KARDA24SZO |  | Mini-Splits (Ducted) | 3KARDA24UVD |  | 24000 | 20.6 |  | 12.5 | 12.6 |  | 24600 | 21000 | 85.37% | 24000 | 19.2 | 12 | 10.5 | 25000 | 27000 | 108% | 2 | Residential | 500 | Yes | 2 | Both
207796645 | Mini/Multi Split | CanAir | HRCU-A-CB-O | C23SCH18H22 |  | Mini-Splits (Non-Ducted) | C28SEH18H21 |  | 18000 | 21.5 |  | 12.5 | 13 |  | 18000 | 15000 | 83.33% | 18000 | 21.5 | 12.5 | 11.3 | 18000 | 18000 | 100% | 1.8 | Residential | 375 | Yes | 1.5 | Both
207797359 | Mini/Multi Split | ForestAir | HRCU-A-CB-O | FA-H09-A23TL/O-ES |  | Mini-Splits (Non-Ducted) | FA-H09-A23TL/I-ES |  | 9000 | 22 |  | 12.5 | 10 |  | 9500 | 5900 | 62.11% | 9000 | 23 | 12.5 | 9 | 9500 | 7000 | 73.68% | 1.75 | Residential | 187.5 | No | 0.75 | Yes
207797360 | Mini/Multi Split | ForestAir | HRCU-A-CB-O | FA-H12-A23TL/O-ES |  | Mini-Splits (Non-Ducted) | FA-H12-A23TL/I-ES |  | 12000 | 22 |  | 12.5 | 10 |  | 12000 | 7100 | 59.17% | 12000 | 22 | 12.5 | 9 | 12000 | 8700 | 72.5% | 1.75 | Residential | 250 | No | 1 | Yes
207797361 | Mini/Multi Split | ForestAir | HRCU-A-CB-O | FA-H09-D23TL/O-ES |  | Mini-Splits (Non-Ducted) | FA-H09-D23TL/I-ES |  | 9000 | 23 |  | 13 | 10 |  | 9500 | 5900 | 62.11% | 9000 | 23.5 | 13 | 9.2 | 9500 | 7300 | 76.84% | 1.75 | Residential | 187.5 | No | 0.75 | Yes
207797362 | Mini/Multi Split | ForestAir | HRCU-A-CB-O | FA-H12-D23TL/O-ES |  | Mini-Splits (Non-Ducted) | FA-H12-D23TL/I-ES |  | 12000 | 23 |  | 13 | 10 |  | 12000 | 7600 | 63.33% | 12000 | 23 | 13 | 9.5 | 12000 | 9100 | 75.83% | 1.75 | Residential | 250 | No | 1 | Yes
207797363 | Mini/Multi Split | ForestAir | HRCU-A-CB-O | FA-H18-D23TL/O-ES |  | Mini-Splits (Non-Ducted) | FA-H18-D23TL/I-ES |  | 18000 | 21.5 |  | 13 | 10 |  | 18000 | 10000 | 55.56% | 18000 | 22 | 13 | 8.8 | 18000 | 11900 | 66.11% | 1.75 | Residential | 375 | No | 1.5 | Yes
207797364 | Mini/Multi Split | ForestAir | HRCU-A-CB-O | FA-H23-D23TL/O-ES |  | Mini-Splits (Non-Ducted) | FA-H23-D23TL/I-ES |  | 23000 | 20 |  | 12.5 | 10 |  | 24000 | 13900 | 57.92% | 23000 | 20 | 12.5 | 8.8 | 24000 | 16000 | 66.67% | 1.75 | Residential | 480 | No | 1.92 | Yes
207801568 | Mini/Multi Split | ARCOAIRE | HRCU-A-CB | DLCSRBH18AAK |  | Mini-Splits (Ducted) | DLFSDAH24XAK |  | 17500 | 20 |  | 13.2 | 11.5 |  | 19000 | 15800 | 83.16% | 17500 | 18 | 12.1 | 10.5 | 19000 | 16000 | 84.21% | 2 | Residential | 365 | Yes | 1.46 | Both
207801569 | Mini/Multi Split | COMFORTMAKER | HRCU-A-CB | DLCSRBH18AAK |  | Mini-Splits (Ducted) | DLFSDAH24XAK |  | 17500 | 20 |  | 13.2 | 11.5 |  | 19000 | 15800 | 83.16% | 17500 | 18 | 12.1 | 10.5 | 19000 | 16000 | 84.21% | 2 | Residential | 365 | Yes | 1.46 | Both
207801570 | Mini/Multi Split | DAY & NIGHT | HRCU-A-CB | DLCSRBH18AAK |  | Mini-Splits (Ducted) | DLFSDAH24XAK |  | 17500 | 20 |  | 13.2 | 11.5 |  | 19000 | 15800 | 83.16% | 17500 | 18 | 12.1 | 10.5 | 19000 | 16000 | 84.21% | 2 | Residential | 365 | Yes | 1.46 | Both
207801571 | Mini/Multi Split | HEIL | HRCU-A-CB | DLCSRBH18AAK |  | Mini-Splits (Ducted) | DLFSDAH24XAK |  | 17500 | 20 |  | 13.2 | 11.5 |  | 19000 | 15800 | 83.16% | 17500 | 18 | 12.1 | 10.5 | 19000 | 16000 | 84.21% | 2 | Residential | 365 | Yes | 1.46 | Both
207801572 | Mini/Multi Split | KEEPRITE | HRCU-A-CB | DLCSRBH18AAK |  | Mini-Splits (Ducted) | DLFSDAH24XAK |  | 17500 | 20 |  | 13.2 | 11.5 |  | 19000 | 15800 | 83.16% | 17500 | 18 | 12.1 | 10.5 | 19000 | 16000 | 84.21% | 2 | Residential | 365 | Yes | 1.46 | Both
207801573 | Mini/Multi Split | KENMORE | HRCU-A-CB | DLCSRBH18AAK |  | Mini-Splits (Ducted) | DLFSDAH24XAK |  | 17500 | 20 |  | 13.2 | 11.5 |  | 19000 | 15800 | 83.16% | 17500 | 18 | 12.1 | 10.5 | 19000 | 16000 | 84.21% | 2 | Residential | 365 | Yes | 1.46 | Both
207801574 | Mini/Multi Split | MIDEA | HRCU-A-CB | DLCSRBH18AAK |  | Mini-Splits (Ducted) | DLFSDAH24XAK |  | 17500 | 20 |  | 13.2 | 11.5 |  | 19000 | 15800 | 83.16% | 17500 | 18 | 12.1 | 10.5 | 19000 | 16000 | 84.21% | 2 | Residential | 365 | Yes | 1.46 | Both
207801575 | Mini/Multi Split | TEMPSTAR | HRCU-A-CB | DLCSRBH18AAK |  | Mini-Splits (Ducted) | DLFSDAH24XAK |  | 17500 | 20 |  | 13.2 | 11.5 |  | 19000 | 15800 | 83.16% | 17500 | 18 | 12.1 | 10.5 | 19000 | 16000 | 84.21% | 2 | Residential | 365 | Yes | 1.46 | Both
207801576 | Mini/Multi Split | SMART COMFORT | HRCU-A-CB | DLCSRBH18AAK |  | Mini-Splits (Ducted) | DLFSDAH24XAK |  | 17500 | 20 |  | 13.2 | 11.5 |  | 19000 | 15800 | 83.16% | 17500 | 18 | 12.1 | 10.5 | 19000 | 16000 | 84.21% | 2 | Residential | 365 | Yes | 1.46 | Both
207801577 | Mini/Multi Split | AIRQUEST | HRCU-A-CB | DLCSRBH18AAK |  | Mini-Splits (Ducted) | DLFSDAH24XAK |  | 17500 | 20 |  | 13.2 | 11.5 |  | 19000 | 15800 | 83.16% | 17500 | 18 | 12.1 | 10.5 | 19000 | 16000 | 84.21% | 2 | Residential | 365 | Yes | 1.46 | Both
207801578 | Mini/Multi Split | CARRIER | HRCU-A-CB | 38MARBQ18AA3 |  | Mini-Splits (Ducted) | 40MBDQ24---3 |  | 17500 | 20 |  | 13.2 | 11.5 |  | 19000 | 15800 | 83.16% | 17500 | 18 | 12.1 | 10.5 | 19000 | 16000 | 84.21% | 2 | Residential | 365 | Yes | 1.46 | Both
207801579 | Mini/Multi Split | BRYANT | HRCU-A-CB | 38MARBQ18AA3 |  | Mini-Splits (Ducted) | 40MBDQ24---3 |  | 17500 | 20 |  | 13.2 | 11.5 |  | 19000 | 15800 | 83.16% | 17500 | 18 | 12.1 | 10.5 | 19000 | 16000 | 84.21% | 2 | Residential | 365 | Yes | 1.46 | Both
207801580 | Mini/Multi Split | PAYNE | HRCU-A-CB | 38MARBQ18AA3 |  | Mini-Splits (Ducted) | 40MBDQ24---3 |  | 17500 | 20 |  | 13.2 | 11.5 |  | 19000 | 15800 | 83.16% | 17500 | 18 | 12.1 | 10.5 | 19000 | 16000 | 84.21% | 2 | Residential | 365 | Yes | 1.46 | Both
207801581 | Mini/Multi Split | Weathermaker | HRCU-A-CB | 38MARBQ18AA3 |  | Mini-Splits (Ducted) | 40MBDQ24---3 |  | 17500 | 20 |  | 13.2 | 11.5 |  | 19000 | 15800 | 83.16% | 17500 | 18 | 12.1 | 10.5 | 19000 | 16000 | 84.21% | 2 | Residential | 365 | Yes | 1.46 | Both
207801582 | Mini/Multi Split | MIDEA | HRCU-A-CB | 38MARBQ18AA3 |  | Mini-Splits (Ducted) | 40MBDQ24---3 |  | 17500 | 20 |  | 13.2 | 11.5 |  | 19000 | 15800 | 83.16% | 17500 | 18 | 12.1 | 10.5 | 19000 | 16000 | 84.21% | 2 | Residential | 365 | Yes | 1.46 | Both
207801583 | Mini/Multi Split | MDV | HRCU-A-CB | MOX430-17HFN1-MT0W |  | Mini-Splits (Ducted) | MTIU-24HWFN1-M-CA |  | 17500 | 20 |  | 13.2 | 11.5 |  | 19000 | 15800 | 83.16% | 17500 | 18 | 12.1 | 10.5 | 19000 | 16000 | 84.21% | 2 | Residential | 365 | Yes | 1.46 | Both
207804189 | Mini/Multi Split | SUNCHILLERS | HMSV-A-CB | M27ODU-UL2P |  | Non-Ducted Indoor Units |  |  | 28000 | 23.8 |  | 12.5 | 10.5 |  | 28000 | 21000 | 75% | 28000 | 24.6 | 12.7 | 9.3 | 28000 |  |  |  | Residential | 582.5 | No | 2.33 | No
207804195 | Mini/Multi Split | SUNCHILLERS | HMSV-A-CB | M48ODU-UL2P |  | Non-Ducted Indoor Units |  |  | 48000 | 22.4 |  | 12.5 | 11 |  | 48000 | 34000 | 70.83% | 48000 | 23.4 | 12.5 | 8.7 | 48000 |  |  |  | Residential | 1000 | No | 4 | No
207804198 | Mini/Multi Split | SUNCHILLERS | HMSV-A-CB | M18ODU-UL2P |  | Non-Ducted Indoor Units |  |  | 18000 | 22.5 |  | 13.3 | 10.6 |  | 19000 | 14300 | 75.26% | 18000 | 22.9 | 13.9 | 10.5 | 19000 |  |  |  | Residential | 375 | No | 1.5 | No
207804200 | Mini/Multi Split | SUNCHILLERS | HMSV-A-CB | M18ODU-UL2P |  | Mixed Ducted and Non-Ducted Indoor Units |  |  | 18000 | 20.75 |  | 12.65 | 10.7 |  | 19000 | 14500 | 76.32% | [8 empty] | Residential | 375 | No | 1.5 | No
207804201 | Mini/Multi Split | ForestAir | HMSV-A-CB-O | FA-H16-D21TL/O2-ES |  | Non-Ducted Indoor Units | FA-H09-D23TL/I-ES |  | 17000 | 22 |  | 12.5 | 10 |  | 19600 | 12200 | 62.24% | 17000 | 22 | 12 | 9 | 19600 | 13800 | 70.41% | 1.75 | Residential | 355 | No | 1.42 | Yes
207804202 | Mini/Multi Split | ForestAir | HMSV-A-CB-O | FA-H24-D21TL/O3-ES |  | Non-Ducted Indoor Units | FA-H12-D23TL/I-ES |  | 24000 | 22 |  | 12.5 | 10 |  | 26000 | 18100 | 69.62% | 24000 | 22 | 12 | 9 | 26000 |  |  |  | Residential | 500 | No | 2 | No
207804203 | Mini/Multi Split | ForestAir | HMSV-A-CB-O | FA-H36-D21TL/O4-ES |  | Non-Ducted Indoor Units | FA-H18-D23TL/I-ES |  | 32000 | 21.5 |  | 12.5 | 10 |  | 35000 | 21200 | 60.57% | 33000 | 21.5 | 12 | 9 | 35600 |  |  |  | Residential | 687.5 | No | 2.75 | No
207805781 | Mini/Multi Split | KANIONco | HMSV-A-CB | KWSMO-18R410AIHMV |  | Non-Ducted Indoor Units |  |  | 18000 | 21.5 |  | 12.5 | 10.6 |  | 19000 | 14400 | 75.79% | 18000 | 21 | 12.5 | 10.2 | 19000 |  |  |  | Residential | 375 | No | 1.5 | No
207805786 | Mini/Multi Split | KINGHOME | HRCU-A-CB-O | KW12HUCA4DO(WIFI) |  | Mini-Splits (Non-Ducted) | KW12HUCA4DI(WIFI) |  | 12000 | 23 |  | 12.7 | 10.5 |  | 13000 | 8500 | 65.38% | [8 empty] | Residential | 250 | No | 1
207821917 | Mini/Multi Split | EMERSON QUIET KOOL | HRCU-A-CB-O | EAC2H18R2C |  | Non-Ducted Indoor Units |  |  | 18000 | 22 |  | 12.5 | 11 |  | 18000 | 12700 | 70.56% | 18000 | 21 | 12.5 | 9.5 | 19800 | 18000 | 90.91% | 1.84 | Residential | 375 | Yes | 1.5 | Both
207821920 | Mini/Multi Split | EMERSON QUIET KOOL | HRCU-A-CB-O | EAC3H24R2C |  | Non-Ducted Indoor Units |  |  | 24000 | 22 |  | 12.5 | 11 |  | 24000 | 15000 | 62.5% | 24000 | 22 | 12.5 | 9.05 | 24000 | 24000 | 100% | 1.84 | Residential | 500 | Yes | 2 | Both
207821923 | Mini/Multi Split | EMERSON QUIET KOOL | HRCU-A-CB-O | EAC4H36R2C |  | Non-Ducted Indoor Units |  |  | 32000 | 21 |  | 12.5 | 11 |  | 36000 | 22400 | 62.22% | 32000 | 21 | 12.5 | 9 | 36400 | 36000 | 98.9% | 1.84 | Residential | 667.5 | Yes | 2.67 | Both
207821928 | Mini/Multi Split | MIDEA | HRCU-A-CB-O | MOX230-09HFN1-BS5W |  | Mini-Splits (Non-Ducted) | MSAG11A-09HRFN1-BS5W |  | 9000 | 21.5 |  | 12.5 | 10.3 |  | 10000 | 6300 | 63% | 9000 | 21.5 | 12.5 | 9.1 | 10000 | 7000 | 70% | 2.16 | Residential | 187.5 | Yes | 0.75 | Both
207821929 | Mini/Multi Split | MIDEA | HRCU-A-CB-O | MOX230-09HFN1-BW0W |  | Mini-Splits (Non-Ducted) | MSAG11B-09HRFN1-BU5W |  | 9000 | 23 |  | 13.8 | 11 |  | 9200 | 5900 | 64.13% | 9000 | 23 | 13.8 | 9.8 | 10000 |  |  |  | Residential | 187.5 | No | 0.75 | No
207821930 | Mini/Multi Split | MIDEA | HRCU-A-CB-O | MOX230-09HFN1-MW5W |  | Mini-Splits (Non-Ducted) | MSAG11B-09HRFN1-MX7W(GA) |  | 9000 | 24 |  | 14.7 | 12.7 |  | 10000 | 8100 | 81% | 9000 | 24 | 14.7 | 11.6 | 10000 | 7500 | 75% | 2.25 | Residential | 187.5 | Yes | 0.75 | Both
207821931 | Mini/Multi Split | MIDEA | HRCU-A-CB-O | MOX230-12HFN1-BW0W |  | Mini-Splits (Non-Ducted) | MSAG11B-12HRFN1-BU5W |  | 12000 | 22 |  | 12.5 | 11.5 |  | 12000 | 8900 | 74.17% | 12000 | 22.7 | 12.5 | 10.4 | 12000 |  |  |  | Residential | 250 | No | 1 | No
207821932 | Mini/Multi Split | MIDEA | HRCU-A-CB-O | MOX230-12HFN1-MV5W |  | Mini-Splits (Non-Ducted) | MSAG11B-12HRFN1-MV0W(GA) |  | 12000 | 22.2 |  | 13 | 11 |  | 12000 | 10000 | 83.33% | 12000 | 23.1 | 13 | 10.8 | 12000 | 8400 | 70% | 2.41 | Residential | 250 | Yes | 1 | Both
207821933 | Mini/Multi Split | MIDEA | HRCU-A-CB-O | MOX430-18HFN1-MU0W |  | Mini-Splits (Non-Ducted) | MSAG11D-18HRFN1-MT8W |  | 18000 | 24 |  | 13.5 | 11.6 |  | 18000 | 14100 | 78.33% | 18000 | 24 | 13.5 | 10.5 | 18000 | 12800 | 71.11% | 2.44 | Residential | 375 | Yes | 1.5 | Both
207821934 | Mini/Multi Split | MIDEA | HRCU-A-CB-O | MOX430-18HFN1-MT8W |  | Mini-Splits (Non-Ducted) | MSAG11D-18HRFN1-MT8W |  | 18000 | 24 |  | 13.5 | 11.6 |  | 18000 | 14100 | 78.33% | 18000 | 24 | 13.5 | 10.5 | 18000 | 12800 | 71.11% | 2.44 | Residential | 375 | Yes | 1.5 | Both
207821935 | Mini/Multi Split | MIDEA | HRCU-A-CB-O | MOD33-24HFN1-MT0W |  | Mini-Splits (Non-Ducted) | MSAG11D-23HRFN1-MU0W |  | 24000 | 21 |  | 13 | 10 |  | 26000 | 17400 | 66.92% | 24000 | 21 | 13 | 8.5 | 26000 |  |  |  | Residential | 500 | No | 2 | No
207821938 | Mini/Multi Split | MIDEA | HRCU-A-CB-O | MOX430-12HFN1-MZ60W |  | Mini-Splits (Non-Ducted) | MSOP1B-12HRFN1-MZ60W |  | 12000 | 32 |  | 13.8 | 14 |  | 12000 | 10400 | 86.67% | 12000 | 27 | 14 | 12 | 12000 | 13700 | 114.2% | 1.85 | Residential | 250 | Yes | 1 | Both
207821939 | Mini/Multi Split | MIDEA | HRCU-A-CB-O | MOD33-24HFN1-MT0W |  | Mini-Splits (Non-Ducted) | MCD1-24HRFN1-MT0W(GA) |  | 24000 | 20.7 |  | 12.5 | 10.5 |  | 25000 | 19000 | 76% | 24000 | 21.5 | 12.5 | 9.7 | 25000 | 18500 | 74% | 2.2 | Residential | 500 | Yes | 2 | Both
207821945 | Mini/Multi Split | ARCTIC KING | HRCU-A-CB-O | MOD33-24HFN1-MT0W |  | Mini-Splits (Non-Ducted) | MSAG11D-23HRFN1-MU0W |  | 24000 | 21 |  | 13 | 10 |  | 26000 | 17400 | 66.92% | 24000 | 21 | 13 | 8.5 | 26000 |  |  |  | Residential | 500 | No | 2 | No
207821948 | Mini/Multi Split | Innovair | HRCU-A-CB-O | VOM18H7R2P7 |  | Non-Ducted Indoor Units |  |  | 18000 | 22 |  | 12.5 | 11 |  | 18000 | 12700 | 70.56% | 18000 | 21 | 12.5 | 9.5 | 19800 | 18000 | 90.91% | 1.84 | Residential | 375 | Yes | 1.5 | Both
207821951 | Mini/Multi Split | Innovair | HRCU-A-CB-O | VOM24H7R3P7 |  | Non-Ducted Indoor Units |  |  | 24000 | 22 |  | 12.5 | 11 |  | 24000 | 15000 | 62.5% | 24000 | 22 | 12.5 | 9.05 | 24000 | 24000 | 100% | 1.84 | Residential | 500 | Yes | 2 | Both
207821954 | Mini/Multi Split | Innovair | HRCU-A-CB-O | VOM36H7R4P7 |  | Non-Ducted Indoor Units |  |  | 32000 | 21 |  | 12.5 | 11 |  | 36000 | 22400 | 62.22% | 32000 | 21 | 12.5 | 9 | 36400 | 36000 | 98.9% | 1.84 | Residential | 667.5 | Yes | 2.67 | Both
207824533 | Mini/Multi Split | MOOVAIR | HRCU-A-CB | DMA18HOS28230E8 |  | Mini-Splits (Ducted) | DUA24HIDU230X5 |  | 17500 | 20 |  | 13.2 | 11.5 |  | 19000 | 15800 | 83.16% | 17500 | 18 | 12.1 | 10.5 | 19000 | 16000 | 84.21% | 2 | Residential | 365 | Yes | 1.46 | Both
207824534 | Mini/Multi Split | ELIOS | HRCU-A-CB | DEA18HOS28230E8 |  | Mini-Splits (Ducted) | DUA24HIDU230X5 |  | 17500 | 20 |  | 13.2 | 11.5 |  | 19000 | 15800 | 83.16% | 17500 | 18 | 12.1 | 10.5 | 19000 | 16000 | 84.21% | 2 | Residential | 365 | Yes | 1.46 | Both
207825487 | Mini/Multi Split | ECO AC | HRCU-A-CB-O | EHS-O9BB |  | Mini-Splits (Non-Ducted) | EHS-W09BB |  | 9000 | 21.5 |  | 12.6 | 10 |  | 10000 | 6900 | 69% | 9000 | 21.7 | 12.6 | 9.1 | 10000 |  |  |  | Residential | 187.5 | No | 0.75 | No
207825490 | Mini/Multi Split | ECO AC | HRCU-A-CB-O | EHH-O9BB |  | Mini-Splits (Non-Ducted) | EHH-W09BB |  | 9000 | 24 |  | 14 | 11.3 |  | 10000 | 8300 | 83% | 9000 | 24 | 14 | 11.4 | 10000 | 7800 | 78% | 2.18 | Residential | 187.5 | Yes | 0.75 | Both
207825491 | Mini/Multi Split | ECO AC | HRCU-A-CB-O | EHH-O12BB |  | Mini-Splits (Non-Ducted) | EHH-W12BB |  | 12000 | 22 |  | 12.5 | 10.8 |  | 12000 | 8200 | 68.33% | 12000 | 23.1 | 12.5 | 9.3 | 12000 |  |  |  | Residential | 250 | No | 1 | No
207825492 | Mini/Multi Split | ECO AC | HRCU-A-CB-O | EHH-O18BB |  | Mini-Splits (Non-Ducted) | EHH-W18BB |  | 18000 | 23.5 |  | 13.5 | 11 |  | 18000 | 14000 | 77.78% | 18000 | 23.7 | 13.5 | 10.3 | 18000 |  |  |  | Residential | 375 | No | 1.5 | No
207825493 | Mini/Multi Split | ECO AC | HRCU-A-CB-O | EHH-O24BB |  | Mini-Splits (Non-Ducted) | EHH-W24BB |  | 24000 | 21 |  | 12.5 | 10 |  | 26000 | 18000 | 69.23% | 24000 | 21 | 12.5 | 8.9 | 26000 |  |  |  | Residential | 500 | No | 2 | No
207825494 | Mini/Multi Split | ECO AC | HRCU-A-CB | EHH-O9BB |  | Mini-Splits (Ducted) | EHH-D09BA |  | 9000 | 21 |  | 13.5 | 11.5 |  | 10000 | 7700 | 77% | 9000 | 19.2 | 12.5 | 10.2 | 10000 | 8000 | 80% | 2.1 | Residential | 187.5 | Yes | 0.75 | Both
207825495 | Mini/Multi Split | ECO AC | HRCU-A-CB | EHH-O12BB |  | Mini-Splits (Ducted) | EHH-D12BA |  | 12000 | 21.5 |  | 12.5 | 11.5 |  | 12000 | 9300 | 77.5% | 11500 | 19 | 11.7 | 10.3 | 12000 | 8400 | 70% | 2.26 | Residential | 240 | Yes | 0.96 | Both
207825496 | Mini/Multi Split | ECO AC | HRCU-A-CB | EHH-O18BB |  | Mini-Splits (Ducted) | EHH-D18BA |  | 18000 | 20.5 |  | 12.5 | 11 |  | 20000 | 12600 | 63% | 17000 | 20 | 12.5 | 10.6 | 20000 |  |  |  | Residential | 355 | No | 1.42 | No
207825497 | Mini/Multi Split | ECO AC | HRCU-A-CB | EHH-O24BB |  | Mini-Splits (Ducted) | EHH-D24BA |  | 24000 | 21.5 |  | 12.6 | 11.2 |  | 24600 | 20000 | 81.3% | 23000 | 19 | 12.5 | 11.2 | 25000 | 20000 | 80% | 2.3 | Residential | 480 | Yes | 1.92 | Both
207825498 | Mini/Multi Split | ECO AC | HMSV-A-CB | EMH-2O18BB |  | Non-Ducted Indoor Units |  |  | 18000 | 21.5 |  | 12.5 | 10.6 |  | 19000 | 14400 | 75.79% | 18000 | 21 | 12.5 | 10.2 | 19000 |  |  |  | Residential | 375 | No | 1.5 | No
207825507 | Mini/Multi Split | 1HVAC | HRCU-A-CB-O | ACIQ-09Z-HP115B |  | Mini-Splits (Non-Ducted) | ACIQ-09W-HP115B |  | 9000 | 20.5 |  | 12.5 | 10 |  | 10000 | 6800 | 68% | 9000 | 21.5 | 12.5 | 9 | 10000 |  |  |  | Residential | 187.5 | No | 0.75 | No
207825512 | Mini/Multi Split | 1HVAC | HRCU-A-CB-O | ACIQ-09ZPL-HP230B |  | Mini-Splits (Non-Ducted) | ACIQ-09W-HH-MB |  | 9000 | 28.1 |  | 16.2 | 13 |  | 11800 | 9500 | 80.51% | 9000 | 28.1 | 16.2 | 11.5 | 12000 | 10600 | 88.33% | 2 | Residential | 187.5 | Yes | 0.75 | Both
207825513 | Mini/Multi Split | 1HVAC | HRCU-A-CB-O | ACIQ-12ZPL-HP230B |  | Mini-Splits (Non-Ducted) | ACIQ-12W-HH-MB |  | 12000 | 25.5 |  | 14 | 13 |  | 12000 | 10000 | 83.33% | 12000 | 25.5 | 14 | 10.4 | 12000 | 12000 | 100% | 1.8 | Residential | 250 | Yes | 1 | Both
207825514 | Mini/Multi Split | 1HVAC | HRCU-A-CB-O | ACIQ-18ZPL-HP230B |  | Mini-Splits (Non-Ducted) | ACIQ-18W-HH-MB |  | 18000 | 21.5 |  | 12.5 | 13 |  | 18000 | 15000 | 83.33% | 18000 | 21.5 | 12.5 | 11.3 | 18000 | 18000 | 100% | 1.8 | Residential | 375 | Yes | 1.5 | Both
207825515 | Mini/Multi Split | 1HVAC | HRCU-A-CB-O | ACIQ-24ZPL-HP230B |  | Mini-Splits (Non-Ducted) | ACIQ-24W-HH-MB |  | 24000 | 21.5 |  | 13 | 12 |  | 29000 | 21200 | 73.1% | 24000 | 21.5 | 13 | 11.4 | 29000 | 25000 | 86.21% | 2.21 | Residential | 500 | Yes | 2 | Both
207825516 | Mini/Multi Split | 1HVAC | HRCU-A-CB-O | ACIQ-09ZPL-HP230B |  | Mini-Splits (Non-Ducted) | ACIQ-09CC-HH-MB |  | 9000 | 20.5 |  | 13 | 10.8 |  | 10000 | 9000 | 90% | 9000 | 20.5 | 13 | 10.3 | 9800 | 10000 | 102% | 1.8 | Residential | 187.5 | Yes | 0.75 | Both
207825517 | Mini/Multi Split | 1HVAC | HRCU-A-CB-O | ACIQ-12ZPL-HP230B |  | Mini-Splits (Non-Ducted) | ACIQ-12CC-HH-MB |  | 12000 | 21.5 |  | 12.7 | 10.6 |  | 12000 | 9900 | 82.5% | 12000 | 22.3 | 12.7 | 10.2 | 12000 | 11300 | 94.17% | 1.89 | Residential | 250 | Yes | 1 | Both
207825518 | Mini/Multi Split | 1HVAC | HRCU-A-CB-O | ACIQ-18ZPL-HP230B |  | Mini-Splits (Non-Ducted) | ACIQ-18CC-HH-MB |  | 16000 | 20 |  | 12.5 | 10.3 |  | 18000 | 15600 | 86.67% | 16000 | 20 | 12.5 | 9.5 | 17000 | 16000 | 94.12% | 1.75 | Residential | 332.5 | No | 1.33 | Both
207825519 | Mini/Multi Split | 1HVAC | HRCU-A-CB | ACIQ-09ZPL-HP230B |  | Mini-Splits (Ducted) | ACIQ-09CD-HH-MB |  | 9000 | 23 |  | 14 | 12 |  | 10000 | 10100 | 101% | 9000 | 20.2 | 13.2 | 12 | 10000 | 10800 | 108% | 1.9 | Residential | 187.5 | Yes | 0.75 | Both
207825520 | Mini/Multi Split | 1HVAC | HRCU-A-CB | ACIQ-12ZPL-HP230B |  | Mini-Splits (Ducted) | ACIQ-12CD-HH-MB |  | 12000 | 21.5 |  | 13 | 11.5 |  | 12000 | 10600 | 88.33% | 12000 | 19.5 | 11.7 | 10 | 12500 | 12100 | 96.8% | 1.96 | Residential | 250 | Yes | 1 | Both
207825521 | Mini/Multi Split | 1HVAC | HRCU-A-CB | ACIQ-18ZPL-HP230B |  | Mini-Splits (Ducted) | ACIQ-18CD-HH-MB |  | 16500 | 19.6 |  | 12.5 | 11 |  | 19000 | 15000 | 78.95% | 17000 | 18 | 11.7 | 9.5 | 19000 | 17700 | 93.16% | 1.85 | Residential | 355 | Yes | 1.42 | Both
207825522 | Mini/Multi Split | 1HVAC | HRCU-A-CB | ACIQ-24ZPL-HP230B |  | Mini-Splits (Ducted) | ACIQ-24CD-HH-MB |  | 24000 | 20.6 |  | 12.5 | 12.6 |  | 24600 | 21000 | 85.37% | 24000 | 19.2 | 12 | 10.5 | 25000 | 27000 | 108% | 2 | Residential | 500 | Yes | 2 | Both
207825523 | Mini/Multi Split | 1HVAC | HRCU-A-CB-O | ACIQ-12ZPL-HP230B |  | Mini-Splits (Non-Ducted) | ACIQ-12FM-HH-MB |  | 12000 | 23 |  | 13 | 11.5 |  | 12000 | 9600 | 80% | 12000 | 23.6 | 13 | 10 | 12000 | 12000 | 100% | 1.89 | Residential | 250 | Yes | 1 | Both
207825524 | Mini/Multi Split | 1HVAC | HRCU-A-CB-O | ACIQ-18ZPL-HP230B |  | Mini-Splits (Non-Ducted) | ACIQ-18FM-HH-MB |  | 17000 | 20.2 |  | 12.5 | 10.6 |  | 18000 | 12000 | 66.67% | 17000 | 20.5 | 12.5 | 9.8 | 18000 | 16800 | 93.33% | 1.86 | Residential | 355 | Yes | 1.42 | Both
207825526 | Mini/Multi Split | ACIQ | HRCU-A-CB-O | ACIQ-09Z-HP115B |  | Mini-Splits (Non-Ducted) | ACIQ-09W-HP115B |  | 9000 | 20.5 |  | 12.5 | 10 |  | 10000 | 6800 | 68% | 9000 | 21.5 | 12.5 | 9 | 10000 |  |  |  | Residential | 187.5 | No | 0.75 | No
207825531 | Mini/Multi Split | ACIQ | HRCU-A-CB-O | ACIQ-09ZPL-HP230B |  | Mini-Splits (Non-Ducted) | ACIQ-09W-HH-MB |  | 9000 | 28.1 |  | 16.2 | 13 |  | 11800 | 9500 | 80.51% | 9000 | 28.1 | 16.2 | 11.5 | 12000 | 10600 | 88.33% | 2 | Residential | 187.5 | Yes | 0.75 | Both
207825532 | Mini/Multi Split | ACIQ | HRCU-A-CB-O | ACIQ-12ZPL-HP230B |  | Mini-Splits (Non-Ducted) | ACIQ-12W-HH-MB |  | 12000 | 25.5 |  | 14 | 13 |  | 12000 | 10000 | 83.33% | 12000 | 25.5 | 14 | 10.4 | 12000 | 12000 | 100% | 1.8 | Residential | 250 | Yes | 1 | Both
207825533 | Mini/Multi Split | ACIQ | HRCU-A-CB-O | ACIQ-18ZPL-HP230B |  | Mini-Splits (Non-Ducted) | ACIQ-18W-HH-MB |  | 18000 | 21.5 |  | 12.5 | 13 |  | 18000 | 15000 | 83.33% | 18000 | 21.5 | 12.5 | 11.3 | 18000 | 18000 | 100% | 1.8 | Residential | 375 | Yes | 1.5 | Both
207825534 | Mini/Multi Split | ACIQ | HRCU-A-CB-O | ACIQ-24ZPL-HP230B |  | Mini-Splits (Non-Ducted) | ACIQ-24W-HH-MB |  | 24000 | 21.5 |  | 13 | 12 |  | 29000 | 21200 | 73.1% | 24000 | 21.5 | 13 | 11.4 | 29000 | 25000 | 86.21% | 2.21 | Residential | 500 | Yes | 2 | Both
207825535 | Mini/Multi Split | ACIQ | HRCU-A-CB-O | ACIQ-09ZPL-HP230B |  | Mini-Splits (Non-Ducted) | ACIQ-09CC-HH-MB |  | 9000 | 20.5 |  | 13 | 10.8 |  | 10000 | 9000 | 90% | 9000 | 20.5 | 13 | 10.3 | 9800 | 10000 | 102% | 1.8 | Residential | 187.5 | Yes | 0.75 | Both
207825536 | Mini/Multi Split | ACIQ | HRCU-A-CB-O | ACIQ-12ZPL-HP230B |  | Mini-Splits (Non-Ducted) | ACIQ-12CC-HH-MB |  | 12000 | 21.5 |  | 12.7 | 10.6 |  | 12000 | 9900 | 82.5% | 12000 | 22.3 | 12.7 | 10.2 | 12000 | 11300 | 94.17% | 1.89 | Residential | 250 | Yes | 1 | Both
207825537 | Mini/Multi Split | ACIQ | HRCU-A-CB-O | ACIQ-18ZPL-HP230B |  | Mini-Splits (Non-Ducted) | ACIQ-18CC-HH-MB |  | 16000 | 20 |  | 12.5 | 10.3 |  | 18000 | 15600 | 86.67% | 16000 | 20 | 12.5 | 9.5 | 17000 | 16000 | 94.12% | 1.75 | Residential | 332.5 | No | 1.33 | Both
207825538 | Mini/Multi Split | ACIQ | HRCU-A-CB | ACIQ-09ZPL-HP230B |  | Mini-Splits (Ducted) | ACIQ-09CD-HH-MB |  | 9000 | 23 |  | 14 | 12 |  | 10000 | 10100 | 101% | 9000 | 20.2 | 13.2 | 12 | 10000 | 10800 | 108% | 1.9 | Residential | 187.5 | Yes | 0.75 | Both
207825539 | Mini/Multi Split | ACIQ | HRCU-A-CB | ACIQ-12ZPL-HP230B |  | Mini-Splits (Ducted) | ACIQ-12CD-HH-MB |  | 12000 | 21.5 |  | 13 | 11.5 |  | 12000 | 10600 | 88.33% | 12000 | 19.5 | 11.7 | 10 | 12500 | 12100 | 96.8% | 1.96 | Residential | 250 | Yes | 1 | Both
207825540 | Mini/Multi Split | ACIQ | HRCU-A-CB | ACIQ-18ZPL-HP230B |  | Mini-Splits (Ducted) | ACIQ-18CD-HH-MB |  | 16500 | 19.6 |  | 12.5 | 11 |  | 19000 | 15000 | 78.95% | 17000 | 18 | 11.7 | 9.5 | 19000 | 17700 | 93.16% | 1.85 | Residential | 355 | Yes | 1.42 | Both
207825541 | Mini/Multi Split | ACIQ | HRCU-A-CB | ACIQ-24ZPL-HP230B |  | Mini-Splits (Ducted) | ACIQ-24CD-HH-MB |  | 24000 | 20.6 |  | 12.5 | 12.6 |  | 24600 | 21000 | 85.37% | 24000 | 19.2 | 12 | 10.5 | 25000 | 27000 | 108% | 2 | Residential | 500 | Yes | 2 | Both
207825542 | Mini/Multi Split | ACIQ | HRCU-A-CB-O | ACIQ-12ZPL-HP230B |  | Mini-Splits (Non-Ducted) | ACIQ-12FM-HH-MB |  | 12000 | 23 |  | 13 | 11.5 |  | 12000 | 9600 | 80% | 12000 | 23.6 | 13 | 10 | 12000 | 12000 | 100% | 1.89 | Residential | 250 | Yes | 1 | Both
207825543 | Mini/Multi Split | ACIQ | HRCU-A-CB-O | ACIQ-18ZPL-HP230B |  | Mini-Splits (Non-Ducted) | ACIQ-18FM-HH-MB |  | 17000 | 20.2 |  | 12.5 | 10.6 |  | 18000 | 12000 | 66.67% | 17000 | 20.5 | 12.5 | 9.8 | 18000 | 16800 | 93.33% | 1.86 | Residential | 355 | Yes | 1.42 | Both
207825545 | Mini/Multi Split | DIYCOOL | HRCU-A-CB-O | ACIQ-09Z-HP115B |  | Mini-Splits (Non-Ducted) | ACIQ-09W-HP115B |  | 9000 | 20.5 |  | 12.5 | 10 |  | 10000 | 6800 | 68% | 9000 | 21.5 | 12.5 | 9 | 10000 |  |  |  | Residential | 187.5 | No | 0.75 | No
207825550 | Mini/Multi Split | DIYCOOL | HRCU-A-CB-O | ACIQ-09ZPL-HP230B |  | Mini-Splits (Non-Ducted) | ACIQ-09W-HH-MB |  | 9000 | 28.1 |  | 16.2 | 13 |  | 11800 | 9500 | 80.51% | 9000 | 28.1 | 16.2 | 11.5 | 12000 | 10600 | 88.33% | 2 | Residential | 187.5 | Yes | 0.75 | Both
207825551 | Mini/Multi Split | DIYCOOL | HRCU-A-CB-O | ACIQ-12ZPL-HP230B |  | Mini-Splits (Non-Ducted) | ACIQ-12W-HH-MB |  | 12000 | 25.5 |  | 14 | 13 |  | 12000 | 10000 | 83.33% | 12000 | 25.5 | 14 | 10.4 | 12000 | 12000 | 100% | 1.8 | Residential | 250 | Yes | 1 | Both
207825552 | Mini/Multi Split | DIYCOOL | HRCU-A-CB-O | ACIQ-18ZPL-HP230B |  | Mini-Splits (Non-Ducted) | ACIQ-18W-HH-MB |  | 18000 | 21.5 |  | 12.5 | 13 |  | 18000 | 15000 | 83.33% | 18000 | 21.5 | 12.5 | 11.3 | 18000 | 18000 | 100% | 1.8 | Residential | 375 | Yes | 1.5 | Both
207825553 | Mini/Multi Split | DIYCOOL | HRCU-A-CB-O | ACIQ-24ZPL-HP230B |  | Mini-Splits (Non-Ducted) | ACIQ-24W-HH-MB |  | 24000 | 21.5 |  | 13 | 12 |  | 29000 | 21200 | 73.1% | 24000 | 21.5 | 13 | 11.4 | 29000 | 25000 | 86.21% | 2.21 | Residential | 500 | Yes | 2 | Both
207825554 | Mini/Multi Split | DIYCOOL | HRCU-A-CB-O | ACIQ-09ZPL-HP230B |  | Mini-Splits (Non-Ducted) | ACIQ-09CC-HH-MB |  | 9000 | 20.5 |  | 13 | 10.8 |  | 10000 | 9000 | 90% | 9000 | 20.5 | 13 | 10.3 | 9800 | 10000 | 102% | 1.8 | Residential | 187.5 | Yes | 0.75 | Both
207825555 | Mini/Multi Split | DIYCOOL | HRCU-A-CB-O | ACIQ-12ZPL-HP230B |  | Mini-Splits (Non-Ducted) | ACIQ-12CC-HH-MB |  | 12000 | 21.5 |  | 12.7 | 10.6 |  | 12000 | 9900 | 82.5% | 12000 | 22.3 | 12.7 | 10.2 | 12000 | 11300 | 94.17% | 1.89 | Residential | 250 | Yes | 1 | Both
207825556 | Mini/Multi Split | DIYCOOL | HRCU-A-CB-O | ACIQ-18ZPL-HP230B |  | Mini-Splits (Non-Ducted) | ACIQ-18CC-HH-MB |  | 16000 | 20 |  | 12.5 | 10.3 |  | 18000 | 15600 | 86.67% | 16000 | 20 | 12.5 | 9.5 | 17000 | 16000 | 94.12% | 1.75 | Residential | 332.5 | No | 1.33 | Both
207825557 | Mini/Multi Split | DIYCOOL | HRCU-A-CB | ACIQ-09ZPL-HP230B |  | Mini-Splits (Ducted) | ACIQ-09CD-HH-MB |  | 9000 | 23 |  | 14 | 12 |  | 10000 | 10100 | 101% | 9000 | 20.2 | 13.2 | 12 | 10000 | 10800 | 108% | 1.9 | Residential | 187.5 | Yes | 0.75 | Both
207825558 | Mini/Multi Split | DIYCOOL | HRCU-A-CB | ACIQ-12ZPL-HP230B |  | Mini-Splits (Ducted) | ACIQ-12CD-HH-MB |  | 12000 | 21.5 |  | 13 | 11.5 |  | 12000 | 10600 | 88.33% | 12000 | 19.5 | 11.7 | 10 | 12500 | 12100 | 96.8% | 1.96 | Residential | 250 | Yes | 1 | Both
207825559 | Mini/Multi Split | DIYCOOL | HRCU-A-CB | ACIQ-18ZPL-HP230B |  | Mini-Splits (Ducted) | ACIQ-18CD-HH-MB |  | 16500 | 19.6 |  | 12.5 | 11 |  | 19000 | 15000 | 78.95% | 17000 | 18 | 11.7 | 9.5 | 19000 | 17700 | 93.16% | 1.85 | Residential | 355 | Yes | 1.42 | Both
207825560 | Mini/Multi Split | DIYCOOL | HRCU-A-CB | ACIQ-24ZPL-HP230B |  | Mini-Splits (Ducted) | ACIQ-24CD-HH-MB |  | 24000 | 20.6 |  | 12.5 | 12.6 |  | 24600 | 21000 | 85.37% | 24000 | 19.2 | 12 | 10.5 | 25000 | 27000 | 108% | 2 | Residential | 500 | Yes | 2 | Both
207825561 | Mini/Multi Split | DIYCOOL | HRCU-A-CB-O | ACIQ-12ZPL-HP230B |  | Mini-Splits (Non-Ducted) | ACIQ-12FM-HH-MB |  | 12000 | 23 |  | 13 | 11.5 |  | 12000 | 9600 | 80% | 12000 | 23.6 | 13 | 10 | 12000 | 12000 | 100% | 1.89 | Residential | 250 | Yes | 1 | Both
207825562 | Mini/Multi Split | DIYCOOL | HRCU-A-CB-O | ACIQ-18ZPL-HP230B |  | Mini-Splits (Non-Ducted) | ACIQ-18FM-HH-MB |  | 17000 | 20.2 |  | 12.5 | 10.6 |  | 18000 | 12000 | 66.67% | 17000 | 20.5 | 12.5 | 9.8 | 18000 | 16800 | 93.33% | 1.86 | Residential | 355 | Yes | 1.42 | Both
207825564 | Mini/Multi Split | 1HVAC | HMSV-A-CB | ACIQ-18Z-HH-M2B |  | Non-Ducted Indoor Units |  |  | 19000 | 22 |  | 12.5 | 10.2 |  | 20000 | 15000 | 75% | 19000 | 22 | 12.5 | 9.8 | 20000 | 19700 | 98.5% | 1.9 | Residential | 395 | Yes | 1.58 | Both
207825567 | Mini/Multi Split | 1HVAC | HMSV-A-CB | ACIQ-27Z-HH-M3B |  | Non-Ducted Indoor Units |  |  | 28000 | 22.5 |  | 12.5 | 11.3 |  | 28000 | 26600 | 95% | 28000 | 23 | 12.5 | 10.6 | 28000 | 25000 | 89.29% | 1.8 | Residential | 582.5 | Yes | 2.33 | Both
207825570 | Mini/Multi Split | 1HVAC | HMSV-A-CB | ACIQ-36Z-HH-M4B |  | Non-Ducted Indoor Units |  |  | 36000 | 21.8 |  | 13.6 | 11 |  | 36400 | 33000 | 90.66% | 36000 | 22.2 | 13.6 | 10.3 | 37000 | 36000 | 97.3% | 1.9 | Residential | 750 | Yes | 3 | Both
207825576 | Mini/Multi Split | ACIQ | HMSV-A-CB | ACIQ-18Z-HH-M2B |  | Non-Ducted Indoor Units |  |  | 19000 | 22 |  | 12.5 | 10.2 |  | 20000 | 15000 | 75% | 19000 | 22 | 12.5 | 9.8 | 20000 | 19700 | 98.5% | 1.9 | Residential | 395 | Yes | 1.58 | Both
207825579 | Mini/Multi Split | ACIQ | HMSV-A-CB | ACIQ-27Z-HH-M3B |  | Non-Ducted Indoor Units |  |  | 28000 | 22.5 |  | 12.5 | 11.3 |  | 28000 | 26600 | 95% | 28000 | 23 | 12.5 | 10.6 | 28000 | 25000 | 89.29% | 1.8 | Residential | 582.5 | Yes | 2.33 | Both
207825582 | Mini/Multi Split | ACIQ | HMSV-A-CB | ACIQ-36Z-HH-M4B |  | Non-Ducted Indoor Units |  |  | 36000 | 21.8 |  | 13.6 | 11 |  | 36400 | 33000 | 90.66% | 36000 | 22.2 | 13.6 | 10.3 | 37000 | 36000 | 97.3% | 1.9 | Residential | 750 | Yes | 3 | Both
207825588 | Mini/Multi Split | DIYCOOL | HMSV-A-CB | ACIQ-18Z-HH-M2B |  | Non-Ducted Indoor Units |  |  | 19000 | 22 |  | 12.5 | 10.2 |  | 20000 | 15000 | 75% | 19000 | 22 | 12.5 | 9.8 | 20000 | 19700 | 98.5% | 1.9 | Residential | 395 | Yes | 1.58 | Both
207825591 | Mini/Multi Split | DIYCOOL | HMSV-A-CB | ACIQ-27Z-HH-M3B |  | Non-Ducted Indoor Units |  |  | 28000 | 22.5 |  | 12.5 | 11.3 |  | 28000 | 26600 | 95% | 28000 | 23 | 12.5 | 10.6 | 28000 | 25000 | 89.29% | 1.8 | Residential | 582.5 | Yes | 2.33 | Both
207825594 | Mini/Multi Split | DIYCOOL | HMSV-A-CB | ACIQ-36Z-HH-M4B |  | Non-Ducted Indoor Units |  |  | 36000 | 21.8 |  | 13.6 | 11 |  | 36400 | 33000 | 90.66% | 36000 | 22.2 | 13.6 | 10.3 | 37000 | 36000 | 97.3% | 1.9 | Residential | 750 | Yes | 3 | Both
207825600 | Mini/Multi Split | LENNOX | HRCU-A-CB-O | LISH018000P431-D |  | Mini-Splits (Non-Ducted) | LIUH018180P431-C |  | 18000 | 21.5 |  | 12.5 | 10.5 |  | 20000 | 12800 | 64% | 18000 | 23 | 12.5 | 10 | 20000 |  |  |  | Residential | 375 | No | 1.5 | No
207825601 | Mini/Multi Split | LENNOX | HRCU-A-CB-O | LISH024000P431-D |  | Mini-Splits (Non-Ducted) | LIUH024180P431-C |  | 24000 | 20 |  | 12.5 | 11.2 |  | 24000 | 16000 | 66.67% | 24000 | 21.2 | 12.5 | 10.3 | 24000 | 18200 | 75.83% | 2.2 | Residential | 500 | Yes | 2 | Both
207825604 | Mini/Multi Split | LENNOX | HRCU-A-CB-O | LISH012000P431-D |  | Mini-Splits (Non-Ducted) | LICH4012180P431-C |  | 12000 | 22 |  | 14 | 10.6 |  | 12000 | 8900 | 74.17% | 12000 | 22.7 | 14 | 10 | 12000 |  |  |  | Residential | 250 | No | 1 | No
207825605 | Mini/Multi Split | LENNOX | HRCU-A-CB-O | LISH018000P431-D |  | Mini-Splits (Non-Ducted) | LICH4018180P431-C |  | 16000 | 20.5 |  | 12.5 | 11 |  | 18500 | 12000 | 64.86% | 16000 | 20.5 | 12.5 | 10.5 | 19000 |  |  |  | Residential | 332.5 | No | 1.33 | No
207825606 | Mini/Multi Split | LENNOX | HRCU-A-CB-O | LISH024000P431-D |  | Mini-Splits (Non-Ducted) | LICH4024180P431-D |  | 24000 | 20.7 |  | 12.5 | 10.5 |  | 25000 | 19000 | 76% | 24000 | 21.5 | 12.5 | 9.7 | 25000 | 18500 | 74% | 2.2 | Residential | 500 | Yes | 2 | Both
207825609 | Mini/Multi Split | LENNOX | HRCU-A-CB | LISH012000P431-D |  | Mini-Splits (Ducted) | LIFHC012180P431-C |  | 12000 | 21.5 |  | 12.5 | 11.5 |  | 12000 | 9300 | 77.5% | 11500 | 19 | 11.7 | 10.3 | 12000 | 8400 | 70% | 2.26 | Residential | 240 | Yes | 0.96 | Both
207825610 | Mini/Multi Split | LENNOX | HRCU-A-CB | LISH018000P431-D |  | Mini-Splits (Ducted) | LIFHC018180P431-C |  | 18000 | 20.5 |  | 12.5 | 11 |  | 20000 | 12600 | 63% | 17000 | 20 | 12.5 | 10.6 | 20000 |  |  |  | Residential | 355 | No | 1.42 | No
207825611 | Mini/Multi Split | LENNOX | HRCU-A-CB | LISH024000P431-D |  | Mini-Splits (Ducted) | LIFHC024180P431-C |  | 24000 | 21.5 |  | 12.6 | 11.2 |  | 24600 | 20000 | 81.3% | 23000 | 19 | 12.5 | 11.2 | 25000 | 20000 | 80% | 2.3 | Residential | 480 | Yes | 1.92 | Both
207826041 | Mini/Multi Split | COMFORTSTAR | HRCU-A-CB-O | CGS09CD(O) |  | Mini-Splits (Non-Ducted) | CGS09CD(I) |  | 9000 | 21.5 |  | 12.6 | 10 |  | 10000 | 6000 | 60% | 9000 | 21.5 | 12.6 | 9.4 | 10000 | 7000 | 70% | 2 | Residential | 187.5 | Yes | 0.75 | Both
207826044 | Mini/Multi Split | ECO AC | HRCU-A-CB-O | EHS-O09BB |  | Mini-Splits (Non-Ducted) | EHS-W09BB |  | 9000 | 21.5 |  | 12.6 | 10 |  | 10000 | 6900 | 69% | 9000 | 21.7 | 12.6 | 9.1 | 10000 |  |  |  | Residential | 187.5 | No | 0.75 | No
207826045 | Mini/Multi Split | ECO AC | HRCU-A-CB-O | EHH-O09BB |  | Mini-Splits (Non-Ducted) | EHH-W09BB |  | 9000 | 24 |  | 14 | 11.3 |  | 10000 | 8300 | 83% | 9000 | 24 | 14 | 11.4 | 10000 | 7800 | 78% | 2.18 | Residential | 187.5 | Yes | 0.75 | Both
207826046 | Mini/Multi Split | ECO AC | HRCU-A-CB | EHH-O09BB |  | Mini-Splits (Ducted) | EHH-D09BA |  | 9000 | 21 |  | 13.5 | 11.5 |  | 10000 | 7700 | 77% | 9000 | 19.2 | 12.5 | 10.2 | 10000 | 8000 | 80% | 2.1 | Residential | 187.5 | Yes | 0.75 | Both
207826644 | Mini/Multi Split | ARCOAIRE | HRCU-A-CB-O | DLCPRBH18AAK |  | Mini-Splits (Non-Ducted) | DLFPHBH18XAK |  | 18000 | 28.2 |  | 14.5 | 13.7 |  | 20000 | 20200 | 101% | 18000 | 26.3 | 15.3 | 15.5 | 20000 | 24000 | 120% | 2.89 | Residential | 375 | Yes | 1.5 | Both
207826645 | Mini/Multi Split | COMFORTMAKER | HRCU-A-CB-O | DLCPRBH18AAK |  | Mini-Splits (Non-Ducted) | DLFPHBH18XAK |  | 18000 | 28.2 |  | 14.5 | 13.7 |  | 20000 | 20200 | 101% | 18000 | 26.3 | 15.3 | 15.5 | 20000 | 24000 | 120% | 2.89 | Residential | 375 | Yes | 1.5 | Both
207826646 | Mini/Multi Split | DAY & NIGHT | HRCU-A-CB-O | DLCPRBH18AAK |  | Mini-Splits (Non-Ducted) | DLFPHBH18XAK |  | 18000 | 28.2 |  | 14.5 | 13.7 |  | 20000 | 20200 | 101% | 18000 | 26.3 | 15.3 | 15.5 | 20000 | 24000 | 120% | 2.89 | Residential | 375 | Yes | 1.5 | Both
207826647 | Mini/Multi Split | HEIL | HRCU-A-CB-O | DLCPRBH18AAK |  | Mini-Splits (Non-Ducted) | DLFPHBH18XAK |  | 18000 | 28.2 |  | 14.5 | 13.7 |  | 20000 | 20200 | 101% | 18000 | 26.3 | 15.3 | 15.5 | 20000 | 24000 | 120% | 2.89 | Residential | 375 | Yes | 1.5 | Both
207826648 | Mini/Multi Split | KEEPRITE | HRCU-A-CB-O | DLCPRBH18AAK |  | Mini-Splits (Non-Ducted) | DLFPHBH18XAK |  | 18000 | 28.2 |  | 14.5 | 13.7 |  | 20000 | 20200 | 101% | 18000 | 26.3 | 15.3 | 15.5 | 20000 | 24000 | 120% | 2.89 | Residential | 375 | Yes | 1.5 | Both
207826649 | Mini/Multi Split | KENMORE | HRCU-A-CB-O | DLCPRBH18AAK |  | Mini-Splits (Non-Ducted) | DLFPHBH18XAK |  | 18000 | 28.2 |  | 14.5 | 13.7 |  | 20000 | 20200 | 101% | 18000 | 26.3 | 15.3 | 15.5 | 20000 | 24000 | 120% | 2.89 | Residential | 375 | Yes | 1.5 | Both
207826650 | Mini/Multi Split | MIDEA | HRCU-A-CB-O | DLCPRBH18AAK |  | Mini-Splits (Non-Ducted) | DLFPHBH18XAK |  | 18000 | 28.2 |  | 14.5 | 13.7 |  | 20000 | 20200 | 101% | 18000 | 26.3 | 15.3 | 15.5 | 20000 | 24000 | 120% | 2.89 | Residential | 375 | Yes | 1.5 | Both
207826651 | Mini/Multi Split | TEMPSTAR | HRCU-A-CB-O | DLCPRBH18AAK |  | Mini-Splits (Non-Ducted) | DLFPHBH18XAK |  | 18000 | 28.2 |  | 14.5 | 13.7 |  | 20000 | 20200 | 101% | 18000 | 26.3 | 15.3 | 15.5 | 20000 | 24000 | 120% | 2.89 | Residential | 375 | Yes | 1.5 | Both
207826652 | Mini/Multi Split | SMART COMFORT | HRCU-A-CB-O | DLCPRBH18AAK |  | Mini-Splits (Non-Ducted) | DLFPHBH18XAK |  | 18000 | 28.2 |  | 14.5 | 13.7 |  | 20000 | 20200 | 101% | 18000 | 26.3 | 15.3 | 15.5 | 20000 | 24000 | 120% | 2.89 | Residential | 375 | Yes | 1.5 | Both
207826653 | Mini/Multi Split | AIRQUEST | HRCU-A-CB-O | DLCPRBH18AAK |  | Mini-Splits (Non-Ducted) | DLFPHBH18XAK |  | 18000 | 28.2 |  | 14.5 | 13.7 |  | 20000 | 20200 | 101% | 18000 | 26.3 | 15.3 | 15.5 | 20000 | 24000 | 120% | 2.89 | Residential | 375 | Yes | 1.5 | Both
207826654 | Mini/Multi Split | PAYNE | HRCU-A-CB-O | 38MPRBQ18AA3 |  | Mini-Splits (Non-Ducted) | DHMPHBQ18XA3 |  | 18000 | 28.2 |  | 14.5 | 13.7 |  | 20000 | 20200 | 101% | 18000 | 26.3 | 15.3 | 15.5 | 20000 | 24000 | 120% | 2.89 | Residential | 375 | Yes | 1.5 | Both
207826655 | Mini/Multi Split | Weathermaker | HRCU-A-CB-O | 38MPRBQ18AA3 |  | Mini-Splits (Non-Ducted) | DHMPHBQ18XA3 |  | 18000 | 28.2 |  | 14.5 | 13.7 |  | 20000 | 20200 | 101% | 18000 | 26.3 | 15.3 | 15.5 | 20000 | 24000 | 120% | 2.89 | Residential | 375 | Yes | 1.5 | Both
207826656 | Mini/Multi Split | MIDEA | HRCU-A-CB-O | 38MPRBQ18AA3 |  | Mini-Splits (Non-Ducted) | DHMPHBQ18XA3 |  | 18000 | 28.2 |  | 14.5 | 13.7 |  | 20000 | 20200 | 101% | 18000 | 26.3 | 15.3 | 15.5 | 20000 | 24000 | 120% | 2.89 | Residential | 375 | Yes | 1.5 | Both
207826657 | Mini/Multi Split | BRYANT | HRCU-A-CB-O | 38MPRBQ18AA3 |  | Mini-Splits (Non-Ducted) | 619PHBQ18XA3 |  | 18000 | 28.2 |  | 14.5 | 13.7 |  | 20000 | 20200 | 101% | 18000 | 26.3 | 15.3 | 15.5 | 20000 | 24000 | 120% | 2.89 | Residential | 375 | Yes | 1.5 | Both
207826658 | Mini/Multi Split | CARRIER | HRCU-A-CB-O | 38MPRBQ18AA3 |  | Mini-Splits (Non-Ducted) | 40MPHBQ18XA3 |  | 18000 | 28.2 |  | 14.5 | 13.7 |  | 20000 | 20200 | 101% | 18000 | 26.3 | 15.3 | 15.5 | 20000 | 24000 | 120% | 2.89 | Residential | 375 | Yes | 1.5 | Both
207826690 | Mini/Multi Split | BLUERIDGE | HRCU-A-CB-O | BMX922C |  | Mini-Splits (Non-Ducted) | BMX922WM |  | 9000 | 21.5 |  | 12.5 | 10.3 |  | 10000 | 6300 | 63% | 9000 | 21.5 | 12.5 | 9.1 | 10000 | 7000 | 70% | 2.16 | Residential | 187.5 | Yes | 0.75 | Both
207826692 | Mini/Multi Split | BLUERIDGE | HRCU-A-CB-O | BMY6HH27C |  | Mini-Splits (Non-Ducted) | BMY6HH27WM |  | 6000 | 26.5 |  | 15.8 | 14 |  | 7000 | 8500 | 121.4% | 6000 | 26.5 | 15.8 | 13.6 | 7000 | 7500 | 107.1% | 2.1 | Residential | 125 | Yes | 0.5 | Both
207826693 | Mini/Multi Split | MIDEA | HRCU-A-CB-O | MOX230-09HFN1-MW5W |  | Mini-Splits (Non-Ducted) | MSEPB-09HRFN1-MY5W(GA) |  | 9000 | 25.5 |  | 15 | 12.2 |  | 10000 | 8500 | 85% | 9000 | 25.5 | 15 | 12.3 | 10000 | 7500 | 75% | 2.17 | Residential | 187.5 | Yes | 0.75 | Both
207826694 | Mini/Multi Split | MIDEA | HRCU-A-CB-O | MOX330-12HFN1-MW5W |  | Mini-Splits (Non-Ducted) | MSEPB-12HRFN1-MW5W(GA) |  | 12000 | 25.5 |  | 14 | 13 |  | 12000 | 10000 | 83.33% | 12000 | 25.5 | 14 | 10.4 | 12000 | 12000 | 100% | 1.8 | Residential | 250 | Yes | 1 | Both
207826695 | Mini/Multi Split | MIDEA | HRCU-A-CB-O | MOX430-18HFN1-MT8W |  | Mini-Splits (Non-Ducted) | MSEPC-18HRFN1-MU0W |  | 18000 | 22.6 |  | 12.5 | 12 |  | 19000 | 12700 | 66.84% | [8 empty] | Residential | 375 | No | 1.5
207826696 | Mini/Multi Split | MIDEA | HRCU-A-CB-O | MOD33-24HFN1-MT0W |  | Mini-Splits (Non-Ducted) | MSEPD-24HRFN1-MU0W |  | 24000 | 22 |  | 14 | 12 |  | 25000 | 16200 | 64.8% | 24000 | 22 | 14 | 10 | 25000 |  |  |  | Residential | 500 | No | 2 | No
207826697 | Mini/Multi Split | MIDEA | HRCU-A-CB-O | MOD33-24HFN1-MT0W |  | Mini-Splits (Non-Ducted) | MUEU-24HRFN1-M(C) |  | 24000 | 20 |  | 12.5 | 11.2 |  | 24000 | 16000 | 66.67% | 24000 | 21.2 | 12.5 | 10.3 | 24000 | 18200 | 75.83% | 2.2 | Residential | 500 | Yes | 2 | Both
207826698 | Mini/Multi Split | MIDEA | HRCU-A-CB | MOD33-24HFN1-MT0W |  | Mini-Splits (Ducted) | MTIU-24HWFN1-M |  | 24000 | 21.5 |  | 12.6 | 11.2 |  | 24600 | 20000 | 81.3% | 23000 | 19 | 12.5 | 11.2 | 25000 | 20000 | 80% | 2.3 | Residential | 480 | Yes | 1.92 | Both
207826702 | Mini/Multi Split | MIDEA | HRCU-A-CB | MOX430-18HFN1-MU0W |  | Mini-Splits (Ducted) | MTIU-18HWFN1-M |  | 18000 | 20.5 |  | 12.5 | 11 |  | 20000 | 12600 | 63% | 17000 | 20 | 12.5 | 10.6 | 20000 |  |  |  | Residential | 355 | No | 1.42 | No
207826706 | Mini/Multi Split | MIDEA | HMSV-A-CB | M5OG-48HFN1-M |  | Non-Ducted Indoor Units |  |  | 48000 | 22.4 |  | 12.5 | 11 |  | 48000 | 34000 | 70.83% | 48000 | 23.4 | 12.5 | 8.7 | 48000 |  |  |  | Residential | 1000 | No | 4 | No
207827123 | Mini/Multi Split | ZENAIR TECHNOLOGIES | HRCU-A-CB-O | ZEN-WM12HP23S/O |  | Mini-Splits (Non-Ducted) | ZEN-WM12HP23S/I |  | 12000 | 22 |  | 13 | 12.7 |  | 12000 | 10300 | 85.83% | 12000 | 23.1 | 13 | 10.5 | 12000 | 11000 | 91.67% | 1.88 | Residential | 250 | Yes | 1 | Both
207827124 | Mini/Multi Split | ZENAIR TECHNOLOGIES | HRCU-A-CB-O | ZEN-WM18HP23S/O |  | Mini-Splits (Non-Ducted) | ZEN-WM18HP23S/I |  | 18000 | 21.5 |  | 13 | 11 |  | 18000 | 11100 | 61.67% | 18000 | 22 | 13 | 10.6 | 18000 | 17200 | 95.56% | 1.89 | Residential | 375 | Yes | 1.5 | Both
207827133 | Mini/Multi Split | AC PRO.COM | HMSV-A-CB | A2OA-18HFN1-M |  | Non-Ducted Indoor Units |  |  | 18000 | 22.5 |  | 13.3 | 10.6 |  | 19000 | 14300 | 75.26% | 18000 | 22.9 | 13.9 | 10.5 | 19000 |  |  |  | Residential | 375 | No | 1.5 | No
207827134 | Mini/Multi Split | AC PRO.COM | HMSV-A-CB | A2OA-18HFN1-M |  | Mixed Ducted and Non-Ducted Indoor Units |  |  | 18000 | 20.75 |  | 12.65 | 10.7 |  | 19000 | 14500 | 76.32% | [8 empty] | Residential | 375 | No | 1.5 | No
207827135 | Mini/Multi Split | AC PRO.COM | HMSV-A-CB | A3OJ-27HFN1-M |  | Non-Ducted Indoor Units |  |  | 28000 | 23.8 |  | 12.5 | 10.5 |  | 28000 | 21000 | 75% | 28000 | 24.6 | 12.7 | 9.3 | 28000 |  |  |  | Residential | 582.5 | No | 2.33 | No
207827136 | Mini/Multi Split | AC PRO.COM | HMSV-A-CB | A5OG-48HFN1-M |  | Non-Ducted Indoor Units |  |  | 48000 | 22.4 |  | 12.5 | 11 |  | 48000 | 34000 | 70.83% | 48000 | 23.4 | 12.5 | 8.7 | 48000 |  |  |  | Residential | 1000 | No | 4 | No
207827137 | Mini/Multi Split | AC PRO.COM | HRCU-A-CB-O | AOX230-09HFN1-BS5W |  | Mini-Splits (Non-Ducted) | ASABA-09HRFN1-BT5W |  | 9000 | 20.5 |  | 12.5 | 10 |  | 10000 | 6800 | 68% | 9000 | 21.5 | 12.5 | 9 | 10000 |  |  |  | Residential | 187.5 | No | 0.75 | No
207827139 | Mini/Multi Split | AC PRO.COM | HRCU-A-CB-O | AOX230-09HFN1-MT0W |  | Mini-Splits (Non-Ducted) | ASABA-09HRFN1-MU5W |  | 9000 | 21.5 |  | 12.6 | 10 |  | 10000 | 6900 | 69% | 9000 | 21.7 | 12.6 | 9.1 | 10000 |  |  |  | Residential | 187.5 | No | 0.75 | No
207827145 | Mini/Multi Split | AC PRO.COM | HRCU-A-CB-O | AOX230-09HFN1-MW5W |  | Mini-Splits (Non-Ducted) | ASEPB-09HRFN1-MY5W(GA) |  | 9000 | 25.5 |  | 15 | 12.2 |  | 10000 | 8500 | 85% | 9000 | 25.5 | 15 | 12.3 | 10000 | 7500 | 75% | 2.17 | Residential | 187.5 | Yes | 0.75 | Both
207827146 | Mini/Multi Split | AC PRO.COM | HRCU-A-CB-O | AOX230-12HFN1-MV5W |  | Mini-Splits (Non-Ducted) | ASEPB-12HRFN1-MW5W(GA) |  | 12000 | 23.2 |  | 13.7 | 13.2 |  | 12000 | 9000 | 75% | 12000 | 24.6 | 13.7 | 10.7 | 12000 |  |  |  | Residential | 250 | No | 1 | No
207827147 | Mini/Multi Split | AC PRO.COM | HRCU-A-CB-O | AOX430-18HFN1-MU0W |  | Mini-Splits (Non-Ducted) | ASEPC-18HRFN1-MU0W |  | 18000 | 22.6 |  | 12.5 | 12 |  | 19000 | 14900 | 78.42% | 18000 | 23.5 | 12.5 | 10.8 | 19000 |  |  |  | Residential | 375 | No | 1.5 | No
207827148 | Mini/Multi Split | AC PRO.COM | HRCU-A-CB-O | AOD32-24HFN1-MT0W |  | Mini-Splits (Non-Ducted) | ASEPD-24HRFN1-MU0W |  | 24000 | 22 |  | 14 | 12 |  | 25000 | 16200 | 64.8% | 24000 | 22 | 14 | 10 | 25000 |  |  |  | Residential | 500 | No | 2 | No
207827151 | Mini/Multi Split | AC PRO.COM | HRCU-A-CB-O | AOX330-09HFN1-MY5W |  | Mini-Splits (Non-Ducted) | ACCA3U-09HRFN1-M |  | 9000 | 20.5 |  | 13 | 10.8 |  | 10000 | 9000 | 90% | 9000 | 20.5 | 13 | 10.3 | 9800 | 10000 | 102% | 1.8 | Residential | 187.5 | Yes | 0.75 | Both
207827152 | Mini/Multi Split | AC PRO.COM | HRCU-A-CB-O | AOX330-12HFN1-MW5W |  | Mini-Splits (Non-Ducted) | ACCA3U-12HRFN1-M |  | 12000 | 21.5 |  | 12.7 | 10.6 |  | 12000 | 9900 | 82.5% | 12000 | 22.3 | 12.7 | 10.2 | 12000 | 11300 | 94.17% | 1.89 | Residential | 250 | Yes | 1 | Both
207827153 | Mini/Multi Split | AC PRO.COM | HRCU-A-CB-O | AOX430-17HFN1-MT0W |  | Mini-Splits (Non-Ducted) | ACCA3U-18HRFN1-M |  | 16000 | 20.5 |  | 12.5 | 11 |  | 18500 | 12000 | 64.86% | 16000 | 20.5 | 12.5 | 10.5 | 19000 |  |  |  | Residential | 332.5 | No | 1.33 | No
207827154 | Mini/Multi Split | AC PRO.COM | HRCU-A-CB | AOX330-09HFN1-MY5W |  | Mini-Splits (Ducted) | ATIU-09HWFN1-M |  | 9000 | 21 |  | 13.5 | 11.5 |  | 10000 | 7700 | 77% | 9000 | 19.2 | 12.5 | 10.2 | 10000 | 8000 | 80% | 2.1 | Residential | 187.5 | Yes | 0.75 | Both
207827155 | Mini/Multi Split | AC PRO.COM | HRCU-A-CB | AOX330-12HFN1-MW5W |  | Mini-Splits (Ducted) | ATIU-12HWFN1-M |  | 12000 | 21.5 |  | 13 | 11.5 |  | 12000 | 10600 | 88.33% | 12000 | 19.5 | 11.7 | 10 | 12500 | 12100 | 96.8% | 1.96 | Residential | 250 | Yes | 1 | Both
207827156 | Mini/Multi Split | AC PRO.COM | HRCU-A-CB | AOX430-17HFN1-MT0W |  | Mini-Splits (Ducted) | ATIU-18HWFN1-M |  | 16500 | 19.6 |  | 12.5 | 11 |  | 19000 | 15000 | 78.95% | 17000 | 18 | 11.7 | 9.5 | 19000 | 17700 | 93.16% | 1.85 | Residential | 355 | Yes | 1.42 | Both
207827157 | Mini/Multi Split | AC PRO.COM | HRCU-A-CB | AOD32-24HFN1-MT0W |  | Mini-Splits (Ducted) | ATIU-24HWFN1-M |  | 24000 | 21.5 |  | 12.6 | 11.2 |  | 24600 | 20000 | 81.3% | 23000 | 19 | 12.5 | 11.2 | 25000 | 20000 | 80% | 2.3 | Residential | 480 | Yes | 1.92 | Both
207827158 | Mini/Multi Split | AC PRO.COM | HRCU-A-CB-O | AOX330-12HFN1-MW5W |  | Mini-Splits (Non-Ducted) | AFAU-12HRFN1-M(C) |  | 12000 | 23 |  | 13 | 11.5 |  | 12000 | 9600 | 80% | 12000 | 23.6 | 13 | 10 | 12000 | 12000 | 100% | 1.89 | Residential | 250 | Yes | 1 | Both
207861999 | Mini/Multi Split | GREE | HRCU-A-CB-O | GWH24QE-D3DNC6T/O |  | Mini-Splits (Non-Ducted) | GWH24QE-D3DN***/I |  | 22000 | 21 |  | 13 | 11 |  | 24000 | 15500 | 64.58% | 22000 | 23 | 13 | 9.5 | 24000 |  |  |  | Residential | 457.5 | No | 1.83 | No
207862051 | Mini/Multi Split | MIRAGE | HMSV-A-CB | OVMH181B |  | Non-Ducted Indoor Units |  |  | 18000 | 21.5 |  | 12.5 | 10.6 |  | 19000 | 14400 | 75.79% | 18000 | 21 | 12.5 | 10.2 | 19000 |  |  |  | Residential | 375 | No | 1.5 | No
207862063 | Mini/Multi Split | Breeze33 | HRCU-A-CB-O | BZ33-HP09OUT1-G2-C |  | Mini-Splits (Non-Ducted) | BZ33-HP09WALL1-G2-C |  | 9000 | 20.5 |  | 12.5 | 10 |  | 10000 | 6800 | 68% | 9000 | 21.5 | 12.5 | 9 | 10000 |  |  |  | Residential | 187.5 | No | 0.75 | No
207862069 | Mini/Multi Split | Breeze33 | HRCU-A-CB-O | BZ33-HYP06OUT2-G2-P |  | Mini-Splits (Non-Ducted) | BZ33-HYP06WALL2-G2-P |  | 6000 | 26.5 |  | 15.8 | 14 |  | 7000 | 8500 | 121.4% | 6000 | 26.5 | 15.8 | 13.6 | 7000 | 7500 | 107.1% | 2.1 | Residential | 125 | Yes | 0.5 | Both
207862070 | Mini/Multi Split | Breeze33 | HRCU-A-CB-O | BZ33-HYP09OUT2-G2-P |  | Mini-Splits (Non-Ducted) | BZ33-HYP09WALL2-G2-P |  | 9000 | 28.1 |  | 16.2 | 13 |  | 11800 | 9500 | 80.51% | 9000 | 28.1 | 16.2 | 11.5 | 12000 | 10600 | 88.33% | 2 | Residential | 187.5 | Yes | 0.75 | Both
207862071 | Mini/Multi Split | Breeze33 | HRCU-A-CB-O | BZ33-HYP12OUT2-G2-P |  | Mini-Splits (Non-Ducted) | BZ33-HYP12WALL2-G2-P |  | 12000 | 25.5 |  | 14 | 13 |  | 12000 | 10000 | 83.33% | 12000 | 25.5 | 14 | 10.4 | 12000 | 12000 | 100% | 1.8 | Residential | 250 | Yes | 1 | Both
207862072 | Mini/Multi Split | Breeze33 | HRCU-A-CB-O | BZ33-HYP18OUT2-G2-P |  | Mini-Splits (Non-Ducted) | BZ33-HYP18WALL2-G2-P |  | 18000 | 21.5 |  | 12.5 | 13 |  | 18000 | 15000 | 83.33% | 18000 | 21.5 | 12.5 | 11.3 | 18000 | 18000 | 100% | 1.8 | Residential | 375 | Yes | 1.5 | Both
207862073 | Mini/Multi Split | Breeze33 | HRCU-A-CB-O | BZ33-HYP24OUT2-G2-P |  | Mini-Splits (Non-Ducted) | BZ33-HYP24WALL2-G2-P |  | 24000 | 21.5 |  | 13 | 12 |  | 29000 | 21200 | 73.1% | 24000 | 21.5 | 13 | 11.4 | 29000 | 25000 | 86.21% | 2.21 | Residential | 500 | Yes | 2 | Both
207862076 | Mini/Multi Split | Breeze33 | HRCU-A-CB-O | BZ33-HYP09OUT2-G2-P |  | Mini-Splits (Non-Ducted) | BZ33-CASS09-P |  | 9000 | 20.5 |  | 13 | 10.8 |  | 10000 | 9000 | 90% | 9000 | 20.5 | 13 | 10.3 | 9800 | 10000 | 102% | 1.8 | Residential | 187.5 | Yes | 0.75 | Both
207862077 | Mini/Multi Split | Breeze33 | HRCU-A-CB-O | BZ33-HYP12OUT2-G2-P |  | Mini-Splits (Non-Ducted) | BZ33-CASS12-P |  | 12000 | 21.5 |  | 12.7 | 10.6 |  | 12000 | 9900 | 82.5% | 12000 | 22.3 | 12.7 | 10.2 | 12000 | 11300 | 94.17% | 1.89 | Residential | 250 | Yes | 1 | Both
207862079 | Mini/Multi Split | Breeze33 | HRCU-A-CB | BZ33-HYP09OUT2-G2-P |  | Mini-Splits (Ducted) | BZ33-DIDU9-P |  | 9000 | 23 |  | 14 | 12 |  | 10000 | 10100 | 101% | 9000 | 20.2 | 13.2 | 12 | 10000 | 10800 | 108% | 1.9 | Residential | 187.5 | Yes | 0.75 | Both
207862080 | Mini/Multi Split | Breeze33 | HRCU-A-CB | BZ33-HYP12OUT2-G2-P |  | Mini-Splits (Ducted) | BZ33-DIDU12-P |  | 12000 | 21.5 |  | 13 | 11.5 |  | 12000 | 10600 | 88.33% | 12000 | 19.5 | 11.7 | 10 | 12500 | 12100 | 96.8% | 1.96 | Residential | 250 | Yes | 1 | Both
207862081 | Mini/Multi Split | Breeze33 | HRCU-A-CB | BZ33-HYP18OUT2-G2-P |  | Mini-Splits (Ducted) | BZ33-DIDU18-P |  | 16500 | 19.6 |  | 12.5 | 11 |  | 19000 | 15000 | 78.95% | 17000 | 18 | 11.7 | 9.5 | 19000 | 17700 | 93.16% | 1.85 | Residential | 355 | Yes | 1.42 | Both
207862082 | Mini/Multi Split | Breeze33 | HRCU-A-CB-O | BZ33-HYP12OUT2-G2-P |  | Mini-Splits (Non-Ducted) | BZ33-ICM12-G2-P |  | 12000 | 23 |  | 13 | 11.5 |  | 12000 | 9600 | 80% | 12000 | 23.6 | 13 | 10 | 12000 | 12000 | 100% | 1.89 | Residential | 250 | Yes | 1 | Both
207862083 | Mini/Multi Split | Breeze33 | HRCU-A-CB-O | BZ33-HYP18OUT2-G2-P |  | Mini-Splits (Non-Ducted) | BZ33-IFMU18-P |  | 17000 | 20.2 |  | 12.5 | 10.6 |  | 18000 | 12000 | 66.67% | 17000 | 20.5 | 12.5 | 9.8 | 18000 | 16800 | 93.33% | 1.86 | Residential | 355 | Yes | 1.42 | Both
207862085 | Mini/Multi Split | Breeze33 | HRCU-A-CB-O | BZ33-HYP18OUT2-G2-P |  | Mini-Splits (Non-Ducted) | BZ33-CASS18-P |  | 16000 | 20 |  | 12.5 | 10.3 |  | 18000 | 15600 | 86.67% | 16000 | 20 | 12.5 | 9.5 | 17000 | 16000 | 94.12% | 1.75 | Residential | 332.5 | No | 1.33 | Both
207862086 | Mini/Multi Split | Breeze33 | HMSV-A-CB | BZ33-HP182Z2-G2-P |  | Non-Ducted Indoor Units |  |  | 18000 | 22.5 |  | 13.3 | 10.6 |  | 19000 | 14300 | 75.26% | 18000 | 22.9 | 13.9 | 10.5 | 19000 |  |  |  | Residential | 375 | No | 1.5 | No
207862088 | Mini/Multi Split | Breeze33 | HMSV-A-CB | BZ33-HP182Z2-G2-P |  | Mixed Ducted and Non-Ducted Indoor Units |  |  | 18000 | 20.75 |  | 12.65 | 10.7 |  | 19000 | 14500 | 76.32% | [8 empty] | Residential | 375 | No | 1.5 | No
207862089 | Mini/Multi Split | Breeze33 | HMSV-A-CB | BZ33-HP273Z2-G2-P |  | Non-Ducted Indoor Units |  |  | 28000 | 23.8 |  | 12.5 | 10.5 |  | 28000 | 21000 | 75% | 28000 | 24.6 | 12.7 | 9.3 | 28000 |  |  |  | Residential | 582.5 | No | 2.33 | No
207862095 | Mini/Multi Split | Breeze33 | HMSV-A-CB | BZ33-HP485Z2-G2-P |  | Non-Ducted Indoor Units |  |  | 48000 | 22.4 |  | 12.5 | 11 |  | 48000 | 34000 | 70.83% | 48000 | 23.4 | 12.5 | 8.7 | 48000 |  |  |  | Residential | 1000 | No | 4 | No
207862098 | Mini/Multi Split | Breeze33 | HMSV-A-CB | BZ33-HYP182Z2-G2-P |  | Non-Ducted Indoor Units |  |  | 19000 | 22 |  | 12.5 | 10.2 |  | 20000 | 15000 | 75% | 19000 | 22 | 12.5 | 9.8 | 20000 | 19700 | 98.5% | 1.9 | Residential | 395 | Yes | 1.58 | Both
207862101 | Mini/Multi Split | Breeze33 | HMSV-A-CB | BZ33-HYP273Z2-G2-P |  | Non-Ducted Indoor Units |  |  | 28000 | 22.5 |  | 12.5 | 11.3 |  | 28000 | 26600 | 95% | 28000 | 23 | 12.5 | 10.6 | 28000 | 25000 | 89.29% | 1.8 | Residential | 582.5 | Yes | 2.33 | Both
207862104 | Mini/Multi Split | Breeze33 | HMSV-A-CB | BZ33-HYP364Z2-G2-P |  | Non-Ducted Indoor Units |  |  | 36000 | 21.8 |  | 13.6 | 11 |  | 36400 | 33000 | 90.66% | 36000 | 22.2 | 13.6 | 10.3 | 37000 | 36000 | 97.3% | 1.9 | Residential | 750 | Yes | 3 | Both
207874681 | Mini/Multi Split | AIRGREAN | HRCU-A-CB-O | AG-09IR410AHS22L |  | Mini-Splits (Non-Ducted) | AG-09IR410AHS22L |  | 9000 | 22 |  | 12.5 | 10 |  | 9500 | 5900 | 62.11% | 9000 | 23 | 12.5 | 9 | 9500 | 7000 | 73.68% | 1.75 | Residential | 187.5 | No | 0.75 | Yes
207874685 | Mini/Multi Split | AIRGREAN | HRCU-A-CB-O | AG-12IR410AHS22L |  | Mini-Splits (Non-Ducted) | AG-12IR410AHS22L |  | 12000 | 22 |  | 12.5 | 10 |  | 12000 | 7100 | 59.17% | 12000 | 22 | 12.5 | 9 | 12000 | 8700 | 72.5% | 1.75 | Residential | 250 | No | 1 | Yes
207874687 | Mini/Multi Split | AIRGREAN | HRCU-A-CB-O | AG-09IR410AHS23 |  | Mini-Splits (Non-Ducted) | AG-09IR410AHS23 |  | 9000 | 23 |  | 13 | 10 |  | 9500 | 5900 | 62.11% | 9000 | 23.5 | 13 | 9.2 | 9500 | 7300 | 76.84% | 1.75 | Residential | 187.5 | No | 0.75 | Yes
207874690 | Mini/Multi Split | AIRGREAN | HRCU-A-CB-O | AG-12IR410AHS23 |  | Mini-Splits (Non-Ducted) | AG-12IR410AHS23 |  | 12000 | 23 |  | 13 | 10 |  | 12000 | 7600 | 63.33% | 12000 | 23 | 13 | 9.5 | 12000 | 9100 | 75.83% | 1.75 | Residential | 250 | No | 1 | Yes
207874693 | Mini/Multi Split | AIRGREAN | HRCU-A-CB-O | AG-18IR410AHS21.5 |  | Mini-Splits (Non-Ducted) | AG-18IR410AHS21.5 |  | 18000 | 21.5 |  | 13 | 10 |  | 18000 | 10000 | 55.56% | 18000 | 22 | 13 | 8.8 | 18000 | 11900 | 66.11% | 1.75 | Residential | 375 | No | 1.5 | Yes
207874696 | Mini/Multi Split | AIRGREAN | HRCU-A-CB-O | AG-24IR410AHS20 |  | Mini-Splits (Non-Ducted) | AG-24IR410AHS20 |  | 23000 | 20 |  | 12.5 | 10 |  | 24000 | 13900 | 57.92% | 23000 | 20 | 12.5 | 8.8 | 24000 | 16000 | 66.67% | 1.75 | Residential | 480 | No | 1.92 | Yes
208071173 | Mini/Multi Split | GREE | HRCU-A-CB-O | GWH12AGCXD-D3DNA1A/O |  | Mini-Splits (Non-Ducted) | GWH12AGCXD-D3DN***/I |  | 12000 | 24 |  | 12.5 | 11 |  | 12000 | 7000 | 58.33% | 12000 | 24 | 12.5 | 9 | 12000 |  |  |  | Residential | 250 | No | 1 | No
208071174 | Mini/Multi Split | GREE | HRCU-A-CB-O | GWH12AGCXD-A3DNA1A/O |  | Mini-Splits (Non-Ducted) | GWH12AGCXD-A3DN***/I |  | 12000 | 24 |  | 12.5 | 11 |  | 12000 | 7000 | 58.33% | 12000 | 24 | 12 | 9 | 12000 |  |  |  | Residential | 250 | No | 1 | No
208073226 | Mini/Multi Split | AC BEST LA | HRCU-A-CB-O | MOX230-09HFN1-BS5W |  | Mini-Splits (Non-Ducted) | MSAG11A-09HRFN1-BS5W |  | 9000 | 21.5 |  | 12.5 | 10.3 |  | 10000 | 6300 | 63% | 9000 | 21.5 | 12.5 | 9.1 | 10000 | 7000 | 70% | 2.16 | Residential | 187.5 | Yes | 0.75 | Both
208073235 | Mini/Multi Split | AC BEST LA | HMSV-A-CB | M2OA-18HFN1-M |  | Non-Ducted Indoor Units |  |  | 18000 | 21.5 |  | 12.5 | 10.6 |  | 19000 | 14400 | 75.79% | 18000 | 21 | 12.5 | 10.2 | 19000 |  |  |  | Residential | 375 | No | 1.5 | No
208075829 | Mini/Multi Split | MOOVAIR | HRCU-A-CB-O | DMA09HOS25230E8 |  | Mini-Splits (Non-Ducted) | DMA06HIW25230E8 |  | 6000 | 26.5 |  | 15.8 | 14 |  | 7000 | 8500 | 121.4% | 6000 | 26.5 | 15.8 | 13.6 | 7000 | 7500 | 107.1% | 2.1 | Residential | 125 | Yes | 0.5 | Both
208075830 | Mini/Multi Split | ELIOS | HRCU-A-CB-O | DEA09HOS25230E8 |  | Mini-Splits (Non-Ducted) | DEA06HIW25230E8 |  | 6000 | 26.5 |  | 15.8 | 14 |  | 7000 | 8500 | 121.4% | 6000 | 26.5 | 15.8 | 13.6 | 7000 | 7500 | 107.1% | 2.1 | Residential | 125 | Yes | 0.5 | Both
208101234 | Mini/Multi Split | PIONEER | HRCU-A-CB-O | YN009AMFI20RPD |  | Mini-Splits (Non-Ducted) | WS009AMFI20HLD |  | 9000 | 20.5 |  | 12.5 | 10 |  | 10000 | 6800 | 68% | 9000 | 21.5 | 12.5 | 9 | 10000 |  |  |  | Residential | 187.5 | No | 0.75 | No
208101235 | Mini/Multi Split | PIONEER | HRCU-A-CB-O | YN009GMFI20RPD |  | Mini-Splits (Non-Ducted) | WS009GMFI20HLD |  | 9000 | 21.5 |  | 12.6 | 10 |  | 10000 | 6900 | 69% | 9000 | 21.7 | 12.6 | 9.1 | 10000 |  |  |  | Residential | 187.5 | No | 0.75 | No
208101236 | Mini/Multi Split | PIONEER | HRCU-A-CB-O | YN009AMFI22RPE |  | Mini-Splits (Non-Ducted) | WS009AMFI22HLE |  | 12000 | 21.5 |  | 12.5 | 11.5 |  | 12000 | 8400 | 70% | 12000 | 22.7 | 12.5 | 10 | 12000 |  |  |  | Residential | 250 | No | 1 | No
208101237 | Mini/Multi Split | PIONEER | HRCU-A-CB-O | YN012AMFI22RPE |  | Mini-Splits (Non-Ducted) | WS012AMFI22HLE |  | 12000 | 21.5 |  | 12.5 | 11.5 |  | 12000 | 8400 | 70% | 12000 | 22.7 | 12.5 | 10 | 12000 |  |  |  | Residential | 250 | No | 1 | No
208101238 | Mini/Multi Split | PIONEER | HRCU-A-CB-O | YN009GMFI22RPE |  | Mini-Splits (Non-Ducted) | WS009GMFI22HLE |  | 9000 | 24 |  | 14 | 11.3 |  | 10000 | 8300 | 83% | 9000 | 24 | 14 | 11.4 | 10000 | 7800 | 78% | 2.18 | Residential | 187.5 | Yes | 0.75 | Both
208101239 | Mini/Multi Split | PIONEER | HRCU-A-CB-O | YN012GMFI22RPE |  | Mini-Splits (Non-Ducted) | WS012GMFI22HLE |  | 12000 | 22 |  | 12.5 | 10.8 |  | 12000 | 8200 | 68.33% | 12000 | 23.1 | 12.5 | 9.3 | 12000 |  |  |  | Residential | 250 | No | 1 | No
208101240 | Mini/Multi Split | PIONEER | HRCU-A-CB-O | YN018GMFI22RPE |  | Mini-Splits (Non-Ducted) | WS018GMFI22HLE |  | 18000 | 23.5 |  | 13.5 | 11 |  | 18000 | 14000 | 77.78% | 18000 | 23.7 | 13.5 | 10.3 | 18000 |  |  |  | Residential | 375 | No | 1.5 | No
208101241 | Mini/Multi Split | PIONEER | HRCU-A-CB-O | YN024GMFI22RPE |  | Mini-Splits (Non-Ducted) | WS024GMFI22HLE |  | 24000 | 21 |  | 12.5 | 10 |  | 26000 | 18000 | 69.23% | 24000 | 21 | 12.5 | 8.9 | 26000 |  |  |  | Residential | 500 | No | 2 | No
208106641 | Mini/Multi Split | LENNOX | HRCU-A-CB-O | MHB009S4S-1L |  | Mini-Splits (Non-Ducted) | MWHB009S4-1L |  | 9000 | 21.5 |  | 12.5 | 10.3 |  | 10000 | 6300 | 63% | 9000 | 21.5 | 12.5 | 9.1 | 10000 | 7000 | 70% | 2.16 | Residential | 187.5 | Yes | 0.75 | Both
208106643 | Mini/Multi Split | LENNOX | HRCU-A-CB-O | MHB009S4S-1P |  | Mini-Splits (Non-Ducted) | MWHB009S4-1P |  | 9000 | 21.5 |  | 12.6 | 10 |  | 10000 | 6000 | 60% | 9000 | 21.5 | 12.6 | 9.4 | 10000 | 7000 | 70% | 2 | Residential | 187.5 | Yes | 0.75 | Both
208106647 | Mini/Multi Split | LENNOX | HRCU-A-CB-O | MPC009S4S-1P |  | Mini-Splits (Non-Ducted) | MWMC006S4-1P |  | 6000 | 26.5 |  | 15.8 | 14 |  | 7000 | 8500 | 121.4% | 6000 | 26.5 | 15.8 | 13.6 | 7000 | 7500 | 107.1% | 2.1 | Residential | 125 | Yes | 0.5 | Both
208106653 | Mini/Multi Split | Allied | HRCU-A-CB-O | 4DHP2S12S-1P |  | Mini-Splits (Non-Ducted) | DWM212S4-1P |  | 12000 | 23.2 |  | 13.7 | 13.2 |  | 12000 | 9000 | 75% | 12000 | 24.6 | 13.7 | 10.7 | 12000 |  |  |  | Residential | 250 | No | 1 | No
208106654 | Mini/Multi Split | Allied | HRCU-A-CB-O | 4DHP2S18S-1P |  | Mini-Splits (Non-Ducted) | DWM218S4-1P |  | 18000 | 22.6 |  | 12.5 | 12 |  | 19000 | 14900 | 78.42% | 18000 | 23.5 | 12.4 | 10.7 | 19000 |  |  |  | Residential | 375 | No | 1.5 | No
208106655 | Mini/Multi Split | Allied | HRCU-A-CB-O | 4DHP2S24S-1P |  | Mini-Splits (Non-Ducted) | DWM224S4-1P |  | 24000 | 22 |  | 14 | 12 |  | 25000 | 16200 | 64.8% | 24000 | 22 | 14 | 9.9 | 25000 |  |  |  | Residential | 500 | No | 2 | No
208106657 | Mini/Multi Split | Allied | HRCU-A-CB-O | 4DHP2S12S-1P |  | Mini-Splits (Non-Ducted) | D22C112S4-1P |  | 12000 | 22 |  | 14 | 10.6 |  | 12000 | 8900 | 74.17% | 11800 | 22.7 | 13.9 | 9.9 | 12000 |  |  |  | Residential | 245 | No | 0.98 | No
208106658 | Mini/Multi Split | Allied | HRCU-A-CB-O | 4DHP2S18S-1P |  | Mini-Splits (Non-Ducted) | D22C118S4-1P |  | 16000 | 20.5 |  | 12.5 | 11 |  | 18500 | 12000 | 64.86% | 16000 | 20.5 | 12.5 | 10.4 | 19000 |  |  |  | Residential | 332.5 | No | 1.33 | No
208106659 | Mini/Multi Split | Allied | HRCU-A-CB-O | 4DHP2S24S-1P |  | Mini-Splits (Non-Ducted) | D33C224S4-1P |  | 24000 | 20.7 |  | 12.5 | 10 |  | 25000 | 19000 | 76% | 23600 | 21.5 | 12.3 | 9.6 | 26000 | 18500 | 71.15% | 2.2 | Residential | 492.5 | Yes | 1.97 | Both
208106660 | Mini/Multi Split | Allied | HRCU-A-CB | 4DHP2S12S-1P |  | Mini-Splits (Ducted) | DMD212S4-1P |  | 12000 | 21.5 |  | 12.5 | 10.5 |  | 12000 | 9300 | 77.5% | 11500 | 18.8 | 11.7 | 10.3 | 12000 | 8400 | 70% | 2.26 | Residential | 240 | Yes | 0.96 | Both
208106661 | Mini/Multi Split | Allied | HRCU-A-CB | 4DHP2S18S-1P |  | Mini-Splits (Ducted) | DMD218S4-1P |  | 17800 | 20.5 |  | 12.5 | 11 |  | 20000 | 12600 | 63% | 17000 | 20 | 12.3 | 10.5 | 20000 |  |  |  | Residential | 355 | No | 1.42 | No
208106662 | Mini/Multi Split | Allied | HRCU-A-CB | 4DHP2S24S-1P |  | Mini-Splits (Ducted) | DMD224S4-1P |  | 24000 | 21.5 |  | 12.6 | 11.2 |  | 24600 | 20000 | 81.3% | 23000 | 19 | 12.3 | 11 | 25000 | 20000 | 80% | 2.3 | Residential | 480 | Yes | 1.92 | Both
208106663 | Mini/Multi Split | DUCANE | HRCU-A-CB-O | 4DHP2S12S-1P |  | Mini-Splits (Non-Ducted) | DWM212S4-1P |  | 12000 | 23.2 |  | 13.7 | 13.2 |  | 12000 | 9000 | 75% | 12000 | 24.6 | 13.7 | 10.7 | 12000 |  |  |  | Residential | 250 | No | 1 | No
208106664 | Mini/Multi Split | DUCANE | HRCU-A-CB-O | 4DHP2S18S-1P |  | Mini-Splits (Non-Ducted) | DWM218S4-1P |  | 18000 | 22.6 |  | 12.5 | 12 |  | 19000 | 14900 | 78.42% | 18000 | 23.5 | 12.4 | 10.7 | 19000 |  |  |  | Residential | 375 | No | 1.5 | No
208106665 | Mini/Multi Split | DUCANE | HRCU-A-CB-O | 4DHP2S24S-1P |  | Mini-Splits (Non-Ducted) | DWM224S4-1P |  | 24000 | 22 |  | 14 | 12 |  | 25000 | 16200 | 64.8% | 24000 | 22 | 14 | 9.9 | 25000 |  |  |  | Residential | 500 | No | 2 | No
208106666 | Mini/Multi Split | DUCANE | HRCU-A-CB-O | 4DHP2S12S-1P |  | Mini-Splits (Non-Ducted) | D22C112S4-1P |  | 12000 | 22 |  | 14 | 10.6 |  | 12000 | 8900 | 74.17% | 11800 | 22.7 | 13.9 | 9.9 | 12000 |  |  |  | Residential | 245 | No | 0.98 | No
208106667 | Mini/Multi Split | DUCANE | HRCU-A-CB-O | 4DHP2S18S-1P |  | Mini-Splits (Non-Ducted) | D22C118S4-1P |  | 16000 | 20.5 |  | 12.5 | 11 |  | 18500 | 12000 | 64.86% | 16000 | 20.5 | 12.5 | 10.4 | 19000 |  |  |  | Residential | 332.5 | No | 1.33 | No
208106668 | Mini/Multi Split | DUCANE | HRCU-A-CB-O | 4DHP2S24S-1P |  | Mini-Splits (Non-Ducted) | D33C224S4-1P |  | 24000 | 20.7 |  | 12.5 | 10 |  | 25000 | 19000 | 76% | 23600 | 21.5 | 12.3 | 9.6 | 26000 | 18500 | 71.15% | 2.2 | Residential | 492.5 | Yes | 1.97 | Both
208106669 | Mini/Multi Split | DUCANE | HRCU-A-CB | 4DHP2S12S-1P |  | Mini-Splits (Ducted) | DMD212S4-1P |  | 12000 | 21.5 |  | 12.5 | 10.5 |  | 12000 | 9300 | 77.5% | 11500 | 18.8 | 11.7 | 10.3 | 12000 | 8400 | 70% | 2.26 | Residential | 240 | Yes | 0.96 | Both
208106670 | Mini/Multi Split | DUCANE | HRCU-A-CB | 4DHP2S18S-1P |  | Mini-Splits (Ducted) | DMD218S4-1P |  | 17800 | 20.5 |  | 12.5 | 11 |  | 20000 | 12600 | 63% | 17000 | 20 | 12.3 | 10.5 | 20000 |  |  |  | Residential | 355 | No | 1.42 | No
208106671 | Mini/Multi Split | DUCANE | HRCU-A-CB | 4DHP2S24S-1P |  | Mini-Splits (Ducted) | DMD224S4-1P |  | 24000 | 21.5 |  | 12.6 | 11.2 |  | 24600 | 20000 | 81.3% | 23000 | 19 | 12.3 | 11 | 25000 | 20000 | 80% | 2.3 | Residential | 480 | Yes | 1.92 | Both
208106672 | Mini/Multi Split | Armstrong Air | HRCU-A-CB-O | 4DHP2S12S-1P |  | Mini-Splits (Non-Ducted) | DWM212S4-1P |  | 12000 | 23.2 |  | 13.7 | 13.2 |  | 12000 | 9000 | 75% | 12000 | 24.6 | 13.7 | 10.7 | 12000 |  |  |  | Residential | 250 | No | 1 | No
208106673 | Mini/Multi Split | Armstrong Air | HRCU-A-CB-O | 4DHP2S18S-1P |  | Mini-Splits (Non-Ducted) | DWM218S4-1P |  | 18000 | 22.6 |  | 12.5 | 12 |  | 19000 | 14900 | 78.42% | 18000 | 23.5 | 12.4 | 10.7 | 19000 |  |  |  | Residential | 375 | No | 1.5 | No
208106674 | Mini/Multi Split | Armstrong Air | HRCU-A-CB-O | 4DHP2S24S-1P |  | Mini-Splits (Non-Ducted) | DWM224S4-1P |  | 24000 | 22 |  | 14 | 12 |  | 25000 | 16200 | 64.8% | 24000 | 22 | 14 | 9.9 | 25000 |  |  |  | Residential | 500 | No | 2 | No
208106675 | Mini/Multi Split | Armstrong Air | HRCU-A-CB-O | 4DHP2S12S-1P |  | Mini-Splits (Non-Ducted) | D22C112S4-1P |  | 12000 | 22 |  | 14 | 10.6 |  | 12000 | 8900 | 74.17% | 11800 | 22.7 | 13.9 | 9.9 | 12000 |  |  |  | Residential | 245 | No | 0.98 | No
208106676 | Mini/Multi Split | Armstrong Air | HRCU-A-CB-O | 4DHP2S18S-1P |  | Mini-Splits (Non-Ducted) | D22C118S4-1P |  | 16000 | 20.5 |  | 12.5 | 11 |  | 18500 | 12000 | 64.86% | 16000 | 20.5 | 12.5 | 10.4 | 19000 |  |  |  | Residential | 332.5 | No | 1.33 | No
208106677 | Mini/Multi Split | Armstrong Air | HRCU-A-CB-O | 4DHP2S24S-1P |  | Mini-Splits (Non-Ducted) | D33C224S4-1P |  | 24000 | 20.7 |  | 12.5 | 10 |  | 25000 | 19000 | 76% | 23600 | 21.5 | 12.3 | 9.6 | 26000 | 18500 | 71.15% | 2.2 | Residential | 492.5 | Yes | 1.97 | Both
208106678 | Mini/Multi Split | Armstrong Air | HRCU-A-CB | 4DHP2S12S-1P |  | Mini-Splits (Ducted) | DMD212S4-1P |  | 12000 | 21.5 |  | 12.5 | 10.5 |  | 12000 | 9300 | 77.5% | 11500 | 18.8 | 11.7 | 10.3 | 12000 | 8400 | 70% | 2.26 | Residential | 240 | Yes | 0.96 | Both
208106679 | Mini/Multi Split | Armstrong Air | HRCU-A-CB | 4DHP2S18S-1P |  | Mini-Splits (Ducted) | DMD218S4-1P |  | 17800 | 20.5 |  | 12.5 | 11 |  | 20000 | 12600 | 63% | 17000 | 20 | 12.3 | 10.5 | 20000 |  |  |  | Residential | 355 | No | 1.42 | No
208106680 | Mini/Multi Split | Armstrong Air | HRCU-A-CB | 4DHP2S24S-1P |  | Mini-Splits (Ducted) | DMD224S4-1P |  | 24000 | 21.5 |  | 12.6 | 11.2 |  | 24600 | 20000 | 81.3% | 23000 | 19 | 12.3 | 11 | 25000 | 20000 | 80% | 2.3 | Residential | 480 | Yes | 1.92 | Both
208106681 | Mini/Multi Split | AirEase | HRCU-A-CB-O | 4DHP2S12S-1P |  | Mini-Splits (Non-Ducted) | DWM212S4-1P |  | 12000 | 23.2 |  | 13.7 | 13.2 |  | 12000 | 9000 | 75% | 12000 | 24.6 | 13.7 | 10.7 | 12000 |  |  |  | Residential | 250 | No | 1 | No
208106682 | Mini/Multi Split | AirEase | HRCU-A-CB-O | 4DHP2S18S-1P |  | Mini-Splits (Non-Ducted) | DWM218S4-1P |  | 18000 | 22.6 |  | 12.5 | 12 |  | 19000 | 14900 | 78.42% | 18000 | 23.5 | 12.4 | 10.7 | 19000 |  |  |  | Residential | 375 | No | 1.5 | No
208106683 | Mini/Multi Split | AirEase | HRCU-A-CB-O | 4DHP2S24S-1P |  | Mini-Splits (Non-Ducted) | DWM224S4-1P |  | 24000 | 22 |  | 14 | 12 |  | 25000 | 16200 | 64.8% | 24000 | 22 | 14 | 9.9 | 25000 |  |  |  | Residential | 500 | No | 2 | No
208106684 | Mini/Multi Split | AirEase | HRCU-A-CB-O | 4DHP2S12S-1P |  | Mini-Splits (Non-Ducted) | D22C112S4-1P |  | 12000 | 22 |  | 14 | 10.6 |  | 12000 | 8900 | 74.17% | 11800 | 22.7 | 13.9 | 9.9 | 12000 |  |  |  | Residential | 245 | No | 0.98 | No
208106685 | Mini/Multi Split | AirEase | HRCU-A-CB-O | 4DHP2S18S-1P |  | Mini-Splits (Non-Ducted) | D22C118S4-1P |  | 16000 | 20.5 |  | 12.5 | 11 |  | 18500 | 12000 | 64.86% | 16000 | 20.5 | 12.5 | 10.4 | 19000 |  |  |  | Residential | 332.5 | No | 1.33 | No
208106686 | Mini/Multi Split | AirEase | HRCU-A-CB-O | 4DHP2S24S-1P |  | Mini-Splits (Non-Ducted) | D33C224S4-1P |  | 24000 | 20.7 |  | 12.5 | 10 |  | 25000 | 19000 | 76% | 23600 | 21.5 | 12.3 | 9.6 | 26000 | 18500 | 71.15% | 2.2 | Residential | 492.5 | Yes | 1.97 | Both
208106687 | Mini/Multi Split | AirEase | HRCU-A-CB | 4DHP2S12S-1P |  | Mini-Splits (Ducted) | DMD212S4-1P |  | 12000 | 21.5 |  | 12.5 | 10.5 |  | 12000 | 9300 | 77.5% | 11500 | 18.8 | 11.7 | 10.3 | 12000 | 8400 | 70% | 2.26 | Residential | 240 | Yes | 0.96 | Both
208106688 | Mini/Multi Split | AirEase | HRCU-A-CB | 4DHP2S18S-1P |  | Mini-Splits (Ducted) | DMD218S4-1P |  | 17800 | 20.5 |  | 12.5 | 11 |  | 20000 | 12600 | 63% | 17000 | 20 | 12.3 | 10.5 | 20000 |  |  |  | Residential | 355 | No | 1.42 | No
208106689 | Mini/Multi Split | AirEase | HRCU-A-CB | 4DHP2S24S-1P |  | Mini-Splits (Ducted) | DMD224S4-1P |  | 24000 | 21.5 |  | 12.6 | 11.2 |  | 24600 | 20000 | 81.3% | 23000 | 19 | 12.3 | 11 | 25000 | 20000 | 80% | 2.3 | Residential | 480 | Yes | 1.92 | Both
208106690 | Mini/Multi Split | CONCORD | HRCU-A-CB-O | 4DHP2S12S-1P |  | Mini-Splits (Non-Ducted) | DWM212S4-1P |  | 12000 | 23.2 |  | 13.7 | 13.2 |  | 12000 | 9000 | 75% | 12000 | 24.6 | 13.7 | 10.7 | 12000 |  |  |  | Residential | 250 | No | 1 | No
208106691 | Mini/Multi Split | CONCORD | HRCU-A-CB-O | 4DHP2S18S-1P |  | Mini-Splits (Non-Ducted) | DWM218S4-1P |  | 18000 | 22.6 |  | 12.5 | 12 |  | 19000 | 14900 | 78.42% | 18000 | 23.5 | 12.4 | 10.7 | 19000 |  |  |  | Residential | 375 | No | 1.5 | No
208106692 | Mini/Multi Split | CONCORD | HRCU-A-CB-O | 4DHP2S24S-1P |  | Mini-Splits (Non-Ducted) | DWM224S4-1P |  | 24000 | 22 |  | 14 | 12 |  | 25000 | 16200 | 64.8% | 24000 | 22 | 14 | 9.9 | 25000 |  |  |  | Residential | 500 | No | 2 | No
208106693 | Mini/Multi Split | CONCORD | HRCU-A-CB-O | 4DHP2S12S-1P |  | Mini-Splits (Non-Ducted) | D22C112S4-1P |  | 12000 | 22 |  | 14 | 10.6 |  | 12000 | 8900 | 74.17% | 11800 | 22.7 | 13.9 | 9.9 | 12000 |  |  |  | Residential | 245 | No | 0.98 | No
208106694 | Mini/Multi Split | CONCORD | HRCU-A-CB-O | 4DHP2S18S-1P |  | Mini-Splits (Non-Ducted) | D22C118S4-1P |  | 16000 | 20.5 |  | 12.5 | 11 |  | 18500 | 12000 | 64.86% | 16000 | 20.5 | 12.5 | 10.4 | 19000 |  |  |  | Residential | 332.5 | No | 1.33 | No
208106695 | Mini/Multi Split | CONCORD | HRCU-A-CB-O | 4DHP2S24S-1P |  | Mini-Splits (Non-Ducted) | D33C224S4-1P |  | 24000 | 20.7 |  | 12.5 | 10 |  | 25000 | 19000 | 76% | 23600 | 21.5 | 12.3 | 9.6 | 26000 | 18500 | 71.15% | 2.2 | Residential | 492.5 | Yes | 1.97 | Both
208106696 | Mini/Multi Split | CONCORD | HRCU-A-CB | 4DHP2S12S-1P |  | Mini-Splits (Ducted) | DMD212S4-1P |  | 12000 | 21.5 |  | 12.5 | 10.5 |  | 12000 | 9300 | 77.5% | 11500 | 18.8 | 11.7 | 10.3 | 12000 | 8400 | 70% | 2.26 | Residential | 240 | Yes | 0.96 | Both
208106697 | Mini/Multi Split | CONCORD | HRCU-A-CB | 4DHP2S18S-1P |  | Mini-Splits (Ducted) | DMD218S4-1P |  | 17800 | 20.5 |  | 12.5 | 11 |  | 20000 | 12600 | 63% | 17000 | 20 | 12.3 | 10.5 | 20000 |  |  |  | Residential | 355 | No | 1.42 | No
208106698 | Mini/Multi Split | CONCORD | HRCU-A-CB | 4DHP2S24S-1P |  | Mini-Splits (Ducted) | DMD224S4-1P |  | 24000 | 21.5 |  | 12.6 | 11.2 |  | 24600 | 20000 | 81.3% | 23000 | 19 | 12.3 | 11 | 25000 | 20000 | 80% | 2.3 | Residential | 480 | Yes | 1.92 | Both
208106703 | Mini/Multi Split | Allied | HRCU-A-CB-O | 4DHPS209S-1P |  | Mini-Splits (Non-Ducted) | DWM209S4-1P |  | 9000 | 25.5 |  | 15 | 12.2 |  | 10000 | 8500 | 85% | 9000 | 25.5 | 15 | 12.3 | 10000 | 7500 | 75% | 2.17 | Residential | 187.5 | Yes | 0.75 | Both
208106705 | Mini/Multi Split | Allied | HRCU-A-CB-O | 4DHPS209S-1P |  | Mini-Splits (Non-Ducted) | D22C109S4-1P |  | 9000 | 20 |  | 13 | 10.5 |  | 10000 | 7500 | 75% | 9000 | 20 | 13 | 10 | 10000 | 7400 | 74% | 1.9 | Residential | 187.5 | Yes | 0.75 | Both
208106706 | Mini/Multi Split | Allied | HRCU-A-CB | 4DHPS209S-1P |  | Mini-Splits (Ducted) | DMD209S4-1P |  | 9000 | 21 |  | 13.5 | 11.5 |  | 10000 | 7700 | 77% | 9000 | 19.2 | 12.5 | 10.2 | 10000 | 8000 | 80% | 2.1 | Residential | 187.5 | Yes | 0.75 | Both
208106707 | Mini/Multi Split | Allied | HRCU-A-CB-O | 4DHV2S09S-1L |  | Mini-Splits (Non-Ducted) | DWH209S4-1L |  | 9000 | 21.5 |  | 12.5 | 10.3 |  | 10000 | 6300 | 63% | 9000 | 21.5 | 12.5 | 9.1 | 10000 | 7000 | 70% | 2.16 | Residential | 187.5 | Yes | 0.75 | Both
208106709 | Mini/Multi Split | Allied | HRCU-A-CB-O | 4DHV2S09S-1P |  | Mini-Splits (Non-Ducted) | DWH209S4-1P |  | 9000 | 21.5 |  | 12.6 | 10 |  | 10000 | 6000 | 60% | 9000 | 21.5 | 12.6 | 9.4 | 10000 | 7000 | 70% | 2 | Residential | 187.5 | Yes | 0.75 | Both
208106713 | Mini/Multi Split | DUCANE | HRCU-A-CB-O | 4DHP2S12S-1L |  | Mini-Splits (Non-Ducted) | DWM212S4-1L |  | 12000 | 23 |  | 13 | 11.6 |  | 12100 | 8400 | 69.42% | 12000 | 23.5 | 13 | 10 | 12000 |  |  |  | Residential | 250 | No | 1 | No
208106714 | Mini/Multi Split | DUCANE | HRCU-A-CB-O | 4DHPS209S-1P |  | Mini-Splits (Non-Ducted) | DWM209S4-1P |  | 9000 | 25.5 |  | 15 | 12.2 |  | 10000 | 8500 | 85% | 9000 | 25.5 | 15 | 12.3 | 10000 | 7500 | 75% | 2.17 | Residential | 187.5 | Yes | 0.75 | Both
208106716 | Mini/Multi Split | DUCANE | HRCU-A-CB-O | 4DHPS209S-1P |  | Mini-Splits (Non-Ducted) | D22C109S4-1P |  | 9000 | 20 |  | 13 | 10.5 |  | 10000 | 7500 | 75% | 9000 | 20 | 13 | 10 | 10000 | 7400 | 74% | 1.9 | Residential | 187.5 | Yes | 0.75 | Both
208106717 | Mini/Multi Split | DUCANE | HRCU-A-CB | 4DHPS209S-1P |  | Mini-Splits (Ducted) | DMD209S4-1P |  | 9000 | 21 |  | 13.5 | 11.5 |  | 10000 | 7700 | 77% | 9000 | 19.2 | 12.5 | 10.2 | 10000 | 8000 | 80% | 2.1 | Residential | 187.5 | Yes | 0.75 | Both
208106718 | Mini/Multi Split | DUCANE | HRCU-A-CB-O | 4DHV2S09S-1L |  | Mini-Splits (Non-Ducted) | DWH209S4-1L |  | 9000 | 21.5 |  | 12.5 | 10.3 |  | 10000 | 6300 | 63% | 9000 | 21.5 | 12.5 | 9.1 | 10000 | 7000 | 70% | 2.16 | Residential | 187.5 | Yes | 0.75 | Both
208106720 | Mini/Multi Split | DUCANE | HRCU-A-CB-O | 4DHV2S09S-1P |  | Mini-Splits (Non-Ducted) | DWH209S4-1P |  | 9000 | 21.5 |  | 12.6 | 10 |  | 10000 | 6000 | 60% | 9000 | 21.5 | 12.6 | 9.4 | 10000 | 7000 | 70% | 2 | Residential | 187.5 | Yes | 0.75 | Both
208106724 | Mini/Multi Split | AirEase | HRCU-A-CB-O | 4DHP2S12S-1L |  | Mini-Splits (Non-Ducted) | DWM212S4-1L |  | 12000 | 23 |  | 13 | 11.6 |  | 12100 | 8400 | 69.42% | 12000 | 23.5 | 13 | 10 | 12000 |  |  |  | Residential | 250 | No | 1 | No
208106725 | Mini/Multi Split | AirEase | HRCU-A-CB-O | 4DHPS209S-1P |  | Mini-Splits (Non-Ducted) | DWM209S4-1P |  | 9000 | 25.5 |  | 15 | 12.2 |  | 10000 | 8500 | 85% | 9000 | 25.5 | 15 | 12.3 | 10000 | 7500 | 75% | 2.17 | Residential | 187.5 | Yes | 0.75 | Both
208106727 | Mini/Multi Split | AirEase | HRCU-A-CB-O | 4DHPS209S-1P |  | Mini-Splits (Non-Ducted) | D22C109S4-1P |  | 9000 | 20 |  | 13 | 10.5 |  | 10000 | 7500 | 75% | 9000 | 20 | 13 | 10 | 10000 | 7400 | 74% | 1.9 | Residential | 187.5 | Yes | 0.75 | Both
208106728 | Mini/Multi Split | AirEase | HRCU-A-CB | 4DHPS209S-1P |  | Mini-Splits (Ducted) | DMD209S4-1P |  | 9000 | 21 |  | 13.5 | 11.5 |  | 10000 | 7700 | 77% | 9000 | 19.2 | 12.5 | 10.2 | 10000 | 8000 | 80% | 2.1 | Residential | 187.5 | Yes | 0.75 | Both
208106729 | Mini/Multi Split | AirEase | HRCU-A-CB-O | 4DHV2S09S-1L |  | Mini-Splits (Non-Ducted) | DWH209S4-1L |  | 9000 | 21.5 |  | 12.5 | 10.3 |  | 10000 | 6300 | 63% | 9000 | 21.5 | 12.5 | 9.1 | 10000 | 7000 | 70% | 2.16 | Residential | 187.5 | Yes | 0.75 | Both
208106731 | Mini/Multi Split | AirEase | HRCU-A-CB-O | 4DHV2S09S-1P |  | Mini-Splits (Non-Ducted) | DWH209S4-1P |  | 9000 | 21.5 |  | 12.6 | 10 |  | 10000 | 6000 | 60% | 9000 | 21.5 | 12.6 | 9.4 | 10000 | 7000 | 70% | 2 | Residential | 187.5 | Yes | 0.75 | Both
208106735 | Mini/Multi Split | Armstrong Air | HRCU-A-CB-O | 4DHP2S12S-1L |  | Mini-Splits (Non-Ducted) | DWM212S4-1L |  | 12000 | 23 |  | 13 | 11.6 |  | 12100 | 8400 | 69.42% | 12000 | 23.5 | 13 | 10 | 12000 |  |  |  | Residential | 250 | No | 1 | No
208106736 | Mini/Multi Split | Armstrong Air | HRCU-A-CB-O | 4DHPS209S-1P |  | Mini-Splits (Non-Ducted) | DWM209S4-1P |  | 9000 | 25.5 |  | 15 | 12.2 |  | 10000 | 8500 | 85% | 9000 | 25.5 | 15 | 12.3 | 10000 | 7500 | 75% | 2.17 | Residential | 187.5 | Yes | 0.75 | Both
208106738 | Mini/Multi Split | Armstrong Air | HRCU-A-CB-O | 4DHPS209S-1P |  | Mini-Splits (Non-Ducted) | D22C109S4-1P |  | 9000 | 20 |  | 13 | 10.5 |  | 10000 | 7500 | 75% | 9000 | 20 | 13 | 10 | 10000 | 7400 | 74% | 1.9 | Residential | 187.5 | Yes | 0.75 | Both
208106739 | Mini/Multi Split | Armstrong Air | HRCU-A-CB | 4DHPS209S-1P |  | Mini-Splits (Ducted) | DMD209S4-1P |  | 9000 | 21 |  | 13.5 | 11.5 |  | 10000 | 7700 | 77% | 9000 | 19.2 | 12.5 | 10.2 | 10000 | 8000 | 80% | 2.1 | Residential | 187.5 | Yes | 0.75 | Both
208106740 | Mini/Multi Split | Armstrong Air | HRCU-A-CB-O | 4DHV2S09S-1L |  | Mini-Splits (Non-Ducted) | DWH209S4-1L |  | 9000 | 21.5 |  | 12.5 | 10.3 |  | 10000 | 6300 | 63% | 9000 | 21.5 | 12.5 | 9.1 | 10000 | 7000 | 70% | 2.16 | Residential | 187.5 | Yes | 0.75 | Both
208106742 | Mini/Multi Split | Armstrong Air | HRCU-A-CB-O | 4DHV2S09S-1P |  | Mini-Splits (Non-Ducted) | DWH209S4-1P |  | 9000 | 21.5 |  | 12.6 | 10 |  | 10000 | 6000 | 60% | 9000 | 21.5 | 12.6 | 9.4 | 10000 | 7000 | 70% | 2 | Residential | 187.5 | Yes | 0.75 | Both
208106746 | Mini/Multi Split | CONCORD | HRCU-A-CB-O | 4DHP2S12S-1L |  | Mini-Splits (Non-Ducted) | DWM212S4-1L |  | 12000 | 23 |  | 13 | 11.6 |  | 12100 | 8400 | 69.42% | 12000 | 23.5 | 13 | 10 | 12000 |  |  |  | Residential | 250 | No | 1 | No
208106747 | Mini/Multi Split | CONCORD | HRCU-A-CB-O | 4DHPS209S-1P |  | Mini-Splits (Non-Ducted) | DWM209S4-1P |  | 9000 | 25.5 |  | 15 | 12.2 |  | 10000 | 8500 | 85% | 9000 | 25.5 | 15 | 12.3 | 10000 | 7500 | 75% | 2.17 | Residential | 187.5 | Yes | 0.75 | Both
208106749 | Mini/Multi Split | CONCORD | HRCU-A-CB-O | 4DHPS209S-1P |  | Mini-Splits (Non-Ducted) | D22C109S4-1P |  | 9000 | 20 |  | 13 | 10.5 |  | 10000 | 7500 | 75% | 9000 | 20 | 13 | 10 | 10000 | 7400 | 74% | 1.9 | Residential | 187.5 | Yes | 0.75 | Both
208106750 | Mini/Multi Split | CONCORD | HRCU-A-CB | 4DHPS209S-1P |  | Mini-Splits (Ducted) | DMD209S4-1P |  | 9000 | 21 |  | 13.5 | 11.5 |  | 10000 | 7700 | 77% | 9000 | 19.2 | 12.5 | 10.2 | 10000 | 8000 | 80% | 2.1 | Residential | 187.5 | Yes | 0.75 | Both
208106751 | Mini/Multi Split | CONCORD | HRCU-A-CB-O | 4DHV2S09S-1L |  | Mini-Splits (Non-Ducted) | DWH209S4-1L |  | 9000 | 21.5 |  | 12.5 | 10.3 |  | 10000 | 6300 | 63% | 9000 | 21.5 | 12.5 | 9.1 | 10000 | 7000 | 70% | 2.16 | Residential | 187.5 | Yes | 0.75 | Both
208106753 | Mini/Multi Split | CONCORD | HRCU-A-CB-O | 4DHV2S09S-1P |  | Mini-Splits (Non-Ducted) | DWH209S4-1P |  | 9000 | 21.5 |  | 12.6 | 10 |  | 10000 | 6000 | 60% | 9000 | 21.5 | 12.6 | 9.4 | 10000 | 7000 | 70% | 2 | Residential | 187.5 | Yes | 0.75 | Both
208106761 | Mini/Multi Split | Allied | HRCU-A-CB-O | 4DHPS209S-1P |  | Mini-Splits (Non-Ducted) | DWM206S4-1P |  | 6000 | 26.5 |  | 15.8 | 14 |  | 7000 | 8500 | 121.4% | 6000 | 26.5 | 15.8 | 13.6 | 7000 | 7500 | 107.1% | 2.1 | Residential | 125 | Yes | 0.5 | Both
208106766 | Mini/Multi Split | AirEase | HRCU-A-CB-O | 4DHPS209S-1P |  | Mini-Splits (Non-Ducted) | DWM206S4-1P |  | 6000 | 26.5 |  | 15.8 | 14 |  | 7000 | 8500 | 121.4% | 6000 | 26.5 | 15.8 | 13.6 | 7000 | 7500 | 107.1% | 2.1 | Residential | 125 | Yes | 0.5 | Both
208106771 | Mini/Multi Split | Armstrong Air | HRCU-A-CB-O | 4DHPS209S-1P |  | Mini-Splits (Non-Ducted) | DWM206S4-1P |  | 6000 | 26.5 |  | 15.8 | 14 |  | 7000 | 8500 | 121.4% | 6000 | 26.5 | 15.8 | 13.6 | 7000 | 7500 | 107.1% | 2.1 | Residential | 125 | Yes | 0.5 | Both
208106776 | Mini/Multi Split | CONCORD | HRCU-A-CB-O | 4DHPS209S-1P |  | Mini-Splits (Non-Ducted) | DWM206S4-1P |  | 6000 | 26.5 |  | 15.8 | 14 |  | 7000 | 8500 | 121.4% | 6000 | 26.5 | 15.8 | 13.6 | 7000 | 7500 | 107.1% | 2.1 | Residential | 125 | Yes | 0.5 | Both
208106781 | Mini/Multi Split | DUCANE | HRCU-A-CB-O | 4DHPS209S-1P |  | Mini-Splits (Non-Ducted) | DWM206S4-1P |  | 6000 | 26.5 |  | 15.8 | 14 |  | 7000 | 8500 | 121.4% | 6000 | 26.5 | 15.8 | 13.6 | 7000 | 7500 | 107.1% | 2.1 | Residential | 125 | Yes | 0.5 | Both
208106782 | Mini/Multi Split | Allied | HMSV-A-CB | 4DHP2S18M-1P |  | Non-Ducted Indoor Units |  |  | 18000 | 22.5 |  | 13.3 | 10.6 |  | 19000 | 14300 | 75.26% | 18000 | 22.9 | 13.9 | 10.5 | 19000 |  |  |  | Residential | 375 | No | 1.5 | No
208106784 | Mini/Multi Split | Allied | HMSV-A-CB | 4DHP2S18M-1P |  | Mixed Ducted and Non-Ducted Indoor Units |  |  | 18000 | 20.75 |  | 12.65 | 10.7 |  | 19000 | 14500 | 76.32% | [8 empty] | Residential | 375 | No | 1.5 | No
208106785 | Mini/Multi Split | Allied | HMSV-A-CB | 4DHP2S24M-1P |  | Non-Ducted Indoor Units |  |  | 24000 | 24.1 |  | 13.1 | 11 |  | 25000 | 20400 | 81.6% | 24000 | 24.6 | 13.4 | 10 | 25000 | 18500 | 74% | 1.9 | Residential | 500 | Yes | 2 | Both
208106786 | Mini/Multi Split | Allied | HMSV-A-CB | 4DHP2S24M-1P |  | Ducted Indoor Units |  |  | 24000 | 21.1 |  | 12.5 | 10.5 |  | 24000 | 21600 | 90% | 24000 | 21.3 | 12.5 | 9.7 | 24000 | 18000 | 75% | 1.9 | Residential | 500 | Yes | 2 | Both
208106787 | Mini/Multi Split | Allied | HMSV-A-CB | 4DHP2S24M-1P |  | Mixed Ducted and Non-Ducted Indoor Units |  |  | 24000 | 22.6 |  | 12.8 | 10.75 |  | 24400 | 21000 | 86.07% | [5 empty] | 18200 |  | 1.9 | Residential | 500 | No | 2 | Both
208106788 | Mini/Multi Split | Allied | HMSV-A-CB | 4DHP2S30M-1P |  | Non-Ducted Indoor Units |  |  | 28000 | 23.8 |  | 12.5 | 10.5 |  | 28000 | 21000 | 75% | 28000 | 24.6 | 12.7 | 9.3 | 28000 |  |  |  | Residential | 582.5 | No | 2.33 | No
208106797 | Mini/Multi Split | AirEase | HMSV-A-CB | 4DHP2S18M-1P |  | Non-Ducted Indoor Units |  |  | 18000 | 22.5 |  | 13.3 | 10.6 |  | 19000 | 14300 | 75.26% | 18000 | 22.9 | 13.9 | 10.5 | 19000 |  |  |  | Residential | 375 | No | 1.5 | No
208106799 | Mini/Multi Split | AirEase | HMSV-A-CB | 4DHP2S18M-1P |  | Mixed Ducted and Non-Ducted Indoor Units |  |  | 18000 | 20.75 |  | 12.65 | 10.7 |  | 19000 | 14500 | 76.32% | [8 empty] | Residential | 375 | No | 1.5 | No
208106800 | Mini/Multi Split | AirEase | HMSV-A-CB | 4DHP2S24M-1P |  | Non-Ducted Indoor Units |  |  | 24000 | 24.1 |  | 13.1 | 11 |  | 25000 | 20400 | 81.6% | 24000 | 24.6 | 13.4 | 10 | 25000 | 18500 | 74% | 1.9 | Residential | 500 | Yes | 2 | Both
208106801 | Mini/Multi Split | AirEase | HMSV-A-CB | 4DHP2S24M-1P |  | Ducted Indoor Units |  |  | 24000 | 21.1 |  | 12.5 | 10.5 |  | 24000 | 21600 | 90% | 24000 | 21.3 | 12.5 | 9.7 | 24000 | 18000 | 75% | 1.9 | Residential | 500 | Yes | 2 | Both
208106802 | Mini/Multi Split | AirEase | HMSV-A-CB | 4DHP2S24M-1P |  | Mixed Ducted and Non-Ducted Indoor Units |  |  | 24000 | 22.6 |  | 12.8 | 10.75 |  | 24400 | 21000 | 86.07% | [5 empty] | 18200 |  | 1.9 | Residential | 500 | No | 2 | Both
208106803 | Mini/Multi Split | AirEase | HMSV-A-CB | 4DHP2S30M-1P |  | Non-Ducted Indoor Units |  |  | 28000 | 23.8 |  | 12.5 | 10.5 |  | 28000 | 21000 | 75% | 28000 | 24.6 | 12.7 | 9.3 | 28000 |  |  |  | Residential | 582.5 | No | 2.33 | No
208106812 | Mini/Multi Split | Armstrong Air | HMSV-A-CB | 4DHP2S18M-1P |  | Non-Ducted Indoor Units |  |  | 18000 | 22.5 |  | 13.3 | 10.6 |  | 19000 | 14300 | 75.26% | 18000 | 22.9 | 13.9 | 10.5 | 19000 |  |  |  | Residential | 375 | No | 1.5 | No
208106814 | Mini/Multi Split | Armstrong Air | HMSV-A-CB | 4DHP2S18M-1P |  | Mixed Ducted and Non-Ducted Indoor Units |  |  | 18000 | 20.75 |  | 12.65 | 10.7 |  | 19000 | 14500 | 76.32% | [8 empty] | Residential | 375 | No | 1.5 | No
208106815 | Mini/Multi Split | Armstrong Air | HMSV-A-CB | 4DHP2S24M-1P |  | Non-Ducted Indoor Units |  |  | 24000 | 24.1 |  | 13.1 | 11 |  | 25000 | 20400 | 81.6% | 24000 | 24.6 | 13.4 | 10 | 25000 | 18500 | 74% | 1.9 | Residential | 500 | Yes | 2 | Both
208106816 | Mini/Multi Split | Armstrong Air | HMSV-A-CB | 4DHP2S24M-1P |  | Ducted Indoor Units |  |  | 24000 | 21.1 |  | 12.5 | 10.5 |  | 24000 | 21600 | 90% | 24000 | 21.3 | 12.5 | 9.7 | 24000 | 18000 | 75% | 1.9 | Residential | 500 | Yes | 2 | Both
208106817 | Mini/Multi Split | Armstrong Air | HMSV-A-CB | 4DHP2S24M-1P |  | Mixed Ducted and Non-Ducted Indoor Units |  |  | 24000 | 22.6 |  | 12.8 | 10.75 |  | 24400 | 21000 | 86.07% | [5 empty] | 18200 |  | 1.9 | Residential | 500 | No | 2 | Both
208106818 | Mini/Multi Split | Armstrong Air | HMSV-A-CB | 4DHP2S30M-1P |  | Non-Ducted Indoor Units |  |  | 28000 | 23.8 |  | 12.5 | 10.5 |  | 28000 | 21000 | 75% | 28000 | 24.6 | 12.7 | 9.3 | 28000 |  |  |  | Residential | 582.5 | No | 2.33 | No
208106827 | Mini/Multi Split | CONCORD | HMSV-A-CB | 4DHP2S18M-1P |  | Non-Ducted Indoor Units |  |  | 18000 | 22.5 |  | 13.3 | 10.6 |  | 19000 | 14300 | 75.26% | 18000 | 22.9 | 13.9 | 10.5 | 19000 |  |  |  | Residential | 375 | No | 1.5 | No
208106829 | Mini/Multi Split | CONCORD | HMSV-A-CB | 4DHP2S18M-1P |  | Mixed Ducted and Non-Ducted Indoor Units |  |  | 18000 | 20.75 |  | 12.65 | 10.7 |  | 19000 | 14500 | 76.32% | [8 empty] | Residential | 375 | No | 1.5 | No
208106830 | Mini/Multi Split | CONCORD | HMSV-A-CB | 4DHP2S24M-1P |  | Non-Ducted Indoor Units |  |  | 24000 | 24.1 |  | 13.1 | 11 |  | 25000 | 20400 | 81.6% | 24000 | 24.6 | 13.4 | 10 | 25000 | 18500 | 74% | 1.9 | Residential | 500 | Yes | 2 | Both
208106831 | Mini/Multi Split | CONCORD | HMSV-A-CB | 4DHP2S24M-1P |  | Ducted Indoor Units |  |  | 24000 | 21.1 |  | 12.5 | 10.5 |  | 24000 | 21600 | 90% | 24000 | 21.3 | 12.5 | 9.7 | 24000 | 18000 | 75% | 1.9 | Residential | 500 | Yes | 2 | Both
208106832 | Mini/Multi Split | CONCORD | HMSV-A-CB | 4DHP2S24M-1P |  | Mixed Ducted and Non-Ducted Indoor Units |  |  | 24000 | 22.6 |  | 12.8 | 10.75 |  | 24400 | 21000 | 86.07% | [5 empty] | 18200 |  | 1.9 | Residential | 500 | No | 2 | Both
208106833 | Mini/Multi Split | CONCORD | HMSV-A-CB | 4DHP2S30M-1P |  | Non-Ducted Indoor Units |  |  | 28000 | 23.8 |  | 12.5 | 10.5 |  | 28000 | 21000 | 75% | 28000 | 24.6 | 12.7 | 9.3 | 28000 |  |  |  | Residential | 582.5 | No | 2.33 | No
208106842 | Mini/Multi Split | DUCANE | HMSV-A-CB | 4DHP2S18M-1P |  | Non-Ducted Indoor Units |  |  | 18000 | 22.5 |  | 13.3 | 10.6 |  | 19000 | 14300 | 75.26% | 18000 | 22.9 | 13.9 | 10.5 | 19000 |  |  |  | Residential | 375 | No | 1.5 | No
208106844 | Mini/Multi Split | DUCANE | HMSV-A-CB | 4DHP2S18M-1P |  | Mixed Ducted and Non-Ducted Indoor Units |  |  | 18000 | 20.75 |  | 12.65 | 10.7 |  | 19000 | 14500 | 76.32% | [8 empty] | Residential | 375 | No | 1.5 | No
208106845 | Mini/Multi Split | DUCANE | HMSV-A-CB | 4DHP2S24M-1P |  | Non-Ducted Indoor Units |  |  | 24000 | 24.1 |  | 13.1 | 11 |  | 25000 | 20400 | 81.6% | 24000 | 24.6 | 13.4 | 10 | 25000 | 18500 | 74% | 1.9 | Residential | 500 | Yes | 2 | Both
208106846 | Mini/Multi Split | DUCANE | HMSV-A-CB | 4DHP2S24M-1P |  | Ducted Indoor Units |  |  | 24000 | 21.1 |  | 12.5 | 10.5 |  | 24000 | 21600 | 90% | 24000 | 21.3 | 12.5 | 9.7 | 24000 | 18000 | 75% | 1.9 | Residential | 500 | Yes | 2 | Both
208106847 | Mini/Multi Split | DUCANE | HMSV-A-CB | 4DHP2S24M-1P |  | Mixed Ducted and Non-Ducted Indoor Units |  |  | 24000 | 22.6 |  | 12.8 | 10.75 |  | 24400 | 21000 | 86.07% | [5 empty] | 18200 |  | 1.9 | Residential | 500 | No | 2 | Both
208106848 | Mini/Multi Split | DUCANE | HMSV-A-CB | 4DHP2S30M-1P |  | Non-Ducted Indoor Units |  |  | 28000 | 23.8 |  | 12.5 | 10.5 |  | 28000 | 21000 | 75% | 28000 | 24.6 | 12.7 | 9.3 | 28000 |  |  |  | Residential | 582.5 | No | 2.33 | No
208106972 | Mini/Multi Split | YONAN | HRCU-A-CB-O | YOX-09HFN1 |  | Mini-Splits (Non-Ducted) | YCA-09HRFN1 |  | 9000 | 20 |  | 13 | 10.5 |  | 10000 | 7500 | 75% | 9000 | 20 | 13 | 10 | 10000 | 7400 | 74% | 1.9 | Residential | 187.5 | Yes | 0.75 | Both
208106973 | Mini/Multi Split | YONAN | HRCU-A-CB | YOX-09HFN1 |  | Mini-Splits (Ducted) | YTI-09HWFN1 |  | 9000 | 21 |  | 13.5 | 11.5 |  | 10000 | 7700 | 77% | 9000 | 19.2 | 12.5 | 10.2 | 10000 | 8000 | 80% | 2.1 | Residential | 187.5 | Yes | 0.75 | Both
208106974 | Mini/Multi Split | YONAN | HRCU-A-CB-O | YOX-12HFN1 |  | Mini-Splits (Non-Ducted) | YCA-12HRFN1 |  | 12000 | 22 |  | 14 | 10.6 |  | 12000 | 8900 | 74.17% | 12000 | 22.7 | 14 | 10 | 12000 |  |  |  | Residential | 250 | No | 1 | No
208106975 | Mini/Multi Split | YONAN | HRCU-A-CB | YOX-12HFN1 |  | Mini-Splits (Ducted) | YTI-12HWFN1 |  | 12000 | 21.5 |  | 12.5 | 11.5 |  | 12000 | 9300 | 77.5% | 11500 | 19 | 11.7 | 10.3 | 12000 | 8400 | 70% | 2.26 | Residential | 240 | Yes | 0.96 | Both
208106976 | Mini/Multi Split | YONAN | HRCU-A-CB-O | YOX-18HFN1 |  | Mini-Splits (Non-Ducted) | YCA-18HRFN1 |  | 16000 | 20.5 |  | 12.5 | 11 |  | 18500 | 12000 | 64.86% | 16000 | 20.5 | 12.5 | 10.5 | 19000 |  |  |  | Residential | 332.5 | No | 1.33 | No
208106977 | Mini/Multi Split | YONAN | HRCU-A-CB | YOX-18HFN1 |  | Mini-Splits (Ducted) | YTI-18HWFN1 |  | 18000 | 20.5 |  | 12.5 | 11 |  | 20000 | 12600 | 63% | 17000 | 20 | 12.5 | 10.6 | 20000 |  |  |  | Residential | 355 | No | 1.42 | No
208106978 | Mini/Multi Split | YONAN | HRCU-A-CB-O | YOX-18HFN1 |  | Mini-Splits (Non-Ducted) | YUE-18HRFN1 |  | 18000 | 21.5 |  | 12.5 | 10.5 |  | 20000 | 12800 | 64% | 18000 | 23 | 12.5 | 10 | 20000 |  |  |  | Residential | 375 | No | 1.5 | No
208106979 | Mini/Multi Split | YONAN | HRCU-A-CB-O | YOD-24HFN1 |  | Mini-Splits (Non-Ducted) | YCD-24HRFN1 |  | 24000 | 20.7 |  | 12.5 | 10.5 |  | 25000 | 19000 | 76% | 24000 | 21.5 | 12.5 | 9.7 | 25000 | 18500 | 74% | 2.2 | Residential | 500 | Yes | 2 | Both
208106980 | Mini/Multi Split | YONAN | HRCU-A-CB | YOD-24HFN1 |  | Mini-Splits (Ducted) | YTI-24HWFN1 |  | 24000 | 21.5 |  | 12.6 | 11.2 |  | 24600 | 20000 | 81.3% | 23000 | 19 | 12.5 | 11.2 | 25000 | 20000 | 80% | 2.3 | Residential | 480 | Yes | 1.92 | Both
208106981 | Mini/Multi Split | YONAN | HRCU-A-CB-O | YOD-24HFN1 |  | Mini-Splits (Non-Ducted) | YUE-24HRFN1 |  | 24000 | 20 |  | 12.5 | 11.2 |  | 24000 | 16000 | 66.67% | 24000 | 21.2 | 12.5 | 10.3 | 24000 | 18200 | 75.83% | 2.2 | Residential | 500 | Yes | 2 | Both
208119661 | Mini/Multi Split | Airlux | HRCU-A-CB-O | ASZ09O/2022 |  | Mini-Splits (Non-Ducted) | AMM09I/2022 |  | 9000 | 24 |  | 14 | 11.3 |  | 10000 | 8300 | 83% | 9000 | 24 | 14 | 11.4 | 10000 | 7800 | 78% | 2.18 | Residential | 187.5 | Yes | 0.75 | Both
208119662 | Mini/Multi Split | Airlux | HRCU-A-CB-O | ASZ12O/2022 |  | Mini-Splits (Non-Ducted) | AMM12I/2022 |  | 12000 | 22 |  | 12.5 | 10.8 |  | 12000 | 8200 | 68.33% | 12000 | 23.1 | 12.5 | 9.3 | 12000 |  |  |  | Residential | 250 | No | 1 | No
208119663 | Mini/Multi Split | Airlux | HRCU-A-CB-O | ASZ18O/2022 |  | Mini-Splits (Non-Ducted) | AMM18I/2022 |  | 18000 | 23.5 |  | 13.5 | 11 |  | 18000 | 14000 | 77.78% | 18000 | 23.7 | 13.5 | 10.3 | 18000 |  |  |  | Residential | 375 | No | 1.5 | No
208119664 | Mini/Multi Split | Airlux | HRCU-A-CB-O | ASZ24O/2022 |  | Mini-Splits (Non-Ducted) | AMM24I/2022 |  | 24000 | 21 |  | 12.5 | 10 |  | 26000 | 18000 | 69.23% | 24000 | 21 | 12.5 | 8.9 | 26000 |  |  |  | Residential | 500 | No | 2 | No
208119665 | Mini/Multi Split | Airlux | HRCU-A-CB | ASZ09O/2022 |  | Mini-Splits (Ducted) | AMD09I |  | 9000 | 21 |  | 13.5 | 11.5 |  | 10000 | 7700 | 77% | 9000 | 19.2 | 12.5 | 10.2 | 10000 | 8000 | 80% | 2.1 | Residential | 187.5 | Yes | 0.75 | Both
208119666 | Mini/Multi Split | Airlux | HRCU-A-CB | ASZ12O/2022 |  | Mini-Splits (Ducted) | AMD12I |  | 12000 | 21.5 |  | 12.5 | 11.5 |  | 12000 | 9300 | 77.5% | 11500 | 19 | 11.7 | 10.3 | 12000 | 8400 | 70% | 2.26 | Residential | 240 | Yes | 0.96 | Both
208119667 | Mini/Multi Split | Airlux | HRCU-A-CB | ASZ18O/2022 |  | Mini-Splits (Ducted) | AMD18I |  | 18000 | 20.5 |  | 12.5 | 11 |  | 20000 | 12600 | 63% | 17000 | 20 | 12.5 | 10.6 | 20000 |  |  |  | Residential | 355 | No | 1.42 | No
208119668 | Mini/Multi Split | Airlux | HRCU-A-CB | ASZ24O/2022 |  | Mini-Splits (Ducted) | AMD24I |  | 24000 | 21.5 |  | 12.6 | 11.2 |  | 24600 | 20000 | 81.3% | 23000 | 19 | 12.5 | 11.2 | 25000 | 20000 | 80% | 2.3 | Residential | 480 | Yes | 1.92 | Both
208119670 | Mini/Multi Split | Airlux | HRCU-A-CB-O | ASZ09O115/2022 |  | Mini-Splits (Non-Ducted) | ASZ09I115/2022 |  | 9000 | 24 |  | 14 | 11.2 |  | 9800 | 6000 | 61.22% | 9000 | 24 | 14 | 9.6 | 10000 |  |  |  | Residential | 187.5 | No | 0.75 | No
208119671 | Mini/Multi Split | Airlux | HRCU-A-CB-O | ASZ12O115/2022 |  | Mini-Splits (Non-Ducted) | ASZ12I115/2022 |  | 12000 | 21.5 |  | 12.5 | 11.5 |  | 12000 | 8400 | 70% | 12000 | 22.7 | 12.5 | 10 | 12000 |  |  |  | Residential | 250 | No | 1 | No
208119672 | Mini/Multi Split | Airlux | HMSV-A-CB | AM2M18O/2022 |  | Non-Ducted Indoor Units |  |  | 18000 | 21.5 |  | 12.5 | 10.6 |  | 19000 | 14400 | 75.79% | 18000 | 21 | 12.5 | 10.2 | 19000 |  |  |  | Residential | 375 | No | 1.5 | No
208119824 | Mini/Multi Split | MOOVAIR | HRCU-A-CB-O | DMA09HOS28230E8 |  | Mini-Splits (Non-Ducted) | DM09HIW23230E3 |  | 9000 | 26.3 |  | 15.6 | 12.5 |  | 11500 | 7100 | 61.74% | [8 empty] | Residential | 187.5 | No | 0.75
208119825 | Mini/Multi Split | MOOVAIR | HRCU-A-CB-O | DMA12HOS28230E8 |  | Mini-Splits (Non-Ducted) | DM12HIW23230E3 |  | 12000 | 24.5 |  | 13.5 | 12.5 |  | 12000 | 7500 | 62.5% | [8 empty] | Residential | 250 | No | 1
208119826 | Mini/Multi Split | MOOVAIR | HRCU-A-CB-O | DMA18HOS28230E8 |  | Mini-Splits (Non-Ducted) | DM18HIW23230E3 |  | 17000 | 20.5 |  | 12.5 | 11 |  | 18000 | 10900 | 60.56% | [8 empty] | Residential | 355 | No | 1.42
208119827 | Mini/Multi Split | MOOVAIR | HRCU-A-CB-O | DMA24HOS28230E8 |  | Mini-Splits (Non-Ducted) | DM24HIW23230E3 |  | 24000 | 21 |  | 13 | 12 |  | 26000 | 19400 | 74.62% | [8 empty] | Residential | 500 | No | 2
208119828 | Mini/Multi Split | ELIOS | HRCU-A-CB-O | DEA09HOS28230E8 |  | Mini-Splits (Non-Ducted) | DE09HIW23230E3 |  | 9000 | 26.3 |  | 15.6 | 12.5 |  | 11500 | 7100 | 61.74% | [8 empty] | Residential | 187.5 | No | 0.75
208119829 | Mini/Multi Split | ELIOS | HRCU-A-CB-O | DEA12HOS28230E8 |  | Mini-Splits (Non-Ducted) | DE12HIW23230E3 |  | 12000 | 24.5 |  | 13.5 | 12.5 |  | 12000 | 7500 | 62.5% | [8 empty] | Residential | 250 | No | 1
208119830 | Mini/Multi Split | ELIOS | HRCU-A-CB-O | DEA18HOS28230E8 |  | Mini-Splits (Non-Ducted) | DE18HIW23230E3 |  | 17000 | 20.5 |  | 12.5 | 11 |  | 18000 | 10900 | 60.56% | [8 empty] | Residential | 355 | No | 1.42
208119831 | Mini/Multi Split | ELIOS | HRCU-A-CB-O | DEA24HOS28230E8 |  | Mini-Splits (Non-Ducted) | DE24HIW23230E3 |  | 24000 | 21 |  | 13 | 12 |  | 26000 | 19400 | 74.62% | [8 empty] | Residential | 500 | No | 2
208119921 | Mini/Multi Split | Cooper & Hunter | HMSV-A-CB | CHV6-36URBM |  | Non-Ducted Indoor Units |  |  | 36000 | 20 |  | 14.2 | 11 |  | 42000 | 26000 | 61.9% | 36000 | 19.5 | 14.2 | 10.4 | 42000 |  |  |  | Residential | 750 | No | 3
208119922 | Mini/Multi Split | Cooper & Hunter | HMSV-A-CB | CHV6-48URBM |  | Non-Ducted Indoor Units |  |  | 48000 | 19 |  | 12.6 | 10.5 |  | 54000 | 32000 | 59.26% | 48000 | 18.5 | 12.6 | 10 | 54000 |  |  |  | Residential | 1000 | No | 4
208119924 | Mini/Multi Split | Cooper & Hunter | HMSV-A-CB | CHV6-36URBM |  | Mixed Ducted and Non-Ducted Indoor Units |  |  | 36000 | 18.5 |  | 13.4 | 10.75 |  | 42000 | 26000 | 61.9% | 36000 | 18 | 13.4 | 10.2 | 42000 |  |  |  | Residential | 750 | No | 3
208120572 | Mini/Multi Split | GREE | HRCU-A-CB-O | GWH12AGCXD-D3DNA1A/O |  | Mini-Splits (Non-Ducted) | GWH12QCXD-D3DN***/I |  | 12000 | 24 |  | 12.5 | 11 |  | 12000 | 6300 | 52.5% | 12000 | 24 | 12.5 | 9 | 12000 |  |  |  | Residential | 250 | No | 1 | No
208120592 | Mini/Multi Split | Ameristar | HRCU-A-CB-O | M4THS2318A11N** |  | Mini-Splits (Non-Ducted) | M4MHW2318A1N0** |  | 18000 | 21 |  | 13 | 11 |  | 18200 | 11400 | 62.64% | 18000 | 23 | 13 | 8.3 | 18200 |  |  |  | Residential | 375 | No | 1.5
208120593 | Mini/Multi Split | RUNTRU | HRCU-A-CB-O | M4THS2318A11N** |  | Mini-Splits (Non-Ducted) | M4MHW2318A1N0** |  | 18000 | 21 |  | 13 | 11 |  | 18200 | 11400 | 62.64% | 18000 | 23 | 13 | 8.3 | 18200 |  |  |  | Residential | 375 | No | 1.5
208121843 | Mini/Multi Split | ECO-AIR | HRCU-A-CB-O | MOX230-09HFN1-BS5W |  | Mini-Splits (Non-Ducted) | MSAG11A-09HRFN1-BS5W |  | 9000 | 21.5 |  | 12.5 | 10.3 |  | 10000 | 6300 | 63% | 9000 | 21.5 | 12.5 | 9.1 | 10000 | 7000 | 70% | 2.16 | Residential | 187.5 | Yes | 0.75 | Both
208121845 | Mini/Multi Split | ECO-AIR | HRCU-A-CB-O | MOX230-09HFN1-MT0W |  | Mini-Splits (Non-Ducted) | MSAG11A-09HRFN1-MT0W |  | 9000 | 21.5 |  | 12.6 | 10 |  | 10000 | 6000 | 60% | 9000 | 21.5 | 12.6 | 9.4 | 10000 | 7000 | 70% | 2 | Residential | 187.5 | Yes | 0.75 | Both
208121855 | Mini/Multi Split | ECO-AIR | HRCU-A-CB-O | MOX230-12HFN1-BV0Q1W |  | Mini-Splits (Non-Ducted) | MSABB-12HRFN1-BV0Q1W |  | 12000 | 22 |  | 12.5 | 11.5 |  | 12000 | 7500 | 62.5% | 12000 | 22.5 | 12.5 | 9 | 12000 |  |  |  | Residential | 250 | No | 1 | No
208121856 | Mini/Multi Split | ECO-AIR | HRCU-A-CB-O | MOX430-18HFN1-MT2Q1W |  | Mini-Splits (Non-Ducted) | MSABE-18HRFN1-MT2Q1W |  | 18000 | 22 |  | 12.5 | 11.5 |  | 18000 | 13800 | 76.67% | 18000 | 22.7 | 12.6 | 9.8 | 18000 |  |  |  | Residential | 375 | No | 1.5 | No
208121857 | Mini/Multi Split | ECO-AIR | HRCU-A-CB-O | MOD31-23HFN1-MT2Q1W |  | Mini-Splits (Non-Ducted) | MSABE-23HRFN1-MT2Q1W |  | 23000 | 20.5 |  | 12.5 | 10.5 |  | 25000 | 17900 | 71.6% | 23000 | 20.5 | 12.5 | 9.2 | 25000 |  |  |  | Residential | 480 | No | 1.92 | No
208121859 | Mini/Multi Split | ECO-AIR | HRCU-A-CB-O | MOX230-09HFN1-MW5W |  | Mini-Splits (Non-Ducted) | MSEPB-09HRFN1-MY5W(GA) |  | 9000 | 25.5 |  | 15 | 12.2 |  | 10000 | 8500 | 85% | 9000 | 25.5 | 15 | 12.3 | 10000 | 7500 | 75% | 2.17 | Residential | 187.5 | Yes | 0.75 | Both
208121860 | Mini/Multi Split | ECO-AIR | HRCU-A-CB-O | MOX230-12HFN1-MV5W |  | Mini-Splits (Non-Ducted) | MSEPB-12HRFN1-MW5W(GA) |  | 12000 | 23.2 |  | 13.7 | 13.2 |  | 12000 | 9000 | 75% | 12000 | 24.6 | 13.7 | 10.7 | 12000 |  |  |  | Residential | 250 | No | 1 | No
208121861 | Mini/Multi Split | ECO-AIR | HRCU-A-CB-O | MOX430-18HFN1-MT8W |  | Mini-Splits (Non-Ducted) | MSEPC-18HRFN1-MU0W |  | 18000 | 22.6 |  | 12.5 | 12 |  | 19000 | 12700 | 66.84% | [8 empty] | Residential | 375 | No | 1.5
208121862 | Mini/Multi Split | ECO-AIR | HRCU-A-CB-O | MOD33-24HFN1-MT0W |  | Mini-Splits (Non-Ducted) | MSEPD-24HRFN1-MU0W |  | 24000 | 22 |  | 14 | 12 |  | 25000 | 16200 | 64.8% | 24000 | 22 | 14 | 10 | 25000 |  |  |  | Residential | 500 | No | 2 | No
208121863 | Mini/Multi Split | ECO-AIR | HRCU-A-CB-O | MOX230-09HFN1-MW5W |  | Mini-Splits (Non-Ducted) | MSEPB-06HRFN1-MY5W |  | 6000 | 26.5 |  | 15.8 | 14 |  | 7000 | 8500 | 121.4% | 6000 | 26.5 | 15.8 | 13.6 | 7000 | 7500 | 107.1% | 2.1 | Residential | 125 | Yes | 0.5 | Both
208121864 | Mini/Multi Split | ECO-AIR | HRCU-A-CB-O | MOX330-09HFN1-MY5W |  | Mini-Splits (Non-Ducted) | MSEPB-09HRFN1-MY5W(GA) |  | 9000 | 28.1 |  | 16.2 | 13 |  | 11800 | 9500 | 80.51% | 9000 | 28.1 | 16.2 | 11.5 | 12000 | 10600 | 88.33% | 2 | Residential | 187.5 | Yes | 0.75 | Both
208121865 | Mini/Multi Split | ECO-AIR | HRCU-A-CB-O | MOX330-12HFN1-MW5W |  | Mini-Splits (Non-Ducted) | MSEPB-12HRFN1-MW5W(GA) |  | 12000 | 25.5 |  | 14 | 13 |  | 12000 | 10000 | 83.33% | 12000 | 25.5 | 14 | 10.4 | 12000 | 12000 | 100% | 1.8 | Residential | 250 | Yes | 1 | Both
208121866 | Mini/Multi Split | ECO-AIR | HRCU-A-CB-O | MOX430-17HFN1-MT0W |  | Mini-Splits (Non-Ducted) | MSEPC-18HRFN1-MU0W |  | 18000 | 21.5 |  | 12.5 | 13 |  | 18000 | 15000 | 83.33% | 18000 | 21.5 | 12.5 | 11.3 | 18000 | 18000 | 100% | 1.8 | Residential | 375 | Yes | 1.5 | Both
208121867 | Mini/Multi Split | ECO-AIR | HRCU-A-CB-O | MOD30-24HFN1-MU0W |  | Mini-Splits (Non-Ducted) | MSEPD-24HRFN1-MU0W |  | 24000 | 21.5 |  | 13 | 12 |  | 29000 | 21200 | 73.1% | 24000 | 21.5 | 13 | 11.4 | 29000 | 25000 | 86.21% | 2.21 | Residential | 500 | Yes | 2 | Both
208121868 | Mini/Multi Split | ECO-AIR | HMSV-A-CB | M2OA-18HFN1-M |  | Non-Ducted Indoor Units |  |  | 18000 | 22.5 |  | 13.3 | 10.6 |  | 19000 | 14300 | 75.26% | 18000 | 22.9 | 13.9 | 10.5 | 19000 |  |  |  | Residential | 375 | No | 1.5 | No
208121870 | Mini/Multi Split | ECO-AIR | HMSV-A-CB | M2OA-18HFN1-M |  | Mixed Ducted and Non-Ducted Indoor Units |  |  | 18000 | 20.75 |  | 12.65 | 10.7 |  | 19000 | 14500 | 76.32% | [8 empty] | Residential | 375 | No | 1.5 | No
208121871 | Mini/Multi Split | ECO-AIR | HMSV-A-CB | M3OJ-27HFN1-M |  | Non-Ducted Indoor Units |  |  | 28000 | 23.8 |  | 12.5 | 10.5 |  | 28000 | 21000 | 75% | 28000 | 24.6 | 12.7 | 9.3 | 28000 |  |  |  | Residential | 582.5 | No | 2.33 | No
208121877 | Mini/Multi Split | ECO-AIR | HMSV-A-CB | M5OG-48HFN1-M |  | Non-Ducted Indoor Units |  |  | 48000 | 22.4 |  | 12.5 | 11 |  | 48000 | 34000 | 70.83% | 48000 | 23.4 | 12.5 | 8.7 | 48000 |  |  |  | Residential | 1000 | No | 4 | No
208121880 | Mini/Multi Split | Alsetria | HRCU-A-CB-O | MOX230-09HFN1-BS5W |  | Mini-Splits (Non-Ducted) | MSAG11A-09HRFN1-BS5W |  | 9000 | 21.5 |  | 12.5 | 10.3 |  | 10000 | 6300 | 63% | 9000 | 21.5 | 12.5 | 9.1 | 10000 | 7000 | 70% | 2.16 | Residential | 187.5 | Yes | 0.75 | Both
208121882 | Mini/Multi Split | Alsetria | HRCU-A-CB-O | MOX230-09HFN1-MT0W |  | Mini-Splits (Non-Ducted) | MSAG11A-09HRFN1-MT0W |  | 9000 | 21.5 |  | 12.6 | 10 |  | 10000 | 6000 | 60% | 9000 | 21.5 | 12.6 | 9.4 | 10000 | 7000 | 70% | 2 | Residential | 187.5 | Yes | 0.75 | Both
208121892 | Mini/Multi Split | Alsetria | HRCU-A-CB-O | MOX230-12HFN1-BV0Q1W |  | Mini-Splits (Non-Ducted) | MSABB-12HRFN1-BV0Q1W |  | 12000 | 22 |  | 12.5 | 11.5 |  | 12000 | 7500 | 62.5% | 12000 | 22.5 | 12.5 | 9 | 12000 |  |  |  | Residential | 250 | No | 1 | No
208121893 | Mini/Multi Split | Alsetria | HRCU-A-CB-O | MOX430-18HFN1-MT2Q1W |  | Mini-Splits (Non-Ducted) | MSABE-18HRFN1-MT2Q1W |  | 18000 | 22 |  | 12.5 | 11.5 |  | 18000 | 13800 | 76.67% | 18000 | 22.7 | 12.6 | 9.8 | 18000 |  |  |  | Residential | 375 | No | 1.5 | No
208121894 | Mini/Multi Split | Alsetria | HRCU-A-CB-O | MOD31-23HFN1-MT2Q1W |  | Mini-Splits (Non-Ducted) | MSABE-23HRFN1-MT2Q1W |  | 23000 | 20.5 |  | 12.5 | 10.5 |  | 25000 | 17900 | 71.6% | 23000 | 20.5 | 12.5 | 9.2 | 25000 |  |  |  | Residential | 480 | No | 1.92 | No
208121896 | Mini/Multi Split | Alsetria | HRCU-A-CB-O | MOX230-09HFN1-MW5W |  | Mini-Splits (Non-Ducted) | MSEPB-09HRFN1-MY5W(GA) |  | 9000 | 25.5 |  | 15 | 12.2 |  | 10000 | 8500 | 85% | 9000 | 25.5 | 15 | 12.3 | 10000 | 7500 | 75% | 2.17 | Residential | 187.5 | Yes | 0.75 | Both
208121897 | Mini/Multi Split | Alsetria | HRCU-A-CB-O | MOX230-12HFN1-MV5W |  | Mini-Splits (Non-Ducted) | MSEPB-12HRFN1-MW5W(GA) |  | 12000 | 23.2 |  | 13.7 | 13.2 |  | 12000 | 9000 | 75% | 12000 | 24.6 | 13.7 | 10.7 | 12000 |  |  |  | Residential | 250 | No | 1 | No
208121898 | Mini/Multi Split | Alsetria | HRCU-A-CB-O | MOX430-18HFN1-MT8W |  | Mini-Splits (Non-Ducted) | MSEPC-18HRFN1-MU0W |  | 18000 | 22.6 |  | 12.5 | 12 |  | 19000 | 12700 | 66.84% | [8 empty] | Residential | 375 | No | 1.5
208121899 | Mini/Multi Split | Alsetria | HRCU-A-CB-O | MOD33-24HFN1-MT0W |  | Mini-Splits (Non-Ducted) | MSEPD-24HRFN1-MU0W |  | 24000 | 22 |  | 14 | 12 |  | 25000 | 16200 | 64.8% | 24000 | 22 | 14 | 10 | 25000 |  |  |  | Residential | 500 | No | 2 | No
208121900 | Mini/Multi Split | Alsetria | HRCU-A-CB-O | MOX230-09HFN1-MW5W |  | Mini-Splits (Non-Ducted) | MSEPB-06HRFN1-MY5W |  | 6000 | 26.5 |  | 15.8 | 14 |  | 7000 | 8500 | 121.4% | 6000 | 26.5 | 15.8 | 13.6 | 7000 | 7500 | 107.1% | 2.1 | Residential | 125 | Yes | 0.5 | Both
208121901 | Mini/Multi Split | Alsetria | HRCU-A-CB-O | MOX330-09HFN1-MY5W |  | Mini-Splits (Non-Ducted) | MSEPB-09HRFN1-MY5W(GA) |  | 9000 | 28.1 |  | 16.2 | 13 |  | 11800 | 9500 | 80.51% | 9000 | 28.1 | 16.2 | 11.5 | 12000 | 10600 | 88.33% | 2 | Residential | 187.5 | Yes | 0.75 | Both
208121902 | Mini/Multi Split | Alsetria | HRCU-A-CB-O | MOX330-12HFN1-MW5W |  | Mini-Splits (Non-Ducted) | MSEPB-12HRFN1-MW5W(GA) |  | 12000 | 25.5 |  | 14 | 13 |  | 12000 | 10000 | 83.33% | 12000 | 25.5 | 14 | 10.4 | 12000 | 12000 | 100% | 1.8 | Residential | 250 | Yes | 1 | Both
208121903 | Mini/Multi Split | Alsetria | HRCU-A-CB-O | MOX430-17HFN1-MT0W |  | Mini-Splits (Non-Ducted) | MSEPC-18HRFN1-MU0W |  | 18000 | 21.5 |  | 12.5 | 13 |  | 18000 | 15000 | 83.33% | 18000 | 21.5 | 12.5 | 11.3 | 18000 | 18000 | 100% | 1.8 | Residential | 375 | Yes | 1.5 | Both
208121904 | Mini/Multi Split | Alsetria | HRCU-A-CB-O | MOD30-24HFN1-MU0W |  | Mini-Splits (Non-Ducted) | MSEPD-24HRFN1-MU0W |  | 24000 | 21.5 |  | 13 | 12 |  | 29000 | 21200 | 73.1% | 24000 | 21.5 | 13 | 11.4 | 29000 | 25000 | 86.21% | 2.21 | Residential | 500 | Yes | 2 | Both
208121905 | Mini/Multi Split | Alsetria | HMSV-A-CB | M2OA-18HFN1-M |  | Non-Ducted Indoor Units |  |  | 18000 | 22.5 |  | 13.3 | 10.6 |  | 19000 | 14300 | 75.26% | 18000 | 22.9 | 13.9 | 10.5 | 19000 |  |  |  | Residential | 375 | No | 1.5 | No
208121907 | Mini/Multi Split | Alsetria | HMSV-A-CB | M2OA-18HFN1-M |  | Mixed Ducted and Non-Ducted Indoor Units |  |  | 18000 | 20.75 |  | 12.65 | 10.7 |  | 19000 | 14500 | 76.32% | [8 empty] | Residential | 375 | No | 1.5 | No
208121908 | Mini/Multi Split | Alsetria | HMSV-A-CB | M3OJ-27HFN1-M |  | Non-Ducted Indoor Units |  |  | 28000 | 23.8 |  | 12.5 | 10.5 |  | 28000 | 21000 | 75% | 28000 | 24.6 | 12.7 | 9.3 | 28000 |  |  |  | Residential | 582.5 | No | 2.33 | No
208121914 | Mini/Multi Split | Alsetria | HMSV-A-CB | M5OG-48HFN1-M |  | Non-Ducted Indoor Units |  |  | 48000 | 22.4 |  | 12.5 | 11 |  | 48000 | 34000 | 70.83% | 48000 | 23.4 | 12.5 | 8.7 | 48000 |  |  |  | Residential | 1000 | No | 4 | No
208121923 | Mini/Multi Split | EMI | HRCU-A-CB-O | MHSZ106DA |  | Mini-Splits (Non-Ducted) | MHWAL06DA |  | 6000 | 26.5 |  | 15.8 | 14 |  | 7000 | 8500 | 121.4% | 6000 | 26.5 | 15.8 | 13.6 | 7000 | 7500 | 107.1% | 2.1 | Residential | 125 | Yes | 0.5 | Both
208121924 | Mini/Multi Split | EMI | HRCU-A-CB-O | MHSZ109DA |  | Mini-Splits (Non-Ducted) | MHWAL09DA |  | 9000 | 28.1 |  | 16.2 | 13 |  | 11800 | 9500 | 80.51% | 9000 | 28.1 | 16.2 | 11.5 | 12000 | 10600 | 88.33% | 2 | Residential | 187.5 | Yes | 0.75 | Both
208121925 | Mini/Multi Split | EMI | HRCU-A-CB-O | MHSZ112DA |  | Mini-Splits (Non-Ducted) | MHWAL12DA |  | 12000 | 25.5 |  | 14 | 13 |  | 12000 | 10000 | 83.33% | 12000 | 25.5 | 14 | 10.4 | 12000 | 12000 | 100% | 1.8 | Residential | 250 | Yes | 1 | Both
208121926 | Mini/Multi Split | EMI | HRCU-A-CB-O | MHSZ118DA |  | Mini-Splits (Non-Ducted) | MHWAL18DA |  | 18000 | 21.5 |  | 12.5 | 13 |  | 18000 | 15000 | 83.33% | 18000 | 21.5 | 12.5 | 11.3 | 18000 | 18000 | 100% | 1.8 | Residential | 375 | Yes | 1.5 | Both
208121927 | Mini/Multi Split | EMI | HRCU-A-CB-O | MHSZ124DA |  | Mini-Splits (Non-Ducted) | MHWAL24DA |  | 24000 | 21.5 |  | 13 | 12 |  | 29000 | 21200 | 73.1% | 24000 | 21.5 | 13 | 11.4 | 29000 | 25000 | 86.21% | 2.21 | Residential | 500 | Yes | 2 | Both
208121928 | Mini/Multi Split | EMI | HRCU-A-CB-O | MHSZ109DA |  | Mini-Splits (Non-Ducted) | MHCAS09DA |  | 9000 | 20.5 |  | 13 | 10.8 |  | 10000 | 9000 | 90% | 9000 | 20.5 | 13 | 10.3 | 9800 | 10000 | 102% | 1.8 | Residential | 187.5 | Yes | 0.75 | Both
208121929 | Mini/Multi Split | EMI | HRCU-A-CB-O | MHSZ112DA |  | Mini-Splits (Non-Ducted) | MHCAS12DA |  | 12000 | 21.5 |  | 12.7 | 10.6 |  | 12000 | 9900 | 82.5% | 12000 | 22.3 | 12.7 | 10.2 | 12000 | 11300 | 94.17% | 1.89 | Residential | 250 | Yes | 1 | Both
208121930 | Mini/Multi Split | EMI | HRCU-A-CB-O | MHSZ118DA |  | Mini-Splits (Non-Ducted) | MHCAS18DA |  | 16000 | 20 |  | 12.5 | 10.3 |  | 18000 | 15600 | 86.67% | 16000 | 20 | 12.5 | 9.5 | 17000 | 16000 | 94.12% | 1.75 | Residential | 332.5 | No | 1.33 | Both
208121932 | Mini/Multi Split | EMI | HMSV-A-CB | MHMZ218DA |  | Non-Ducted Indoor Units |  |  | 19000 | 22 |  | 12.5 | 10.2 |  | 20000 | 15000 | 75% | 19000 | 22 | 12.5 | 9.8 | 20000 | 19700 | 98.5% | 1.9 | Residential | 395 | Yes | 1.58 | Both
208121935 | Mini/Multi Split | EMI | HMSV-A-CB | MHMZ327DA |  | Non-Ducted Indoor Units |  |  | 28000 | 22.5 |  | 12.5 | 11.3 |  | 28000 | 26600 | 95% | 28000 | 23 | 12.5 | 10.6 | 28000 | 25000 | 89.29% | 1.8 | Residential | 582.5 | Yes | 2.33 | Both
208121938 | Mini/Multi Split | EMI | HMSV-A-CB | MHMZ436DA |  | Non-Ducted Indoor Units |  |  | 36000 | 21.8 |  | 13.6 | 11 |  | 36400 | 33000 | 90.66% | 36000 | 22.2 | 13.6 | 10.3 | 37000 | 36000 | 97.3% | 1.9 | Residential | 750 | Yes | 3 | Both
208121944 | Mini/Multi Split | PIONEER | HRCU-A-CB-O | YN009GMFI20RPD |  | Mini-Splits (Non-Ducted) | CB009GMFILCFHD |  | 9000 | 20 |  | 13 | 10.5 |  | 10000 | 7500 | 75% | 9000 | 20 | 13 | 10 | 10000 | 7400 | 74% | 1.9 | Residential | 187.5 | Yes | 0.75 | Both
208121945 | Mini/Multi Split | PIONEER | HRCU-A-CB-O | YN012GMFI20RPD |  | Mini-Splits (Non-Ducted) | CB012GMFILCFHD |  | 12000 | 22 |  | 14 | 10.6 |  | 12000 | 8900 | 74.17% | 12000 | 22.7 | 14 | 10 | 12000 |  |  |  | Residential | 250 | No | 1 | No
208121946 | Mini/Multi Split | PIONEER | HRCU-A-CB-O | WS018GMFI20HLD |  | Mini-Splits (Non-Ducted) | CB018GMFILCFHD |  | 16000 | 20.5 |  | 12.5 | 11 |  | 18500 | 12000 | 64.86% | 16000 | 20.5 | 12.5 | 10.5 | 19000 |  |  |  | Residential | 332.5 | No | 1.33 | No
208121947 | Mini/Multi Split | PIONEER | HRCU-A-CB-O | YN024GMFI20RPD |  | Mini-Splits (Non-Ducted) | CB024GMFILDFHE |  | 24000 | 20.7 |  | 12.5 | 10.5 |  | 25000 | 19000 | 76% | 24000 | 21.5 | 12.5 | 9.7 | 25000 | 18500 | 74% | 2.2 | Residential | 500 | Yes | 2 | Both
208121961 | Mini/Multi Split | PIONEER | HMSV-A-CB | YN020GMFI22M2E |  | Non-Ducted Indoor Units |  |  | 18000 | 21.5 |  | 12.5 | 10.6 |  | 19000 | 14400 | 75.79% | 18000 | 21 | 12.5 | 10.2 | 19000 |  |  |  | Residential | 375 | No | 1.5 | No
208127266 | Mini/Multi Split | Allied | HRCU-A-CB-O | 4DHP2S12S-1L |  | Mini-Splits (Non-Ducted) | DWM212S4-1L |  | 12000 | 23 |  | 13 | 11.6 |  | 12100 | 8400 | 69.42% | 12000 | 23.5 | 13 | 10 | 12000 |  |  |  | Residential | 250 | No | 1 | No
208128182 | Mini/Multi Split | Allied | HRCU-A-CB-O | 4DHP2S09S-1P |  | Mini-Splits (Non-Ducted) | DWM209S4-1P |  | 9000 | 25.5 |  | 15 | 12.2 |  | 10000 | 8500 | 85% | 9000 | 25.5 | 15 | 12.3 | 10000 | 7500 | 75% | 2.17 | Residential | 187.5 | Yes | 0.75 | Both
208128183 | Mini/Multi Split | Allied | HRCU-A-CB-O | 4DHP2S09S-1P |  | Mini-Splits (Non-Ducted) | D22C109S4-1P |  | 9000 | 20 |  | 13 | 10.5 |  | 10000 | 7500 | 75% | 9000 | 20 | 13 | 10 | 10000 | 7400 | 74% | 1.9 | Residential | 187.5 | Yes | 0.75 | Both
208128184 | Mini/Multi Split | Allied | HRCU-A-CB | 4DHP2S09S-1P |  | Mini-Splits (Ducted) | DMD209S4-1P |  | 9000 | 21 |  | 13.5 | 11.5 |  | 10000 | 7700 | 77% | 9000 | 19.2 | 12.5 | 10.2 | 10000 | 8000 | 80% | 2.1 | Residential | 187.5 | Yes | 0.75 | Both
208128185 | Mini/Multi Split | AirEase | HRCU-A-CB-O | 4DHP2S09S-1P |  | Mini-Splits (Non-Ducted) | DWM209S4-1P |  | 9000 | 25.5 |  | 15 | 12.2 |  | 10000 | 8500 | 85% | 9000 | 25.5 | 15 | 12.3 | 10000 | 7500 | 75% | 2.17 | Residential | 187.5 | Yes | 0.75 | Both
208128186 | Mini/Multi Split | AirEase | HRCU-A-CB-O | 4DHP2S09S-1P |  | Mini-Splits (Non-Ducted) | D22C109S4-1P |  | 9000 | 20 |  | 13 | 10.5 |  | 10000 | 7500 | 75% | 9000 | 20 | 13 | 10 | 10000 | 7400 | 74% | 1.9 | Residential | 187.5 | Yes | 0.75 | Both
208128187 | Mini/Multi Split | AirEase | HRCU-A-CB | 4DHP2S09S-1P |  | Mini-Splits (Ducted) | DMD209S4-1P |  | 9000 | 21 |  | 13.5 | 11.5 |  | 10000 | 7700 | 77% | 9000 | 19.2 | 12.5 | 10.2 | 10000 | 8000 | 80% | 2.1 | Residential | 187.5 | Yes | 0.75 | Both
208128188 | Mini/Multi Split | Armstrong Air | HRCU-A-CB-O | 4DHP2S09S-1P |  | Mini-Splits (Non-Ducted) | DWM209S4-1P |  | 9000 | 25.5 |  | 15 | 12.2 |  | 10000 | 8500 | 85% | 9000 | 25.5 | 15 | 12.3 | 10000 | 7500 | 75% | 2.17 | Residential | 187.5 | Yes | 0.75 | Both
208128189 | Mini/Multi Split | Armstrong Air | HRCU-A-CB-O | 4DHP2S09S-1P |  | Mini-Splits (Non-Ducted) | D22C109S4-1P |  | 9000 | 20 |  | 13 | 10.5 |  | 10000 | 7500 | 75% | 9000 | 20 | 13 | 10 | 10000 | 7400 | 74% | 1.9 | Residential | 187.5 | Yes | 0.75 | Both
208128190 | Mini/Multi Split | Armstrong Air | HRCU-A-CB | 4DHP2S09S-1P |  | Mini-Splits (Ducted) | DMD209S4-1P |  | 9000 | 21 |  | 13.5 | 11.5 |  | 10000 | 7700 | 77% | 9000 | 19.2 | 12.5 | 10.2 | 10000 | 8000 | 80% | 2.1 | Residential | 187.5 | Yes | 0.75 | Both
208128191 | Mini/Multi Split | CONCORD | HRCU-A-CB-O | 4DHP2S09S-1P |  | Mini-Splits (Non-Ducted) | DWM209S4-1P |  | 9000 | 25.5 |  | 15 | 12.2 |  | 10000 | 8500 | 85% | 9000 | 25.5 | 15 | 12.3 | 10000 | 7500 | 75% | 2.17 | Residential | 187.5 | Yes | 0.75 | Both
208128192 | Mini/Multi Split | CONCORD | HRCU-A-CB-O | 4DHP2S09S-1P |  | Mini-Splits (Non-Ducted) | D22C109S4-1P |  | 9000 | 20 |  | 13 | 10.5 |  | 10000 | 7500 | 75% | 9000 | 20 | 13 | 10 | 10000 | 7400 | 74% | 1.9 | Residential | 187.5 | Yes | 0.75 | Both
208128193 | Mini/Multi Split | CONCORD | HRCU-A-CB | 4DHP2S09S-1P |  | Mini-Splits (Ducted) | DMD209S4-1P |  | 9000 | 21 |  | 13.5 | 11.5 |  | 10000 | 7700 | 77% | 9000 | 19.2 | 12.5 | 10.2 | 10000 | 8000 | 80% | 2.1 | Residential | 187.5 | Yes | 0.75 | Both
208128194 | Mini/Multi Split | DUCANE | HRCU-A-CB-O | 4DHP2S09S-1P |  | Mini-Splits (Non-Ducted) | DWM209S4-1P |  | 9000 | 25.5 |  | 15 | 12.2 |  | 10000 | 8500 | 85% | 9000 | 25.5 | 15 | 12.3 | 10000 | 7500 | 75% | 2.17 | Residential | 187.5 | Yes | 0.75 | Both
208128195 | Mini/Multi Split | DUCANE | HRCU-A-CB-O | 4DHP2S09S-1P |  | Mini-Splits (Non-Ducted) | D22C109S4-1P |  | 9000 | 20 |  | 13 | 10.5 |  | 10000 | 7500 | 75% | 9000 | 20 | 13 | 10 | 10000 | 7400 | 74% | 1.9 | Residential | 187.5 | Yes | 0.75 | Both
208128196 | Mini/Multi Split | DUCANE | HRCU-A-CB | 4DHP2S09S-1P |  | Mini-Splits (Ducted) | DMD209S4-1P |  | 9000 | 21 |  | 13.5 | 11.5 |  | 10000 | 7700 | 77% | 9000 | 19.2 | 12.5 | 10.2 | 10000 | 8000 | 80% | 2.1 | Residential | 187.5 | Yes | 0.75 | Both
208128250 | Mini/Multi Split | Comfor Matic | HMSV-A-CB-O | GFMCB18-H2 |  | Non-Ducted Indoor Units |  |  | 18000 | 22 |  | 12.5 | 11 |  | 19000 | 12800 | 67.37% | 18000 | 21 | 12.5 | 9 | 19000 |  |  |  | Residential | 375 | No | 1.5 | No
208128251 | Mini/Multi Split | Comfor Matic | HMSV-A-CB-O | GFMCB24-H2 |  | Non-Ducted Indoor Units |  |  | 24000 | 21 |  | 12.5 | 11 |  | 26000 | 16600 | 63.85% | 24000 | 21 | 11.8 | 9 | 26000 |  |  |  | Residential | 500 | No | 2 | No
208128260 | Mini/Multi Split | GREE | HRCU-A-CB-O | GWH09ACCXB-D3DNA5A/O |  | Mini-Splits (Non-Ducted) | GWH09ACCXB-D3DN***/I |  | 9100 | 20 |  | 13.3 | 10 |  | 10500 | 6100 | 58.1% | [8 empty] | Residential | 190 | No | 0.76
208128263 | Mini/Multi Split | SEA BREEZE+ | HRCU-A-CB-O | SZ12H424ZMO |  | Mini-Splits (Non-Ducted) | WM12H424ZMI |  | 12000 | 22.2 |  | 13 | 11 |  | 12000 | 10000 | 83.33% | 12000 | 23.1 | 13 | 10.8 | 12000 | 8400 | 70% | 2.41 | Residential | 250 | Yes | 1 | Both
208128264 | Mini/Multi Split | SEA BREEZE+ | HRCU-A-CB-O | SZ18H424ZMO |  | Mini-Splits (Non-Ducted) | WM18H424ZMI |  | 18000 | 24 |  | 13.5 | 11.6 |  | 18000 | 14100 | 78.33% | 18000 | 24 | 13.5 | 10.5 | 18000 | 12800 | 71.11% | 2.44 | Residential | 375 | Yes | 1.5 | Both
208128265 | Mini/Multi Split | SEA BREEZE+ | HRCU-A-CB-O | SZ24H424ZMO |  | Mini-Splits (Non-Ducted) | WM24H424ZMI |  | 24000 | 21 |  | 13 | 10 |  | 26000 | 17400 | 66.92% | 24000 | 21 | 13 | 8.5 | 26000 |  |  |  | Residential | 500 | No | 2 | No
208128266 | Mini/Multi Split | SEA BREEZE+ | HRCU-A-CB-O | SZ9H424ZMO |  | Mini-Splits (Non-Ducted) | WM6H424ZMI |  | 6000 | 23.5 |  | 15 | 11 |  | 7000 | 7500 | 107.1% | 6000 | 23.5 | 15 | 12 | 7000 | 7100 | 101.4% | 1.84 | Residential | 125 | Yes | 0.5 | Both
208128267 | Mini/Multi Split | SEA BREEZE+ | HRCU-A-CB-O | HSZ12H424ZMO |  | Mini-Splits (Non-Ducted) | WM12H424ZMI |  | 12000 | 22 |  | 13 | 12.7 |  | 12000 | 10300 | 85.83% | 12000 | 23.1 | 13 | 10.5 | 12000 | 11000 | 91.67% | 1.88 | Residential | 250 | Yes | 1 | Both
208128268 | Mini/Multi Split | SEA BREEZE+ | HRCU-A-CB-O | HSZ12H424ZMO |  | Mini-Splits (Non-Ducted) | CA12H424ZMI |  | 12000 | 21.5 |  | 12.7 | 10.6 |  | 12000 | 9900 | 82.5% | 12000 | 22.3 | 12.7 | 10.2 | 12000 | 11300 | 94.17% | 1.89 | Residential | 250 | Yes | 1 | Both
208128269 | Mini/Multi Split | SEA BREEZE+ | HRCU-A-CB | HSZ12H424ZMO |  | Mini-Splits (Ducted) | D12H424ZMI |  | 12000 | 21.5 |  | 13 | 11.5 |  | 12000 | 10600 | 88.33% | 12000 | 19.5 | 11.7 | 10 | 12500 | 12100 | 96.8% | 1.96 | Residential | 250 | Yes | 1 | Both
208128270 | Mini/Multi Split | SEA BREEZE+ | HRCU-A-CB-O | SZ9H424ZMO |  | Mini-Splits (Non-Ducted) | CA9H424ZMI |  | 9000 | 20 |  | 13 | 10.5 |  | 10000 | 7500 | 75% | 9000 | 20 | 13 | 10 | 10000 | 7400 | 74% | 1.9 | Residential | 187.5 | Yes | 0.75 | Both
208128271 | Mini/Multi Split | SEA BREEZE+ | HRCU-A-CB-O | SZ12H424ZMO |  | Mini-Splits (Non-Ducted) | CA12H424ZMI |  | 12000 | 22 |  | 14 | 10.6 |  | 12000 | 8900 | 74.17% | 12000 | 22.7 | 14 | 10 | 12000 |  |  |  | Residential | 250 | No | 1 | No
208128272 | Mini/Multi Split | SEA BREEZE+ | HRCU-A-CB-O | SZ18H424ZMO |  | Mini-Splits (Non-Ducted) | CA18H424ZMI |  | 16000 | 20.5 |  | 12.5 | 11 |  | 18500 | 12000 | 64.86% | 16000 | 20.5 | 12.5 | 10.5 | 19000 |  |  |  | Residential | 332.5 | No | 1.33 | No
208128273 | Mini/Multi Split | SEA BREEZE+ | HRCU-A-CB-O | SZ24H424ZMO |  | Mini-Splits (Non-Ducted) | CA24H424ZMI |  | 24000 | 20.7 |  | 12.5 | 10.5 |  | 25000 | 19000 | 76% | 24000 | 21.5 | 12.5 | 9.7 | 25000 | 18500 | 74% | 2.2 | Residential | 500 | Yes | 2 | Both
208128276 | Mini/Multi Split | SEA BREEZE+ | HRCU-A-CB | SZ9H424ZMO |  | Mini-Splits (Ducted) | D9H424ZMI |  | 9000 | 21 |  | 13.5 | 11.5 |  | 10000 | 7700 | 77% | 9000 | 19.2 | 12.5 | 10.2 | 10000 | 8000 | 80% | 2.1 | Residential | 187.5 | Yes | 0.75 | Both
208128277 | Mini/Multi Split | SEA BREEZE+ | HRCU-A-CB | SZ12H424ZMO |  | Mini-Splits (Ducted) | D12H424ZMI |  | 12000 | 21.5 |  | 12.5 | 11.5 |  | 12000 | 9300 | 77.5% | 11500 | 19 | 11.7 | 10.3 | 12000 | 8400 | 70% | 2.26 | Residential | 240 | Yes | 0.96 | Both
208128278 | Mini/Multi Split | SEA BREEZE+ | HRCU-A-CB | SZ18H424ZMO |  | Mini-Splits (Ducted) | D18H424ZMI |  | 18000 | 20.5 |  | 12.5 | 11 |  | 20000 | 12600 | 63% | 17000 | 20 | 12.5 | 10.6 | 20000 |  |  |  | Residential | 355 | No | 1.42 | No
208128279 | Mini/Multi Split | SEA BREEZE+ | HRCU-A-CB | SZ24H424ZMO |  | Mini-Splits (Ducted) | D24H424ZMI |  | 24000 | 21.5 |  | 12.6 | 11.2 |  | 24600 | 20000 | 81.3% | 23000 | 19 | 12.5 | 11.2 | 25000 | 20000 | 80% | 2.3 | Residential | 480 | Yes | 1.92 | Both
208128280 | Mini/Multi Split | SEA BREEZE+ | HRCU-A-CB-O | SZ18H424ZMO |  | Mini-Splits (Non-Ducted) | FC18H424ZMI |  | 18000 | 21.5 |  | 12.5 | 10.5 |  | 20000 | 12800 | 64% | 18000 | 23 | 12.5 | 10 | 20000 |  |  |  | Residential | 375 | No | 1.5 | No
208128281 | Mini/Multi Split | SEA BREEZE+ | HRCU-A-CB-O | SZ24H424ZMO |  | Mini-Splits (Non-Ducted) | FC24H424ZMI |  | 24000 | 20 |  | 12.5 | 11.2 |  | 24000 | 16000 | 66.67% | 24000 | 21.2 | 12.5 | 10.3 | 24000 | 18200 | 75.83% | 2.2 | Residential | 500 | Yes | 2 | Both
208128282 | Mini/Multi Split | SEA BREEZE+ | HMSV-A-CB | MZ18H424ZMO |  | Non-Ducted Indoor Units |  |  | 18000 | 21.5 |  | 12.5 | 10.6 |  | 19000 | 14400 | 75.79% | 18000 | 21 | 12.5 | 10.2 | 19000 |  |  |  | Residential | 375 | No | 1.5 | No
208128285 | Mini/Multi Split | SEA BREEZE+ | HMSV-A-CB | MZ27H424ZMO |  | Non-Ducted Indoor Units |  |  | 24000 | 23 |  | 12.5 | 10.2 |  | 24000 | 13300 | 55.42% | [8 empty] | Residential | 500 | No | 2
208128286 | Mini/Multi Split | SEA BREEZE+ | HMSV-A-CB | MZ27H424ZMO |  | Ducted Indoor Units |  |  | 24000 | 21.1 |  | 12.5 | 10.5 |  | 24000 | 18500 | 77.08% | [8 empty] | Residential | 500 | No | 2
208128287 | Mini/Multi Split | SEA BREEZE+ | HMSV-A-CB | MZ27H424ZMO |  | Mixed Ducted and Non-Ducted Indoor Units |  |  | 24000 | 22.05 |  | 12.5 | 10.35 |  | 24000 | 15900 | 66.25% | [8 empty] | Residential | 500 | No | 2
208128297 | Mini/Multi Split | SEA BREEZE+ | HMSV-A-CB | HMZ36H424ZMO |  | Non-Ducted Indoor Units |  |  | 36000 | 20 |  | 12.5 | 10.8 |  | 36000 | 35000 | 97.22% | 36000 | 20 | 12.5 | 9.7 | 37000 | 36000 | 97.3% | 1.9 | Residential | 750 | Yes | 3 | Both
208130803 | Mini/Multi Split | LBG Products | HRCU-A-CB-O | LBHB09DUWO |  | Mini-Splits (Non-Ducted) | LBHB09DUWI |  | 9000 | 24 |  | 14.7 | 12.7 |  | 10000 | 8100 | 81% | 9000 | 24 | 14.7 | 11.6 | 10000 | 7500 | 75% | 2.25 | Residential | 187.5 | Yes | 0.75 | Both
208130804 | Mini/Multi Split | LBG Products | HRCU-A-CB-O | LBHB12DUWO |  | Mini-Splits (Non-Ducted) | LBHB12DUWI |  | 12000 | 22.2 |  | 13 | 11 |  | 12000 | 10000 | 83.33% | 12000 | 23.1 | 13 | 10.8 | 12000 | 8400 | 70% | 2.41 | Residential | 250 | Yes | 1 | Both
208130805 | Mini/Multi Split | LBG Products | HRCU-A-CB-O | LBHB18DUWO |  | Mini-Splits (Non-Ducted) | LBHB18DUWI |  | 18000 | 24 |  | 13.5 | 11.6 |  | 18000 | 14100 | 78.33% | 18000 | 24 | 13.5 | 10.5 | 18000 | 12800 | 71.11% | 2.44 | Residential | 375 | Yes | 1.5 | Both
208130806 | Mini/Multi Split | LBG Products | HRCU-A-CB-O | LBHB24DUWO |  | Mini-Splits (Non-Ducted) | LBHB24DUWI |  | 24000 | 21 |  | 13 | 10 |  | 26000 | 17400 | 66.92% | 24000 | 21 | 13 | 8.5 | 26000 |  |  |  | Residential | 500 | No | 2 | No
208130807 | Mini/Multi Split | LBG Products | HRCU-A-CB-O | LBHB09DUWO |  | Mini-Splits (Non-Ducted) | LMHB09DSI |  | 9000 | 20 |  | 13 | 10.5 |  | 10000 | 7500 | 75% | 9000 | 20 | 13 | 10 | 10000 | 7400 | 74% | 1.9 | Residential | 187.5 | Yes | 0.75 | Both
208130808 | Mini/Multi Split | LBG Products | HRCU-A-CB-O | LBHB12DUWO |  | Mini-Splits (Non-Ducted) | LMHB12DSI |  | 12000 | 22 |  | 14 | 10.6 |  | 12000 | 8900 | 74.17% | 12000 | 22.7 | 14 | 10 | 12000 |  |  |  | Residential | 250 | No | 1 | No
208130809 | Mini/Multi Split | LBG Products | HRCU-A-CB-O | LBHB18DUWO |  | Mini-Splits (Non-Ducted) | LMHB18DSI |  | 16000 | 20.5 |  | 12.5 | 11 |  | 18500 | 12000 | 64.86% | 16000 | 20.5 | 12.5 | 10.5 | 19000 |  |  |  | Residential | 332.5 | No | 1.33 | No
208130810 | Mini/Multi Split | LBG Products | HRCU-A-CB-O | LBHB24DUWO |  | Mini-Splits (Non-Ducted) | LMHB24DSI |  | 24000 | 20.7 |  | 12.5 | 10.5 |  | 25000 | 19000 | 76% | 24000 | 21.5 | 12.5 | 9.7 | 25000 | 18500 | 74% | 2.2 | Residential | 500 | Yes | 2 | Both
208130813 | Mini/Multi Split | LBG Products | HRCU-A-CB | LBHB09DUWO |  | Mini-Splits (Ducted) | LMHB09DFI |  | 9000 | 21 |  | 13.5 | 11.5 |  | 10000 | 7700 | 77% | 9000 | 19.2 | 12.5 | 10.2 | 10000 | 8000 | 80% | 2.1 | Residential | 187.5 | Yes | 0.75 | Both
208130814 | Mini/Multi Split | LBG Products | HRCU-A-CB | LBHB12DUWO |  | Mini-Splits (Ducted) | LMHB12DFI |  | 12000 | 21.5 |  | 12.5 | 11.5 |  | 12000 | 9300 | 77.5% | 11500 | 19 | 11.7 | 10.3 | 12000 | 8400 | 70% | 2.26 | Residential | 240 | Yes | 0.96 | Both
208130815 | Mini/Multi Split | LBG Products | HRCU-A-CB | LBHB18DUWO |  | Mini-Splits (Ducted) | LMHB18DFI |  | 18000 | 20.5 |  | 12.5 | 11 |  | 20000 | 12600 | 63% | 17000 | 20 | 12.5 | 10.6 | 20000 |  |  |  | Residential | 355 | No | 1.42 | No
208130816 | Mini/Multi Split | LBG Products | HRCU-A-CB | LBHB24DUWO |  | Mini-Splits (Ducted) | LMHB24DFI |  | 24000 | 21.5 |  | 12.6 | 11.2 |  | 24600 | 20000 | 81.3% | 23000 | 19 | 12.5 | 11.2 | 25000 | 20000 | 80% | 2.3 | Residential | 480 | Yes | 1.92 | Both
208130820 | Mini/Multi Split | LBG Products | HRCU-A-CB-O | LBHB12DUWO |  | Mini-Splits (Non-Ducted) | LMHB12DZGI |  | 12000 | 21.5 |  | 13 | 10 |  | 12000 | 9000 | 75% | 12000 | 22.7 | 13 | 10.2 | 12000 | 8400 | 70% | 2.26 | Residential | 250 | Yes | 1 | Both
208130821 | Mini/Multi Split | LBG Products | HRCU-A-CB-O | LBHB18DUWO |  | Mini-Splits (Non-Ducted) | LMHB18DZDI |  | 18000 | 21.5 |  | 12.5 | 10.5 |  | 20000 | 12800 | 64% | 18000 | 23 | 12.5 | 10 | 20000 |  |  |  | Residential | 375 | No | 1.5 | No
208130822 | Mini/Multi Split | LBG Products | HRCU-A-CB-O | LBHB24DUWO |  | Mini-Splits (Non-Ducted) | LMHB24DZDI |  | 24000 | 20 |  | 12.5 | 11.2 |  | 24000 | 16000 | 66.67% | 24000 | 21.2 | 12.5 | 10.3 | 24000 | 18200 | 75.83% | 2.2 | Residential | 500 | Yes | 2 | Both
208130826 | Mini/Multi Split | LBG Products | HRCU-A-CB-O | LBHB06DVWO |  | Mini-Splits (Non-Ducted) | LBHB06DVWI |  | 6000 | 23.5 |  | 15 | 11 |  | 7000 | 7500 | 107.1% | 6000 | 23.5 | 15 | 12 | 7000 | 7100 | 101.4% | 1.84 | Residential | 125 | Yes | 0.5 | Both
208130827 | Mini/Multi Split | LBG Products | HRCU-A-CB-O | LBHB09DVWO |  | Mini-Splits (Non-Ducted) | LBHB09DUWI |  | 9000 | 25.5 |  | 15.8 | 12.5 |  | 12000 | 9300 | 77.5% | 9000 | 26.4 | 15.8 | 11.6 | 12000 | 11000 | 91.67% | 1.85 | Residential | 187.5 | Yes | 0.75 | Both
208130828 | Mini/Multi Split | LBG Products | HRCU-A-CB-O | LBHB12DVWO |  | Mini-Splits (Non-Ducted) | LBHB12DUWI |  | 12000 | 22 |  | 13 | 12.7 |  | 12000 | 10300 | 85.83% | 12000 | 23.1 | 13 | 10.5 | 12000 | 11000 | 91.67% | 1.88 | Residential | 250 | Yes | 1 | Both
208130829 | Mini/Multi Split | LBG Products | HRCU-A-CB-O | LBHB18DVWO |  | Mini-Splits (Non-Ducted) | LBHB18DUWI |  | 18000 | 21.5 |  | 13 | 11 |  | 18000 | 11100 | 61.67% | 18000 | 22 | 13 | 10.6 | 18000 | 17200 | 95.56% | 1.89 | Residential | 375 | Yes | 1.5 | Both
208130830 | Mini/Multi Split | LBG Products | HRCU-A-CB-O | LBHB24DVWO |  | Mini-Splits (Non-Ducted) | LBHB24DUWI |  | 23000 | 21.5 |  | 12.5 | 11.5 |  | 26000 | 18900 | 72.69% | 23000 | 22.3 | 12.5 | 10.3 | 26000 | 23000 | 88.46% | 1.8 | Residential | 480 | Yes | 1.92 | Both
208130831 | Mini/Multi Split | LBG Products | HRCU-A-CB-O | LBHB09DVWO |  | Mini-Splits (Non-Ducted) | LMHB09DSI |  | 9000 | 20.5 |  | 13 | 10.8 |  | 10000 | 9000 | 90% | 9000 | 20.5 | 13 | 10.3 | 9800 | 10000 | 102% | 1.8 | Residential | 187.5 | Yes | 0.75 | Both
208130832 | Mini/Multi Split | LBG Products | HRCU-A-CB-O | LBHB12DVWO |  | Mini-Splits (Non-Ducted) | LMHB12DSI |  | 12000 | 21.5 |  | 12.7 | 10.6 |  | 12000 | 9900 | 82.5% | 12000 | 22.3 | 12.7 | 10.2 | 12000 | 11300 | 94.17% | 1.89 | Residential | 250 | Yes | 1 | Both
208130833 | Mini/Multi Split | LBG Products | HRCU-A-CB-O | LBHB18DVWO |  | Mini-Splits (Non-Ducted) | LMHB18DSI |  | 16000 | 20 |  | 12.5 | 10.3 |  | 18000 | 15600 | 86.67% | 16000 | 20 | 12.5 | 9.5 | 17000 | 16000 | 94.12% | 1.75 | Residential | 332.5 | No | 1.33 | Both
208130837 | Mini/Multi Split | LBG Products | HRCU-A-CB | LBHB09DVWO |  | Mini-Splits (Ducted) | LMHB09DFI |  | 9000 | 23 |  | 14 | 12 |  | 10000 | 10100 | 101% | 9000 | 20.2 | 13.2 | 12 | 10000 | 10800 | 108% | 1.9 | Residential | 187.5 | Yes | 0.75 | Both
208130838 | Mini/Multi Split | LBG Products | HRCU-A-CB | LBHB12DVWO |  | Mini-Splits (Ducted) | LMHB12DFI |  | 12000 | 21.5 |  | 13 | 11.5 |  | 12000 | 10600 | 88.33% | 12000 | 19.5 | 11.7 | 10 | 12500 | 12100 | 96.8% | 1.96 | Residential | 250 | Yes | 1 | Both
208130839 | Mini/Multi Split | LBG Products | HRCU-A-CB | LBHB18DVWO |  | Mini-Splits (Ducted) | LMHB18DFI |  | 16500 | 19.6 |  | 12.5 | 11 |  | 19000 | 15000 | 78.95% | 17000 | 18 | 11.7 | 9.5 | 19000 | 17700 | 93.16% | 1.85 | Residential | 355 | Yes | 1.42 | Both
208130840 | Mini/Multi Split | LBG Products | HRCU-A-CB | LBHB24DVWO |  | Mini-Splits (Ducted) | LMHB24DFI |  | 24000 | 20.6 |  | 12.5 | 12.6 |  | 24600 | 21000 | 85.37% | 24000 | 19.2 | 12 | 10.5 | 25000 | 27000 | 108% | 2 | Residential | 500 | Yes | 2 | Both
208130843 | Mini/Multi Split | LBG Products | HRCU-A-CB-O | LBHB12DVWO |  | Mini-Splits (Non-Ducted) | LMHB12DZGI |  | 12000 | 23 |  | 13 | 11.5 |  | 12000 | 9600 | 80% | 12000 | 23.6 | 13 | 10 | 12000 | 12000 | 100% | 1.89 | Residential | 250 | Yes | 1 | Both
208130844 | Mini/Multi Split | LBG Products | HRCU-A-CB-O | LBHB18DVWO |  | Mini-Splits (Non-Ducted) | LMHB18DZDI |  | 17000 | 20.2 |  | 12.5 | 10.6 |  | 18000 | 12000 | 66.67% | 17000 | 20.5 | 12.5 | 9.8 | 18000 | 16800 | 93.33% | 1.86 | Residential | 355 | Yes | 1.42 | Both
208136306 | Mini/Multi Split | DUCTLESSAIRE | HRCU-A-CB-O | DA0921-H2-O* |  | Mini-Splits (Non-Ducted) | DA0921-H2-I* |  | 9000 | 24 |  | 14 | 11.3 |  | 10000 | 8300 | 83% | 9000 | 24 | 14 | 11.4 | 10000 | 7800 | 78% | 2.18 | Residential | 187.5 | Yes | 0.75 | Both
208136307 | Mini/Multi Split | DUCTLESSAIRE | HRCU-A-CB-O | DA1221-H2-O* |  | Mini-Splits (Non-Ducted) | DA1221-H2-I* |  | 12000 | 22 |  | 12.5 | 10.8 |  | 12000 | 8200 | 68.33% | 12000 | 23.1 | 12.5 | 9.3 | 12000 |  |  |  | Residential | 250 | No | 1 | No
208136308 | Mini/Multi Split | DUCTLESSAIRE | HRCU-A-CB-O | DA1821-H2-O* |  | Mini-Splits (Non-Ducted) | DA1821-H2-I* |  | 18000 | 23.5 |  | 13.5 | 11 |  | 18000 | 14000 | 77.78% | 18000 | 23.7 | 13.5 | 10.3 | 18000 |  |  |  | Residential | 375 | No | 1.5 | No
208136309 | Mini/Multi Split | DUCTLESSAIRE | HRCU-A-CB-O | DA2421-H2-O* |  | Mini-Splits (Non-Ducted) | DA2421-H2-I* |  | 24000 | 21 |  | 12.5 | 10 |  | 26000 | 18000 | 69.23% | 24000 | 21 | 12.5 | 8.9 | 26000 |  |  |  | Residential | 500 | No | 2 | No
208136394 | Mini/Multi Split | DAIKIN | HRCU-A-CB-O | RXL15QMVJU* |  | Mini-Splits (Non-Ducted) | FTX15NMVJU* |  | 15000 | 20 |  | 13 | 12.5 |  | 18300 | 11500 | 62.84% | [8 empty] | Residential | 312.5 | No | 1.25
208141163 | Mini/Multi Split | LIVART | HRCU-A-CB-O | LVA09HRN1-19 |  | Mini-Splits (Non-Ducted) | LVA09HRN1-19 |  | 9000 | 21.5 |  | 12.6 | 10 |  | 10000 | 6900 | 69% | 9000 | 21.7 | 12.6 | 9.1 | 10000 |  |  |  | Residential | 187.5 | No | 0.75 | No
208141167 | Mini/Multi Split | COMFORT-AIRE | HRCU-A-CB-O | A-VMH09SV-1 |  | Mini-Splits (Non-Ducted) | B-VMH09SU-1 |  | 9000 | 26.3 |  | 15.6 | 12.5 |  | 11500 | 7100 | 61.74% | [8 empty] | Residential | 187.5 | No | 0.75
208141168 | Mini/Multi Split | COMFORT-AIRE | HRCU-A-CB-O | A-VMH12SV-1 |  | Mini-Splits (Non-Ducted) | B-VMH12SU-1 |  | 12000 | 24.5 |  | 13.5 | 12.5 |  | 12000 | 7500 | 62.5% | [8 empty] | Residential | 250 | No | 1
208141169 | Mini/Multi Split | COMFORT-AIRE | HRCU-A-CB-O | A-VMH18SV-1 |  | Mini-Splits (Non-Ducted) | B-VMH18SU-1A |  | 17000 | 20.5 |  | 12.5 | 11 |  | 18000 | 10900 | 60.56% | [8 empty] | Residential | 355 | No | 1.42
208141170 | Mini/Multi Split | COMFORT-AIRE | HRCU-A-CB-O | A-VMH24SV-1 |  | Mini-Splits (Non-Ducted) | B-VMH24SU-1 |  | 24000 | 21 |  | 13 | 12 |  | 26000 | 19400 | 74.62% | [8 empty] | Residential | 500 | No | 2
208141173 | Mini/Multi Split | COMFORT-AIRE | HRCU-A-CB-O | A-VMH09SV-1 |  | Mini-Splits (Non-Ducted) | B-VMH09SU-1C |  | 9000 | 26.3 |  | 15.6 | 12.5 |  | 11500 | 7100 | 61.74% | [8 empty] | Residential | 187.5 | No | 0.75
208141174 | Mini/Multi Split | COMFORT-AIRE | HRCU-A-CB-O | A-VMH12SV-1 |  | Mini-Splits (Non-Ducted) | B-VMH12SU-1C |  | 12000 | 24.5 |  | 13.5 | 12.5 |  | 12000 | 7500 | 62.5% | [8 empty] | Residential | 250 | No | 1
208141175 | Mini/Multi Split | COMFORT-AIRE | HRCU-A-CB-O | A-VMH09SU-1 |  | Mini-Splits (Non-Ducted) | B-VMH09SV-1 |  | 9000 | 23 |  | 13 | 10 |  | 12000 | 7000 | 58.33% | [8 empty] | Residential | 187.5 | No | 0.75
208141177 | Mini/Multi Split | COMFORT-AIRE | HRCU-A-CB-O | A-VMH18SU-1A |  | Mini-Splits (Non-Ducted) | B-VMH18SV-1 |  | 18000 | 21.5 |  | 12.5 | 13 |  | 18000 | 15000 | 83.33% | 18000 | 21.5 | 12.5 | 11.3 | 18000 | 18000 | 100% | 1.8 | Residential | 375 | Yes | 1.5 | Both
208141178 | Mini/Multi Split | COMFORT-AIRE | HRCU-A-CB-O | A-VMH24SU-1 |  | Mini-Splits (Non-Ducted) | B-VMH24SV-1 |  | 24000 | 21.5 |  | 13 | 12 |  | 29000 | 21200 | 73.1% | 24000 | 21.5 | 13 | 11.4 | 29000 | 25000 | 86.21% | 2.21 | Residential | 500 | Yes | 2 | Both
208141181 | Mini/Multi Split | COMFORT-AIRE | HRCU-A-CB-O | A-KMH09SV-1 |  | Mini-Splits (Non-Ducted) | B-KMH09SU-1 |  | 9000 | 26.3 |  | 15.6 | 12.5 |  | 11500 | 7100 | 61.74% | [8 empty] | Residential | 187.5 | No | 0.75
208141182 | Mini/Multi Split | COMFORT-AIRE | HRCU-A-CB-O | A-KMH12SV-1 |  | Mini-Splits (Non-Ducted) | B-KMH12SU-1 |  | 12000 | 24.5 |  | 13.5 | 12.5 |  | 12000 | 7500 | 62.5% | [8 empty] | Residential | 250 | No | 1
208141183 | Mini/Multi Split | COMFORT-AIRE | HRCU-A-CB-O | A-KMH18SV-1 |  | Mini-Splits (Non-Ducted) | B-KMH18SU-1 |  | 17000 | 20.5 |  | 12.5 | 11 |  | 18000 | 10900 | 60.56% | [8 empty] | Residential | 355 | No | 1.42
208141184 | Mini/Multi Split | COMFORT-AIRE | HRCU-A-CB-O | A-KMH24SV-1 |  | Mini-Splits (Non-Ducted) | B-KMH24SU-1 |  | 24000 | 21 |  | 13 | 12 |  | 26000 | 19400 | 74.62% | [8 empty] | Residential | 500 | No | 2
208141186 | Mini/Multi Split | COMFORT-AIRE | HRCU-A-CB-O | A-KMH09SU-1 |  | Mini-Splits (Non-Ducted) | B-KMH09SV-1 |  | 9000 | 23 |  | 13 | 10 |  | 12000 | 7000 | 58.33% | [8 empty] | Residential | 187.5 | No | 0.75
208141188 | Mini/Multi Split | COMFORT-AIRE | HRCU-A-CB-O | A-KMH18SU-1 |  | Mini-Splits (Non-Ducted) | B-KMH18SV-1 |  | 18000 | 21.5 |  | 12.5 | 13 |  | 18000 | 15000 | 83.33% | 18000 | 21.5 | 12.5 | 11.3 | 18000 | 18000 | 100% | 1.8 | Residential | 375 | Yes | 1.5 | Both
208141189 | Mini/Multi Split | COMFORT-AIRE | HRCU-A-CB-O | A-KMH24SU-1 |  | Mini-Splits (Non-Ducted) | B-KMH24SV-1 |  | 24000 | 21.5 |  | 13 | 12 |  | 29000 | 21200 | 73.1% | 24000 | 21.5 | 13 | 11.4 | 29000 | 25000 | 86.21% | 2.21 | Residential | 500 | Yes | 2 | Both
208141193 | Mini/Multi Split | KERR | HRCU-A-CB-O | A-KMH09SV-1 |  | Mini-Splits (Non-Ducted) | B-KMH09SU-1 |  | 9000 | 26.3 |  | 15.6 | 12.5 |  | 11500 | 7100 | 61.74% | [8 empty] | Residential | 187.5 | No | 0.75
208141194 | Mini/Multi Split | KERR | HRCU-A-CB-O | A-KMH12SV-1 |  | Mini-Splits (Non-Ducted) | B-KMH12SU-1 |  | 12000 | 24.5 |  | 13.5 | 12.5 |  | 12000 | 7500 | 62.5% | [8 empty] | Residential | 250 | No | 1
208141195 | Mini/Multi Split | KERR | HRCU-A-CB-O | A-KMH18SV-1 |  | Mini-Splits (Non-Ducted) | B-KMH18SU-1 |  | 17000 | 20.5 |  | 12.5 | 11 |  | 18000 | 10900 | 60.56% | [8 empty] | Residential | 355 | No | 1.42
208141196 | Mini/Multi Split | KERR | HRCU-A-CB-O | A-KMH24SV-1 |  | Mini-Splits (Non-Ducted) | B-KMH24SU-1 |  | 24000 | 21 |  | 13 | 12 |  | 26000 | 19400 | 74.62% | [8 empty] | Residential | 500 | No | 2
208141198 | Mini/Multi Split | KERR | HRCU-A-CB-O | A-KMH09SU-1 |  | Mini-Splits (Non-Ducted) | B-KMH09SV-1 |  | 9000 | 23 |  | 13 | 10 |  | 12000 | 7000 | 58.33% | [8 empty] | Residential | 187.5 | No | 0.75
208141200 | Mini/Multi Split | KERR | HRCU-A-CB-O | A-KMH18SU-1 |  | Mini-Splits (Non-Ducted) | B-KMH18SV-1 |  | 18000 | 21.5 |  | 12.5 | 13 |  | 18000 | 15000 | 83.33% | 18000 | 21.5 | 12.5 | 11.3 | 18000 | 18000 | 100% | 1.8 | Residential | 375 | Yes | 1.5 | Both
208141201 | Mini/Multi Split | KERR | HRCU-A-CB-O | A-KMH24SU-1 |  | Mini-Splits (Non-Ducted) | B-KMH24SV-1 |  | 24000 | 21.5 |  | 13 | 12 |  | 29000 | 21200 | 73.1% | 24000 | 21.5 | 13 | 11.4 | 29000 | 25000 | 86.21% | 2.21 | Residential | 500 | Yes | 2 | Both
208141286 | Mini/Multi Split | Clearity | HRCU-A-CB-O | MOX430-17HFN1-MT0W |  | Mini-Splits (Non-Ducted) | MSEPC-18HRFN1-MU0W |  | 18000 | 21.5 |  | 12.5 | 13 |  | 18000 | 15000 | 83.33% | 18000 | 21.5 | 12.5 | 11.3 | 18000 | 18000 | 100% | 1.8 | Residential | 375 | Yes | 1.5 | Both
208141951 | Mini/Multi Split | PIONEER | HRCU-A-CB | YN009GMFI22RPE |  | Mini-Splits (Ducted) | RB009GMFILDFHD |  | 9000 | 21 |  | 13.5 | 11.5 |  | 10000 | 7700 | 77% | 9000 | 19.2 | 12.5 | 10.2 | 10000 | 8000 | 80% | 2.1 | Residential | 187.5 | Yes | 0.75 | Both
208141952 | Mini/Multi Split | PIONEER | HRCU-A-CB | YN012GMFI22RPE |  | Mini-Splits (Ducted) | RB012GMFILDFHD |  | 12000 | 21.5 |  | 12.5 | 11.5 |  | 12000 | 9300 | 77.5% | 11500 | 19 | 11.7 | 10.3 | 12000 | 8400 | 70% | 2.26 | Residential | 240 | Yes | 0.96 | Both
208141953 | Mini/Multi Split | PIONEER | HRCU-A-CB | YN018GMFI22RPE |  | Mini-Splits (Ducted) | RB018GMFILDFHD |  | 18000 | 20.5 |  | 12.5 | 11 |  | 20000 | 12600 | 63% | 17000 | 20 | 12.5 | 10.6 | 20000 |  |  |  | Residential | 355 | No | 1.42 | No
208141954 | Mini/Multi Split | PIONEER | HRCU-A-CB | YN024GMFI22RPE |  | Mini-Splits (Ducted) | RB024GMFILDFHD |  | 24000 | 21.5 |  | 12.6 | 11.2 |  | 24600 | 20000 | 81.3% | 23000 | 19 | 12.5 | 11.2 | 25000 | 20000 | 80% | 2.3 | Residential | 480 | Yes | 1.92 | Both
208141955 | Mini/Multi Split | PIONEER | HRCU-A-CB-O | YN012GMFI22RPE |  | Mini-Splits (Non-Ducted) | FB012GMFILDFHE |  | 12000 | 21.5 |  | 13 | 10 |  | 12000 | 9000 | 75% | 12000 | 22.7 | 13 | 10.2 | 12000 | 8400 | 70% | 2.26 | Residential | 250 | Yes | 1 | Both
208141956 | Mini/Multi Split | PIONEER | HRCU-A-CB-O | YN018GMFI22RPE |  | Mini-Splits (Non-Ducted) | UB018GMFILCFHD |  | 18000 | 21.5 |  | 12.5 | 10.5 |  | 20000 | 12800 | 64% | 18000 | 23 | 12.5 | 10 | 20000 |  |  |  | Residential | 375 | No | 1.5 | No
208141957 | Mini/Multi Split | PIONEER | HRCU-A-CB-O | YN024GMFI22RPE |  | Mini-Splits (Non-Ducted) | UB024GMFILCFHD |  | 24000 | 20 |  | 12.5 | 11.2 |  | 24000 | 16000 | 66.67% | 24000 | 21.2 | 12.5 | 10.3 | 24000 | 18200 | 75.83% | 2.2 | Residential | 500 | Yes | 2 | Both
208157113 | Mini/Multi Split | BOSCH | HRCU-A-CB-O | BMS500-AAS012-0CSXRC |  | Mini-Splits (Non-Ducted) | BMS500-AAS012-0AHWXB |  | 12000 | 22 |  | 13 | 10 |  | 12400 | 6800 | 54.84% | [8 empty] | Residential | 250 | No | 1
208157116 | Mini/Multi Split | BOSCH | HRCU-A-CB-O | BMS500-AAS009-1CSXHC |  | Mini-Splits (Non-Ducted) | BMS500-AAU009-1AHWXB |  | 9000 | 26.3 |  | 15.6 | 12.5 |  | 11500 | 7100 | 61.74% | [8 empty] | Residential | 187.5 | No | 0.75
208157117 | Mini/Multi Split | BOSCH | HRCU-A-CB-O | BMS500-AAS012-1CSXHC |  | Mini-Splits (Non-Ducted) | BMS500-AAU012-1AHWXB |  | 12000 | 24.5 |  | 13.5 | 12.5 |  | 12000 | 7500 | 62.5% | [8 empty] | Residential | 250 | No | 1
208157118 | Mini/Multi Split | BOSCH | HRCU-A-CB-O | BMS500-AAS018-1CSXHC |  | Mini-Splits (Non-Ducted) | BMS500-AAU018-1AHWXB |  | 17000 | 20.5 |  | 12.5 | 11 |  | 18000 | 10900 | 60.56% | [8 empty] | Residential | 355 | No | 1.42
208157119 | Mini/Multi Split | BOSCH | HRCU-A-CB-O | BMS500-AAS024-1CSXHC |  | Mini-Splits (Non-Ducted) | BMS500-AAU024-1AHWXB |  | 24000 | 21 |  | 13 | 12 |  | 26000 | 19400 | 74.62% | [8 empty] | Residential | 500 | No | 2
208158334 | Mini/Multi Split | GREE | HRCU-A-CB | GWH24AGEXH-D3DNA1A/O |  | Mini-Splits (Ducted) | GFH(24)DB-D3DN***/I |  | 22000 | 20 |  | 12.7 | 10 |  | 24000 | 14900 | 62.08% | 22000 | 20 | 12.7 | 9 | 24000 | 14500 | 60.42% | 1.75 | Residential | 457.5 | No | 1.83
208185841 | Mini/Multi Split | Ameristar | HRCU-A-CB-O | M4THS2324A11NAA |  | Mini-Splits (Non-Ducted) | M4MHW2324A1N0AA |  | 22000 | 21 |  | 13 | 11 |  | 24000 | 15500 | 64.58% | 22000 | 23 | 13 | 9.5 | 24000 |  |  |  | Residential | 457.5 | No | 1.83 | No
208185842 | Mini/Multi Split | RUNTRU | HRCU-A-CB-O | M4THS2324A11NAA |  | Mini-Splits (Non-Ducted) | M4MHW2324A1N0AA |  | 22000 | 21 |  | 13 | 11 |  | 24000 | 15500 | 64.58% | 22000 | 23 | 13 | 9.5 | 24000 |  |  |  | Residential | 457.5 | No | 1.83 | No
208191857 | Mini/Multi Split | PIONEER | HRCU-A-CB-O | YN009GMFI22RPE |  | Mini-Splits (Non-Ducted) | CB009GMFILCFHD |  | 9000 | 20 |  | 13 | 10.5 |  | 10000 | 7500 | 75% | 9000 | 20 | 13 | 10 | 10000 | 7400 | 74% | 1.9 | Residential | 187.5 | Yes | 0.75 | Both
208191861 | Mini/Multi Split | PIONEER | HRCU-A-CB-O | YN012GMFI22RPE |  | Mini-Splits (Non-Ducted) | CB012GMFILCFHD |  | 12000 | 22 |  | 14 | 10.6 |  | 12000 | 8900 | 74.17% | 12000 | 22.7 | 14 | 10 | 12000 |  |  |  | Residential | 250 | No | 1 | No
208191863 | Mini/Multi Split | PIONEER | HRCU-A-CB-O | YN018GMFI22RPE |  | Mini-Splits (Non-Ducted) | CB018GMFILCFHD |  | 16000 | 20.5 |  | 12.5 | 11 |  | 18500 | 12000 | 64.86% | 16000 | 20.5 | 12.5 | 10.5 | 19000 |  |  |  | Residential | 332.5 | No | 1.33 | No
208191864 | Mini/Multi Split | PIONEER | HRCU-A-CB-O | YN024GMFI22RPE |  | Mini-Splits (Non-Ducted) | CB024GMFILDFHE |  | 24000 | 20.7 |  | 12.5 | 10.5 |  | 25000 | 19000 | 76% | 24000 | 21.5 | 12.5 | 9.7 | 25000 | 18500 | 74% | 2.2 | Residential | 500 | Yes | 2 | Both
208193232 | Mini/Multi Split | HISENSE | HRCU-A-CB-O | AST-09UW3SXE01 |  | Mini-Splits (Non-Ducted) | AST-09UW3SXE**01 |  | 9000 | 24.5 |  | 14.5 | 12 |  | 10000 | 5500 | 55% | 9000 | 25.5 | 14.5 | 10.5 | 10000 | 7000 | 70% | 2.05 | Residential | 187.5 | Yes | 0.75 | Yes
208193233 | Mini/Multi Split | HISENSE | HRCU-A-CB-O | AST-12UW3SXE02 |  | Mini-Splits (Non-Ducted) | AST-12UW3SXE**02 |  | 12000 | 23 |  | 12.5 | 11 |  | 12000 | 6800 | 56.67% | 12000 | 23.5 | 12.7 | 9.5 | 12000 | 8400 | 70% | 2.05 | Residential | 250 | Yes | 1 | Yes
208193234 | Mini/Multi Split | HISENSE | HRCU-A-CB-O | AST-18UW3SBB01 |  | Mini-Splits (Non-Ducted) | AST-18UW3SBB**01 |  | 18000 | 20.5 |  | 13 | 10.5 |  | 19000 | 10500 | 55.26% | 18000 | 20.5 | 13.2 | 9.5 | 19000 | 13300 | 70% | 1.85 | Residential | 375 | Yes | 1.5 | Yes
208193235 | Mini/Multi Split | HISENSE | HRCU-A-CB-O | AS-24UW3SKK00 |  | Mini-Splits (Non-Ducted) | AS-24UW3SKK**00 |  | 24000 | 21 |  | 12.5 | 11.5 |  | 26000 | 15500 | 59.62% | 24000 | 21 | 12.5 | 10 | 26000 | 18200 | 70% | 1.75 | Residential | 500 | No | 2 | Yes
208280023 | Mini/Multi Split | TRUST AIR CONDITIONERS | HRCU-A-CB-O | CE09H/O4S41R |  | Mini-Splits (Non-Ducted) | CE09H/I4S41R |  | 9000 | 21.5 |  | 12.5 | 10.3 |  | 10000 | 6300 | 63% | 9000 | 21.5 | 12.5 | 9.1 | 10000 | 7000 | 70% | 2.16 | Residential | 187.5 | Yes | 0.75 | Both
208280028 | Mini/Multi Split | TRUST AIR CONDITIONERS | HRCU-A-CB-O | CE09H/O4S41P |  | Mini-Splits (Non-Ducted) | CE09H/I4S41P |  | 9000 | 21.5 |  | 12.6 | 10 |  | 10000 | 6000 | 60% | 9000 | 21.5 | 12.6 | 9.4 | 10000 | 7000 | 70% | 2 | Residential | 187.5 | Yes | 0.75 | Both
208280044 | Mini/Multi Split | TRUST AIR CONDITIONERS | HRCU-A-CB-O | IS12H/O4S41R |  | Mini-Splits (Non-Ducted) | IS12H/I4S41R |  | 12000 | 23 |  | 13 | 11.6 |  | 12100 | 8400 | 69.42% | 12000 | 23.5 | 13 | 10 | 12000 |  |  |  | Residential | 250 | No | 1 | No
208284473 | Mini/Multi Split | TRUST AIR CONDITIONERS | HMSV-A-CB | M2S18H/O4S4P |  | Non-Ducted Indoor Units |  |  | 18000 | 22.5 |  | 13.3 | 10.6 |  | 19000 | 14300 | 75.26% | 18000 | 22.9 | 13.9 | 10.5 | 19000 |  |  |  | Residential | 375 | No | 1.5 | No
208284475 | Mini/Multi Split | TRUST AIR CONDITIONERS | HMSV-A-CB | M2S18H/O4S4P |  | Mixed Ducted and Non-Ducted Indoor Units |  |  | 18000 | 20.75 |  | 12.65 | 10.7 |  | 19000 | 14500 | 76.32% | [8 empty] | Residential | 375 | No | 1.5 | No
208284476 | Mini/Multi Split | TRUST AIR CONDITIONERS | HMSV-A-CB | M3S27H/O4S4P |  | Non-Ducted Indoor Units |  |  | 28000 | 23.8 |  | 12.5 | 10.5 |  | 28000 | 21000 | 75% | 28000 | 24.6 | 12.7 | 9.3 | 28000 |  |  |  | Residential | 582.5 | No | 2.33 | No
208284482 | Mini/Multi Split | TRUST AIR CONDITIONERS | HMSV-A-CB | M5S48H/O4S4P |  | Non-Ducted Indoor Units |  |  | 48000 | 22.4 |  | 12.5 | 11 |  | 48000 | 34000 | 70.83% | 48000 | 23.4 | 12.5 | 8.7 | 48000 |  |  |  | Residential | 1000 | No | 4 | No
208284485 | Mini/Multi Split | TRUST AIR CONDITIONERS | HMSV-A-CB | M2H18H/O4S4P |  | Non-Ducted Indoor Units |  |  | 19000 | 22 |  | 12.5 | 10.2 |  | 20000 | 15000 | 75% | 19000 | 22 | 12.5 | 9.8 | 20000 | 19700 | 98.5% | 1.9 | Residential | 395 | Yes | 1.58 | Both
208284488 | Mini/Multi Split | TRUST AIR CONDITIONERS | HMSV-A-CB | M3H27H/O4S4P |  | Non-Ducted Indoor Units |  |  | 28000 | 22.5 |  | 12.5 | 11.3 |  | 28000 | 26600 | 95% | 28000 | 23 | 12.5 | 10.6 | 28000 | 25000 | 89.29% | 1.8 | Residential | 582.5 | Yes | 2.33 | Both
208284491 | Mini/Multi Split | TRUST AIR CONDITIONERS | HMSV-A-CB | M4H36H/O4S4P |  | Non-Ducted Indoor Units |  |  | 36000 | 21.8 |  | 13.6 | 11 |  | 36400 | 33000 | 90.66% | 36000 | 22.2 | 13.6 | 10.3 | 37000 | 36000 | 97.3% | 1.9 | Residential | 750 | Yes | 3 | Both
208286573 | Mini/Multi Split | Innovair | HRCU-A-CB-O | WIN09H7H51(O) |  | Mini-Splits (Non-Ducted) | WIN09H7H51(I) |  | 9000 | 24.5 |  | 14.5 | 12 |  | 10000 | 5500 | 55% | 9000 | 25.5 | 14.5 | 10.5 | 10000 | 7000 | 70% | 2.05 | Residential | 187.5 | Yes | 0.75 | Yes
208286574 | Mini/Multi Split | Innovair | HRCU-A-CB-O | WIN12H7H51(O) |  | Mini-Splits (Non-Ducted) | WIN12H7H51(I) |  | 12000 | 23 |  | 12.5 | 11 |  | 12000 | 6800 | 56.67% | 12000 | 23.5 | 12.7 | 9.5 | 12000 | 8400 | 70% | 2.05 | Residential | 250 | Yes | 1 | Yes
208286575 | Mini/Multi Split | Innovair | HRCU-A-CB-O | WIN18H7H51(O) |  | Mini-Splits (Non-Ducted) | WIN18H7H51(I) |  | 18000 | 20.5 |  | 13 | 10.5 |  | 19000 | 10500 | 55.26% | 18000 | 20.5 | 13.2 | 9.5 | 19000 | 13300 | 70% | 1.85 | Residential | 375 | Yes | 1.5 | Yes
208286577 | Mini/Multi Split | Innovair | HRCU-A-CB-O | WIN24H7H51(O) |  | Mini-Splits (Non-Ducted) | WIN24H7H51(I) |  | 24000 | 21 |  | 12.5 | 11.5 |  | 26000 | 15500 | 59.62% | 24000 | 21 | 12.5 | 10 | 26000 | 18200 | 70% | 1.75 | Residential | 500 | No | 2 | Yes
208287539 | Mini/Multi Split | ZEPHYR | HRCU-A-CB-O | ZE-09UH24SCO |  | Mini-Splits (Non-Ducted) | ZE-09UH24SCI |  | 9000 | 24.5 |  | 14.5 | 12 |  | 10000 | 5500 | 55% | 9000 | 25.5 | 14.5 | 10.5 | 10000 | 7000 | 70% | 2.05 | Residential | 187.5 | Yes | 0.75 | Yes
208287541 | Mini/Multi Split | ZEPHYR | HRCU-A-CB-O | ZE-12UH24SCO |  | Mini-Splits (Non-Ducted) | ZE-12UH24SCI |  | 12000 | 23 |  | 12.5 | 11 |  | 12000 | 6800 | 56.67% | 12000 | 23.5 | 12.7 | 9.5 | 12000 | 8400 | 70% | 2.05 | Residential | 250 | Yes | 1 | Yes
208287543 | Mini/Multi Split | ZEPHYR | HRCU-A-CB-O | ZE-18UH24SCO |  | Mini-Splits (Non-Ducted) | ZE-18UH24SCI |  | 18000 | 20.5 |  | 13 | 10.5 |  | 19000 | 10500 | 55.26% | 18000 | 20.5 | 13.2 | 9.5 | 19000 | 13300 | 70% | 1.85 | Residential | 375 | Yes | 1.5 | Yes
208287545 | Mini/Multi Split | ZEPHYR | HRCU-A-CB-O | ZE-24UH24SCO |  | Mini-Splits (Non-Ducted) | ZE-24UH24SCI |  | 24000 | 21 |  | 12.5 | 11.5 |  | 26000 | 15500 | 59.62% | 24000 | 21 | 12.5 | 10 | 26000 | 18200 | 70% | 1.75 | Residential | 500 | No | 2 | Yes
208287562 | Mini/Multi Split | ACiQ | HRCU-A-CB-O | UB1MSHQCO09 |  | Mini-Splits (Non-Ducted) | UB1MSHQCW09 |  | 9000 | 19.5 |  | 12.8 | 10 |  | 9500 | 5000 | 52.63% | 9000 | 18.5 | 12.8 | 8.5 | 9000 | 6300 | 70% | 1.75 | Residential | 187.5 | No | 0.75 | Yes
208287565 | Mini/Multi Split | ACiQ | HRCU-A-CB-O | UB1MSHQCO12 |  | Mini-Splits (Non-Ducted) | UB1MSHQCW12 |  | 12000 | 22 |  | 12.5 | 10.5 |  | 13000 | 7500 | 57.69% | 12000 | 21.7 | 12.5 | 9 | 12000 | 8400 | 70% | 1.75 | Residential | 250 | No | 1 | Yes
208287567 | Mini/Multi Split | ACiQ | HRCU-A-CB-O | UB1MSHQCO18 |  | Mini-Splits (Non-Ducted) | UB1MSHQCW18 |  | 18000 | 23.3 |  | 13 | 11.6 |  | 19000 | 11600 | 61.05% | 18000 | 22.5 | 13 | 8.6 | 17000 | 11900 | 70% | 1.75 | Residential | 375 | No | 1.5 | Yes
208287568 | Mini/Multi Split | ACiQ | HRCU-A-CB-O | UB1MSHQCO24 |  | Mini-Splits (Non-Ducted) | UB1MSHQCW24 |  | 23400 | 21 |  | 12.5 | 10.5 |  | 26000 | 14500 | 55.77% | 23000 | 20.5 | 12.2 | 8.6 | 23000 | 16100 | 70% | 1.75 | Residential | 480 | No | 1.92 | Yes
208287570 | Mini/Multi Split | Buck Cool | HRCU-A-CB-O | UB1MSHQCO09 |  | Mini-Splits (Non-Ducted) | UB1MSHQCW09 |  | 9000 | 19.5 |  | 12.8 | 10 |  | 9500 | 5000 | 52.63% | 9000 | 18.5 | 12.8 | 8.5 | 9000 | 6300 | 70% | 1.75 | Residential | 187.5 | No | 0.75 | Yes
208287572 | Mini/Multi Split | Buck Cool | HRCU-A-CB-O | UB1MSHQCO12 |  | Mini-Splits (Non-Ducted) | UB1MSHQCW12 |  | 12000 | 22 |  | 12.5 | 10.5 |  | 13000 | 7500 | 57.69% | 12000 | 21.7 | 12.5 | 9 | 12000 | 8400 | 70% | 1.75 | Residential | 250 | No | 1 | Yes
208287574 | Mini/Multi Split | Buck Cool | HRCU-A-CB-O | UB1MSHQCO18 |  | Mini-Splits (Non-Ducted) | UB1MSHQCW18 |  | 18000 | 23.3 |  | 13 | 11.6 |  | 19000 | 11600 | 61.05% | 18000 | 22.5 | 13 | 8.6 | 17000 | 11900 | 70% | 1.75 | Residential | 375 | No | 1.5 | Yes
208287576 | Mini/Multi Split | Buck Cool | HRCU-A-CB-O | UB1MSHQCO24 |  | Mini-Splits (Non-Ducted) | UB1MSHQCW24 |  | 23400 | 21 |  | 12.5 | 10.5 |  | 26000 | 14500 | 55.77% | 23000 | 20.5 | 12.2 | 8.6 | 23000 | 16100 | 70% | 1.75 | Residential | 480 | No | 1.92 | Yes
208287580 | Mini/Multi Split | Perfect Aire | HRCU-A-CB-O | UB1MSHQCO09 |  | Mini-Splits (Non-Ducted) | UB1MSHQCW09 |  | 9000 | 19.5 |  | 12.8 | 10 |  | 9500 | 5000 | 52.63% | 9000 | 18.5 | 12.8 | 8.5 | 9000 | 6300 | 70% | 1.75 | Residential | 187.5 | No | 0.75 | Yes
208287581 | Mini/Multi Split | Perfect Aire | HRCU-A-CB-O | UB1MSHQCO12 |  | Mini-Splits (Non-Ducted) | UB1MSHQCW12 |  | 12000 | 22 |  | 12.5 | 10.5 |  | 13000 | 7500 | 57.69% | 12000 | 21.7 | 12.5 | 9 | 12000 | 8400 | 70% | 1.75 | Residential | 250 | No | 1 | Yes
208287583 | Mini/Multi Split | Perfect Aire | HRCU-A-CB-O | UB1MSHQCO18 |  | Mini-Splits (Non-Ducted) | UB1MSHQCW18 |  | 18000 | 23.3 |  | 13 | 11.6 |  | 19000 | 11600 | 61.05% | 18000 | 22.5 | 13 | 8.6 | 17000 | 11900 | 70% | 1.75 | Residential | 375 | No | 1.5 | Yes
208287585 | Mini/Multi Split | Perfect Aire | HRCU-A-CB-O | UB1MSHQCO24 |  | Mini-Splits (Non-Ducted) | UB1MSHQCW24 |  | 23400 | 21 |  | 12.5 | 10.5 |  | 26000 | 14500 | 55.77% | 23000 | 20.5 | 12.2 | 8.6 | 23000 | 16100 | 70% | 1.75 | Residential | 480 | No | 1.92 | Yes
208287587 | Mini/Multi Split | ProAire | HRCU-A-CB-O | UB1MSHQCO09 |  | Mini-Splits (Non-Ducted) | UB1MSHQCW09 |  | 9000 | 19.5 |  | 12.8 | 10 |  | 9500 | 5000 | 52.63% | 9000 | 18.5 | 12.8 | 8.5 | 9000 | 6300 | 70% | 1.75 | Residential | 187.5 | No | 0.75 | Yes
208287591 | Mini/Multi Split | ProAire | HRCU-A-CB-O | UB1MSHQCO12 |  | Mini-Splits (Non-Ducted) | UB1MSHQCW12 |  | 12000 | 22 |  | 12.5 | 10.5 |  | 13000 | 7500 | 57.69% | 12000 | 21.7 | 12.5 | 9 | 12000 | 8400 | 70% | 1.75 | Residential | 250 | No | 1 | Yes
208287593 | Mini/Multi Split | ProAire | HRCU-A-CB-O | UB1MSHQCO18 |  | Mini-Splits (Non-Ducted) | UB1MSHQCW18 |  | 18000 | 23.3 |  | 13 | 11.6 |  | 19000 | 11600 | 61.05% | 18000 | 22.5 | 13 | 8.6 | 17000 | 11900 | 70% | 1.75 | Residential | 375 | No | 1.5 | Yes
208287595 | Mini/Multi Split | ProAire | HRCU-A-CB-O | UB1MSHQCO24 |  | Mini-Splits (Non-Ducted) | UB1MSHQCW24 |  | 23400 | 21 |  | 12.5 | 10.5 |  | 26000 | 14500 | 55.77% | 23000 | 20.5 | 12.2 | 8.6 | 23000 | 16100 | 70% | 1.75 | Residential | 480 | No | 1.92 | Yes
208330273 | Mini/Multi Split | EQK | HRCU-A-CB-O | KCM23S12P1QOT |  | Mini-Splits (Non-Ducted) | KCM23S12P1QIT |  | 12000 | 22 |  | 12.5 | 10 |  | 12000 | 7100 | 59.17% | 12000 | 22 | 12.5 | 9 | 12000 | 8700 | 72.5% | 1.75 | Residential | 250 | No | 1 | Yes
208330277 | Mini/Multi Split | EQK | HRCU-A-CB-O | KCM23S12P2QOT |  | Mini-Splits (Non-Ducted) | KCM23S12P2QIT |  | 12000 | 23 |  | 13 | 10 |  | 12000 | 7600 | 63.33% | 12000 | 23 | 13 | 9.5 | 12000 | 9100 | 75.83% | 1.75 | Residential | 250 | No | 1 | Yes
208330279 | Mini/Multi Split | EQK | HRCU-A-CB-O | KCM23S18P2QOT |  | Mini-Splits (Non-Ducted) | KCM23S18P2QIT |  | 18000 | 21.5 |  | 13 | 10 |  | 18000 | 10000 | 55.56% | 18000 | 22 | 13 | 8.8 | 18000 | 11900 | 66.11% | 1.75 | Residential | 375 | No | 1.5 | Yes
208330281 | Mini/Multi Split | EQK | HRCU-A-CB-O | KCM23S24P2QOT |  | Mini-Splits (Non-Ducted) | KCM23S24P2QIT |  | 23000 | 20 |  | 12.5 | 10 |  | 24000 | 13900 | 57.92% | 23000 | 20 | 12.5 | 8.8 | 24000 | 16000 | 66.67% | 1.75 | Residential | 480 | No | 1.92 | Yes
208429503 | Mini/Multi Split | TOSHIBA CARRIER | HRCU-A-CB-O | RAV-SP122AT2P-UL |  | Mini-Splits (Non-Ducted) | RAV-SM122KRTP-UL |  | 12000 | 25.2 |  | 15.6 | 10.6 |  | 14000 | 8300 | 59.29% | 12000 | 25.2 | 15.7 | 11.1 | 14000 |  |  |  | Residential | 250 | No | 1 | No
208429506 | Mini/Multi Split | TOSHIBA CARRIER | HRCU-A-CB-O | RAV-SP302AT2P-UL |  | Mini-Splits (Non-Ducted) | RAV-SM302KRTP-UL |  | 30000 | 23 |  | 12.6 | 10.2 |  | 34000 | 19300 | 56.76% | 30000 | 23.6 | 13.1 | 9.5 | 34000 |  |  |  | Residential | 625 | No | 2.5 | No
208447318 | Mini/Multi Split | TOSHIBA CARRIER | HRCU-A-CB | RAV-SP122AT2P-UL |  | Mini-Splits (Ducted) | RAV-SM122BTP-UL |  | 12000 | 20.8 |  | 14.5 | 12.4 |  | 14000 | 8400 | 60% | 12000 | 17.1 | 12.2 | 8.9 | 14000 |  |  |  | Residential | 250 | No | 1 | No
208447319 | Mini/Multi Split | TOSHIBA CARRIER | HRCU-A-CB-O | RAV-SP182AT2P-UL |  | Mini-Splits (Non-Ducted) | RAV-SM182UTP-UL |  | 18000 | 24.3 |  | 13.7 | 12.3 |  | 20000 | 13100 | 65.5% | 18000 | 25.5 | 13.5 | 11.3 | 20000 |  |  |  | Residential | 375 | No | 1.5 | No
208447322 | Mini/Multi Split | TOSHIBA CARRIER | HRCU-A-CB-O | RAV-SP242AT2P-UL |  | Mini-Splits (Non-Ducted) | RAV-SM242CTP-UL |  | 24000 | 22 |  | 12.7 | 10.4 |  | 27000 | 15300 | 56.67% | 24000 | 23.2 | 12.7 | 10.4 | 27000 |  |  |  | Residential | 500 | No | 2 | No
208447323 | Mini/Multi Split | TOSHIBA CARRIER | HRCU-A-CB | RAV-SP242AT2P-UL |  | Mini-Splits (Ducted) | RAV-SM242BTP-UL |  | 24000 | 22.4 |  | 12.9 | 11.5 |  | 27000 | 17600 | 65.19% | 24000 | 19.4 | 12.4 | 10.3 | 27000 |  |  |  | Residential | 500 | No | 2 | No
208447324 | Mini/Multi Split | TOSHIBA CARRIER | HRCU-A-CB-O | RAV-SP302AT2P-UL |  | Mini-Splits (Non-Ducted) | RAV-SM302UTP-UL |  | 30000 | 22.7 |  | 13.9 | 11.8 |  | 34000 | 23600 | 69.41% | 30000 | 23.7 | 14 | 11.2 | 34000 |  |  |  | Residential | 625 | No | 2.5 | No
208447325 | Mini/Multi Split | TOSHIBA CARRIER | HRCU-A-CB-O | RAV-SP302AT2P-UL |  | Mini-Splits (Non-Ducted) | RAV-SM302CTP-UL |  | 30000 | 21 |  | 12.5 | 10.5 |  | 34000 | 20600 | 60.59% | 30000 | 22 | 13 | 10.4 | 34000 |  |  |  | Residential | 625 | No | 2.5 | No
208447326 | Mini/Multi Split | TOSHIBA CARRIER | HRCU-A-CB | RAV-SP302AT2P-UL |  | Mini-Splits (Ducted) | RAV-SM302BTP-UL |  | 30000 | 20 |  | 12.8 | 11.9 |  | 34000 | 21600 | 63.53% | 30000 | 19.3 | 12.5 | 10.3 | 34000 |  |  |  | Residential | 625 | No | 2.5 | No
208447327 | Mini/Multi Split | TOSHIBA CARRIER | HRCU-A-CB-O | RAV-SP362AT2P-UL |  | Mini-Splits (Non-Ducted) | RAV-SM362UTP-UL |  | 36000 | 23.2 |  | 13 | 11.9 |  | 40000 | 25800 | 64.5% | 36000 | 24.3 | 13.4 | 11.1 | 40000 |  |  |  | Residential | 750 | No | 3 | No
208447609 | Mini/Multi Split | SUNCHILLERS | HRCU-A-CB-O | 9WODU-UL |  | Mini-Splits (Non-Ducted) | 9WIDU-UL |  | 9000 | 25.5 |  | 15 | 12.2 |  | 10000 | 8500 | 85% | 9000 | 25.5 | 15 | 12.3 | 10000 | 7500 | 75% | 2.17 | Residential | 187.5 | Yes | 0.75 | Both
208447610 | Mini/Multi Split | SUNCHILLERS | HRCU-A-CB-O | 12WODU-UL |  | Mini-Splits (Non-Ducted) | 12WIDU-UL |  | 12000 | 23.2 |  | 13.7 | 13.2 |  | 12000 | 9000 | 75% | 12000 | 24.6 | 13.7 | 10.7 | 12000 |  |  |  | Residential | 250 | No | 1 | No
208447611 | Mini/Multi Split | SUNCHILLERS | HRCU-A-CB-O | 24WODU-UL |  | Mini-Splits (Non-Ducted) | 24WIDU-UL |  | 24000 | 22 |  | 14 | 12 |  | 25000 | 16200 | 64.8% | 24000 | 22 | 14 | 10 | 25000 |  |  |  | Residential | 500 | No | 2 | No
208447612 | Mini/Multi Split | SUNCHILLERS | HRCU-A-CB | 12WODU-UL |  | Mini-Splits (Ducted) | 12DIDU-UL |  | 12000 | 21.5 |  | 12.5 | 11.5 |  | 12000 | 9300 | 77.5% | 11500 | 19 | 11.7 | 10.3 | 12000 | 8400 | 70% | 2.26 | Residential | 240 | Yes | 0.96 | Both
208447613 | Mini/Multi Split | SUNCHILLERS | HRCU-A-CB | 24WODU-UL |  | Mini-Splits (Ducted) | 24DIDU-UL |  | 24000 | 21.5 |  | 12.6 | 11.2 |  | 24600 | 20000 | 81.3% | 23000 | 19 | 12.5 | 11.2 | 25000 | 20000 | 80% | 2.3 | Residential | 480 | Yes | 1.92 | Both
208447614 | Mini/Multi Split | ARCOAIRE | HRCU-A-CB-O | DLCSRBH12AAK |  | Mini-Splits (Non-Ducted) | DLFSHCH12XAK |  | 12000 | 25.5 |  | 14 | 13 |  | 12000 | 10000 | 83.33% | 12000 | 25.5 | 14 | 10.4 | 12000 | 12000 | 100% | 1.8 | Residential | 250 | Yes | 1 | Both
208447615 | Mini/Multi Split | ARCOAIRE | HRCU-A-CB-O | DLCSRBH24AAK |  | Mini-Splits (Non-Ducted) | DLFSHCH24XAK |  | 24000 | 21.5 |  | 13 | 12 |  | 29000 | 21200 | 73.1% | 24000 | 21.5 | 13 | 11.4 | 29000 | 25000 | 86.21% | 2.21 | Residential | 500 | Yes | 2 | Both
208447617 | Mini/Multi Split | ARCOAIRE | HRCU-A-CB-O | DLCSRBH09AAK |  | Mini-Splits (Non-Ducted) | DLFSHCH09XAK |  | 9000 | 28.1 |  | 16.2 | 13 |  | 11800 | 9500 | 80.51% | 9000 | 28.1 | 16.2 | 11.5 | 12000 | 10600 | 88.33% | 2 | Residential | 187.5 | Yes | 0.75 | Both
208447619 | Mini/Multi Split | ARCOAIRE | HRCU-A-CB-O | DLCSRBH18AAK |  | Mini-Splits (Non-Ducted) | DLFSHCH18XAK |  | 18000 | 21.5 |  | 12.5 | 13 |  | 18000 | 15000 | 83.33% | 18000 | 21.5 | 12.5 | 11.3 | 18000 | 18000 | 100% | 1.8 | Residential | 375 | Yes | 1.5 | Both
208447620 | Mini/Multi Split | ARCOAIRE | HRCU-A-CB-O | DLCSRBH12AAJ |  | Mini-Splits (Non-Ducted) | DLFSHCH12XAJ |  | 12000 | 23 |  | 13 | 11.6 |  | 12100 | 8400 | 69.42% | 12000 | 23.5 | 13 | 10 | 12000 |  |  |  | Residential | 250 | No | 1 | No
208447621 | Mini/Multi Split | ARCOAIRE | HRCU-A-CB-O | DLCSRBH06AAK |  | Mini-Splits (Non-Ducted) | DLFSHCH06XAK |  | 6000 | 26.5 |  | 15.8 | 14 |  | 7000 | 8500 | 121.4% | 6000 | 26.5 | 15.8 | 13.6 | 7000 | 7500 | 107.1% | 2.1 | Residential | 125 | Yes | 0.5 | Both
208447622 | Mini/Multi Split | COMFORTMAKER | HRCU-A-CB-O | DLCSRBH12AAK |  | Mini-Splits (Non-Ducted) | DLFSHCH12XAK |  | 12000 | 25.5 |  | 14 | 13 |  | 12000 | 10000 | 83.33% | 12000 | 25.5 | 14 | 10.4 | 12000 | 12000 | 100% | 1.8 | Residential | 250 | Yes | 1 | Both
208447623 | Mini/Multi Split | COMFORTMAKER | HRCU-A-CB-O | DLCSRBH24AAK |  | Mini-Splits (Non-Ducted) | DLFSHCH24XAK |  | 24000 | 21.5 |  | 13 | 12 |  | 29000 | 21200 | 73.1% | 24000 | 21.5 | 13 | 11.4 | 29000 | 25000 | 86.21% | 2.21 | Residential | 500 | Yes | 2 | Both
208447625 | Mini/Multi Split | COMFORTMAKER | HRCU-A-CB-O | DLCSRBH09AAK |  | Mini-Splits (Non-Ducted) | DLFSHCH09XAK |  | 9000 | 28.1 |  | 16.2 | 13 |  | 11800 | 9500 | 80.51% | 9000 | 28.1 | 16.2 | 11.5 | 12000 | 10600 | 88.33% | 2 | Residential | 187.5 | Yes | 0.75 | Both
208447627 | Mini/Multi Split | COMFORTMAKER | HRCU-A-CB-O | DLCSRBH18AAK |  | Mini-Splits (Non-Ducted) | DLFSHCH18XAK |  | 18000 | 21.5 |  | 12.5 | 13 |  | 18000 | 15000 | 83.33% | 18000 | 21.5 | 12.5 | 11.3 | 18000 | 18000 | 100% | 1.8 | Residential | 375 | Yes | 1.5 | Both
208447628 | Mini/Multi Split | COMFORTMAKER | HRCU-A-CB-O | DLCSRBH12AAJ |  | Mini-Splits (Non-Ducted) | DLFSHCH12XAJ |  | 12000 | 23 |  | 13 | 11.6 |  | 12100 | 8400 | 69.42% | 12000 | 23.5 | 13 | 10 | 12000 |  |  |  | Residential | 250 | No | 1 | No
208447629 | Mini/Multi Split | COMFORTMAKER | HRCU-A-CB-O | DLCSRBH06AAK |  | Mini-Splits (Non-Ducted) | DLFSHCH06XAK |  | 6000 | 26.5 |  | 15.8 | 14 |  | 7000 | 8500 | 121.4% | 6000 | 26.5 | 15.8 | 13.6 | 7000 | 7500 | 107.1% | 2.1 | Residential | 125 | Yes | 0.5 | Both
208447630 | Mini/Multi Split | DAY & NIGHT | HRCU-A-CB-O | DLCSRBH12AAK |  | Mini-Splits (Non-Ducted) | DLFSHCH12XAK |  | 12000 | 25.5 |  | 14 | 13 |  | 12000 | 10000 | 83.33% | 12000 | 25.5 | 14 | 10.4 | 12000 | 12000 | 100% | 1.8 | Residential | 250 | Yes | 1 | Both
208447631 | Mini/Multi Split | DAY & NIGHT | HRCU-A-CB-O | DLCSRBH24AAK |  | Mini-Splits (Non-Ducted) | DLFSHCH24XAK |  | 24000 | 21.5 |  | 13 | 12 |  | 29000 | 21200 | 73.1% | 24000 | 21.5 | 13 | 11.4 | 29000 | 25000 | 86.21% | 2.21 | Residential | 500 | Yes | 2 | Both
208447633 | Mini/Multi Split | DAY & NIGHT | HRCU-A-CB-O | DLCSRBH09AAK |  | Mini-Splits (Non-Ducted) | DLFSHCH09XAK |  | 9000 | 28.1 |  | 16.2 | 13 |  | 11800 | 9500 | 80.51% | 9000 | 28.1 | 16.2 | 11.5 | 12000 | 10600 | 88.33% | 2 | Residential | 187.5 | Yes | 0.75 | Both
208447635 | Mini/Multi Split | DAY & NIGHT | HRCU-A-CB-O | DLCSRBH18AAK |  | Mini-Splits (Non-Ducted) | DLFSHCH18XAK |  | 18000 | 21.5 |  | 12.5 | 13 |  | 18000 | 15000 | 83.33% | 18000 | 21.5 | 12.5 | 11.3 | 18000 | 18000 | 100% | 1.8 | Residential | 375 | Yes | 1.5 | Both
208447636 | Mini/Multi Split | DAY & NIGHT | HRCU-A-CB-O | DLCSRBH12AAJ |  | Mini-Splits (Non-Ducted) | DLFSHCH12XAJ |  | 12000 | 23 |  | 13 | 11.6 |  | 12100 | 8400 | 69.42% | 12000 | 23.5 | 13 | 10 | 12000 |  |  |  | Residential | 250 | No | 1 | No
208447637 | Mini/Multi Split | DAY & NIGHT | HRCU-A-CB-O | DLCSRBH06AAK |  | Mini-Splits (Non-Ducted) | DLFSHCH06XAK |  | 6000 | 26.5 |  | 15.8 | 14 |  | 7000 | 8500 | 121.4% | 6000 | 26.5 | 15.8 | 13.6 | 7000 | 7500 | 107.1% | 2.1 | Residential | 125 | Yes | 0.5 | Both
208447638 | Mini/Multi Split | HEIL | HRCU-A-CB-O | DLCSRBH12AAK |  | Mini-Splits (Non-Ducted) | DLFSHCH12XAK |  | 12000 | 25.5 |  | 14 | 13 |  | 12000 | 10000 | 83.33% | 12000 | 25.5 | 14 | 10.4 | 12000 | 12000 | 100% | 1.8 | Residential | 250 | Yes | 1 | Both
208447639 | Mini/Multi Split | HEIL | HRCU-A-CB-O | DLCSRBH24AAK |  | Mini-Splits (Non-Ducted) | DLFSHCH24XAK |  | 24000 | 21.5 |  | 13 | 12 |  | 29000 | 21200 | 73.1% | 24000 | 21.5 | 13 | 11.4 | 29000 | 25000 | 86.21% | 2.21 | Residential | 500 | Yes | 2 | Both
208447641 | Mini/Multi Split | HEIL | HRCU-A-CB-O | DLCSRBH09AAK |  | Mini-Splits (Non-Ducted) | DLFSHCH09XAK |  | 9000 | 28.1 |  | 16.2 | 13 |  | 11800 | 9500 | 80.51% | 9000 | 28.1 | 16.2 | 11.5 | 12000 | 10600 | 88.33% | 2 | Residential | 187.5 | Yes | 0.75 | Both
208447643 | Mini/Multi Split | HEIL | HRCU-A-CB-O | DLCSRBH18AAK |  | Mini-Splits (Non-Ducted) | DLFSHCH18XAK |  | 18000 | 21.5 |  | 12.5 | 13 |  | 18000 | 15000 | 83.33% | 18000 | 21.5 | 12.5 | 11.3 | 18000 | 18000 | 100% | 1.8 | Residential | 375 | Yes | 1.5 | Both
208447644 | Mini/Multi Split | HEIL | HRCU-A-CB-O | DLCSRBH12AAJ |  | Mini-Splits (Non-Ducted) | DLFSHCH12XAJ |  | 12000 | 23 |  | 13 | 11.6 |  | 12100 | 8400 | 69.42% | 12000 | 23.5 | 13 | 10 | 12000 |  |  |  | Residential | 250 | No | 1 | No
208447645 | Mini/Multi Split | HEIL | HRCU-A-CB-O | DLCSRBH06AAK |  | Mini-Splits (Non-Ducted) | DLFSHCH06XAK |  | 6000 | 26.5 |  | 15.8 | 14 |  | 7000 | 8500 | 121.4% | 6000 | 26.5 | 15.8 | 13.6 | 7000 | 7500 | 107.1% | 2.1 | Residential | 125 | Yes | 0.5 | Both
208447646 | Mini/Multi Split | KEEPRITE | HRCU-A-CB-O | DLCSRBH12AAK |  | Mini-Splits (Non-Ducted) | DLFSHCH12XAK |  | 12000 | 25.5 |  | 14 | 13 |  | 12000 | 10000 | 83.33% | 12000 | 25.5 | 14 | 10.4 | 12000 | 12000 | 100% | 1.8 | Residential | 250 | Yes | 1 | Both
208447647 | Mini/Multi Split | KEEPRITE | HRCU-A-CB-O | DLCSRBH24AAK |  | Mini-Splits (Non-Ducted) | DLFSHCH24XAK |  | 24000 | 21.5 |  | 13 | 12 |  | 29000 | 21200 | 73.1% | 24000 | 21.5 | 13 | 11.4 | 29000 | 25000 | 86.21% | 2.21 | Residential | 500 | Yes | 2 | Both
208447649 | Mini/Multi Split | KEEPRITE | HRCU-A-CB-O | DLCSRBH09AAK |  | Mini-Splits (Non-Ducted) | DLFSHCH09XAK |  | 9000 | 28.1 |  | 16.2 | 13 |  | 11800 | 9500 | 80.51% | 9000 | 28.1 | 16.2 | 11.5 | 12000 | 10600 | 88.33% | 2 | Residential | 187.5 | Yes | 0.75 | Both
208447651 | Mini/Multi Split | KEEPRITE | HRCU-A-CB-O | DLCSRBH18AAK |  | Mini-Splits (Non-Ducted) | DLFSHCH18XAK |  | 18000 | 21.5 |  | 12.5 | 13 |  | 18000 | 15000 | 83.33% | 18000 | 21.5 | 12.5 | 11.3 | 18000 | 18000 | 100% | 1.8 | Residential | 375 | Yes | 1.5 | Both
208447652 | Mini/Multi Split | KEEPRITE | HRCU-A-CB-O | DLCSRBH12AAJ |  | Mini-Splits (Non-Ducted) | DLFSHCH12XAJ |  | 12000 | 23 |  | 13 | 11.6 |  | 12100 | 8400 | 69.42% | 12000 | 23.5 | 13 | 10 | 12000 |  |  |  | Residential | 250 | No | 1 | No
208447653 | Mini/Multi Split | KEEPRITE | HRCU-A-CB-O | DLCSRBH06AAK |  | Mini-Splits (Non-Ducted) | DLFSHCH06XAK |  | 6000 | 26.5 |  | 15.8 | 14 |  | 7000 | 8500 | 121.4% | 6000 | 26.5 | 15.8 | 13.6 | 7000 | 7500 | 107.1% | 2.1 | Residential | 125 | Yes | 0.5 | Both
208447654 | Mini/Multi Split | KENMORE | HRCU-A-CB-O | DLCSRBH12AAK |  | Mini-Splits (Non-Ducted) | DLFSHCH12XAK |  | 12000 | 25.5 |  | 14 | 13 |  | 12000 | 10000 | 83.33% | 12000 | 25.5 | 14 | 10.4 | 12000 | 12000 | 100% | 1.8 | Residential | 250 | Yes | 1 | Both
208447655 | Mini/Multi Split | KENMORE | HRCU-A-CB-O | DLCSRBH24AAK |  | Mini-Splits (Non-Ducted) | DLFSHCH24XAK |  | 24000 | 21.5 |  | 13 | 12 |  | 29000 | 21200 | 73.1% | 24000 | 21.5 | 13 | 11.4 | 29000 | 25000 | 86.21% | 2.21 | Residential | 500 | Yes | 2 | Both
208447657 | Mini/Multi Split | KENMORE | HRCU-A-CB-O | DLCSRBH09AAK |  | Mini-Splits (Non-Ducted) | DLFSHCH09XAK |  | 9000 | 28.1 |  | 16.2 | 13 |  | 11800 | 9500 | 80.51% | 9000 | 28.1 | 16.2 | 11.5 | 12000 | 10600 | 88.33% | 2 | Residential | 187.5 | Yes | 0.75 | Both
208447659 | Mini/Multi Split | KENMORE | HRCU-A-CB-O | DLCSRBH18AAK |  | Mini-Splits (Non-Ducted) | DLFSHCH18XAK |  | 18000 | 21.5 |  | 12.5 | 13 |  | 18000 | 15000 | 83.33% | 18000 | 21.5 | 12.5 | 11.3 | 18000 | 18000 | 100% | 1.8 | Residential | 375 | Yes | 1.5 | Both
208447660 | Mini/Multi Split | KENMORE | HRCU-A-CB-O | DLCSRBH12AAJ |  | Mini-Splits (Non-Ducted) | DLFSHCH12XAJ |  | 12000 | 23 |  | 13 | 11.6 |  | 12100 | 8400 | 69.42% | 12000 | 23.5 | 13 | 10 | 12000 |  |  |  | Residential | 250 | No | 1 | No
208447661 | Mini/Multi Split | KENMORE | HRCU-A-CB-O | DLCSRBH06AAK |  | Mini-Splits (Non-Ducted) | DLFSHCH06XAK |  | 6000 | 26.5 |  | 15.8 | 14 |  | 7000 | 8500 | 121.4% | 6000 | 26.5 | 15.8 | 13.6 | 7000 | 7500 | 107.1% | 2.1 | Residential | 125 | Yes | 0.5 | Both
208447662 | Mini/Multi Split | MIDEA | HRCU-A-CB-O | DLCSRBH12AAK |  | Mini-Splits (Non-Ducted) | DLFSHCH12XAK |  | 12000 | 25.5 |  | 14 | 13 |  | 12000 | 10000 | 83.33% | 12000 | 25.5 | 14 | 10.4 | 12000 | 12000 | 100% | 1.8 | Residential | 250 | Yes | 1 | Both
208447663 | Mini/Multi Split | MIDEA | HRCU-A-CB-O | DLCSRBH24AAK |  | Mini-Splits (Non-Ducted) | DLFSHCH24XAK |  | 24000 | 21.5 |  | 13 | 12 |  | 29000 | 21200 | 73.1% | 24000 | 21.5 | 13 | 11.4 | 29000 | 25000 | 86.21% | 2.21 | Residential | 500 | Yes | 2 | Both
208447665 | Mini/Multi Split | MIDEA | HRCU-A-CB-O | DLCSRBH09AAK |  | Mini-Splits (Non-Ducted) | DLFSHCH09XAK |  | 9000 | 28.1 |  | 16.2 | 13 |  | 11800 | 9500 | 80.51% | 9000 | 28.1 | 16.2 | 11.5 | 12000 | 10600 | 88.33% | 2 | Residential | 187.5 | Yes | 0.75 | Both
208447667 | Mini/Multi Split | MIDEA | HRCU-A-CB-O | DLCSRBH18AAK |  | Mini-Splits (Non-Ducted) | DLFSHCH18XAK |  | 18000 | 21.5 |  | 12.5 | 13 |  | 18000 | 15000 | 83.33% | 18000 | 21.5 | 12.5 | 11.3 | 18000 | 18000 | 100% | 1.8 | Residential | 375 | Yes | 1.5 | Both
208447668 | Mini/Multi Split | MIDEA | HRCU-A-CB-O | DLCSRBH12AAJ |  | Mini-Splits (Non-Ducted) | DLFSHCH12XAJ |  | 12000 | 23 |  | 13 | 11.6 |  | 12100 | 8400 | 69.42% | 12000 | 23.5 | 13 | 10 | 12000 |  |  |  | Residential | 250 | No | 1 | No
208447669 | Mini/Multi Split | MIDEA | HRCU-A-CB-O | DLCSRBH06AAK |  | Mini-Splits (Non-Ducted) | DLFSHCH06XAK |  | 6000 | 26.5 |  | 15.8 | 14 |  | 7000 | 8500 | 121.4% | 6000 | 26.5 | 15.8 | 13.6 | 7000 | 7500 | 107.1% | 2.1 | Residential | 125 | Yes | 0.5 | Both
208447670 | Mini/Multi Split | TEMPSTAR | HRCU-A-CB-O | DLCSRBH12AAK |  | Mini-Splits (Non-Ducted) | DLFSHCH12XAK |  | 12000 | 25.5 |  | 14 | 13 |  | 12000 | 10000 | 83.33% | 12000 | 25.5 | 14 | 10.4 | 12000 | 12000 | 100% | 1.8 | Residential | 250 | Yes | 1 | Both
208447671 | Mini/Multi Split | TEMPSTAR | HRCU-A-CB-O | DLCSRBH24AAK |  | Mini-Splits (Non-Ducted) | DLFSHCH24XAK |  | 24000 | 21.5 |  | 13 | 12 |  | 29000 | 21200 | 73.1% | 24000 | 21.5 | 13 | 11.4 | 29000 | 25000 | 86.21% | 2.21 | Residential | 500 | Yes | 2 | Both
208447673 | Mini/Multi Split | TEMPSTAR | HRCU-A-CB-O | DLCSRBH09AAK |  | Mini-Splits (Non-Ducted) | DLFSHCH09XAK |  | 9000 | 28.1 |  | 16.2 | 13 |  | 11800 | 9500 | 80.51% | 9000 | 28.1 | 16.2 | 11.5 | 12000 | 10600 | 88.33% | 2 | Residential | 187.5 | Yes | 0.75 | Both
208447675 | Mini/Multi Split | TEMPSTAR | HRCU-A-CB-O | DLCSRBH18AAK |  | Mini-Splits (Non-Ducted) | DLFSHCH18XAK |  | 18000 | 21.5 |  | 12.5 | 13 |  | 18000 | 15000 | 83.33% | 18000 | 21.5 | 12.5 | 11.3 | 18000 | 18000 | 100% | 1.8 | Residential | 375 | Yes | 1.5 | Both
208447676 | Mini/Multi Split | TEMPSTAR | HRCU-A-CB-O | DLCSRBH12AAJ |  | Mini-Splits (Non-Ducted) | DLFSHCH12XAJ |  | 12000 | 23 |  | 13 | 11.6 |  | 12100 | 8400 | 69.42% | 12000 | 23.5 | 13 | 10 | 12000 |  |  |  | Residential | 250 | No | 1 | No
208447677 | Mini/Multi Split | TEMPSTAR | HRCU-A-CB-O | DLCSRBH06AAK |  | Mini-Splits (Non-Ducted) | DLFSHCH06XAK |  | 6000 | 26.5 |  | 15.8 | 14 |  | 7000 | 8500 | 121.4% | 6000 | 26.5 | 15.8 | 13.6 | 7000 | 7500 | 107.1% | 2.1 | Residential | 125 | Yes | 0.5 | Both
208447678 | Mini/Multi Split | SMART COMFORT | HRCU-A-CB-O | DLCSRBH12AAK |  | Mini-Splits (Non-Ducted) | DLFSHCH12XAK |  | 12000 | 25.5 |  | 14 | 13 |  | 12000 | 10000 | 83.33% | 12000 | 25.5 | 14 | 10.4 | 12000 | 12000 | 100% | 1.8 | Residential | 250 | Yes | 1 | Both
208447679 | Mini/Multi Split | SMART COMFORT | HRCU-A-CB-O | DLCSRBH24AAK |  | Mini-Splits (Non-Ducted) | DLFSHCH24XAK |  | 24000 | 21.5 |  | 13 | 12 |  | 29000 | 21200 | 73.1% | 24000 | 21.5 | 13 | 11.4 | 29000 | 25000 | 86.21% | 2.21 | Residential | 500 | Yes | 2 | Both
208447681 | Mini/Multi Split | SMART COMFORT | HRCU-A-CB-O | DLCSRBH09AAK |  | Mini-Splits (Non-Ducted) | DLFSHCH09XAK |  | 9000 | 28.1 |  | 16.2 | 13 |  | 11800 | 9500 | 80.51% | 9000 | 28.1 | 16.2 | 11.5 | 12000 | 10600 | 88.33% | 2 | Residential | 187.5 | Yes | 0.75 | Both
208447683 | Mini/Multi Split | SMART COMFORT | HRCU-A-CB-O | DLCSRBH18AAK |  | Mini-Splits (Non-Ducted) | DLFSHCH18XAK |  | 18000 | 21.5 |  | 12.5 | 13 |  | 18000 | 15000 | 83.33% | 18000 | 21.5 | 12.5 | 11.3 | 18000 | 18000 | 100% | 1.8 | Residential | 375 | Yes | 1.5 | Both
208447684 | Mini/Multi Split | SMART COMFORT | HRCU-A-CB-O | DLCSRBH12AAJ |  | Mini-Splits (Non-Ducted) | DLFSHCH12XAJ |  | 12000 | 23 |  | 13 | 11.6 |  | 12100 | 8400 | 69.42% | 12000 | 23.5 | 13 | 10 | 12000 |  |  |  | Residential | 250 | No | 1 | No
208447685 | Mini/Multi Split | SMART COMFORT | HRCU-A-CB-O | DLCSRBH06AAK |  | Mini-Splits (Non-Ducted) | DLFSHCH06XAK |  | 6000 | 26.5 |  | 15.8 | 14 |  | 7000 | 8500 | 121.4% | 6000 | 26.5 | 15.8 | 13.6 | 7000 | 7500 | 107.1% | 2.1 | Residential | 125 | Yes | 0.5 | Both
208447686 | Mini/Multi Split | AIRQUEST | HRCU-A-CB-O | DLCSRBH12AAK |  | Mini-Splits (Non-Ducted) | DLFSHCH12XAK |  | 12000 | 25.5 |  | 14 | 13 |  | 12000 | 10000 | 83.33% | 12000 | 25.5 | 14 | 10.4 | 12000 | 12000 | 100% | 1.8 | Residential | 250 | Yes | 1 | Both
208447687 | Mini/Multi Split | AIRQUEST | HRCU-A-CB-O | DLCSRBH24AAK |  | Mini-Splits (Non-Ducted) | DLFSHCH24XAK |  | 24000 | 21.5 |  | 13 | 12 |  | 29000 | 21200 | 73.1% | 24000 | 21.5 | 13 | 11.4 | 29000 | 25000 | 86.21% | 2.21 | Residential | 500 | Yes | 2 | Both
208447689 | Mini/Multi Split | AIRQUEST | HRCU-A-CB-O | DLCSRBH09AAK |  | Mini-Splits (Non-Ducted) | DLFSHCH09XAK |  | 9000 | 28.1 |  | 16.2 | 13 |  | 11800 | 9500 | 80.51% | 9000 | 28.1 | 16.2 | 11.5 | 12000 | 10600 | 88.33% | 2 | Residential | 187.5 | Yes | 0.75 | Both
208447691 | Mini/Multi Split | AIRQUEST | HRCU-A-CB-O | DLCSRBH18AAK |  | Mini-Splits (Non-Ducted) | DLFSHCH18XAK |  | 18000 | 21.5 |  | 12.5 | 13 |  | 18000 | 15000 | 83.33% | 18000 | 21.5 | 12.5 | 11.3 | 18000 | 18000 | 100% | 1.8 | Residential | 375 | Yes | 1.5 | Both
208447692 | Mini/Multi Split | AIRQUEST | HRCU-A-CB-O | DLCSRBH12AAJ |  | Mini-Splits (Non-Ducted) | DLFSHCH12XAJ |  | 12000 | 23 |  | 13 | 11.6 |  | 12100 | 8400 | 69.42% | 12000 | 23.5 | 13 | 10 | 12000 |  |  |  | Residential | 250 | No | 1 | No
208447693 | Mini/Multi Split | AIRQUEST | HRCU-A-CB-O | DLCSRBH06AAK |  | Mini-Splits (Non-Ducted) | DLFSHCH06XAK |  | 6000 | 26.5 |  | 15.8 | 14 |  | 7000 | 8500 | 121.4% | 6000 | 26.5 | 15.8 | 13.6 | 7000 | 7500 | 107.1% | 2.1 | Residential | 125 | Yes | 0.5 | Both
208447695 | Mini/Multi Split | ARCOAIRE | HRCU-A-CB-O | DLCERBH09AAJ |  | Mini-Splits (Non-Ducted) | DLFEHBH09XAJ |  | 9000 | 21.5 |  | 12.5 | 10.3 |  | 10000 | 6300 | 63% | 9000 | 21.5 | 12.5 | 9.1 | 10000 | 7000 | 70% | 2.16 | Residential | 187.5 | Yes | 0.75 | Both
208447700 | Mini/Multi Split | ARCOAIRE | HRCU-A-CB-O | DLCERBH09AAK |  | Mini-Splits (Non-Ducted) | DLFEHBH09XAK |  | 9000 | 21.5 |  | 12.6 | 10 |  | 10000 | 6000 | 60% | 9000 | 21.5 | 12.6 | 9.4 | 10000 | 7000 | 70% | 2 | Residential | 187.5 | Yes | 0.75 | Both
208447703 | Mini/Multi Split | COMFORTMAKER | HRCU-A-CB-O | DLCERBH09AAJ |  | Mini-Splits (Non-Ducted) | DLFEHBH09XAJ |  | 9000 | 21.5 |  | 12.5 | 10.3 |  | 10000 | 6300 | 63% | 9000 | 21.5 | 12.5 | 9.1 | 10000 | 7000 | 70% | 2.16 | Residential | 187.5 | Yes | 0.75 | Both
208447708 | Mini/Multi Split | COMFORTMAKER | HRCU-A-CB-O | DLCERBH09AAK |  | Mini-Splits (Non-Ducted) | DLFEHBH09XAK |  | 9000 | 21.5 |  | 12.6 | 10 |  | 10000 | 6000 | 60% | 9000 | 21.5 | 12.6 | 9.4 | 10000 | 7000 | 70% | 2 | Residential | 187.5 | Yes | 0.75 | Both
208447711 | Mini/Multi Split | DAY & NIGHT | HRCU-A-CB-O | DLCERBH09AAJ |  | Mini-Splits (Non-Ducted) | DLFEHBH09XAJ |  | 9000 | 21.5 |  | 12.5 | 10.3 |  | 10000 | 6300 | 63% | 9000 | 21.5 | 12.5 | 9.1 | 10000 | 7000 | 70% | 2.16 | Residential | 187.5 | Yes | 0.75 | Both
208447716 | Mini/Multi Split | DAY & NIGHT | HRCU-A-CB-O | DLCERBH09AAK |  | Mini-Splits (Non-Ducted) | DLFEHBH09XAK |  | 9000 | 21.5 |  | 12.6 | 10 |  | 10000 | 6000 | 60% | 9000 | 21.5 | 12.6 | 9.4 | 10000 | 7000 | 70% | 2 | Residential | 187.5 | Yes | 0.75 | Both
208447719 | Mini/Multi Split | HEIL | HRCU-A-CB-O | DLCERBH09AAJ |  | Mini-Splits (Non-Ducted) | DLFEHBH09XAJ |  | 9000 | 21.5 |  | 12.5 | 10.3 |  | 10000 | 6300 | 63% | 9000 | 21.5 | 12.5 | 9.1 | 10000 | 7000 | 70% | 2.16 | Residential | 187.5 | Yes | 0.75 | Both
208447724 | Mini/Multi Split | HEIL | HRCU-A-CB-O | DLCERBH09AAK |  | Mini-Splits (Non-Ducted) | DLFEHBH09XAK |  | 9000 | 21.5 |  | 12.6 | 10 |  | 10000 | 6000 | 60% | 9000 | 21.5 | 12.6 | 9.4 | 10000 | 7000 | 70% | 2 | Residential | 187.5 | Yes | 0.75 | Both
208447727 | Mini/Multi Split | KEEPRITE | HRCU-A-CB-O | DLCERBH09AAJ |  | Mini-Splits (Non-Ducted) | DLFEHBH09XAJ |  | 9000 | 21.5 |  | 12.5 | 10.3 |  | 10000 | 6300 | 63% | 9000 | 21.5 | 12.5 | 9.1 | 10000 | 7000 | 70% | 2.16 | Residential | 187.5 | Yes | 0.75 | Both
208447732 | Mini/Multi Split | KEEPRITE | HRCU-A-CB-O | DLCERBH09AAK |  | Mini-Splits (Non-Ducted) | DLFEHBH09XAK |  | 9000 | 21.5 |  | 12.6 | 10 |  | 10000 | 6000 | 60% | 9000 | 21.5 | 12.6 | 9.4 | 10000 | 7000 | 70% | 2 | Residential | 187.5 | Yes | 0.75 | Both
208447735 | Mini/Multi Split | KENMORE | HRCU-A-CB-O | DLCERBH09AAJ |  | Mini-Splits (Non-Ducted) | DLFEHBH09XAJ |  | 9000 | 21.5 |  | 12.5 | 10.3 |  | 10000 | 6300 | 63% | 9000 | 21.5 | 12.5 | 9.1 | 10000 | 7000 | 70% | 2.16 | Residential | 187.5 | Yes | 0.75 | Both
208447740 | Mini/Multi Split | KENMORE | HRCU-A-CB-O | DLCERBH09AAK |  | Mini-Splits (Non-Ducted) | DLFEHBH09XAK |  | 9000 | 21.5 |  | 12.6 | 10 |  | 10000 | 6000 | 60% | 9000 | 21.5 | 12.6 | 9.4 | 10000 | 7000 | 70% | 2 | Residential | 187.5 | Yes | 0.75 | Both
208447743 | Mini/Multi Split | MIDEA | HRCU-A-CB-O | DLCERBH09AAJ |  | Mini-Splits (Non-Ducted) | DLFEHBH09XAJ |  | 9000 | 21.5 |  | 12.5 | 10.3 |  | 10000 | 6300 | 63% | 9000 | 21.5 | 12.5 | 9.1 | 10000 | 7000 | 70% | 2.16 | Residential | 187.5 | Yes | 0.75 | Both
208447748 | Mini/Multi Split | MIDEA | HRCU-A-CB-O | DLCERBH09AAK |  | Mini-Splits (Non-Ducted) | DLFEHBH09XAK |  | 9000 | 21.5 |  | 12.6 | 10 |  | 10000 | 6000 | 60% | 9000 | 21.5 | 12.6 | 9.4 | 10000 | 7000 | 70% | 2 | Residential | 187.5 | Yes | 0.75 | Both
208447751 | Mini/Multi Split | TEMPSTAR | HRCU-A-CB-O | DLCERBH09AAJ |  | Mini-Splits (Non-Ducted) | DLFEHBH09XAJ |  | 9000 | 21.5 |  | 12.5 | 10.3 |  | 10000 | 6300 | 63% | 9000 | 21.5 | 12.5 | 9.1 | 10000 | 7000 | 70% | 2.16 | Residential | 187.5 | Yes | 0.75 | Both
208447756 | Mini/Multi Split | TEMPSTAR | HRCU-A-CB-O | DLCERBH09AAK |  | Mini-Splits (Non-Ducted) | DLFEHBH09XAK |  | 9000 | 21.5 |  | 12.6 | 10 |  | 10000 | 6000 | 60% | 9000 | 21.5 | 12.6 | 9.4 | 10000 | 7000 | 70% | 2 | Residential | 187.5 | Yes | 0.75 | Both
208447759 | Mini/Multi Split | SMART COMFORT | HRCU-A-CB-O | DLCERBH09AAJ |  | Mini-Splits (Non-Ducted) | DLFEHBH09XAJ |  | 9000 | 21.5 |  | 12.5 | 10.3 |  | 10000 | 6300 | 63% | 9000 | 21.5 | 12.5 | 9.1 | 10000 | 7000 | 70% | 2.16 | Residential | 187.5 | Yes | 0.75 | Both
208447764 | Mini/Multi Split | SMART COMFORT | HRCU-A-CB-O | DLCERBH09AAK |  | Mini-Splits (Non-Ducted) | DLFEHBH09XAK |  | 9000 | 21.5 |  | 12.6 | 10 |  | 10000 | 6000 | 60% | 9000 | 21.5 | 12.6 | 9.4 | 10000 | 7000 | 70% | 2 | Residential | 187.5 | Yes | 0.75 | Both
208447767 | Mini/Multi Split | AIRQUEST | HRCU-A-CB-O | DLCERBH09AAJ |  | Mini-Splits (Non-Ducted) | DLFEHBH09XAJ |  | 9000 | 21.5 |  | 12.5 | 10.3 |  | 10000 | 6300 | 63% | 9000 | 21.5 | 12.5 | 9.1 | 10000 | 7000 | 70% | 2.16 | Residential | 187.5 | Yes | 0.75 | Both
208447772 | Mini/Multi Split | AIRQUEST | HRCU-A-CB-O | DLCERBH09AAK |  | Mini-Splits (Non-Ducted) | DLFEHBH09XAK |  | 9000 | 21.5 |  | 12.6 | 10 |  | 10000 | 6000 | 60% | 9000 | 21.5 | 12.6 | 9.4 | 10000 | 7000 | 70% | 2 | Residential | 187.5 | Yes | 0.75 | Both
208447844 | Mini/Multi Split | CARRIER | HRCU-A-CB-O | 38MHRCQ09AA1 |  | Mini-Splits (Non-Ducted) | 40MHHAQ09XA1 |  | 9000 | 21.5 |  | 12.5 | 10.3 |  | 10000 | 6300 | 63% | 9000 | 21.5 | 12.5 | 9.1 | 10000 | 7000 | 70% | 2.16 | Residential | 187.5 | Yes | 0.75 | Both
208447845 | Mini/Multi Split | CARRIER | HRCU-A-CB-O | 38MHRCQ09AA3 |  | Mini-Splits (Non-Ducted) | 40MHHAQ09XA3 |  | 9000 | 21.5 |  | 12.6 | 10 |  | 10000 | 6000 | 60% | 9000 | 21.5 | 12.6 | 9.4 | 10000 | 7000 | 70% | 2 | Residential | 187.5 | Yes | 0.75 | Both
208447846 | Mini/Multi Split | BRYANT | HRCU-A-CB-O | 38MHRCQ09AA1 |  | Mini-Splits (Non-Ducted) | 40MHHAQ09XA1 |  | 9000 | 21.5 |  | 12.5 | 10.3 |  | 10000 | 6300 | 63% | 9000 | 21.5 | 12.5 | 9.1 | 10000 | 7000 | 70% | 2.16 | Residential | 187.5 | Yes | 0.75 | Both
208447847 | Mini/Multi Split | BRYANT | HRCU-A-CB-O | 38MHRCQ09AA3 |  | Mini-Splits (Non-Ducted) | 40MHHAQ09XA3 |  | 9000 | 21.5 |  | 12.6 | 10 |  | 10000 | 6000 | 60% | 9000 | 21.5 | 12.6 | 9.4 | 10000 | 7000 | 70% | 2 | Residential | 187.5 | Yes | 0.75 | Both
208447848 | Mini/Multi Split | PAYNE | HRCU-A-CB-O | 38MHRCQ09AA1 |  | Mini-Splits (Non-Ducted) | 40MHHAQ09XA1 |  | 9000 | 21.5 |  | 12.5 | 10.3 |  | 10000 | 6300 | 63% | 9000 | 21.5 | 12.5 | 9.1 | 10000 | 7000 | 70% | 2.16 | Residential | 187.5 | Yes | 0.75 | Both
208447849 | Mini/Multi Split | PAYNE | HRCU-A-CB-O | 38MHRCQ09AA3 |  | Mini-Splits (Non-Ducted) | 40MHHAQ09XA3 |  | 9000 | 21.5 |  | 12.6 | 10 |  | 10000 | 6000 | 60% | 9000 | 21.5 | 12.6 | 9.4 | 10000 | 7000 | 70% | 2 | Residential | 187.5 | Yes | 0.75 | Both
208447850 | Mini/Multi Split | Weathermaker | HRCU-A-CB-O | 38MHRCQ09AA1 |  | Mini-Splits (Non-Ducted) | 40MHHAQ09XA1 |  | 9000 | 21.5 |  | 12.5 | 10.3 |  | 10000 | 6300 | 63% | 9000 | 21.5 | 12.5 | 9.1 | 10000 | 7000 | 70% | 2.16 | Residential | 187.5 | Yes | 0.75 | Both
208447851 | Mini/Multi Split | Weathermaker | HRCU-A-CB-O | 38MHRCQ09AA3 |  | Mini-Splits (Non-Ducted) | 40MHHAQ09XA3 |  | 9000 | 21.5 |  | 12.6 | 10 |  | 10000 | 6000 | 60% | 9000 | 21.5 | 12.6 | 9.4 | 10000 | 7000 | 70% | 2 | Residential | 187.5 | Yes | 0.75 | Both
208447852 | Mini/Multi Split | MIDEA | HRCU-A-CB-O | 38MHRCQ09AA1 |  | Mini-Splits (Non-Ducted) | 40MHHAQ09XA1 |  | 9000 | 21.5 |  | 12.5 | 10.3 |  | 10000 | 6300 | 63% | 9000 | 21.5 | 12.5 | 9.1 | 10000 | 7000 | 70% | 2.16 | Residential | 187.5 | Yes | 0.75 | Both
208447853 | Mini/Multi Split | MIDEA | HRCU-A-CB-O | 38MHRCQ09AA3 |  | Mini-Splits (Non-Ducted) | 40MHHAQ09XA3 |  | 9000 | 21.5 |  | 12.6 | 10 |  | 10000 | 6000 | 60% | 9000 | 21.5 | 12.6 | 9.4 | 10000 | 7000 | 70% | 2 | Residential | 187.5 | Yes | 0.75 | Both
208447926 | Mini/Multi Split | SLIMAIR | HRCU-A-CB-O | SHC09VC1AG |  | Mini-Splits (Non-Ducted) | SHM09VC1AG |  | 9000 | 21.5 |  | 12.5 | 10.3 |  | 10000 | 6300 | 63% | 9000 | 21.5 | 12.5 | 9.1 | 10000 | 7000 | 70% | 2.16 | Residential | 187.5 | Yes | 0.75 | Both
208447928 | Mini/Multi Split | SLIMAIR | HRCU-A-CB-O | SHC09VC2AG |  | Mini-Splits (Non-Ducted) | SHM09VC2AG |  | 9000 | 21.5 |  | 12.6 | 10 |  | 10000 | 6000 | 60% | 9000 | 21.5 | 12.6 | 9.4 | 10000 | 7000 | 70% | 2 | Residential | 187.5 | Yes | 0.75 | Both
208447934 | Mini/Multi Split | SLIMAIR | HRCU-A-CB-O | SHC09VE1AG |  | Mini-Splits (Non-Ducted) | SHM09VE1AG |  | 9000 | 23 |  | 13.8 | 11 |  | 9200 | 5900 | 64.13% | 9000 | 23 | 13.8 | 9.8 | 10000 |  |  |  | Residential | 187.5 | No | 0.75 | No
208447935 | Mini/Multi Split | SLIMAIR | HRCU-A-CB-O | SHC12VE1AG |  | Mini-Splits (Non-Ducted) | SHM12VE1AG |  | 12000 | 22 |  | 12.5 | 11.5 |  | 12000 | 8900 | 74.17% | 12000 | 22.7 | 12.5 | 10.4 | 12000 |  |  |  | Residential | 250 | No | 1 | No
208447936 | Mini/Multi Split | SLIMAIR | HRCU-A-CB-O | SHC09VE2AG |  | Mini-Splits (Non-Ducted) | SHM09VE2AG |  | 9000 | 24 |  | 14.7 | 12.7 |  | 10000 | 8100 | 81% | 9000 | 24 | 14.7 | 11.6 | 10000 | 7500 | 75% | 2.25 | Residential | 187.5 | Yes | 0.75 | Both
208447937 | Mini/Multi Split | SLIMAIR | HRCU-A-CB-O | SHC12VE2AG |  | Mini-Splits (Non-Ducted) | SHM12VE2AG |  | 12000 | 22.2 |  | 13 | 11 |  | 12000 | 10000 | 83.33% | 12000 | 23.1 | 13 | 10.8 | 12000 | 8400 | 70% | 2.41 | Residential | 250 | Yes | 1 | Both
208447938 | Mini/Multi Split | SLIMAIR | HRCU-A-CB-O | SHC18VE2AG |  | Mini-Splits (Non-Ducted) | SHM18VE2AG |  | 18000 | 24 |  | 13.5 | 11.6 |  | 18000 | 14100 | 78.33% | 18000 | 24 | 13.5 | 10.5 | 18000 | 12800 | 71.11% | 2.44 | Residential | 375 | Yes | 1.5 | Both
208447939 | Mini/Multi Split | SLIMAIR | HRCU-A-CB-O | SHC24VE2AG |  | Mini-Splits (Non-Ducted) | SHM24VE2AG |  | 24000 | 21 |  | 13 | 10 |  | 26000 | 17400 | 66.92% | 24000 | 21 | 13 | 8.5 | 26000 |  |  |  | Residential | 500 | No | 2 | No
208447940 | Mini/Multi Split | SLIMAIR | HRCU-A-CB-O | SHCD09VC2AG |  | Mini-Splits (Non-Ducted) | SHMZ09VC2AG |  | 9000 | 25.5 |  | 15.8 | 12.5 |  | 12000 | 9300 | 77.5% | 9000 | 26.4 | 15.8 | 11.6 | 12000 | 11000 | 91.67% | 1.85 | Residential | 187.5 | Yes | 0.75 | Both
208447941 | Mini/Multi Split | SLIMAIR | HRCU-A-CB-O | SHCD12VC2AG |  | Mini-Splits (Non-Ducted) | SHMZ12VC2AG |  | 12000 | 22 |  | 13 | 12.7 |  | 12000 | 10300 | 85.83% | 12000 | 23.1 | 13 | 10.5 | 12000 | 11000 | 91.67% | 1.88 | Residential | 250 | Yes | 1 | Both
208447942 | Mini/Multi Split | SLIMAIR | HRCU-A-CB-O | SHCD18VC2AG |  | Mini-Splits (Non-Ducted) | SHMZ18VC2AG |  | 18000 | 21.5 |  | 13 | 11 |  | 18000 | 11100 | 61.67% | 18000 | 22 | 13 | 10.6 | 18000 | 17200 | 95.56% | 1.89 | Residential | 375 | Yes | 1.5 | Both
208447943 | Mini/Multi Split | SLIMAIR | HRCU-A-CB-O | SHCD24VC2AG |  | Mini-Splits (Non-Ducted) | SHMZ24VC2AG |  | 23000 | 21.5 |  | 12.5 | 11.5 |  | 26000 | 18900 | 72.69% | 23000 | 22.3 | 12.5 | 10.3 | 26000 | 23000 | 88.46% | 1.8 | Residential | 480 | Yes | 1.92 | Both
208447944 | Mini/Multi Split | SLIMAIR | HRCU-A-CB-O | SHC09VE2AG |  | Mini-Splits (Non-Ducted) | SHMZ09VC2AG |  | 9000 | 24 |  | 14.7 | 12.7 |  | 10000 | 8100 | 81% | 9000 | 24 | 14.7 | 11.6 | 10000 | 7500 | 75% | 2.25 | Residential | 187.5 | Yes | 0.75 | Both
208447945 | Mini/Multi Split | SLIMAIR | HRCU-A-CB-O | SHC12VE2AG |  | Mini-Splits (Non-Ducted) | SHMZ12VC2AG |  | 12000 | 22.2 |  | 13 | 11 |  | 12000 | 10000 | 83.33% | 12000 | 23.1 | 13 | 10.8 | 12000 | 8400 | 70% | 2.41 | Residential | 250 | Yes | 1 | Both
208447946 | Mini/Multi Split | SLIMAIR | HRCU-A-CB-O | SHC18VE2AG |  | Mini-Splits (Non-Ducted) | SHMZ18VC2AG |  | 18000 | 24 |  | 13.5 | 11.6 |  | 18000 | 14100 | 78.33% | 18000 | 24 | 13.5 | 10.5 | 18000 | 12800 | 71.11% | 2.44 | Residential | 375 | Yes | 1.5 | Both
208447947 | Mini/Multi Split | SLIMAIR | HRCU-A-CB-O | SHC24VE2AG |  | Mini-Splits (Non-Ducted) | SHMZ24VC2AG |  | 24000 | 21 |  | 13 | 10 |  | 26000 | 17400 | 66.92% | 24000 | 21 | 13 | 8.5 | 26000 |  |  |  | Residential | 500 | No | 2 | No
208447948 | Mini/Multi Split | SLIMAIR | HMSV-A-CB | SHC2Z18VC2AG |  | Non-Ducted Indoor Units |  |  | 18000 | 21.5 |  | 12.5 | 10.6 |  | 19000 | 14400 | 75.79% | 18000 | 21 | 12.5 | 10.2 | 19000 |  |  |  | Residential | 375 | No | 1.5 | No
208480443 | Mini/Multi Split | KLIMA CONTROL | HRCU-A-CB-O | KCM23S12P1QOT |  | Mini-Splits (Non-Ducted) | KCM23S12P1QIT |  | 12000 | 22 |  | 12.5 | 10 |  | 12000 | 7100 | 59.17% | 12000 | 22 | 12.5 | 9 | 12000 | 8700 | 72.5% | 1.75 | Residential | 250 | No | 1 | Yes
208480444 | Mini/Multi Split | KLIMA CONTROL | HRCU-A-CB-O | KCM23S12P2QOT |  | Mini-Splits (Non-Ducted) | KCM23S12P2QIT |  | 12000 | 23 |  | 13 | 10 |  | 12000 | 7600 | 63.33% | 12000 | 23 | 13 | 9.5 | 12000 | 9100 | 75.83% | 1.75 | Residential | 250 | No | 1 | Yes
208480445 | Mini/Multi Split | KLIMA CONTROL | HRCU-A-CB-O | KCM23S18P2QOT |  | Mini-Splits (Non-Ducted) | KCM23S18P2QIT |  | 18000 | 21.5 |  | 13 | 10 |  | 18000 | 10000 | 55.56% | 18000 | 22 | 13 | 8.8 | 18000 | 11900 | 66.11% | 1.75 | Residential | 375 | No | 1.5 | Yes
208480446 | Mini/Multi Split | KLIMA CONTROL | HRCU-A-CB-O | KCM23S24P2QOT |  | Mini-Splits (Non-Ducted) | KCM23S24P2QIT |  | 23000 | 20 |  | 12.5 | 10 |  | 24000 | 13900 | 57.92% | 23000 | 20 | 12.5 | 8.8 | 24000 | 16000 | 66.67% | 1.75 | Residential | 480 | No | 1.92 | Yes
208497421 | Mini/Multi Split | MDV | HRCU-A-CB-O | MOX430-12HFN1-MZ60W |  | Mini-Splits (Non-Ducted) | MSOP1B-12HRFN1-MZ60W-CA |  | 12000 | 30 |  | 13.8 | 13.6 |  | 12000 | 10400 | 86.67% | 12000 | 25.3 | 14 | 11.7 | 12000 | 13700 | 114.2% | 1.85 | Residential | 250 | Yes | 1 | Both
208497422 | Mini/Multi Split | MDV | HRCU-A-CB-O | MOX430-09HFN1-MZG5W |  | Mini-Splits (Non-Ducted) | MSOP1B-09HRFN1-MZG5W-CA |  | 9000 | 40.5 |  | 16 | 14.6 |  | 12000 | 10400 | 86.67% | 9000 | 27 | 16 | 17.5 | 12000 | 13700 | 114.2% | 1.85 | Residential | 187.5 | Yes | 0.75 | Both
208545998 | Mini/Multi Split | MDV | HRCU-A-CB-O | MOD31-24HFN1-MT0W |  | Mini-Splits (Non-Ducted) | MSEPD-24HRFN1-MU0W |  | 23000 | 19.5 |  | 12.5 | 10.5 |  | 23500 | 15300 | 65.11% | [8 empty] | Residential | 480 | No | 1.92
208545999 | Mini/Multi Split | MDV | HRCU-A-CB-O | MOB32-09HFN1-MX0W |  | Mini-Splits (Non-Ducted) | MSEPB-09HRFN1-MY5W(GA) |  | 8500 | 22 |  | 13 | 10 |  | 10000 | 6900 | 69% | [8 empty] | Residential | 177.5 | No | 0.71
208546001 | Mini/Multi Split | MDV | HRCU-A-CB-O | MOCA32-18HFN1-MT0W |  | Mini-Splits (Non-Ducted) | MSEPC-18HRFN1-MU0W |  | 17000 | 20 |  | 12.5 | 10 |  | 18000 | 10800 | 60% | [8 empty] | Residential | 355 | No | 1.42
208546003 | Mini/Multi Split | MDV | HRCU-A-CB-O | MOX230-09HFN1-MW5W |  | Mini-Splits (Non-Ducted) | CS11M-09HRFN1-MX0W(A) |  | 9000 | 24 |  | 13 | 11.5 |  | 9000 | 6100 | 67.78% | [8 empty] | Residential | 187.5 | No | 0.75
208546004 | Mini/Multi Split | MDV | HRCU-A-CB-O | MOX230-12HFN1-MV5W |  | Mini-Splits (Non-Ducted) | CS11M-12HRFN1-MU5W |  | 11000 | 21 |  | 12.5 | 11.5 |  | 11000 | 8000 | 72.73% | [8 empty] | Residential | 230 | No | 0.92
208546005 | Mini/Multi Split | MDV | HRCU-A-CB-O | MOX230-12HFN1-MV5W-L |  | Mini-Splits (Non-Ducted) | CS11M-12HRFN1-MU5W |  | 11000 | 21 |  | 12.5 | 11.5 |  | 11000 | 8000 | 72.73% | [8 empty] | Residential | 230 | No | 0.92
208546009 | Mini/Multi Split | MDV | HRCU-A-CB-O | MOX330-09HFN1-MY5W-L |  | Mini-Splits (Non-Ducted) | CS11M-09HRFN1-MX0W(A) |  | 9000 | 26.3 |  | 15.6 | 12.5 |  | 11500 | 7500 | 65.22% | [8 empty] | Residential | 187.5 | No | 0.75
208546010 | Mini/Multi Split | MDV | HRCU-A-CB-O | MOX330-12HFN1-MW5W-L |  | Mini-Splits (Non-Ducted) | CS11M-12HRFN1-MU5W |  | 12000 | 24.5 |  | 13.5 | 12.5 |  | 12000 | 7500 | 62.5% | [8 empty] | Residential | 250 | No | 1
208546011 | Mini/Multi Split | MDV | HRCU-A-CB-O | MOX430-17HFN1-MT0W-L |  | Mini-Splits (Non-Ducted) | CS11M-18HRFN1-MT0W |  | 17000 | 20.5 |  | 12.5 | 11 |  | 18000 | 10800 | 60% | [8 empty] | Residential | 355 | No | 1.42
208546012 | Mini/Multi Split | MDV | HRCU-A-CB-O | MOD33-24HFN1-MT0W |  | Mini-Splits (Non-Ducted) | CS11M-23HRFN1-MT0W |  | 22400 | 22 |  | 12.5 | 10 |  | 23000 | 14200 | 61.74% | [8 empty] | Residential | 467.5 | No | 1.87
208546013 | Mini/Multi Split | MDV | HRCU-A-CB-O | MOD33-24HFN1-MT0W-L |  | Mini-Splits (Non-Ducted) | CS11M-23HRFN1-MT0W |  | 22400 | 22 |  | 12.5 | 10 |  | 23000 | 14200 | 61.74% | [8 empty] | Residential | 467.5 | No | 1.87
208546017 | Mini/Multi Split | LENNOX | HRCU-A-CB-O | MPB024S4S-1P |  | Mini-Splits (Non-Ducted) | MWMC024S4-1P |  | 23000 | 19.5 |  | 12.5 | 10.5 |  | 23500 | 15300 | 65.11% | [8 empty] | Residential | 480 | No | 1.92
208546020 | Mini/Multi Split | LENNOX | HRCU-A-CB-O | MLA009S4S-1P |  | Mini-Splits (Non-Ducted) | MWMC009S4-1P |  | 8500 | 22 |  | 13 | 10 |  | 10000 | 6900 | 69% | [8 empty] | Residential | 177.5 | No | 0.71
208546022 | Mini/Multi Split | LENNOX | HRCU-A-CB-O | MLA018S4S-1P |  | Mini-Splits (Non-Ducted) | MWMC018S4-1P |  | 17000 | 20 |  | 12.5 | 10 |  | 18000 | 10800 | 60% | [8 empty] | Residential | 355 | No | 1.42
208546024 | Mini/Multi Split | LENNOX | HRCU-A-CB-O | MPC012S4S-1L |  | Mini-Splits (Non-Ducted) | MWMB012S4-2L |  | 12000 | 22 |  | 13 | 10 |  | 12400 | 6800 | 54.84% | [8 empty] | Residential | 250 | No | 1
208546025 | Mini/Multi Split | LENNOX | HRCU-A-CB-O | MPC009S4S-1P |  | Mini-Splits (Non-Ducted) | MWMA009S4-3P |  | 9000 | 24 |  | 13 | 11.5 |  | 9000 | 6100 | 67.78% | [8 empty] | Residential | 187.5 | No | 0.75
208546026 | Mini/Multi Split | LENNOX | HRCU-A-CB-O | MPC012S4S-1P |  | Mini-Splits (Non-Ducted) | MWMA012S4-3P |  | 11000 | 21 |  | 12.5 | 11.5 |  | 11000 | 8000 | 72.73% | [8 empty] | Residential | 230 | No | 0.92
208546028 | Mini/Multi Split | LENNOX | HRCU-A-CB-O | MPC024S4S-1P |  | Mini-Splits (Non-Ducted) | MWMA024S4-2P |  | 22400 | 22 |  | 12.5 | 10 |  | 23000 | 14200 | 61.74% | [8 empty] | Residential | 467.5 | No | 1.87
208546031 | Mini/Multi Split | LENNOX | HRCU-A-CB-O | MLB009S4S-1P |  | Mini-Splits (Non-Ducted) | MWMA009S4-3P |  | 9000 | 26.3 |  | 15.6 | 12.5 |  | 11500 | 7500 | 65.22% | [8 empty] | Residential | 187.5 | No | 0.75
208546032 | Mini/Multi Split | LENNOX | HRCU-A-CB-O | MLB012S4S-1P |  | Mini-Splits (Non-Ducted) | MWMA012S4-3P |  | 12000 | 24.5 |  | 13.5 | 12.5 |  | 12000 | 7500 | 62.5% | [8 empty] | Residential | 250 | No | 1
208546033 | Mini/Multi Split | LENNOX | HRCU-A-CB-O | MLB018S4S-1P |  | Mini-Splits (Non-Ducted) | MWMA018S4-2P |  | 17000 | 20.5 |  | 12.5 | 11 |  | 18000 | 10800 | 60% | [8 empty] | Residential | 355 | No | 1.42
208546034 | Mini/Multi Split | LENNOX | HRCU-A-CB-O | MLB024S4S-1P |  | Mini-Splits (Non-Ducted) | MWMA024S4-2P |  | 24000 | 21 |  | 13 | 12 |  | 26000 | 19400 | 74.62% | [8 empty] | Residential | 500 | No | 2
208546039 | Mini/Multi Split | Allied | HRCU-A-CB-O | 4DHP1S24S-1P |  | Mini-Splits (Non-Ducted) | DWM224S4-1P |  | 23000 | 19.5 |  | 12.5 | 10.5 |  | 23500 | 15300 | 65.11% | [8 empty] | Residential | 480 | No | 1.92
208546042 | Mini/Multi Split | Allied | HRCU-A-CB-O | 4DHP2S12S-1L |  | Mini-Splits (Non-Ducted) | DWM112S4-1L |  | 12000 | 22 |  | 13 | 10 |  | 12400 | 6800 | 54.84% | [8 empty] | Residential | 250 | No | 1
208546043 | Mini/Multi Split | Allied | HRCU-A-CB-O | 4DHPS209S-1P |  | Mini-Splits (Non-Ducted) | DWM109S4-2P |  | 9000 | 24 |  | 13 | 11.5 |  | 9000 | 6100 | 67.78% | [8 empty] | Residential | 187.5 | No | 0.75
208546044 | Mini/Multi Split | Allied | HRCU-A-CB-O | 4DHP2S12S-1P |  | Mini-Splits (Non-Ducted) | DWM112S4-2P |  | 11000 | 21 |  | 12.5 | 11.5 |  | 11000 | 8000 | 72.73% | [8 empty] | Residential | 230 | No | 0.92
208546046 | Mini/Multi Split | Allied | HRCU-A-CB-O | 4DHP2S24S-1P |  | Mini-Splits (Non-Ducted) | DWM124S4-1P |  | 22400 | 22 |  | 12.5 | 10 |  | 23000 | 14200 | 61.74% | [8 empty] | Residential | 467.5 | No | 1.87
208546479 | Mini/Multi Split | GREE | HRCU-A-CB-O | GWH12AGCXD-A3DNA1A/O |  | Mini-Splits (Non-Ducted) | GWH12QCXD-A3DN***/I |  | 12000 | 24 |  | 12.5 | 11 |  | 12000 | 6300 | 52.5% | 12000 | 24 | 12 | 9 | 12000 |  |  |  | Residential | 250 | No | 1 | No
208552787 | Mini/Multi Split | MRCOOL | HRCU-A-CB-O | DIY-12-HP-C-115C25 |  | Mini-Splits (Non-Ducted) | DIY-12-HP-WMAH-115C25 |  | 12000 | 22 |  | 12.5 | 11.5 |  | 12000 | 7500 | 62.5% | 12000 | 22.5 | 12.5 | 9 | 12000 |  |  |  | Residential | 250 | No | 1 | No
208552788 | Mini/Multi Split | MRCOOL | HRCU-A-CB-O | DIY-18-HP-C-230C25 |  | Mini-Splits (Non-Ducted) | DIY-18-HP-WMAH-230C25 |  | 18000 | 22 |  | 12.5 | 11.5 |  | 18000 | 13800 | 76.67% | 18000 | 22.7 | 12.6 | 9.8 | 18000 |  |  |  | Residential | 375 | No | 1.5 | No
208552791 | Mini/Multi Split | MRCOOL | HRCU-A-CB-O | DIY-24-HP-C-230C25 |  | Mini-Splits (Non-Ducted) | DIY-24-HP-WMAH-230C25 |  | 23000 | 20.5 |  | 12.5 | 10.5 |  | 25000 | 17900 | 71.6% | 23000 | 20.5 | 12.5 | 9.2 | 25000 |  |  |  | Residential | 480 | No | 1.92 | No
208552794 | Mini/Multi Split | MRCOOL | HRCU-A-CB-O | A-09-HP-C-115C |  | Mini-Splits (Non-Ducted) | A-09-HP-WMAH-115C |  | 9000 | 20.5 |  | 12.5 | 10 |  | 10000 | 6800 | 68% | 9000 | 21.5 | 12.5 | 9 | 10000 |  |  |  | Residential | 187.5 | No | 0.75 | No
208552799 | Mini/Multi Split | MRCOOL | HRCU-A-CB-O | A-12-HP-C-115C |  | Mini-Splits (Non-Ducted) | A-09-HP-WMAH-230C |  | 9000 | 21.5 |  | 12.6 | 10 |  | 10000 | 6900 | 69% | 9000 | 21.7 | 12.6 | 9.1 | 10000 |  |  |  | Residential | 187.5 | No | 0.75 | No
208552810 | Mini/Multi Split | MRCOOL | HRCU-A-CB-O | O-ES-09-HP-C-230B |  | Mini-Splits (Non-Ducted) | O-09-HP-WMAH-230B |  | 9000 | 25.5 |  | 15 | 12.2 |  | 10000 | 8500 | 85% | 9000 | 25.5 | 15 | 12.3 | 10000 | 7500 | 75% | 2.17 | Residential | 187.5 | Yes | 0.75 | Both
208552813 | Mini/Multi Split | MRCOOL | HRCU-A-CB-O | O-ES-12-HP-C-230B |  | Mini-Splits (Non-Ducted) | O-12-HP-WMAH-230B |  | 12000 | 23.2 |  | 13.7 | 13.2 |  | 12000 | 9000 | 75% | 12000 | 24.6 | 13.7 | 10.7 | 12000 |  |  |  | Residential | 250 | No | 1 | No
208552815 | Mini/Multi Split | MRCOOL | HRCU-A-CB-O | O-ES-18-HP-C-230B |  | Mini-Splits (Non-Ducted) | O-18-HP-WMAH-230B |  | 18000 | 22.6 |  | 12.5 | 12 |  | 19000 | 14900 | 78.42% | 18000 | 23.5 | 12.5 | 10.8 | 19000 |  |  |  | Residential | 375 | No | 1.5 | No
208552817 | Mini/Multi Split | MRCOOL | HRCU-A-CB-O | O-ES-24-HP-C-230B |  | Mini-Splits (Non-Ducted) | O-24-HP-WMAH-230B |  | 24000 | 22 |  | 14 | 12 |  | 25000 | 16200 | 64.8% | 24000 | 22 | 14 | 10 | 25000 |  |  |  | Residential | 500 | No | 2 | No
208552819 | Mini/Multi Split | MRCOOL | HRCU-A-CB-O | O-HH-09-HP-C-230B |  | Mini-Splits (Non-Ducted) | O-09-HP-WMAH-230B |  | 9000 | 28.1 |  | 16.2 | 13 |  | 11800 | 9500 | 80.51% | 9000 | 28.1 | 16.2 | 11.5 | 12000 | 10600 | 88.33% | 2 | Residential | 187.5 | Yes | 0.75 | Both
208552821 | Mini/Multi Split | MRCOOL | HRCU-A-CB-O | O-HH-12-HP-C-230B |  | Mini-Splits (Non-Ducted) | O-12-HP-WMAH-230B |  | 12000 | 25.5 |  | 14 | 13 |  | 12000 | 10000 | 83.33% | 12000 | 25.5 | 14 | 10.4 | 12000 | 12000 | 100% | 1.8 | Residential | 250 | Yes | 1 | Both
208552823 | Mini/Multi Split | MRCOOL | HRCU-A-CB-O | O-HH-18-HP-C-230B |  | Mini-Splits (Non-Ducted) | O-18-HP-WMAH-230B |  | 18000 | 21.5 |  | 12.5 | 13 |  | 18000 | 15000 | 83.33% | 18000 | 21.5 | 12.5 | 11.3 | 18000 | 18000 | 100% | 1.8 | Residential | 375 | Yes | 1.5 | Both
208552825 | Mini/Multi Split | MRCOOL | HRCU-A-CB-O | O-HH-24-HP-C-230B |  | Mini-Splits (Non-Ducted) | O-24-HP-WMAH-230B |  | 24000 | 21.5 |  | 13 | 12 |  | 29000 | 21200 | 73.1% | 24000 | 21.5 | 13 | 11.4 | 29000 | 25000 | 86.21% | 2.21 | Residential | 500 | Yes | 2 | Both
208552828 | Mini/Multi Split | MRCOOL | HMSV-A-CB | MULTI2-18HP230B |  | Non-Ducted Indoor Units |  |  | 18000 | 22.5 |  | 13.3 | 10.6 |  | 19000 | 14300 | 75.26% | 18000 | 22.9 | 13.9 | 10.5 | 19000 |  |  |  | Residential | 375 | No | 1.5 | No
208552832 | Mini/Multi Split | MRCOOL | HMSV-A-CB | MULTI2-18HP230B |  | Mixed Ducted and Non-Ducted Indoor Units |  |  | 18000 | 20.75 |  | 12.65 | 10.7 |  | 19000 | 14500 | 76.32% | [8 empty] | Residential | 375 | No | 1.5 | No
208552834 | Mini/Multi Split | MRCOOL | HMSV-A-CB | MULTI3-27HP230B |  | Non-Ducted Indoor Units |  |  | 28000 | 23.8 |  | 12.5 | 10.5 |  | 28000 | 21000 | 75% | 28000 | 24.6 | 12.7 | 9.3 | 28000 |  |  |  | Residential | 582.5 | No | 2.33 | No
208552838 | Mini/Multi Split | MRCOOL | HMSV-A-CB | MULTI5-48HP230B |  | Non-Ducted Indoor Units |  |  | 48000 | 22.4 |  | 12.5 | 11 |  | 48000 | 34000 | 70.83% | 48000 | 23.4 | 12.5 | 8.7 | 48000 |  |  |  | Residential | 1000 | No | 4 | No
208568339 | Mini/Multi Split | MIDEA | HRCU-A-CB-O | MOX230-09HFN1-BW0W-9K |  | Mini-Splits (Non-Ducted) | MSAG11B-09HRFN1-BU5W-9K |  | 9000 | 23 |  | 13.8 | 11 |  | 9200 | 5900 | 64.13% | 9000 | 23 | 13.8 | 9.8 | 10000 |  |  |  | Residential | 187.5 | No | 0.75 | No
208568341 | Mini/Multi Split | MIDEA | HRCU-A-CB-O | MOD32-24HFN1-MT0W |  | Mini-Splits (Non-Ducted) | MSAG11D-23HRFN1-MU0W |  | 24000 | 21 |  | 13 | 10 |  | 26000 | 17400 | 66.92% | 24000 | 21 | 13 | 8.5 | 26000 |  |  |  | Residential | 500 | No | 2 | No
208568345 | Mini/Multi Split | MIDEA | HRCU-A-CB-O | MOX430-09HFN1-MZG5W |  | Mini-Splits (Non-Ducted) | MSOP1B-09HRFN1-MZG5W |  | 9000 | 42.5 |  | 16 | 15 |  | 12000 | 10400 | 86.67% | 9000 | 28.5 | 16 | 18 | 12000 | 13700 | 114.2% | 1.85 | Residential | 187.5 | Yes | 0.75 | Both
208568348 | Mini/Multi Split | MIDEA | HRCU-A-CB-O | MOX230-12HFN1-MV5W |  | Mini-Splits (Non-Ducted) | MSEPB-12HRFN1-MW5W(GA) |  | 12000 | 23.2 |  | 13.7 | 13.2 |  | 12000 | 9000 | 75% | 12000 | 24.6 | 13.7 | 10.7 | 12000 |  |  |  | Residential | 250 | No | 1 | No
208568350 | Mini/Multi Split | MIDEA | HRCU-A-CB-O | MOX430-18HFN1-MU0W |  | Mini-Splits (Non-Ducted) | MSEPC-18HRFN1-MU0W |  | 18000 | 22.6 |  | 12.5 | 12 |  | 19000 | 14900 | 78.42% | 18000 | 23.5 | 12.5 | 10.8 | 19000 |  |  |  | Residential | 375 | No | 1.5 | No
208568351 | Mini/Multi Split | MIDEA | HRCU-A-CB-O | MOD32-24HFN1-MT0W |  | Mini-Splits (Non-Ducted) | MSEPD-24HRFN1-MU0W |  | 24000 | 22 |  | 14 | 12 |  | 25000 | 16200 | 64.8% | 24000 | 22 | 14 | 10 | 25000 |  |  |  | Residential | 500 | No | 2 | No
208568353 | Mini/Multi Split | MIDEA | HRCU-A-CB-O | MOX230-09HFN1-MW5W |  | Mini-Splits (Non-Ducted) | CCA3U-09HRFN1-M(C) |  | 9000 | 20 |  | 13 | 10.5 |  | 10000 | 7500 | 75% | 9000 | 20 | 13 | 10 | 10000 | 7400 | 74% | 1.9 | Residential | 187.5 | Yes | 0.75 | Both
208568355 | Mini/Multi Split | MIDEA | HRCU-A-CB-O | MOX230-12HFN1-MV5W |  | Mini-Splits (Non-Ducted) | CCA3U-12HRFN1-M(C) |  | 12000 | 22 |  | 14 | 10.6 |  | 12000 | 8900 | 74.17% | 12000 | 22.7 | 14 | 10 | 12000 |  |  |  | Residential | 250 | No | 1 | No
208568357 | Mini/Multi Split | MIDEA | HRCU-A-CB-O | MOX430-18HFN1-MU0W |  | Mini-Splits (Non-Ducted) | CCA3U-18HRFN1-M(C) |  | 16000 | 20.5 |  | 12.5 | 11 |  | 18500 | 12000 | 64.86% | 16000 | 20.5 | 12.5 | 10.5 | 19000 |  |  |  | Residential | 332.5 | No | 1.33 | No
208568359 | Mini/Multi Split | MIDEA | HRCU-A-CB-O | MOX430-18HFN1-MU0W |  | Mini-Splits (Non-Ducted) | MUEU-18HRFN1-M(C) |  | 18000 | 21.5 |  | 12.5 | 10.5 |  | 20000 | 12800 | 64% | 18000 | 23 | 12.5 | 10 | 20000 |  |  |  | Residential | 375 | No | 1.5 | No
208568362 | Mini/Multi Split | MIDEA | HMSV-A-CB | M3OJ-24HFN1-M |  | Non-Ducted Indoor Units |  |  | 24000 | 23 |  | 12.5 | 10.2 |  | 24000 | 13300 | 55.42% | [8 empty] | Residential | 500 | No | 2
208568364 | Mini/Multi Split | MIDEA | HMSV-A-CB | M3OJ-24HFN1-M |  | Ducted Indoor Units |  |  | 24000 | 21.1 |  | 12.5 | 10.5 |  | 24000 | 18500 | 77.08% | [8 empty] | Residential | 500 | No | 2
208568366 | Mini/Multi Split | MIDEA | HMSV-A-CB | M3OJ-24HFN1-M |  | Mixed Ducted and Non-Ducted Indoor Units |  |  | 24000 | 22.05 |  | 12.5 | 10.35 |  | 24000 | 15900 | 66.25% | [8 empty] | Residential | 500 | No | 2
208650628 | Mini/Multi Split | FRUIKONAIRE | HRCU-A-CB-O | KFR-25W/B |  | Mini-Splits (Non-Ducted) | KFR-25G/B |  | 9000 | 21.5 |  | 12.5 | 10.3 |  | 10000 | 6300 | 63% | 9000 | 21.5 | 12.5 | 9.1 | 10000 | 7000 | 70% | 2.16 | Residential | 187.5 | Yes | 0.75 | Both
208650630 | Mini/Multi Split | FRUIKONAIRE | HRCU-A-CB-O | KFR-25W/A |  | Mini-Splits (Non-Ducted) | KFR-25G/A |  | 9000 | 21.5 |  | 12.6 | 10 |  | 10000 | 6000 | 60% | 9000 | 21.5 | 12.6 | 9.4 | 10000 | 7000 | 70% | 2 | Residential | 187.5 | Yes | 0.75 | Both
208650640 | Mini/Multi Split | DUCANE | HRCU-A-CB-O | 4DHP1S24S-1P |  | Mini-Splits (Non-Ducted) | DWM224S4-1P |  | 23000 | 19.5 |  | 12.5 | 10.5 |  | 23500 | 15300 | 65.11% | [8 empty] | Residential | 480 | No | 1.92
208650643 | Mini/Multi Split | DUCANE | HRCU-A-CB-O | 4DHP2S12S-1L |  | Mini-Splits (Non-Ducted) | DWM112S4-1L |  | 12000 | 22 |  | 13 | 10 |  | 12400 | 6800 | 54.84% | [8 empty] | Residential | 250 | No | 1
208650644 | Mini/Multi Split | DUCANE | HRCU-A-CB-O | 4DHPS209S-1P |  | Mini-Splits (Non-Ducted) | DWM109S4-2P |  | 9000 | 24 |  | 13 | 11.5 |  | 9000 | 6100 | 67.78% | [8 empty] | Residential | 187.5 | No | 0.75
208650645 | Mini/Multi Split | DUCANE | HRCU-A-CB-O | 4DHP2S12S-1P |  | Mini-Splits (Non-Ducted) | DWM112S4-2P |  | 11000 | 21 |  | 12.5 | 11.5 |  | 11000 | 8000 | 72.73% | [8 empty] | Residential | 230 | No | 0.92
208650647 | Mini/Multi Split | DUCANE | HRCU-A-CB-O | 4DHP2S24S-1P |  | Mini-Splits (Non-Ducted) | DWM124S4-1P |  | 22400 | 22 |  | 12.5 | 10 |  | 23000 | 14200 | 61.74% | [8 empty] | Residential | 467.5 | No | 1.87
208650654 | Mini/Multi Split | Armstrong Air | HRCU-A-CB-O | 4DHP1S24S-1P |  | Mini-Splits (Non-Ducted) | DWM224S4-1P |  | 23000 | 19.5 |  | 12.5 | 10.5 |  | 23500 | 15300 | 65.11% | [8 empty] | Residential | 480 | No | 1.92
208650657 | Mini/Multi Split | Armstrong Air | HRCU-A-CB-O | 4DHP2S12S-1L |  | Mini-Splits (Non-Ducted) | DWM112S4-1L |  | 12000 | 22 |  | 13 | 10 |  | 12400 | 6800 | 54.84% | [8 empty] | Residential | 250 | No | 1
208650658 | Mini/Multi Split | Armstrong Air | HRCU-A-CB-O | 4DHPS209S-1P |  | Mini-Splits (Non-Ducted) | DWM109S4-2P |  | 9000 | 24 |  | 13 | 11.5 |  | 9000 | 6100 | 67.78% | [8 empty] | Residential | 187.5 | No | 0.75
208650659 | Mini/Multi Split | Armstrong Air | HRCU-A-CB-O | 4DHP2S12S-1P |  | Mini-Splits (Non-Ducted) | DWM112S4-2P |  | 11000 | 21 |  | 12.5 | 11.5 |  | 11000 | 8000 | 72.73% | [8 empty] | Residential | 230 | No | 0.92
208650661 | Mini/Multi Split | Armstrong Air | HRCU-A-CB-O | 4DHP2S24S-1P |  | Mini-Splits (Non-Ducted) | DWM124S4-1P |  | 22400 | 22 |  | 12.5 | 10 |  | 23000 | 14200 | 61.74% | [8 empty] | Residential | 467.5 | No | 1.87
208650668 | Mini/Multi Split | AirEase | HRCU-A-CB-O | 4DHP1S24S-1P |  | Mini-Splits (Non-Ducted) | DWM224S4-1P |  | 23000 | 19.5 |  | 12.5 | 10.5 |  | 23500 | 15300 | 65.11% | [8 empty] | Residential | 480 | No | 1.92
208650671 | Mini/Multi Split | AirEase | HRCU-A-CB-O | 4DHP2S12S-1L |  | Mini-Splits (Non-Ducted) | DWM112S4-1L |  | 12000 | 22 |  | 13 | 10 |  | 12400 | 6800 | 54.84% | [8 empty] | Residential | 250 | No | 1
208650672 | Mini/Multi Split | AirEase | HRCU-A-CB-O | 4DHPS209S-1P |  | Mini-Splits (Non-Ducted) | DWM109S4-2P |  | 9000 | 24 |  | 13 | 11.5 |  | 9000 | 6100 | 67.78% | [8 empty] | Residential | 187.5 | No | 0.75
208650673 | Mini/Multi Split | AirEase | HRCU-A-CB-O | 4DHP2S12S-1P |  | Mini-Splits (Non-Ducted) | DWM112S4-2P |  | 11000 | 21 |  | 12.5 | 11.5 |  | 11000 | 8000 | 72.73% | [8 empty] | Residential | 230 | No | 0.92
208650675 | Mini/Multi Split | AirEase | HRCU-A-CB-O | 4DHP2S24S-1P |  | Mini-Splits (Non-Ducted) | DWM124S4-1P |  | 22400 | 22 |  | 12.5 | 10 |  | 23000 | 14200 | 61.74% | [8 empty] | Residential | 467.5 | No | 1.87
208650682 | Mini/Multi Split | CONCORD | HRCU-A-CB-O | 4DHP1S24S-1P |  | Mini-Splits (Non-Ducted) | DWM224S4-1P |  | 23000 | 19.5 |  | 12.5 | 10.5 |  | 23500 | 15300 | 65.11% | [8 empty] | Residential | 480 | No | 1.92
208650685 | Mini/Multi Split | CONCORD | HRCU-A-CB-O | 4DHP2S12S-1L |  | Mini-Splits (Non-Ducted) | DWM112S4-1L |  | 12000 | 22 |  | 13 | 10 |  | 12400 | 6800 | 54.84% | [8 empty] | Residential | 250 | No | 1
208650686 | Mini/Multi Split | CONCORD | HRCU-A-CB-O | 4DHPS209S-1P |  | Mini-Splits (Non-Ducted) | DWM109S4-2P |  | 9000 | 24 |  | 13 | 11.5 |  | 9000 | 6100 | 67.78% | [8 empty] | Residential | 187.5 | No | 0.75
208650687 | Mini/Multi Split | CONCORD | HRCU-A-CB-O | 4DHP2S12S-1P |  | Mini-Splits (Non-Ducted) | DWM112S4-2P |  | 11000 | 21 |  | 12.5 | 11.5 |  | 11000 | 8000 | 72.73% | [8 empty] | Residential | 230 | No | 0.92
208650689 | Mini/Multi Split | CONCORD | HRCU-A-CB-O | 4DHP2S24S-1P |  | Mini-Splits (Non-Ducted) | DWM124S4-1P |  | 22400 | 22 |  | 12.5 | 10 |  | 23000 | 14200 | 61.74% | [8 empty] | Residential | 467.5 | No | 1.87
208650692 | Mini/Multi Split | SEA BREEZE | HRCU-A-CB-O | 9H421YOMI |  | Mini-Splits (Non-Ducted) | 9H421YIMI |  | 9000 | 21.5 |  | 12.5 | 10.3 |  | 10000 | 6300 | 63% | 9000 | 21.5 | 12.5 | 9.1 | 10000 | 7000 | 70% | 2.16 | Residential | 187.5 | Yes | 0.75 | Both
208650694 | Mini/Multi Split | SEA BREEZE | HRCU-A-CB-O | 9H421ZOMI |  | Mini-Splits (Non-Ducted) | 9H421ZIMI |  | 9000 | 21.5 |  | 12.6 | 10 |  | 10000 | 6000 | 60% | 9000 | 21.5 | 12.6 | 9.4 | 10000 | 7000 | 70% | 2 | Residential | 187.5 | Yes | 0.75 | Both
208650703 | Mini/Multi Split | BOSCH | HRCU-A-CB-O | BMS500-AAS024-1CSXRA |  | Mini-Splits (Non-Ducted) | BMS500-AAU024-1AHWXC |  | 23000 | 19.5 |  | 12.5 | 10.5 |  | 23500 | 15300 | 65.11% | [8 empty] | Residential | 480 | No | 1.92
208650706 | Mini/Multi Split | BOSCH | HRCU-A-CB-O | BMS500-AAS009-1CSXHB |  | Mini-Splits (Non-Ducted) | BMS500-AAU009-1AHWXC |  | 8500 | 22 |  | 13 | 10 |  | 10000 | 6900 | 69% | [8 empty] | Residential | 177.5 | No | 0.71
208650708 | Mini/Multi Split | BOSCH | HRCU-A-CB-O | BMS500-AAS018-1CSXHB |  | Mini-Splits (Non-Ducted) | BMS500-AAU018-1AHWXC |  | 17000 | 20 |  | 12.5 | 10 |  | 18000 | 10800 | 60% | [8 empty] | Residential | 355 | No | 1.42
208650710 | Mini/Multi Split | BOSCH | HRCU-A-CB-O | BMS500-AAS009-1CSXRC |  | Mini-Splits (Non-Ducted) | BMS500-AAU009-1AHWXB |  | 9000 | 24 |  | 13 | 11.5 |  | 9000 | 6100 | 67.78% | [8 empty] | Residential | 187.5 | No | 0.75
208650711 | Mini/Multi Split | BOSCH | HRCU-A-CB-O | BMS500-AAS012-1CSXRC |  | Mini-Splits (Non-Ducted) | BMS500-AAU012-1AHWXB |  | 11000 | 21 |  | 12.5 | 11.5 |  | 11000 | 8000 | 72.73% | [8 empty] | Residential | 230 | No | 0.92
208650713 | Mini/Multi Split | BOSCH | HRCU-A-CB-O | BMS500-AAS024-1CSXRC |  | Mini-Splits (Non-Ducted) | BMS500-AAU024-1AHWXB |  | 22400 | 22 |  | 12.5 | 10 |  | 23000 | 14200 | 61.74% | [8 empty] | Residential | 467.5 | No | 1.87
208650724 | Mini/Multi Split | HAXXAIR | HRCU-A-CB-O | HVHM-18T2D |  | Non-Ducted Indoor Units |  |  | 18000 | 22 |  | 12.5 | 11 |  | 18000 | 12700 | 70.56% | 18000 | 21 | 12.5 | 9.5 | 19800 | 18000 | 90.91% | 1.84 | Residential | 375 | Yes | 1.5 | Both
208650726 | Mini/Multi Split | 1HVAC | HRCU-A-CB-O | SC-09ZPL-HP230 |  | Mini-Splits (Non-Ducted) | SC-09WPL-HP230 |  | 9000 | 38 |  | 16.5 | 15 |  | 9000 | 8000 | 88.89% | 9000 | 27 | 16.6 | 11 | 9000 | 13000 | 144.4% | 1.91 | Residential | 187.5 | Yes | 0.75 | Yes
208650727 | Mini/Multi Split | 1HVAC | HRCU-A-CB-O | SC-12ZPL-HP230 |  | Mini-Splits (Non-Ducted) | SC-12WPL-HP230 |  | 12000 | 30.5 |  | 15.3 | 14 |  | 12200 | 8100 | 66.39% | 12000 | 24 | 14 | 8.5 | 12200 |  |  |  | Residential | 250 | No | 1 | No
208650728 | Mini/Multi Split | 1HVAC | HRCU-A-CB-O | SC-18ZPL-HP230 |  | Mini-Splits (Non-Ducted) | SC-18WPL-HP230 |  | 18000 | 24.5 |  | 13.5 | 12 |  | 18000 | 14200 | 78.89% | 18000 | 22 | 13.5 | 10 | 18000 |  |  |  | Residential | 375 | No | 1.5
208650729 | Mini/Multi Split | 1HVAC | HRCU-A-CB-O | SC-24ZPL-HP230 |  | Mini-Splits (Non-Ducted) | SC-24WPL-HP230 |  | 22000 | 21.5 |  | 13 | 12 |  | 24000 | 15500 | 64.58% | 22000 | 21.5 | 13 | 9.5 | 24000 |  |  |  | Residential | 457.5 | No | 1.83
208650730 | Mini/Multi Split | 1HVAC | HRCU-A-CB-O | SC-12ZGLD-HP230 |  | Mini-Splits (Non-Ducted) | SC-12WGLD-HP230 |  | 12000 | 24 |  | 12.5 | 11 |  | 12000 | 6300 | 52.5% | 12000 | 24 | 12.5 | 9 | 12000 |  |  |  | Residential | 250 | No | 1 | No
208650731 | Mini/Multi Split | 1HVAC | HRCU-A-CB-O | SC-24ZGLD-HP230 |  | Mini-Splits (Non-Ducted) | SC-24WGLD-HP230 |  | 22000 | 24 |  | 13 | 11 |  | 24000 | 15000 | 62.5% | 22000 | 24.5 | 13.1 | 9.5 | 24000 | 16100 | 67.08% | 1.75 | Residential | 457.5 | No | 1.83 | No
208650732 | Mini/Multi Split | 1HVAC | HRCU-A-CB-O | SC-09ZGLD-HP230 |  | Mini-Splits (Non-Ducted) | SC-09WGLD-HP230 |  | 9100 | 25.5 |  | 14.7 | 12 |  | 10500 | 7000 | 66.67% | 9100 | 25.5 | 14.7 | 10.2 | 10500 | 9100 | 86.67% | 1.86 | Residential | 190 | Yes | 0.76 | Yes
208650734 | Mini/Multi Split | 1HVAC | HRCU-A-CB-O | SC-18ZGLD-HP230 |  | Mini-Splits (Non-Ducted) | SC-18WGLD-HP230 |  | 18000 | 20 |  | 12.5 | 10.5 |  | 19800 | 12400 | 62.63% | 18000 | 20 | 12.5 | 8.3 | 19800 |  |  |  | Residential | 375 | No | 1.5
208650735 | Mini/Multi Split | ACIQ | HRCU-A-CB-O | SC-09ZPL-HP230 |  | Mini-Splits (Non-Ducted) | SC-09WPL-HP230 |  | 9000 | 38 |  | 16.5 | 15 |  | 9000 | 8000 | 88.89% | 9000 | 27 | 16.6 | 11 | 9000 | 13000 | 144.4% | 1.91 | Residential | 187.5 | Yes | 0.75 | Yes
208650736 | Mini/Multi Split | ACIQ | HRCU-A-CB-O | SC-12ZPL-HP230 |  | Mini-Splits (Non-Ducted) | SC-12WPL-HP230 |  | 12000 | 30.5 |  | 15.3 | 14 |  | 12200 | 8100 | 66.39% | 12000 | 24 | 14 | 8.5 | 12200 |  |  |  | Residential | 250 | No | 1 | No
208650737 | Mini/Multi Split | ACIQ | HRCU-A-CB-O | SC-18ZPL-HP230 |  | Mini-Splits (Non-Ducted) | SC-18WPL-HP230 |  | 18000 | 24.5 |  | 13.5 | 12 |  | 18000 | 14200 | 78.89% | 18000 | 22 | 13.5 | 10 | 18000 |  |  |  | Residential | 375 | No | 1.5
208650738 | Mini/Multi Split | ACIQ | HRCU-A-CB-O | SC-24ZPL-HP230 |  | Mini-Splits (Non-Ducted) | SC-24WPL-HP230 |  | 22000 | 21.5 |  | 13 | 12 |  | 24000 | 15500 | 64.58% | 22000 | 21.5 | 13 | 9.5 | 24000 |  |  |  | Residential | 457.5 | No | 1.83
208650739 | Mini/Multi Split | ACIQ | HRCU-A-CB-O | SC-12ZGLD-HP230 |  | Mini-Splits (Non-Ducted) | SC-12WGLD-HP230 |  | 12000 | 24 |  | 12.5 | 11 |  | 12000 | 6300 | 52.5% | 12000 | 24 | 12.5 | 9 | 12000 |  |  |  | Residential | 250 | No | 1 | No
208650740 | Mini/Multi Split | ACIQ | HRCU-A-CB-O | SC-24ZGLD-HP230 |  | Mini-Splits (Non-Ducted) | SC-24WGLD-HP230 |  | 22000 | 24 |  | 13 | 11 |  | 24000 | 15000 | 62.5% | 22000 | 24.5 | 13.1 | 9.5 | 24000 | 16100 | 67.08% | 1.75 | Residential | 457.5 | No | 1.83 | No
208650741 | Mini/Multi Split | ACIQ | HRCU-A-CB-O | SC-09ZGLD-HP230 |  | Mini-Splits (Non-Ducted) | SC-09WGLD-HP230 |  | 9100 | 25.5 |  | 14.7 | 12 |  | 10500 | 7000 | 66.67% | 9100 | 25.5 | 14.7 | 10.2 | 10500 | 9100 | 86.67% | 1.86 | Residential | 190 | Yes | 0.76 | Yes
208650743 | Mini/Multi Split | ACIQ | HRCU-A-CB-O | SC-18ZGLD-HP230 |  | Mini-Splits (Non-Ducted) | SC-18WGLD-HP230 |  | 18000 | 20 |  | 12.5 | 10.5 |  | 19800 | 12400 | 62.63% | 18000 | 20 | 12.5 | 8.3 | 19800 |  |  |  | Residential | 375 | No | 1.5
208650744 | Mini/Multi Split | DIYCOOL | HRCU-A-CB-O | SC-09ZPL-HP230 |  | Mini-Splits (Non-Ducted) | SC-09WPL-HP230 |  | 9000 | 38 |  | 16.5 | 15 |  | 9000 | 8000 | 88.89% | 9000 | 27 | 16.6 | 11 | 9000 | 13000 | 144.4% | 1.91 | Residential | 187.5 | Yes | 0.75 | Yes
208650745 | Mini/Multi Split | DIYCOOL | HRCU-A-CB-O | SC-12ZPL-HP230 |  | Mini-Splits (Non-Ducted) | SC-12WPL-HP230 |  | 12000 | 30.5 |  | 15.3 | 14 |  | 12200 | 8100 | 66.39% | 12000 | 24 | 14 | 8.5 | 12200 |  |  |  | Residential | 250 | No | 1 | No
208650746 | Mini/Multi Split | DIYCOOL | HRCU-A-CB-O | SC-18ZPL-HP230 |  | Mini-Splits (Non-Ducted) | SC-18WPL-HP230 |  | 18000 | 24.5 |  | 13.5 | 12 |  | 18000 | 14200 | 78.89% | 18000 | 22 | 13.5 | 10 | 18000 |  |  |  | Residential | 375 | No | 1.5
208650747 | Mini/Multi Split | DIYCOOL | HRCU-A-CB-O | SC-24ZPL-HP230 |  | Mini-Splits (Non-Ducted) | SC-24WPL-HP230 |  | 22000 | 21.5 |  | 13 | 12 |  | 24000 | 15500 | 64.58% | 22000 | 21.5 | 13 | 9.5 | 24000 |  |  |  | Residential | 457.5 | No | 1.83
208650748 | Mini/Multi Split | DIYCOOL | HRCU-A-CB-O | SC-12ZGLD-HP230 |  | Mini-Splits (Non-Ducted) | SC-12WGLD-HP230 |  | 12000 | 24 |  | 12.5 | 11 |  | 12000 | 6300 | 52.5% | 12000 | 24 | 12.5 | 9 | 12000 |  |  |  | Residential | 250 | No | 1 | No
208650749 | Mini/Multi Split | DIYCOOL | HRCU-A-CB-O | SC-24ZGLD-HP230 |  | Mini-Splits (Non-Ducted) | SC-24WGLD-HP230 |  | 22000 | 24 |  | 13 | 11 |  | 24000 | 15000 | 62.5% | 22000 | 24.5 | 13.1 | 9.5 | 24000 | 16100 | 67.08% | 1.75 | Residential | 457.5 | No | 1.83 | No
208650750 | Mini/Multi Split | DIYCOOL | HRCU-A-CB-O | SC-09ZGLD-HP230 |  | Mini-Splits (Non-Ducted) | SC-09WGLD-HP230 |  | 9100 | 25.5 |  | 14.7 | 12 |  | 10500 | 7000 | 66.67% | 9100 | 25.5 | 14.7 | 10.2 | 10500 | 9100 | 86.67% | 1.86 | Residential | 190 | Yes | 0.76 | Yes
208650752 | Mini/Multi Split | DIYCOOL | HRCU-A-CB-O | SC-18ZGLD-HP230 |  | Mini-Splits (Non-Ducted) | SC-18WGLD-HP230 |  | 18000 | 20 |  | 12.5 | 10.5 |  | 19800 | 12400 | 62.63% | 18000 | 20 | 12.5 | 8.3 | 19800 |  |  |  | Residential | 375 | No | 1.5
208650753 | Mini/Multi Split | Stealth Comfort | HRCU-A-CB-O | SC-09ZPL-HP230 |  | Mini-Splits (Non-Ducted) | SC-09WPL-HP230 |  | 9000 | 38 |  | 16.5 | 15 |  | 9000 | 8000 | 88.89% | 9000 | 27 | 16.6 | 11 | 9000 | 13000 | 144.4% | 1.91 | Residential | 187.5 | Yes | 0.75 | Yes
208650754 | Mini/Multi Split | Stealth Comfort | HRCU-A-CB-O | SC-12ZPL-HP230 |  | Mini-Splits (Non-Ducted) | SC-12WPL-HP230 |  | 12000 | 30.5 |  | 15.3 | 14 |  | 12200 | 8100 | 66.39% | 12000 | 24 | 14 | 8.5 | 12200 |  |  |  | Residential | 250 | No | 1 | No
208650755 | Mini/Multi Split | Stealth Comfort | HRCU-A-CB-O | SC-18ZPL-HP230 |  | Mini-Splits (Non-Ducted) | SC-18WPL-HP230 |  | 18000 | 24.5 |  | 13.5 | 12 |  | 18000 | 14200 | 78.89% | 18000 | 22 | 13.5 | 10 | 18000 |  |  |  | Residential | 375 | No | 1.5
208650756 | Mini/Multi Split | Stealth Comfort | HRCU-A-CB-O | SC-24ZPL-HP230 |  | Mini-Splits (Non-Ducted) | SC-24WPL-HP230 |  | 22000 | 21.5 |  | 13 | 12 |  | 24000 | 15500 | 64.58% | 22000 | 21.5 | 13 | 9.5 | 24000 |  |  |  | Residential | 457.5 | No | 1.83
208650757 | Mini/Multi Split | Stealth Comfort | HRCU-A-CB-O | SC-12ZGLD-HP230 |  | Mini-Splits (Non-Ducted) | SC-12WGLD-HP230 |  | 12000 | 24 |  | 12.5 | 11 |  | 12000 | 6300 | 52.5% | 12000 | 24 | 12.5 | 9 | 12000 |  |  |  | Residential | 250 | No | 1 | No
208650758 | Mini/Multi Split | Stealth Comfort | HRCU-A-CB-O | SC-24ZGLD-HP230 |  | Mini-Splits (Non-Ducted) | SC-24WGLD-HP230 |  | 22000 | 24 |  | 13 | 11 |  | 24000 | 15000 | 62.5% | 22000 | 24.5 | 13.1 | 9.5 | 24000 | 16100 | 67.08% | 1.75 | Residential | 457.5 | No | 1.83 | No
208650759 | Mini/Multi Split | Stealth Comfort | HRCU-A-CB-O | SC-09ZGLD-HP230 |  | Mini-Splits (Non-Ducted) | SC-09WGLD-HP230 |  | 9100 | 25.5 |  | 14.7 | 12 |  | 10500 | 7000 | 66.67% | 9100 | 25.5 | 14.7 | 10.2 | 10500 | 9100 | 86.67% | 1.86 | Residential | 190 | Yes | 0.76 | Yes
208650761 | Mini/Multi Split | Stealth Comfort | HRCU-A-CB-O | SC-18ZGLD-HP230 |  | Mini-Splits (Non-Ducted) | SC-18WGLD-HP230 |  | 18000 | 20 |  | 12.5 | 10.5 |  | 19800 | 12400 | 62.63% | 18000 | 20 | 12.5 | 8.3 | 19800 |  |  |  | Residential | 375 | No | 1.5
208674906 | Mini/Multi Split | 1HVAC | HMSV-A-CB-O | SC-18Z-HH-M2 |  | Non-Ducted Indoor Units |  |  | 18000 | 23 |  | 12.5 | 10.5 |  | 21000 | 17000 | 80.95% | 18000 | 20 | 12 | 10 | 21000 | 21800 | 103.8% | 1.81 | Residential | 375 | Yes | 1.5 | Yes
208674909 | Mini/Multi Split | 1HVAC | HMSV-A-CB-O | SC-27Z-HH-M3 |  | Non-Ducted Indoor Units |  |  | 22000 | 23 |  | 12.5 | 10.5 |  | 26000 | 17900 | 68.85% | 22000 | 20 | 12 | 10 | 26000 | 30000 | 115.4% | 1.8 | Residential | 457.5 | Yes | 1.83 | Yes
208674918 | Mini/Multi Split | ACIQ | HMSV-A-CB-O | SC-18Z-HH-M2 |  | Non-Ducted Indoor Units |  |  | 18000 | 23 |  | 12.5 | 10.5 |  | 21000 | 17000 | 80.95% | 18000 | 20 | 12 | 10 | 21000 | 21800 | 103.8% | 1.81 | Residential | 375 | Yes | 1.5 | Yes
208674921 | Mini/Multi Split | ACIQ | HMSV-A-CB-O | SC-27Z-HH-M3 |  | Non-Ducted Indoor Units |  |  | 22000 | 23 |  | 12.5 | 10.5 |  | 26000 | 17900 | 68.85% | 22000 | 20 | 12 | 10 | 26000 | 30000 | 115.4% | 1.8 | Residential | 457.5 | Yes | 1.83 | Yes
208674930 | Mini/Multi Split | DIYCOOL | HMSV-A-CB-O | SC-18Z-HH-M2 |  | Non-Ducted Indoor Units |  |  | 18000 | 23 |  | 12.5 | 10.5 |  | 21000 | 17000 | 80.95% | 18000 | 20 | 12 | 10 | 21000 | 21800 | 103.8% | 1.81 | Residential | 375 | Yes | 1.5 | Yes
208674933 | Mini/Multi Split | DIYCOOL | HMSV-A-CB-O | SC-27Z-HH-M3 |  | Non-Ducted Indoor Units |  |  | 22000 | 23 |  | 12.5 | 10.5 |  | 26000 | 17900 | 68.85% | 22000 | 20 | 12 | 10 | 26000 | 30000 | 115.4% | 1.8 | Residential | 457.5 | Yes | 1.83 | Yes
208674942 | Mini/Multi Split | Stealth Comfort | HMSV-A-CB-O | SC-18Z-HH-M2 |  | Non-Ducted Indoor Units |  |  | 18000 | 23 |  | 12.5 | 10.5 |  | 21000 | 17000 | 80.95% | 18000 | 20 | 12 | 10 | 21000 | 21800 | 103.8% | 1.81 | Residential | 375 | Yes | 1.5 | Yes
208674945 | Mini/Multi Split | Stealth Comfort | HMSV-A-CB-O | SC-27Z-HH-M3 |  | Non-Ducted Indoor Units |  |  | 22000 | 23 |  | 12.5 | 10.5 |  | 26000 | 17900 | 68.85% | 22000 | 20 | 12 | 10 | 26000 | 30000 | 115.4% | 1.8 | Residential | 457.5 | Yes | 1.83 | Yes
208674954 | Mini/Multi Split | SEA BREEZE+ | HRCU-A-CB-O | SZ9H424ZMO |  | Mini-Splits (Non-Ducted) | WM9H424ZMI |  | 9000 | 24 |  | 14.7 | 12.7 |  | 10000 | 8100 | 81% | 9000 | 24 | 14.7 | 11.6 | 10000 | 7500 | 75% | 2.25 | Residential | 187.5 | Yes | 0.75 | Both
208674963 | Mini/Multi Split | AIC TECHNOLOGIES | HRCU-A-CB-O | NAKS-SPLIT AC-9K-ODU-115 |  | Mini-Splits (Non-Ducted) | NAKS-SPLIT AC-9K-IDU-115 |  | 9000 | 23 |  | 13.8 | 11 |  | 9200 | 5900 | 64.13% | 9000 | 23 | 13.8 | 9.8 | 10000 |  |  |  | Residential | 187.5 | No | 0.75 | No
208674964 | Mini/Multi Split | AIC TECHNOLOGIES | HRCU-A-CB-O | NAKS-SPLIT AC-12K-ODU-115 |  | Mini-Splits (Non-Ducted) | NAKS-SPLIT AC-12K-IDU-115 |  | 12000 | 22 |  | 12.5 | 11.5 |  | 12000 | 8900 | 74.17% | 12000 | 22.7 | 12.5 | 10.4 | 12000 |  |  |  | Residential | 250 | No | 1 | No
208674965 | Mini/Multi Split | AIC TECHNOLOGIES | HRCU-A-CB-O | NAKS-SPLIT AC-9K-ODU-208-230 |  | Mini-Splits (Non-Ducted) | NAKS-SPLIT AC-9K-IDU-208-230 |  | 9000 | 24 |  | 14.7 | 12.7 |  | 10000 | 8100 | 81% | 9000 | 24 | 14.7 | 11.6 | 10000 | 7500 | 75% | 2.25 | Residential | 187.5 | Yes | 0.75 | Both
208674966 | Mini/Multi Split | AIC TECHNOLOGIES | HRCU-A-CB-O | NAKS-SPLIT AC-12K-ODU-208-230 |  | Mini-Splits (Non-Ducted) | NAKS-SPLIT AC-12K-IDU-208-230 |  | 12000 | 22.2 |  | 13 | 11 |  | 12000 | 10000 | 83.33% | 12000 | 23.1 | 13 | 10.8 | 12000 | 8400 | 70% | 2.41 | Residential | 250 | Yes | 1 | Both
208674967 | Mini/Multi Split | AIC TECHNOLOGIES | HRCU-A-CB-O | NAKS-SPLIT AC-18K-ODU-208-230 |  | Mini-Splits (Non-Ducted) | NAKS-SPLIT AC-18K-IDU-208-230 |  | 18000 | 24 |  | 13.5 | 11.6 |  | 18000 | 14100 | 78.33% | 18000 | 24 | 13.5 | 10.5 | 18000 | 12800 | 71.11% | 2.44 | Residential | 375 | Yes | 1.5 | Both
208674968 | Mini/Multi Split | AIC TECHNOLOGIES | HRCU-A-CB-O | NAKS-SPLIT AC-24K-ODU-208-230 |  | Mini-Splits (Non-Ducted) | NAKS-SPLIT AC-24K-IDU-208-230 |  | 24000 | 21 |  | 13 | 10 |  | 26000 | 17400 | 66.92% | 24000 | 21 | 13 | 8.5 | 26000 |  |  |  | Residential | 500 | No | 2 | No
208674979 | Mini/Multi Split | NAKS | HRCU-A-CB-O | NAKS-SPLIT AC-9K-ODU-115 |  | Mini-Splits (Non-Ducted) | NAKS-SPLIT AC-9K-IDU-115 |  | 9000 | 23 |  | 13.8 | 11 |  | 9200 | 5900 | 64.13% | 9000 | 23 | 13.8 | 9.8 | 10000 |  |  |  | Residential | 187.5 | No | 0.75 | No
208674980 | Mini/Multi Split | NAKS | HRCU-A-CB-O | NAKS-SPLIT AC-12K-ODU-115 |  | Mini-Splits (Non-Ducted) | NAKS-SPLIT AC-12K-IDU-115 |  | 12000 | 22 |  | 12.5 | 11.5 |  | 12000 | 8900 | 74.17% | 12000 | 22.7 | 12.5 | 10.4 | 12000 |  |  |  | Residential | 250 | No | 1 | No
208674981 | Mini/Multi Split | NAKS | HRCU-A-CB-O | NAKS-SPLIT AC-9K-ODU-208-230 |  | Mini-Splits (Non-Ducted) | NAKS-SPLIT AC-9K-IDU-208-230 |  | 9000 | 24 |  | 14.7 | 12.7 |  | 10000 | 8100 | 81% | 9000 | 24 | 14.7 | 11.6 | 10000 | 7500 | 75% | 2.25 | Residential | 187.5 | Yes | 0.75 | Both
208674982 | Mini/Multi Split | NAKS | HRCU-A-CB-O | NAKS-SPLIT AC-12K-ODU-208-230 |  | Mini-Splits (Non-Ducted) | NAKS-SPLIT AC-12K-IDU-208-230 |  | 12000 | 22.2 |  | 13 | 11 |  | 12000 | 10000 | 83.33% | 12000 | 23.1 | 13 | 10.8 | 12000 | 8400 | 70% | 2.41 | Residential | 250 | Yes | 1 | Both
208674983 | Mini/Multi Split | NAKS | HRCU-A-CB-O | NAKS-SPLIT AC-18K-ODU-208-230 |  | Mini-Splits (Non-Ducted) | NAKS-SPLIT AC-18K-IDU-208-230 |  | 18000 | 24 |  | 13.5 | 11.6 |  | 18000 | 14100 | 78.33% | 18000 | 24 | 13.5 | 10.5 | 18000 | 12800 | 71.11% | 2.44 | Residential | 375 | Yes | 1.5 | Both
208674984 | Mini/Multi Split | NAKS | HRCU-A-CB-O | NAKS-SPLIT AC-24K-ODU-208-230 |  | Mini-Splits (Non-Ducted) | NAKS-SPLIT AC-24K-IDU-208-230 |  | 24000 | 21 |  | 13 | 10 |  | 26000 | 17400 | 66.92% | 24000 | 21 | 13 | 8.5 | 26000 |  |  |  | Residential | 500 | No | 2 | No
208786090 | Mini/Multi Split | GREE | HMSV-A-CB-O | GWHD(24)ND3MO |  | Non-Ducted Indoor Units |  |  | 23200 | 21 |  | 12.5 | 10 |  | 24000 | 23600 | 98.33% | 23200 | 21 | 12.5 | 10 | 24000 | 21600 | 90% | 2.1 | Residential | 482.5 | Yes | 1.93 | Both
208786091 | Mini/Multi Split | GREE | HMSV-A-CB-O | GWHD(30)ND3MO |  | Non-Ducted Indoor Units |  |  | 28400 | 21 |  | 12.5 | 10 |  | 30000 | 27200 | 90.67% | 28400 | 21 | 12.5 | 10 | 30000 | 22800 | 76% | 1.84 | Residential | 592.5 | Yes | 2.37 | Both
208800780 | Mini/Multi Split | MDV | HRCU-A-CB-O | MOX430-18HFN1-MT2Q1W |  | Mini-Splits (Non-Ducted) | MCBU-18HRFN1-MU8Q1W |  | 17000 | 21.8 |  | 12.5 | 11.6 |  | 19000 | 14000 | 73.68% | 17000 | 23 | 12.5 | 10.3 | 19000 |  |  |  | Residential | 355 | No | 1.42 | No
208812663 | Mini/Multi Split | EMERSON QUIET KOOL | HRCU-A-CB-O | EACH9R2O |  | Mini-Splits (Non-Ducted) | EACH9R2W |  | 9000 | 22.5 |  | 13.7 | 10.7 |  | 9500 | 5000 | 52.63% | 9000 | 22 | 13.7 | 8.5 | 9000 | 6300 | 70% | 2.05 | Residential | 187.5 | Yes | 0.75 | Yes
208812664 | Mini/Multi Split | EMERSON QUIET KOOL | HRCU-A-CB-O | EACH12R2O |  | Mini-Splits (Non-Ducted) | EACH12R2W |  | 12000 | 22 |  | 13 | 10.5 |  | 13000 | 7500 | 57.69% | 12000 | 21 | 13 | 9 | 12000 | 6300 | 52.5% | 2.05 | Residential | 250 | No | 1 | Yes
208812665 | Mini/Multi Split | EMERSON QUIET KOOL | HRCU-A-CB-O | EACH18R2O |  | Mini-Splits (Non-Ducted) | EACH18R2W |  | 18000 | 23.3 |  | 13 | 11.6 |  | 19000 | 11600 | 61.05% | 18000 | 22.5 | 13 | 8.6 | 17000 | 11900 | 70% | 1.75 | Residential | 375 | No | 1.5 | Yes
208812666 | Mini/Multi Split | EMERSON QUIET KOOL | HRCU-A-CB-O | EACH24R2O |  | Mini-Splits (Non-Ducted) | EACH24R2W |  | 23400 | 21 |  | 12.5 | 10.5 |  | 26000 | 14500 | 55.77% | 23000 | 20.5 | 12.2 | 8.6 | 23000 | 16100 | 70% | 1.75 | Residential | 480 | No | 1.92 | Yes
208812667 | Mini/Multi Split | Multi MFG | HRCU-A-CB-O | 12HHW0-HP-AO |  | Mini-Splits (Non-Ducted) | 12HHW0-HP-A |  | 12000 | 22 |  | 13 | 10.5 |  | 13000 | 7500 | 57.69% | 12000 | 21 | 13 | 9 | 12000 | 6300 | 52.5% | 2.05 | Residential | 250 | No | 1 | Yes
208815368 | Mini/Multi Split | PERFECTAIRE | HRCU-A-CB-O | 3PAMSHH18-SZO |  | Mini-Splits (Non-Ducted) | 3PAMSHH18-UVW |  | 18000 | 21.5 |  | 13 | 11 |  | 18000 | 11100 | 61.67% | 18000 | 22 | 13 | 10.6 | 18000 | 17200 | 95.56% | 1.89 | Residential | 375 | Yes | 1.5 | Both
208816889 | Mini/Multi Split | SEA BREEZE+ | HRCU-A-CB-O | HSZ9H424ZMO |  | Mini-Splits (Non-Ducted) | WM9H424ZMI |  | 9000 | 25.5 |  | 15.8 | 12.5 |  | 12000 | 9300 | 77.5% | 9000 | 26.4 | 15.8 | 11.6 | 12000 | 11000 | 91.67% | 1.85 | Residential | 187.5 | Yes | 0.75 | Both
208816890 | Mini/Multi Split | SEA BREEZE+ | HRCU-A-CB-O | HSZ18H424ZMO |  | Mini-Splits (Non-Ducted) | WM18H424ZMI |  | 18000 | 21.5 |  | 13 | 11 |  | 18000 | 11100 | 61.67% | 18000 | 22 | 13 | 10.6 | 18000 | 17200 | 95.56% | 1.89 | Residential | 375 | Yes | 1.5 | Both
208816891 | Mini/Multi Split | SEA BREEZE+ | HRCU-A-CB-O | HSZ24H424ZMO |  | Mini-Splits (Non-Ducted) | WM24H424ZMI |  | 23000 | 21.5 |  | 12.5 | 11.5 |  | 26000 | 18900 | 72.69% | 23000 | 22.3 | 12.5 | 10.3 | 26000 | 23000 | 88.46% | 1.8 | Residential | 480 | Yes | 1.92 | Both
208816895 | Mini/Multi Split | SEA BREEZE+ | HMSV-A-CB | HMZ24H424ZMO |  | Non-Ducted Indoor Units |  |  | 24000 | 23 |  | 12.6 | 11.2 |  | 24000 | 24000 | 100% | 24000 | 23.7 | 12.8 | 10.8 | 24000 | 24000 | 100% | 1.8 | Residential | 500 | Yes | 2 | Both
208816909 | Mini/Multi Split | TRUST AIR CONDITIONERS | HRCU-A-CB-O | OUS09H/O4S4P |  | Mini-Splits (Non-Ducted) | IUMW109H/I41P |  | 9000 | 25.5 |  | 15 | 12.2 |  | 10000 | 8500 | 85% | 9000 | 25.5 | 15 | 12.3 | 10000 | 7500 | 75% | 2.17 | Residential | 187.5 | Yes | 0.75 | Both
208816910 | Mini/Multi Split | TRUST AIR CONDITIONERS | HRCU-A-CB-O | OUS12H/O4S4P |  | Mini-Splits (Non-Ducted) | IUMW112H/I41P |  | 12000 | 23.2 |  | 13.7 | 13.2 |  | 12000 | 9000 | 75% | 12000 | 24.6 | 13.7 | 10.7 | 12000 |  |  |  | Residential | 250 | No | 1 | No
208816911 | Mini/Multi Split | TRUST AIR CONDITIONERS | HRCU-A-CB-O | OUS18H/O4S4P |  | Mini-Splits (Non-Ducted) | IUMW118H/I41P |  | 18000 | 22.6 |  | 12.5 | 12 |  | 19000 | 14900 | 78.42% | 18000 | 23.5 | 12.5 | 10.8 | 19000 |  |  |  | Residential | 375 | No | 1.5 | No
208816912 | Mini/Multi Split | TRUST AIR CONDITIONERS | HRCU-A-CB-O | OUS24H/O4S4P |  | Mini-Splits (Non-Ducted) | IUMW124H/I41P |  | 24000 | 22 |  | 14 | 12 |  | 25000 | 16200 | 64.8% | 24000 | 22 | 14 | 10 | 25000 |  |  |  | Residential | 500 | No | 2 | No
208816913 | Mini/Multi Split | TRUST AIR CONDITIONERS | HRCU-A-CB-O | OUS09H/O4S4P |  | Mini-Splits (Non-Ducted) | IUMW106H/I41P |  | 6000 | 26.5 |  | 15.8 | 14 |  | 7000 | 8500 | 121.4% | 6000 | 26.5 | 15.8 | 13.6 | 7000 | 7500 | 107.1% | 2.1 | Residential | 125 | Yes | 0.5 | Both
208816914 | Mini/Multi Split | TRUST AIR CONDITIONERS | HRCU-A-CB-O | OAH09H/O4S4P |  | Mini-Splits (Non-Ducted) | IUMW109H/I41P |  | 9000 | 28.1 |  | 16.2 | 13 |  | 11800 | 9500 | 80.51% | 9000 | 28.1 | 16.2 | 11.5 | 12000 | 10600 | 88.33% | 2 | Residential | 187.5 | Yes | 0.75 | Both
208816915 | Mini/Multi Split | TRUST AIR CONDITIONERS | HRCU-A-CB-O | OAH12H/O4S4P |  | Mini-Splits (Non-Ducted) | IUMW112H/I41P |  | 12000 | 25.5 |  | 14 | 13 |  | 12000 | 10000 | 83.33% | 12000 | 25.5 | 14 | 10.4 | 12000 | 12000 | 100% | 1.8 | Residential | 250 | Yes | 1 | Both
208816916 | Mini/Multi Split | TRUST AIR CONDITIONERS | HRCU-A-CB-O | OAH18H/O4S4P |  | Mini-Splits (Non-Ducted) | IUMW118H/I41P |  | 18000 | 21.5 |  | 12.5 | 13 |  | 18000 | 15000 | 83.33% | 18000 | 21.5 | 12.5 | 11.3 | 18000 | 18000 | 100% | 1.8 | Residential | 375 | Yes | 1.5 | Both
208816917 | Mini/Multi Split | TRUST AIR CONDITIONERS | HRCU-A-CB-O | OAH24H/O4S4P |  | Mini-Splits (Non-Ducted) | IUMW124H/I41P |  | 24000 | 21.5 |  | 13 | 12 |  | 29000 | 21200 | 73.1% | 24000 | 21.5 | 13 | 11.4 | 29000 | 25000 | 86.21% | 2.21 | Residential | 500 | Yes | 2 | Both
208816918 | Mini/Multi Split | TRUST AIR CONDITIONERS | HRCU-A-CB-O | OUS09H/O4S4P |  | Mini-Splits (Non-Ducted) | IUMC409H/I41P |  | 9000 | 20 |  | 13 | 10.5 |  | 10000 | 7500 | 75% | 9000 | 20 | 13 | 10 | 10000 | 7400 | 74% | 1.9 | Residential | 187.5 | Yes | 0.75 | Both
208816919 | Mini/Multi Split | TRUST AIR CONDITIONERS | HRCU-A-CB-O | OUS12H/O4S4P |  | Mini-Splits (Non-Ducted) | IUMC412H/I41P |  | 12000 | 22 |  | 14 | 10.6 |  | 12000 | 8900 | 74.17% | 12000 | 22.7 | 14 | 10 | 12000 |  |  |  | Residential | 250 | No | 1 | No
208816920 | Mini/Multi Split | TRUST AIR CONDITIONERS | HRCU-A-CB-O | OUS18H/O4S4P |  | Mini-Splits (Non-Ducted) | IUMC418H/I41P |  | 16000 | 20.5 |  | 12.5 | 11 |  | 18500 | 12000 | 64.86% | 16000 | 20.5 | 12.5 | 10.5 | 19000 |  |  |  | Residential | 332.5 | No | 1.33 | No
208816921 | Mini/Multi Split | TRUST AIR CONDITIONERS | HRCU-A-CB-O | OUS24H/O4S4P |  | Mini-Splits (Non-Ducted) | IUMC424H/I41P |  | 24000 | 20.7 |  | 12.5 | 10.5 |  | 25000 | 19000 | 76% | 24000 | 21.5 | 12.5 | 9.7 | 25000 | 18500 | 74% | 2.2 | Residential | 500 | Yes | 2 | Both
208816922 | Mini/Multi Split | TRUST AIR CONDITIONERS | HRCU-A-CB-O | OAH09H/O4S4P |  | Mini-Splits (Non-Ducted) | IUMC409H/I41P |  | 9000 | 20.5 |  | 13 | 10.8 |  | 10000 | 9000 | 90% | 9000 | 20.5 | 13 | 10.3 | 9800 | 10000 | 102% | 1.8 | Residential | 187.5 | Yes | 0.75 | Both
208816923 | Mini/Multi Split | TRUST AIR CONDITIONERS | HRCU-A-CB-O | OAH12H/O4S4P |  | Mini-Splits (Non-Ducted) | IUMC412H/I41P |  | 12000 | 21.5 |  | 12.7 | 10.6 |  | 12000 | 9900 | 82.5% | 12000 | 22.3 | 12.7 | 10.2 | 12000 | 11300 | 94.17% | 1.89 | Residential | 250 | Yes | 1 | Both
208816924 | Mini/Multi Split | TRUST AIR CONDITIONERS | HRCU-A-CB-O | OAH18H/O4S4P |  | Mini-Splits (Non-Ducted) | IUMC418H/I41P |  | 16000 | 20 |  | 12.5 | 10.3 |  | 18000 | 15600 | 86.67% | 16000 | 20 | 12.5 | 9.5 | 17000 | 16000 | 94.12% | 1.75 | Residential | 332.5 | No | 1.33 | Both
208816926 | Mini/Multi Split | TRUST AIR CONDITIONERS | HRCU-A-CB | OUS09H/O4S4P |  | Mini-Splits (Ducted) | IUMDL09H/I43P |  | 9000 | 21 |  | 13.5 | 11.5 |  | 10000 | 7700 | 77% | 9000 | 19.2 | 12.5 | 10.2 | 10000 | 8000 | 80% | 2.1 | Residential | 187.5 | Yes | 0.75 | Both
208816927 | Mini/Multi Split | TRUST AIR CONDITIONERS | HRCU-A-CB | OUS12H/O4S4P |  | Mini-Splits (Ducted) | IUMDL12H/I43P |  | 12000 | 21.5 |  | 12.5 | 11.5 |  | 12000 | 9300 | 77.5% | 11500 | 19 | 11.7 | 10.3 | 12000 | 8400 | 70% | 2.26 | Residential | 240 | Yes | 0.96 | Both
208816928 | Mini/Multi Split | TRUST AIR CONDITIONERS | HRCU-A-CB | OUS18H/O4S4P |  | Mini-Splits (Ducted) | IUMDL18H/I43P |  | 18000 | 20.5 |  | 12.5 | 11 |  | 20000 | 12600 | 63% | 17000 | 20 | 12.5 | 10.6 | 20000 |  |  |  | Residential | 355 | No | 1.42 | No
208816929 | Mini/Multi Split | TRUST AIR CONDITIONERS | HRCU-A-CB | OUS24H/O4S4P |  | Mini-Splits (Ducted) | IUMDL24H/I43P |  | 24000 | 21.5 |  | 12.6 | 11.2 |  | 24600 | 20000 | 81.3% | 23000 | 19 | 12.5 | 11.2 | 25000 | 20000 | 80% | 2.3 | Residential | 480 | Yes | 1.92 | Both
208816930 | Mini/Multi Split | TRUST AIR CONDITIONERS | HRCU-A-CB | OAH09H/O4S4P |  | Mini-Splits (Ducted) | IUMDL09H/I43P |  | 9000 | 23 |  | 14 | 12 |  | 10000 | 10100 | 101% | 9000 | 20.2 | 13.2 | 12 | 10000 | 10800 | 108% | 1.9 | Residential | 187.5 | Yes | 0.75 | Both
208816931 | Mini/Multi Split | TRUST AIR CONDITIONERS | HRCU-A-CB | OAH12H/O4S4P |  | Mini-Splits (Ducted) | IUMDL12H/I43P |  | 12000 | 21.5 |  | 13 | 11.5 |  | 12000 | 10600 | 88.33% | 12000 | 19.5 | 11.7 | 10 | 12500 | 12100 | 96.8% | 1.96 | Residential | 250 | Yes | 1 | Both
208816932 | Mini/Multi Split | TRUST AIR CONDITIONERS | HRCU-A-CB | OAH18H/O4S4P |  | Mini-Splits (Ducted) | IUMDL18H/I43P |  | 16500 | 19.6 |  | 12.5 | 11 |  | 19000 | 15000 | 78.95% | 17000 | 18 | 11.7 | 9.5 | 19000 | 17700 | 93.16% | 1.85 | Residential | 355 | Yes | 1.42 | Both
208816933 | Mini/Multi Split | TRUST AIR CONDITIONERS | HRCU-A-CB | OAH24H/O4S4P |  | Mini-Splits (Ducted) | IUMDL24H/I43P |  | 24000 | 20.6 |  | 12.5 | 12.6 |  | 24600 | 21000 | 85.37% | 24000 | 19.2 | 12 | 10.5 | 25000 | 27000 | 108% | 2 | Residential | 500 | Yes | 2 | Both
208816934 | Mini/Multi Split | TRUST AIR CONDITIONERS | HRCU-A-CB-O | OUS12H/O4S4P |  | Mini-Splits (Non-Ducted) | IUMCO12H/I41P |  | 12000 | 21.5 |  | 13 | 10 |  | 12000 | 9000 | 75% | 12000 | 22.7 | 13 | 10.2 | 12000 | 8400 | 70% | 2.26 | Residential | 250 | Yes | 1 | Both
208816935 | Mini/Multi Split | TRUST AIR CONDITIONERS | HRCU-A-CB-O | OAH12H/O4S4P |  | Mini-Splits (Non-Ducted) | IUMCO12H/I41P |  | 12000 | 23 |  | 13 | 11.5 |  | 12000 | 9600 | 80% | 12000 | 23.6 | 13 | 10 | 12000 | 12000 | 100% | 1.89 | Residential | 250 | Yes | 1 | Both
208816936 | Mini/Multi Split | TRUST AIR CONDITIONERS | HRCU-A-CB-O | OUS18H/O4S4P |  | Mini-Splits (Non-Ducted) | IUMFC18H/I41P |  | 18000 | 21.5 |  | 12.5 | 10.5 |  | 20000 | 12800 | 64% | 18000 | 23 | 12.5 | 10 | 20000 |  |  |  | Residential | 375 | No | 1.5 | No
208816937 | Mini/Multi Split | TRUST AIR CONDITIONERS | HRCU-A-CB-O | OUS24H/O4S4P |  | Mini-Splits (Non-Ducted) | IUMFC24H/I41P |  | 24000 | 20 |  | 12.5 | 11.2 |  | 24000 | 16000 | 66.67% | 24000 | 21.2 | 12.5 | 10.3 | 24000 | 18200 | 75.83% | 2.2 | Residential | 500 | Yes | 2 | Both
208816938 | Mini/Multi Split | TRUST AIR CONDITIONERS | HRCU-A-CB-O | OAH18H/O4S4P |  | Mini-Splits (Non-Ducted) | IUMFC18H/I41P |  | 17000 | 20.2 |  | 12.5 | 10.6 |  | 18000 | 12000 | 66.67% | 17000 | 20.5 | 12.5 | 9.8 | 18000 | 16800 | 93.33% | 1.86 | Residential | 355 | Yes | 1.42 | Both
208816944 | Mini/Multi Split | C&H | HRCU-A-CB-O | CH-ES09-230VO |  | Mini-Splits (Non-Ducted) | CH-09MSPHWM-230VI |  | 9000 | 21.6 |  | 13.2 | 11.4 |  | 10000 | 6100 | 61% | [8 empty] | Residential | 187.5 | No | 0.75
208816948 | Mini/Multi Split | C&H | HRCU-A-CB-O | CH-HPR09-230VO |  | Mini-Splits (Non-Ducted) | CH-D09MSPHWM-230VI |  | 9000 | 26.3 |  | 15.6 | 12.5 |  | 11500 | 7100 | 61.74% | [8 empty] | Residential | 187.5 | No | 0.75
208816949 | Mini/Multi Split | C&H | HRCU-A-CB-O | CH-HPR12-230VO |  | Mini-Splits (Non-Ducted) | CH-D12MSPHWM-230VI |  | 12000 | 24.5 |  | 13.5 | 12.5 |  | 12000 | 7500 | 62.5% | [8 empty] | Residential | 250 | No | 1
208816950 | Mini/Multi Split | C&H | HRCU-A-CB-O | CH-HPR18-230VO |  | Mini-Splits (Non-Ducted) | CH-D18MSPHWM-230VI |  | 17000 | 20.5 |  | 12.5 | 11 |  | 18000 | 10900 | 60.56% | [8 empty] | Residential | 355 | No | 1.42
208816951 | Mini/Multi Split | C&H | HRCU-A-CB-O | CH-HPR24-230VO |  | Mini-Splits (Non-Ducted) | CH-D24MSPHWM-230VI |  | 24000 | 21 |  | 13 | 12 |  | 26000 | 19400 | 74.62% | [8 empty] | Residential | 500 | No | 2
208816954 | Mini/Multi Split | C&H | HRCU-A-CB-O | CH-HYP09SPH230VO |  | Mini-Splits (Non-Ducted) | CH-09MASTWM-230VI |  | 9000 | 23 |  | 13 | 10 |  | 12000 | 7000 | 58.33% | [8 empty] | Residential | 187.5 | No | 0.75
208816956 | Mini/Multi Split | C&H | HRCU-A-CB-O | CH-HYP18SPH230VO |  | Mini-Splits (Non-Ducted) | CH-18MASTWM-230VI |  | 17000 | 21 |  | 12.5 | 10 |  | 18000 | 11000 | 61.11% | [8 empty] | Residential | 355 | No | 1.42
208836317 | Mini/Multi Split | Kanartic | HRCU-A-CB-O | KEOS-18UHE-NA |  | Mini-Splits (Non-Ducted) | KEOS-18UHE-NA |  | 18000 | 21.5 |  | 13 | 11 |  | 18000 | 11100 | 61.67% | 18000 | 22 | 13 | 10.6 | 18000 | 17200 | 95.56% | 1.89 | Residential | 375 | Yes | 1.5 | Both
208836319 | Mini/Multi Split | Kanartic | HRCU-A-CB-O | KEOS-12UHE-NA |  | Mini-Splits (Non-Ducted) | KEOS-12UHE-NA |  | 12000 | 22 |  | 13 | 12.7 |  | 12000 | 10300 | 85.83% | 12000 | 23.1 | 13 | 10.5 | 12000 | 11000 | 91.67% | 1.88 | Residential | 250 | Yes | 1 | Both
208836320 | Mini/Multi Split | Kanartic | HRCU-A-CB-O | KEOS-09UHE-NA |  | Mini-Splits (Non-Ducted) | KEOS-09UHE-NA |  | 9000 | 25.5 |  | 15.8 | 12.5 |  | 12000 | 9300 | 77.5% | 9000 | 26.4 | 15.8 | 11.6 | 12000 | 11000 | 91.67% | 1.85 | Residential | 187.5 | Yes | 0.75 | Both
208842429 | Mini/Multi Split | SKM AIR CONDITIONING EQUIPMENT | HRCU-A-CB-O | MSKM-12 |  | Mini-Splits (Non-Ducted) | MSKM-12 |  | 12000 | 23 |  | 13 | 10 |  | 12000 | 7600 | 63.33% | 12000 | 23 | 13 | 9.5 | 12000 | 9100 | 75.83% | 1.75 | Residential | 250 | No | 1 | Yes
208842430 | Mini/Multi Split | SKM AIR CONDITIONING EQUIPMENT | HRCU-A-CB-O | MSKM-18 |  | Mini-Splits (Non-Ducted) | MSKM-18 |  | 18000 | 21.5 |  | 13 | 10 |  | 18000 | 10000 | 55.56% | 18000 | 22 | 13 | 8.8 | 18000 | 11900 | 66.11% | 1.75 | Residential | 375 | No | 1.5 | Yes
208842431 | Mini/Multi Split | SKM AIR CONDITIONING EQUIPMENT | HRCU-A-CB-O | MSKM-24 |  | Mini-Splits (Non-Ducted) | MSKM-24 |  | 23000 | 20 |  | 12.5 | 10 |  | 24000 | 13900 | 57.92% | 23000 | 20 | 12.5 | 8.8 | 24000 | 16000 | 66.67% | 1.75 | Residential | 480 | No | 1.92 | Yes
208917513 | Mini/Multi Split | LENNOX | HRCU-A-CB-O | LI009HO-380P432 |  | Mini-Splits (Non-Ducted) | LI009HI-380P432 |  | 9000 | 38 |  | 16.5 | 15 |  | 9000 | 8000 | 88.89% | 9000 | 27 | 16.6 | 11 | 9000 | 13000 | 144.4% | 1.91 | Residential | 187.5 | Yes | 0.75 | Yes
208917515 | Mini/Multi Split | LENNOX | HRCU-A-CB-O | LI012HO-380P432 |  | Mini-Splits (Non-Ducted) | LI012HI-380P432 |  | 12000 | 30.5 |  | 15.3 | 14 |  | 12200 | 8100 | 66.39% | 12000 | 24 | 14 | 8.5 | 12200 |  |  |  | Residential | 250 | No | 1 | No
208917517 | Mini/Multi Split | LENNOX | HRCU-A-CB-O | LI018HO-380P432 |  | Mini-Splits (Non-Ducted) | LI018HI-380P432 |  | 18000 | 24.5 |  | 13.5 | 12 |  | 18000 | 14200 | 78.89% | 18000 | 22 | 13.5 | 10 | 18000 |  |  |  | Residential | 375 | No | 1.5
208917519 | Mini/Multi Split | LENNOX | HRCU-A-CB-O | LI024HO-380P432 |  | Mini-Splits (Non-Ducted) | LI024HI-380P432 |  | 22000 | 21.5 |  | 13 | 12 |  | 24000 | 15500 | 64.58% | 22000 | 21.5 | 13 | 9.5 | 24000 |  |  |  | Residential | 457.5 | No | 1.83
209049125 | Mini/Multi Split | CoolTime | HRCU-A-CB-O | CA09-OD-21 |  | Mini-Splits (Non-Ducted) | CA09-ID-21 |  | 9000 | 20.5 |  | 12.5 | 10 |  | 10000 | 6800 | 68% | 9000 | 21.5 | 12.5 | 9 | 10000 |  |  |  | Residential | 187.5 | No | 0.75 | No
209157081 | Mini/Multi Split | ApooDr | HRCU-A-CB-O | AAG21-09H1B |  | Mini-Splits (Non-Ducted) | AAG21-09H1A |  | 9000 | 21.5 |  | 12.5 | 10.3 |  | 10000 | 6300 | 63% | 9000 | 21.5 | 12.5 | 9.1 | 10000 | 7000 | 70% | 2.16 | Residential | 187.5 | Yes | 0.75 | Both
209157083 | Mini/Multi Split | ApooDr | HRCU-A-CB-O | AAG21-09H220V1B |  | Mini-Splits (Non-Ducted) | AAG21-09H220V1A |  | 9000 | 21.5 |  | 12.6 | 10 |  | 10000 | 6000 | 60% | 9000 | 21.5 | 12.6 | 9.4 | 10000 | 7000 | 70% | 2 | Residential | 187.5 | Yes | 0.75 | Both
209157089 | Mini/Multi Split | ApooDr | HRCU-A-CB-O | AGN24-09H1B |  | Mini-Splits (Non-Ducted) | AGN24-09H1A |  | 9000 | 23 |  | 13.8 | 11 |  | 9200 | 5900 | 64.13% | 9000 | 23 | 13.8 | 9.8 | 10000 |  |  |  | Residential | 187.5 | No | 0.75 | No
209157090 | Mini/Multi Split | ApooDr | HRCU-A-CB-O | AGN24-09H220V1B |  | Mini-Splits (Non-Ducted) | AGN24-09H220V1A |  | 9000 | 24 |  | 14.7 | 12.7 |  | 10000 | 8100 | 81% | 9000 | 24 | 14.7 | 11.6 | 10000 | 7500 | 75% | 2.25 | Residential | 187.5 | Yes | 0.75 | Both
209157091 | Mini/Multi Split | ApooDr | HRCU-A-CB-O | AGN24-12H1B |  | Mini-Splits (Non-Ducted) | AGN24-12H1A |  | 12000 | 22 |  | 12.5 | 11.5 |  | 12000 | 8900 | 74.17% | 12000 | 22.7 | 12.5 | 10.4 | 12000 |  |  |  | Residential | 250 | No | 1 | No
209157092 | Mini/Multi Split | ApooDr | HRCU-A-CB-O | AGN24-12H220V1B |  | Mini-Splits (Non-Ducted) | AGN24-12H220V1A |  | 12000 | 22.2 |  | 13 | 11 |  | 12000 | 10000 | 83.33% | 12000 | 23.1 | 13 | 10.8 | 12000 | 8400 | 70% | 2.41 | Residential | 250 | Yes | 1 | Both
209157093 | Mini/Multi Split | ApooDr | HRCU-A-CB-O | AGN24-18H1B |  | Mini-Splits (Non-Ducted) | AGN24-18H1A |  | 18000 | 24 |  | 13.5 | 11.6 |  | 18000 | 14100 | 78.33% | 18000 | 24 | 13.5 | 10.5 | 18000 | 12800 | 71.11% | 2.44 | Residential | 375 | Yes | 1.5 | Both
209157094 | Mini/Multi Split | ApooDr | HRCU-A-CB-O | AGN24-24H1B |  | Mini-Splits (Non-Ducted) | AGN24-24H1A |  | 24000 | 21 |  | 13 | 10 |  | 26000 | 17400 | 66.92% | 24000 | 21 | 13 | 8.5 | 26000 |  |  |  | Residential | 500 | No | 2 | No
209157095 | Mini/Multi Split | ApooDr | HMSV-A-CB | AM2OA-18HFN1 |  | Non-Ducted Indoor Units |  |  | 18000 | 21.5 |  | 12.5 | 10.6 |  | 19000 | 14400 | 75.79% | 18000 | 21 | 12.5 | 10.2 | 19000 |  |  |  | Residential | 375 | No | 1.5 | No
209179144 | Mini/Multi Split | LENNOX | HMSV-A-CB-O | LIZ024HO-210P432-1 |  | Non-Ducted Indoor Units |  |  | 23200 | 21 |  | 12.5 | 10 |  | 24000 | 23600 | 98.33% | 23200 | 21 | 12.5 | 10 | 24000 | 21600 | 90% | 2.1 | Residential | 482.5 | Yes | 1.93 | Both
209179147 | Mini/Multi Split | LENNOX | HMSV-A-CB-O | LIZ030HO-210P432-1 |  | Non-Ducted Indoor Units |  |  | 28400 | 21 |  | 12.5 | 10 |  | 30000 | 27200 | 90.67% | 28400 | 21 | 12.5 | 10 | 30000 | 22800 | 76% | 1.84 | Residential | 592.5 | Yes | 2.37 | Both
209240165 | Mini/Multi Split | GREE | HRCU-A-CB-O | GWH09QCXB-D3DND4B/O |  | Mini-Splits (Non-Ducted) | GWH09QCXB-D3DN***/I |  | 9100 | 20.5 |  | 12.5 | 10 |  | 10500 | 6100 | 58.1% | 9100 | 20.5 | 12.5 | 8.8 | 10500 | 8000 | 76.19% | 1.82 | Residential | 190 | Yes | 0.76 | Yes
209248922 | Mini/Multi Split | GREE | HRCU-A-CB-O | GWH12AGCXD-D3DNA1A/O |  | Mini-Splits (Non-Ducted) | GWH12AFCXD-D3DN***/I |  | 12000 | 24 |  | 12.5 | 11 |  | 12000 | 6300 | 52.5% | 12000 | 24 | 12.5 | 9 | 12000 |  |  |  | Residential | 250 | No | 1 | No
209248923 | Mini/Multi Split | MDV | HRCU-A-CB-O | MOX330-09HFN1-MY6W |  | Mini-Splits (Non-Ducted) | MFA2U-09HRFN1-MY6W |  | 9000 | 25.6 |  | 15.7 | 12.1 |  | 9000 | 10600 | 117.8% | 9000 | 26.3 | 15.7 | 11.4 | 9000 | 11900 | 132.2% | 1.99 | Residential | 187.5 | Yes | 0.75 | Both
209248924 | Mini/Multi Split | MDV | HRCU-A-CB-O | MOX330-12HFN1-MW5W |  | Mini-Splits (Non-Ducted) | MFA2U-12HRFN1-MW5W |  | 12000 | 23 |  | 13.3 | 11.8 |  | 12000 | 10200 | 85% | 12000 | 24.2 | 13.3 | 10.7 | 12000 | 11900 | 99.17% | 1.99 | Residential | 250 | Yes | 1 | Both
209248925 | Mini/Multi Split | MDV | HRCU-A-CB-O | MOX230-09HFN1-MY2W |  | Mini-Splits (Non-Ducted) | MFA2U-09HRFN1-MY6W |  | 9000 | 25.2 |  | 14.7 | 13.5 |  | 9000 | 9400 | 104.4% | 9000 | 25.6 | 14.7 | 12.5 | 9000 | 8300 | 92.22% | 2.38 | Residential | 187.5 | Yes | 0.75 | Both
209248926 | Mini/Multi Split | MDV | HRCU-A-CB-O | MOX230-12HFN1-MV5W |  | Mini-Splits (Non-Ducted) | MFA2U-12HRFN1-MW5W |  | 12000 | 23.5 |  | 13 | 13.3 |  | 12000 | 9200 | 76.67% | 12000 | 25 | 13 | 11 | 12000 | 8400 | 70% | 2.38 | Residential | 250 | Yes | 1 | Both
209248927 | Mini/Multi Split | MDV | HRCU-A-CB-O | MOX430-18HFN1-MU0W |  | Mini-Splits (Non-Ducted) | MFA2U-16HRFN1-MV0W |  | 16000 | 22 |  | 12.5 | 11.6 |  | 17000 | 13400 | 78.82% | 16000 | 22.4 | 12.5 | 10.4 | 17000 | 12700 | 74.71% | 2.32 | Residential | 332.5 | Yes | 1.33 | Both
209248929 | Mini/Multi Split | GREE | HRCU-A-CB-O | GWH09AGCXD-D3DNA1A/O |  | Mini-Splits (Non-Ducted) | GWH09QCXD-D3DN***/I |  | 9100 | 25.5 |  | 14.7 | 12 |  | 10500 | 7000 | 66.67% | 9100 | 25.5 | 14.7 | 10.2 | 10500 | 9100 | 86.67% | 1.86 | Residential | 190 | Yes | 0.76 | Yes
209248930 | Mini/Multi Split | GREE | HRCU-A-CB-O | GWH09AGCXD-D3DNA1A/O |  | Mini-Splits (Non-Ducted) | GWH09AFCXD-D3DN***/I |  | 9100 | 25.5 |  | 14.7 | 12 |  | 10500 | 7000 | 66.67% | 9100 | 25.5 | 14.7 | 10.2 | 10500 | 9100 | 86.67% | 1.86 | Residential | 190 | Yes | 0.76 | Yes
209248931 | Mini/Multi Split | GREE | HRCU-A-CB-O | GWH09AGCXD-A3DNA1A/O |  | Mini-Splits (Non-Ducted) | GWH09QCXD-A3DN***/I |  | 9100 | 27 |  | 14.55 | 11.8 |  | 10000 | 7000 | 70% | 9100 | 27 | 14.55 | 10 | 10000 | 9900 | 99% | 1.87 | Residential | 190 | Yes | 0.76 | Yes
209248934 | Mini/Multi Split | KANIONco | HRCU-A-CB-O | KWSM-09IR410AHS22L |  | Mini-Splits (Non-Ducted) | KWSM-09IR410AHS22L |  | 9000 | 22 |  | 12.5 | 10 |  | 9500 | 5900 | 62.11% | 9000 | 23 | 12.5 | 9 | 9500 | 7000 | 73.68% | 1.75 | Residential | 187.5 | No | 0.75 | Yes
209248935 | Mini/Multi Split | KANIONco | HRCU-A-CB-O | KWSM-12IR410AHS22L |  | Mini-Splits (Non-Ducted) | KWSM-12IR410AHS22L |  | 12000 | 22 |  | 12.5 | 10 |  | 12000 | 7100 | 59.17% | 12000 | 22 | 12.5 | 9 | 12000 | 8700 | 72.5% | 1.75 | Residential | 250 | No | 1 | Yes
209248936 | Mini/Multi Split | KANIONco | HRCU-A-CB-O | KWSM-09IR410AHS23 |  | Mini-Splits (Non-Ducted) | KWSM-09IR410AHS23 |  | 9000 | 23 |  | 13 | 10 |  | 9500 | 5900 | 62.11% | 9000 | 23.5 | 13 | 9.2 | 9500 | 7300 | 76.84% | 1.75 | Residential | 187.5 | No | 0.75 | Yes
209248937 | Mini/Multi Split | KANIONco | HRCU-A-CB-O | KWSM-12IR410AHS23 |  | Mini-Splits (Non-Ducted) | KWSM-12IR410AHS23 |  | 12000 | 23 |  | 13 | 10 |  | 12000 | 7600 | 63.33% | 12000 | 23 | 13 | 9.5 | 12000 | 9100 | 75.83% | 1.75 | Residential | 250 | No | 1 | Yes
209248938 | Mini/Multi Split | KANIONco | HRCU-A-CB-O | KWSM-18IR410AHS21.5 |  | Mini-Splits (Non-Ducted) | KWSM-18IR410AHS21.5 |  | 18000 | 21.5 |  | 13 | 10 |  | 18000 | 10000 | 55.56% | 18000 | 22 | 13 | 8.8 | 18000 | 11900 | 66.11% | 1.75 | Residential | 375 | No | 1.5 | Yes
209248939 | Mini/Multi Split | KANIONco | HRCU-A-CB-O | KWSM-24IR410AHS20 |  | Mini-Splits (Non-Ducted) | KWSM-24IR410AHS20 |  | 23000 | 20 |  | 12.5 | 10 |  | 24000 | 13900 | 57.92% | 23000 | 20 | 12.5 | 8.8 | 24000 | 16000 | 66.67% | 1.75 | Residential | 480 | No | 1.92 | Yes
209270208 | Mini/Multi Split | MDV | HRCU-A-CB-O | MOX430-18HFN1-MU0W |  | Mini-Splits (Non-Ducted) | MCBU-18HRFN1-MU2W |  | 18000 | 21.2 |  | 12.5 | 12 |  | 19000 | 12200 | 64.21% | 18000 | 21.8 | 12.5 | 10.7 | 19000 |  |  |  | Residential | 375 | No | 1.5 | No
209270209 | Mini/Multi Split | MDV | HRCU-A-CB-O | MOX230-09HFN1-MW5W |  | Mini-Splits (Non-Ducted) | MCBU-09HRFN1-MW0W |  | 9000 | 22 |  | 13 | 13 |  | 11000 | 8000 | 72.73% | 9000 | 22.5 | 13 | 11.5 | 11000 | 7700 | 70% | 2.34 | Residential | 187.5 | Yes | 0.75 | Both
209270210 | Mini/Multi Split | MDV | HRCU-A-CB-O | MOX330-09HFN1-MY5W |  | Mini-Splits (Non-Ducted) | MCBU-09HRFN1-MW0W |  | 9000 | 23 |  | 13 | 13.6 |  | 10900 | 9800 | 89.91% | 9000 | 24 | 13 | 12.4 | 10900 | 10500 | 96.33% | 1.8 | Residential | 187.5 | Yes | 0.75 | Both
209270211 | Mini/Multi Split | MDV | HRCU-A-CB-O | MOX330-12HFN1-MW5W |  | Mini-Splits (Non-Ducted) | MCBU-12HRFN1-MV0W |  | 12000 | 22 |  | 13 | 11.3 |  | 12500 | 9500 | 76% | 12000 | 23 | 13 | 10 | 12500 | 11000 | 88% | 1.8 | Residential | 250 | Yes | 1 | Both
209270212 | Mini/Multi Split | MDV | HRCU-A-CB-O | MOX230-12HFN1-MV5W |  | Mini-Splits (Non-Ducted) | MCBU-12HRFN1-MV0W |  | 12000 | 21.2 |  | 12.6 | 10.8 |  | 12500 | 7700 | 61.6% | 12000 | 22 | 12.6 | 9.8 | 12500 |  |  |  | Residential | 250 | No | 1 | No
209270213 | Mini/Multi Split | MDV | HRCU-A-CB-O | MOX230-09HFN1-MW5W |  | Mini-Splits (Non-Ducted) | MCBU-06HRFN1-MV0W |  | 6500 | 22 |  | 14.5 | 10.6 |  | 7100 | 5700 | 80.28% | 6500 | 22 | 14.5 | 10.8 | 7100 | 8000 | 112.7% | 2 | Residential | 135 | Yes | 0.54 | Both
209270214 | Mini/Multi Split | MDV | HRCU-A-CB-O | MOX430-17HFN1-MT0W |  | Mini-Splits (Non-Ducted) | MCBU-18HRFN1-MU2W |  | 16700 | 19.8 |  | 12.5 | 11.8 |  | 20000 | 14500 | 72.5% | 16700 | 19.8 | 12.5 | 11.2 | 20000 | 16700 | 83.5% | 1.93 | Residential | 347.5 | Yes | 1.39 | Both
209270247 | Mini/Multi Split | ARCOAIRE | HRCU-A-CB-O | DLCSRBH09AAK |  | Mini-Splits (Non-Ducted) | DLFCCAH09XAK |  | 9000 | 23 |  | 13 | 13.6 |  | 10900 | 9800 | 89.91% | 9000 | 24 | 13 | 12.4 | 10900 | 10500 | 96.33% | 1.8 | Residential | 187.5 | Yes | 0.75 | Both
209270248 | Mini/Multi Split | ARCOAIRE | HRCU-A-CB-O | DLCSRBH18AAK |  | Mini-Splits (Non-Ducted) | DLFCCAH18XAK |  | 16700 | 19.8 |  | 12.5 | 11.8 |  | 20000 | 14500 | 72.5% | 16700 | 19.8 | 12.5 | 11.2 | 20000 | 16700 | 83.5% | 1.93 | Residential | 347.5 | Yes | 1.39 | Both
209270249 | Mini/Multi Split | ARCOAIRE | HRCU-A-CB-O | DLCSRBH06AAK |  | Mini-Splits (Non-Ducted) | DLFCCAH06XAK |  | 6500 | 22 |  | 14.5 | 10.6 |  | 7100 | 5700 | 80.28% | 6500 | 22 | 14.5 | 10.8 | 7100 | 8000 | 112.7% | 2 | Residential | 135 | Yes | 0.54 | Both
209270250 | Mini/Multi Split | ARCOAIRE | HRCU-A-CB-O | DLCSRBH12AAK |  | Mini-Splits (Non-Ducted) | DLFCCAH12XAK |  | 12000 | 22 |  | 13 | 11.3 |  | 12500 | 9500 | 76% | 12000 | 23 | 13 | 10 | 12500 | 11000 | 88% | 1.8 | Residential | 250 | Yes | 1 | Both
209270251 | Mini/Multi Split | COMFORTMAKER | HRCU-A-CB-O | DLCSRBH09AAK |  | Mini-Splits (Non-Ducted) | DLFCCAH09XAK |  | 9000 | 23 |  | 13 | 13.6 |  | 10900 | 9800 | 89.91% | 9000 | 24 | 13 | 12.4 | 10900 | 10500 | 96.33% | 1.8 | Residential | 187.5 | Yes | 0.75 | Both
209270252 | Mini/Multi Split | COMFORTMAKER | HRCU-A-CB-O | DLCSRBH18AAK |  | Mini-Splits (Non-Ducted) | DLFCCAH18XAK |  | 16700 | 19.8 |  | 12.5 | 11.8 |  | 20000 | 14500 | 72.5% | 16700 | 19.8 | 12.5 | 11.2 | 20000 | 16700 | 83.5% | 1.93 | Residential | 347.5 | Yes | 1.39 | Both
209270253 | Mini/Multi Split | COMFORTMAKER | HRCU-A-CB-O | DLCSRBH06AAK |  | Mini-Splits (Non-Ducted) | DLFCCAH06XAK |  | 6500 | 22 |  | 14.5 | 10.6 |  | 7100 | 5700 | 80.28% | 6500 | 22 | 14.5 | 10.8 | 7100 | 8000 | 112.7% | 2 | Residential | 135 | Yes | 0.54 | Both
209270254 | Mini/Multi Split | COMFORTMAKER | HRCU-A-CB-O | DLCSRBH12AAK |  | Mini-Splits (Non-Ducted) | DLFCCAH12XAK |  | 12000 | 22 |  | 13 | 11.3 |  | 12500 | 9500 | 76% | 12000 | 23 | 13 | 10 | 12500 | 11000 | 88% | 1.8 | Residential | 250 | Yes | 1 | Both
209270255 | Mini/Multi Split | DAY & NIGHT | HRCU-A-CB-O | DLCSRBH09AAK |  | Mini-Splits (Non-Ducted) | DLFCCAH09XAK |  | 9000 | 23 |  | 13 | 13.6 |  | 10900 | 9800 | 89.91% | 9000 | 24 | 13 | 12.4 | 10900 | 10500 | 96.33% | 1.8 | Residential | 187.5 | Yes | 0.75 | Both
209270256 | Mini/Multi Split | DAY & NIGHT | HRCU-A-CB-O | DLCSRBH18AAK |  | Mini-Splits (Non-Ducted) | DLFCCAH18XAK |  | 16700 | 19.8 |  | 12.5 | 11.8 |  | 20000 | 14500 | 72.5% | 16700 | 19.8 | 12.5 | 11.2 | 20000 | 16700 | 83.5% | 1.93 | Residential | 347.5 | Yes | 1.39 | Both
209270257 | Mini/Multi Split | DAY & NIGHT | HRCU-A-CB-O | DLCSRBH06AAK |  | Mini-Splits (Non-Ducted) | DLFCCAH06XAK |  | 6500 | 22 |  | 14.5 | 10.6 |  | 7100 | 5700 | 80.28% | 6500 | 22 | 14.5 | 10.8 | 7100 | 8000 | 112.7% | 2 | Residential | 135 | Yes | 0.54 | Both
209270258 | Mini/Multi Split | DAY & NIGHT | HRCU-A-CB-O | DLCSRBH12AAK |  | Mini-Splits (Non-Ducted) | DLFCCAH12XAK |  | 12000 | 22 |  | 13 | 11.3 |  | 12500 | 9500 | 76% | 12000 | 23 | 13 | 10 | 12500 | 11000 | 88% | 1.8 | Residential | 250 | Yes | 1 | Both
209270259 | Mini/Multi Split | HEIL | HRCU-A-CB-O | DLCSRBH09AAK |  | Mini-Splits (Non-Ducted) | DLFCCAH09XAK |  | 9000 | 23 |  | 13 | 13.6 |  | 10900 | 9800 | 89.91% | 9000 | 24 | 13 | 12.4 | 10900 | 10500 | 96.33% | 1.8 | Residential | 187.5 | Yes | 0.75 | Both
209270260 | Mini/Multi Split | HEIL | HRCU-A-CB-O | DLCSRBH18AAK |  | Mini-Splits (Non-Ducted) | DLFCCAH18XAK |  | 16700 | 19.8 |  | 12.5 | 11.8 |  | 20000 | 14500 | 72.5% | 16700 | 19.8 | 12.5 | 11.2 | 20000 | 16700 | 83.5% | 1.93 | Residential | 347.5 | Yes | 1.39 | Both
209270261 | Mini/Multi Split | HEIL | HRCU-A-CB-O | DLCSRBH06AAK |  | Mini-Splits (Non-Ducted) | DLFCCAH06XAK |  | 6500 | 22 |  | 14.5 | 10.6 |  | 7100 | 5700 | 80.28% | 6500 | 22 | 14.5 | 10.8 | 7100 | 8000 | 112.7% | 2 | Residential | 135 | Yes | 0.54 | Both
209270262 | Mini/Multi Split | HEIL | HRCU-A-CB-O | DLCSRBH12AAK |  | Mini-Splits (Non-Ducted) | DLFCCAH12XAK |  | 12000 | 22 |  | 13 | 11.3 |  | 12500 | 9500 | 76% | 12000 | 23 | 13 | 10 | 12500 | 11000 | 88% | 1.8 | Residential | 250 | Yes | 1 | Both
209270263 | Mini/Multi Split | KEEPRITE | HRCU-A-CB-O | DLCSRBH09AAK |  | Mini-Splits (Non-Ducted) | DLFCCAH09XAK |  | 9000 | 23 |  | 13 | 13.6 |  | 10900 | 9800 | 89.91% | 9000 | 24 | 13 | 12.4 | 10900 | 10500 | 96.33% | 1.8 | Residential | 187.5 | Yes | 0.75 | Both
209270264 | Mini/Multi Split | KEEPRITE | HRCU-A-CB-O | DLCSRBH18AAK |  | Mini-Splits (Non-Ducted) | DLFCCAH18XAK |  | 16700 | 19.8 |  | 12.5 | 11.8 |  | 20000 | 14500 | 72.5% | 16700 | 19.8 | 12.5 | 11.2 | 20000 | 16700 | 83.5% | 1.93 | Residential | 347.5 | Yes | 1.39 | Both
209270265 | Mini/Multi Split | KEEPRITE | HRCU-A-CB-O | DLCSRBH06AAK |  | Mini-Splits (Non-Ducted) | DLFCCAH06XAK |  | 6500 | 22 |  | 14.5 | 10.6 |  | 7100 | 5700 | 80.28% | 6500 | 22 | 14.5 | 10.8 | 7100 | 8000 | 112.7% | 2 | Residential | 135 | Yes | 0.54 | Both
209270266 | Mini/Multi Split | KEEPRITE | HRCU-A-CB-O | DLCSRBH12AAK |  | Mini-Splits (Non-Ducted) | DLFCCAH12XAK |  | 12000 | 22 |  | 13 | 11.3 |  | 12500 | 9500 | 76% | 12000 | 23 | 13 | 10 | 12500 | 11000 | 88% | 1.8 | Residential | 250 | Yes | 1 | Both
209270267 | Mini/Multi Split | KENMORE | HRCU-A-CB-O | DLCSRBH09AAK |  | Mini-Splits (Non-Ducted) | DLFCCAH09XAK |  | 9000 | 23 |  | 13 | 13.6 |  | 10900 | 9800 | 89.91% | 9000 | 24 | 13 | 12.4 | 10900 | 10500 | 96.33% | 1.8 | Residential | 187.5 | Yes | 0.75 | Both
209270268 | Mini/Multi Split | KENMORE | HRCU-A-CB-O | DLCSRBH18AAK |  | Mini-Splits (Non-Ducted) | DLFCCAH18XAK |  | 16700 | 19.8 |  | 12.5 | 11.8 |  | 20000 | 14500 | 72.5% | 16700 | 19.8 | 12.5 | 11.2 | 20000 | 16700 | 83.5% | 1.93 | Residential | 347.5 | Yes | 1.39 | Both
209270269 | Mini/Multi Split | KENMORE | HRCU-A-CB-O | DLCSRBH06AAK |  | Mini-Splits (Non-Ducted) | DLFCCAH06XAK |  | 6500 | 22 |  | 14.5 | 10.6 |  | 7100 | 5700 | 80.28% | 6500 | 22 | 14.5 | 10.8 | 7100 | 8000 | 112.7% | 2 | Residential | 135 | Yes | 0.54 | Both
209270270 | Mini/Multi Split | KENMORE | HRCU-A-CB-O | DLCSRBH12AAK |  | Mini-Splits (Non-Ducted) | DLFCCAH12XAK |  | 12000 | 22 |  | 13 | 11.3 |  | 12500 | 9500 | 76% | 12000 | 23 | 13 | 10 | 12500 | 11000 | 88% | 1.8 | Residential | 250 | Yes | 1 | Both
209270271 | Mini/Multi Split | MIDEA | HRCU-A-CB-O | DLCSRBH09AAK |  | Mini-Splits (Non-Ducted) | DLFCCAH09XAK |  | 9000 | 23 |  | 13 | 13.6 |  | 10900 | 9800 | 89.91% | 9000 | 24 | 13 | 12.4 | 10900 | 10500 | 96.33% | 1.8 | Residential | 187.5 | Yes | 0.75 | Both
209270272 | Mini/Multi Split | MIDEA | HRCU-A-CB-O | DLCSRBH18AAK |  | Mini-Splits (Non-Ducted) | DLFCCAH18XAK |  | 16700 | 19.8 |  | 12.5 | 11.8 |  | 20000 | 14500 | 72.5% | 16700 | 19.8 | 12.5 | 11.2 | 20000 | 16700 | 83.5% | 1.93 | Residential | 347.5 | Yes | 1.39 | Both
209270273 | Mini/Multi Split | MIDEA | HRCU-A-CB-O | DLCSRBH06AAK |  | Mini-Splits (Non-Ducted) | DLFCCAH06XAK |  | 6500 | 22 |  | 14.5 | 10.6 |  | 7100 | 5700 | 80.28% | 6500 | 22 | 14.5 | 10.8 | 7100 | 8000 | 112.7% | 2 | Residential | 135 | Yes | 0.54 | Both
209270274 | Mini/Multi Split | MIDEA | HRCU-A-CB-O | DLCSRBH12AAK |  | Mini-Splits (Non-Ducted) | DLFCCAH12XAK |  | 12000 | 22 |  | 13 | 11.3 |  | 12500 | 9500 | 76% | 12000 | 23 | 13 | 10 | 12500 | 11000 | 88% | 1.8 | Residential | 250 | Yes | 1 | Both
209270275 | Mini/Multi Split | TEMPSTAR | HRCU-A-CB-O | DLCSRBH09AAK |  | Mini-Splits (Non-Ducted) | DLFCCAH09XAK |  | 9000 | 23 |  | 13 | 13.6 |  | 10900 | 9800 | 89.91% | 9000 | 24 | 13 | 12.4 | 10900 | 10500 | 96.33% | 1.8 | Residential | 187.5 | Yes | 0.75 | Both
209270276 | Mini/Multi Split | TEMPSTAR | HRCU-A-CB-O | DLCSRBH18AAK |  | Mini-Splits (Non-Ducted) | DLFCCAH18XAK |  | 16700 | 19.8 |  | 12.5 | 11.8 |  | 20000 | 14500 | 72.5% | 16700 | 19.8 | 12.5 | 11.2 | 20000 | 16700 | 83.5% | 1.93 | Residential | 347.5 | Yes | 1.39 | Both
209270277 | Mini/Multi Split | TEMPSTAR | HRCU-A-CB-O | DLCSRBH06AAK |  | Mini-Splits (Non-Ducted) | DLFCCAH06XAK |  | 6500 | 22 |  | 14.5 | 10.6 |  | 7100 | 5700 | 80.28% | 6500 | 22 | 14.5 | 10.8 | 7100 | 8000 | 112.7% | 2 | Residential | 135 | Yes | 0.54 | Both
209270278 | Mini/Multi Split | TEMPSTAR | HRCU-A-CB-O | DLCSRBH12AAK |  | Mini-Splits (Non-Ducted) | DLFCCAH12XAK |  | 12000 | 22 |  | 13 | 11.3 |  | 12500 | 9500 | 76% | 12000 | 23 | 13 | 10 | 12500 | 11000 | 88% | 1.8 | Residential | 250 | Yes | 1 | Both
209270279 | Mini/Multi Split | SMART COMFORT | HRCU-A-CB-O | DLCSRBH09AAK |  | Mini-Splits (Non-Ducted) | DLFCCAH09XAK |  | 9000 | 23 |  | 13 | 13.6 |  | 10900 | 9800 | 89.91% | 9000 | 24 | 13 | 12.4 | 10900 | 10500 | 96.33% | 1.8 | Residential | 187.5 | Yes | 0.75 | Both
209270280 | Mini/Multi Split | SMART COMFORT | HRCU-A-CB-O | DLCSRBH18AAK |  | Mini-Splits (Non-Ducted) | DLFCCAH18XAK |  | 16700 | 19.8 |  | 12.5 | 11.8 |  | 20000 | 14500 | 72.5% | 16700 | 19.8 | 12.5 | 11.2 | 20000 | 16700 | 83.5% | 1.93 | Residential | 347.5 | Yes | 1.39 | Both
209270281 | Mini/Multi Split | SMART COMFORT | HRCU-A-CB-O | DLCSRBH06AAK |  | Mini-Splits (Non-Ducted) | DLFCCAH06XAK |  | 6500 | 22 |  | 14.5 | 10.6 |  | 7100 | 5700 | 80.28% | 6500 | 22 | 14.5 | 10.8 | 7100 | 8000 | 112.7% | 2 | Residential | 135 | Yes | 0.54 | Both
209270282 | Mini/Multi Split | SMART COMFORT | HRCU-A-CB-O | DLCSRBH12AAK |  | Mini-Splits (Non-Ducted) | DLFCCAH12XAK |  | 12000 | 22 |  | 13 | 11.3 |  | 12500 | 9500 | 76% | 12000 | 23 | 13 | 10 | 12500 | 11000 | 88% | 1.8 | Residential | 250 | Yes | 1 | Both
209270283 | Mini/Multi Split | AIRQUEST | HRCU-A-CB-O | DLCSRBH09AAK |  | Mini-Splits (Non-Ducted) | DLFCCAH09XAK |  | 9000 | 23 |  | 13 | 13.6 |  | 10900 | 9800 | 89.91% | 9000 | 24 | 13 | 12.4 | 10900 | 10500 | 96.33% | 1.8 | Residential | 187.5 | Yes | 0.75 | Both
209270284 | Mini/Multi Split | AIRQUEST | HRCU-A-CB-O | DLCSRBH18AAK |  | Mini-Splits (Non-Ducted) | DLFCCAH18XAK |  | 16700 | 19.8 |  | 12.5 | 11.8 |  | 20000 | 14500 | 72.5% | 16700 | 19.8 | 12.5 | 11.2 | 20000 | 16700 | 83.5% | 1.93 | Residential | 347.5 | Yes | 1.39 | Both
209270285 | Mini/Multi Split | AIRQUEST | HRCU-A-CB-O | DLCSRBH06AAK |  | Mini-Splits (Non-Ducted) | DLFCCAH06XAK |  | 6500 | 22 |  | 14.5 | 10.6 |  | 7100 | 5700 | 80.28% | 6500 | 22 | 14.5 | 10.8 | 7100 | 8000 | 112.7% | 2 | Residential | 135 | Yes | 0.54 | Both
209270286 | Mini/Multi Split | AIRQUEST | HRCU-A-CB-O | DLCSRBH12AAK |  | Mini-Splits (Non-Ducted) | DLFCCAH12XAK |  | 12000 | 22 |  | 13 | 11.3 |  | 12500 | 9500 | 76% | 12000 | 23 | 13 | 10 | 12500 | 11000 | 88% | 1.8 | Residential | 250 | Yes | 1 | Both
209270287 | Mini/Multi Split | CARRIER | HRCU-A-CB-O | 38MARBQ12AA3 |  | Mini-Splits (Non-Ducted) | 40MCCAQ12XA3 |  | 12000 | 22 |  | 13 | 11.3 |  | 12500 | 9500 | 76% | 12000 | 23 | 13 | 10 | 12500 | 11000 | 88% | 1.8 | Residential | 250 | Yes | 1 | Both
209270288 | Mini/Multi Split | CARRIER | HRCU-A-CB-O | 38MARBQ06AA3 |  | Mini-Splits (Non-Ducted) | 40MCCAQ06XA3 |  | 6500 | 22 |  | 14.5 | 10.6 |  | 7100 | 5700 | 80.28% | 6500 | 22 | 14.5 | 10.8 | 7100 | 8000 | 112.7% | 2 | Residential | 135 | Yes | 0.54 | Both
209270289 | Mini/Multi Split | CARRIER | HRCU-A-CB-O | 38MARBQ09AA3 |  | Mini-Splits (Non-Ducted) | 40MCCAQ09XA3 |  | 9000 | 23 |  | 13 | 13.6 |  | 10900 | 9800 | 89.91% | 9000 | 24 | 13 | 12.4 | 10900 | 10500 | 96.33% | 1.8 | Residential | 187.5 | Yes | 0.75 | Both
209270290 | Mini/Multi Split | CARRIER | HRCU-A-CB-O | 38MARBQ18AA3 |  | Mini-Splits (Non-Ducted) | 40MCCAQ18XA3 |  | 16700 | 19.8 |  | 12.5 | 11.8 |  | 20000 | 14500 | 72.5% | 16700 | 19.8 | 12.5 | 11.2 | 20000 | 16700 | 83.5% | 1.93 | Residential | 347.5 | Yes | 1.39 | Both
209270291 | Mini/Multi Split | BRYANT | HRCU-A-CB-O | 38MARBQ12AA3 |  | Mini-Splits (Non-Ducted) | 40MCCAQ12XA3 |  | 12000 | 22 |  | 13 | 11.3 |  | 12500 | 9500 | 76% | 12000 | 23 | 13 | 10 | 12500 | 11000 | 88% | 1.8 | Residential | 250 | Yes | 1 | Both
209270292 | Mini/Multi Split | BRYANT | HRCU-A-CB-O | 38MARBQ06AA3 |  | Mini-Splits (Non-Ducted) | 40MCCAQ06XA3 |  | 6500 | 22 |  | 14.5 | 10.6 |  | 7100 | 5700 | 80.28% | 6500 | 22 | 14.5 | 10.8 | 7100 | 8000 | 112.7% | 2 | Residential | 135 | Yes | 0.54 | Both
209270293 | Mini/Multi Split | BRYANT | HRCU-A-CB-O | 38MARBQ09AA3 |  | Mini-Splits (Non-Ducted) | 40MCCAQ09XA3 |  | 9000 | 23 |  | 13 | 13.6 |  | 10900 | 9800 | 89.91% | 9000 | 24 | 13 | 12.4 | 10900 | 10500 | 96.33% | 1.8 | Residential | 187.5 | Yes | 0.75 | Both
209270294 | Mini/Multi Split | BRYANT | HRCU-A-CB-O | 38MARBQ18AA3 |  | Mini-Splits (Non-Ducted) | 40MCCAQ18XA3 |  | 16700 | 19.8 |  | 12.5 | 11.8 |  | 20000 | 14500 | 72.5% | 16700 | 19.8 | 12.5 | 11.2 | 20000 | 16700 | 83.5% | 1.93 | Residential | 347.5 | Yes | 1.39 | Both
209270295 | Mini/Multi Split | PAYNE | HRCU-A-CB-O | 38MARBQ12AA3 |  | Mini-Splits (Non-Ducted) | 40MCCAQ12XA3 |  | 12000 | 22 |  | 13 | 11.3 |  | 12500 | 9500 | 76% | 12000 | 23 | 13 | 10 | 12500 | 11000 | 88% | 1.8 | Residential | 250 | Yes | 1 | Both
209270296 | Mini/Multi Split | PAYNE | HRCU-A-CB-O | 38MARBQ06AA3 |  | Mini-Splits (Non-Ducted) | 40MCCAQ06XA3 |  | 6500 | 22 |  | 14.5 | 10.6 |  | 7100 | 5700 | 80.28% | 6500 | 22 | 14.5 | 10.8 | 7100 | 8000 | 112.7% | 2 | Residential | 135 | Yes | 0.54 | Both
209270297 | Mini/Multi Split | PAYNE | HRCU-A-CB-O | 38MARBQ09AA3 |  | Mini-Splits (Non-Ducted) | 40MCCAQ09XA3 |  | 9000 | 23 |  | 13 | 13.6 |  | 10900 | 9800 | 89.91% | 9000 | 24 | 13 | 12.4 | 10900 | 10500 | 96.33% | 1.8 | Residential | 187.5 | Yes | 0.75 | Both
209270298 | Mini/Multi Split | PAYNE | HRCU-A-CB-O | 38MARBQ18AA3 |  | Mini-Splits (Non-Ducted) | 40MCCAQ18XA3 |  | 16700 | 19.8 |  | 12.5 | 11.8 |  | 20000 | 14500 | 72.5% | 16700 | 19.8 | 12.5 | 11.2 | 20000 | 16700 | 83.5% | 1.93 | Residential | 347.5 | Yes | 1.39 | Both
209270299 | Mini/Multi Split | Weathermaker | HRCU-A-CB-O | 38MARBQ12AA3 |  | Mini-Splits (Non-Ducted) | 40MCCAQ12XA3 |  | 12000 | 22 |  | 13 | 11.3 |  | 12500 | 9500 | 76% | 12000 | 23 | 13 | 10 | 12500 | 11000 | 88% | 1.8 | Residential | 250 | Yes | 1 | Both
209270300 | Mini/Multi Split | Weathermaker | HRCU-A-CB-O | 38MARBQ06AA3 |  | Mini-Splits (Non-Ducted) | 40MCCAQ06XA3 |  | 6500 | 22 |  | 14.5 | 10.6 |  | 7100 | 5700 | 80.28% | 6500 | 22 | 14.5 | 10.8 | 7100 | 8000 | 112.7% | 2 | Residential | 135 | Yes | 0.54 | Both
209270301 | Mini/Multi Split | Weathermaker | HRCU-A-CB-O | 38MARBQ09AA3 |  | Mini-Splits (Non-Ducted) | 40MCCAQ09XA3 |  | 9000 | 23 |  | 13 | 13.6 |  | 10900 | 9800 | 89.91% | 9000 | 24 | 13 | 12.4 | 10900 | 10500 | 96.33% | 1.8 | Residential | 187.5 | Yes | 0.75 | Both
209270302 | Mini/Multi Split | Weathermaker | HRCU-A-CB-O | 38MARBQ18AA3 |  | Mini-Splits (Non-Ducted) | 40MCCAQ18XA3 |  | 16700 | 19.8 |  | 12.5 | 11.8 |  | 20000 | 14500 | 72.5% | 16700 | 19.8 | 12.5 | 11.2 | 20000 | 16700 | 83.5% | 1.93 | Residential | 347.5 | Yes | 1.39 | Both
209270303 | Mini/Multi Split | MIDEA | HRCU-A-CB-O | 38MARBQ12AA3 |  | Mini-Splits (Non-Ducted) | 40MCCAQ12XA3 |  | 12000 | 22 |  | 13 | 11.3 |  | 12500 | 9500 | 76% | 12000 | 23 | 13 | 10 | 12500 | 11000 | 88% | 1.8 | Residential | 250 | Yes | 1 | Both
209270304 | Mini/Multi Split | MIDEA | HRCU-A-CB-O | 38MARBQ06AA3 |  | Mini-Splits (Non-Ducted) | 40MCCAQ06XA3 |  | 6500 | 22 |  | 14.5 | 10.6 |  | 7100 | 5700 | 80.28% | 6500 | 22 | 14.5 | 10.8 | 7100 | 8000 | 112.7% | 2 | Residential | 135 | Yes | 0.54 | Both
209270305 | Mini/Multi Split | MIDEA | HRCU-A-CB-O | 38MARBQ09AA3 |  | Mini-Splits (Non-Ducted) | 40MCCAQ09XA3 |  | 9000 | 23 |  | 13 | 13.6 |  | 10900 | 9800 | 89.91% | 9000 | 24 | 13 | 12.4 | 10900 | 10500 | 96.33% | 1.8 | Residential | 187.5 | Yes | 0.75 | Both
209270306 | Mini/Multi Split | MIDEA | HRCU-A-CB-O | 38MARBQ18AA3 |  | Mini-Splits (Non-Ducted) | 40MCCAQ18XA3 |  | 16700 | 19.8 |  | 12.5 | 11.8 |  | 20000 | 14500 | 72.5% | 16700 | 19.8 | 12.5 | 11.2 | 20000 | 16700 | 83.5% | 1.93 | Residential | 347.5 | Yes | 1.39 | Both
209319638 | Mini/Multi Split | ECO AIR | HMSV-A-CB | M2OI-18HFN1-M |  | Non-Ducted Indoor Units |  |  | 19000 | 22 |  | 12.5 | 10.2 |  | 20000 | 15000 | 75% | 19000 | 22 | 12.5 | 9.8 | 20000 | 19700 | 98.5% | 1.9 | Residential | 395 | Yes | 1.58 | Both
209319641 | Mini/Multi Split | ECO AIR | HMSV-A-CB | M3OI-28HFN1-M |  | Non-Ducted Indoor Units |  |  | 28000 | 22.5 |  | 12.5 | 11.3 |  | 28000 | 26600 | 95% | 28000 | 23 | 12.5 | 10.6 | 28000 | 25000 | 89.29% | 1.8 | Residential | 582.5 | Yes | 2.33 | Both
209319644 | Mini/Multi Split | ECO AIR | HMSV-A-CB | M4OI-36HFN1-M |  | Non-Ducted Indoor Units |  |  | 36000 | 21.8 |  | 13.6 | 11 |  | 36400 | 33000 | 90.66% | 36000 | 22.2 | 13.6 | 10.3 | 37000 | 36000 | 97.3% | 1.9 | Residential | 750 | Yes | 3 | Both
209397902 | Mini/Multi Split | GREE | HRCU-A-CB-O | GWH24AGEXH-D3DNA1A/O |  | Mini-Splits (Non-Ducted) | GWH24QEXH-D3DN***/I |  | 22000 | 24 |  | 13 | 11 |  | 24000 | 15000 | 62.5% | 22000 | 24.5 | 13.1 | 9.5 | 24000 | 16100 | 67.08% | 1.75 | Residential | 457.5 | No | 1.83 | No
209399468 | Mini/Multi Split | LENNOX | HRCU-A-CB-O | LI012HO-250P432 |  | Mini-Splits (Non-Ducted) | LI012HI-250P432 |  | 12000 | 24 |  | 12.5 | 11 |  | 12000 | 6300 | 52.5% | 12000 | 24 | 12.5 | 9 | 12000 |  |  |  | Residential | 250 | No | 1 | No
209399480 | Mini/Multi Split | LENNOX | HRCU-A-CB-O | LI024HO-250P432 |  | Mini-Splits (Non-Ducted) | LI024HI-250P432 |  | 22000 | 24 |  | 13 | 11 |  | 24000 | 15000 | 62.5% | 22000 | 24.5 | 13.1 | 9.5 | 24000 | 16100 | 67.08% | 1.75 | Residential | 457.5 | No | 1.83 | No
209416880 | Mini/Multi Split | NOVAIR | HRCU-A-CB-O | LEA24SZ35SK-O |  | Mini-Splits (Non-Ducted) | LEA24UUSK-I |  | 23000 | 21.5 |  | 12.5 | 11.5 |  | 26000 | 18900 | 72.69% | 23000 | 22.3 | 12.5 | 10.3 | 26000 | 23000 | 88.46% | 1.8 | Residential | 480 | Yes | 1.92 | Both
209424843 | Mini/Multi Split | TCL | HMSV-A-CB-O | TUM-18HA2/I2I22-21ES |  | Non-Ducted Indoor Units |  |  | 17000 | 22 |  | 12.5 | 10 |  | 19600 | 12200 | 62.24% | 17000 | 22 | 12 | 9 | 19600 | 13800 | 70.41% | 1.75 | Residential | 355 | No | 1.42 | Yes
209424844 | Mini/Multi Split | TCL | HMSV-A-CB-O | TUM-27HA2/I2I21-21ES |  | Non-Ducted Indoor Units |  |  | 24000 | 22 |  | 12.5 | 10 |  | 26000 | 18100 | 69.62% | 24000 | 22 | 12 | 9 | 26000 |  |  |  | Residential | 500 | No | 2 | No
209424845 | Mini/Multi Split | TCL | HMSV-A-CB-O | TUM-36HA2/I2I21-21ES |  | Non-Ducted Indoor Units |  |  | 32000 | 21.5 |  | 12.5 | 10 |  | 35000 | 21200 | 60.57% | 33000 | 21.5 | 12 | 9 | 35600 |  |  |  | Residential | 687.5 | No | 2.75 | No
209424846 | Mini/Multi Split | GREE | HRCU-A-CB | GWH12AGCXD-D3DNA1A/O |  | Mini-Splits (Ducted) | GFH(12)DA-D3DN***/I |  | 12000 | 20 |  | 12.5 | 10.5 |  | 12000 | 6900 | 57.5% | 12000 | 20 | 11.8 | 8.5 | 12000 |  |  |  | Residential | 250 | No | 1
209424847 | Mini/Multi Split | GREE | HRCU-A-CB-O | GWH12AGCXD-D3DNA1A/O |  | Mini-Splits (Non-Ducted) | GKH(12)BB-D3DN***/I |  | 12000 | 24 |  | 12.5 | 10.5 |  | 12000 | 6900 | 57.5% | 12000 | 24 | 12.5 | 8.5 | 12000 |  |  |  | Residential | 250 | No | 1
209457663 | Mini/Multi Split | GENERALLUX | HRCU-A-CB-O | TSC-GL-09HA2/I3TO23 |  | Mini-Splits (Non-Ducted) | TSC-GL-09HA2/I3TI23 |  | 9000 | 23 |  | 13 | 10 |  | 9500 | 5900 | 62.11% | 9000 | 23.5 | 13 | 9.2 | 9500 | 7300 | 76.84% | 1.75 | Residential | 187.5 | No | 0.75 | Yes
209457664 | Mini/Multi Split | GENERALLUX | HRCU-A-CB-O | TSC-GL-12HA2/I3TO23 |  | Mini-Splits (Non-Ducted) | TSC-GL-12HA2/I3TI23 |  | 12000 | 23 |  | 13 | 10 |  | 12000 | 7600 | 63.33% | 12000 | 23 | 13 | 9.5 | 12000 | 9100 | 75.83% | 1.75 | Residential | 250 | No | 1 | Yes
209457665 | Mini/Multi Split | GENERALLUX | HRCU-A-CB-O | TSC-GL-18HA2/I3TO21 |  | Mini-Splits (Non-Ducted) | TSC-GL-18HA2/I3TI21 |  | 18000 | 21.5 |  | 13 | 10 |  | 18000 | 10000 | 55.56% | 18000 | 22 | 13 | 8.8 | 18000 | 11900 | 66.11% | 1.75 | Residential | 375 | No | 1.5 | Yes
209457666 | Mini/Multi Split | GENERALLUX | HMSV-A-CB-O | TUM-GL-27HA2/03-ES |  | Non-Ducted Indoor Units |  |  | 24000 | 22 |  | 12.5 | 10 |  | 26000 | 18100 | 69.62% | 24000 | 22 | 12 | 9 | 26000 |  |  |  | Residential | 500 | No | 2 | No
209457667 | Mini/Multi Split | GENERALLUX | HMSV-A-CB-O | TUM-GL-18HA2/02-ES |  | Non-Ducted Indoor Units |  |  | 17000 | 22 |  | 12.5 | 10 |  | 19600 | 12200 | 62.24% | 17000 | 22 | 12 | 9 | 19600 | 13800 | 70.41% | 1.75 | Residential | 355 | No | 1.42 | Yes
209457668 | Mini/Multi Split | GENERALLUX | HMSV-A-CB-O | TUM-GL-36HA2/04-ES |  | Non-Ducted Indoor Units |  |  | 32000 | 21.5 |  | 12.5 | 10 |  | 35000 | 21200 | 60.57% | 33000 | 21.5 | 12 | 9 | 35600 |  |  |  | Residential | 687.5 | No | 2.75 | No
209548973 | Mini/Multi Split | MDV | HRCU-A-CB-O | MOB30-09HFN1-MX0W |  | Mini-Splits (Non-Ducted) | MSABB-09HRFN1-MT0W |  | 9000 | 22 |  | 13 | 10 |  | 10000 | 6000 | 60% | [8 empty] | Residential | 187.5 | No | 0.75
209548974 | Mini/Multi Split | MDV | HRCU-A-CB-O | MOB30-12HFN1-MV0W |  | Mini-Splits (Non-Ducted) | MSABB-12HRFN1-MT0W |  | 12000 | 21 |  | 12.5 | 11 |  | 12000 | 7200 | 60% | [8 empty] | Residential | 250 | No | 1
209548975 | Mini/Multi Split | MDV | HRCU-A-CB-O | MOCA30-18HFN1-MT0W** |  | Mini-Splits (Non-Ducted) | MSABE-18HRFN1-MT0W |  | 18000 | 20 |  | 12.5 | 10.6 |  | 18000 | 10400 | 57.78% | [8 empty] | Residential | 375 | No | 1.5
209548976 | Mini/Multi Split | MDV | HRCU-A-CB-O | MOD30-24HFN1-MT0W* |  | Mini-Splits (Non-Ducted) | MSABE-24HRFN1-MT0W |  | 23000 | 20 |  | 12.5 | 10 |  | 24000 | 15300 | 63.75% | [8 empty] | Residential | 480 | No | 1.92
209548989 | Mini/Multi Split | C&H | HRCU-A-CB-O | CH-HYP24SPH230VO |  | Mini-Splits (Non-Ducted) | CH-24MSPHWM-230VI |  | 23000 | 20 |  | 12.5 | 10 |  | 24000 | 15300 | 63.75% | [8 empty] | Residential | 480 | No | 1.92
209548990 | Mini/Multi Split | C&H | HRCU-A-CB-O | CH-HYP09SPH230VO |  | Mini-Splits (Non-Ducted) | CH-09MSPHWM-230VI |  | 9000 | 22 |  | 13 | 10 |  | 10000 | 6000 | 60% | [8 empty] | Residential | 187.5 | No | 0.75
209548991 | Mini/Multi Split | C&H | HRCU-A-CB-O | CH-HYP18SPH230VO |  | Mini-Splits (Non-Ducted) | CH-18MSPHWM-230VI |  | 18000 | 20 |  | 12.5 | 10.6 |  | 18000 | 10400 | 57.78% | [8 empty] | Residential | 375 | No | 1.5
209548992 | Mini/Multi Split | C&H | HRCU-A-CB-O | CH-HYP12SPH230VO |  | Mini-Splits (Non-Ducted) | CH-12MSPHWM-230VI |  | 12000 | 21 |  | 12.5 | 11 |  | 12000 | 7200 | 60% | [8 empty] | Residential | 250 | No | 1
209548993 | Mini/Multi Split | THERMOCORE SYSTEMS | HRCU-A-CB-O | T5E21S-H109-C |  | Mini-Splits (Non-Ducted) | T5E21S-H109-E |  | 9000 | 20.5 |  | 12.5 | 10 |  | 10000 | 6800 | 68% | 9000 | 21.5 | 12.5 | 9 | 10000 |  |  |  | Residential | 187.5 | No | 0.75 | No
209548995 | Mini/Multi Split | THERMOCORE SYSTEMS | HRCU-A-CB-O | T5E22S-H209-C |  | Mini-Splits (Non-Ducted) | T5E22S-H209-E |  | 9000 | 21.5 |  | 12.6 | 10 |  | 10000 | 6900 | 69% | 9000 | 21.7 | 12.6 | 9.1 | 10000 |  |  |  | Residential | 187.5 | No | 0.75 | No
209549002 | Mini/Multi Split | THERMOCORE SYSTEMS | HRCU-A-CB-O | T424S-H209-C |  | Mini-Splits (Non-Ducted) | T424S-H209-E |  | 9000 | 24 |  | 14 | 11.3 |  | 10000 | 8300 | 83% | 9000 | 24 | 14 | 11.4 | 10000 | 7800 | 78% | 2.18 | Residential | 187.5 | Yes | 0.75 | Both
209549003 | Mini/Multi Split | THERMOCORE SYSTEMS | HRCU-A-CB-O | T422S-H212-C |  | Mini-Splits (Non-Ducted) | T422S-H212-E |  | 12000 | 22 |  | 12.5 | 10.8 |  | 12000 | 8200 | 68.33% | 12000 | 23.1 | 12.5 | 9.3 | 12000 |  |  |  | Residential | 250 | No | 1 | No
209549004 | Mini/Multi Split | THERMOCORE SYSTEMS | HRCU-A-CB-O | T424S-H218-C |  | Mini-Splits (Non-Ducted) | T424S-H218-E |  | 18000 | 23.5 |  | 13.5 | 11 |  | 18000 | 14000 | 77.78% | 18000 | 23.7 | 13.5 | 10.3 | 18000 |  |  |  | Residential | 375 | No | 1.5 | No
209549005 | Mini/Multi Split | THERMOCORE SYSTEMS | HRCU-A-CB-O | T421S-H224-C |  | Mini-Splits (Non-Ducted) | T421S-H224-E |  | 24000 | 21 |  | 12.5 | 10 |  | 26000 | 18000 | 69.23% | 24000 | 21 | 12.5 | 8.9 | 26000 |  |  |  | Residential | 500 | No | 2 | No
209549006 | Mini/Multi Split | THERMOCORE SYSTEMS | HRCU-A-CB-O | T5HH27S-H206-C |  | Mini-Splits (Non-Ducted) | T5HH27S-H206-E |  | 6000 | 26.5 |  | 15.8 | 14 |  | 7000 | 8500 | 121.4% | 6000 | 26.5 | 15.8 | 13.6 | 7000 | 7500 | 107.1% | 2.1 | Residential | 125 | Yes | 0.5 | Both
209549007 | Mini/Multi Split | THERMOCORE SYSTEMS | HRCU-A-CB-O | T5HH28S-H209-C |  | Mini-Splits (Non-Ducted) | T5HH28S-H209-E |  | 9000 | 28.1 |  | 16.2 | 13 |  | 11800 | 9500 | 80.51% | 9000 | 28.1 | 16.2 | 11.5 | 12000 | 10600 | 88.33% | 2 | Residential | 187.5 | Yes | 0.75 | Both
209549008 | Mini/Multi Split | THERMOCORE SYSTEMS | HRCU-A-CB-O | T5HH26S-H212-C |  | Mini-Splits (Non-Ducted) | T5HH26S-H212-E |  | 12000 | 25.5 |  | 14 | 13 |  | 12000 | 10000 | 83.33% | 12000 | 25.5 | 14 | 10.4 | 12000 | 12000 | 100% | 1.8 | Residential | 250 | Yes | 1 | Both
209549009 | Mini/Multi Split | THERMOCORE SYSTEMS | HRCU-A-CB-O | T5HH22S-H218-C |  | Mini-Splits (Non-Ducted) | T5HH22S-H218-E |  | 18000 | 21.5 |  | 12.5 | 13 |  | 18000 | 15000 | 83.33% | 18000 | 21.5 | 12.5 | 11.3 | 18000 | 18000 | 100% | 1.8 | Residential | 375 | Yes | 1.5 | Both
209549010 | Mini/Multi Split | THERMOCORE SYSTEMS | HRCU-A-CB-O | T5HH22S-H224-C |  | Mini-Splits (Non-Ducted) | T5HH22S-H224-E |  | 24000 | 21.5 |  | 13 | 12 |  | 29000 | 21200 | 73.1% | 24000 | 21.5 | 13 | 11.4 | 29000 | 25000 | 86.21% | 2.21 | Residential | 500 | Yes | 2 | Both
209549011 | Mini/Multi Split | THERMOCORE SYSTEMS | HRCU-A-CB-O | T5HH27S-H209-C |  | Mini-Splits (Non-Ducted) | T3-OS209-EC |  | 9000 | 20 |  | 13 | 10.5 |  | 10000 | 7500 | 75% | 9000 | 20 | 13 | 10 | 10000 | 7400 | 74% | 1.9 | Residential | 187.5 | Yes | 0.75 | Both
209549012 | Mini/Multi Split | THERMOCORE SYSTEMS | HRCU-A-CB-O | T5HH26S-H212-C |  | Mini-Splits (Non-Ducted) | T3-OS212-EC |  | 12000 | 22 |  | 14 | 10.6 |  | 12000 | 8900 | 74.17% | 12000 | 22.7 | 14 | 10 | 12000 |  |  |  | Residential | 250 | No | 1 | No
209549013 | Mini/Multi Split | THERMOCORE SYSTEMS | HRCU-A-CB-O | T5HH22S-H218-C |  | Mini-Splits (Non-Ducted) | T3-OS218-EC |  | 16000 | 20.5 |  | 12.5 | 11 |  | 18500 | 12000 | 64.86% | 16000 | 20.5 | 12.5 | 10.5 | 19000 |  |  |  | Residential | 332.5 | No | 1.33 | No
209549014 | Mini/Multi Split | THERMOCORE SYSTEMS | HRCU-A-CB-O | T5HH22S-H224-C |  | Mini-Splits (Non-Ducted) | T3-OS224-EC |  | 24000 | 20.7 |  | 12.5 | 10.5 |  | 25000 | 19000 | 76% | 24000 | 21.5 | 12.5 | 9.7 | 25000 | 18500 | 74% | 2.2 | Residential | 500 | Yes | 2 | Both
209549015 | Mini/Multi Split | THERMOCORE SYSTEMS | HRCU-A-CB-O | T5HH28S-H209-C |  | Mini-Splits (Non-Ducted) | T3-OS209-EC |  | 9000 | 20.5 |  | 13 | 10.8 |  | 10000 | 9000 | 90% | 9000 | 20.5 | 13 | 10.3 | 9800 | 10000 | 102% | 1.8 | Residential | 187.5 | Yes | 0.75 | Both
209549020 | Mini/Multi Split | THERMOCORE SYSTEMS | HRCU-A-CB-O | T5HH22S-H218-C |  | Mini-Splits (Non-Ducted) | T3-OS218-ESC |  | 18000 | 21.5 |  | 12.5 | 10.5 |  | 20000 | 12800 | 64% | 18000 | 23 | 12.5 | 10 | 20000 |  |  |  | Residential | 375 | No | 1.5 | No
209549021 | Mini/Multi Split | THERMOCORE SYSTEMS | HRCU-A-CB-O | T5HH22S-H224-C |  | Mini-Splits (Non-Ducted) | T3-OS224-ESC |  | 24000 | 20 |  | 12.5 | 11.2 |  | 24000 | 16000 | 66.67% | 24000 | 21.2 | 12.5 | 10.3 | 24000 | 18200 | 75.83% | 2.2 | Residential | 500 | Yes | 2 | Both
209549026 | Mini/Multi Split | THERMOCORE SYSTEMS | HMSV-A-CB | T423D-H224-C |  | Non-Ducted Indoor Units |  |  | 24000 | 24.1 |  | 13.1 | 11 |  | 25000 | 20400 | 81.6% | 24000 | 24.6 | 13.4 | 10 | 25000 | 18500 | 74% | 1.9 | Residential | 500 | Yes | 2 | Both
209549027 | Mini/Multi Split | THERMOCORE SYSTEMS | HMSV-A-CB | T423D-H224-C |  | Ducted Indoor Units |  |  | 24000 | 21.1 |  | 12.5 | 10.5 |  | 24000 | 21600 | 90% | 24000 | 21.3 | 12.5 | 9.7 | 24000 | 18000 | 75% | 1.9 | Residential | 500 | Yes | 2 | Both
209549028 | Mini/Multi Split | THERMOCORE SYSTEMS | HMSV-A-CB | T423D-H224-C |  | Mixed Ducted and Non-Ducted Indoor Units |  |  | 24000 | 22.6 |  | 12.8 | 10.75 |  | 24400 | 21000 | 86.07% | [5 empty] | 18200 |  | 1.9 | Residential | 500 | No | 2 | Both
209549032 | Mini/Multi Split | THERMOCORE SYSTEMS | HMSV-A-CB | T425D-H248-C |  | Non-Ducted Indoor Units |  |  | 48000 | 22.4 |  | 12.5 | 11 |  | 48000 | 34000 | 70.83% | 48000 | 23.4 | 12.5 | 8.7 | 48000 |  |  |  | Residential | 1000 | No | 4 | No
209550307 | Mini/Multi Split | BLUERIDGE | HRCU-A-CB-O | BMY6HH27C |  | Mini-Splits (Non-Ducted) | BMM6CC2 |  | 6500 | 22 |  | 14.5 | 10.6 |  | 7100 | 5700 | 80.28% | 6500 | 22 | 14.5 | 10.8 | 7100 | 8000 | 112.7% | 2 | Residential | 135 | Yes | 0.54 | Both
209550308 | Mini/Multi Split | BLUERIDGE | HRCU-A-CB-O | BMY9HH28C |  | Mini-Splits (Non-Ducted) | BMM9CC2 |  | 9000 | 23 |  | 13 | 13.6 |  | 10900 | 9800 | 89.91% | 9000 | 24 | 13 | 12.4 | 10900 | 10500 | 96.33% | 1.8 | Residential | 187.5 | Yes | 0.75 | Both
209550309 | Mini/Multi Split | BLUERIDGE | HRCU-A-CB-O | BMY12HH26C |  | Mini-Splits (Non-Ducted) | BMM12CC2 |  | 12000 | 22 |  | 13 | 11.3 |  | 12500 | 9500 | 76% | 12000 | 23 | 13 | 10 | 12500 | 11000 | 88% | 1.8 | Residential | 250 | Yes | 1 | Both
209550310 | Mini/Multi Split | BLUERIDGE | HRCU-A-CB-O | BMY18HH22C |  | Mini-Splits (Non-Ducted) | BMM18CC2 |  | 16700 | 19.8 |  | 12.5 | 11.8 |  | 20000 | 14500 | 72.5% | 16700 | 19.8 | 12.5 | 11.2 | 20000 | 16700 | 83.5% | 1.93 | Residential | 347.5 | Yes | 1.39 | Both
209550311 | Mini/Multi Split | BLUERIDGE | HRCU-A-CB-O | BMY12HH26C |  | Mini-Splits (Non-Ducted) | BMM12LW |  | 12000 | 23 |  | 13.3 | 11.8 |  | 12000 | 10200 | 85% | 12000 | 24.2 | 13.3 | 10.7 | 12000 | 11900 | 99.17% | 1.99 | Residential | 250 | Yes | 1 | Both
209550321 | Mini/Multi Split | GREE | HRCU-A-CB | GWH09AGCXD-D3DNA1A/O |  | Mini-Splits (Ducted) | GFH(09)DA-D3DN***/I |  | 9100 | 21 |  | 13.45 | 10.2 |  | 10500 | 6300 | 60% | 9100 | 21 | 13.45 | 9 | 10500 | 6900 | 65.71% | 1.83 | Residential | 190 | No | 0.76 | Yes
209550322 | Mini/Multi Split | GREE | HRCU-A-CB-O | GWH09AGCXD-D3DNA1A/O |  | Mini-Splits (Non-Ducted) | GTH(09)CA-D3DN***/I |  | 9100 | 19.2 |  | 13 | 10.5 |  | 10500 | 6100 | 58.1% | 9100 | 19 | 13 | 9.5 | 10500 | 10100 | 96.19% | 1.87 | Residential | 190 | Yes | 0.76 | Yes
209550323 | Mini/Multi Split | TGM | HRCU-A-CB-O | MRAPT18AS |  | Mini-Splits (Non-Ducted) | MWAPT18S |  | 18000 | 22.6 |  | 12.5 | 12 |  | 19000 | 12700 | 66.84% | [8 empty] | Residential | 375 | No | 1.5
209550324 | Mini/Multi Split | TGM | HRCU-A-CB-O | MRAPT12AS |  | Mini-Splits (Non-Ducted) | MWAPT12S |  | 12000 | 25.5 |  | 14 | 13 |  | 12000 | 10000 | 83.33% | 12000 | 25.5 | 14 | 10.4 | 12000 | 12000 | 100% | 1.8 | Residential | 250 | Yes | 1 | Both
209550325 | Mini/Multi Split | TGM | HRCU-A-CB-O | MRAPT24AS |  | Mini-Splits (Non-Ducted) | MWAPT24S |  | 24000 | 22 |  | 14 | 12 |  | 25000 | 16200 | 64.8% | 24000 | 22 | 14 | 10 | 25000 |  |  |  | Residential | 500 | No | 2 | No
209550326 | Mini/Multi Split | LIVART | HRCU-A-CB-O | LVAS12KU |  | Mini-Splits (Non-Ducted) | LVAS12KN |  | 12000 | 22 |  | 12.5 | 11.5 |  | 12000 | 8900 | 74.17% | 12000 | 22.7 | 12.5 | 10.4 | 12000 |  |  |  | Residential | 250 | No | 1 | No
209694741 | Mini/Multi Split | CTMorley | HRCU-A-CB-O | MOU-A09G-1 |  | Mini-Splits (Non-Ducted) | MIU-A09W-1 |  | 9000 | 21.5 |  | 12.5 | 10.3 |  | 10000 | 6300 | 63% | 9000 | 21.5 | 12.5 | 9.1 | 10000 | 7000 | 70% | 2.16 | Residential | 187.5 | Yes | 0.75 | Both
209694745 | Mini/Multi Split | CTMorley | HRCU-A-CB-O | MOU-A09H-2 |  | Mini-Splits (Non-Ducted) | MIU-A09W-2 |  | 9000 | 25.5 |  | 15.8 | 12.5 |  | 12000 | 9300 | 77.5% | 9000 | 26.4 | 15.8 | 11.6 | 12000 | 11000 | 91.67% | 1.85 | Residential | 187.5 | Yes | 0.75 | Both
209694746 | Mini/Multi Split | CTMorley | HRCU-A-CB-O | MOU-A12H-2 |  | Mini-Splits (Non-Ducted) | MIU-A12W-2 |  | 12000 | 22 |  | 13 | 12.7 |  | 12000 | 10300 | 85.83% | 12000 | 23.1 | 13 | 10.5 | 12000 | 11000 | 91.67% | 1.88 | Residential | 250 | Yes | 1 | Both
209694747 | Mini/Multi Split | CTMorley | HRCU-A-CB-O | MOU-A18H-2 |  | Mini-Splits (Non-Ducted) | MIU-A18W-2 |  | 18000 | 21.5 |  | 13 | 11 |  | 18000 | 11100 | 61.67% | 18000 | 22 | 13 | 10.6 | 18000 | 17200 | 95.56% | 1.89 | Residential | 375 | Yes | 1.5 | Both
209694748 | Mini/Multi Split | CTMorley | HRCU-A-CB-O | MOU-A24H-2 |  | Mini-Splits (Non-Ducted) | MIU-A24W-2 |  | 23000 | 21.5 |  | 12.5 | 11.5 |  | 26000 | 18900 | 72.69% | 23000 | 22.3 | 12.5 | 10.3 | 26000 | 23000 | 88.46% | 1.8 | Residential | 480 | Yes | 1.92 | Both
209748099 | Mini/Multi Split | AC PRO.COM | HRCU-A-CB-O | AOX230-09HFN1-MW5W |  | Mini-Splits (Non-Ducted) | ACCA3U-09HRFN1-M |  | 9000 | 20 |  | 13 | 10.5 |  | 10000 | 7500 | 75% | 9000 | 20 | 13 | 10 | 10000 | 7400 | 74% | 1.9 | Residential | 187.5 | Yes | 0.75 | Both
209748100 | Mini/Multi Split | AC PRO.COM | HRCU-A-CB-O | AOX230-12HFN1-MV5W |  | Mini-Splits (Non-Ducted) | ACCA3U-12HRFN1-M(C) |  | 12000 | 22 |  | 14 | 10.6 |  | 12000 | 8900 | 74.17% | 12000 | 22.7 | 14 | 10 | 12000 |  |  |  | Residential | 250 | No | 1 | No
209748101 | Mini/Multi Split | AC PRO.COM | HRCU-A-CB-O | AOX430-18HFN1-MT8W |  | Mini-Splits (Non-Ducted) | ACCA3U-18HRFN1-M(C) |  | 16000 | 20.5 |  | 12.5 | 11 |  | 18500 | 12000 | 64.86% | 16000 | 20.5 | 12.5 | 10.5 | 19000 |  |  |  | Residential | 332.5 | No | 1.33 | No
209748102 | Mini/Multi Split | AC PRO.COM | HRCU-A-CB-O | AOD32-24HFN1-MT0W |  | Mini-Splits (Non-Ducted) | ACD1-24HRFN1-MT0W |  | 24000 | 20.7 |  | 12.5 | 10.5 |  | 25000 | 19000 | 76% | 24000 | 21.5 | 12.5 | 9.7 | 25000 | 18500 | 74% | 2.2 | Residential | 500 | Yes | 2 | Both
209748103 | Mini/Multi Split | AC PRO.COM | HRCU-A-CB | AOX230-09HFN1-MW5W |  | Mini-Splits (Ducted) | ATIU-09HWFN1-M |  | 9000 | 21 |  | 13.5 | 11.5 |  | 10000 | 7700 | 77% | 9000 | 19.2 | 12.5 | 10.2 | 10000 | 8000 | 80% | 2.1 | Residential | 187.5 | Yes | 0.75 | Both
209748104 | Mini/Multi Split | AC PRO.COM | HRCU-A-CB | AOX230-12HFN1-MV5W |  | Mini-Splits (Ducted) | ATIU-12HWFN1-M |  | 12000 | 21.5 |  | 12.5 | 11.5 |  | 12000 | 9300 | 77.5% | 11500 | 19 | 11.7 | 10.3 | 12000 | 8400 | 70% | 2.26 | Residential | 240 | Yes | 0.96 | Both
209748105 | Mini/Multi Split | AC PRO.COM | HRCU-A-CB | AOX430-18HFN1-MT8W |  | Mini-Splits (Ducted) | ATIU-18HWFN1-M |  | 18000 | 20.5 |  | 12.5 | 11 |  | 20000 | 12600 | 63% | 17000 | 20 | 12.5 | 10.6 | 20000 |  |  |  | Residential | 355 | No | 1.42 | No
209748106 | Mini/Multi Split | AC PRO.COM | HRCU-A-CB-O | AOX230-12HFN1-MV5W |  | Mini-Splits (Non-Ducted) | AFAU-12HRFN1-M(C) |  | 12000 | 21.5 |  | 13 | 10 |  | 12000 | 9000 | 75% | 12000 | 22.7 | 13 | 10.2 | 12000 | 8400 | 70% | 2.26 | Residential | 250 | Yes | 1 | Both
209748107 | Mini/Multi Split | AC PRO.COM | HRCU-A-CB-O | AOX430-18HFN1-MT8W |  | Mini-Splits (Non-Ducted) | AUEU-18HRFN1-M(C) |  | 18000 | 21.5 |  | 12.5 | 10.5 |  | 20000 | 12800 | 64% | 18000 | 23 | 12.5 | 10 | 20000 |  |  |  | Residential | 375 | No | 1.5 | No
209748108 | Mini/Multi Split | AC PRO.COM | HRCU-A-CB-O | AOD32-24HFN1-MT0W |  | Mini-Splits (Non-Ducted) | AUEU-24HRFN1-M(C) |  | 24000 | 20 |  | 12.5 | 11.2 |  | 24000 | 16000 | 66.67% | 24000 | 21.2 | 12.5 | 10.3 | 24000 | 18200 | 75.83% | 2.2 | Residential | 500 | Yes | 2 | Both
209836189 | Mini/Multi Split | Trane / Mitsubishi Electric | HMSV-A-CB-O | NTXMMX20A122B* |  | Non-Ducted Indoor Units |  |  | 18000 | 20 |  | 12.7 | 10 |  | 22000 | 13500 | 61.36% | [8 empty] | Residential | 375 | No | 1.5
209836190 | Mini/Multi Split | Trane / Mitsubishi Electric | HMSV-A-CB-O | NTXMMX24A132B* |  | Non-Ducted Indoor Units |  |  | 22000 | 20 |  | 13.6 | 10 |  | 25000 | 14600 | 58.4% | [8 empty] | Residential | 457.5 | No | 1.83
209836195 | Mini/Multi Split | Trane / Mitsubishi Electric | HMSV-A-CB-O | NTXMPH24A132B* |  | Non-Ducted Indoor Units |  |  | 22000 | 19 |  | 13.5 | 10 |  | 25000 | 14000 | 56% | [8 empty] | Residential | 457.5 | No | 1.83
209836196 | Mini/Multi Split | Trane / Mitsubishi Electric | HMSV-A-CB-O | NTXMPH30A132B* |  | Non-Ducted Indoor Units |  |  | 28400 | 18 |  | 12.5 | 11 |  | 28600 | 18000 | 62.94% | [8 empty] | Residential | 592.5 | No | 2.37
209836197 | Mini/Multi Split | Mitsubishi Electric | HMSV-A-CB-O | MXZ-2C20NA3*** |  | Non-Ducted Indoor Units |  |  | 18000 | 20 |  | 12.7 | 10 |  | 22000 | 13500 | 61.36% | [8 empty] | Residential | 375 | No | 1.5
209836198 | Mini/Multi Split | Mitsubishi Electric | HMSV-A-CB-O | MXZ-3C24NA3*** |  | Non-Ducted Indoor Units |  |  | 22000 | 20 |  | 13.6 | 10 |  | 25000 | 14600 | 58.4% | [8 empty] | Residential | 457.5 | No | 1.83
209836203 | Mini/Multi Split | Mitsubishi Electric | HMSV-A-CB-O | MXZ-3C24NAHZ3*** |  | Non-Ducted Indoor Units |  |  | 22000 | 19 |  | 13.5 | 10 |  | 25000 | 14000 | 56% | [8 empty] | Residential | 457.5 | No | 1.83
209836204 | Mini/Multi Split | Mitsubishi Electric | HMSV-A-CB-O | MXZ-3C30NAHZ3*** |  | Non-Ducted Indoor Units |  |  | 28400 | 18 |  | 12.5 | 11 |  | 28600 | 18000 | 62.94% | [8 empty] | Residential | 592.5 | No | 2.37
209842996 | Mini/Multi Split | CLASSIC | HRCU-A-CB-O | MRSVHC12AS |  | Mini-Splits (Non-Ducted) | MC4VHC12S |  | 12000 | 22 |  | 14 | 10.6 |  | 12000 | 8900 | 74.17% | 12000 | 22.7 | 14 | 10 | 12000 |  |  |  | Residential | 250 | No | 1 | No
209842997 | Mini/Multi Split | CLASSIC | HRCU-A-CB-O | MRSVHC18AS |  | Mini-Splits (Non-Ducted) | MC4VHC18S |  | 16000 | 20.5 |  | 12.5 | 11 |  | 18500 | 12000 | 64.86% | 16000 | 20.5 | 12.5 | 10.5 | 19000 |  |  |  | Residential | 332.5 | No | 1.33 | No
209842998 | Mini/Multi Split | CLASSIC | HRCU-A-CB-O | MRSVHC24AS |  | Mini-Splits (Non-Ducted) | MC4VHC24S |  | 24000 | 20.7 |  | 12.5 | 10.5 |  | 25000 | 19000 | 76% | 24000 | 21.5 | 12.5 | 9.7 | 25000 | 18500 | 74% | 2.2 | Residential | 500 | Yes | 2 | Both
209843001 | Mini/Multi Split | CLASSIC | HRCU-A-CB | MRSVHC12AS |  | Mini-Splits (Ducted) | MFCHC12S |  | 12000 | 21.5 |  | 12.5 | 11.5 |  | 12000 | 9300 | 77.5% | 11500 | 19 | 11.7 | 10.3 | 12000 | 8400 | 70% | 2.26 | Residential | 240 | Yes | 0.96 | Both
209843002 | Mini/Multi Split | CLASSIC | HRCU-A-CB | MRSVHC18AS |  | Mini-Splits (Ducted) | MFCHC18S |  | 18000 | 20.5 |  | 12.5 | 11 |  | 20000 | 12600 | 63% | 17000 | 20 | 12.5 | 10.6 | 20000 |  |  |  | Residential | 355 | No | 1.42 | No
209843003 | Mini/Multi Split | CLASSIC | HRCU-A-CB | MRSVHC24AS |  | Mini-Splits (Ducted) | MFCHC24S |  | 24000 | 21.5 |  | 12.6 | 11.2 |  | 24600 | 20000 | 81.3% | 23000 | 19 | 12.5 | 11.2 | 25000 | 20000 | 80% | 2.3 | Residential | 480 | Yes | 1.92 | Both
209843007 | Mini/Multi Split | CLASSIC | HRCU-A-CB-O | MC4VHC18S |  | Mini-Splits (Non-Ducted) | MUVHC18S |  | 18000 | 21.5 |  | 12.5 | 10.5 |  | 20000 | 12800 | 64% | 18000 | 23 | 12.5 | 10 | 20000 |  |  |  | Residential | 375 | No | 1.5 | No
209843008 | Mini/Multi Split | CLASSIC | HRCU-A-CB-O | MRSVHC24AS |  | Mini-Splits (Non-Ducted) | MUVHC24S |  | 24000 | 20 |  | 12.5 | 11.2 |  | 24000 | 16000 | 66.67% | 24000 | 21.2 | 12.5 | 10.3 | 24000 | 18200 | 75.83% | 2.2 | Residential | 500 | Yes | 2 | Both
209843012 | Mini/Multi Split | TGM | HRCU-A-CB-O | MRSVHT12AS |  | Mini-Splits (Non-Ducted) | MC4VHT12S |  | 12000 | 22 |  | 14 | 10.6 |  | 12000 | 8900 | 74.17% | 12000 | 22.7 | 14 | 10 | 12000 |  |  |  | Residential | 250 | No | 1 | No
209843013 | Mini/Multi Split | TGM | HRCU-A-CB-O | MRSVHT18AS |  | Mini-Splits (Non-Ducted) | MC4VHT18S |  | 16000 | 20.5 |  | 12.5 | 11 |  | 18500 | 12000 | 64.86% | 16000 | 20.5 | 12.5 | 10.5 | 19000 |  |  |  | Residential | 332.5 | No | 1.33 | No
209843014 | Mini/Multi Split | TGM | HRCU-A-CB-O | MRSVHT24AS |  | Mini-Splits (Non-Ducted) | MC4VHT24S |  | 24000 | 20.7 |  | 12.5 | 10.5 |  | 25000 | 19000 | 76% | 24000 | 21.5 | 12.5 | 9.7 | 25000 | 18500 | 74% | 2.2 | Residential | 500 | Yes | 2 | Both
209843017 | Mini/Multi Split | TGM | HRCU-A-CB | MRSVHT12AS |  | Mini-Splits (Ducted) | MFCHT12S |  | 12000 | 21.5 |  | 12.5 | 11.5 |  | 12000 | 9300 | 77.5% | 11500 | 19 | 11.7 | 10.3 | 12000 | 8400 | 70% | 2.26 | Residential | 240 | Yes | 0.96 | Both
209843018 | Mini/Multi Split | TGM | HRCU-A-CB | MRSVHT18AS |  | Mini-Splits (Ducted) | MFCHT18S |  | 18000 | 20.5 |  | 12.5 | 11 |  | 20000 | 12600 | 63% | 17000 | 20 | 12.5 | 10.6 | 20000 |  |  |  | Residential | 355 | No | 1.42 | No
209843019 | Mini/Multi Split | TGM | HRCU-A-CB | MRSVHT24AS |  | Mini-Splits (Ducted) | MFCHT24S |  | 24000 | 21.5 |  | 12.6 | 11.2 |  | 24600 | 20000 | 81.3% | 23000 | 19 | 12.5 | 11.2 | 25000 | 20000 | 80% | 2.3 | Residential | 480 | Yes | 1.92 | Both
209843023 | Mini/Multi Split | TGM | HRCU-A-CB-O | MC4VHT18S |  | Mini-Splits (Non-Ducted) | MUVHT18S |  | 18000 | 21.5 |  | 12.5 | 10.5 |  | 20000 | 12800 | 64% | 18000 | 23 | 12.5 | 10 | 20000 |  |  |  | Residential | 375 | No | 1.5 | No
209843024 | Mini/Multi Split | TGM | HRCU-A-CB-O | MRSVHT24AS |  | Mini-Splits (Non-Ducted) | MUVHT24S |  | 24000 | 20 |  | 12.5 | 11.2 |  | 24000 | 16000 | 66.67% | 24000 | 21.2 | 12.5 | 10.3 | 24000 | 18200 | 75.83% | 2.2 | Residential | 500 | Yes | 2 | Both
209843033 | Mini/Multi Split | CLASSIC | HMSV-A-CB | MMRSHC18AS2 |  | Non-Ducted Indoor Units |  |  | 18000 | 21.5 |  | 12.5 | 10.6 |  | 19000 | 14400 | 75.79% | 18000 | 21 | 12.5 | 10.2 | 19000 |  |  |  | Residential | 375 | No | 1.5 | No
209843045 | Mini/Multi Split | TGM | HMSV-A-CB | MMRSHT18AS2 |  | Non-Ducted Indoor Units |  |  | 18000 | 21.5 |  | 12.5 | 10.6 |  | 19000 | 14400 | 75.79% | 18000 | 21 | 12.5 | 10.2 | 19000 |  |  |  | Residential | 375 | No | 1.5 | No
209843057 | Mini/Multi Split | AC PRO.COM | HRCU-A-CB-O | AOX430-18HFN1-MT8W |  | Mini-Splits (Non-Ducted) | ASEPC-18HRFN1-MU0W |  | 18000 | 22.6 |  | 12.5 | 12 |  | 19000 | 14900 | 78.42% | 18000 | 23.5 | 12.5 | 10.8 | 19000 |  |  |  | Residential | 375 | No | 1.5 | No
209843058 | Mini/Multi Split | CTMorley | HRCU-A-CB-O | MOU-A12H-2 |  | Mini-Splits (Non-Ducted) | MIU-A12C-2 |  | 12000 | 21.5 |  | 12.7 | 10.6 |  | 12000 | 9900 | 82.5% | 12000 | 22.3 | 12.7 | 10.2 | 12000 | 11300 | 94.17% | 1.89 | Residential | 250 | Yes | 1 | Both
209843059 | Mini/Multi Split | CTMorley | HRCU-A-CB | MOU-A12H-2 |  | Mini-Splits (Ducted) | MIU-A12D-2 |  | 12000 | 21.5 |  | 13 | 11.5 |  | 12000 | 10600 | 88.33% | 12000 | 19.5 | 11.7 | 10 | 12500 | 12100 | 96.8% | 1.96 | Residential | 250 | Yes | 1 | Both
209843060 | Mini/Multi Split | CTMorley | HRCU-A-CB-O | MOU-A12H-2 |  | Mini-Splits (Non-Ducted) | MIU-A12F-2 |  | 12000 | 23 |  | 13 | 11.5 |  | 12000 | 9600 | 80% | 12000 | 23.6 | 13 | 10 | 12000 | 12000 | 100% | 1.89 | Residential | 250 | Yes | 1 | Both
209843061 | Mini/Multi Split | CTMorley | HRCU-A-CB-O | MOU-A18H-2 |  | Mini-Splits (Non-Ducted) | MIU-A18C-2 |  | 16000 | 20 |  | 12.5 | 10.3 |  | 18000 | 15600 | 86.67% | 16000 | 20 | 12.5 | 9.5 | 17000 | 16000 | 94.12% | 1.75 | Residential | 332.5 | No | 1.33 | Both
209843062 | Mini/Multi Split | CTMorley | HRCU-A-CB | MOU-A18H-2 |  | Mini-Splits (Ducted) | MIU-A18D-2 |  | 16500 | 19.6 |  | 12.5 | 11 |  | 19000 | 15000 | 78.95% | 17000 | 18 | 11.7 | 9.5 | 19000 | 17700 | 93.16% | 1.85 | Residential | 355 | Yes | 1.42 | Both
209843063 | Mini/Multi Split | CTMorley | HRCU-A-CB-O | MOU-A18H-2 |  | Mini-Splits (Non-Ducted) | MIU-A18F-2 |  | 17000 | 20.2 |  | 12.5 | 10.6 |  | 18000 | 12000 | 66.67% | 17000 | 20.5 | 12.5 | 9.8 | 18000 | 16800 | 93.33% | 1.86 | Residential | 355 | Yes | 1.42 | Both
209843065 | Mini/Multi Split | CTMorley | HRCU-A-CB | MOU-A24H-2 |  | Mini-Splits (Ducted) | MIU-A24D-2 |  | 24000 | 20.6 |  | 12.5 | 12.6 |  | 24600 | 21000 | 85.37% | 24000 | 19.2 | 12 | 10.5 | 25000 | 27000 | 108% | 2 | Residential | 500 | Yes | 2 | Both
209843081 | Mini/Multi Split | CTMorley | HRCU-A-CB-O | MOU-A09H-2 |  | Mini-Splits (Non-Ducted) | MIU-A09C-2 |  | 9000 | 20.5 |  | 13 | 10.8 |  | 10000 | 9000 | 90% | 9000 | 20.5 | 13 | 10.3 | 9800 | 10000 | 102% | 1.8 | Residential | 187.5 | Yes | 0.75 | Both
209843082 | Mini/Multi Split | CTMorley | HRCU-A-CB | MOU-A09H-2 |  | Mini-Splits (Ducted) | MIU-A09D-2 |  | 9000 | 23 |  | 14 | 12 |  | 10000 | 10100 | 101% | 9000 | 20.2 | 13.2 | 12 | 10000 | 10800 | 108% | 1.9 | Residential | 187.5 | Yes | 0.75 | Both
209843672 | Mini/Multi Split | American Standard / Mitsubishi Electric | HMSV-A-CB-O | NTXMMX20A122B* |  | Non-Ducted Indoor Units |  |  | 18000 | 20 |  | 12.7 | 10 |  | 22000 | 13500 | 61.36% | [8 empty] | Residential | 375 | No | 1.5
209843673 | Mini/Multi Split | American Standard / Mitsubishi Electric | HMSV-A-CB-O | NTXMMX24A132B* |  | Non-Ducted Indoor Units |  |  | 22000 | 20 |  | 13.6 | 10 |  | 25000 | 14600 | 58.4% | [8 empty] | Residential | 457.5 | No | 1.83
209843683 | Mini/Multi Split | American Standard / Mitsubishi Electric | HMSV-A-CB-O | NTXMPH24A132B* |  | Non-Ducted Indoor Units |  |  | 22000 | 19 |  | 13.5 | 10 |  | 25000 | 14000 | 56% | [8 empty] | Residential | 457.5 | No | 1.83
209843684 | Mini/Multi Split | American Standard / Mitsubishi Electric | HMSV-A-CB-O | NTXMPH30A132B* |  | Non-Ducted Indoor Units |  |  | 28400 | 18 |  | 12.5 | 11 |  | 28600 | 18000 | 62.94% | [8 empty] | Residential | 592.5 | No | 2.37
209847244 | Mini/Multi Split | MIDEA | HRCU-A-CB-O | MASAG09-21HS1GB |  | Mini-Splits (Non-Ducted) | MASAG09-21HS1GA |  | 9000 | 21.5 |  | 12.5 | 10.3 |  | 10000 | 6300 | 63% | 9000 | 21.5 | 12.5 | 9.1 | 10000 | 7000 | 70% | 2.16 | Residential | 187.5 | Yes | 0.75 | Both
209847245 | Mini/Multi Split | MIDEA | HRCU-A-CB-O | MASAG09-21HS2GB |  | Mini-Splits (Non-Ducted) | MASAG09-21HS2GA |  | 9000 | 21.5 |  | 12.6 | 10 |  | 10000 | 6000 | 60% | 9000 | 21.5 | 12.6 | 9.4 | 10000 | 7000 | 70% | 2 | Residential | 187.5 | Yes | 0.75 | Both
209847247 | Mini/Multi Split | KINGHOME | HRCU-A-CB-O | KW12HQ25SDO |  | Mini-Splits (Non-Ducted) | KW12HQ25SDI |  | 12000 | 24 |  | 12.5 | 11 |  | 12000 | 6300 | 52.5% | 12000 | 24 | 12.5 | 9 | 12000 |  |  |  | Residential | 250 | No | 1 | No
209847248 | Mini/Multi Split | KINGHOME | HRCU-A-CB-O | KW12HQ25SAO |  | Mini-Splits (Non-Ducted) | KW12HQ25SAI |  | 12000 | 24 |  | 12.5 | 11 |  | 12000 | 6300 | 52.5% | 12000 | 24 | 12 | 9 | 12000 |  |  |  | Residential | 250 | No | 1 | No
209847249 | Mini/Multi Split | KINGHOME | HRCU-A-CB-O | KW09HQ25SDO |  | Mini-Splits (Non-Ducted) | KW09HQ25SDI |  | 9100 | 25.5 |  | 14.7 | 12 |  | 10500 | 7000 | 66.67% | 9100 | 25.5 | 14.7 | 10.2 | 10500 | 9100 | 86.67% | 1.86 | Residential | 190 | Yes | 0.76 | Yes
209847250 | Mini/Multi Split | KINGHOME | HRCU-A-CB-O | KW09HQ25SAO |  | Mini-Splits (Non-Ducted) | KW09HQ25SAI |  | 9100 | 27 |  | 14.55 | 11.8 |  | 10000 | 7000 | 70% | 9100 | 27 | 14.55 | 10 | 10000 | 9900 | 99% | 1.87 | Residential | 190 | Yes | 0.76 | Yes
209847251 | Mini/Multi Split | KINGHOME | HRCU-A-CB-O | KW24HQ25SDO |  | Mini-Splits (Non-Ducted) | KW24HQ25SDI |  | 22000 | 24 |  | 13 | 11 |  | 24000 | 15000 | 62.5% | 22000 | 24.5 | 13.1 | 9.5 | 24000 |  |  |  | Residential | 457.5 | No | 1.83 | No
209847257 | Mini/Multi Split | BOSCH | HRCU-A-CB-O | BMS500-AAS024-1CSXRC |  | Mini-Splits (Non-Ducted) | BMS500-AAU024-1AHCXB |  | 24000 | 20.3 |  | 12.5 | 10.6 |  | 24600 | 14500 | 58.94% | [8 empty] | Residential | 500 | No | 2
209862113 | Mini/Multi Split | MRCOOL | HRCU-A-CB-O | DIY-18-HP-C-230C25 |  | Mini-Splits (Non-Ducted) | DIYCASSETTE18HP-230C25 |  | 17000 | 21.8 |  | 12.5 | 11.6 |  | 19000 | 14000 | 73.68% | 17000 | 23 | 12.5 | 10.3 | 19000 |  |  |  | Residential | 355 | No | 1.42 | No
209862119 | Mini/Multi Split | PREMIUM LEVELLA | HRCU-A-CB-O | PIAW93700B |  | Mini-Splits (Non-Ducted) | PIAW93690A |  | 9000 | 21.5 |  | 12.5 | 10.3 |  | 10000 | 6300 | 63% | 9000 | 21.5 | 12.5 | 9.1 | 10000 | 7000 | 70% | 2.16 | Residential | 187.5 | Yes | 0.75 | Both
209862121 | Mini/Multi Split | PREMIUM LEVELLA | HRCU-A-CB-O | PIAW93800B |  | Mini-Splits (Non-Ducted) | PIAW93790A |  | 9000 | 21.5 |  | 12.6 | 10 |  | 10000 | 6000 | 60% | 9000 | 21.5 | 12.6 | 9.4 | 10000 | 7000 | 70% | 2 | Residential | 187.5 | Yes | 0.75 | Both
209862139 | Mini/Multi Split | KLIMAIRE | HRCU-A-CB-O | KSIV009-H119-O-2 |  | Mini-Splits (Non-Ducted) | KSIV009-H119-IW-2 |  | 9000 | 20.5 |  | 12.5 | 10 |  | 10000 | 6800 | 68% | 9000 | 21.5 | 12.5 | 9 | 10000 |  |  |  | Residential | 187.5 | No | 0.75 | No
209862141 | Mini/Multi Split | KLIMAIRE | HRCU-A-CB-O | KSIV009-H219-O-2 |  | Mini-Splits (Non-Ducted) | KSIV009-H219-IW-2 |  | 9000 | 21.5 |  | 12.6 | 10 |  | 10000 | 6900 | 69% | 9000 | 21.7 | 12.6 | 9.1 | 10000 |  |  |  | Residential | 187.5 | No | 0.75 | No
209862147 | Mini/Multi Split | KLIMAIRE | HRCU-A-CB-O | KSIE009-H121-O-2 |  | Mini-Splits (Non-Ducted) | KSIE009-H121-IW-2 |  | 9000 | 24 |  | 14 | 11.2 |  | 9800 | 6000 | 61.22% | 9000 | 24 | 14 | 9.6 | 10000 |  |  |  | Residential | 187.5 | No | 0.75 | No
209862148 | Mini/Multi Split | KLIMAIRE | HRCU-A-CB-O | KSIE012-H120-O-2 |  | Mini-Splits (Non-Ducted) | KSIE012-H120-IW-2 |  | 12000 | 21.5 |  | 12.5 | 11.5 |  | 12000 | 8400 | 70% | 12000 | 22.7 | 12.5 | 10 | 12000 |  |  |  | Residential | 250 | No | 1 | No
209862149 | Mini/Multi Split | KLIMAIRE | HRCU-A-CB-O | KSIE009-H221-O-2 |  | Mini-Splits (Non-Ducted) | KSIE009-H221-IW-2 |  | 9000 | 24 |  | 14 | 11.3 |  | 10000 | 8300 | 83% | 9000 | 24 | 14 | 11.4 | 10000 | 7800 | 78% | 2.18 | Residential | 187.5 | Yes | 0.75 | Both
209862150 | Mini/Multi Split | KLIMAIRE | HRCU-A-CB-O | KSIE012-H220-O-2 |  | Mini-Splits (Non-Ducted) | KSIE012-H220-IW-2 |  | 12000 | 22 |  | 12.5 | 10.8 |  | 12000 | 8200 | 68.33% | 12000 | 23.1 | 12.5 | 9.3 | 12000 |  |  |  | Residential | 250 | No | 1 | No
209862151 | Mini/Multi Split | KLIMAIRE | HRCU-A-CB-O | KSIE018-H220-O-2 |  | Mini-Splits (Non-Ducted) | KSIE018-H220-IW-2 |  | 18000 | 23.5 |  | 13.5 | 11 |  | 18000 | 14000 | 77.78% | 18000 | 23.7 | 13.5 | 10.3 | 18000 |  |  |  | Residential | 375 | No | 1.5 | No
209862152 | Mini/Multi Split | KLIMAIRE | HRCU-A-CB-O | KSIE024-H220-O-2 |  | Mini-Splits (Non-Ducted) | KSIE024-H220-IW-2 |  | 24000 | 21 |  | 12.5 | 10 |  | 26000 | 18000 | 69.23% | 24000 | 21 | 12.5 | 8.9 | 26000 |  |  |  | Residential | 500 | No | 2 | No
209862153 | Mini/Multi Split | KLIMAIRE | HRCU-A-CB-O | KSIH009-H225-O-2 |  | Mini-Splits (Non-Ducted) | KSIH009-H225-IW-2 |  | 9000 | 25.5 |  | 15.8 | 12.5 |  | 12000 | 9300 | 77.5% | 9000 | 26.4 | 15.8 | 11.6 | 12000 | 11000 | 91.67% | 1.85 | Residential | 187.5 | Yes | 0.75 | Both
209862154 | Mini/Multi Split | KLIMAIRE | HRCU-A-CB-O | KSIH012-H222-O-2 |  | Mini-Splits (Non-Ducted) | KSIH012-H222-IW-2 |  | 12000 | 22 |  | 13 | 12.7 |  | 12000 | 10300 | 85.83% | 12000 | 23.1 | 13 | 10.5 | 12000 | 11000 | 91.67% | 1.88 | Residential | 250 | Yes | 1 | Both
209862155 | Mini/Multi Split | KLIMAIRE | HRCU-A-CB-O | KSIH018-H220-O-2 |  | Mini-Splits (Non-Ducted) | KSIH018-H220-IW-2 |  | 18000 | 21.5 |  | 13 | 11 |  | 18000 | 11100 | 61.67% | 18000 | 22 | 13 | 10.6 | 18000 | 17200 | 95.56% | 1.89 | Residential | 375 | Yes | 1.5 | Both
209862156 | Mini/Multi Split | KLIMAIRE | HRCU-A-CB-O | KSIH024-H220-O-2 |  | Mini-Splits (Non-Ducted) | KSIH024-H220-IW-2 |  | 23000 | 21.5 |  | 12.5 | 11.5 |  | 26000 | 18900 | 72.69% | 23000 | 22.3 | 12.5 | 10.3 | 26000 | 23000 | 88.46% | 1.8 | Residential | 480 | Yes | 1.92 | Both
209862157 | Mini/Multi Split | KLIMAIRE | HRCU-A-CB-O | KSIE009-H221-O-2 |  | Mini-Splits (Non-Ducted) | KTIR09-H2 |  | 9000 | 20 |  | 13 | 10.5 |  | 10000 | 7500 | 75% | 9000 | 20 | 13 | 10 | 10000 | 7400 | 74% | 1.9 | Residential | 187.5 | Yes | 0.75 | Both
209862158 | Mini/Multi Split | KLIMAIRE | HRCU-A-CB-O | KSIE012-H220-O-2 |  | Mini-Splits (Non-Ducted) | KTIR12-H2 |  | 12000 | 22 |  | 14 | 10.6 |  | 12000 | 8900 | 74.17% | 12000 | 22.7 | 14 | 10 | 12000 |  |  |  | Residential | 250 | No | 1 | No
209862159 | Mini/Multi Split | KLIMAIRE | HRCU-A-CB-O | KSIE018-H220-O-2 |  | Mini-Splits (Non-Ducted) | KTIR18-H2 |  | 16000 | 20.5 |  | 12.5 | 11 |  | 18500 | 12000 | 64.86% | 16000 | 20.5 | 12.5 | 10.5 | 19000 |  |  |  | Residential | 332.5 | No | 1.33 | No
209862160 | Mini/Multi Split | KLIMAIRE | HRCU-A-CB | KSIE009-H221-O-2 |  | Mini-Splits (Ducted) | KDIP09-H2 |  | 9000 | 21 |  | 13.5 | 11.5 |  | 10000 | 7700 | 77% | 9000 | 19.2 | 12.5 | 10.2 | 10000 | 8000 | 80% | 2.1 | Residential | 187.5 | Yes | 0.75 | Both
209862161 | Mini/Multi Split | KLIMAIRE | HRCU-A-CB | KSIE012-H220-O-2 |  | Mini-Splits (Ducted) | KDIP12-H2 |  | 12000 | 21.5 |  | 12.5 | 11.5 |  | 12000 | 9300 | 77.5% | 11500 | 19 | 11.7 | 10.3 | 12000 | 8400 | 70% | 2.26 | Residential | 240 | Yes | 0.96 | Both
209862162 | Mini/Multi Split | KLIMAIRE | HRCU-A-CB | KSIE018-H220-O-2 |  | Mini-Splits (Ducted) | KDIP18-H2 |  | 18000 | 20.5 |  | 12.5 | 11 |  | 20000 | 12600 | 63% | 17000 | 20 | 12.5 | 10.6 | 20000 |  |  |  | Residential | 355 | No | 1.42 | No
209862163 | Mini/Multi Split | KLIMAIRE | HRCU-A-CB | KSIE024-H220-O-2 |  | Mini-Splits (Ducted) | KDIP24-H2 |  | 24000 | 21.5 |  | 12.6 | 11.2 |  | 24600 | 20000 | 81.3% | 23000 | 19 | 12.5 | 11.2 | 25000 | 20000 | 80% | 2.3 | Residential | 480 | Yes | 1.92 | Both
209862164 | Mini/Multi Split | KLIMAIRE | HRCU-A-CB-O | KSIE018-H220-O-2 |  | Mini-Splits (Non-Ducted) | KUIR18-H2 |  | 18000 | 21.5 |  | 12.5 | 10.5 |  | 20000 | 12800 | 64% | 18000 | 23 | 12.5 | 10 | 20000 |  |  |  | Residential | 375 | No | 1.5 | No
209862165 | Mini/Multi Split | KLIMAIRE | HRCU-A-CB-O | KSIE024-H220-O-2 |  | Mini-Splits (Non-Ducted) | KUIR24-H2 |  | 24000 | 20 |  | 12.5 | 11.2 |  | 24000 | 16000 | 66.67% | 24000 | 21.2 | 12.5 | 10.3 | 24000 | 18200 | 75.83% | 2.2 | Residential | 500 | Yes | 2 | Both
209862166 | Mini/Multi Split | KLIMAIRE | HRCU-A-CB-O | KSIH009-H225-O-2 |  | Mini-Splits (Non-Ducted) | KTIR09-H2 |  | 9000 | 20.5 |  | 13 | 10.8 |  | 10000 | 9000 | 90% | 9000 | 20.5 | 13 | 10.3 | 9800 | 10000 | 102% | 1.8 | Residential | 187.5 | Yes | 0.75 | Both
209862167 | Mini/Multi Split | KLIMAIRE | HRCU-A-CB-O | KSIH012-H222-O-2 |  | Mini-Splits (Non-Ducted) | KTIR12-H2 |  | 12000 | 21.5 |  | 12.7 | 10.6 |  | 12000 | 9900 | 82.5% | 12000 | 22.3 | 12.7 | 10.2 | 12000 | 11300 | 94.17% | 1.89 | Residential | 250 | Yes | 1 | Both
209862168 | Mini/Multi Split | KLIMAIRE | HRCU-A-CB-O | KSIH018-H220-O-2 |  | Mini-Splits (Non-Ducted) | KTIR18-H2 |  | 16000 | 20 |  | 12.5 | 10.3 |  | 18000 | 15600 | 86.67% | 16000 | 20 | 12.5 | 9.5 | 17000 | 16000 | 94.12% | 1.75 | Residential | 332.5 | No | 1.33 | Both
209862169 | Mini/Multi Split | KLIMAIRE | HRCU-A-CB | KSIH024-H220-O-2 |  | Mini-Splits (Ducted) | KDIP24-H2 |  | 24000 | 20.6 |  | 12.5 | 12.6 |  | 24600 | 21000 | 85.37% | 24000 | 19.2 | 12 | 10.5 | 25000 | 27000 | 108% | 2 | Residential | 500 | Yes | 2 | Both
209862170 | Mini/Multi Split | KLIMAIRE | HRCU-A-CB | KSIH009-H225-O-2 |  | Mini-Splits (Ducted) | KDIP09-H2 |  | 9000 | 23 |  | 14 | 12 |  | 10000 | 10100 | 101% | 9000 | 20.2 | 13.2 | 12 | 10000 | 10800 | 108% | 1.9 | Residential | 187.5 | Yes | 0.75 | Both
209862171 | Mini/Multi Split | KLIMAIRE | HRCU-A-CB | KSIH012-H222-O-2 |  | Mini-Splits (Ducted) | KDIP12-H2 |  | 12000 | 21.5 |  | 13 | 11.5 |  | 12000 | 10600 | 88.33% | 12000 | 19.5 | 11.7 | 10 | 12500 | 12100 | 96.8% | 1.96 | Residential | 250 | Yes | 1 | Both
209862172 | Mini/Multi Split | KLIMAIRE | HRCU-A-CB | KSIH018-H220-O-2 |  | Mini-Splits (Ducted) | KDIP18-H2 |  | 16500 | 19.6 |  | 12.5 | 11 |  | 19000 | 15000 | 78.95% | 17000 | 18 | 11.7 | 9.5 | 19000 | 17700 | 93.16% | 1.85 | Residential | 355 | Yes | 1.42 | Both
209862173 | Mini/Multi Split | KLIMAIRE | HRCU-A-CB-O | KSIH018-H220-O-2 |  | Mini-Splits (Non-Ducted) | KUIR18-H2 |  | 17000 | 20.2 |  | 12.5 | 10.6 |  | 18000 | 12000 | 66.67% | 17000 | 20.5 | 12.5 | 9.8 | 18000 | 16800 | 93.33% | 1.86 | Residential | 355 | Yes | 1.42 | Both
209862181 | Mini/Multi Split | KLIMAIRE | HMSV-A-CB | KMIR218-H221-2 |  | Non-Ducted Indoor Units |  |  | 18000 | 21.5 |  | 12.5 | 10.6 |  | 19000 | 14400 | 75.79% | 18000 | 21 | 12.5 | 10.2 | 19000 |  |  |  | Residential | 375 | No | 1.5 | No
209862184 | Mini/Multi Split | KLIMAIRE | HMSV-A-CB | KMIR324-H217-2 |  | Non-Ducted Indoor Units |  |  | 24000 | 23 |  | 12.5 | 10.2 |  | 24000 | 13300 | 55.42% | 24000 | 23 | 12.5 | 10.2 | 24000 |  |  |  | Residential | 500 | No | 2
209862185 | Mini/Multi Split | KLIMAIRE | HMSV-A-CB | KMIR324-H217-2 |  | Ducted Indoor Units |  |  | 24000 | 21.1 |  | 12.5 | 10.5 |  | 24000 | 18500 | 77.08% | 24000 | 21.3 | 12.5 | 9.7 | 24000 |  |  |  | Residential | 500 | No | 2
209862186 | Mini/Multi Split | KLIMAIRE | HMSV-A-CB | KMIR324-H217-2 |  | Mixed Ducted and Non-Ducted Indoor Units |  |  | 24000 | 22.05 |  | 12.5 | 10.35 |  | 24000 | 15900 | 66.25% | [8 empty] | Residential | 500 | No | 2
209864929 | Mini/Multi Split | CTMorley | HRCU-A-CB-O | MOU-A09G-2 |  | Mini-Splits (Non-Ducted) | MIU-A09GW-2 |  | 9000 | 21.5 |  | 12.6 | 10 |  | 10000 | 6000 | 60% | 9000 | 21.5 | 12.6 | 9.4 | 10000 | 7000 | 70% | 2 | Residential | 187.5 | Yes | 0.75 | Both
209864933 | Mini/Multi Split | CTMorley | HRCU-A-CB-O | MOU-A09H-2 |  | Mini-Splits (Non-Ducted) | MIU-A09CO-2 |  | 9000 | 23 |  | 13 | 13.6 |  | 10900 | 9800 | 89.91% | 9000 | 24 | 13 | 12.4 | 10900 | 10500 | 96.33% | 1.8 | Residential | 187.5 | Yes | 0.75 | Both
209864934 | Mini/Multi Split | CTMorley | HRCU-A-CB-O | MOU-A12H-2 |  | Mini-Splits (Non-Ducted) | MIU-A12CO-2 |  | 12000 | 22 |  | 13 | 11.3 |  | 12500 | 9500 | 76% | 12000 | 23 | 13 | 10 | 12500 | 11000 | 88% | 1.8 | Residential | 250 | Yes | 1 | Both
209864935 | Mini/Multi Split | CTMorley | HRCU-A-CB-O | MOU-A18H-2 |  | Mini-Splits (Non-Ducted) | MIU-A18CO-2 |  | 16700 | 19.8 |  | 12.5 | 11.8 |  | 20000 | 14500 | 72.5% | 16700 | 19.8 | 12.5 | 11.2 | 20000 | 16700 | 83.5% | 1.93 | Residential | 347.5 | Yes | 1.39 | Both
209867857 | Mini/Multi Split | ZERO | HRCU-A-CB-O | ZMSB-09HVD110-US |  | Mini-Splits (Non-Ducted) | ZMSB-09HVD110-US |  | 9000 | 21.5 |  | 12.5 | 10.3 |  | 10000 | 6300 | 63% | 9000 | 21.5 | 12.5 | 9.1 | 10000 | 7000 | 70% | 2.16 | Residential | 187.5 | Yes | 0.75 | Both
209867859 | Mini/Multi Split | ZERO | HRCU-A-CB-O | ZMSB-09HVD-US |  | Mini-Splits (Non-Ducted) | ZMSB-09HVD-US |  | 9000 | 21.5 |  | 12.6 | 10 |  | 10000 | 6000 | 60% | 9000 | 21.5 | 12.6 | 9.4 | 10000 | 7000 | 70% | 2 | Residential | 187.5 | Yes | 0.75 | Both
209937047 | Mini/Multi Split | C&H | HRCU-A-CB-O | CH-ES09-230VO |  | Mini-Splits (Non-Ducted) | CH-09MASTWM-230VI |  | 9000 | 25.5 |  | 15 | 12.2 |  | 10000 | 8500 | 85% | 9000 | 25.5 | 15 | 12.3 | 10000 | 7500 | 75% | 2.17 | Residential | 187.5 | Yes | 0.75 | Both
209937048 | Mini/Multi Split | C&H | HRCU-A-CB-O | CH-ES24-230VO |  | Mini-Splits (Non-Ducted) | CH-24MASTWM-230VI |  | 24000 | 22 |  | 14 | 12 |  | 25000 | 16200 | 64.8% | 24000 | 22 | 14 | 10 | 25000 |  |  |  | Residential | 500 | No | 2 | No
209937049 | Mini/Multi Split | C&H | HRCU-A-CB-O | CH-ES18-230VO |  | Mini-Splits (Non-Ducted) | CH-18MASTWM-230VI |  | 18000 | 22.6 |  | 12.5 | 12 |  | 19000 | 14900 | 78.42% | 18000 | 23.5 | 12.5 | 10.8 | 19000 |  |  |  | Residential | 375 | No | 1.5 | No
209937050 | Mini/Multi Split | C&H | HRCU-A-CB-O | CH-ES12-230VO |  | Mini-Splits (Non-Ducted) | CH-12MASTWM-230VI |  | 12000 | 23.2 |  | 13.7 | 13.2 |  | 12000 | 9000 | 75% | 12000 | 24.6 | 13.7 | 10.7 | 12000 |  |  |  | Residential | 250 | No | 1 | No
209937051 | Mini/Multi Split | C&H | HRCU-A-CB-O | CH-ES12-230VO |  | Mini-Splits (Non-Ducted) | CH-12MMC-230VI |  | 12000 | 23.5 |  | 13 | 13.3 |  | 12000 | 9200 | 76.67% | 12000 | 25 | 13 | 11 | 12000 | 8400 | 70% | 2.38 | Residential | 250 | Yes | 1 | Both
209937052 | Mini/Multi Split | C&H | HRCU-A-CB-O | CH-HPR12-230VO |  | Mini-Splits (Non-Ducted) | CH-12MMC-230VI |  | 12000 | 23 |  | 13.3 | 11.8 |  | 12000 | 10200 | 85% | 12000 | 24.2 | 13.3 | 10.7 | 12000 | 11900 | 99.17% | 1.99 | Residential | 250 | Yes | 1 | Both
209937053 | Mini/Multi Split | C&H | HRCU-A-CB-O | CH-ES18-230VO |  | Mini-Splits (Non-Ducted) | CH-16MMC-230VI |  | 16000 | 22 |  | 12.5 | 11.6 |  | 17000 | 13400 | 78.82% | 16000 | 22.4 | 12.5 | 10.4 | 17000 | 12700 | 74.71% | 2.32 | Residential | 332.5 | Yes | 1.33 | Both
209940782 | Mini/Multi Split | TGM | HRCU-A-CB-O | MRSVHT12AS |  | Mini-Splits (Non-Ducted) | MUVHT12S |  | 12000 | 19.4 |  | 12.5 | 10.5 |  | 12000 | 9600 | 80% | 12000 | 19.4 | 12.5 | 9.4 | 12000 |  |  |  | Residential | 250 | No | 1 | No
209940783 | Mini/Multi Split | TGM | HRCU-A-CB-O | MRSVHT18AS |  | Mini-Splits (Non-Ducted) | MUVHT18S |  | 17000 | 19.9 |  | 12.5 | 10.6 |  | 18000 | 13400 | 74.44% | 17000 | 19.9 | 12.5 | 9.9 | 18000 |  |  |  | Residential | 355 | No | 1.42 | No
209948186 | Mini/Multi Split | CARRIER | HRCU-A-CB-O | 38MARBQ12AA3 |  | Mini-Splits (Non-Ducted) | 40MBFAQ12XA3 |  | 12000 | 23 |  | 13.3 | 11.8 |  | 12000 | 10200 | 85% | 12000 | 24.2 | 13.3 | 10.7 | 12000 | 11900 | 99.17% | 1.99 | Residential | 250 | Yes | 1 | Both
209948187 | Mini/Multi Split | BRYANT | HRCU-A-CB-O | 38MARBQ12AA3 |  | Mini-Splits (Non-Ducted) | 40MBFAQ12XA3 |  | 12000 | 23 |  | 13.3 | 11.8 |  | 12000 | 10200 | 85% | 12000 | 24.2 | 13.3 | 10.7 | 12000 | 11900 | 99.17% | 1.99 | Residential | 250 | Yes | 1 | Both
209948188 | Mini/Multi Split | PAYNE | HRCU-A-CB-O | 38MARBQ12AA3 |  | Mini-Splits (Non-Ducted) | 40MBFAQ12XA3 |  | 12000 | 23 |  | 13.3 | 11.8 |  | 12000 | 10200 | 85% | 12000 | 24.2 | 13.3 | 10.7 | 12000 | 11900 | 99.17% | 1.99 | Residential | 250 | Yes | 1 | Both
209948189 | Mini/Multi Split | Weathermaker | HRCU-A-CB-O | 38MARBQ12AA3 |  | Mini-Splits (Non-Ducted) | 40MBFAQ12XA3 |  | 12000 | 23 |  | 13.3 | 11.8 |  | 12000 | 10200 | 85% | 12000 | 24.2 | 13.3 | 10.7 | 12000 | 11900 | 99.17% | 1.99 | Residential | 250 | Yes | 1 | Both
209948190 | Mini/Multi Split | MIDEA | HRCU-A-CB-O | 38MARBQ12AA3 |  | Mini-Splits (Non-Ducted) | 40MBFAQ12XA3 |  | 12000 | 23 |  | 13.3 | 11.8 |  | 12000 | 10200 | 85% | 12000 | 24.2 | 13.3 | 10.7 | 12000 | 11900 | 99.17% | 1.99 | Residential | 250 | Yes | 1 | Both
209948191 | Mini/Multi Split | ARCOAIRE | HRCU-A-CB-O | DLCSRBH12AAK |  | Mini-Splits (Non-Ducted) | DLFSFBH12XAK |  | 12000 | 23 |  | 13.3 | 11.8 |  | 12000 | 10200 | 85% | 12000 | 24.2 | 13.3 | 10.7 | 12000 | 11900 | 99.17% | 1.99 | Residential | 250 | Yes | 1 | Both
209948192 | Mini/Multi Split | COMFORTMAKER | HRCU-A-CB-O | DLCSRBH12AAK |  | Mini-Splits (Non-Ducted) | DLFSFBH12XAK |  | 12000 | 23 |  | 13.3 | 11.8 |  | 12000 | 10200 | 85% | 12000 | 24.2 | 13.3 | 10.7 | 12000 | 11900 | 99.17% | 1.99 | Residential | 250 | Yes | 1 | Both
209948193 | Mini/Multi Split | DAY & NIGHT | HRCU-A-CB-O | DLCSRBH12AAK |  | Mini-Splits (Non-Ducted) | DLFSFBH12XAK |  | 12000 | 23 |  | 13.3 | 11.8 |  | 12000 | 10200 | 85% | 12000 | 24.2 | 13.3 | 10.7 | 12000 | 11900 | 99.17% | 1.99 | Residential | 250 | Yes | 1 | Both
209948194 | Mini/Multi Split | HEIL | HRCU-A-CB-O | DLCSRBH12AAK |  | Mini-Splits (Non-Ducted) | DLFSFBH12XAK |  | 12000 | 23 |  | 13.3 | 11.8 |  | 12000 | 10200 | 85% | 12000 | 24.2 | 13.3 | 10.7 | 12000 | 11900 | 99.17% | 1.99 | Residential | 250 | Yes | 1 | Both
209948195 | Mini/Multi Split | KEEPRITE | HRCU-A-CB-O | DLCSRBH12AAK |  | Mini-Splits (Non-Ducted) | DLFSFBH12XAK |  | 12000 | 23 |  | 13.3 | 11.8 |  | 12000 | 10200 | 85% | 12000 | 24.2 | 13.3 | 10.7 | 12000 | 11900 | 99.17% | 1.99 | Residential | 250 | Yes | 1 | Both
209948196 | Mini/Multi Split | KENMORE | HRCU-A-CB-O | DLCSRBH12AAK |  | Mini-Splits (Non-Ducted) | DLFSFBH12XAK |  | 12000 | 23 |  | 13.3 | 11.8 |  | 12000 | 10200 | 85% | 12000 | 24.2 | 13.3 | 10.7 | 12000 | 11900 | 99.17% | 1.99 | Residential | 250 | Yes | 1 | Both
209948197 | Mini/Multi Split | MIDEA | HRCU-A-CB-O | DLCSRBH12AAK |  | Mini-Splits (Non-Ducted) | DLFSFBH12XAK |  | 12000 | 23 |  | 13.3 | 11.8 |  | 12000 | 10200 | 85% | 12000 | 24.2 | 13.3 | 10.7 | 12000 | 11900 | 99.17% | 1.99 | Residential | 250 | Yes | 1 | Both
209948198 | Mini/Multi Split | TEMPSTAR | HRCU-A-CB-O | DLCSRBH12AAK |  | Mini-Splits (Non-Ducted) | DLFSFBH12XAK |  | 12000 | 23 |  | 13.3 | 11.8 |  | 12000 | 10200 | 85% | 12000 | 24.2 | 13.3 | 10.7 | 12000 | 11900 | 99.17% | 1.99 | Residential | 250 | Yes | 1 | Both
209948199 | Mini/Multi Split | SMART COMFORT | HRCU-A-CB-O | DLCSRBH12AAK |  | Mini-Splits (Non-Ducted) | DLFSFBH12XAK |  | 12000 | 23 |  | 13.3 | 11.8 |  | 12000 | 10200 | 85% | 12000 | 24.2 | 13.3 | 10.7 | 12000 | 11900 | 99.17% | 1.99 | Residential | 250 | Yes | 1 | Both
209948200 | Mini/Multi Split | AIRQUEST | HRCU-A-CB-O | DLCSRBH12AAK |  | Mini-Splits (Non-Ducted) | DLFSFBH12XAK |  | 12000 | 23 |  | 13.3 | 11.8 |  | 12000 | 10200 | 85% | 12000 | 24.2 | 13.3 | 10.7 | 12000 | 11900 | 99.17% | 1.99 | Residential | 250 | Yes | 1 | Both
209948204 | Mini/Multi Split | AIRDACH | HRCU-A-CB-O | ACSH2421VM2-D |  | Mini-Splits (Non-Ducted) | AIWH2400VM2-D |  | 24000 | 21 |  | 12.5 | 10 |  | 26000 | 18000 | 69.23% | 24000 | 21 | 12.5 | 8.9 | 26000 |  |  |  | Residential | 500 | No | 2 | No
209948205 | Mini/Multi Split | AIRDACH | HRCU-A-CB-O | ACSH0924VM2-D |  | Mini-Splits (Non-Ducted) | AIWH0900VM2-D |  | 9000 | 24 |  | 14 | 11.3 |  | 10000 | 8300 | 83% | 9000 | 24 | 14 | 11.4 | 10000 | 7800 | 78% | 2.18 | Residential | 187.5 | Yes | 0.75 | Both
209948207 | Mini/Multi Split | AIRDACH | HRCU-A-CB-O | ACSH1823VM2-D |  | Mini-Splits (Non-Ducted) | AIWH1800VM2-D |  | 18000 | 23.5 |  | 13.5 | 11 |  | 18000 | 14000 | 77.78% | 18000 | 23.7 | 13.5 | 10.3 | 18000 |  |  |  | Residential | 375 | No | 1.5 | No
209948208 | Mini/Multi Split | AIRDACH | HRCU-A-CB-O | ACSH0920VM2-A |  | Mini-Splits (Non-Ducted) | AIWH0900VM2-A |  | 9000 | 20.5 |  | 12.5 | 10 |  | 10000 | 6800 | 68% | 9000 | 21.5 | 12.5 | 9 | 10000 |  |  |  | Residential | 187.5 | No | 0.75 | No
209948209 | Mini/Multi Split | AIRDACH | HRCU-A-CB-O | ACSH1222VM2-D |  | Mini-Splits (Non-Ducted) | AIWH1200VM2-D |  | 12000 | 22 |  | 12.5 | 10.8 |  | 12000 | 8200 | 68.33% | 12000 | 23.1 | 12.5 | 9.3 | 12000 |  |  |  | Residential | 250 | No | 1 | No
210276801 | Mini/Multi Split | GIBSON | HMSV-A-CB-O | GXH24(7.0)FMK4DH-1 |  | Non-Ducted Indoor Units |  |  | 23200 | 21 |  | 12.5 | 10 |  | 24000 | 23600 | 98.33% | 23200 | 21 | 12.5 | 10 | 24000 | 21600 | 90% | 2.1 | Residential | 482.5 | Yes | 1.93 | Both
210276802 | Mini/Multi Split | GIBSON | HMSV-A-CB-O | GXH30(8.8)FMK4DH-1 |  | Non-Ducted Indoor Units |  |  | 28400 | 21 |  | 12.5 | 10 |  | 30000 | 27200 | 90.67% | 28400 | 21 | 12.5 | 10 | 30000 | 22800 | 76% | 1.84 | Residential | 592.5 | Yes | 2.37 | Both
210276806 | Mini/Multi Split | AIRTEMP | HMSV-A-CB-O | GXH24(7.0)FMK4DH-1 |  | Non-Ducted Indoor Units |  |  | 23200 | 21 |  | 12.5 | 10 |  | 24000 | 23600 | 98.33% | 23200 | 21 | 12.5 | 10 | 24000 | 21600 | 90% | 2.1 | Residential | 482.5 | Yes | 1.93 | Both
210276807 | Mini/Multi Split | AIRTEMP | HMSV-A-CB-O | GXH30(8.8)FMK4DH-1 |  | Non-Ducted Indoor Units |  |  | 28400 | 21 |  | 12.5 | 10 |  | 30000 | 27200 | 90.67% | 28400 | 21 | 12.5 | 10 | 30000 | 22800 | 76% | 1.84 | Residential | 592.5 | Yes | 2.37 | Both
210278958 | Mini/Multi Split | Clearity | HRCU-A-CB-O | MOD30-24HFN1-MU0W |  | Mini-Splits (Non-Ducted) | MSEPD-24HRFN1-MU0W |  | 24000 | 21.5 |  | 13 | 12 |  | 29000 | 21200 | 73.1% | 24000 | 21.5 | 13 | 11.4 | 29000 | 25000 | 86.21% | 2.21 | Residential | 500 | Yes | 2 | Both
210278959 | Mini/Multi Split | Clearity | HRCU-A-CB-O | MOD30-24HFN1-MT0W |  | Mini-Splits (Non-Ducted) | CS11M-23HRFN1-MT0W |  | 24000 | 20.5 |  | 13 | 11.5 |  | 24000 | 15400 | 64.17% | [8 empty] | Residential | 500 | No | 2
210278966 | Mini/Multi Split | GREE | HRCU-A-CB-O | 3VIR09HP115V1BO |  | Mini-Splits (Non-Ducted) | 3VIR09HP115V1AH |  | 9100 | 27 |  | 14.55 | 11.8 |  | 10000 | 7000 | 70% | 9100 | 27 | 14.55 | 10 | 10000 | 9900 | 99% | 1.87 | Residential | 190 | Yes | 0.76 | Yes
210278967 | Mini/Multi Split | GREE | HRCU-A-CB-O | 3VIR09HP230V1BO |  | Mini-Splits (Non-Ducted) | 3VIR09HP230V1AH |  | 9100 | 25.5 |  | 14.7 | 12 |  | 10500 | 7000 | 66.67% | 9100 | 25.5 | 14.7 | 10.2 | 10500 | 9100 | 86.67% | 1.86 | Residential | 190 | Yes | 0.76 | Yes
210278968 | Mini/Multi Split | GREE | HRCU-A-CB-O | 3VIR24HP230V1BO |  | Mini-Splits (Non-Ducted) | 3VIR24HP230V1AH |  | 22000 | 24 |  | 13 | 11 |  | 24000 | 15000 | 62.5% | 22000 | 24.5 | 13.1 | 9.5 | 24000 |  |  |  | Residential | 457.5 | No | 1.83
210278970 | Mini/Multi Split | GREE | HRCU-A-CB-O | 3VIR12HP230V1BO |  | Mini-Splits (Non-Ducted) | 3VIR12HP230V1AH |  | 12000 | 24 |  | 12.5 | 11 |  | 12000 | 7000 | 58.33% | 12000 | 24 | 12.5 | 9 | 12000 |  |  |  | Residential | 250 | No | 1 | No
210278971 | Mini/Multi Split | GREE | HRCU-A-CB-O | 3VIR12HP115V1BO |  | Mini-Splits (Non-Ducted) | 3VIR12HP115V1AH |  | 12000 | 24 |  | 12.5 | 11 |  | 12000 | 7000 | 58.33% | 12000 | 24 | 12 | 9 | 12000 |  |  |  | Residential | 250 | No | 1 | No
210278975 | Mini/Multi Split | GREE | HMSV-A-CB-O | MULTI24HP230V1EO |  | Non-Ducted Indoor Units |  |  | 23200 | 21 |  | 12.5 | 10 |  | 24000 | 23600 | 98.33% | 23200 | 21 | 12.5 | 10 | 24000 | 21600 | 90% | 2.1 | Residential | 482.5 | Yes | 1.93 | Both
210278977 | Mini/Multi Split | GREE | HMSV-A-CB-O | MULTI30HP230V1EO |  | Non-Ducted Indoor Units |  |  | 28400 | 21 |  | 12.5 | 10 |  | 30000 | 27200 | 90.67% | 28400 | 21 | 12.5 | 10 | 30000 | 22800 | 76% | 1.84 | Residential | 592.5 | Yes | 2.37 | Both
210288128 | Mini/Multi Split | CTMorley | HMSV-A-CB | MOU-2A18G-2 |  | Non-Ducted Indoor Units |  |  | 18000 | 21.5 |  | 12.5 | 10.6 |  | 19000 | 14400 | 75.79% | 18000 | 21 | 12.5 | 10.2 | 19000 |  |  |  | Residential | 375 | No | 1.5 | No
210288146 | Mini/Multi Split | CTMorley | HMSV-A-CB | MOU-4A36H-2 |  | Non-Ducted Indoor Units |  |  | 36000 | 20 |  | 12.5 | 10.8 |  | 36000 | 35000 | 97.22% | 36000 | 20 | 12.5 | 9.7 | 37000 | 36000 | 97.3% | 1.9 | Residential | 750 | Yes | 3 | Both
210295924 | Mini/Multi Split | GREE | HRCU-A-CB-O | GWH12AGCXD-D3DNA1A/O |  | Mini-Splits (Non-Ducted) | GWH12ACCXD-D3DN***/I |  | 12000 | 24 |  | 12.5 | 11 |  | 12000 | 7000 | 58.33% | 12000 | 24 | 12.5 | 9 | 12000 |  |  |  | Residential | 250 | No | 1 | No
210295925 | Mini/Multi Split | GREE | HRCU-A-CB-O | GWH12AGCXD-A3DNA1A/O |  | Mini-Splits (Non-Ducted) | GWH12ACCXD-A3DN***/I |  | 12000 | 24 |  | 12.5 | 11 |  | 12000 | 7000 | 58.33% | 12000 | 24 | 12 | 9 | 12000 |  |  |  | Residential | 250 | No | 1 | No
210321394 | Mini/Multi Split | GREE | HRCU-A-CB-O | GWH09QCXB-D3DND4B/O |  | Mini-Splits (Non-Ducted) | GWH09ACCXB-D3DN***/I |  | 9100 | 20.5 |  | 12.5 | 10 |  | 10500 | 6100 | 58.1% | 9100 | 20.5 | 12.5 | 8.8 | 10500 |  |  |  | Residential | 190 | No | 0.76
210324762 | Mini/Multi Split | AUX | HRCU-A-CB-O | ASW-H24F4D2/ *R3DI-C6 |  | Mini-Splits (Non-Ducted) | ASW-H24F4D2/ *R3DI-C6 |  | 22000 | 21 |  | 13 | 10 |  | 23000 | 21000 | 91.3% | 22000 | 21 | 13 | 10 | 23000 |  |  |  | Residential | 457.5 | No | 1.83
210368076 | Mini/Multi Split | RHEEM | HRCU-A-CB-O | RO1HFZ09AJ2S |  | Mini-Splits (Non-Ducted) | RIFHFZ09AJ2S |  | 9000 | 26 |  | 16 | 12.6 |  | 12000 | 7500 | 62.5% | 9000 | 26 | 16 | 11.8 | 12000 | 13400 | 111.7% | 1.9 | Residential | 187.5 | Yes | 0.75 | Both
210368077 | Mini/Multi Split | RUUD | HRCU-A-CB-O | RO1HFZ09AJ2S |  | Mini-Splits (Non-Ducted) | RIFHFZ09AJ2S |  | 9000 | 26 |  | 16 | 12.6 |  | 12000 | 7500 | 62.5% | 9000 | 26 | 16 | 11.8 | 12000 | 13400 | 111.7% | 1.9 | Residential | 187.5 | Yes | 0.75 | Both
210368078 | Mini/Multi Split | RHEEM | HRCU-A-CB-O | RO1HFZ12AJ2S |  | Mini-Splits (Non-Ducted) | RIFHFZ12AJ2S |  | 12000 | 22.7 |  | 13.1 | 11.6 |  | 16000 | 10600 | 66.25% | 12000 | 22.7 | 13.1 | 11.2 | 16000 | 13400 | 83.75% | 1.9 | Residential | 250 | Yes | 1 | Both
210368079 | Mini/Multi Split | RUUD | HRCU-A-CB-O | RO1HFZ12AJ2S |  | Mini-Splits (Non-Ducted) | RIFHFZ12AJ2S |  | 12000 | 22.7 |  | 13.1 | 11.6 |  | 16000 | 10600 | 66.25% | 12000 | 22.7 | 13.1 | 11.2 | 16000 | 13400 | 83.75% | 1.9 | Residential | 250 | Yes | 1 | Both
210368080 | Mini/Multi Split | RHEEM | HRCU-A-CB-O | RO1HFZ15AJ2S |  | Mini-Splits (Non-Ducted) | RIFHFZ15AJ2S |  | 14200 | 20.3 |  | 12.5 | 11.2 |  | 18000 | 11600 | 64.44% | 14200 | 20.3 | 12.5 | 10.7 | 18000 | 18100 | 100.6% | 1.84 | Residential | 295 | Yes | 1.18 | Both
210368081 | Mini/Multi Split | RUUD | HRCU-A-CB-O | RO1HFZ15AJ2S |  | Mini-Splits (Non-Ducted) | RIFHFZ15AJ2S |  | 14200 | 20.3 |  | 12.5 | 11.2 |  | 18000 | 11600 | 64.44% | 14200 | 20.3 | 12.5 | 10.7 | 18000 | 18100 | 100.6% | 1.84 | Residential | 295 | Yes | 1.18 | Both
210368082 | Mini/Multi Split | RHEEM | HRCU-A-CB-O | RO1HFZ09AJ2H |  | Mini-Splits (Non-Ducted) | RIFHFZ09AJ2S |  | 9000 | 26 |  | 16 | 12.4 |  | 12000 | 7500 | 62.5% | 9000 | 26 | 16 | 11.6 | 12000 | 13400 | 111.7% | 1.9 | Residential | 187.5 | Yes | 0.75 | Both
210368083 | Mini/Multi Split | RUUD | HRCU-A-CB-O | RO1HFZ09AJ2H |  | Mini-Splits (Non-Ducted) | RIFHFZ09AJ2S |  | 9000 | 26 |  | 16 | 12.4 |  | 12000 | 7500 | 62.5% | 9000 | 26 | 16 | 11.6 | 12000 | 13400 | 111.7% | 1.9 | Residential | 187.5 | Yes | 0.75 | Both
210368084 | Mini/Multi Split | RHEEM | HRCU-A-CB-O | RO1HFZ12AJ2H |  | Mini-Splits (Non-Ducted) | RIFHFZ12AJ2S |  | 12000 | 22.7 |  | 13.1 | 11.3 |  | 16000 | 10600 | 66.25% | 12000 | 22.7 | 13.1 | 11 | 16000 | 13400 | 83.75% | 1.9 | Residential | 250 | Yes | 1 | Both
210368085 | Mini/Multi Split | RUUD | HRCU-A-CB-O | RO1HFZ12AJ2H |  | Mini-Splits (Non-Ducted) | RIFHFZ12AJ2S |  | 12000 | 22.7 |  | 13.1 | 11.3 |  | 16000 | 10600 | 66.25% | 12000 | 22.7 | 13.1 | 11 | 16000 | 13400 | 83.75% | 1.9 | Residential | 250 | Yes | 1 | Both
210368086 | Mini/Multi Split | RHEEM | HRCU-A-CB-O | RO1HFZ15AJ2H |  | Mini-Splits (Non-Ducted) | RIFHFZ15AJ2S |  | 14200 | 20.3 |  | 12.5 | 11 |  | 18000 | 11600 | 64.44% | 14200 | 20.3 | 12.5 | 10.5 | 18000 | 18100 | 100.6% | 1.84 | Residential | 295 | Yes | 1.18 | Both
210368087 | Mini/Multi Split | RUUD | HRCU-A-CB-O | RO1HFZ15AJ2H |  | Mini-Splits (Non-Ducted) | RIFHFZ15AJ2S |  | 14200 | 20.3 |  | 12.5 | 11 |  | 18000 | 11600 | 64.44% | 14200 | 20.3 | 12.5 | 10.5 | 18000 | 18100 | 100.6% | 1.84 | Residential | 295 | Yes | 1.18 | Both
210368088 | Mini/Multi Split | RHEEM | HRCU-A-CB-O | RO1HFZ18AJ2H |  | Mini-Splits (Non-Ducted) | RIWHFZ18AJ2S |  | 18000 | 20 |  | 13.3 | 10.4 |  | 21600 | 14600 | 67.59% | 18000 | 20 | 13.3 | 10 | 21600 | 19000 | 87.96% | 2.18 | Residential | 375 | Yes | 1.5 | Both
210368089 | Mini/Multi Split | RUUD | HRCU-A-CB-O | RO1HFZ18AJ2H |  | Mini-Splits (Non-Ducted) | UIWHFZ18AJ2S |  | 18000 | 20 |  | 13.3 | 10.4 |  | 21600 | 14600 | 67.59% | 18000 | 20 | 13.3 | 10 | 21600 | 19000 | 87.96% | 2.18 | Residential | 375 | Yes | 1.5 | Both
210368090 | Mini/Multi Split | RHEEM | HRCU-A-CB-O | RO1HFZ24AJ2H |  | Mini-Splits (Non-Ducted) | RIWHFZ24AJ2S |  | 22000 | 19.5 |  | 12.5 | 10.5 |  | 25200 | 18000 | 71.43% | 22000 | 19.5 | 12.5 | 10.5 | 25200 | 23200 | 92.06% | 2.04 | Residential | 457.5 | Yes | 1.83 | Both
210368091 | Mini/Multi Split | RUUD | HRCU-A-CB-O | RO1HFZ24AJ2H |  | Mini-Splits (Non-Ducted) | UIWHFZ24AJ2S |  | 22000 | 19.5 |  | 12.5 | 10.5 |  | 25200 | 18000 | 71.43% | 22000 | 19.5 | 12.5 | 10.5 | 25200 | 23200 | 92.06% | 2.04 | Residential | 457.5 | Yes | 1.83 | Both
210368092 | Mini/Multi Split | RHEEM | HRCU-A-CB-O | RO1HFZ30AJ2H |  | Mini-Splits (Non-Ducted) | RIWHFZ30AJ2S |  | 30000 | 18.7 |  | 12.5 | 11.8 |  | 32000 | 18900 | 59.06% | 30000 | 18.7 | 12.5 | 10 | 32000 | 30400 | 95% | 2.02 | Residential | 625 | Yes | 2.5 | Both
210368093 | Mini/Multi Split | RUUD | HRCU-A-CB-O | RO1HFZ30AJ2H |  | Mini-Splits (Non-Ducted) | UIWHFZ30AJ2S |  | 30000 | 18.7 |  | 12.5 | 11.8 |  | 32000 | 18900 | 59.06% | 30000 | 18.7 | 12.5 | 10 | 32000 | 30400 | 95% | 2.02 | Residential | 625 | Yes | 2.5 | Both
210368094 | Mini/Multi Split | RHEEM | HRCU-A-CB-O | RO1HHZ09AJ2H |  | Mini-Splits (Non-Ducted) | RIWHHZ09AJ2S |  | 9000 | 26.5 |  | 15.4 | 13 |  | 12000 | 7400 | 61.67% | 9000 | 26.5 | 15.4 | 12.3 | 12000 | 9400 | 78.33% | 2 | Residential | 187.5 | Yes | 0.75 | Both
210368095 | Mini/Multi Split | RUUD | HRCU-A-CB-O | RO1HHZ09AJ2H |  | Mini-Splits (Non-Ducted) | UIWHHZ09AJ2S |  | 9000 | 26.5 |  | 15.4 | 13 |  | 12000 | 7400 | 61.67% | 9000 | 26.5 | 15.4 | 12.3 | 12000 | 9400 | 78.33% | 2 | Residential | 187.5 | Yes | 0.75 | Both
210368096 | Mini/Multi Split | RHEEM | HRCU-A-CB-O | RO1HHZ12AJ2H |  | Mini-Splits (Non-Ducted) | RIWHHZ12AJ2S |  | 12000 | 23 |  | 12.5 | 12.5 |  | 16000 | 10300 | 64.38% | 12000 | 23 | 12.5 | 11.2 | 16000 | 10300 | 64.38% | 2.18 | Residential | 250 | No | 1 | No
210368097 | Mini/Multi Split | RUUD | HRCU-A-CB-O | RO1HHZ12AJ2H |  | Mini-Splits (Non-Ducted) | UIWHHZ12AJ2S |  | 12000 | 23 |  | 12.5 | 12.5 |  | 16000 | 10300 | 64.38% | 12000 | 23 | 12.5 | 11.2 | 16000 | 10300 | 64.38% | 2.18 | Residential | 250 | No | 1 | No
210368098 | Mini/Multi Split | RHEEM | HRCU-A-CB-O | RO1HGZ09AJ1S |  | Mini-Splits (Non-Ducted) | RIWHGZ09AJ1S |  | 9000 | 33.1 |  | 18 | 14.2 |  | 12000 | 7400 | 61.67% | 9000 | 33.1 | 18 | 13.4 | 12000 | 15400 | 128.3% | 2.14 | Residential | 187.5 | Yes | 0.75 | Both
210368099 | Mini/Multi Split | RUUD | HRCU-A-CB-O | RO1HGZ09AJ1S |  | Mini-Splits (Non-Ducted) | UIWHGZ09AJ1S |  | 9000 | 33.1 |  | 18 | 14.2 |  | 12000 | 7400 | 61.67% | 9000 | 33.1 | 18 | 13.4 | 12000 | 15400 | 128.3% | 2.14 | Residential | 187.5 | Yes | 0.75 | Both
210368100 | Mini/Multi Split | RHEEM | HRCU-A-CB-O | RO1HGZ09AJ1H |  | Mini-Splits (Non-Ducted) | RIWHGZ09AJ1S |  | 9000 | 33.1 |  | 18 | 14 |  | 12000 | 7400 | 61.67% | 9000 | 33.1 | 18 | 13.3 | 12000 | 15400 | 128.3% | 2 | Residential | 187.5 | Yes | 0.75 | Both
210368101 | Mini/Multi Split | RUUD | HRCU-A-CB-O | RO1HGZ09AJ1H |  | Mini-Splits (Non-Ducted) | UIWHGZ09AJ1S |  | 9000 | 33.1 |  | 18 | 14 |  | 12000 | 7400 | 61.67% | 9000 | 33.1 | 18 | 13.3 | 12000 | 15400 | 128.3% | 2 | Residential | 187.5 | Yes | 0.75 | Both
210368102 | Mini/Multi Split | RHEEM | HRCU-A-CB-O | RO1HGZ12AJ1S |  | Mini-Splits (Non-Ducted) | RIWHGZ12AJ1S |  | 12000 | 29.4 |  | 15.2 | 14 |  | 16000 | 10000 | 62.5% | 12000 | 29.4 | 15.2 | 12.9 | 16000 | 16600 | 103.8% | 2.32 | Residential | 250 | Yes | 1 | Both
210368103 | Mini/Multi Split | RUUD | HRCU-A-CB-O | RO1HGZ12AJ1S |  | Mini-Splits (Non-Ducted) | UIWHGZ12AJ1S |  | 12000 | 29.4 |  | 15.2 | 14 |  | 16000 | 10000 | 62.5% | 12000 | 29.4 | 15.2 | 12.9 | 16000 | 16600 | 103.8% | 2.32 | Residential | 250 | Yes | 1 | Both
210368104 | Mini/Multi Split | RHEEM | HRCU-A-CB-O | RO1HGZ12AJ1H |  | Mini-Splits (Non-Ducted) | RIWHGZ12AJ1S |  | 12000 | 29.4 |  | 15.2 | 13.8 |  | 16000 | 10000 | 62.5% | 12000 | 29.4 | 15.2 | 12.7 | 16000 | 16600 | 103.8% | 2.16 | Residential | 250 | Yes | 1 | Both
210368105 | Mini/Multi Split | RUUD | HRCU-A-CB-O | RO1HGZ12AJ1H |  | Mini-Splits (Non-Ducted) | UIWHGZ12AJ1S |  | 12000 | 29.4 |  | 15.2 | 13.8 |  | 16000 | 10000 | 62.5% | 12000 | 29.4 | 15.2 | 12.7 | 16000 | 16600 | 103.8% | 2.16 | Residential | 250 | Yes | 1 | Both
210368106 | Mini/Multi Split | RHEEM | HRCU-A-CB-O | RO1HGZ15AJ1S |  | Mini-Splits (Non-Ducted) | RIWHGZ15AJ1S |  | 14500 | 25.3 |  | 13.9 | 13.4 |  | 18000 | 11200 | 62.22% | 14500 | 25.3 | 13.9 | 12.8 | 18000 | 17500 | 97.22% | 2.52 | Residential | 302.5 | Yes | 1.21 | Both
210368107 | Mini/Multi Split | RUUD | HRCU-A-CB-O | RO1HGZ15AJ1S |  | Mini-Splits (Non-Ducted) | UIWHGZ15AJ1S |  | 14500 | 25.3 |  | 13.9 | 13.4 |  | 18000 | 11200 | 62.22% | 14500 | 25.3 | 13.9 | 12.8 | 18000 | 17500 | 97.22% | 2.52 | Residential | 302.5 | Yes | 1.21 | Both
210368108 | Mini/Multi Split | RHEEM | HRCU-A-CB-O | RO1HGZ15AJ1H |  | Mini-Splits (Non-Ducted) | RIWHGZ15AJ1S |  | 14500 | 25.3 |  | 13.9 | 13.3 |  | 18000 | 11200 | 62.22% | 14500 | 25.3 | 13.9 | 12.7 | 18000 | 17500 | 97.22% | 2.34 | Residential | 302.5 | Yes | 1.21 | Both
210368109 | Mini/Multi Split | RUUD | HRCU-A-CB-O | RO1HGZ15AJ1H |  | Mini-Splits (Non-Ducted) | UIWHGZ15AJ1S |  | 14500 | 25.3 |  | 13.9 | 13.3 |  | 18000 | 11200 | 62.22% | 14500 | 25.3 | 13.9 | 12.7 | 18000 | 17500 | 97.22% | 2.34 | Residential | 302.5 | Yes | 1.21 | Both
210368112 | Mini/Multi Split | RHEEM | HRCU-A-CB-O | RO1HHZ09AJ3S |  | Mini-Splits (Non-Ducted) | RIWHHZ09AJ3S |  | 9000 | 20 |  | 12.5 | 11 |  | 10000 | 6200 | 62% | 9000 | 20 | 12.5 | 10.5 | 10000 | 6700 | 67% | 2.06 | Residential | 187.5 | No | 0.75 | No
210368113 | Mini/Multi Split | RUUD | HRCU-A-CB-O | RO1HHZ09AJ3S |  | Mini-Splits (Non-Ducted) | UIWHHZ09AJ3S |  | 9000 | 20 |  | 12.5 | 11 |  | 10000 | 6200 | 62% | 9000 | 20 | 12.5 | 10.5 | 10000 | 6700 | 67% | 2.06 | Residential | 187.5 | No | 0.75 | No
210368114 | Mini/Multi Split | RHEEM | HRCU-A-CB-O | RO1HHZ18AJ2S |  | Mini-Splits (Non-Ducted) | RIWHHZ18AJ2S |  | 18000 | 21.1 |  | 13 | 12.5 |  | 21600 | 13600 | 62.96% | 18000 | 21.1 | 13 | 11.5 | 21600 | 21600 | 100% | 2 | Residential | 375 | Yes | 1.5 | Both
210368115 | Mini/Multi Split | RUUD | HRCU-A-CB-O | RO1HHZ18AJ2S |  | Mini-Splits (Non-Ducted) | UIWHHZ18AJ2S |  | 18000 | 21.1 |  | 13 | 12.5 |  | 21600 | 13600 | 62.96% | 18000 | 21.1 | 13 | 11.5 | 21600 | 21600 | 100% | 2 | Residential | 375 | Yes | 1.5 | Both
210368116 | Mini/Multi Split | RHEEM | HRCU-A-CB-O | RO1HHZ24AJ2S |  | Mini-Splits (Non-Ducted) | RIWHHZ24AJ2S |  | 22000 | 22.5 |  | 12.5 | 12 |  | 25200 | 15700 | 62.3% | 22000 | 22.5 | 12.5 | 11.4 | 25200 | 25000 | 99.21% | 2.04 | Residential | 457.5 | Yes | 1.83 | Both
210368117 | Mini/Multi Split | RUUD | HRCU-A-CB-O | RO1HHZ24AJ2S |  | Mini-Splits (Non-Ducted) | UIWHHZ24AJ2S |  | 22000 | 22.5 |  | 12.5 | 12 |  | 25200 | 15700 | 62.3% | 22000 | 22.5 | 12.5 | 11.4 | 25200 | 25000 | 99.21% | 2.04 | Residential | 457.5 | Yes | 1.83 | Both
210368126 | Mini/Multi Split | RHEEM | HRCU-A-CB-O | RO1HHZ09AJ2S |  | Mini-Splits (Non-Ducted) | RIWHHZ09AJ2S |  | 9000 | 26.5 |  | 14.3 | 13 |  | 12000 | 7400 | 61.67% | 9000 | 26.5 | 14.3 | 12.6 | 12000 | 10100 | 84.17% | 2.36 | Residential | 187.5 | Yes | 0.75 | Both
210368127 | Mini/Multi Split | RUUD | HRCU-A-CB-O | RO1HHZ09AJ2S |  | Mini-Splits (Non-Ducted) | UIWHHZ09AJ2S |  | 9000 | 26.5 |  | 14.3 | 13 |  | 12000 | 7400 | 61.67% | 9000 | 26.5 | 14.3 | 12.6 | 12000 | 10100 | 84.17% | 2.36 | Residential | 187.5 | Yes | 0.75 | Both
210368128 | Mini/Multi Split | RHEEM | HRCU-A-CB-O | RO1HHZ12AJ2S |  | Mini-Splits (Non-Ducted) | RIWHHZ12AJ2S |  | 12000 | 23 |  | 12.5 | 12.1 |  | 14500 | 8800 | 60.69% | 12000 | 23 | 12.5 | 11.1 | 14500 | 10300 | 71.03% | 2.36 | Residential | 250 | Yes | 1 | No
210368129 | Mini/Multi Split | RUUD | HRCU-A-CB-O | RO1HHZ12AJ2S |  | Mini-Splits (Non-Ducted) | UIWHHZ12AJ2S |  | 12000 | 23 |  | 12.5 | 12.1 |  | 14500 | 8800 | 60.69% | 12000 | 23 | 12.5 | 11.1 | 14500 | 10300 | 71.03% | 2.36 | Residential | 250 | Yes | 1 | No
210372990 | Mini/Multi Split | SENVILLE | HRCU-A-CB-O | SENA/12HF/OQ |  | Mini-Splits (Non-Ducted) | SENA-12HF-IFU |  | 12000 | 23 |  | 13.3 | 11.8 |  | 12000 | 10200 | 85% | 12000 | 24.2 | 13.3 | 10.7 | 12000 | 11900 | 99.17% | 1.99 | Residential | 250 | Yes | 1 | Both
210404149 | Mini/Multi Split | SEA BREEZE+ | HRCU-A-CB-O | SZ9H424ZMO |  | Mini-Splits (Non-Ducted) | SCA9H424ZMI |  | 9000 | 22 |  | 13 | 13 |  | 11000 | 8000 | 72.73% | 9000 | 22.5 | 13 | 11.5 | 11000 | 7700 | 70% | 2.34 | Residential | 187.5 | Yes | 0.75 | Both
210410111 | Mini/Multi Split | PERFECTAIRE | HRCU-A-CB-O | 3PAMSHH12-SZO |  | Mini-Splits (Non-Ducted) | 3PAMSCONH12-2 |  | 12000 | 23 |  | 13.3 | 11.8 |  | 12000 | 10200 | 85% | 12000 | 24.2 | 13.3 | 10.7 | 12000 | 11900 | 99.17% | 1.99 | Residential | 250 | Yes | 1 | Both
210410112 | Mini/Multi Split | KARDA | HRCU-A-CB-O | 3KARDA12SZO |  | Mini-Splits (Non-Ducted) | 3KARDA12CON-2 |  | 12000 | 23 |  | 13.3 | 11.8 |  | 12000 | 10200 | 85% | 12000 | 24.2 | 13.3 | 10.7 | 12000 | 11900 | 99.17% | 1.99 | Residential | 250 | Yes | 1 | Both
210410113 | Mini/Multi Split | SEA BREEZE+ | HRCU-A-CB-O | SZ12H424ZMO |  | Mini-Splits (Non-Ducted) | SCA12H424ZMI |  | 12000 | 21.2 |  | 12.6 | 10.8 |  | 12500 | 7700 | 61.6% | 12000 | 22 | 12.6 | 9.8 | 12500 |  |  |  | Residential | 250 | No | 1 | No
210410114 | Mini/Multi Split | SEA BREEZE+ | HRCU-A-CB-O | SZ18H424ZMO |  | Mini-Splits (Non-Ducted) | SCA18H424ZMI |  | 18000 | 21.2 |  | 12.5 | 12 |  | 19000 | 12200 | 64.21% | 18000 | 21.8 | 12.5 | 10.7 | 19000 |  |  |  | Residential | 375 | No | 1.5 | No
210410115 | Mini/Multi Split | SEA BREEZE+ | HRCU-A-CB-O | SZ12H424ZMO |  | Mini-Splits (Non-Ducted) | C12H424ZMI |  | 12000 | 23.5 |  | 13 | 13.3 |  | 12000 | 9200 | 76.67% | 12000 | 25 | 13 | 11 | 12000 | 8400 | 70% | 2.38 | Residential | 250 | Yes | 1 | Both
210410116 | Mini/Multi Split | SEA BREEZE+ | HRCU-A-CB-O | SZ18H424ZMO |  | Mini-Splits (Non-Ducted) | C18H424ZMI |  | 16000 | 22 |  | 12.5 | 11.6 |  | 17000 | 13400 | 78.82% | 16000 | 22.4 | 12.5 | 10.4 | 17000 | 12700 | 74.71% | 2.32 | Residential | 332.5 | Yes | 1.33 | Both
210434542 | Mini/Multi Split | MDV | HRCU-A-CB-O | MOX230-09HFN1-BS5W |  | Mini-Splits (Non-Ducted) | MSABA-09HRFN1-BT5W-6K |  | 6000 | 20.5 |  | 12.5 | 10 |  | 7000 | 6800 | 97.14% | 6000 | 21.5 | 12.5 | 9 | 7000 |  |  |  | Residential | 125 | No | 0.5 | No
210434543 | Mini/Multi Split | MDV | HRCU-A-CB-O | MOX230-12HFN1-BW0W-9K |  | Mini-Splits (Non-Ducted) | MSAG11B-12HRFN1-BU5W-6K |  | 6000 | 23 |  | 13.8 | 11 |  | 7000 | 5900 | 84.29% | 6000 | 23 | 13.8 | 9.8 | 7000 |  |  |  | Residential | 125 | No | 0.5 | No
210434544 | Mini/Multi Split | C&H | HRCU-A-CB-O | CH-06OLVWM-115VO |  | Mini-Splits (Non-Ducted) | CH-06OLVWM-115VI |  | 6000 | 23 |  | 13.8 | 11 |  | 7000 | 5900 | 84.29% | 6000 | 23 | 13.8 | 9.8 | 7000 |  |  |  | Residential | 125 | No | 0.5 | No
210434545 | Mini/Multi Split | C&H | HRCU-A-CB-O | CH-NY06MIA-115VO |  | Mini-Splits (Non-Ducted) | CH-NY06MIA-115VI |  | 6000 | 20.5 |  | 12.5 | 10 |  | 7000 | 6800 | 97.14% | 6000 | 21.5 | 12.5 | 9 | 7000 |  |  |  | Residential | 125 | No | 0.5 | No
210435406 | Mini/Multi Split | TRANE | HMSV-A-CB-O | 4TXM2124A13N0** |  | Non-Ducted Indoor Units |  |  | 23200 | 21 |  | 12.5 | 10 |  | 24000 | 23600 | 98.33% | 23200 | 21 | 12.5 | 10 | 24000 | 21600 | 90% | 2.1 | Residential | 482.5 | Yes | 1.93 | Both
210435407 | Mini/Multi Split | TRANE | HMSV-A-CB-O | 4TXM2130A14N0** |  | Non-Ducted Indoor Units |  |  | 28400 | 21 |  | 12.5 | 10 |  | 30000 | 27200 | 90.67% | 28400 | 21 | 12.5 | 10 | 30000 | 22800 | 76% | 1.84 | Residential | 592.5 | Yes | 2.37 | Both
210435421 | Mini/Multi Split | AMERICAN STANDARD | HMSV-A-CB-O | 4TXM2124A13N0** |  | Non-Ducted Indoor Units |  |  | 23200 | 21 |  | 12.5 | 10 |  | 24000 | 23600 | 98.33% | 23200 | 21 | 12.5 | 10 | 24000 | 21600 | 90% | 2.1 | Residential | 482.5 | Yes | 1.93 | Both
210435422 | Mini/Multi Split | AMERICAN STANDARD | HMSV-A-CB-O | 4TXM2130A14N0** |  | Non-Ducted Indoor Units |  |  | 28400 | 21 |  | 12.5 | 10 |  | 30000 | 27200 | 90.67% | 28400 | 21 | 12.5 | 10 | 30000 | 22800 | 76% | 1.84 | Residential | 592.5 | Yes | 2.37 | Both
210436264 | Mini/Multi Split | SAMSUNG | HRCU-A-CB-O | AR12CSDACWKX |  | Mini-Splits (Non-Ducted) | AR12CSDABWKN |  | 12000 | 23 |  | 13.5 | 10.5 |  | 12000 | 11400 | 95% | 12000 | 23 | 13.5 | 10.5 | 12000 | 10900 | 90.83% | 2.2 | Residential | 250 | Yes | 1 | Yes
210436265 | Mini/Multi Split | SAMSUNG | HRCU-A-CB-O | AR15CSDACWKX |  | Mini-Splits (Non-Ducted) | AR15CSDABWKN |  | 15000 | 21.5 |  | 14 | 10.8 |  | 15000 | 20400 | 136% | 15000 | 21.5 | 14 | 10.8 | 15000 | 16300 | 108.7% | 2 | Residential | 312.5 | Yes | 1.25 | Yes
210445757 | Mini/Multi Split | SAMSUNG | HRCU-A-CB-O | AR09CSDABWKX |  | Mini-Splits (Non-Ducted) | AR09CSDABWKN |  | 9000 | 24.5 |  | 15.5 | 10.5 |  | 11000 | 10000 | 90.91% | 9000 | 24.5 | 15.5 | 10.5 | 11000 | 8600 | 78.18% | 2.3 | Residential | 187.5 | Yes | 0.75 | Yes
210445758 | Mini/Multi Split | SAMSUNG | HRCU-A-CB-O | AR09CSDACWKX |  | Mini-Splits (Non-Ducted) | AR09CSDABWKN |  | 9000 | 24.5 |  | 15.5 | 10.5 |  | 11000 | 10000 | 90.91% | 9000 | 24.5 | 15.5 | 10.5 | 11000 | 8600 | 78.18% | 2.3 | Residential | 187.5 | Yes | 0.75 | Yes
210445759 | Mini/Multi Split | SAMSUNG | HRCU-A-CB-O | AR12CSDABWKX |  | Mini-Splits (Non-Ducted) | AR12CSDABWKN |  | 12000 | 23 |  | 13.5 | 10.5 |  | 12000 | 11400 | 95% | 12000 | 23 | 13.5 | 10.5 | 12000 | 10900 | 90.83% | 2.2 | Residential | 250 | Yes | 1 | Yes
210445761 | Mini/Multi Split | SAMSUNG | HRCU-A-CB-O | AR15CSDABWKX |  | Mini-Splits (Non-Ducted) | AR15CSDABWKN |  | 15000 | 21.5 |  | 14 | 10.8 |  | 15000 | 20400 | 136% | 15000 | 21.5 | 14 | 10.8 | 15000 | 16300 | 108.7% | 2 | Residential | 312.5 | Yes | 1.25 | Yes
210448881 | Mini/Multi Split | TOP LIFE | HRCU-A-CB-O | TOP-12HA2/TI23-O |  | Mini-Splits (Non-Ducted) | TOP-12HA2/TI23-I |  | 12000 | 23 |  | 13 | 10 |  | 12000 | 7600 | 63.33% | 12000 | 23 | 13 | 9.5 | 12000 | 9100 | 75.83% | 1.75 | Residential | 250 | No | 1 | Yes
210448882 | Mini/Multi Split | TOP LIFE | HRCU-A-CB-O | TOP-18HA2/TI21-O |  | Mini-Splits (Non-Ducted) | TOP-18HA2/TI21-I |  | 18000 | 21.5 |  | 13 | 10 |  | 18000 | 10000 | 55.56% | 18000 | 22 | 13 | 8.8 | 18000 | 11900 | 66.11% | 1.75 | Residential | 375 | No | 1.5 | Yes
210474671 | Mini/Multi Split | AIRDACH | HMSV-A-CB | AMSH1800VM1-D |  | Non-Ducted Indoor Units |  |  | 18000 | 21.5 |  | 12.5 | 10.6 |  | 19000 | 14400 | 75.79% | 18000 | 21 | 12.5 | 10.2 | 19000 |  |  |  | Residential | 375 | No | 1.5 | No
210474690 | Mini/Multi Split | ECOX | HRCU-A-CB-O | EDIM009H21B |  | Mini-Splits (Non-Ducted) | EDIM009H21B |  | 9000 | 21.5 |  | 12.6 | 10 |  | 10000 | 6000 | 60% | 9000 | 21.5 | 12.6 | 9.4 | 10000 | 7000 | 70% | 2 | Residential | 187.5 | Yes | 0.75 | Both
210474692 | Mini/Multi Split | ECOX | HRCU-A-CB-O | EDIM009H21A |  | Mini-Splits (Non-Ducted) | EDIM009H21A |  | 9000 | 21.5 |  | 12.5 | 10.3 |  | 10000 | 6300 | 63% | 9000 | 21.5 | 12.5 | 9.1 | 10000 | 7000 | 70% | 2.16 | Residential | 187.5 | Yes | 0.75 | Both
210476736 | Mini/Multi Split | AIRDACH | HRCU-A-CB-O | ACSH1222VM2-D |  | Mini-Splits (Non-Ducted) | AICH1200VM1-D |  | 12000 | 22 |  | 14 | 10.6 |  | 12000 | 8900 | 74.17% | 12000 | 22.7 | 14 | 10 | 12000 |  |  |  | Residential | 250 | No | 1 | No
210476737 | Mini/Multi Split | AIRDACH | HRCU-A-CB-O | ACSH1823VM2-D |  | Mini-Splits (Non-Ducted) | AICH1800VM1-D |  | 16000 | 20.5 |  | 12.5 | 11 |  | 18500 | 12000 | 64.86% | 16000 | 20.5 | 12.5 | 10.5 | 19000 |  |  |  | Residential | 332.5 | No | 1.33 | No
210485363 | Mini/Multi Split | GREE | HMSV-A-CB-O | GWHD(24)ND3NO |  | Non-Ducted Indoor Units |  |  | 23200 | 19 |  | 12.5 | 10 |  | 24000 | 23600 | 98.33% | 23200 | 19 | 12.5 | 10 | 24000 | 21600 | 90% | 2.1 | Residential | 482.5 | Yes | 1.93 | Both
210485364 | Mini/Multi Split | GREE | HMSV-A-CB-O | GWHD(30)ND3NO |  | Non-Ducted Indoor Units |  |  | 28400 | 19 |  | 12.5 | 10 |  | 30000 | 27200 | 90.67% | 28400 | 19 | 12.5 | 10 | 30000 | 22800 | 76% | 1.84 | Residential | 592.5 | Yes | 2.37 | Both
210485383 | Mini/Multi Split | TOSOT | HRCU-A-CB-O | TWH09AG25A2AO |  | Mini-Splits (Non-Ducted) | TWH09AG25A2AI |  | 9100 | 27 |  | 14.55 | 11.8 |  | 10000 | 7000 | 70% | 9100 | 27 | 14.55 | 10 | 10000 | 9900 | 99% | 1.87 | Residential | 190 | Yes | 0.76 | Yes
210485384 | Mini/Multi Split | TOSOT | HRCU-A-CB-O | TWH09AG25A2DO |  | Mini-Splits (Non-Ducted) | TWH09AG25A2DI |  | 9100 | 25.5 |  | 14.7 | 12 |  | 10500 | 7000 | 66.67% | 9100 | 25.5 | 14.7 | 10.2 | 10500 | 9100 | 86.67% | 1.86 | Residential | 190 | Yes | 0.76 | Yes
210485385 | Mini/Multi Split | TOSOT | HRCU-A-CB-O | TWH12AG25A2AO |  | Mini-Splits (Non-Ducted) | TWH12AG25A2AI |  | 12000 | 24 |  | 12.5 | 11 |  | 12000 | 7000 | 58.33% | 12000 | 24 | 12 | 9 | 12000 |  |  |  | Residential | 250 | No | 1 | No
210485386 | Mini/Multi Split | TOSOT | HRCU-A-CB-O | TWH12AG25A2DO |  | Mini-Splits (Non-Ducted) | TWH12AG25A2DI |  | 12000 | 24 |  | 12.5 | 11 |  | 12000 | 7000 | 58.33% | 12000 | 24 | 12.5 | 9 | 12000 |  |  |  | Residential | 250 | No | 1 | No
210485387 | Mini/Multi Split | TOSOT | HRCU-A-CB-O | TWH24AG25A2DO |  | Mini-Splits (Non-Ducted) | TWH24AG25A2DI |  | 22000 | 24 |  | 13 | 11 |  | 24000 | 15000 | 62.5% | 22000 | 24.5 | 13.1 | 9.5 | 24000 |  |  |  | Residential | 457.5 | No | 1.83 | No
210488260 | Mini/Multi Split | Ameristar | HMSV-A-CB-O | M4THM1924A13N** |  | Non-Ducted Indoor Units |  |  | 23200 | 19 |  | 12.5 | 10 |  | 24000 | 23600 | 98.33% | 23200 | 19 | 12.5 | 10 | 24000 | 21600 | 90% | 2.1 | Residential | 482.5 | Yes | 1.93 | Both
210488261 | Mini/Multi Split | Ameristar | HMSV-A-CB-O | M4THM1930A14N** |  | Non-Ducted Indoor Units |  |  | 28400 | 19 |  | 12.5 | 10 |  | 30000 | 27200 | 90.67% | 28400 | 19 | 12.5 | 10 | 30000 | 22800 | 76% | 1.84 | Residential | 592.5 | Yes | 2.37 | Both
210488275 | Mini/Multi Split | RUNTRU | HMSV-A-CB-O | M4THM1924A13N** |  | Non-Ducted Indoor Units |  |  | 23200 | 19 |  | 12.5 | 10 |  | 24000 | 23600 | 98.33% | 23200 | 19 | 12.5 | 10 | 24000 | 21600 | 90% | 2.1 | Residential | 482.5 | Yes | 1.93 | Both
210488276 | Mini/Multi Split | RUNTRU | HMSV-A-CB-O | M4THM1930A14N** |  | Non-Ducted Indoor Units |  |  | 28400 | 19 |  | 12.5 | 10 |  | 30000 | 27200 | 90.67% | 28400 | 19 | 12.5 | 10 | 30000 | 22800 | 76% | 1.84 | Residential | 592.5 | Yes | 2.37 | Both
210534128 | Mini/Multi Split | ACD | HMSV-A-CB-O | MPD24KCH21SB-O |  | Non-Ducted Indoor Units |  |  | 23200 | 21 |  | 12.5 | 10 |  | 24000 | 23600 | 98.33% | 23200 | 21 | 12.5 | 10 | 24000 | 21600 | 90% | 2.1 | Residential | 482.5 | Yes | 1.93 | Both
210534129 | Mini/Multi Split | ACD | HMSV-A-CB-O | MPD30KCH21SB-O |  | Non-Ducted Indoor Units |  |  | 28400 | 21 |  | 12.5 | 10 |  | 30000 | 27200 | 90.67% | 28400 | 21 | 12.5 | 10 | 30000 | 22800 | 76% | 1.84 | Residential | 592.5 | Yes | 2.37 | Both
210534142 | Mini/Multi Split | ACD | HRCU-A-CB-O | PUD09KCH25S-O |  | Mini-Splits (Non-Ducted) | PUD09KCH25S-I |  | 9100 | 25.5 |  | 14.7 | 12 |  | 10500 | 7000 | 66.67% | 9100 | 25.5 | 14.7 | 10.2 | 10500 | 9100 | 86.67% | 1.86 | Residential | 190 | Yes | 0.76 | Yes
210534143 | Mini/Multi Split | ACD | HRCU-A-CB-O | PUD12KCH24S-O |  | Mini-Splits (Non-Ducted) | PUD12KCH24S-I |  | 12000 | 24 |  | 12.5 | 11 |  | 12000 | 6300 | 52.5% | 12000 | 24 | 12.5 | 9 | 12000 |  |  |  | Residential | 250 | No | 1 | No
210534144 | Mini/Multi Split | ACD | HRCU-A-CB-O | PUD24KCH24S-O |  | Mini-Splits (Non-Ducted) | PUD24KCH24S-I |  | 22000 | 24 |  | 13 | 11 |  | 24000 | 15000 | 62.5% | 22000 | 24.5 | 13.1 | 9.5 | 24000 | 16100 | 67.08% | 1.75 | Residential | 457.5 | No | 1.83 | No
210534146 | Mini/Multi Split | BLUERIDGE | HMSV-A-CB-O | BMKH24MC |  | Non-Ducted Indoor Units |  |  | 23200 | 21 |  | 12.5 | 10 |  | 24000 | 23600 | 98.33% | 23200 | 21 | 12.5 | 10 | 24000 | 21600 | 90% | 2.1 | Residential | 482.5 | Yes | 1.93 | Both
210534147 | Mini/Multi Split | BLUERIDGE | HMSV-A-CB-O | BMKH30MC |  | Non-Ducted Indoor Units |  |  | 28400 | 21 |  | 12.5 | 10 |  | 30000 | 27200 | 90.67% | 28400 | 21 | 12.5 | 10 | 30000 | 22800 | 76% | 1.84 | Residential | 592.5 | Yes | 2.37 | Both
210534161 | Mini/Multi Split | AIRTEMP | HRCU-A-CB-O | GXH09(2.6)LSK4DH2 |  | Mini-Splits (Non-Ducted) | GHH09(2.6)LUK4DH2 |  | 9100 | 25.5 |  | 14.7 | 12 |  | 10500 | 7000 | 66.67% | 9100 | 25.5 | 14.7 | 10.2 | 10500 | 9100 | 86.67% | 1.86 | Residential | 190 | Yes | 0.76 | Yes
210534162 | Mini/Multi Split | AIRTEMP | HRCU-A-CB-O | GXH12(3.5)LSK4DH2 |  | Mini-Splits (Non-Ducted) | GHH12(3.5)LUK4DH2 |  | 12000 | 24 |  | 12.5 | 11 |  | 12000 | 6300 | 52.5% | 12000 | 24 | 12.5 | 9 | 12000 |  |  |  | Residential | 250 | No | 1 | No
210534163 | Mini/Multi Split | AIRTEMP | HRCU-A-CB-O | GXH24(7.0)LSK4DH2 |  | Mini-Splits (Non-Ducted) | GHH24(7.0)LUK4DH2 |  | 22000 | 24 |  | 13 | 11 |  | 24000 | 15000 | 62.5% | 22000 | 24.5 | 13.1 | 9.5 | 24000 | 16100 | 67.08% | 1.75 | Residential | 457.5 | No | 1.83 | No
210534170 | Mini/Multi Split | GIBSON | HRCU-A-CB-O | GXH09(2.6)LSK4DH2 |  | Mini-Splits (Non-Ducted) | GHH09(2.6)LUK4DH2 |  | 9100 | 25.5 |  | 14.7 | 12 |  | 10500 | 7000 | 66.67% | 9100 | 25.5 | 14.7 | 10.2 | 10500 | 9100 | 86.67% | 1.86 | Residential | 190 | Yes | 0.76 | Yes
210534171 | Mini/Multi Split | GIBSON | HRCU-A-CB-O | GXH12(3.5)LSK4DH2 |  | Mini-Splits (Non-Ducted) | GHH12(3.5)LUK4DH2 |  | 12000 | 24 |  | 12.5 | 11 |  | 12000 | 6300 | 52.5% | 12000 | 24 | 12.5 | 9 | 12000 |  |  |  | Residential | 250 | No | 1 | No
210534172 | Mini/Multi Split | GIBSON | HRCU-A-CB-O | GXH24(7.0)LSK4DH2 |  | Mini-Splits (Non-Ducted) | GHH24(7.0)LUK4DH2 |  | 22000 | 24 |  | 13 | 11 |  | 24000 | 15000 | 62.5% | 22000 | 24.5 | 13.1 | 9.5 | 24000 | 16100 | 67.08% | 1.75 | Residential | 457.5 | No | 1.83 | No
210568095 | Mini/Multi Split | Clearity | HRCU-A-CB-O | MOX330-12HFN1-MW5W |  | Mini-Splits (Non-Ducted) | MSEPB-12HRFN1-MW5W(GA) |  | 12000 | 25.5 |  | 14 | 13 |  | 12000 | 10000 | 83.33% | 12000 | 25.5 | 14 | 10.4 | 12000 | 12000 | 100% | 1.8 | Residential | 250 | Yes | 1 | Both
210568097 | Mini/Multi Split | Durastar | HRCU-A-CB-O | DRA1U09S1B |  | Mini-Splits (Non-Ducted) | DRAW06F1B |  | 6000 | 23.5 |  | 15 | 11 |  | 7000 | 7500 | 107.1% | 6000 | 23.5 | 15 | 12 | 7000 | 7100 | 101.4% | 1.84 | Residential | 125 | Yes | 0.5 | Both
210568098 | Mini/Multi Split | Durastar | HRCU-A-CB-O | DRA1H09S1A |  | Mini-Splits (Non-Ducted) | DRAW09F1B |  | 9000 | 25.5 |  | 15.8 | 12.5 |  | 12000 | 9300 | 77.5% | 9000 | 26.4 | 15.8 | 11.6 | 12000 | 11000 | 91.67% | 1.85 | Residential | 187.5 | Yes | 0.75 | Both
210568099 | Mini/Multi Split | Durastar | HRCU-A-CB-O | DRA1H12S1A |  | Mini-Splits (Non-Ducted) | DRAW12F1B |  | 12000 | 22 |  | 13 | 12.7 |  | 12000 | 10300 | 85.83% | 12000 | 23.1 | 13 | 10.5 | 12000 | 11000 | 91.67% | 1.88 | Residential | 250 | Yes | 1 | Both
210568100 | Mini/Multi Split | Durastar | HRCU-A-CB-O | DRA1H18S1A |  | Mini-Splits (Non-Ducted) | DRAW18F1B |  | 18000 | 21.5 |  | 13 | 11 |  | 18000 | 11100 | 61.67% | 18000 | 22 | 13 | 10.6 | 18000 | 17200 | 95.56% | 1.89 | Residential | 375 | Yes | 1.5 | Both
210568101 | Mini/Multi Split | Durastar | HRCU-A-CB-O | DRA1H24S1A |  | Mini-Splits (Non-Ducted) | DRAW24F1B |  | 23000 | 21.5 |  | 12.5 | 11.5 |  | 26000 | 18900 | 72.69% | 23000 | 22.3 | 12.5 | 10.3 | 26000 | 23000 | 88.46% | 1.8 | Residential | 480 | Yes | 1.92 | Both
210568102 | Mini/Multi Split | Durastar | HRCU-A-CB-O | DRA1U09S1B |  | Mini-Splits (Non-Ducted) | DRAL06F1A |  | 6500 | 22 |  | 14.5 | 10.6 |  | 7100 | 5700 | 80.28% | 6500 | 22 | 14.5 | 10.8 | 7100 | 8000 | 112.7% | 2 | Residential | 135 | Yes | 0.54 | Both
210568103 | Mini/Multi Split | Durastar | HRCU-A-CB-O | DRA1H09S1A |  | Mini-Splits (Non-Ducted) | DRAL09F1A |  | 9000 | 23 |  | 13 | 13.6 |  | 10900 | 9800 | 89.91% | 9000 | 24 | 13 | 12.4 | 10900 | 10500 | 96.33% | 1.8 | Residential | 187.5 | Yes | 0.75 | Both
210568104 | Mini/Multi Split | Durastar | HRCU-A-CB-O | DRA1H12S1A |  | Mini-Splits (Non-Ducted) | DRAL12F1A |  | 12000 | 22 |  | 13 | 11.3 |  | 12500 | 9500 | 76% | 12000 | 23 | 13 | 10 | 12500 | 11000 | 88% | 1.8 | Residential | 250 | Yes | 1 | Both
210568105 | Mini/Multi Split | Durastar | HRCU-A-CB-O | DRA1H18S1A |  | Mini-Splits (Non-Ducted) | DRAL18F1A |  | 16700 | 19.8 |  | 12.5 | 11.8 |  | 20000 | 14500 | 72.5% | 16700 | 19.8 | 12.5 | 11.2 | 20000 | 16700 | 83.5% | 1.93 | Residential | 347.5 | Yes | 1.39 | Both
210568106 | Mini/Multi Split | Durastar | HRCU-A-CB-O | DRA1U09S1B |  | Mini-Splits (Non-Ducted) | DRAL09F1A |  | 9000 | 22 |  | 13 | 13 |  | 11000 | 8000 | 72.73% | 9000 | 22.5 | 13 | 11.5 | 11000 | 7700 | 70% | 2.34 | Residential | 187.5 | Yes | 0.75 | Both
210568107 | Mini/Multi Split | Durastar | HRCU-A-CB-O | DRA1U12S1B |  | Mini-Splits (Non-Ducted) | DRAL12F1A |  | 12000 | 21.2 |  | 12.6 | 10.8 |  | 12500 | 7700 | 61.6% | 12000 | 22 | 12.6 | 9.8 | 12500 |  |  |  | Residential | 250 | No | 1 | No
210568108 | Mini/Multi Split | Durastar | HRCU-A-CB-O | DRA1U18S1B |  | Mini-Splits (Non-Ducted) | DRAL18F1A |  | 18000 | 21.2 |  | 12.5 | 12 |  | 19000 | 12200 | 64.21% | 18000 | 21.8 | 12.5 | 10.7 | 19000 |  |  |  | Residential | 375 | No | 1.5 | No
210568109 | Mini/Multi Split | Durastar | HRCU-A-CB-O | DRA1H12S1A |  | Mini-Splits (Non-Ducted) | DRAS12F1C |  | 12000 | 23 |  | 13.3 | 11.8 |  | 12000 | 10200 | 85% | 12000 | 24.2 | 13.3 | 10.7 | 12000 | 11900 | 99.17% | 1.99 | Residential | 250 | Yes | 1 | Both
210568110 | Mini/Multi Split | Durastar | HRCU-A-CB-O | DRA1U12S1B |  | Mini-Splits (Non-Ducted) | DRAS12F1C |  | 12000 | 23.5 |  | 13 | 13.3 |  | 12000 | 9200 | 76.67% | 12000 | 25 | 13 | 11 | 12000 | 8400 | 70% | 2.38 | Residential | 250 | Yes | 1 | Both
210568111 | Mini/Multi Split | Durastar | HRCU-A-CB-O | DRA1H09S1A |  | Mini-Splits (Non-Ducted) | DRAC09F1A |  | 9000 | 20.5 |  | 13 | 10.8 |  | 10000 | 9000 | 90% | 9000 | 20.5 | 13 | 10.3 | 9800 | 10000 | 102% | 1.8 | Residential | 187.5 | Yes | 0.75 | Both
210568112 | Mini/Multi Split | Durastar | HRCU-A-CB-O | DRA1H12S1A |  | Mini-Splits (Non-Ducted) | DRAC12F1A |  | 12000 | 21.5 |  | 12.7 | 10.6 |  | 12000 | 9900 | 82.5% | 12000 | 22.3 | 12.7 | 10.2 | 12000 | 11300 | 94.17% | 1.89 | Residential | 250 | Yes | 1 | Both
210568113 | Mini/Multi Split | Durastar | HRCU-A-CB-O | DRA1H18S1A |  | Mini-Splits (Non-Ducted) | DRAC18F1A |  | 16000 | 20 |  | 12.5 | 10.3 |  | 18000 | 15600 | 86.67% | 16000 | 20 | 12.5 | 9.5 | 17000 | 16000 | 94.12% | 1.75 | Residential | 332.5 | No | 1.33 | Both
210568115 | Mini/Multi Split | Durastar | HRCU-A-CB | DRA1H09S1A |  | Mini-Splits (Ducted) | DRAD09F1A |  | 9000 | 23 |  | 14 | 12 |  | 10000 | 10100 | 101% | 9000 | 20.2 | 13.2 | 12 | 10000 | 10800 | 108% | 1.9 | Residential | 187.5 | Yes | 0.75 | Both
210568116 | Mini/Multi Split | Durastar | HRCU-A-CB | DRA1H12S1A |  | Mini-Splits (Ducted) | DRAD12F1A |  | 12000 | 21.5 |  | 13 | 11.5 |  | 12000 | 10600 | 88.33% | 12000 | 19.5 | 11.7 | 10 | 12500 | 12100 | 96.8% | 1.96 | Residential | 250 | Yes | 1 | Both
210568117 | Mini/Multi Split | Durastar | HRCU-A-CB | DRA1H18S1A |  | Mini-Splits (Ducted) | DRAD18F1A |  | 16500 | 19.6 |  | 12.5 | 11 |  | 19000 | 15000 | 78.95% | 17000 | 18 | 11.7 | 9.5 | 19000 | 17700 | 93.16% | 1.85 | Residential | 355 | Yes | 1.42 | Both
210568118 | Mini/Multi Split | Durastar | HRCU-A-CB | DRA1H24S1A |  | Mini-Splits (Ducted) | DRAD24F1A |  | 24000 | 20.6 |  | 12.5 | 12.6 |  | 24600 | 21000 | 85.37% | 24000 | 19.2 | 12 | 10.5 | 25000 | 27000 | 108% | 2 | Residential | 500 | Yes | 2 | Both
210568119 | Mini/Multi Split | Durastar | HRCU-A-CB-O | DRA1H18S1A |  | Mini-Splits (Non-Ducted) | DRAF18F1A |  | 17000 | 20.2 |  | 12.5 | 10.6 |  | 18000 | 12000 | 66.67% | 17000 | 20.5 | 12.5 | 9.8 | 18000 | 16800 | 93.33% | 1.86 | Residential | 355 | Yes | 1.42 | Both
210568217 | Mini/Multi Split | Durastar | HMSV-A-CB | DRA4H36M1A |  | Non-Ducted Indoor Units |  |  | 36000 | 20 |  | 12.5 | 10.8 |  | 36000 | 35000 | 97.22% | 36000 | 20 | 12.5 | 9.7 | 37000 | 36000 | 97.3% | 1.9 | Residential | 750 | Yes | 3 | Both
210568237 | Mini/Multi Split | COMFORT-AIRE | HRCU-A-CB-O | A-VMH18SV-1 |  | Mini-Splits (Non-Ducted) | B-VMH18UU-1 |  | 17000 | 20.2 |  | 12.5 | 10.6 |  | 18000 | 12000 | 66.67% | 17000 | 20.5 | 12.5 | 9.8 | 18000 | 16800 | 93.33% | 1.86 | Residential | 355 | Yes | 1.42 | Both
210568238 | Mini/Multi Split | COMFORT-AIRE | HRCU-A-CB-O | A-VMH18SV-1 |  | Mini-Splits (Non-Ducted) | B-VMH18CU-1 |  | 16000 | 20 |  | 12.5 | 10.3 |  | 18000 | 15600 | 86.67% | 16000 | 20 | 12.5 | 9.5 | 17000 | 16000 | 94.12% | 1.75 | Residential | 332.5 | No | 1.33 | Both
210568239 | Mini/Multi Split | COMFORT-AIRE | HRCU-A-CB | A-VMH18SV-1 |  | Mini-Splits (Ducted) | B-VMH18DU-1 |  | 16500 | 19.6 |  | 12.5 | 11 |  | 19000 | 15000 | 78.95% | 17000 | 18 | 11.7 | 9.5 | 19000 | 17700 | 93.16% | 1.85 | Residential | 355 | Yes | 1.42 | Both
210568240 | Mini/Multi Split | COMFORT-AIRE | HRCU-A-CB-O | A-VMH12SV-1 |  | Mini-Splits (Non-Ducted) | B-VMH12CU-1 |  | 12000 | 21.5 |  | 12.7 | 10.6 |  | 12000 | 9900 | 82.5% | 12000 | 22.3 | 12.7 | 10.2 | 12000 | 11300 | 94.17% | 1.89 | Residential | 250 | Yes | 1 | Both
210568241 | Mini/Multi Split | COMFORT-AIRE | HRCU-A-CB-O | A-VMH09SV-1 |  | Mini-Splits (Non-Ducted) | B-VMH09CU-1 |  | 9000 | 20.5 |  | 13 | 10.8 |  | 10000 | 9000 | 90% | 9000 | 20.5 | 13 | 10.3 | 9800 | 10000 | 102% | 1.8 | Residential | 187.5 | Yes | 0.75 | Both
210568242 | Mini/Multi Split | COMFORT-AIRE | HRCU-A-CB-O | A-VMH12SV-1 |  | Mini-Splits (Non-Ducted) | B-VMH12FU-1 |  | 12000 | 23 |  | 13 | 11.5 |  | 12000 | 9600 | 80% | 12000 | 23.6 | 13 | 10 | 12000 | 12000 | 100% | 1.89 | Residential | 250 | Yes | 1 | Both
210568243 | Mini/Multi Split | COMFORT-AIRE | HRCU-A-CB | A-VMH24SV-1 |  | Mini-Splits (Ducted) | B-VMH24DU-1 |  | 24000 | 20.6 |  | 12.5 | 12.6 |  | 24600 | 21000 | 85.37% | 24000 | 19.2 | 12 | 10.5 | 25000 | 27000 | 108% | 2 | Residential | 500 | Yes | 2 | Both
210568245 | Mini/Multi Split | COMFORT-AIRE | HRCU-A-CB | A-VMH09SV-1 |  | Mini-Splits (Ducted) | B-VMH09DU-1 |  | 9000 | 23 |  | 14 | 12 |  | 10000 | 10100 | 101% | 9000 | 20.2 | 13.2 | 12 | 10000 | 10800 | 108% | 1.9 | Residential | 187.5 | Yes | 0.75 | Both
210568246 | Mini/Multi Split | COMFORT-AIRE | HRCU-A-CB | A-VMH12SV-1 |  | Mini-Splits (Ducted) | B-VMH12DU-1 |  | 12000 | 21.5 |  | 13 | 11.5 |  | 12000 | 10600 | 88.33% | 12000 | 19.5 | 11.7 | 10 | 12500 | 12100 | 96.8% | 1.96 | Residential | 250 | Yes | 1 | Both
210568247 | Mini/Multi Split | KERR | HRCU-A-CB | A-KMH24SV-1 |  | Mini-Splits (Ducted) | B-KMH24DU-1 |  | 24000 | 20.6 |  | 12.5 | 12.6 |  | 24600 | 21000 | 85.37% | 24000 | 19.2 | 12 | 10.5 | 25000 | 27000 | 108% | 2 | Residential | 500 | Yes | 2 | Both
210568249 | Mini/Multi Split | KERR | HRCU-A-CB-O | A-KMH09SV-1 |  | Mini-Splits (Non-Ducted) | B-KMH09CU-1 |  | 9000 | 20.5 |  | 13 | 10.8 |  | 10000 | 9000 | 90% | 9000 | 20.5 | 13 | 10.3 | 9800 | 10000 | 102% | 1.8 | Residential | 187.5 | Yes | 0.75 | Both
210568250 | Mini/Multi Split | KERR | HRCU-A-CB-O | A-KMH18SV-1 |  | Mini-Splits (Non-Ducted) | B-KMH18UU-1 |  | 17000 | 20.2 |  | 12.5 | 10.6 |  | 18000 | 12000 | 66.67% | 17000 | 20.5 | 12.5 | 9.8 | 18000 | 16800 | 93.33% | 1.86 | Residential | 355 | Yes | 1.42 | Both
210568251 | Mini/Multi Split | KERR | HRCU-A-CB-O | A-KMH12SV-1 |  | Mini-Splits (Non-Ducted) | B-KMH12FU-1 |  | 12000 | 23 |  | 13 | 11.5 |  | 12000 | 9600 | 80% | 12000 | 23.6 | 13 | 10 | 12000 | 12000 | 100% | 1.89 | Residential | 250 | Yes | 1 | Both
210568253 | Mini/Multi Split | KERR | HRCU-A-CB | A-KMH18SV-1 |  | Mini-Splits (Ducted) | B-KMH18DU-1 |  | 16500 | 19.6 |  | 12.5 | 11 |  | 19000 | 15000 | 78.95% | 17000 | 18 | 11.7 | 9.5 | 19000 | 17700 | 93.16% | 1.85 | Residential | 355 | Yes | 1.42 | Both
210568254 | Mini/Multi Split | KERR | HRCU-A-CB-O | A-KMH18SV-1 |  | Mini-Splits (Non-Ducted) | B-KMH18CU-1 |  | 16000 | 20 |  | 12.5 | 10.3 |  | 18000 | 15600 | 86.67% | 16000 | 20 | 12.5 | 9.5 | 17000 | 16000 | 94.12% | 1.75 | Residential | 332.5 | No | 1.33 | Both
210568255 | Mini/Multi Split | KERR | HRCU-A-CB | A-KMH09SV-1 |  | Mini-Splits (Ducted) | B-KMH09DU-1 |  | 9000 | 23 |  | 14 | 12 |  | 10000 | 10100 | 101% | 9000 | 20.2 | 13.2 | 12 | 10000 | 10800 | 108% | 1.9 | Residential | 187.5 | Yes | 0.75 | Both
210568256 | Mini/Multi Split | KERR | HRCU-A-CB-O | A-KMH12SV-1 |  | Mini-Splits (Non-Ducted) | B-KMH12CU-1 |  | 12000 | 21.5 |  | 12.7 | 10.6 |  | 12000 | 9900 | 82.5% | 12000 | 22.3 | 12.7 | 10.2 | 12000 | 11300 | 94.17% | 1.89 | Residential | 250 | Yes | 1 | Both
210568257 | Mini/Multi Split | KERR | HRCU-A-CB | A-KMH12SV-1 |  | Mini-Splits (Ducted) | B-KMH12DU-1 |  | 12000 | 21.5 |  | 13 | 11.5 |  | 12000 | 10600 | 88.33% | 12000 | 19.5 | 11.7 | 10 | 12500 | 12100 | 96.8% | 1.96 | Residential | 250 | Yes | 1 | Both
210586146 | Mini/Multi Split | ECO AC | HRCU-A-CB-O | EHH-O09BB |  | Mini-Splits (Non-Ducted) | EHH-C09BA |  | 9000 | 20 |  | 13 | 10.5 |  | 10000 | 7500 | 75% | 9000 | 20 | 13 | 10 | 10000 | 7400 | 74% | 1.9 | Residential | 187.5 | Yes | 0.75 | Both
210586147 | Mini/Multi Split | ECO AC | HRCU-A-CB-O | EHH-O12BB |  | Mini-Splits (Non-Ducted) | EHH-C12BA |  | 12000 | 22 |  | 14 | 10.6 |  | 12000 | 8900 | 74.17% | 12000 | 22.7 | 14 | 10 | 12000 |  |  |  | Residential | 250 | No | 1 | No
210586148 | Mini/Multi Split | ECO AC | HRCU-A-CB-O | EHH-O18BB |  | Mini-Splits (Non-Ducted) | EHH-C18BA |  | 16000 | 20.5 |  | 12.5 | 11 |  | 18500 | 12000 | 64.86% | 16000 | 20.5 | 12.5 | 10.5 | 19000 |  |  |  | Residential | 332.5 | No | 1.33 | No
210586149 | Mini/Multi Split | ECO AC | HRCU-A-CB-O | EHH-O24BB |  | Mini-Splits (Non-Ducted) | EHH-C24BB |  | 24000 | 20.3 |  | 12.5 | 10.6 |  | 24600 | 14500 | 58.94% | [8 empty] | Residential | 500 | No | 2
210586157 | Mini/Multi Split | ECO AC | HMSV-A-CB | EMH-4O36BBH |  | Non-Ducted Indoor Units |  |  | 36000 | 20 |  | 12.5 | 10.8 |  | 36000 | 35000 | 97.22% | 36000 | 20 | 12.5 | 9.7 | 37000 | 36000 | 97.3% | 1.9 | Residential | 750 | Yes | 3 | Both
210605759 | Mini/Multi Split | GREE | HRCU-A-CB-O | GWH18AGDXF-D3DNA1A/O |  | Mini-Splits (Non-Ducted) | GWH18AGDXF-D3DN***/I |  | 18000 | 23 |  | 13 | 11 |  | 18000 | 11000 | 61.11% | 18000 | 23.5 | 13 | 9 | 18000 |  |  |  | Residential | 375 | No | 1.5
210605801 | Mini/Multi Split | Conforto | HRCU-A-CB-O | MHSZ106DA |  | Mini-Splits (Non-Ducted) | MHWAL06DA |  | 6000 | 26.5 |  | 15.8 | 14 |  | 7000 | 8500 | 121.4% | 6000 | 26.5 | 15.8 | 13.6 | 7000 | 7500 | 107.1% | 2.1 | Residential | 125 | Yes | 0.5 | Both
210605802 | Mini/Multi Split | Conforto | HRCU-A-CB-O | MHSZ109DA |  | Mini-Splits (Non-Ducted) | MHWAL09DA |  | 9000 | 28.1 |  | 16.2 | 13 |  | 11800 | 9500 | 80.51% | 9000 | 28.1 | 16.2 | 11.5 | 12000 | 10600 | 88.33% | 2 | Residential | 187.5 | Yes | 0.75 | Both
210605803 | Mini/Multi Split | Conforto | HRCU-A-CB-O | MHSZ112DA |  | Mini-Splits (Non-Ducted) | MHWAL12DA |  | 12000 | 25.5 |  | 14 | 13 |  | 12000 | 10000 | 83.33% | 12000 | 25.5 | 14 | 10.4 | 12000 | 12000 | 100% | 1.8 | Residential | 250 | Yes | 1 | Both
210605804 | Mini/Multi Split | Conforto | HRCU-A-CB-O | MHSZ118DA |  | Mini-Splits (Non-Ducted) | MHWAL18DA |  | 18000 | 21.5 |  | 12.5 | 13 |  | 18000 | 15000 | 83.33% | 18000 | 21.5 | 12.5 | 11.3 | 18000 | 18000 | 100% | 1.8 | Residential | 375 | Yes | 1.5 | Both
210605805 | Mini/Multi Split | Conforto | HRCU-A-CB-O | MHSZ124DA |  | Mini-Splits (Non-Ducted) | MHWAL24DA |  | 24000 | 21.5 |  | 13 | 12 |  | 29000 | 21200 | 73.1% | 24000 | 21.5 | 13 | 11.4 | 29000 | 25000 | 86.21% | 2.21 | Residential | 500 | Yes | 2 | Both
210605806 | Mini/Multi Split | Conforto | HRCU-A-CB-O | MHSZ109DA |  | Mini-Splits (Non-Ducted) | MHCAS09DA |  | 9000 | 20.5 |  | 13 | 10.8 |  | 10000 | 9000 | 90% | 9000 | 20.5 | 13 | 10.3 | 9800 | 10000 | 102% | 1.8 | Residential | 187.5 | Yes | 0.75 | Both
210605807 | Mini/Multi Split | Conforto | HRCU-A-CB-O | MHSZ112DA |  | Mini-Splits (Non-Ducted) | MHCAS12DA |  | 12000 | 21.5 |  | 12.7 | 10.6 |  | 12000 | 9900 | 82.5% | 12000 | 22.3 | 12.7 | 10.2 | 12000 | 11300 | 94.17% | 1.89 | Residential | 250 | Yes | 1 | Both
210605808 | Mini/Multi Split | Conforto | HRCU-A-CB-O | MHSZ118DA |  | Mini-Splits (Non-Ducted) | MHCAS18DA |  | 16000 | 20 |  | 12.5 | 10.3 |  | 18000 | 15600 | 86.67% | 16000 | 20 | 12.5 | 9.5 | 17000 | 16000 | 94.12% | 1.75 | Residential | 332.5 | No | 1.33 | Both
210605810 | Mini/Multi Split | Conforto | HMSV-A-CB | MHMZ218DA |  | Non-Ducted Indoor Units |  |  | 19000 | 22 |  | 12.5 | 10.2 |  | 20000 | 15000 | 75% | 19000 | 22 | 12.5 | 9.8 | 20000 | 19700 | 98.5% | 1.9 | Residential | 395 | Yes | 1.58 | Both
210605813 | Mini/Multi Split | Conforto | HMSV-A-CB | MHMZ327DA |  | Non-Ducted Indoor Units |  |  | 28000 | 22.5 |  | 12.5 | 11.3 |  | 28000 | 26600 | 95% | 28000 | 23 | 12.5 | 10.6 | 28000 | 25000 | 89.29% | 1.8 | Residential | 582.5 | Yes | 2.33 | Both
210605816 | Mini/Multi Split | Conforto | HMSV-A-CB | MHMZ436DA |  | Non-Ducted Indoor Units |  |  | 36000 | 21.8 |  | 13.6 | 11 |  | 36400 | 33000 | 90.66% | 36000 | 22.2 | 13.6 | 10.3 | 37000 | 36000 | 97.3% | 1.9 | Residential | 750 | Yes | 3 | Both
210627716 | Mini/Multi Split | WABBAN | HRCU-A-CB-O | BB09HXP2A1DO |  | Mini-Splits (Non-Ducted) | BB09HXP2A1DI |  | 9100 | 25.5 |  | 14.7 | 12 |  | 10500 | 7000 | 66.67% | 9100 | 25.5 | 14.7 | 10.2 | 10500 | 9100 | 86.67% | 1.86 | Residential | 190 | Yes | 0.76 | Yes
210627717 | Mini/Multi Split | WABBAN | HRCU-A-CB-O | BB12HXP2A1DO |  | Mini-Splits (Non-Ducted) | BB12HXP2A1DI |  | 12000 | 24 |  | 12.5 | 11 |  | 12000 | 7000 | 58.33% | 12000 | 24 | 12.5 | 9 | 12000 |  |  |  | Residential | 250 | No | 1 | No
210627718 | Mini/Multi Split | WABBAN | HRCU-A-CB-O | BB24HXP2A1DO |  | Mini-Splits (Non-Ducted) | BB24HXP2A1DI |  | 22000 | 24 |  | 13 | 11 |  | 24000 | 15000 | 62.5% | 22000 | 24.5 | 13.1 | 9.5 | 24000 | 16100 | 67.08% | 1.75 | Residential | 457.5 | No | 1.83 | No
210627719 | Mini/Multi Split | WABBAN | HRCU-A-CB-O | BB18HXP2A1DO |  | Mini-Splits (Non-Ducted) | BB18HXP2A1DI |  | 18000 | 23 |  | 13 | 11 |  | 18000 | 11000 | 61.11% | 18000 | 23.5 | 13 | 9 | 18000 |  |  |  | Residential | 375 | No | 1.5
210644030 | Mini/Multi Split | MDV | HRCU-A-CB-O | MOX230-12HFN1-BW0W-L |  | Mini-Splits (Non-Ducted) | MSEPB-12HRFN1-BW0W |  | 12000 | 23 |  | 13 | 11.6 |  | 12100 | 8400 | 69.42% | 12000 | 23.5 | 12.8 | 10 | 12000 |  |  |  | Residential | 250 | No | 1 | No
210644031 | Mini/Multi Split | MDV | HRCU-A-CB-O | MOX230-09HFN1-MW5W-L |  | Mini-Splits (Non-Ducted) | MSEPB-09HRFN1-MY5W(GA) |  | 9000 | 25.5 |  | 15 | 12.2 |  | 10000 | 8500 | 85% | 9000 | 25.5 | 15 | 11.9 | 10000 | 7500 | 75% | 2.17 | Residential | 187.5 | Yes | 0.75 | Both
210644033 | Mini/Multi Split | MDV | HRCU-A-CB | MOX230-09HFN1-MW5W-L |  | Mini-Splits (Ducted) | MTIU-09HWFN1-M |  | 9000 | 21 |  | 13.5 | 11.5 |  | 10000 | 7700 | 77% | 9000 | 19.2 | 12.5 | 10 | 10000 | 8000 | 80% | 2.1 | Residential | 187.5 | Yes | 0.75 | Both
210644036 | Mini/Multi Split | MDV | HRCU-A-CB-O | MOX230-09HFN1-MW5W-L |  | Mini-Splits (Non-Ducted) | MCA3U-09HRFN1-M(C) |  | 9000 | 20 |  | 13 | 10.5 |  | 10000 | 7500 | 75% | 8900 | 20 | 13 | 10 | 10000 | 7400 | 74% | 1.9 | Residential | 185 | Yes | 0.74 | Both
210644038 | Mini/Multi Split | MDV | HRCU-A-CB-O | MOD30-24HFN1-MU0W-L |  | Mini-Splits (Non-Ducted) | MSEPD-24HRFN1-MU0W |  | 24000 | 21.5 |  | 13 | 12 |  | 29000 | 21200 | 73.1% | 24000 | 21.5 | 13 | 11.4 | 29000 | 25000 | 86.21% | 2.21 | Residential | 500 | Yes | 2 | Both
210644039 | Mini/Multi Split | MDV | HRCU-A-CB | MOD30-24HFN1-MU0W-L |  | Mini-Splits (Ducted) | MTIU-24HWFN1-M |  | 24000 | 20.6 |  | 12.5 | 12.6 |  | 24600 | 21000 | 85.37% | 24000 | 19.2 | 12 | 10.5 | 25000 | 27000 | 108% | 2 | Residential | 500 | Yes | 2 | Both
210644050 | Mini/Multi Split | MDV | HMSV-A-CB | M2OA-18HFN1-M-L |  | Non-Ducted Indoor Units |  |  | 18000 | 22.5 |  | 13.3 | 10.6 |  | 19000 | 14300 | 75.26% | 17800 | 22.9 | 13.9 | 10.5 | 19000 |  |  |  | Residential | 370 | No | 1.48 | No
210644052 | Mini/Multi Split | MDV | HMSV-A-CB | M5OG-48HFN1-M-L |  | Non-Ducted Indoor Units |  |  | 48000 | 22.4 |  | 12.5 | 11 |  | 48000 | 34000 | 70.83% | 48000 | 23.4 | 12.3 | 8.7 | 48000 |  |  |  | Residential | 1000 | No | 4 | No
210644055 | Mini/Multi Split | MDV | HMSV-A-CB | M2OI-18HFN1-M-L |  | Non-Ducted Indoor Units |  |  | 19000 | 22 |  | 12.5 | 10.2 |  | 20000 | 15000 | 75% | 19000 | 21.7 | 12.5 | 9.8 | 20000 | 19700 | 98.5% | 1.9 | Residential | 395 | Yes | 1.58 | Both
210644056 | Mini/Multi Split | MDV | HMSV-A-CB | M4OI-36HFN1-M-L |  | Non-Ducted Indoor Units |  |  | 36000 | 21.8 |  | 13.6 | 11 |  | 36400 | 33000 | 90.66% | 36000 | 22.2 | 13.6 | 10.3 | 37000 | 36000 | 97.3% | 1.9 | Residential | 750 | Yes | 3 | Both
210644064 | Mini/Multi Split | MDV | HMSV-A-CB | M2OA-18HFN1-M-L |  | Mixed Ducted and Non-Ducted Indoor Units |  |  | 18000 | 20.75 |  | 12.65 | 10.7 |  | 19000 | 14500 | 76.32% | [8 empty] | Residential | 375 | No | 1.5 | No
210665602 | Mini/Multi Split | LENNOX | HRCU-A-CB-O | MPC012S4S-1L |  | Mini-Splits (Non-Ducted) | MWMC012S4* |  | 12000 | 23 |  | 13 | 11.6 |  | 12100 | 8400 | 69.42% | 12000 | 23.5 | 12.8 | 10 | 12000 |  |  |  | Residential | 250 | No | 1 | No
210665603 | Mini/Multi Split | LENNOX | HRCU-A-CB-O | MPC009S4S-1P |  | Mini-Splits (Non-Ducted) | MWMC009S4* |  | 9000 | 25.5 |  | 15 | 12.2 |  | 10000 | 8500 | 85% | 9000 | 25.5 | 15 | 11.9 | 10000 | 7500 | 75% | 2.17 | Residential | 187.5 | Yes | 0.75 | Both
210665604 | Mini/Multi Split | LENNOX | HRCU-A-CB-O | MPC012S4S-1P |  | Mini-Splits (Non-Ducted) | MWMC012S4* |  | 12000 | 23.2 |  | 13.7 | 13.2 |  | 12000 | 9000 | 75% | 12000 | 24.6 | 13.7 | 10.7 | 12000 |  |  |  | Residential | 250 | No | 1 | No
210665605 | Mini/Multi Split | LENNOX | HRCU-A-CB-O | MPC018S4S-1P |  | Mini-Splits (Non-Ducted) | MWMC018S4* |  | 18000 | 22.6 |  | 12.5 | 12 |  | 19000 | 14900 | 78.42% | 18000 | 23.5 | 12.4 | 10.7 | 19000 |  |  |  | Residential | 375 | No | 1.5 | No
210665606 | Mini/Multi Split | LENNOX | HRCU-A-CB-O | MPC024S4S-1P |  | Mini-Splits (Non-Ducted) | MWMC024S4* |  | 24000 | 22 |  | 14 | 12 |  | 25000 | 16200 | 64.8% | 24000 | 22 | 14 | 9.9 | 25000 |  |  |  | Residential | 500 | No | 2 | No
210665610 | Mini/Multi Split | LENNOX | HRCU-A-CB | MPC009S4S-1P |  | Mini-Splits (Ducted) | MMDB009S4* |  | 9000 | 21 |  | 13.5 | 11.5 |  | 10000 | 7700 | 77% | 9000 | 19.2 | 12.5 | 10 | 10000 | 8000 | 80% | 2.1 | Residential | 187.5 | Yes | 0.75 | Both
210665611 | Mini/Multi Split | LENNOX | HRCU-A-CB | MPC012S4S-1P |  | Mini-Splits (Ducted) | MMDB012S4* |  | 12000 | 21.5 |  | 12.5 | 10.5 |  | 12000 | 9300 | 77.5% | 11500 | 18.8 | 11.7 | 10.3 | 12000 | 8400 | 70% | 2.26 | Residential | 240 | Yes | 0.96 | Both
210665612 | Mini/Multi Split | LENNOX | HRCU-A-CB | MPC018S4S-1P |  | Mini-Splits (Ducted) | MMDB018S4* |  | 17800 | 20.5 |  | 12.5 | 11 |  | 20000 | 12600 | 63% | 17000 | 20 | 12.3 | 10.5 | 20000 |  |  |  | Residential | 355 | No | 1.42 | No
210665613 | Mini/Multi Split | LENNOX | HRCU-A-CB | MPC024S4S-1P |  | Mini-Splits (Ducted) | MMDB024S4* |  | 24000 | 21.5 |  | 12.6 | 11.2 |  | 24600 | 20000 | 81.3% | 23000 | 19 | 12.3 | 11 | 25000 | 20000 | 80% | 2.3 | Residential | 480 | Yes | 1.92 | Both
210665616 | Mini/Multi Split | LENNOX | HRCU-A-CB-O | MPC012S4S-1P |  | Mini-Splits (Non-Ducted) | MFMA012S4* |  | 12000 | 21.5 |  | 13 | 10 |  | 12000 | 9000 | 75% | 12000 | 22.7 | 13 | 10.2 | 12000 | 8400 | 70% | 2.26 | Residential | 250 | Yes | 1 | Both
210665617 | Mini/Multi Split | LENNOX | HRCU-A-CB-O | MPC018S4S-1P |  | Mini-Splits (Non-Ducted) | MCFB018S4* |  | 18000 | 21.5 |  | 12.5 | 10.5 |  | 20000 | 12800 | 64% | 18000 | 23 | 12.5 | 9.9 | 20000 |  |  |  | Residential | 375 | No | 1.5 | No
210665618 | Mini/Multi Split | LENNOX | HRCU-A-CB-O | MPC024S4S-1P |  | Mini-Splits (Non-Ducted) | MCFA024S4* |  | 24000 | 20 |  | 12.5 | 11.2 |  | 24000 | 16000 | 66.67% | 24000 | 21.2 | 12.5 | 10.2 | 24000 | 18200 | 75.83% | 2.2 | Residential | 500 | Yes | 2 | Both
210665621 | Mini/Multi Split | LENNOX | HRCU-A-CB-O | MPC009S4S-1P |  | Mini-Splits (Non-Ducted) | M22A009S4* |  | 9000 | 20 |  | 13 | 10.5 |  | 10000 | 7500 | 75% | 8900 | 20 | 13 | 10 | 10000 | 7400 | 74% | 1.9 | Residential | 185 | Yes | 0.74 | Both
210665622 | Mini/Multi Split | LENNOX | HRCU-A-CB-O | MPC012S4S-1P |  | Mini-Splits (Non-Ducted) | M22A012S4* |  | 12000 | 22 |  | 14 | 10.6 |  | 12000 | 8900 | 74.17% | 11800 | 22.7 | 13.9 | 9.9 | 12000 |  |  |  | Residential | 245 | No | 0.98 | No
210665623 | Mini/Multi Split | LENNOX | HRCU-A-CB-O | MPC018S4S-1P |  | Mini-Splits (Non-Ducted) | M22A018S4* |  | 16000 | 20.5 |  | 12.5 | 11 |  | 18500 | 12000 | 64.86% | 16000 | 20.5 | 12.5 | 10.4 | 19000 |  |  |  | Residential | 332.5 | No | 1.33 | No
210665624 | Mini/Multi Split | LENNOX | HRCU-A-CB-O | MPC024S4S-1P |  | Mini-Splits (Non-Ducted) | M33C024S4* |  | 24000 | 20.7 |  | 12.5 | 10 |  | 25000 | 19000 | 76% | 23600 | 21.5 | 12.3 | 9.6 | 26000 | 18500 | 71.15% | 2.2 | Residential | 492.5 | Yes | 1.97 | Both
210665627 | Mini/Multi Split | LENNOX | HRCU-A-CB-O | MLB009S4S-1P |  | Mini-Splits (Non-Ducted) | MWMC009S4* |  | 9000 | 28.1 |  | 16.2 | 12.5 |  | 11800 | 9500 | 80.51% | 9000 | 28.1 | 16.2 | 11.5 | 12000 | 10600 | 88.33% | 2 | Residential | 187.5 | Yes | 0.75 | Both
210665628 | Mini/Multi Split | LENNOX | HRCU-A-CB-O | MLB012S4S-1P |  | Mini-Splits (Non-Ducted) | MWMC012S4* |  | 12000 | 25.5 |  | 13.5 | 13 |  | 12000 | 10000 | 83.33% | 12000 | 25.5 | 13.5 | 10.4 | 12000 | 12000 | 100% | 1.8 | Residential | 250 | Yes | 1 | Both
210665629 | Mini/Multi Split | LENNOX | HRCU-A-CB-O | MLB018S4S-1P |  | Mini-Splits (Non-Ducted) | MWMC018S4* |  | 18000 | 21.5 |  | 12.5 | 13 |  | 18000 | 15000 | 83.33% | 18000 | 21.5 | 12.5 | 11.2 | 18000 | 18000 | 100% | 1.8 | Residential | 375 | Yes | 1.5 | Both
210665630 | Mini/Multi Split | LENNOX | HRCU-A-CB-O | MLB024S4S-1P |  | Mini-Splits (Non-Ducted) | MWMC024S4* |  | 24000 | 21.5 |  | 13 | 12 |  | 29000 | 21200 | 73.1% | 24000 | 21.5 | 13 | 11.4 | 29000 | 25000 | 86.21% | 2.21 | Residential | 500 | Yes | 2 | Both
210665631 | Mini/Multi Split | LENNOX | HRCU-A-CB | MLB009S4S-1P |  | Mini-Splits (Ducted) | MMDB009S4* |  | 9000 | 23 |  | 14 | 12 |  | 10000 | 10100 | 101% | 8800 | 20.2 | 13.2 | 12 | 10000 | 10800 | 108% | 1.9 | Residential | 182.5 | Yes | 0.73 | Both
210665632 | Mini/Multi Split | LENNOX | HRCU-A-CB | MLB012S4S-1P |  | Mini-Splits (Ducted) | MMDB012S4* |  | 12000 | 21.5 |  | 13 | 11.5 |  | 12000 | 10600 | 88.33% | 11800 | 19.5 | 11.7 | 10 | 12500 | 12100 | 96.8% | 1.96 | Residential | 245 | Yes | 0.98 | Both
210665633 | Mini/Multi Split | LENNOX | HRCU-A-CB | MLB018S4S-1P |  | Mini-Splits (Ducted) | MMDB018S4* |  | 16500 | 19.6 |  | 12.5 | 11 |  | 19000 | 15000 | 78.95% | 17000 | 18 | 11.7 | 9.2 | 19000 | 17700 | 93.16% | 1.85 | Residential | 355 | Yes | 1.42 | Both
210665634 | Mini/Multi Split | LENNOX | HRCU-A-CB | MLB024S4S-1P |  | Mini-Splits (Ducted) | MMDB024S4* |  | 24000 | 20.6 |  | 12.5 | 12.6 |  | 24600 | 21000 | 85.37% | 24000 | 19.2 | 12 | 10.5 | 25000 | 27000 | 108% | 2 | Residential | 500 | Yes | 2 | Both
210665637 | Mini/Multi Split | LENNOX | HRCU-A-CB-O | MLB012S4S-1P |  | Mini-Splits (Non-Ducted) | MFMA012S4* |  | 12000 | 23 |  | 13 | 11.5 |  | 12000 | 9600 | 80% | 12000 | 23.6 | 13 | 10 | 12000 | 12000 | 100% | 1.89 | Residential | 250 | Yes | 1 | Both
210665638 | Mini/Multi Split | LENNOX | HRCU-A-CB-O | MLB018S4S-1P |  | Mini-Splits (Non-Ducted) | MCFB018S4* |  | 17000 | 20.2 |  | 12.5 | 10.5 |  | 18000 | 12000 | 66.67% | 17000 | 20.5 | 12.5 | 9.8 | 18000 | 16800 | 93.33% | 1.86 | Residential | 355 | Yes | 1.42 | Both
210665642 | Mini/Multi Split | LENNOX | HRCU-A-CB-O | MLB009S4S-1P |  | Mini-Splits (Non-Ducted) | M22A009S4* |  | 9000 | 20.5 |  | 13 | 10.8 |  | 10000 | 9000 | 90% | 9000 | 20.5 | 13 | 10.2 | 9800 | 10000 | 102% | 1.8 | Residential | 187.5 | Yes | 0.75 | Both
210665643 | Mini/Multi Split | LENNOX | HRCU-A-CB-O | MLB012S4S-1P |  | Mini-Splits (Non-Ducted) | M22A012S4* |  | 12000 | 21.5 |  | 12.7 | 10.6 |  | 12000 | 9900 | 82.5% | 12000 | 22.3 | 12.7 | 10.2 | 12000 | 11300 | 94.17% | 1.89 | Residential | 250 | Yes | 1 | Both
210665644 | Mini/Multi Split | LENNOX | HRCU-A-CB-O | MLB018S4S-1P |  | Mini-Splits (Non-Ducted) | M22A018S4* |  | 16000 | 20 |  | 12.5 | 10.3 |  | 18000 | 15600 | 86.67% | 15700 | 20 | 12.5 | 9.5 | 17000 | 16000 | 94.12% | 1.75 | Residential | 327.5 | No | 1.31 | Both
210665648 | Mini/Multi Split | LENNOX | HRCU-A-CB-O | MHB009S4S-1L |  | Mini-Splits (Non-Ducted) | MWHB009S4* |  | 9000 | 21.5 |  | 12.5 | 10.3 |  | 10000 | 6300 | 63% | 9000 | 21.5 | 12.5 | 9.1 | 10000 | 7000 | 70% | 2.16 | Residential | 187.5 | Yes | 0.75 | Both
210665650 | Mini/Multi Split | LENNOX | HRCU-A-CB-O | MHB009S4S-1P |  | Mini-Splits (Non-Ducted) | MWHB009S4* |  | 9000 | 21.5 |  | 12.6 | 10 |  | 10000 | 6000 | 60% | 9000 | 21.5 | 12.6 | 9.4 | 10000 | 7000 | 70% | 2 | Residential | 187.5 | Yes | 0.75 | Both
210665985 | Mini/Multi Split | C&H | HRCU-A-CB-O | CH-ES09-115VO |  | Mini-Splits (Non-Ducted) | CH-B09OLVWM-115VI |  | 9000 | 23 |  | 13.8 | 11 |  | 9200 | 5900 | 64.13% | 9000 | 23 | 13.8 | 9.8 | 10000 |  |  |  | Residential | 187.5 | No | 0.75 | No
210665986 | Mini/Multi Split | C&H | HRCU-A-CB-O | CH-ES12-115VO |  | Mini-Splits (Non-Ducted) | CH-B12OLVWM-115VI |  | 12000 | 22 |  | 12.5 | 11.5 |  | 12000 | 8900 | 74.17% | 12000 | 22.7 | 12.5 | 10.4 | 12000 |  |  |  | Residential | 250 | No | 1 | No
210665987 | Mini/Multi Split | C&H | HRCU-A-CB-O | CH-HPR06F9-230VO |  | Mini-Splits (Non-Ducted) | CH-B06MOLVWM-230VI |  | 6000 | 23.5 |  | 15 | 11 |  | 7000 | 7500 | 107.1% | 6000 | 23.5 | 15 | 12 | 7000 | 7100 | 101.4% | 1.84 | Residential | 125 | Yes | 0.5 | Both
210665988 | Mini/Multi Split | C&H | HRCU-A-CB-O | CH-ES09-230VO |  | Mini-Splits (Non-Ducted) | CH-B09MOLVWM-230VI |  | 9000 | 24 |  | 14.7 | 12.7 |  | 10000 | 8100 | 81% | 9000 | 24 | 14.7 | 11.6 | 10000 | 7500 | 75% | 2.25 | Residential | 187.5 | Yes | 0.75 | Both
210665989 | Mini/Multi Split | C&H | HRCU-A-CB-O | CH-ES12-230VO |  | Mini-Splits (Non-Ducted) | CH-B12MOLVWM-230VI |  | 12000 | 22.2 |  | 13 | 11 |  | 12000 | 10000 | 83.33% | 12000 | 23.1 | 13 | 10.8 | 12000 | 8400 | 70% | 2.41 | Residential | 250 | Yes | 1 | Both
210665990 | Mini/Multi Split | C&H | HRCU-A-CB-O | CH-ES18-230VO |  | Mini-Splits (Non-Ducted) | CH-B18MOLVWM-230VI |  | 18000 | 24 |  | 13.5 | 11.6 |  | 18000 | 14100 | 78.33% | 18000 | 24 | 13.5 | 10.5 | 18000 | 12800 | 71.11% | 2.44 | Residential | 375 | Yes | 1.5 | Both
210665991 | Mini/Multi Split | C&H | HRCU-A-CB-O | CH-ES24-230VO |  | Mini-Splits (Non-Ducted) | CH-B24MOLVWM-230VI |  | 24000 | 21 |  | 13 | 10 |  | 26000 | 17400 | 66.92% | 24000 | 21 | 13 | 8.5 | 26000 |  |  |  | Residential | 500 | No | 2 | No
210665992 | Mini/Multi Split | C&H | HRCU-A-CB-O | CH-HPR09-230VO |  | Mini-Splits (Non-Ducted) | CH-B09MOLVWM-230VI |  | 9000 | 25.5 |  | 15.8 | 12.5 |  | 12000 | 9300 | 77.5% | 9000 | 26.4 | 15.8 | 11.6 | 12000 | 11000 | 91.67% | 1.85 | Residential | 187.5 | Yes | 0.75 | Both
210665993 | Mini/Multi Split | C&H | HRCU-A-CB-O | CH-HPR12-230VO |  | Mini-Splits (Non-Ducted) | CH-B12MOLVWM-230VI |  | 12000 | 22 |  | 13 | 12.7 |  | 12000 | 10300 | 85.83% | 12000 | 23.1 | 13 | 10.5 | 12000 | 11000 | 91.67% | 1.88 | Residential | 250 | Yes | 1 | Both
210665994 | Mini/Multi Split | C&H | HRCU-A-CB-O | CH-HPR18-230VO |  | Mini-Splits (Non-Ducted) | CH-B18MOLVWM-230VI |  | 18000 | 21.5 |  | 13 | 11 |  | 18000 | 11100 | 61.67% | 18000 | 22 | 13 | 10.6 | 18000 | 17200 | 95.56% | 1.89 | Residential | 375 | Yes | 1.5 | Both
210665995 | Mini/Multi Split | C&H | HRCU-A-CB-O | CH-HPR24-230VO |  | Mini-Splits (Non-Ducted) | CH-B24MOLVWM-230VI |  | 23000 | 21.5 |  | 12.5 | 11.5 |  | 26000 | 18900 | 72.69% | 23000 | 22.3 | 12.5 | 10.3 | 26000 | 23000 | 88.46% | 1.8 | Residential | 480 | Yes | 1.92 | Both
210665996 | Mini/Multi Split | C&H | HRCU-A-CB-O | CH-ES06-115VO |  | Mini-Splits (Non-Ducted) | CH-06OLVWM-115VI |  | 6000 | 23 |  | 13.8 | 11 |  | 7000 | 5900 | 84.29% | 6000 | 23 | 13.8 | 9.8 | 7000 |  |  |  | Residential | 125 | No | 0.5 | No
210665999 | Mini/Multi Split | GREE | HRCU-A-CB-O | 3VIR18HP230V1BO |  | Mini-Splits (Non-Ducted) | 3VIR18HP230V1AH |  | 18000 | 23 |  | 13 | 11 |  | 18000 | 11000 | 61.11% | 18000 | 23.5 | 13 | 9 | 18000 |  |  |  | Residential | 375 | No | 1.5
210720783 | Mini/Multi Split | Classic America | HRCU-A-CB-O | MSCT-09HAC1-O |  | Mini-Splits (Non-Ducted) | MSCT-09HAC1-I |  | 9000 | 22 |  | 12.5 | 10 |  | 9500 | 5900 | 62.11% | 9000 | 23 | 12.5 | 9 | 9500 | 7000 | 73.68% | 1.75 | Residential | 187.5 | No | 0.75 | Yes
210720784 | Mini/Multi Split | Classic America | HRCU-A-CB-O | MSCT-24HAC2-O |  | Mini-Splits (Non-Ducted) | MSCT-24HAC2-I |  | 23000 | 20 |  | 12.5 | 10 |  | 24000 | 13900 | 57.92% | 23000 | 20 | 12.5 | 8.8 | 24000 | 16000 | 66.67% | 1.75 | Residential | 480 | No | 1.92 | Yes
210721453 | Mini/Multi Split | AUFIT | HRCU-A-CB-O | ASW-H24F4D2/ *R3DI-C6 |  | Mini-Splits (Non-Ducted) | ASW-H24F4D2/ *R3DI-C6 |  | 22000 | 21 |  | 13 | 10 |  | 23000 | 21000 | 91.3% | 22000 | 21 | 13 | 10 | 23000 |  |  |  | Residential | 457.5 | No | 1.83
210727610 | Mini/Multi Split | GREE | HRCU-A-CB-O | GWH09QCXB-D3DND4B/O |  | Mini-Splits (Non-Ducted) | GWH09AFCXB-D3DN***/I |  | 9100 | 20.5 |  | 12.5 | 10 |  | 10500 | 6100 | 58.1% | 9100 | 20.5 | 12.5 | 8.8 | 10500 |  |  |  | Residential | 190 | No | 0.76
210727623 | Mini/Multi Split | LENNOX | HRCU-A-CB-O | LI009HO-210P432-1 |  | Mini-Splits (Non-Ducted) | LI009HI-210P432-1 |  | 9100 | 20.5 |  | 12.5 | 10 |  | 10500 | 6100 | 58.1% | 9100 | 20.5 | 12.5 | 8.8 | 10500 |  |  |  | Residential | 190 | No | 0.76
210799416 | Mini/Multi Split | Cooper&Hunter | HRCU-A-CB-O | CH-12SPH-115VO |  | Mini-Splits (Non-Ducted) | CH-12SPH-115VI |  | 12000 | 21.5 |  | 12.5 | 11.2 |  | 12000 | 7100 | 59.17% | [8 empty] | Residential | 250 | No | 1
210799417 | Mini/Multi Split | Cooper&Hunter | HRCU-A-CB-O | CH-09SPH-230VO |  | Mini-Splits (Non-Ducted) | CH-09SPH-230VI |  | 9000 | 22.8 |  | 14 | 10.5 |  | 9800 | 6400 | 65.31% | [8 empty] | Residential | 187.5 | No | 0.75
210799419 | Mini/Multi Split | Cooper&Hunter | HRCU-A-CB-O | CH-18SPH-230VO |  | Mini-Splits (Non-Ducted) | CH-18SPH-230VI |  | 18000 | 21 |  | 13 | 10 |  | 18000 | 10400 | 57.78% | [8 empty] | Residential | 375 | No | 1.5
210799420 | Mini/Multi Split | Cooper&Hunter | HRCU-A-CB-O | CH-24SPH-230VO |  | Mini-Splits (Non-Ducted) | CH-24SPH-230VI |  | 24000 | 20.5 |  | 12.5 | 10 |  | 25000 | 15300 | 61.2% | [8 empty] | Residential | 500 | No | 2
210799421 | Mini/Multi Split | Cooper&Hunter | HMSV-A-CB | CH18MSPH230VO |  | Non-Ducted Indoor Units |  |  | 17000 | 21.3 |  | 12.5 | 10 |  | 18000 | 11800 | 65.56% | [8 empty] | Residential | 355 | No | 1.42
210799425 | Mini/Multi Split | Cooper&Hunter | HRCU-A-CB | CH-24LCDTU/O |  | Mini-Splits (Ducted) | CH-24LCDTU/I |  | 24000 | 20.5 |  | 12.5 | 12.5 |  | 24000 | 17200 | 71.67% | [8 empty] | Residential | 500 | No | 2
210799429 | Mini/Multi Split | Cooper&Hunter | HRCU-A-CB | CH-24LCU/O |  | Mini-Splits (Ducted) | CH-24LCDTU/I |  | 24000 | 20.5 |  | 12.5 | 12.5 |  | 24000 | 17200 | 71.67% | [8 empty] | Residential | 500 | No | 2
210799435 | Mini/Multi Split | Cooper&Hunter | HRCU-A-CB | CH-09LCU/O |  | Mini-Splits (Ducted) | CH-09LCDTU/I |  | 9000 | 20.5 |  | 13.5 | 11.5 |  | 10000 | 6800 | 68% | [8 empty] | Residential | 187.5 | No | 0.75
210799436 | Mini/Multi Split | Cooper&Hunter | HRCU-A-CB | CH-12LCU/O |  | Mini-Splits (Ducted) | CH-12LCDTU/I |  | 12000 | 21.5 |  | 12.5 | 11.5 |  | 12000 | 7200 | 60% | [8 empty] | Residential | 250 | No | 1
210799437 | Mini/Multi Split | Cooper&Hunter | HRCU-A-CB | CH-18LCU/O |  | Mini-Splits (Ducted) | CH-18LCDTU/I |  | 18000 | 19 |  | 12.5 | 10.5 |  | 18000 | 12000 | 66.67% | [8 empty] | Residential | 375 | No | 1.5
210799438 | Mini/Multi Split | Cooper&Hunter | HRCU-A-CB-O | CH-09DKT230VO |  | Mini-Splits (Non-Ducted) | CH-09DKT230VI |  | 9000 | 25 |  | 14.5 | 11.2 |  | 10900 | 6900 | 63.3% | [8 empty] | Residential | 187.5 | No | 0.75
210799439 | Mini/Multi Split | Cooper&Hunter | HRCU-A-CB-O | CH-12DKT230VO |  | Mini-Splits (Non-Ducted) | CH-12DKT230VI |  | 12000 | 22.5 |  | 13 | 12 |  | 12000 | 7800 | 65% | [8 empty] | Residential | 250 | No | 1
210799440 | Mini/Multi Split | Cooper&Hunter | HRCU-A-CB-O | CH-18DKT230VO |  | Mini-Splits (Non-Ducted) | CH-18DKT230VI |  | 17000 | 20 |  | 12.5 | 10.3 |  | 18000 | 10800 | 60% | [8 empty] | Residential | 355 | No | 1.42
210799441 | Mini/Multi Split | Cooper&Hunter | HRCU-A-CB-O | CH-24DKT230VO |  | Mini-Splits (Non-Ducted) | CH-24DKT230VI |  | 24000 | 20.5 |  | 13 | 11.5 |  | 24000 | 15400 | 64.17% | [8 empty] | Residential | 500 | No | 2
210799444 | Mini/Multi Split | Cooper&Hunter | HMSV-A-CB | CH28MSPH230VO |  | Non-Ducted Indoor Units |  |  | 28000 | 23 |  | 12.5 | 10.3 |  | 28000 | 17200 | 61.43% | [8 empty] | Residential | 582.5 | No | 2.33
210799445 | Mini/Multi Split | Cooper&Hunter | HRCU-A-CB-O | CH-SR09SPH-115VO |  | Mini-Splits (Non-Ducted) | CH-SR09SPH-115VI |  | 9000 | 25 |  | 15 | 10.5 |  | 10000 | 5800 | 58% | [8 empty] | Residential | 187.5 | No | 0.75
210799447 | Mini/Multi Split | Cooper&Hunter | HRCU-A-CB-O | CH-09SPH-230VO |  | Mini-Splits (Non-Ducted) | CH-09MSPHCT-230VI |  | 9000 | 20 |  | 13 | 10.5 |  | 10000 | 5800 | 58% | [8 empty] | Residential | 187.5 | No | 0.75
210799448 | Mini/Multi Split | Cooper&Hunter | HRCU-A-CB-O | CH-12SPH-230VO |  | Mini-Splits (Non-Ducted) | CH-12MSPHCT-230VI |  | 12000 | 21.5 |  | 14 | 10.5 |  | 12000 | 7500 | 62.5% | [8 empty] | Residential | 250 | No | 1
210799449 | Mini/Multi Split | Cooper&Hunter | HRCU-A-CB-O | CH-18SPH-230VO |  | Mini-Splits (Non-Ducted) | CH-18MSPHCT-230VI |  | 18000 | 20 |  | 12.5 | 10.3 |  | 18000 | 12000 | 66.67% | 18000 | 20 | 12.5 | 9.1 | 18000 |  |  |  | Residential | 375 | No | 1.5 | No
210799450 | Mini/Multi Split | Cooper&Hunter | HRCU-A-CB-O | CH-24SPH-230VO |  | Mini-Splits (Non-Ducted) | CH-24MSPHCT-230VI |  | 24000 | 20 |  | 12.5 | 10.5 |  | 24400 | 15800 | 64.75% | [8 empty] | Residential | 500 | No | 2
210799451 | Mini/Multi Split | Cooper&Hunter | HRCU-A-CB-O | CH-09DKT230VO |  | Mini-Splits (Non-Ducted) | CH-09MSPHCT-230VI |  | 9000 | 20 |  | 13 | 10.8 |  | 10000 | 6700 | 67% | 9000 | 20 | 13 | 9.4 | 10000 |  |  |  | Residential | 187.5 | No | 0.75 | No
210799452 | Mini/Multi Split | Cooper&Hunter | HRCU-A-CB-O | CH-12DKT230VO |  | Mini-Splits (Non-Ducted) | CH-12MSPHCT-230VI |  | 12000 | 19.5 |  | 12.5 | 10.6 |  | 12000 | 8700 | 72.5% | 12000 | 19.5 | 12.5 | 9.3 | 12000 |  |  |  | Residential | 250 | No | 1 | No
210799453 | Mini/Multi Split | Cooper&Hunter | HRCU-A-CB-O | CH-18DKT230VO |  | Mini-Splits (Non-Ducted) | CH-18MSPHCT-230VI |  | 16000 | 20 |  | 12.5 | 10.5 |  | 18000 | 12000 | 66.67% | 16000 | 20 | 12.5 | 9.8 | 12000 |  |  |  | Residential | 332.5 | No | 1.33 | No
210799455 | Mini/Multi Split | Cooper&Hunter | HRCU-A-CB | CH-09SPH-230VO |  | Mini-Splits (Ducted) | CH-09LCDTU/I |  | 9000 | 20.5 |  | 13.5 | 11.5 |  | 10000 | 6800 | 68% | [8 empty] | Residential | 187.5 | No | 0.75
210799456 | Mini/Multi Split | Cooper&Hunter | HRCU-A-CB | CH-12SPH-230VO |  | Mini-Splits (Ducted) | CH-12LCDTU/I |  | 12000 | 21.5 |  | 12.5 | 11.5 |  | 12000 | 7200 | 60% | [8 empty] | Residential | 250 | No | 1
210799457 | Mini/Multi Split | Cooper&Hunter | HRCU-A-CB | CH-18SPH-230VO |  | Mini-Splits (Ducted) | CH-18LCDTU/I |  | 18000 | 19 |  | 12.5 | 10.5 |  | 18000 | 12000 | 66.67% | [8 empty] | Residential | 375 | No | 1.5
210799458 | Mini/Multi Split | Cooper&Hunter | HRCU-A-CB | CH-24SPH-230VO |  | Mini-Splits (Ducted) | CH-24LCDTU/I |  | 24000 | 21.5 |  | 12.5 | 11 |  | 24400 | 16000 | 65.57% | [8 empty] | Residential | 500 | No | 2
210799459 | Mini/Multi Split | Cooper&Hunter | HRCU-A-CB | CH-09DKT230VO |  | Mini-Splits (Ducted) | CH-09LCDTU/I |  | 9000 | 23 |  | 13.5 | 12 |  | 10000 | 7200 | 72% | [8 empty] | Residential | 187.5 | No | 0.75
210799460 | Mini/Multi Split | Cooper&Hunter | HRCU-A-CB | CH-12DKT230VO |  | Mini-Splits (Ducted) | CH-12LCDTU/I |  | 12000 | 20.5 |  | 12.5 | 11 |  | 12000 | 8500 | 70.83% | [8 empty] | Residential | 250 | No | 1
210799461 | Mini/Multi Split | Cooper&Hunter | HRCU-A-CB | CH-18DKT230VO |  | Mini-Splits (Ducted) | CH-18LCDTU/I |  | 16500 | 20 |  | 12.5 | 11 |  | 19000 | 13400 | 70.53% | [8 empty] | Residential | 345 | No | 1.38
210799462 | Mini/Multi Split | Cooper&Hunter | HRCU-A-CB | CH-24DKT230VO |  | Mini-Splits (Ducted) | CH-24LCDTU/I |  | 24000 | 20.5 |  | 12.5 | 12.5 |  | 24000 | 17200 | 71.67% | [8 empty] | Residential | 500 | No | 2
210799463 | Mini/Multi Split | Cooper&Hunter | HRCU-A-CB-O | CH-12SPH-230VO |  | Mini-Splits (Non-Ducted) | CH-12MSPHMC-230VI |  | 12000 | 20.5 |  | 13 | 10 |  | 12000 | 7200 | 60% | 12000 | 20.5 | 13 | 8.8 | 12000 |  |  |  | Residential | 250 | No | 1 | No
210799464 | Mini/Multi Split | Cooper&Hunter | HRCU-A-CB-O | CH-12DKT230VO |  | Mini-Splits (Non-Ducted) | CH-12MSPHMC-230VI |  | 12000 | 19.4 |  | 12.5 | 10.5 |  | 12000 | 9600 | 80% | 12000 | 19.4 | 12.5 | 9.4 | 12000 |  |  |  | Residential | 250 | No | 1 | No
210799465 | Mini/Multi Split | Cooper&Hunter | HRCU-A-CB-O | CH-18SPH-230VO |  | Mini-Splits (Non-Ducted) | CH-18MSPHFC-230VI |  | 18000 | 20 |  | 12.5 | 10.5 |  | 18000 | 12000 | 66.67% | 18000 | 20 | 12.5 | 8.9 | 18000 |  |  |  | Residential | 375 | No | 1.5 | No
210799466 | Mini/Multi Split | Cooper&Hunter | HRCU-A-CB-O | CH-24SPH-230VO |  | Mini-Splits (Non-Ducted) | CH-24MSPHFC-230VI |  | 24000 | 20 |  | 12.5 | 11 |  | 24000 | 15000 | 62.5% | 24000 | 20 | 12.5 | 9.4 | 24000 |  |  |  | Residential | 500 | No | 2 | No
210799467 | Mini/Multi Split | Cooper&Hunter | HRCU-A-CB-O | CH-18DKT230VO |  | Mini-Splits (Non-Ducted) | CH-18MSPHFC-230VI |  | 17000 | 19.9 |  | 12.5 | 10.6 |  | 18000 | 13400 | 74.44% | 17000 | 19.9 | 12.5 | 9.9 | 18000 |  |  |  | Residential | 355 | No | 1.42 | No
210799470 | Mini/Multi Split | Cooper&Hunter | HRCU-A-CB-O | CH-09SPH-230VO |  | Mini-Splits (Non-Ducted) | CH-09DKT230VI |  | 9000 | 23.5 |  | 14.9 | 10.8 |  | 9800 | 5800 | 59.18% | [8 empty] | Residential | 187.5 | No | 0.75
210799477 | Mini/Multi Split | Cooper&Hunter | HMSV-A-CB | CH-HYP36MSPH-230VO |  | Non-Ducted Indoor Units |  |  | 36000 | 21.5 |  | 13.5 | 10.5 |  | 36000 | 23200 | 64.44% | [8 empty] | Residential | 750 | No | 3
210799480 | Mini/Multi Split | Cooper&Hunter | HMSV-A-CB | CH-HYP28MSPH-230VO |  | Non-Ducted Indoor Units |  |  | 28000 | 22 |  | 13 | 10.4 |  | 28000 | 18000 | 64.29% | [8 empty] | Residential | 582.5 | No | 2.33
210799483 | Mini/Multi Split | Cooper&Hunter | HRCU-A-CB-O | CH-12SPH-230VO |  | Mini-Splits (Non-Ducted) | CH-12DKT230VI |  | 12000 | 22.7 |  | 13.7 | 11 |  | 12000 | 7700 | 64.17% | [8 empty] | Residential | 250 | No | 1
210799484 | Mini/Multi Split | Cooper&Hunter | HRCU-A-CB-O | CH-18SPH-230VO |  | Mini-Splits (Non-Ducted) | CH-18DKT230VI |  | 18000 | 21 |  | 13 | 10.4 |  | 18000 | 11400 | 63.33% | [8 empty] | Residential | 375 | No | 1.5
210799485 | Mini/Multi Split | Cooper&Hunter | HRCU-A-CB-O | CH-24SPH-230VO |  | Mini-Splits (Non-Ducted) | CH-24DKT230VI |  | 24000 | 20.7 |  | 13.7 | 11.5 |  | 25000 | 15300 | 61.2% | [8 empty] | Residential | 500 | No | 2
210799486 | Mini/Multi Split | Cooper&Hunter | HRCU-A-CB | CH-HYP09SPH230VO |  | Mini-Splits (Ducted) | CH-M09DTUI |  | 9000 | 23 |  | 13.5 | 12 |  | 10000 | 7200 | 72% | [8 empty] | Residential | 187.5 | No | 0.75
210799487 | Mini/Multi Split | Cooper&Hunter | HRCU-A-CB | CH-09SPH-230VO |  | Mini-Splits (Ducted) | CH-M09DTUI |  | 9000 | 20.5 |  | 13.5 | 11.5 |  | 10000 | 6800 | 68% | [8 empty] | Residential | 187.5 | No | 0.75
210799488 | Mini/Multi Split | Cooper&Hunter | HRCU-A-CB | CH-HYP12SPH230VO |  | Mini-Splits (Ducted) | CH-M12DTUI |  | 12000 | 20.5 |  | 12.5 | 11 |  | 12000 | 8500 | 70.83% | [8 empty] | Residential | 250 | No | 1
210799489 | Mini/Multi Split | Cooper&Hunter | HRCU-A-CB | CH-12SPH-230VO |  | Mini-Splits (Ducted) | CH-M12DTUI |  | 12000 | 21.5 |  | 12.5 | 11.5 |  | 12000 | 7200 | 60% | [8 empty] | Residential | 250 | No | 1
210799490 | Mini/Multi Split | Cooper&Hunter | HRCU-A-CB | CH-HYP18SPH230VO |  | Mini-Splits (Ducted) | CH-M18DTUI |  | 16500 | 20 |  | 12.5 | 11 |  | 19000 | 13400 | 70.53% | [8 empty] | Residential | 345 | No | 1.38
210799491 | Mini/Multi Split | Cooper&Hunter | HRCU-A-CB | CH-18SPH-230VO |  | Mini-Splits (Ducted) | CH-M18DTUI |  | 18000 | 19 |  | 12.5 | 10.5 |  | 18000 | 12000 | 66.67% | [8 empty] | Residential | 375 | No | 1.5
210799492 | Mini/Multi Split | Cooper&Hunter | HRCU-A-CB | CH-24LCU/O |  | Mini-Splits (Ducted) | CH-M24DTUI |  | 24000 | 20.5 |  | 12.5 | 12.5 |  | 24000 | 17200 | 71.67% | [8 empty] | Residential | 500 | No | 2
210799493 | Mini/Multi Split | Cooper&Hunter | HRCU-A-CB | CH-HYP24SPH230VO |  | Mini-Splits (Ducted) | CH-M24DTUI |  | 24000 | 20.5 |  | 12.5 | 12.5 |  | 24000 | 17200 | 71.67% | [8 empty] | Residential | 500 | No | 2
210799494 | Mini/Multi Split | Cooper&Hunter | HRCU-A-CB | CH-24SPH-230VO |  | Mini-Splits (Ducted) | CH-M24DTUI |  | 24000 | 21.5 |  | 12.5 | 11 |  | 24400 | 16000 | 65.57% | [8 empty] | Residential | 500 | No | 2
210799501 | Mini/Multi Split | Cooper&Hunter | HRCU-A-CB-O | CH-SR09SPH-115VO |  | Mini-Splits (Non-Ducted) | CH-SR09SPHWM-115VI |  | 12000 | 21.5 |  | 12.5 | 11.2 |  | 12000 | 7100 | 59.17% | [8 empty] | Residential | 250 | No | 1
210799502 | Mini/Multi Split | Cooper&Hunter | HRCU-A-CB-O | CH-12SPH-115VO |  | Mini-Splits (Non-Ducted) | CH-12SPHWM-115VI |  | 12000 | 21.5 |  | 12.5 | 11.2 |  | 12000 | 7100 | 59.17% | [8 empty] | Residential | 250 | No | 1
210799504 | Mini/Multi Split | Cooper&Hunter | HRCU-A-CB-O | CH-18SPH-230VO |  | Mini-Splits (Non-Ducted) | CH-18MSPHWM-230VI |  | 18000 | 21 |  | 13 | 10 |  | 18000 | 10400 | 57.78% | [8 empty] | Residential | 375 | No | 1.5
210799505 | Mini/Multi Split | Cooper&Hunter | HRCU-A-CB-O | CH-24SPH-230VO |  | Mini-Splits (Non-Ducted) | CH-24MSPHWM-230VI |  | 24000 | 20.5 |  | 12.5 | 10 |  | 25000 | 15300 | 61.2% | [8 empty] | Residential | 500 | No | 2
210799508 | Mini/Multi Split | Cooper&Hunter | HRCU-A-CB-O | CH-HYP09SPH230VO |  | Mini-Splits (Non-Ducted) | CH-D09MSPHWM-230VI |  | 9000 | 25 |  | 14.5 | 11.2 |  | 10900 | 6900 | 63.3% | [8 empty] | Residential | 187.5 | No | 0.75
210799509 | Mini/Multi Split | Cooper&Hunter | HRCU-A-CB-O | CH-HYP12SPH230VO |  | Mini-Splits (Non-Ducted) | CH-D12MSPHWM-230VI |  | 12000 | 22.5 |  | 13 | 12 |  | 12000 | 7800 | 65% | [8 empty] | Residential | 250 | No | 1
210799510 | Mini/Multi Split | Cooper&Hunter | HRCU-A-CB-O | CH-HYP18SPH230VO |  | Mini-Splits (Non-Ducted) | CH-D18MSPHWM-230VI |  | 17000 | 20 |  | 12.5 | 10.3 |  | 18000 | 10800 | 60% | [8 empty] | Residential | 355 | No | 1.42
210799511 | Mini/Multi Split | Cooper&Hunter | HRCU-A-CB-O | CH-HYP24SPH230VO |  | Mini-Splits (Non-Ducted) | CH-D24MSPHWM-230VI |  | 24000 | 20.5 |  | 13 | 11.5 |  | 24000 | 15400 | 64.17% | [8 empty] | Residential | 500 | No | 2
210799512 | Mini/Multi Split | Cooper&Hunter | HRCU-A-CB-O | CH-09SPH-230VO |  | Mini-Splits (Non-Ducted) | CH-D09MSPHWM-230VI |  | 9000 | 23.5 |  | 14.9 | 10.8 |  | 9800 | 5800 | 59.18% | [8 empty] | Residential | 187.5 | No | 0.75
210799513 | Mini/Multi Split | Cooper&Hunter | HRCU-A-CB-O | CH-12SPH-230VO |  | Mini-Splits (Non-Ducted) | CH-D12MSPHWM-230VI |  | 12000 | 22.7 |  | 13.7 | 11 |  | 12000 | 7700 | 64.17% | [8 empty] | Residential | 250 | No | 1
210799514 | Mini/Multi Split | Cooper&Hunter | HRCU-A-CB-O | CH-18SPH-230VO |  | Mini-Splits (Non-Ducted) | CH-D18MSPHWM-230VI |  | 18000 | 21 |  | 13 | 10.4 |  | 18000 | 11400 | 63.33% | [8 empty] | Residential | 375 | No | 1.5
210799515 | Mini/Multi Split | Cooper&Hunter | HRCU-A-CB-O | CH-24SPH-230VO |  | Mini-Splits (Non-Ducted) | CH-D24MSPHWM-230VI |  | 24000 | 20.7 |  | 13.7 | 11.5 |  | 25000 | 15300 | 61.2% | [8 empty] | Residential | 500 | No | 2
210799533 | Mini/Multi Split | Cooper&Hunter | HRCU-A-CB-O | CH-09SPH-230VO |  | Mini-Splits (Non-Ducted) | CH-09MSPHWM-230VI |  | 9000 | 22.8 |  | 14 | 10.5 |  | 9800 | 6400 | 65.31% | [8 empty] | Residential | 187.5 | No | 0.75
210799543 | Mini/Multi Split | Cooper&Hunter | HRCU-A-CB | CH-HYP24SPH230VO |  | Mini-Splits (Ducted) | CH-24AHU |  | 20800 | 20 |  | 12.5 | 10 |  | 29000 | 17500 | 60.34% | [8 empty] | Residential | 432.5 | No | 1.73
210799544 | Mini/Multi Split | Cooper&Hunter | HRCU-A-CB | CH-24LCU/O |  | Mini-Splits (Ducted) | CH-24AHU |  | 20800 | 20 |  | 12.5 | 10 |  | 29000 | 17500 | 60.34% | [8 empty] | Residential | 432.5 | No | 1.73
210799547 | Mini/Multi Split | Cooper&Hunter | HRCU-A-CB-O | CH-HPR06F9-230VO |  | Mini-Splits (Non-Ducted) | CH-06MASTWM-230VI |  | 6000 | 26.5 |  | 15.8 | 14 |  | 7000 | 8500 | 121.4% | 6000 | 26.5 | 15.8 | 13.6 | 7000 | 7500 | 107.1% | 2.1 | Residential | 125 | Yes | 0.5 | Both
210799548 | Mini/Multi Split | Cooper&Hunter | HRCU-A-CB-O | CH-HPR09-230VO |  | Mini-Splits (Non-Ducted) | CH-09MASTWM-230VI |  | 9000 | 28.1 |  | 16.2 | 13 |  | 11800 | 9500 | 80.51% | 9000 | 28.1 | 16.2 | 11.5 | 12000 | 10600 | 88.33% | 2 | Residential | 187.5 | Yes | 0.75 | Both
210799549 | Mini/Multi Split | Cooper&Hunter | HRCU-A-CB-O | CH-HPR12-230VO |  | Mini-Splits (Non-Ducted) | CH-12MASTWM-230VI |  | 12000 | 25.5 |  | 14 | 13 |  | 12000 | 10000 | 83.33% | 12000 | 25.5 | 14 | 10.4 | 12000 | 12000 | 100% | 1.8 | Residential | 250 | Yes | 1 | Both
210799550 | Mini/Multi Split | Cooper&Hunter | HRCU-A-CB-O | CH-HPR18-230VO |  | Mini-Splits (Non-Ducted) | CH-18MASTWM-230VI |  | 18000 | 21.5 |  | 12.5 | 13 |  | 18000 | 15000 | 83.33% | 18000 | 21.5 | 12.5 | 11.3 | 18000 | 18000 | 100% | 1.8 | Residential | 375 | Yes | 1.5 | Both
210799551 | Mini/Multi Split | Cooper&Hunter | HRCU-A-CB-O | CH-HPR24-230VO |  | Mini-Splits (Non-Ducted) | CH-24MASTWM-230VI |  | 24000 | 21.5 |  | 13 | 12 |  | 29000 | 21200 | 73.1% | 24000 | 21.5 | 13 | 11.4 | 29000 | 25000 | 86.21% | 2.21 | Residential | 500 | Yes | 2 | Both
210799554 | Mini/Multi Split | Cooper&Hunter | HRCU-A-CB-O | CH-NY09MIA-115VO |  | Mini-Splits (Non-Ducted) | CH-09OLV-115VI |  | 9000 | 21.5 |  | 12.5 | 10.3 |  | 10000 | 6300 | 63% | 9000 | 21.5 | 12.5 | 9.1 | 10000 | 7000 | 70% | 2.16 | Residential | 187.5 | Yes | 0.75 | Both
210799559 | Mini/Multi Split | Cooper&Hunter | HRCU-A-CB-O | CH-ES09-230VO |  | Mini-Splits (Non-Ducted) | CH-09MOLVWM-230VI |  | 9000 | 24 |  | 14.7 | 12.7 |  | 10000 | 8100 | 81% | 9000 | 24 | 14.7 | 11.6 | 10000 | 7500 | 75% | 2.25 | Residential | 187.5 | Yes | 0.75 | Both
210799560 | Mini/Multi Split | Cooper&Hunter | HRCU-A-CB-O | CH-ES12-230VO |  | Mini-Splits (Non-Ducted) | CH-12MOLVWM-230VI |  | 12000 | 22.2 |  | 13 | 11 |  | 12000 | 10000 | 83.33% | 12000 | 23.1 | 13 | 10.8 | 12000 | 8400 | 70% | 2.41 | Residential | 250 | Yes | 1 | Both
210799561 | Mini/Multi Split | Cooper&Hunter | HRCU-A-CB-O | CH-ES18-230VO |  | Mini-Splits (Non-Ducted) | CH-18MOLVWM-230VI |  | 18000 | 24 |  | 13.5 | 11.6 |  | 18000 | 14100 | 78.33% | 18000 | 24 | 13.5 | 10.5 | 18000 | 12800 | 71.11% | 2.44 | Residential | 375 | Yes | 1.5 | Both
210799562 | Mini/Multi Split | Cooper&Hunter | HRCU-A-CB-O | CH-ES24-230VO |  | Mini-Splits (Non-Ducted) | CH-24MOLVWM-230VI |  | 24000 | 21 |  | 13 | 10 |  | 26000 | 17400 | 66.92% | 24000 | 21 | 13 | 8.5 | 26000 |  |  |  | Residential | 500 | No | 2 | No
210799565 | Mini/Multi Split | Cooper&Hunter | HRCU-A-CB-O | CH-HPR06F9-230VO |  | Mini-Splits (Non-Ducted) | CH-06MOLVWM-230VI |  | 6000 | 23.5 |  | 15 | 11 |  | 7000 | 7500 | 107.1% | 6000 | 23.5 | 15 | 12 | 7000 | 7100 | 101.4% | 1.84 | Residential | 125 | Yes | 0.5 | Both
210799566 | Mini/Multi Split | Cooper&Hunter | HRCU-A-CB-O | CH-HPR09-230VO |  | Mini-Splits (Non-Ducted) | CH-09MOLVWM-230VI |  | 9000 | 25.5 |  | 15.8 | 12.5 |  | 12000 | 9300 | 77.5% | 9000 | 26.4 | 15.8 | 11.6 | 12000 | 11000 | 91.67% | 1.85 | Residential | 187.5 | Yes | 0.75 | Both
210799567 | Mini/Multi Split | Cooper&Hunter | HRCU-A-CB-O | CH-HPR12-230VO |  | Mini-Splits (Non-Ducted) | CH-12MOLVWM-230VI |  | 12000 | 22 |  | 13 | 12.7 |  | 12000 | 10300 | 85.83% | 12000 | 23.1 | 13 | 10.5 | 12000 | 11000 | 91.67% | 1.88 | Residential | 250 | Yes | 1 | Both
210799568 | Mini/Multi Split | Cooper&Hunter | HRCU-A-CB-O | CH-HPR18-230VO |  | Mini-Splits (Non-Ducted) | CH-18MOLVWM-230VI |  | 18000 | 21.5 |  | 13 | 11 |  | 18000 | 11100 | 61.67% | 18000 | 22 | 13 | 10.6 | 18000 | 17200 | 95.56% | 1.89 | Residential | 375 | Yes | 1.5 | Both
210799569 | Mini/Multi Split | Cooper&Hunter | HRCU-A-CB-O | CH-HPR24-230VO |  | Mini-Splits (Non-Ducted) | CH-24MOLVWM-230VI |  | 23000 | 21.5 |  | 12.5 | 11.5 |  | 26000 | 18900 | 72.69% | 23000 | 22.3 | 12.5 | 10.3 | 26000 | 23000 | 88.46% | 1.8 | Residential | 480 | Yes | 1.92 | Both
210799570 | Mini/Multi Split | Cooper&Hunter | HRCU-A-CB-O | CH-NY09MIA-115VO |  | Mini-Splits (Non-Ducted) | CH-NY09MIA-115VI |  | 9000 | 20.5 |  | 12.5 | 10 |  | 10000 | 6800 | 68% | 9000 | 21.5 | 12.5 | 9 | 10000 |  |  |  | Residential | 187.5 | No | 0.75 | No
210799572 | Mini/Multi Split | Cooper&Hunter | HRCU-A-CB-O | CH-NY09MIA-230VO |  | Mini-Splits (Non-Ducted) | CH-NY09MIA-230VI |  | 9000 | 21.5 |  | 12.6 | 10 |  | 10000 | 6900 | 69% | 9000 | 21.7 | 12.6 | 9.1 | 10000 |  |  |  | Residential | 187.5 | No | 0.75 | No
210799578 | Mini/Multi Split | Cooper&Hunter | HRCU-A-CB-O | CH-ES12-115VO |  | Mini-Splits (Non-Ducted) | CH-12OLVWM-115VI |  | 12000 | 22 |  | 12.5 | 11.5 |  | 12000 | 8900 | 74.17% | 12000 | 22.7 | 12.5 | 10.4 | 12000 |  |  |  | Residential | 250 | No | 1 | No
210799579 | Mini/Multi Split | Cooper&Hunter | HRCU-A-CB-O | CH-NY09MIA-230VO |  | Mini-Splits (Non-Ducted) | CH-09MOLV-230VI |  | 9000 | 21.5 |  | 12.6 | 10 |  | 10000 | 6000 | 60% | 9000 | 21.5 | 12.6 | 9.4 | 10000 | 7000 | 70% | 2 | Residential | 187.5 | Yes | 0.75 | Both
210799580 | Mini/Multi Split | Cooper&Hunter | HRCU-A-CB-O | CH-ES09-230VO |  | Mini-Splits (Non-Ducted) | CH-09MSPHCT-230VI |  | 9000 | 20 |  | 13 | 10.5 |  | 10000 | 7500 | 75% | 9000 | 20 | 13 | 10 | 10000 | 7400 | 74% | 1.9 | Residential | 187.5 | Yes | 0.75 | Both
210799581 | Mini/Multi Split | Cooper&Hunter | HRCU-A-CB | CH-ES09-230VO |  | Mini-Splits (Ducted) | CH-M09DTUI |  | 9000 | 21 |  | 13.5 | 11.5 |  | 10000 | 7700 | 77% | 9000 | 19.2 | 12.5 | 10.2 | 10000 | 8000 | 80% | 2.1 | Residential | 187.5 | Yes | 0.75 | Both
210799582 | Mini/Multi Split | Cooper&Hunter | HRCU-A-CB-O | CH-ES12-230VO |  | Mini-Splits (Non-Ducted) | CH-12MSPHCT-230VI |  | 12000 | 22 |  | 14 | 10.6 |  | 12000 | 8900 | 74.17% | 12000 | 22.7 | 14 | 10 | 12000 |  |  |  | Residential | 250 | No | 1 | No
210799583 | Mini/Multi Split | Cooper&Hunter | HRCU-A-CB | CH-ES12-230VO |  | Mini-Splits (Ducted) | CH-M12DTUI |  | 12000 | 21.5 |  | 12.5 | 11.5 |  | 12000 | 9300 | 77.5% | 11500 | 19 | 11.7 | 10.3 | 12000 | 8400 | 70% | 2.26 | Residential | 240 | Yes | 0.96 | Both
210799584 | Mini/Multi Split | Cooper&Hunter | HRCU-A-CB-O | CH-ES12-230VO |  | Mini-Splits (Non-Ducted) | CH-12MSPHMC-230VI |  | 12000 | 21.5 |  | 13 | 10 |  | 12000 | 9000 | 75% | 12000 | 22.7 | 13 | 10.2 | 12000 | 8400 | 70% | 2.26 | Residential | 250 | Yes | 1 | Both
210799585 | Mini/Multi Split | Cooper&Hunter | HRCU-A-CB-O | CH-ES18-230VO |  | Mini-Splits (Non-Ducted) | CH-18MSPHCT-230VI |  | 16000 | 20.5 |  | 12.5 | 11 |  | 18500 | 12000 | 64.86% | 16000 | 20.5 | 12.5 | 10.5 | 19000 |  |  |  | Residential | 332.5 | No | 1.33 | No
210799586 | Mini/Multi Split | Cooper&Hunter | HRCU-A-CB | CH-ES18-230VO |  | Mini-Splits (Ducted) | CH-M18DTUI |  | 18000 | 20.5 |  | 12.5 | 11 |  | 20000 | 12600 | 63% | 17000 | 20 | 12.5 | 10.6 | 20000 |  |  |  | Residential | 355 | No | 1.42 | No
210799587 | Mini/Multi Split | Cooper&Hunter | HRCU-A-CB-O | CH-ES18-230VO |  | Mini-Splits (Non-Ducted) | CH-18MSPHFC-230VI |  | 18000 | 21.5 |  | 12.5 | 10.5 |  | 20000 | 12800 | 64% | 18000 | 23 | 12.5 | 10 | 20000 |  |  |  | Residential | 375 | No | 1.5 | No
210799588 | Mini/Multi Split | Cooper&Hunter | HRCU-A-CB-O | CH-ES24-230VO |  | Mini-Splits (Non-Ducted) | CH-N24MSPHCT-230VI |  | 24000 | 20.7 |  | 12.5 | 10.5 |  | 25000 | 19000 | 76% | 24000 | 21.5 | 12.5 | 9.7 | 25000 | 18500 | 74% | 2.2 | Residential | 500 | Yes | 2 | Both
210799589 | Mini/Multi Split | Cooper&Hunter | HRCU-A-CB | CH-ES24-230VO |  | Mini-Splits (Ducted) | CH-M24DTUI |  | 24000 | 21.5 |  | 12.6 | 11.2 |  | 24600 | 20000 | 81.3% | 23000 | 19 | 12.5 | 11.2 | 25000 | 20000 | 80% | 2.3 | Residential | 480 | Yes | 1.92 | Both
210799590 | Mini/Multi Split | Cooper&Hunter | HRCU-A-CB-O | CH-ES24-230VO |  | Mini-Splits (Non-Ducted) | CH-24MSPHFC-230VI |  | 24000 | 20 |  | 12.5 | 11.2 |  | 24000 | 16000 | 66.67% | 24000 | 21.2 | 12.5 | 10.3 | 24000 | 18200 | 75.83% | 2.2 | Residential | 500 | Yes | 2 | Both
210799591 | Mini/Multi Split | Cooper&Hunter | HRCU-A-CB-O | CH-HPR09-230VO |  | Mini-Splits (Non-Ducted) | CH-09MSPHCT-230VI |  | 9000 | 20.5 |  | 13 | 10.8 |  | 10000 | 9000 | 90% | 9000 | 20.5 | 13 | 10.3 | 9800 | 10000 | 102% | 1.8 | Residential | 187.5 | Yes | 0.75 | Both
210799592 | Mini/Multi Split | Cooper&Hunter | HRCU-A-CB | CH-HPR09-230VO |  | Mini-Splits (Ducted) | CH-M09DTUI |  | 9000 | 23 |  | 14 | 12 |  | 10000 | 10100 | 101% | 9000 | 20.2 | 13.2 | 12 | 10000 | 10800 | 108% | 1.9 | Residential | 187.5 | Yes | 0.75 | Both
210799593 | Mini/Multi Split | Cooper&Hunter | HRCU-A-CB-O | CH-HPR12-230VO |  | Mini-Splits (Non-Ducted) | CH-12MSPHCT-230VI |  | 12000 | 21.5 |  | 12.7 | 10.6 |  | 12000 | 9900 | 82.5% | 12000 | 22.3 | 12.7 | 10.2 | 12000 | 11300 | 94.17% | 1.89 | Residential | 250 | Yes | 1 | Both
210799594 | Mini/Multi Split | Cooper&Hunter | HRCU-A-CB | CH-HPR12-230VO |  | Mini-Splits (Ducted) | CH-M12DTUI |  | 12000 | 21.5 |  | 13 | 11.5 |  | 12000 | 10600 | 88.33% | 12000 | 19.5 | 11.7 | 10 | 12500 | 12100 | 96.8% | 1.96 | Residential | 250 | Yes | 1 | Both
210799595 | Mini/Multi Split | Cooper&Hunter | HRCU-A-CB-O | CH-HPR12-230VO |  | Mini-Splits (Non-Ducted) | CH-12MSPHMC-230VI |  | 12000 | 23 |  | 13 | 11.5 |  | 12000 | 9600 | 80% | 12000 | 23.6 | 13 | 10 | 12000 | 12000 | 100% | 1.89 | Residential | 250 | Yes | 1 | Both
210799596 | Mini/Multi Split | Cooper&Hunter | HRCU-A-CB-O | CH-HPR18-230VO |  | Mini-Splits (Non-Ducted) | CH-18MSPHCT-230VI |  | 16000 | 20 |  | 12.5 | 10.3 |  | 18000 | 15600 | 86.67% | 16000 | 20 | 12.5 | 9.5 | 17000 | 16000 | 94.12% | 1.75 | Residential | 332.5 | No | 1.33 | Both
210799597 | Mini/Multi Split | Cooper&Hunter | HRCU-A-CB | CH-HPR18-230VO |  | Mini-Splits (Ducted) | CH-M18DTUI |  | 16500 | 19.6 |  | 12.5 | 11 |  | 19000 | 15000 | 78.95% | 17000 | 18 | 11.7 | 9.5 | 19000 | 17700 | 93.16% | 1.85 | Residential | 355 | Yes | 1.42 | Both
210799598 | Mini/Multi Split | Cooper&Hunter | HRCU-A-CB-O | CH-HPR18-230VO |  | Mini-Splits (Non-Ducted) | CH-18MSPHFC-230VI |  | 17000 | 20.2 |  | 12.5 | 10.6 |  | 18000 | 12000 | 66.67% | 17000 | 20.5 | 12.5 | 9.8 | 18000 | 16800 | 93.33% | 1.86 | Residential | 355 | Yes | 1.42 | Both
210799600 | Mini/Multi Split | Cooper&Hunter | HRCU-A-CB | CH-HPR24-230VO |  | Mini-Splits (Ducted) | CH-M24DTUI |  | 24000 | 20.6 |  | 12.5 | 12.6 |  | 24600 | 21000 | 85.37% | 24000 | 19.2 | 12 | 10.5 | 25000 | 27000 | 108% | 2 | Residential | 500 | Yes | 2 | Both
210799616 | Mini/Multi Split | Cooper&Hunter | HMSV-A-CB | CH-18MES-230VO |  | Non-Ducted Indoor Units |  |  | 18000 | 22.5 |  | 13.3 | 10.6 |  | 19000 | 14300 | 75.26% | 18000 | 22.9 | 13.9 | 10.5 | 19000 |  |  |  | Residential | 375 | No | 1.5 | No
210799618 | Mini/Multi Split | Cooper&Hunter | HMSV-A-CB | CH-18MES-230VO |  | Mixed Ducted and Non-Ducted Indoor Units |  |  | 18000 | 20.75 |  | 12.65 | 10.7 |  | 19000 | 14500 | 76.32% | [8 empty] | Residential | 375 | No | 1.5 | No
210799619 | Mini/Multi Split | Cooper&Hunter | HMSV-A-CB | CH-28MES-230VO |  | Non-Ducted Indoor Units |  |  | 28000 | 23.8 |  | 12.5 | 10.5 |  | 28000 | 21000 | 75% | 28000 | 24.6 | 12.7 | 9.3 | 28000 |  |  |  | Residential | 582.5 | No | 2.33 | No
210799625 | Mini/Multi Split | Cooper&Hunter | HMSV-A-CB | CH-48MES-230VO |  | Non-Ducted Indoor Units |  |  | 48000 | 22.4 |  | 12.5 | 11 |  | 48000 | 34000 | 70.83% | 48000 | 23.4 | 12.5 | 8.7 | 48000 |  |  |  | Residential | 1000 | No | 4 | No
210799628 | Mini/Multi Split | Cooper&Hunter | HMSV-A-CB | CH-HPR19M-230VO |  | Non-Ducted Indoor Units |  |  | 19000 | 22 |  | 12.5 | 10.2 |  | 20000 | 15000 | 75% | 19000 | 22 | 12.5 | 9.8 | 20000 | 19700 | 98.5% | 1.9 | Residential | 395 | Yes | 1.58 | Both
210799631 | Mini/Multi Split | Cooper&Hunter | HMSV-A-CB | CH-HPR28M-230VO |  | Non-Ducted Indoor Units |  |  | 28000 | 22.5 |  | 12.5 | 11.3 |  | 28000 | 26600 | 95% | 28000 | 23 | 12.5 | 10.6 | 28000 | 25000 | 89.29% | 1.8 | Residential | 582.5 | Yes | 2.33 | Both
210799634 | Mini/Multi Split | Cooper&Hunter | HMSV-A-CB | CH-HPR36M-230VO |  | Non-Ducted Indoor Units |  |  | 36000 | 21.8 |  | 13.6 | 11 |  | 36400 | 33000 | 90.66% | 36000 | 22.2 | 13.6 | 10.3 | 37000 | 36000 | 97.3% | 1.9 | Residential | 750 | Yes | 3 | Both
210799640 | Mini/Multi Split | Cooper&Hunter | HRCU-A-CB-O | CH-ES09-115VO |  | Mini-Splits (Non-Ducted) | CH-09OLVWM-115VI |  | 9000 | 23 |  | 13.8 | 11 |  | 9200 | 5900 | 64.13% | 9000 | 23 | 13.8 | 9.8 | 10000 |  |  |  | Residential | 187.5 | No | 0.75 | No
210799651 | Mini/Multi Split | Cooper&Hunter | HRCU-A-CB-O | CH-ES09-230VO |  | Mini-Splits (Non-Ducted) | CH-09MSPHWM-230VI |  | 9000 | 21.6 |  | 13.2 | 11.4 |  | 10000 | 6100 | 61% | [8 empty] | Residential | 187.5 | No | 0.75
210799655 | Mini/Multi Split | Cooper&Hunter | HRCU-A-CB-O | CH-HPR09-230VO |  | Mini-Splits (Non-Ducted) | CH-D09MSPHWM-230VI |  | 9000 | 26.3 |  | 15.6 | 12.5 |  | 11500 | 7100 | 61.74% | [8 empty] | Residential | 187.5 | No | 0.75
210799656 | Mini/Multi Split | Cooper&Hunter | HRCU-A-CB-O | CH-HPR12-230VO |  | Mini-Splits (Non-Ducted) | CH-D12MSPHWM-230VI |  | 12000 | 24.5 |  | 13.5 | 12.5 |  | 12000 | 7500 | 62.5% | [8 empty] | Residential | 250 | No | 1
210799657 | Mini/Multi Split | Cooper&Hunter | HRCU-A-CB-O | CH-HPR18-230VO |  | Mini-Splits (Non-Ducted) | CH-D18MSPHWM-230VI |  | 17000 | 20.5 |  | 12.5 | 11 |  | 18000 | 10900 | 60.56% | [8 empty] | Residential | 355 | No | 1.42
210799658 | Mini/Multi Split | Cooper&Hunter | HRCU-A-CB-O | CH-HPR24-230VO |  | Mini-Splits (Non-Ducted) | CH-D24MSPHWM-230VI |  | 24000 | 21 |  | 13 | 12 |  | 26000 | 19400 | 74.62% | [8 empty] | Residential | 500 | No | 2
210799661 | Mini/Multi Split | Cooper&Hunter | HRCU-A-CB-O | CH-HYP09SPH230VO |  | Mini-Splits (Non-Ducted) | CH-09MASTWM-230VI |  | 9000 | 23 |  | 13 | 10 |  | 12000 | 7000 | 58.33% | [8 empty] | Residential | 187.5 | No | 0.75
210799663 | Mini/Multi Split | Cooper&Hunter | HRCU-A-CB-O | CH-HYP18SPH230VO |  | Mini-Splits (Non-Ducted) | CH-18MASTWM-230VI |  | 17000 | 21 |  | 12.5 | 10 |  | 18000 | 11000 | 61.11% | [8 empty] | Residential | 355 | No | 1.42
210799666 | Mini/Multi Split | Cooper&Hunter | HRCU-A-CB-O | CH-HYP24SPH230VO |  | Mini-Splits (Non-Ducted) | CH-24MSPHWM-230VI |  | 23000 | 20 |  | 12.5 | 10 |  | 24000 | 15300 | 63.75% | [8 empty] | Residential | 480 | No | 1.92
210799667 | Mini/Multi Split | Cooper&Hunter | HRCU-A-CB-O | CH-HYP09SPH230VO |  | Mini-Splits (Non-Ducted) | CH-09MSPHWM-230VI |  | 9000 | 22 |  | 13 | 10 |  | 10000 | 6000 | 60% | [8 empty] | Residential | 187.5 | No | 0.75
210799668 | Mini/Multi Split | Cooper&Hunter | HRCU-A-CB-O | CH-HYP18SPH230VO |  | Mini-Splits (Non-Ducted) | CH-18MSPHWM-230VI |  | 18000 | 20 |  | 12.5 | 10.6 |  | 18000 | 10400 | 57.78% | [8 empty] | Residential | 375 | No | 1.5
210799669 | Mini/Multi Split | Cooper&Hunter | HRCU-A-CB-O | CH-HYP12SPH230VO |  | Mini-Splits (Non-Ducted) | CH-12MSPHWM-230VI |  | 12000 | 21 |  | 12.5 | 11 |  | 12000 | 7200 | 60% | [8 empty] | Residential | 250 | No | 1
210799670 | Mini/Multi Split | Cooper&Hunter | HRCU-A-CB-O | CH-ES09-230VO |  | Mini-Splits (Non-Ducted) | CH-09MASTWM-230VI |  | 9000 | 25.5 |  | 15 | 12.2 |  | 10000 | 8500 | 85% | 9000 | 25.5 | 15 | 12.3 | 10000 | 7500 | 75% | 2.17 | Residential | 187.5 | Yes | 0.75 | Both
210799671 | Mini/Multi Split | Cooper&Hunter | HRCU-A-CB-O | CH-ES24-230VO |  | Mini-Splits (Non-Ducted) | CH-24MASTWM-230VI |  | 24000 | 22 |  | 14 | 12 |  | 25000 | 16200 | 64.8% | 24000 | 22 | 14 | 10 | 25000 |  |  |  | Residential | 500 | No | 2 | No
210799672 | Mini/Multi Split | Cooper&Hunter | HRCU-A-CB-O | CH-ES18-230VO |  | Mini-Splits (Non-Ducted) | CH-18MASTWM-230VI |  | 18000 | 22.6 |  | 12.5 | 12 |  | 19000 | 14900 | 78.42% | 18000 | 23.5 | 12.5 | 10.8 | 19000 |  |  |  | Residential | 375 | No | 1.5 | No
210799673 | Mini/Multi Split | Cooper&Hunter | HRCU-A-CB-O | CH-ES12-230VO |  | Mini-Splits (Non-Ducted) | CH-12MASTWM-230VI |  | 12000 | 23.2 |  | 13.7 | 13.2 |  | 12000 | 9000 | 75% | 12000 | 24.6 | 13.7 | 10.7 | 12000 |  |  |  | Residential | 250 | No | 1 | No
210799674 | Mini/Multi Split | Cooper&Hunter | HRCU-A-CB-O | CH-ES12-230VO |  | Mini-Splits (Non-Ducted) | CH-12MMC-230VI |  | 12000 | 23.5 |  | 13 | 13.3 |  | 12000 | 9200 | 76.67% | 12000 | 25 | 13 | 11 | 12000 | 8400 | 70% | 2.38 | Residential | 250 | Yes | 1 | Both
210799675 | Mini/Multi Split | Cooper&Hunter | HRCU-A-CB-O | CH-HPR12-230VO |  | Mini-Splits (Non-Ducted) | CH-12MMC-230VI |  | 12000 | 23 |  | 13.3 | 11.8 |  | 12000 | 10200 | 85% | 12000 | 24.2 | 13.3 | 10.7 | 12000 | 11900 | 99.17% | 1.99 | Residential | 250 | Yes | 1 | Both
210799676 | Mini/Multi Split | Cooper&Hunter | HRCU-A-CB-O | CH-ES18-230VO |  | Mini-Splits (Non-Ducted) | CH-16MMC-230VI |  | 16000 | 22 |  | 12.5 | 11.6 |  | 17000 | 13400 | 78.82% | 16000 | 22.4 | 12.5 | 10.4 | 17000 | 12700 | 74.71% | 2.32 | Residential | 332.5 | Yes | 1.33 | Both
210799684 | Mini/Multi Split | Cooper&Hunter | HRCU-A-CB-O | CH-ES09-115VO |  | Mini-Splits (Non-Ducted) | CH-B09OLVWM-115VI |  | 9000 | 23 |  | 13.8 | 11 |  | 9200 | 5900 | 64.13% | 9000 | 23 | 13.8 | 9.8 | 10000 |  |  |  | Residential | 187.5 | No | 0.75 | No
210799685 | Mini/Multi Split | Cooper&Hunter | HRCU-A-CB-O | CH-ES12-115VO |  | Mini-Splits (Non-Ducted) | CH-B12OLVWM-115VI |  | 12000 | 22 |  | 12.5 | 11.5 |  | 12000 | 8900 | 74.17% | 12000 | 22.7 | 12.5 | 10.4 | 12000 |  |  |  | Residential | 250 | No | 1 | No
210799686 | Mini/Multi Split | Cooper&Hunter | HRCU-A-CB-O | CH-HPR06F9-230VO |  | Mini-Splits (Non-Ducted) | CH-B06MOLVWM-230VI |  | 6000 | 23.5 |  | 15 | 11 |  | 7000 | 7500 | 107.1% | 6000 | 23.5 | 15 | 12 | 7000 | 7100 | 101.4% | 1.84 | Residential | 125 | Yes | 0.5 | Both
210799687 | Mini/Multi Split | Cooper&Hunter | HRCU-A-CB-O | CH-ES09-230VO |  | Mini-Splits (Non-Ducted) | CH-B09MOLVWM-230VI |  | 9000 | 24 |  | 14.7 | 12.7 |  | 10000 | 8100 | 81% | 9000 | 24 | 14.7 | 11.6 | 10000 | 7500 | 75% | 2.25 | Residential | 187.5 | Yes | 0.75 | Both
210799688 | Mini/Multi Split | Cooper&Hunter | HRCU-A-CB-O | CH-ES12-230VO |  | Mini-Splits (Non-Ducted) | CH-B12MOLVWM-230VI |  | 12000 | 22.2 |  | 13 | 11 |  | 12000 | 10000 | 83.33% | 12000 | 23.1 | 13 | 10.8 | 12000 | 8400 | 70% | 2.41 | Residential | 250 | Yes | 1 | Both
210799689 | Mini/Multi Split | Cooper&Hunter | HRCU-A-CB-O | CH-ES18-230VO |  | Mini-Splits (Non-Ducted) | CH-B18MOLVWM-230VI |  | 18000 | 24 |  | 13.5 | 11.6 |  | 18000 | 14100 | 78.33% | 18000 | 24 | 13.5 | 10.5 | 18000 | 12800 | 71.11% | 2.44 | Residential | 375 | Yes | 1.5 | Both
210799690 | Mini/Multi Split | Cooper&Hunter | HRCU-A-CB-O | CH-ES24-230VO |  | Mini-Splits (Non-Ducted) | CH-B24MOLVWM-230VI |  | 24000 | 21 |  | 13 | 10 |  | 26000 | 17400 | 66.92% | 24000 | 21 | 13 | 8.5 | 26000 |  |  |  | Residential | 500 | No | 2 | No
210799691 | Mini/Multi Split | Cooper&Hunter | HRCU-A-CB-O | CH-HPR09-230VO |  | Mini-Splits (Non-Ducted) | CH-B09MOLVWM-230VI |  | 9000 | 25.5 |  | 15.8 | 12.5 |  | 12000 | 9300 | 77.5% | 9000 | 26.4 | 15.8 | 11.6 | 12000 | 11000 | 91.67% | 1.85 | Residential | 187.5 | Yes | 0.75 | Both
210799692 | Mini/Multi Split | Cooper&Hunter | HRCU-A-CB-O | CH-HPR12-230VO |  | Mini-Splits (Non-Ducted) | CH-B12MOLVWM-230VI |  | 12000 | 22 |  | 13 | 12.7 |  | 12000 | 10300 | 85.83% | 12000 | 23.1 | 13 | 10.5 | 12000 | 11000 | 91.67% | 1.88 | Residential | 250 | Yes | 1 | Both
210799693 | Mini/Multi Split | Cooper&Hunter | HRCU-A-CB-O | CH-HPR18-230VO |  | Mini-Splits (Non-Ducted) | CH-B18MOLVWM-230VI |  | 18000 | 21.5 |  | 13 | 11 |  | 18000 | 11100 | 61.67% | 18000 | 22 | 13 | 10.6 | 18000 | 17200 | 95.56% | 1.89 | Residential | 375 | Yes | 1.5 | Both
210799694 | Mini/Multi Split | Cooper&Hunter | HRCU-A-CB-O | CH-HPR24-230VO |  | Mini-Splits (Non-Ducted) | CH-B24MOLVWM-230VI |  | 23000 | 21.5 |  | 12.5 | 11.5 |  | 26000 | 18900 | 72.69% | 23000 | 22.3 | 12.5 | 10.3 | 26000 | 23000 | 88.46% | 1.8 | Residential | 480 | Yes | 1.92 | Both
210799695 | Mini/Multi Split | Cooper&Hunter | HRCU-A-CB-O | CH-ES06-115VO |  | Mini-Splits (Non-Ducted) | CH-06OLVWM-115VI |  | 6000 | 23 |  | 13.8 | 11 |  | 7000 | 5900 | 84.29% | 6000 | 23 | 13.8 | 9.8 | 7000 |  |  |  | Residential | 125 | No | 0.5 | No
210799696 | Mini/Multi Split | Cooper&Hunter | HRCU-A-CB-O | CH-06OLVWM-115VO |  | Mini-Splits (Non-Ducted) | CH-06OLVWM-115VI |  | 6000 | 23 |  | 13.8 | 11 |  | 7000 | 5900 | 84.29% | 6000 | 23 | 13.8 | 9.8 | 7000 |  |  |  | Residential | 125 | No | 0.5 | No
210799697 | Mini/Multi Split | Cooper&Hunter | HRCU-A-CB-O | CH-NY06MIA-115VO |  | Mini-Splits (Non-Ducted) | CH-NY06MIA-115VI |  | 6000 | 20.5 |  | 12.5 | 10 |  | 7000 | 6800 | 97.14% | 6000 | 21.5 | 12.5 | 9 | 7000 |  |  |  | Residential | 125 | No | 0.5 | No
210824705 | Mini/Multi Split | RHEEM | HRCU-A-CB-O | RO1HHZ09AJ8S |  | Mini-Splits (Non-Ducted) | RICHHZ09AJ8S |  | 9000 | 22.5 |  | 13.6 | 12.5 |  | 12000 | 7800 | 65% | 9000 | 23.5 | 13.6 | 11.8 | 12000 | 10100 | 84.17% | 2.22 | Residential | 187.5 | Yes | 0.75 | Both
210824709 | Mini/Multi Split | RUUD | HRCU-A-CB-O | RO1HHZ09AJ8S |  | Mini-Splits (Non-Ducted) | RICHHZ09AJ8S |  | 9000 | 22.5 |  | 13.6 | 12.5 |  | 12000 | 7800 | 65% | 9000 | 23.5 | 13.6 | 11.8 | 12000 | 10100 | 84.17% | 2.22 | Residential | 187.5 | Yes | 0.75 | Both
210824712 | Mini/Multi Split | RHEEM | HRCU-A-CB-O | RO1HHZ12AJ8S |  | Mini-Splits (Non-Ducted) | RICHHZ12AJ8S |  | 12000 | 22.1 |  | 12.8 | 12.2 |  | 16000 | 10700 | 66.88% | 12000 | 23 | 12.8 | 11.3 | 16000 | 15500 | 96.88% | 2.02 | Residential | 250 | Yes | 1 | Both
210824714 | Mini/Multi Split | RUUD | HRCU-A-CB-O | RO1HHZ12AJ8S |  | Mini-Splits (Non-Ducted) | RICHHZ12AJ8S |  | 12000 | 22.1 |  | 12.8 | 12.2 |  | 16000 | 10700 | 66.88% | 12000 | 23 | 12.8 | 11.3 | 16000 | 15500 | 96.88% | 2.02 | Residential | 250 | Yes | 1 | Both
210824718 | Mini/Multi Split | RHEEM | HRCU-A-CB-O | RO1HHZ18AJ8S |  | Mini-Splits (Non-Ducted) | RICHHZ18AJ8S |  | 17100 | 20.8 |  | 12.5 | 11.6 |  | 21600 | 14700 | 68.06% | 17100 | 21.5 | 12.5 | 11.2 | 21600 | 17100 | 79.17% | 2.2 | Residential | 357.5 | Yes | 1.43 | Both
210824720 | Mini/Multi Split | RUUD | HRCU-A-CB-O | RO1HHZ18AJ8S |  | Mini-Splits (Non-Ducted) | RICHHZ18AJ8S |  | 17100 | 20.8 |  | 12.5 | 11.6 |  | 21600 | 14700 | 68.06% | 17100 | 21.5 | 12.5 | 11.2 | 21600 | 17100 | 79.17% | 2.2 | Residential | 357.5 | Yes | 1.43 | Both
210824722 | Mini/Multi Split | RHEEM | HRCU-A-CB | RO1HHZ12AJ8S |  | Mini-Splits (Ducted) | RIMHHZ12AJ8S |  | 12000 | 21.3 |  | 13.4 | 11.7 |  | 16000 | 10500 | 65.62% | 12000 | 19.1 | 12.5 | 10.5 | 16000 | 15500 | 96.88% | 2.02 | Residential | 250 | Yes | 1 | Both
210824724 | Mini/Multi Split | RUUD | HRCU-A-CB | RO1HHZ12AJ8S |  | Mini-Splits (Ducted) | RIMHHZ12AJ8S |  | 12000 | 21.3 |  | 13.4 | 11.7 |  | 16000 | 10500 | 65.62% | 12000 | 19.1 | 12.5 | 10.5 | 16000 | 15500 | 96.88% | 2.02 | Residential | 250 | Yes | 1 | Both
210824765 | Mini/Multi Split | RHEEM | HMSV-A-CB | RO4HFZ36AJ1H |  | Non-Ducted Indoor Units |  |  | 35200 | 20 |  | 13 | 10.3 |  | 36400 | 21400 | 58.79% | 35200 | 20.5 | 13 | 9.5 | 36400 | 36400 | 100% | 2.02 | Residential | 732.5 | Yes | 2.93 | Both
210824767 | Mini/Multi Split | RUUD | HMSV-A-CB | RO4HFZ36AJ1H |  | Non-Ducted Indoor Units |  |  | 35200 | 20 |  | 13 | 10.3 |  | 36400 | 21400 | 58.79% | 35200 | 20.5 | 13 | 9.5 | 36400 | 36400 | 100% | 2.02 | Residential | 732.5 | Yes | 2.93 | Both
210838006 | Mini/Multi Split | AC PRO.COM | HRCU-A-CB-O | AWH09AGCXD-A3DNA1A/O |  | Mini-Splits (Non-Ducted) | AWH09QCXD-A3DNB8A/I |  | 9100 | 27 |  | 14.55 | 11.8 |  | 10000 | 7000 | 70% | 9100 | 27 | 14.55 | 10 | 10000 | 9900 | 99% | 1.87 | Residential | 190 | Yes | 0.76 | Yes
210838007 | Mini/Multi Split | AC PRO.COM | HRCU-A-CB-O | AWH09AGCXD-D3DNA1A/O |  | Mini-Splits (Non-Ducted) | AWH09QCXD-D3DNB8A/I |  | 9100 | 25.5 |  | 14.7 | 12 |  | 10500 | 7000 | 66.67% | 9100 | 25.5 | 14.7 | 10.2 | 10500 | 9100 | 86.67% | 1.86 | Residential | 190 | Yes | 0.76 | Yes
210838008 | Mini/Multi Split | AC PRO.COM | HRCU-A-CB-O | AWH12AGCXD-A3DNA1A/O |  | Mini-Splits (Non-Ducted) | AWH12QCXD-A3DNB8A/I |  | 12000 | 24 |  | 12.5 | 11 |  | 12000 | 6300 | 52.5% | 12000 | 24 | 12 | 9 | 12000 |  |  |  | Residential | 250 | No | 1 | No
210838009 | Mini/Multi Split | AC PRO.COM | HRCU-A-CB-O | AWH12AGCXD-D3DNA1A/O |  | Mini-Splits (Non-Ducted) | AWH12QCXD-D3DNB8A/I |  | 12000 | 24 |  | 12.5 | 11 |  | 12000 | 6300 | 52.5% | 12000 | 24 | 12.5 | 9 | 12000 |  |  |  | Residential | 250 | No | 1 | No
210838010 | Mini/Multi Split | AC PRO.COM | HRCU-A-CB-O | AWH24AGEXH-D3DNA1A/O |  | Mini-Splits (Non-Ducted) | AWH24QEXH-D3DNB8A/I |  | 22000 | 24 |  | 13 | 11 |  | 24000 | 15000 | 62.5% | 22000 | 24.5 | 13.1 | 9.5 | 24000 | 16100 | 67.08% | 1.75 | Residential | 457.5 | No | 1.83 | No
210838016 | Mini/Multi Split | AC PRO.COM | HMSV-A-CB-O | AWHD(24)ND3MO |  | Non-Ducted Indoor Units |  |  | 23200 | 21 |  | 12.5 | 10 |  | 24000 | 23600 | 98.33% | 23200 | 21 | 12.5 | 10 | 24000 | 21600 | 90% | 2.1 | Residential | 482.5 | Yes | 1.93 | Both
210838019 | Mini/Multi Split | AC PRO.COM | HMSV-A-CB-O | AWHD(30)ND3MO |  | Non-Ducted Indoor Units |  |  | 28400 | 21 |  | 12.5 | 10 |  | 30000 | 27200 | 90.67% | 28400 | 21 | 12.5 | 10 | 30000 | 22800 | 76% | 1.84 | Residential | 592.5 | Yes | 2.37 | Both
210839352 | Mini/Multi Split | RHEEM | HRCU-A-CB-O | RP1724HJVXA |  | Mini-Splits (Non-Ducted) | RICH24AXCJ |  | 24000 | 20 |  | 12.8 | 10.8 |  | 27000 | 16400 | 60.74% | 24000 | 20.8 | 12.8 | 10.1 | 27000 | 23200 | 85.93% | 2.04 | Residential | 500 | Yes | 2 | Both
210839354 | Mini/Multi Split | RUUD | HRCU-A-CB-O | RP1724HJVXA |  | Mini-Splits (Non-Ducted) | RICH24AXCJ |  | 24000 | 20 |  | 12.8 | 10.8 |  | 27000 | 16400 | 60.74% | 24000 | 20.8 | 12.8 | 10.1 | 27000 | 23200 | 85.93% | 2.04 | Residential | 500 | Yes | 2 | Both
210857241 | Mini/Multi Split | Cooper&Hunter | HRCU-A-CB-O | CH-09DKT230VO |  | Mini-Splits (Non-Ducted) | CH-09MSPHWM-230VI |  | 9000 | 22 |  | 13 | 10 |  | 10000 | 6000 | 60% | [8 empty] | Residential | 187.5 | No | 0.75
210857242 | Mini/Multi Split | Cooper&Hunter | HRCU-A-CB-O | CH-09DKT230VO |  | Mini-Splits (Non-Ducted) | CH-09MASTWM-230VI |  | 9000 | 23 |  | 13 | 10 |  | 12000 | 7000 | 58.33% | [8 empty] | Residential | 187.5 | No | 0.75
210857243 | Mini/Multi Split | Cooper&Hunter | HRCU-A-CB-O | CH-HYP09SPH230VO |  | Mini-Splits (Non-Ducted) | CH-09MSPHCT-230VI |  | 9000 | 20 |  | 13 | 10.8 |  | 10000 | 6700 | 67% | 9000 | 20 | 13 | 9.4 | 10000 |  |  |  | Residential | 187.5 | No | 0.75 | No
210857244 | Mini/Multi Split | Cooper&Hunter | HRCU-A-CB-O | CH-12DKT230VO |  | Mini-Splits (Non-Ducted) | CH-12MSPHWM-230VI |  | 12000 | 21 |  | 12.5 | 11 |  | 12000 | 7200 | 60% | [8 empty] | Residential | 250 | No | 1
210857246 | Mini/Multi Split | Cooper&Hunter | HRCU-A-CB-O | CH-HYP12SPH230VO |  | Mini-Splits (Non-Ducted) | CH-12MSPHCT-230VI |  | 12000 | 19.5 |  | 12.5 | 10.6 |  | 12000 | 8700 | 72.5% | 12000 | 19.5 | 12.5 | 9.3 | 12000 |  |  |  | Residential | 250 | No | 1 | No
210857247 | Mini/Multi Split | Cooper&Hunter | HRCU-A-CB-O | CH-HYP12SPH230VO |  | Mini-Splits (Non-Ducted) | CH-12MSPHMC-230VI |  | 12000 | 19.4 |  | 12.5 | 10.5 |  | 12000 | 9600 | 80% | 12000 | 19.4 | 12.5 | 9.4 | 12000 |  |  |  | Residential | 250 | No | 1 | No
210857248 | Mini/Multi Split | Cooper&Hunter | HRCU-A-CB-O | CH-18DKT230VO |  | Mini-Splits (Non-Ducted) | CH-18MSPHWM-230VI |  | 18000 | 20 |  | 12.5 | 10.6 |  | 18000 | 10400 | 57.78% | [8 empty] | Residential | 375 | No | 1.5
210857249 | Mini/Multi Split | Cooper&Hunter | HRCU-A-CB-O | CH-18DKT230VO |  | Mini-Splits (Non-Ducted) | CH-18MASTWM-230VI |  | 17000 | 21 |  | 12.5 | 10 |  | 18000 | 11000 | 61.11% | [8 empty] | Residential | 355 | No | 1.42
210857250 | Mini/Multi Split | Cooper&Hunter | HRCU-A-CB-O | CH-HYP18SPH230VO |  | Mini-Splits (Non-Ducted) | CH-18MSPHCT-230VI |  | 16000 | 20 |  | 12.5 | 10.5 |  | 18000 | 12000 | 66.67% | 16000 | 20 | 12.5 | 9.8 | 12000 |  |  |  | Residential | 332.5 | No | 1.33 | No
210857251 | Mini/Multi Split | Cooper&Hunter | HRCU-A-CB-O | CH-HYP18SPH230VO |  | Mini-Splits (Non-Ducted) | CH-18MSPHFC-230VI |  | 17000 | 19.9 |  | 12.5 | 10.6 |  | 18000 | 13400 | 74.44% | 17000 | 19.9 | 12.5 | 9.9 | 18000 |  |  |  | Residential | 355 | No | 1.42 | No
210857252 | Mini/Multi Split | Cooper&Hunter | HRCU-A-CB-O | CH-24DKT230VO |  | Mini-Splits (Non-Ducted) | CH-24MSPHWM-230VI |  | 24000 | 20.5 |  | 12.5 | 10 |  | 25000 | 15300 | 61.2% | [8 empty] | Residential | 500 | No | 2
210857258 | Mini/Multi Split | Cooper&Hunter | HRCU-A-CB-O | CH-HPR09-230VO |  | Mini-Splits (Non-Ducted) | CH-09DKT230VI |  | 9000 | 26.3 |  | 15.6 | 12.5 |  | 11500 | 7100 | 61.74% | [8 empty] | Residential | 187.5 | No | 0.75
210857259 | Mini/Multi Split | Cooper&Hunter | HRCU-A-CB-O | CH-HPR12-230VO |  | Mini-Splits (Non-Ducted) | CH-12DKT230VI |  | 12000 | 24.5 |  | 13.5 | 12.5 |  | 12000 | 7500 | 62.5% | [8 empty] | Residential | 250 | No | 1
210857260 | Mini/Multi Split | Cooper&Hunter | HRCU-A-CB-O | CH-HPR18-230VO |  | Mini-Splits (Non-Ducted) | CH-18DKT230VI |  | 17000 | 20.5 |  | 12.5 | 11 |  | 18000 | 10900 | 60.56% | [8 empty] | Residential | 355 | No | 1.42
210857261 | Mini/Multi Split | Cooper&Hunter | HRCU-A-CB-O | CH-HPR24-230VO |  | Mini-Splits (Non-Ducted) | CH-24DKT230VI |  | 24000 | 21 |  | 13 | 12 |  | 26000 | 19400 | 74.62% | [8 empty] | Residential | 500 | No | 2
210857265 | Mini/Multi Split | DIAMONDAIR | HRCU-A-CB-O | D2009SHO2 |  | Mini-Splits (Non-Ducted) | DF2009HMSI2 |  | 9000 | 25.5 |  | 15.8 | 12.5 |  | 12000 | 9300 | 77.5% | 9000 | 26.4 | 15.8 | 11.6 | 12000 | 11000 | 91.67% | 1.85 | Residential | 187.5 | Yes | 0.75 | Both
210857266 | Mini/Multi Split | DIAMONDAIR | HRCU-A-CB-O | D2012SHO2 |  | Mini-Splits (Non-Ducted) | DF2012HMSI2 |  | 12000 | 22 |  | 13 | 12.7 |  | 12000 | 10300 | 85.83% | 12000 | 23.1 | 13 | 10.5 | 12000 | 11000 | 91.67% | 1.88 | Residential | 250 | Yes | 1 | Both
210857267 | Mini/Multi Split | DIAMONDAIR | HRCU-A-CB-O | D2018SHO2 |  | Mini-Splits (Non-Ducted) | DF2018HMSI2 |  | 18000 | 21.5 |  | 13 | 11 |  | 18000 | 11100 | 61.67% | 18000 | 22 | 13 | 10.6 | 18000 | 17200 | 95.56% | 1.89 | Residential | 375 | Yes | 1.5 | Both
210857268 | Mini/Multi Split | DIAMONDAIR | HRCU-A-CB-O | D2024SHO2 |  | Mini-Splits (Non-Ducted) | DF2024HMSI2 |  | 23000 | 21.5 |  | 12.5 | 11.5 |  | 26000 | 18900 | 72.69% | 23000 | 22.3 | 12.5 | 10.3 | 26000 | 23000 | 88.46% | 1.8 | Residential | 480 | Yes | 1.92 | Both
210857269 | Mini/Multi Split | DIAMONDAIR | HRCU-A-CB-O | D2009SHO2 |  | Mini-Splits (Non-Ducted) | DF2009CI |  | 9000 | 20.5 |  | 13 | 10.8 |  | 10000 | 9000 | 90% | 9000 | 20.5 | 13 | 10.3 | 9800 | 10000 | 102% | 1.8 | Residential | 187.5 | Yes | 0.75 | Both
210857270 | Mini/Multi Split | DIAMONDAIR | HRCU-A-CB-O | D2012SHO2 |  | Mini-Splits (Non-Ducted) | DF2012CI |  | 12000 | 21.5 |  | 12.7 | 10.6 |  | 12000 | 9900 | 82.5% | 12000 | 22.3 | 12.7 | 10.2 | 12000 | 11300 | 94.17% | 1.89 | Residential | 250 | Yes | 1 | Both
210857271 | Mini/Multi Split | DIAMONDAIR | HRCU-A-CB-O | D2018SHO2 |  | Mini-Splits (Non-Ducted) | DF2018CI |  | 16000 | 20 |  | 12.5 | 10.3 |  | 18000 | 15600 | 86.67% | 16000 | 20 | 12.5 | 9.5 | 17000 | 16000 | 94.12% | 1.75 | Residential | 332.5 | No | 1.33 | Both
210857273 | Mini/Multi Split | DIAMONDAIR | HRCU-A-CB-O | D2009SHO2 |  | Mini-Splits (Non-Ducted) | DF2009HMSI |  | 9000 | 26.3 |  | 15.6 | 12.5 |  | 11500 | 7100 | 61.74% | [8 empty] | Residential | 187.5 | No | 0.75
210857274 | Mini/Multi Split | DIAMONDAIR | HRCU-A-CB-O | D2012SHO2 |  | Mini-Splits (Non-Ducted) | DF2012HMSI |  | 12000 | 24.5 |  | 13.5 | 12.5 |  | 12000 | 7500 | 62.5% | [8 empty] | Residential | 250 | No | 1
210857275 | Mini/Multi Split | DIAMONDAIR | HRCU-A-CB-O | D2018SHO2 |  | Mini-Splits (Non-Ducted) | DF2018HMSI |  | 17000 | 20.5 |  | 12.5 | 11 |  | 18000 | 10900 | 60.56% | [8 empty] | Residential | 355 | No | 1.42
210857276 | Mini/Multi Split | DIAMONDAIR | HRCU-A-CB-O | D2024SHO2 |  | Mini-Splits (Non-Ducted) | DF2024HMSI |  | 24000 | 21 |  | 13 | 12 |  | 26000 | 19400 | 74.62% | [8 empty] | Residential | 500 | No | 2
210857277 | Mini/Multi Split | DIAMONDAIR | HMSV-A-CB | DF18M2Z2 |  | Non-Ducted Indoor Units |  |  | 18000 | 21.5 |  | 12.5 | 10.6 |  | 19000 | 14400 | 75.79% | 18000 | 21 | 12.5 | 10.2 | 19000 |  |  |  | Residential | 375 | No | 1.5 | No
210857289 | Mini/Multi Split | MDV | HRCU-A-CB-O | MOX330-09HFN1-MY5W |  | Mini-Splits (Non-Ducted) | MCBU-09HRFN1-MU0-CA |  | 9000 | 23 |  | 13 | 13.6 |  | 10900 | 9800 | 89.91% | 9000 | 24 | 13 | 12.4 | 10900 | 10500 | 96.33% | 1.8 | Residential | 187.5 | Yes | 0.75 | Both
210857290 | Mini/Multi Split | MDV | HRCU-A-CB-O | MOX330-12HFN1-MW5W |  | Mini-Splits (Non-Ducted) | MCBU-18HRFN1-MW-CA |  | 12000 | 22 |  | 13 | 11.3 |  | 12500 | 9500 | 76% | 12000 | 23 | 13 | 10 | 12500 | 11000 | 88% | 1.8 | Residential | 250 | Yes | 1 | Both
210857291 | Mini/Multi Split | MDV | HRCU-A-CB-O | MOX230-09HFN1-MW5W |  | Mini-Splits (Non-Ducted) | MCBU-09HRFN1-MU0-CA |  | 6500 | 22 |  | 14.5 | 10.6 |  | 7100 | 5700 | 80.28% | 6500 | 22 | 14.5 | 10.8 | 7100 | 8000 | 112.7% | 2 | Residential | 135 | Yes | 0.54 | Both
210857292 | Mini/Multi Split | MDV | HRCU-A-CB-O | MOX430-17HFN1-MT0W |  | Mini-Splits (Non-Ducted) | MCBU-18HRFN1-MW-CA |  | 16700 | 19.8 |  | 12.5 | 11.8 |  | 20000 | 14500 | 72.5% | 16700 | 19.8 | 12.5 | 11.2 | 20000 | 16700 | 83.5% | 1.93 | Residential | 347.5 | Yes | 1.39 | Both
210857294 | Mini/Multi Split | 1HVAC | HRCU-A-CB-O | ACIQ-06ZPL-HP230B |  | Mini-Splits (Non-Ducted) | ACIQ-06W-HH-MC |  | 6000 | 26.5 |  | 15.8 | 14 |  | 7000 | 8500 | 121.4% | 6000 | 26.5 | 15.8 | 13.6 | 7000 | 7500 | 107.1% | 2.1 | Residential | 125 | Yes | 0.5 | Both
210857295 | Mini/Multi Split | 1HVAC | HRCU-A-CB-O | ACIQ-09ZPL-HP230B |  | Mini-Splits (Non-Ducted) | ACIQ-09W-HH-MC |  | 9000 | 28.1 |  | 16.2 | 13 |  | 11800 | 9500 | 80.51% | 9000 | 28.1 | 16.2 | 11.5 | 12000 | 10600 | 88.33% | 2 | Residential | 187.5 | Yes | 0.75 | Both
210857296 | Mini/Multi Split | 1HVAC | HRCU-A-CB-O | ACIQ-12ZPL-HP230B |  | Mini-Splits (Non-Ducted) | ACIQ-12W-HH-MC |  | 12000 | 25.5 |  | 14 | 13 |  | 12000 | 10000 | 83.33% | 12000 | 25.5 | 14 | 10.4 | 12000 | 12000 | 100% | 1.8 | Residential | 250 | Yes | 1 | Both
210857297 | Mini/Multi Split | 1HVAC | HRCU-A-CB-O | ACIQ-18ZPL-HP230B |  | Mini-Splits (Non-Ducted) | ACIQ-18W-HH-MC |  | 18000 | 21.5 |  | 12.5 | 13 |  | 18000 | 15000 | 83.33% | 18000 | 21.5 | 12.5 | 11.3 | 18000 | 18000 | 100% | 1.8 | Residential | 375 | Yes | 1.5 | Both
210857298 | Mini/Multi Split | 1HVAC | HRCU-A-CB-O | ACIQ-24ZPL-HP230B |  | Mini-Splits (Non-Ducted) | ACIQ-24W-HH-MC |  | 24000 | 21.5 |  | 13 | 12 |  | 29000 | 21200 | 73.1% | 24000 | 21.5 | 13 | 11.4 | 29000 | 25000 | 86.21% | 2.21 | Residential | 500 | Yes | 2 | Both
210857307 | Mini/Multi Split | 1HVAC | HRCU-A-CB-O | ACIQ-06ZPL-HP230B |  | Mini-Splits (Non-Ducted) | SCC-0609-HH-M |  | 6500 | 22 |  | 14.5 | 10.6 |  | 7100 | 5700 | 80.28% | 6500 | 22 | 14.5 | 10.8 | 7100 | 8000 | 112.7% | 2 | Residential | 135 | Yes | 0.54 | Both
210857308 | Mini/Multi Split | 1HVAC | HRCU-A-CB-O | ACIQ-09ZPL-HP230B |  | Mini-Splits (Non-Ducted) | SCC-0609-HH-M |  | 9000 | 23 |  | 13 | 13.6 |  | 10900 | 9800 | 89.91% | 9000 | 24 | 13 | 12.4 | 10900 | 10500 | 96.33% | 1.8 | Residential | 187.5 | Yes | 0.75 | Both
210857309 | Mini/Multi Split | 1HVAC | HRCU-A-CB-O | ACIQ-12ZPL-HP230B |  | Mini-Splits (Non-Ducted) | SCC-1218-HH-M |  | 12000 | 22 |  | 13 | 11.3 |  | 12500 | 9500 | 76% | 12000 | 23 | 13 | 10 | 12500 | 11000 | 88% | 1.8 | Residential | 250 | Yes | 1 | Both
210857310 | Mini/Multi Split | 1HVAC | HRCU-A-CB-O | ACIQ-18ZPL-HP230B |  | Mini-Splits (Non-Ducted) | SCC-1218-HH-M |  | 16700 | 19.8 |  | 12.5 | 11.8 |  | 20000 | 14500 | 72.5% | 16700 | 19.8 | 12.5 | 11.2 | 20000 | 16700 | 83.5% | 1.93 | Residential | 347.5 | Yes | 1.39 | Both
210857311 | Mini/Multi Split | 1HVAC | HRCU-A-CB-O | ACIQ-12ZPL-HP230B |  | Mini-Splits (Non-Ducted) | ACIQ-12FM-HH-MC |  | 12000 | 23 |  | 13.3 | 11.8 |  | 12000 | 10200 | 85% | 12000 | 24.2 | 13.3 | 10.7 | 12000 | 11900 | 99.17% | 1.99 | Residential | 250 | Yes | 1 | Both
210857314 | Mini/Multi Split | ACIQ | HRCU-A-CB-O | ACIQ-06ZPL-HP230B |  | Mini-Splits (Non-Ducted) | ACIQ-06W-HH-MC |  | 6000 | 26.5 |  | 15.8 | 14 |  | 7000 | 8500 | 121.4% | 6000 | 26.5 | 15.8 | 13.6 | 7000 | 7500 | 107.1% | 2.1 | Residential | 125 | Yes | 0.5 | Both
210857315 | Mini/Multi Split | ACIQ | HRCU-A-CB-O | ACIQ-09ZPL-HP230B |  | Mini-Splits (Non-Ducted) | ACIQ-09W-HH-MC |  | 9000 | 28.1 |  | 16.2 | 13 |  | 11800 | 9500 | 80.51% | 9000 | 28.1 | 16.2 | 11.5 | 12000 | 10600 | 88.33% | 2 | Residential | 187.5 | Yes | 0.75 | Both
210857316 | Mini/Multi Split | ACIQ | HRCU-A-CB-O | ACIQ-12ZPL-HP230B |  | Mini-Splits (Non-Ducted) | ACIQ-12W-HH-MC |  | 12000 | 25.5 |  | 14 | 13 |  | 12000 | 10000 | 83.33% | 12000 | 25.5 | 14 | 10.4 | 12000 | 12000 | 100% | 1.8 | Residential | 250 | Yes | 1 | Both
210857317 | Mini/Multi Split | ACIQ | HRCU-A-CB-O | ACIQ-18ZPL-HP230B |  | Mini-Splits (Non-Ducted) | ACIQ-18W-HH-MC |  | 18000 | 21.5 |  | 12.5 | 13 |  | 18000 | 15000 | 83.33% | 18000 | 21.5 | 12.5 | 11.3 | 18000 | 18000 | 100% | 1.8 | Residential | 375 | Yes | 1.5 | Both
210857318 | Mini/Multi Split | ACIQ | HRCU-A-CB-O | ACIQ-24ZPL-HP230B |  | Mini-Splits (Non-Ducted) | ACIQ-24W-HH-MC |  | 24000 | 21.5 |  | 13 | 12 |  | 29000 | 21200 | 73.1% | 24000 | 21.5 | 13 | 11.4 | 29000 | 25000 | 86.21% | 2.21 | Residential | 500 | Yes | 2 | Both
210857327 | Mini/Multi Split | ACIQ | HRCU-A-CB-O | ACIQ-06ZPL-HP230B |  | Mini-Splits (Non-Ducted) | SCC-0609-HH-M |  | 6500 | 22 |  | 14.5 | 10.6 |  | 7100 | 5700 | 80.28% | 6500 | 22 | 14.5 | 10.8 | 7100 | 8000 | 112.7% | 2 | Residential | 135 | Yes | 0.54 | Both
210857328 | Mini/Multi Split | ACIQ | HRCU-A-CB-O | ACIQ-09ZPL-HP230B |  | Mini-Splits (Non-Ducted) | SCC-0609-HH-M |  | 9000 | 23 |  | 13 | 13.6 |  | 10900 | 9800 | 89.91% | 9000 | 24 | 13 | 12.4 | 10900 | 10500 | 96.33% | 1.8 | Residential | 187.5 | Yes | 0.75 | Both
210857329 | Mini/Multi Split | ACIQ | HRCU-A-CB-O | ACIQ-12ZPL-HP230B |  | Mini-Splits (Non-Ducted) | SCC-1218-HH-M |  | 12000 | 22 |  | 13 | 11.3 |  | 12500 | 9500 | 76% | 12000 | 23 | 13 | 10 | 12500 | 11000 | 88% | 1.8 | Residential | 250 | Yes | 1 | Both
210857330 | Mini/Multi Split | ACIQ | HRCU-A-CB-O | ACIQ-18ZPL-HP230B |  | Mini-Splits (Non-Ducted) | SCC-1218-HH-M |  | 16700 | 19.8 |  | 12.5 | 11.8 |  | 20000 | 14500 | 72.5% | 16700 | 19.8 | 12.5 | 11.2 | 20000 | 16700 | 83.5% | 1.93 | Residential | 347.5 | Yes | 1.39 | Both
210857331 | Mini/Multi Split | ACIQ | HRCU-A-CB-O | ACIQ-12ZPL-HP230B |  | Mini-Splits (Non-Ducted) | ACIQ-12FM-HH-MC |  | 12000 | 23 |  | 13.3 | 11.8 |  | 12000 | 10200 | 85% | 12000 | 24.2 | 13.3 | 10.7 | 12000 | 11900 | 99.17% | 1.99 | Residential | 250 | Yes | 1 | Both
210857334 | Mini/Multi Split | DIYCOOL | HRCU-A-CB-O | ACIQ-06ZPL-HP230B |  | Mini-Splits (Non-Ducted) | ACIQ-06W-HH-MC |  | 6000 | 26.5 |  | 15.8 | 14 |  | 7000 | 8500 | 121.4% | 6000 | 26.5 | 15.8 | 13.6 | 7000 | 7500 | 107.1% | 2.1 | Residential | 125 | Yes | 0.5 | Both
210857335 | Mini/Multi Split | DIYCOOL | HRCU-A-CB-O | ACIQ-09ZPL-HP230B |  | Mini-Splits (Non-Ducted) | ACIQ-09W-HH-MC |  | 9000 | 28.1 |  | 16.2 | 13 |  | 11800 | 9500 | 80.51% | 9000 | 28.1 | 16.2 | 11.5 | 12000 | 10600 | 88.33% | 2 | Residential | 187.5 | Yes | 0.75 | Both
210857336 | Mini/Multi Split | DIYCOOL | HRCU-A-CB-O | ACIQ-12ZPL-HP230B |  | Mini-Splits (Non-Ducted) | ACIQ-12W-HH-MC |  | 12000 | 25.5 |  | 14 | 13 |  | 12000 | 10000 | 83.33% | 12000 | 25.5 | 14 | 10.4 | 12000 | 12000 | 100% | 1.8 | Residential | 250 | Yes | 1 | Both
210857337 | Mini/Multi Split | DIYCOOL | HRCU-A-CB-O | ACIQ-18ZPL-HP230B |  | Mini-Splits (Non-Ducted) | ACIQ-18W-HH-MC |  | 18000 | 21.5 |  | 12.5 | 13 |  | 18000 | 15000 | 83.33% | 18000 | 21.5 | 12.5 | 11.3 | 18000 | 18000 | 100% | 1.8 | Residential | 375 | Yes | 1.5 | Both
210857338 | Mini/Multi Split | DIYCOOL | HRCU-A-CB-O | ACIQ-24ZPL-HP230B |  | Mini-Splits (Non-Ducted) | ACIQ-24W-HH-MC |  | 24000 | 21.5 |  | 13 | 12 |  | 29000 | 21200 | 73.1% | 24000 | 21.5 | 13 | 11.4 | 29000 | 25000 | 86.21% | 2.21 | Residential | 500 | Yes | 2 | Both
210857347 | Mini/Multi Split | DIYCOOL | HRCU-A-CB-O | ACIQ-06ZPL-HP230B |  | Mini-Splits (Non-Ducted) | SCC-0609-HH-M |  | 6500 | 22 |  | 14.5 | 10.6 |  | 7100 | 5700 | 80.28% | 6500 | 22 | 14.5 | 10.8 | 7100 | 8000 | 112.7% | 2 | Residential | 135 | Yes | 0.54 | Both
210857348 | Mini/Multi Split | DIYCOOL | HRCU-A-CB-O | ACIQ-09ZPL-HP230B |  | Mini-Splits (Non-Ducted) | SCC-0609-HH-M |  | 9000 | 23 |  | 13 | 13.6 |  | 10900 | 9800 | 89.91% | 9000 | 24 | 13 | 12.4 | 10900 | 10500 | 96.33% | 1.8 | Residential | 187.5 | Yes | 0.75 | Both
210857349 | Mini/Multi Split | DIYCOOL | HRCU-A-CB-O | ACIQ-12ZPL-HP230B |  | Mini-Splits (Non-Ducted) | SCC-1218-HH-M |  | 12000 | 22 |  | 13 | 11.3 |  | 12500 | 9500 | 76% | 12000 | 23 | 13 | 10 | 12500 | 11000 | 88% | 1.8 | Residential | 250 | Yes | 1 | Both
210857350 | Mini/Multi Split | DIYCOOL | HRCU-A-CB-O | ACIQ-18ZPL-HP230B |  | Mini-Splits (Non-Ducted) | SCC-1218-HH-M |  | 16700 | 19.8 |  | 12.5 | 11.8 |  | 20000 | 14500 | 72.5% | 16700 | 19.8 | 12.5 | 11.2 | 20000 | 16700 | 83.5% | 1.93 | Residential | 347.5 | Yes | 1.39 | Both
210857351 | Mini/Multi Split | DIYCOOL | HRCU-A-CB-O | ACIQ-12ZPL-HP230B |  | Mini-Splits (Non-Ducted) | ACIQ-12FM-HH-MC |  | 12000 | 23 |  | 13.3 | 11.8 |  | 12000 | 10200 | 85% | 12000 | 24.2 | 13.3 | 10.7 | 12000 | 11900 | 99.17% | 1.99 | Residential | 250 | Yes | 1 | Both
210857365 | Mini/Multi Split | 1HVAC | HMSV-A-CB | ES-18Z-M2B |  | Non-Ducted Indoor Units |  |  | 18000 | 22.5 |  | 13.3 | 10.6 |  | 19000 | 14300 | 75.26% | 18000 | 22.9 | 13.9 | 10.5 | 19000 |  |  |  | Residential | 375 | No | 1.5 | No
210857367 | Mini/Multi Split | 1HVAC | HMSV-A-CB | ES-18Z-M2B |  | Mixed Ducted and Non-Ducted Indoor Units |  |  | 18000 | 20.75 |  | 12.65 | 10.7 |  | 19000 | 14500 | 76.32% | [8 empty] | Residential | 375 | No | 1.5 | No
210857368 | Mini/Multi Split | 1HVAC | HMSV-A-CB | ES-27Z-M3B |  | Non-Ducted Indoor Units |  |  | 28000 | 23.8 |  | 12.5 | 10.5 |  | 28000 | 21000 | 75% | 28000 | 24.6 | 12.7 | 9.3 | 28000 |  |  |  | Residential | 582.5 | No | 2.33 | No
210857374 | Mini/Multi Split | 1HVAC | HMSV-A-CB | ES-48Z-M5B |  | Non-Ducted Indoor Units |  |  | 48000 | 22.4 |  | 12.5 | 11 |  | 48000 | 34000 | 70.83% | 48000 | 23.4 | 12.5 | 8.7 | 48000 |  |  |  | Residential | 1000 | No | 4 | No
210857383 | Mini/Multi Split | ACIQ | HMSV-A-CB | ES-18Z-M2B |  | Non-Ducted Indoor Units |  |  | 18000 | 22.5 |  | 13.3 | 10.6 |  | 19000 | 14300 | 75.26% | 18000 | 22.9 | 13.9 | 10.5 | 19000 |  |  |  | Residential | 375 | No | 1.5 | No
210857385 | Mini/Multi Split | ACIQ | HMSV-A-CB | ES-18Z-M2B |  | Mixed Ducted and Non-Ducted Indoor Units |  |  | 18000 | 20.75 |  | 12.65 | 10.7 |  | 19000 | 14500 | 76.32% | [8 empty] | Residential | 375 | No | 1.5 | No
210857386 | Mini/Multi Split | ACIQ | HMSV-A-CB | ES-27Z-M3B |  | Non-Ducted Indoor Units |  |  | 28000 | 23.8 |  | 12.5 | 10.5 |  | 28000 | 21000 | 75% | 28000 | 24.6 | 12.7 | 9.3 | 28000 |  |  |  | Residential | 582.5 | No | 2.33 | No
210857392 | Mini/Multi Split | ACIQ | HMSV-A-CB | ES-48Z-M5B |  | Non-Ducted Indoor Units |  |  | 48000 | 22.4 |  | 12.5 | 11 |  | 48000 | 34000 | 70.83% | 48000 | 23.4 | 12.5 | 8.7 | 48000 |  |  |  | Residential | 1000 | No | 4 | No
210857401 | Mini/Multi Split | DIYCOOL | HMSV-A-CB | ES-18Z-M2B |  | Non-Ducted Indoor Units |  |  | 18000 | 22.5 |  | 13.3 | 10.6 |  | 19000 | 14300 | 75.26% | 18000 | 22.9 | 13.9 | 10.5 | 19000 |  |  |  | Residential | 375 | No | 1.5 | No
210857403 | Mini/Multi Split | DIYCOOL | HMSV-A-CB | ES-18Z-M2B |  | Mixed Ducted and Non-Ducted Indoor Units |  |  | 18000 | 20.75 |  | 12.65 | 10.7 |  | 19000 | 14500 | 76.32% | [8 empty] | Residential | 375 | No | 1.5 | No
210857404 | Mini/Multi Split | DIYCOOL | HMSV-A-CB | ES-27Z-M3B |  | Non-Ducted Indoor Units |  |  | 28000 | 23.8 |  | 12.5 | 10.5 |  | 28000 | 21000 | 75% | 28000 | 24.6 | 12.7 | 9.3 | 28000 |  |  |  | Residential | 582.5 | No | 2.33 | No
210857410 | Mini/Multi Split | DIYCOOL | HMSV-A-CB | ES-48Z-M5B |  | Non-Ducted Indoor Units |  |  | 48000 | 22.4 |  | 12.5 | 11 |  | 48000 | 34000 | 70.83% | 48000 | 23.4 | 12.5 | 8.7 | 48000 |  |  |  | Residential | 1000 | No | 4 | No
210857416 | Mini/Multi Split | Cooper&Hunter | HRCU-A-CB-O | CH-ES09-230VO |  | Mini-Splits (Non-Ducted) | CH-06MCT1W-230VI |  | 6500 | 22 |  | 14.5 | 10.6 |  | 7100 | 5700 | 80.28% | 6500 | 22 | 14.5 | 10.8 | 7100 | 8000 | 112.7% | 2 | Residential | 135 | Yes | 0.54 | Both
210857417 | Mini/Multi Split | Cooper&Hunter | HRCU-A-CB-O | CH-ES09-230VO |  | Mini-Splits (Non-Ducted) | CH-09MCT1W-230VI |  | 9000 | 22 |  | 13 | 13 |  | 11000 | 8000 | 72.73% | 9000 | 22.5 | 13 | 11.5 | 11000 | 7700 | 70% | 2.34 | Residential | 187.5 | Yes | 0.75 | Both
210857418 | Mini/Multi Split | Cooper&Hunter | HRCU-A-CB-O | CH-ES12-230VO |  | Mini-Splits (Non-Ducted) | CH-12MCT1W-230VI |  | 12000 | 21.2 |  | 12.6 | 10.8 |  | 12500 | 7700 | 61.6% | 12000 | 22 | 12.6 | 9.8 | 12500 |  |  |  | Residential | 250 | No | 1 | No
210857419 | Mini/Multi Split | Cooper&Hunter | HRCU-A-CB-O | CH-ES18-230VO |  | Mini-Splits (Non-Ducted) | CH-18MCT1W-230VI |  | 18000 | 21.2 |  | 12.5 | 12 |  | 19000 | 12200 | 64.21% | 18000 | 21.8 | 12.5 | 10.7 | 19000 |  |  |  | Residential | 375 | No | 1.5 | No
210857420 | Mini/Multi Split | Cooper&Hunter | HRCU-A-CB-O | CH-HPR06F9-230VO |  | Mini-Splits (Non-Ducted) | CH-06MCT1W-230VI |  | 6500 | 22 |  | 14.5 | 10.6 |  | 7100 | 5700 | 80.28% | 6500 | 22 | 14.5 | 10.8 | 7100 | 8000 | 112.7% | 2 | Residential | 135 | Yes | 0.54 | Both
210857421 | Mini/Multi Split | Cooper&Hunter | HRCU-A-CB-O | CH-HPR09-230VO |  | Mini-Splits (Non-Ducted) | CH-09MCT1W-230VI |  | 9000 | 23 |  | 13 | 13.6 |  | 10900 | 9800 | 89.91% | 9000 | 24 | 13 | 12.4 | 10900 | 10500 | 96.33% | 1.8 | Residential | 187.5 | Yes | 0.75 | Both
210857422 | Mini/Multi Split | Cooper&Hunter | HRCU-A-CB-O | CH-HPR12-230VO |  | Mini-Splits (Non-Ducted) | CH-12MCT1W-230VI |  | 12000 | 22 |  | 13 | 11.3 |  | 12500 | 9500 | 76% | 12000 | 23 | 13 | 10 | 12500 | 11000 | 88% | 1.8 | Residential | 250 | Yes | 1 | Both
210857423 | Mini/Multi Split | Cooper&Hunter | HRCU-A-CB-O | CH-HPR18-230VO |  | Mini-Splits (Non-Ducted) | CH-18MCT1W-230VI |  | 16700 | 19.8 |  | 12.5 | 11.8 |  | 20000 | 14500 | 72.5% | 16700 | 19.8 | 12.5 | 11.2 | 20000 | 16700 | 83.5% | 1.93 | Residential | 347.5 | Yes | 1.39 | Both
210857425 | Mini/Multi Split | ARCOAIRE | HRCU-A-CB-O | DLCSRBH09AAK |  | Mini-Splits (Non-Ducted) | DLFSOAH09XAK |  | 9000 | 23 |  | 13 | 13.6 |  | 10900 | 9800 | 89.91% | 9000 | 24 | 13 | 12.4 | 10900 | 10500 | 96.33% | 1.8 | Residential | 187.5 | Yes | 0.75 | Both
210857426 | Mini/Multi Split | ARCOAIRE | HRCU-A-CB-O | DLCSRBH06AAK |  | Mini-Splits (Non-Ducted) | DLFSOAH09XAK |  | 6500 | 22 |  | 14.5 | 10.6 |  | 7100 | 5700 | 80.28% | 6500 | 22 | 14.5 | 10.8 | 7100 | 8000 | 112.7% | 2 | Residential | 135 | Yes | 0.54 | Both
210857427 | Mini/Multi Split | ARCOAIRE | HRCU-A-CB-O | DLCSRBH18AAK |  | Mini-Splits (Non-Ducted) | DLFSOAH18XAK |  | 16700 | 19.8 |  | 12.5 | 11.8 |  | 20000 | 14500 | 72.5% | 16700 | 19.8 | 12.5 | 11.2 | 20000 | 16700 | 83.5% | 1.93 | Residential | 347.5 | Yes | 1.39 | Both
210857428 | Mini/Multi Split | ARCOAIRE | HRCU-A-CB-O | DLCSRBH12AAK |  | Mini-Splits (Non-Ducted) | DLFSOAH18XAK |  | 12000 | 22 |  | 13 | 11.3 |  | 12500 | 9500 | 76% | 12000 | 23 | 13 | 10 | 12500 | 11000 | 88% | 1.8 | Residential | 250 | Yes | 1 | Both
210857429 | Mini/Multi Split | COMFORTMAKER | HRCU-A-CB-O | DLCSRBH09AAK |  | Mini-Splits (Non-Ducted) | DLFSOAH09XAK |  | 9000 | 23 |  | 13 | 13.6 |  | 10900 | 9800 | 89.91% | 9000 | 24 | 13 | 12.4 | 10900 | 10500 | 96.33% | 1.8 | Residential | 187.5 | Yes | 0.75 | Both
210857430 | Mini/Multi Split | COMFORTMAKER | HRCU-A-CB-O | DLCSRBH06AAK |  | Mini-Splits (Non-Ducted) | DLFSOAH09XAK |  | 6500 | 22 |  | 14.5 | 10.6 |  | 7100 | 5700 | 80.28% | 6500 | 22 | 14.5 | 10.8 | 7100 | 8000 | 112.7% | 2 | Residential | 135 | Yes | 0.54 | Both
210857431 | Mini/Multi Split | COMFORTMAKER | HRCU-A-CB-O | DLCSRBH18AAK |  | Mini-Splits (Non-Ducted) | DLFSOAH18XAK |  | 16700 | 19.8 |  | 12.5 | 11.8 |  | 20000 | 14500 | 72.5% | 16700 | 19.8 | 12.5 | 11.2 | 20000 | 16700 | 83.5% | 1.93 | Residential | 347.5 | Yes | 1.39 | Both
210857432 | Mini/Multi Split | COMFORTMAKER | HRCU-A-CB-O | DLCSRBH12AAK |  | Mini-Splits (Non-Ducted) | DLFSOAH18XAK |  | 12000 | 22 |  | 13 | 11.3 |  | 12500 | 9500 | 76% | 12000 | 23 | 13 | 10 | 12500 | 11000 | 88% | 1.8 | Residential | 250 | Yes | 1 | Both
210857433 | Mini/Multi Split | DAY & NIGHT | HRCU-A-CB-O | DLCSRBH09AAK |  | Mini-Splits (Non-Ducted) | DLFSOAH09XAK |  | 9000 | 23 |  | 13 | 13.6 |  | 10900 | 9800 | 89.91% | 9000 | 24 | 13 | 12.4 | 10900 | 10500 | 96.33% | 1.8 | Residential | 187.5 | Yes | 0.75 | Both
210857434 | Mini/Multi Split | DAY & NIGHT | HRCU-A-CB-O | DLCSRBH06AAK |  | Mini-Splits (Non-Ducted) | DLFSOAH09XAK |  | 6500 | 22 |  | 14.5 | 10.6 |  | 7100 | 5700 | 80.28% | 6500 | 22 | 14.5 | 10.8 | 7100 | 8000 | 112.7% | 2 | Residential | 135 | Yes | 0.54 | Both
210857435 | Mini/Multi Split | DAY & NIGHT | HRCU-A-CB-O | DLCSRBH18AAK |  | Mini-Splits (Non-Ducted) | DLFSOAH18XAK |  | 16700 | 19.8 |  | 12.5 | 11.8 |  | 20000 | 14500 | 72.5% | 16700 | 19.8 | 12.5 | 11.2 | 20000 | 16700 | 83.5% | 1.93 | Residential | 347.5 | Yes | 1.39 | Both
210857436 | Mini/Multi Split | DAY & NIGHT | HRCU-A-CB-O | DLCSRBH12AAK |  | Mini-Splits (Non-Ducted) | DLFSOAH18XAK |  | 12000 | 22 |  | 13 | 11.3 |  | 12500 | 9500 | 76% | 12000 | 23 | 13 | 10 | 12500 | 11000 | 88% | 1.8 | Residential | 250 | Yes | 1 | Both
210857437 | Mini/Multi Split | HEIL | HRCU-A-CB-O | DLCSRBH09AAK |  | Mini-Splits (Non-Ducted) | DLFSOAH09XAK |  | 9000 | 23 |  | 13 | 13.6 |  | 10900 | 9800 | 89.91% | 9000 | 24 | 13 | 12.4 | 10900 | 10500 | 96.33% | 1.8 | Residential | 187.5 | Yes | 0.75 | Both
210857438 | Mini/Multi Split | HEIL | HRCU-A-CB-O | DLCSRBH06AAK |  | Mini-Splits (Non-Ducted) | DLFSOAH09XAK |  | 6500 | 22 |  | 14.5 | 10.6 |  | 7100 | 5700 | 80.28% | 6500 | 22 | 14.5 | 10.8 | 7100 | 8000 | 112.7% | 2 | Residential | 135 | Yes | 0.54 | Both
210857439 | Mini/Multi Split | HEIL | HRCU-A-CB-O | DLCSRBH18AAK |  | Mini-Splits (Non-Ducted) | DLFSOAH18XAK |  | 16700 | 19.8 |  | 12.5 | 11.8 |  | 20000 | 14500 | 72.5% | 16700 | 19.8 | 12.5 | 11.2 | 20000 | 16700 | 83.5% | 1.93 | Residential | 347.5 | Yes | 1.39 | Both
210857440 | Mini/Multi Split | HEIL | HRCU-A-CB-O | DLCSRBH12AAK |  | Mini-Splits (Non-Ducted) | DLFSOAH18XAK |  | 12000 | 22 |  | 13 | 11.3 |  | 12500 | 9500 | 76% | 12000 | 23 | 13 | 10 | 12500 | 11000 | 88% | 1.8 | Residential | 250 | Yes | 1 | Both
210857441 | Mini/Multi Split | KEEPRITE | HRCU-A-CB-O | DLCSRBH09AAK |  | Mini-Splits (Non-Ducted) | DLFSOAH09XAK |  | 9000 | 23 |  | 13 | 13.6 |  | 10900 | 9800 | 89.91% | 9000 | 24 | 13 | 12.4 | 10900 | 10500 | 96.33% | 1.8 | Residential | 187.5 | Yes | 0.75 | Both
210857442 | Mini/Multi Split | KEEPRITE | HRCU-A-CB-O | DLCSRBH06AAK |  | Mini-Splits (Non-Ducted) | DLFSOAH09XAK |  | 6500 | 22 |  | 14.5 | 10.6 |  | 7100 | 5700 | 80.28% | 6500 | 22 | 14.5 | 10.8 | 7100 | 8000 | 112.7% | 2 | Residential | 135 | Yes | 0.54 | Both
210857443 | Mini/Multi Split | KEEPRITE | HRCU-A-CB-O | DLCSRBH18AAK |  | Mini-Splits (Non-Ducted) | DLFSOAH18XAK |  | 16700 | 19.8 |  | 12.5 | 11.8 |  | 20000 | 14500 | 72.5% | 16700 | 19.8 | 12.5 | 11.2 | 20000 | 16700 | 83.5% | 1.93 | Residential | 347.5 | Yes | 1.39 | Both
210857444 | Mini/Multi Split | KEEPRITE | HRCU-A-CB-O | DLCSRBH12AAK |  | Mini-Splits (Non-Ducted) | DLFSOAH18XAK |  | 12000 | 22 |  | 13 | 11.3 |  | 12500 | 9500 | 76% | 12000 | 23 | 13 | 10 | 12500 | 11000 | 88% | 1.8 | Residential | 250 | Yes | 1 | Both
210857445 | Mini/Multi Split | KENMORE | HRCU-A-CB-O | DLCSRBH09AAK |  | Mini-Splits (Non-Ducted) | DLFSOAH09XAK |  | 9000 | 23 |  | 13 | 13.6 |  | 10900 | 9800 | 89.91% | 9000 | 24 | 13 | 12.4 | 10900 | 10500 | 96.33% | 1.8 | Residential | 187.5 | Yes | 0.75 | Both
210857446 | Mini/Multi Split | KENMORE | HRCU-A-CB-O | DLCSRBH06AAK |  | Mini-Splits (Non-Ducted) | DLFSOAH09XAK |  | 6500 | 22 |  | 14.5 | 10.6 |  | 7100 | 5700 | 80.28% | 6500 | 22 | 14.5 | 10.8 | 7100 | 8000 | 112.7% | 2 | Residential | 135 | Yes | 0.54 | Both
210857447 | Mini/Multi Split | KENMORE | HRCU-A-CB-O | DLCSRBH18AAK |  | Mini-Splits (Non-Ducted) | DLFSOAH18XAK |  | 16700 | 19.8 |  | 12.5 | 11.8 |  | 20000 | 14500 | 72.5% | 16700 | 19.8 | 12.5 | 11.2 | 20000 | 16700 | 83.5% | 1.93 | Residential | 347.5 | Yes | 1.39 | Both
210857448 | Mini/Multi Split | KENMORE | HRCU-A-CB-O | DLCSRBH12AAK |  | Mini-Splits (Non-Ducted) | DLFSOAH18XAK |  | 12000 | 22 |  | 13 | 11.3 |  | 12500 | 9500 | 76% | 12000 | 23 | 13 | 10 | 12500 | 11000 | 88% | 1.8 | Residential | 250 | Yes | 1 | Both
210857449 | Mini/Multi Split | MIDEA | HRCU-A-CB-O | DLCSRBH09AAK |  | Mini-Splits (Non-Ducted) | DLFSOAH09XAK |  | 9000 | 23 |  | 13 | 13.6 |  | 10900 | 9800 | 89.91% | 9000 | 24 | 13 | 12.4 | 10900 | 10500 | 96.33% | 1.8 | Residential | 187.5 | Yes | 0.75 | Both
210857450 | Mini/Multi Split | MIDEA | HRCU-A-CB-O | DLCSRBH06AAK |  | Mini-Splits (Non-Ducted) | DLFSOAH09XAK |  | 6500 | 22 |  | 14.5 | 10.6 |  | 7100 | 5700 | 80.28% | 6500 | 22 | 14.5 | 10.8 | 7100 | 8000 | 112.7% | 2 | Residential | 135 | Yes | 0.54 | Both
210857451 | Mini/Multi Split | MIDEA | HRCU-A-CB-O | DLCSRBH18AAK |  | Mini-Splits (Non-Ducted) | DLFSOAH18XAK |  | 16700 | 19.8 |  | 12.5 | 11.8 |  | 20000 | 14500 | 72.5% | 16700 | 19.8 | 12.5 | 11.2 | 20000 | 16700 | 83.5% | 1.93 | Residential | 347.5 | Yes | 1.39 | Both
210857452 | Mini/Multi Split | MIDEA | HRCU-A-CB-O | DLCSRBH12AAK |  | Mini-Splits (Non-Ducted) | DLFSOAH18XAK |  | 12000 | 22 |  | 13 | 11.3 |  | 12500 | 9500 | 76% | 12000 | 23 | 13 | 10 | 12500 | 11000 | 88% | 1.8 | Residential | 250 | Yes | 1 | Both
210857453 | Mini/Multi Split | TEMPSTAR | HRCU-A-CB-O | DLCSRBH09AAK |  | Mini-Splits (Non-Ducted) | DLFSOAH09XAK |  | 9000 | 23 |  | 13 | 13.6 |  | 10900 | 9800 | 89.91% | 9000 | 24 | 13 | 12.4 | 10900 | 10500 | 96.33% | 1.8 | Residential | 187.5 | Yes | 0.75 | Both
210857454 | Mini/Multi Split | TEMPSTAR | HRCU-A-CB-O | DLCSRBH06AAK |  | Mini-Splits (Non-Ducted) | DLFSOAH09XAK |  | 6500 | 22 |  | 14.5 | 10.6 |  | 7100 | 5700 | 80.28% | 6500 | 22 | 14.5 | 10.8 | 7100 | 8000 | 112.7% | 2 | Residential | 135 | Yes | 0.54 | Both
210857455 | Mini/Multi Split | TEMPSTAR | HRCU-A-CB-O | DLCSRBH18AAK |  | Mini-Splits (Non-Ducted) | DLFSOAH18XAK |  | 16700 | 19.8 |  | 12.5 | 11.8 |  | 20000 | 14500 | 72.5% | 16700 | 19.8 | 12.5 | 11.2 | 20000 | 16700 | 83.5% | 1.93 | Residential | 347.5 | Yes | 1.39 | Both
210857456 | Mini/Multi Split | TEMPSTAR | HRCU-A-CB-O | DLCSRBH12AAK |  | Mini-Splits (Non-Ducted) | DLFSOAH18XAK |  | 12000 | 22 |  | 13 | 11.3 |  | 12500 | 9500 | 76% | 12000 | 23 | 13 | 10 | 12500 | 11000 | 88% | 1.8 | Residential | 250 | Yes | 1 | Both
210857457 | Mini/Multi Split | SMART COMFORT | HRCU-A-CB-O | DLCSRBH09AAK |  | Mini-Splits (Non-Ducted) | DLFSOAH09XAK |  | 9000 | 23 |  | 13 | 13.6 |  | 10900 | 9800 | 89.91% | 9000 | 24 | 13 | 12.4 | 10900 | 10500 | 96.33% | 1.8 | Residential | 187.5 | Yes | 0.75 | Both
210857458 | Mini/Multi Split | SMART COMFORT | HRCU-A-CB-O | DLCSRBH06AAK |  | Mini-Splits (Non-Ducted) | DLFSOAH09XAK |  | 6500 | 22 |  | 14.5 | 10.6 |  | 7100 | 5700 | 80.28% | 6500 | 22 | 14.5 | 10.8 | 7100 | 8000 | 112.7% | 2 | Residential | 135 | Yes | 0.54 | Both
210857459 | Mini/Multi Split | SMART COMFORT | HRCU-A-CB-O | DLCSRBH18AAK |  | Mini-Splits (Non-Ducted) | DLFSOAH18XAK |  | 16700 | 19.8 |  | 12.5 | 11.8 |  | 20000 | 14500 | 72.5% | 16700 | 19.8 | 12.5 | 11.2 | 20000 | 16700 | 83.5% | 1.93 | Residential | 347.5 | Yes | 1.39 | Both
210857460 | Mini/Multi Split | SMART COMFORT | HRCU-A-CB-O | DLCSRBH12AAK |  | Mini-Splits (Non-Ducted) | DLFSOAH18XAK |  | 12000 | 22 |  | 13 | 11.3 |  | 12500 | 9500 | 76% | 12000 | 23 | 13 | 10 | 12500 | 11000 | 88% | 1.8 | Residential | 250 | Yes | 1 | Both
210857461 | Mini/Multi Split | AIRQUEST | HRCU-A-CB-O | DLCSRBH09AAK |  | Mini-Splits (Non-Ducted) | DLFSOAH09XAK |  | 9000 | 23 |  | 13 | 13.6 |  | 10900 | 9800 | 89.91% | 9000 | 24 | 13 | 12.4 | 10900 | 10500 | 96.33% | 1.8 | Residential | 187.5 | Yes | 0.75 | Both
210857462 | Mini/Multi Split | AIRQUEST | HRCU-A-CB-O | DLCSRBH06AAK |  | Mini-Splits (Non-Ducted) | DLFSOAH09XAK |  | 6500 | 22 |  | 14.5 | 10.6 |  | 7100 | 5700 | 80.28% | 6500 | 22 | 14.5 | 10.8 | 7100 | 8000 | 112.7% | 2 | Residential | 135 | Yes | 0.54 | Both
210857463 | Mini/Multi Split | AIRQUEST | HRCU-A-CB-O | DLCSRBH18AAK |  | Mini-Splits (Non-Ducted) | DLFSOAH18XAK |  | 16700 | 19.8 |  | 12.5 | 11.8 |  | 20000 | 14500 | 72.5% | 16700 | 19.8 | 12.5 | 11.2 | 20000 | 16700 | 83.5% | 1.93 | Residential | 347.5 | Yes | 1.39 | Both
210857464 | Mini/Multi Split | AIRQUEST | HRCU-A-CB-O | DLCSRBH12AAK |  | Mini-Splits (Non-Ducted) | DLFSOAH18XAK |  | 12000 | 22 |  | 13 | 11.3 |  | 12500 | 9500 | 76% | 12000 | 23 | 13 | 10 | 12500 | 11000 | 88% | 1.8 | Residential | 250 | Yes | 1 | Both
210857465 | Mini/Multi Split | CARRIER | HRCU-A-CB-O | 38MARBQ06AA3 |  | Mini-Splits (Non-Ducted) | 40MCCAQ09XA3 |  | 6500 | 22 |  | 14.5 | 10.6 |  | 7100 | 5700 | 80.28% | 6500 | 22 | 14.5 | 10.8 | 7100 | 8000 | 112.7% | 2 | Residential | 135 | Yes | 0.54 | Both
210857466 | Mini/Multi Split | CARRIER | HRCU-A-CB-O | 38MARBQ12AA3 |  | Mini-Splits (Non-Ducted) | 40MCCAQ18XA3 |  | 12000 | 22 |  | 13 | 11.3 |  | 12500 | 9500 | 76% | 12000 | 23 | 13 | 10 | 12500 | 11000 | 88% | 1.8 | Residential | 250 | Yes | 1 | Both
210857467 | Mini/Multi Split | BRYANT | HRCU-A-CB-O | 38MARBQ06AA3 |  | Mini-Splits (Non-Ducted) | 40MCCAQ09XA3 |  | 6500 | 22 |  | 14.5 | 10.6 |  | 7100 | 5700 | 80.28% | 6500 | 22 | 14.5 | 10.8 | 7100 | 8000 | 112.7% | 2 | Residential | 135 | Yes | 0.54 | Both
210857468 | Mini/Multi Split | BRYANT | HRCU-A-CB-O | 38MARBQ12AA3 |  | Mini-Splits (Non-Ducted) | 40MCCAQ18XA3 |  | 12000 | 22 |  | 13 | 11.3 |  | 12500 | 9500 | 76% | 12000 | 23 | 13 | 10 | 12500 | 11000 | 88% | 1.8 | Residential | 250 | Yes | 1 | Both
210857469 | Mini/Multi Split | PAYNE | HRCU-A-CB-O | 38MARBQ06AA3 |  | Mini-Splits (Non-Ducted) | 40MCCAQ09XA3 |  | 6500 | 22 |  | 14.5 | 10.6 |  | 7100 | 5700 | 80.28% | 6500 | 22 | 14.5 | 10.8 | 7100 | 8000 | 112.7% | 2 | Residential | 135 | Yes | 0.54 | Both
210857470 | Mini/Multi Split | PAYNE | HRCU-A-CB-O | 38MARBQ12AA3 |  | Mini-Splits (Non-Ducted) | 40MCCAQ18XA3 |  | 12000 | 22 |  | 13 | 11.3 |  | 12500 | 9500 | 76% | 12000 | 23 | 13 | 10 | 12500 | 11000 | 88% | 1.8 | Residential | 250 | Yes | 1 | Both
210857471 | Mini/Multi Split | Weathermaker | HRCU-A-CB-O | 38MARBQ06AA3 |  | Mini-Splits (Non-Ducted) | 40MCCAQ09XA3 |  | 6500 | 22 |  | 14.5 | 10.6 |  | 7100 | 5700 | 80.28% | 6500 | 22 | 14.5 | 10.8 | 7100 | 8000 | 112.7% | 2 | Residential | 135 | Yes | 0.54 | Both
210857472 | Mini/Multi Split | Weathermaker | HRCU-A-CB-O | 38MARBQ12AA3 |  | Mini-Splits (Non-Ducted) | 40MCCAQ18XA3 |  | 12000 | 22 |  | 13 | 11.3 |  | 12500 | 9500 | 76% | 12000 | 23 | 13 | 10 | 12500 | 11000 | 88% | 1.8 | Residential | 250 | Yes | 1 | Both
210857473 | Mini/Multi Split | MIDEA | HRCU-A-CB-O | 38MARBQ06AA3 |  | Mini-Splits (Non-Ducted) | 40MCCAQ09XA3 |  | 6500 | 22 |  | 14.5 | 10.6 |  | 7100 | 5700 | 80.28% | 6500 | 22 | 14.5 | 10.8 | 7100 | 8000 | 112.7% | 2 | Residential | 135 | Yes | 0.54 | Both
210857474 | Mini/Multi Split | MIDEA | HRCU-A-CB-O | 38MARBQ12AA3 |  | Mini-Splits (Non-Ducted) | 40MCCAQ18XA3 |  | 12000 | 22 |  | 13 | 11.3 |  | 12500 | 9500 | 76% | 12000 | 23 | 13 | 10 | 12500 | 11000 | 88% | 1.8 | Residential | 250 | Yes | 1 | Both
210857475 | Mini/Multi Split | SLIMAIR | HRCU-A-CB-O | SHC09VE2AG |  | Mini-Splits (Non-Ducted) | SHLZ09VC2AG |  | 9000 | 20 |  | 13 | 10.5 |  | 10000 | 7500 | 75% | 9000 | 20 | 13 | 10 | 10000 | 7400 | 74% | 1.9 | Residential | 187.5 | Yes | 0.75 | Both
210857476 | Mini/Multi Split | SLIMAIR | HRCU-A-CB-O | SHC12VE2AG |  | Mini-Splits (Non-Ducted) | SHLZ12VC2AG |  | 12000 | 22 |  | 14 | 10.6 |  | 12000 | 8900 | 74.17% | 12000 | 22.7 | 14 | 10 | 12000 |  |  |  | Residential | 250 | No | 1 | No
210857477 | Mini/Multi Split | SLIMAIR | HRCU-A-CB-O | SHC18VE2AG |  | Mini-Splits (Non-Ducted) | SHLZ18VC2AG |  | 16000 | 20.5 |  | 12.5 | 11 |  | 18500 | 12000 | 64.86% | 16000 | 20.5 | 12.5 | 10.5 | 19000 |  |  |  | Residential | 332.5 | No | 1.33 | No
210857478 | Mini/Multi Split | SLIMAIR | HRCU-A-CB-O | SHC24VE2AG |  | Mini-Splits (Non-Ducted) | SHLZ24VC2AG |  | 24000 | 20.7 |  | 12.5 | 10.5 |  | 25000 | 19000 | 76% | 24000 | 21.5 | 12.5 | 9.7 | 25000 | 18500 | 74% | 2.2 | Residential | 500 | Yes | 2 | Both
210857480 | Mini/Multi Split | AC BEST LA | HRCU-A-CB-O | MOX230-12HFN1-MV5W |  | Mini-Splits (Non-Ducted) | MCBU-12HRFN1-MV0W |  | 12000 | 21.2 |  | 12.6 | 10.8 |  | 12500 | 7700 | 61.6% | 12000 | 22 | 12.6 | 9.8 | 12500 |  |  |  | Residential | 250 | No | 1 | No
210921188 | Mini/Multi Split | TOSOT | HRCU-A-CB-O | TWH18AG25A2DO |  | Mini-Splits (Non-Ducted) | TWH18AG25A2DI |  | 18000 | 23 |  | 13 | 11 |  | 18000 | 11000 | 61.11% | 18000 | 23.5 | 13 | 9 | 18000 |  |  |  | Residential | 375 | No | 1.5
211001948 | Mini/Multi Split | AC PRO.COM | HRCU-A-CB-O | AOX230-09HFN1-MW5W |  | Mini-Splits (Non-Ducted) | MCBU-09HRFN1-MW0W |  | 9000 | 22 |  | 13 | 13 |  | 11000 | 8000 | 72.73% | 9000 | 22.5 | 13 | 11.5 | 11000 | 7700 | 70% | 2.34 | Residential | 187.5 | Yes | 0.75 | Both
211001949 | Mini/Multi Split | AC PRO.COM | HRCU-A-CB-O | AOX230-12HFN1-MV5W |  | Mini-Splits (Non-Ducted) | MCBU-12HRFN1-MV0W |  | 12000 | 21.2 |  | 12.6 | 10.8 |  | 12500 | 7700 | 61.6% | 12000 | 22 | 12.6 | 9.8 | 12500 |  |  |  | Residential | 250 | No | 1 | No
211001950 | Mini/Multi Split | AC PRO.COM | HRCU-A-CB-O | AOX430-18HFN1-MT8W |  | Mini-Splits (Non-Ducted) | MCBU-18HRFN1-MU2W |  | 18000 | 21.2 |  | 12.5 | 12 |  | 19000 | 12200 | 64.21% | 18000 | 21.8 | 12.5 | 10.7 | 19000 |  |  |  | Residential | 375 | No | 1.5 | No
211001967 | Mini/Multi Split | DELLA | HRCU-A-CB-O | 048-MS-24K2VR-21S-OUT |  | Mini-Splits (Non-Ducted) | ASW-H24F4D2/ *R3DI-C6 |  | 22000 | 21 |  | 13 | 10 |  | 23000 | 21000 | 91.3% | 22000 | 21 | 13 | 10 | 23000 |  |  |  | Residential | 457.5 | No | 1.83
202057118 | Mini/Multi Split | SAMSUNG | HMSV-A-CB (Multi-Split Heat Pump) | AM048NXMDCR |  | Non-Ducted Indoor Units |  |  | 48000 | 21 |  | 11.5 | 10.7 |  | 54000 | 31600 | 58.52% | 48000 | 20.5 | 11.5 | 10 | 31600 | 38000 | 70.37% | 2.5 | Residential | 1000 | Yes | 4 | Yes
202064264 | Mini/Multi Split | SAMSUNG | HMSV-A-CB (Multi-Split Heat Pump) | AM036NXMDCR |  | Ducted Indoor Units |  |  | 38000 | 17.2 |  | 11.2 | 9.5 |  | 42000 | 25000 | 59.52% | 38000 | 16.5 | 11.2 | 8.2 | 25000 | 31000 | 73.81% | 2.2 | Residential | 792.5 | Yes | 3.17 | Yes
202083773 | Mini/Multi Split | SAMSUNG | HMSV-A-CB (Multi-Split Heat Pump) | AM048NXMDCR |  | Ducted Indoor Units |  |  | 48000 | 17.2 |  | 10.2 | 10.4 |  | 54000 | 29000 | 53.7% | 48000 | 17.5 | 10.2 | 8.8 | 29000 | 38000 | 70.37% | 2.2 | Residential | 1000 | Yes | 4 | Yes
202083810 | Mini/Multi Split | SAMSUNG | HMSV-A-CB (Multi-Split Heat Pump) | AM053NXMDCR |  | Non-Ducted Indoor Units |  |  | 53000 | 20 |  | 11.5 | 11 |  | 61000 | 36400 | 59.67% | 53000 | 20 | 11.5 | 10 | 36400 | 43000 | 70.49% | 2.5 | Residential | 1105 | Yes | 4.42 | Yes
202083811 | Mini/Multi Split | SAMSUNG | HMSV-A-CB (Multi-Split Heat Pump) | AM053NXMDCR |  | Ducted Indoor Units |  |  | 53000 | 17.5 |  | 9.45 | 10 |  | 61000 | 36400 | 59.67% | 53000 | 17.2 | 9.45 | 8.8 | 36400 | 43000 | 70.49% | 2.3 | Residential | 1105 | Yes | 4.42 | Yes
202083996 | Mini/Multi Split | SAMSUNG | HMSV-A-CB (Multi-Split Heat Pump) | AM060NXMDCR |  | Non-Ducted Indoor Units |  |  | 60000 | 20.6 |  | 11.2 | 11.5 |  | 66000 | 43000 | 65.15% | 60000 | 19 | 11.2 | 9.8 | 43000 | 47000 | 71.21% | 2.6 | Residential | 1250 | Yes | 5 | Yes
202084065 | Mini/Multi Split | SAMSUNG | HMSV-A-CB (Multi-Split Heat Pump) | AM060NXMDCR |  | Ducted Indoor Units |  |  | 60000 | 17.1 |  | 10.9 | 10.9 |  | 66000 | 43000 | 65.15% | 60000 | 16.5 | 9.9 | 9.5 | 43000 | 47000 | 71.21% | 2.36 | Residential | 1250 | Yes | 5 | Yes
202119270 | Mini/Multi Split | SMART COMFORT | HMSV-A-CB (Multi-Split Heat Pump) | DLCMRAH27CAK |  | Non-Ducted Indoor Units |  |  | 27000 | 20.4 |  | 11.5 | 10.8 |  | 27000 | 17800 | 65.93% | 27000 | 22 | 11.5 | 9.6 | 17800 | 22600 | 83.7% | 2.06 | Residential | 562.5 | Yes | 2.25 | Yes
202119271 | Mini/Multi Split | SMART COMFORT | HMSV-A-CB (Multi-Split Heat Pump) | DLCMRAH36DAK |  | Non-Ducted Indoor Units |  |  | 36000 | 21.4 |  | 10.5 | 10.2 |  | 36000 | 23600 | 65.56% | 36000 | 21.4 | 10.5 | 8.6 | 23600 | 26200 | 72.78% | 1.8 | Residential | 750 | Yes | 3 | Yes
202195636 | Mini/Multi Split | FUJITSU | HRCU-A-CB-O (Mini-Split Heat Pump, with Remote Outdoor Unit Air-Source, Free Delivery) | AOU30RGLX |  | Mini-Splits (Non-Ducted) | AUU30RGLX |  | 30000 | 18.6 |  | 11.7 | 11.5 |  | 32000 | 20200 | 63.12% | 30000 | 18.7 | 11.7 | 10.4 | 20200 | 26000 | 81.25% | 2.3 | Residential | 625 | Yes | 2.5 | Both
202245032 | Mini/Multi Split | RHEEM | HRCU-A-CB-O (Mini-Split Heat Pump, with Remote Outdoor Unit Air-Source, Free Delivery) | ROSH30VGSN |  | Mini-Splits (Non-Ducted) | RICH30AXCJ |  | 30000 | 18.6 |  | 11.7 | 11.5 |  | 32000 | 20200 | 63.12% | 30000 | 18.7 | 11.7 | 10.4 | 20200 | 26000 | 81.25% | 2.3 | Residential | 625 | Yes | 2.5 | Both
202537547 | Mini/Multi Split | FUJITSU | HRCU-A-CB (Mini-Split System: Heat Pump with Outdoor Unit-Air-Source, Ducted) | AOU24RGLX |  | Mini-Splits (Ducted) | ARU24RGLX |  | 24000 | 17.5 |  | 12.6 | 10.8 |  | 27000 | 17300 | 64.07% | 24000 | 16 | 11.7 | 9.5 | 17300 | 22200 | 82.22% | 1.94 | Residential | 500 | Yes | 2 | Both
202537548 | Mini/Multi Split | FUJITSU | HRCU-A-CB (Mini-Split System: Heat Pump with Outdoor Unit-Air-Source, Ducted) | AOU30RGLX |  | Mini-Splits (Ducted) | ARU30RGLX |  | 30000 | 16.5 |  | 10.6 | 10.4 |  | 32000 | 19600 | 61.25% | 30000 | 15.6 | 10 | 9.1 | 19600 | 26000 | 81.25% | 2.18 | Residential | 625 | Yes | 2.5 | Yes
8033585 | Mini/Multi Split | FUJITSU | HMSV-A-CB (Multi-Split Heat Pump) | AOU18RLXFZH |  | Ducted Indoor Units |  |  | 18000 | 19 |  | 12.4 | 9 |  | 22000 | 14200 | 64.55% | 18000 | 19 | 12.4 | 9 | 14200 | 22000 | 100% | 1.84 | Residential | 375 | Yes | 1.5 | Both
8033742 | Mini/Multi Split | FUJITSU | HMSV-A-CB (Multi-Split Heat Pump) | AOU24RLXFZH |  | Ducted Indoor Units |  |  | 22000 | 18 |  | 12.1 | 9 |  | 25000 | 15400 | 61.6% | 22000 | 17.8 | 12.1 | 9.2 | 15400 | 25600 | 102.4% | 2.06 | Residential | 457.5 | Yes | 1.83 | Both
8717929 | Mini/Multi Split | LG | HMSV-A-CB (Multi-Split Heat Pump) | ARUN048GSS4 |  | Non-Ducted Indoor Units |  |  | 48000 | 17 |  | 10.5 | 9.5 |  | 54000 | 36000 | 66.67% | 48000 | 20 | 13.2 | 10.2 | 36000 | 39000 | 71.56% | 2.16 | Residential | 1000 | Yes | 4 | Both
8717930 | Mini/Multi Split | LG | HMSV-A-CB (Multi-Split Heat Pump) | ARUN048GSS4 |  | Ducted Indoor Units |  |  | 48000 | 17 |  | 10.5 | 9.5 |  | 54000 | 36000 | 66.67% | 48000 | 20 | 13.2 | 10.2 | 36000 | 39000 | 71.56% | 2.16 | Residential | 1000 | Yes | 4 | Both
8717931 | Mini/Multi Split | LG | HMSV-A-CB (Multi-Split Heat Pump) | ARUN038GSS4 |  | Non-Ducted Indoor Units |  |  | 38000 | 17 |  | 11.5 | 9 |  | 42000 | 33000 | 78.57% | 38000 | 20.1 | 14 | 10.6 | 33000 | 39000 | 76.47% | 2.16 | Residential | 792.5 | Yes | 3.17 | Both
8717932 | Mini/Multi Split | LG | HMSV-A-CB (Multi-Split Heat Pump) | ARUN038GSS4 |  | Ducted Indoor Units |  |  | 38000 | 17 |  | 11.5 | 9 |  | 42000 | 33000 | 78.57% | 38000 | 20.1 | 14 | 10.6 | 33000 | 39000 | 76.47% | 2.16 | Residential | 792.5 | Yes | 3.17 | Both
8858349 | Mini/Multi Split | MDV | HMSV-A-CB (Multi-Split Heat Pump) | M3OF-27HFN1-M** |  | Non-Ducted Indoor Units |  |  | 27000 | 20.4 |  | 11.5 | 10.8 |  | 27000 | 17800 | 65.93% | 27000 | 22 | 11.5 | 9.6 | 17800 | 22600 | 83.7% | 2.06 | Residential | 562.5 | Yes | 2.25 | Yes
8858350 | Mini/Multi Split | MDV | HMSV-A-CB (Multi-Split Heat Pump) | M4OF-36HFN1-M** |  | Non-Ducted Indoor Units |  |  | 36000 | 21.4 |  | 10.5 | 10.2 |  | 36000 | 23600 | 65.56% | 36000 | 21.4 | 10.5 | 8.6 | 23600 | 26200 | 72.78% | 1.8 | Residential | 750 | Yes | 3 | Yes
8858351 | Mini/Multi Split | MIDEA | HMSV-A-CB (Multi-Split Heat Pump) | MCH4U-36PHH2 |  | Non-Ducted Indoor Units |  |  | 36000 | 21.4 |  | 10.5 | 10.2 |  | 36000 | 23600 | 65.56% | 36000 | 21.4 | 10.5 | 8.6 | 23600 | 26200 | 72.78% | 1.8 | Residential | 750 | Yes | 3 | Yes
8858352 | Mini/Multi Split | MIDEA | HMSV-A-CB (Multi-Split Heat Pump) | MCH3U-27PHH2 |  | Non-Ducted Indoor Units |  |  | 27000 | 20.4 |  | 11.5 | 10.8 |  | 27000 | 17800 | 65.93% | 27000 | 22 | 11.5 | 9.6 | 17800 | 22600 | 83.7% | 2.06 | Residential | 562.5 | Yes | 2.25 | Yes
8908616 | Mini/Multi Split | FUJITSU | HMSV-A-CB (Multi-Split Heat Pump) | AOU36RLXFZH |  | Ducted Indoor Units |  |  | 35200 | 18 |  | 12 | 9.3 |  | 36400 | 21400 | 58.79% | 35200 | 18 | 12 | 8.7 | 21400 | 36400 | 100% | 2.02 | Residential | 732.5 | Yes | 2.93 | Both
8977685 | Mini/Multi Split | MDV | HMSV-A-CB (Multi-Split Heat Pump) | M3OF-27HFN1-M* |  | Non-Ducted Indoor Units |  |  | 27000 | 22 |  | 12 | 9.8 |  | 28000 | 16800 | 60% | 27000 | 22 | 12 | 8.9 | 16800 | 20800 | 74.29% | 1.9 | Residential | 562.5 | Yes | 2.25 | Both
8977690 | Mini/Multi Split | THERMOCORE SYSTEMS | HMSV-A-CB (Multi-Split Heat Pump) | T322D-H236-C |  | Non-Ducted Indoor Units |  |  | 27000 | 22 |  | 12 | 9.8 |  | 28000 | 16800 | 60% | 27000 | 22 | 12 | 8.9 | 16800 | 20800 | 74.29% | 1.9 | Residential | 562.5 | Yes | 2.25 | Both
8982502 | Mini/Multi Split | KLIMAIRE | HMSV-A-CB (Multi-Split Heat Pump) | KMIR327-H217 |  | Non-Ducted Indoor Units |  |  | 27000 | 22 |  | 12 | 9.8 |  | 28000 | 16800 | 60% | 27000 | 22 | 12 | 8.9 | 16800 | 20800 | 74.29% | 1.9 | Residential | 562.5 | Yes | 2.25 | Both
8989588 | Mini/Multi Split | PERFECTAIRE | HMSV-A-CB (Multi-Split Heat Pump) | 2PAMSH27-MZO3 |  | Non-Ducted Indoor Units |  |  | 27000 | 22 |  | 12 | 9.8 |  | 28000 | 16800 | 60% | 27000 | 22 | 12 | 8.9 | 16800 | 20800 | 74.29% | 1.9 | Residential | 562.5 | Yes | 2.25 | Both
8989595 | Mini/Multi Split | COMFORTSTAR | HMSV-A-CB (Multi-Split Heat Pump) | CM3-27-3Z |  | Non-Ducted Indoor Units |  |  | 27000 | 22 |  | 12 | 9.8 |  | 28000 | 16800 | 60% | 27000 | 22 | 12 | 8.9 | 16800 | 20800 | 74.29% | 1.9 | Residential | 562.5 | Yes | 2.25 | Both
8993378 | Mini/Multi Split | EMI | HMSV-A-CB (Multi-Split Heat Pump) | MZ3H27DAA |  | Non-Ducted Indoor Units |  |  | 27000 | 22 |  | 12 | 9.8 |  | 28000 | 16800 | 60% | 27000 | 22 | 12 | 8.9 | 16800 | 20800 | 74.29% | 1.9 | Residential | 562.5 | Yes | 2.25 | Both
8994411 | Mini/Multi Split | MDV | HMSV-A-CB (Multi-Split Heat Pump) | M2OH-18HFN1-M |  | Non-Ducted Indoor Units |  |  | 19000 | 21.5 |  | 12.5 | 9.8 |  | 20000 | 12600 | 63% | 19000 | 21.5 | 12.5 | 9 | 12600 | 17000 | 85% | 1.9 | Residential | 395 | Yes | 1.58 | Both
9000111 | Mini/Multi Split | PIONEER | HMSV-A-CB (Multi-Split Heat Pump) | YN030GMFI22M3D |  | Non-Ducted Indoor Units |  |  | 27000 | 22 |  | 12 | 9.8 |  | 28000 | 16800 | 60% | 27000 | 22 | 12 | 8.9 | 16800 | 20800 | 74.29% | 1.9 | Residential | 562.5 | Yes | 2.25 | Both
9101137 | Mini/Multi Split | GARRISON | HMSV-A-CB (Multi-Split Heat Pump) | 3554191 |  | Non-Ducted Indoor Units |  |  | 27000 | 22 |  | 12 | 9.8 |  | 28000 | 16800 | 60% | 27000 | 22 | 12 | 8.9 | 16800 | 20800 | 74.29% | 1.9 | Residential | 562.5 | Yes | 2.25 | Both
9951750 | Mini/Multi Split | GAIR | HMSV-A-CB (Multi-Split Heat Pump) | G3OF-27HFN1-M |  | Non-Ducted Indoor Units |  |  | 27000 | 22 |  | 12 | 9.8 |  | 28000 | 16800 | 60% | 27000 | 22 | 12 | 8.9 | 16800 | 20800 | 74.29% | 1.9 | Residential | 562.5 | Yes | 2.25 | Both
9967099 | Mini/Multi Split | YONAN | HMSV-A-CB (Multi-Split Heat Pump) | YBO-30HRN1 |  | Non-Ducted Indoor Units |  |  | 27000 | 22 |  | 12 | 9.8 |  | 28000 | 16800 | 60% | 27000 | 22 | 12 | 8.9 | 16800 | 20800 | 74.29% | 1.9 | Residential | 562.5 | Yes | 2.25 | Both
9993639 | Mini/Multi Split | TK'S | HMSV-A-CB (Multi-Split Heat Pump) | Y2OD-30HFN1 |  | Non-Ducted Indoor Units |  |  | 27000 | 22 |  | 12 | 9.8 |  | 28000 | 16800 | 60% | 27000 | 22 | 12 | 8.9 | 16800 | 20800 | 74.29% | 1.9 | Residential | 562.5 | Yes | 2.25 | Both
10070561 | Mini/Multi Split | LG | HMSR-A-CB (Multi-Split Heat Recovery Heat Pump) | ARUB060GSS4 |  | Non-Ducted Indoor Units |  |  | 60000 | 18.9 |  | 10 | 10.9 |  | 64000 | 42500 | 66.41% | 60000 | 23 | 13 | 10 | 42500 | 50000 | 74.63% | 1.83 | Residential | 1250 | Yes | 5 | Yes
10070562 | Mini/Multi Split | LG | HMSV-A-CB (Multi-Split Heat Pump) | ARUN024GSS4 |  | Non-Ducted Indoor Units |  |  | 24000 | 17 |  | 10.7 | 10 |  | 27000 | 18900 | 70% | 24000 | 18.15 | 14.8 | 10.2 | 18900 | 26200 | 83.97% | 2.16 | Residential | 500 | Yes | 2 | Both
10070563 | Mini/Multi Split | LG | HMSV-A-CB (Multi-Split Heat Pump) | ARUN024GSS4 |  | Ducted Indoor Units |  |  | 24000 | 15.8 |  | 12.2 | 8.6 |  | 27000 | 18900 | 70% | 24000 | 18.15 | 14.8 | 10.2 | 18900 | 26200 | 83.97% | 2.16 | Residential | 500 | Yes | 2 | Both
10147096 | Mini/Multi Split | SAMSUNG | HMSV-A-CB (Multi-Split Heat Pump) | AM060MXMDCH |  | Ducted Indoor Units |  |  | 60000 | 17.1 |  | 10.9 | 10.9 |  | 66000 | 43000 | 65.15% | 60000 | 16.5 | 9.9 | 9.5 | 43000 | 47000 | 71.21% | 2.36 | Residential | 1250 | Yes | 5 | Yes
10147097 | Mini/Multi Split | SAMSUNG | HMSV-A-CB (Multi-Split Heat Pump) | AM060MXMDCH |  | Non-Ducted Indoor Units |  |  | 60000 | 20.6 |  | 11.2 | 11.5 |  | 66000 | 43000 | 65.15% | 60000 | 19 | 11.2 | 9.8 | 43000 | 47000 | 71.21% | 2.6 | Residential | 1250 | Yes | 5 | Yes
10221208 | Mini/Multi Split | PANASONIC | HMSV-A-CB (Multi-Split Heat Pump) | CU-2E18SBU-5 |  | Ducted Indoor Units |  |  | 16700 | 19 |  | 12.55 | 9 |  | 20200 | 12000 | 59.41% | 16700 | 19 | 12.55 | 8.8 | 12000 | 17800 | 88.12% | 2 | Residential | 347.5 | Yes | 1.39 | Yes
10271657 | Mini/Multi Split | LG | HMSR-A-CB (Multi-Split Heat Recovery Heat Pump) | ARUB060GSS4 |  | Ducted Indoor Units |  |  | 60000 | 16.5 |  | 10 | 10 |  | 64000 | 42500 | 66.41% | 60000 | 16.2 | 10 | 9.1 | 42500 | 50000 | 74.63% | 1.83 | Residential | 1250 | Yes | 5 | Yes
10300061 | Mini/Multi Split | GOODMAN | HMSV-A-CB (Multi-Split Heat Pump) | MST273E21MCAA |  | Non-Ducted Indoor Units | MSH093E21AXAAMSH093E21AXAAMSH093E21AXAA |  | 27000 | 22 |  | 12 | 9.8 |  | 28000 | 16800 | 60% | 27000 | 22 | 12 | 8.9 | 16800 | 20800 | 74.29% | 1.9 | Residential | 562.5 | Yes | 2.25 | Both
10327038 | Mini/Multi Split | TGM | HMSV-A-CB (Multi-Split Heat Pump) | MMCUT27AS3 |  | Non-Ducted Indoor Units |  |  | 27000 | 22 |  | 12 | 9.8 |  | 28000 | 16800 | 60% | 27000 | 22 | 12 | 8.9 | 16800 | 20800 | 74.29% | 1.9 | Residential | 562.5 | Yes | 2.25 | Both
10327039 | Mini/Multi Split | CLASSIC | HMSV-A-CB (Multi-Split Heat Pump) | MMCUC27AS3 |  | Non-Ducted Indoor Units |  |  | 27000 | 22 |  | 12 | 9.8 |  | 28000 | 16800 | 60% | 27000 | 22 | 12 | 8.9 | 16800 | 20800 | 74.29% | 1.9 | Residential | 562.5 | Yes | 2.25 | Both
10355419 | Mini/Multi Split | I COOL AIR | HMSV-A-CB (Multi-Split Heat Pump) | IWMHO27B |  | Non-Ducted Indoor Units |  |  | 27000 | 22 |  | 12 | 9.8 |  | 28000 | 16800 | 60% | 27000 | 22 | 12 | 8.9 | 16800 | 20800 | 74.29% | 1.9 | Residential | 562.5 | Yes | 2.25 | Both
10445373 | Mini/Multi Split | LG | HMSV-A-CB (Multi-Split Heat Pump) | LMU180HHV |  | Ducted Indoor Units |  |  | 16500 | 17.5 |  | 12 | 9 |  | 22000 | 14700 | 66.82% | 16500 | 17.5 | 12 | 8.6 | 14700 | 19800 | 90% | 1.83 | Residential | 345 | Yes | 1.38 | Both
10445375 | Mini/Multi Split | LG | HMSV-A-CB (Multi-Split Heat Pump) | LMU240HHV |  | Ducted Indoor Units |  |  | 20000 | 17 |  | 11.5 | 9 |  | 24000 | 15200 | 63.33% | 20000 | 17 | 11.7 | 9.2 | 15200 | 21600 | 90% | 1.83 | Residential | 417.5 | Yes | 1.67 | Both
10445377 | Mini/Multi Split | LG | HMSV-A-CB (Multi-Split Heat Pump) | LMU300HHV |  | Ducted Indoor Units |  |  | 24600 | 17.5 |  | 10.5 | 9.5 |  | 27000 | 17700 | 65.56% | 24600 | 17.5 | 11.7 | 9.2 | 17700 | 23000 | 85.19% | 1.85 | Residential | 512.5 | Yes | 2.05 | Both
10514710 | Mini/Multi Split | LG | HMSV-A-CB (Multi-Split Heat Pump) | ARUN060GSS4 |  | Non-Ducted Indoor Units |  |  | 60000 | 18.9 |  | 10 | 10.9 |  | 64000 | 42500 | 66.41% | 60000 | 23 | 13 | 10 | 42500 | 50000 | 75.76% | 1.83 | Residential | 1250 | Yes | 5 | Yes
10514711 | Mini/Multi Split | LG | HMSV-A-CB (Multi-Split Heat Pump) | ARUN060GSS4 |  | Ducted Indoor Units |  |  | 60000 | 16.5 |  | 10 | 10 |  | 64000 | 42500 | 66.41% | 60000 | 16.2 | 10 | 9.1 | 42500 | 50000 | 74.63% | 1.83 | Residential | 1250 | Yes | 5 | Yes
10516996 | Mini/Multi Split | LG | HMSV-A-CB (Multi-Split Heat Pump) | LMU180HHV |  | Mixed Ducted and Non-Ducted Indoor Units |  |  | 17200 | 19.25 |  | 12.75 | 9.5 |  | 22000 | 14700 | 66.82% | 17200 | 19.25 | 12.75 | 8.9 | 14700 | 19800 | 90% | 1.83 | Residential | 357.5 | Yes | 1.43 | Both
10516997 | Mini/Multi Split | LG | HMSV-A-CB (Multi-Split Heat Pump) | LMU240HHV |  | Mixed Ducted and Non-Ducted Indoor Units |  |  | 22000 | 19 |  | 12.5 | 9.85 |  | 25000 | 16300 | 65.2% | 22000 | 19 | 12.6 | 9.5 | 16300 | 21800 | 87.2% | 1.83 | Residential | 457.5 | Yes | 1.83 | Both
10525928 | Mini/Multi Split | LG | HMSV-A-CB (Multi-Split Heat Pump) | LMU300HHV |  | Mixed Ducted and Non-Ducted Indoor Units |  |  | 26400 | 18.75 |  | 11.5 | 10.25 |  | 27800 | 18300 | 65.83% | 26400 | 18.75 | 12.1 | 9.5 | 18300 | 23600 | 84.89% | 1.85 | Residential | 550 | Yes | 2.2 | Both
10595420 | Mini/Multi Split | RHEEM | HMSV-A-CB (Multi-Split Heat Pump) | ROMH18FXZHJ |  | Ducted Indoor Units |  |  | 18000 | 19 |  | 12.4 | 9 |  | 22000 | 14200 | 64.55% | 18000 | 19 | 12.4 | 9 | 14200 | 22000 | 100% | 1.84 | Residential | 375 | Yes | 1.5 | Both
10595421 | Mini/Multi Split | RUUD | HMSV-A-CB (Multi-Split Heat Pump) | UOMH18FXZHJ |  | Ducted Indoor Units |  |  | 18000 | 19 |  | 12.4 | 9 |  | 22000 | 14200 | 64.55% | 18000 | 19 | 12.4 | 9 | 14200 | 22000 | 100% | 1.84 | Residential | 375 | Yes | 1.5 | Both
10595426 | Mini/Multi Split | RHEEM | HMSV-A-CB (Multi-Split Heat Pump) | ROMH24FXZHJ |  | Ducted Indoor Units |  |  | 22000 | 18 |  | 12.1 | 9 |  | 25000 | 15400 | 61.6% | 22000 | 17.8 | 12.1 | 9.2 | 15400 | 25600 | 102.4% | 2.06 | Residential | 457.5 | Yes | 1.83 | Both
10595427 | Mini/Multi Split | RUUD | HMSV-A-CB (Multi-Split Heat Pump) | UOMH24FXZHJ |  | Ducted Indoor Units |  |  | 22000 | 18 |  | 12.1 | 9 |  | 25000 | 15400 | 61.6% | 22000 | 17.8 | 12.1 | 9.2 | 15400 | 25600 | 102.4% | 2.06 | Residential | 457.5 | Yes | 1.83 | Both
200059075 | Mini/Multi Split | SLIMAIR TECHNOLOGIES | HMSV-A-CB (Multi-Split Heat Pump) | SHC3Z27-VB2 |  | Non-Ducted Indoor Units |  |  | 27000 | 22 |  | 12 | 9.8 |  | 28000 | 16800 | 60% | 27000 | 22 | 12 | 8.9 | 16800 | 20800 | 74.29% | 1.9 | Residential | 562.5 | Yes | 2.25 | Both
200059076 | Mini/Multi Split | SLIMAIR | HMSV-A-CB (Multi-Split Heat Pump) | SHC3Z27-VB2 |  | Non-Ducted Indoor Units |  |  | 27000 | 22 |  | 12 | 9.8 |  | 28000 | 16800 | 60% | 27000 | 22 | 12 | 8.9 | 16800 | 20800 | 74.29% | 1.9 | Residential | 562.5 | Yes | 2.25 | Both
201763894 | Mini/Multi Split | ECO AIR | HMSV-A-CB (Multi-Split Heat Pump) | M3OF-27HFN1-M |  | Non-Ducted Indoor Units |  |  | 27000 | 22 |  | 12 | 9.8 |  | 28000 | 16800 | 60% | 27000 | 22 | 12 | 8.9 | 16800 | 20800 | 74.29% | 1.9 | Residential | 562.5 | Yes | 2.25 | Both
201771973 | Mini/Multi Split | MIDEA | HMSV-A-CB (Multi-Split Heat Pump) | DLCMRAH27CAK |  | Non-Ducted Indoor Units |  |  | 27000 | 20.4 |  | 11.5 | 10.8 |  | 27000 | 17800 | 65.93% | 27000 | 22 | 11.5 | 9.6 | 17800 | 22600 | 83.7% | 2.06 | Residential | 562.5 | Yes | 2.25 | Yes
201771974 | Mini/Multi Split | MIDEA | HMSV-A-CB (Multi-Split Heat Pump) | DLCMRAH36DAK |  | Non-Ducted Indoor Units |  |  | 36000 | 21.4 |  | 10.5 | 10.2 |  | 36000 | 23600 | 65.56% | 36000 | 21.4 | 10.5 | 8.6 | 23600 | 26200 | 72.78% | 1.8 | Residential | 750 | Yes | 3 | Yes
201771987 | Mini/Multi Split | LENNOX | HMSV-A-CB (Multi-Split Heat Pump) | MLA018S4M-1P |  | Non-Ducted Indoor Units |  |  | 19000 | 21.5 |  | 12.5 | 9.8 |  | 20000 | 12600 | 63% | 19000 | 21.5 | 12.5 | 9 | 12600 | 17000 | 85% | 1.9 | Residential | 395 | Yes | 1.58 | Both
201810034 | Mini/Multi Split | COMFORT-AIRE | HMSV-A-CB (Multi-Split Heat Pump) | A-VMH18DU-1 |  | Non-Ducted Indoor Units |  |  | 19000 | 21.5 |  | 12.5 | 9.8 |  | 20000 | 12600 | 63% | 19000 | 21.5 | 12.5 | 9 | 12600 | 17000 | 85% | 1.9 | Residential | 395 | Yes | 1.58 | Both
201830360 | Mini/Multi Split | AC PRO | HMSV-A-CB (Multi-Split Heat Pump) | 2PAMSH27-MZO3 |  | Non-Ducted Indoor Units |  |  | 27000 | 22 |  | 12 | 9.8 |  | 28000 | 16800 | 60% | 27000 | 22 | 12 | 8.9 | 16800 | 20800 | 74.29% | 1.9 | Residential | 562.5 | Yes | 2.25 | Both
201835525 | Mini/Multi Split | ARCOAIRE | HMSV-A-CB (Multi-Split Heat Pump) | DLCMRAH27CAK |  | Non-Ducted Indoor Units |  |  | 27000 | 20.4 |  | 11.5 | 10.8 |  | 27000 | 17800 | 65.93% | 27000 | 22 | 11.5 | 9.6 | 17800 | 22600 | 83.7% | 2.06 | Residential | 562.5 | Yes | 2.25 | Yes
201835526 | Mini/Multi Split | ARCOAIRE | HMSV-A-CB (Multi-Split Heat Pump) | DLCMRAH36DAK |  | Non-Ducted Indoor Units |  |  | 36000 | 21.4 |  | 10.5 | 10.2 |  | 36000 | 23600 | 65.56% | 36000 | 21.4 | 10.5 | 8.6 | 23600 | 26200 | 72.78% | 1.8 | Residential | 750 | Yes | 3 | Yes
201835573 | Mini/Multi Split | COMFORTMAKER | HMSV-A-CB (Multi-Split Heat Pump) | DLCMRAH27CAK |  | Non-Ducted Indoor Units |  |  | 27000 | 20.4 |  | 11.5 | 10.8 |  | 27000 | 17800 | 65.93% | 27000 | 22 | 11.5 | 9.6 | 17800 | 22600 | 83.7% | 2.06 | Residential | 562.5 | Yes | 2.25 | Yes
201835574 | Mini/Multi Split | COMFORTMAKER | HMSV-A-CB (Multi-Split Heat Pump) | DLCMRAH36DAK |  | Non-Ducted Indoor Units |  |  | 36000 | 21.4 |  | 10.5 | 10.2 |  | 36000 | 23600 | 65.56% | 36000 | 21.4 | 10.5 | 8.6 | 23600 | 26200 | 72.78% | 1.8 | Residential | 750 | Yes | 3 | Yes
201835621 | Mini/Multi Split | DAY & NIGHT | HMSV-A-CB (Multi-Split Heat Pump) | DLCMRAH27CAK |  | Non-Ducted Indoor Units |  |  | 27000 | 20.4 |  | 11.5 | 10.8 |  | 27000 | 17800 | 65.93% | 27000 | 22 | 11.5 | 9.6 | 17800 | 22600 | 83.7% | 2.06 | Residential | 562.5 | Yes | 2.25 | Yes
201835622 | Mini/Multi Split | DAY & NIGHT | HMSV-A-CB (Multi-Split Heat Pump) | DLCMRAH36DAK |  | Non-Ducted Indoor Units |  |  | 36000 | 21.4 |  | 10.5 | 10.2 |  | 36000 | 23600 | 65.56% | 36000 | 21.4 | 10.5 | 8.6 | 23600 | 26200 | 72.78% | 1.8 | Residential | 750 | Yes | 3 | Yes
201835690 | Mini/Multi Split | HEIL | HMSV-A-CB (Multi-Split Heat Pump) | DLCMRAH27CAK |  | Non-Ducted Indoor Units |  |  | 27000 | 20.4 |  | 11.5 | 10.8 |  | 27000 | 17800 | 65.93% | 27000 | 22 | 11.5 | 9.6 | 17800 | 22600 | 83.7% | 2.06 | Residential | 562.5 | Yes | 2.25 | Yes
201835691 | Mini/Multi Split | KEEPRITE | HMSV-A-CB (Multi-Split Heat Pump) | DLCMRAH27CAK |  | Non-Ducted Indoor Units |  |  | 27000 | 20.4 |  | 11.5 | 10.8 |  | 27000 | 17800 | 65.93% | 27000 | 22 | 11.5 | 9.6 | 17800 | 22600 | 83.7% | 2.06 | Residential | 562.5 | Yes | 2.25 | Yes
201835692 | Mini/Multi Split | HEIL | HMSV-A-CB (Multi-Split Heat Pump) | DLCMRAH36DAK |  | Non-Ducted Indoor Units |  |  | 36000 | 21.4 |  | 10.5 | 10.2 |  | 36000 | 23600 | 65.56% | 36000 | 21.4 | 10.5 | 8.6 | 23600 | 26200 | 72.78% | 1.8 | Residential | 750 | Yes | 3 | Yes
201835693 | Mini/Multi Split | KEEPRITE | HMSV-A-CB (Multi-Split Heat Pump) | DLCMRAH36DAK |  | Non-Ducted Indoor Units |  |  | 36000 | 21.4 |  | 10.5 | 10.2 |  | 36000 | 23600 | 65.56% | 36000 | 21.4 | 10.5 | 8.6 | 23600 | 26200 | 72.78% | 1.8 | Residential | 750 | Yes | 3 | Yes
201835786 | Mini/Multi Split | TEMPSTAR | HMSV-A-CB (Multi-Split Heat Pump) | DLCMRAH27CAK |  | Non-Ducted Indoor Units |  |  | 27000 | 20.4 |  | 11.5 | 10.8 |  | 27000 | 17800 | 65.93% | 27000 | 22 | 11.5 | 9.6 | 17800 | 22600 | 83.7% | 2.06 | Residential | 562.5 | Yes | 2.25 | Yes
201835787 | Mini/Multi Split | KENMORE | HMSV-A-CB (Multi-Split Heat Pump) | DLCMRAH27CAK |  | Non-Ducted Indoor Units |  |  | 27000 | 20.4 |  | 11.5 | 10.8 |  | 27000 | 17800 | 65.93% | 27000 | 22 | 11.5 | 9.6 | 17800 | 22600 | 83.7% | 2.06 | Residential | 562.5 | Yes | 2.25 | Yes
201835788 | Mini/Multi Split | KENMORE | HMSV-A-CB (Multi-Split Heat Pump) | DLCMRAH36DAK |  | Non-Ducted Indoor Units |  |  | 36000 | 21.4 |  | 10.5 | 10.2 |  | 36000 | 23600 | 65.56% | 36000 | 21.4 | 10.5 | 8.6 | 23600 | 26200 | 72.78% | 1.8 | Residential | 750 | Yes | 3 | Yes
201835789 | Mini/Multi Split | TEMPSTAR | HMSV-A-CB (Multi-Split Heat Pump) | DLCMRAH36DAK |  | Non-Ducted Indoor Units |  |  | 36000 | 21.4 |  | 10.5 | 10.2 |  | 36000 | 23600 | 65.56% | 36000 | 21.4 | 10.5 | 8.6 | 23600 | 26200 | 72.78% | 1.8 | Residential | 750 | Yes | 3 | Yes
201862957 | Mini/Multi Split | CENTURY | HMSV-A-CB (Multi-Split Heat Pump) | A-VMH18DU-1 |  | Non-Ducted Indoor Units |  |  | 19000 | 21.5 |  | 12.5 | 9.8 |  | 20000 | 12600 | 63% | 19000 | 21.5 | 12.5 | 9 | 12600 | 17000 | 85% | 1.9 | Residential | 395 | Yes | 1.58 | Both
201863418 | Mini/Multi Split | KOOLKING | HMSV-A-CB (Multi-Split Heat Pump) | M3OF-27HFN1-M |  | Non-Ducted Indoor Units |  |  | 27000 | 20.4 |  | 11.5 | 10.8 |  | 27000 | 17800 | 65.93% | 27000 | 22 | 11.5 | 9.6 | 17800 | 22600 | 83.7% | 2.06 | Residential | 562.5 | Yes | 2.25 | Yes
201863419 | Mini/Multi Split | KOOLKING | HMSV-A-CB (Multi-Split Heat Pump) | M4OF-36HFN1-M |  | Non-Ducted Indoor Units |  |  | 36000 | 21.4 |  | 10.5 | 10.2 |  | 36000 | 23600 | 65.56% | 36000 | 21.4 | 10.5 | 8.6 | 23600 | 26200 | 72.78% | 1.8 | Residential | 750 | Yes | 3 | Yes
201866479 | Mini/Multi Split | KERR | HMSV-A-CB (Multi-Split Heat Pump) | A-KMH18DU-1 |  | Non-Ducted Indoor Units |  |  | 19000 | 21.5 |  | 12.5 | 9.8 |  | 20000 | 12600 | 63% | 19000 | 21.5 | 12.5 | 9 | 12600 | 17000 | 85% | 1.9 | Residential | 395 | Yes | 1.58 | Both
202007082 | Mini/Multi Split | BLUERIDGE | HMSV-A-CB (Multi-Split Heat Pump) | BM27M23C |  | Non-Ducted Indoor Units |  |  | 27000 | 22 |  | 12 | 9.8 |  | 28000 | 16800 | 60% | 27000 | 22 | 12 | 8.9 | 16800 | 20800 | 74.29% | 1.9 | Residential | 562.5 | Yes | 2.25 | Both
202557962 | Mini/Multi Split | GREE | HMSV-A-CB-O (Multi-Split Heat Pump, Free Delivery) | GWHD(36)ND3JO |  | Non-Ducted Indoor Units |  |  | 36000 | 23 |  | 9 | 10 |  | 36000 | 29000 | 80.56% | 36000 | 16 | 9 | 8.6 | 29000 | 28200 | 78.33% | 1.82 | Residential | 750 | Yes | 3 | Yes
202557963 | Mini/Multi Split | GREE | HMSV-A-CB-O (Multi-Split Heat Pump, Free Delivery) | GWHD(42)ND3JO |  | Non-Ducted Indoor Units |  |  | 42000 | 23 |  | 9 | 10 |  | 42000 | 30000 | 71.43% | 42000 | 16 | 9 | 8.6 | 30000 | 31200 | 74.29% | 1.82 | Residential | 875 | Yes | 3.5 | Yes
202575871 | Mini/Multi Split | COMFORTSTAR | HMSV-A-CB (Multi-Split Heat Pump) | CM2-18-2ZX |  | Non-Ducted Indoor Units |  |  | 19000 | 21.5 |  | 12.5 | 9.8 |  | 20000 | 12600 | 63% | 19000 | 21.5 | 12.5 | 9 | 12600 | 17000 | 85% | 1.9 | Residential | 395 | Yes | 1.58 | Both
202918820 | Mini/Multi Split | BLUERIDGE | HMSV-A-CB (Multi-Split Heat Pump) | BMHH18M22C |  | Non-Ducted Indoor Units |  |  | 19000 | 21.5 |  | 12.5 | 9.8 |  | 20000 | 12600 | 63% | 19000 | 21.5 | 12.5 | 9 | 12600 | 17000 | 85% | 1.9 | Residential | 395 | Yes | 1.58 | Both
203269782 | Mini/Multi Split | DIRECT AIR | HMSV-A-CB (Multi-Split Heat Pump) | M2OH-18HFN1-M |  | Non-Ducted Indoor Units |  |  | 19000 | 21.5 |  | 12.5 | 9.8 |  | 20000 | 12600 | 63% | 19000 | 21.5 | 12.5 | 9 | 12600 | 17000 | 85% | 1.9 | Residential | 395 | Yes | 1.58 | Both
203343585 | Mini/Multi Split | LENNOX | HMSV-A-CB (Multi-Split Heat Pump) | MLA018S4M-2P |  | Non-Ducted Indoor Units |  |  | 19000 | 21.5 |  | 12.5 | 9.8 |  | 20000 | 12600 | 63% | 19000 | 21.5 | 12.5 | 9 | 12600 | 17000 | 85% | 1.9 | Residential | 395 | Yes | 1.58 | Both
203446790 | Mini/Multi Split | HISENSE | HRCU-A-CB-O (Mini-Split Heat Pump, with Remote Outdoor Unit Air-Source, Free Delivery) | AMW3-24U3SAA |  | Ducted Indoor Units |  |  | 24000 | 21 |  | 12.1 | 10 |  | 24000 | 14600 | 60.83% | 24000 | 21 | 12.1 | 8.6 | 14600 | 24000 | 97.56% | 1.84 | Residential | 500 | Yes | 2
203449484 | Mini/Multi Split | MIRAGE | HMSV-A-CB (Multi-Split Heat Pump) | OVMH271A |  | Non-Ducted Indoor Units |  |  | 27000 | 22 |  | 12 | 9.8 |  | 28000 | 16800 | 60% | 27000 | 22 | 12 | 8.9 | 16800 | 20800 | 74.29% | 1.9 | Residential | 562.5 | Yes | 2.25 | Both
203459336 | Mini/Multi Split | HISENSE | HMSR-A-CB-O (Multi-Split Heat Recovery Heat Pump, Free Delivery) | AMW4-36U3STA |  | Ducted Indoor Units |  |  | 32000 | 19.5 |  | 12 | 10.8 |  | 36000 | 23000 | 63.89% | 32000 | 19.5 | 12 | 8.9 | 23000 | 36000 | 95.74% | 1.84 | Residential | 667.5 | Yes | 2.67
203514061 | Mini/Multi Split | EMI | HMSV-A-CB (Multi-Split Heat Pump) | DHMZ218DA |  | Non-Ducted Indoor Units |  |  | 19000 | 21.5 |  | 12.5 | 9.8 |  | 20000 | 12600 | 63% | 19000 | 21.5 | 12.5 | 9 | 12600 | 17000 | 85% | 1.9 | Residential | 395 | Yes | 1.58 | Both
203966607 | Mini/Multi Split | AIRQUEST | HMSV-A-CB (Multi-Split Heat Pump) | DLCMRAH36DAK |  | Non-Ducted Indoor Units |  |  | 36000 | 21.4 |  | 10.5 | 10.2 |  | 36000 | 23600 | 65.56% | 36000 | 21.4 | 10.5 | 8.6 | 23600 | 26200 | 72.78% | 1.8 | Residential | 750 | Yes | 3 | Yes
203966617 | Mini/Multi Split | AIRQUEST | HMSV-A-CB (Multi-Split Heat Pump) | DLCMRAH27CAK |  | Non-Ducted Indoor Units |  |  | 27000 | 20.4 |  | 11.5 | 10.8 |  | 27000 | 17800 | 65.93% | 27000 | 22 | 11.5 | 9.6 | 17800 | 22600 | 83.7% | 2.06 | Residential | 562.5 | Yes | 2.25 | Yes
203978167 | Mini/Multi Split | HISENSE | HRCU-A-CB-O (Mini-Split Heat Pump, with Remote Outdoor Unit Air-Source, Free Delivery) | AMW3-24U3SAA |  | Mixed Ducted and Non-Ducted Indoor Units |  |  | 24000 | 21.5 |  | 12.3 | 10.5 |  | 24000 | 14800 | 61.67% | 24000 | 21.5 | 12.3 | 8.83 | 14800 | 24000 | 99.17% | 1.84 | Residential | 500 | Yes | 2
203978168 | Mini/Multi Split | HISENSE | HRCU-A-CB-O (Mini-Split Heat Pump, with Remote Outdoor Unit Air-Source, Free Delivery) | AMW4-36U3STA |  | Mixed Ducted and Non-Ducted Indoor Units |  |  | 32000 | 20.25 |  | 12.25 | 10.9 |  | 36000 | 22600 | 62.78% | 32000 | 20.25 | 12.25 | 8.95 | 22600 | 36000 | 97.3% | 1.84 | Residential | 667.5 | Yes | 2.67
203991180 | Mini/Multi Split | BOSCH | HMSV-A-CB (Multi-Split Heat Pump) | BMS500-AAM018-1CSXHB |  | Non-Ducted Indoor Units |  |  | 19000 | 21.5 |  | 12.5 | 9.8 |  | 20000 | 12600 | 63% | 19000 | 21.5 | 12.5 | 9 | 12600 | 17000 | 85% | 1.9 | Residential | 395 | Yes | 1.58 | Both
203996910 | Mini/Multi Split | FRIEDRICH | HMSR-A-CB-O (Multi-Split Heat Recovery Heat Pump, Free Delivery) | FPHMR36A3A |  | Ducted Indoor Units |  |  | 32000 | 19.5 |  | 12 | 10.8 |  | 36000 | 23000 | 63.89% | 32000 | 19.5 | 12 | 8.9 | 23000 | 36000 | 95.74% | 1.84 | Residential | 667.5 | Yes | 2.67
203999079 | Mini/Multi Split | FRIEDRICH | HRCU-A-CB-O (Mini-Split Heat Pump, with Remote Outdoor Unit Air-Source, Free Delivery) | FPHMR24A3A |  | Mixed Ducted and Non-Ducted Indoor Units |  |  | 24000 | 21.5 |  | 12.3 | 10.5 |  | 24000 | 14800 | 61.67% | 24000 | 21.5 | 12.3 | 8.83 | 14800 | 24000 | 99.17% | 1.84 | Residential | 500 | Yes | 2
203999080 | Mini/Multi Split | FRIEDRICH | HRCU-A-CB-O (Mini-Split Heat Pump, with Remote Outdoor Unit Air-Source, Free Delivery) | FPHMR36A3A |  | Mixed Ducted and Non-Ducted Indoor Units |  |  | 32000 | 20.25 |  | 12.25 | 10.9 |  | 36000 | 22600 | 62.78% | 32000 | 20.25 | 12.25 | 8.95 | 22600 | 36000 | 97.3% | 1.84 | Residential | 667.5 | Yes | 2.67
204005731 | Mini/Multi Split | FRIEDRICH | HRCU-A-CB-O (Mini-Split Heat Pump, with Remote Outdoor Unit Air-Source, Free Delivery) | FPHMR24A3A |  | Ducted Indoor Units |  |  | 24000 | 21 |  | 12.1 | 10 |  | 24000 | 14600 | 60.83% | 24000 | 21 | 12.1 | 8.6 | 14600 | 24000 | 97.56% | 1.84 | Residential | 500 | Yes | 2
204005751 | Mini/Multi Split | MOOVAIR | HMSV-A-CB (Multi-Split Heat Pump) | DM18HOM25230X3 |  | Non-Ducted Indoor Units |  |  | 19000 | 21.5 |  | 12.5 | 9.8 |  | 20000 | 12600 | 63% | 19000 | 21.5 | 12.5 | 9 | 12600 | 17000 | 85% | 1.9 | Residential | 395 | Yes | 1.58 | Both
204005785 | Mini/Multi Split | ELIOS | HMSV-A-CB (Multi-Split Heat Pump) | DE18HOM25230X3 |  | Non-Ducted Indoor Units |  |  | 19000 | 21.5 |  | 12.5 | 9.8 |  | 20000 | 12600 | 63% | 19000 | 21.5 | 12.5 | 9 | 12600 | 17000 | 85% | 1.9 | Residential | 395 | Yes | 1.58 | Both
204032224 | Mini/Multi Split | HAXXAIR | HRCU-A-CB-O (Mini-Split Heat Pump, with Remote Outdoor Unit Air-Source, Free Delivery) | HVHM-24T2D |  | Ducted Indoor Units |  |  | 24000 | 21 |  | 12.1 | 10 |  | 24000 | 14600 | 60.83% | 24000 | 21 | 12.1 | 8.6 | 14600 | 24000 | 97.56% | 1.84 | Residential | 500 | Yes | 2
204032225 | Mini/Multi Split | HAXXAIR | HMSR-A-CB-O (Multi-Split Heat Recovery Heat Pump, Free Delivery) | HVHM-36T2D |  | Ducted Indoor Units |  |  | 32000 | 19.5 |  | 12 | 10.8 |  | 36000 | 23000 | 63.89% | 32000 | 19.5 | 12 | 8.9 | 23000 | 36000 | 95.74% | 1.84 | Residential | 667.5 | Yes | 2.67
204032226 | Mini/Multi Split | HAXXAIR | HRCU-A-CB-O (Mini-Split Heat Pump, with Remote Outdoor Unit Air-Source, Free Delivery) | HVHM-24T2D |  | Mixed Ducted and Non-Ducted Indoor Units |  |  | 24000 | 21.5 |  | 12.3 | 10.5 |  | 24000 | 14800 | 61.67% | 24000 | 21.5 | 12.3 | 8.83 | 14800 | 24000 | 99.17% | 1.84 | Residential | 500 | Yes | 2
204032227 | Mini/Multi Split | HAXXAIR | HRCU-A-CB-O (Mini-Split Heat Pump, with Remote Outdoor Unit Air-Source, Free Delivery) | HVHM-36T2D |  | Mixed Ducted and Non-Ducted Indoor Units |  |  | 32000 | 20.25 |  | 12.25 | 10.9 |  | 36000 | 22600 | 62.78% | 32000 | 20.25 | 12.25 | 8.95 | 22600 | 36000 | 97.3% | 1.84 | Residential | 667.5 | Yes | 2.67
204288780 | Mini/Multi Split | GREE | HMSV-A-CB-O (Multi-Split Heat Pump, Free Delivery) | MULTIU36HP230V1DO |  | Non-Ducted Indoor Units |  |  | 36000 | 23 |  | 9 | 10 |  | 36000 | 29000 | 80.56% | 36000 | 16 | 9 | 8.6 | 29000 | 28200 | 78.33% | 1.82 | Residential | 750 | Yes | 3 | Yes
204288781 | Mini/Multi Split | GREE | HMSV-A-CB-O (Multi-Split Heat Pump, Free Delivery) | MULTIU42HP230V1DO |  | Non-Ducted Indoor Units |  |  | 42000 | 23 |  | 9 | 10 |  | 42000 | 30000 | 71.43% | 42000 | 16 | 9 | 8.6 | 30000 | 31200 | 74.29% | 1.82 | Residential | 875 | Yes | 3.5 | Yes
204344220 | Mini/Multi Split | TOSOT | HRCU-A-CB-O (Mini-Split Heat Pump, with Remote Outdoor Unit Air-Source, Free Delivery) | TM36H5O |  | Non-Ducted Indoor Units |  |  | 36000 | 23 |  | 9 | 10 |  | 36000 | 29000 | 80.56% | 36000 | 16 | 9 | 8.6 | 29000 | 28200 | 78.33% | 1.82 | Residential | 750 | Yes | 3 | Yes
204344221 | Mini/Multi Split | TOSOT | HRCU-A-CB-O (Mini-Split Heat Pump, with Remote Outdoor Unit Air-Source, Free Delivery) | TM42H5O |  | Non-Ducted Indoor Units |  |  | 42000 | 23 |  | 9 | 10 |  | 42000 | 30000 | 71.43% | 42000 | 16 | 9 | 8.6 | 30000 | 31200 | 74.29% | 1.82 | Residential | 875 | Yes | 3.5 | Yes
204462624 | Mini/Multi Split | KINGHOME | HRCU-A-CB-O (Mini-Split Heat Pump, with Remote Outdoor Unit Air-Source, Free Delivery) | KM36UH5O |  | Non-Ducted Indoor Units |  |  | 36000 | 23 |  | 9 | 10 |  | 36000 | 29000 | 80.56% | 36000 | 16 | 9 | 8.6 | 29000 | 28200 | 78.33% | 1.82 | Residential | 750 | Yes | 3 | Yes
204462625 | Mini/Multi Split | KINGHOME | HRCU-A-CB-O (Mini-Split Heat Pump, with Remote Outdoor Unit Air-Source, Free Delivery) | KM42UH5O |  | Non-Ducted Indoor Units |  |  | 42000 | 23 |  | 9 | 10 |  | 42000 | 30000 | 71.43% | 42000 | 16 | 9 | 8.6 | 30000 | 31200 | 74.29% | 1.82 | Residential | 875 | Yes | 3.5 | Yes
204462796 | Mini/Multi Split | AIR-CON | HRCU-A-CB-O (Mini-Split Heat Pump, with Remote Outdoor Unit Air-Source, Free Delivery) | AMSCI4H4S24 |  | Mixed Ducted and Non-Ducted Indoor Units |  |  | 24000 | 21.5 |  | 12.3 | 10.5 |  | 24000 | 14800 | 61.67% | 24000 | 21.5 | 12.3 | 8.83 | 14800 | 24000 | 99.17% | 1.84 | Residential | 500 | Yes | 2
204462797 | Mini/Multi Split | AIR-CON | HRCU-A-CB-O (Mini-Split Heat Pump, with Remote Outdoor Unit Air-Source, Free Delivery) | AMSCI4H4S36 |  | Mixed Ducted and Non-Ducted Indoor Units |  |  | 32000 | 20.25 |  | 12.25 | 10.9 |  | 36000 | 22600 | 62.78% | 32000 | 20.25 | 12.25 | 8.95 | 22600 | 36000 | 97.3% | 1.84 | Residential | 667.5 | Yes | 2.67
204462798 | Mini/Multi Split | AIR-CON | HRCU-A-CB-O (Mini-Split Heat Pump, with Remote Outdoor Unit Air-Source, Free Delivery) | AMSCI4H4S24 |  | Ducted Indoor Units |  |  | 24000 | 21 |  | 12.1 | 10 |  | 24000 | 14600 | 60.83% | 24000 | 21 | 12.1 | 8.6 | 14600 | 24000 | 97.56% | 1.84 | Residential | 500 | Yes | 2
204462799 | Mini/Multi Split | AIR-CON | HMSR-A-CB-O (Multi-Split Heat Recovery Heat Pump, Free Delivery) | AMSCI4H4S36 |  | Ducted Indoor Units |  |  | 32000 | 19.5 |  | 12 | 10.8 |  | 36000 | 23000 | 63.89% | 32000 | 19.5 | 12 | 8.9 | 23000 | 36000 | 95.74% | 1.84 | Residential | 667.5 | Yes | 2.67
204631559 | Mini/Multi Split | MIDEA | HMSV-A-CB (Multi-Split Heat Pump) | MV1-36DMN1-(C) |  | Ducted Indoor Units |  |  | 36000 | 17.8 |  | 11.9 | 10.4 |  | 40000 | 28000 | 70% | 36000 | 17 | 11.7 | 9.2 | 28000 | 26000 | 70.27% | 1.9 | Residential | 750 | Yes | 3 | Yes
204631560 | Mini/Multi Split | MIDEA | HMSV-A-CB (Multi-Split Heat Pump) | MV1-36DMN1-(C) |  | Non-Ducted Indoor Units |  |  | 36000 | 19.2 |  | 12.1 | 11.4 |  | 40000 | 28000 | 70% | 36000 | 19.2 | 12.1 | 9.5 | 28000 | 26000 | 70.27% | 2.1 | Residential | 750 | Yes | 3 | Yes
204631569 | Mini/Multi Split | LENNOX | HMSV-A-CB (Multi-Split Heat Pump) | VPB036H4M-3P |  | Ducted Indoor Units |  |  | 36000 | 17.8 |  | 11.9 | 10.4 |  | 40000 | 28000 | 70% | 36000 | 17 | 11.7 | 9.2 | 28000 | 26000 | 70.27% | 1.9 | Residential | 750 | Yes | 3 | Yes
204631570 | Mini/Multi Split | LENNOX | HMSV-A-CB (Multi-Split Heat Pump) | VPB036H4M-3P |  | Non-Ducted Indoor Units |  |  | 36000 | 19.2 |  | 12.1 | 11.4 |  | 40000 | 28000 | 70% | 36000 | 19.2 | 12.1 | 9.5 | 28000 | 26000 | 70.27% | 2.1 | Residential | 750 | Yes | 3 | Yes
204706294 | Mini/Multi Split | ACC | HMSV-A-CB (Multi-Split Heat Pump) | MST183E23MHAA |  | Non-Ducted Indoor Units |  |  | 19000 | 21.5 |  | 12.5 | 9.8 |  | 20000 | 12600 | 63% | 19000 | 21.5 | 12.5 | 9 | 12600 | 17000 | 85% | 1.9 | Residential | 395 | Yes | 1.58 | Both
204711128 | Mini/Multi Split | Breeze33 | HMSV-A-CB (Multi-Split Heat Pump) | BZ33-HYP18HP2Z2 |  | Non-Ducted Indoor Units |  |  | 19000 | 21.5 |  | 12.5 | 9.8 |  | 20000 | 12600 | 63% | 19000 | 21.5 | 12.5 | 9 | 12600 | 17000 | 85% | 1.9 | Residential | 395 | Yes | 1.58 | Both
204793304 | Mini/Multi Split | DIAL | HRCU-A-CB-O (Mini-Split Heat Pump, with Remote Outdoor Unit Air-Source, Free Delivery) | 24000Z-03-O |  | Ducted Indoor Units |  |  | 24000 | 21 |  | 12.1 | 10 |  | 24000 | 14600 | 60.83% | 24000 | 21 | 12.1 | 8.6 | 14600 | 24000 | 97.56% | 1.84 | Residential | 500 | Yes | 2
204793305 | Mini/Multi Split | DIAL | HMSR-A-CB-O (Multi-Split Heat Recovery Heat Pump, Free Delivery) | 36000Z-04-O |  | Ducted Indoor Units |  |  | 32000 | 19.5 |  | 12 | 10.8 |  | 36000 | 23000 | 63.89% | 32000 | 19.5 | 12 | 8.9 | 23000 | 36000 | 95.74% | 1.84 | Residential | 667.5 | Yes | 2.67
204793308 | Mini/Multi Split | DIAL | HRCU-A-CB-O (Mini-Split Heat Pump, with Remote Outdoor Unit Air-Source, Free Delivery) | 24000Z-03-O |  | Mixed Ducted and Non-Ducted Indoor Units |  |  | 24000 | 21.5 |  | 12.3 | 10.5 |  | 24000 | 14800 | 61.67% | 24000 | 21.5 | 12.3 | 8.83 | 14800 | 24000 | 99.17% | 1.84 | Residential | 500 | Yes | 2
204793309 | Mini/Multi Split | DIAL | HRCU-A-CB-O (Mini-Split Heat Pump, with Remote Outdoor Unit Air-Source, Free Delivery) | 36000Z-04-O |  | Mixed Ducted and Non-Ducted Indoor Units |  |  | 32000 | 20.25 |  | 12.25 | 10.9 |  | 36000 | 22600 | 62.78% | 32000 | 20.25 | 12.25 | 8.95 | 22600 | 36000 | 97.3% | 1.84 | Residential | 667.5 | Yes | 2.67
204816625 | Mini/Multi Split | HISENSE | HRCU-A-CB (Mini-Split System: Heat Pump with Outdoor Unit-Air-Source, Ducted) | AMW2-18U3SFA |  | Ducted Indoor Units |  |  | 18000 | 19 |  | 11.5 | 9.6 |  | 18000 | 12700 | 70.56% | 18000 | 19 | 11.5 | 9.4 | 12700 | 18000 | 89.11% | 1.84 | Residential | 375 | Yes | 1.5
204816954 | Mini/Multi Split | HISENSE | HRCU-A-CB (Mini-Split System: Heat Pump with Outdoor Unit-Air-Source, Ducted) | AMW2-18U3SFA |  | Mixed Ducted and Non-Ducted Indoor Units |  |  | 18000 | 20.5 |  | 12 | 10.3 |  | 18000 | 12700 | 70.56% | 18000 | 20 | 12 | 9.45 | 12700 | 18000 | 90% | 1.84 | Residential | 375 | Yes | 1.5 | Both
204835479 | Mini/Multi Split | HISENSE | HRCU-A-CB (Mini-Split System: Heat Pump with Outdoor Unit-Air-Source, Ducted) | AUW-09U3SS |  | Mini-Splits (Ducted) | ADT-09UX3SBL |  | 9000 | 20 |  | 12 | 10 |  | 11000 | 6500 | 59.09% | 9000 | 18 | 12 | 9 | 6500 | 7100 | 71% | 2.1 | Residential | 187.5 | Yes | 0.75 | Both
205047861 | Mini/Multi Split | C&H | HMSV-A-CB (Multi-Split Heat Pump) | CH-HYP19MSPH-230VO |  | Non-Ducted Indoor Units |  |  | 19000 | 21.5 |  | 12.5 | 9.8 |  | 20000 | 12600 | 63% | 19000 | 21.5 | 12.5 | 9 | 12600 | 17000 | 85% | 1.9 | Residential | 395 | Yes | 1.58 | Both
205048198 | Mini/Multi Split | FRIEDRICH | HRCU-A-CB (Mini-Split System: Heat Pump with Outdoor Unit-Air-Source, Ducted) | FPHFR09A3A |  | Mini-Splits (Ducted) | FPHFD09A3A |  | 9000 | 20 |  | 12 | 10 |  | 11000 | 6500 | 59.09% | 9000 | 18 | 12 | 9 | 6500 | 7100 | 71% | 2.1 | Residential | 187.5 | Yes | 0.75 | Both
205092305 | Mini/Multi Split | MIDEA | HMSV-A-CB (Multi-Split Heat Pump) | MCH3U-27PHH2 |  | Non-Ducted Indoor Units |  |  | 19000 | 21.5 |  | 12.5 | 9.8 |  | 20000 | 12600 | 63% | 19000 | 21.5 | 12.5 | 9 | 12600 | 17000 | 85% | 1.9 | Residential | 395 | Yes | 1.58 | Both
205123807 | Mini/Multi Split | FUJITSU | HRCU-A-CB (Mini-Split System: Heat Pump with Outdoor Unit-Air-Source, Ducted) | AOU24RGLX |  | Mini-Splits (Ducted) | AMUG24LMAS |  | 24000 | 19 |  | 12 | 10.7 |  | 27000 | 18700 | 69.26% | 24000 | 17.6 | 11.7 | 9.2 | 18700 | 19800 | 73.33% | 1.8 | Residential | 500 | Yes | 2 | Both
205123809 | Mini/Multi Split | FUJITSU | HRCU-A-CB (Mini-Split System: Heat Pump with Outdoor Unit-Air-Source, Ducted) | AOUG36LMAS1 |  | Mini-Splits (Ducted) | AMUG36LMAS |  | 36000 | 18 |  | 11.3 | 10.2 |  | 42000 | 29400 | 70% | 36000 | 17.1 | 10.7 | 8.8 | 29400 | 32800 | 78.1% | 2 | Residential | 750 | Yes | 3 | Yes
205123811 | Mini/Multi Split | HISENSE | HMSV-A-CB (Multi-Split Heat Pump) | AMW5-42U3STA |  | Ducted Indoor Units |  |  | 41000 | 18 |  | 10 | 9.5 |  | 42000 | 28400 | 67.62% | 41000 | 18 | 10 | 8.8 | 28400 | 36000 | 80% | 1.84 | Residential | 855 | Yes | 3.42
205123812 | Mini/Multi Split | HISENSE | HMSV-A-CB-O (Multi-Split Heat Pump, Free Delivery) | AMW5-42U3STA |  | Non-Ducted Indoor Units |  |  | 42000 | 20 |  | 10.5 | 10 |  | 42000 | 27000 | 64.29% | 42000 | 20 | 10.5 | 8.95 | 27000 | 36000 | 86.75% | 1.84 | Residential | 875 | Yes | 3.5
205129516 | Mini/Multi Split | AIR-CON | HRCU-A-CB (Mini-Split System: Heat Pump with Outdoor Unit-Air-Source, Ducted) | ASLCI4H4S09 |  | Mini-Splits (Ducted) | ASLEK4H4S09 |  | 9000 | 20 |  | 12 | 10 |  | 11000 | 6500 | 59.09% | 9000 | 18 | 12 | 9 | 6500 | 7100 | 71% | 2.1 | Residential | 187.5 | Yes | 0.75 | Both
205141511 | Mini/Multi Split | FRIEDRICH | HMSV-A-CB (Multi-Split Heat Pump) | FPHMR42A3A |  | Ducted Indoor Units |  |  | 41000 | 18 |  | 10 | 9.5 |  | 42000 | 28400 | 67.62% | 41000 | 18 | 10 | 8.8 | 28400 | 36000 | 80% | 1.84 | Residential | 855 | Yes | 3.42
205141512 | Mini/Multi Split | FRIEDRICH | HMSV-A-CB-O (Multi-Split Heat Pump, Free Delivery) | FPHMR42A3A |  | Non-Ducted Indoor Units |  |  | 42000 | 20 |  | 10.5 | 10 |  | 42000 | 27000 | 64.29% | 42000 | 20 | 10.5 | 8.95 | 27000 | 36000 | 86.75% | 1.84 | Residential | 875 | Yes | 3.5
205142810 | Mini/Multi Split | SAMSUNG | HMSR-A-CB (Multi-Split Heat Recovery Heat Pump) | AM048TXMDCH |  | Non-Ducted Indoor Units |  |  | 48000 | 21 |  | 11.5 | 10.7 |  | 54000 | 31600 | 58.52% | 48000 | 20.5 | 11.5 | 10 | 31600 | 38000 | 70.37% | 2.5 | Residential | 1000 | Yes | 4 | Yes
205142812 | Mini/Multi Split | SAMSUNG | HMSR-A-CB (Multi-Split Heat Recovery Heat Pump) | AM053TXMDCH |  | Ducted Indoor Units |  |  | 53000 | 17.5 |  | 9.45 | 10 |  | 61000 | 36400 | 59.67% | 53000 | 17.2 | 9.45 | 8.8 | 36400 | 43000 | 70.49% | 2.3 | Residential | 1105 | Yes | 4.42 | Yes
205150425 | Mini/Multi Split | AIR-CON | HMSV-A-CB (Multi-Split Heat Pump) | AMSCI4H4S42 |  | Ducted Indoor Units |  |  | 41000 | 18 |  | 10 | 9.5 |  | 42000 | 28400 | 67.62% | 41000 | 18 | 10 | 8.8 | 28400 | 36000 | 80% | 1.84 | Residential | 855 | Yes | 3.42
205150426 | Mini/Multi Split | AIR-CON | HMSV-A-CB-O (Multi-Split Heat Pump, Free Delivery) | AMSCI4H4S42 |  | Non-Ducted Indoor Units |  |  | 42000 | 20 |  | 10.5 | 10 |  | 42000 | 27000 | 64.29% | 42000 | 20 | 10.5 | 8.95 | 27000 | 36000 | 86.75% | 1.84 | Residential | 875 | Yes | 3.5
205150428 | Mini/Multi Split | FRIEDRICH | HRCU-A-CB (Mini-Split System: Heat Pump with Outdoor Unit-Air-Source, Ducted) | FPHMR18A3A |  | Ducted Indoor Units |  |  | 18000 | 19 |  | 11.5 | 9.6 |  | 18000 | 12700 | 70.56% | 18000 | 19 | 11.5 | 9.4 | 12700 | 18000 | 89.11% | 1.84 | Residential | 375 | Yes | 1.5
205150430 | Mini/Multi Split | FRIEDRICH | HRCU-A-CB (Mini-Split System: Heat Pump with Outdoor Unit-Air-Source, Ducted) | FPHMR18A3A |  | Mixed Ducted and Non-Ducted Indoor Units |  |  | 18000 | 20.5 |  | 12 | 10.3 |  | 18000 | 12700 | 70.56% | 18000 | 20 | 12 | 9.45 | 12700 | 18000 | 90% | 1.84 | Residential | 375 | Yes | 1.5 | Both
205150431 | Mini/Multi Split | AIR-CON | HRCU-A-CB (Mini-Split System: Heat Pump with Outdoor Unit-Air-Source, Ducted) | AMSCI4H4S18 |  | Ducted Indoor Units |  |  | 18000 | 19 |  | 11.5 | 9.6 |  | 18000 | 12700 | 70.56% | 18000 | 19 | 11.5 | 9.4 | 12700 | 18000 | 89.11% | 1.84 | Residential | 375 | Yes | 1.5
205150433 | Mini/Multi Split | AIR-CON | HRCU-A-CB (Mini-Split System: Heat Pump with Outdoor Unit-Air-Source, Ducted) | AMSCI4H4S18 |  | Mixed Ducted and Non-Ducted Indoor Units |  |  | 18000 | 20.5 |  | 12 | 10.3 |  | 18000 | 12700 | 70.56% | 18000 | 20 | 12 | 9.45 | 12700 | 18000 | 90% | 1.84 | Residential | 375 | Yes | 1.5 | Both
205230038 | Mini/Multi Split | SAMSUNG | HMSR-A-CB (Multi-Split Heat Recovery Heat Pump) | AM036TXMDCH |  | Ducted Indoor Units |  |  | 38000 | 17.2 |  | 11.2 | 9.5 |  | 42000 | 25000 | 59.52% | 38000 | 16.5 | 11.2 | 8.2 | 25000 | 31000 | 73.81% | 2.2 | Residential | 792.5 | Yes | 3.17 | Yes
205230039 | Mini/Multi Split | SAMSUNG | HMSR-A-CB (Multi-Split Heat Recovery Heat Pump) | AM048TXMDCH |  | Ducted Indoor Units |  |  | 48000 | 17.2 |  | 10.2 | 10.4 |  | 54000 | 29000 | 53.7% | 48000 | 17.5 | 10.2 | 8.8 | 29000 | 38000 | 70.37% | 2.2 | Residential | 1000 | Yes | 4 | Yes
205230040 | Mini/Multi Split | SAMSUNG | HMSR-A-CB (Multi-Split Heat Recovery Heat Pump) | AM053TXMDCH |  | Non-Ducted Indoor Units |  |  | 53000 | 20 |  | 11.5 | 11 |  | 61000 | 36400 | 59.67% | 53000 | 20 | 11.5 | 10 | 36400 | 43000 | 70.49% | 2.5 | Residential | 1105 | Yes | 4.42 | Yes
205263894 | Mini/Multi Split | C&H | HMSV-A-CB (Multi-Split Heat Pump) | CH-HYP19MSPH-230VO |  | Non-Ducted Indoor Units |  |  | 19000 | 21.5 |  | 12.5 | 9.8 |  | 20000 | 12600 | 63% | 19000 | 21.5 | 12.5 | 9 | 12600 | 17000 | 85% | 1.9 | Residential | 395 | Yes | 1.58 | Both
205470446 | Mini/Multi Split | Breeze33 | HMSV-A-CB (Multi-Split Heat Pump) | BZ33-HYP18HP2Z2-P |  | Non-Ducted Indoor Units |  |  | 19000 | 21.5 |  | 12.5 | 9.8 |  | 20000 | 12600 | 63% | 19000 | 21.5 | 12.5 | 9 | 12600 | 17000 | 85% | 1.9 | Residential | 395 | Yes | 1.58 | Both
205552875 | Mini/Multi Split | MDV | HRCU-A-CB-O (Mini-Split Heat Pump, with Remote Outdoor Unit Air-Source, Free Delivery) | MOX130-09HFN1-MP0W |  | Mini-Splits (Non-Ducted) | MSAFB-09HRDN1-MP0W |  | 9000 | 16.5 |  | 8.8 | 9.4 |  | 10000 | 6400 | 64% | 9000 | 18.5 | 10.5 | 8.8 | 6400 | 7100 | 71% | 2.1 | Residential | 187.5 | Yes | 0.75 | Yes
205554001 | Mini/Multi Split | hOme | HRCU-A-CB-O (Mini-Split Heat Pump, with Remote Outdoor Unit Air-Source, Free Delivery) | HME030357N-O |  | Mini-Splits (Non-Ducted) | HME030357N-I |  | 9000 | 16.5 |  | 8.8 | 9.4 |  | 10000 | 6400 | 64% | 9000 | 18.5 | 10.5 | 8.8 | 6400 | 7100 | 71% | 2.1 | Residential | 187.5 | Yes | 0.75 | Yes
205554605 | Mini/Multi Split | COMFORT-AIRE | HRCU-A-CB-O (Mini-Split Heat Pump, with Remote Outdoor Unit Air-Source, Free Delivery) | A-SVH09SB-1 |  | Mini-Splits (Non-Ducted) | B-SVH09SB-1 |  | 9000 | 16.5 |  | 8.8 | 9.4 |  | 10000 | 6400 | 64% | 9000 | 18.5 | 10.5 | 8.8 | 6400 | 7100 | 71% | 2.1 | Residential | 187.5 | Yes | 0.75 | Yes
205645132 | Mini/Multi Split | PERFECTAIRE | HMSV-A-CB (Multi-Split Heat Pump) | 2PAMS18-HH-MZO2 |  | Non-Ducted Indoor Units |  |  | 19000 | 21.5 |  | 12.5 | 9.8 |  | 20000 | 12600 | 63% | 19000 | 21.5 | 12.5 | 9 | 12600 | 17000 | 85% | 1.9 | Residential | 395 | Yes | 1.58 | Both
205767337 | Mini/Multi Split | MDV | HRCU-A-CB (Mini-Split System: Heat Pump with Outdoor Unit-Air-Source, Ducted) | MOE30U-36HFN1-M-[X] |  | Mini-Splits (Ducted) | MTI-36HWFN1-M |  | 36000 | 17.5 |  | 9 | 11.5 |  | 40000 | 34000 | 85% | 36000 | 16.5 | 9 | 11 | 34000 | 36000 | 85.71% | 1.98 | Residential | 750 | Yes | 3 | Yes
205782160 | Mini/Multi Split | LENNOX | HRCU-A-CB (Mini-Split System: Heat Pump with Outdoor Unit-Air-Source, Ducted) | MLB036S4S-1P |  | Mini-Splits (Ducted) | MMDB036S4-2P |  | 36000 | 17.5 |  | 9 | 11.5 |  | 40000 | 34000 | 85% | 36000 | 16.5 | 9 | 11 | 34000 | 36000 | 85.71% | 1.98 | Residential | 750 | Yes | 3 | Yes
205807093 | Mini/Multi Split | TK'S | HMSV-A-CB (Multi-Split Heat Pump) | T3C-30HFN1 |  | Non-Ducted Indoor Units |  |  | 27000 | 22 |  | 12 | 9.8 |  | 28000 | 16800 | 60% | 27000 | 22 | 12 | 8.9 | 16800 | 20800 | 74.29% | 1.9 | Residential | 562.5 | Yes | 2.25 | Both
205901586 | Mini/Multi Split | C&H | HRCU-A-CB (Mini-Split System: Heat Pump with Outdoor Unit-Air-Source, Ducted) | CH-HYP36LCUO |  | Mini-Splits (Ducted) | CH-36LCDTU/I |  | 36000 | 17.5 |  | 9 | 11.5 |  | 40000 | 34000 | 85% | 36000 | 16.5 | 9 | 11 | 34000 | 36000 | 85.71% | 1.98 | Residential | 750 | Yes | 3 | Yes
205959992 | Mini/Multi Split | GREE | HRCU-A-CB-O (Mini-Split Heat Pump, with Remote Outdoor Unit Air-Source, Free Delivery) | GWHD(36)ND3LO |  | Non-Ducted Indoor Units |  |  | 32000 | 23 |  | 11 | 10 |  | 36000 | 29000 | 80.56% | 36000 | 16 | 9 | 8.6 | 29000 | 28200 | 78.33% | 1.82 | Residential | 750 | Yes | 3 | Yes
205959993 | Mini/Multi Split | GREE | HRCU-A-CB-O (Mini-Split Heat Pump, with Remote Outdoor Unit Air-Source, Free Delivery) | GWHD(42)ND3LO |  | Non-Ducted Indoor Units |  |  | 37000 | 23 |  | 11 | 10 |  | 42000 | 30000 | 71.43% | 42000 | 16 | 9 | 8.6 | 30000 | 31200 | 74.29% | 1.82 | Residential | 875 | Yes | 3.5 | Yes
205967236 | Mini/Multi Split | LG | HMSR-A-CB (Multi-Split Heat Recovery Heat Pump) | ARUM048GSS5 |  | Ducted Indoor Units |  |  | 48000 | 17.5 |  | 13 | 11 |  | 54000 | 36400 | 67.41% | 48000 | 17 | 12.2 | 10 | 36400 | 48000 | 85.71% | 1.83 | Residential | 1000 | Yes | 4 | Both
205967938 | Mini/Multi Split | MIDEA | HRCU-A-CB-O (Mini-Split Heat Pump, with Remote Outdoor Unit Air-Source, Free Delivery) | 38MVRAQ09AA3 |  | Mini-Splits (Non-Ducted) | DHMVHAQ09XA3 |  | 9000 | 16.5 |  | 8.8 | 9.4 |  | 10000 | 6400 | 64% | 9000 | 18.5 | 10.5 | 8.8 | 6400 | 7100 | 71% | 2.1 | Residential | 187.5 | Yes | 0.75 | Yes
205967944 | Mini/Multi Split | CARRIER | HRCU-A-CB-O (Mini-Split Heat Pump, with Remote Outdoor Unit Air-Source, Free Delivery) | 38MVRAQ09AA3 |  | Mini-Splits (Non-Ducted) | DHMVHAQ09XA3 |  | 9000 | 16.5 |  | 8.8 | 9.4 |  | 10000 | 6400 | 64% | 9000 | 18.5 | 10.5 | 8.8 | 6400 | 7100 | 71% | 2.1 | Residential | 187.5 | Yes | 0.75 | Yes
205967950 | Mini/Multi Split | BRYANT | HRCU-A-CB-O (Mini-Split Heat Pump, with Remote Outdoor Unit Air-Source, Free Delivery) | 38MVRAQ09AA3 |  | Mini-Splits (Non-Ducted) | DHMVHAQ09XA3 |  | 9000 | 16.5 |  | 8.8 | 9.4 |  | 10000 | 6400 | 64% | 9000 | 18.5 | 10.5 | 8.8 | 6400 | 7100 | 71% | 2.1 | Residential | 187.5 | Yes | 0.75 | Yes
205967956 | Mini/Multi Split | PAYNE | HRCU-A-CB-O (Mini-Split Heat Pump, with Remote Outdoor Unit Air-Source, Free Delivery) | 38MVRAQ09AA3 |  | Mini-Splits (Non-Ducted) | DHMVHAQ09XA3 |  | 9000 | 16.5 |  | 8.8 | 9.4 |  | 10000 | 6400 | 64% | 9000 | 18.5 | 10.5 | 8.8 | 6400 | 7100 | 71% | 2.1 | Residential | 187.5 | Yes | 0.75 | Yes
205967962 | Mini/Multi Split | Weathermaker | HRCU-A-CB-O (Mini-Split Heat Pump, with Remote Outdoor Unit Air-Source, Free Delivery) | 38MVRAQ09AA3 |  | Mini-Splits (Non-Ducted) | DHMVHAQ09XA3 |  | 9000 | 16.5 |  | 8.8 | 9.4 |  | 10000 | 6400 | 64% | 9000 | 18.5 | 10.5 | 8.8 | 6400 | 7100 | 71% | 2.1 | Residential | 187.5 | Yes | 0.75 | Yes
205967968 | Mini/Multi Split | ARCOAIRE | HRCU-A-CB-O (Mini-Split Heat Pump, with Remote Outdoor Unit Air-Source, Free Delivery) | DLCVRAH09AAK |  | Mini-Splits (Non-Ducted) | DLFVHAH09XAK |  | 9000 | 16.5 |  | 8.8 | 9.4 |  | 10000 | 6400 | 64% | 9000 | 18.5 | 10.5 | 8.8 | 6400 | 7100 | 71% | 2.1 | Residential | 187.5 | Yes | 0.75 | Yes
205967974 | Mini/Multi Split | COMFORTMAKER | HRCU-A-CB-O (Mini-Split Heat Pump, with Remote Outdoor Unit Air-Source, Free Delivery) | DLCVRAH09AAK |  | Mini-Splits (Non-Ducted) | DLFVHAH09XAK |  | 9000 | 16.5 |  | 8.8 | 9.4 |  | 10000 | 6400 | 64% | 9000 | 18.5 | 10.5 | 8.8 | 6400 | 7100 | 71% | 2.1 | Residential | 187.5 | Yes | 0.75 | Yes
205967980 | Mini/Multi Split | DAY & NIGHT | HRCU-A-CB-O (Mini-Split Heat Pump, with Remote Outdoor Unit Air-Source, Free Delivery) | DLCVRAH09AAK |  | Mini-Splits (Non-Ducted) | DLFVHAH09XAK |  | 9000 | 16.5 |  | 8.8 | 9.4 |  | 10000 | 6400 | 64% | 9000 | 18.5 | 10.5 | 8.8 | 6400 | 7100 | 71% | 2.1 | Residential | 187.5 | Yes | 0.75 | Yes
205967986 | Mini/Multi Split | HEIL | HRCU-A-CB-O (Mini-Split Heat Pump, with Remote Outdoor Unit Air-Source, Free Delivery) | DLCVRAH09AAK |  | Mini-Splits (Non-Ducted) | DLFVHAH09XAK |  | 9000 | 16.5 |  | 8.8 | 9.4 |  | 10000 | 6400 | 64% | 9000 | 18.5 | 10.5 | 8.8 | 6400 | 7100 | 71% | 2.1 | Residential | 187.5 | Yes | 0.75 | Yes
205967992 | Mini/Multi Split | AIRQUEST | HRCU-A-CB-O (Mini-Split Heat Pump, with Remote Outdoor Unit Air-Source, Free Delivery) | DLCVRAH09AAK |  | Mini-Splits (Non-Ducted) | DLFVHAH09XAK |  | 9000 | 16.5 |  | 8.8 | 9.4 |  | 10000 | 6400 | 64% | 9000 | 18.5 | 10.5 | 8.8 | 6400 | 7100 | 71% | 2.1 | Residential | 187.5 | Yes | 0.75 | Yes
205967998 | Mini/Multi Split | KEEPRITE | HRCU-A-CB-O (Mini-Split Heat Pump, with Remote Outdoor Unit Air-Source, Free Delivery) | DLCVRAH09AAK |  | Mini-Splits (Non-Ducted) | DLFVHAH09XAK |  | 9000 | 16.5 |  | 8.8 | 9.4 |  | 10000 | 6400 | 64% | 9000 | 18.5 | 10.5 | 8.8 | 6400 | 7100 | 71% | 2.1 | Residential | 187.5 | Yes | 0.75 | Yes
205968005 | Mini/Multi Split | KENMORE | HRCU-A-CB-O (Mini-Split Heat Pump, with Remote Outdoor Unit Air-Source, Free Delivery) | DLCVRAH09AAK |  | Mini-Splits (Non-Ducted) | DLFVHAH09XAK |  | 9000 | 16.5 |  | 8.8 | 9.4 |  | 10000 | 6400 | 64% | 9000 | 18.5 | 10.5 | 8.8 | 6400 | 7100 | 71% | 2.1 | Residential | 187.5 | Yes | 0.75 | Yes
205968011 | Mini/Multi Split | MIDEA | HRCU-A-CB-O (Mini-Split Heat Pump, with Remote Outdoor Unit Air-Source, Free Delivery) | DLCVRAH09AAK |  | Mini-Splits (Non-Ducted) | DLFVHAH09XAK |  | 9000 | 16.5 |  | 8.8 | 9.4 |  | 10000 | 6400 | 64% | 9000 | 18.5 | 10.5 | 8.8 | 6400 | 7100 | 71% | 2.1 | Residential | 187.5 | Yes | 0.75 | Yes
205968017 | Mini/Multi Split | TEMPSTAR | HRCU-A-CB-O (Mini-Split Heat Pump, with Remote Outdoor Unit Air-Source, Free Delivery) | DLCVRAH09AAK |  | Mini-Splits (Non-Ducted) | DLFVHAH09XAK |  | 9000 | 16.5 |  | 8.8 | 9.4 |  | 10000 | 6400 | 64% | 9000 | 18.5 | 10.5 | 8.8 | 6400 | 7100 | 71% | 2.1 | Residential | 187.5 | Yes | 0.75 | Yes
205968023 | Mini/Multi Split | SMART COMFORT | HRCU-A-CB-O (Mini-Split Heat Pump, with Remote Outdoor Unit Air-Source, Free Delivery) | DLCVRAH09AAK |  | Mini-Splits (Non-Ducted) | DLFVHAH09XAK |  | 9000 | 16.5 |  | 8.8 | 9.4 |  | 10000 | 6400 | 64% | 9000 | 18.5 | 10.5 | 8.8 | 6400 | 7100 | 71% | 2.1 | Residential | 187.5 | Yes | 0.75 | Yes
206221521 | Mini/Multi Split | RUUD | HMSV-A-CB (Multi-Split Heat Pump) | ROMH18FXZHJ |  | Ducted Indoor Units |  |  | 18000 | 19 |  | 12.4 | 9 |  | 22000 | 14200 | 64.55% | 18000 | 19 | 12.4 | 9 | 14200 | 22000 | 100% | 1.84 | Residential | 375 | Yes | 1.5 | Both
206221524 | Mini/Multi Split | RUUD | HMSV-A-CB (Multi-Split Heat Pump) | ROMH24FXZHJ |  | Ducted Indoor Units |  |  | 22000 | 18 |  | 12.1 | 9 |  | 25000 | 15400 | 61.6% | 22000 | 17.8 | 12.1 | 9.2 | 15400 | 25600 | 102.4% | 2.06 | Residential | 457.5 | Yes | 1.83 | Both
206221540 | Mini/Multi Split | RUUD | HRCU-A-CB-O (Mini-Split Heat Pump, with Remote Outdoor Unit Air-Source, Free Delivery) | ROSH30VGSN |  | Mini-Splits (Non-Ducted) | RICH30AXCJ |  | 30000 | 18.6 |  | 11.7 | 11.5 |  | 32000 | 20200 | 63.12% | 30000 | 18.7 | 11.7 | 10.4 | 20200 | 26000 | 81.25% | 2.3 | Residential | 625 | Yes | 2.5 | Both
206221555 | Mini/Multi Split | BLUERIDGE | HMSV-A-CB-O (Multi-Split Heat Pump, Free Delivery) | BMKH36M23UH |  | Non-Ducted Indoor Units |  |  | 36000 | 23 |  | 9 | 10 |  | 36000 | 29000 | 80.56% | 36000 | 16 | 9 | 8.6 | 29000 | 28200 | 78.33% | 1.82 | Residential | 750 | Yes | 3 | Yes
206221556 | Mini/Multi Split | BLUERIDGE | HMSV-A-CB-O (Multi-Split Heat Pump, Free Delivery) | BMKH42M23UH |  | Non-Ducted Indoor Units |  |  | 42000 | 23 |  | 9 | 10 |  | 42000 | 30000 | 71.43% | 42000 | 16 | 9 | 8.6 | 30000 | 31200 | 74.29% | 1.82 | Residential | 875 | Yes | 3.5 | Yes
206221558 | Mini/Multi Split | TRANE | HRCU-A-CB-O (Mini-Split Heat Pump, with Remote Outdoor Unit Air-Source, Free Delivery) | 4TXM2330A14NU** |  | Non-Ducted Indoor Units |  |  | 32000 | 23 |  | 11 | 10 |  | 36000 | 29000 | 80.56% | 36000 | 16 | 9 | 8.6 | 29000 | 28200 | 78.33% | 1.82 | Residential | 750 | Yes | 3 | Yes
206221559 | Mini/Multi Split | AMERICAN STANDARD | HRCU-A-CB-O (Mini-Split Heat Pump, with Remote Outdoor Unit Air-Source, Free Delivery) | 4TXM2330A14NU** |  | Non-Ducted Indoor Units |  |  | 32000 | 23 |  | 11 | 10 |  | 36000 | 29000 | 80.56% | 36000 | 16 | 9 | 8.6 | 29000 | 28200 | 78.33% | 1.82 | Residential | 750 | Yes | 3 | Yes
206314679 | Mini/Multi Split | AIRGREEN | HMSV-A-CB (Multi-Split Heat Pump) | AG-MO30IR410AH |  | Non-Ducted Indoor Units |  |  | 27000 | 22 |  | 12 | 9.8 |  | 28000 | 16800 | 60% | 27000 | 22 | 12 | 8.9 | 16800 | 20800 | 74.29% | 1.9 | Residential | 562.5 | Yes | 2.25 | Both
206315649 | Mini/Multi Split | DIYCOOL | HMSV-A-CB (Multi-Split Heat Pump) | ACIQ-18Z-HH-M2 |  | Non-Ducted Indoor Units |  |  | 19000 | 21.5 |  | 12.5 | 9.8 |  | 20000 | 12600 | 63% | 19000 | 21.5 | 12.5 | 9 | 12600 | 17000 | 85% | 1.9 | Residential | 395 | Yes | 1.58 | Both
206315653 | Mini/Multi Split | ACIQ | HMSV-A-CB (Multi-Split Heat Pump) | ACIQ-18Z-HH-M2 |  | Non-Ducted Indoor Units |  |  | 19000 | 21.5 |  | 12.5 | 9.8 |  | 20000 | 12600 | 63% | 19000 | 21.5 | 12.5 | 9 | 12600 | 17000 | 85% | 1.9 | Residential | 395 | Yes | 1.58 | Both
206315657 | Mini/Multi Split | 1HVAC | HMSV-A-CB (Multi-Split Heat Pump) | ACIQ-18Z-HH-M2 |  | Non-Ducted Indoor Units |  |  | 19000 | 21.5 |  | 12.5 | 9.8 |  | 20000 | 12600 | 63% | 19000 | 21.5 | 12.5 | 9 | 12600 | 17000 | 85% | 1.9 | Residential | 395 | Yes | 1.58 | Both
206319651 | Mini/Multi Split | TRANE | HRCU-A-CB-O (Mini-Split Heat Pump, with Remote Outdoor Unit Air-Source, Free Delivery) | 4TXM2336A15NU** |  | Non-Ducted Indoor Units |  |  | 37000 | 23 |  | 11 | 10 |  | 42000 | 30000 | 71.43% | 42000 | 16 | 9 | 8.6 | 30000 | 31200 | 74.29% | 1.82 | Residential | 875 | Yes | 3.5 | Yes
206319652 | Mini/Multi Split | AMERICAN STANDARD | HRCU-A-CB-O (Mini-Split Heat Pump, with Remote Outdoor Unit Air-Source, Free Delivery) | 4TXM2336A15NU** |  | Non-Ducted Indoor Units |  |  | 37000 | 23 |  | 11 | 10 |  | 42000 | 30000 | 71.43% | 42000 | 16 | 9 | 8.6 | 30000 | 31200 | 74.29% | 1.82 | Residential | 875 | Yes | 3.5 | Yes
206330134 | Mini/Multi Split | MDV | HRCU-A-CB-O (Mini-Split Heat Pump, with Remote Outdoor Unit Air-Source, Free Delivery) | MOD30-24HFN1-MU0W |  | Mini-Splits (Non-Ducted) | MUEU-24HRFN1-M(C) |  | 24000 | 20.2 |  | 11.5 | 11.6 |  | 24600 | 19000 | 77.24% | 24000 | 20.5 | 11.7 | 11 | 19000 | 25000 | 100% | 2.1 | Residential | 500 | Yes | 2 | Both
206346129 | Mini/Multi Split | ZEPHYR | HRCU-A-CB (Mini-Split System: Heat Pump with Outdoor Unit-Air-Source, Ducted) | ZE-18M222SCO |  | Mixed Ducted and Non-Ducted Indoor Units |  |  | 18000 | 20.5 |  | 12 | 10.3 |  | 18000 | 12700 | 70.56% | 18000 | 20 | 12 | 9.45 | 12700 | 18000 | 90% | 1.84 | Residential | 375 | Yes | 1.5 | Both
206346131 | Mini/Multi Split | ZEPHYR | HRCU-A-CB-O (Mini-Split Heat Pump, with Remote Outdoor Unit Air-Source, Free Delivery) | ZE-24M322SCO |  | Mixed Ducted and Non-Ducted Indoor Units |  |  | 24000 | 21.5 |  | 12.3 | 10.5 |  | 24000 | 14800 | 61.67% | 24000 | 21.5 | 12.3 | 8.83 | 14800 | 24000 | 99.17% | 1.84 | Residential | 500 | Yes | 2
206346134 | Mini/Multi Split | ZEPHYR | HMSV-A-CB-O (Multi-Split Heat Pump, Free Delivery) | ZE-42M522SCO |  | Non-Ducted Indoor Units |  |  | 42000 | 20 |  | 10.5 | 10 |  | 42000 | 27000 | 64.29% | 42000 | 20 | 10.5 | 8.95 | 27000 | 36000 | 86.75% | 1.84 | Residential | 875 | Yes | 3.5
206346137 | Mini/Multi Split | AZUR | HRCU-A-CB-O (Mini-Split Heat Pump, with Remote Outdoor Unit Air-Source, Free Delivery) | AZ-24M322SCO |  | Mixed Ducted and Non-Ducted Indoor Units |  |  | 24000 | 21.5 |  | 12.3 | 10.5 |  | 24000 | 14800 | 61.67% | 24000 | 21.5 | 12.3 | 8.83 | 14800 | 24000 | 99.17% | 1.84 | Residential | 500 | Yes | 2
206346140 | Mini/Multi Split | AZUR | HMSV-A-CB-O (Multi-Split Heat Pump, Free Delivery) | AZ-42M522SCO |  | Non-Ducted Indoor Units |  |  | 42000 | 20 |  | 10.5 | 10 |  | 42000 | 27000 | 64.29% | 42000 | 20 | 10.5 | 8.95 | 27000 | 36000 | 86.75% | 1.84 | Residential | 875 | Yes | 3.5
206347269 | Mini/Multi Split | AZUR | HRCU-A-CB-O (Mini-Split Heat Pump, with Remote Outdoor Unit Air-Source, Free Delivery) | AZ-36M422SCO |  | Mixed Ducted and Non-Ducted Indoor Units |  |  | 32000 | 20.25 |  | 12.25 | 10.9 |  | 36000 | 22600 | 62.78% | 32000 | 20.25 | 12.25 | 8.95 | 22600 | 36000 | 97.3% | 1.84 | Residential | 667.5 | Yes | 2.67
206347271 | Mini/Multi Split | ZEPHYR | HRCU-A-CB-O (Mini-Split Heat Pump, with Remote Outdoor Unit Air-Source, Free Delivery) | ZE-36M422SCO |  | Mixed Ducted and Non-Ducted Indoor Units |  |  | 32000 | 20.25 |  | 12.25 | 10.9 |  | 36000 | 22600 | 62.78% | 32000 | 20.25 | 12.25 | 8.95 | 22600 | 36000 | 97.3% | 1.84 | Residential | 667.5 | Yes | 2.67
206347323 | Mini/Multi Split | KERR | HRCU-A-CB-O (Mini-Split Heat Pump, with Remote Outdoor Unit Air-Source, Free Delivery) | A-KMH24SU-1A |  | Mini-Splits (Non-Ducted) | B-KMH24UU-1 |  | 24000 | 20.2 |  | 11.5 | 11.6 |  | 24600 | 19000 | 77.24% | 24000 | 20.5 | 11.7 | 11 | 19000 | 25000 | 100% | 2.1 | Residential | 500 | Yes | 2 | Both
206350337 | Mini/Multi Split | CARRIER | HRCU-A-CB-O (Mini-Split Heat Pump, with Remote Outdoor Unit Air-Source, Free Delivery) | 38MARBQ24AA3 |  | Mini-Splits (Non-Ducted) | 40MBFQ24---3 |  | 24000 | 20.2 |  | 11.5 | 11.6 |  | 24600 | 19000 | 77.24% | 24000 | 20.5 | 11.7 | 11 | 19000 | 25000 | 100% | 2.1 | Residential | 500 | Yes | 2 | Both
206350348 | Mini/Multi Split | BRYANT | HRCU-A-CB-O (Mini-Split Heat Pump, with Remote Outdoor Unit Air-Source, Free Delivery) | 38MARBQ24AA3 |  | Mini-Splits (Non-Ducted) | 40MBFQ24---3 |  | 24000 | 20.2 |  | 11.5 | 11.6 |  | 24600 | 19000 | 77.24% | 24000 | 20.5 | 11.7 | 11 | 19000 | 25000 | 100% | 2.1 | Residential | 500 | Yes | 2 | Both
206350359 | Mini/Multi Split | PAYNE | HRCU-A-CB-O (Mini-Split Heat Pump, with Remote Outdoor Unit Air-Source, Free Delivery) | 38MARBQ24AA3 |  | Mini-Splits (Non-Ducted) | 40MBFQ24---3 |  | 24000 | 20.2 |  | 11.5 | 11.6 |  | 24600 | 19000 | 77.24% | 24000 | 20.5 | 11.7 | 11 | 19000 | 25000 | 100% | 2.1 | Residential | 500 | Yes | 2 | Both
206350370 | Mini/Multi Split | Weathermaker | HRCU-A-CB-O (Mini-Split Heat Pump, with Remote Outdoor Unit Air-Source, Free Delivery) | 38MARBQ24AA3 |  | Mini-Splits (Non-Ducted) | 40MBFQ24---3 |  | 24000 | 20.2 |  | 11.5 | 11.6 |  | 24600 | 19000 | 77.24% | 24000 | 20.5 | 11.7 | 11 | 19000 | 25000 | 100% | 2.1 | Residential | 500 | Yes | 2 | Both
206350381 | Mini/Multi Split | MIDEA | HRCU-A-CB-O (Mini-Split Heat Pump, with Remote Outdoor Unit Air-Source, Free Delivery) | 38MARBQ24AA3 |  | Mini-Splits (Non-Ducted) | 40MBFQ24---3 |  | 24000 | 20.2 |  | 11.5 | 11.6 |  | 24600 | 19000 | 77.24% | 24000 | 20.5 | 11.7 | 11 | 19000 | 25000 | 100% | 2.1 | Residential | 500 | Yes | 2 | Both
206350392 | Mini/Multi Split | ARCOAIRE | HRCU-A-CB-O (Mini-Split Heat Pump, with Remote Outdoor Unit Air-Source, Free Delivery) | DLCSRBH24AAK |  | Mini-Splits (Non-Ducted) | DLFSFAH24XAK |  | 24000 | 20.2 |  | 11.5 | 11.6 |  | 24600 | 19000 | 77.24% | 24000 | 20.5 | 11.7 | 11 | 19000 | 25000 | 100% | 2.1 | Residential | 500 | Yes | 2 | Both
206350403 | Mini/Multi Split | COMFORTMAKER | HRCU-A-CB-O (Mini-Split Heat Pump, with Remote Outdoor Unit Air-Source, Free Delivery) | DLCSRBH24AAK |  | Mini-Splits (Non-Ducted) | DLFSFAH24XAK |  | 24000 | 20.2 |  | 11.5 | 11.6 |  | 24600 | 19000 | 77.24% | 24000 | 20.5 | 11.7 | 11 | 19000 | 25000 | 100% | 2.1 | Residential | 500 | Yes | 2 | Both
206350414 | Mini/Multi Split | DAY & NIGHT | HRCU-A-CB-O (Mini-Split Heat Pump, with Remote Outdoor Unit Air-Source, Free Delivery) | DLCSRBH24AAK |  | Mini-Splits (Non-Ducted) | DLFSFAH24XAK |  | 24000 | 20.2 |  | 11.5 | 11.6 |  | 24600 | 19000 | 77.24% | 24000 | 20.5 | 11.7 | 11 | 19000 | 25000 | 100% | 2.1 | Residential | 500 | Yes | 2 | Both
206350425 | Mini/Multi Split | HEIL | HRCU-A-CB-O (Mini-Split Heat Pump, with Remote Outdoor Unit Air-Source, Free Delivery) | DLCSRBH24AAK |  | Mini-Splits (Non-Ducted) | DLFSFAH24XAK |  | 24000 | 20.2 |  | 11.5 | 11.6 |  | 24600 | 19000 | 77.24% | 24000 | 20.5 | 11.7 | 11 | 19000 | 25000 | 100% | 2.1 | Residential | 500 | Yes | 2 | Both
206350436 | Mini/Multi Split | KEEPRITE | HRCU-A-CB-O (Mini-Split Heat Pump, with Remote Outdoor Unit Air-Source, Free Delivery) | DLCSRBH24AAK |  | Mini-Splits (Non-Ducted) | DLFSFAH24XAK |  | 24000 | 20.2 |  | 11.5 | 11.6 |  | 24600 | 19000 | 77.24% | 24000 | 20.5 | 11.7 | 11 | 19000 | 25000 | 100% | 2.1 | Residential | 500 | Yes | 2 | Both
206350447 | Mini/Multi Split | KENMORE | HRCU-A-CB-O (Mini-Split Heat Pump, with Remote Outdoor Unit Air-Source, Free Delivery) | DLCSRBH24AAK |  | Mini-Splits (Non-Ducted) | DLFSFAH24XAK |  | 24000 | 20.2 |  | 11.5 | 11.6 |  | 24600 | 19000 | 77.24% | 24000 | 20.5 | 11.7 | 11 | 19000 | 25000 | 100% | 2.1 | Residential | 500 | Yes | 2 | Both
206350458 | Mini/Multi Split | MIDEA | HRCU-A-CB-O (Mini-Split Heat Pump, with Remote Outdoor Unit Air-Source, Free Delivery) | DLCSRBH24AAK |  | Mini-Splits (Non-Ducted) | DLFSFAH24XAK |  | 24000 | 20.2 |  | 11.5 | 11.6 |  | 24600 | 19000 | 77.24% | 24000 | 20.5 | 11.7 | 11 | 19000 | 25000 | 100% | 2.1 | Residential | 500 | Yes | 2 | Both
206350469 | Mini/Multi Split | TEMPSTAR | HRCU-A-CB-O (Mini-Split Heat Pump, with Remote Outdoor Unit Air-Source, Free Delivery) | DLCSRBH24AAK |  | Mini-Splits (Non-Ducted) | DLFSFAH24XAK |  | 24000 | 20.2 |  | 11.5 | 11.6 |  | 24600 | 19000 | 77.24% | 24000 | 20.5 | 11.7 | 11 | 19000 | 25000 | 100% | 2.1 | Residential | 500 | Yes | 2 | Both
206350480 | Mini/Multi Split | SMART COMFORT | HRCU-A-CB-O (Mini-Split Heat Pump, with Remote Outdoor Unit Air-Source, Free Delivery) | DLCSRBH24AAK |  | Mini-Splits (Non-Ducted) | DLFSFAH24XAK |  | 24000 | 20.2 |  | 11.5 | 11.6 |  | 24600 | 19000 | 77.24% | 24000 | 20.5 | 11.7 | 11 | 19000 | 25000 | 100% | 2.1 | Residential | 500 | Yes | 2 | Both
206350491 | Mini/Multi Split | AIRQUEST | HRCU-A-CB-O (Mini-Split Heat Pump, with Remote Outdoor Unit Air-Source, Free Delivery) | DLCSRBH24AAK |  | Mini-Splits (Non-Ducted) | DLFSFAH24XAK |  | 24000 | 20.2 |  | 11.5 | 11.6 |  | 24600 | 19000 | 77.24% | 24000 | 20.5 | 11.7 | 11 | 19000 | 25000 | 100% | 2.1 | Residential | 500 | Yes | 2 | Both
206362049 | Mini/Multi Split | Airlux | HMSV-A-CB (Multi-Split Heat Pump) | AM3M27O |  | Non-Ducted Indoor Units |  |  | 27000 | 22 |  | 12 | 9.8 |  | 28000 | 16800 | 60% | 27000 | 22 | 12 | 8.9 | 16800 | 20800 | 74.29% | 1.9 | Residential | 562.5 | Yes | 2.25 | Both
206369533 | Mini/Multi Split | Durastar | HMSV-A-CB (Multi-Split Heat Pump) | DRA3U28M1A |  | Non-Ducted Indoor Units |  |  | 27000 | 22 |  | 12 | 9.8 |  | 28000 | 16800 | 60% | 27000 | 22 | 12 | 8.9 | 16800 | 20800 | 74.29% | 1.9 | Residential | 562.5 | Yes | 2.25 | Both
206428586 | Mini/Multi Split | ACD | HMSV-A-CB-O (Multi-Split Heat Pump, Free Delivery) | MUD36KCH23S-O |  | Non-Ducted Indoor Units |  |  | 36000 | 23 |  | 9 | 10 |  | 36000 | 29000 | 80.56% | 36000 | 16 | 9 | 8.6 | 29000 | 28200 | 78.33% | 1.82 | Residential | 750 | Yes | 3 | Yes
206428587 | Mini/Multi Split | ACD | HMSV-A-CB-O (Multi-Split Heat Pump, Free Delivery) | MUD42KCH23S-O |  | Non-Ducted Indoor Units |  |  | 42000 | 23 |  | 9 | 10 |  | 42000 | 30000 | 71.43% | 42000 | 16 | 9 | 8.6 | 30000 | 31200 | 74.29% | 1.82 | Residential | 875 | Yes | 3.5 | Yes
206517597 | Mini/Multi Split | WESTINGHOUSE | HMSV-A-CB-O (Multi-Split Heat Pump, Free Delivery) | WHP42M5A21S |  | Non-Ducted Indoor Units |  |  | 42000 | 20 |  | 10.5 | 10 |  | 42000 | 27000 | 64.29% | 42000 | 20 | 10.5 | 8.95 | 27000 | 36000 | 86.75% | 1.84 | Residential | 875 | Yes | 3.5
206714974 | Mini/Multi Split | MDV | HMSV-A-CB (Multi-Split Heat Pump) | M2OI-18HFN1-M |  | Ducted Indoor Units |  |  | 18500 | 19 |  | 11.5 | 9.8 |  | 19000 | 16000 | 84.21% | 19000 | 19 | 12 | 9.3 | 16000 | 19000 | 95% | 1.85 | Residential | 395 | Yes | 1.58 | Both
206714980 | Mini/Multi Split | MDV | HMSV-A-CB (Multi-Split Heat Pump) | M2OA-18HFN1-M |  | Ducted Indoor Units |  |  | 18000 | 19 |  | 12 | 10.8 |  | 19000 | 14800 | 77.89% | 18000 | 19 | 12 | 9.8 | 14800 | 13300 | 70% | 2 | Residential | 375 | Yes | 1.5 | Both
206714982 | Mini/Multi Split | MDV | HMSV-A-CB (Multi-Split Heat Pump) | M3OI-28HFN1-M |  | Ducted Indoor Units |  |  | 28000 | 20 |  | 11.5 | 10.1 |  | 28000 | 27000 | 96.43% | 28000 | 20 | 11.7 | 9.5 | 27000 | 25000 | 89.29% | 1.8 | Residential | 582.5 | Yes | 2.33 | Both
206714984 | Mini/Multi Split | MDV | HMSV-A-CB (Multi-Split Heat Pump) | M5OG-48HFN1-M-[X]-20 |  | Non-Ducted Indoor Units |  |  | 48000 | 21.5 |  | 11.6 | 11 |  | 49000 | 36000 | 73.47% | 48000 | 21.8 | 11.7 | 9.8 | 36000 | 45000 | 91.84% | 2 | Residential | 1000 | Yes | 4 | Both
206714985 | Mini/Multi Split | MDV | HMSV-A-CB (Multi-Split Heat Pump) | M5OG-48HFN1-M-[X]-20 |  | Ducted Indoor Units |  |  | 48000 | 20.2 |  | 11.4 | 10.5 |  | 50000 | 36000 | 72% | 47000 | 20.9 | 11.7 | 8.9 | 36000 | 42500 | 86.73% | 2 | Residential | 980 | Yes | 3.92 | Both
206717003 | Mini/Multi Split | LG | HMSV-A-CB (Multi-Split Heat Pump) | LMU601HV |  | Ducted Indoor Units |  |  | 60000 | 18.5 |  | 11 | 10.5 |  | 64000 | 42000 | 65.62% | 60000 | 18.5 | 11 | 9.5 | 42000 | 45000 | 70.31% | 1.97 | Residential | 1250 | Yes | 5 | Yes
206717015 | Mini/Multi Split | LG | HMSV-A-CB (Multi-Split Heat Pump) | LMU601HV |  | Non-Ducted Indoor Units |  |  | 60000 | 20.5 |  | 11.3 | 11 |  | 64000 | 42000 | 65.62% | 60000 | 20.5 | 11.3 | 10 | 42000 | 46000 | 71.88% | 2.01 | Residential | 1250 | Yes | 5 | Yes
206717016 | Mini/Multi Split | LG | HMSV-A-CB (Multi-Split Heat Pump) | LMU601HV |  | Mixed Ducted and Non-Ducted Indoor Units |  |  | 60000 | 19.5 |  | 11.15 | 10.75 |  | 64000 | 42000 | 65.62% | 60000 | 19.5 | 11.15 | 9.75 | 42000 | 45500 | 71.09% | 1.99 | Residential | 1250 | Yes | 5 | Yes
206726759 | Mini/Multi Split | LBG Products | HMSV-A-CB-O (Multi-Split Heat Pump, Free Delivery) | LMUH36DWO |  | Non-Ducted Indoor Units |  |  | 36000 | 23 |  | 9 | 10 |  | 36000 | 29000 | 80.56% | 36000 | 16 | 9 | 8.6 | 29000 | 28200 | 78.33% | 1.82 | Residential | 750 | Yes | 3 | Yes
206726762 | Mini/Multi Split | LBG Products | HMSV-A-CB-O (Multi-Split Heat Pump, Free Delivery) | LMUH42DWO |  | Non-Ducted Indoor Units |  |  | 42000 | 23 |  | 9 | 10 |  | 42000 | 30000 | 71.43% | 42000 | 16 | 9 | 8.6 | 30000 | 31200 | 74.29% | 1.82 | Residential | 875 | Yes | 3.5 | Yes
206750852 | Mini/Multi Split | HITACHI | HRCU-A-CB (Mini-Split System: Heat Pump with Outdoor Unit-Air-Source, Ducted) | RAS-1.0PNNBDH1 |  | Mini-Splits (Ducted) | RPIL-1.0PNN1DH |  | 9000 | 20 |  | 12 | 10 |  | 11000 | 6500 | 59.09% | 9000 | 18 | 12 | 9 | 6500 | 7100 | 71% | 2.1 | Residential | 187.5 | Yes | 0.75 | Both
206764069 | Mini/Multi Split | FRANKLIN | HMSV-A-CB (Multi-Split Heat Pump) | MST183E23MHAA |  | Ducted Indoor Units |  |  | 18500 | 19 |  | 11.5 | 9.8 |  | 19000 | 16000 | 84.21% | 19000 | 19 | 12 | 9.3 | 16000 | 19000 | 95% | 1.85 | Residential | 395 | Yes | 1.58 | Both
206838609 | Mini/Multi Split | DIAL | HRCU-A-CB (Mini-Split System: Heat Pump with Outdoor Unit-Air-Source, Ducted) | 9000-UNI-O |  | Mini-Splits (Ducted) | 9000Z-DUC-I |  | 9000 | 20 |  | 12 | 10 |  | 11000 | 6500 | 59.09% | 9000 | 18 | 12 | 9 | 6500 | 7100 | 71% | 2.1 | Residential | 187.5 | Yes | 0.75 | Both
206853240 | Mini/Multi Split | MOOVAIR | HRCU-A-CB (Mini-Split System: Heat Pump with Outdoor Unit-Air-Source, Ducted) | DM36HOS25230E3 |  | Mini-Splits (Ducted) | DM36HIDU230X5 |  | 36000 | 17.5 |  | 9 | 11.5 |  | 40000 | 34000 | 85% | 36000 | 16.5 | 9 | 11 | 34000 | 36000 | 85.71% | 1.98 | Residential | 750 | Yes | 3 | Yes
206853242 | Mini/Multi Split | ELIOS | HRCU-A-CB (Mini-Split System: Heat Pump with Outdoor Unit-Air-Source, Ducted) | DE36HOS25230E3 |  | Mini-Splits (Ducted) | DM36HIDU230X5 |  | 36000 | 17.5 |  | 9 | 11.5 |  | 40000 | 34000 | 85% | 36000 | 16.5 | 9 | 11 | 34000 | 36000 | 85.71% | 1.98 | Residential | 750 | Yes | 3 | Yes
206902030 | Mini/Multi Split | ECO AC | HMSV-A-CB (Multi-Split Heat Pump) | EMH-3O27BA |  | Non-Ducted Indoor Units |  |  | 27000 | 22 |  | 12 | 9.8 |  | 28000 | 16800 | 60% | 27000 | 22 | 12 | 8.9 | 16800 | 20800 | 74.29% | 1.9 | Residential | 562.5 | Yes | 2.25 | Both
206909901 | Mini/Multi Split | FUJITSU | HRCU-A-CB-O (Mini-Split Heat Pump, with Remote Outdoor Unit Air-Source, Free Delivery) | AOUH12LPAS1 |  | Mini-Splits (Non-Ducted) | ASUH12LPAS |  | 12000 | 20 |  | 11 | 11 |  | 14000 | 8800 | 62.86% | 12000 | 20 | 11 | 10.5 | 8800 | 10200 | 72.86% | 2.3 | Residential | 250 | Yes | 1
207131734 | Mini/Multi Split | FUJITSU | HRCU-A-CB-O (Mini-Split Heat Pump, with Remote Outdoor Unit Air-Source, Free Delivery) | AOUH18LPAS1 |  | Mini-Splits (Non-Ducted) | ASUH18LPAS |  | 18000 | 20 |  | 12 | 11 |  | 18000 | 11200 | 62.22% | 18000 | 20 | 12 | 10.5 | 11200 | 18100 | 100.6% | 2.14 | Residential | 375 | Yes | 1.5
207131735 | Mini/Multi Split | FUJITSU | HRCU-A-CB-O (Mini-Split Heat Pump, with Remote Outdoor Unit Air-Source, Free Delivery) | AOUH24LPAS1 |  | Mini-Splits (Non-Ducted) | ASUH24LPAS |  | 24000 | 19 |  | 9.2 | 11 |  | 24000 | 15400 | 64.17% | 24000 | 19 | 9.2 | 9.8 | 15400 | 19500 | 81.25% | 2 | Residential | 500 | Yes | 2
207237540 | Mini/Multi Split | WESTINGHOUSE | HRCU-A-CB (Mini-Split System: Heat Pump with Outdoor Unit-Air-Source, Ducted) | WHU09SZA21S |  | Mini-Splits (Ducted) | WHU09DHA21S |  | 9000 | 20 |  | 12 | 10 |  | 11000 | 6500 | 59.09% | 9000 | 18 | 12 | 9 | 6500 | 7100 | 71% | 2.1 | Residential | 187.5 | Yes | 0.75 | Both
207338209 | Mini/Multi Split | MDV | HRCU-A-CB-O (Mini-Split Heat Pump, with Remote Outdoor Unit Air-Source, Free Delivery) | MOE30U-48HFN1-MP0(GA) |  | Mini-Splits (Non-Ducted) | MUE-48HRFN1-M(C) |  | 48000 | 18 |  | 9.3 | 11 |  | 50000 | 29000 | 58% | 48000 | 18.9 | 9.3 | 10 | 29000 | 35000 | 70% | 1.85 | Residential | 1000 | Yes | 4 | Yes
207338210 | Mini/Multi Split | MDV | HRCU-A-CB-O (Mini-Split Heat Pump, with Remote Outdoor Unit Air-Source, Free Delivery) | MOE30U-48HFN1-MP0(GA) |  | Mini-Splits (Non-Ducted) | MCD1-48HRFN1-M(GA) |  | 48000 | 17.8 |  | 9.5 | 11.5 |  | 50000 | 30000 | 60% | 48000 | 18.5 | 9.5 | 9.8 | 30000 | 35600 | 71.2% | 1.98 | Residential | 1000 | Yes | 4 | Yes
207338213 | Mini/Multi Split | MDV | HRCU-A-CB-O (Mini-Split Heat Pump, with Remote Outdoor Unit Air-Source, Free Delivery) | MOE30U-36HFN1-M(GA) |  | Mini-Splits (Non-Ducted) | MCD1-36HRFN1-M(GA) |  | 36000 | 19 |  | 9.5 | 10.3 |  | 39000 | 33000 | 84.62% | 36000 | 19.4 | 9.5 | 10.5 | 33000 | 40000 | 100% | 1.85 | Residential | 750 | Yes | 3 | Yes
207338214 | Mini/Multi Split | MDV | HRCU-A-CB (Mini-Split System: Heat Pump with Outdoor Unit-Air-Source, Ducted) | MOE30U-36HFN1-M(GA) |  | Mini-Splits (Ducted) | MTI-36HWFN1-M |  | 36000 | 17.5 |  | 9 | 11.5 |  | 40000 | 34000 | 85% | 36000 | 16.5 | 9 | 11 | 33400 | 36000 | 85.71% | 1.98 | Residential | 750 | Yes | 3 | Yes
207338215 | Mini/Multi Split | MDV | HRCU-A-CB-O (Mini-Split Heat Pump, with Remote Outdoor Unit Air-Source, Free Delivery) | MOE30U-48HFN1-M-[X](GA) |  | Mini-Splits (Non-Ducted) | MUE-48HRFN1-M(C) |  | 48000 | 17 |  | 8.2 | 10.8 |  | 50000 | 35000 | 70% | 48000 | 17 | 8.2 | 9.8 | 35000 | 49000 | 96.08% | 1.8 | Residential | 1000 | Yes | 4 | Yes
207338216 | Mini/Multi Split | MDV | HRCU-A-CB-O (Mini-Split Heat Pump, with Remote Outdoor Unit Air-Source, Free Delivery) | MOE30U-48HFN1-M-[X](GA) |  | Mini-Splits (Non-Ducted) | MCD1-48HRFN1-M(GA) |  | 48000 | 16.5 |  | 8.3 | 10.7 |  | 51000 | 35000 | 68.63% | 48000 | 16.8 | 8.3 | 10.7 | 35000 | 48000 | 90.57% | 1.98 | Residential | 1000 | Yes | 4 | Yes
207338219 | Mini/Multi Split | MDV | HRCU-A-CB-O (Mini-Split Heat Pump, with Remote Outdoor Unit Air-Source, Free Delivery) | MOD30-24HFN1-MU0W |  | Mini-Splits (Non-Ducted) | MCD1-24HRFN1-MT0W(GA) |  | 24000 | 20.2 |  | 11 | 11.6 |  | 25000 | 21000 | 84% | 24000 | 20.5 | 11 | 11.5 | 21000 | 25800 | 103.2% | 2 | Residential | 500 | Yes | 2 | Yes
207339192 | Mini/Multi Split | MDV | HMSV-A-CB (Multi-Split Heat Pump) | M3OH-27HFN1-MQ1 |  | Non-Ducted Indoor Units |  |  | 27000 | 22 |  | 12 | 10.3 |  | 27000 | 20000 | 74.07% | 27000 | 22 | 12 | 9.5 | 20000 | 19000 | 70.37% | 1.9 | Residential | 562.5 | Yes | 2.25 | Both
207339195 | Mini/Multi Split | MRCOOL | HMSV-A-CB (Multi-Split Heat Pump) | DIY-MULTI3-27HP230C |  | Non-Ducted Indoor Units |  |  | 27000 | 22 |  | 12 | 10.3 |  | 27000 | 20000 | 74.07% | 27000 | 22 | 12 | 9.5 | 20000 | 19000 | 70.37% | 1.9 | Residential | 562.5 | Yes | 2.25 | Both
207462390 | Mini/Multi Split | SAMSUNG | HRCU-A-CB-O (Mini-Split Heat Pump, with Remote Outdoor Unit Air-Source, Free Delivery) | AC036BXADCH |  | Mini-Splits (Non-Ducted) | AC036BN4DCH |  | 36000 | 20.3 |  | 11.5 | 10.6 |  | 40000 | 37000 | 92.5% | 36000 | 20.5 | 11.5 | 8.8 | 37000 | 37000 | 92.5% | 2.17 | Residential | 750 | Yes | 3 | Yes
207462391 | Mini/Multi Split | SAMSUNG | HRCU-A-CB-O (Mini-Split Heat Pump, with Remote Outdoor Unit Air-Source, Free Delivery) | AC042BXADCH |  | Mini-Splits (Non-Ducted) | AC042BN4DCH |  | 42000 | 18.5 |  | 10 | 10.2 |  | 47000 | 46000 | 97.87% | 42000 | 19.1 | 10 | 8.7 | 46000 | 43500 | 92.55% | 1.98 | Residential | 875 | Yes | 3.5 | Yes
207465435 | Mini/Multi Split | SAMSUNG | HRCU-A-CB-O (Mini-Split Heat Pump, with Remote Outdoor Unit Air-Source, Free Delivery) | AC030BXADCH |  | Mini-Splits (Non-Ducted) | AC030BN4DCH |  | 30000 | 20.1 |  | 11 | 10.2 |  | 32000 | 33200 | 103.8% | 30000 | 20.7 | 11 | 8.8 | 33200 | 29000 | 90.62% | 1.92 | Residential | 625 | Yes | 2.5 | Yes
207465436 | Mini/Multi Split | SAMSUNG | HRCU-A-CB-O (Mini-Split Heat Pump, with Remote Outdoor Unit Air-Source, Free Delivery) | AC048BXADCH |  | Mini-Splits (Non-Ducted) | AC048BN4DCH |  | 48000 | 17.2 |  | 8.3 | 10 |  | 54000 | 46000 | 85.19% | 48000 | 17.8 | 8.3 | 8.6 | 46000 | 43500 | 80.56% | 1.98 | Residential | 1000 | Yes | 4 | Yes
207465443 | Mini/Multi Split | SAMSUNG | HRCU-A-CB (Mini-Split System: Heat Pump with Outdoor Unit-Air-Source, Ducted) | AC012BXADCH |  | Mini-Splits (Ducted) | AC012BNLDCH |  | 12000 | 20.7 |  | 12 | 10.8 |  | 14000 | 13500 | 96.43% | 12000 | 21.5 | 12 | 9.8 | 13500 | 11500 | 82.14% | 2.13 | Residential | 250 | Yes | 1 | Both
207465452 | Mini/Multi Split | SAMSUNG | HRCU-A-CB (Mini-Split System: Heat Pump with Outdoor Unit-Air-Source, Ducted) | AC018BXADCH |  | Mini-Splits (Ducted) | AC018BNZDCH |  | 18000 | 16.2 |  | 10.4 | 8.8 |  | 20000 | 18700 | 93.5% | 18000 | 16.2 | 10.4 | 8.1 | 18700 | 18200 | 91% | 1.8 | Residential | 375 | Yes | 1.5 | Yes
207465458 | Mini/Multi Split | SAMSUNG | HRCU-A-CB (Mini-Split System: Heat Pump with Outdoor Unit-Air-Source, Ducted) | AC030BXADCH |  | Mini-Splits (Ducted) | AC030BNHDCH |  | 30000 | 17.7 |  | 10.3 | 11 |  | 32000 | 33000 | 103.1% | 30000 | 18.2 | 10.3 | 8.4 | 33000 | 29000 | 90.62% | 1.93 | Residential | 625 | Yes | 2.5 | Yes
207465461 | Mini/Multi Split | SAMSUNG | HRCU-A-CB-O (Mini-Split Heat Pump, with Remote Outdoor Unit Air-Source, Free Delivery) | AC036BXADCH |  | Mini-Splits (Non-Ducted) | AC036BN6DCH |  | 36000 | 20.3 |  | 11.5 | 10.3 |  | 40000 | 33600 | 84% | 36000 | 20.4 | 11.5 | 8.5 | 33600 | 36400 | 91% | 2.17 | Residential | 750 | Yes | 3 | Yes
207465462 | Mini/Multi Split | SAMSUNG | HRCU-A-CB (Mini-Split System: Heat Pump with Outdoor Unit-Air-Source, Ducted) | AC036BXADCH |  | Mini-Splits (Ducted) | AC036BNHDCH |  | 36000 | 19 |  | 10.7 | 10 |  | 40000 | 35400 | 88.5% | 36000 | 19 | 10.7 | 8.4 | 35400 | 34000 | 85% | 2.08 | Residential | 750 | Yes | 3 | Yes
207465464 | Mini/Multi Split | SAMSUNG | HRCU-A-CB (Mini-Split System: Heat Pump with Outdoor Unit-Air-Source, Ducted) | AC036BXADCH |  | Mini-Splits (Ducted) | AC036BNZDCH |  | 36000 | 16 |  | 9.6 | 9.7 |  | 40000 | 34800 | 87% | 36000 | 16.6 | 9.6 | 8.4 | 34800 | 33000 | 82.5% | 1.95 | Residential | 750 | Yes | 3 | Yes
207465465 | Mini/Multi Split | SAMSUNG | HRCU-A-CB-O (Mini-Split Heat Pump, with Remote Outdoor Unit Air-Source, Free Delivery) | AC042BXADCH |  | Mini-Splits (Non-Ducted) | AC042BN6DCH |  | 42000 | 18.5 |  | 10 | 9.8 |  | 47000 | 42000 | 89.36% | 42000 | 18.9 | 10 | 8.7 | 42000 | 40500 | 86.17% | 1.81 | Residential | 875 | Yes | 3.5 | Yes
207465466 | Mini/Multi Split | SAMSUNG | HRCU-A-CB (Mini-Split System: Heat Pump with Outdoor Unit-Air-Source, Ducted) | AC042BXADCH |  | Mini-Splits (Ducted) | AC042BNHDCH |  | 42000 | 17.5 |  | 9.2 | 8.8 |  | 47000 | 43500 | 92.55% | 42000 | 18.1 | 9.2 | 8.4 | 43500 | 42500 | 90.43% | 1.84 | Residential | 875 | Yes | 3.5 | Yes
207465468 | Mini/Multi Split | SAMSUNG | HRCU-A-CB-O (Mini-Split Heat Pump, with Remote Outdoor Unit Air-Source, Free Delivery) | AC048BXADCH |  | Mini-Splits (Non-Ducted) | AC048BN6DCH |  | 48000 | 17.2 |  | 8.3 | 9.6 |  | 54000 | 42000 | 77.78% | 48000 | 17.8 | 8.3 | 8.7 | 42000 | 41000 | 75.93% | 1.83 | Residential | 1000 | Yes | 4 | Yes
207465469 | Mini/Multi Split | SAMSUNG | HRCU-A-CB (Mini-Split System: Heat Pump with Outdoor Unit-Air-Source, Ducted) | AC048BXADCH |  | Mini-Splits (Ducted) | AC048BNHDCH |  | 48000 | 16.3 |  | 8 | 8.8 |  | 54000 | 43000 | 79.63% | 48000 | 16.8 | 8 | 8.1 | 43000 | 43000 | 79.63% | 1.86 | Residential | 1000 | Yes | 4 | Yes
207465470 | Mini/Multi Split | SAMSUNG | HRCU-A-CB (Mini-Split System: Heat Pump with Outdoor Unit-Air-Source, Ducted) | AC048BXADCH |  | Mini-Splits (Ducted) | AC048BNZDCH |  | 48000 | 16.6 |  | 8.8 | 9 |  | 53000 | 43000 | 81.13% | 48000 | 16.7 | 8.8 | 8.1 | 43000 | 41000 | 77.36% | 1.81 | Residential | 1000 | Yes | 4 | Yes
207571385 | Mini/Multi Split | BLUERIDGE | HRCU-A-CB-O (Mini-Split Heat Pump, with Remote Outdoor Unit Air-Source, Free Delivery) | BMY48UC |  | Mini-Splits (Non-Ducted) | BM48MFCC |  | 48000 | 18 |  | 9.3 | 11 |  | 50000 | 29000 | 58% | 48000 | 18.9 | 9.3 | 10 | 29000 | 35000 | 70% | 1.85 | Residential | 1000 | Yes | 4 | Yes
207571394 | Mini/Multi Split | BLUERIDGE | HRCU-A-CB-O (Mini-Split Heat Pump, with Remote Outdoor Unit Air-Source, Free Delivery) | BMY24HH22C |  | Mini-Splits (Non-Ducted) | BM24MFCC |  | 24000 | 20.2 |  | 11.5 | 11.6 |  | 24600 | 19000 | 77.24% | 24000 | 20.5 | 11.7 | 11 | 19000 | 25000 | 100% | 2.1 | Residential | 500 | Yes | 2 | Both
207590029 | Mini/Multi Split | RHEEM | HRCU-A-CB (Mini-Split System: Heat Pump with Outdoor Unit-Air-Source, Ducted) | ROSH24VGSN |  | Mini-Splits (Ducted) | RIDH24AXCJ |  | 24000 | 17.5 |  | 12.6 | 10.8 |  | 27000 | 17300 | 64.07% | 24000 | 16 | 11.7 | 9.5 | 17300 | 22200 | 82.22% | 1.94 | Residential | 500 | Yes | 2 | Both
207590030 | Mini/Multi Split | RUUD | HRCU-A-CB (Mini-Split System: Heat Pump with Outdoor Unit-Air-Source, Ducted) | ROSH24VGSN |  | Mini-Splits (Ducted) | RIDH24AXCJ |  | 24000 | 17.5 |  | 12.6 | 10.8 |  | 27000 | 17300 | 64.07% | 24000 | 16 | 11.7 | 9.5 | 17300 | 22200 | 82.22% | 1.94 | Residential | 500 | Yes | 2 | Both
207590031 | Mini/Multi Split | RHEEM | HRCU-A-CB (Mini-Split System: Heat Pump with Outdoor Unit-Air-Source, Ducted) | ROSH30VGSN |  | Mini-Splits (Ducted) | RIDH30AXCJ |  | 30000 | 16.5 |  | 10.6 | 10.4 |  | 32000 | 19600 | 61.25% | 30000 | 15.6 | 10 | 9.1 | 19600 | 26000 | 81.25% | 2.18 | Residential | 625 | Yes | 2.5 | Yes
207590032 | Mini/Multi Split | RUUD | HRCU-A-CB (Mini-Split System: Heat Pump with Outdoor Unit-Air-Source, Ducted) | ROSH30VGSN |  | Mini-Splits (Ducted) | RIDH30AXCJ |  | 30000 | 16.5 |  | 10.6 | 10.4 |  | 32000 | 19600 | 61.25% | 30000 | 15.6 | 10 | 9.1 | 19600 | 26000 | 81.25% | 2.18 | Residential | 625 | Yes | 2.5 | Yes
207590836 | Mini/Multi Split | FUJITSU | HRCU-A-CB-O (Mini-Split Heat Pump, with Remote Outdoor Unit Air-Source, Free Delivery) | AOUH30LPAS1 |  | Mini-Splits (Non-Ducted) | ASUH30LPAS |  | 30000 | 18 |  | 9.8 | 11 |  | 30000 | 19400 | 64.67% | 30000 | 18 | 9.8 | 9.8 | 19400 | 24000 | 80% | 1.8 | Residential | 625 | Yes | 2.5
207590837 | Mini/Multi Split | FUJITSU | HRCU-A-CB-O (Mini-Split Heat Pump, with Remote Outdoor Unit Air-Source, Free Delivery) | AOUH36LPAS1 |  | Mini-Splits (Non-Ducted) | ASUH36LPAS |  | 33000 | 18 |  | 8.1 | 11 |  | 34000 | 22400 | 65.88% | 33000 | 18 | 8.1 | 9.6 | 22400 | 25200 | 74.12% | 1.8 | Residential | 687.5 | Yes | 2.75
207590847 | Mini/Multi Split | Convectair | HMSV-A-CB (Multi-Split Heat Pump) | 8222-C18-O |  | Ducted Indoor Units |  |  | 18500 | 19 |  | 11.5 | 9.8 |  | 19000 | 16000 | 84.21% | 19000 | 19 | 12 | 9.3 | 16000 | 19000 | 95% | 1.85 | Residential | 395 | Yes | 1.58 | Both
207590850 | Mini/Multi Split | Convectair | HMSV-A-CB (Multi-Split Heat Pump) | 8322-C27-O |  | Ducted Indoor Units |  |  | 28000 | 20 |  | 11.5 | 10.1 |  | 28000 | 27000 | 96.43% | 28000 | 20 | 11.7 | 9.5 | 27000 | 25000 | 89.29% | 1.8 | Residential | 582.5 | Yes | 2.33 | Both
207590852 | Mini/Multi Split | Convectair | HMSV-A-CB (Multi-Split Heat Pump) | 8522-C48-O |  | Non-Ducted Indoor Units |  |  | 48000 | 21.5 |  | 11.6 | 11 |  | 49000 | 36000 | 73.47% | 48000 | 21.8 | 11.7 | 9.8 | 36000 | 45000 | 91.84% | 2 | Residential | 1000 | Yes | 4 | Both
207590853 | Mini/Multi Split | Convectair | HMSV-A-CB (Multi-Split Heat Pump) | 8522-C48-O |  | Ducted Indoor Units |  |  | 48000 | 20.2 |  | 11.4 | 10.5 |  | 50000 | 36000 | 72% | 47000 | 20.9 | 11.7 | 8.9 | 36000 | 42500 | 86.73% | 2 | Residential | 980 | Yes | 3.92 | Both
207616537 | Mini/Multi Split | York | HMSV-A-CB-O (Multi-Split Heat Pump, Free Delivery) | DHS36CMB22S |  | Non-Ducted Indoor Units |  |  | 36000 | 23 |  | 9 | 10 |  | 36000 | 29000 | 80.56% | 36000 | 16 | 9 | 8.6 | 29000 | 28200 | 78.33% | 1.82 | Residential | 750 | Yes | 3 | Yes
207616540 | Mini/Multi Split | York | HMSV-A-CB-O (Multi-Split Heat Pump, Free Delivery) | DHS42CMB22S |  | Non-Ducted Indoor Units |  |  | 42000 | 23 |  | 9 | 10 |  | 42000 | 30000 | 71.43% | 42000 | 16 | 9 | 8.6 | 30000 | 31200 | 74.29% | 1.82 | Residential | 875 | Yes | 3.5 | Yes
207616557 | Mini/Multi Split | Luxaire | HMSV-A-CB-O (Multi-Split Heat Pump, Free Delivery) | DHS36CMB22S |  | Non-Ducted Indoor Units |  |  | 36000 | 23 |  | 9 | 10 |  | 36000 | 29000 | 80.56% | 36000 | 16 | 9 | 8.6 | 29000 | 28200 | 78.33% | 1.82 | Residential | 750 | Yes | 3 | Yes
207616560 | Mini/Multi Split | Luxaire | HMSV-A-CB-O (Multi-Split Heat Pump, Free Delivery) | DHS42CMB22S |  | Non-Ducted Indoor Units |  |  | 42000 | 23 |  | 9 | 10 |  | 42000 | 30000 | 71.43% | 42000 | 16 | 9 | 8.6 | 30000 | 31200 | 74.29% | 1.82 | Residential | 875 | Yes | 3.5 | Yes
207616577 | Mini/Multi Split | CHAMPION | HMSV-A-CB-O (Multi-Split Heat Pump, Free Delivery) | DHS36CMB22S |  | Non-Ducted Indoor Units |  |  | 36000 | 23 |  | 9 | 10 |  | 36000 | 29000 | 80.56% | 36000 | 16 | 9 | 8.6 | 29000 | 28200 | 78.33% | 1.82 | Residential | 750 | Yes | 3 | Yes
207616580 | Mini/Multi Split | CHAMPION | HMSV-A-CB-O (Multi-Split Heat Pump, Free Delivery) | DHS42CMB22S |  | Non-Ducted Indoor Units |  |  | 42000 | 23 |  | 9 | 10 |  | 42000 | 30000 | 71.43% | 42000 | 16 | 9 | 8.6 | 30000 | 31200 | 74.29% | 1.82 | Residential | 875 | Yes | 3.5 | Yes
207616597 | Mini/Multi Split | Coleman | HMSV-A-CB-O (Multi-Split Heat Pump, Free Delivery) | DHS36CMB22S |  | Non-Ducted Indoor Units |  |  | 36000 | 23 |  | 9 | 10 |  | 36000 | 29000 | 80.56% | 36000 | 16 | 9 | 8.6 | 29000 | 28200 | 78.33% | 1.82 | Residential | 750 | Yes | 3 | Yes
207616600 | Mini/Multi Split | Coleman | HMSV-A-CB-O (Multi-Split Heat Pump, Free Delivery) | DHS42CMB22S |  | Non-Ducted Indoor Units |  |  | 42000 | 23 |  | 9 | 10 |  | 42000 | 30000 | 71.43% | 42000 | 16 | 9 | 8.6 | 30000 | 31200 | 74.29% | 1.82 | Residential | 875 | Yes | 3.5 | Yes
207616617 | Mini/Multi Split | SMARTFLEX | HMSV-A-CB-O (Multi-Split Heat Pump, Free Delivery) | DHS36CMB22S |  | Non-Ducted Indoor Units |  |  | 36000 | 23 |  | 9 | 10 |  | 36000 | 29000 | 80.56% | 36000 | 16 | 9 | 8.6 | 29000 | 28200 | 78.33% | 1.82 | Residential | 750 | Yes | 3 | Yes
207616620 | Mini/Multi Split | SMARTFLEX | HMSV-A-CB-O (Multi-Split Heat Pump, Free Delivery) | DHS42CMB22S |  | Non-Ducted Indoor Units |  |  | 42000 | 23 |  | 9 | 10 |  | 42000 | 30000 | 71.43% | 42000 | 16 | 9 | 8.6 | 30000 | 31200 | 74.29% | 1.82 | Residential | 875 | Yes | 3.5 | Yes
207617656 | Mini/Multi Split | MDV | HMSV-A-CB (Multi-Split Heat Pump) | M3OI-24HFN1-M |  | Ducted Indoor Units |  |  | 24000 | 19 |  | 11.7 | 10.5 |  | 24000 | 24000 | 100% | 24000 | 19.4 | 12 | 9.9 | 24000 | 24000 | 100% | 1.8 | Residential | 500 | Yes | 2 | Both
207641236 | Mini/Multi Split | MDV | HMSV-A-CB (Multi-Split Heat Pump) | M2OI-18HFN1-M* |  | Non-Ducted Indoor Units |  |  | 19000 | 20.5 |  | 12.5 | 9.7 |  | 20000 | 13500 | 67.5% | 19000 | 20.5 | 12.5 | 9 | 13500 | 18000 | 90% | 1.8 | Residential | 395 | Yes | 1.58 | Both
207641238 | Mini/Multi Split | MDV | HMSV-A-CB (Multi-Split Heat Pump) | M5OG-48HFN1-M-[X]-20* |  | Non-Ducted Indoor Units |  |  | 48000 | 21 |  | 11 | 11.5 |  | 48000 | 39000 | 81.25% | 48000 | 21.2 | 11 | 10 | 39000 | 45000 | 91.84% | 2 | Residential | 1000 | Yes | 4 | Yes
207641239 | Mini/Multi Split | MDV | HMSV-A-CB (Multi-Split Heat Pump) | M2OA-18HFN1-M* |  | Ducted Indoor Units |  |  | 18000 | 19 |  | 12 | 10.8 |  | 19000 | 14800 | 77.89% | 18000 | 19 | 12 | 9.8 | 14800 | 13300 | 70% | 2 | Residential | 375 | Yes | 1.5 | Both
207641247 | Mini/Multi Split | MDV | HMSV-A-CB (Multi-Split Heat Pump) | M3OI-28HFN1-M* |  | Ducted Indoor Units |  |  | 28000 | 20 |  | 11.5 | 10.1 |  | 28000 | 27000 | 96.43% | 28000 | 20 | 11.7 | 9.5 | 27000 | 25000 | 89.29% | 1.8 | Residential | 582.5 | Yes | 2.33 | Both
207641250 | Mini/Multi Split | MDV | HMSV-A-CB (Multi-Split Heat Pump) | M5OG-48HFN1-M-[X]-20* |  | Ducted Indoor Units |  |  | 48000 | 20.2 |  | 11.4 | 10.5 |  | 50000 | 36000 | 72% | 47000 | 20.9 | 11.7 | 8.9 | 36000 | 42500 | 86.73% | 2 | Residential | 980 | Yes | 3.92 | Both
207641256 | Mini/Multi Split | MDV | HMSV-A-CB (Multi-Split Heat Pump) | M2OI-18HFN1-M* |  | Ducted Indoor Units |  |  | 18500 | 19 |  | 11.5 | 9.8 |  | 19000 | 16000 | 84.21% | 19000 | 19 | 12 | 9.3 | 16000 | 19000 | 95% | 1.85 | Residential | 395 | Yes | 1.58 | Both
207641258 | Mini/Multi Split | MDV | HMSV-A-CB (Multi-Split Heat Pump) | M3OI-28HFN1-M* |  | Non-Ducted Indoor Units |  |  | 28000 | 22 |  | 11.5 | 10 |  | 28000 | 25600 | 91.43% | 28000 | 22.6 | 11.8 | 9.8 | 25600 | 25000 | 89.29% | 1.8 | Residential | 582.5 | Yes | 2.33 | Both
207641267 | Mini/Multi Split | HISENSE | HRCU-A-CB-O (Mini-Split Heat Pump, with Remote Outdoor Unit Air-Source, Free Delivery) | AUW-24U3SA |  | Mini-Splits (Non-Ducted) | AST-24UW3SDBTV01 |  | 23400 | 21 |  | 12.45 | 10 |  | 25800 | 19000 | 73.64% | 23400 | 20.5 | 12.45 | 9.3 | 19000 | 18500 | 71.71% | 1.92 | Residential | 487.5 | Yes | 1.95 | Both
207641277 | Mini/Multi Split | NOVAIR | HMSV-A-CB (Multi-Split Heat Pump) | LEA18MZ-2P-25SK-O |  | Ducted Indoor Units |  |  | 18000 | 19 |  | 12 | 10.8 |  | 19000 | 14800 | 77.89% | 18000 | 19 | 12 | 9.8 | 14800 | 13300 | 70% | 2 | Residential | 375 | Yes | 1.5 | Both
207641280 | Mini/Multi Split | BLUERIDGE | HMSV-A-CB (Multi-Split Heat Pump) | BMM18C |  | Ducted Indoor Units |  |  | 18000 | 19 |  | 12 | 10.8 |  | 19000 | 14800 | 77.89% | 18000 | 19 | 12 | 9.8 | 14800 | 13300 | 70% | 2 | Residential | 375 | Yes | 1.5 | Both
207641291 | Mini/Multi Split | BLUERIDGE | HMSV-A-CB (Multi-Split Heat Pump) | BMM18HHC |  | Non-Ducted Indoor Units |  |  | 19000 | 20.5 |  | 12.5 | 9.7 |  | 20000 | 13500 | 67.5% | 19000 | 20.5 | 12.5 | 9 | 13500 | 18000 | 90% | 1.8 | Residential | 395 | Yes | 1.58 | Both
207641292 | Mini/Multi Split | BLUERIDGE | HMSV-A-CB (Multi-Split Heat Pump) | BMM18HHC |  | Ducted Indoor Units |  |  | 18500 | 19 |  | 11.5 | 9.8 |  | 19000 | 16000 | 84.21% | 19000 | 19 | 12 | 9.3 | 16000 | 19000 | 95% | 1.85 | Residential | 395 | Yes | 1.58 | Both
207641294 | Mini/Multi Split | BLUERIDGE | HMSV-A-CB (Multi-Split Heat Pump) | BMM27HHC |  | Ducted Indoor Units |  |  | 28000 | 20 |  | 11.5 | 10.1 |  | 28000 | 27000 | 96.43% | 28000 | 20 | 11.7 | 9.5 | 27000 | 25000 | 89.29% | 1.8 | Residential | 582.5 | Yes | 2.33 | Both
207641295 | Mini/Multi Split | BLUERIDGE | HMSV-A-CB (Multi-Split Heat Pump) | BMM27HHC |  | Non-Ducted Indoor Units |  |  | 28000 | 22 |  | 11.5 | 10 |  | 28000 | 25600 | 91.43% | 28000 | 22.6 | 11.8 | 9.8 | 25600 | 25000 | 89.29% | 1.8 | Residential | 582.5 | Yes | 2.33 | Both
207641300 | Mini/Multi Split | BLUERIDGE | HMSV-A-CB (Multi-Split Heat Pump) | BMM48HHC |  | Non-Ducted Indoor Units |  |  | 48000 | 21 |  | 11 | 11.5 |  | 48000 | 39000 | 81.25% | 48000 | 21.2 | 11 | 10 | 39000 | 45000 | 91.84% | 2 | Residential | 1000 | Yes | 4 | Yes
207641301 | Mini/Multi Split | BLUERIDGE | HMSV-A-CB (Multi-Split Heat Pump) | BMM48HHC |  | Ducted Indoor Units |  |  | 48000 | 20.2 |  | 11.4 | 10.5 |  | 50000 | 36000 | 72% | 47000 | 20.9 | 11.7 | 8.9 | 36000 | 42500 | 86.73% | 2 | Residential | 980 | Yes | 3.92 | Both
207641305 | Mini/Multi Split | LBG Products | HMSV-A-CB (Multi-Split Heat Pump) | LMHB18DO |  | Ducted Indoor Units |  |  | 18000 | 19 |  | 12 | 10.8 |  | 19000 | 14800 | 77.89% | 18000 | 19 | 12 | 9.8 | 14800 | 13300 | 70% | 2 | Residential | 375 | Yes | 1.5 | Both
207641316 | Mini/Multi Split | LBG Products | HMSV-A-CB (Multi-Split Heat Pump) | LMUHB18DO |  | Non-Ducted Indoor Units |  |  | 19000 | 20.5 |  | 12.5 | 9.7 |  | 20000 | 13500 | 67.5% | 19000 | 20.5 | 12.5 | 9 | 13500 | 18000 | 90% | 1.8 | Residential | 395 | Yes | 1.58 | Both
207641317 | Mini/Multi Split | LBG Products | HMSV-A-CB (Multi-Split Heat Pump) | LMUHB18DO |  | Ducted Indoor Units |  |  | 18500 | 19 |  | 11.5 | 9.8 |  | 19000 | 16000 | 84.21% | 19000 | 19 | 12 | 9.3 | 16000 | 19000 | 95% | 1.85 | Residential | 395 | Yes | 1.58 | Both
207641319 | Mini/Multi Split | LBG Products | HMSV-A-CB (Multi-Split Heat Pump) | LMUHB27DO |  | Ducted Indoor Units |  |  | 28000 | 20 |  | 11.5 | 10.1 |  | 28000 | 27000 | 96.43% | 28000 | 20 | 11.7 | 9.5 | 27000 | 25000 | 89.29% | 1.8 | Residential | 582.5 | Yes | 2.33 | Both
207641320 | Mini/Multi Split | LBG Products | HMSV-A-CB (Multi-Split Heat Pump) | LMUHB27DO |  | Non-Ducted Indoor Units |  |  | 28000 | 22 |  | 11.5 | 10 |  | 28000 | 25600 | 91.43% | 28000 | 22.6 | 11.8 | 9.8 | 25600 | 25000 | 89.29% | 1.8 | Residential | 582.5 | Yes | 2.33 | Both
207641325 | Mini/Multi Split | LBG Products | HMSV-A-CB (Multi-Split Heat Pump) | LMUHB48DO |  | Non-Ducted Indoor Units |  |  | 48000 | 21 |  | 11 | 11.5 |  | 48000 | 39000 | 81.25% | 48000 | 21.2 | 11 | 10 | 39000 | 45000 | 91.84% | 2 | Residential | 1000 | Yes | 4 | Yes
207641326 | Mini/Multi Split | LBG Products | HMSV-A-CB (Multi-Split Heat Pump) | LMUHB48DO |  | Ducted Indoor Units |  |  | 48000 | 20.2 |  | 11.4 | 10.5 |  | 50000 | 36000 | 72% | 47000 | 20.9 | 11.7 | 8.9 | 36000 | 42500 | 86.73% | 2 | Residential | 980 | Yes | 3.92 | Both
207641330 | Mini/Multi Split | SENVILLE | HMSV-A-CB (Multi-Split Heat Pump) | SENA/18HF/MOQ |  | Ducted Indoor Units |  |  | 18000 | 19 |  | 12 | 10.8 |  | 19000 | 14800 | 77.89% | 18000 | 19 | 12 | 9.8 | 14800 | 13300 | 70% | 2 | Residential | 375 | Yes | 1.5 | Both
207641344 | Mini/Multi Split | SENVILLE | HRCU-A-CB-O (Mini-Split Heat Pump, with Remote Outdoor Unit Air-Source, Free Delivery) | SENA/24HF/OQ |  | Mini-Splits (Non-Ducted) | SENA/24HF/ICQ |  | 24000 | 20.2 |  | 11 | 11.6 |  | 25000 | 21000 | 84% | 24000 | 20.5 | 11 | 11.5 | 21000 | 25800 | 103.2% | 2 | Residential | 500 | Yes | 2 | Yes
207641351 | Mini/Multi Split | SENVILLE | HRCU-A-CB-O (Mini-Split Heat Pump, with Remote Outdoor Unit Air-Source, Free Delivery) | SENA/24HF/OQ |  | Mini-Splits (Non-Ducted) | SENA/24HF/IF |  | 24000 | 20.2 |  | 11.5 | 11.6 |  | 24600 | 19000 | 77.24% | 24000 | 20.5 | 11.7 | 11 | 19000 | 25000 | 100% | 2.1 | Residential | 500 | Yes | 2 | Both
207642877 | Mini/Multi Split | CARRIER | HMSV-A-CB (Multi-Split Heat Pump) | 38MGRBQ18BA3 |  | Ducted Indoor Units |  |  | 18000 | 19 |  | 12 | 10.8 |  | 19000 | 14800 | 77.89% | 18000 | 19 | 12 | 9.8 | 14800 | 13300 | 70% | 2 | Residential | 375 | Yes | 1.5 | Both
207642888 | Mini/Multi Split | CARRIER | HMSV-A-CB (Multi-Split Heat Pump) | 38MGHBQ48EA3 |  | Non-Ducted Indoor Units |  |  | 48000 | 21.5 |  | 11.6 | 11 |  | 49000 | 36000 | 73.47% | 48000 | 21.8 | 11.7 | 9.8 | 36000 | 45000 | 91.84% | 2 | Residential | 1000 | Yes | 4 | Both
207642889 | Mini/Multi Split | CARRIER | HMSV-A-CB (Multi-Split Heat Pump) | 38MGHBQ48EA3 |  | Ducted Indoor Units |  |  | 48000 | 20.2 |  | 11.4 | 10.5 |  | 50000 | 36000 | 72% | 47000 | 20.9 | 11.7 | 8.9 | 36000 | 42500 | 86.73% | 2 | Residential | 980 | Yes | 3.92 | Both
207642898 | Mini/Multi Split | BRYANT | HMSV-A-CB (Multi-Split Heat Pump) | 38MGRBQ18BA3 |  | Ducted Indoor Units |  |  | 18000 | 19 |  | 12 | 10.8 |  | 19000 | 14800 | 77.89% | 18000 | 19 | 12 | 9.8 | 14800 | 13300 | 70% | 2 | Residential | 375 | Yes | 1.5 | Both
207642909 | Mini/Multi Split | BRYANT | HMSV-A-CB (Multi-Split Heat Pump) | 38MGHBQ48EA3 |  | Non-Ducted Indoor Units |  |  | 48000 | 21.5 |  | 11.6 | 11 |  | 49000 | 36000 | 73.47% | 48000 | 21.8 | 11.7 | 9.8 | 36000 | 45000 | 91.84% | 2 | Residential | 1000 | Yes | 4 | Both
207642910 | Mini/Multi Split | BRYANT | HMSV-A-CB (Multi-Split Heat Pump) | 38MGHBQ48EA3 |  | Ducted Indoor Units |  |  | 48000 | 20.2 |  | 11.4 | 10.5 |  | 50000 | 36000 | 72% | 47000 | 20.9 | 11.7 | 8.9 | 36000 | 42500 | 86.73% | 2 | Residential | 980 | Yes | 3.92 | Both
207642919 | Mini/Multi Split | PAYNE | HMSV-A-CB (Multi-Split Heat Pump) | 38MGRBQ18BA3 |  | Ducted Indoor Units |  |  | 18000 | 19 |  | 12 | 10.8 |  | 19000 | 14800 | 77.89% | 18000 | 19 | 12 | 9.8 | 14800 | 13300 | 70% | 2 | Residential | 375 | Yes | 1.5 | Both
207642930 | Mini/Multi Split | PAYNE | HMSV-A-CB (Multi-Split Heat Pump) | 38MGHBQ48EA3 |  | Non-Ducted Indoor Units |  |  | 48000 | 21.5 |  | 11.6 | 11 |  | 49000 | 36000 | 73.47% | 48000 | 21.8 | 11.7 | 9.8 | 36000 | 45000 | 91.84% | 2 | Residential | 1000 | Yes | 4 | Both
207642931 | Mini/Multi Split | PAYNE | HMSV-A-CB (Multi-Split Heat Pump) | 38MGHBQ48EA3 |  | Ducted Indoor Units |  |  | 48000 | 20.2 |  | 11.4 | 10.5 |  | 50000 | 36000 | 72% | 47000 | 20.9 | 11.7 | 8.9 | 36000 | 42500 | 86.73% | 2 | Residential | 980 | Yes | 3.92 | Both
207642940 | Mini/Multi Split | Weathermaker | HMSV-A-CB (Multi-Split Heat Pump) | 38MGRBQ18BA3 |  | Ducted Indoor Units |  |  | 18000 | 19 |  | 12 | 10.8 |  | 19000 | 14800 | 77.89% | 18000 | 19 | 12 | 9.8 | 14800 | 13300 | 70% | 2 | Residential | 375 | Yes | 1.5 | Both
207642951 | Mini/Multi Split | Weathermaker | HMSV-A-CB (Multi-Split Heat Pump) | 38MGHBQ48EA3 |  | Non-Ducted Indoor Units |  |  | 48000 | 21.5 |  | 11.6 | 11 |  | 49000 | 36000 | 73.47% | 48000 | 21.8 | 11.7 | 9.8 | 36000 | 45000 | 91.84% | 2 | Residential | 1000 | Yes | 4 | Both
207642952 | Mini/Multi Split | Weathermaker | HMSV-A-CB (Multi-Split Heat Pump) | 38MGHBQ48EA3 |  | Ducted Indoor Units |  |  | 48000 | 20.2 |  | 11.4 | 10.5 |  | 50000 | 36000 | 72% | 47000 | 20.9 | 11.7 | 8.9 | 36000 | 42500 | 86.73% | 2 | Residential | 980 | Yes | 3.92 | Both
207642961 | Mini/Multi Split | MIDEA | HMSV-A-CB (Multi-Split Heat Pump) | 38MGRBQ18BA3 |  | Ducted Indoor Units |  |  | 18000 | 19 |  | 12 | 10.8 |  | 19000 | 14800 | 77.89% | 18000 | 19 | 12 | 9.8 | 14800 | 13300 | 70% | 2 | Residential | 375 | Yes | 1.5 | Both
207642972 | Mini/Multi Split | MIDEA | HMSV-A-CB (Multi-Split Heat Pump) | 38MGHBQ48EA3 |  | Non-Ducted Indoor Units |  |  | 48000 | 21.5 |  | 11.6 | 11 |  | 49000 | 36000 | 73.47% | 48000 | 21.8 | 11.7 | 9.8 | 36000 | 45000 | 91.84% | 2 | Residential | 1000 | Yes | 4 | Both
207642973 | Mini/Multi Split | MIDEA | HMSV-A-CB (Multi-Split Heat Pump) | 38MGHBQ48EA3 |  | Ducted Indoor Units |  |  | 48000 | 20.2 |  | 11.4 | 10.5 |  | 50000 | 36000 | 72% | 47000 | 20.9 | 11.7 | 8.9 | 36000 | 42500 | 86.73% | 2 | Residential | 980 | Yes | 3.92 | Both
207642988 | Mini/Multi Split | ARCOAIRE | HMSV-A-CB (Multi-Split Heat Pump) | DLCMRBH18BAK |  | Ducted Indoor Units |  |  | 18000 | 19 |  | 12 | 10.8 |  | 19000 | 14800 | 77.89% | 18000 | 19 | 12 | 9.8 | 14800 | 13300 | 70% | 2 | Residential | 375 | Yes | 1.5 | Both
207642999 | Mini/Multi Split | ARCOAIRE | HMSV-A-CB (Multi-Split Heat Pump) | DLCMHBH48EAK |  | Non-Ducted Indoor Units |  |  | 48000 | 21 |  | 11 | 11.5 |  | 48000 | 39000 | 81.25% | 48000 | 21.2 | 11 | 10 | 39000 | 45000 | 91.84% | 2 | Residential | 1000 | Yes | 4 | Yes
207643000 | Mini/Multi Split | ARCOAIRE | HMSV-A-CB (Multi-Split Heat Pump) | DLCMHBH48EAK |  | Ducted Indoor Units |  |  | 48000 | 20.2 |  | 11.4 | 10.5 |  | 50000 | 36000 | 72% | 47000 | 20.9 | 11.7 | 8.9 | 36000 | 42500 | 86.73% | 2 | Residential | 980 | Yes | 3.92 | Both
207643009 | Mini/Multi Split | COMFORTMAKER | HMSV-A-CB (Multi-Split Heat Pump) | DLCMRBH18BAK |  | Ducted Indoor Units |  |  | 18000 | 19 |  | 12 | 10.8 |  | 19000 | 14800 | 77.89% | 18000 | 19 | 12 | 9.8 | 14800 | 13300 | 70% | 2 | Residential | 375 | Yes | 1.5 | Both
207643020 | Mini/Multi Split | COMFORTMAKER | HMSV-A-CB (Multi-Split Heat Pump) | DLCMHBH48EAK |  | Non-Ducted Indoor Units |  |  | 48000 | 21 |  | 11 | 11.5 |  | 48000 | 39000 | 81.25% | 48000 | 21.2 | 11 | 10 | 39000 | 45000 | 91.84% | 2 | Residential | 1000 | Yes | 4 | Yes
207643021 | Mini/Multi Split | COMFORTMAKER | HMSV-A-CB (Multi-Split Heat Pump) | DLCMHBH48EAK |  | Ducted Indoor Units |  |  | 48000 | 20.2 |  | 11.4 | 10.5 |  | 50000 | 36000 | 72% | 47000 | 20.9 | 11.7 | 8.9 | 36000 | 42500 | 86.73% | 2 | Residential | 980 | Yes | 3.92 | Both
207643030 | Mini/Multi Split | DAY & NIGHT | HMSV-A-CB (Multi-Split Heat Pump) | DLCMRBH18BAK |  | Ducted Indoor Units |  |  | 18000 | 19 |  | 12 | 10.8 |  | 19000 | 14800 | 77.89% | 18000 | 19 | 12 | 9.8 | 14800 | 13300 | 70% | 2 | Residential | 375 | Yes | 1.5 | Both
207643041 | Mini/Multi Split | DAY & NIGHT | HMSV-A-CB (Multi-Split Heat Pump) | DLCMHBH48EAK |  | Non-Ducted Indoor Units |  |  | 48000 | 21 |  | 11 | 11.5 |  | 48000 | 39000 | 81.25% | 48000 | 21.2 | 11 | 10 | 39000 | 45000 | 91.84% | 2 | Residential | 1000 | Yes | 4 | Yes
207643042 | Mini/Multi Split | DAY & NIGHT | HMSV-A-CB (Multi-Split Heat Pump) | DLCMHBH48EAK |  | Ducted Indoor Units |  |  | 48000 | 20.2 |  | 11.4 | 10.5 |  | 50000 | 36000 | 72% | 47000 | 20.9 | 11.7 | 8.9 | 36000 | 42500 | 86.73% | 2 | Residential | 980 | Yes | 3.92 | Both
207643051 | Mini/Multi Split | HEIL | HMSV-A-CB (Multi-Split Heat Pump) | DLCMRBH18BAK |  | Ducted Indoor Units |  |  | 18000 | 19 |  | 12 | 10.8 |  | 19000 | 14800 | 77.89% | 18000 | 19 | 12 | 9.8 | 14800 | 13300 | 70% | 2 | Residential | 375 | Yes | 1.5 | Both
207643062 | Mini/Multi Split | HEIL | HMSV-A-CB (Multi-Split Heat Pump) | DLCMHBH48EAK |  | Non-Ducted Indoor Units |  |  | 48000 | 21 |  | 11 | 11.5 |  | 48000 | 39000 | 81.25% | 48000 | 21.2 | 11 | 10 | 39000 | 45000 | 91.84% | 2 | Residential | 1000 | Yes | 4 | Yes
207643063 | Mini/Multi Split | HEIL | HMSV-A-CB (Multi-Split Heat Pump) | DLCMHBH48EAK |  | Ducted Indoor Units |  |  | 48000 | 20.2 |  | 11.4 | 10.5 |  | 50000 | 36000 | 72% | 47000 | 20.9 | 11.7 | 8.9 | 36000 | 42500 | 86.73% | 2 | Residential | 980 | Yes | 3.92 | Both
207643072 | Mini/Multi Split | KEEPRITE | HMSV-A-CB (Multi-Split Heat Pump) | DLCMRBH18BAK |  | Ducted Indoor Units |  |  | 18000 | 19 |  | 12 | 10.8 |  | 19000 | 14800 | 77.89% | 18000 | 19 | 12 | 9.8 | 14800 | 13300 | 70% | 2 | Residential | 375 | Yes | 1.5 | Both
207643083 | Mini/Multi Split | KEEPRITE | HMSV-A-CB (Multi-Split Heat Pump) | DLCMHBH48EAK |  | Non-Ducted Indoor Units |  |  | 48000 | 21 |  | 11 | 11.5 |  | 48000 | 39000 | 81.25% | 48000 | 21.2 | 11 | 10 | 39000 | 45000 | 91.84% | 2 | Residential | 1000 | Yes | 4 | Yes
207643084 | Mini/Multi Split | KEEPRITE | HMSV-A-CB (Multi-Split Heat Pump) | DLCMHBH48EAK |  | Ducted Indoor Units |  |  | 48000 | 20.2 |  | 11.4 | 10.5 |  | 50000 | 36000 | 72% | 47000 | 20.9 | 11.7 | 8.9 | 36000 | 42500 | 86.73% | 2 | Residential | 980 | Yes | 3.92 | Both
207643093 | Mini/Multi Split | KENMORE | HMSV-A-CB (Multi-Split Heat Pump) | DLCMRBH18BAK |  | Ducted Indoor Units |  |  | 18000 | 19 |  | 12 | 10.8 |  | 19000 | 14800 | 77.89% | 18000 | 19 | 12 | 9.8 | 14800 | 13300 | 70% | 2 | Residential | 375 | Yes | 1.5 | Both
207643104 | Mini/Multi Split | KENMORE | HMSV-A-CB (Multi-Split Heat Pump) | DLCMHBH48EAK |  | Non-Ducted Indoor Units |  |  | 48000 | 21 |  | 11 | 11.5 |  | 48000 | 39000 | 81.25% | 48000 | 21.2 | 11 | 10 | 39000 | 45000 | 91.84% | 2 | Residential | 1000 | Yes | 4 | Yes
207643105 | Mini/Multi Split | KENMORE | HMSV-A-CB (Multi-Split Heat Pump) | DLCMHBH48EAK |  | Ducted Indoor Units |  |  | 48000 | 20.2 |  | 11.4 | 10.5 |  | 50000 | 36000 | 72% | 47000 | 20.9 | 11.7 | 8.9 | 36000 | 42500 | 86.73% | 2 | Residential | 980 | Yes | 3.92 | Both
207643114 | Mini/Multi Split | MIDEA | HMSV-A-CB (Multi-Split Heat Pump) | DLCMRBH18BAK |  | Ducted Indoor Units |  |  | 18000 | 19 |  | 12 | 10.8 |  | 19000 | 14800 | 77.89% | 18000 | 19 | 12 | 9.8 | 14800 | 13300 | 70% | 2 | Residential | 375 | Yes | 1.5 | Both
207643125 | Mini/Multi Split | MIDEA | HMSV-A-CB (Multi-Split Heat Pump) | DLCMHBH48EAK |  | Non-Ducted Indoor Units |  |  | 48000 | 21 |  | 11 | 11.5 |  | 48000 | 39000 | 81.25% | 48000 | 21.2 | 11 | 10 | 39000 | 45000 | 91.84% | 2 | Residential | 1000 | Yes | 4 | Yes
207643126 | Mini/Multi Split | MIDEA | HMSV-A-CB (Multi-Split Heat Pump) | DLCMHBH48EAK |  | Ducted Indoor Units |  |  | 48000 | 20.2 |  | 11.4 | 10.5 |  | 50000 | 36000 | 72% | 47000 | 20.9 | 11.7 | 8.9 | 36000 | 42500 | 86.73% | 2 | Residential | 980 | Yes | 3.92 | Both
207643135 | Mini/Multi Split | TEMPSTAR | HMSV-A-CB (Multi-Split Heat Pump) | DLCMRBH18BAK |  | Ducted Indoor Units |  |  | 18000 | 19 |  | 12 | 10.8 |  | 19000 | 14800 | 77.89% | 18000 | 19 | 12 | 9.8 | 14800 | 13300 | 70% | 2 | Residential | 375 | Yes | 1.5 | Both
207643146 | Mini/Multi Split | TEMPSTAR | HMSV-A-CB (Multi-Split Heat Pump) | DLCMHBH48EAK |  | Non-Ducted Indoor Units |  |  | 48000 | 21 |  | 11 | 11.5 |  | 48000 | 39000 | 81.25% | 48000 | 21.2 | 11 | 10 | 39000 | 45000 | 91.84% | 2 | Residential | 1000 | Yes | 4 | Yes
207643147 | Mini/Multi Split | TEMPSTAR | HMSV-A-CB (Multi-Split Heat Pump) | DLCMHBH48EAK |  | Ducted Indoor Units |  |  | 48000 | 20.2 |  | 11.4 | 10.5 |  | 50000 | 36000 | 72% | 47000 | 20.9 | 11.7 | 8.9 | 36000 | 42500 | 86.73% | 2 | Residential | 980 | Yes | 3.92 | Both
207643156 | Mini/Multi Split | SMART COMFORT | HMSV-A-CB (Multi-Split Heat Pump) | DLCMRBH18BAK |  | Ducted Indoor Units |  |  | 18000 | 19 |  | 12 | 10.8 |  | 19000 | 14800 | 77.89% | 18000 | 19 | 12 | 9.8 | 14800 | 13300 | 70% | 2 | Residential | 375 | Yes | 1.5 | Both
207643167 | Mini/Multi Split | SMART COMFORT | HMSV-A-CB (Multi-Split Heat Pump) | DLCMHBH48EAK |  | Non-Ducted Indoor Units |  |  | 48000 | 21 |  | 11 | 11.5 |  | 48000 | 39000 | 81.25% | 48000 | 21.2 | 11 | 10 | 39000 | 45000 | 91.84% | 2 | Residential | 1000 | Yes | 4 | Yes
207643168 | Mini/Multi Split | SMART COMFORT | HMSV-A-CB (Multi-Split Heat Pump) | DLCMHBH48EAK |  | Ducted Indoor Units |  |  | 48000 | 20.2 |  | 11.4 | 10.5 |  | 50000 | 36000 | 72% | 47000 | 20.9 | 11.7 | 8.9 | 36000 | 42500 | 86.73% | 2 | Residential | 980 | Yes | 3.92 | Both
207643177 | Mini/Multi Split | AIRQUEST | HMSV-A-CB (Multi-Split Heat Pump) | DLCMRBH18BAK |  | Ducted Indoor Units |  |  | 18000 | 19 |  | 12 | 10.8 |  | 19000 | 14800 | 77.89% | 18000 | 19 | 12 | 9.8 | 14800 | 13300 | 70% | 2 | Residential | 375 | Yes | 1.5 | Both
207643188 | Mini/Multi Split | AIRQUEST | HMSV-A-CB (Multi-Split Heat Pump) | DLCMHBH48EAK |  | Non-Ducted Indoor Units |  |  | 48000 | 21 |  | 11 | 11.5 |  | 48000 | 39000 | 81.25% | 48000 | 21.2 | 11 | 10 | 39000 | 45000 | 91.84% | 2 | Residential | 1000 | Yes | 4 | Yes
207643189 | Mini/Multi Split | AIRQUEST | HMSV-A-CB (Multi-Split Heat Pump) | DLCMHBH48EAK |  | Ducted Indoor Units |  |  | 48000 | 20.2 |  | 11.4 | 10.5 |  | 50000 | 36000 | 72% | 47000 | 20.9 | 11.7 | 8.9 | 36000 | 42500 | 86.73% | 2 | Residential | 980 | Yes | 3.92 | Both
207656963 | Mini/Multi Split | HITACHI | HRCU-A-CB-O (Mini-Split Heat Pump, with Remote Outdoor Unit Air-Source, Free Delivery) | RAS-3.0PNNBDH1 |  | Mini-Splits (Non-Ducted) | RPK-3.0PNN1DH |  | 23400 | 21 |  | 12.45 | 10 |  | 25800 | 19000 | 73.64% | 23400 | 20.5 | 12.45 | 9.3 | 19000 | 18500 | 71.71% | 1.92 | Residential | 487.5 | Yes | 1.95 | Both
207657335 | Mini/Multi Split | PERFECTAIRE | HMSV-A-CB (Multi-Split Heat Pump) | 3PAMS18-HH-MZO2 |  | Non-Ducted Indoor Units |  |  | 19000 | 20.5 |  | 12.5 | 9.7 |  | 20000 | 13500 | 67.5% | 19000 | 20.5 | 12.5 | 9 | 13500 | 18000 | 90% | 1.8 | Residential | 395 | Yes | 1.58 | Both
207657336 | Mini/Multi Split | PERFECTAIRE | HMSV-A-CB (Multi-Split Heat Pump) | 3PAMS18-HH-MZO2 |  | Ducted Indoor Units |  |  | 18500 | 19 |  | 11.5 | 9.8 |  | 19000 | 16000 | 84.21% | 19000 | 19 | 12 | 9.3 | 16000 | 19000 | 95% | 1.85 | Residential | 395 | Yes | 1.58 | Both
207657338 | Mini/Multi Split | PERFECTAIRE | HMSV-A-CB (Multi-Split Heat Pump) | 3PAMS27-HH-MZO3 |  | Ducted Indoor Units |  |  | 28000 | 20 |  | 11.5 | 10.1 |  | 28000 | 27000 | 96.43% | 28000 | 20 | 11.7 | 9.5 | 27000 | 25000 | 89.29% | 1.8 | Residential | 582.5 | Yes | 2.33 | Both
207657339 | Mini/Multi Split | PERFECTAIRE | HMSV-A-CB (Multi-Split Heat Pump) | 3PAMS27-HH-MZO3 |  | Non-Ducted Indoor Units |  |  | 28000 | 22 |  | 11.5 | 10 |  | 28000 | 25600 | 91.43% | 28000 | 22.6 | 11.8 | 9.8 | 25600 | 25000 | 89.29% | 1.8 | Residential | 582.5 | Yes | 2.33 | Both
207657344 | Mini/Multi Split | PERFECTAIRE | HMSV-A-CB (Multi-Split Heat Pump) | 3PAMS48-HH-MZO5 |  | Non-Ducted Indoor Units |  |  | 48000 | 21 |  | 11 | 11.5 |  | 48000 | 39000 | 81.25% | 48000 | 21.2 | 11 | 10 | 39000 | 45000 | 91.84% | 2 | Residential | 1000 | Yes | 4 | Yes
207657345 | Mini/Multi Split | PERFECTAIRE | HMSV-A-CB (Multi-Split Heat Pump) | 3PAMS48-HH-MZO5 |  | Ducted Indoor Units |  |  | 48000 | 20.2 |  | 11.4 | 10.5 |  | 50000 | 36000 | 72% | 47000 | 20.9 | 11.7 | 8.9 | 36000 | 42500 | 86.73% | 2 | Residential | 980 | Yes | 3.92 | Both
207657348 | Mini/Multi Split | PERFECTAIRE | HMSV-A-CB (Multi-Split Heat Pump) | 3PAMSH18-MZO2 |  | Ducted Indoor Units |  |  | 18000 | 19 |  | 12 | 10.8 |  | 19000 | 14800 | 77.89% | 18000 | 19 | 12 | 9.8 | 14800 | 13300 | 70% | 2 | Residential | 375 | Yes | 1.5 | Both
207657360 | Mini/Multi Split | KARDA | HMSV-A-CB (Multi-Split Heat Pump) | 3KARDA18MZ2 |  | Ducted Indoor Units |  |  | 18000 | 19 |  | 12 | 10.8 |  | 19000 | 14800 | 77.89% | 18000 | 19 | 12 | 9.8 | 14800 | 13300 | 70% | 2 | Residential | 375 | Yes | 1.5 | Both
207657377 | Mini/Multi Split | FUJITSU | HRCU-A-CB (Mini-Split System: Heat Pump with Outdoor Unit-Air-Source, Ducted) | AOUH36LMAH1 |  | Mini-Splits (Ducted) | AMUG36LMAS |  | 33000 | 17.3 |  | 11.5 | 11 |  | 38000 | 25600 | 67.37% | 33000 | 17.1 | 11 | 10.4 | 25600 | 42000 | 110.5% | 1.84 | Residential | 687.5 | Yes | 2.75 | Yes
207657378 | Mini/Multi Split | FUJITSU | HRCU-A-CB (Mini-Split System: Heat Pump with Outdoor Unit-Air-Source, Ducted) | AOUH48LMAH1 |  | Mini-Splits (Ducted) | AMUG48LMAS |  | 45500 | 16.3 |  | 9.1 | 10.2 |  | 51000 | 34400 | 67.45% | 45500 | 16.6 | 8.8 | 10 | 34400 | 51000 | 100% | 1.92 | Residential | 947.5 | Yes | 3.79 | Yes
207657392 | Mini/Multi Split | COMFORT-AIRE | HRCU-A-CB-O (Mini-Split Heat Pump, with Remote Outdoor Unit Air-Source, Free Delivery) | A-VMH24SV-1 |  | Mini-Splits (Non-Ducted) | B-VMH24CV-1 |  | 24000 | 20.2 |  | 11 | 11.6 |  | 25000 | 21000 | 84% | 24000 | 20.5 | 11 | 11.5 | 21000 | 25800 | 103.2% | 2 | Residential | 500 | Yes | 2 | Yes
207657400 | Mini/Multi Split | KERR | HRCU-A-CB-O (Mini-Split Heat Pump, with Remote Outdoor Unit Air-Source, Free Delivery) | A-KMH24SV-1 |  | Mini-Splits (Non-Ducted) | C-VMH24CV-1 |  | 24000 | 20.2 |  | 11 | 11.6 |  | 25000 | 21000 | 84% | 24000 | 20.5 | 11 | 11.5 | 21000 | 25800 | 103.2% | 2 | Residential | 500 | Yes | 2 | Yes
207657598 | Mini/Multi Split | KERR | HMSV-A-CB (Multi-Split Heat Pump) | A-KMH18DV-1 |  | Ducted Indoor Units |  |  | 18500 | 19 |  | 11.5 | 9.8 |  | 19000 | 16000 | 84.21% | 19000 | 19 | 12 | 9.3 | 16000 | 19000 | 95% | 1.85 | Residential | 395 | Yes | 1.58 | Both
207657602 | Mini/Multi Split | KERR | HMSV-A-CB (Multi-Split Heat Pump) | A-KMH28TV-1 |  | Ducted Indoor Units |  |  | 28000 | 20 |  | 11.5 | 10.1 |  | 28000 | 27000 | 96.43% | 28000 | 20 | 11.7 | 9.5 | 27000 | 25000 | 89.29% | 1.8 | Residential | 582.5 | Yes | 2.33 | Both
207657606 | Mini/Multi Split | KERR | HMSV-A-CB (Multi-Split Heat Pump) | A-KMH48PV-1 |  | Non-Ducted Indoor Units |  |  | 48000 | 21.5 |  | 11.6 | 11 |  | 49000 | 36000 | 73.47% | 48000 | 21.8 | 11.7 | 9.8 | 36000 | 45000 | 91.84% | 2 | Residential | 1000 | Yes | 4 | Both
207657607 | Mini/Multi Split | KERR | HMSV-A-CB (Multi-Split Heat Pump) | A-KMH48PV-1 |  | Ducted Indoor Units |  |  | 48000 | 20.2 |  | 11.4 | 10.5 |  | 50000 | 36000 | 72% | 47000 | 20.9 | 11.7 | 8.9 | 36000 | 42500 | 86.73% | 2 | Residential | 980 | Yes | 3.92 | Both
207657609 | Mini/Multi Split | COMFORT-AIRE | HMSV-A-CB (Multi-Split Heat Pump) | A-VMH18DV-1 |  | Ducted Indoor Units |  |  | 18500 | 19 |  | 11.5 | 9.8 |  | 19000 | 16000 | 84.21% | 19000 | 19 | 12 | 9.3 | 16000 | 19000 | 95% | 1.85 | Residential | 395 | Yes | 1.58 | Both
207657613 | Mini/Multi Split | COMFORT-AIRE | HMSV-A-CB (Multi-Split Heat Pump) | A-VMH28TV-1 |  | Ducted Indoor Units |  |  | 28000 | 20 |  | 11.5 | 10.1 |  | 28000 | 27000 | 96.43% | 28000 | 20 | 11.7 | 9.5 | 27000 | 25000 | 89.29% | 1.8 | Residential | 582.5 | Yes | 2.33 | Both
207657617 | Mini/Multi Split | COMFORT-AIRE | HMSV-A-CB (Multi-Split Heat Pump) | A-VMH48PV-1 |  | Non-Ducted Indoor Units |  |  | 48000 | 21.5 |  | 11.6 | 11 |  | 49000 | 36000 | 73.47% | 48000 | 21.8 | 11.7 | 9.8 | 36000 | 45000 | 91.84% | 2 | Residential | 1000 | Yes | 4 | Both
207657618 | Mini/Multi Split | COMFORT-AIRE | HMSV-A-CB (Multi-Split Heat Pump) | A-VMH48PV-1 |  | Ducted Indoor Units |  |  | 48000 | 20.2 |  | 11.4 | 10.5 |  | 50000 | 36000 | 72% | 47000 | 20.9 | 11.7 | 8.9 | 36000 | 42500 | 86.73% | 2 | Residential | 980 | Yes | 3.92 | Both
207658600 | Mini/Multi Split | MDV | HRCU-A-CB-O (Mini-Split Heat Pump, with Remote Outdoor Unit Air-Source, Free Delivery) | MOE30U-48HFN1-MP0(GA)-L |  | Mini-Splits (Non-Ducted) | MUE-48HRFN1-M(C) |  | 48000 | 18 |  | 9.3 | 11 |  | 50000 | 29000 | 58% | 48000 | 18.9 | 9.1 | 9.7 | 29000 | 35000 | 70% | 1.85 | Residential | 1000 | Yes | 4 | Yes
207658604 | Mini/Multi Split | MDV | HRCU-A-CB-O (Mini-Split Heat Pump, with Remote Outdoor Unit Air-Source, Free Delivery) | MOE30U-48HFN1-MP0(GA)-L |  | Mini-Splits (Non-Ducted) | MCD1-48HRFN1-M(GA) |  | 48000 | 17.8 |  | 9.5 | 11 |  | 50000 | 30000 | 60% | 47000 | 18.5 | 9.5 | 9.8 | 30000 | 35600 | 71.2% | 1.98 | Residential | 980 | Yes | 3.92 | Yes
207658618 | Mini/Multi Split | MDV | HMSV-A-CB (Multi-Split Heat Pump) | M5OG-48HFN1-M-[X]-20-L |  | Non-Ducted Indoor Units |  |  | 48000 | 20.5 |  | 11.6 | 11 |  | 49000 | 36000 | 73.47% | 48000 | 21.8 | 11.7 | 9.8 | 36000 | 45000 | 91.84% | 2 | Residential | 1000 | Yes | 4 | Both
207658619 | Mini/Multi Split | MDV | HMSV-A-CB (Multi-Split Heat Pump) | M5OG-48HFN1-M-[X]-20-L |  | Ducted Indoor Units |  |  | 48000 | 20.2 |  | 11.4 | 10.5 |  | 50000 | 36000 | 72% | 47000 | 20.9 | 11.7 | 8.9 | 36000 | 42500 | 86.73% | 2 | Residential | 980 | Yes | 3.92 | Both
207658941 | Mini/Multi Split | COMFORTSTAR | HRCU-A-CB (Mini-Split System: Heat Pump with Outdoor Unit-Air-Source, Ducted) | CHF36CD(O) |  | Mini-Splits (Ducted) | CPA-36C |  | 36000 | 17.5 |  | 9 | 11.5 |  | 40000 | 34000 | 85% | 36000 | 16.5 | 9 | 11 | 33400 | 36000 | 85.71% | 1.98 | Residential | 750 | Yes | 3 | Yes
207658948 | Mini/Multi Split | COMFORTSTAR | HRCU-A-CB-O (Mini-Split Heat Pump, with Remote Outdoor Unit Air-Source, Free Delivery) | CZP48CD(O) |  | Mini-Splits (Non-Ducted) | TPA-48C |  | 48000 | 17.8 |  | 9.5 | 11.5 |  | 50000 | 30000 | 60% | 48000 | 18.5 | 9.5 | 9.8 | 30000 | 35600 | 71.2% | 1.98 | Residential | 1000 | Yes | 4 | Yes
207658952 | Mini/Multi Split | COMFORTSTAR | HRCU-A-CB-O (Mini-Split Heat Pump, with Remote Outdoor Unit Air-Source, Free Delivery) | CHF24CD(O) |  | Mini-Splits (Non-Ducted) | TIP-24 |  | 24000 | 20.2 |  | 11 | 11.6 |  | 25000 | 21000 | 84% | 24000 | 20.5 | 11 | 11.5 | 21000 | 25800 | 103.2% | 2 | Residential | 500 | Yes | 2 | Yes
207658953 | Mini/Multi Split | COMFORTSTAR | HRCU-A-CB-O (Mini-Split Heat Pump, with Remote Outdoor Unit Air-Source, Free Delivery) | CHF36CD(O) |  | Mini-Splits (Non-Ducted) | TIP-36 |  | 36000 | 19 |  | 9.5 | 10.3 |  | 39000 | 33000 | 84.62% | 36000 | 19.4 | 9.5 | 10.5 | 33000 | 40000 | 100% | 1.85 | Residential | 750 | Yes | 3 | Yes
207658954 | Mini/Multi Split | COMFORTSTAR | HRCU-A-CB-O (Mini-Split Heat Pump, with Remote Outdoor Unit Air-Source, Free Delivery) | CHF48CD(O) |  | Mini-Splits (Non-Ducted) | TIP-48 |  | 48000 | 16.5 |  | 8.3 | 10.7 |  | 51000 | 35000 | 68.63% | 48000 | 16.8 | 8.3 | 10.7 | 35000 | 48000 | 90.57% | 1.98 | Residential | 1000 | Yes | 4 | Yes
207658958 | Mini/Multi Split | COMFORTSTAR | HRCU-A-CB-O (Mini-Split Heat Pump, with Remote Outdoor Unit Air-Source, Free Delivery) | CZP48CD(O) |  | Mini-Splits (Non-Ducted) | FPA-48DU |  | 48000 | 18 |  | 9.3 | 11 |  | 50000 | 29000 | 58% | 48000 | 18.9 | 9.3 | 10 | 29000 | 35000 | 70% | 1.85 | Residential | 1000 | Yes | 4 | Yes
207658961 | Mini/Multi Split | COMFORTSTAR | HRCU-A-CB-O (Mini-Split Heat Pump, with Remote Outdoor Unit Air-Source, Free Delivery) | CHF24CD(O) |  | Mini-Splits (Non-Ducted) | FPA-24 |  | 24000 | 20.2 |  | 11.5 | 11.6 |  | 24600 | 19000 | 77.24% | 24000 | 20.5 | 11.7 | 11 | 19000 | 25000 | 100% | 2.1 | Residential | 500 | Yes | 2 | Both
207658963 | Mini/Multi Split | COMFORTSTAR | HRCU-A-CB-O (Mini-Split Heat Pump, with Remote Outdoor Unit Air-Source, Free Delivery) | CHF48CD(O) |  | Mini-Splits (Non-Ducted) | FPA-48DU |  | 48000 | 17 |  | 8.2 | 10.8 |  | 50000 | 35000 | 70% | 48000 | 17 | 8.2 | 9.8 | 35000 | 49000 | 96.08% | 1.8 | Residential | 1000 | Yes | 4 | Yes
207658965 | Mini/Multi Split | COMFORTSTAR | HMSV-A-CB (Multi-Split Heat Pump) | CMZ-18-2Z |  | Ducted Indoor Units |  |  | 18000 | 19 |  | 12 | 10.8 |  | 19000 | 14800 | 77.89% | 18000 | 19 | 12 | 9.8 | 14800 | 13300 | 70% | 2 | Residential | 375 | Yes | 1.5 | Both
207658977 | Mini/Multi Split | COMFORTSTAR | HMSV-A-CB (Multi-Split Heat Pump) | CVH-18-2SH |  | Ducted Indoor Units |  |  | 18500 | 19 |  | 11.5 | 9.8 |  | 19000 | 16000 | 84.21% | 19000 | 19 | 12 | 9.3 | 16000 | 19000 | 95% | 1.85 | Residential | 395 | Yes | 1.58 | Both
207658980 | Mini/Multi Split | COMFORTSTAR | HMSV-A-CB (Multi-Split Heat Pump) | CVH-27-3SH |  | Ducted Indoor Units |  |  | 28000 | 20 |  | 11.5 | 10.1 |  | 28000 | 27000 | 96.43% | 28000 | 20 | 11.7 | 9.5 | 27000 | 25000 | 89.29% | 1.8 | Residential | 582.5 | Yes | 2.33 | Both
207658984 | Mini/Multi Split | COMFORTSTAR | HMSV-A-CB (Multi-Split Heat Pump) | CVH-48-5SH |  | Non-Ducted Indoor Units |  |  | 48000 | 21.5 |  | 11.6 | 11 |  | 49000 | 36000 | 73.47% | 48000 | 21.8 | 11.7 | 9.8 | 36000 | 45000 | 91.84% | 2 | Residential | 1000 | Yes | 4 | Both
207658985 | Mini/Multi Split | COMFORTSTAR | HMSV-A-CB (Multi-Split Heat Pump) | CVH-48-5SH |  | Ducted Indoor Units |  |  | 48000 | 20.2 |  | 11.4 | 10.5 |  | 50000 | 36000 | 72% | 47000 | 20.9 | 11.7 | 8.9 | 36000 | 42500 | 86.73% | 2 | Residential | 980 | Yes | 3.92 | Both
207683238 | Mini/Multi Split | NAPOLEON | HMSV-A-CB (Multi-Split Heat Pump) | NDHAM-28-O |  | Non-Ducted Indoor Units |  |  | 28000 | 22 |  | 11.5 | 10 |  | 28000 | 25600 | 91.43% | 28000 | 22.6 | 11.8 | 9.8 | 25600 | 25000 | 89.29% | 1.8 | Residential | 582.5 | Yes | 2.33 | Both
207683263 | Mini/Multi Split | CanAir | HMSV-A-CB (Multi-Split Heat Pump) | C28MC218H21 |  | Ducted Indoor Units |  |  | 18000 | 19 |  | 12 | 10.8 |  | 19000 | 14800 | 77.89% | 18000 | 19 | 12 | 9.8 | 14800 | 13300 | 70% | 2 | Residential | 375 | Yes | 1.5 | Both
207683271 | Mini/Multi Split | CanAir | HMSV-A-CB (Multi-Split Heat Pump) | C28MC548H21 |  | Non-Ducted Indoor Units |  |  | 48000 | 21.5 |  | 11.6 | 11 |  | 49000 | 36000 | 73.47% | 48000 | 21.8 | 11.7 | 9.8 | 36000 | 45000 | 91.84% | 2 | Residential | 1000 | Yes | 4 | Both
207683272 | Mini/Multi Split | CanAir | HMSV-A-CB (Multi-Split Heat Pump) | C28MC548H21 |  | Ducted Indoor Units |  |  | 48000 | 20.2 |  | 11.4 | 10.5 |  | 50000 | 36000 | 72% | 47000 | 20.9 | 11.7 | 8.9 | 36000 | 42500 | 86.73% | 2 | Residential | 980 | Yes | 3.92 | Both
207683289 | Mini/Multi Split | CARRIER | HRCU-A-CB-O (Mini-Split Heat Pump, with Remote Outdoor Unit Air-Source, Free Delivery) | 38MBRCQ48AA3 |  | Mini-Splits (Non-Ducted) | 40MBCAQ48XA3 |  | 48000 | 17.8 |  | 9.5 | 11.5 |  | 50000 | 30000 | 60% | 48000 | 18.5 | 9.5 | 9.8 | 30000 | 35600 | 71.2% | 1.98 | Residential | 1000 | Yes | 4 | Yes
207683291 | Mini/Multi Split | CARRIER | HRCU-A-CB-O (Mini-Split Heat Pump, with Remote Outdoor Unit Air-Source, Free Delivery) | 38MBRCQ48AA3 |  | Mini-Splits (Non-Ducted) | 40MBFQ48---3 |  | 48000 | 18 |  | 9.3 | 11 |  | 50000 | 29000 | 58% | 48000 | 18.9 | 9.3 | 10 | 29000 | 35000 | 70% | 1.85 | Residential | 1000 | Yes | 4 | Yes
207683292 | Mini/Multi Split | CARRIER | HRCU-A-CB-O (Mini-Split Heat Pump, with Remote Outdoor Unit Air-Source, Free Delivery) | 38MARBQ24AA3 |  | Mini-Splits (Non-Ducted) | 40MBCAQ24XA3 |  | 24000 | 20.2 |  | 11 | 11.6 |  | 25000 | 21000 | 84% | 24000 | 20.5 | 11 | 11.5 | 21000 | 25800 | 103.2% | 2 | Residential | 500 | Yes | 2 | Yes
207683296 | Mini/Multi Split | BRYANT | HRCU-A-CB-O (Mini-Split Heat Pump, with Remote Outdoor Unit Air-Source, Free Delivery) | 38MBRCQ48AA3 |  | Mini-Splits (Non-Ducted) | 40MBCAQ48XA3 |  | 48000 | 17.8 |  | 9.5 | 11.5 |  | 50000 | 30000 | 60% | 48000 | 18.5 | 9.5 | 9.8 | 30000 | 35600 | 71.2% | 1.98 | Residential | 1000 | Yes | 4 | Yes
207683298 | Mini/Multi Split | BRYANT | HRCU-A-CB-O (Mini-Split Heat Pump, with Remote Outdoor Unit Air-Source, Free Delivery) | 38MBRCQ48AA3 |  | Mini-Splits (Non-Ducted) | 40MBFQ48---3 |  | 48000 | 18 |  | 9.3 | 11 |  | 50000 | 29000 | 58% | 48000 | 18.9 | 9.3 | 10 | 29000 | 35000 | 70% | 1.85 | Residential | 1000 | Yes | 4 | Yes
207683299 | Mini/Multi Split | BRYANT | HRCU-A-CB-O (Mini-Split Heat Pump, with Remote Outdoor Unit Air-Source, Free Delivery) | 38MARBQ24AA3 |  | Mini-Splits (Non-Ducted) | 40MBCAQ24XA3 |  | 24000 | 20.2 |  | 11 | 11.6 |  | 25000 | 21000 | 84% | 24000 | 20.5 | 11 | 11.5 | 21000 | 25800 | 103.2% | 2 | Residential | 500 | Yes | 2 | Yes
207683303 | Mini/Multi Split | PAYNE | HRCU-A-CB-O (Mini-Split Heat Pump, with Remote Outdoor Unit Air-Source, Free Delivery) | 38MBRCQ48AA3 |  | Mini-Splits (Non-Ducted) | 40MBCAQ48XA3 |  | 48000 | 17.8 |  | 9.5 | 11.5 |  | 50000 | 30000 | 60% | 48000 | 18.5 | 9.5 | 9.8 | 30000 | 35600 | 71.2% | 1.98 | Residential | 1000 | Yes | 4 | Yes
207683305 | Mini/Multi Split | PAYNE | HRCU-A-CB-O (Mini-Split Heat Pump, with Remote Outdoor Unit Air-Source, Free Delivery) | 38MBRCQ48AA3 |  | Mini-Splits (Non-Ducted) | 40MBFQ48---3 |  | 48000 | 18 |  | 9.3 | 11 |  | 50000 | 29000 | 58% | 48000 | 18.9 | 9.3 | 10 | 29000 | 35000 | 70% | 1.85 | Residential | 1000 | Yes | 4 | Yes
207683306 | Mini/Multi Split | PAYNE | HRCU-A-CB-O (Mini-Split Heat Pump, with Remote Outdoor Unit Air-Source, Free Delivery) | 38MARBQ24AA3 |  | Mini-Splits (Non-Ducted) | 40MBCAQ24XA3 |  | 24000 | 20.2 |  | 11 | 11.6 |  | 25000 | 21000 | 84% | 24000 | 20.5 | 11 | 11.5 | 21000 | 25800 | 103.2% | 2 | Residential | 500 | Yes | 2 | Yes
207683310 | Mini/Multi Split | Weathermaker | HRCU-A-CB-O (Mini-Split Heat Pump, with Remote Outdoor Unit Air-Source, Free Delivery) | 38MBRCQ48AA3 |  | Mini-Splits (Non-Ducted) | 40MBCAQ48XA3 |  | 48000 | 17.8 |  | 9.5 | 11.5 |  | 50000 | 30000 | 60% | 48000 | 18.5 | 9.5 | 9.8 | 30000 | 35600 | 71.2% | 1.98 | Residential | 1000 | Yes | 4 | Yes
207683312 | Mini/Multi Split | Weathermaker | HRCU-A-CB-O (Mini-Split Heat Pump, with Remote Outdoor Unit Air-Source, Free Delivery) | 38MBRCQ48AA3 |  | Mini-Splits (Non-Ducted) | 40MBFQ48---3 |  | 48000 | 18 |  | 9.3 | 11 |  | 50000 | 29000 | 58% | 48000 | 18.9 | 9.3 | 10 | 29000 | 35000 | 70% | 1.85 | Residential | 1000 | Yes | 4 | Yes
207683313 | Mini/Multi Split | Weathermaker | HRCU-A-CB-O (Mini-Split Heat Pump, with Remote Outdoor Unit Air-Source, Free Delivery) | 38MARBQ24AA3 |  | Mini-Splits (Non-Ducted) | 40MBCAQ24XA3 |  | 24000 | 20.2 |  | 11 | 11.6 |  | 25000 | 21000 | 84% | 24000 | 20.5 | 11 | 11.5 | 21000 | 25800 | 103.2% | 2 | Residential | 500 | Yes | 2 | Yes
207683317 | Mini/Multi Split | MIDEA | HRCU-A-CB-O (Mini-Split Heat Pump, with Remote Outdoor Unit Air-Source, Free Delivery) | 38MBRCQ48AA3 |  | Mini-Splits (Non-Ducted) | 40MBCAQ48XA3 |  | 48000 | 17.8 |  | 9.5 | 11.5 |  | 50000 | 30000 | 60% | 48000 | 18.5 | 9.5 | 9.8 | 30000 | 35600 | 71.2% | 1.98 | Residential | 1000 | Yes | 4 | Yes
207683319 | Mini/Multi Split | MIDEA | HRCU-A-CB-O (Mini-Split Heat Pump, with Remote Outdoor Unit Air-Source, Free Delivery) | 38MBRCQ48AA3 |  | Mini-Splits (Non-Ducted) | 40MBFQ48---3 |  | 48000 | 18 |  | 9.3 | 11 |  | 50000 | 29000 | 58% | 48000 | 18.9 | 9.3 | 10 | 29000 | 35000 | 70% | 1.85 | Residential | 1000 | Yes | 4 | Yes
207683320 | Mini/Multi Split | MIDEA | HRCU-A-CB-O (Mini-Split Heat Pump, with Remote Outdoor Unit Air-Source, Free Delivery) | 38MARBQ24AA3 |  | Mini-Splits (Non-Ducted) | 40MBCAQ24XA3 |  | 24000 | 20.2 |  | 11 | 11.6 |  | 25000 | 21000 | 84% | 24000 | 20.5 | 11 | 11.5 | 21000 | 25800 | 103.2% | 2 | Residential | 500 | Yes | 2 | Yes
207683324 | Mini/Multi Split | ARCOAIRE | HRCU-A-CB-O (Mini-Split Heat Pump, with Remote Outdoor Unit Air-Source, Free Delivery) | DLCLRCH48AAK |  | Mini-Splits (Non-Ducted) | DLFLCBH48XAK |  | 48000 | 17.8 |  | 9.5 | 11.5 |  | 50000 | 30000 | 60% | 48000 | 18.5 | 9.5 | 9.8 | 30000 | 35600 | 71.2% | 1.98 | Residential | 1000 | Yes | 4 | Yes
207683326 | Mini/Multi Split | ARCOAIRE | HRCU-A-CB-O (Mini-Split Heat Pump, with Remote Outdoor Unit Air-Source, Free Delivery) | DLCLRCH48AAK |  | Mini-Splits (Non-Ducted) | DLFLFAH48XAK |  | 48000 | 18 |  | 9.3 | 11 |  | 50000 | 29000 | 58% | 48000 | 18.9 | 9.3 | 10 | 29000 | 35000 | 70% | 1.85 | Residential | 1000 | Yes | 4 | Yes
207683327 | Mini/Multi Split | ARCOAIRE | HRCU-A-CB-O (Mini-Split Heat Pump, with Remote Outdoor Unit Air-Source, Free Delivery) | DLCSRBH24AAK |  | Mini-Splits (Non-Ducted) | DLFSCBH24XAK |  | 24000 | 20.2 |  | 11 | 11.6 |  | 25000 | 21000 | 84% | 24000 | 20.5 | 11 | 11.5 | 21000 | 25800 | 103.2% | 2 | Residential | 500 | Yes | 2 | Yes
207683331 | Mini/Multi Split | COMFORTMAKER | HRCU-A-CB-O (Mini-Split Heat Pump, with Remote Outdoor Unit Air-Source, Free Delivery) | DLCLRCH48AAK |  | Mini-Splits (Non-Ducted) | DLFLCBH48XAK |  | 48000 | 17.8 |  | 9.5 | 11.5 |  | 50000 | 30000 | 60% | 48000 | 18.5 | 9.5 | 9.8 | 30000 | 35600 | 71.2% | 1.98 | Residential | 1000 | Yes | 4 | Yes
207683333 | Mini/Multi Split | COMFORTMAKER | HRCU-A-CB-O (Mini-Split Heat Pump, with Remote Outdoor Unit Air-Source, Free Delivery) | DLCLRCH48AAK |  | Mini-Splits (Non-Ducted) | DLFLFAH48XAK |  | 48000 | 18 |  | 9.3 | 11 |  | 50000 | 29000 | 58% | 48000 | 18.9 | 9.3 | 10 | 29000 | 35000 | 70% | 1.85 | Residential | 1000 | Yes | 4 | Yes
207683334 | Mini/Multi Split | COMFORTMAKER | HRCU-A-CB-O (Mini-Split Heat Pump, with Remote Outdoor Unit Air-Source, Free Delivery) | DLCSRBH24AAK |  | Mini-Splits (Non-Ducted) | DLFSCBH24XAK |  | 24000 | 20.2 |  | 11 | 11.6 |  | 25000 | 21000 | 84% | 24000 | 20.5 | 11 | 11.5 | 21000 | 25800 | 103.2% | 2 | Residential | 500 | Yes | 2 | Yes
207683338 | Mini/Multi Split | DAY & NIGHT | HRCU-A-CB-O (Mini-Split Heat Pump, with Remote Outdoor Unit Air-Source, Free Delivery) | DLCLRCH48AAK |  | Mini-Splits (Non-Ducted) | DLFLCBH48XAK |  | 48000 | 17.8 |  | 9.5 | 11.5 |  | 50000 | 30000 | 60% | 48000 | 18.5 | 9.5 | 9.8 | 30000 | 35600 | 71.2% | 1.98 | Residential | 1000 | Yes | 4 | Yes
207683340 | Mini/Multi Split | DAY & NIGHT | HRCU-A-CB-O (Mini-Split Heat Pump, with Remote Outdoor Unit Air-Source, Free Delivery) | DLCLRCH48AAK |  | Mini-Splits (Non-Ducted) | DLFLFAH48XAK |  | 48000 | 18 |  | 9.3 | 11 |  | 50000 | 29000 | 58% | 48000 | 18.9 | 9.3 | 10 | 29000 | 35000 | 70% | 1.85 | Residential | 1000 | Yes | 4 | Yes
207683341 | Mini/Multi Split | DAY & NIGHT | HRCU-A-CB-O (Mini-Split Heat Pump, with Remote Outdoor Unit Air-Source, Free Delivery) | DLCSRBH24AAK |  | Mini-Splits (Non-Ducted) | DLFSCBH24XAK |  | 24000 | 20.2 |  | 11 | 11.6 |  | 25000 | 21000 | 84% | 24000 | 20.5 | 11 | 11.5 | 21000 | 25800 | 103.2% | 2 | Residential | 500 | Yes | 2 | Yes
207683345 | Mini/Multi Split | HEIL | HRCU-A-CB-O (Mini-Split Heat Pump, with Remote Outdoor Unit Air-Source, Free Delivery) | DLCLRCH48AAK |  | Mini-Splits (Non-Ducted) | DLFLCBH48XAK |  | 48000 | 17.8 |  | 9.5 | 11.5 |  | 50000 | 30000 | 60% | 48000 | 18.5 | 9.5 | 9.8 | 30000 | 35600 | 71.2% | 1.98 | Residential | 1000 | Yes | 4 | Yes
207683347 | Mini/Multi Split | HEIL | HRCU-A-CB-O (Mini-Split Heat Pump, with Remote Outdoor Unit Air-Source, Free Delivery) | DLCLRCH48AAK |  | Mini-Splits (Non-Ducted) | DLFLFAH48XAK |  | 48000 | 18 |  | 9.3 | 11 |  | 50000 | 29000 | 58% | 48000 | 18.9 | 9.3 | 10 | 29000 | 35000 | 70% | 1.85 | Residential | 1000 | Yes | 4 | Yes
207683348 | Mini/Multi Split | HEIL | HRCU-A-CB-O (Mini-Split Heat Pump, with Remote Outdoor Unit Air-Source, Free Delivery) | DLCSRBH24AAK |  | Mini-Splits (Non-Ducted) | DLFSCBH24XAK |  | 24000 | 20.2 |  | 11 | 11.6 |  | 25000 | 21000 | 84% | 24000 | 20.5 | 11 | 11.5 | 21000 | 25800 | 103.2% | 2 | Residential | 500 | Yes | 2 | Yes
207683352 | Mini/Multi Split | KEEPRITE | HRCU-A-CB-O (Mini-Split Heat Pump, with Remote Outdoor Unit Air-Source, Free Delivery) | DLCLRCH48AAK |  | Mini-Splits (Non-Ducted) | DLFLCBH48XAK |  | 48000 | 17.8 |  | 9.5 | 11.5 |  | 50000 | 30000 | 60% | 48000 | 18.5 | 9.5 | 9.8 | 30000 | 35600 | 71.2% | 1.98 | Residential | 1000 | Yes | 4 | Yes
207683354 | Mini/Multi Split | KEEPRITE | HRCU-A-CB-O (Mini-Split Heat Pump, with Remote Outdoor Unit Air-Source, Free Delivery) | DLCLRCH48AAK |  | Mini-Splits (Non-Ducted) | DLFLFAH48XAK |  | 48000 | 18 |  | 9.3 | 11 |  | 50000 | 29000 | 58% | 48000 | 18.9 | 9.3 | 10 | 29000 | 35000 | 70% | 1.85 | Residential | 1000 | Yes | 4 | Yes
207683355 | Mini/Multi Split | KEEPRITE | HRCU-A-CB-O (Mini-Split Heat Pump, with Remote Outdoor Unit Air-Source, Free Delivery) | DLCSRBH24AAK |  | Mini-Splits (Non-Ducted) | DLFSCBH24XAK |  | 24000 | 20.2 |  | 11 | 11.6 |  | 25000 | 21000 | 84% | 24000 | 20.5 | 11 | 11.5 | 21000 | 25800 | 103.2% | 2 | Residential | 500 | Yes | 2 | Yes
207683359 | Mini/Multi Split | KENMORE | HRCU-A-CB-O (Mini-Split Heat Pump, with Remote Outdoor Unit Air-Source, Free Delivery) | DLCLRCH48AAK |  | Mini-Splits (Non-Ducted) | DLFLCBH48XAK |  | 48000 | 17.8 |  | 9.5 | 11.5 |  | 50000 | 30000 | 60% | 48000 | 18.5 | 9.5 | 9.8 | 30000 | 35600 | 71.2% | 1.98 | Residential | 1000 | Yes | 4 | Yes
207683361 | Mini/Multi Split | KENMORE | HRCU-A-CB-O (Mini-Split Heat Pump, with Remote Outdoor Unit Air-Source, Free Delivery) | DLCLRCH48AAK |  | Mini-Splits (Non-Ducted) | DLFLFAH48XAK |  | 48000 | 18 |  | 9.3 | 11 |  | 50000 | 29000 | 58% | 48000 | 18.9 | 9.3 | 10 | 29000 | 35000 | 70% | 1.85 | Residential | 1000 | Yes | 4 | Yes
207683362 | Mini/Multi Split | KENMORE | HRCU-A-CB-O (Mini-Split Heat Pump, with Remote Outdoor Unit Air-Source, Free Delivery) | DLCSRBH24AAK |  | Mini-Splits (Non-Ducted) | DLFSCBH24XAK |  | 24000 | 20.2 |  | 11 | 11.6 |  | 25000 | 21000 | 84% | 24000 | 20.5 | 11 | 11.5 | 21000 | 25800 | 103.2% | 2 | Residential | 500 | Yes | 2 | Yes
207683366 | Mini/Multi Split | MIDEA | HRCU-A-CB-O (Mini-Split Heat Pump, with Remote Outdoor Unit Air-Source, Free Delivery) | DLCLRCH48AAK |  | Mini-Splits (Non-Ducted) | DLFLCBH48XAK |  | 48000 | 17.8 |  | 9.5 | 11.5 |  | 50000 | 30000 | 60% | 48000 | 18.5 | 9.5 | 9.8 | 30000 | 35600 | 71.2% | 1.98 | Residential | 1000 | Yes | 4 | Yes
207683368 | Mini/Multi Split | MIDEA | HRCU-A-CB-O (Mini-Split Heat Pump, with Remote Outdoor Unit Air-Source, Free Delivery) | DLCLRCH48AAK |  | Mini-Splits (Non-Ducted) | DLFLFAH48XAK |  | 48000 | 18 |  | 9.3 | 11 |  | 50000 | 29000 | 58% | 48000 | 18.9 | 9.3 | 10 | 29000 | 35000 | 70% | 1.85 | Residential | 1000 | Yes | 4 | Yes
207683369 | Mini/Multi Split | MIDEA | HRCU-A-CB-O (Mini-Split Heat Pump, with Remote Outdoor Unit Air-Source, Free Delivery) | DLCSRBH24AAK |  | Mini-Splits (Non-Ducted) | DLFSCBH24XAK |  | 24000 | 20.2 |  | 11 | 11.6 |  | 25000 | 21000 | 84% | 24000 | 20.5 | 11 | 11.5 | 21000 | 25800 | 103.2% | 2 | Residential | 500 | Yes | 2 | Yes
207683373 | Mini/Multi Split | TEMPSTAR | HRCU-A-CB-O (Mini-Split Heat Pump, with Remote Outdoor Unit Air-Source, Free Delivery) | DLCLRCH48AAK |  | Mini-Splits (Non-Ducted) | DLFLCBH48XAK |  | 48000 | 17.8 |  | 9.5 | 11.5 |  | 50000 | 30000 | 60% | 48000 | 18.5 | 9.5 | 9.8 | 30000 | 35600 | 71.2% | 1.98 | Residential | 1000 | Yes | 4 | Yes
207683375 | Mini/Multi Split | TEMPSTAR | HRCU-A-CB-O (Mini-Split Heat Pump, with Remote Outdoor Unit Air-Source, Free Delivery) | DLCLRCH48AAK |  | Mini-Splits (Non-Ducted) | DLFLFAH48XAK |  | 48000 | 18 |  | 9.3 | 11 |  | 50000 | 29000 | 58% | 48000 | 18.9 | 9.3 | 10 | 29000 | 35000 | 70% | 1.85 | Residential | 1000 | Yes | 4 | Yes
207683376 | Mini/Multi Split | TEMPSTAR | HRCU-A-CB-O (Mini-Split Heat Pump, with Remote Outdoor Unit Air-Source, Free Delivery) | DLCSRBH24AAK |  | Mini-Splits (Non-Ducted) | DLFSCBH24XAK |  | 24000 | 20.2 |  | 11 | 11.6 |  | 25000 | 21000 | 84% | 24000 | 20.5 | 11 | 11.5 | 21000 | 25800 | 103.2% | 2 | Residential | 500 | Yes | 2 | Yes
207683380 | Mini/Multi Split | SMART COMFORT | HRCU-A-CB-O (Mini-Split Heat Pump, with Remote Outdoor Unit Air-Source, Free Delivery) | DLCLRCH48AAK |  | Mini-Splits (Non-Ducted) | DLFLCBH48XAK |  | 48000 | 17.8 |  | 9.5 | 11.5 |  | 50000 | 30000 | 60% | 48000 | 18.5 | 9.5 | 9.8 | 30000 | 35600 | 71.2% | 1.98 | Residential | 1000 | Yes | 4 | Yes
207683382 | Mini/Multi Split | SMART COMFORT | HRCU-A-CB-O (Mini-Split Heat Pump, with Remote Outdoor Unit Air-Source, Free Delivery) | DLCLRCH48AAK |  | Mini-Splits (Non-Ducted) | DLFLFAH48XAK |  | 48000 | 18 |  | 9.3 | 11 |  | 50000 | 29000 | 58% | 48000 | 18.9 | 9.3 | 10 | 29000 | 35000 | 70% | 1.85 | Residential | 1000 | Yes | 4 | Yes
207683383 | Mini/Multi Split | SMART COMFORT | HRCU-A-CB-O (Mini-Split Heat Pump, with Remote Outdoor Unit Air-Source, Free Delivery) | DLCSRBH24AAK |  | Mini-Splits (Non-Ducted) | DLFSCBH24XAK |  | 24000 | 20.2 |  | 11 | 11.6 |  | 25000 | 21000 | 84% | 24000 | 20.5 | 11 | 11.5 | 21000 | 25800 | 103.2% | 2 | Residential | 500 | Yes | 2 | Yes
207683387 | Mini/Multi Split | AIRQUEST | HRCU-A-CB-O (Mini-Split Heat Pump, with Remote Outdoor Unit Air-Source, Free Delivery) | DLCLRCH48AAK |  | Mini-Splits (Non-Ducted) | DLFLCBH48XAK |  | 48000 | 17.8 |  | 9.5 | 11.5 |  | 50000 | 30000 | 60% | 48000 | 18.5 | 9.5 | 9.8 | 30000 | 35600 | 71.2% | 1.98 | Residential | 1000 | Yes | 4 | Yes
207683389 | Mini/Multi Split | AIRQUEST | HRCU-A-CB-O (Mini-Split Heat Pump, with Remote Outdoor Unit Air-Source, Free Delivery) | DLCLRCH48AAK |  | Mini-Splits (Non-Ducted) | DLFLFAH48XAK |  | 48000 | 18 |  | 9.3 | 11 |  | 50000 | 29000 | 58% | 48000 | 18.9 | 9.3 | 10 | 29000 | 35000 | 70% | 1.85 | Residential | 1000 | Yes | 4 | Yes
207683390 | Mini/Multi Split | AIRQUEST | HRCU-A-CB-O (Mini-Split Heat Pump, with Remote Outdoor Unit Air-Source, Free Delivery) | DLCSRBH24AAK |  | Mini-Splits (Non-Ducted) | DLFSCBH24XAK |  | 24000 | 20.2 |  | 11 | 11.6 |  | 25000 | 21000 | 84% | 24000 | 20.5 | 11 | 11.5 | 21000 | 25800 | 103.2% | 2 | Residential | 500 | Yes | 2 | Yes
207683472 | Mini/Multi Split | MIDEA | HMSV-A-CB (Multi-Split Heat Pump) | MMCMRAQ18BA3 |  | Ducted Indoor Units |  |  | 18000 | 19 |  | 12 | 10.8 |  | 19000 | 14800 | 77.89% | 18000 | 19 | 12 | 9.8 | 14800 | 13300 | 70% | 2 | Residential | 375 | Yes | 1.5 | Both
207683483 | Mini/Multi Split | MIDEA | HMSV-A-CB (Multi-Split Heat Pump) | MMCMHAQ48EA3 |  | Non-Ducted Indoor Units |  |  | 48000 | 21.5 |  | 11.6 | 11 |  | 49000 | 36000 | 73.47% | 48000 | 21.8 | 11.7 | 9.8 | 36000 | 45000 | 91.84% | 2 | Residential | 1000 | Yes | 4 | Both
207683484 | Mini/Multi Split | MIDEA | HMSV-A-CB (Multi-Split Heat Pump) | MMCMHAQ48EA3 |  | Ducted Indoor Units |  |  | 48000 | 20.2 |  | 11.4 | 10.5 |  | 50000 | 36000 | 72% | 47000 | 20.9 | 11.7 | 8.9 | 36000 | 42500 | 86.73% | 2 | Residential | 980 | Yes | 3.92 | Both
207683513 | Mini/Multi Split | LENNOX | HRCU-A-CB-O (Mini-Split Heat Pump, with Remote Outdoor Unit Air-Source, Free Delivery) | MPC048S4S-1P |  | Mini-Splits (Non-Ducted) | MCFA048S4-2P |  | 48000 | 18 |  | 9.3 | 11 |  | 50000 | 29000 | 58% | 48000 | 18.9 | 9.1 | 9.7 | 29000 | 35000 | 70% | 1.85 | Residential | 1000 | Yes | 4 | Yes
207683519 | Mini/Multi Split | LENNOX | HRCU-A-CB-O (Mini-Split Heat Pump, with Remote Outdoor Unit Air-Source, Free Delivery) | MPC048S4S-1P |  | Mini-Splits (Non-Ducted) | M33C048S4-1P |  | 48000 | 17.8 |  | 9.5 | 11 |  | 50000 | 30000 | 60% | 47000 | 18.5 | 9.5 | 9.8 | 30000 | 35600 | 71.2% | 1.98 | Residential | 980 | Yes | 3.92 | Yes
207683530 | Mini/Multi Split | LENNOX | HRCU-A-CB-O (Mini-Split Heat Pump, with Remote Outdoor Unit Air-Source, Free Delivery) | MLB024S4S-1P |  | Mini-Splits (Non-Ducted) | MCFA024S4-2P |  | 24000 | 20.2 |  | 11.5 | 11.6 |  | 24600 | 19000 | 77.24% | 24000 | 20.5 | 11.7 | 11 | 19000 | 25000 | 100% | 2.1 | Residential | 500 | Yes | 2 | Both
207683534 | Mini/Multi Split | LENNOX | HRCU-A-CB-O (Mini-Split Heat Pump, with Remote Outdoor Unit Air-Source, Free Delivery) | MLB024S4S-1P |  | Mini-Splits (Non-Ducted) | M33C024S4-1P |  | 24000 | 20.2 |  | 11 | 11.6 |  | 25000 | 21000 | 84% | 24000 | 20.5 | 11 | 11.5 | 21000 | 25800 | 103.2% | 2 | Residential | 500 | Yes | 2 | Yes
207691825 | Mini/Multi Split | YONAN | HMSV-A-CB (Multi-Split Heat Pump) | YSMO-18HRN1 |  | Ducted Indoor Units |  |  | 18000 | 19 |  | 12 | 10.8 |  | 19000 | 14800 | 77.89% | 18000 | 19 | 12 | 9.8 | 14800 | 13300 | 70% | 2 | Residential | 375 | Yes | 1.5 | Both
207691846 | Mini/Multi Split | AIRGREAN | HMSV-A-CB (Multi-Split Heat Pump) | AG-MO18IR410AH |  | Ducted Indoor Units |  |  | 18000 | 19 |  | 12 | 10.8 |  | 19000 | 14800 | 77.89% | 18000 | 19 | 12 | 9.8 | 14800 | 13300 | 70% | 2 | Residential | 375 | Yes | 1.5 | Both
207691848 | Mini/Multi Split | KANIONco | HMSV-A-CB (Multi-Split Heat Pump) | KWSMO-18R410AIHMV |  | Ducted Indoor Units |  |  | 18000 | 19 |  | 12 | 10.8 |  | 19000 | 14800 | 77.89% | 18000 | 19 | 12 | 9.8 | 14800 | 13300 | 70% | 2 | Residential | 375 | Yes | 1.5 | Both
207698066 | Mini/Multi Split | SAMSUNG | HRCU-A-CB (Mini-Split System: Heat Pump with Outdoor Unit-Air-Source, Ducted) | AC030BXSCCH |  | Mini-Splits (Ducted) | AC030BNZDCH |  | 30000 | 18.2 |  | 12.5 | 9.5 |  | 34000 | 31800 | 93.53% | 30000 | 18.5 | 12.5 | 8.6 | 31800 | 34000 | 100% | 1.84 | Residential | 625 | Yes | 2.5 | Both
207698067 | Mini/Multi Split | SAMSUNG | HRCU-A-CB (Mini-Split System: Heat Pump with Outdoor Unit-Air-Source, Ducted) | AC036BXSCCH |  | Mini-Splits (Ducted) | AC036BNZDCH |  | 36000 | 18.3 |  | 11.5 | 10.3 |  | 40000 | 37000 | 92.5% | 36000 | 18.7 | 11.5 | 8.6 | 37000 | 37000 | 92.5% | 1.92 | Residential | 750 | Yes | 3 | Yes
207698072 | Mini/Multi Split | SAMSUNG | HRCU-A-CB (Mini-Split System: Heat Pump with Outdoor Unit-Air-Source, Ducted) | AC036BXSCCH |  | Mini-Splits (Ducted) | AC036BNHDCH |  | 36000 | 19.3 |  | 12.2 | 10 |  | 40000 | 38500 | 96.25% | 36000 | 19.4 | 12.2 | 8.8 | 38500 | 35800 | 89.5% | 1.94 | Residential | 750 | Yes | 3 | Both
207699085 | Mini/Multi Split | KANIONco | HRCU-A-CB-O (Mini-Split Heat Pump, with Remote Outdoor Unit Air-Source, Free Delivery) | KWSM-09IR410AHS16MV |  | Mini-Splits (Non-Ducted) | KWSM-09IR410AHS16MV |  | 9000 | 16.5 |  | 8.8 | 9.4 |  | 10000 | 6400 | 64% | 9000 | 18.5 | 10.5 | 8.8 | 6400 | 7100 | 71% | 2.1 | Residential | 187.5 | Yes | 0.75 | Yes
207699107 | Mini/Multi Split | LENNOX | HMSV-A-CB (Multi-Split Heat Pump) | MLB048S4M-2P |  | Non-Ducted Indoor Units |  |  | 48000 | 20.5 |  | 11.6 | 11 |  | 49000 | 36000 | 73.47% | 48000 | 21.8 | 11.7 | 9.8 | 36000 | 45000 | 91.84% | 2 | Residential | 1000 | Yes | 4 | Both
207699108 | Mini/Multi Split | LENNOX | HMSV-A-CB (Multi-Split Heat Pump) | MLB048S4M-2P |  | Ducted Indoor Units |  |  | 48000 | 20.2 |  | 11.4 | 10.5 |  | 50000 | 36000 | 72% | 47000 | 20.9 | 11.7 | 8.9 | 36000 | 42500 | 86.73% | 2 | Residential | 980 | Yes | 3.92 | Both
207699114 | Mini/Multi Split | MDV | HMSV-A-CB (Multi-Split Heat Pump) | M3OJ-24HFN1-M-L |  | Ducted Indoor Units |  |  | 24000 | 15.5 |  | 11 | 9 |  | 24000 | 22000 | 91.67% | 24000 | 16 | 11.7 | 8.6 | 22000 | 19000 | 79.17% | 1.9 | Residential | 500 | Yes | 2 | Both
207699117 | Mini/Multi Split | LENNOX | HMSV-A-CB (Multi-Split Heat Pump) | MPC024S4M-1P |  | Ducted Indoor Units |  |  | 24000 | 15.5 |  | 11 | 9 |  | 24000 | 22000 | 91.67% | 24000 | 16 | 11.7 | 8.6 | 22000 | 19000 | 79.17% | 1.9 | Residential | 500 | Yes | 2 | Both
207709200 | Mini/Multi Split | Convectair | HRCU-A-CB-O (Mini-Split Heat Pump, with Remote Outdoor Unit Air-Source, Free Delivery) | 8016-C09-O |  | Mini-Splits (Non-Ducted) | 8016-C09-I |  | 9000 | 16.5 |  | 8.8 | 9.4 |  | 10000 | 6400 | 64% | 9000 | 18.5 | 10.5 | 8.8 | 6400 | 7100 | 71% | 2.1 | Residential | 187.5 | Yes | 0.75 | Yes
207742335 | Mini/Multi Split | C&H | HRCU-A-CB-O (Mini-Split Heat Pump, with Remote Outdoor Unit Air-Source, Free Delivery) | CH-HPR24-230VO |  | Mini-Splits (Non-Ducted) | CH-N24MSPHCT-230VI |  | 24000 | 20.2 |  | 11 | 11.6 |  | 25000 | 21000 | 84% | 24000 | 20.5 | 11 | 11.5 | 21000 | 25800 | 103.2% | 2 | Residential | 500 | Yes | 2 | Yes
207742337 | Mini/Multi Split | C&H | HRCU-A-CB-O (Mini-Split Heat Pump, with Remote Outdoor Unit Air-Source, Free Delivery) | CH-HPR24-230VO |  | Mini-Splits (Non-Ducted) | CH-24MSPHFC-230VI |  | 24000 | 20.2 |  | 11.5 | 11.6 |  | 24600 | 19000 | 77.24% | 24000 | 20.5 | 11.7 | 11 | 19000 | 25000 | 100% | 2.1 | Residential | 500 | Yes | 2 | Both
207742341 | Mini/Multi Split | C&H | HRCU-A-CB-O (Mini-Split Heat Pump, with Remote Outdoor Unit Air-Source, Free Delivery) | CH-N48LCU-230VO |  | Mini-Splits (Non-Ducted) | CH-N48LCCT-230VI |  | 48000 | 17.8 |  | 9.5 | 11.5 |  | 50000 | 30000 | 60% | 48000 | 18.5 | 9.5 | 9.8 | 30000 | 35600 | 71.2% | 1.98 | Residential | 1000 | Yes | 4 | Yes
207742343 | Mini/Multi Split | C&H | HRCU-A-CB-O (Mini-Split Heat Pump, with Remote Outdoor Unit Air-Source, Free Delivery) | CH-N48LCU-230VO |  | Mini-Splits (Non-Ducted) | CH-48LCFC/I |  | 48000 | 18 |  | 9.3 | 11 |  | 50000 | 29000 | 58% | 48000 | 18.9 | 9.3 | 10 | 29000 | 35000 | 70% | 1.85 | Residential | 1000 | Yes | 4 | Yes
207742346 | Mini/Multi Split | C&H | HRCU-A-CB-O (Mini-Split Heat Pump, with Remote Outdoor Unit Air-Source, Free Delivery) | CH-NHPR36LCU-230VO |  | Mini-Splits (Non-Ducted) | CH-N36LCCT-230VI |  | 36000 | 19 |  | 9.5 | 10.3 |  | 39000 | 33000 | 84.62% | 36000 | 19.4 | 9.5 | 10.5 | 33000 | 40000 | 100% | 1.85 | Residential | 750 | Yes | 3 | Yes
207742347 | Mini/Multi Split | C&H | HRCU-A-CB (Mini-Split System: Heat Pump with Outdoor Unit-Air-Source, Ducted) | CH-NHPR36LCU-230VO |  | Mini-Splits (Ducted) | CH-36LCDTU/I |  | 36000 | 17.5 |  | 9 | 11.5 |  | 40000 | 34000 | 85% | 36000 | 16.5 | 9 | 11 | 33400 | 36000 | 85.71% | 1.98 | Residential | 750 | Yes | 3 | Yes
207742349 | Mini/Multi Split | C&H | HRCU-A-CB-O (Mini-Split Heat Pump, with Remote Outdoor Unit Air-Source, Free Delivery) | CH-NHPR48LCU-230VO |  | Mini-Splits (Non-Ducted) | CH-N48LCCT-230VI |  | 48000 | 16.5 |  | 8.3 | 10.7 |  | 51000 | 35000 | 68.63% | 48000 | 16.8 | 8.3 | 10.7 | 35000 | 48000 | 90.57% | 1.98 | Residential | 1000 | Yes | 4 | Yes
207742351 | Mini/Multi Split | C&H | HRCU-A-CB-O (Mini-Split Heat Pump, with Remote Outdoor Unit Air-Source, Free Delivery) | CH-NHPR48LCU-230VO |  | Mini-Splits (Non-Ducted) | CH-48LCFC/I |  | 48000 | 17 |  | 8.2 | 10.8 |  | 50000 | 35000 | 70% | 48000 | 17 | 8.2 | 9.8 | 35000 | 49000 | 96.08% | 1.8 | Residential | 1000 | Yes | 4 | Yes
207742362 | Mini/Multi Split | C&H | HMSV-A-CB (Multi-Split Heat Pump) | CH-18MES-230VO |  | Ducted Indoor Units |  |  | 18000 | 19 |  | 12 | 10.8 |  | 19000 | 14800 | 77.89% | 18000 | 19 | 12 | 9.8 | 14800 | 13300 | 70% | 2 | Residential | 375 | Yes | 1.5 | Both
207742374 | Mini/Multi Split | C&H | HMSV-A-CB (Multi-Split Heat Pump) | CH-HPR19M-230VO |  | Ducted Indoor Units |  |  | 18500 | 19 |  | 11.5 | 9.8 |  | 19000 | 16000 | 84.21% | 19000 | 19 | 12 | 9.3 | 16000 | 19000 | 95% | 1.85 | Residential | 395 | Yes | 1.58 | Both
207742377 | Mini/Multi Split | C&H | HMSV-A-CB (Multi-Split Heat Pump) | CH-HPR28M-230VO |  | Ducted Indoor Units |  |  | 28000 | 20 |  | 11.5 | 10.1 |  | 28000 | 27000 | 96.43% | 28000 | 20 | 11.7 | 9.5 | 27000 | 25000 | 89.29% | 1.8 | Residential | 582.5 | Yes | 2.33 | Both
207742381 | Mini/Multi Split | C&H | HMSV-A-CB (Multi-Split Heat Pump) | CH-HPR48M-230VO |  | Non-Ducted Indoor Units |  |  | 48000 | 21.5 |  | 11.6 | 11 |  | 49000 | 36000 | 73.47% | 48000 | 21.8 | 11.7 | 9.8 | 36000 | 45000 | 91.84% | 2 | Residential | 1000 | Yes | 4 | Both
207742382 | Mini/Multi Split | C&H | HMSV-A-CB (Multi-Split Heat Pump) | CH-HPR48M-230VO |  | Ducted Indoor Units |  |  | 48000 | 20.2 |  | 11.4 | 10.5 |  | 50000 | 36000 | 72% | 47000 | 20.9 | 11.7 | 8.9 | 36000 | 42500 | 86.73% | 2 | Residential | 980 | Yes | 3.92 | Both
207742406 | Mini/Multi Split | TK'S | HMSV-A-CB (Multi-Split Heat Pump) | T2C-18HFN1 |  | Ducted Indoor Units |  |  | 18000 | 19 |  | 12 | 10.8 |  | 19000 | 14800 | 77.89% | 18000 | 19 | 12 | 9.8 | 14800 | 13300 | 70% | 2 | Residential | 375 | Yes | 1.5 | Both
207742438 | Mini/Multi Split | ELIOS | HRCU-A-CB-O (Mini-Split Heat Pump, with Remote Outdoor Unit Air-Source, Free Delivery) | DEA48HOS18230S5 |  | Mini-Splits (Non-Ducted) | DUA48HICU230X5 |  | 48000 | 17.8 |  | 9.5 | 11.5 |  | 50000 | 30000 | 60% | 48000 | 18.5 | 9.5 | 9.8 | 30000 | 35600 | 71.2% | 1.98 | Residential | 1000 | Yes | 4 | Yes
207742442 | Mini/Multi Split | ELIOS | HRCU-A-CB-O (Mini-Split Heat Pump, with Remote Outdoor Unit Air-Source, Free Delivery) | DEA24HOS28230E8 |  | Mini-Splits (Non-Ducted) | DUA24HICU230X5 |  | 24000 | 20.2 |  | 11 | 11.6 |  | 25000 | 21000 | 84% | 24000 | 20.5 | 11 | 11.5 | 21000 | 25800 | 103.2% | 2 | Residential | 500 | Yes | 2 | Yes
207742443 | Mini/Multi Split | ELIOS | HRCU-A-CB-O (Mini-Split Heat Pump, with Remote Outdoor Unit Air-Source, Free Delivery) | DEA36HOS28230E8 |  | Mini-Splits (Non-Ducted) | DUA36HICU230X5 |  | 36000 | 19 |  | 9.5 | 10.3 |  | 39000 | 33000 | 84.62% | 36000 | 19.4 | 9.5 | 10.5 | 33000 | 40000 | 100% | 1.85 | Residential | 750 | Yes | 3 | Yes
207742444 | Mini/Multi Split | ELIOS | HRCU-A-CB-O (Mini-Split Heat Pump, with Remote Outdoor Unit Air-Source, Free Delivery) | DEA48HOS28230E8 |  | Mini-Splits (Non-Ducted) | DUA48HICU230X5 |  | 48000 | 16.5 |  | 8.3 | 10.7 |  | 51000 | 35000 | 68.63% | 48000 | 16.8 | 8.3 | 10.7 | 35000 | 48000 | 90.57% | 1.98 | Residential | 1000 | Yes | 4 | Yes
207742456 | Mini/Multi Split | ELIOS | HRCU-A-CB (Mini-Split System: Heat Pump with Outdoor Unit-Air-Source, Ducted) | DEA36HOS28230E8 |  | Mini-Splits (Ducted) | DUA36HIDU230X5 |  | 36000 | 17.5 |  | 9 | 11.5 |  | 40000 | 34000 | 85% | 36000 | 16.5 | 9 | 11 | 33400 | 36000 | 85.71% | 1.98 | Residential | 750 | Yes | 3 | Yes
207742461 | Mini/Multi Split | ELIOS | HMSV-A-CB (Multi-Split Heat Pump) | DEA18HOM25230X3 |  | Ducted Indoor Units |  |  | 18500 | 19 |  | 11.5 | 9.8 |  | 19000 | 16000 | 84.21% | 19000 | 19 | 12 | 9.3 | 16000 | 19000 | 95% | 1.85 | Residential | 395 | Yes | 1.58 | Both
207742464 | Mini/Multi Split | ELIOS | HMSV-A-CB (Multi-Split Heat Pump) | DEA27HOM25230X3 |  | Ducted Indoor Units |  |  | 28000 | 20 |  | 11.5 | 10.1 |  | 28000 | 27000 | 96.43% | 28000 | 20 | 11.7 | 9.5 | 27000 | 25000 | 89.29% | 1.8 | Residential | 582.5 | Yes | 2.33 | Both
207742469 | Mini/Multi Split | ELIOS | HMSV-A-CB (Multi-Split Heat Pump) | DEA48HOM25230X3 |  | Non-Ducted Indoor Units |  |  | 48000 | 21.5 |  | 11.6 | 11 |  | 49000 | 36000 | 73.47% | 48000 | 21.8 | 11.7 | 9.8 | 36000 | 45000 | 91.84% | 2 | Residential | 1000 | Yes | 4 | Both
207742470 | Mini/Multi Split | ELIOS | HMSV-A-CB (Multi-Split Heat Pump) | DEA48HOM25230X3 |  | Ducted Indoor Units |  |  | 48000 | 20.2 |  | 11.4 | 10.5 |  | 50000 | 36000 | 72% | 47000 | 20.9 | 11.7 | 8.9 | 36000 | 42500 | 86.73% | 2 | Residential | 980 | Yes | 3.92 | Both
207742473 | Mini/Multi Split | ELIOS | HMSV-A-CB (Multi-Split Heat Pump) | DEA18HOM23230X2 |  | Ducted Indoor Units |  |  | 18000 | 19 |  | 12 | 10.8 |  | 19000 | 14800 | 77.89% | 18000 | 19 | 12 | 9.8 | 14800 | 13300 | 70% | 2 | Residential | 375 | Yes | 1.5 | Both
207742507 | Mini/Multi Split | MOOVAIR | HRCU-A-CB-O (Mini-Split Heat Pump, with Remote Outdoor Unit Air-Source, Free Delivery) | DMA48HOS18230S5 |  | Mini-Splits (Non-Ducted) | DUA48HICU230X5 |  | 48000 | 17.8 |  | 9.5 | 11.5 |  | 50000 | 30000 | 60% | 48000 | 18.5 | 9.5 | 9.8 | 30000 | 35600 | 71.2% | 1.98 | Residential | 1000 | Yes | 4 | Yes
207742511 | Mini/Multi Split | MOOVAIR | HRCU-A-CB-O (Mini-Split Heat Pump, with Remote Outdoor Unit Air-Source, Free Delivery) | DMA24HOS28230E8 |  | Mini-Splits (Non-Ducted) | DUA24HICU230X5 |  | 24000 | 20.2 |  | 11 | 11.6 |  | 25000 | 21000 | 84% | 24000 | 20.5 | 11 | 11.5 | 21000 | 25800 | 103.2% | 2 | Residential | 500 | Yes | 2 | Yes
207742512 | Mini/Multi Split | MOOVAIR | HRCU-A-CB-O (Mini-Split Heat Pump, with Remote Outdoor Unit Air-Source, Free Delivery) | DMA36HOS28230E8 |  | Mini-Splits (Non-Ducted) | DUA36HICU230X5 |  | 36000 | 19 |  | 9.5 | 10.3 |  | 39000 | 33000 | 84.62% | 36000 | 19.4 | 9.5 | 10.5 | 33000 | 40000 | 100% | 1.85 | Residential | 750 | Yes | 3 | Yes
207742513 | Mini/Multi Split | MOOVAIR | HRCU-A-CB-O (Mini-Split Heat Pump, with Remote Outdoor Unit Air-Source, Free Delivery) | DMA48HOS28230E8 |  | Mini-Splits (Non-Ducted) | DUA48HICU230X5 |  | 48000 | 16.5 |  | 8.3 | 10.7 |  | 51000 | 35000 | 68.63% | 48000 | 16.8 | 8.3 | 10.7 | 35000 | 48000 | 90.57% | 1.98 | Residential | 1000 | Yes | 4 | Yes
207742525 | Mini/Multi Split | MOOVAIR | HRCU-A-CB (Mini-Split System: Heat Pump with Outdoor Unit-Air-Source, Ducted) | DMA36HOS28230E8 |  | Mini-Splits (Ducted) | DUA36HIDU230X5 |  | 36000 | 17.5 |  | 9 | 11.5 |  | 40000 | 34000 | 85% | 36000 | 16.5 | 9 | 11 | 33400 | 36000 | 85.71% | 1.98 | Residential | 750 | Yes | 3 | Yes
207742530 | Mini/Multi Split | MOOVAIR | HMSV-A-CB (Multi-Split Heat Pump) | DMA18HOM23230X2 |  | Ducted Indoor Units |  |  | 18000 | 19 |  | 12 | 10.8 |  | 19000 | 14800 | 77.89% | 18000 | 19 | 12 | 9.8 | 14800 | 13300 | 70% | 2 | Residential | 375 | Yes | 1.5 | Both
207742542 | Mini/Multi Split | MOOVAIR | HMSV-A-CB (Multi-Split Heat Pump) | DMA18HOM25230X3 |  | Ducted Indoor Units |  |  | 18500 | 19 |  | 11.5 | 9.8 |  | 19000 | 16000 | 84.21% | 19000 | 19 | 12 | 9.3 | 16000 | 19000 | 95% | 1.85 | Residential | 395 | Yes | 1.58 | Both
207742545 | Mini/Multi Split | MOOVAIR | HMSV-A-CB (Multi-Split Heat Pump) | DMA27HOM25230X3 |  | Ducted Indoor Units |  |  | 28000 | 20 |  | 11.5 | 10.1 |  | 28000 | 27000 | 96.43% | 28000 | 20 | 11.7 | 9.5 | 27000 | 25000 | 89.29% | 1.8 | Residential | 582.5 | Yes | 2.33 | Both
207742550 | Mini/Multi Split | MOOVAIR | HMSV-A-CB (Multi-Split Heat Pump) | DMA48HOM25230X3 |  | Non-Ducted Indoor Units |  |  | 48000 | 21.5 |  | 11.6 | 11 |  | 49000 | 36000 | 73.47% | 48000 | 21.8 | 11.7 | 9.8 | 36000 | 45000 | 91.84% | 2 | Residential | 1000 | Yes | 4 | Both
207742551 | Mini/Multi Split | MOOVAIR | HMSV-A-CB (Multi-Split Heat Pump) | DMA48HOM25230X3 |  | Ducted Indoor Units |  |  | 48000 | 20.2 |  | 11.4 | 10.5 |  | 50000 | 36000 | 72% | 47000 | 20.9 | 11.7 | 8.9 | 36000 | 42500 | 86.73% | 2 | Residential | 980 | Yes | 3.92 | Both
207743733 | Mini/Multi Split | DIRECT AIR | HRCU-A-CB-O (Mini-Split Heat Pump, with Remote Outdoor Unit Air-Source, Free Delivery) | DIRM-24HXPRO28-1Z |  | Mini-Splits (Non-Ducted) | DIRM-24HP-CF |  | 24000 | 20.2 |  | 11.5 | 11.6 |  | 24600 | 19000 | 77.24% | 24000 | 20.5 | 11.7 | 11 | 19000 | 25000 | 100% | 2.1 | Residential | 500 | Yes | 2 | Both
207743735 | Mini/Multi Split | DIRECT AIR | HRCU-A-CB-O (Mini-Split Heat Pump, with Remote Outdoor Unit Air-Source, Free Delivery) | DIRM-48LCDA25-1Z |  | Mini-Splits (Non-Ducted) | DIRM-48HP-CF |  | 48000 | 18 |  | 9.3 | 11 |  | 50000 | 29000 | 58% | 48000 | 18.9 | 9.3 | 10 | 29000 | 35000 | 70% | 1.85 | Residential | 1000 | Yes | 4 | Yes
207743744 | Mini/Multi Split | DIRECT AIR | HRCU-A-CB-O (Mini-Split Heat Pump, with Remote Outdoor Unit Air-Source, Free Delivery) | DIRM-24HXPRO28-1Z |  | Mini-Splits (Non-Ducted) | DIRM-24HP-CA |  | 24000 | 20.2 |  | 11 | 11.6 |  | 25000 | 21000 | 84% | 24000 | 20.5 | 11 | 11.5 | 21000 | 25800 | 103.2% | 2 | Residential | 500 | Yes | 2 | Yes
207743746 | Mini/Multi Split | DIRECT AIR | HRCU-A-CB-O (Mini-Split Heat Pump, with Remote Outdoor Unit Air-Source, Free Delivery) | DIRM-48LCDA25-1Z |  | Mini-Splits (Non-Ducted) | DIRM-48HP-CA |  | 48000 | 17.8 |  | 9.5 | 11.5 |  | 50000 | 30000 | 60% | 48000 | 18.5 | 9.5 | 9.8 | 30000 | 35600 | 71.2% | 1.98 | Residential | 1000 | Yes | 4 | Yes
207743774 | Mini/Multi Split | DIRECT AIR | HMSV-A-CB (Multi-Split Heat Pump) | DIRM-18DA25-2Z |  | Ducted Indoor Units |  |  | 18000 | 19 |  | 12 | 10.8 |  | 19000 | 14800 | 77.89% | 18000 | 19 | 12 | 9.8 | 14800 | 13300 | 70% | 2 | Residential | 375 | Yes | 1.5 | Both
207743786 | Mini/Multi Split | DIRECT AIR | HMSV-A-CB (Multi-Split Heat Pump) | DIRM-18HXPRO28-2Z |  | Ducted Indoor Units |  |  | 18500 | 19 |  | 11.5 | 9.8 |  | 19000 | 16000 | 84.21% | 19000 | 19 | 12 | 9.3 | 16000 | 19000 | 95% | 1.85 | Residential | 395 | Yes | 1.58 | Both
207743789 | Mini/Multi Split | DIRECT AIR | HMSV-A-CB (Multi-Split Heat Pump) | DIRM-28HXPRO28-3Z |  | Ducted Indoor Units |  |  | 28000 | 20 |  | 11.5 | 10.1 |  | 28000 | 27000 | 96.43% | 28000 | 20 | 11.7 | 9.5 | 27000 | 25000 | 89.29% | 1.8 | Residential | 582.5 | Yes | 2.33 | Both
207743794 | Mini/Multi Split | DIRECT AIR | HMSV-A-CB (Multi-Split Heat Pump) | DIRM-48HXPRO28-5Z |  | Non-Ducted Indoor Units |  |  | 48000 | 21.5 |  | 11.6 | 11 |  | 49000 | 36000 | 73.47% | 48000 | 21.8 | 11.7 | 9.8 | 36000 | 45000 | 91.84% | 2 | Residential | 1000 | Yes | 4 | Both
207743795 | Mini/Multi Split | DIRECT AIR | HMSV-A-CB (Multi-Split Heat Pump) | DIRM-48HXPRO28-5Z |  | Ducted Indoor Units |  |  | 48000 | 20.2 |  | 11.4 | 10.5 |  | 50000 | 36000 | 72% | 47000 | 20.9 | 11.7 | 8.9 | 36000 | 42500 | 86.73% | 2 | Residential | 980 | Yes | 3.92 | Both
207760018 | Mini/Multi Split | BOSCH | HRCU-A-CB-O (Mini-Split Heat Pump, with Remote Outdoor Unit Air-Source, Free Delivery) | BMS500-AAS024-1CSXHC |  | Mini-Splits (Non-Ducted) | BMS500-AAU024-1AHCXC |  | 24000 | 20.2 |  | 11 | 11.6 |  | 25000 | 21000 | 84% | 24000 | 20.5 | 11 | 11.5 | 21000 | 25800 | 103.2% | 2 | Residential | 500 | Yes | 2 | Yes
207760020 | Mini/Multi Split | BOSCH | HRCU-A-CB-O (Mini-Split Heat Pump, with Remote Outdoor Unit Air-Source, Free Delivery) | BMS500-AAS048-1CSXLC |  | Mini-Splits (Non-Ducted) | BMS500-AAU048-1AHCXC |  | 48000 | 17.8 |  | 9.5 | 11.5 |  | 50000 | 30000 | 60% | 48000 | 18.5 | 9.5 | 9.8 | 30000 | 35600 | 71.2% | 1.98 | Residential | 1000 | Yes | 4 | Yes
207760022 | Mini/Multi Split | BOSCH | HMSV-A-CB (Multi-Split Heat Pump) | BMS500-AAM018-1CSXRC |  | Ducted Indoor Units |  |  | 18000 | 19 |  | 12 | 10.8 |  | 19000 | 14800 | 77.89% | 18000 | 19 | 12 | 9.8 | 14800 | 13300 | 70% | 2 | Residential | 375 | Yes | 1.5 | Both
207760034 | Mini/Multi Split | BOSCH | HMSV-A-CB (Multi-Split Heat Pump) | BMS500-AAM018-1CSXHC |  | Ducted Indoor Units |  |  | 18500 | 19 |  | 11.5 | 9.8 |  | 19000 | 16000 | 84.21% | 19000 | 19 | 12 | 9.3 | 16000 | 19000 | 95% | 1.85 | Residential | 395 | Yes | 1.58 | Both
207760037 | Mini/Multi Split | BOSCH | HMSV-A-CB (Multi-Split Heat Pump) | BMS500-AAM027-1CSXHC |  | Ducted Indoor Units |  |  | 28000 | 20 |  | 11.5 | 10.1 |  | 28000 | 27000 | 96.43% | 28000 | 20 | 11.7 | 9.5 | 27000 | 25000 | 89.29% | 1.8 | Residential | 582.5 | Yes | 2.33 | Both
207760042 | Mini/Multi Split | BOSCH | HMSV-A-CB (Multi-Split Heat Pump) | BMS500-AAM048-1CSXHC |  | Non-Ducted Indoor Units |  |  | 48000 | 21.5 |  | 11.6 | 11 |  | 49000 | 36000 | 73.47% | 48000 | 21.8 | 11.7 | 9.8 | 36000 | 45000 | 91.84% | 2 | Residential | 1000 | Yes | 4 | Both
207760043 | Mini/Multi Split | BOSCH | HMSV-A-CB (Multi-Split Heat Pump) | BMS500-AAM048-1CSXHC |  | Ducted Indoor Units |  |  | 48000 | 20.2 |  | 11.4 | 10.5 |  | 50000 | 36000 | 72% | 47000 | 20.9 | 11.7 | 8.9 | 36000 | 42500 | 86.73% | 2 | Residential | 980 | Yes | 3.92 | Both
207765965 | Mini/Multi Split | COMFORTSTAR | HRCU-A-CB (Mini-Split System: Heat Pump with Outdoor Unit-Air-Source, Ducted) | CHF36CD(O) |  | Mini-Splits (Ducted) | CPA-36DUB |  | 36000 | 17.5 |  | 9 | 11.5 |  | 40000 | 34000 | 85% | 36000 | 16.5 | 9 | 11 | 33400 | 36000 | 85.71% | 1.98 | Residential | 750 | Yes | 3 | Yes
207765968 | Mini/Multi Split | COMFORTSTAR | HRCU-A-CB-O (Mini-Split Heat Pump, with Remote Outdoor Unit Air-Source, Free Delivery) | CZP48CD(O) |  | Mini-Splits (Non-Ducted) | TIP48 |  | 48000 | 17.8 |  | 9.5 | 11.5 |  | 50000 | 30000 | 60% | 48000 | 18.5 | 9.5 | 9.8 | 30000 | 35600 | 71.2% | 1.98 | Residential | 1000 | Yes | 4 | Yes
207768722 | Mini/Multi Split | LENNOX | HMSV-A-CB (Multi-Split Heat Pump) | MPC018S4M-1P |  | Ducted Indoor Units |  |  | 18000 | 19 |  | 12 | 10.8 |  | 19000 | 14800 | 77.89% | 18000 | 19 | 12 | 9.8 | 14800 | 13300 | 70% | 2 | Residential | 375 | Yes | 1.5 | Both
207768728 | Mini/Multi Split | LENNOX | HMSV-A-CB (Multi-Split Heat Pump) | MLB018S4M-1P |  | Ducted Indoor Units |  |  | 18500 | 19 |  | 11.5 | 9.8 |  | 19000 | 16000 | 84.21% | 19000 | 19 | 12 | 9.3 | 16000 | 19000 | 95% | 1.85 | Residential | 395 | Yes | 1.58 | Both
207768731 | Mini/Multi Split | LENNOX | HMSV-A-CB (Multi-Split Heat Pump) | MLB030S4M-1P |  | Ducted Indoor Units |  |  | 28000 | 20 |  | 11.5 | 10.1 |  | 28000 | 27000 | 96.43% | 28000 | 20 | 11.7 | 9.5 | 27000 | 25000 | 89.29% | 1.8 | Residential | 582.5 | Yes | 2.33 | Both
207784946 | Mini/Multi Split | PERFECTAIRE | HRCU-A-CB-O (Mini-Split Heat Pump, with Remote Outdoor Unit Air-Source, Free Delivery) | 3PAMSH09B-SZO |  | Mini-Splits (Non-Ducted) | 3PAMSH09B-SZW |  | 9000 | 16.5 |  | 8.8 | 9.4 |  | 10000 | 6400 | 64% | 9000 | 18.5 | 10.5 | 8.8 | 6400 | 7100 | 71% | 2.1 | Residential | 187.5 | Yes | 0.75 | Yes
207787172 | Mini/Multi Split | Durastar | HMSV-A-CB (Multi-Split Heat Pump) | DRA2U18M1B |  | Ducted Indoor Units |  |  | 18000 | 19 |  | 12 | 10.8 |  | 19000 | 14800 | 77.89% | 18000 | 19 | 12 | 9.8 | 14800 | 13300 | 70% | 2 | Residential | 375 | Yes | 1.5 | Both
207796635 | Mini/Multi Split | PERFECTAIRE | HRCU-A-CB-O (Mini-Split Heat Pump, with Remote Outdoor Unit Air-Source, Free Delivery) | 3PAMSHH24-SZO |  | Mini-Splits (Non-Ducted) | 3PAMSCH24 |  | 24000 | 20.2 |  | 11 | 11.6 |  | 25000 | 21000 | 84% | 24000 | 20.5 | 11 | 11.5 | 21000 | 25800 | 103.2% | 2 | Residential | 500 | Yes | 2 | Yes
207796643 | Mini/Multi Split | KARDA | HRCU-A-CB-O (Mini-Split Heat Pump, with Remote Outdoor Unit Air-Source, Free Delivery) | 3KARDA24SZO |  | Mini-Splits (Non-Ducted) | 3KARDA24UVC |  | 24000 | 20.2 |  | 11 | 11.6 |  | 25000 | 21000 | 84% | 24000 | 20.5 | 11 | 11.5 | 21000 | 25800 | 103.2% | 2 | Residential | 500 | Yes | 2 | Yes
207804199 | Mini/Multi Split | SUNCHILLERS | HMSV-A-CB (Multi-Split Heat Pump) | M18ODU-UL2P |  | Ducted Indoor Units |  |  | 18000 | 19 |  | 12 | 10.8 |  | 19000 | 14800 | 77.89% | 18000 | 19 | 12 | 9.8 | 14800 | 13300 | 70% | 2 | Residential | 375 | Yes | 1.5 | Both
207821916 | Mini/Multi Split | EMERSON QUIET KOOL | HRCU-A-CB (Mini-Split System: Heat Pump with Outdoor Unit-Air-Source, Ducted) | EAC2H18R2C |  | Ducted Indoor Units |  |  | 18000 | 19 |  | 11.5 | 9.6 |  | 18000 | 12700 | 70.56% | 18000 | 19 | 11.5 | 9.4 | 12700 | 18000 | 89.11% | 1.84 | Residential | 375 | Yes | 1.5
207821918 | Mini/Multi Split | EMERSON QUIET KOOL | HRCU-A-CB (Mini-Split System: Heat Pump with Outdoor Unit-Air-Source, Ducted) | EAC2H18R2C |  | Mixed Ducted and Non-Ducted Indoor Units |  |  | 18000 | 20.5 |  | 12 | 10.3 |  | 18000 | 12700 | 70.56% | 18000 | 20 | 12 | 9.45 | 12700 | 18000 | 90% | 1.84 | Residential | 375 | Yes | 1.5 | Both
207821919 | Mini/Multi Split | EMERSON QUIET KOOL | HRCU-A-CB-O (Mini-Split Heat Pump, with Remote Outdoor Unit Air-Source, Free Delivery) | EAC3H24R2C |  | Ducted Indoor Units |  |  | 24000 | 21 |  | 12.1 | 10 |  | 24000 | 14600 | 60.83% | 24000 | 21 | 12.1 | 8.6 | 14600 | 24000 | 97.56% | 1.84 | Residential | 500 | Yes | 2
207821921 | Mini/Multi Split | EMERSON QUIET KOOL | HRCU-A-CB-O (Mini-Split Heat Pump, with Remote Outdoor Unit Air-Source, Free Delivery) | EAC3H24R2C |  | Mixed Ducted and Non-Ducted Indoor Units |  |  | 24000 | 21.5 |  | 12.3 | 10.5 |  | 24000 | 14800 | 61.67% | 24000 | 21.5 | 12.3 | 8.83 | 14800 | 24000 | 99.17% | 1.84 | Residential | 500 | Yes | 2
207821922 | Mini/Multi Split | EMERSON QUIET KOOL | HMSR-A-CB-O (Multi-Split Heat Recovery Heat Pump, Free Delivery) | EAC4H36R2C |  | Ducted Indoor Units |  |  | 32000 | 19.5 |  | 12 | 10.8 |  | 36000 | 23000 | 63.89% | 32000 | 19.5 | 12 | 8.9 | 23000 | 36000 | 95.74% | 1.84 | Residential | 667.5 | Yes | 2.67
207821924 | Mini/Multi Split | EMERSON QUIET KOOL | HRCU-A-CB-O (Mini-Split Heat Pump, with Remote Outdoor Unit Air-Source, Free Delivery) | EAC4H36R2C |  | Mixed Ducted and Non-Ducted Indoor Units |  |  | 32000 | 20.25 |  | 12.25 | 10.9 |  | 36000 | 22600 | 62.78% | 32000 | 20.25 | 12.25 | 8.95 | 22600 | 36000 | 97.3% | 1.84 | Residential | 667.5 | Yes | 2.67
207821925 | Mini/Multi Split | EMERSON QUIET KOOL | HMSV-A-CB (Multi-Split Heat Pump) | EAC5H42R2C |  | Ducted Indoor Units |  |  | 41000 | 18 |  | 10 | 9.5 |  | 42000 | 28400 | 67.62% | 41000 | 18 | 10 | 8.8 | 28400 | 36000 | 80% | 1.84 | Residential | 855 | Yes | 3.42
207821926 | Mini/Multi Split | EMERSON QUIET KOOL | HMSV-A-CB-O (Multi-Split Heat Pump, Free Delivery) | EAC5H42R2C |  | Non-Ducted Indoor Units |  |  | 42000 | 20 |  | 10.5 | 10 |  | 42000 | 27000 | 64.29% | 42000 | 20 | 10.5 | 8.95 | 27000 | 36000 | 86.75% | 1.84 | Residential | 875 | Yes | 3.5
207821936 | Mini/Multi Split | MIDEA | HRCU-A-CB-O (Mini-Split Heat Pump, with Remote Outdoor Unit Air-Source, Free Delivery) | MOX130-09HFN1-MP0W |  | Mini-Splits (Non-Ducted) | MSAFB-09HRDN1-MP0W |  | 9000 | 16.5 |  | 8.8 | 9.4 |  | 10000 | 6400 | 64% | 9000 | 18.5 | 10.5 | 8.8 | 6400 | 7100 | 71% | 2.1 | Residential | 187.5 | Yes | 0.75 | Yes
207821941 | Mini/Multi Split | MIDEA | HRCU-A-CB-O (Mini-Split Heat Pump, with Remote Outdoor Unit Air-Source, Free Delivery) | MOE30U-48HFN1-MP0(GA) |  | Mini-Splits (Non-Ducted) | MCD1-48HRFN1-M(GA) |  | 48000 | 17.8 |  | 9.5 | 11.5 |  | 50000 | 30000 | 60% | 48000 | 18.5 | 9.5 | 9.8 | 30000 | 35600 | 71.2% | 1.98 | Residential | 1000 | Yes | 4 | Yes
207821943 | Mini/Multi Split | MIDEA | HRCU-A-CB-O (Mini-Split Heat Pump, with Remote Outdoor Unit Air-Source, Free Delivery) | MOE30U-48HFN1-MP0(GA) |  | Mini-Splits (Non-Ducted) | MUE-48HRFN1-M(C) |  | 48000 | 18 |  | 9.3 | 11 |  | 50000 | 29000 | 58% | 48000 | 18.9 | 9.3 | 10 | 29000 | 35000 | 70% | 1.85 | Residential | 1000 | Yes | 4 | Yes
207821947 | Mini/Multi Split | Innovair | HRCU-A-CB (Mini-Split System: Heat Pump with Outdoor Unit-Air-Source, Ducted) | VOM18H7R2P7 |  | Ducted Indoor Units |  |  | 18000 | 19 |  | 11.5 | 9.6 |  | 18000 | 12700 | 70.56% | 18000 | 19 | 11.5 | 9.4 | 12700 | 18000 | 89.11% | 1.84 | Residential | 375 | Yes | 1.5
207821949 | Mini/Multi Split | Innovair | HRCU-A-CB (Mini-Split System: Heat Pump with Outdoor Unit-Air-Source, Ducted) | VOM18H7R2P7 |  | Mixed Ducted and Non-Ducted Indoor Units |  |  | 18000 | 20.5 |  | 12 | 10.3 |  | 18000 | 12700 | 70.56% | 18000 | 20 | 12 | 9.45 | 12700 | 18000 | 90% | 1.84 | Residential | 375 | Yes | 1.5 | Both
207821950 | Mini/Multi Split | Innovair | HRCU-A-CB-O (Mini-Split Heat Pump, with Remote Outdoor Unit Air-Source, Free Delivery) | VOM24H7R3P7 |  | Ducted Indoor Units |  |  | 24000 | 21 |  | 12.1 | 10 |  | 24000 | 14600 | 60.83% | 24000 | 21 | 12.1 | 8.6 | 14600 | 24000 | 97.56% | 1.84 | Residential | 500 | Yes | 2
207821952 | Mini/Multi Split | Innovair | HRCU-A-CB-O (Mini-Split Heat Pump, with Remote Outdoor Unit Air-Source, Free Delivery) | VOM24H7R3P7 |  | Mixed Ducted and Non-Ducted Indoor Units |  |  | 24000 | 21.5 |  | 12.3 | 10.5 |  | 24000 | 14800 | 61.67% | 24000 | 21.5 | 12.3 | 8.83 | 14800 | 24000 | 99.17% | 1.84 | Residential | 500 | Yes | 2
207821953 | Mini/Multi Split | Innovair | HMSR-A-CB-O (Multi-Split Heat Recovery Heat Pump, Free Delivery) | VOM36H7R4P7 |  | Ducted Indoor Units |  |  | 32000 | 19.5 |  | 12 | 10.8 |  | 36000 | 23000 | 63.89% | 32000 | 19.5 | 12 | 8.9 | 23000 | 36000 | 95.74% | 1.84 | Residential | 667.5 | Yes | 2.67
207821955 | Mini/Multi Split | Innovair | HRCU-A-CB-O (Mini-Split Heat Pump, with Remote Outdoor Unit Air-Source, Free Delivery) | VOM36H7R4P7 |  | Mixed Ducted and Non-Ducted Indoor Units |  |  | 32000 | 20.25 |  | 12.25 | 10.9 |  | 36000 | 22600 | 62.78% | 32000 | 20.25 | 12.25 | 8.95 | 22600 | 36000 | 97.3% | 1.84 | Residential | 667.5 | Yes | 2.67
207821956 | Mini/Multi Split | Innovair | HMSV-A-CB (Multi-Split Heat Pump) | VOM42H7R5P7 |  | Ducted Indoor Units |  |  | 41000 | 18 |  | 10 | 9.5 |  | 42000 | 28400 | 67.62% | 41000 | 18 | 10 | 8.8 | 28400 | 36000 | 80% | 1.84 | Residential | 855 | Yes | 3.42
207821957 | Mini/Multi Split | Innovair | HMSV-A-CB-O (Multi-Split Heat Pump, Free Delivery) | VOM42H7R5P7 |  | Non-Ducted Indoor Units |  |  | 42000 | 20 |  | 10.5 | 10 |  | 42000 | 27000 | 64.29% | 42000 | 20 | 10.5 | 8.95 | 27000 | 36000 | 86.75% | 1.84 | Residential | 875 | Yes | 3.5
207825499 | Mini/Multi Split | ECO AC | HMSV-A-CB (Multi-Split Heat Pump) | EMH-2O18BB |  | Ducted Indoor Units |  |  | 18000 | 19 |  | 12 | 10.8 |  | 19000 | 14800 | 77.89% | 18000 | 19 | 12 | 9.8 | 14800 | 13300 | 70% | 2 | Residential | 375 | Yes | 1.5 | Both
207825525 | Mini/Multi Split | 1HVAC | HRCU-A-CB-O (Mini-Split Heat Pump, with Remote Outdoor Unit Air-Source, Free Delivery) | ACIQ-24ZPL-HP230B |  | Mini-Splits (Non-Ducted) | ACIQ-24FM-HH-MB |  | 24000 | 20.2 |  | 11.5 | 11.6 |  | 24600 | 19000 | 77.24% | 24000 | 20.5 | 11.7 | 11 | 19000 | 25000 | 100% | 2.1 | Residential | 500 | Yes | 2 | Both
207825544 | Mini/Multi Split | ACIQ | HRCU-A-CB-O (Mini-Split Heat Pump, with Remote Outdoor Unit Air-Source, Free Delivery) | ACIQ-24ZPL-HP230B |  | Mini-Splits (Non-Ducted) | ACIQ-24FM-HH-MB |  | 24000 | 20.2 |  | 11.5 | 11.6 |  | 24600 | 19000 | 77.24% | 24000 | 20.5 | 11.7 | 11 | 19000 | 25000 | 100% | 2.1 | Residential | 500 | Yes | 2 | Both
207825563 | Mini/Multi Split | DIYCOOL | HRCU-A-CB-O (Mini-Split Heat Pump, with Remote Outdoor Unit Air-Source, Free Delivery) | ACIQ-24ZPL-HP230B |  | Mini-Splits (Non-Ducted) | ACIQ-24FM-HH-MB |  | 24000 | 20.2 |  | 11.5 | 11.6 |  | 24600 | 19000 | 77.24% | 24000 | 20.5 | 11.7 | 11 | 19000 | 25000 | 100% | 2.1 | Residential | 500 | Yes | 2 | Both
207825565 | Mini/Multi Split | 1HVAC | HMSV-A-CB (Multi-Split Heat Pump) | ACIQ-18Z-HH-M2B |  | Ducted Indoor Units |  |  | 18500 | 19 |  | 11.5 | 9.8 |  | 19000 | 16000 | 84.21% | 19000 | 19 | 12 | 9.3 | 16000 | 19000 | 95% | 1.85 | Residential | 395 | Yes | 1.58 | Both
207825568 | Mini/Multi Split | 1HVAC | HMSV-A-CB (Multi-Split Heat Pump) | ACIQ-27Z-HH-M3B |  | Ducted Indoor Units |  |  | 28000 | 20 |  | 11.5 | 10.1 |  | 28000 | 27000 | 96.43% | 28000 | 20 | 11.7 | 9.5 | 27000 | 25000 | 89.29% | 1.8 | Residential | 582.5 | Yes | 2.33 | Both
207825573 | Mini/Multi Split | 1HVAC | HMSV-A-CB (Multi-Split Heat Pump) | ACIQ-48Z-HH-M5B |  | Non-Ducted Indoor Units |  |  | 48000 | 21.5 |  | 11.6 | 11 |  | 49000 | 36000 | 73.47% | 48000 | 21.8 | 11.7 | 9.8 | 36000 | 45000 | 91.84% | 2 | Residential | 1000 | Yes | 4 | Both
207825574 | Mini/Multi Split | 1HVAC | HMSV-A-CB (Multi-Split Heat Pump) | ACIQ-48Z-HH-M5B |  | Ducted Indoor Units |  |  | 48000 | 20.2 |  | 11.4 | 10.5 |  | 50000 | 36000 | 72% | 47000 | 20.9 | 11.7 | 8.9 | 36000 | 42500 | 86.73% | 2 | Residential | 980 | Yes | 3.92 | Both
207825577 | Mini/Multi Split | ACIQ | HMSV-A-CB (Multi-Split Heat Pump) | ACIQ-18Z-HH-M2B |  | Ducted Indoor Units |  |  | 18500 | 19 |  | 11.5 | 9.8 |  | 19000 | 16000 | 84.21% | 19000 | 19 | 12 | 9.3 | 16000 | 19000 | 95% | 1.85 | Residential | 395 | Yes | 1.58 | Both
207825580 | Mini/Multi Split | ACIQ | HMSV-A-CB (Multi-Split Heat Pump) | ACIQ-27Z-HH-M3B |  | Ducted Indoor Units |  |  | 28000 | 20 |  | 11.5 | 10.1 |  | 28000 | 27000 | 96.43% | 28000 | 20 | 11.7 | 9.5 | 27000 | 25000 | 89.29% | 1.8 | Residential | 582.5 | Yes | 2.33 | Both
207825585 | Mini/Multi Split | ACIQ | HMSV-A-CB (Multi-Split Heat Pump) | ACIQ-48Z-HH-M5B |  | Non-Ducted Indoor Units |  |  | 48000 | 21.5 |  | 11.6 | 11 |  | 49000 | 36000 | 73.47% | 48000 | 21.8 | 11.7 | 9.8 | 36000 | 45000 | 91.84% | 2 | Residential | 1000 | Yes | 4 | Both
207825586 | Mini/Multi Split | ACIQ | HMSV-A-CB (Multi-Split Heat Pump) | ACIQ-48Z-HH-M5B |  | Ducted Indoor Units |  |  | 48000 | 20.2 |  | 11.4 | 10.5 |  | 50000 | 36000 | 72% | 47000 | 20.9 | 11.7 | 8.9 | 36000 | 42500 | 86.73% | 2 | Residential | 980 | Yes | 3.92 | Both
207825589 | Mini/Multi Split | DIYCOOL | HMSV-A-CB (Multi-Split Heat Pump) | ACIQ-18Z-HH-M2B |  | Ducted Indoor Units |  |  | 18500 | 19 |  | 11.5 | 9.8 |  | 19000 | 16000 | 84.21% | 19000 | 19 | 12 | 9.3 | 16000 | 19000 | 95% | 1.85 | Residential | 395 | Yes | 1.58 | Both
207825592 | Mini/Multi Split | DIYCOOL | HMSV-A-CB (Multi-Split Heat Pump) | ACIQ-27Z-HH-M3B |  | Ducted Indoor Units |  |  | 28000 | 20 |  | 11.5 | 10.1 |  | 28000 | 27000 | 96.43% | 28000 | 20 | 11.7 | 9.5 | 27000 | 25000 | 89.29% | 1.8 | Residential | 582.5 | Yes | 2.33 | Both
207825597 | Mini/Multi Split | DIYCOOL | HMSV-A-CB (Multi-Split Heat Pump) | ACIQ-48Z-HH-M5B |  | Non-Ducted Indoor Units |  |  | 48000 | 21.5 |  | 11.6 | 11 |  | 49000 | 36000 | 73.47% | 48000 | 21.8 | 11.7 | 9.8 | 36000 | 45000 | 91.84% | 2 | Residential | 1000 | Yes | 4 | Both
207825598 | Mini/Multi Split | DIYCOOL | HMSV-A-CB (Multi-Split Heat Pump) | ACIQ-48Z-HH-M5B |  | Ducted Indoor Units |  |  | 48000 | 20.2 |  | 11.4 | 10.5 |  | 50000 | 36000 | 72% | 47000 | 20.9 | 11.7 | 8.9 | 36000 | 42500 | 86.73% | 2 | Residential | 980 | Yes | 3.92 | Both
207825603 | Mini/Multi Split | LENNOX | HRCU-A-CB-O (Mini-Split Heat Pump, with Remote Outdoor Unit Air-Source, Free Delivery) | LISH048000P431-D |  | Mini-Splits (Non-Ducted) | LIUH048180P431-C |  | 48000 | 18 |  | 9.3 | 11 |  | 50000 | 29000 | 58% | 48000 | 18.9 | 9.3 | 10 | 29000 | 35000 | 70% | 1.85 | Residential | 1000 | Yes | 4 | Yes
207825608 | Mini/Multi Split | LENNOX | HRCU-A-CB-O (Mini-Split Heat Pump, with Remote Outdoor Unit Air-Source, Free Delivery) | LISH048000P431-D |  | Mini-Splits (Non-Ducted) | LICH4048180P431-D |  | 48000 | 17.8 |  | 9.5 | 11.5 |  | 50000 | 30000 | 60% | 48000 | 18.5 | 9.5 | 9.8 | 30000 | 35600 | 71.2% | 1.98 | Residential | 1000 | Yes | 4 | Yes
207826686 | Mini/Multi Split | BLUERIDGE | HRCU-A-CB-O (Mini-Split Heat Pump, with Remote Outdoor Unit Air-Source, Free Delivery) | BMY917C |  | Mini-Splits (Non-Ducted) | BMY917WM |  | 9000 | 16.5 |  | 8.8 | 9.4 |  | 10000 | 6400 | 64% | 9000 | 18.5 | 10.5 | 8.8 | 6400 | 7100 | 71% | 2.1 | Residential | 187.5 | Yes | 0.75 | Yes
207827125 | Mini/Multi Split | AC PRO.COM | HMSV-A-CB (Multi-Split Heat Pump) | A2OA-18HFN1-M |  | Ducted Indoor Units |  |  | 18000 | 19 |  | 12 | 10.8 |  | 19000 | 14800 | 77.89% | 18000 | 19 | 12 | 9.8 | 14800 | 13300 | 70% | 2 | Residential | 375 | Yes | 1.5 | Both
207862052 | Mini/Multi Split | MIRAGE | HMSV-A-CB (Multi-Split Heat Pump) | OVMH181B |  | Ducted Indoor Units |  |  | 18000 | 19 |  | 12 | 10.8 |  | 19000 | 14800 | 77.89% | 18000 | 19 | 12 | 9.8 | 14800 | 13300 | 70% | 2 | Residential | 375 | Yes | 1.5 | Both
207862078 | Mini/Multi Split | Breeze33 | HRCU-A-CB-O (Mini-Split Heat Pump, with Remote Outdoor Unit Air-Source, Free Delivery) | BZ33-HYP24OUT2-G2-P |  | Mini-Splits (Non-Ducted) | BZ33-CASS24-G2-P |  | 24000 | 20.2 |  | 11 | 11.6 |  | 25000 | 21000 | 84% | 24000 | 20.5 | 11 | 11.5 | 21000 | 25800 | 103.2% | 2 | Residential | 500 | Yes | 2 | Yes
207862084 | Mini/Multi Split | Breeze33 | HRCU-A-CB-O (Mini-Split Heat Pump, with Remote Outdoor Unit Air-Source, Free Delivery) | BZ33-HYP24OUT2-G2-P |  | Mini-Splits (Non-Ducted) | BZ33-IFMU24-G2-P |  | 24000 | 20.2 |  | 11.5 | 11.6 |  | 24600 | 19000 | 77.24% | 24000 | 20.5 | 11.7 | 11 | 19000 | 25000 | 100% | 2.1 | Residential | 500 | Yes | 2 | Both
207862087 | Mini/Multi Split | Breeze33 | HMSV-A-CB (Multi-Split Heat Pump) | BZ33-HP182Z2-G2-P |  | Ducted Indoor Units |  |  | 18000 | 19 |  | 12 | 10.8 |  | 19000 | 14800 | 77.89% | 18000 | 19 | 12 | 9.8 | 14800 | 13300 | 70% | 2 | Residential | 375 | Yes | 1.5 | Both
207862099 | Mini/Multi Split | Breeze33 | HMSV-A-CB (Multi-Split Heat Pump) | BZ33-HYP182Z2-G2-P |  | Ducted Indoor Units |  |  | 18500 | 19 |  | 11.5 | 9.8 |  | 19000 | 16000 | 84.21% | 19000 | 19 | 12 | 9.3 | 16000 | 19000 | 95% | 1.85 | Residential | 395 | Yes | 1.58 | Both
207862102 | Mini/Multi Split | Breeze33 | HMSV-A-CB (Multi-Split Heat Pump) | BZ33-HYP273Z2-G2-P |  | Ducted Indoor Units |  |  | 28000 | 20 |  | 11.5 | 10.1 |  | 28000 | 27000 | 96.43% | 28000 | 20 | 11.7 | 9.5 | 27000 | 25000 | 89.29% | 1.8 | Residential | 582.5 | Yes | 2.33 | Both
207862107 | Mini/Multi Split | Breeze33 | HMSV-A-CB (Multi-Split Heat Pump) | BZ33-HYP485Z2-G2-P |  | Non-Ducted Indoor Units |  |  | 48000 | 21.5 |  | 11.6 | 11 |  | 49000 | 36000 | 73.47% | 48000 | 21.8 | 11.7 | 9.8 | 36000 | 45000 | 91.84% | 2 | Residential | 1000 | Yes | 4 | Both
207862108 | Mini/Multi Split | Breeze33 | HMSV-A-CB (Multi-Split Heat Pump) | BZ33-HYP485Z2-G2-P |  | Ducted Indoor Units |  |  | 48000 | 20.2 |  | 11.4 | 10.5 |  | 50000 | 36000 | 72% | 47000 | 20.9 | 11.7 | 8.9 | 36000 | 42500 | 86.73% | 2 | Residential | 980 | Yes | 3.92 | Both
208073237 | Mini/Multi Split | AC BEST LA | HMSV-A-CB (Multi-Split Heat Pump) | M2OA-18HFN1-M |  | Ducted Indoor Units |  |  | 18000 | 19 |  | 12 | 10.8 |  | 19000 | 14800 | 77.89% | 18000 | 19 | 12 | 9.8 | 14800 | 13300 | 70% | 2 | Residential | 375 | Yes | 1.5 | Both
208106758 | Mini/Multi Split | Allied | HRCU-A-CB-O (Mini-Split Heat Pump, with Remote Outdoor Unit Air-Source, Free Delivery) | 4DHP2S48S-1P |  | Mini-Splits (Non-Ducted) | D33C248S4-1P |  | 48000 | 17.8 |  | 9.5 | 11 |  | 50000 | 30000 | 60% | 47000 | 18.5 | 9.5 | 9.8 | 30000 | 35600 | 71.2% | 1.98 | Residential | 980 | Yes | 3.92 | Yes
208106763 | Mini/Multi Split | AirEase | HRCU-A-CB-O (Mini-Split Heat Pump, with Remote Outdoor Unit Air-Source, Free Delivery) | 4DHP2S48S-1P |  | Mini-Splits (Non-Ducted) | D33C248S4-1P |  | 48000 | 17.8 |  | 9.5 | 11 |  | 50000 | 30000 | 60% | 47000 | 18.5 | 9.5 | 9.8 | 30000 | 35600 | 71.2% | 1.98 | Residential | 980 | Yes | 3.92 | Yes
208106768 | Mini/Multi Split | Armstrong Air | HRCU-A-CB-O (Mini-Split Heat Pump, with Remote Outdoor Unit Air-Source, Free Delivery) | 4DHP2S48S-1P |  | Mini-Splits (Non-Ducted) | D33C248S4-1P |  | 48000 | 17.8 |  | 9.5 | 11 |  | 50000 | 30000 | 60% | 47000 | 18.5 | 9.5 | 9.8 | 30000 | 35600 | 71.2% | 1.98 | Residential | 980 | Yes | 3.92 | Yes
208106773 | Mini/Multi Split | CONCORD | HRCU-A-CB-O (Mini-Split Heat Pump, with Remote Outdoor Unit Air-Source, Free Delivery) | 4DHP2S48S-1P |  | Mini-Splits (Non-Ducted) | D33C248S4-1P |  | 48000 | 17.8 |  | 9.5 | 11 |  | 50000 | 30000 | 60% | 47000 | 18.5 | 9.5 | 9.8 | 30000 | 35600 | 71.2% | 1.98 | Residential | 980 | Yes | 3.92 | Yes
208106778 | Mini/Multi Split | DUCANE | HRCU-A-CB-O (Mini-Split Heat Pump, with Remote Outdoor Unit Air-Source, Free Delivery) | 4DHP2S48S-1P |  | Mini-Splits (Non-Ducted) | D33C248S4-1P |  | 48000 | 17.8 |  | 9.5 | 11 |  | 50000 | 30000 | 60% | 47000 | 18.5 | 9.5 | 9.8 | 30000 | 35600 | 71.2% | 1.98 | Residential | 980 | Yes | 3.92 | Yes
208106783 | Mini/Multi Split | Allied | HMSV-A-CB (Multi-Split Heat Pump) | 4DHP2S18M-1P |  | Ducted Indoor Units |  |  | 18000 | 19 |  | 12 | 10.8 |  | 19000 | 14800 | 77.89% | 18000 | 19 | 12 | 9.8 | 14800 | 13300 | 70% | 2 | Residential | 375 | Yes | 1.5 | Both
208106794 | Mini/Multi Split | Allied | HMSV-A-CB (Multi-Split Heat Pump) | 4DHP2S48M-1P |  | Non-Ducted Indoor Units |  |  | 48000 | 20.5 |  | 11.6 | 11 |  | 49000 | 36000 | 73.47% | 48000 | 21.8 | 11.7 | 9.8 | 36000 | 45000 | 91.84% | 2 | Residential | 1000 | Yes | 4 | Both
208106795 | Mini/Multi Split | Allied | HMSV-A-CB (Multi-Split Heat Pump) | 4DHP2S48M-1P |  | Ducted Indoor Units |  |  | 48000 | 20.2 |  | 11.4 | 10.5 |  | 50000 | 36000 | 72% | 47000 | 20.9 | 11.7 | 8.9 | 36000 | 42500 | 86.73% | 2 | Residential | 980 | Yes | 3.92 | Both
208106798 | Mini/Multi Split | AirEase | HMSV-A-CB (Multi-Split Heat Pump) | 4DHP2S18M-1P |  | Ducted Indoor Units |  |  | 18000 | 19 |  | 12 | 10.8 |  | 19000 | 14800 | 77.89% | 18000 | 19 | 12 | 9.8 | 14800 | 13300 | 70% | 2 | Residential | 375 | Yes | 1.5 | Both
208106809 | Mini/Multi Split | AirEase | HMSV-A-CB (Multi-Split Heat Pump) | 4DHP2S48M-1P |  | Non-Ducted Indoor Units |  |  | 48000 | 20.5 |  | 11.6 | 11 |  | 49000 | 36000 | 73.47% | 48000 | 21.8 | 11.7 | 9.8 | 36000 | 45000 | 91.84% | 2 | Residential | 1000 | Yes | 4 | Both
208106810 | Mini/Multi Split | AirEase | HMSV-A-CB (Multi-Split Heat Pump) | 4DHP2S48M-1P |  | Ducted Indoor Units |  |  | 48000 | 20.2 |  | 11.4 | 10.5 |  | 50000 | 36000 | 72% | 47000 | 20.9 | 11.7 | 8.9 | 36000 | 42500 | 86.73% | 2 | Residential | 980 | Yes | 3.92 | Both
208106813 | Mini/Multi Split | Armstrong Air | HMSV-A-CB (Multi-Split Heat Pump) | 4DHP2S18M-1P |  | Ducted Indoor Units |  |  | 18000 | 19 |  | 12 | 10.8 |  | 19000 | 14800 | 77.89% | 18000 | 19 | 12 | 9.8 | 14800 | 13300 | 70% | 2 | Residential | 375 | Yes | 1.5 | Both
208106824 | Mini/Multi Split | Armstrong Air | HMSV-A-CB (Multi-Split Heat Pump) | 4DHP2S48M-1P |  | Non-Ducted Indoor Units |  |  | 48000 | 20.5 |  | 11.6 | 11 |  | 49000 | 36000 | 73.47% | 48000 | 21.8 | 11.7 | 9.8 | 36000 | 45000 | 91.84% | 2 | Residential | 1000 | Yes | 4 | Both
208106825 | Mini/Multi Split | Armstrong Air | HMSV-A-CB (Multi-Split Heat Pump) | 4DHP2S48M-1P |  | Ducted Indoor Units |  |  | 48000 | 20.2 |  | 11.4 | 10.5 |  | 50000 | 36000 | 72% | 47000 | 20.9 | 11.7 | 8.9 | 36000 | 42500 | 86.73% | 2 | Residential | 980 | Yes | 3.92 | Both
208106828 | Mini/Multi Split | CONCORD | HMSV-A-CB (Multi-Split Heat Pump) | 4DHP2S18M-1P |  | Ducted Indoor Units |  |  | 18000 | 19 |  | 12 | 10.8 |  | 19000 | 14800 | 77.89% | 18000 | 19 | 12 | 9.8 | 14800 | 13300 | 70% | 2 | Residential | 375 | Yes | 1.5 | Both
208106839 | Mini/Multi Split | CONCORD | HMSV-A-CB (Multi-Split Heat Pump) | 4DHP2S48M-1P |  | Non-Ducted Indoor Units |  |  | 48000 | 20.5 |  | 11.6 | 11 |  | 49000 | 36000 | 73.47% | 48000 | 21.8 | 11.7 | 9.8 | 36000 | 45000 | 91.84% | 2 | Residential | 1000 | Yes | 4 | Both
208106840 | Mini/Multi Split | CONCORD | HMSV-A-CB (Multi-Split Heat Pump) | 4DHP2S48M-1P |  | Ducted Indoor Units |  |  | 48000 | 20.2 |  | 11.4 | 10.5 |  | 50000 | 36000 | 72% | 47000 | 20.9 | 11.7 | 8.9 | 36000 | 42500 | 86.73% | 2 | Residential | 980 | Yes | 3.92 | Both
208106843 | Mini/Multi Split | DUCANE | HMSV-A-CB (Multi-Split Heat Pump) | 4DHP2S18M-1P |  | Ducted Indoor Units |  |  | 18000 | 19 |  | 12 | 10.8 |  | 19000 | 14800 | 77.89% | 18000 | 19 | 12 | 9.8 | 14800 | 13300 | 70% | 2 | Residential | 375 | Yes | 1.5 | Both
208106854 | Mini/Multi Split | DUCANE | HMSV-A-CB (Multi-Split Heat Pump) | 4DHP2S48M-1P |  | Non-Ducted Indoor Units |  |  | 48000 | 20.5 |  | 11.6 | 11 |  | 49000 | 36000 | 73.47% | 48000 | 21.8 | 11.7 | 9.8 | 36000 | 45000 | 91.84% | 2 | Residential | 1000 | Yes | 4 | Both
208106855 | Mini/Multi Split | DUCANE | HMSV-A-CB (Multi-Split Heat Pump) | 4DHP2S48M-1P |  | Ducted Indoor Units |  |  | 48000 | 20.2 |  | 11.4 | 10.5 |  | 50000 | 36000 | 72% | 47000 | 20.9 | 11.7 | 8.9 | 36000 | 42500 | 86.73% | 2 | Residential | 980 | Yes | 3.92 | Both
208106985 | Mini/Multi Split | YONAN | HRCU-A-CB-O (Mini-Split Heat Pump, with Remote Outdoor Unit Air-Source, Free Delivery) | YOE-48HFN1 |  | Mini-Splits (Non-Ducted) | YCD-48HRFN1 |  | 48000 | 17.8 |  | 9.5 | 11.5 |  | 50000 | 30000 | 60% | 48000 | 18.5 | 9.5 | 9.8 | 30000 | 35600 | 71.2% | 1.98 | Residential | 1000 | Yes | 4 | Yes
208106987 | Mini/Multi Split | YONAN | HRCU-A-CB-O (Mini-Split Heat Pump, with Remote Outdoor Unit Air-Source, Free Delivery) | YOE-48HFN1 |  | Mini-Splits (Non-Ducted) | YUE-48HRFN1 |  | 48000 | 18 |  | 9.3 | 11 |  | 50000 | 29000 | 58% | 48000 | 18.9 | 9.3 | 10 | 29000 | 35000 | 70% | 1.85 | Residential | 1000 | Yes | 4 | Yes
208119673 | Mini/Multi Split | Airlux | HMSV-A-CB (Multi-Split Heat Pump) | AM2M18O/2022 |  | Ducted Indoor Units |  |  | 18000 | 19 |  | 12 | 10.8 |  | 19000 | 14800 | 77.89% | 18000 | 19 | 12 | 9.8 | 14800 | 13300 | 70% | 2 | Residential | 375 | Yes | 1.5 | Both
208121869 | Mini/Multi Split | ECO-AIR | HMSV-A-CB (Multi-Split Heat Pump) | M2OA-18HFN1-M |  | Ducted Indoor Units |  |  | 18000 | 19 |  | 12 | 10.8 |  | 19000 | 14800 | 77.89% | 18000 | 19 | 12 | 9.8 | 14800 | 13300 | 70% | 2 | Residential | 375 | Yes | 1.5 | Both
208121906 | Mini/Multi Split | Alsetria | HMSV-A-CB (Multi-Split Heat Pump) | M2OA-18HFN1-M |  | Ducted Indoor Units |  |  | 18000 | 19 |  | 12 | 10.8 |  | 19000 | 14800 | 77.89% | 18000 | 19 | 12 | 9.8 | 14800 | 13300 | 70% | 2 | Residential | 375 | Yes | 1.5 | Both
208121917 | Mini/Multi Split | EMI | HRCU-A-CB-O (Mini-Split Heat Pump, with Remote Outdoor Unit Air-Source, Free Delivery) | ADSZ109DA |  | Mini-Splits (Non-Ducted) | ADWAL09DA |  | 9000 | 16.5 |  | 8.8 | 9.4 |  | 10000 | 6400 | 64% | 9000 | 18.5 | 10.5 | 8.8 | 6400 | 7100 | 71% | 2.1 | Residential | 187.5 | Yes | 0.75 | Yes
208121931 | Mini/Multi Split | EMI | HRCU-A-CB-O (Mini-Split Heat Pump, with Remote Outdoor Unit Air-Source, Free Delivery) | MHSZ124DA |  | Mini-Splits (Non-Ducted) | MHCAS24DA |  | 24000 | 20.2 |  | 11 | 11.6 |  | 25000 | 21000 | 84% | 24000 | 20.5 | 11 | 11.5 | 21000 | 25800 | 103.2% | 2 | Residential | 500 | Yes | 2 | Yes
208121933 | Mini/Multi Split | EMI | HMSV-A-CB (Multi-Split Heat Pump) | MHMZ218DA |  | Ducted Indoor Units |  |  | 18500 | 19 |  | 11.5 | 9.8 |  | 19000 | 16000 | 84.21% | 19000 | 19 | 12 | 9.3 | 16000 | 19000 | 95% | 1.85 | Residential | 395 | Yes | 1.58 | Both
208121936 | Mini/Multi Split | EMI | HMSV-A-CB (Multi-Split Heat Pump) | MHMZ327DA |  | Ducted Indoor Units |  |  | 28000 | 20 |  | 11.5 | 10.1 |  | 28000 | 27000 | 96.43% | 28000 | 20 | 11.7 | 9.5 | 27000 | 25000 | 89.29% | 1.8 | Residential | 582.5 | Yes | 2.33 | Both
208121941 | Mini/Multi Split | EMI | HMSV-A-CB (Multi-Split Heat Pump) | MHMZ548DA |  | Non-Ducted Indoor Units |  |  | 48000 | 21.5 |  | 11.6 | 11 |  | 49000 | 36000 | 73.47% | 48000 | 21.8 | 11.7 | 9.8 | 36000 | 45000 | 91.84% | 2 | Residential | 1000 | Yes | 4 | Both
208121942 | Mini/Multi Split | EMI | HMSV-A-CB (Multi-Split Heat Pump) | MHMZ548DA |  | Ducted Indoor Units |  |  | 48000 | 20.2 |  | 11.4 | 10.5 |  | 50000 | 36000 | 72% | 47000 | 20.9 | 11.7 | 8.9 | 36000 | 42500 | 86.73% | 2 | Residential | 980 | Yes | 3.92 | Both
208121949 | Mini/Multi Split | PIONEER | HRCU-A-CB-O (Mini-Split Heat Pump, with Remote Outdoor Unit Air-Source, Free Delivery) | YN048GMFI18RUE |  | Mini-Splits (Non-Ducted) | CB048GMFILDFHE |  | 48000 | 17.8 |  | 9.5 | 11.5 |  | 50000 | 30000 | 60% | 48000 | 18.5 | 9.5 | 9.8 | 30000 | 35600 | 71.2% | 1.98 | Residential | 1000 | Yes | 4 | Yes
208121960 | Mini/Multi Split | PIONEER | HRCU-A-CB-O (Mini-Split Heat Pump, with Remote Outdoor Unit Air-Source, Free Delivery) | YN048GMFI18RUE |  | Mini-Splits (Non-Ducted) | UB048GMFILCFHD |  | 48000 | 18 |  | 9.3 | 11 |  | 50000 | 29000 | 58% | 48000 | 18.9 | 9.3 | 10 | 29000 | 35000 | 70% | 1.85 | Residential | 1000 | Yes | 4 | Yes
208121962 | Mini/Multi Split | PIONEER | HMSV-A-CB (Multi-Split Heat Pump) | YN020GMFI22M2E |  | Ducted Indoor Units |  |  | 18000 | 19 |  | 12 | 10.8 |  | 19000 | 14800 | 77.89% | 18000 | 19 | 12 | 9.8 | 14800 | 13300 | 70% | 2 | Residential | 375 | Yes | 1.5 | Both
208128274 | Mini/Multi Split | SEA BREEZE+ | HRCU-A-CB-O (Mini-Split Heat Pump, with Remote Outdoor Unit Air-Source, Free Delivery) | CSZ36H424ZMO |  | Mini-Splits (Non-Ducted) | CA36H424ZMI |  | 36000 | 19 |  | 9.5 | 10.3 |  | 39000 | 33000 | 84.62% | 36000 | 19.4 | 9.5 | 10.5 | 33000 | 40000 | 100% | 1.85 | Residential | 750 | Yes | 3 | Yes
208128275 | Mini/Multi Split | SEA BREEZE+ | HRCU-A-CB-O (Mini-Split Heat Pump, with Remote Outdoor Unit Air-Source, Free Delivery) | CSZ48H424ZMO |  | Mini-Splits (Non-Ducted) | CA48H424ZMI |  | 48000 | 16.5 |  | 8.3 | 10.7 |  | 51000 | 35000 | 68.63% | 48000 | 16.8 | 8.3 | 10.7 | 35000 | 48000 | 90.57% | 1.98 | Residential | 1000 | Yes | 4 | Yes
208128283 | Mini/Multi Split | SEA BREEZE+ | HMSV-A-CB (Multi-Split Heat Pump) | MZ18H424ZMO |  | Ducted Indoor Units |  |  | 18000 | 19 |  | 12 | 10.8 |  | 19000 | 14800 | 77.89% | 18000 | 19 | 12 | 9.8 | 14800 | 13300 | 70% | 2 | Residential | 375 | Yes | 1.5 | Both
208128294 | Mini/Multi Split | SEA BREEZE+ | HMSV-A-CB (Multi-Split Heat Pump) | HMZ28H424ZMO |  | Non-Ducted Indoor Units |  |  | 28000 | 22 |  | 11.5 | 10 |  | 28000 | 25600 | 91.43% | 28000 | 22.6 | 11.8 | 9.8 | 25600 | 25000 | 89.29% | 1.8 | Residential | 582.5 | Yes | 2.33 | Both
208128295 | Mini/Multi Split | SEA BREEZE+ | HMSV-A-CB (Multi-Split Heat Pump) | HMZ28H424ZMO |  | Ducted Indoor Units |  |  | 28000 | 20 |  | 11.5 | 10.1 |  | 28000 | 27000 | 96.43% | 28000 | 20 | 11.7 | 9.5 | 27000 | 25000 | 89.29% | 1.8 | Residential | 582.5 | Yes | 2.33 | Both
208130812 | Mini/Multi Split | LBG Products | HRCU-A-CB-O (Mini-Split Heat Pump, with Remote Outdoor Unit Air-Source, Free Delivery) | LUHB48DO |  | Mini-Splits (Non-Ducted) | LUHB48DSI |  | 48000 | 17.8 |  | 9.5 | 11.5 |  | 50000 | 30000 | 60% | 48000 | 18.5 | 9.5 | 9.8 | 30000 | 35600 | 71.2% | 1.98 | Residential | 1000 | Yes | 4 | Yes
208130824 | Mini/Multi Split | LBG Products | HRCU-A-CB-O (Mini-Split Heat Pump, with Remote Outdoor Unit Air-Source, Free Delivery) | LUHB48DO |  | Mini-Splits (Non-Ducted) | LUHB48DZDI |  | 48000 | 18 |  | 9.3 | 11 |  | 50000 | 29000 | 58% | 48000 | 18.9 | 9.3 | 10 | 29000 | 35000 | 70% | 1.85 | Residential | 1000 | Yes | 4 | Yes
208130834 | Mini/Multi Split | LBG Products | HRCU-A-CB-O (Mini-Split Heat Pump, with Remote Outdoor Unit Air-Source, Free Delivery) | LBHB24DVWO |  | Mini-Splits (Non-Ducted) | LMHB24DSI |  | 24000 | 20.2 |  | 11 | 11.6 |  | 25000 | 21000 | 84% | 24000 | 20.5 | 11 | 11.5 | 21000 | 25800 | 103.2% | 2 | Residential | 500 | Yes | 2 | Yes
208130835 | Mini/Multi Split | LBG Products | HRCU-A-CB-O (Mini-Split Heat Pump, with Remote Outdoor Unit Air-Source, Free Delivery) | LUUHB36DO |  | Mini-Splits (Non-Ducted) | LUHB36DSI |  | 36000 | 19 |  | 9.5 | 10.3 |  | 39000 | 33000 | 84.62% | 36000 | 19.4 | 9.5 | 10.5 | 33000 | 40000 | 100% | 1.85 | Residential | 750 | Yes | 3 | Yes
208130836 | Mini/Multi Split | LBG Products | HRCU-A-CB-O (Mini-Split Heat Pump, with Remote Outdoor Unit Air-Source, Free Delivery) | LUUHB48DO |  | Mini-Splits (Non-Ducted) | LUHB48DSI |  | 48000 | 16.5 |  | 8.3 | 10.7 |  | 51000 | 35000 | 68.63% | 48000 | 16.8 | 8.3 | 10.7 | 35000 | 48000 | 90.57% | 1.98 | Residential | 1000 | Yes | 4 | Yes
208130841 | Mini/Multi Split | LBG Products | HRCU-A-CB (Mini-Split System: Heat Pump with Outdoor Unit-Air-Source, Ducted) | LUUHB36DO |  | Mini-Splits (Ducted) | LUHB36DFI |  | 36000 | 17.5 |  | 9 | 11.5 |  | 40000 | 34000 | 85% | 36000 | 16.5 | 9 | 11 | 33400 | 36000 | 85.71% | 1.98 | Residential | 750 | Yes | 3 | Yes
208130845 | Mini/Multi Split | LBG Products | HRCU-A-CB-O (Mini-Split Heat Pump, with Remote Outdoor Unit Air-Source, Free Delivery) | LBHB24DVWO |  | Mini-Splits (Non-Ducted) | LMHB24DZDI |  | 24000 | 20.2 |  | 11.5 | 11.6 |  | 24600 | 19000 | 77.24% | 24000 | 20.5 | 11.7 | 11 | 19000 | 25000 | 100% | 2.1 | Residential | 500 | Yes | 2 | Both
208130847 | Mini/Multi Split | LBG Products | HRCU-A-CB-O (Mini-Split Heat Pump, with Remote Outdoor Unit Air-Source, Free Delivery) | LUUHB48DO |  | Mini-Splits (Non-Ducted) | LUHB48DZDI |  | 48000 | 17 |  | 8.2 | 10.8 |  | 50000 | 35000 | 70% | 48000 | 17 | 8.2 | 9.8 | 35000 | 49000 | 96.08% | 1.8 | Residential | 1000 | Yes | 4 | Yes
208132541 | Mini/Multi Split | MDV | HMSV-A-CB (Multi-Split Heat Pump) | M5OA-55HFN1-M-[X](2) |  | Non-Ducted Indoor Units |  |  | 55000 | 21.5 |  | 10.5 | 10.6 |  | 55000 | 34400 | 62.55% | 55000 | 22 | 10.5 | 9.5 | 34400 | 46000 | 83.64% | 1.9 | Residential | 1145 | Yes | 4.58 | Yes
208132542 | Mini/Multi Split | MDV | HMSV-A-CB (Multi-Split Heat Pump) | M5OA-55HFN1-M-[X](2) |  | Ducted Indoor Units |  |  | 55000 | 19 |  | 10.5 | 11 |  | 55000 | 35200 | 64% | 55000 | 18.8 | 10.5 | 9.3 | 35200 | 46000 | 83.64% | 1.9 | Residential | 1145 | Yes | 4.58 | Yes
208132543 | Mini/Multi Split | MDV | HMSV-A-CB (Multi-Split Heat Pump) | M5OA-55HFN1-M-[X]*(2) |  | Non-Ducted Indoor Units |  |  | 55000 | 19 |  | 10.5 | 10.8 |  | 55000 | 34800 | 63.27% | 55000 | 20 | 10.5 | 9.5 | 34800 | 45500 | 82.73% | 1.8 | Residential | 1145 | Yes | 4.58 | Yes
208132544 | Mini/Multi Split | MDV | HMSV-A-CB (Multi-Split Heat Pump) | M5OA-55HFN1-M-[X]*(2) |  | Ducted Indoor Units |  |  | 55000 | 19 |  | 10.5 | 11 |  | 55000 | 35200 | 64% | 55000 | 18.8 | 10.5 | 9.3 | 35200 | 46000 | 83.64% | 1.9 | Residential | 1145 | Yes | 4.58 | Yes
208136313 | Mini/Multi Split | ELIOS | HMSV-A-CB (Multi-Split Heat Pump) | DEA55HOM25230X3 |  | Non-Ducted Indoor Units |  |  | 55000 | 21.5 |  | 10.5 | 10.6 |  | 55000 | 34400 | 62.55% | 55000 | 22 | 10.5 | 9.5 | 34400 | 46000 | 83.64% | 1.9 | Residential | 1145 | Yes | 4.58 | Yes
208136314 | Mini/Multi Split | ELIOS | HMSV-A-CB (Multi-Split Heat Pump) | DEA55HOM25230X3 |  | Ducted Indoor Units |  |  | 55000 | 19 |  | 10.5 | 11 |  | 55000 | 35200 | 64% | 55000 | 18.8 | 10.5 | 9.3 | 35200 | 46000 | 83.64% | 1.9 | Residential | 1145 | Yes | 4.58 | Yes
208136319 | Mini/Multi Split | MOOVAIR | HMSV-A-CB (Multi-Split Heat Pump) | DMA55HOM25230X3 |  | Non-Ducted Indoor Units |  |  | 55000 | 21.5 |  | 10.5 | 10.6 |  | 55000 | 34400 | 62.55% | 55000 | 22 | 10.5 | 9.5 | 34400 | 46000 | 83.64% | 1.9 | Residential | 1145 | Yes | 4.58 | Yes
208136320 | Mini/Multi Split | MOOVAIR | HMSV-A-CB (Multi-Split Heat Pump) | DMA55HOM25230X3 |  | Ducted Indoor Units |  |  | 55000 | 19 |  | 10.5 | 11 |  | 55000 | 35200 | 64% | 55000 | 18.8 | 10.5 | 9.3 | 35200 | 46000 | 83.64% | 1.9 | Residential | 1145 | Yes | 4.58 | Yes
208280082 | Mini/Multi Split | TRUST AIR CONDITIONERS | HRCU-A-CB-O (Mini-Split Heat Pump, with Remote Outdoor Unit Air-Source, Free Delivery) | OUS48H/O4S41P |  | Mini-Splits (Non-Ducted) | IUMC448H/I41P |  | 48000 | 17.8 |  | 9.5 | 11.5 |  | 50000 | 30000 | 60% | 48000 | 18.5 | 9.5 | 9.8 | 30000 | 35600 | 71.2% | 1.98 | Residential | 1000 | Yes | 4 | Yes
208280093 | Mini/Multi Split | TRUST AIR CONDITIONERS | HRCU-A-CB-O (Mini-Split Heat Pump, with Remote Outdoor Unit Air-Source, Free Delivery) | OAH36H/O4S41P |  | Mini-Splits (Non-Ducted) | IUMC436H/I41P |  | 36000 | 19 |  | 9.5 | 10.3 |  | 39000 | 33000 | 84.62% | 36000 | 19.4 | 9.5 | 10.5 | 33000 | 40000 | 100% | 1.85 | Residential | 750 | Yes | 3 | Yes
208280095 | Mini/Multi Split | TRUST AIR CONDITIONERS | HRCU-A-CB-O (Mini-Split Heat Pump, with Remote Outdoor Unit Air-Source, Free Delivery) | OAH48H/O4S41P |  | Mini-Splits (Non-Ducted) | IUMC448H/I41P |  | 48000 | 16.5 |  | 8.3 | 10.7 |  | 51000 | 35000 | 68.63% | 48000 | 16.8 | 8.3 | 10.7 | 35000 | 48000 | 90.57% | 1.98 | Residential | 1000 | Yes | 4 | Yes
208280125 | Mini/Multi Split | TRUST AIR CONDITIONERS | HRCU-A-CB (Mini-Split System: Heat Pump with Outdoor Unit-Air-Source, Ducted) | OAH36H/O4S41P |  | Mini-Splits (Ducted) | IUMDL36H/I43P |  | 36000 | 17.5 |  | 9 | 11.5 |  | 40000 | 34000 | 85% | 36000 | 16.5 | 9 | 11 | 33400 | 36000 | 85.71% | 1.98 | Residential | 750 | Yes | 3 | Yes
208280163 | Mini/Multi Split | TRUST AIR CONDITIONERS | HRCU-A-CB-O (Mini-Split Heat Pump, with Remote Outdoor Unit Air-Source, Free Delivery) | OUS48H/O4S41P |  | Mini-Splits (Non-Ducted) | IUMFC48H/I41P |  | 48000 | 18 |  | 9.3 | 11 |  | 50000 | 29000 | 58% | 48000 | 18.9 | 9.3 | 10 | 29000 | 35000 | 70% | 1.85 | Residential | 1000 | Yes | 4 | Yes
208280172 | Mini/Multi Split | TRUST AIR CONDITIONERS | HRCU-A-CB-O (Mini-Split Heat Pump, with Remote Outdoor Unit Air-Source, Free Delivery) | OAH48H/O4S41P |  | Mini-Splits (Non-Ducted) | IUMFC48H/I41P |  | 48000 | 17 |  | 8.2 | 10.8 |  | 50000 | 35000 | 70% | 48000 | 17 | 8.2 | 9.8 | 35000 | 49000 | 96.08% | 1.8 | Residential | 1000 | Yes | 4 | Yes
208284474 | Mini/Multi Split | TRUST AIR CONDITIONERS | HMSV-A-CB (Multi-Split Heat Pump) | M2S18H/O4S4P |  | Ducted Indoor Units |  |  | 18000 | 19 |  | 12 | 10.8 |  | 19000 | 14800 | 77.89% | 18000 | 19 | 12 | 9.8 | 14800 | 13300 | 70% | 2 | Residential | 375 | Yes | 1.5 | Both
208284486 | Mini/Multi Split | TRUST AIR CONDITIONERS | HMSV-A-CB (Multi-Split Heat Pump) | M2H18H/O4S4P |  | Ducted Indoor Units |  |  | 18500 | 19 |  | 11.5 | 9.8 |  | 19000 | 16000 | 84.21% | 19000 | 19 | 12 | 9.3 | 16000 | 19000 | 95% | 1.85 | Residential | 395 | Yes | 1.58 | Both
208284489 | Mini/Multi Split | TRUST AIR CONDITIONERS | HMSV-A-CB (Multi-Split Heat Pump) | M3H27H/O4S4P |  | Ducted Indoor Units |  |  | 28000 | 20 |  | 11.5 | 10.1 |  | 28000 | 27000 | 96.43% | 28000 | 20 | 11.7 | 9.5 | 27000 | 25000 | 89.29% | 1.8 | Residential | 582.5 | Yes | 2.33 | Both
208284494 | Mini/Multi Split | TRUST AIR CONDITIONERS | HMSV-A-CB (Multi-Split Heat Pump) | M5H48H/O4S4P |  | Non-Ducted Indoor Units |  |  | 48000 | 21.5 |  | 11.6 | 11 |  | 49000 | 36000 | 73.47% | 48000 | 21.8 | 11.7 | 9.8 | 36000 | 45000 | 91.84% | 2 | Residential | 1000 | Yes | 4 | Both
208284495 | Mini/Multi Split | TRUST AIR CONDITIONERS | HMSV-A-CB (Multi-Split Heat Pump) | M5H48H/O4S4P |  | Ducted Indoor Units |  |  | 48000 | 20.2 |  | 11.4 | 10.5 |  | 50000 | 36000 | 72% | 47000 | 20.9 | 11.7 | 8.9 | 36000 | 42500 | 86.73% | 2 | Residential | 980 | Yes | 3.92 | Both
208404154 | Mini/Multi Split | WESTINGHOUSE | HRCU-A-CB (Mini-Split System: Heat Pump with Outdoor Unit-Air-Source, Ducted) | WHP18M2A21S |  | Ducted Indoor Units |  |  | 18000 | 19 |  | 11.5 | 9.6 |  | 18000 | 12700 | 70.56% | 18000 | 19 | 11.5 | 9.4 | 12700 | 18000 | 89.11% | 1.84 | Residential | 375 | Yes | 1.5
208404155 | Mini/Multi Split | WESTINGHOUSE | HRCU-A-CB (Mini-Split System: Heat Pump with Outdoor Unit-Air-Source, Ducted) | WHP18M2A21S |  | Mixed Ducted and Non-Ducted Indoor Units |  |  | 18000 | 20.5 |  | 12 | 10.3 |  | 18000 | 12700 | 70.56% | 18000 | 20 | 12 | 9.45 | 12700 | 18000 | 90% | 1.84 | Residential | 375 | Yes | 1.5 | Both
208404156 | Mini/Multi Split | WESTINGHOUSE | HRCU-A-CB-O (Mini-Split Heat Pump, with Remote Outdoor Unit Air-Source, Free Delivery) | WHP24M3A21S |  | Ducted Indoor Units |  |  | 24000 | 21 |  | 12.1 | 10 |  | 24000 | 14600 | 60.83% | 24000 | 21 | 12.1 | 8.6 | 14600 | 24000 | 97.56% | 1.84 | Residential | 500 | Yes | 2
208404157 | Mini/Multi Split | WESTINGHOUSE | HRCU-A-CB-O (Mini-Split Heat Pump, with Remote Outdoor Unit Air-Source, Free Delivery) | WHP24M3A21S |  | Mixed Ducted and Non-Ducted Indoor Units |  |  | 24000 | 21.5 |  | 12.3 | 10.5 |  | 24000 | 14800 | 61.67% | 24000 | 21.5 | 12.3 | 8.83 | 14800 | 24000 | 99.17% | 1.84 | Residential | 500 | Yes | 2
208404158 | Mini/Multi Split | WESTINGHOUSE | HMSR-A-CB-O (Multi-Split Heat Recovery Heat Pump, Free Delivery) | WHP36M4A21S |  | Ducted Indoor Units |  |  | 32000 | 19.5 |  | 12 | 10.8 |  | 36000 | 23000 | 63.89% | 32000 | 19.5 | 12 | 8.9 | 23000 | 36000 | 95.74% | 1.84 | Residential | 667.5 | Yes | 2.67
208404159 | Mini/Multi Split | WESTINGHOUSE | HRCU-A-CB-O (Mini-Split Heat Pump, with Remote Outdoor Unit Air-Source, Free Delivery) | WHP36M4A21S |  | Mixed Ducted and Non-Ducted Indoor Units |  |  | 32000 | 20.25 |  | 12.25 | 10.9 |  | 36000 | 22600 | 62.78% | 32000 | 20.25 | 12.25 | 8.95 | 22600 | 36000 | 97.3% | 1.84 | Residential | 667.5 | Yes | 2.67
208404160 | Mini/Multi Split | WESTINGHOUSE | HMSV-A-CB (Multi-Split Heat Pump) | WHP42M5A21S |  | Ducted Indoor Units |  |  | 41000 | 18 |  | 10 | 9.5 |  | 42000 | 28400 | 67.62% | 41000 | 18 | 10 | 8.8 | 28400 | 36000 | 80% | 1.84 | Residential | 855 | Yes | 3.42
208447949 | Mini/Multi Split | SLIMAIR | HMSV-A-CB (Multi-Split Heat Pump) | SHC2Z18VC2AG |  | Ducted Indoor Units |  |  | 18000 | 19 |  | 12 | 10.8 |  | 19000 | 14800 | 77.89% | 18000 | 19 | 12 | 9.8 | 14800 | 13300 | 70% | 2 | Residential | 375 | Yes | 1.5 | Both
208497428 | Mini/Multi Split | C&H | HMSV-A-CB (Multi-Split Heat Pump) | CH-HPR55M-230VO |  | Non-Ducted Indoor Units |  |  | 55000 | 21.5 |  | 10.5 | 10.6 |  | 55000 | 34400 | 62.55% | 55000 | 22 | 10.5 | 9.5 | 34400 | 46000 | 83.64% | 1.9 | Residential | 1145 | Yes | 4.58 | Yes
208497429 | Mini/Multi Split | C&H | HMSV-A-CB (Multi-Split Heat Pump) | CH-HPR55M-230VO |  | Ducted Indoor Units |  |  | 55000 | 19 |  | 10.5 | 11 |  | 55000 | 35200 | 64% | 55000 | 18.8 | 10.5 | 9.3 | 35200 | 46000 | 83.64% | 1.9 | Residential | 1145 | Yes | 4.58 | Yes
208552830 | Mini/Multi Split | MRCOOL | HMSV-A-CB (Multi-Split Heat Pump) | MULTI2-18HP230B |  | Ducted Indoor Units |  |  | 18000 | 19 |  | 12 | 10.8 |  | 19000 | 14800 | 77.89% | 18000 | 19 | 12 | 9.8 | 14800 | 13300 | 70% | 2 | Residential | 375 | Yes | 1.5 | Both
208650622 | Mini/Multi Split | BLUERIDGE | HMSV-A-CB (Multi-Split Heat Pump) | BMM55HHC |  | Non-Ducted Indoor Units |  |  | 55000 | 19 |  | 10.5 | 10.8 |  | 55000 | 34800 | 63.27% | 55000 | 20 | 10.5 | 9.5 | 34800 | 45500 | 82.73% | 1.8 | Residential | 1145 | Yes | 4.58 | Yes
208650623 | Mini/Multi Split | BLUERIDGE | HMSV-A-CB (Multi-Split Heat Pump) | BMM55HHC |  | Ducted Indoor Units |  |  | 55000 | 19 |  | 10.5 | 11 |  | 55000 | 35200 | 64% | 55000 | 18.8 | 10.5 | 9.3 | 35200 | 46000 | 83.64% | 1.9 | Residential | 1145 | Yes | 4.58 | Yes
208650625 | Mini/Multi Split | BLUERIDGE | HRCU-A-CB (Mini-Split System: Heat Pump with Outdoor Unit-Air-Source, Ducted) | BMY36HHUC |  | Mini-Splits (Ducted) | BM36MCD |  | 36000 | 17.5 |  | 9 | 11.5 |  | 40000 | 34000 | 85% | 36000 | 16.5 | 9 | 11 | 33400 | 36000 | 85.71% | 1.98 | Residential | 750 | Yes | 3 | Yes
208650627 | Mini/Multi Split | BLUERIDGE | HRCU-A-CB-O (Mini-Split Heat Pump, with Remote Outdoor Unit Air-Source, Free Delivery) | BMY48HHUC |  | Mini-Splits (Non-Ducted) | BM48MFCC |  | 48000 | 17 |  | 8.2 | 10.8 |  | 50000 | 35000 | 70% | 48000 | 17 | 8.2 | 9.8 | 35000 | 49000 | 96.08% | 1.8 | Residential | 1000 | Yes | 4 | Yes
208650723 | Mini/Multi Split | HAXXAIR | HRCU-A-CB (Mini-Split System: Heat Pump with Outdoor Unit-Air-Source, Ducted) | HVHM-18T2D |  | Ducted Indoor Units |  |  | 18000 | 19 |  | 11.5 | 9.6 |  | 18000 | 12700 | 70.56% | 18000 | 19 | 11.5 | 9.4 | 12700 | 18000 | 89.11% | 1.84 | Residential | 375 | Yes | 1.5
208650725 | Mini/Multi Split | HAXXAIR | HRCU-A-CB (Mini-Split System: Heat Pump with Outdoor Unit-Air-Source, Ducted) | HVHM-18T2D |  | Mixed Ducted and Non-Ducted Indoor Units |  |  | 18000 | 20.5 |  | 12 | 10.3 |  | 18000 | 12700 | 70.56% | 18000 | 20 | 12 | 9.45 | 12700 | 18000 | 90% | 1.84 | Residential | 375 | Yes | 1.5 | Both
208674912 | Mini/Multi Split | 1HVAC | HMSV-A-CB-O (Multi-Split Heat Pump, Free Delivery) | SC-36Z-HH-M4 |  | Non-Ducted Indoor Units |  |  | 36000 | 23 |  | 9 | 10 |  | 36000 | 29000 | 80.56% | 36000 | 16 | 9 | 8.6 | 29000 | 28200 | 78.33% | 1.82 | Residential | 750 | Yes | 3 | Yes
208674915 | Mini/Multi Split | 1HVAC | HMSV-A-CB-O (Multi-Split Heat Pump, Free Delivery) | SC-42Z-HH-M5 |  | Non-Ducted Indoor Units |  |  | 42000 | 23 |  | 9 | 10 |  | 42000 | 30000 | 71.43% | 42000 | 16 | 9 | 8.6 | 30000 | 31200 | 74.29% | 1.82 | Residential | 875 | Yes | 3.5 | Yes
208674924 | Mini/Multi Split | ACIQ | HMSV-A-CB-O (Multi-Split Heat Pump, Free Delivery) | SC-36Z-HH-M4 |  | Non-Ducted Indoor Units |  |  | 36000 | 23 |  | 9 | 10 |  | 36000 | 29000 | 80.56% | 36000 | 16 | 9 | 8.6 | 29000 | 28200 | 78.33% | 1.82 | Residential | 750 | Yes | 3 | Yes
208674927 | Mini/Multi Split | ACIQ | HMSV-A-CB-O (Multi-Split Heat Pump, Free Delivery) | SC-42Z-HH-M5 |  | Non-Ducted Indoor Units |  |  | 42000 | 23 |  | 9 | 10 |  | 42000 | 30000 | 71.43% | 42000 | 16 | 9 | 8.6 | 30000 | 31200 | 74.29% | 1.82 | Residential | 875 | Yes | 3.5 | Yes
208674936 | Mini/Multi Split | DIYCOOL | HMSV-A-CB-O (Multi-Split Heat Pump, Free Delivery) | SC-36Z-HH-M4 |  | Non-Ducted Indoor Units |  |  | 36000 | 23 |  | 9 | 10 |  | 36000 | 29000 | 80.56% | 36000 | 16 | 9 | 8.6 | 29000 | 28200 | 78.33% | 1.82 | Residential | 750 | Yes | 3 | Yes
208674939 | Mini/Multi Split | DIYCOOL | HMSV-A-CB-O (Multi-Split Heat Pump, Free Delivery) | SC-42Z-HH-M5 |  | Non-Ducted Indoor Units |  |  | 42000 | 23 |  | 9 | 10 |  | 42000 | 30000 | 71.43% | 42000 | 16 | 9 | 8.6 | 30000 | 31200 | 74.29% | 1.82 | Residential | 875 | Yes | 3.5 | Yes
208674948 | Mini/Multi Split | Stealth Comfort | HMSV-A-CB-O (Multi-Split Heat Pump, Free Delivery) | SC-36Z-HH-M4 |  | Non-Ducted Indoor Units |  |  | 36000 | 23 |  | 9 | 10 |  | 36000 | 29000 | 80.56% | 36000 | 16 | 9 | 8.6 | 29000 | 28200 | 78.33% | 1.82 | Residential | 750 | Yes | 3 | Yes
208674951 | Mini/Multi Split | Stealth Comfort | HMSV-A-CB-O (Multi-Split Heat Pump, Free Delivery) | SC-42Z-HH-M5 |  | Non-Ducted Indoor Units |  |  | 42000 | 23 |  | 9 | 10 |  | 42000 | 30000 | 71.43% | 42000 | 16 | 9 | 8.6 | 30000 | 31200 | 74.29% | 1.82 | Residential | 875 | Yes | 3.5 | Yes
208674955 | Mini/Multi Split | AIC TECHNOLOGIES | HMSV-A-CB (Multi-Split Heat Pump) | NAKS-MULTI AC-18K-208-230 |  | Ducted Indoor Units |  |  | 18000 | 19 |  | 12 | 10.8 |  | 19000 | 14800 | 77.89% | 18000 | 19 | 12 | 9.8 | 14800 | 13300 | 70% | 2 | Residential | 375 | Yes | 1.5 | Both
208674971 | Mini/Multi Split | NAKS | HMSV-A-CB (Multi-Split Heat Pump) | NAKS-MULTI AC-18K-208-230 |  | Ducted Indoor Units |  |  | 18000 | 19 |  | 12 | 10.8 |  | 19000 | 14800 | 77.89% | 18000 | 19 | 12 | 9.8 | 14800 | 13300 | 70% | 2 | Residential | 375 | Yes | 1.5 | Both
208786087 | Mini/Multi Split | GREE | HMSV-A-CB-O (Multi-Split Heat Pump, Free Delivery) | GWHD(36)ND3MO |  | Non-Ducted Indoor Units |  |  | 34000 | 21 |  | 12 | 10 |  | 36000 | 30800 | 85.56% | 34000 | 21 | 12 | 10 | 30800 | 32400 | 90% | 1.82 | Residential | 707.5 | Yes | 2.83 | Both
208786088 | Mini/Multi Split | GREE | HMSV-A-CB-O (Multi-Split Heat Pump, Free Delivery) | GWHD(42)ND3MO |  | Non-Ducted Indoor Units |  |  | 36000 | 21 |  | 12 | 10 |  | 40000 | 35600 | 89% | 36000 | 21 | 12 | 10 | 35600 | 32400 | 81% | 1.92 | Residential | 750 | Yes | 3 | Both
208786089 | Mini/Multi Split | GREE | HMSV-A-CB-O (Multi-Split Heat Pump, Free Delivery) | GWHD(18)ND3MO |  | Non-Ducted Indoor Units |  |  | 17000 | 21 |  | 12 | 10 |  | 18000 | 14700 | 81.67% | 17000 | 21 | 12 | 10 | 14700 | 13600 | 75.56% | 2.22 | Residential | 355 | Yes | 1.42 | Both
208816892 | Mini/Multi Split | SEA BREEZE+ | HMSV-A-CB (Multi-Split Heat Pump) | HMZ18H424ZMO |  | Non-Ducted Indoor Units |  |  | 19000 | 20.5 |  | 12.5 | 9.7 |  | 20000 | 13500 | 67.5% | 19000 | 20.5 | 12.5 | 9 | 13500 | 18000 | 90% | 1.8 | Residential | 395 | Yes | 1.58 | Both
208816893 | Mini/Multi Split | SEA BREEZE+ | HMSV-A-CB (Multi-Split Heat Pump) | HMZ18H424ZMO |  | Ducted Indoor Units |  |  | 18500 | 19 |  | 11.5 | 9.8 |  | 19000 | 16000 | 84.21% | 19000 | 19 | 12 | 9.3 | 16000 | 19000 | 95% | 1.85 | Residential | 395 | Yes | 1.58 | Both
208816896 | Mini/Multi Split | SEA BREEZE+ | HMSV-A-CB (Multi-Split Heat Pump) | HMZ24H424ZMO |  | Ducted Indoor Units |  |  | 24000 | 19 |  | 11.7 | 10.5 |  | 24000 | 24000 | 100% | 24000 | 19.4 | 12 | 9.9 | 24000 | 24000 | 100% | 1.8 | Residential | 500 | Yes | 2 | Both
208816898 | Mini/Multi Split | SEA BREEZE+ | HMSV-A-CB (Multi-Split Heat Pump) | HMZ48H424ZMO |  | Non-Ducted Indoor Units |  |  | 55000 | 19 |  | 10.5 | 10.8 |  | 55000 | 34800 | 63.27% | 55000 | 20 | 10.5 | 9.5 | 34800 | 45500 | 82.73% | 1.8 | Residential | 1145 | Yes | 4.58 | Yes
208816899 | Mini/Multi Split | SEA BREEZE+ | HMSV-A-CB (Multi-Split Heat Pump) | HMZ48H424ZMO |  | Ducted Indoor Units |  |  | 55000 | 19 |  | 10.5 | 11 |  | 55000 | 35200 | 64% | 55000 | 18.8 | 10.5 | 9.3 | 35200 | 46000 | 83.64% | 1.9 | Residential | 1145 | Yes | 4.58 | Yes
208816925 | Mini/Multi Split | TRUST AIR CONDITIONERS | HRCU-A-CB-O (Mini-Split Heat Pump, with Remote Outdoor Unit Air-Source, Free Delivery) | OAH24H/O4S4P |  | Mini-Splits (Non-Ducted) | IUMC424H/I41P |  | 24000 | 20.2 |  | 11 | 11.6 |  | 25000 | 21000 | 84% | 24000 | 20.5 | 11 | 11.5 | 21000 | 25800 | 103.2% | 2 | Residential | 500 | Yes | 2 | Yes
208816939 | Mini/Multi Split | TRUST AIR CONDITIONERS | HRCU-A-CB-O (Mini-Split Heat Pump, with Remote Outdoor Unit Air-Source, Free Delivery) | OAH24H/O4S4P |  | Mini-Splits (Non-Ducted) | IUMFC24H/I41P |  | 24000 | 20.2 |  | 11.5 | 11.6 |  | 24600 | 19000 | 77.24% | 24000 | 20.5 | 11.7 | 11 | 19000 | 25000 | 100% | 2.1 | Residential | 500 | Yes | 2 | Both
209157077 | Mini/Multi Split | ApooDr | HRCU-A-CB-O (Mini-Split Heat Pump, with Remote Outdoor Unit Air-Source, Free Delivery) | ASF16-09H220V1B |  | Mini-Splits (Non-Ducted) | ASF16-09H220V1A |  | 9000 | 16.5 |  | 8.8 | 9.4 |  | 10000 | 6400 | 64% | 9000 | 18.5 | 10.5 | 8.8 | 6400 | 7100 | 71% | 2.1 | Residential | 187.5 | Yes | 0.75 | Yes
209157096 | Mini/Multi Split | ApooDr | HMSV-A-CB (Multi-Split Heat Pump) | AM2OA-18HFN1 |  | Ducted Indoor Units |  |  | 18000 | 19 |  | 12 | 10.8 |  | 19000 | 14800 | 77.89% | 18000 | 19 | 12 | 9.8 | 14800 | 13300 | 70% | 2 | Residential | 375 | Yes | 1.5 | Both
209179141 | Mini/Multi Split | LENNOX | HMSV-A-CB-O (Multi-Split Heat Pump, Free Delivery) | LIZ018HO-210P432-1 |  | Non-Ducted Indoor Units |  |  | 17000 | 21 |  | 12 | 10 |  | 18000 | 14700 | 81.67% | 17000 | 21 | 12 | 10 | 14700 | 13600 | 75.56% | 2.22 | Residential | 355 | Yes | 1.42 | Both
209179150 | Mini/Multi Split | LENNOX | HMSV-A-CB-O (Multi-Split Heat Pump, Free Delivery) | LIZ036HO-210P432-1 |  | Non-Ducted Indoor Units |  |  | 34000 | 21 |  | 12 | 10 |  | 36000 | 30800 | 85.56% | 34000 | 21 | 12 | 10 | 30800 | 32400 | 90% | 1.82 | Residential | 707.5 | Yes | 2.83 | Both
209179153 | Mini/Multi Split | LENNOX | HMSV-A-CB-O (Multi-Split Heat Pump, Free Delivery) | LIZ042HO-210P432-1 |  | Non-Ducted Indoor Units |  |  | 36000 | 21 |  | 12 | 10 |  | 40000 | 35600 | 89% | 36000 | 21 | 12 | 10 | 35600 | 32400 | 81% | 1.92 | Residential | 750 | Yes | 3 | Both
209270207 | Mini/Multi Split | SHARP | HRCU-A-CB-O (Mini-Split Heat Pump, with Remote Outdoor Unit Air-Source, Free Delivery) | AE-X12ZU |  | Mini-Splits (Non-Ducted) | AY-XPC12ZU | [10 empty] | 12000 | 22 | 12.5 | 11 | 14500 | 12000 | 85.71% | 2.1 | Residential | 250 | Yes | 1 | Yes
209271943 | Mini/Multi Split | GREE | HRCU-A-CB-O (Mini-Split Heat Pump, with Remote Outdoor Unit Air-Source, Free Delivery) | GWH09ATCXB-D3DNA1A/O |  | Mini-Splits (Non-Ducted) | GWH09ATCXB-D3DN***/I |  | 9100 | 19.5 |  | 11.3 | 10 |  | 10000 | 6000 | 60% | 9100 | 19.5 | 11.3 | 8.8 | 6000 | 7400 | 74% | 1.87 | Residential | 190 | Yes | 0.76 | Yes
209319639 | Mini/Multi Split | ECO AIR | HMSV-A-CB (Multi-Split Heat Pump) | M2OI-18HFN1-M |  | Ducted Indoor Units |  |  | 18500 | 19 |  | 11.5 | 9.8 |  | 19000 | 16000 | 84.21% | 19000 | 19 | 12 | 9.3 | 16000 | 19000 | 95% | 1.85 | Residential | 395 | Yes | 1.58 | Both
209319642 | Mini/Multi Split | ECO AIR | HMSV-A-CB (Multi-Split Heat Pump) | M3OI-28HFN1-M |  | Ducted Indoor Units |  |  | 28000 | 20 |  | 11.5 | 10.1 |  | 28000 | 27000 | 96.43% | 28000 | 20 | 11.7 | 9.5 | 27000 | 25000 | 89.29% | 1.8 | Residential | 582.5 | Yes | 2.33 | Both
209319647 | Mini/Multi Split | ECO AIR | HMSV-A-CB (Multi-Split Heat Pump) | M5OG-48HFN1-M-[X] |  | Non-Ducted Indoor Units |  |  | 48000 | 21.5 |  | 11.6 | 11 |  | 49000 | 36000 | 73.47% | 48000 | 21.8 | 11.7 | 9.8 | 36000 | 45000 | 91.84% | 2 | Residential | 1000 | Yes | 4 | Both
209319648 | Mini/Multi Split | ECO AIR | HMSV-A-CB (Multi-Split Heat Pump) | M5OG-48HFN1-M-[X] |  | Ducted Indoor Units |  |  | 48000 | 20.2 |  | 11.4 | 10.5 |  | 50000 | 36000 | 72% | 47000 | 20.9 | 11.7 | 8.9 | 36000 | 42500 | 86.73% | 2 | Residential | 980 | Yes | 3.92 | Both
209319650 | Mini/Multi Split | ECO AIR | HMSV-A-CB (Multi-Split Heat Pump) | M5OA-55HFN1-M-[X] |  | Non-Ducted Indoor Units |  |  | 55000 | 21.5 |  | 10.5 | 10.6 |  | 55000 | 34400 | 62.55% | 55000 | 22 | 10.5 | 9.5 | 34400 | 46000 | 83.64% | 1.9 | Residential | 1145 | Yes | 4.58 | Yes
209319651 | Mini/Multi Split | ECO AIR | HMSV-A-CB (Multi-Split Heat Pump) | M5OA-55HFN1-M-[X] |  | Ducted Indoor Units |  |  | 55000 | 19 |  | 10.5 | 11 |  | 55000 | 35200 | 64% | 55000 | 18.8 | 10.5 | 9.3 | 35200 | 46000 | 83.64% | 1.9 | Residential | 1145 | Yes | 4.58 | Yes
209416881 | Mini/Multi Split | NOVAIR | HMSV-A-CB (Multi-Split Heat Pump) | LEA28MZ-3P-35SK-O |  | Non-Ducted Indoor Units |  |  | 28000 | 22 |  | 11.5 | 10 |  | 28000 | 25600 | 91.43% | 28000 | 22.6 | 11.8 | 9.8 | 25600 | 25000 | 89.29% | 1.8 | Residential | 582.5 | Yes | 2.33 | Both
209416882 | Mini/Multi Split | NOVAIR | HMSV-A-CB (Multi-Split Heat Pump) | LEA28MZ-3P-35SK-O |  | Ducted Indoor Units |  |  | 28000 | 20 |  | 11.5 | 10.1 |  | 28000 | 27000 | 96.43% | 28000 | 20 | 11.7 | 9.5 | 27000 | 25000 | 89.29% | 1.8 | Residential | 582.5 | Yes | 2.33 | Both
209416884 | Mini/Multi Split | NOVAIR | HMSV-A-CB (Multi-Split Heat Pump) | LEA20MZ-2P-35SK-O |  | Non-Ducted Indoor Units |  |  | 19000 | 20.5 |  | 12.5 | 9.7 |  | 20000 | 13500 | 67.5% | 19000 | 20.5 | 12.5 | 9 | 13500 | 18000 | 90% | 1.8 | Residential | 395 | Yes | 1.58 | Both
209416885 | Mini/Multi Split | NOVAIR | HMSV-A-CB (Multi-Split Heat Pump) | LEA20MZ-2P-35SK-O |  | Ducted Indoor Units |  |  | 18500 | 19 |  | 11.5 | 9.8 |  | 19000 | 16000 | 84.21% | 19000 | 19 | 12 | 9.3 | 16000 | 19000 | 95% | 1.85 | Residential | 395 | Yes | 1.58 | Both
209423516 | Mini/Multi Split | SHARP | HRCU-A-CB-O (Mini-Split Heat Pump, with Remote Outdoor Unit Air-Source, Free Delivery) | AE-X12ZHU |  | Mini-Splits (Non-Ducted) | AY-XP12ZHU | [10 empty] | 12000 | 25 | 16 | 11 | 18900 | 16000 | 100% | 2.1 | Residential | 250 | Yes | 1 | Yes
209423517 | Mini/Multi Split | SHARP | HRCU-A-CB-O (Mini-Split Heat Pump, with Remote Outdoor Unit Air-Source, Free Delivery) | AE-X15ZU |  | Mini-Splits (Non-Ducted) | AY-XPC15ZU | [10 empty] | 14000 | 24 | 14 | 11 | 18100 | 15300 | 85% | 2.1 | Residential | 292.5 | Yes | 1.17 | Yes
209424784 | Mini/Multi Split | SHARP | HRCU-A-CB-O (Mini-Split Heat Pump, with Remote Outdoor Unit Air-Source, Free Delivery) | AE-X18ZHU |  | Mini-Splits (Non-Ducted) | AY-XP18ZHU | [10 empty] | 18000 | 25 | 13 | 11.5 | 22600 | 19500 | 90.28% | 2.2 | Residential | 375 | Yes | 1.5 | Yes
209549017 | Mini/Multi Split | THERMOCORE SYSTEMS | HRCU-A-CB-O (Mini-Split Heat Pump, with Remote Outdoor Unit Air-Source, Free Delivery) | T4C18S-H248-C |  | Mini-Splits (Non-Ducted) | T4C17S-H248-EC |  | 48000 | 17.8 |  | 9.5 | 11.5 |  | 50000 | 30000 | 60% | 48000 | 18.5 | 9.5 | 9.8 | 30000 | 35600 | 71.2% | 1.98 | Residential | 1000 | Yes | 4 | Yes
209549023 | Mini/Multi Split | THERMOCORE SYSTEMS | HRCU-A-CB-O (Mini-Split Heat Pump, with Remote Outdoor Unit Air-Source, Free Delivery) | T4C18S-H248-C |  | Mini-Splits (Non-Ducted) | T3C18S-H248-ED |  | 48000 | 18 |  | 9.3 | 11 |  | 50000 | 29000 | 58% | 48000 | 18.9 | 9.3 | 10 | 29000 | 35000 | 70% | 1.85 | Residential | 1000 | Yes | 4 | Yes
209843000 | Mini/Multi Split | CLASSIC | HRCU-A-CB-O (Mini-Split Heat Pump, with Remote Outdoor Unit Air-Source, Free Delivery) | MRSVHC48AS |  | Mini-Splits (Non-Ducted) | MC4VHC48S |  | 48000 | 17.8 |  | 9.5 | 11.5 |  | 50000 | 30000 | 60% | 48000 | 18.5 | 9.5 | 9.8 | 30000 | 35600 | 71.2% | 1.98 | Residential | 1000 | Yes | 4 | Yes
209843010 | Mini/Multi Split | CLASSIC | HRCU-A-CB-O (Mini-Split Heat Pump, with Remote Outdoor Unit Air-Source, Free Delivery) | MRSVHC48AS |  | Mini-Splits (Non-Ducted) | MUVHC48S |  | 48000 | 18 |  | 9.3 | 11 |  | 50000 | 29000 | 58% | 48000 | 18.9 | 9.3 | 10 | 29000 | 35000 | 70% | 1.85 | Residential | 1000 | Yes | 4 | Yes
209843016 | Mini/Multi Split | TGM | HRCU-A-CB-O (Mini-Split Heat Pump, with Remote Outdoor Unit Air-Source, Free Delivery) | MRSVHT48AS |  | Mini-Splits (Non-Ducted) | MC4VHT48S |  | 48000 | 17.8 |  | 9.5 | 11.5 |  | 50000 | 30000 | 60% | 48000 | 18.5 | 9.5 | 9.8 | 30000 | 35600 | 71.2% | 1.98 | Residential | 1000 | Yes | 4 | Yes
209843026 | Mini/Multi Split | TGM | HRCU-A-CB-O (Mini-Split Heat Pump, with Remote Outdoor Unit Air-Source, Free Delivery) | MRSVHT48AS |  | Mini-Splits (Non-Ducted) | MUVHT48S |  | 48000 | 18 |  | 9.3 | 11 |  | 50000 | 29000 | 58% | 48000 | 18.9 | 9.3 | 10 | 29000 | 35000 | 70% | 1.85 | Residential | 1000 | Yes | 4 | Yes
209843034 | Mini/Multi Split | CLASSIC | HMSV-A-CB (Multi-Split Heat Pump) | MMRSHC18AS2 |  | Ducted Indoor Units |  |  | 18000 | 19 |  | 12 | 10.8 |  | 19000 | 14800 | 77.89% | 18000 | 19 | 12 | 9.8 | 14800 | 13300 | 70% | 2 | Residential | 375 | Yes | 1.5 | Both
209843046 | Mini/Multi Split | TGM | HMSV-A-CB (Multi-Split Heat Pump) | MMRSHT18AS2 |  | Ducted Indoor Units |  |  | 18000 | 19 |  | 12 | 10.8 |  | 19000 | 14800 | 77.89% | 18000 | 19 | 12 | 9.8 | 14800 | 13300 | 70% | 2 | Residential | 375 | Yes | 1.5 | Both
209843064 | Mini/Multi Split | CTMorley | HRCU-A-CB-O (Mini-Split Heat Pump, with Remote Outdoor Unit Air-Source, Free Delivery) | MOU-A24H-2 |  | Mini-Splits (Non-Ducted) | MIU-A24C-2 |  | 24000 | 20.2 |  | 11 | 11.6 |  | 25000 | 21000 | 84% | 24000 | 20.5 | 11 | 11.5 | 21000 | 25800 | 103.2% | 2 | Residential | 500 | Yes | 2 | Yes
209843066 | Mini/Multi Split | CTMorley | HRCU-A-CB-O (Mini-Split Heat Pump, with Remote Outdoor Unit Air-Source, Free Delivery) | MOU-A24H-2 |  | Mini-Splits (Non-Ducted) | MIU-A24F-2 |  | 24000 | 20.2 |  | 11.5 | 11.6 |  | 24600 | 19000 | 77.24% | 24000 | 20.5 | 11.7 | 11 | 19000 | 25000 | 100% | 2.1 | Residential | 500 | Yes | 2 | Both
209843070 | Mini/Multi Split | CTMorley | HRCU-A-CB-O (Mini-Split Heat Pump, with Remote Outdoor Unit Air-Source, Free Delivery) | MOU-A48L-2 |  | Mini-Splits (Non-Ducted) | MIU-A48LC-2 |  | 48000 | 17.8 |  | 9.5 | 11.5 |  | 50000 | 30000 | 60% | 48000 | 18.5 | 9.5 | 9.8 | 30000 | 35600 | 71.2% | 1.98 | Residential | 1000 | Yes | 4 | Yes
209843072 | Mini/Multi Split | CTMorley | HRCU-A-CB-O (Mini-Split Heat Pump, with Remote Outdoor Unit Air-Source, Free Delivery) | MOU-A48L-2 |  | Mini-Splits (Non-Ducted) | MIU-A48LF-2 |  | 48000 | 18 |  | 9.3 | 11 |  | 50000 | 29000 | 58% | 48000 | 18.9 | 9.3 | 10 | 29000 | 35000 | 70% | 1.85 | Residential | 1000 | Yes | 4 | Yes
209843075 | Mini/Multi Split | CTMorley | HRCU-A-CB-O (Mini-Split Heat Pump, with Remote Outdoor Unit Air-Source, Free Delivery) | MOU-A36LH-2 |  | Mini-Splits (Non-Ducted) | MIU-A36LC-2 |  | 36000 | 19 |  | 9.5 | 10.3 |  | 39000 | 33000 | 84.62% | 36000 | 19.4 | 9.5 | 10.5 | 33000 | 40000 | 100% | 1.85 | Residential | 750 | Yes | 3 | Yes
209843076 | Mini/Multi Split | CTMorley | HRCU-A-CB (Mini-Split System: Heat Pump with Outdoor Unit-Air-Source, Ducted) | MOU-A36LH-2 |  | Mini-Splits (Ducted) | MIU-A36LD-2 |  | 36000 | 17.5 |  | 9 | 11.5 |  | 40000 | 34000 | 85% | 36000 | 16.5 | 9 | 11 | 33400 | 36000 | 85.71% | 1.98 | Residential | 750 | Yes | 3 | Yes
209843078 | Mini/Multi Split | CTMorley | HRCU-A-CB-O (Mini-Split Heat Pump, with Remote Outdoor Unit Air-Source, Free Delivery) | MOU-A48LH-2 |  | Mini-Splits (Non-Ducted) | MIU-A48LC-2 |  | 48000 | 16.5 |  | 8.3 | 10.7 |  | 51000 | 35000 | 68.63% | 48000 | 16.8 | 8.3 | 10.7 | 35000 | 48000 | 90.57% | 1.98 | Residential | 1000 | Yes | 4 | Yes
209843080 | Mini/Multi Split | CTMorley | HRCU-A-CB-O (Mini-Split Heat Pump, with Remote Outdoor Unit Air-Source, Free Delivery) | MOU-A48LH-2 |  | Mini-Splits (Non-Ducted) | MIU-A48LF-2 |  | 48000 | 17 |  | 8.2 | 10.8 |  | 50000 | 35000 | 70% | 48000 | 17 | 8.2 | 9.8 | 35000 | 49000 | 96.08% | 1.8 | Residential | 1000 | Yes | 4 | Yes
209862174 | Mini/Multi Split | KLIMAIRE | HRCU-A-CB-O (Mini-Split Heat Pump, with Remote Outdoor Unit Air-Source, Free Delivery) | KSIH024-H220-O-2 |  | Mini-Splits (Non-Ducted) | KUIR24-H2 |  | 24000 | 20.2 |  | 11.5 | 11.6 |  | 24600 | 19000 | 77.24% | 24000 | 20.5 | 11.7 | 11 | 19000 | 25000 | 100% | 2.1 | Residential | 500 | Yes | 2 | Both
209862179 | Mini/Multi Split | KLIMAIRE | HRCU-A-CB-O (Mini-Split Heat Pump, with Remote Outdoor Unit Air-Source, Free Delivery) | KSIR048-H218-2 |  | Mini-Splits (Non-Ducted) | KFUF048-H2G1 |  | 48000 | 18 |  | 9.3 | 11 |  | 50000 | 29000 | 58% | 48000 | 18.9 | 9.3 | 10 | 29000 | 35000 | 70% | 1.85 | Residential | 1000 | Yes | 4 | Yes
209862182 | Mini/Multi Split | KLIMAIRE | HMSV-A-CB (Multi-Split Heat Pump) | KMIR218-H221-2 |  | Ducted Indoor Units |  |  | 18000 | 19 |  | 12 | 10.8 |  | 19000 | 14800 | 77.89% | 18000 | 19 | 12 | 9.8 | 14800 | 13300 | 70% | 2 | Residential | 375 | Yes | 1.5 | Both
209864939 | Mini/Multi Split | CTMorley | HMSV-A-CB (Multi-Split Heat Pump) | MOU-5A55H-2 |  | Non-Ducted Indoor Units |  |  | 55000 | 19 |  | 10.5 | 10.8 |  | 55000 | 34800 | 63.27% | 55000 | 20 | 10.5 | 9.5 | 34800 | 45500 | 82.73% | 1.8 | Residential | 1145 | Yes | 4.58 | Yes
209864940 | Mini/Multi Split | CTMorley | HMSV-A-CB (Multi-Split Heat Pump) | MOU-5A55H-2 |  | Ducted Indoor Units |  |  | 55000 | 19 |  | 10.5 | 11 |  | 55000 | 35200 | 64% | 55000 | 18.8 | 10.5 | 9.3 | 35200 | 46000 | 83.64% | 1.9 | Residential | 1145 | Yes | 4.58 | Yes
210082195 | Mini/Multi Split | HAIER | HMSV-A-CB-O (Multi-Split Heat Pump, Free Delivery) | 2U20EH2HD** |  | Non-Ducted Indoor Units |  |  | 18000 | 18 |  | 12 | 10.2 |  | 22000 | 14000 | 63.64% | 18000 | 18 | 12 | 10.2 | 14000 | 18500 | 84.09% | 2 | Residential | 375 | Yes | 1.5 | Both
210082198 | Mini/Multi Split | HAIER | HMSV-A-CB-O (Multi-Split Heat Pump, Free Delivery) | 3U24EH2HD** |  | Non-Ducted Indoor Units |  |  | 22000 | 19.5 |  | 12 | 10.5 |  | 26000 | 17000 | 65.38% | 22000 | 19.5 | 12 | 10.2 | 17000 | 19000 | 73.08% | 1.9 | Residential | 457.5 | Yes | 1.83 | Yes
210082199 | Mini/Multi Split | HAIER | HMSV-A-CB (Multi-Split Heat Pump) | 3U24EH2HD** |  | Ducted Indoor Units |  |  | 21400 | 16.8 |  | 11 | 10 |  | 26000 | 17400 | 66.92% | 21400 | 17 | 11 | 9.5 | 17400 | 21000 | 80.77% | 1.85 | Residential | 445 | Yes | 1.78 | Yes
210082201 | Mini/Multi Split | HAIER | HMSV-A-CB-O (Multi-Split Heat Pump, Free Delivery) | 4U36EH2HD** |  | Non-Ducted Indoor Units |  |  | 33400 | 18.5 |  | 9.3 | 11 |  | 36000 | 23600 | 65.56% | 33400 | 19 | 9.3 | 9.4 | 23600 | 26000 | 72.22% | 2 | Residential | 695 | Yes | 2.78 | Yes
210135400 | Mini/Multi Split | MDV | HRCU-A-CB-O (Mini-Split Heat Pump, with Remote Outdoor Unit Air-Source, Free Delivery) | MOE30U-55HFN1-M-[X](GA) |  | Mini-Splits (Non-Ducted) | MUE-60HRFN1-MW |  | 55000 | 16.8 |  | 9 | 11.3 |  | 60000 | 40000 | 66.67% | 55000 | 17.3 | 9 | 10.2 | 40000 | 56500 | 94.17% | 1.97 | Residential | 1145 | Yes | 4.58 | Yes
210135401 | Mini/Multi Split | MDV | HRCU-A-CB (Mini-Split System: Heat Pump with Outdoor Unit-Air-Source, Ducted) | MOE30U-48HFN1-M[X] |  | Mini-Splits (Ducted) | MHG-48HWFN1-MW |  | 48000 | 19.3 |  | 11.7 | 11 |  | 57000 | 40000 | 70.18% | 48000 | 16.5 | 11 | 10.3 | 40000 | 53000 | 92.98% | 1.97 | Residential | 1000 | Yes | 4 | Yes
210135402 | Mini/Multi Split | MDV | HRCU-A-CB (Mini-Split System: Heat Pump with Outdoor Unit-Air-Source, Ducted) | MOE30U-55HFN1-M-[X](GA) |  | Mini-Splits (Ducted) | MHG-60HWFN1-MW |  | 55000 | 18 |  | 9.4 | 11 |  | 57000 | 40000 | 70.18% | 55000 | 15.8 | 9.4 | 9.5 | 40000 | 53000 | 92.98% | 1.97 | Residential | 1145 | Yes | 4.58 | Yes
210151026 | Mini/Multi Split | HAIER | HMSV-A-CB (Multi-Split Heat Pump) | 2U20EH2HD** |  | Ducted Indoor Units |  |  | 17200 | 16 |  | 11 | 10 |  | 22000 | 14800 | 67.27% | 17200 | 16 | 11 | 9.8 | 14800 | 18000 | 81.82% | 1.85 | Residential | 357.5 | Yes | 1.43 | Yes
210151027 | Mini/Multi Split | HAIER | HMSV-A-CB (Multi-Split Heat Pump) | 4U36EH2HD** |  | Ducted Indoor Units |  |  | 33000 | 15.2 |  | 8.8 | 9.5 |  | 34000 | 20000 | 58.82% | 33000 | 15.7 | 8.8 | 8.7 | 20000 | 24200 | 71.18% | 2 | Residential | 687.5 | Yes | 2.75 | Yes
210154187 | Mini/Multi Split | GE Appliances | HMSV-A-CB-O (Multi-Split Heat Pump, Free Delivery) | ASH220NCDD** |  | Non-Ducted Indoor Units |  |  | 18000 | 18 |  | 12 | 10.2 |  | 22000 | 14000 | 63.64% | 18000 | 18 | 12 | 10.2 | 14000 | 18500 | 84.09% | 2 | Residential | 375 | Yes | 1.5 | Both
210154190 | Mini/Multi Split | GE Appliances | HMSV-A-CB (Multi-Split Heat Pump) | ASH220NCDD** |  | Ducted Indoor Units |  |  | 17200 | 16 |  | 11 | 10 |  | 22000 | 14800 | 67.27% | 17200 | 16 | 11 | 9.8 | 14800 | 18000 | 81.82% | 1.85 | Residential | 357.5 | Yes | 1.43 | Yes
210154192 | Mini/Multi Split | GE Appliances | HMSV-A-CB-O (Multi-Split Heat Pump, Free Delivery) | ASH324NCDD** |  | Non-Ducted Indoor Units |  |  | 22000 | 19.5 |  | 12 | 10.5 |  | 26000 | 17000 | 65.38% | 22000 | 19.5 | 12 | 10.2 | 17000 | 19000 | 73.08% | 1.9 | Residential | 457.5 | Yes | 1.83 | Yes
210154194 | Mini/Multi Split | GE Appliances | HMSV-A-CB (Multi-Split Heat Pump) | ASH324NCDD** |  | Ducted Indoor Units |  |  | 21400 | 16.8 |  | 11 | 10 |  | 26000 | 17400 | 66.92% | 21400 | 17 | 11 | 9.5 | 17400 | 21000 | 80.77% | 1.85 | Residential | 445 | Yes | 1.78 | Yes
210154196 | Mini/Multi Split | GE Appliances | HMSV-A-CB-O (Multi-Split Heat Pump, Free Delivery) | ASH436NCDD** |  | Non-Ducted Indoor Units |  |  | 33400 | 18.5 |  | 9.3 | 11 |  | 36000 | 23600 | 65.56% | 33400 | 19 | 9.3 | 9.4 | 23600 | 26000 | 72.22% | 2 | Residential | 695 | Yes | 2.78 | Yes
210154197 | Mini/Multi Split | GE Appliances | HMSV-A-CB (Multi-Split Heat Pump) | ASH436NCDD** |  | Ducted Indoor Units |  |  | 33000 | 15.2 |  | 8.8 | 9.5 |  | 34000 | 20000 | 58.82% | 33000 | 15.7 | 8.8 | 8.7 | 20000 | 24200 | 71.18% | 2 | Residential | 687.5 | Yes | 2.75 | Yes
210191032 | Mini/Multi Split | BLUERIDGE | HRCU-A-CB-O (Mini-Split Heat Pump, with Remote Outdoor Unit Air-Source, Free Delivery) | BMY60HHUC |  | Mini-Splits (Non-Ducted) | BM60MFCC |  | 55000 | 16.8 |  | 9 | 11.3 |  | 60000 | 40000 | 66.67% | 55000 | 17.3 | 9 | 10.2 | 40000 | 56500 | 94.17% | 1.97 | Residential | 1145 | Yes | 4.58 | Yes
210191033 | Mini/Multi Split | CTMorley | HRCU-A-CB (Mini-Split System: Heat Pump with Outdoor Unit-Air-Source, Ducted) | MOU-A55LH-2 |  | Mini-Splits (Ducted) | MIU-A60LD-2 |  | 55000 | 18 |  | 9.4 | 11 |  | 57000 | 40000 | 70.18% | 55000 | 15.8 | 9.4 | 9.5 | 40000 | 53000 | 92.98% | 1.97 | Residential | 1145 | Yes | 4.58 | Yes
210191034 | Mini/Multi Split | CTMorley | HRCU-A-CB-O (Mini-Split Heat Pump, with Remote Outdoor Unit Air-Source, Free Delivery) | MOU-A55LH-2 |  | Mini-Splits (Non-Ducted) | MIU-A60LF-2 |  | 55000 | 16.8 |  | 9 | 11.3 |  | 60000 | 40000 | 66.67% | 55000 | 17.3 | 9 | 10.2 | 40000 | 56500 | 94.17% | 1.97 | Residential | 1145 | Yes | 4.58 | Yes
210191037 | Mini/Multi Split | FUJITSU | HRCU-A-CB-O (Mini-Split Heat Pump, with Remote Outdoor Unit Air-Source, Free Delivery) | AOUH12LMBH1 |  | Mini-Splits (Non-Ducted) | ASUH12LMAS | [10 empty] | 12000 | 23 | 12.5 | 11 | 8500 | 10300 | 73.57% | 2.18 | Residential | 250 | Yes | 1 | Both
210191038 | Mini/Multi Split | FUJITSU | HRCU-A-CB-O (Mini-Split Heat Pump, with Remote Outdoor Unit Air-Source, Free Delivery) | AOUH12LMBS1 |  | Mini-Splits (Non-Ducted) | ASUH12LMAS | [10 empty] | 12000 | 23 | 12.5 | 11.1 | 8500 | 10300 | 73.57% | 2.36 | Residential | 250 | Yes | 1 | Both
210276798 | Mini/Multi Split | GIBSON | HMSV-A-CB-O (Multi-Split Heat Pump, Free Delivery) | GXH36(10.6)FMK4DH-1 |  | Non-Ducted Indoor Units |  |  | 34000 | 21 |  | 12 | 10 |  | 36000 | 30800 | 85.56% | 34000 | 21 | 12 | 10 | 30800 | 32400 | 90% | 1.82 | Residential | 707.5 | Yes | 2.83 | Both
210276799 | Mini/Multi Split | GIBSON | HMSV-A-CB-O (Multi-Split Heat Pump, Free Delivery) | GXH42(12.3)FMK4DH-1 |  | Non-Ducted Indoor Units |  |  | 36000 | 21 |  | 12 | 10 |  | 40000 | 35600 | 89% | 36000 | 21 | 12 | 10 | 35600 | 32400 | 81% | 1.92 | Residential | 750 | Yes | 3 | Both
210276800 | Mini/Multi Split | GIBSON | HMSV-A-CB-O (Multi-Split Heat Pump, Free Delivery) | GXH18(5.3)FMK4DH-1 |  | Non-Ducted Indoor Units |  |  | 17000 | 21 |  | 12 | 10 |  | 18000 | 14700 | 81.67% | 17000 | 21 | 12 | 10 | 14700 | 13600 | 75.56% | 2.22 | Residential | 355 | Yes | 1.42 | Both
210276803 | Mini/Multi Split | AIRTEMP | HMSV-A-CB-O (Multi-Split Heat Pump, Free Delivery) | GXH36(10.6)FMK4DH-1 |  | Non-Ducted Indoor Units |  |  | 34000 | 21 |  | 12 | 10 |  | 36000 | 30800 | 85.56% | 34000 | 21 | 12 | 10 | 30800 | 32400 | 90% | 1.82 | Residential | 707.5 | Yes | 2.83 | Both
210276804 | Mini/Multi Split | AIRTEMP | HMSV-A-CB-O (Multi-Split Heat Pump, Free Delivery) | GXH42(12.3)FMK4DH-1 |  | Non-Ducted Indoor Units |  |  | 36000 | 21 |  | 12 | 10 |  | 40000 | 35600 | 89% | 36000 | 21 | 12 | 10 | 35600 | 32400 | 81% | 1.92 | Residential | 750 | Yes | 3 | Both
210276805 | Mini/Multi Split | AIRTEMP | HMSV-A-CB-O (Multi-Split Heat Pump, Free Delivery) | GXH18(5.3)FMK4DH-1 |  | Non-Ducted Indoor Units |  |  | 17000 | 21 |  | 12 | 10 |  | 18000 | 14700 | 81.67% | 17000 | 21 | 12 | 10 | 14700 | 13600 | 75.56% | 2.22 | Residential | 355 | Yes | 1.42 | Both
210278973 | Mini/Multi Split | GREE | HMSV-A-CB-O (Multi-Split Heat Pump, Free Delivery) | MULTI18HP230V1EO |  | Non-Ducted Indoor Units |  |  | 17000 | 21 |  | 12 | 10 |  | 18000 | 14700 | 81.67% | 17000 | 21 | 12 | 10 | 14700 | 13600 | 75.56% | 2.22 | Residential | 355 | Yes | 1.42 | Both
210278979 | Mini/Multi Split | GREE | HMSV-A-CB-O (Multi-Split Heat Pump, Free Delivery) | MULTI36HP230V1EO |  | Non-Ducted Indoor Units |  |  | 34000 | 21 |  | 12 | 10 |  | 36000 | 30800 | 85.56% | 34000 | 21 | 12 | 10 | 30800 | 32400 | 90% | 1.82 | Residential | 707.5 | Yes | 2.83 | Both
210278981 | Mini/Multi Split | GREE | HMSV-A-CB-O (Multi-Split Heat Pump, Free Delivery) | MULTI42HP230V1EO |  | Non-Ducted Indoor Units |  |  | 36000 | 21 |  | 12 | 10 |  | 40000 | 35600 | 89% | 36000 | 21 | 12 | 10 | 35600 | 32400 | 81% | 1.92 | Residential | 750 | Yes | 3 | Both
210288129 | Mini/Multi Split | CTMorley | HMSV-A-CB (Multi-Split Heat Pump) | MOU-2A18G-2 |  | Ducted Indoor Units |  |  | 18000 | 19 |  | 12 | 10.8 |  | 19000 | 14800 | 77.89% | 18000 | 19 | 12 | 9.8 | 14800 | 13300 | 70% | 2 | Residential | 375 | Yes | 1.5 | Both
210288140 | Mini/Multi Split | CTMorley | HMSV-A-CB (Multi-Split Heat Pump) | MOU-2A18H-2 |  | Non-Ducted Indoor Units |  |  | 19000 | 20.5 |  | 12.5 | 9.7 |  | 20000 | 13500 | 67.5% | 19000 | 20.5 | 12.5 | 9 | 13500 | 18000 | 90% | 1.8 | Residential | 395 | Yes | 1.58 | Both
210288141 | Mini/Multi Split | CTMorley | HMSV-A-CB (Multi-Split Heat Pump) | MOU-2A18H-2 |  | Ducted Indoor Units |  |  | 18500 | 19 |  | 11.5 | 9.8 |  | 19000 | 16000 | 84.21% | 19000 | 19 | 12 | 9.3 | 16000 | 19000 | 95% | 1.85 | Residential | 395 | Yes | 1.58 | Both
210288143 | Mini/Multi Split | CTMorley | HMSV-A-CB (Multi-Split Heat Pump) | MOU-3A27H-2 |  | Non-Ducted Indoor Units |  |  | 28000 | 22 |  | 11.5 | 10 |  | 28000 | 25600 | 91.43% | 28000 | 22.6 | 11.8 | 9.8 | 25600 | 25000 | 89.29% | 1.8 | Residential | 582.5 | Yes | 2.33 | Both
210288144 | Mini/Multi Split | CTMorley | HMSV-A-CB (Multi-Split Heat Pump) | MOU-3A27H-2 |  | Ducted Indoor Units |  |  | 28000 | 20 |  | 11.5 | 10.1 |  | 28000 | 27000 | 96.43% | 28000 | 20 | 11.7 | 9.5 | 27000 | 25000 | 89.29% | 1.8 | Residential | 582.5 | Yes | 2.33 | Both
210288149 | Mini/Multi Split | CTMorley | HMSV-A-CB (Multi-Split Heat Pump) | MOU-5A48H-2 |  | Non-Ducted Indoor Units |  |  | 48000 | 21 |  | 11 | 11.5 |  | 48000 | 39000 | 81.25% | 48000 | 21.2 | 11 | 10 | 39000 | 45000 | 91.84% | 2 | Residential | 1000 | Yes | 4 | Yes
210288150 | Mini/Multi Split | CTMorley | HMSV-A-CB (Multi-Split Heat Pump) | MOU-5A48H-2 |  | Ducted Indoor Units |  |  | 48000 | 20.2 |  | 11.4 | 10.5 |  | 50000 | 36000 | 72% | 47000 | 20.9 | 11.7 | 8.9 | 36000 | 42500 | 86.73% | 2 | Residential | 980 | Yes | 3.92 | Both
210299301 | Mini/Multi Split | MDV | HRCU-A-CB (Mini-Split System: Heat Pump with Outdoor Unit-Air-Source, Ducted) | MOE30U-48HFN1-MP0(GA) |  | Mini-Splits (Ducted) | MTI-48HWFN1-MSN12 | [10 empty] | 48000 | 15.2 | 8.8 | 9.7 | 35000 | 35600 | 71.2% | 1.93 | Residential | 1000 | Yes | 4 | Yes
210299303 | Mini/Multi Split | MDV | HRCU-A-CB (Mini-Split System: Heat Pump with Outdoor Unit-Air-Source, Ducted) | MOX330-09HFN1-MY5W |  | Mini-Splits (Ducted) | MTI-09HWFN1-MSS8 | [10 empty] | 9000 | 20.5 | 13.6 | 10 | 8600 | 10800 | 110.2% | 1.9 | Residential | 187.5 | Yes | 0.75 | Both
210299304 | Mini/Multi Split | MDV | HRCU-A-CB (Mini-Split System: Heat Pump with Outdoor Unit-Air-Source, Ducted) | MOX330-12HFN1-MW5W |  | Mini-Splits (Ducted) | MTI-12HWFN1-MST0 | [10 empty] | 12000 | 20 | 12 | 9.5 | 9700 | 12000 | 100% | 1.85 | Residential | 250 | Yes | 1 | Both
210299844 | Mini/Multi Split | MDV | HRCU-A-CB (Mini-Split System: Heat Pump with Outdoor Unit-Air-Source, Ducted) | MOD30-24HFN1-MU0W |  | Mini-Splits (Ducted) | MTI-24HWFN1-MSP5 | [10 empty] | 24000 | 17.6 | 11.4 | 11.2 | 21000 | 24000 | 96% | 2 | Residential | 500 | Yes | 2 | Yes
210299845 | Mini/Multi Split | MDV | HRCU-A-CB (Mini-Split System: Heat Pump with Outdoor Unit-Air-Source, Ducted) | MOX430-17HFN1-MT0W |  | Mini-Splits (Ducted) | MTI-18HWFN1-MSP0 | [10 empty] | 17500 | 17.5 | 11.7 | 10.7 | 15700 | 18000 | 94.74% | 2.2 | Residential | 365 | Yes | 1.46 | Both
210301933 | Mini/Multi Split | SHARP | HRCU-A-CB-O (Mini-Split Heat Pump, with Remote Outdoor Unit Air-Source, Free Delivery) | AE-X18ZU |  | Mini-Splits (Non-Ducted) | AY-XPC18ZU | [10 empty] | 18000 | 24 | 13 | 11 | 22000 | 18000 | 83.33% | 2.2 | Residential | 375 | Yes | 1.5 | Yes
210363336 | Mini/Multi Split | SHARP | HRCU-A-CB-O (Mini-Split Heat Pump, with Remote Outdoor Unit Air-Source, Free Delivery) | AE-X24ZU |  | Mini-Splits (Non-Ducted) | AY-XPC24ZU | [10 empty] | 22000 | 22 | 10 | 11 | 22400 | 19000 | 79.17% | 2.2 | Residential | 457.5 | Yes | 1.83 | Yes
210368110 | Mini/Multi Split | RHEEM | HRCU-A-CB-O (Mini-Split Heat Pump, with Remote Outdoor Unit Air-Source, Free Delivery) | RO1HHZ12AJ3S |  | Mini-Splits (Non-Ducted) | RIWHHZ12AJ3S |  | 12000 | 20 |  | 11 | 11 |  | 14000 | 8800 | 62.86% | 12000 | 20 | 11 | 10.5 | 8800 | 10200 | 72.86% | 2.3 | Residential | 250 | Yes | 1
210368111 | Mini/Multi Split | RUUD | HRCU-A-CB-O (Mini-Split Heat Pump, with Remote Outdoor Unit Air-Source, Free Delivery) | RO1HHZ12AJ3S |  | Mini-Splits (Non-Ducted) | UIWHHZ12AJ3S |  | 12000 | 20 |  | 11 | 11 |  | 14000 | 8800 | 62.86% | 12000 | 20 | 11 | 10.5 | 8800 | 10200 | 72.86% | 2.3 | Residential | 250 | Yes | 1
210368118 | Mini/Multi Split | RHEEM | HRCU-A-CB-O (Mini-Split Heat Pump, with Remote Outdoor Unit Air-Source, Free Delivery) | RO1HHZ18AJ3S |  | Mini-Splits (Non-Ducted) | RIWHHZ18AJ3S |  | 18000 | 20 |  | 12 | 11 |  | 18000 | 11200 | 62.22% | 18000 | 20 | 12 | 10.5 | 11200 | 18100 | 100.6% | 2.14 | Residential | 375 | Yes | 1.5
210368119 | Mini/Multi Split | RUUD | HRCU-A-CB-O (Mini-Split Heat Pump, with Remote Outdoor Unit Air-Source, Free Delivery) | RO1HHZ18AJ3S |  | Mini-Splits (Non-Ducted) | UIWHHZ18AJ3S |  | 18000 | 20 |  | 12 | 11 |  | 18000 | 11200 | 62.22% | 18000 | 20 | 12 | 10.5 | 11200 | 18100 | 100.6% | 2.14 | Residential | 375 | Yes | 1.5
210368120 | Mini/Multi Split | RHEEM | HRCU-A-CB-O (Mini-Split Heat Pump, with Remote Outdoor Unit Air-Source, Free Delivery) | RO1HHZ24AJ3S |  | Mini-Splits (Non-Ducted) | RIWHHZ24AJ3S |  | 24000 | 19 |  | 9.2 | 11 |  | 24000 | 15400 | 64.17% | 24000 | 19 | 9.2 | 9.8 | 15400 | 19500 | 81.25% | 2 | Residential | 500 | Yes | 2
210368121 | Mini/Multi Split | RUUD | HRCU-A-CB-O (Mini-Split Heat Pump, with Remote Outdoor Unit Air-Source, Free Delivery) | RO1HHZ24AJ3S |  | Mini-Splits (Non-Ducted) | UIWHHZ24AJ3S |  | 24000 | 19 |  | 9.2 | 11 |  | 24000 | 15400 | 64.17% | 24000 | 19 | 9.2 | 9.8 | 15400 | 19500 | 81.25% | 2 | Residential | 500 | Yes | 2
210368122 | Mini/Multi Split | RHEEM | HRCU-A-CB-O (Mini-Split Heat Pump, with Remote Outdoor Unit Air-Source, Free Delivery) | RO1HHZ30AJ3S |  | Mini-Splits (Non-Ducted) | RIWHHZ30AJ3S |  | 30000 | 18 |  | 9.8 | 11 |  | 30000 | 19400 | 64.67% | 30000 | 18 | 9.8 | 9.8 | 19400 | 24000 | 80% | 1.8 | Residential | 625 | Yes | 2.5
210368123 | Mini/Multi Split | RUUD | HRCU-A-CB-O (Mini-Split Heat Pump, with Remote Outdoor Unit Air-Source, Free Delivery) | RO1HHZ30AJ3S |  | Mini-Splits (Non-Ducted) | UIWHHZ30AJ3S |  | 30000 | 18 |  | 9.8 | 11 |  | 30000 | 19400 | 64.67% | 30000 | 18 | 9.8 | 9.8 | 19400 | 24000 | 80% | 1.8 | Residential | 625 | Yes | 2.5
210368124 | Mini/Multi Split | RHEEM | HRCU-A-CB-O (Mini-Split Heat Pump, with Remote Outdoor Unit Air-Source, Free Delivery) | RO1HHZ36AJ3S |  | Mini-Splits (Non-Ducted) | RIWHHZ36AJ3S |  | 33000 | 18 |  | 8.1 | 11 |  | 34000 | 22400 | 65.88% | 33000 | 18 | 8.1 | 9.6 | 22400 | 25200 | 74.12% | 1.8 | Residential | 687.5 | Yes | 2.75
210368125 | Mini/Multi Split | RUUD | HRCU-A-CB-O (Mini-Split Heat Pump, with Remote Outdoor Unit Air-Source, Free Delivery) | RO1HHZ36AJ3S |  | Mini-Splits (Non-Ducted) | UIWHHZ36AJ3S |  | 33000 | 18 |  | 8.1 | 11 |  | 34000 | 22400 | 65.88% | 33000 | 18 | 8.1 | 9.6 | 22400 | 25200 | 74.12% | 1.8 | Residential | 687.5 | Yes | 2.75
210410121 | Mini/Multi Split | ACD | HRCU-A-CB-O (Mini-Split Heat Pump, with Remote Outdoor Unit Air-Source, Free Delivery) | CHD09KCH19S-O |  | Mini-Splits (Non-Ducted) | CHD09KCH19S-I |  | 9100 | 19.5 |  | 11.3 | 10 |  | 10000 | 6000 | 60% | 9100 | 19.5 | 11.3 | 8.8 | 6000 | 7400 | 74% | 1.87 | Residential | 190 | Yes | 0.76 | Yes
210435405 | Mini/Multi Split | TRANE | HMSV-A-CB-O (Multi-Split Heat Pump, Free Delivery) | 4TXM2118A12N0** |  | Non-Ducted Indoor Units |  |  | 17000 | 21 |  | 12 | 10 |  | 18000 | 14700 | 81.67% | 17000 | 21 | 12 | 10 | 14700 | 13600 | 75.56% | 2.22 | Residential | 355 | Yes | 1.42 | Both
210435408 | Mini/Multi Split | TRANE | HMSV-A-CB-O (Multi-Split Heat Pump, Free Delivery) | 4TXM2136A14N0** |  | Non-Ducted Indoor Units |  |  | 34000 | 21 |  | 12 | 10 |  | 36000 | 30800 | 85.56% | 34000 | 21 | 12 | 10 | 30800 | 32400 | 90% | 1.82 | Residential | 707.5 | Yes | 2.83 | Both
210435409 | Mini/Multi Split | TRANE | HMSV-A-CB-O (Multi-Split Heat Pump, Free Delivery) | 4TXM2142A15N0** |  | Non-Ducted Indoor Units |  |  | 36000 | 21 |  | 12 | 10 |  | 40000 | 35600 | 89% | 36000 | 21 | 12 | 10 | 35600 | 32400 | 81% | 1.92 | Residential | 750 | Yes | 3 | Both
210435420 | Mini/Multi Split | AMERICAN STANDARD | HMSV-A-CB-O (Multi-Split Heat Pump, Free Delivery) | 4TXM2118A12N0** |  | Non-Ducted Indoor Units |  |  | 17000 | 21 |  | 12 | 10 |  | 18000 | 14700 | 81.67% | 17000 | 21 | 12 | 10 | 14700 | 13600 | 75.56% | 2.22 | Residential | 355 | Yes | 1.42 | Both
210435423 | Mini/Multi Split | AMERICAN STANDARD | HMSV-A-CB-O (Multi-Split Heat Pump, Free Delivery) | 4TXM2136A14N0** |  | Non-Ducted Indoor Units |  |  | 34000 | 21 |  | 12 | 10 |  | 36000 | 30800 | 85.56% | 34000 | 21 | 12 | 10 | 30800 | 32400 | 90% | 1.82 | Residential | 707.5 | Yes | 2.83 | Both
210435424 | Mini/Multi Split | AMERICAN STANDARD | HMSV-A-CB-O (Multi-Split Heat Pump, Free Delivery) | 4TXM2142A15N0** |  | Non-Ducted Indoor Units |  |  | 36000 | 21 |  | 12 | 10 |  | 40000 | 35600 | 89% | 36000 | 21 | 12 | 10 | 35600 | 32400 | 81% | 1.92 | Residential | 750 | Yes | 3 | Both
210436266 | Mini/Multi Split | SAMSUNG | HRCU-A-CB-O (Mini-Split Heat Pump, with Remote Outdoor Unit Air-Source, Free Delivery) | AR18CSDACWKX |  | Mini-Splits (Non-Ducted) | AR18CSDABWKN |  | 18000 | 21 |  | 13 | 10 |  | 20600 | 11500 | 55.83% | 18000 | 21 | 13 | 8.5 | 22400 | 19000 | 95% | 1.9 | Residential | 375 | Yes | 1.5 | Yes
210436268 | Mini/Multi Split | SAMSUNG | HRCU-A-CB-O (Mini-Split Heat Pump, with Remote Outdoor Unit Air-Source, Free Delivery) | AR24CSDACWKX |  | Mini-Splits (Non-Ducted) | AR24CSDABWKN |  | 21000 | 20 |  | 12.5 | 10 |  | 27400 | 16000 | 58.39% | 21000 | 20 | 12.5 | 9.2 | 28000 | 24400 | 97.6% | 2 | Residential | 437.5 | Yes | 1.75 | Yes
210445762 | Mini/Multi Split | SAMSUNG | HRCU-A-CB-O (Mini-Split Heat Pump, with Remote Outdoor Unit Air-Source, Free Delivery) | AR18CSDABWKX |  | Mini-Splits (Non-Ducted) | AR18CSDABWKN |  | 18000 | 21 |  | 13 | 10 |  | 20600 | 11500 | 55.83% | 18000 | 21 | 13 | 8.5 | 22400 | 19000 | 95% | 1.9 | Residential | 375 | Yes | 1.5 | Yes
210445766 | Mini/Multi Split | SAMSUNG | HRCU-A-CB-O (Mini-Split Heat Pump, with Remote Outdoor Unit Air-Source, Free Delivery) | AR24CSDABWKX |  | Mini-Splits (Non-Ducted) | AR24CSDABWKN |  | 21000 | 20 |  | 12.5 | 10 |  | 27400 | 16000 | 58.39% | 21000 | 20 | 12.5 | 9.2 | 28000 | 24400 | 97.6% | 2 | Residential | 437.5 | Yes | 1.75 | Yes
210474672 | Mini/Multi Split | AIRDACH | HMSV-A-CB (Multi-Split Heat Pump) | AMSH1800VM1-D |  | Ducted Indoor Units |  |  | 18000 | 19 |  | 12 | 10.8 |  | 19000 | 14800 | 77.89% | 18000 | 19 | 12 | 9.8 | 14800 | 13300 | 70% | 2 | Residential | 375 | Yes | 1.5 | Both
210485362 | Mini/Multi Split | GREE | HMSV-A-CB-O (Multi-Split Heat Pump, Free Delivery) | GWHD(18)ND3NO |  | Non-Ducted Indoor Units |  |  | 17000 | 19 |  | 12 | 10 |  | 18000 | 14700 | 81.67% | 17000 | 19 | 12 | 10 | 14700 | 13600 | 75.56% | 2.22 | Residential | 355 | Yes | 1.42 | Both
210485365 | Mini/Multi Split | GREE | HMSV-A-CB-O (Multi-Split Heat Pump, Free Delivery) | GWHD(36)ND3NO |  | Non-Ducted Indoor Units |  |  | 34000 | 19 |  | 12 | 10 |  | 36000 | 30800 | 85.56% | 34000 | 19 | 12 | 10 | 30800 | 32400 | 90% | 1.82 | Residential | 707.5 | Yes | 2.83 | Both
210485366 | Mini/Multi Split | GREE | HMSV-A-CB-O (Multi-Split Heat Pump, Free Delivery) | GWHD(42)ND3NO |  | Non-Ducted Indoor Units |  |  | 36000 | 19 |  | 12 | 10 |  | 40000 | 35600 | 89% | 36000 | 19 | 12 | 10 | 35600 | 32400 | 81% | 1.92 | Residential | 750 | Yes | 3 | Both
210485377 | Mini/Multi Split | TOSOT | HRCU-A-CB-O (Mini-Split Heat Pump, with Remote Outdoor Unit Air-Source, Free Delivery) | TWH09ATCXB-D3DNA3AO |  | Mini-Splits (Non-Ducted) | TWH09ATCXB-D3DNA3AI |  | 9100 | 19.5 |  | 11.3 | 10 |  | 10000 | 6000 | 60% | 9100 | 19.5 | 11.3 | 8.8 | 6000 | 7400 | 74% | 1.87 | Residential | 190 | Yes | 0.76 | Yes
210488259 | Mini/Multi Split | Ameristar | HMSV-A-CB-O (Multi-Split Heat Pump, Free Delivery) | M4THM1918A12N** |  | Non-Ducted Indoor Units |  |  | 17000 | 19 |  | 12 | 10 |  | 18000 | 14700 | 81.67% | 17000 | 19 | 12 | 10 | 14700 | 13600 | 75.56% | 2.22 | Residential | 355 | Yes | 1.42 | Both
210488262 | Mini/Multi Split | Ameristar | HMSV-A-CB-O (Multi-Split Heat Pump, Free Delivery) | M4THM1936A14N** |  | Non-Ducted Indoor Units |  |  | 34000 | 19 |  | 12 | 10 |  | 36000 | 30800 | 85.56% | 34000 | 19 | 12 | 10 | 30800 | 32400 | 90% | 1.82 | Residential | 707.5 | Yes | 2.83 | Both
210488263 | Mini/Multi Split | Ameristar | HMSV-A-CB-O (Multi-Split Heat Pump, Free Delivery) | M4THM1942A15N** |  | Non-Ducted Indoor Units |  |  | 36000 | 19 |  | 12 | 10 |  | 40000 | 35600 | 89% | 36000 | 19 | 12 | 10 | 35600 | 32400 | 81% | 1.92 | Residential | 750 | Yes | 3 | Both
210488274 | Mini/Multi Split | RUNTRU | HMSV-A-CB-O (Multi-Split Heat Pump, Free Delivery) | M4THM1918A12N** |  | Non-Ducted Indoor Units |  |  | 17000 | 19 |  | 12 | 10 |  | 18000 | 14700 | 81.67% | 17000 | 19 | 12 | 10 | 14700 | 13600 | 75.56% | 2.22 | Residential | 355 | Yes | 1.42 | Both
210488277 | Mini/Multi Split | RUNTRU | HMSV-A-CB-O (Multi-Split Heat Pump, Free Delivery) | M4THM1936A14N** |  | Non-Ducted Indoor Units |  |  | 34000 | 19 |  | 12 | 10 |  | 36000 | 30800 | 85.56% | 34000 | 19 | 12 | 10 | 30800 | 32400 | 90% | 1.82 | Residential | 707.5 | Yes | 2.83 | Both
210488278 | Mini/Multi Split | RUNTRU | HMSV-A-CB-O (Multi-Split Heat Pump, Free Delivery) | M4THM1942A15N** |  | Non-Ducted Indoor Units |  |  | 36000 | 19 |  | 12 | 10 |  | 40000 | 35600 | 89% | 36000 | 19 | 12 | 10 | 35600 | 32400 | 81% | 1.92 | Residential | 750 | Yes | 3 | Both
210534127 | Mini/Multi Split | ACD | HMSV-A-CB-O (Multi-Split Heat Pump, Free Delivery) | MPD18KCH21SB-O |  | Non-Ducted Indoor Units |  |  | 17000 | 21 |  | 12 | 10 |  | 18000 | 14700 | 81.67% | 17000 | 21 | 12 | 10 | 14700 | 13600 | 75.56% | 2.22 | Residential | 355 | Yes | 1.42 | Both
210534130 | Mini/Multi Split | ACD | HMSV-A-CB-O (Multi-Split Heat Pump, Free Delivery) | MPD36KCH21SB-O |  | Non-Ducted Indoor Units |  |  | 34000 | 21 |  | 12 | 10 |  | 36000 | 30800 | 85.56% | 34000 | 21 | 12 | 10 | 30800 | 32400 | 90% | 1.82 | Residential | 707.5 | Yes | 2.83 | Both
210534131 | Mini/Multi Split | ACD | HMSV-A-CB-O (Multi-Split Heat Pump, Free Delivery) | MPD42KCH21SB-O |  | Non-Ducted Indoor Units |  |  | 36000 | 21 |  | 12 | 10 |  | 40000 | 35600 | 89% | 36000 | 21 | 12 | 10 | 35600 | 32400 | 81% | 1.92 | Residential | 750 | Yes | 3 | Both
210534145 | Mini/Multi Split | BLUERIDGE | HMSV-A-CB-O (Multi-Split Heat Pump, Free Delivery) | BMKH18MC |  | Non-Ducted Indoor Units |  |  | 17000 | 21 |  | 12 | 10 |  | 18000 | 14700 | 81.67% | 17000 | 21 | 12 | 10 | 14700 | 13600 | 75.56% | 2.22 | Residential | 355 | Yes | 1.42 | Both
210534148 | Mini/Multi Split | BLUERIDGE | HMSV-A-CB-O (Multi-Split Heat Pump, Free Delivery) | BMKH42MC |  | Non-Ducted Indoor Units |  |  | 36000 | 21 |  | 12 | 10 |  | 40000 | 35600 | 89% | 36000 | 21 | 12 | 10 | 35600 | 32400 | 81% | 1.92 | Residential | 750 | Yes | 3 | Both
210568114 | Mini/Multi Split | Durastar | HRCU-A-CB-O (Mini-Split Heat Pump, with Remote Outdoor Unit Air-Source, Free Delivery) | DRA1H24S1A |  | Mini-Splits (Non-Ducted) | DRAC24F1B |  | 24000 | 20.2 |  | 11 | 11.6 |  | 25000 | 21000 | 84% | 24000 | 20.5 | 11 | 11.5 | 21000 | 25800 | 103.2% | 2 | Residential | 500 | Yes | 2 | Yes
210568120 | Mini/Multi Split | Durastar | HRCU-A-CB-O (Mini-Split Heat Pump, with Remote Outdoor Unit Air-Source, Free Delivery) | DRA1H24S1A |  | Mini-Splits (Non-Ducted) | DRAF24F1A |  | 24000 | 20.2 |  | 11.5 | 11.6 |  | 24600 | 19000 | 77.24% | 24000 | 20.5 | 11.7 | 11 | 19000 | 25000 | 100% | 2.1 | Residential | 500 | Yes | 2 | Both
210568211 | Mini/Multi Split | Durastar | HMSV-A-CB (Multi-Split Heat Pump) | DRA2H18M1A |  | Non-Ducted Indoor Units |  |  | 19000 | 20.5 |  | 12.5 | 9.7 |  | 20000 | 13500 | 67.5% | 19000 | 20.5 | 12.5 | 9 | 13500 | 18000 | 90% | 1.8 | Residential | 395 | Yes | 1.58 | Both
210568212 | Mini/Multi Split | Durastar | HMSV-A-CB (Multi-Split Heat Pump) | DRA2H18M1A |  | Ducted Indoor Units |  |  | 18500 | 19 |  | 11.5 | 9.8 |  | 19000 | 16000 | 84.21% | 19000 | 19 | 12 | 9.3 | 16000 | 19000 | 95% | 1.85 | Residential | 395 | Yes | 1.58 | Both
210568214 | Mini/Multi Split | Durastar | HMSV-A-CB (Multi-Split Heat Pump) | DRA3H28M1A |  | Non-Ducted Indoor Units |  |  | 28000 | 22 |  | 11.5 | 10 |  | 28000 | 25600 | 91.43% | 28000 | 22.6 | 11.8 | 9.8 | 25600 | 25000 | 89.29% | 1.8 | Residential | 582.5 | Yes | 2.33 | Both
210568215 | Mini/Multi Split | Durastar | HMSV-A-CB (Multi-Split Heat Pump) | DRA3H28M1A |  | Ducted Indoor Units |  |  | 28000 | 20 |  | 11.5 | 10.1 |  | 28000 | 27000 | 96.43% | 28000 | 20 | 11.7 | 9.5 | 27000 | 25000 | 89.29% | 1.8 | Residential | 582.5 | Yes | 2.33 | Both
210568220 | Mini/Multi Split | Durastar | HMSV-A-CB (Multi-Split Heat Pump) | DRA5H48M1A |  | Non-Ducted Indoor Units |  |  | 48000 | 21 |  | 11 | 11.5 |  | 48000 | 39000 | 81.25% | 48000 | 21.2 | 11 | 10 | 39000 | 45000 | 91.84% | 2 | Residential | 1000 | Yes | 4 | Yes
210568221 | Mini/Multi Split | Durastar | HMSV-A-CB (Multi-Split Heat Pump) | DRA5H48M1A |  | Ducted Indoor Units |  |  | 48000 | 20.2 |  | 11.4 | 10.5 |  | 50000 | 36000 | 72% | 47000 | 20.9 | 11.7 | 8.9 | 36000 | 42500 | 86.73% | 2 | Residential | 980 | Yes | 3.92 | Both
210568223 | Mini/Multi Split | Durastar | HMSV-A-CB (Multi-Split Heat Pump) | DRA5H55M1A |  | Non-Ducted Indoor Units |  |  | 55000 | 19 |  | 10.5 | 10.8 |  | 55000 | 34800 | 63.27% | 55000 | 20 | 10.5 | 9.5 | 34800 | 45500 | 82.73% | 1.8 | Residential | 1145 | Yes | 4.58 | Yes
210568224 | Mini/Multi Split | Durastar | HMSV-A-CB (Multi-Split Heat Pump) | DRA5H55M1A |  | Ducted Indoor Units |  |  | 55000 | 19 |  | 10.5 | 11 |  | 55000 | 35200 | 64% | 55000 | 18.8 | 10.5 | 9.3 | 35200 | 46000 | 83.64% | 1.9 | Residential | 1145 | Yes | 4.58 | Yes
210568244 | Mini/Multi Split | COMFORT-AIRE | HRCU-A-CB-O (Mini-Split Heat Pump, with Remote Outdoor Unit Air-Source, Free Delivery) | A-VMH24SV-1 |  | Mini-Splits (Non-Ducted) | B-VMH24UU-1 |  | 24000 | 20.2 |  | 11.5 | 11.6 |  | 24600 | 19000 | 77.24% | 24000 | 20.5 | 11.7 | 11 | 19000 | 25000 | 100% | 2.1 | Residential | 500 | Yes | 2 | Both
210568248 | Mini/Multi Split | KERR | HRCU-A-CB-O (Mini-Split Heat Pump, with Remote Outdoor Unit Air-Source, Free Delivery) | A-KMH24SV-1 |  | Mini-Splits (Non-Ducted) | B-KMH24CV-1 |  | 24000 | 20.2 |  | 11 | 11.6 |  | 25000 | 21000 | 84% | 24000 | 20.5 | 11 | 11.5 | 21000 | 25800 | 103.2% | 2 | Residential | 500 | Yes | 2 | Yes
210568252 | Mini/Multi Split | KERR | HRCU-A-CB-O (Mini-Split Heat Pump, with Remote Outdoor Unit Air-Source, Free Delivery) | A-KMH24SV-1 |  | Mini-Splits (Non-Ducted) | B-KMH24UU-1 |  | 24000 | 20.2 |  | 11.5 | 11.6 |  | 24600 | 19000 | 77.24% | 24000 | 20.5 | 11.7 | 11 | 19000 | 25000 | 100% | 2.1 | Residential | 500 | Yes | 2 | Both
210586151 | Mini/Multi Split | ECO AC | HMSV-A-CB (Multi-Split Heat Pump) | EMH-2O18BBH |  | Non-Ducted Indoor Units |  |  | 19000 | 20.5 |  | 12.5 | 9.7 |  | 20000 | 13500 | 67.5% | 19000 | 20.5 | 12.5 | 9 | 13500 | 18000 | 90% | 1.8 | Residential | 395 | Yes | 1.58 | Both
210586152 | Mini/Multi Split | ECO AC | HMSV-A-CB (Multi-Split Heat Pump) | EMH-2O18BBH |  | Ducted Indoor Units |  |  | 18500 | 19 |  | 11.5 | 9.8 |  | 19000 | 16000 | 84.21% | 19000 | 19 | 12 | 9.3 | 16000 | 19000 | 95% | 1.85 | Residential | 395 | Yes | 1.58 | Both
210586154 | Mini/Multi Split | ECO AC | HMSV-A-CB (Multi-Split Heat Pump) | EMH-3O27BBH |  | Non-Ducted Indoor Units |  |  | 28000 | 22 |  | 11.5 | 10 |  | 28000 | 25600 | 91.43% | 28000 | 22.6 | 11.8 | 9.8 | 25600 | 25000 | 89.29% | 1.8 | Residential | 582.5 | Yes | 2.33 | Both
210586155 | Mini/Multi Split | ECO AC | HMSV-A-CB (Multi-Split Heat Pump) | EMH-3O27BBH |  | Ducted Indoor Units |  |  | 28000 | 20 |  | 11.5 | 10.1 |  | 28000 | 27000 | 96.43% | 28000 | 20 | 11.7 | 9.5 | 27000 | 25000 | 89.29% | 1.8 | Residential | 582.5 | Yes | 2.33 | Both
210605795 | Mini/Multi Split | Conforto | HRCU-A-CB-O (Mini-Split Heat Pump, with Remote Outdoor Unit Air-Source, Free Delivery) | ADSZ109DA |  | Mini-Splits (Non-Ducted) | ADWAL09DA |  | 9000 | 16.5 |  | 8.8 | 9.4 |  | 10000 | 6400 | 64% | 9000 | 18.5 | 10.5 | 8.8 | 6400 | 7100 | 71% | 2.1 | Residential | 187.5 | Yes | 0.75 | Yes
210605809 | Mini/Multi Split | Conforto | HRCU-A-CB-O (Mini-Split Heat Pump, with Remote Outdoor Unit Air-Source, Free Delivery) | MHSZ124DA |  | Mini-Splits (Non-Ducted) | MHCAS24DA |  | 24000 | 20.2 |  | 11 | 11.6 |  | 25000 | 21000 | 84% | 24000 | 20.5 | 11 | 11.5 | 21000 | 25800 | 103.2% | 2 | Residential | 500 | Yes | 2 | Yes
210605811 | Mini/Multi Split | Conforto | HMSV-A-CB (Multi-Split Heat Pump) | MHMZ218DA |  | Ducted Indoor Units |  |  | 18500 | 19 |  | 11.5 | 9.8 |  | 19000 | 16000 | 84.21% | 19000 | 19 | 12 | 9.3 | 16000 | 19000 | 95% | 1.85 | Residential | 395 | Yes | 1.58 | Both
210605814 | Mini/Multi Split | Conforto | HMSV-A-CB (Multi-Split Heat Pump) | MHMZ327DA |  | Ducted Indoor Units |  |  | 28000 | 20 |  | 11.5 | 10.1 |  | 28000 | 27000 | 96.43% | 28000 | 20 | 11.7 | 9.5 | 27000 | 25000 | 89.29% | 1.8 | Residential | 582.5 | Yes | 2.33 | Both
210605819 | Mini/Multi Split | Conforto | HMSV-A-CB (Multi-Split Heat Pump) | MHMZ548DA |  | Non-Ducted Indoor Units |  |  | 48000 | 21.5 |  | 11.6 | 11 |  | 49000 | 36000 | 73.47% | 48000 | 21.8 | 11.7 | 9.8 | 36000 | 45000 | 91.84% | 2 | Residential | 1000 | Yes | 4 | Both
210605820 | Mini/Multi Split | Conforto | HMSV-A-CB (Multi-Split Heat Pump) | MHMZ548DA |  | Ducted Indoor Units |  |  | 48000 | 20.2 |  | 11.4 | 10.5 |  | 50000 | 36000 | 72% | 47000 | 20.9 | 11.7 | 8.9 | 36000 | 42500 | 86.73% | 2 | Residential | 980 | Yes | 3.92 | Both
210644040 | Mini/Multi Split | MDV | HRCU-A-CB (Mini-Split System: Heat Pump with Outdoor Unit-Air-Source, Ducted) | MOE30U-36HFN1-M(GA)-L |  | Mini-Splits (Ducted) | MTI-36HWFN1-M |  | 36000 | 17.5 |  | 9 | 11.5 |  | 40000 | 34000 | 85% | 36000 | 16.5 | 9 | 11 | 33400 | 36000 | 85.71% | 1.98 | Residential | 750 | Yes | 3 | Yes
210644042 | Mini/Multi Split | MDV | HRCU-A-CB-O (Mini-Split Heat Pump, with Remote Outdoor Unit Air-Source, Free Delivery) | MOD30-24HFN1-MU0W-L |  | Mini-Splits (Non-Ducted) | MUEU-24HRFN1-M(C) |  | 24000 | 20.2 |  | 11.5 | 11.6 |  | 24600 | 19000 | 77.24% | 24000 | 20.5 | 11.7 | 11 | 19000 | 25000 | 100% | 2.1 | Residential | 500 | Yes | 2 | Both
210644044 | Mini/Multi Split | MDV | HRCU-A-CB-O (Mini-Split Heat Pump, with Remote Outdoor Unit Air-Source, Free Delivery) | MOE30U-48HFN1-M-[X](GA)-L |  | Mini-Splits (Non-Ducted) | MUE-48HRFN1-M(C) |  | 48000 | 17 |  | 8.2 | 10.8 |  | 50000 | 35000 | 70% | 48000 | 17 | 8.2 | 9.8 | 35000 | 49000 | 96.08% | 1.8 | Residential | 1000 | Yes | 4 | Yes
210644045 | Mini/Multi Split | MDV | HRCU-A-CB-O (Mini-Split Heat Pump, with Remote Outdoor Unit Air-Source, Free Delivery) | MOD30-24HFN1-MU0W-L |  | Mini-Splits (Non-Ducted) | MCD1-24HRFN1-MT0W(GA) |  | 24000 | 20.2 |  | 11 | 11.6 |  | 25000 | 21000 | 84% | 24000 | 20.5 | 11 | 11.5 | 21000 | 25800 | 103.2% | 2 | Residential | 500 | Yes | 2 | Yes
210644046 | Mini/Multi Split | MDV | HRCU-A-CB-O (Mini-Split Heat Pump, with Remote Outdoor Unit Air-Source, Free Delivery) | MOE30U-36HFN1-M(GA)-L |  | Mini-Splits (Non-Ducted) | MCD1-36HRFN1-M(GA) |  | 36000 | 19 |  | 9.5 | 10.3 |  | 39000 | 33000 | 84.62% | 36000 | 19.4 | 9.5 | 10.5 | 33000 | 40000 | 100% | 1.85 | Residential | 750 | Yes | 3 | Yes
210644047 | Mini/Multi Split | MDV | HRCU-A-CB-O (Mini-Split Heat Pump, with Remote Outdoor Unit Air-Source, Free Delivery) | MOE30U-48HFN1-M-[X](GA)-L |  | Mini-Splits (Non-Ducted) | MCD1-48HRFN1-M(GA) |  | 48000 | 16.5 |  | 8.3 | 10.7 |  | 51000 | 35000 | 68.63% | 48000 | 16.8 | 8.3 | 10.7 | 35000 | 48000 | 90.57% | 1.98 | Residential | 1000 | Yes | 4 | Yes
210644051 | Mini/Multi Split | MDV | HMSV-A-CB (Multi-Split Heat Pump) | M2OA-18HFN1-M-L |  | Ducted Indoor Units |  |  | 18000 | 19 |  | 12 | 10.8 |  | 19000 | 14800 | 77.89% | 18000 | 19 | 12 | 9.8 | 14800 | 13300 | 70% | 2 | Residential | 375 | Yes | 1.5 | Both
210644054 | Mini/Multi Split | MDV | HMSV-A-CB (Multi-Split Heat Pump) | M2OI-18HFN1-M-L |  | Ducted Indoor Units |  |  | 18500 | 19 |  | 11.5 | 9.8 |  | 19000 | 16000 | 84.21% | 19000 | 19 | 12 | 9.3 | 16000 | 19000 | 95% | 1.85 | Residential | 395 | Yes | 1.58 | Both
210644060 | Mini/Multi Split | OLMO | HRCU-A-CB-O (Mini-Split Heat Pump, with Remote Outdoor Unit Air-Source, Free Delivery) | OS-EL09ALP230VO |  | Mini-Splits (Non-Ducted) | OS -EL09ALP230VI |  | 9000 | 16.5 |  | 8.8 | 9.4 |  | 10000 | 6400 | 64% | 9000 | 18.5 | 10.5 | 8.8 | 6400 | 7100 | 71% | 2.1 | Residential | 187.5 | Yes | 0.75 | Yes
210665620 | Mini/Multi Split | LENNOX | HRCU-A-CB-O (Mini-Split Heat Pump, with Remote Outdoor Unit Air-Source, Free Delivery) | MPC048S4S-1P |  | Mini-Splits (Non-Ducted) | MCFA048S4* |  | 48000 | 18 |  | 9.3 | 11 |  | 50000 | 29000 | 58% | 48000 | 18.9 | 9.1 | 9.7 | 29000 | 35000 | 70% | 1.85 | Residential | 1000 | Yes | 4 | Yes
210665626 | Mini/Multi Split | LENNOX | HRCU-A-CB-O (Mini-Split Heat Pump, with Remote Outdoor Unit Air-Source, Free Delivery) | MPC048S4S-1P |  | Mini-Splits (Non-Ducted) | M33C048S4* |  | 48000 | 17.8 |  | 9.5 | 11 |  | 50000 | 30000 | 60% | 47000 | 18.5 | 9.5 | 9.8 | 30000 | 35600 | 71.2% | 1.98 | Residential | 980 | Yes | 3.92 | Yes
210665635 | Mini/Multi Split | LENNOX | HRCU-A-CB (Mini-Split System: Heat Pump with Outdoor Unit-Air-Source, Ducted) | MLB036S4S-2P |  | Mini-Splits (Ducted) | MMDB036S4* |  | 36000 | 17.5 |  | 9 | 11.5 |  | 40000 | 34000 | 85% | 36000 | 16.5 | 9 | 11 | 33400 | 36000 | 85.71% | 1.98 | Residential | 750 | Yes | 3 | Yes
210665639 | Mini/Multi Split | LENNOX | HRCU-A-CB-O (Mini-Split Heat Pump, with Remote Outdoor Unit Air-Source, Free Delivery) | MLB024S4S-1P |  | Mini-Splits (Non-Ducted) | MCFA024S4* |  | 24000 | 20.2 |  | 11.5 | 11.6 |  | 24600 | 19000 | 77.24% | 24000 | 20.5 | 11.7 | 11 | 19000 | 25000 | 100% | 2.1 | Residential | 500 | Yes | 2 | Both
210665641 | Mini/Multi Split | LENNOX | HRCU-A-CB-O (Mini-Split Heat Pump, with Remote Outdoor Unit Air-Source, Free Delivery) | MLB048S4S-2P |  | Mini-Splits (Non-Ducted) | MCFA048S4* |  | 48000 | 17 |  | 8.2 | 10.8 |  | 50000 | 35000 | 70% | 48000 | 17 | 8.2 | 9.8 | 35000 | 49000 | 96.08% | 1.8 | Residential | 1000 | Yes | 4 | Yes
210665645 | Mini/Multi Split | LENNOX | HRCU-A-CB-O (Mini-Split Heat Pump, with Remote Outdoor Unit Air-Source, Free Delivery) | MLB024S4S-1P |  | Mini-Splits (Non-Ducted) | M33C024S4* |  | 24000 | 20.2 |  | 11 | 11.6 |  | 25000 | 21000 | 84% | 24000 | 20.5 | 11 | 11.5 | 21000 | 25800 | 103.2% | 2 | Residential | 500 | Yes | 2 | Yes
210665646 | Mini/Multi Split | LENNOX | HRCU-A-CB-O (Mini-Split Heat Pump, with Remote Outdoor Unit Air-Source, Free Delivery) | MLB036S4S-2P |  | Mini-Splits (Non-Ducted) | M33C036S4* |  | 36000 | 19 |  | 9.5 | 10.3 |  | 39000 | 33000 | 84.62% | 36000 | 19.4 | 9.5 | 10.5 | 33000 | 40000 | 100% | 1.85 | Residential | 750 | Yes | 3 | Yes
210665647 | Mini/Multi Split | LENNOX | HRCU-A-CB-O (Mini-Split Heat Pump, with Remote Outdoor Unit Air-Source, Free Delivery) | MLB048S4S-2P |  | Mini-Splits (Non-Ducted) | M33C048S4* |  | 48000 | 16.5 |  | 8.3 | 10.7 |  | 51000 | 35000 | 68.63% | 48000 | 16.8 | 8.3 | 10.7 | 35000 | 48000 | 90.57% | 1.98 | Residential | 1000 | Yes | 4 | Yes
210799474 | Mini/Multi Split | Cooper&Hunter | HMSV-A-CB (Multi-Split Heat Pump) | CH-HYP19MSPH-230VO |  | Non-Ducted Indoor Units |  |  | 19000 | 21.5 |  | 12.5 | 9.8 |  | 20000 | 12600 | 63% | 19000 | 21.5 | 12.5 | 9 | 12600 | 17000 | 85% | 1.9 | Residential | 395 | Yes | 1.58 | Both
210799540 | Mini/Multi Split | Cooper&Hunter | HRCU-A-CB (Mini-Split System: Heat Pump with Outdoor Unit-Air-Source, Ducted) | CH-HYP36LCUO |  | Mini-Splits (Ducted) | CH-36LCDTU/I |  | 36000 | 17.5 |  | 9 | 11.5 |  | 40000 | 34000 | 85% | 36000 | 16.5 | 9 | 11 | 34000 | 36000 | 85.71% | 1.98 | Residential | 750 | Yes | 3 | Yes
210799599 | Mini/Multi Split | Cooper&Hunter | HRCU-A-CB-O (Mini-Split Heat Pump, with Remote Outdoor Unit Air-Source, Free Delivery) | CH-HPR24-230VO |  | Mini-Splits (Non-Ducted) | CH-N24MSPHCT-230VI |  | 24000 | 20.2 |  | 11 | 11.6 |  | 25000 | 21000 | 84% | 24000 | 20.5 | 11 | 11.5 | 21000 | 25800 | 103.2% | 2 | Residential | 500 | Yes | 2 | Yes
210799601 | Mini/Multi Split | Cooper&Hunter | HRCU-A-CB-O (Mini-Split Heat Pump, with Remote Outdoor Unit Air-Source, Free Delivery) | CH-HPR24-230VO |  | Mini-Splits (Non-Ducted) | CH-24MSPHFC-230VI |  | 24000 | 20.2 |  | 11.5 | 11.6 |  | 24600 | 19000 | 77.24% | 24000 | 20.5 | 11.7 | 11 | 19000 | 25000 | 100% | 2.1 | Residential | 500 | Yes | 2 | Both
210799605 | Mini/Multi Split | Cooper&Hunter | HRCU-A-CB-O (Mini-Split Heat Pump, with Remote Outdoor Unit Air-Source, Free Delivery) | CH-N48LCU-230VO |  | Mini-Splits (Non-Ducted) | CH-N48LCCT-230VI |  | 48000 | 17.8 |  | 9.5 | 11.5 |  | 50000 | 30000 | 60% | 48000 | 18.5 | 9.5 | 9.8 | 30000 | 35600 | 71.2% | 1.98 | Residential | 1000 | Yes | 4 | Yes
210799607 | Mini/Multi Split | Cooper&Hunter | HRCU-A-CB-O (Mini-Split Heat Pump, with Remote Outdoor Unit Air-Source, Free Delivery) | CH-N48LCU-230VO |  | Mini-Splits (Non-Ducted) | CH-48LCFC/I |  | 48000 | 18 |  | 9.3 | 11 |  | 50000 | 29000 | 58% | 48000 | 18.9 | 9.3 | 10 | 29000 | 35000 | 70% | 1.85 | Residential | 1000 | Yes | 4 | Yes
210799610 | Mini/Multi Split | Cooper&Hunter | HRCU-A-CB-O (Mini-Split Heat Pump, with Remote Outdoor Unit Air-Source, Free Delivery) | CH-NHPR36LCU-230VO |  | Mini-Splits (Non-Ducted) | CH-N36LCCT-230VI |  | 36000 | 19 |  | 9.5 | 10.3 |  | 39000 | 33000 | 84.62% | 36000 | 19.4 | 9.5 | 10.5 | 33000 | 40000 | 100% | 1.85 | Residential | 750 | Yes | 3 | Yes
210799611 | Mini/Multi Split | Cooper&Hunter | HRCU-A-CB (Mini-Split System: Heat Pump with Outdoor Unit-Air-Source, Ducted) | CH-NHPR36LCU-230VO |  | Mini-Splits (Ducted) | CH-36LCDTU/I |  | 36000 | 17.5 |  | 9 | 11.5 |  | 40000 | 34000 | 85% | 36000 | 16.5 | 9 | 11 | 33400 | 36000 | 85.71% | 1.98 | Residential | 750 | Yes | 3 | Yes
210799613 | Mini/Multi Split | Cooper&Hunter | HRCU-A-CB-O (Mini-Split Heat Pump, with Remote Outdoor Unit Air-Source, Free Delivery) | CH-NHPR48LCU-230VO |  | Mini-Splits (Non-Ducted) | CH-N48LCCT-230VI |  | 48000 | 16.5 |  | 8.3 | 10.7 |  | 51000 | 35000 | 68.63% | 48000 | 16.8 | 8.3 | 10.7 | 35000 | 48000 | 90.57% | 1.98 | Residential | 1000 | Yes | 4 | Yes
210799615 | Mini/Multi Split | Cooper&Hunter | HRCU-A-CB-O (Mini-Split Heat Pump, with Remote Outdoor Unit Air-Source, Free Delivery) | CH-NHPR48LCU-230VO |  | Mini-Splits (Non-Ducted) | CH-48LCFC/I |  | 48000 | 17 |  | 8.2 | 10.8 |  | 50000 | 35000 | 70% | 48000 | 17 | 8.2 | 9.8 | 35000 | 49000 | 96.08% | 1.8 | Residential | 1000 | Yes | 4 | Yes
210799617 | Mini/Multi Split | Cooper&Hunter | HMSV-A-CB (Multi-Split Heat Pump) | CH-18MES-230VO |  | Ducted Indoor Units |  |  | 18000 | 19 |  | 12 | 10.8 |  | 19000 | 14800 | 77.89% | 18000 | 19 | 12 | 9.8 | 14800 | 13300 | 70% | 2 | Residential | 375 | Yes | 1.5 | Both
210799629 | Mini/Multi Split | Cooper&Hunter | HMSV-A-CB (Multi-Split Heat Pump) | CH-HPR19M-230VO |  | Ducted Indoor Units |  |  | 18500 | 19 |  | 11.5 | 9.8 |  | 19000 | 16000 | 84.21% | 19000 | 19 | 12 | 9.3 | 16000 | 19000 | 95% | 1.85 | Residential | 395 | Yes | 1.58 | Both
210799632 | Mini/Multi Split | Cooper&Hunter | HMSV-A-CB (Multi-Split Heat Pump) | CH-HPR28M-230VO |  | Ducted Indoor Units |  |  | 28000 | 20 |  | 11.5 | 10.1 |  | 28000 | 27000 | 96.43% | 28000 | 20 | 11.7 | 9.5 | 27000 | 25000 | 89.29% | 1.8 | Residential | 582.5 | Yes | 2.33 | Both
210799636 | Mini/Multi Split | Cooper&Hunter | HMSV-A-CB (Multi-Split Heat Pump) | CH-HPR48M-230VO |  | Non-Ducted Indoor Units |  |  | 48000 | 21.5 |  | 11.6 | 11 |  | 49000 | 36000 | 73.47% | 48000 | 21.8 | 11.7 | 9.8 | 36000 | 45000 | 91.84% | 2 | Residential | 1000 | Yes | 4 | Both
210799637 | Mini/Multi Split | Cooper&Hunter | HMSV-A-CB (Multi-Split Heat Pump) | CH-HPR48M-230VO |  | Ducted Indoor Units |  |  | 48000 | 20.2 |  | 11.4 | 10.5 |  | 50000 | 36000 | 72% | 47000 | 20.9 | 11.7 | 8.9 | 36000 | 42500 | 86.73% | 2 | Residential | 980 | Yes | 3.92 | Both
210799644 | Mini/Multi Split | Cooper&Hunter | HMSV-A-CB (Multi-Split Heat Pump) | CH-HPR55M-230VO |  | Non-Ducted Indoor Units |  |  | 55000 | 21.5 |  | 10.5 | 10.6 |  | 55000 | 34400 | 62.55% | 55000 | 22 | 10.5 | 9.5 | 34400 | 46000 | 83.64% | 1.9 | Residential | 1145 | Yes | 4.58 | Yes
210799645 | Mini/Multi Split | Cooper&Hunter | HMSV-A-CB (Multi-Split Heat Pump) | CH-HPR55M-230VO |  | Ducted Indoor Units |  |  | 55000 | 19 |  | 10.5 | 11 |  | 55000 | 35200 | 64% | 55000 | 18.8 | 10.5 | 9.3 | 35200 | 46000 | 83.64% | 1.9 | Residential | 1145 | Yes | 4.58 | Yes
210799680 | Mini/Multi Split | Cooper&Hunter | HRCU-A-CB-O (Mini-Split Heat Pump, with Remote Outdoor Unit Air-Source, Free Delivery) | OS-EL09ALP230VO |  | Mini-Splits (Non-Ducted) | OS -EL09ALP230VI |  | 9000 | 16.5 |  | 8.8 | 9.4 |  | 10000 | 6400 | 64% | 9000 | 18.5 | 10.5 | 8.8 | 6400 | 7100 | 71% | 2.1 | Residential | 187.5 | Yes | 0.75 | Yes
210824748 | Mini/Multi Split | RHEEM | HRCU-A-CB (Mini-Split System: Heat Pump with Outdoor Unit-Air-Source, Ducted) | RD16AZ36AJVUA |  | Mini-Splits (Ducted) | RHMVZ3621MNAUAJ |  | 36000 | 18 |  | 11.3 | 10.2 |  | 42000 | 29400 | 70% | 36000 | 17.1 | 10.7 | 8.8 | 29400 | 32800 | 78.1% | 2 | Residential | 750 | Yes | 3 | Yes
210824751 | Mini/Multi Split | RUUD | HRCU-A-CB (Mini-Split System: Heat Pump with Outdoor Unit-Air-Source, Ducted) | RD16AZ36AJVUA |  | Mini-Splits (Ducted) | RHMVZ3621MNAUAJ |  | 36000 | 18 |  | 11.3 | 10.2 |  | 42000 | 29400 | 70% | 36000 | 17.1 | 10.7 | 8.8 | 29400 | 32800 | 78.1% | 2 | Residential | 750 | Yes | 3 | Yes
210838013 | Mini/Multi Split | AC PRO.COM | HMSV-A-CB-O (Multi-Split Heat Pump, Free Delivery) | AWHD(18)ND3MO |  | Non-Ducted Indoor Units |  |  | 17000 | 21 |  | 12 | 10 |  | 18000 | 14700 | 81.67% | 17000 | 21 | 12 | 10 | 14700 | 13600 | 75.56% | 2.22 | Residential | 355 | Yes | 1.42 | Both
210838022 | Mini/Multi Split | AC PRO.COM | HMSV-A-CB-O (Multi-Split Heat Pump, Free Delivery) | AWHD(36)ND3MO |  | Non-Ducted Indoor Units |  |  | 34000 | 21 |  | 12 | 10 |  | 36000 | 30800 | 85.56% | 34000 | 21 | 12 | 10 | 30800 | 32400 | 90% | 1.82 | Residential | 707.5 | Yes | 2.83 | Both
210838025 | Mini/Multi Split | AC PRO.COM | HMSV-A-CB-O (Multi-Split Heat Pump, Free Delivery) | AWHD(42)ND3MO |  | Non-Ducted Indoor Units |  |  | 36000 | 21 |  | 12 | 10 |  | 40000 | 35600 | 89% | 36000 | 21 | 12 | 10 | 35600 | 32400 | 81% | 1.92 | Residential | 750 | Yes | 3 | Both
210857272 | Mini/Multi Split | DIAMONDAIR | HRCU-A-CB-O (Mini-Split Heat Pump, with Remote Outdoor Unit Air-Source, Free Delivery) | D2024SHO2 |  | Mini-Splits (Non-Ducted) | DF2024CI2 |  | 24000 | 20.2 |  | 11 | 11.6 |  | 25000 | 21000 | 84% | 24000 | 20.5 | 11 | 11.5 | 21000 | 25800 | 103.2% | 2 | Residential | 500 | Yes | 2 | Yes
210857278 | Mini/Multi Split | DIAMONDAIR | HMSV-A-CB (Multi-Split Heat Pump) | DF18M2Z2 |  | Ducted Indoor Units |  |  | 18000 | 19 |  | 12 | 10.8 |  | 19000 | 14800 | 77.89% | 18000 | 19 | 12 | 9.8 | 14800 | 13300 | 70% | 2 | Residential | 375 | Yes | 1.5 | Both
210857299 | Mini/Multi Split | 1HVAC | HRCU-A-CB-O (Mini-Split Heat Pump, with Remote Outdoor Unit Air-Source, Free Delivery) | ACIQ-36ZPL-HP230B |  | Mini-Splits (Non-Ducted) | ACIQ-36CC-HH-MB |  | 36000 | 19 |  | 9.5 | 10.3 |  | 39000 | 33000 | 84.62% | 36000 | 19.4 | 9.5 | 10.5 | 33000 | 40000 | 100% | 1.85 | Residential | 750 | Yes | 3 | Yes
210857300 | Mini/Multi Split | 1HVAC | HRCU-A-CB-O (Mini-Split Heat Pump, with Remote Outdoor Unit Air-Source, Free Delivery) | ACIQ-48ZPL-HP230B |  | Mini-Splits (Non-Ducted) | ACIQ-48CC-HH-MB |  | 48000 | 16.5 |  | 8.3 | 10.7 |  | 51000 | 35000 | 68.63% | 48000 | 16.8 | 8.3 | 10.7 | 35000 | 48000 | 90.57% | 1.98 | Residential | 1000 | Yes | 4 | Yes
210857301 | Mini/Multi Split | 1HVAC | HRCU-A-CB (Mini-Split System: Heat Pump with Outdoor Unit-Air-Source, Ducted) | ACIQ-36ZPL-HP230B |  | Mini-Splits (Ducted) | ACIQ-36CD-HH-MB |  | 36000 | 17.5 |  | 9 | 11.5 |  | 40000 | 34000 | 85% | 36000 | 16.5 | 9 | 11 | 33400 | 36000 | 85.71% | 1.98 | Residential | 750 | Yes | 3 | Yes
210857303 | Mini/Multi Split | 1HVAC | HRCU-A-CB (Mini-Split System: Heat Pump with Outdoor Unit-Air-Source, Ducted) | ACIQ-60ZPL-HP230B |  | Mini-Splits (Ducted) | ACIQ-60CD-HH-MB |  | 55000 | 18 |  | 9.4 | 11 |  | 57000 | 40000 | 70.18% | 55000 | 15.8 | 9.4 | 9.5 | 40000 | 53000 | 92.98% | 1.97 | Residential | 1145 | Yes | 4.58 | Yes
210857305 | Mini/Multi Split | 1HVAC | HRCU-A-CB-O (Mini-Split Heat Pump, with Remote Outdoor Unit Air-Source, Free Delivery) | ACIQ-48ZPL-HP230B |  | Mini-Splits (Non-Ducted) | ACIQ-48FM-HH-MB |  | 48000 | 17 |  | 8.2 | 10.8 |  | 50000 | 35000 | 70% | 48000 | 17 | 8.2 | 9.8 | 35000 | 49000 | 96.08% | 1.8 | Residential | 1000 | Yes | 4 | Yes
210857306 | Mini/Multi Split | 1HVAC | HRCU-A-CB-O (Mini-Split Heat Pump, with Remote Outdoor Unit Air-Source, Free Delivery) | ACIQ-60ZPL-HP230B |  | Mini-Splits (Non-Ducted) | ACIQ-60FM-HH-MB |  | 55000 | 16.8 |  | 9 | 11.3 |  | 60000 | 40000 | 66.67% | 55000 | 17.3 | 9 | 10.2 | 40000 | 56500 | 94.17% | 1.97 | Residential | 1145 | Yes | 4.58 | Yes
210857319 | Mini/Multi Split | ACIQ | HRCU-A-CB-O (Mini-Split Heat Pump, with Remote Outdoor Unit Air-Source, Free Delivery) | ACIQ-36ZPL-HP230B |  | Mini-Splits (Non-Ducted) | ACIQ-36CC-HH-MB |  | 36000 | 19 |  | 9.5 | 10.3 |  | 39000 | 33000 | 84.62% | 36000 | 19.4 | 9.5 | 10.5 | 33000 | 40000 | 100% | 1.85 | Residential | 750 | Yes | 3 | Yes
210857320 | Mini/Multi Split | ACIQ | HRCU-A-CB-O (Mini-Split Heat Pump, with Remote Outdoor Unit Air-Source, Free Delivery) | ACIQ-48ZPL-HP230B |  | Mini-Splits (Non-Ducted) | ACIQ-48CC-HH-MB |  | 48000 | 16.5 |  | 8.3 | 10.7 |  | 51000 | 35000 | 68.63% | 48000 | 16.8 | 8.3 | 10.7 | 35000 | 48000 | 90.57% | 1.98 | Residential | 1000 | Yes | 4 | Yes
210857321 | Mini/Multi Split | ACIQ | HRCU-A-CB (Mini-Split System: Heat Pump with Outdoor Unit-Air-Source, Ducted) | ACIQ-36ZPL-HP230B |  | Mini-Splits (Ducted) | ACIQ-36CD-HH-MB |  | 36000 | 17.5 |  | 9 | 11.5 |  | 40000 | 34000 | 85% | 36000 | 16.5 | 9 | 11 | 33400 | 36000 | 85.71% | 1.98 | Residential | 750 | Yes | 3 | Yes
210857323 | Mini/Multi Split | ACIQ | HRCU-A-CB (Mini-Split System: Heat Pump with Outdoor Unit-Air-Source, Ducted) | ACIQ-60ZPL-HP230B |  | Mini-Splits (Ducted) | ACIQ-60CD-HH-MB |  | 55000 | 18 |  | 9.4 | 11 |  | 57000 | 40000 | 70.18% | 55000 | 15.8 | 9.4 | 9.5 | 40000 | 53000 | 92.98% | 1.97 | Residential | 1145 | Yes | 4.58 | Yes
210857325 | Mini/Multi Split | ACIQ | HRCU-A-CB-O (Mini-Split Heat Pump, with Remote Outdoor Unit Air-Source, Free Delivery) | ACIQ-48ZPL-HP230B |  | Mini-Splits (Non-Ducted) | ACIQ-48FM-HH-MB |  | 48000 | 17 |  | 8.2 | 10.8 |  | 50000 | 35000 | 70% | 48000 | 17 | 8.2 | 9.8 | 35000 | 49000 | 96.08% | 1.8 | Residential | 1000 | Yes | 4 | Yes
210857326 | Mini/Multi Split | ACIQ | HRCU-A-CB-O (Mini-Split Heat Pump, with Remote Outdoor Unit Air-Source, Free Delivery) | ACIQ-60ZPL-HP230B |  | Mini-Splits (Non-Ducted) | ACIQ-60FM-HH-MB |  | 55000 | 16.8 |  | 9 | 11.3 |  | 60000 | 40000 | 66.67% | 55000 | 17.3 | 9 | 10.2 | 40000 | 56500 | 94.17% | 1.97 | Residential | 1145 | Yes | 4.58 | Yes
210857339 | Mini/Multi Split | DIYCOOL | HRCU-A-CB-O (Mini-Split Heat Pump, with Remote Outdoor Unit Air-Source, Free Delivery) | ACIQ-36ZPL-HP230B |  | Mini-Splits (Non-Ducted) | ACIQ-36CC-HH-MB |  | 36000 | 19 |  | 9.5 | 10.3 |  | 39000 | 33000 | 84.62% | 36000 | 19.4 | 9.5 | 10.5 | 33000 | 40000 | 100% | 1.85 | Residential | 750 | Yes | 3 | Yes
210857340 | Mini/Multi Split | DIYCOOL | HRCU-A-CB-O (Mini-Split Heat Pump, with Remote Outdoor Unit Air-Source, Free Delivery) | ACIQ-48ZPL-HP230B |  | Mini-Splits (Non-Ducted) | ACIQ-48CC-HH-MB |  | 48000 | 16.5 |  | 8.3 | 10.7 |  | 51000 | 35000 | 68.63% | 48000 | 16.8 | 8.3 | 10.7 | 35000 | 48000 | 90.57% | 1.98 | Residential | 1000 | Yes | 4 | Yes
210857341 | Mini/Multi Split | DIYCOOL | HRCU-A-CB (Mini-Split System: Heat Pump with Outdoor Unit-Air-Source, Ducted) | ACIQ-36ZPL-HP230B |  | Mini-Splits (Ducted) | ACIQ-36CD-HH-MB |  | 36000 | 17.5 |  | 9 | 11.5 |  | 40000 | 34000 | 85% | 36000 | 16.5 | 9 | 11 | 33400 | 36000 | 85.71% | 1.98 | Residential | 750 | Yes | 3 | Yes
210857343 | Mini/Multi Split | DIYCOOL | HRCU-A-CB (Mini-Split System: Heat Pump with Outdoor Unit-Air-Source, Ducted) | ACIQ-60ZPL-HP230B |  | Mini-Splits (Ducted) | ACIQ-60CD-HH-MB |  | 55000 | 18 |  | 9.4 | 11 |  | 57000 | 40000 | 70.18% | 55000 | 15.8 | 9.4 | 9.5 | 40000 | 53000 | 92.98% | 1.97 | Residential | 1145 | Yes | 4.58 | Yes
210857345 | Mini/Multi Split | DIYCOOL | HRCU-A-CB-O (Mini-Split Heat Pump, with Remote Outdoor Unit Air-Source, Free Delivery) | ACIQ-48ZPL-HP230B |  | Mini-Splits (Non-Ducted) | ACIQ-48FM-HH-MB |  | 48000 | 17 |  | 8.2 | 10.8 |  | 50000 | 35000 | 70% | 48000 | 17 | 8.2 | 9.8 | 35000 | 49000 | 96.08% | 1.8 | Residential | 1000 | Yes | 4 | Yes
210857346 | Mini/Multi Split | DIYCOOL | HRCU-A-CB-O (Mini-Split Heat Pump, with Remote Outdoor Unit Air-Source, Free Delivery) | ACIQ-60ZPL-HP230B |  | Mini-Splits (Non-Ducted) | ACIQ-60FM-HH-MB |  | 55000 | 16.8 |  | 9 | 11.3 |  | 60000 | 40000 | 66.67% | 55000 | 17.3 | 9 | 10.2 | 40000 | 56500 | 94.17% | 1.97 | Residential | 1145 | Yes | 4.58 | Yes
210857362 | Mini/Multi Split | 1HVAC | HMSV-A-CB (Multi-Split Heat Pump) | ACIQ-55Z-HH-M5B |  | Non-Ducted Indoor Units |  |  | 55000 | 21.5 |  | 10.5 | 10.6 |  | 55000 | 34400 | 62.55% | 55000 | 22 | 10.5 | 9.5 | 34400 | 46000 | 83.64% | 1.9 | Residential | 1145 | Yes | 4.58 | Yes
210857363 | Mini/Multi Split | 1HVAC | HMSV-A-CB (Multi-Split Heat Pump) | ACIQ-55Z-HH-M5B |  | Ducted Indoor Units |  |  | 55000 | 19 |  | 10.5 | 11 |  | 55000 | 35200 | 64% | 55000 | 18.8 | 10.5 | 9.3 | 35200 | 46000 | 83.64% | 1.9 | Residential | 1145 | Yes | 4.58 | Yes
210857366 | Mini/Multi Split | 1HVAC | HMSV-A-CB (Multi-Split Heat Pump) | ES-18Z-M2B |  | Ducted Indoor Units |  |  | 18000 | 19 |  | 12 | 10.8 |  | 19000 | 14800 | 77.89% | 18000 | 19 | 12 | 9.8 | 14800 | 13300 | 70% | 2 | Residential | 375 | Yes | 1.5 | Both
210857380 | Mini/Multi Split | ACIQ | HMSV-A-CB (Multi-Split Heat Pump) | ACIQ-55Z-HH-M5B |  | Non-Ducted Indoor Units |  |  | 55000 | 21.5 |  | 10.5 | 10.6 |  | 55000 | 34400 | 62.55% | 55000 | 22 | 10.5 | 9.5 | 34400 | 46000 | 83.64% | 1.9 | Residential | 1145 | Yes | 4.58 | Yes
210857381 | Mini/Multi Split | ACIQ | HMSV-A-CB (Multi-Split Heat Pump) | ACIQ-55Z-HH-M5B |  | Ducted Indoor Units |  |  | 55000 | 19 |  | 10.5 | 11 |  | 55000 | 35200 | 64% | 55000 | 18.8 | 10.5 | 9.3 | 35200 | 46000 | 83.64% | 1.9 | Residential | 1145 | Yes | 4.58 | Yes
210857384 | Mini/Multi Split | ACIQ | HMSV-A-CB (Multi-Split Heat Pump) | ES-18Z-M2B |  | Ducted Indoor Units |  |  | 18000 | 19 |  | 12 | 10.8 |  | 19000 | 14800 | 77.89% | 18000 | 19 | 12 | 9.8 | 14800 | 13300 | 70% | 2 | Residential | 375 | Yes | 1.5 | Both
210857398 | Mini/Multi Split | DIYCOOL | HMSV-A-CB (Multi-Split Heat Pump) | ACIQ-55Z-HH-M5B |  | Non-Ducted Indoor Units |  |  | 55000 | 21.5 |  | 10.5 | 10.6 |  | 55000 | 34400 | 62.55% | 55000 | 22 | 10.5 | 9.5 | 34400 | 46000 | 83.64% | 1.9 | Residential | 1145 | Yes | 4.58 | Yes
210857399 | Mini/Multi Split | DIYCOOL | HMSV-A-CB (Multi-Split Heat Pump) | ACIQ-55Z-HH-M5B |  | Ducted Indoor Units |  |  | 55000 | 19 |  | 10.5 | 11 |  | 55000 | 35200 | 64% | 55000 | 18.8 | 10.5 | 9.3 | 35200 | 46000 | 83.64% | 1.9 | Residential | 1145 | Yes | 4.58 | Yes
210857402 | Mini/Multi Split | DIYCOOL | HMSV-A-CB (Multi-Split Heat Pump) | ES-18Z-M2B |  | Ducted Indoor Units |  |  | 18000 | 19 |  | 12 | 10.8 |  | 19000 | 14800 | 77.89% | 18000 | 19 | 12 | 9.8 | 14800 | 13300 | 70% | 2 | Residential | 375 | Yes | 1.5 | Both
211034416 | Mini/Multi Split | LENNOX | HRCU-A-CB-O (Mini-Split Heat Pump, with Remote Outdoor Unit Air-Source, Free Delivery) | MPC009S4S-1P |  | Mini-Splits (Non-Ducted) | MWMC009S4-*P |  | 9000 | 25.5 |  | 15 | 12.2 |  | 10000 | 8500 | 85% | 9000 | 25.5 | 15 | 11.9 | 8500 | 7500 | 75% | 2.17 | Residential | 187.5 | Yes | 0.75 | Both
211034423 | Mini/Multi Split | LENNOX | HRCU-A-CB (Mini-Split System: Heat Pump with Outdoor Unit-Air-Source, Ducted) | MPC009S4S-1P |  | Mini-Splits (Ducted) | MMDB009S4-*P |  | 9000 | 21 |  | 13.5 | 11.5 |  | 10000 | 7700 | 77% | 9000 | 19.2 | 12.5 | 10 | 7700 | 8000 | 80% | 2.1 | Residential | 187.5 | Yes | 0.75 | Both
211034424 | Mini/Multi Split | LENNOX | HRCU-A-CB (Mini-Split System: Heat Pump with Outdoor Unit-Air-Source, Ducted) | MPC012S4S-1P |  | Mini-Splits (Ducted) | MMDB012S4-*P |  | 12000 | 21.5 |  | 12.5 | 10.5 |  | 12000 | 9300 | 77.5% | 11500 | 18.8 | 11.7 | 10.3 | 9300 | 8400 | 70% | 2.26 | Residential | 240 | Yes | 0.96 | Both
211034426 | Mini/Multi Split | LENNOX | HRCU-A-CB (Mini-Split System: Heat Pump with Outdoor Unit-Air-Source, Ducted) | MPC024S4S-1P |  | Mini-Splits (Ducted) | MMDB024S4-*P |  | 24000 | 21.5 |  | 12.6 | 11.2 |  | 24600 | 20000 | 81.3% | 23000 | 19 | 12.3 | 11 | 20000 | 20000 | 80% | 2.3 | Residential | 480 | Yes | 1.92 | Both
211034429 | Mini/Multi Split | LENNOX | HRCU-A-CB-O (Mini-Split Heat Pump, with Remote Outdoor Unit Air-Source, Free Delivery) | MPC012S4S-1P |  | Mini-Splits (Non-Ducted) | MFMA012S4-*P |  | 12000 | 21.5 |  | 13 | 10 |  | 12000 | 9000 | 75% | 12000 | 22.7 | 13 | 10.2 | 9000 | 8400 | 70% | 2.26 | Residential | 250 | Yes | 1 | Both
211034431 | Mini/Multi Split | LENNOX | HRCU-A-CB-O (Mini-Split Heat Pump, with Remote Outdoor Unit Air-Source, Free Delivery) | MPC024S4S-1P |  | Mini-Splits (Non-Ducted) | MCFA024S4-*P |  | 24000 | 20 |  | 12.5 | 11.2 |  | 24000 | 16000 | 66.67% | 24000 | 21.2 | 12.5 | 10.2 | 16000 | 18200 | 75.83% | 2.2 | Residential | 500 | Yes | 2 | Both
211034433 | Mini/Multi Split | LENNOX | HRCU-A-CB-O (Mini-Split Heat Pump, with Remote Outdoor Unit Air-Source, Free Delivery) | MPC048S4S-1P |  | Mini-Splits (Non-Ducted) | MCFA048S4-*P |  | 48000 | 18 |  | 9.3 | 11 |  | 50000 | 29000 | 58% | 48000 | 18.9 | 9.1 | 9.7 | 29000 | 35000 | 70% | 1.85 | Residential | 1000 | Yes | 4 | Yes
211034434 | Mini/Multi Split | LENNOX | HRCU-A-CB-O (Mini-Split Heat Pump, with Remote Outdoor Unit Air-Source, Free Delivery) | MPC009S4S-1P |  | Mini-Splits (Non-Ducted) | M22A009S4-*P |  | 9000 | 20 |  | 13 | 10.5 |  | 10000 | 7500 | 75% | 8900 | 20 | 13 | 10 | 7500 | 7400 | 74% | 1.9 | Residential | 185 | Yes | 0.74 | Both
211034437 | Mini/Multi Split | LENNOX | HRCU-A-CB-O (Mini-Split Heat Pump, with Remote Outdoor Unit Air-Source, Free Delivery) | MPC024S4S-1P |  | Mini-Splits (Non-Ducted) | M33C024S4-*P |  | 24000 | 20.7 |  | 12.5 | 10 |  | 25000 | 19000 | 76% | 23600 | 21.5 | 12.3 | 9.6 | 19000 | 18500 | 71.15% | 2.2 | Residential | 492.5 | Yes | 1.97 | Both
211034439 | Mini/Multi Split | LENNOX | HRCU-A-CB-O (Mini-Split Heat Pump, with Remote Outdoor Unit Air-Source, Free Delivery) | MPC048S4S-1P |  | Mini-Splits (Non-Ducted) | M33C048S4-*P |  | 48000 | 17.8 |  | 9.5 | 11 |  | 50000 | 30000 | 60% | 47000 | 18.5 | 9.5 | 9.8 | 30000 | 35600 | 71.2% | 1.98 | Residential | 980 | Yes | 3.92 | Yes
211034440 | Mini/Multi Split | LENNOX | HRCU-A-CB-O (Mini-Split Heat Pump, with Remote Outdoor Unit Air-Source, Free Delivery) | MLB009S4S-1P |  | Mini-Splits (Non-Ducted) | MWMC009S4-*P |  | 9000 | 28.1 |  | 16.2 | 12.5 |  | 11800 | 9500 | 80.51% | 9000 | 28.1 | 16.2 | 11.5 | 9500 | 10600 | 88.33% | 2 | Residential | 187.5 | Yes | 0.75 | Both
211034441 | Mini/Multi Split | LENNOX | HRCU-A-CB-O (Mini-Split Heat Pump, with Remote Outdoor Unit Air-Source, Free Delivery) | MLB012S4S-1P |  | Mini-Splits (Non-Ducted) | MWMC012S4-*P |  | 12000 | 25.5 |  | 13.5 | 13 |  | 12000 | 10000 | 83.33% | 12000 | 25.5 | 13.5 | 10.4 | 10000 | 12000 | 100% | 1.8 | Residential | 250 | Yes | 1 | Both
211034442 | Mini/Multi Split | LENNOX | HRCU-A-CB-O (Mini-Split Heat Pump, with Remote Outdoor Unit Air-Source, Free Delivery) | MLB018S4S-1P |  | Mini-Splits (Non-Ducted) | MWMC018S4-*P |  | 18000 | 21.5 |  | 12.5 | 13 |  | 18000 | 15000 | 83.33% | 18000 | 21.5 | 12.5 | 11.2 | 15000 | 18000 | 100% | 1.8 | Residential | 375 | Yes | 1.5 | Both
211034443 | Mini/Multi Split | LENNOX | HRCU-A-CB-O (Mini-Split Heat Pump, with Remote Outdoor Unit Air-Source, Free Delivery) | MLB024S4S-1P |  | Mini-Splits (Non-Ducted) | MWMC024S4-*P |  | 24000 | 21.5 |  | 13 | 12 |  | 29000 | 21200 | 73.1% | 24000 | 21.5 | 13 | 11.4 | 21200 | 25000 | 86.21% | 2.21 | Residential | 500 | Yes | 2 | Both
211034444 | Mini/Multi Split | LENNOX | HRCU-A-CB (Mini-Split System: Heat Pump with Outdoor Unit-Air-Source, Ducted) | MLB009S4S-1P |  | Mini-Splits (Ducted) | MMDB009S4-*P |  | 9000 | 23 |  | 14 | 12 |  | 10000 | 10100 | 101% | 8800 | 20.2 | 13.2 | 12 | 10100 | 10800 | 108% | 1.9 | Residential | 182.5 | Yes | 0.73 | Both
211034445 | Mini/Multi Split | LENNOX | HRCU-A-CB (Mini-Split System: Heat Pump with Outdoor Unit-Air-Source, Ducted) | MLB012S4S-1P |  | Mini-Splits (Ducted) | MMDB012S4-*P |  | 12000 | 21.5 |  | 13 | 11.5 |  | 12000 | 10600 | 88.33% | 11800 | 19.5 | 11.7 | 10 | 10600 | 12100 | 96.8% | 1.96 | Residential | 245 | Yes | 0.98 | Both
211034446 | Mini/Multi Split | LENNOX | HRCU-A-CB (Mini-Split System: Heat Pump with Outdoor Unit-Air-Source, Ducted) | MLB018S4S-1P |  | Mini-Splits (Ducted) | MMDB018S4-*P |  | 16500 | 19.6 |  | 12.5 | 11 |  | 19000 | 15000 | 78.95% | 17000 | 18 | 11.7 | 9.2 | 15000 | 17700 | 93.16% | 1.85 | Residential | 355 | Yes | 1.42 | Both
211034447 | Mini/Multi Split | LENNOX | HRCU-A-CB (Mini-Split System: Heat Pump with Outdoor Unit-Air-Source, Ducted) | MLB024S4S-1P |  | Mini-Splits (Ducted) | MMDB024S4-*P |  | 24000 | 20.6 |  | 12.5 | 12.6 |  | 24600 | 21000 | 85.37% | 23800 | 19.2 | 12 | 10.5 | 21000 | 27000 | 108% | 2 | Residential | 495 | Yes | 1.98 | Both
211034448 | Mini/Multi Split | LENNOX | HRCU-A-CB (Mini-Split System: Heat Pump with Outdoor Unit-Air-Source, Ducted) | MLB036S4S-2P |  | Mini-Splits (Ducted) | MMDB036S4-*P |  | 36000 | 17.5 |  | 9 | 11.5 |  | 40000 | 34000 | 85% | 36000 | 16.5 | 9 | 11 | 33400 | 36000 | 85.71% | 1.98 | Residential | 750 | Yes | 3 | Yes
211034450 | Mini/Multi Split | LENNOX | HRCU-A-CB-O (Mini-Split Heat Pump, with Remote Outdoor Unit Air-Source, Free Delivery) | MLB012S4S-1P |  | Mini-Splits (Non-Ducted) | MFMA012S4-*P |  | 12000 | 23 |  | 13 | 11.5 |  | 12000 | 9600 | 80% | 12000 | 23.6 | 13 | 10 | 9600 | 12000 | 100% | 1.89 | Residential | 250 | Yes | 1 | Both
211034451 | Mini/Multi Split | LENNOX | HRCU-A-CB-O (Mini-Split Heat Pump, with Remote Outdoor Unit Air-Source, Free Delivery) | MLB018S4S-1P |  | Mini-Splits (Non-Ducted) | MCFB018S4-*P |  | 17000 | 20.2 |  | 12.5 | 10.5 |  | 18000 | 12000 | 66.67% | 17000 | 20.5 | 12.5 | 9.8 | 12000 | 16800 | 93.33% | 1.86 | Residential | 355 | Yes | 1.42 | Both
211034452 | Mini/Multi Split | LENNOX | HRCU-A-CB-O (Mini-Split Heat Pump, with Remote Outdoor Unit Air-Source, Free Delivery) | MLB024S4S-1P |  | Mini-Splits (Non-Ducted) | MCFA024S4-*P |  | 24000 | 20.2 |  | 11.5 | 11.6 |  | 24600 | 19000 | 77.24% | 24000 | 20.5 | 11.7 | 11 | 19000 | 25000 | 100% | 2.1 | Residential | 500 | Yes | 2 | Both
211034454 | Mini/Multi Split | LENNOX | HRCU-A-CB-O (Mini-Split Heat Pump, with Remote Outdoor Unit Air-Source, Free Delivery) | MLB048S4S-2P |  | Mini-Splits (Non-Ducted) | MCFA048S4-*P |  | 48000 | 17 |  | 8.2 | 10.8 |  | 50000 | 35000 | 70% | 48000 | 17 | 8.2 | 9.8 | 35000 | 49000 | 96.08% | 1.8 | Residential | 1000 | Yes | 4 | Yes
211034455 | Mini/Multi Split | LENNOX | HRCU-A-CB-O (Mini-Split Heat Pump, with Remote Outdoor Unit Air-Source, Free Delivery) | MLB009S4S-1P |  | Mini-Splits (Non-Ducted) | M22A009S4-*P |  | 9000 | 20.5 |  | 13 | 10.8 |  | 10000 | 9000 | 90% | 9000 | 20.5 | 13 | 10.2 | 9000 | 10000 | 102% | 1.8 | Residential | 187.5 | Yes | 0.75 | Both
211034456 | Mini/Multi Split | LENNOX | HRCU-A-CB-O (Mini-Split Heat Pump, with Remote Outdoor Unit Air-Source, Free Delivery) | MLB012S4S-1P |  | Mini-Splits (Non-Ducted) | M22A012S4-*P |  | 12000 | 21.5 |  | 12.7 | 10.6 |  | 12000 | 9900 | 82.5% | 12000 | 22.3 | 12.7 | 10.2 | 9900 | 11300 | 94.17% | 1.89 | Residential | 250 | Yes | 1 | Both
211034458 | Mini/Multi Split | LENNOX | HRCU-A-CB-O (Mini-Split Heat Pump, with Remote Outdoor Unit Air-Source, Free Delivery) | MLB024S4S-1P |  | Mini-Splits (Non-Ducted) | M33C024S4-*P |  | 24000 | 20.2 |  | 11 | 11.6 |  | 25000 | 21000 | 84% | 24000 | 20.5 | 11 | 11.5 | 21000 | 25800 | 103.2% | 2 | Residential | 500 | Yes | 2 | Yes
211034459 | Mini/Multi Split | LENNOX | HRCU-A-CB-O (Mini-Split Heat Pump, with Remote Outdoor Unit Air-Source, Free Delivery) | MLB036S4S-2P |  | Mini-Splits (Non-Ducted) | M33C036S4-*P |  | 36000 | 19 |  | 9.5 | 10.3 |  | 39000 | 33000 | 84.62% | 36000 | 19.4 | 9.5 | 10.5 | 33000 | 40000 | 100% | 1.85 | Residential | 750 | Yes | 3 | Yes
211034460 | Mini/Multi Split | LENNOX | HRCU-A-CB-O (Mini-Split Heat Pump, with Remote Outdoor Unit Air-Source, Free Delivery) | MLB048S4S-2P |  | Mini-Splits (Non-Ducted) | M33C048S4-*P |  | 48000 | 16.5 |  | 8.3 | 10.7 |  | 51000 | 35000 | 68.63% | 48000 | 16.8 | 8.3 | 10.7 | 35000 | 48000 | 90.57% | 1.98 | Residential | 1000 | Yes | 4 | Yes
211034461 | Mini/Multi Split | LENNOX | HRCU-A-CB-O (Mini-Split Heat Pump, with Remote Outdoor Unit Air-Source, Free Delivery) | MHB009S4S-1L |  | Mini-Splits (Non-Ducted) | MWHB009S4-*L |  | 9000 | 21.5 |  | 12.5 | 10.3 |  | 10000 | 6300 | 63% | 9000 | 21.5 | 12.5 | 9.1 | 6300 | 7000 | 70% | 2.16 | Residential | 187.5 | Yes | 0.75 | Both
211034463 | Mini/Multi Split | LENNOX | HRCU-A-CB-O (Mini-Split Heat Pump, with Remote Outdoor Unit Air-Source, Free Delivery) | MHB009S4S-1P |  | Mini-Splits (Non-Ducted) | MWHB009S4-*P |  | 9000 | 21.5 |  | 12.6 | 10 |  | 10000 | 6000 | 60% | 9000 | 21.7 | 12.6 | 9.4 | 6000 | 7000 | 70% | 2 | Residential | 187.5 | Yes | 0.75 | Both
211034468 | Mini/Multi Split | AirEase | HRCU-A-CB-O (Mini-Split Heat Pump, with Remote Outdoor Unit Air-Source, Free Delivery) | 4DHPS209S-1P |  | Mini-Splits (Non-Ducted) | DWM209S4-*P |  | 9000 | 25.5 |  | 15 | 12.2 |  | 10000 | 8500 | 85% | 9000 | 25.5 | 15 | 11.9 | 8500 | 7500 | 75% | 2.17 | Residential | 187.5 | Yes | 0.75 | Both
211034475 | Mini/Multi Split | AirEase | HRCU-A-CB (Mini-Split System: Heat Pump with Outdoor Unit-Air-Source, Ducted) | 4DHPS209S-1P |  | Mini-Splits (Ducted) | DMD209S4-*P |  | 9000 | 21 |  | 13.5 | 11.5 |  | 10000 | 7700 | 77% | 9000 | 19.2 | 12.5 | 10 | 7700 | 8000 | 80% | 2.1 | Residential | 187.5 | Yes | 0.75 | Both
211034476 | Mini/Multi Split | AirEase | HRCU-A-CB (Mini-Split System: Heat Pump with Outdoor Unit-Air-Source, Ducted) | 4DHP2S12S-1P |  | Mini-Splits (Ducted) | DMD212S4-*P |  | 12000 | 21.5 |  | 12.5 | 10.5 |  | 12000 | 9300 | 77.5% | 11500 | 18.8 | 11.7 | 10.3 | 9300 | 8400 | 70% | 2.26 | Residential | 240 | Yes | 0.96 | Both
211034478 | Mini/Multi Split | AirEase | HRCU-A-CB (Mini-Split System: Heat Pump with Outdoor Unit-Air-Source, Ducted) | 4DHP2S24S-1P |  | Mini-Splits (Ducted) | DMD224S4-*P |  | 24000 | 21.5 |  | 12.6 | 11.2 |  | 24600 | 20000 | 81.3% | 23000 | 19 | 12.3 | 11 | 20000 | 20000 | 80% | 2.3 | Residential | 480 | Yes | 1.92 | Both
211034481 | Mini/Multi Split | AirEase | HRCU-A-CB-O (Mini-Split Heat Pump, with Remote Outdoor Unit Air-Source, Free Delivery) | 4DHPS209S-1P |  | Mini-Splits (Non-Ducted) | D22C109S4-*P |  | 9000 | 20 |  | 13 | 10.5 |  | 10000 | 7500 | 75% | 8900 | 20 | 13 | 10 | 7500 | 7400 | 74% | 1.9 | Residential | 185 | Yes | 0.74 | Both
211034484 | Mini/Multi Split | AirEase | HRCU-A-CB-O (Mini-Split Heat Pump, with Remote Outdoor Unit Air-Source, Free Delivery) | 4DHP2S24S-1P |  | Mini-Splits (Non-Ducted) | D33C224S4-*P |  | 24000 | 20.7 |  | 12.5 | 10 |  | 25000 | 19000 | 76% | 23600 | 21.5 | 12.3 | 9.6 | 19000 | 18500 | 71.15% | 2.2 | Residential | 492.5 | Yes | 1.97 | Both
211034486 | Mini/Multi Split | AirEase | HRCU-A-CB-O (Mini-Split Heat Pump, with Remote Outdoor Unit Air-Source, Free Delivery) | 4DHP2S48S-1P |  | Mini-Splits (Non-Ducted) | D33C248S4-*P |  | 48000 | 17.8 |  | 9.5 | 11 |  | 50000 | 30000 | 60% | 47000 | 18.5 | 9.5 | 9.8 | 30000 | 35600 | 71.2% | 1.98 | Residential | 980 | Yes | 3.92 | Yes
211034487 | Mini/Multi Split | AirEase | HRCU-A-CB-O (Mini-Split Heat Pump, with Remote Outdoor Unit Air-Source, Free Delivery) | 4DHV2S09S-1L |  | Mini-Splits (Non-Ducted) | DWH209S4-*L |  | 9000 | 21.5 |  | 12.5 | 10.3 |  | 10000 | 6300 | 63% | 9000 | 21.5 | 12.5 | 9.1 | 6300 | 7000 | 70% | 2.16 | Residential | 187.5 | Yes | 0.75 | Both
211034489 | Mini/Multi Split | AirEase | HRCU-A-CB-O (Mini-Split Heat Pump, with Remote Outdoor Unit Air-Source, Free Delivery) | 4DHV2S09S-1P |  | Mini-Splits (Non-Ducted) | DWH209S4-*P |  | 9000 | 21.5 |  | 12.6 | 10 |  | 10000 | 6000 | 60% | 9000 | 21.7 | 12.6 | 9.4 | 6000 | 7000 | 70% | 2 | Residential | 187.5 | Yes | 0.75 | Both
211034494 | Mini/Multi Split | Allied | HRCU-A-CB-O (Mini-Split Heat Pump, with Remote Outdoor Unit Air-Source, Free Delivery) | 4DHPS209S-1P |  | Mini-Splits (Non-Ducted) | DWM209S4-*P |  | 9000 | 25.5 |  | 15 | 12.2 |  | 10000 | 8500 | 85% | 9000 | 25.5 | 15 | 11.9 | 8500 | 7500 | 75% | 2.17 | Residential | 187.5 | Yes | 0.75 | Both
211034501 | Mini/Multi Split | Allied | HRCU-A-CB (Mini-Split System: Heat Pump with Outdoor Unit-Air-Source, Ducted) | 4DHPS209S-1P |  | Mini-Splits (Ducted) | DMD209S4-*P |  | 9000 | 21 |  | 13.5 | 11.5 |  | 10000 | 7700 | 77% | 9000 | 19.2 | 12.5 | 10 | 7700 | 8000 | 80% | 2.1 | Residential | 187.5 | Yes | 0.75 | Both
211034502 | Mini/Multi Split | Allied | HRCU-A-CB (Mini-Split System: Heat Pump with Outdoor Unit-Air-Source, Ducted) | 4DHP2S12S-1P |  | Mini-Splits (Ducted) | DMD212S4-*P |  | 12000 | 21.5 |  | 12.5 | 10.5 |  | 12000 | 9300 | 77.5% | 11500 | 18.8 | 11.7 | 10.3 | 9300 | 8400 | 70% | 2.26 | Residential | 240 | Yes | 0.96 | Both
211034504 | Mini/Multi Split | Allied | HRCU-A-CB (Mini-Split System: Heat Pump with Outdoor Unit-Air-Source, Ducted) | 4DHP2S24S-1P |  | Mini-Splits (Ducted) | DMD224S4-*P |  | 24000 | 21.5 |  | 12.6 | 11.2 |  | 24600 | 20000 | 81.3% | 23000 | 19 | 12.3 | 11 | 20000 | 20000 | 80% | 2.3 | Residential | 480 | Yes | 1.92 | Both
211034507 | Mini/Multi Split | Allied | HRCU-A-CB-O (Mini-Split Heat Pump, with Remote Outdoor Unit Air-Source, Free Delivery) | 4DHPS209S-1P |  | Mini-Splits (Non-Ducted) | D22C109S4-*P |  | 9000 | 20 |  | 13 | 10.5 |  | 10000 | 7500 | 75% | 8900 | 20 | 13 | 10 | 7500 | 7400 | 74% | 1.9 | Residential | 185 | Yes | 0.74 | Both
211034510 | Mini/Multi Split | Allied | HRCU-A-CB-O (Mini-Split Heat Pump, with Remote Outdoor Unit Air-Source, Free Delivery) | 4DHP2S24S-1P |  | Mini-Splits (Non-Ducted) | D33C224S4-*P |  | 24000 | 20.7 |  | 12.5 | 10 |  | 25000 | 19000 | 76% | 23600 | 21.5 | 12.3 | 9.6 | 19000 | 18500 | 71.15% | 2.2 | Residential | 492.5 | Yes | 1.97 | Both
211034512 | Mini/Multi Split | Allied | HRCU-A-CB-O (Mini-Split Heat Pump, with Remote Outdoor Unit Air-Source, Free Delivery) | 4DHP2S48S-1P |  | Mini-Splits (Non-Ducted) | D33C248S4-*P |  | 48000 | 17.8 |  | 9.5 | 11 |  | 50000 | 30000 | 60% | 47000 | 18.5 | 9.5 | 9.8 | 30000 | 35600 | 71.2% | 1.98 | Residential | 980 | Yes | 3.92 | Yes
211034513 | Mini/Multi Split | Allied | HRCU-A-CB-O (Mini-Split Heat Pump, with Remote Outdoor Unit Air-Source, Free Delivery) | 4DHV2S09S-1L |  | Mini-Splits (Non-Ducted) | DWH209S4-*L |  | 9000 | 21.5 |  | 12.5 | 10.3 |  | 10000 | 6300 | 63% | 9000 | 21.5 | 12.5 | 9.1 | 6300 | 7000 | 70% | 2.16 | Residential | 187.5 | Yes | 0.75 | Both
211034515 | Mini/Multi Split | Allied | HRCU-A-CB-O (Mini-Split Heat Pump, with Remote Outdoor Unit Air-Source, Free Delivery) | 4DHV2S09S-1P |  | Mini-Splits (Non-Ducted) | DWH209S4-*P |  | 9000 | 21.5 |  | 12.6 | 10 |  | 10000 | 6000 | 60% | 9000 | 21.7 | 12.6 | 9.4 | 6000 | 7000 | 70% | 2 | Residential | 187.5 | Yes | 0.75 | Both
211034520 | Mini/Multi Split | Armstrong Air | HRCU-A-CB-O (Mini-Split Heat Pump, with Remote Outdoor Unit Air-Source, Free Delivery) | 4DHPS209S-1P |  | Mini-Splits (Non-Ducted) | DWM209S4-*P |  | 9000 | 25.5 |  | 15 | 12.2 |  | 10000 | 8500 | 85% | 9000 | 25.5 | 15 | 11.9 | 8500 | 7500 | 75% | 2.17 | Residential | 187.5 | Yes | 0.75 | Both
211034527 | Mini/Multi Split | Armstrong Air | HRCU-A-CB (Mini-Split System: Heat Pump with Outdoor Unit-Air-Source, Ducted) | 4DHPS209S-1P |  | Mini-Splits (Ducted) | DMD209S4-*P |  | 9000 | 21 |  | 13.5 | 11.5 |  | 10000 | 7700 | 77% | 9000 | 19.2 | 12.5 | 10 | 7700 | 8000 | 80% | 2.1 | Residential | 187.5 | Yes | 0.75 | Both
211034528 | Mini/Multi Split | Armstrong Air | HRCU-A-CB (Mini-Split System: Heat Pump with Outdoor Unit-Air-Source, Ducted) | 4DHP2S12S-1P |  | Mini-Splits (Ducted) | DMD212S4-*P |  | 12000 | 21.5 |  | 12.5 | 10.5 |  | 12000 | 9300 | 77.5% | 11500 | 18.8 | 11.7 | 10.3 | 9300 | 8400 | 70% | 2.26 | Residential | 240 | Yes | 0.96 | Both
211034530 | Mini/Multi Split | Armstrong Air | HRCU-A-CB (Mini-Split System: Heat Pump with Outdoor Unit-Air-Source, Ducted) | 4DHP2S24S-1P |  | Mini-Splits (Ducted) | DMD224S4-*P |  | 24000 | 21.5 |  | 12.6 | 11.2 |  | 24600 | 20000 | 81.3% | 23000 | 19 | 12.3 | 11 | 20000 | 20000 | 80% | 2.3 | Residential | 480 | Yes | 1.92 | Both
211034533 | Mini/Multi Split | Armstrong Air | HRCU-A-CB-O (Mini-Split Heat Pump, with Remote Outdoor Unit Air-Source, Free Delivery) | 4DHPS209S-1P |  | Mini-Splits (Non-Ducted) | D22C109S4-*P |  | 9000 | 20 |  | 13 | 10.5 |  | 10000 | 7500 | 75% | 8900 | 20 | 13 | 10 | 7500 | 7400 | 74% | 1.9 | Residential | 185 | Yes | 0.74 | Both
211034536 | Mini/Multi Split | Armstrong Air | HRCU-A-CB-O (Mini-Split Heat Pump, with Remote Outdoor Unit Air-Source, Free Delivery) | 4DHP2S24S-1P |  | Mini-Splits (Non-Ducted) | D33C224S4-*P |  | 24000 | 20.7 |  | 12.5 | 10 |  | 25000 | 19000 | 76% | 23600 | 21.5 | 12.3 | 9.6 | 19000 | 18500 | 71.15% | 2.2 | Residential | 492.5 | Yes | 1.97 | Both
211034538 | Mini/Multi Split | Armstrong Air | HRCU-A-CB-O (Mini-Split Heat Pump, with Remote Outdoor Unit Air-Source, Free Delivery) | 4DHP2S48S-1P |  | Mini-Splits (Non-Ducted) | D33C248S4-*P |  | 48000 | 17.8 |  | 9.5 | 11 |  | 50000 | 30000 | 60% | 47000 | 18.5 | 9.5 | 9.8 | 30000 | 35600 | 71.2% | 1.98 | Residential | 980 | Yes | 3.92 | Yes
211034539 | Mini/Multi Split | Armstrong Air | HRCU-A-CB-O (Mini-Split Heat Pump, with Remote Outdoor Unit Air-Source, Free Delivery) | 4DHV2S09S-1L |  | Mini-Splits (Non-Ducted) | DWH209S4-*L |  | 9000 | 21.5 |  | 12.5 | 10.3 |  | 10000 | 6300 | 63% | 9000 | 21.5 | 12.5 | 9.1 | 6300 | 7000 | 70% | 2.16 | Residential | 187.5 | Yes | 0.75 | Both
211034541 | Mini/Multi Split | Armstrong Air | HRCU-A-CB-O (Mini-Split Heat Pump, with Remote Outdoor Unit Air-Source, Free Delivery) | 4DHV2S09S-1P |  | Mini-Splits (Non-Ducted) | DWH209S4-*P |  | 9000 | 21.5 |  | 12.6 | 10 |  | 10000 | 6000 | 60% | 9000 | 21.7 | 12.6 | 9.4 | 6000 | 7000 | 70% | 2 | Residential | 187.5 | Yes | 0.75 | Both
211034546 | Mini/Multi Split | CONCORD | HRCU-A-CB-O (Mini-Split Heat Pump, with Remote Outdoor Unit Air-Source, Free Delivery) | 4DHPS209S-1P |  | Mini-Splits (Non-Ducted) | DWM209S4-*P |  | 9000 | 25.5 |  | 15 | 12.2 |  | 10000 | 8500 | 85% | 9000 | 25.5 | 15 | 11.9 | 8500 | 7500 | 75% | 2.17 | Residential | 187.5 | Yes | 0.75 | Both
211034553 | Mini/Multi Split | CONCORD | HRCU-A-CB (Mini-Split System: Heat Pump with Outdoor Unit-Air-Source, Ducted) | 4DHPS209S-1P |  | Mini-Splits (Ducted) | DMD209S4-*P |  | 9000 | 21 |  | 13.5 | 11.5 |  | 10000 | 7700 | 77% | 9000 | 19.2 | 12.5 | 10 | 7700 | 8000 | 80% | 2.1 | Residential | 187.5 | Yes | 0.75 | Both
211034554 | Mini/Multi Split | CONCORD | HRCU-A-CB (Mini-Split System: Heat Pump with Outdoor Unit-Air-Source, Ducted) | 4DHP2S12S-1P |  | Mini-Splits (Ducted) | DMD212S4-*P |  | 12000 | 21.5 |  | 12.5 | 10.5 |  | 12000 | 9300 | 77.5% | 11500 | 18.8 | 11.7 | 10.3 | 9300 | 8400 | 70% | 2.26 | Residential | 240 | Yes | 0.96 | Both
211034556 | Mini/Multi Split | CONCORD | HRCU-A-CB (Mini-Split System: Heat Pump with Outdoor Unit-Air-Source, Ducted) | 4DHP2S24S-1P |  | Mini-Splits (Ducted) | DMD224S4-*P |  | 24000 | 21.5 |  | 12.6 | 11.2 |  | 24600 | 20000 | 81.3% | 23000 | 19 | 12.3 | 11 | 20000 | 20000 | 80% | 2.3 | Residential | 480 | Yes | 1.92 | Both
211034559 | Mini/Multi Split | CONCORD | HRCU-A-CB-O (Mini-Split Heat Pump, with Remote Outdoor Unit Air-Source, Free Delivery) | 4DHPS209S-1P |  | Mini-Splits (Non-Ducted) | D22C109S4-*P |  | 9000 | 20 |  | 13 | 10.5 |  | 10000 | 7500 | 75% | 8900 | 20 | 13 | 10 | 7500 | 7400 | 74% | 1.9 | Residential | 185 | Yes | 0.74 | Both
211034562 | Mini/Multi Split | CONCORD | HRCU-A-CB-O (Mini-Split Heat Pump, with Remote Outdoor Unit Air-Source, Free Delivery) | 4DHP2S24S-1P |  | Mini-Splits (Non-Ducted) | D33C224S4-*P |  | 24000 | 20.7 |  | 12.5 | 10 |  | 25000 | 19000 | 76% | 23600 | 21.5 | 12.3 | 9.6 | 19000 | 18500 | 71.15% | 2.2 | Residential | 492.5 | Yes | 1.97 | Both
211034564 | Mini/Multi Split | CONCORD | HRCU-A-CB-O (Mini-Split Heat Pump, with Remote Outdoor Unit Air-Source, Free Delivery) | 4DHP2S48S-1P |  | Mini-Splits (Non-Ducted) | D33C248S4-*P |  | 48000 | 17.8 |  | 9.5 | 11 |  | 50000 | 30000 | 60% | 47000 | 18.5 | 9.5 | 9.8 | 30000 | 35600 | 71.2% | 1.98 | Residential | 980 | Yes | 3.92 | Yes
211034565 | Mini/Multi Split | CONCORD | HRCU-A-CB-O (Mini-Split Heat Pump, with Remote Outdoor Unit Air-Source, Free Delivery) | 4DHV2S09S-1L |  | Mini-Splits (Non-Ducted) | DWH209S4-*L |  | 9000 | 21.5 |  | 12.5 | 10.3 |  | 10000 | 6300 | 63% | 9000 | 21.5 | 12.5 | 9.1 | 6300 | 7000 | 70% | 2.16 | Residential | 187.5 | Yes | 0.75 | Both
211034567 | Mini/Multi Split | CONCORD | HRCU-A-CB-O (Mini-Split Heat Pump, with Remote Outdoor Unit Air-Source, Free Delivery) | 4DHV2S09S-1P |  | Mini-Splits (Non-Ducted) | DWH209S4-*P |  | 9000 | 21.5 |  | 12.6 | 10 |  | 10000 | 6000 | 60% | 9000 | 21.7 | 12.6 | 9.4 | 6000 | 7000 | 70% | 2 | Residential | 187.5 | Yes | 0.75 | Both
211034572 | Mini/Multi Split | DUCANE | HRCU-A-CB-O (Mini-Split Heat Pump, with Remote Outdoor Unit Air-Source, Free Delivery) | 4DHPS209S-1P |  | Mini-Splits (Non-Ducted) | DWM209S4-*P |  | 9000 | 25.5 |  | 15 | 12.2 |  | 10000 | 8500 | 85% | 9000 | 25.5 | 15 | 11.9 | 8500 | 7500 | 75% | 2.17 | Residential | 187.5 | Yes | 0.75 | Both
211034579 | Mini/Multi Split | DUCANE | HRCU-A-CB (Mini-Split System: Heat Pump with Outdoor Unit-Air-Source, Ducted) | 4DHPS209S-1P |  | Mini-Splits (Ducted) | DMD209S4-*P |  | 9000 | 21 |  | 13.5 | 11.5 |  | 10000 | 7700 | 77% | 9000 | 19.2 | 12.5 | 10 | 7700 | 8000 | 80% | 2.1 | Residential | 187.5 | Yes | 0.75 | Both
211034580 | Mini/Multi Split | DUCANE | HRCU-A-CB (Mini-Split System: Heat Pump with Outdoor Unit-Air-Source, Ducted) | 4DHP2S12S-1P |  | Mini-Splits (Ducted) | DMD212S4-*P |  | 12000 | 21.5 |  | 12.5 | 10.5 |  | 12000 | 9300 | 77.5% | 11500 | 18.8 | 11.7 | 10.3 | 9300 | 8400 | 70% | 2.26 | Residential | 240 | Yes | 0.96 | Both
211034582 | Mini/Multi Split | DUCANE | HRCU-A-CB (Mini-Split System: Heat Pump with Outdoor Unit-Air-Source, Ducted) | 4DHP2S24S-1P |  | Mini-Splits (Ducted) | DMD224S4-*P |  | 24000 | 21.5 |  | 12.6 | 11.2 |  | 24600 | 20000 | 81.3% | 23000 | 19 | 12.3 | 11 | 20000 | 20000 | 80% | 2.3 | Residential | 480 | Yes | 1.92 | Both
211034585 | Mini/Multi Split | DUCANE | HRCU-A-CB-O (Mini-Split Heat Pump, with Remote Outdoor Unit Air-Source, Free Delivery) | 4DHPS209S-1P |  | Mini-Splits (Non-Ducted) | D22C109S4-*P |  | 9000 | 20 |  | 13 | 10.5 |  | 10000 | 7500 | 75% | 8900 | 20 | 13 | 10 | 7500 | 7400 | 74% | 1.9 | Residential | 185 | Yes | 0.74 | Both
211034588 | Mini/Multi Split | DUCANE | HRCU-A-CB-O (Mini-Split Heat Pump, with Remote Outdoor Unit Air-Source, Free Delivery) | 4DHP2S24S-1P |  | Mini-Splits (Non-Ducted) | D33C224S4-*P |  | 24000 | 20.7 |  | 12.5 | 10 |  | 25000 | 19000 | 76% | 23600 | 21.5 | 12.3 | 9.6 | 19000 | 18500 | 71.15% | 2.2 | Residential | 492.5 | Yes | 1.97 | Both
211034590 | Mini/Multi Split | DUCANE | HRCU-A-CB-O (Mini-Split Heat Pump, with Remote Outdoor Unit Air-Source, Free Delivery) | 4DHP2S48S-1P |  | Mini-Splits (Non-Ducted) | D33C248S4-*P |  | 48000 | 17.8 |  | 9.5 | 11 |  | 50000 | 30000 | 60% | 47000 | 18.5 | 9.5 | 9.8 | 30000 | 35600 | 71.2% | 1.98 | Residential | 980 | Yes | 3.92 | Yes
211034591 | Mini/Multi Split | DUCANE | HRCU-A-CB-O (Mini-Split Heat Pump, with Remote Outdoor Unit Air-Source, Free Delivery) | 4DHV2S09S-1L |  | Mini-Splits (Non-Ducted) | DWH209S4-*L |  | 9000 | 21.5 |  | 12.5 | 10.3 |  | 10000 | 6300 | 63% | 9000 | 21.5 | 12.5 | 9.1 | 6300 | 7000 | 70% | 2.16 | Residential | 187.5 | Yes | 0.75 | Both
211034593 | Mini/Multi Split | DUCANE | HRCU-A-CB-O (Mini-Split Heat Pump, with Remote Outdoor Unit Air-Source, Free Delivery) | 4DHV2S09S-1P |  | Mini-Splits (Non-Ducted) | DWH209S4-*P |  | 9000 | 21.5 |  | 12.6 | 10 |  | 10000 | 6000 | 60% | 9000 | 21.7 | 12.6 | 9.4 | 6000 | 7000 | 70% | 2 | Residential | 187.5 | Yes | 0.75 | Both
211040678 | Mini/Multi Split | AC PRO.COM | HRCU-A-CB-O (Mini-Split Heat Pump, with Remote Outdoor Unit Air-Source, Free Delivery) | AWH09ATCXB-D3DNA1A/O |  | Mini-Splits (Non-Ducted) | AWH09ATCXB-D3DNA4A/I |  | 9100 | 19.5 |  | 11.3 | 10 |  | 10000 | 6000 | 60% | 9100 | 19.5 | 11.3 | 8.8 | 6000 | 7400 | 74% | 1.87 | Residential | 190 | Yes | 0.76 | Yes
211044459 | Mini/Multi Split | RHEEM | HMSV-A-CB (Multi-Split Heat Pump) | RO2HFZ18AJ1H |  | Non-Ducted Indoor Units |  |  | 18000 | 21.5 |  | 13.5 | 10.3 |  | 22000 | 14200 | 64.55% | 18000 | 21.5 | 13.5 | 9.6 | 14200 | 22000 | 100% | 1.84 | Residential | 375 | Yes | 1.5 | Both
211044460 | Mini/Multi Split | RUUD | HMSV-A-CB (Multi-Split Heat Pump) | RO2HFZ18AJ1H |  | Non-Ducted Indoor Units |  |  | 18000 | 21.5 |  | 13.5 | 10.3 |  | 22000 | 14200 | 64.55% | 18000 | 21.5 | 13.5 | 9.6 | 14200 | 22000 | 100% | 1.84 | Residential | 375 | Yes | 1.5 | Both
211044461 | Mini/Multi Split | RHEEM | HMSV-A-CB (Multi-Split Heat Pump) | RO2HFZ18AJ1H |  | Ducted Indoor Units |  |  | 18000 | 19 |  | 12.4 | 9 |  | 22000 | 14200 | 64.55% | 18000 | 19 | 12.4 | 9 | 14200 | 22000 | 100% | 1.84 | Residential | 375 | Yes | 1.5 | Both
211044462 | Mini/Multi Split | RUUD | HMSV-A-CB (Multi-Split Heat Pump) | RO2HFZ18AJ1H |  | Ducted Indoor Units |  |  | 18000 | 19 |  | 12.4 | 9 |  | 22000 | 14200 | 64.55% | 18000 | 19 | 12.4 | 9 | 14200 | 22000 | 100% | 1.84 | Residential | 375 | Yes | 1.5 | Both
211044463 | Mini/Multi Split | RHEEM | HMSV-A-CB (Multi-Split Heat Pump) | RO3HFZ24AJ1H |  | Non-Ducted Indoor Units |  |  | 22000 | 20 |  | 13.3 | 10.3 |  | 25000 | 15400 | 61.6% | 22000 | 20 | 13.3 | 10 | 15400 | 25600 | 102.4% | 2.06 | Residential | 457.5 | Yes | 1.83 | Both
211044464 | Mini/Multi Split | RUUD | HMSV-A-CB (Multi-Split Heat Pump) | RO3HFZ24AJ1H |  | Non-Ducted Indoor Units |  |  | 22000 | 20 |  | 13.3 | 10.3 |  | 25000 | 15400 | 61.6% | 22000 | 20 | 13.3 | 10 | 15400 | 25600 | 102.4% | 2.06 | Residential | 457.5 | Yes | 1.83 | Both
211044465 | Mini/Multi Split | RHEEM | HMSV-A-CB (Multi-Split Heat Pump) | RO3HFZ24AJ1H |  | Ducted Indoor Units |  |  | 22000 | 18 |  | 12.1 | 9 |  | 25000 | 15400 | 61.6% | 22000 | 17.8 | 12.1 | 9.2 | 15400 | 25600 | 102.4% | 2.06 | Residential | 457.5 | Yes | 1.83 | Both
211044466 | Mini/Multi Split | RUUD | HMSV-A-CB (Multi-Split Heat Pump) | RO3HFZ24AJ1H |  | Ducted Indoor Units |  |  | 22000 | 18 |  | 12.1 | 9 |  | 25000 | 15400 | 61.6% | 22000 | 17.8 | 12.1 | 9.2 | 15400 | 25600 | 102.4% | 2.06 | Residential | 457.5 | Yes | 1.83 | Both
211044469 | Mini/Multi Split | RHEEM | HMSV-A-CB (Multi-Split Heat Pump) | RO4HFZ36AJ1H |  | Ducted Indoor Units |  |  | 35200 | 18 |  | 12 | 9.3 |  | 36400 | 21400 | 58.79% | 35200 | 18 | 12 | 8.7 | 21400 | 36400 | 100% | 2.02 | Residential | 732.5 | Yes | 2.93 | Both
211044470 | Mini/Multi Split | RUUD | HMSV-A-CB (Multi-Split Heat Pump) | RO4HFZ36AJ1H |  | Ducted Indoor Units |  |  | 35200 | 18 |  | 12 | 9.3 |  | 36400 | 21400 | 58.79% | 35200 | 18 | 12 | 8.7 | 21400 | 36400 | 100% | 2.02 | Residential | 732.5 | Yes | 2.93 | Both
211078831 | Mini/Multi Split | FUJITSU | HRCU-A-CB-O (Mini-Split Heat Pump, with Remote Outdoor Unit Air-Source, Free Delivery) | AOUH24LUAS1 |  | Mini-Splits (Non-Ducted) | AUUH24LUAS | [10 empty] | 24000 | 23 | 12.6 | 11 | 18000 | 23600 | 87.41% | 2.12 | Residential | 500 | Yes | 2 | Both
211078832 | Mini/Multi Split | FUJITSU | HRCU-A-CB-O (Mini-Split Heat Pump, with Remote Outdoor Unit Air-Source, Free Delivery) | AOUH30LUAS1 |  | Mini-Splits (Non-Ducted) | AUUH30LUAS | [10 empty] | 30000 | 21.5 | 11.7 | 10.6 | 20800 | 28000 | 87.5% | 2.12 | Residential | 625 | Yes | 2.5 | Both
211078833 | Mini/Multi Split | FUJITSU | HRCU-A-CB-O (Mini-Split Heat Pump, with Remote Outdoor Unit Air-Source, Free Delivery) | AOUH36LUAS1 |  | Mini-Splits (Non-Ducted) | AUUH36LUAS | [10 empty] | 36000 | 20.5 | 10 | 10.2 | 24600 | 31000 | 81.58% | 2.12 | Residential | 750 | Yes | 3 | Yes
211078834 | Mini/Multi Split | FUJITSU | HRCU-A-CB (Mini-Split System: Heat Pump with Outdoor Unit-Air-Source, Ducted) | AOUH24LUAS1 |  | Mini-Splits (Ducted) | ARUH24LUAS | [10 empty] | 24000 | 18.5 | 11.7 | 10 | 18100 | 23200 | 85.93% | 2 | Residential | 500 | Yes | 2 | Both
211078835 | Mini/Multi Split | FUJITSU | HRCU-A-CB (Mini-Split System: Heat Pump with Outdoor Unit-Air-Source, Ducted) | AOUH24LUAS1 |  | Mini-Splits (Ducted) | AMUG24LMAS | [10 empty] | 24000 | 18.8 | 11.7 | 10 | 18700 | 23000 | 85.19% | 1.94 | Residential | 500 | Yes | 2 | Both
211078836 | Mini/Multi Split | FUJITSU | HRCU-A-CB-O (Mini-Split Heat Pump, with Remote Outdoor Unit Air-Source, Free Delivery) | AOUH24LUAS1 |  | Mini-Splits (Non-Ducted) | ABUH24LUAS | [10 empty] | 24000 | 21.5 | 12.3 | 10.5 | 17500 | 23600 | 87.41% | 2.08 | Residential | 500 | Yes | 2 | Both
211078837 | Mini/Multi Split | FUJITSU | HRCU-A-CB (Mini-Split System: Heat Pump with Outdoor Unit-Air-Source, Ducted) | AOUH30LUAS1 |  | Mini-Splits (Ducted) | ARUH30LUAS | [10 empty] | 30000 | 18.5 | 10.4 | 10 | 21200 | 28000 | 87.5% | 2.04 | Residential | 625 | Yes | 2.5 | Yes
211078838 | Mini/Multi Split | FUJITSU | HRCU-A-CB (Mini-Split System: Heat Pump with Outdoor Unit-Air-Source, Ducted) | AOUH30LUAS1 |  | Mini-Splits (Ducted) | AMUG30LMAS | [10 empty] | 30000 | 18.5 | 10 | 9.5 | 21800 | 27000 | 84.38% | 1.92 | Residential | 625 | Yes | 2.5 | Yes
211078839 | Mini/Multi Split | FUJITSU | HRCU-A-CB-O (Mini-Split Heat Pump, with Remote Outdoor Unit Air-Source, Free Delivery) | AOUH30LUAS1 |  | Mini-Splits (Non-Ducted) | ABUH30LUAS | [10 empty] | 30000 | 20 | 10.8 | 10.5 | 21000 | 28000 | 87.5% | 2.08 | Residential | 625 | Yes | 2.5 | Yes
211078840 | Mini/Multi Split | FUJITSU | HRCU-A-CB (Mini-Split System: Heat Pump with Outdoor Unit-Air-Source, Ducted) | AOUH36LUAS1 |  | Mini-Splits (Ducted) | ARUH36LUAS | [10 empty] | 36000 | 18 | 9.6 | 9.8 | 25800 | 31000 | 81.58% | 2.08 | Residential | 750 | Yes | 3 | Yes
211078841 | Mini/Multi Split | FUJITSU | HRCU-A-CB-O (Mini-Split Heat Pump, with Remote Outdoor Unit Air-Source, Free Delivery) | AOUH36LUAS1 |  | Mini-Splits (Non-Ducted) | ABUH36LUAS | [10 empty] | 36000 | 19.5 | 9.6 | 10 | 24200 | 31000 | 81.58% | 2.1 | Residential | 750 | Yes | 3 | Yes
211078842 | Mini/Multi Split | FUJITSU | HRCU-A-CB (Mini-Split System: Heat Pump with Outdoor Unit-Air-Source, Ducted) | AOUH18LUAS1 |  | Mini-Splits (Ducted) | ARUH18LUAS | [10 empty] | 17100 | 18.6 | 11.7 | 10 | 15500 | 16800 | 77.78% | 2.12 | Residential | 357.5 | Yes | 1.43 | Both
211078843 | Mini/Multi Split | FUJITSU | HRCU-A-CB-O (Mini-Split Heat Pump, with Remote Outdoor Unit Air-Source, Free Delivery) | AOUH18LUAS1 |  | Mini-Splits (Non-Ducted) | ABUH18LUAS | [10 empty] | 18000 | 22.5 | 12.5 | 10.6 | 15800 | 16800 | 77.78% | 2.22 | Residential | 375 | Yes | 1.5 | Both
211078844 | Mini/Multi Split | FUJITSU | HRCU-A-CB-O (Mini-Split Heat Pump, with Remote Outdoor Unit Air-Source, Free Delivery) | AOUH18LUAS1 |  | Mini-Splits (Non-Ducted) | AUUH18LUAS | [10 empty] | 18000 | 23.5 | 13 | 11.2 | 15100 | 16800 | 77.78% | 2.24 | Residential | 375 | Yes | 1.5 | Both
211078861 | Mini/Multi Split | GREE | HRCU-A-CB-O (Mini-Split Heat Pump, with Remote Outdoor Unit Air-Source, Free Delivery) | GWH18QDXF-D3DNB2A/O |  | Mini-Splits (Non-Ducted) | GWH18QDXF-D3DN***/I |  | 18000 | 22 |  | 12.5 | 10.5 |  | 18000 | 10800 | 60% | 18000 | 23 | 12.5 | 8.5 | 10800 | 13000 | 72.22% | 1.85 | Residential | 375 | Yes | 1.5 | Yes
211078862 | Mini/Multi Split | GREE | HRCU-A-CB-O (Mini-Split Heat Pump, with Remote Outdoor Unit Air-Source, Free Delivery) | GWH18QDXF-D3DNB2A/O |  | Mini-Splits (Non-Ducted) | GWH18AFDXF-D3DN***/I |  | 18000 | 22 |  | 12.5 | 10.5 |  | 18000 | 10800 | 60% | 18000 | 23 | 12.5 | 8.5 | 10800 | 13000 | 72.22% | 1.85 | Residential | 375 | Yes | 1.5 | Yes
211078863 | Mini/Multi Split | GREE | HRCU-A-CB-O (Mini-Split Heat Pump, with Remote Outdoor Unit Air-Source, Free Delivery) | GWH18QDXF-D3DNB2A/O |  | Mini-Splits (Non-Ducted) | GWH18ACDXF-D3DN***/I |  | 18000 | 22 |  | 12.5 | 10.5 |  | 18000 | 10800 | 60% | 18000 | 23 | 12.5 | 8.5 | 10800 | 13000 | 72.22% | 1.85 | Residential | 375 | Yes | 1.5 | Yes
211120891 | Mini/Multi Split | Multi MFG | HRCU-A-CB-O (Mini-Split Heat Pump, with Remote Outdoor Unit Air-Source, Free Delivery) | 18HPC2-HH-A |  | Non-Ducted Indoor Units |  |  | 18000 | 22 |  | 12.5 | 11 |  | 18000 | 12700 | 70.56% | 18000 | 21 | 12.5 | 9.5 | 12700 | 18000 | 100% | 1.84 | Residential | 375 | Yes | 1.5 | Both
211120892 | Mini/Multi Split | Multi MFG | HRCU-A-CB-O (Mini-Split Heat Pump, with Remote Outdoor Unit Air-Source, Free Delivery) | 24HPC3-HH-A |  | Non-Ducted Indoor Units |  |  | 24000 | 22 |  | 12.5 | 11 |  | 24000 | 15000 | 62.5% | 24000 | 22 | 12.5 | 9.05 | 15000 | 24000 | 100% | 1.84 | Residential | 500 | Yes | 2 | Both
211120893 | Mini/Multi Split | Multi MFG | HRCU-A-CB-O (Mini-Split Heat Pump, with Remote Outdoor Unit Air-Source, Free Delivery) | 36HPC4-HH-A |  | Non-Ducted Indoor Units |  |  | 32000 | 21 |  | 12.5 | 11 |  | 36000 | 22400 | 62.22% | 32000 | 21 | 12.5 | 9 | 22400 | 36000 | 100% | 1.84 | Residential | 667.5 | Yes | 2.67 | Both
211120894 | Mini/Multi Split | Multi MFG | HMSV-A-CB-O (Multi-Split Heat Pump, Free Delivery) | 42HPC5-HH-A |  | Non-Ducted Indoor Units |  |  | 42000 | 20 |  | 10.5 | 10 |  | 42000 | 27000 | 64.29% | 42000 | 20 | 10.5 | 8.95 | 27000 | 36000 | 86.75% | 1.84 | Residential | 875 | Yes | 3.5
211126523 | Mini/Multi Split | Viking Air | HRCU-A-CB-O (Mini-Split Heat Pump, with Remote Outdoor Unit Air-Source, Free Delivery) | XJ21-24-4C-HC-2-M |  | Mini-Splits (Non-Ducted) | XJ21-24-4E-HC-2-M |  | 9000 | 21.5 |  | 12.5 | 10.3 |  | 10000 | 6300 | 63% | 9000 | 21.5 | 12.5 | 9.1 | 6300 | 7000 | 70% | 2.16 | Residential | 187.5 | Yes | 0.75 | Both
211126525 | Mini/Multi Split | Viking Air | HRCU-A-CB-O (Mini-Split Heat Pump, with Remote Outdoor Unit Air-Source, Free Delivery) | XJ23-12-4C-HC-1-110V |  | Mini-Splits (Non-Ducted) | XJ23-12-4E-HC-1-110V |  | 9000 | 21.5 |  | 12.6 | 10 |  | 10000 | 6000 | 60% | 9000 | 21.7 | 12.6 | 9.4 | 6000 | 7000 | 70% | 2 | Residential | 187.5 | Yes | 0.75 | Both
211132679 | Mini/Multi Split | ARCOAIRE | HRCU-A-CB (Mini-Split System: Heat Pump with Outdoor Unit-Air-Source, Ducted) | DLCSRBH18AAK |  | Mini-Splits (Ducted) | DLFSDAH18XHK | [10 empty] | 17500 | 17.5 | 11.7 | 10.7 | 15700 | 18000 | 94.74% | 2.2 | Residential | 365 | Yes | 1.46 | Both
211132680 | Mini/Multi Split | ARCOAIRE | HRCU-A-CB (Mini-Split System: Heat Pump with Outdoor Unit-Air-Source, Ducted) | DLCSRBH09AAK |  | Mini-Splits (Ducted) | DLFSDAH09XHK | [10 empty] | 9000 | 20.5 | 13.6 | 10 | 8600 | 10800 | 110.2% | 1.9 | Residential | 187.5 | Yes | 0.75 | Both
211132681 | Mini/Multi Split | ARCOAIRE | HRCU-A-CB (Mini-Split System: Heat Pump with Outdoor Unit-Air-Source, Ducted) | DLCSRBH12AAK |  | Mini-Splits (Ducted) | DLFSDAH12XHK | [10 empty] | 12000 | 20 | 12 | 9.5 | 9700 | 12000 | 100% | 1.85 | Residential | 250 | Yes | 1 | Both
211132682 | Mini/Multi Split | COMFORTMAKER | HRCU-A-CB (Mini-Split System: Heat Pump with Outdoor Unit-Air-Source, Ducted) | DLCSRBH18AAK |  | Mini-Splits (Ducted) | DLFSDAH18XHK | [10 empty] | 17500 | 17.5 | 11.7 | 10.7 | 15700 | 18000 | 94.74% | 2.2 | Residential | 365 | Yes | 1.46 | Both
211132683 | Mini/Multi Split | COMFORTMAKER | HRCU-A-CB (Mini-Split System: Heat Pump with Outdoor Unit-Air-Source, Ducted) | DLCSRBH09AAK |  | Mini-Splits (Ducted) | DLFSDAH09XHK | [10 empty] | 9000 | 20.5 | 13.6 | 10 | 8600 | 10800 | 110.2% | 1.9 | Residential | 187.5 | Yes | 0.75 | Both
211132684 | Mini/Multi Split | COMFORTMAKER | HRCU-A-CB (Mini-Split System: Heat Pump with Outdoor Unit-Air-Source, Ducted) | DLCSRBH12AAK |  | Mini-Splits (Ducted) | DLFSDAH12XHK | [10 empty] | 12000 | 20 | 12 | 9.5 | 9700 | 12000 | 100% | 1.85 | Residential | 250 | Yes | 1 | Both
211132685 | Mini/Multi Split | DAY & NIGHT | HRCU-A-CB (Mini-Split System: Heat Pump with Outdoor Unit-Air-Source, Ducted) | DLCSRBH18AAK |  | Mini-Splits (Ducted) | DLFSDAH18XHK | [10 empty] | 17500 | 17.5 | 11.7 | 10.7 | 15700 | 18000 | 94.74% | 2.2 | Residential | 365 | Yes | 1.46 | Both
211132686 | Mini/Multi Split | DAY & NIGHT | HRCU-A-CB (Mini-Split System: Heat Pump with Outdoor Unit-Air-Source, Ducted) | DLCSRBH09AAK |  | Mini-Splits (Ducted) | DLFSDAH09XHK | [10 empty] | 9000 | 20.5 | 13.6 | 10 | 8600 | 10800 | 110.2% | 1.9 | Residential | 187.5 | Yes | 0.75 | Both
211132687 | Mini/Multi Split | DAY & NIGHT | HRCU-A-CB (Mini-Split System: Heat Pump with Outdoor Unit-Air-Source, Ducted) | DLCSRBH12AAK |  | Mini-Splits (Ducted) | DLFSDAH12XHK | [10 empty] | 12000 | 20 | 12 | 9.5 | 9700 | 12000 | 100% | 1.85 | Residential | 250 | Yes | 1 | Both
211132688 | Mini/Multi Split | HEIL | HRCU-A-CB (Mini-Split System: Heat Pump with Outdoor Unit-Air-Source, Ducted) | DLCSRBH18AAK |  | Mini-Splits (Ducted) | DLFSDAH18XHK | [10 empty] | 17500 | 17.5 | 11.7 | 10.7 | 15700 | 18000 | 94.74% | 2.2 | Residential | 365 | Yes | 1.46 | Both
211132689 | Mini/Multi Split | HEIL | HRCU-A-CB (Mini-Split System: Heat Pump with Outdoor Unit-Air-Source, Ducted) | DLCSRBH09AAK |  | Mini-Splits (Ducted) | DLFSDAH09XHK | [10 empty] | 9000 | 20.5 | 13.6 | 10 | 8600 | 10800 | 110.2% | 1.9 | Residential | 187.5 | Yes | 0.75 | Both
211132690 | Mini/Multi Split | HEIL | HRCU-A-CB (Mini-Split System: Heat Pump with Outdoor Unit-Air-Source, Ducted) | DLCSRBH12AAK |  | Mini-Splits (Ducted) | DLFSDAH12XHK | [10 empty] | 12000 | 20 | 12 | 9.5 | 9700 | 12000 | 100% | 1.85 | Residential | 250 | Yes | 1 | Both
211132691 | Mini/Multi Split | KEEPRITE | HRCU-A-CB (Mini-Split System: Heat Pump with Outdoor Unit-Air-Source, Ducted) | DLCSRBH18AAK |  | Mini-Splits (Ducted) | DLFSDAH18XHK | [10 empty] | 17500 | 17.5 | 11.7 | 10.7 | 15700 | 18000 | 94.74% | 2.2 | Residential | 365 | Yes | 1.46 | Both
211132692 | Mini/Multi Split | KEEPRITE | HRCU-A-CB (Mini-Split System: Heat Pump with Outdoor Unit-Air-Source, Ducted) | DLCSRBH09AAK |  | Mini-Splits (Ducted) | DLFSDAH09XHK | [10 empty] | 9000 | 20.5 | 13.6 | 10 | 8600 | 10800 | 110.2% | 1.9 | Residential | 187.5 | Yes | 0.75 | Both
211132693 | Mini/Multi Split | KEEPRITE | HRCU-A-CB (Mini-Split System: Heat Pump with Outdoor Unit-Air-Source, Ducted) | DLCSRBH12AAK |  | Mini-Splits (Ducted) | DLFSDAH12XHK | [10 empty] | 12000 | 20 | 12 | 9.5 | 9700 | 12000 | 100% | 1.85 | Residential | 250 | Yes | 1 | Both
211132694 | Mini/Multi Split | KENMORE | HRCU-A-CB (Mini-Split System: Heat Pump with Outdoor Unit-Air-Source, Ducted) | DLCSRBH18AAK |  | Mini-Splits (Ducted) | DLFSDAH18XHK | [10 empty] | 17500 | 17.5 | 11.7 | 10.7 | 15700 | 18000 | 94.74% | 2.2 | Residential | 365 | Yes | 1.46 | Both
211132695 | Mini/Multi Split | KENMORE | HRCU-A-CB (Mini-Split System: Heat Pump with Outdoor Unit-Air-Source, Ducted) | DLCSRBH09AAK |  | Mini-Splits (Ducted) | DLFSDAH09XHK | [10 empty] | 9000 | 20.5 | 13.6 | 10 | 8600 | 10800 | 110.2% | 1.9 | Residential | 187.5 | Yes | 0.75 | Both
211132696 | Mini/Multi Split | KENMORE | HRCU-A-CB (Mini-Split System: Heat Pump with Outdoor Unit-Air-Source, Ducted) | DLCSRBH12AAK |  | Mini-Splits (Ducted) | DLFSDAH12XHK | [10 empty] | 12000 | 20 | 12 | 9.5 | 9700 | 12000 | 100% | 1.85 | Residential | 250 | Yes | 1 | Both
211132697 | Mini/Multi Split | MIDEA | HRCU-A-CB (Mini-Split System: Heat Pump with Outdoor Unit-Air-Source, Ducted) | DLCSRBH18AAK |  | Mini-Splits (Ducted) | DLFSDAH18XHK | [10 empty] | 17500 | 17.5 | 11.7 | 10.7 | 15700 | 18000 | 94.74% | 2.2 | Residential | 365 | Yes | 1.46 | Both
211132698 | Mini/Multi Split | MIDEA | HRCU-A-CB (Mini-Split System: Heat Pump with Outdoor Unit-Air-Source, Ducted) | DLCSRBH09AAK |  | Mini-Splits (Ducted) | DLFSDAH09XHK | [10 empty] | 9000 | 20.5 | 13.6 | 10 | 8600 | 10800 | 110.2% | 1.9 | Residential | 187.5 | Yes | 0.75 | Both
211132699 | Mini/Multi Split | MIDEA | HRCU-A-CB (Mini-Split System: Heat Pump with Outdoor Unit-Air-Source, Ducted) | DLCSRBH12AAK |  | Mini-Splits (Ducted) | DLFSDAH12XHK | [10 empty] | 12000 | 20 | 12 | 9.5 | 9700 | 12000 | 100% | 1.85 | Residential | 250 | Yes | 1 | Both
211132700 | Mini/Multi Split | TEMPSTAR | HRCU-A-CB (Mini-Split System: Heat Pump with Outdoor Unit-Air-Source, Ducted) | DLCSRBH18AAK |  | Mini-Splits (Ducted) | DLFSDAH18XHK | [10 empty] | 17500 | 17.5 | 11.7 | 10.7 | 15700 | 18000 | 94.74% | 2.2 | Residential | 365 | Yes | 1.46 | Both
211132701 | Mini/Multi Split | TEMPSTAR | HRCU-A-CB (Mini-Split System: Heat Pump with Outdoor Unit-Air-Source, Ducted) | DLCSRBH09AAK |  | Mini-Splits (Ducted) | DLFSDAH09XHK | [10 empty] | 9000 | 20.5 | 13.6 | 10 | 8600 | 10800 | 110.2% | 1.9 | Residential | 187.5 | Yes | 0.75 | Both
211132702 | Mini/Multi Split | TEMPSTAR | HRCU-A-CB (Mini-Split System: Heat Pump with Outdoor Unit-Air-Source, Ducted) | DLCSRBH12AAK |  | Mini-Splits (Ducted) | DLFSDAH12XHK | [10 empty] | 12000 | 20 | 12 | 9.5 | 9700 | 12000 | 100% | 1.85 | Residential | 250 | Yes | 1 | Both
211132703 | Mini/Multi Split | SMART COMFORT | HRCU-A-CB (Mini-Split System: Heat Pump with Outdoor Unit-Air-Source, Ducted) | DLCSRBH18AAK |  | Mini-Splits (Ducted) | DLFSDAH18XHK | [10 empty] | 17500 | 17.5 | 11.7 | 10.7 | 15700 | 18000 | 94.74% | 2.2 | Residential | 365 | Yes | 1.46 | Both
211132704 | Mini/Multi Split | SMART COMFORT | HRCU-A-CB (Mini-Split System: Heat Pump with Outdoor Unit-Air-Source, Ducted) | DLCSRBH09AAK |  | Mini-Splits (Ducted) | DLFSDAH09XHK | [10 empty] | 9000 | 20.5 | 13.6 | 10 | 8600 | 10800 | 110.2% | 1.9 | Residential | 187.5 | Yes | 0.75 | Both
211132705 | Mini/Multi Split | SMART COMFORT | HRCU-A-CB (Mini-Split System: Heat Pump with Outdoor Unit-Air-Source, Ducted) | DLCSRBH12AAK |  | Mini-Splits (Ducted) | DLFSDAH12XHK | [10 empty] | 12000 | 20 | 12 | 9.5 | 9700 | 12000 | 100% | 1.85 | Residential | 250 | Yes | 1 | Both
211132706 | Mini/Multi Split | AIRQUEST | HRCU-A-CB (Mini-Split System: Heat Pump with Outdoor Unit-Air-Source, Ducted) | DLCSRBH18AAK |  | Mini-Splits (Ducted) | DLFSDAH18XHK | [10 empty] | 17500 | 17.5 | 11.7 | 10.7 | 15700 | 18000 | 94.74% | 2.2 | Residential | 365 | Yes | 1.46 | Both
211132707 | Mini/Multi Split | AIRQUEST | HRCU-A-CB (Mini-Split System: Heat Pump with Outdoor Unit-Air-Source, Ducted) | DLCSRBH09AAK |  | Mini-Splits (Ducted) | DLFSDAH09XHK | [10 empty] | 9000 | 20.5 | 13.6 | 10 | 8600 | 10800 | 110.2% | 1.9 | Residential | 187.5 | Yes | 0.75 | Both
211132708 | Mini/Multi Split | AIRQUEST | HRCU-A-CB (Mini-Split System: Heat Pump with Outdoor Unit-Air-Source, Ducted) | DLCSRBH12AAK |  | Mini-Splits (Ducted) | DLFSDAH12XHK | [10 empty] | 12000 | 20 | 12 | 9.5 | 9700 | 12000 | 100% | 1.85 | Residential | 250 | Yes | 1 | Both
211132711 | Mini/Multi Split | ARCOAIRE | HRCU-A-CB (Mini-Split System: Heat Pump with Outdoor Unit-Air-Source, Ducted) | DLCLRCH48AAK |  | Mini-Splits (Ducted) | DLFLDAH48XHK | [10 empty] | 48000 | 15.2 | 8.8 | 9.7 | 35000 | 35600 | 71.2% | 1.93 | Residential | 1000 | Yes | 4 | Yes
211132712 | Mini/Multi Split | ARCOAIRE | HRCU-A-CB (Mini-Split System: Heat Pump with Outdoor Unit-Air-Source, Ducted) | DLCSRBH24AAK |  | Mini-Splits (Ducted) | DLFSDAH24XHK | [10 empty] | 24000 | 17.6 | 11.4 | 11.2 | 21000 | 24000 | 96% | 2 | Residential | 500 | Yes | 2 | Yes
211132715 | Mini/Multi Split | COMFORTMAKER | HRCU-A-CB (Mini-Split System: Heat Pump with Outdoor Unit-Air-Source, Ducted) | DLCLRCH48AAK |  | Mini-Splits (Ducted) | DLFLDAH48XHK | [10 empty] | 48000 | 15.2 | 8.8 | 9.7 | 35000 | 35600 | 71.2% | 1.93 | Residential | 1000 | Yes | 4 | Yes
211132716 | Mini/Multi Split | COMFORTMAKER | HRCU-A-CB (Mini-Split System: Heat Pump with Outdoor Unit-Air-Source, Ducted) | DLCSRBH24AAK |  | Mini-Splits (Ducted) | DLFSDAH24XHK | [10 empty] | 24000 | 17.6 | 11.4 | 11.2 | 21000 | 24000 | 96% | 2 | Residential | 500 | Yes | 2 | Yes
211132719 | Mini/Multi Split | DAY & NIGHT | HRCU-A-CB (Mini-Split System: Heat Pump with Outdoor Unit-Air-Source, Ducted) | DLCLRCH48AAK |  | Mini-Splits (Ducted) | DLFLDAH48XHK | [10 empty] | 48000 | 15.2 | 8.8 | 9.7 | 35000 | 35600 | 71.2% | 1.93 | Residential | 1000 | Yes | 4 | Yes
211132720 | Mini/Multi Split | DAY & NIGHT | HRCU-A-CB (Mini-Split System: Heat Pump with Outdoor Unit-Air-Source, Ducted) | DLCSRBH24AAK |  | Mini-Splits (Ducted) | DLFSDAH24XHK | [10 empty] | 24000 | 17.6 | 11.4 | 11.2 | 21000 | 24000 | 96% | 2 | Residential | 500 | Yes | 2 | Yes
211132723 | Mini/Multi Split | HEIL | HRCU-A-CB (Mini-Split System: Heat Pump with Outdoor Unit-Air-Source, Ducted) | DLCLRCH48AAK |  | Mini-Splits (Ducted) | DLFLDAH48XHK | [10 empty] | 48000 | 15.2 | 8.8 | 9.7 | 35000 | 35600 | 71.2% | 1.93 | Residential | 1000 | Yes | 4 | Yes
211132724 | Mini/Multi Split | HEIL | HRCU-A-CB (Mini-Split System: Heat Pump with Outdoor Unit-Air-Source, Ducted) | DLCSRBH24AAK |  | Mini-Splits (Ducted) | DLFSDAH24XHK | [10 empty] | 24000 | 17.6 | 11.4 | 11.2 | 21000 | 24000 | 96% | 2 | Residential | 500 | Yes | 2 | Yes
211132727 | Mini/Multi Split | KEEPRITE | HRCU-A-CB (Mini-Split System: Heat Pump with Outdoor Unit-Air-Source, Ducted) | DLCLRCH48AAK |  | Mini-Splits (Ducted) | DLFLDAH48XHK | [10 empty] | 48000 | 15.2 | 8.8 | 9.7 | 35000 | 35600 | 71.2% | 1.93 | Residential | 1000 | Yes | 4 | Yes
211132728 | Mini/Multi Split | KEEPRITE | HRCU-A-CB (Mini-Split System: Heat Pump with Outdoor Unit-Air-Source, Ducted) | DLCSRBH24AAK |  | Mini-Splits (Ducted) | DLFSDAH24XHK | [10 empty] | 24000 | 17.6 | 11.4 | 11.2 | 21000 | 24000 | 96% | 2 | Residential | 500 | Yes | 2 | Yes
211132731 | Mini/Multi Split | KENMORE | HRCU-A-CB (Mini-Split System: Heat Pump with Outdoor Unit-Air-Source, Ducted) | DLCLRCH48AAK |  | Mini-Splits (Ducted) | DLFLDAH48XHK | [10 empty] | 48000 | 15.2 | 8.8 | 9.7 | 35000 | 35600 | 71.2% | 1.93 | Residential | 1000 | Yes | 4 | Yes
211132732 | Mini/Multi Split | KENMORE | HRCU-A-CB (Mini-Split System: Heat Pump with Outdoor Unit-Air-Source, Ducted) | DLCSRBH24AAK |  | Mini-Splits (Ducted) | DLFSDAH24XHK | [10 empty] | 24000 | 17.6 | 11.4 | 11.2 | 21000 | 24000 | 96% | 2 | Residential | 500 | Yes | 2 | Yes
211132735 | Mini/Multi Split | MIDEA | HRCU-A-CB (Mini-Split System: Heat Pump with Outdoor Unit-Air-Source, Ducted) | DLCLRCH48AAK |  | Mini-Splits (Ducted) | DLFLDAH48XHK | [10 empty] | 48000 | 15.2 | 8.8 | 9.7 | 35000 | 35600 | 71.2% | 1.93 | Residential | 1000 | Yes | 4 | Yes
211132736 | Mini/Multi Split | MIDEA | HRCU-A-CB (Mini-Split System: Heat Pump with Outdoor Unit-Air-Source, Ducted) | DLCSRBH24AAK |  | Mini-Splits (Ducted) | DLFSDAH24XHK | [10 empty] | 24000 | 17.6 | 11.4 | 11.2 | 21000 | 24000 | 96% | 2 | Residential | 500 | Yes | 2 | Yes
211132739 | Mini/Multi Split | TEMPSTAR | HRCU-A-CB (Mini-Split System: Heat Pump with Outdoor Unit-Air-Source, Ducted) | DLCLRCH48AAK |  | Mini-Splits (Ducted) | DLFLDAH48XHK | [10 empty] | 48000 | 15.2 | 8.8 | 9.7 | 35000 | 35600 | 71.2% | 1.93 | Residential | 1000 | Yes | 4 | Yes
211132740 | Mini/Multi Split | TEMPSTAR | HRCU-A-CB (Mini-Split System: Heat Pump with Outdoor Unit-Air-Source, Ducted) | DLCSRBH24AAK |  | Mini-Splits (Ducted) | DLFSDAH24XHK | [10 empty] | 24000 | 17.6 | 11.4 | 11.2 | 21000 | 24000 | 96% | 2 | Residential | 500 | Yes | 2 | Yes
211132743 | Mini/Multi Split | SMART COMFORT | HRCU-A-CB (Mini-Split System: Heat Pump with Outdoor Unit-Air-Source, Ducted) | DLCLRCH48AAK |  | Mini-Splits (Ducted) | DLFLDAH48XHK | [10 empty] | 48000 | 15.2 | 8.8 | 9.7 | 35000 | 35600 | 71.2% | 1.93 | Residential | 1000 | Yes | 4 | Yes
211132744 | Mini/Multi Split | SMART COMFORT | HRCU-A-CB (Mini-Split System: Heat Pump with Outdoor Unit-Air-Source, Ducted) | DLCSRBH24AAK |  | Mini-Splits (Ducted) | DLFSDAH24XHK | [10 empty] | 24000 | 17.6 | 11.4 | 11.2 | 21000 | 24000 | 96% | 2 | Residential | 500 | Yes | 2 | Yes
211132747 | Mini/Multi Split | AIRQUEST | HRCU-A-CB (Mini-Split System: Heat Pump with Outdoor Unit-Air-Source, Ducted) | DLCLRCH48AAK |  | Mini-Splits (Ducted) | DLFLDAH48XHK | [10 empty] | 48000 | 15.2 | 8.8 | 9.7 | 35000 | 35600 | 71.2% | 1.93 | Residential | 1000 | Yes | 4 | Yes
211132748 | Mini/Multi Split | AIRQUEST | HRCU-A-CB (Mini-Split System: Heat Pump with Outdoor Unit-Air-Source, Ducted) | DLCSRBH24AAK |  | Mini-Splits (Ducted) | DLFSDAH24XHK | [10 empty] | 24000 | 17.6 | 11.4 | 11.2 | 21000 | 24000 | 96% | 2 | Residential | 500 | Yes | 2 | Yes
211132918 | Mini/Multi Split | CARRIER | HRCU-A-CB (Mini-Split System: Heat Pump with Outdoor Unit-Air-Source, Ducted) | 38MARBQ18AA3 |  | Mini-Splits (Ducted) | 40MBDAQ18XH3 | [10 empty] | 17500 | 17.5 | 11.7 | 10.7 | 15700 | 18000 | 94.74% | 2.2 | Residential | 365 | Yes | 1.46 | Both
211132920 | Mini/Multi Split | CARRIER | HRCU-A-CB (Mini-Split System: Heat Pump with Outdoor Unit-Air-Source, Ducted) | 38MARBQ09AA3 |  | Mini-Splits (Ducted) | 40MBDAQ09XH3 | [10 empty] | 9000 | 20.5 | 13.6 | 10 | 8600 | 10800 | 110.2% | 1.9 | Residential | 187.5 | Yes | 0.75 | Both
211132922 | Mini/Multi Split | CARRIER | HRCU-A-CB (Mini-Split System: Heat Pump with Outdoor Unit-Air-Source, Ducted) | 38MBRCQ48AA3 |  | Mini-Splits (Ducted) | 40MBDAQ48XH3 | [10 empty] | 48000 | 15.2 | 8.8 | 9.7 | 35000 | 35600 | 71.2% | 1.93 | Residential | 1000 | Yes | 4 | Yes
211132923 | Mini/Multi Split | CARRIER | HRCU-A-CB (Mini-Split System: Heat Pump with Outdoor Unit-Air-Source, Ducted) | 38MARBQ24AA3 |  | Mini-Splits (Ducted) | 40MBDAQ24XH3 | [10 empty] | 24000 | 17.6 | 11.4 | 11.2 | 21000 | 24000 | 96% | 2 | Residential | 500 | Yes | 2 | Yes
211132925 | Mini/Multi Split | CARRIER | HRCU-A-CB (Mini-Split System: Heat Pump with Outdoor Unit-Air-Source, Ducted) | 38MARBQ12AA3 |  | Mini-Splits (Ducted) | 40MBDAQ12XH3 | [10 empty] | 12000 | 20 | 12 | 9.5 | 9700 | 12000 | 100% | 1.85 | Residential | 250 | Yes | 1 | Both
211132930 | Mini/Multi Split | BRYANT | HRCU-A-CB (Mini-Split System: Heat Pump with Outdoor Unit-Air-Source, Ducted) | 38MARBQ18AA3 |  | Mini-Splits (Ducted) | 40MBDAQ18XH3 | [10 empty] | 17500 | 17.5 | 11.7 | 10.7 | 15700 | 18000 | 94.74% | 2.2 | Residential | 365 | Yes | 1.46 | Both
211132932 | Mini/Multi Split | BRYANT | HRCU-A-CB (Mini-Split System: Heat Pump with Outdoor Unit-Air-Source, Ducted) | 38MARBQ09AA3 |  | Mini-Splits (Ducted) | 40MBDAQ09XH3 | [10 empty] | 9000 | 20.5 | 13.6 | 10 | 8600 | 10800 | 110.2% | 1.9 | Residential | 187.5 | Yes | 0.75 | Both
211132933 | Mini/Multi Split | BRYANT | HRCU-A-CB (Mini-Split System: Heat Pump with Outdoor Unit-Air-Source, Ducted) | 38MBRCQ48AA3 |  | Mini-Splits (Ducted) | 40MBDAQ48XH3 | [10 empty] | 48000 | 15.2 | 8.8 | 9.7 | 35000 | 35600 | 71.2% | 1.93 | Residential | 1000 | Yes | 4 | Yes
211132935 | Mini/Multi Split | BRYANT | HRCU-A-CB (Mini-Split System: Heat Pump with Outdoor Unit-Air-Source, Ducted) | 38MARBQ24AA3 |  | Mini-Splits (Ducted) | 40MBDAQ24XH3 | [10 empty] | 24000 | 17.6 | 11.4 | 11.2 | 21000 | 24000 | 96% | 2 | Residential | 500 | Yes | 2 | Yes
211132937 | Mini/Multi Split | BRYANT | HRCU-A-CB (Mini-Split System: Heat Pump with Outdoor Unit-Air-Source, Ducted) | 38MARBQ12AA3 |  | Mini-Splits (Ducted) | 40MBDAQ12XH3 | [10 empty] | 12000 | 20 | 12 | 9.5 | 9700 | 12000 | 100% | 1.85 | Residential | 250 | Yes | 1 | Both
211132941 | Mini/Multi Split | PAYNE | HRCU-A-CB (Mini-Split System: Heat Pump with Outdoor Unit-Air-Source, Ducted) | 38MARBQ18AA3 |  | Mini-Splits (Ducted) | 40MBDAQ18XH3 | [10 empty] | 17500 | 17.5 | 11.7 | 10.7 | 15700 | 18000 | 94.74% | 2.2 | Residential | 365 | Yes | 1.46 | Both
211132943 | Mini/Multi Split | PAYNE | HRCU-A-CB (Mini-Split System: Heat Pump with Outdoor Unit-Air-Source, Ducted) | 38MARBQ09AA3 |  | Mini-Splits (Ducted) | 40MBDAQ09XH3 | [10 empty] | 9000 | 20.5 | 13.6 | 10 | 8600 | 10800 | 110.2% | 1.9 | Residential | 187.5 | Yes | 0.75 | Both
211132944 | Mini/Multi Split | PAYNE | HRCU-A-CB (Mini-Split System: Heat Pump with Outdoor Unit-Air-Source, Ducted) | 38MBRCQ48AA3 |  | Mini-Splits (Ducted) | 40MBDAQ48XH3 | [10 empty] | 48000 | 15.2 | 8.8 | 9.7 | 35000 | 35600 | 71.2% | 1.93 | Residential | 1000 | Yes | 4 | Yes
211132946 | Mini/Multi Split | PAYNE | HRCU-A-CB (Mini-Split System: Heat Pump with Outdoor Unit-Air-Source, Ducted) | 38MARBQ24AA3 |  | Mini-Splits (Ducted) | 40MBDAQ24XH3 | [10 empty] | 24000 | 17.6 | 11.4 | 11.2 | 21000 | 24000 | 96% | 2 | Residential | 500 | Yes | 2 | Yes
211132948 | Mini/Multi Split | PAYNE | HRCU-A-CB (Mini-Split System: Heat Pump with Outdoor Unit-Air-Source, Ducted) | 38MARBQ12AA3 |  | Mini-Splits (Ducted) | 40MBDAQ12XH3 | [10 empty] | 12000 | 20 | 12 | 9.5 | 9700 | 12000 | 100% | 1.85 | Residential | 250 | Yes | 1 | Both
211132952 | Mini/Multi Split | Weathermaker | HRCU-A-CB (Mini-Split System: Heat Pump with Outdoor Unit-Air-Source, Ducted) | 38MARBQ18AA3 |  | Mini-Splits (Ducted) | 40MBDAQ18XH3 | [10 empty] | 17500 | 17.5 | 11.7 | 10.7 | 15700 | 18000 | 94.74% | 2.2 | Residential | 365 | Yes | 1.46 | Both
211132954 | Mini/Multi Split | Weathermaker | HRCU-A-CB (Mini-Split System: Heat Pump with Outdoor Unit-Air-Source, Ducted) | 38MARBQ09AA3 |  | Mini-Splits (Ducted) | 40MBDAQ09XH3 | [10 empty] | 9000 | 20.5 | 13.6 | 10 | 8600 | 10800 | 110.2% | 1.9 | Residential | 187.5 | Yes | 0.75 | Both
211132956 | Mini/Multi Split | Weathermaker | HRCU-A-CB (Mini-Split System: Heat Pump with Outdoor Unit-Air-Source, Ducted) | 38MBRCQ48AA3 |  | Mini-Splits (Ducted) | 40MBDAQ48XH3 | [10 empty] | 48000 | 15.2 | 8.8 | 9.7 | 35000 | 35600 | 71.2% | 1.93 | Residential | 1000 | Yes | 4 | Yes
211132957 | Mini/Multi Split | Weathermaker | HRCU-A-CB (Mini-Split System: Heat Pump with Outdoor Unit-Air-Source, Ducted) | 38MARBQ24AA3 |  | Mini-Splits (Ducted) | 40MBDAQ24XH3 | [10 empty] | 24000 | 17.6 | 11.4 | 11.2 | 21000 | 24000 | 96% | 2 | Residential | 500 | Yes | 2 | Yes
211132959 | Mini/Multi Split | Weathermaker | HRCU-A-CB (Mini-Split System: Heat Pump with Outdoor Unit-Air-Source, Ducted) | 38MARBQ12AA3 |  | Mini-Splits (Ducted) | 40MBDAQ12XH3 | [10 empty] | 12000 | 20 | 12 | 9.5 | 9700 | 12000 | 100% | 1.85 | Residential | 250 | Yes | 1 | Both
211132964 | Mini/Multi Split | MIDEA | HRCU-A-CB (Mini-Split System: Heat Pump with Outdoor Unit-Air-Source, Ducted) | 38MARBQ18AA3 |  | Mini-Splits (Ducted) | 40MBDAQ18XH3 | [10 empty] | 17500 | 17.5 | 11.7 | 10.7 | 15700 | 18000 | 94.74% | 2.2 | Residential | 365 | Yes | 1.46 | Both
211132965 | Mini/Multi Split | MIDEA | HRCU-A-CB (Mini-Split System: Heat Pump with Outdoor Unit-Air-Source, Ducted) | 38MARBQ09AA3 |  | Mini-Splits (Ducted) | 40MBDAQ09XH3 | [10 empty] | 9000 | 20.5 | 13.6 | 10 | 8600 | 10800 | 110.2% | 1.9 | Residential | 187.5 | Yes | 0.75 | Both
211132966 | Mini/Multi Split | MIDEA | HRCU-A-CB (Mini-Split System: Heat Pump with Outdoor Unit-Air-Source, Ducted) | 38MBRCQ48AA3 |  | Mini-Splits (Ducted) | 40MBDAQ48XH3 | [10 empty] | 48000 | 15.2 | 8.8 | 9.7 | 35000 | 35600 | 71.2% | 1.93 | Residential | 1000 | Yes | 4 | Yes
211132968 | Mini/Multi Split | MIDEA | HRCU-A-CB (Mini-Split System: Heat Pump with Outdoor Unit-Air-Source, Ducted) | 38MARBQ24AA3 |  | Mini-Splits (Ducted) | 40MBDAQ24XH3 | [10 empty] | 24000 | 17.6 | 11.4 | 11.2 | 21000 | 24000 | 96% | 2 | Residential | 500 | Yes | 2 | Yes
211132970 | Mini/Multi Split | MIDEA | HRCU-A-CB (Mini-Split System: Heat Pump with Outdoor Unit-Air-Source, Ducted) | 38MARBQ12AA3 |  | Mini-Splits (Ducted) | 40MBDAQ12XH3 | [10 empty] | 12000 | 20 | 12 | 9.5 | 9700 | 12000 | 100% | 1.85 | Residential | 250 | Yes | 1 | Both
211133300 | Mini/Multi Split | NOVAIR | HMSV-A-CB (Multi-Split Heat Pump) | LEA36MZ-4P-35SK-O |  | Non-Ducted Indoor Units |  |  | 36000 | 20 |  | 12.5 | 10.8 |  | 36000 | 35000 | 97.22% | 36000 | 20 | 12.5 | 9.7 | 35000 | 36000 | 97.3% | 1.9 | Residential | 750 | Yes | 3 | Both
211158690 | Mini/Multi Split | DAIZUKI | HRCU-A-CB-O (Mini-Split Heat Pump, with Remote Outdoor Unit Air-Source, Free Delivery) | DXTH09C416A-23 |  | Mini-Splits (Non-Ducted) | DXTH09E416A-23 |  | 9000 | 22 |  | 12.5 | 10 |  | 9500 | 5900 | 62.11% | 9000 | 23 | 12.5 | 9 | 5900 | 7000 | 73.68% | 1.8 | Residential | 187.5 | Yes | 0.75 | Yes
211158691 | Mini/Multi Split | DAIZUKI | HRCU-A-CB-O (Mini-Split Heat Pump, with Remote Outdoor Unit Air-Source, Free Delivery) | DXTH09C426A-23 |  | Mini-Splits (Non-Ducted) | DXTH09E426A-23 |  | 9000 | 23 |  | 13 | 10 |  | 9500 | 5900 | 62.11% | 9000 | 23.5 | 13 | 9.2 | 5900 | 7300 | 76.84% | 1.8 | Residential | 187.5 | Yes | 0.75 | Yes
211158692 | Mini/Multi Split | DAIZUKI | HRCU-A-CB-O (Mini-Split Heat Pump, with Remote Outdoor Unit Air-Source, Free Delivery) | DXTH12C416A-23 |  | Mini-Splits (Non-Ducted) | DXTH12E416A-23 |  | 12000 | 22 |  | 12.5 | 10 |  | 12000 | 7100 | 59.17% | 12000 | 22 | 12.5 | 9 | 7100 | 8700 | 72.5% | 1.8 | Residential | 250 | Yes | 1 | Yes
211158693 | Mini/Multi Split | DAIZUKI | HRCU-A-CB-O (Mini-Split Heat Pump, with Remote Outdoor Unit Air-Source, Free Delivery) | DXTH12C426A-23 |  | Mini-Splits (Non-Ducted) | DXTH12E426A-23 |  | 12000 | 23 |  | 13 | 10 |  | 12000 | 7600 | 63.33% | 12000 | 23 | 13 | 9.5 | 7600 | 9100 | 75.83% | 1.8 | Residential | 250 | Yes | 1 | Yes
211164222 | Mini/Multi Split | WABBAN | HRCU-A-CB-O (Mini-Split Heat Pump, with Remote Outdoor Unit Air-Source, Free Delivery) | BB09HXCA5DO |  | Mini-Splits (Non-Ducted) | BB09HXCA5DI |  | 9100 | 19.5 |  | 11.3 | 10 |  | 10000 | 6000 | 60% | 9100 | 19.5 | 11.3 | 8.8 | 6000 | 7400 | 74% | 1.87 | Residential | 190 | Yes | 0.76 | Yes
211164239 | Mini/Multi Split | TOSOT | HMSV-A-CB-O (Multi-Split Heat Pump, Free Delivery) | TM18HX4O |  | Non-Ducted Indoor Units |  |  | 17000 | 21 |  | 12 | 10 |  | 18000 | 14700 | 81.67% | 17000 | 21 | 12 | 10 | 14700 | 13600 | 75.56% | 2.22 | Residential | 355 | Yes | 1.42 | Both
211164240 | Mini/Multi Split | TOSOT | HMSV-A-CB-O (Multi-Split Heat Pump, Free Delivery) | TM24HX4O |  | Non-Ducted Indoor Units |  |  | 23200 | 21 |  | 12.5 | 10 |  | 24000 | 23600 | 98.33% | 23200 | 21 | 12.5 | 10 | 23600 | 21600 | 90% | 2.1 | Residential | 482.5 | Yes | 1.93 | Both
211164241 | Mini/Multi Split | TOSOT | HMSV-A-CB-O (Multi-Split Heat Pump, Free Delivery) | TM30HX4O |  | Non-Ducted Indoor Units |  |  | 28400 | 21 |  | 12.5 | 10 |  | 30000 | 27200 | 90.67% | 28400 | 21 | 12.5 | 10 | 27200 | 22800 | 76% | 1.84 | Residential | 592.5 | Yes | 2.37 | Both
211164242 | Mini/Multi Split | TOSOT | HMSV-A-CB-O (Multi-Split Heat Pump, Free Delivery) | TM36HX4O |  | Non-Ducted Indoor Units |  |  | 34000 | 21 |  | 12 | 10 |  | 36000 | 30800 | 85.56% | 34000 | 21 | 12 | 10 | 30800 | 32400 | 90% | 1.82 | Residential | 707.5 | Yes | 2.83 | Both
211164243 | Mini/Multi Split | TOSOT | HMSV-A-CB-O (Multi-Split Heat Pump, Free Delivery) | TM42HX4O |  | Non-Ducted Indoor Units |  |  | 36000 | 21 |  | 12 | 10 |  | 40000 | 35600 | 89% | 36000 | 21 | 12 | 10 | 35600 | 32400 | 81% | 1.92 | Residential | 750 | Yes | 3 | Both
211174331 | Mini/Multi Split | BOREAL | HRCU-A-CB-O (Mini-Split Heat Pump, with Remote Outdoor Unit Air-Source, Free Delivery) | 3BRS09HPJ1OA |  | Mini-Splits (Non-Ducted) | 3BRS09HPJ1IA |  | 9100 | 19.5 |  | 11.3 | 10 |  | 10000 | 6000 | 60% | 9100 | 19.5 | 11.3 | 8.8 | 6000 | 7400 | 74% | 1.87 | Residential | 190 | Yes | 0.76 | Yes
211174339 | Mini/Multi Split | RHEEM | HRCU-A-CB-O (Mini-Split Heat Pump, with Remote Outdoor Unit Air-Source, Free Delivery) | RGWI-CW09H2AT-01 |  | Mini-Splits (Non-Ducted) | RGWI-EW09H2AT-01 |  | 9100 | 19.5 |  | 11.3 | 10 |  | 10000 | 6000 | 60% | 9100 | 19.5 | 11.3 | 8.8 | 6000 | 7400 | 74% | 1.87 | Residential | 190 | Yes | 0.76 | Yes
211174346 | Mini/Multi Split | BOREAL | HMSV-A-CB-O (Multi-Split Heat Pump, Free Delivery) | MBRS18HPJ1OE |  | Non-Ducted Indoor Units |  |  | 17000 | 21 |  | 12 | 10 |  | 18000 | 14700 | 81.67% | 17000 | 21 | 12 | 10 | 14700 | 13600 | 75.56% | 2.22 | Residential | 355 | Yes | 1.42 | Both
211174347 | Mini/Multi Split | BOREAL | HMSV-A-CB-O (Multi-Split Heat Pump, Free Delivery) | MBRS24HPJ1OE |  | Non-Ducted Indoor Units |  |  | 23200 | 21 |  | 12.5 | 10 |  | 24000 | 23600 | 98.33% | 23200 | 21 | 12.5 | 10 | 23600 | 21600 | 90% | 2.1 | Residential | 482.5 | Yes | 1.93 | Both
211174348 | Mini/Multi Split | BOREAL | HMSV-A-CB-O (Multi-Split Heat Pump, Free Delivery) | MBRS30HPJ1OE |  | Non-Ducted Indoor Units |  |  | 28400 | 21 |  | 12.5 | 10 |  | 30000 | 27200 | 90.67% | 28400 | 21 | 12.5 | 10 | 27200 | 22800 | 76% | 1.84 | Residential | 592.5 | Yes | 2.37 | Both
211174349 | Mini/Multi Split | BOREAL | HMSV-A-CB-O (Multi-Split Heat Pump, Free Delivery) | MBRS36HPJ1OE |  | Non-Ducted Indoor Units |  |  | 34000 | 21 |  | 12 | 10 |  | 36000 | 30800 | 85.56% | 34000 | 21 | 12 | 10 | 30800 | 32400 | 90% | 1.82 | Residential | 707.5 | Yes | 2.83 | Both
211174350 | Mini/Multi Split | BOREAL | HMSV-A-CB-O (Multi-Split Heat Pump, Free Delivery) | MBRS42HPJ1OE |  | Non-Ducted Indoor Units |  |  | 36000 | 21 |  | 12 | 10 |  | 40000 | 35600 | 89% | 36000 | 21 | 12 | 10 | 35600 | 32400 | 81% | 1.92 | Residential | 750 | Yes | 3 | Both
211174351 | Mini/Multi Split | WABBAN | HMSV-A-CB-O (Multi-Split Heat Pump, Free Delivery) | BBM18HX4O |  | Non-Ducted Indoor Units |  |  | 17000 | 21 |  | 12 | 10 |  | 18000 | 14700 | 81.67% | 17000 | 21 | 12 | 10 | 14700 | 13600 | 75.56% | 2.22 | Residential | 355 | Yes | 1.42 | Both
211174352 | Mini/Multi Split | WABBAN | HMSV-A-CB-O (Multi-Split Heat Pump, Free Delivery) | BBM24HX4O |  | Non-Ducted Indoor Units |  |  | 23200 | 21 |  | 12.5 | 10 |  | 24000 | 23600 | 98.33% | 23200 | 21 | 12.5 | 10 | 23600 | 21600 | 90% | 2.1 | Residential | 482.5 | Yes | 1.93 | Both
211174353 | Mini/Multi Split | WABBAN | HMSV-A-CB-O (Multi-Split Heat Pump, Free Delivery) | BBM30HX4O |  | Non-Ducted Indoor Units |  |  | 28400 | 21 |  | 12.5 | 10 |  | 30000 | 27200 | 90.67% | 28400 | 21 | 12.5 | 10 | 27200 | 22800 | 76% | 1.84 | Residential | 592.5 | Yes | 2.37 | Both
211174354 | Mini/Multi Split | WABBAN | HMSV-A-CB-O (Multi-Split Heat Pump, Free Delivery) | BBM36HX4O |  | Non-Ducted Indoor Units |  |  | 34000 | 21 |  | 12 | 10 |  | 36000 | 30800 | 85.56% | 34000 | 21 | 12 | 10 | 30800 | 32400 | 90% | 1.82 | Residential | 707.5 | Yes | 2.83 | Both
211174355 | Mini/Multi Split | WABBAN | HMSV-A-CB-O (Multi-Split Heat Pump, Free Delivery) | BBM42HX4O |  | Non-Ducted Indoor Units |  |  | 36000 | 21 |  | 12 | 10 |  | 40000 | 35600 | 89% | 36000 | 21 | 12 | 10 | 35600 | 32400 | 81% | 1.92 | Residential | 750 | Yes | 3 | Both
211177518 | Mini/Multi Split | TOSOT | HRCU-A-CB-O (Mini-Split Heat Pump, with Remote Outdoor Unit Air-Source, Free Delivery) | TW09HXP2A1AO |  | Mini-Splits (Non-Ducted) | TW09HXP2A1AI |  | 9100 | 27 |  | 14.55 | 11.8 |  | 10000 | 7000 | 70% | 9100 | 27 | 14.55 | 10 | 7000 | 9900 | 99% | 1.87 | Residential | 190 | Yes | 0.76 | Yes
211177520 | Mini/Multi Split | TOSOT | HRCU-A-CB-O (Mini-Split Heat Pump, with Remote Outdoor Unit Air-Source, Free Delivery) | TW09HXP2A1DO |  | Mini-Splits (Non-Ducted) | TW09HXP2A1DI |  | 9100 | 25.5 |  | 14.7 | 12 |  | 10500 | 7000 | 66.67% | 9100 | 25.5 | 14.7 | 10.2 | 7000 | 9100 | 86.67% | 1.86 | Residential | 190 | Yes | 0.76 | Yes
211177530 | Mini/Multi Split | AC PRO.COM | HRCU-A-CB-O (Mini-Split Heat Pump, with Remote Outdoor Unit Air-Source, Free Delivery) | AWH18QDXF-D3DNB2A/O |  | Mini-Splits (Non-Ducted) | AWH18QDXF-D3DNB8A/I |  | 18000 | 22 |  | 12.5 | 10.5 |  | 18000 | 10800 | 60% | 18000 | 23 | 12.5 | 8.5 | 10800 | 13000 | 72.22% | 1.85 | Residential | 375 | Yes | 1.5 | Yes
211234500 | Mini/Multi Split | LG | HRCU-A-CB-O (Mini-Split Heat Pump, with Remote Outdoor Unit Air-Source, Free Delivery) | LUU090HV |  | Mini-Splits (Non-Ducted) | LCN098HV4 | [10 empty] | 9000 | 20.2 | 13.65 | 10.55 | 7000 | 10100 | 91.82% | 2.11 | Residential | 187.5 | Yes | 0.75 | Both
211234501 | Mini/Multi Split | LG | HRCU-A-CB-O (Mini-Split Heat Pump, with Remote Outdoor Unit Air-Source, Free Delivery) | LUU090HV |  | Mini-Splits (Non-Ducted) | LQN090HV4 | [10 empty] | 9000 | 21 | 12.6 | 10.4 | 6800 | 10200 | 101% | 1.94 | Residential | 187.5 | Yes | 0.75 | Both
211234502 | Mini/Multi Split | LG | HRCU-A-CB-O (Mini-Split Heat Pump, with Remote Outdoor Unit Air-Source, Free Delivery) | LUU120HV |  | Mini-Splits (Non-Ducted) | LCN128HV4 | [10 empty] | 11100 | 19.4 | 12.6 | 10.35 | 9100 | 10700 | 76.43% | 2.13 | Residential | 232.5 | Yes | 0.93 | Both
211234503 | Mini/Multi Split | LG | HRCU-A-CB-O (Mini-Split Heat Pump, with Remote Outdoor Unit Air-Source, Free Delivery) | LUU120HV |  | Mini-Splits (Non-Ducted) | LQN120HV4 | [10 empty] | 10200 | 20.8 | 12.6 | 10.2 | 9200 | 10800 | 83.08% | 2.09 | Residential | 212.5 | Yes | 0.85 | Both
211234504 | Mini/Multi Split | LG | HRCU-A-CB-O (Mini-Split Heat Pump, with Remote Outdoor Unit Air-Source, Free Delivery) | LUU180HV |  | Mini-Splits (Non-Ducted) | LCN188HV4 | [10 empty] | 18000 | 20.5 | 12.5 | 9.7 | 12700 | 16200 | 87.57% | 1.85 | Residential | 375 | Yes | 1.5 | Both
211234505 | Mini/Multi Split | LG | HRCU-A-CB (Mini-Split System: Heat Pump with Outdoor Unit-Air-Source, Ducted) | LUU180HV |  | Mini-Splits (Ducted) | LVN181HV4 | [10 empty] | 18000 | 17.25 | 12.3 | 9.25 | 13000 | 16200 | 81% | 2.02 | Residential | 375 | Yes | 1.5 | Both
211234506 | Mini/Multi Split | LG | HRCU-A-CB-O (Mini-Split Heat Pump, with Remote Outdoor Unit Air-Source, Free Delivery) | LUU240HV |  | Mini-Splits (Non-Ducted) | LHN248HV | [10 empty] | 24000 | 16.85 | 11.7 | 9 | 17500 | 21400 | 79.26% | 1.94 | Residential | 500 | Yes | 2 | Both
211234507 | Mini/Multi Split | LG | HRCU-A-CB (Mini-Split System: Heat Pump with Outdoor Unit-Air-Source, Ducted) | LUU240HV |  | Mini-Splits (Ducted) | LVN241HV4 | [10 empty] | 24000 | 17.6 | 11.45 | 9.7 | 18700 | 21400 | 79.26% | 2.15 | Residential | 500 | Yes | 2 | Yes
211234508 | Mini/Multi Split | LG | HRCU-A-CB-O (Mini-Split Heat Pump, with Remote Outdoor Unit Air-Source, Free Delivery) | LUU360HV |  | Mini-Splits (Non-Ducted) | LCN369HV | [10 empty] | 36000 | 21 | 12.5 | 10 | 24000 | 35000 | 87.5% | 2.1 | Residential | 750 | Yes | 3 | Both
211234509 | Mini/Multi Split | LG | HRCU-A-CB-O (Mini-Split Heat Pump, with Remote Outdoor Unit Air-Source, Free Delivery) | LUU360HV |  | Mini-Splits (Non-Ducted) | LHN368HV | [10 empty] | 36000 | 18.85 | 11.85 | 9.2 | 24000 | 33600 | 84% | 1.87 | Residential | 750 | Yes | 3 | Both
211234510 | Mini/Multi Split | LG | HRCU-A-CB (Mini-Split System: Heat Pump with Outdoor Unit-Air-Source, Ducted) | LUU360HV |  | Mini-Splits (Ducted) | LVN361HV4 | [10 empty] | 36000 | 16.25 | 11 | 8.95 | 23800 | 33800 | 84.5% | 1.81 | Residential | 750 | Yes | 3 | Yes
211234513 | Mini/Multi Split | LG | HRCU-A-CB-O (Mini-Split Heat Pump, with Remote Outdoor Unit Air-Source, Free Delivery) | LUU240HV |  | Mini-Splits (Non-Ducted) | LCN249HV | [10 empty] | 23000 | 20 | 11.7 | 10.2 | 17400 | 21200 | 78.52% | 2.07 | Residential | 480 | Yes | 1.92 | Both
211234514 | Mini/Multi Split | LG | HRCU-A-CB-O (Mini-Split Heat Pump, with Remote Outdoor Unit Air-Source, Free Delivery) | LUU420HV |  | Mini-Splits (Non-Ducted) | LCN429HV | [10 empty] | 42000 | 19.3 | 10.45 | 10.05 | 28000 | 39000 | 82.98% | 1.96 | Residential | 875 | Yes | 3.5 | Yes
211234515 | Mini/Multi Split | LG | HRCU-A-CB (Mini-Split System: Heat Pump with Outdoor Unit-Air-Source, Ducted) | LUU420HV |  | Mini-Splits (Ducted) | LVN420HV | [10 empty] | 42000 | 17.2 | 10.75 | 9.35 | 29200 | 38500 | 81.91% | 1.88 | Residential | 875 | Yes | 3.5 | Yes
211234516 | Mini/Multi Split | LG | HRCU-A-CB (Mini-Split System: Heat Pump with Outdoor Unit-Air-Source, Ducted) | LUU480HV |  | Mini-Splits (Ducted) | LVN480HV | [10 empty] | 48000 | 16.5 | 9.7 | 9.3 | 30800 | 39500 | 79% | 1.93 | Residential | 1000 | Yes | 4 | Yes
211246027 | Mini/Multi Split | Cooper&Hunter | HRCU-A-CB-O (Mini-Split Heat Pump, with Remote Outdoor Unit Air-Source, Free Delivery) | CH-NHPR60LCU-230VO |  | Mini-Splits (Non-Ducted) | CH-60LCFC/I |  | 55000 | 16.8 |  | 9 | 11.3 |  | 60000 | 40000 | 66.67% | 55000 | 17.3 | 9 | 10.2 | 40000 | 56500 | 94.17% | 1.97 | Residential | 1145 | Yes | 4.58 | Yes
211246028 | Mini/Multi Split | Cooper&Hunter | HRCU-A-CB (Mini-Split System: Heat Pump with Outdoor Unit-Air-Source, Ducted) | CH-NHPR60LCU-230VO |  | Mini-Splits (Ducted) | CH-60LCDTU/I |  | 55000 | 18 |  | 9.4 | 11 |  | 57000 | 40000 | 70.18% | 55000 | 15.8 | 9.4 | 9.5 | 40000 | 53000 | 92.98% | 1.97 | Residential | 1145 | Yes | 4.58 | Yes
211253522 | Mini/Multi Split | CanAir | HRCU-A-CB-O (Mini-Split Heat Pump, with Remote Outdoor Unit Air-Source, Free Delivery) | C25SCH09H21 |  | Mini-Splits (Non-Ducted) | C28SEH09H21 |  | 9000 | 25.5 |  | 15 | 12.2 |  | 10000 | 8500 | 85% | 9000 | 25.5 | 15 | 12.3 | 8500 | 7500 | 75% | 2.17 | Residential | 187.5 | Yes | 0.75 | Both
211253532 | Mini/Multi Split | PERFECTAIRE | HMSV-A-CB (Multi-Split Heat Pump) | 3PAMS55-HH-MZO5 |  | Non-Ducted Indoor Units |  |  | 55000 | 19 |  | 10.5 | 10.8 |  | 55000 | 34800 | 63.27% | 55000 | 20 | 10.5 | 9.5 | 34800 | 45500 | 82.73% | 1.8 | Residential | 1145 | Yes | 4.58 | Yes
211253533 | Mini/Multi Split | PERFECTAIRE | HMSV-A-CB (Multi-Split Heat Pump) | 3PAMS55-HH-MZO5 |  | Ducted Indoor Units |  |  | 55000 | 19 |  | 10.5 | 11 |  | 55000 | 35200 | 64% | 55000 | 18.8 | 10.5 | 9.3 | 35200 | 46000 | 83.64% | 1.9 | Residential | 1145 | Yes | 4.58 | Yes
211253535 | Mini/Multi Split | PERFECTAIRE | HRCU-A-CB-O (Mini-Split Heat Pump, with Remote Outdoor Unit Air-Source, Free Delivery) | 3PAMSHH06-SZO |  | Mini-Splits (Non-Ducted) | 3PAMSHH06-UVW |  | 6000 | 23.5 |  | 15 | 11 |  | 7000 | 7500 | 107.1% | 6000 | 23.5 | 15 | 12 | 7500 | 7100 | 101.4% | 1.84 | Residential | 125 | Yes | 0.5 | Both
211257122 | Mini/Multi Split | Breeze33 | HRCU-A-CB-O (Mini-Split Heat Pump, with Remote Outdoor Unit Air-Source, Free Delivery) | BZ33-HYP09OUT2-G2-P |  | Mini-Splits (Non-Ducted) | BZ33-OWCASS09-G2-P |  | 9000 | 23 |  | 13 | 13.6 |  | 10900 | 9800 | 89.91% | 9000 | 24 | 13 | 12.4 | 9800 | 10500 | 96.33% | 1.8 | Residential | 187.5 | Yes | 0.75 | Both
211273235 | Mini/Multi Split | Breeze33 | HRCU-A-CB-O (Mini-Split Heat Pump, with Remote Outdoor Unit Air-Source, Free Delivery) | BZ33-HYP12OUT2-G2-P |  | Mini-Splits (Non-Ducted) | BZ33-OWCASS12-G2-P |  | 12000 | 22 |  | 13 | 11.3 |  | 12500 | 9500 | 76% | 12000 | 23 | 13 | 10 | 9500 | 11000 | 88% | 1.8 | Residential | 250 | Yes | 1 | Both
211273236 | Mini/Multi Split | Breeze33 | HRCU-A-CB-O (Mini-Split Heat Pump, with Remote Outdoor Unit Air-Source, Free Delivery) | BZ33-HYP18OUT2-G2-P |  | Mini-Splits (Non-Ducted) | BZ33-OWCASS18-G2-P |  | 16700 | 19.8 |  | 12.5 | 11.8 |  | 20000 | 14500 | 72.5% | 16700 | 19.8 | 12.5 | 11.2 | 14500 | 16700 | 83.5% | 1.93 | Residential | 347.5 | Yes | 1.39 | Both
211277582 | Mini/Multi Split | Breeze33 | HRCU-A-CB-O (Mini-Split Heat Pump, with Remote Outdoor Unit Air-Source, Free Delivery) | HSZ9H424ZMO |  | Mini-Splits (Non-Ducted) | SCA9H424ZMI |  | 9000 | 23 |  | 13 | 13.6 |  | 10900 | 9800 | 89.91% | 9000 | 24 | 13 | 12.4 | 9800 | 10500 | 96.33% | 1.8 | Residential | 187.5 | Yes | 0.75 | Both
211277583 | Mini/Multi Split | Breeze33 | HRCU-A-CB (Mini-Split System: Heat Pump with Outdoor Unit-Air-Source, Ducted) | HSZ9H424ZMO |  | Mini-Splits (Ducted) | D9H424ZMI |  | 9000 | 23 |  | 14 | 12 |  | 10000 | 10100 | 101% | 9000 | 20.2 | 13.2 | 12 | 10100 | 10800 | 108% | 1.9 | Residential | 187.5 | Yes | 0.75 | Both
211277584 | Mini/Multi Split | Breeze33 | HRCU-A-CB-O (Mini-Split Heat Pump, with Remote Outdoor Unit Air-Source, Free Delivery) | HSZ12H424ZMO |  | Mini-Splits (Non-Ducted) | CA12H424ZMI |  | 12000 | 21.5 |  | 12.7 | 10.6 |  | 12000 | 9900 | 82.5% | 12000 | 22.3 | 12.7 | 10.2 | 9900 | 11300 | 94.17% | 1.89 | Residential | 250 | Yes | 1 | Both
211277585 | Mini/Multi Split | Breeze33 | HRCU-A-CB-O (Mini-Split Heat Pump, with Remote Outdoor Unit Air-Source, Free Delivery) | HSZ12H424ZMO |  | Mini-Splits (Non-Ducted) | SCA12H424ZMI |  | 12000 | 22 |  | 13 | 11.3 |  | 12500 | 9500 | 76% | 12000 | 23 | 13 | 10 | 9500 | 11000 | 88% | 1.8 | Residential | 250 | Yes | 1 | Both
211277586 | Mini/Multi Split | Breeze33 | HRCU-A-CB (Mini-Split System: Heat Pump with Outdoor Unit-Air-Source, Ducted) | HSZ12H424ZMO |  | Mini-Splits (Ducted) | D12H424ZMI |  | 12000 | 21.5 |  | 13 | 11.5 |  | 12000 | 10600 | 88.33% | 12000 | 19.5 | 11.7 | 10 | 10600 | 12100 | 96.8% | 1.96 | Residential | 250 | Yes | 1 | Both
211277587 | Mini/Multi Split | Breeze33 | HRCU-A-CB-O (Mini-Split Heat Pump, with Remote Outdoor Unit Air-Source, Free Delivery) | HSZ12H424ZMO |  | Mini-Splits (Non-Ducted) | C12H424ZMI |  | 12000 | 23 |  | 13.3 | 11.8 |  | 12000 | 10200 | 85% | 12000 | 24.2 | 13.3 | 10.7 | 10200 | 11900 | 99.17% | 1.99 | Residential | 250 | Yes | 1 | Both
211277589 | Mini/Multi Split | Breeze33 | HRCU-A-CB-O (Mini-Split Heat Pump, with Remote Outdoor Unit Air-Source, Free Delivery) | HSZ18H424ZMO |  | Mini-Splits (Non-Ducted) | SCA18H424ZMI |  | 16700 | 19.8 |  | 12.5 | 11.8 |  | 20000 | 14500 | 72.5% | 16700 | 19.8 | 12.5 | 11.2 | 14500 | 16700 | 83.5% | 1.93 | Residential | 347.5 | Yes | 1.39 | Both
211277590 | Mini/Multi Split | Breeze33 | HRCU-A-CB (Mini-Split System: Heat Pump with Outdoor Unit-Air-Source, Ducted) | HSZ18H424ZMO |  | Mini-Splits (Ducted) | D18H424ZMI |  | 16500 | 19.6 |  | 12.5 | 11 |  | 19000 | 15000 | 78.95% | 17000 | 18 | 11.7 | 9.5 | 15000 | 17700 | 93.16% | 1.85 | Residential | 355 | Yes | 1.42 | Both
211277592 | Mini/Multi Split | Breeze33 | HRCU-A-CB-O (Mini-Split Heat Pump, with Remote Outdoor Unit Air-Source, Free Delivery) | HSZ18H424ZMO |  | Mini-Splits (Non-Ducted) | FC18H424ZMI |  | 17000 | 20.2 |  | 12.5 | 10.6 |  | 18000 | 12000 | 66.67% | 17000 | 20.5 | 12.5 | 9.8 | 12000 | 16800 | 93.33% | 1.86 | Residential | 355 | Yes | 1.42 | Both
211277593 | Mini/Multi Split | Breeze33 | HRCU-A-CB-O (Mini-Split Heat Pump, with Remote Outdoor Unit Air-Source, Free Delivery) | HSZ24H424ZMO |  | Mini-Splits (Non-Ducted) | CA24H424ZMI |  | 24000 | 20.2 |  | 11 | 11.6 |  | 25000 | 21000 | 84% | 24000 | 20.5 | 11 | 11.5 | 21000 | 25800 | 103.2% | 2 | Residential | 500 | Yes | 2 | Yes
211277594 | Mini/Multi Split | Breeze33 | HRCU-A-CB (Mini-Split System: Heat Pump with Outdoor Unit-Air-Source, Ducted) | HSZ24H424ZMO |  | Mini-Splits (Ducted) | D24H424ZMI |  | 24000 | 20.6 |  | 12.5 | 12.6 |  | 24600 | 21000 | 85.37% | 24000 | 19.2 | 12 | 10.5 | 21000 | 27000 | 108% | 2 | Residential | 500 | Yes | 2 | Both
211277595 | Mini/Multi Split | Breeze33 | HRCU-A-CB-O (Mini-Split Heat Pump, with Remote Outdoor Unit Air-Source, Free Delivery) | HSZ24H424ZMO |  | Mini-Splits (Non-Ducted) | FC24H424ZMI |  | 24000 | 20.2 |  | 11.5 | 11.6 |  | 24600 | 19000 | 77.24% | 24000 | 20.5 | 11.7 | 11 | 19000 | 25000 | 100% | 2.1 | Residential | 500 | Yes | 2 | Both
211289825 | Mini/Multi Split | MDV | HRCU-A-CB-O (Mini-Split Heat Pump, with Remote Outdoor Unit Air-Source, Free Delivery) | MOX230-09HFN1-BS5W-L |  | Mini-Splits (Non-Ducted) | MSAG11A-09HRFN1-BS5W | [10 empty] | 9000 | 21.5 | 12.5 | 9.1 | 6300 | 7000 | 70% | 2.16 | Residential | 187.5 | Yes | 0.75 | Both
211289827 | Mini/Multi Split | MDV | HRCU-A-CB-O (Mini-Split Heat Pump, with Remote Outdoor Unit Air-Source, Free Delivery) | MOX230-09HFN1-MT0W-L |  | Mini-Splits (Non-Ducted) | MSAG11A-09HRFN1-MT0W | [10 empty] | 9000 | 21.5 | 12.6 | 9.4 | 6000 | 7000 | 70% | 2 | Residential | 187.5 | Yes | 0.75 | Both
211289831 | Mini/Multi Split | MDV | HMSV-A-CB (Multi-Split Heat Pump) | M3OI-28HFN1-M-L |  | Non-Ducted Indoor Units | [11 empty] | 28000 | 23 | 12.5 | 10.6 | 26600 | 25000 | 89.29% | 1.8 | Residential | 582.5 | Yes | 2.33 | Both
211289832 | Mini/Multi Split | MDV | HMSV-A-CB (Multi-Split Heat Pump) | M3OI-28HFN1-M-L |  | Ducted Indoor Units | [11 empty] | 28000 | 20 | 11.7 | 9.5 | 27000 | 25000 | 89.29% | 1.8 | Residential | 582.5 | Yes | 2.33 | Both
211289837 | Mini/Multi Split | MDV | HMSV-A-CB (Multi-Split Heat Pump) | M3OI-28HFN1-M-L |  | Mixed Ducted and Non-Ducted Indoor Units | [11 empty] | 28000 | 21.5 | 12.1 | 10.05 | 26800 | 25000 | 89.29% | 1.8 | Residential | 582.5 | Yes | 2.33 | Both
211290024 | Mini/Multi Split | CTMorley | HRCU-A-CB-O (Mini-Split Heat Pump, with Remote Outdoor Unit Air-Source, Free Delivery) | MOU-A12H-2 |  | Mini-Splits (Non-Ducted) | MIU-B12F-2 |  | 12000 | 23 |  | 13.3 | 11.8 |  | 12000 | 10200 | 85% | 12000 | 24.2 | 13.3 | 10.7 | 10200 | 11900 | 99.17% | 1.99 | Residential | 250 | Yes | 1 | Both
211302338 | Mini/Multi Split | HISENSE | HRCU-A-CB-O (Mini-Split Heat Pump, with Remote Outdoor Unit Air-Source, Free Delivery) | AUW-09U3SS |  | Mini-Splits (Non-Ducted) | AST-09UW3SVEDL01 | [10 empty] | 9000 | 20 | 14 | 9.3 | 5800 | 7800 | 84.78% | 2.26 | Residential | 187.5 | Yes | 0.75 | Both
211302339 | Mini/Multi Split | HISENSE | HRCU-A-CB-O (Mini-Split Heat Pump, with Remote Outdoor Unit Air-Source, Free Delivery) | AUW-12U3SS |  | Mini-Splits (Non-Ducted) | AST-12UW3SXEDL01 | [10 empty] | 12000 | 21.5 | 13.1 | 9 | 8000 | 8500 | 70.83% | 1.88 | Residential | 250 | Yes | 1 | Both
211302340 | Mini/Multi Split | HISENSE | HRCU-A-CB-O (Mini-Split Heat Pump, with Remote Outdoor Unit Air-Source, Free Delivery) | AUW-18U3SF |  | Mini-Splits (Non-Ducted) | AST-18UW3SBBDL00 | [10 empty] | 18000 | 22 | 13.1 | 9.6 | 12000 | 13300 | 70% | 2.3 | Residential | 375 | Yes | 1.5 | Both
211302341 | Mini/Multi Split | HISENSE | HRCU-A-CB-O (Mini-Split Heat Pump, with Remote Outdoor Unit Air-Source, Free Delivery) | AUW-24U3SA |  | Mini-Splits (Non-Ducted) | AST-24UW3SDBDL01 | [10 empty] | 23400 | 20.5 | 12.45 | 9.3 | 19000 | 18500 | 71.71% | 1.92 | Residential | 487.5 | Yes | 1.95 | Both
211306449 | Mini/Multi Split | FUJIECO | HRCU-A-CB-O (Mini-Split Heat Pump, with Remote Outdoor Unit Air-Source, Free Delivery) | FES-09H1TK-ES(O) |  | Mini-Splits (Non-Ducted) | FES-09H1TK-ES(I) |  | 9000 | 22 |  | 12.5 | 10 |  | 9500 | 5900 | 62.11% | 9000 | 23 | 12.5 | 9 | 5900 | 7000 | 73.68% | 1.8 | Residential | 187.5 | Yes | 0.75 | Yes
211306450 | Mini/Multi Split | FUJIECO | HRCU-A-CB-O (Mini-Split Heat Pump, with Remote Outdoor Unit Air-Source, Free Delivery) | FES-12H1TK-ES(O) |  | Mini-Splits (Non-Ducted) | FES-12H1TK-ES(I) |  | 12000 | 22 |  | 12.5 | 10 |  | 12000 | 7100 | 59.17% | 12000 | 22 | 12.5 | 9 | 7100 | 8700 | 72.5% | 1.8 | Residential | 250 | Yes | 1 | Yes
211306452 | Mini/Multi Split | FUJIECO | HRCU-A-CB-O (Mini-Split Heat Pump, with Remote Outdoor Unit Air-Source, Free Delivery) | FES-12H2TK-ES(O) |  | Mini-Splits (Non-Ducted) | FES-12H2TK-ES(I) |  | 12000 | 23 |  | 13 | 10 |  | 12000 | 7600 | 63.33% | 12000 | 23 | 13 | 9.5 | 7600 | 9100 | 75.83% | 1.8 | Residential | 250 | Yes | 1 | Yes
211306459 | Mini/Multi Split | FUJIECO | HMSV-A-CB-O (Multi-Split Heat Pump, Free Delivery) | FES-18H2TK-M2O |  | Non-Ducted Indoor Units |  |  | 17000 | 22 |  | 12.5 | 10 |  | 19600 | 12200 | 62.24% | 17000 | 22 | 12 | 9 | 12200 | 13800 | 70.41% | 1.8 | Residential | 355 | Yes | 1.42 | Yes
211330208 | Mini/Multi Split | LENNOX | HRCU-A-CB-O (Mini-Split Heat Pump, with Remote Outdoor Unit Air-Source, Free Delivery) | LI018HO-250P432 |  | Mini-Splits (Non-Ducted) | LI018HI-250P432 |  | 18000 | 22 |  | 12.5 | 10.5 |  | 18000 | 10800 | 60% | 18000 | 23 | 12.5 | 8.5 | 10800 | 13000 | 72.22% | 1.85 | Residential | 375 | Yes | 1.5 | Yes
210645545 | Central Heat Pump | COMFORT-AIRE | HRCU-A-CB (Split System: Heat Pump with Remote Outdoor Unit-Air-Source) | HRG1836S1P | COMFORT-AIRE |  | (C,M,V)CG30P(A,B,C)2M | GUH92C045B3M | 22400 | 18.5 |  | 13 | 10 |  | 24000 | 14800 | 61.67% | 22400 | 17.6 | 12.5 | 8.5 | 24000 |  |  |  | Residential | 467.5 | No | 1.87
210645547 | Central Heat Pump | COMFORT-AIRE | HRCU-A-CB (Split System: Heat Pump with Remote Outdoor Unit-Air-Source) | HRG1836S1P | COMFORT-AIRE |  | (C,M,V)CG30P(A,B,C)2M | GUH92C070B3M | 22200 | 18.5 |  | 13 | 10 |  | 24000 | 14900 | 62.08% | 22200 | 17.6 | 12.5 | 8.5 | 24000 |  |  |  | Residential | 462.5 | No | 1.85
210645557 | Central Heat Pump | COMFORT-AIRE | HRCU-A-CB (Split System: Heat Pump with Remote Outdoor Unit-Air-Source) | HRG1836S1P | COMFORT-AIRE |  | (C,M,V)CG30P(A,B,C)2M | GUH96T045B3M | 22400 | 19.5 |  | 13 | 10 |  | 24000 | 14900 | 62.08% | 22400 | 18.5 | 12.5 | 8.5 | 24000 |  |  |  | Residential | 467.5 | No | 1.87
210645559 | Central Heat Pump | COMFORT-AIRE | HRCU-A-CB (Split System: Heat Pump with Remote Outdoor Unit-Air-Source) | HRG1836S1P | COMFORT-AIRE |  | (C,M,V)CG30P(A,B,C)2M | GUH96T070B3M | 22400 | 19.5 |  | 13 | 10 |  | 24000 | 14800 | 61.67% | 22400 | 18.5 | 12.5 | 8.5 | 24000 |  |  |  | Residential | 467.5 | No | 1.87
210645561 | Central Heat Pump | COMFORT-AIRE | HRCU-A-CB (Split System: Heat Pump with Remote Outdoor Unit-Air-Source) | HRG1836S1P | COMFORT-AIRE |  | (C,M,V)CG30P(A,B,C)2M | GUH97M070B3M | 22400 | 19.5 |  | 13 | 10 |  | 24000 | 14800 | 61.67% | [8 empty] | Residential | 467.5 | No | 1.87
210645579 | Central Heat Pump | COMFORT-AIRE | HRCU-A-CB (Split System: Heat Pump with Remote Outdoor Unit-Air-Source) | HRG1836S1P | COMFORT-AIRE |  | (C,M,V)CG30P(A,B,C)2M+TXV | GUH92C045B3M | 22400 | 19 |  | 13 | 10 |  | 24000 | 14800 | 61.67% | 22400 | 18 | 12.5 | 8.5 | 24000 |  |  |  | Residential | 467.5 | No | 1.87
210645581 | Central Heat Pump | COMFORT-AIRE | HRCU-A-CB (Split System: Heat Pump with Remote Outdoor Unit-Air-Source) | HRG1836S1P | COMFORT-AIRE |  | (C,M,V)CG30P(A,B,C)2M+TXV | GUH92C070B3M | 22200 | 19 |  | 13 | 10 |  | 24000 | 14900 | 62.08% | 22200 | 18 | 12.5 | 8.5 | 24000 |  |  |  | Residential | 462.5 | No | 1.85
210645591 | Central Heat Pump | COMFORT-AIRE | HRCU-A-CB (Split System: Heat Pump with Remote Outdoor Unit-Air-Source) | HRG1836S1P | COMFORT-AIRE |  | (C,M,V)CG30P(A,B,C)2M+TXV | GUH96T045B3M | 22400 | 20 |  | 13 | 10 |  | 24000 | 14900 | 62.08% | 22400 | 19 | 12.5 | 8.5 | 24000 |  |  |  | Residential | 467.5 | No | 1.87
210645544 | Central Heat Pump | CENTURY | HRCU-A-CB (Split System: Heat Pump with Remote Outdoor Unit-Air-Source) | HRG1836S1P | CENTURY |  | (C,M,V)CG30P(A,B,C)2M | GUH92C045B3M | 22400 | 18.5 |  | 13 | 10 |  | 24000 | 14800 | 61.67% | 22400 | 17.6 | 12.5 | 8.5 | 24000 |  |  |  | Residential | 467.5 | No | 1.87
210645546 | Central Heat Pump | CENTURY | HRCU-A-CB (Split System: Heat Pump with Remote Outdoor Unit-Air-Source) | HRG1836S1P | CENTURY |  | (C,M,V)CG30P(A,B,C)2M | GUH92C070B3M | 22200 | 18.5 |  | 13 | 10 |  | 24000 | 14900 | 62.08% | 22200 | 17.6 | 12.5 | 8.5 | 24000 |  |  |  | Residential | 462.5 | No | 1.85
210645556 | Central Heat Pump | CENTURY | HRCU-A-CB (Split System: Heat Pump with Remote Outdoor Unit-Air-Source) | HRG1836S1P | CENTURY |  | (C,M,V)CG30P(A,B,C)2M | GUH96T045B3M | 22400 | 19.5 |  | 13 | 10 |  | 24000 | 14900 | 62.08% | 22400 | 18.5 | 12.5 | 8.5 | 24000 |  |  |  | Residential | 467.5 | No | 1.87
210645558 | Central Heat Pump | CENTURY | HRCU-A-CB (Split System: Heat Pump with Remote Outdoor Unit-Air-Source) | HRG1836S1P | CENTURY |  | (C,M,V)CG30P(A,B,C)2M | GUH96T070B3M | 22400 | 19.5 |  | 13 | 10 |  | 24000 | 14800 | 61.67% | 22400 | 18.5 | 12.5 | 8.5 | 24000 |  |  |  | Residential | 467.5 | No | 1.87
210645560 | Central Heat Pump | CENTURY | HRCU-A-CB (Split System: Heat Pump with Remote Outdoor Unit-Air-Source) | HRG1836S1P | CENTURY |  | (C,M,V)CG30P(A,B,C)2M | GUH97M070B3M | 22400 | 19.5 |  | 13 | 10 |  | 24000 | 14800 | 61.67% | [8 empty] | Residential | 467.5 | No | 1.87
210645578 | Central Heat Pump | CENTURY | HRCU-A-CB (Split System: Heat Pump with Remote Outdoor Unit-Air-Source) | HRG1836S1P | CENTURY |  | (C,M,V)CG30P(A,B,C)2M+TXV | GUH92C045B3M | 22400 | 19 |  | 13 | 10 |  | 24000 | 14800 | 61.67% | 22400 | 18 | 12.5 | 8.5 | 24000 |  |  |  | Residential | 467.5 | No | 1.87
210645580 | Central Heat Pump | CENTURY | HRCU-A-CB (Split System: Heat Pump with Remote Outdoor Unit-Air-Source) | HRG1836S1P | CENTURY |  | (C,M,V)CG30P(A,B,C)2M+TXV | GUH92C070B3M | 22200 | 19 |  | 13 | 10 |  | 24000 | 14900 | 62.08% | 22200 | 18 | 12.5 | 8.5 | 24000 |  |  |  | Residential | 462.5 | No | 1.85
210645590 | Central Heat Pump | CENTURY | HRCU-A-CB (Split System: Heat Pump with Remote Outdoor Unit-Air-Source) | HRG1836S1P | CENTURY |  | (C,M,V)CG30P(A,B,C)2M+TXV | GUH96T045B3M | 22400 | 20 |  | 13 | 10 |  | 24000 | 14900 | 62.08% | 22400 | 19 | 12.5 | 8.5 | 24000 |  |  |  | Residential | 467.5 | No | 1.87
209173995 | Central Heat Pump | YORK | HRCU-A-CB (Split System: Heat Pump with Remote Outdoor Unit-Air-Source) | YHG18B21 | ASPEN |  | C(A,C,D,E)30D36+TDR | TM9E040A10MP12 | 17800 | 18 |  | 13.2 | 10.5 |  | 17700 | 10900 | 61.58% | [8 empty] | Residential | 370 | No | 1.48
209173999 | Central Heat Pump | YORK | HRCU-A-CB (Split System: Heat Pump with Remote Outdoor Unit-Air-Source) | YHG18B21 | ASPEN |  | C(A,C,D,E)24B46+TDR | TM9E060A10MP12 | 17700 | 18 |  | 13 | 10 |  | 17600 | 10900 | 61.93% | [8 empty] | Residential | 370 | No | 1.48
209174001 | Central Heat Pump | YORK | HRCU-A-CB (Split System: Heat Pump with Remote Outdoor Unit-Air-Source) | YHG18B21 | ASPEN |  | C(A,C,D,E)24C46+TDR | TM9E060A10MP12 | 17900 | 18 |  | 13.3 | 10.4 |  | 17800 | 11000 | 61.8% | [8 empty] | Residential | 372.5 | No | 1.49
209174002 | Central Heat Pump | YORK | HRCU-A-CB (Split System: Heat Pump with Remote Outdoor Unit-Air-Source) | YHG18B21 | ASPEN |  | C(A,C,D,E)24D36+TDR | TM9E060A10MP12 | 17600 | 18 |  | 13 | 10.4 |  | 17800 | 10900 | 61.24% | [8 empty] | Residential | 367.5 | No | 1.47
209174003 | Central Heat Pump | YORK | HRCU-A-CB (Split System: Heat Pump with Remote Outdoor Unit-Air-Source) | YHG18B21 | ASPEN |  | C(A,C,D,E)24D46+TDR | TM9E060A10MP12 | 18000 | 18 |  | 13.4 | 10.4 |  | 17800 | 11000 | 61.8% | [8 empty] | Residential | 375 | No | 1.5
209174007 | Central Heat Pump | YORK | HRCU-A-CB (Split System: Heat Pump with Remote Outdoor Unit-Air-Source) | YHG18B21 | ASPEN |  | C(A,C,D,E)30B46+TDR | TM9E060A10MP12 | 17900 | 18 |  | 13.3 | 10.2 |  | 17700 | 10900 | 61.58% | [8 empty] | Residential | 372.5 | No | 1.49
209174009 | Central Heat Pump | YORK | HRCU-A-CB (Split System: Heat Pump with Remote Outdoor Unit-Air-Source) | YHG18B21 | ASPEN |  | C(A,C,D,E)30C36+TDR | TM9E060A10MP12 | 17600 | 18 |  | 13 | 10.4 |  | 17800 | 10900 | 61.24% | [8 empty] | Residential | 367.5 | No | 1.47
209174010 | Central Heat Pump | YORK | HRCU-A-CB (Split System: Heat Pump with Remote Outdoor Unit-Air-Source) | YHG18B21 | ASPEN |  | C(A,C,D,E)30C46+TDR | TM9E060A10MP12 | 18000 | 18 |  | 13.4 | 10.4 |  | 17800 | 11000 | 61.8% | [8 empty] | Residential | 375 | No | 1.5
209174011 | Central Heat Pump | YORK | HRCU-A-CB (Split System: Heat Pump with Remote Outdoor Unit-Air-Source) | YHG18B21 | ASPEN |  | C(A,C,D,E)30D36+TDR | TM9E060A10MP12 | 17800 | 18 |  | 13.2 | 10.5 |  | 17800 | 11000 | 61.8% | [8 empty] | Residential | 370 | No | 1.48
209174017 | Central Heat Pump | YORK | HRCU-A-CB (Split System: Heat Pump with Remote Outdoor Unit-Air-Source) | YHG18B21 | ASPEN |  | C(A,C,D,E)24C46+TDR | TM9V040A10MP12 | 17800 | 18 |  | 13.2 | 10.3 |  | 18100 | 11900 | 65.75% | [8 empty] | Residential | 370 | No | 1.48
209174019 | Central Heat Pump | YORK | HRCU-A-CB (Split System: Heat Pump with Remote Outdoor Unit-Air-Source) | YHG18B21 | ASPEN |  | C(A,C,D,E)24D46+TDR | TM9V040A10MP12 | 18000 | 18 |  | 13.3 | 10.4 |  | 18200 | 11900 | 65.38% | [8 empty] | Residential | 375 | No | 1.5
209174023 | Central Heat Pump | YORK | HRCU-A-CB (Split System: Heat Pump with Remote Outdoor Unit-Air-Source) | YHG18B21 | ASPEN |  | C(A,C,D,E)30B46+TDR | TM9V040A10MP12 | 17900 | 18 |  | 13.2 | 10.1 |  | 18000 | 11800 | 65.56% | [8 empty] | Residential | 372.5 | No | 1.49
209174026 | Central Heat Pump | YORK | HRCU-A-CB (Split System: Heat Pump with Remote Outdoor Unit-Air-Source) | YHG18B21 | ASPEN |  | C(A,C,D,E)30C46+TDR | TM9V040A10MP12 | 18000 | 18 |  | 13.3 | 10.4 |  | 18200 | 11900 | 65.38% | [8 empty] | Residential | 375 | No | 1.5
209174027 | Central Heat Pump | YORK | HRCU-A-CB (Split System: Heat Pump with Remote Outdoor Unit-Air-Source) | YHG18B21 | ASPEN |  | C(A,C,D,E)30D36+TDR | TM9V040A10MP12 | 17800 | 18 |  | 13 | 10.4 |  | 18200 | 11900 | 65.38% | [8 empty] | Residential | 370 | No | 1.48
209174033 | Central Heat Pump | YORK | HRCU-A-CB (Split System: Heat Pump with Remote Outdoor Unit-Air-Source) | YHG18B21 | ASPEN |  | C(A,C,D,E)24C46+TDR | TM9V060B12MP12 | 17900 | 18 |  | 13.2 | 10.3 |  | 18200 | 11900 | 65.38% | [8 empty] | Residential | 372.5 | No | 1.49
209174035 | Central Heat Pump | YORK | HRCU-A-CB (Split System: Heat Pump with Remote Outdoor Unit-Air-Source) | YHG18B21 | ASPEN |  | C(A,C,D,E)24D46+TDR | TM9V060B12MP12 | 18000 | 18 |  | 13.3 | 10.4 |  | 18200 | 11900 | 65.38% | [8 empty] | Residential | 375 | No | 1.5
209174039 | Central Heat Pump | YORK | HRCU-A-CB (Split System: Heat Pump with Remote Outdoor Unit-Air-Source) | YHG18B21 | ASPEN |  | C(A,C,D,E)30B46+TDR | TM9V060B12MP12 | 17900 | 18 |  | 13.2 | 10.1 |  | 18100 | 11800 | 65.19% | [8 empty] | Residential | 372.5 | No | 1.49
209174042 | Central Heat Pump | YORK | HRCU-A-CB (Split System: Heat Pump with Remote Outdoor Unit-Air-Source) | YHG18B21 | ASPEN |  | C(A,C,D,E)30C46+TDR | TM9V060B12MP12 | 18000 | 18 |  | 13.3 | 10.4 |  | 18200 | 11900 | 65.38% | [8 empty] | Residential | 375 | No | 1.5
210645593 | Central Heat Pump | COMFORT-AIRE | HRCU-A-CB (Split System: Heat Pump with Remote Outdoor Unit-Air-Source) | HRG1836S1P | COMFORT-AIRE |  | (C,M,V)CG30P(A,B,C)2M+TXV | GUH96T070B3M | 22400 | 20 |  | 13 | 10 |  | 24000 | 14800 | 61.67% | 22400 | 19 | 12.5 | 8.5 | 24000 |  |  |  | Residential | 467.5 | No | 1.87
210645595 | Central Heat Pump | COMFORT-AIRE | HRCU-A-CB (Split System: Heat Pump with Remote Outdoor Unit-Air-Source) | HRG1836S1P | COMFORT-AIRE |  | (C,M,V)CG30P(A,B,C)2M+TXV | GUH97M070B3M | 22400 | 20 |  | 13 | 10 |  | 24000 | 14800 | 61.67% | [8 empty] | Residential | 467.5 | No | 1.87
210646219 | Central Heat Pump | COMFORT-AIRE | HRCU-A-CB (Split System: Heat Pump with Remote Outdoor Unit-Air-Source) | HRG1836S1P | COMFORT-AIRE |  | CCG24TB2E | GUH92C045B3M | 22600 | 19 |  | 13 | 10 |  | 24000 | 14800 | 61.67% | 22600 | 18 | 12.5 | 8.5 | 24000 |  |  |  | Residential | 470 | No | 1.88
210646221 | Central Heat Pump | COMFORT-AIRE | HRCU-A-CB (Split System: Heat Pump with Remote Outdoor Unit-Air-Source) | HRG1836S1P | COMFORT-AIRE |  | CCG24TB2E | GUH92C070B3M | 22600 | 19 |  | 13 | 10 |  | 24000 | 14900 | 62.08% | 22600 | 18 | 12.5 | 8.5 | 24000 |  |  |  | Residential | 470 | No | 1.88
210646231 | Central Heat Pump | COMFORT-AIRE | HRCU-A-CB (Split System: Heat Pump with Remote Outdoor Unit-Air-Source) | HRG1836S1P | COMFORT-AIRE |  | CCG24TB2E | GUH96T045B3M | 22800 | 20 |  | 13 | 10 |  | 24000 | 14900 | 62.08% | 22800 | 19 | 12.5 | 8.5 | 24000 |  |  |  | Residential | 475 | No | 1.9
210646233 | Central Heat Pump | COMFORT-AIRE | HRCU-A-CB (Split System: Heat Pump with Remote Outdoor Unit-Air-Source) | HRG1836S1P | COMFORT-AIRE |  | CCG24TB2E | GUH96T070B3M | 22800 | 20 |  | 13 | 10 |  | 24000 | 14800 | 61.67% | 22800 | 19 | 12.5 | 8.5 | 24000 |  |  |  | Residential | 475 | No | 1.9
210646235 | Central Heat Pump | COMFORT-AIRE | HRCU-A-CB (Split System: Heat Pump with Remote Outdoor Unit-Air-Source) | HRG1836S1P | COMFORT-AIRE |  | CCG24TB2E | GUH97M070B3M | 22800 | 20 |  | 13 | 10 |  | 24000 | 14800 | 61.67% | [8 empty] | Residential | 475 | No | 1.9
209174043 | Central Heat Pump | YORK | HRCU-A-CB (Split System: Heat Pump with Remote Outdoor Unit-Air-Source) | YHG18B21 | ASPEN |  | C(A,C,D,E)30D36+TDR | TM9V060B12MP12 | 17800 | 18 |  | 13 | 10.5 |  | 18200 | 11900 | 65.38% | [8 empty] | Residential | 370 | No | 1.48
209174049 | Central Heat Pump | YORK | HRCU-A-CB (Split System: Heat Pump with Remote Outdoor Unit-Air-Source) | YHG18B21 | ASPEN |  | C(A,C,D,E)24C46+TDR | TM9V080B12MP12 | 17800 | 18 |  | 13.2 | 10.3 |  | 18100 | 11800 | 65.19% | [8 empty] | Residential | 370 | No | 1.48
206714989 | Central Heat Pump | GOODMAN | HRCU-A-CB (Split System: Heat Pump with Remote Outdoor Unit-Air-Source) | GVZC200241A* | ASPEN |  | C(A,C,D,E)30C34+MBVC1201**-1A*+TDR |  | 21400 | 20 |  | 12.5 | 10 |  | 23800 | 13000 | 54.62% | [8 empty] | Residential | 445 | No | 1.78
206714990 | Central Heat Pump | GOODMAN | HRCU-A-CB (Split System: Heat Pump with Remote Outdoor Unit-Air-Source) | GVZC200361A* | ASPEN |  | C(A,C,D,E)48F34+MBVC1201**-1A*+TDR |  | 32800 | 20 |  | 13.4 | 10 |  | 35200 | 18000 | 51.14% | [8 empty] | Residential | 682.5 | No | 2.73
206714992 | Central Heat Pump | GOODMAN | HRCU-A-CB (Split System: Heat Pump with Remote Outdoor Unit-Air-Source) | GVZC200361A* | ASPEN |  | C(A,C,D,E)36D34+MBVC1201**-1A*+TDR |  | 32400 | 20 |  | 13.2 | 10 |  | 35200 | 18100 | 51.42% | [8 empty] | Residential | 675 | No | 2.7
206714993 | Central Heat Pump | GOODMAN | HRCU-A-CB (Split System: Heat Pump with Remote Outdoor Unit-Air-Source) | GVZC200361A* | ASPEN |  | C(A,C,D,E)48F34+MBVC1601**-1A*+TDR |  | 32800 | 20 |  | 13.4 | 10 |  | 35200 | 18200 | 51.7% | [8 empty] | Residential | 682.5 | No | 2.73
206714995 | Central Heat Pump | GOODMAN | HRCU-A-CB (Split System: Heat Pump with Remote Outdoor Unit-Air-Source) | GVZC200361A* | ASPEN |  | C(A,C,D,E)36D34+MBVC1601**-1A*+TDR |  | 32400 | 20 |  | 13.2 | 10 |  | 35200 | 18300 | 51.99% | [8 empty] | Residential | 675 | No | 2.7
206730181 | Central Heat Pump | GOODMAN | HRCU-A-CB (Split System: Heat Pump with Remote Outdoor Unit-Air-Source) | GVZC200361A* | ASPEN |  | D(A,C,E)48B44+MBVC1601**-1A*+TDR |  | 32800 | 20 |  | 13.4 | 10 |  | 35000 | 18200 | 52% | [8 empty] | Residential | 682.5 | No | 2.73
206730192 | Central Heat Pump | GOODMAN | HRCU-A-CB (Split System: Heat Pump with Remote Outdoor Unit-Air-Source) | GVZC200361A* | ASPEN |  | D(A,C,E)48B44+MBVC1201**-1A*+TDR |  | 32800 | 20 |  | 13.4 | 10 |  | 35000 | 18000 | 51.43% | [8 empty] | Residential | 682.5 | No | 2.73
207436533 | Central Heat Pump | LENNOX | HRCU-A-CB (Split System: Heat Pump with Remote Outdoor Unit-Air-Source) | SL25XPV-048-230A** |  |  | C35-60C+TDR+TXV | SL280UH100NV60C* | 47000 | 21 |  | 13 | 11.8 |  | 43500 | 42000 | 96.55% | 46000 | 20.6 | 12.5 | 9.5 | 43500 | 36200 | 83.22% | 1.92 | Residential | 957.5 | Yes | 3.83 | Yes
207436534 | Central Heat Pump | LENNOX | HRCU-A-CB (Split System: Heat Pump with Remote Outdoor Unit-Air-Source) | SL25XPV-048-230A** |  |  | C35-60C+TDR+TXV | SL280UH110V60C* | 46500 | 20 |  | 12.5 | 11.6 |  | 44000 | 42000 | 95.45% | 46000 | 20 | 12.5 | 9.5 | 44000 | 36200 | 82.27% | 1.92 | Residential | 957.5 | Yes | 3.83 | Yes
207436535 | Central Heat Pump | LENNOX | HRCU-A-CB (Split System: Heat Pump with Remote Outdoor Unit-Air-Source) | SL25XPV-048-230A** |  |  | C35-60C+TDR+TXV | SL280UH110XV60C* | 46500 | 20 |  | 12.5 | 11.6 |  | 44000 | 42000 | 95.45% | 46000 | 20 | 12.5 | 9.5 | 44000 | 36200 | 82.27% | 1.92 | Residential | 957.5 | Yes | 3.83 | Yes
207436536 | Central Heat Pump | LENNOX | HRCU-A-CB (Split System: Heat Pump with Remote Outdoor Unit-Air-Source) | SL25XPV-048-230A** |  |  | C35-60C+TDR+TXV | SL297UH080NV48C* | 47000 | 20 |  | 12.5 | 11.6 |  | 44000 | 42000 | 95.45% | 45500 | 20 | 12.2 | 9.5 | 44000 | 36400 | 82.73% | 1.92 | Residential | 947.5 | Yes | 3.79 | Yes
207436537 | Central Heat Pump | LENNOX | HRCU-A-CB (Split System: Heat Pump with Remote Outdoor Unit-Air-Source) | SL25XPV-048-230A** |  |  | C35-60C+TDR+TXV | SL297UH080NV60C* | 46500 | 20 |  | 12.5 | 11.6 |  | 44000 | 42000 | 95.45% | 45500 | 20 | 12.2 | 9.5 | 44000 | 36400 | 82.73% | 1.9 | Residential | 947.5 | Yes | 3.79 | Yes
207436538 | Central Heat Pump | LENNOX | HRCU-A-CB (Split System: Heat Pump with Remote Outdoor Unit-Air-Source) | SL25XPV-048-230A** |  |  | C35-60C+TDR+TXV | SLP99UH090XV48C* | 46500 | 20 |  | 12.5 | 11.6 |  | 44000 | 42500 | 96.59% | 45500 | 20 | 12 | 9.5 | 44000 | 36400 | 82.73% | 1.9 | Residential | 947.5 | Yes | 3.79 | Yes
207436539 | Central Heat Pump | LENNOX | HRCU-A-CB (Split System: Heat Pump with Remote Outdoor Unit-Air-Source) | SL25XPV-048-230A** |  |  | C35-60C+TDR+TXV | SLP99UH090XV60C* | 46500 | 20 |  | 12.5 | 11.6 |  | 44000 | 42500 | 96.59% | 45500 | 20 | 12.3 | 9.5 | 44000 | 36200 | 82.27% | 1.9 | Residential | 947.5 | Yes | 3.79 | Yes
202588220 | Central Heat Pump | GOODMAN | HRCU-A-CB (Split System: Heat Pump with Remote Outdoor Unit-Air-Source) | GSZC180241C* | ASPEN |  | C(A,C,D,E)30C34+MBVC1200**-1A*+TDR |  | 21400 | 18 |  | 13.5 | 10.1 |  | 23000 | 14700 | 63.91% | [8 empty] | Residential | 445 | No | 1.78
207768637 | Central Heat Pump | GOODMAN | HRCU-A-CB (Split System: Heat Pump with Remote Outdoor Unit-Air-Source) | GVZC200241A* | ASPEN |  | C(A,C,D,E)24C34+MBVC1200**-1A*+TDR |  | 21800 | 21 |  | 12.8 | 10 |  | 23600 | 13000 | 55.08% | [8 empty] | Residential | 455 | No | 1.82
205802344 | Central Heat Pump | GOODMAN | HRCU-A-CB (Split System: Heat Pump with Remote Outdoor Unit-Air-Source) | GSZC180241C* | ASPEN |  | C(A,C,D,E)30C34+MBVC1201**-1A*+TDR |  | 21400 | 18 |  | 13.5 | 10.1 |  | 23000 | 14600 | 63.48% | [8 empty] | Residential | 445 | No | 1.78
209174051 | Central Heat Pump | YORK | HRCU-A-CB (Split System: Heat Pump with Remote Outdoor Unit-Air-Source) | YHG18B21 | ASPEN |  | C(A,C,D,E)24D46+TDR | TM9V080B12MP12 | 18000 | 18 |  | 13.3 | 10.4 |  | 18200 | 11800 | 64.84% | [8 empty] | Residential | 375 | No | 1.5
209174055 | Central Heat Pump | YORK | HRCU-A-CB (Split System: Heat Pump with Remote Outdoor Unit-Air-Source) | YHG18B21 | ASPEN |  | C(A,C,D,E)30B46+TDR | TM9V080B12MP12 | 17900 | 18 |  | 13.2 | 10.1 |  | 18000 | 11700 | 65% | [8 empty] | Residential | 372.5 | No | 1.49
209174058 | Central Heat Pump | YORK | HRCU-A-CB (Split System: Heat Pump with Remote Outdoor Unit-Air-Source) | YHG18B21 | ASPEN |  | C(A,C,D,E)30C46+TDR | TM9V080B12MP12 | 18000 | 18 |  | 13.3 | 10.4 |  | 18200 | 11800 | 64.84% | [8 empty] | Residential | 375 | No | 1.5
209174059 | Central Heat Pump | YORK | HRCU-A-CB (Split System: Heat Pump with Remote Outdoor Unit-Air-Source) | YHG18B21 | ASPEN |  | C(A,C,D,E)30D36+TDR | TM9V080B12MP12 | 17800 | 18 |  | 13 | 10.4 |  | 18200 | 11800 | 64.84% | [8 empty] | Residential | 370 | No | 1.48
209174063 | Central Heat Pump | YORK | HRCU-A-CB (Split System: Heat Pump with Remote Outdoor Unit-Air-Source) | YHG18B21 | ASPEN |  | C(A,C,D,E)24B46+TDR | TM9Y040A10MP11 | 17700 | 18 |  | 13 | 10 |  | 18000 | 12300 | 68.33% | [8 empty] | Residential | 370 | No | 1.48
209174065 | Central Heat Pump | YORK | HRCU-A-CB (Split System: Heat Pump with Remote Outdoor Unit-Air-Source) | YHG18B21 | ASPEN |  | C(A,C,D,E)24C46+TDR | TM9Y040A10MP11 | 17900 | 18 |  | 13.3 | 10.4 |  | 18200 | 12400 | 68.13% | [8 empty] | Residential | 372.5 | No | 1.49
207728049 | Central Heat Pump | BOSCH | HRCU-A-CB (Split System: Heat Pump with Remote Outdoor Unit-Air-Source) | BOVB-36HDN1-M20G | ADP |  | F,PE*E33930 |  | 23000 | 20 |  | 13.5 | 10 |  | 22200 | 21400 | 96.4% | [8 empty] | Residential | 480 | No | 1.92
207728051 | Central Heat Pump | BOSCH | HRCU-A-CB (Split System: Heat Pump with Remote Outdoor Unit-Air-Source) | BOVB-36HDN1-M20G | ADP |  | F,PE*E33925 |  | 23000 | 20 |  | 13.5 | 10 |  | 22200 | 21400 | 96.4% | [8 empty] | Residential | 480 | No | 1.92
207728054 | Central Heat Pump | BOSCH | HRCU-A-CB (Split System: Heat Pump with Remote Outdoor Unit-Air-Source) | BOVB-36HDN1-M20G | ADP |  | F,PE*G34930 |  | 23200 | 20 |  | 13.5 | 10 |  | 22400 | 21400 | 95.54% | [8 empty] | Residential | 482.5 | No | 1.93
207728056 | Central Heat Pump | BOSCH | HRCU-A-CB (Split System: Heat Pump with Remote Outdoor Unit-Air-Source) | BOVB-36HDN1-M20G | ADP |  | F,PE*G34925 |  | 23200 | 20 |  | 13.5 | 10 |  | 22400 | 21400 | 95.54% | [8 empty] | Residential | 482.5 | No | 1.93
207728060 | Central Heat Pump | BOSCH | HRCU-A-CB (Split System: Heat Pump with Remote Outdoor Unit-Air-Source) | BOVB-36HDN1-M20G | ADP |  | F,PE*E34930 |  | 23200 | 20 |  | 13.5 | 10 |  | 22400 | 21400 | 95.54% | [8 empty] | Residential | 482.5 | No | 1.93
207728062 | Central Heat Pump | BOSCH | HRCU-A-CB (Split System: Heat Pump with Remote Outdoor Unit-Air-Source) | BOVB-36HDN1-M20G | ADP |  | F,PE*E34925 |  | 23200 | 20 |  | 13.5 | 10 |  | 22400 | 21400 | 95.54% | [8 empty] | Residential | 482.5 | No | 1.93
207728064 | Central Heat Pump | BOSCH | HRCU-A-CB (Split System: Heat Pump with Remote Outdoor Unit-Air-Source) | BOVB-36HDN1-M20G | ADP |  | F,PE*TT1937 |  | 34600 | 20 |  | 12.5 | 10 |  | 32600 | 26400 | 80.98% | [8 empty] | Residential | 720 | No | 2.88
207728065 | Central Heat Pump | BOSCH | HRCU-A-CB (Split System: Heat Pump with Remote Outdoor Unit-Air-Source) | BOVB-36HDN1-M20G | ADP |  | F,PE*TT1931 |  | 24000 | 20 |  | 14 | 10 |  | 22400 | 21400 | 95.54% | [8 empty] | Residential | 500 | No | 2
207728355 | Central Heat Pump | BOSCH | HRCU-A-CB (Split System: Heat Pump with Remote Outdoor Unit-Air-Source) | BOVA-60HDN1-M20G | ADP |  | F,PE*CC3948 |  | 45500 | 19 |  | 13 | 10 |  | 46000 | 38000 | 82.61% | [8 empty] | Residential | 947.5 | No | 3.79
10511149 | Central Heat Pump | AMERICAN STANDARD | HRCU-A-CB (Split System: Heat Pump with Remote Outdoor Unit-Air-Source) | 4A6V8060A1 |  |  | 4TXCD010DS3 | S9V2D120U5PSB+RP | 55500 | 18 |  | 12.5 | 10 |  | 53000 | 50000 | 94.34% | [8 empty] | Residential | 1157.5 | No | 4.63
201800511 | Central Heat Pump | AMERICAN STANDARD | HRCU-A-CB (Split System: Heat Pump with Remote Outdoor Unit-Air-Source) | 4A6V0024A1 |  |  | 4PX*BU36BS3 | S9V2B040U3VSA+RP | 24200 | 19 |  | 13 | 10 |  | 18600 | 16800 | 90.32% | [8 empty] | Residential | 505 | No | 2.02
201800519 | Central Heat Pump | AMERICAN STANDARD | HRCU-A-CB (Split System: Heat Pump with Remote Outdoor Unit-Air-Source) | 4A6V0024A1 |  |  | 4PX*BU36BS3 | S9V2B060U3VSA+RP | 24200 | 19 |  | 13 | 10 |  | 20600 | 16700 | 81.07% | [8 empty] | Residential | 505 | No | 2.02
201800526 | Central Heat Pump | AMERICAN STANDARD | HRCU-A-CB (Split System: Heat Pump with Remote Outdoor Unit-Air-Source) | 4A6V0024A1 |  |  | 4PX*BU36BS3 | S9V2B080U3VSA+RP | 24200 | 19.5 |  | 13 | 10 |  | 20600 | 16800 | 81.55% | [8 empty] | Residential | 505 | No | 2.02
201800535 | Central Heat Pump | AMERICAN STANDARD | HRCU-A-CB (Split System: Heat Pump with Remote Outdoor Unit-Air-Source) | 4A6V0024A1 |  |  | 4TXCB004DS3 | S9V2B060U3VSA+RP | 24200 | 19 |  | 13 | 10 |  | 20600 | 16700 | 81.07% | [8 empty] | Residential | 505 | No | 2.02
209559373 | Central Heat Pump | AMERICAN STANDARD | HRCU-A-CB (Split System: Heat Pump with Remote Outdoor Unit-Air-Source) | 4A6L9036A1 |  |  | 4TXCC009DS3 | S9V2C100U4VSA+RP | 37400 | 18 |  | 12.5 | 10 |  | 32800 | 23000 | 70.12% | 37200 | 17.5 | 12 | 8.7 | 33200 |  |  |  | Residential | 775 | No | 3.1
201922274 | Central Heat Pump | AMERICAN STANDARD | HRCU-A-CB (Split System: Heat Pump with Remote Outdoor Unit-Air-Source) | 4A6L9024A1 |  |  | 4PX*BD30BS3 | *DHMB060BCV3 | 23400 | 18 |  | 12.5 | 11 |  | 21600 | 14200 | 65.74% | 23200 | 17.5 | 12 | 8.7 | 21400 |  |  |  | Residential | 482.5 | No | 1.93
201922277 | Central Heat Pump | AMERICAN STANDARD | HRCU-A-CB (Split System: Heat Pump with Remote Outdoor Unit-Air-Source) | 4A6L9024A1 |  |  | 4PX*BD36BS3 | *DHMB060BCV3 | 23400 | 19 |  | 12.5 | 11 |  | 20200 | 13700 | 67.82% | 23600 | 18 | 12 | 8.5 | 20400 |  |  |  | Residential | 492.5 | No | 1.97
210645592 | Central Heat Pump | CENTURY | HRCU-A-CB (Split System: Heat Pump with Remote Outdoor Unit-Air-Source) | HRG1836S1P | CENTURY |  | (C,M,V)CG30P(A,B,C)2M+TXV | GUH96T070B3M | 22400 | 20 |  | 13 | 10 |  | 24000 | 14800 | 61.67% | 22400 | 19 | 12.5 | 8.5 | 24000 |  |  |  | Residential | 467.5 | No | 1.87
210645594 | Central Heat Pump | CENTURY | HRCU-A-CB (Split System: Heat Pump with Remote Outdoor Unit-Air-Source) | HRG1836S1P | CENTURY |  | (C,M,V)CG30P(A,B,C)2M+TXV | GUH97M070B3M | 22400 | 20 |  | 13 | 10 |  | 24000 | 14800 | 61.67% | [8 empty] | Residential | 467.5 | No | 1.87
210646218 | Central Heat Pump | CENTURY | HRCU-A-CB (Split System: Heat Pump with Remote Outdoor Unit-Air-Source) | HRG1836S1P | CENTURY |  | CCG24TB2E | GUH92C045B3M | 22600 | 19 |  | 13 | 10 |  | 24000 | 14800 | 61.67% | 22600 | 18 | 12.5 | 8.5 | 24000 |  |  |  | Residential | 470 | No | 1.88
210646220 | Central Heat Pump | CENTURY | HRCU-A-CB (Split System: Heat Pump with Remote Outdoor Unit-Air-Source) | HRG1836S1P | CENTURY |  | CCG24TB2E | GUH92C070B3M | 22600 | 19 |  | 13 | 10 |  | 24000 | 14900 | 62.08% | 22600 | 18 | 12.5 | 8.5 | 24000 |  |  |  | Residential | 470 | No | 1.88
210646230 | Central Heat Pump | CENTURY | HRCU-A-CB (Split System: Heat Pump with Remote Outdoor Unit-Air-Source) | HRG1836S1P | CENTURY |  | CCG24TB2E | GUH96T045B3M | 22800 | 20 |  | 13 | 10 |  | 24000 | 14900 | 62.08% | 22800 | 19 | 12.5 | 8.5 | 24000 |  |  |  | Residential | 475 | No | 1.9
210646232 | Central Heat Pump | CENTURY | HRCU-A-CB (Split System: Heat Pump with Remote Outdoor Unit-Air-Source) | HRG1836S1P | CENTURY |  | CCG24TB2E | GUH96T070B3M | 22800 | 20 |  | 13 | 10 |  | 24000 | 14800 | 61.67% | 22800 | 19 | 12.5 | 8.5 | 24000 |  |  |  | Residential | 475 | No | 1.9
210646234 | Central Heat Pump | CENTURY | HRCU-A-CB (Split System: Heat Pump with Remote Outdoor Unit-Air-Source) | HRG1836S1P | CENTURY |  | CCG24TB2E | GUH97M070B3M | 22800 | 20 |  | 13 | 10 |  | 24000 | 14800 | 61.67% | [8 empty] | Residential | 475 | No | 1.9
209174066 | Central Heat Pump | YORK | HRCU-A-CB (Split System: Heat Pump with Remote Outdoor Unit-Air-Source) | YHG18B21 | ASPEN |  | C(A,C,D,E)24D36+TDR | TM9Y040A10MP11 | 17600 | 18 |  | 13 | 10.4 |  | 18200 | 12400 | 68.13% | [8 empty] | Residential | 367.5 | No | 1.47
209174067 | Central Heat Pump | YORK | HRCU-A-CB (Split System: Heat Pump with Remote Outdoor Unit-Air-Source) | YHG18B21 | ASPEN |  | C(A,C,D,E)24D46+TDR | TM9Y040A10MP11 | 18000 | 18 |  | 13.4 | 10.4 |  | 18200 | 12400 | 68.13% | [8 empty] | Residential | 375 | No | 1.5
209174071 | Central Heat Pump | YORK | HRCU-A-CB (Split System: Heat Pump with Remote Outdoor Unit-Air-Source) | YHG18B21 | ASPEN |  | C(A,C,D,E)30B46+TDR | TM9Y040A10MP11 | 17900 | 18 |  | 13.3 | 10.2 |  | 18100 | 12300 | 67.96% | [8 empty] | Residential | 372.5 | No | 1.49
209174073 | Central Heat Pump | YORK | HRCU-A-CB (Split System: Heat Pump with Remote Outdoor Unit-Air-Source) | YHG18B21 | ASPEN |  | C(A,C,D,E)30C36+TDR | TM9Y040A10MP11 | 17600 | 18 |  | 13 | 10.4 |  | 18200 | 12400 | 68.13% | [8 empty] | Residential | 367.5 | No | 1.47
205802346 | Central Heat Pump | GOODMAN | HRCU-A-CB (Split System: Heat Pump with Remote Outdoor Unit-Air-Source) | GSZC180361C* | ASPEN |  | C(A,C,D,E)36D44+MBVC1601**-1A*+TDR |  | 34400 | 18.5 |  | 13.9 | 10.2 |  | 36600 | 23000 | 62.84% | [8 empty] | Residential | 717.5 | No | 2.87
205802348 | Central Heat Pump | GOODMAN | HRCU-A-CB (Split System: Heat Pump with Remote Outdoor Unit-Air-Source) | GSZC180361C* | ASPEN |  | C(A,C,D,E)36D44+MBVC2001**-1A*+TDR |  | 34400 | 18.5 |  | 13.9 | 10.2 |  | 36600 | 23000 | 62.84% | [8 empty] | Residential | 717.5 | No | 2.87
206608111 | Central Heat Pump | GOODMAN | HRCU-A-CB (Split System: Heat Pump with Remote Outdoor Unit-Air-Source) | GSZC180241C* | ASPEN |  | C(A,C,D,E)24C44+TDR | G*VC960403BNB* | 22200 | 18 |  | 13.5 | 10 |  | 22400 | 13100 | 58.48% | [8 empty] | Residential | 462.5 | No | 1.85
206608113 | Central Heat Pump | GOODMAN | HRCU-A-CB (Split System: Heat Pump with Remote Outdoor Unit-Air-Source) | GSZC180241C* | ASPEN |  | C(A,C,D,E)24D34+TDR | G*VC960403BNB* | 21800 | 18 |  | 13.4 | 10 |  | 22400 | 13100 | 58.48% | [8 empty] | Residential | 455 | No | 1.82
206608115 | Central Heat Pump | GOODMAN | HRCU-A-CB (Split System: Heat Pump with Remote Outdoor Unit-Air-Source) | GSZC180241C* | ASPEN |  | C(A,C,D,E)24D44+TDR | G*VC960403BNB* | 22600 | 18 |  | 13 | 10.1 |  | 22600 | 13100 | 57.96% | [8 empty] | Residential | 470 | No | 1.88
207728356 | Central Heat Pump | BOSCH | HRCU-A-CB (Split System: Heat Pump with Remote Outdoor Unit-Air-Source) | BOVA-60HDN1-M20G | ADP |  | F,PE*CC6948 |  | 46500 | 19 |  | 13 | 10 |  | 46000 | 38000 | 82.61% | [8 empty] | Residential | 970 | No | 3.88
207728358 | Central Heat Pump | BOSCH | HRCU-A-CB (Split System: Heat Pump with Remote Outdoor Unit-Air-Source) | BOVA-60HDN1-M20G | ADP |  | F,PE*CC1948 |  | 47500 | 20 |  | 13.5 | 10 |  | 46000 | 38000 | 82.61% | [8 empty] | Residential | 990 | No | 3.96
207728360 | Central Heat Pump | BOSCH | HRCU-A-CB (Split System: Heat Pump with Remote Outdoor Unit-Air-Source) | BOVA-60HDN1-M20G | ADP |  | F,PE*TT4948 |  | 47500 | 20 |  | 13.5 | 10 |  | 46000 | 38000 | 82.61% | [8 empty] | Residential | 990 | No | 3.96
207728362 | Central Heat Pump | BOSCH | HRCU-A-CB (Split System: Heat Pump with Remote Outdoor Unit-Air-Source) | BOVA-60HDN1-M20G | ADP |  | F,PE*TT7948 |  | 47500 | 20 |  | 13.5 | 10 |  | 46000 | 38000 | 82.61% | [8 empty] | Residential | 990 | No | 3.96
207728366 | Central Heat Pump | BOSCH | HRCU-A-CB (Split System: Heat Pump with Remote Outdoor Unit-Air-Source) | BOVB-60HDN1-M20G | ADP |  | F,PE*TT3960 |  | 46000 | 20 |  | 13 | 10 |  | 46000 | 38000 | 82.61% | [8 empty] | Residential | 957.5 | No | 3.83
207728368 | Central Heat Pump | BOSCH | HRCU-A-CB (Split System: Heat Pump with Remote Outdoor Unit-Air-Source) | BOVB-60HDN1-M20G | ADP |  | F,PE*TT3948 |  | 45500 | 19 |  | 13 | 10 |  | 46000 | 38000 | 82.61% | [8 empty] | Residential | 947.5 | No | 3.79
207728371 | Central Heat Pump | BOSCH | HRCU-A-CB (Split System: Heat Pump with Remote Outdoor Unit-Air-Source) | BOVB-60HDN1-M20G | ADP |  | F,PE*CC3948 |  | 45500 | 19 |  | 13 | 10 |  | 46000 | 38000 | 82.61% | [8 empty] | Residential | 947.5 | No | 3.79
207728373 | Central Heat Pump | BOSCH | HRCU-A-CB (Split System: Heat Pump with Remote Outdoor Unit-Air-Source) | BOVB-60HDN1-M20G | ADP |  | F,PE*TT6960 |  | 46500 | 20 |  | 13 | 10 |  | 46000 | 38000 | 82.61% | [8 empty] | Residential | 970 | No | 3.88
207728375 | Central Heat Pump | BOSCH | HRCU-A-CB (Split System: Heat Pump with Remote Outdoor Unit-Air-Source) | BOVB-60HDN1-M20G | ADP |  | F,PE*TT6948 |  | 46500 | 19 |  | 13 | 10 |  | 46000 | 38000 | 82.61% | [8 empty] | Residential | 970 | No | 3.88
201922279 | Central Heat Pump | AMERICAN STANDARD | HRCU-A-CB (Split System: Heat Pump with Remote Outdoor Unit-Air-Source) | 4A6L9024A1 |  |  | 4PX*BD48BS3 | *DHMB060BCV3 | 24000 | 19 |  | 12.5 | 11 |  | 20600 | 13900 | 67.48% | [8 empty] | Residential | 500 | No | 2
206144776 | Central Heat Pump | GOODMAN | HRCU-A-CB (Split System: Heat Pump with Remote Outdoor Unit-Air-Source) | GVZC200241A* |  |  | CA*F3137*6A*+TXV | G*VC960403BNB* | 23200 | 20 |  | 13 | 10 |  | 23600 | 13000 | 55.08% | [8 empty] | Residential | 482.5 | No | 1.93
206144777 | Central Heat Pump | GOODMAN | HRCU-A-CB (Split System: Heat Pump with Remote Outdoor Unit-Air-Source) | GVZC200241A* |  |  | CA*F3137*6A*+TXV | G*VC960603BNB* | 23400 | 20 |  | 13 | 10 |  | 23600 | 13000 | 55.08% | [8 empty] | Residential | 487.5 | No | 1.95
206144778 | Central Heat Pump | GOODMAN | HRCU-A-CB (Split System: Heat Pump with Remote Outdoor Unit-Air-Source) | GVZC200241A* |  |  | CA*F3137*6A*+TXV | G*VC960803BNB* | 23200 | 20 |  | 13 | 10 |  | 23600 | 13000 | 55.08% | [8 empty] | Residential | 482.5 | No | 1.93
206144788 | Central Heat Pump | GOODMAN | HRCU-A-CB (Split System: Heat Pump with Remote Outdoor Unit-Air-Source) | GVZC200241A* |  |  | CA*F3642*6D*+TXV | G*VC960804CNB* | 23200 | 20 |  | 13 | 10 |  | 23400 | 13000 | 55.56% | [8 empty] | Residential | 482.5 | No | 1.93
206144789 | Central Heat Pump | GOODMAN | HRCU-A-CB (Split System: Heat Pump with Remote Outdoor Unit-Air-Source) | GVZC200241A* |  |  | CA*F3743*6D*+TXV | G*VC800604B*A* | 23400 | 20 |  | 13 | 10 |  | 23600 | 13000 | 55.08% | [8 empty] | Residential | 487.5 | No | 1.95
206144790 | Central Heat Pump | GOODMAN | HRCU-A-CB (Split System: Heat Pump with Remote Outdoor Unit-Air-Source) | GVZC200241A* |  |  | CA*F3743*6D*+TXV | G*VC960403BNB* | 23200 | 20 |  | 13 | 10 |  | 23800 | 13000 | 54.62% | [8 empty] | Residential | 482.5 | No | 1.93
206144791 | Central Heat Pump | GOODMAN | HRCU-A-CB (Split System: Heat Pump with Remote Outdoor Unit-Air-Source) | GVZC200241A* |  |  | CA*F3743*6D*+TXV | G*VC960603BNB* | 23400 | 20 |  | 13 | 10 |  | 23800 | 13000 | 54.62% | [8 empty] | Residential | 487.5 | No | 1.95
206608125 | Central Heat Pump | GOODMAN | HRCU-A-CB (Split System: Heat Pump with Remote Outdoor Unit-Air-Source) | GSZC180241C* | ASPEN |  | C(A,C,D,E)30C34+TDR | G*VC960403BNB* | 21800 | 18 |  | 13.4 | 10 |  | 22400 | 13100 | 58.48% | [8 empty] | Residential | 455 | No | 1.82
206608127 | Central Heat Pump | GOODMAN | HRCU-A-CB (Split System: Heat Pump with Remote Outdoor Unit-Air-Source) | GSZC180241C* | ASPEN |  | C(A,C,D,E)30C44+TDR | G*VC960403BNB* | 22600 | 18 |  | 13 | 10.1 |  | 22600 | 13100 | 57.96% | [8 empty] | Residential | 470 | No | 1.88
206608131 | Central Heat Pump | GOODMAN | HRCU-A-CB (Split System: Heat Pump with Remote Outdoor Unit-Air-Source) | GSZC180241C* | ASPEN |  | C(A,C,D,E)30D34+TDR | G*VC960403BNB* | 22000 | 18 |  | 13.4 | 10.1 |  | 22600 | 13100 | 57.96% | [8 empty] | Residential | 457.5 | No | 1.83
206608171 | Central Heat Pump | GOODMAN | HRCU-A-CB (Split System: Heat Pump with Remote Outdoor Unit-Air-Source) | GSZC180241C* | ASPEN |  | C(A,C,D,E)24C44+TDR | G*VC960803BNB* | 21600 | 18 |  | 13 | 10.1 |  | 22600 | 13000 | 57.52% | [8 empty] | Residential | 450 | No | 1.8
206608173 | Central Heat Pump | GOODMAN | HRCU-A-CB (Split System: Heat Pump with Remote Outdoor Unit-Air-Source) | GSZC180241C* | ASPEN |  | C(A,C,D,E)24D34+TDR | G*VC960803BNB* | 21200 | 18 |  | 13.5 | 10.1 |  | 22600 | 13000 | 57.52% | [8 empty] | Residential | 442.5 | No | 1.77
209174074 | Central Heat Pump | YORK | HRCU-A-CB (Split System: Heat Pump with Remote Outdoor Unit-Air-Source) | YHG18B21 | ASPEN |  | C(A,C,D,E)30C46+TDR | TM9Y040A10MP11 | 18000 | 18 |  | 13.4 | 10.4 |  | 18200 | 12400 | 68.13% | [8 empty] | Residential | 375 | No | 1.5
209174075 | Central Heat Pump | YORK | HRCU-A-CB (Split System: Heat Pump with Remote Outdoor Unit-Air-Source) | YHG18B21 | ASPEN |  | C(A,C,D,E)30D36+TDR | TM9Y040A10MP11 | 17800 | 18 |  | 13.2 | 10.5 |  | 18200 | 12400 | 68.13% | [8 empty] | Residential | 370 | No | 1.48
209174079 | Central Heat Pump | YORK | HRCU-A-CB (Split System: Heat Pump with Remote Outdoor Unit-Air-Source) | YHG18B21 | ASPEN |  | C(A,C,D,E)24B46+TDR | TM9Y060B12MP11 | 17700 | 18 |  | 13 | 10 |  | 18000 | 12000 | 66.67% | [8 empty] | Residential | 370 | No | 1.48
209174081 | Central Heat Pump | YORK | HRCU-A-CB (Split System: Heat Pump with Remote Outdoor Unit-Air-Source) | YHG18B21 | ASPEN |  | C(A,C,D,E)24C46+TDR | TM9Y060B12MP11 | 17900 | 18 |  | 13.3 | 10.4 |  | 18200 | 12100 | 66.48% | [8 empty] | Residential | 372.5 | No | 1.49
206144792 | Central Heat Pump | GOODMAN | HRCU-A-CB (Split System: Heat Pump with Remote Outdoor Unit-Air-Source) | GVZC200241A* |  |  | CA*F3743*6D*+TXV | G*VC960803BNB* | 23200 | 20 |  | 13 | 10 |  | 23800 | 13000 | 54.62% | [8 empty] | Residential | 482.5 | No | 1.93
206144793 | Central Heat Pump | GOODMAN | HRCU-A-CB (Split System: Heat Pump with Remote Outdoor Unit-Air-Source) | GVZC200241A* |  |  | CA*F3743*6D*+TXV | G*VC960804CNB* | 23400 | 20 |  | 13 | 10 |  | 23800 | 13000 | 54.62% | [8 empty] | Residential | 487.5 | No | 1.95
206144798 | Central Heat Pump | GOODMAN | HRCU-A-CB (Split System: Heat Pump with Remote Outdoor Unit-Air-Source) | GVZC200241A* |  |  | CSCF3642N6D*+TXV | G*VC800604B*A* | 23600 | 20 |  | 13 | 10 |  | 23600 | 13000 | 55.08% | [8 empty] | Residential | 492.5 | No | 1.97
205272522 | Central Heat Pump | CARRIER | HRCU-A-CB (Split System: Heat Pump with Remote Outdoor Unit-Air-Source) | 25VNA436A*030* |  |  | CAP**3721AL*+UI | 58TN*A110C21**20 | 34600 | 21.5 |  | 13 | 11 |  | 35400 | 33600 | 94.92% | [8 empty] | Residential | 720 | No | 2.88
205272523 | Central Heat Pump | CARRIER | HRCU-A-CB (Split System: Heat Pump with Remote Outdoor Unit-Air-Source) | 25VNA436A*030* |  |  | CAP**3721AL*+UI | 59MN7B060C21**20 | 34200 | 20.5 |  | 12.5 | 11 |  | 36000 | 34000 | 94.44% | [8 empty] | Residential | 712.5 | No | 2.85
205272527 | Central Heat Pump | CARRIER | HRCU-A-CB (Split System: Heat Pump with Remote Outdoor Unit-Air-Source) | 25VNA436A*030* |  |  | CAP**4221AL*+UI | 58TN*A090C21**20 | 33200 | 21 |  | 12.5 | 10.5 |  | 32400 | 31800 | 98.15% | [8 empty] | Residential | 692.5 | No | 2.77
205272536 | Central Heat Pump | CARRIER | HRCU-A-CB (Split System: Heat Pump with Remote Outdoor Unit-Air-Source) | 25VNA436A*030* |  |  | CAP**4221AL*+UI | 58TN*A110C21**20 | 33200 | 21 |  | 12.5 | 10.5 |  | 35800 | 33600 | 93.85% | [8 empty] | Residential | 692.5 | No | 2.77
205272539 | Central Heat Pump | CARRIER | HRCU-A-CB (Split System: Heat Pump with Remote Outdoor Unit-Air-Source) | 25VNA436A*030* |  |  | CAP**4224AL*+UI | 58TN*A090C21**20 | 33200 | 21 |  | 12.5 | 10.5 |  | 32400 | 31600 | 97.53% | [8 empty] | Residential | 692.5 | No | 2.77
209174082 | Central Heat Pump | YORK | HRCU-A-CB (Split System: Heat Pump with Remote Outdoor Unit-Air-Source) | YHG18B21 | ASPEN |  | C(A,C,D,E)24D36+TDR | TM9Y060B12MP11 | 17600 | 18 |  | 13 | 10.4 |  | 18200 | 12100 | 66.48% | [8 empty] | Residential | 367.5 | No | 1.47
209174083 | Central Heat Pump | YORK | HRCU-A-CB (Split System: Heat Pump with Remote Outdoor Unit-Air-Source) | YHG18B21 | ASPEN |  | C(A,C,D,E)24D46+TDR | TM9Y060B12MP11 | 18000 | 18 |  | 13.4 | 10.4 |  | 18200 | 12100 | 66.48% | [8 empty] | Residential | 375 | No | 1.5
209174087 | Central Heat Pump | YORK | HRCU-A-CB (Split System: Heat Pump with Remote Outdoor Unit-Air-Source) | YHG18B21 | ASPEN |  | C(A,C,D,E)30B46+TDR | TM9Y060B12MP11 | 17900 | 18 |  | 13.3 | 10.2 |  | 18100 | 12000 | 66.3% | [8 empty] | Residential | 372.5 | No | 1.49
209174089 | Central Heat Pump | YORK | HRCU-A-CB (Split System: Heat Pump with Remote Outdoor Unit-Air-Source) | YHG18B21 | ASPEN |  | C(A,C,D,E)30C36+TDR | TM9Y060B12MP11 | 17600 | 18 |  | 13 | 10.4 |  | 18200 | 12100 | 66.48% | [8 empty] | Residential | 367.5 | No | 1.47
209174090 | Central Heat Pump | YORK | HRCU-A-CB (Split System: Heat Pump with Remote Outdoor Unit-Air-Source) | YHG18B21 | ASPEN |  | C(A,C,D,E)30C46+TDR | TM9Y060B12MP11 | 18000 | 18 |  | 13.4 | 10.4 |  | 18200 | 12100 | 66.48% | [8 empty] | Residential | 375 | No | 1.5
209174091 | Central Heat Pump | YORK | HRCU-A-CB (Split System: Heat Pump with Remote Outdoor Unit-Air-Source) | YHG18B21 | ASPEN |  | C(A,C,D,E)30D36+TDR | TM9Y060B12MP11 | 17800 | 18 |  | 13.2 | 10.5 |  | 18200 | 12100 | 66.48% | [8 empty] | Residential | 370 | No | 1.48
209174095 | Central Heat Pump | YORK | HRCU-A-CB (Split System: Heat Pump with Remote Outdoor Unit-Air-Source) | YHG18B21 | ASPEN |  | C(A,C,D,E)24B46+TDR | TM9Y080B12MP11 | 17700 | 18 |  | 13 | 10 |  | 18000 | 12000 | 66.67% | [8 empty] | Residential | 370 | No | 1.48
209174097 | Central Heat Pump | YORK | HRCU-A-CB (Split System: Heat Pump with Remote Outdoor Unit-Air-Source) | YHG18B21 | ASPEN |  | C(A,C,D,E)24C46+TDR | TM9Y080B12MP11 | 17900 | 18 |  | 13.3 | 10.4 |  | 18200 | 12100 | 66.48% | [8 empty] | Residential | 372.5 | No | 1.49
209174101 | Central Heat Pump | YORK | HRCU-A-CB (Split System: Heat Pump with Remote Outdoor Unit-Air-Source) | YHG18B21 | ASPEN |  | C(A,C,D,E)30B46+TDR | TM9Y080B12MP11 | 17900 | 18 |  | 13.3 | 10.2 |  | 18100 | 12000 | 66.3% | [8 empty] | Residential | 372.5 | No | 1.49
207728377 | Central Heat Pump | BOSCH | HRCU-A-CB (Split System: Heat Pump with Remote Outdoor Unit-Air-Source) | BOVB-60HDN1-M20G | ADP |  | F,PE*CC6960 |  | 46500 | 20 |  | 13 | 10 |  | 46000 | 38000 | 82.61% | [8 empty] | Residential | 970 | No | 3.88
207728379 | Central Heat Pump | BOSCH | HRCU-A-CB (Split System: Heat Pump with Remote Outdoor Unit-Air-Source) | BOVB-60HDN1-M20G | ADP |  | F,PE*CC6948 |  | 46500 | 19 |  | 13 | 10 |  | 46000 | 38000 | 82.61% | [8 empty] | Residential | 970 | No | 3.88
207728381 | Central Heat Pump | BOSCH | HRCU-A-CB (Split System: Heat Pump with Remote Outdoor Unit-Air-Source) | BOVB-60HDN1-M20G | ADP |  | F,PE*TT9960 |  | 47500 | 20 |  | 13.5 | 10 |  | 46000 | 38000 | 82.61% | [8 empty] | Residential | 990 | No | 3.96
207728383 | Central Heat Pump | BOSCH | HRCU-A-CB (Split System: Heat Pump with Remote Outdoor Unit-Air-Source) | BOVB-60HDN1-M20G | ADP |  | F,PE*TT1948 |  | 47500 | 20 |  | 13.5 | 10 |  | 46000 | 38000 | 82.61% | [8 empty] | Residential | 990 | No | 3.96
207728384 | Central Heat Pump | BOSCH | HRCU-A-CB (Split System: Heat Pump with Remote Outdoor Unit-Air-Source) | BOVB-60HDN1-M20G | ADP |  | F,PE*CC1948 |  | 47500 | 20 |  | 13.5 | 10 |  | 46000 | 38000 | 82.61% | [8 empty] | Residential | 990 | No | 3.96
207728386 | Central Heat Pump | BOSCH | HRCU-A-CB (Split System: Heat Pump with Remote Outdoor Unit-Air-Source) | BOVB-60HDN1-M20G | ADP |  | F,PE*TT4960 |  | 47500 | 20 |  | 13.5 | 10 |  | 46000 | 38000 | 82.61% | [8 empty] | Residential | 990 | No | 3.96
207728389 | Central Heat Pump | BOSCH | HRCU-A-CB (Split System: Heat Pump with Remote Outdoor Unit-Air-Source) | BOVB-60HDN1-M20G | ADP |  | F,PE*TT4948 |  | 47500 | 20 |  | 13.5 | 10 |  | 46000 | 38000 | 82.61% | [8 empty] | Residential | 990 | No | 3.96
207728391 | Central Heat Pump | BOSCH | HRCU-A-CB (Split System: Heat Pump with Remote Outdoor Unit-Air-Source) | BOVB-60HDN1-M20G | ADP |  | F,PE*TT7960 |  | 47500 | 20 |  | 13.5 | 10 |  | 46000 | 38000 | 82.61% | [8 empty] | Residential | 990 | No | 3.96
207728393 | Central Heat Pump | BOSCH | HRCU-A-CB (Split System: Heat Pump with Remote Outdoor Unit-Air-Source) | BOVB-60HDN1-M20G | ADP |  | F,PE*TT7948 |  | 47500 | 20 |  | 13.5 | 10 |  | 46000 | 38000 | 82.61% | [8 empty] | Residential | 990 | No | 3.96
209174137 | Central Heat Pump | YORK | HRCU-A-CB (Split System: Heat Pump with Remote Outdoor Unit-Air-Source) | YHG18B21 | ASPEN |  | C(A,C,D,E)24B46+TDR | TMLE040A12MP11 | 17700 | 18 |  | 13 | 10 |  | 17500 | 10800 | 61.71% | [8 empty] | Residential | 370 | No | 1.48
209174139 | Central Heat Pump | YORK | HRCU-A-CB (Split System: Heat Pump with Remote Outdoor Unit-Air-Source) | YHG18B21 | ASPEN |  | C(A,C,D,E)24C46+TDR | TMLE040A12MP11 | 17900 | 18 |  | 13.3 | 10.4 |  | 17700 | 10900 | 61.58% | [8 empty] | Residential | 372.5 | No | 1.49
209174140 | Central Heat Pump | YORK | HRCU-A-CB (Split System: Heat Pump with Remote Outdoor Unit-Air-Source) | YHG18B21 | ASPEN |  | C(A,C,D,E)24D36+TDR | TMLE040A12MP11 | 17600 | 18 |  | 13 | 10.4 |  | 17700 | 10800 | 61.02% | [8 empty] | Residential | 367.5 | No | 1.47
209174141 | Central Heat Pump | YORK | HRCU-A-CB (Split System: Heat Pump with Remote Outdoor Unit-Air-Source) | YHG18B21 | ASPEN |  | C(A,C,D,E)24D46+TDR | TMLE040A12MP11 | 18000 | 18 |  | 13.4 | 10.4 |  | 17700 | 10900 | 61.58% | [8 empty] | Residential | 375 | No | 1.5
209174145 | Central Heat Pump | YORK | HRCU-A-CB (Split System: Heat Pump with Remote Outdoor Unit-Air-Source) | YHG18B21 | ASPEN |  | C(A,C,D,E)30B46+TDR | TMLE040A12MP11 | 17900 | 18 |  | 13.3 | 10.2 |  | 17600 | 10800 | 61.36% | [8 empty] | Residential | 372.5 | No | 1.49
209174147 | Central Heat Pump | YORK | HRCU-A-CB (Split System: Heat Pump with Remote Outdoor Unit-Air-Source) | YHG18B21 | ASPEN |  | C(A,C,D,E)30C36+TDR | TMLE040A12MP11 | 17600 | 18 |  | 13 | 10.4 |  | 17700 | 10800 | 61.02% | [8 empty] | Residential | 367.5 | No | 1.47
209174148 | Central Heat Pump | YORK | HRCU-A-CB (Split System: Heat Pump with Remote Outdoor Unit-Air-Source) | YHG18B21 | ASPEN |  | C(A,C,D,E)30C46+TDR | TMLE040A12MP11 | 18000 | 18 |  | 13.4 | 10.4 |  | 17700 | 10900 | 61.58% | [8 empty] | Residential | 375 | No | 1.5
206608175 | Central Heat Pump | GOODMAN | HRCU-A-CB (Split System: Heat Pump with Remote Outdoor Unit-Air-Source) | GSZC180241C* | ASPEN |  | C(A,C,D,E)24D44+TDR | G*VC960803BNB* | 22000 | 18 |  | 13.7 | 10.2 |  | 22800 | 13000 | 57.02% | [8 empty] | Residential | 457.5 | No | 1.83
206608185 | Central Heat Pump | GOODMAN | HRCU-A-CB (Split System: Heat Pump with Remote Outdoor Unit-Air-Source) | GSZC180241C* | ASPEN |  | C(A,C,D,E)30C34+TDR | G*VC960803BNB* | 21200 | 18 |  | 13.5 | 10.1 |  | 22600 | 13000 | 57.52% | [8 empty] | Residential | 442.5 | No | 1.77
205272540 | Central Heat Pump | CARRIER | HRCU-A-CB (Split System: Heat Pump with Remote Outdoor Unit-Air-Source) | 25VNA436A*030* |  |  | CAP**4224AL*+UI | 58TN*A135C24**22 | 33200 | 21 |  | 12.5 | 10.5 |  | 32200 | 31000 | 96.27% | [8 empty] | Residential | 692.5 | No | 2.77
205272547 | Central Heat Pump | CARRIER | HRCU-A-CB (Split System: Heat Pump with Remote Outdoor Unit-Air-Source) | 25VNA436A*030* |  |  | CAP**4224AL*+UI | 58TN*A110C21**20 | 33200 | 21.5 |  | 12.5 | 10.5 |  | 32400 | 31800 | 98.15% | [8 empty] | Residential | 692.5 | No | 2.77
205272549 | Central Heat Pump | CARRIER | HRCU-A-CB (Split System: Heat Pump with Remote Outdoor Unit-Air-Source) | 25VNA436A*030* |  |  | CAP**4321AL*+UI | 58TN*A070C17**16 | 34400 | 21 |  | 12.5 | 11 |  | 35800 | 33800 | 94.41% | [8 empty] | Residential | 717.5 | No | 2.87
205272550 | Central Heat Pump | CARRIER | HRCU-A-CB (Split System: Heat Pump with Remote Outdoor Unit-Air-Source) | 25VNA436A*030* |  |  | CAP**4321AL*+UI | 58TN*A070C21**20 | 34400 | 21 |  | 12.5 | 11 |  | 35400 | 33600 | 94.92% | [8 empty] | Residential | 717.5 | No | 2.87
207436540 | Central Heat Pump | LENNOX | HRCU-A-CB (Split System: Heat Pump with Remote Outdoor Unit-Air-Source) | SL25XPV-048-230A** |  |  | C35-60C+TDR+TXV | SLP99UH110XV60C* | 46500 | 20 |  | 12.5 | 11.6 |  | 44000 | 42500 | 96.59% | 46000 | 20 | 12.5 | 9.5 | 44000 | 36200 | 82.27% | 1.92 | Residential | 957.5 | Yes | 3.83 | Yes
207436541 | Central Heat Pump | LENNOX | HRCU-A-CB (Split System: Heat Pump with Remote Outdoor Unit-Air-Source) | SL25XPV-048-230A** |  |  | CBA38MV-048-230*+TDR |  | 47000 | 22 |  | 13 | 11.2 |  | 46000 | 45500 | 98.91% | 46000 | 21.8 | 12.5 | 9.8 | 46000 | 37000 | 80.43% | 1.98 | Residential | 957.5 | Yes | 3.83 | Yes
207436544 | Central Heat Pump | LENNOX | HRCU-A-CB (Split System: Heat Pump with Remote Outdoor Unit-Air-Source) | SL25XPV-048-230A** |  |  | CH35-51C+TDR+TXV | EL296UH110XV48C* | 46000 | 21 |  | 12.5 | 10.6 |  | 46000 | 46000 | 100% | 44500 | 20.6 | 12.2 | 9.2 | 45500 | 37600 | 82.64% | 1.8 | Residential | 927.5 | Yes | 3.71 | Yes
207436546 | Central Heat Pump | LENNOX | HRCU-A-CB (Split System: Heat Pump with Remote Outdoor Unit-Air-Source) | SL25XPV-048-230A** |  |  | CH35-51C+TDR+TXV | SL280UH080NV60C* | 46000 | 21 |  | 12.5 | 10.8 |  | 45500 | 45500 | 100% | 45000 | 20.8 | 12.5 | 9.2 | 45500 | 37400 | 82.2% | 1.82 | Residential | 937.5 | Yes | 3.75 | Yes
208106454 | Central Heat Pump | BOSCH | HRCU-A-CB (Split System: Heat Pump with Remote Outdoor Unit-Air-Source) | BOVA-36HDN1-M20G | ADP |  | PL36H***P449 | BGH96M060B3A | 24000 | 19 |  | 13.5 | 10 |  | 22400 | 17400 | 77.68% | [8 empty] | Residential | 500 | No | 2
208106455 | Central Heat Pump | BOSCH | HRCU-A-CB (Split System: Heat Pump with Remote Outdoor Unit-Air-Source) | BOVA-36HDN1-M20G | ADP |  | PL36H***P449 | BGH96M060B3B | 24000 | 19 |  | 13.5 | 10 |  | 22400 | 17400 | 77.68% | [8 empty] | Residential | 500 | No | 2
208106456 | Central Heat Pump | BOSCH | HRCU-A-CB (Split System: Heat Pump with Remote Outdoor Unit-Air-Source) | BOVA-36HDN1-M20G | ADP |  | PL36H175P149 | BGH96M060B3B | 23600 | 18 |  | 13 | 10 |  | 22400 | 17400 | 77.68% | [8 empty] | Residential | 492.5 | No | 1.97
208106457 | Central Heat Pump | BOSCH | HRCU-A-CB (Split System: Heat Pump with Remote Outdoor Unit-Air-Source) | BOVA-36HDN1-M20G | ADP |  | PL36H175P159 | BGH96M060B3B | 24000 | 19 |  | 13.5 | 10 |  | 22400 | 17400 | 77.68% | [8 empty] | Residential | 500 | No | 2
208106458 | Central Heat Pump | BOSCH | HRCU-A-CB (Split System: Heat Pump with Remote Outdoor Unit-Air-Source) | BOVA-36HDN1-M20G | ADP |  | PL36H175P459 | BGH96M060B3B | 24000 | 19 |  | 13.5 | 10 |  | 22400 | 17400 | 77.68% | [8 empty] | Residential | 500 | No | 2
208106459 | Central Heat Pump | BOSCH | HRCU-A-CB (Split System: Heat Pump with Remote Outdoor Unit-Air-Source) | BOVA-36HDN1-M20G | ADP |  | PL36H***P449 | BGH96M080B3A | 24000 | 19 |  | 13.5 | 10 |  | 22400 | 17400 | 77.68% | [8 empty] | Residential | 500 | No | 2
208106460 | Central Heat Pump | BOSCH | HRCU-A-CB (Split System: Heat Pump with Remote Outdoor Unit-Air-Source) | BOVA-36HDN1-M20G | ADP |  | PL36H***P449 | BGH96M080B3B | 24000 | 19 |  | 13.5 | 10 |  | 22400 | 17400 | 77.68% | [8 empty] | Residential | 500 | No | 2
208106461 | Central Heat Pump | BOSCH | HRCU-A-CB (Split System: Heat Pump with Remote Outdoor Unit-Air-Source) | BOVA-36HDN1-M20G | ADP |  | PL36H175P149 | BGH96M080B3B | 23800 | 18 |  | 13 | 10 |  | 22400 | 16400 | 73.21% | [8 empty] | Residential | 495 | No | 1.98
206608187 | Central Heat Pump | GOODMAN | HRCU-A-CB (Split System: Heat Pump with Remote Outdoor Unit-Air-Source) | GSZC180241C* | ASPEN |  | C(A,C,D,E)30C44+TDR | G*VC960803BNB* | 22000 | 18 |  | 13.7 | 10.2 |  | 22800 | 13000 | 57.02% | [8 empty] | Residential | 457.5 | No | 1.83
206608191 | Central Heat Pump | GOODMAN | HRCU-A-CB (Split System: Heat Pump with Remote Outdoor Unit-Air-Source) | GSZC180241C* | ASPEN |  | C(A,C,D,E)30D34+TDR | G*VC960803BNB* | 21400 | 18 |  | 13 | 10.2 |  | 22600 | 13000 | 57.52% | [8 empty] | Residential | 445 | No | 1.78
207768639 | Central Heat Pump | GOODMAN | HRCU-A-CB (Split System: Heat Pump with Remote Outdoor Unit-Air-Source) | GVZC200241A* | ASPEN |  | C(A,C,D,E)30B34+MBVC1200**-1A*+TDR |  | 22000 | 21 |  | 12.8 | 10 |  | 23600 | 13000 | 55.08% | [8 empty] | Residential | 457.5 | No | 1.83
207768640 | Central Heat Pump | GOODMAN | HRCU-A-CB (Split System: Heat Pump with Remote Outdoor Unit-Air-Source) | GVZC200241A* | ASPEN |  | C(A,C,D,E)30B44+MBVC1200**-1A*+TDR |  | 22600 | 21 |  | 13 | 10 |  | 23600 | 13000 | 55.08% | [8 empty] | Residential | 470 | No | 1.88
207768641 | Central Heat Pump | GOODMAN | HRCU-A-CB (Split System: Heat Pump with Remote Outdoor Unit-Air-Source) | GVZC200241A* | ASPEN |  | C(A,C,D,E)30C34+MBVC1200**-1A*+TDR |  | 22200 | 21 |  | 12.9 | 10 |  | 23600 | 13000 | 55.08% | [8 empty] | Residential | 462.5 | No | 1.85
207768649 | Central Heat Pump | GOODMAN | HRCU-A-CB (Split System: Heat Pump with Remote Outdoor Unit-Air-Source) | GVZC200361A* | ASPEN |  | C(A,C,D,E)42C34+MBVC1201**-1A*+TDR |  | 32600 | 20 |  | 13.3 | 10 |  | 35000 | 18000 | 51.43% | [8 empty] | Residential | 680 | No | 2.72
207768650 | Central Heat Pump | GOODMAN | HRCU-A-CB (Split System: Heat Pump with Remote Outdoor Unit-Air-Source) | GVZC200361A* | ASPEN |  | C(A,C,D,E)42D34+MBVC1201**-1A*+TDR |  | 32600 | 20 |  | 13.3 | 10 |  | 35000 | 18000 | 51.43% | [8 empty] | Residential | 680 | No | 2.72
207768653 | Central Heat Pump | GOODMAN | HRCU-A-CB (Split System: Heat Pump with Remote Outdoor Unit-Air-Source) | GVZC200361A* | ASPEN |  | C(A,C,D,E)36B34+MBVC1600**-1A*+TDR |  | 32800 | 21 |  | 13 | 10 |  | 35000 | 18200 | 52% | [8 empty] | Residential | 682.5 | No | 2.73
207436547 | Central Heat Pump | LENNOX | HRCU-A-CB (Split System: Heat Pump with Remote Outdoor Unit-Air-Source) | SL25XPV-048-230A** |  |  | CH35-51C+TDR+TXV | SL280UH090V60C* | 46000 | 21 |  | 12.5 | 10.6 |  | 45500 | 45500 | 100% | 45000 | 21 | 12.5 | 9.2 | 45500 | 37200 | 81.76% | 1.84 | Residential | 937.5 | Yes | 3.75 | Yes
207436548 | Central Heat Pump | LENNOX | HRCU-A-CB (Split System: Heat Pump with Remote Outdoor Unit-Air-Source) | SL25XPV-048-230A** |  |  | CH35-51C+TDR+TXV | SL280UH090XV60C* | 46000 | 21 |  | 12.5 | 10.6 |  | 45500 | 45500 | 100% | 45000 | 21 | 12.5 | 9.2 | 45500 | 37200 | 81.76% | 1.84 | Residential | 937.5 | Yes | 3.75 | Yes
207436549 | Central Heat Pump | LENNOX | HRCU-A-CB (Split System: Heat Pump with Remote Outdoor Unit-Air-Source) | SL25XPV-048-230A** |  |  | CH35-51C+TDR+TXV | SL280UH100NV60C* | 46000 | 21 |  | 13 | 10.8 |  | 45500 | 45500 | 100% | 45000 | 20.8 | 12.4 | 9.2 | 45500 | 37400 | 82.2% | 1.82 | Residential | 937.5 | Yes | 3.75 | Yes
207436550 | Central Heat Pump | LENNOX | HRCU-A-CB (Split System: Heat Pump with Remote Outdoor Unit-Air-Source) | SL25XPV-048-230A** |  |  | CH35-51C+TDR+TXV | SL280UH110V60C* | 46000 | 20 |  | 12.5 | 10.6 |  | 45500 | 45500 | 100% | 45000 | 20 | 12.5 | 9.2 | 45500 | 37400 | 82.2% | 1.82 | Residential | 937.5 | Yes | 3.75 | Yes
205273787 | Central Heat Pump | BRYANT HEATING AND COOLING SYSTEMS | HRCU-A-CB (Split System: Heat Pump with Remote Outdoor Unit-Air-Source) | 284ANV024*0**A* |  |  | CNPV*4821AL*+UI | 88*TA60110C21*** | 23400 | 22 |  | 14 | 11 |  | 24000 | 24000 | 100% | [8 empty] | Residential | 487.5 | No | 1.95
205273788 | Central Heat Pump | BRYANT HEATING AND COOLING SYSTEMS | HRCU-A-CB (Split System: Heat Pump with Remote Outdoor Unit-Air-Source) | 284ANV024*0**A* |  |  | CNPV*4824AL*+UI | 987MB60060C21*** | 23400 | 21 |  | 14 | 11 |  | 24000 | 24200 | 100.8% | [8 empty] | Residential | 487.5 | No | 1.95
205273789 | Central Heat Pump | BRYANT HEATING AND COOLING SYSTEMS | HRCU-A-CB (Split System: Heat Pump with Remote Outdoor Unit-Air-Source) | 284ANV024*0**A* |  |  | CNPV*4824AL*+UI | 987MB60080C21*** | 23400 | 22 |  | 14 | 11 |  | 24000 | 24000 | 100% | [8 empty] | Residential | 487.5 | No | 1.95
208106462 | Central Heat Pump | BOSCH | HRCU-A-CB (Split System: Heat Pump with Remote Outdoor Unit-Air-Source) | BOVA-36HDN1-M20G | ADP |  | PL36H175P159 | BGH96M080B3B | 24000 | 19 |  | 13.5 | 10 |  | 22400 | 17400 | 77.68% | [8 empty] | Residential | 500 | No | 2
207722896 | Central Heat Pump | AMERICAN STANDARD | HRCU-A-CB (Split System: Heat Pump with Remote Outdoor Unit-Air-Source) | 4A6V8X48A1 | ADP |  | H,TG84960 | P0V0D000M50SC+RP | 48000 | 18 |  | 12.5 | 10 |  | 40500 | 34400 | 84.94% | [8 empty] | Residential | 1000 | No | 4
207722971 | Central Heat Pump | AMERICAN STANDARD | HRCU-A-CB (Split System: Heat Pump with Remote Outdoor Unit-Air-Source) | 4A6V0X36A1 | ADP |  | PL36H175P789 | P0V0B000M40SC+RP | 34800 | 20 |  | 12.5 | 10 |  | 30400 | 23800 | 78.29% | [8 empty] | Residential | 725 | No | 2.9
207722972 | Central Heat Pump | AMERICAN STANDARD | HRCU-A-CB (Split System: Heat Pump with Remote Outdoor Unit-Air-Source) | 4A6V0X36A1 | ADP |  | V,T36H175P789 | P0V0B000M40SC+RP | 34800 | 20 |  | 12.5 | 10 |  | 30400 | 23800 | 78.29% | [8 empty] | Residential | 725 | No | 2.9
207722973 | Central Heat Pump | AMERICAN STANDARD | HRCU-A-CB (Split System: Heat Pump with Remote Outdoor Unit-Air-Source) | 4A6V0X36A1 | ADP |  | V,T36H175P459 | P0V0B000M40SC+RP | 35200 | 20 |  | 13 | 10 |  | 30400 | 23800 | 78.29% | [8 empty] | Residential | 732.5 | No | 2.93
207722974 | Central Heat Pump | AMERICAN STANDARD | HRCU-A-CB (Split System: Heat Pump with Remote Outdoor Unit-Air-Source) | 4A6V0X36A1 | ADP |  | H,TG83936 | P0V0B000M40SC+RP | 35200 | 20 |  | 13 | 10 |  | 30400 | 23800 | 78.29% | [8 empty] | Residential | 732.5 | No | 2.93
207722975 | Central Heat Pump | AMERICAN STANDARD | HRCU-A-CB (Split System: Heat Pump with Remote Outdoor Unit-Air-Source) | 4A6V0X36A1 | ADP |  | H,TG81936 | P0V0B000M40SC+RP | 35200 | 20 |  | 13 | 10 |  | 30400 | 23800 | 78.29% | [8 empty] | Residential | 732.5 | No | 2.93
7500148 | Central Heat Pump | COLEMAN | HRCU-A-CB (Split System: Heat Pump with Remote Outdoor Unit-Air-Source) | HC8B036F4 | ADP |  | H,YE80936+MV12D |  | 35400 | 18 |  | 14 | 10 |  | 34000 | 22800 | 67.06% | [8 empty] | Residential | 737.5 | No | 2.95
207768654 | Central Heat Pump | GOODMAN | HRCU-A-CB (Split System: Heat Pump with Remote Outdoor Unit-Air-Source) | GVZC200361A* | ASPEN |  | C(A,C,D,E)36B3G+MBVC1600**-1A*+TDR |  | 32800 | 20 |  | 13 | 10 |  | 35000 | 18200 | 52% | [8 empty] | Residential | 682.5 | No | 2.73
207768655 | Central Heat Pump | GOODMAN | HRCU-A-CB (Split System: Heat Pump with Remote Outdoor Unit-Air-Source) | GVZC200361A* | ASPEN |  | C(A,C,D,E)36D34+MBVC1600**-1A*+TDR |  | 33200 | 21 |  | 13.8 | 10 |  | 35000 | 18200 | 52% | [8 empty] | Residential | 692.5 | No | 2.77
207768659 | Central Heat Pump | GOODMAN | HRCU-A-CB (Split System: Heat Pump with Remote Outdoor Unit-Air-Source) | GVZC200361A* | ASPEN |  | C(A,C,D,E)42C34+MBVC1600**-1A*+TDR |  | 33600 | 21 |  | 13.9 | 10 |  | 35000 | 18200 | 52% | [8 empty] | Residential | 700 | No | 2.8
207768669 | Central Heat Pump | GOODMAN | HRCU-A-CB (Split System: Heat Pump with Remote Outdoor Unit-Air-Source) | GVZC200361A* | ASPEN |  | C(A,C,D,E)42C34+MBVC1601**-1A*+TDR |  | 32600 | 20 |  | 13.3 | 10 |  | 35000 | 18200 | 52% | [8 empty] | Residential | 680 | No | 2.72
207768670 | Central Heat Pump | GOODMAN | HRCU-A-CB (Split System: Heat Pump with Remote Outdoor Unit-Air-Source) | GVZC200361A* | ASPEN |  | C(A,C,D,E)42D34+MBVC1601**-1A*+TDR |  | 32600 | 20 |  | 13.3 | 10 |  | 35000 | 18200 | 52% | [8 empty] | Residential | 680 | No | 2.72
207768696 | Central Heat Pump | GOODMAN | HRCU-A-CB (Split System: Heat Pump with Remote Outdoor Unit-Air-Source) | GVZC200361A* | ASPEN |  | C(A,C,D,E)42D34+MBVC1600**-1A*+TDR |  | 33600 | 21 |  | 13.9 | 10 |  | 35000 | 18200 | 52% | [8 empty] | Residential | 700 | No | 2.8
206608231 | Central Heat Pump | GOODMAN | HRCU-A-CB (Split System: Heat Pump with Remote Outdoor Unit-Air-Source) | GSZC180241C* | ASPEN |  | C(A,C,D,E)24C44+TDR | G*VM970803BNB* | 21600 | 18 |  | 13 | 10.1 |  | 22600 | 13000 | 57.52% | [8 empty] | Residential | 450 | No | 1.8
206608233 | Central Heat Pump | GOODMAN | HRCU-A-CB (Split System: Heat Pump with Remote Outdoor Unit-Air-Source) | GSZC180241C* | ASPEN |  | C(A,C,D,E)24D34+TDR | G*VM970803BNB* | 21200 | 18 |  | 13.5 | 10.1 |  | 22600 | 13000 | 57.52% | [8 empty] | Residential | 442.5 | No | 1.77
205273790 | Central Heat Pump | BRYANT HEATING AND COOLING SYSTEMS | HRCU-A-CB (Split System: Heat Pump with Remote Outdoor Unit-Air-Source) | 284ANV024*0**A* |  |  | CNPV*4824AL*+UI | 987MB66100C21*** | 23400 | 22 |  | 14 | 11 |  | 24000 | 24000 | 100% | [8 empty] | Residential | 487.5 | No | 1.95
205273791 | Central Heat Pump | BRYANT HEATING AND COOLING SYSTEMS | HRCU-A-CB (Split System: Heat Pump with Remote Outdoor Unit-Air-Source) | 284ANV024*0**A* |  |  | CNPV*4824AL*+UI | 987MB66120C24*** | 23400 | 22 |  | 14 | 11 |  | 24000 | 24000 | 100% | [8 empty] | Residential | 487.5 | No | 1.95
205273792 | Central Heat Pump | BRYANT HEATING AND COOLING SYSTEMS | HRCU-A-CB (Split System: Heat Pump with Remote Outdoor Unit-Air-Source) | 284ANV024*0**A* |  |  | CNPV*4824AL*+UI | 88*TA60110C21*** | 23400 | 22 |  | 14 | 11 |  | 24000 | 24000 | 100% | [8 empty] | Residential | 487.5 | No | 1.95
205273793 | Central Heat Pump | BRYANT HEATING AND COOLING SYSTEMS | HRCU-A-CB (Split System: Heat Pump with Remote Outdoor Unit-Air-Source) | 284ANV024*0**A* |  |  | CNPV*6024AL*+UI | 987MB60060C21*** | 23400 | 22 |  | 14 | 11 |  | 24000 | 24000 | 100% | [8 empty] | Residential | 487.5 | No | 1.95
205273794 | Central Heat Pump | BRYANT HEATING AND COOLING SYSTEMS | HRCU-A-CB (Split System: Heat Pump with Remote Outdoor Unit-Air-Source) | 284ANV024*0**A* |  |  | CNPV*6024AL*+UI | 987MB60080C21*** | 23400 | 22 |  | 14 | 11 |  | 24000 | 23800 | 99.17% | [8 empty] | Residential | 487.5 | No | 1.95
205273795 | Central Heat Pump | BRYANT HEATING AND COOLING SYSTEMS | HRCU-A-CB (Split System: Heat Pump with Remote Outdoor Unit-Air-Source) | 284ANV024*0**A* |  |  | CNPV*6024AL*+UI | 987MB66100C21*** | 23400 | 22 |  | 14 | 11 |  | 24000 | 23800 | 99.17% | [8 empty] | Residential | 487.5 | No | 1.95
202680627 | Central Heat Pump | AMANA | HRCU-A-CB (Split System: Heat Pump with Remote Outdoor Unit-Air-Source) | AVZC200361A* |  |  | CA*F3743*6D*+TXV | A*VM971005CNB* | 35800 | 20 |  | 12.5 | 10 |  | 35000 | 18200 | 52% | [8 empty] | Residential | 745 | No | 2.98
202680628 | Central Heat Pump | AMANA | HRCU-A-CB (Split System: Heat Pump with Remote Outdoor Unit-Air-Source) | AVZC200361A* |  |  | CA*F3743*6D*+TXV | A*VM971205DNB* | 35800 | 20 |  | 13 | 10 |  | 35000 | 18200 | 52% | [8 empty] | Residential | 745 | No | 2.98
206608235 | Central Heat Pump | GOODMAN | HRCU-A-CB (Split System: Heat Pump with Remote Outdoor Unit-Air-Source) | GSZC180241C* | ASPEN |  | C(A,C,D,E)24D44+TDR | G*VM970803BNB* | 22000 | 18 |  | 13.7 | 10.2 |  | 22800 | 13000 | 57.02% | [8 empty] | Residential | 457.5 | No | 1.83
206608245 | Central Heat Pump | GOODMAN | HRCU-A-CB (Split System: Heat Pump with Remote Outdoor Unit-Air-Source) | GSZC180241C* | ASPEN |  | C(A,C,D,E)30C34+TDR | G*VM970803BNB* | 21200 | 18 |  | 13.5 | 10.1 |  | 22600 | 13000 | 57.52% | [8 empty] | Residential | 442.5 | No | 1.77
209174149 | Central Heat Pump | YORK | HRCU-A-CB (Split System: Heat Pump with Remote Outdoor Unit-Air-Source) | YHG18B21 | ASPEN |  | C(A,C,D,E)30D36+TDR | TMLE040A12MP11 | 17800 | 18 |  | 13.2 | 10.5 |  | 17700 | 10900 | 61.58% | [8 empty] | Residential | 370 | No | 1.48
209174153 | Central Heat Pump | YORK | HRCU-A-CB (Split System: Heat Pump with Remote Outdoor Unit-Air-Source) | YHG18B21 | ASPEN |  | C(A,C,D,E)24B46+TDR | TMLE060A12MP11 | 17700 | 18 |  | 13 | 10 |  | 17600 | 11000 | 62.5% | [8 empty] | Residential | 370 | No | 1.48
209174155 | Central Heat Pump | YORK | HRCU-A-CB (Split System: Heat Pump with Remote Outdoor Unit-Air-Source) | YHG18B21 | ASPEN |  | C(A,C,D,E)24C46+TDR | TMLE060A12MP11 | 17900 | 18 |  | 13.3 | 10.4 |  | 17800 | 11100 | 62.36% | [8 empty] | Residential | 372.5 | No | 1.49
209174156 | Central Heat Pump | YORK | HRCU-A-CB (Split System: Heat Pump with Remote Outdoor Unit-Air-Source) | YHG18B21 | ASPEN |  | C(A,C,D,E)24D36+TDR | TMLE060A12MP11 | 17600 | 18 |  | 13 | 10.4 |  | 17800 | 11000 | 61.8% | [8 empty] | Residential | 367.5 | No | 1.47
209174157 | Central Heat Pump | YORK | HRCU-A-CB (Split System: Heat Pump with Remote Outdoor Unit-Air-Source) | YHG18B21 | ASPEN |  | C(A,C,D,E)24D46+TDR | TMLE060A12MP11 | 18000 | 18 |  | 13.4 | 10.4 |  | 17800 | 11100 | 62.36% | [8 empty] | Residential | 375 | No | 1.5
209174161 | Central Heat Pump | YORK | HRCU-A-CB (Split System: Heat Pump with Remote Outdoor Unit-Air-Source) | YHG18B21 | ASPEN |  | C(A,C,D,E)30B46+TDR | TMLE060A12MP11 | 17900 | 18 |  | 13.3 | 10.2 |  | 17700 | 11000 | 62.15% | [8 empty] | Residential | 372.5 | No | 1.49
209174163 | Central Heat Pump | YORK | HRCU-A-CB (Split System: Heat Pump with Remote Outdoor Unit-Air-Source) | YHG18B21 | ASPEN |  | C(A,C,D,E)30C36+TDR | TMLE060A12MP11 | 17600 | 18 |  | 13 | 10.4 |  | 17800 | 11000 | 61.8% | [8 empty] | Residential | 367.5 | No | 1.47
7500149 | Central Heat Pump | COLEMAN | HRCU-A-CB (Split System: Heat Pump with Remote Outdoor Unit-Air-Source) | HC8B036F4 | ADP |  | H,YE81936+MV12D |  | 36000 | 18 |  | 14 | 10 |  | 34400 | 22400 | 65.12% | [8 empty] | Residential | 750 | No | 3
7500150 | Central Heat Pump | COLEMAN | HRCU-A-CB (Split System: Heat Pump with Remote Outdoor Unit-Air-Source) | HC8B036F4 | ADP |  | H,YE80936+MX12DN21 |  | 35600 | 18 |  | 14 | 10 |  | 33800 | 22400 | 66.27% | [8 empty] | Residential | 742.5 | No | 2.97
7500151 | Central Heat Pump | COLEMAN | HRCU-A-CB (Split System: Heat Pump with Remote Outdoor Unit-Air-Source) | HC8B036F4 | ADP |  | H,YE81936+MX12DN21 |  | 35800 | 18 |  | 14 | 10 |  | 34400 | 22600 | 65.7% | [8 empty] | Residential | 745 | No | 2.98
208106463 | Central Heat Pump | BOSCH | HRCU-A-CB (Split System: Heat Pump with Remote Outdoor Unit-Air-Source) | BOVA-36HDN1-M20G | ADP |  | PL36H175P459 | BGH96M080B3B | 24000 | 19 |  | 13.5 | 10 |  | 22400 | 17400 | 77.68% | [8 empty] | Residential | 500 | No | 2
208106475 | Central Heat Pump | BOSCH | HRCU-A-CB (Split System: Heat Pump with Remote Outdoor Unit-Air-Source) | BOVA-36HDN1-M20G | ADP |  | PL36H175P459 | BGH96M100C5A | 33000 | 18 |  | 12.5 | 10 |  | 32600 | 24400 | 74.85% | [8 empty] | Residential | 687.5 | No | 2.75
208106479 | Central Heat Pump | BOSCH | HRCU-A-CB (Split System: Heat Pump with Remote Outdoor Unit-Air-Source) | BOVA-36HDN1-M20G | ADP |  | PL36H175P459 | BGH96M100C5B | 33000 | 18 |  | 12.5 | 10 |  | 32600 | 24400 | 74.85% | [8 empty] | Residential | 687.5 | No | 2.75
208106499 | Central Heat Pump | BOSCH | HRCU-A-CB (Split System: Heat Pump with Remote Outdoor Unit-Air-Source) | BOVA-60HDN1-M20G | ADP |  | PL60H210P199 | BGH96M100C5B | 45000 | 18 |  | 12.5 | 10 |  | 44500 | 33400 | 75.06% | [8 empty] | Residential | 937.5 | No | 3.75
208106501 | Central Heat Pump | BOSCH | HRCU-A-CB (Split System: Heat Pump with Remote Outdoor Unit-Air-Source) | BOVA-60HDN1-M20G | ADP |  | PL60H210P199 | BGH96M100D5A | 52000 | 18 |  | 12.5 | 10 |  | 52000 | 36400 | 70% | [8 empty] | Residential | 1082.5 | No | 4.33
208106503 | Central Heat Pump | BOSCH | HRCU-A-CB (Split System: Heat Pump with Remote Outdoor Unit-Air-Source) | BOVA-60HDN1-M20G | ADP |  | PL60H210P199 | BGH96M100D5B | 52000 | 18 |  | 12.5 | 10 |  | 52000 | 36400 | 70% | [8 empty] | Residential | 1082.5 | No | 4.33
202680634 | Central Heat Pump | AMANA | HRCU-A-CB (Split System: Heat Pump with Remote Outdoor Unit-Air-Source) | AVZC200361A* |  |  | CHPF3743C6B*+TXV | A*VM971005CNB* | 35600 | 20 |  | 12.5 | 10 |  | 35000 | 18200 | 52% | [8 empty] | Residential | 742.5 | No | 2.97
202680642 | Central Heat Pump | AMANA | HRCU-A-CB (Split System: Heat Pump with Remote Outdoor Unit-Air-Source) | AVZC200481A* |  |  | CA*F4961*6D*+TXV | A*VM971205DNB* | 46000 | 19.5 |  | 12.5 | 10 |  | 46000 | 27800 | 60.43% | [8 empty] | Residential | 957.5 | No | 3.83
205358193 | Central Heat Pump | AMANA | HRCU-A-CB (Split System: Heat Pump with Remote Outdoor Unit-Air-Source) | AVZC200241A* |  |  | CA*F3137*6A*+MBVC1201**-1A*+TXV |  | 23800 | 21 |  | 13 | 10 |  | 23800 | 13000 | 54.62% | [8 empty] | Residential | 495 | No | 1.98
205358194 | Central Heat Pump | AMANA | HRCU-A-CB (Split System: Heat Pump with Remote Outdoor Unit-Air-Source) | AVZC200241A* |  |  | CA*F3636*6D*+MBVC1201**-1A*+TXV |  | 23200 | 20 |  | 13 | 10 |  | 23400 | 13000 | 55.56% | [8 empty] | Residential | 482.5 | No | 1.93
205358195 | Central Heat Pump | AMANA | HRCU-A-CB (Split System: Heat Pump with Remote Outdoor Unit-Air-Source) | AVZC200241A* |  |  | CA*F3743*6D*+MBVC1201**-1A*+TXV |  | 23800 | 21 |  | 13 | 10 |  | 23800 | 13000 | 54.62% | [8 empty] | Residential | 495 | No | 1.98
205358196 | Central Heat Pump | AMANA | HRCU-A-CB (Split System: Heat Pump with Remote Outdoor Unit-Air-Source) | AVZC200241A* |  |  | CHPF3636B6C*+MBVC1201**-1A*+TXV |  | 23400 | 21 |  | 13 | 10 |  | 23400 | 13000 | 55.56% | [8 empty] | Residential | 487.5 | No | 1.95
205358197 | Central Heat Pump | AMANA | HRCU-A-CB (Split System: Heat Pump with Remote Outdoor Unit-Air-Source) | AVZC200241A* |  |  | CA*F3642*6D*+MBVC1201**-1A*+TXV |  | 23400 | 21 |  | 13 | 10 |  | 23600 | 13000 | 55.08% | [8 empty] | Residential | 487.5 | No | 1.95
205358198 | Central Heat Pump | AMANA | HRCU-A-CB (Split System: Heat Pump with Remote Outdoor Unit-Air-Source) | AVZC200241A* |  |  | CHPF3642C6C*+MBVC1201**-1A*+TXV |  | 23400 | 21 |  | 13 | 10 |  | 23400 | 13000 | 55.56% | [8 empty] | Residential | 487.5 | No | 1.95
209174164 | Central Heat Pump | YORK | HRCU-A-CB (Split System: Heat Pump with Remote Outdoor Unit-Air-Source) | YHG18B21 | ASPEN |  | C(A,C,D,E)30C46+TDR | TMLE060A12MP11 | 18000 | 18 |  | 13.4 | 10.4 |  | 17800 | 11100 | 62.36% | [8 empty] | Residential | 375 | No | 1.5
209174165 | Central Heat Pump | YORK | HRCU-A-CB (Split System: Heat Pump with Remote Outdoor Unit-Air-Source) | YHG18B21 | ASPEN |  | C(A,C,D,E)30D36+TDR | TMLE060A12MP11 | 17800 | 18 |  | 13.2 | 10.5 |  | 17800 | 11100 | 62.36% | [8 empty] | Residential | 370 | No | 1.48
209174169 | Central Heat Pump | YORK | HRCU-A-CB (Split System: Heat Pump with Remote Outdoor Unit-Air-Source) | YHG18B21 | ASPEN |  | C(A,C,D,E)24B46+TDR | TMLE080B12MP11 | 17700 | 18 |  | 13 | 10 |  | 17600 | 10900 | 61.93% | [8 empty] | Residential | 370 | No | 1.48
206608247 | Central Heat Pump | GOODMAN | HRCU-A-CB (Split System: Heat Pump with Remote Outdoor Unit-Air-Source) | GSZC180241C* | ASPEN |  | C(A,C,D,E)30C44+TDR | G*VM970803BNB* | 22000 | 18 |  | 13.7 | 10.2 |  | 22800 | 13000 | 57.02% | [8 empty] | Residential | 457.5 | No | 1.83
206608251 | Central Heat Pump | GOODMAN | HRCU-A-CB (Split System: Heat Pump with Remote Outdoor Unit-Air-Source) | GSZC180241C* | ASPEN |  | C(A,C,D,E)30D34+TDR | G*VM970803BNB* | 21400 | 18 |  | 13 | 10.2 |  | 22600 | 13000 | 57.52% | [8 empty] | Residential | 445 | No | 1.78
206608289 | Central Heat Pump | GOODMAN | HRCU-A-CB (Split System: Heat Pump with Remote Outdoor Unit-Air-Source) | GSZC180361C* | ASPEN |  | C(A,C,D,E)36D34+TDR | G*VC960403BNB* | 32400 | 18 |  | 12.8 | 10 |  | 36000 | 22200 | 61.67% | [8 empty] | Residential | 675 | No | 2.7
206608291 | Central Heat Pump | GOODMAN | HRCU-A-CB (Split System: Heat Pump with Remote Outdoor Unit-Air-Source) | GSZC180361C* | ASPEN |  | C(A,C,D,E)36D44+TDR | G*VC960403BNB* | 33400 | 18 |  | 13 | 10 |  | 36000 | 22200 | 61.67% | [8 empty] | Residential | 695 | No | 2.78
206608299 | Central Heat Pump | GOODMAN | HRCU-A-CB (Split System: Heat Pump with Remote Outdoor Unit-Air-Source) | GSZC180361C* | ASPEN |  | C(A,C,D,E)42C44+TDR | G*VC960403BNB* | 33200 | 18 |  | 13 | 10 |  | 36000 | 22200 | 61.67% | [8 empty] | Residential | 692.5 | No | 2.77
206608301 | Central Heat Pump | GOODMAN | HRCU-A-CB (Split System: Heat Pump with Remote Outdoor Unit-Air-Source) | GSZC180361C* | ASPEN |  | C(A,C,D,E)42D34+TDR | G*VC960403BNB* | 32600 | 18 |  | 12.9 | 10 |  | 36000 | 22200 | 61.67% | [8 empty] | Residential | 680 | No | 2.72
208106505 | Central Heat Pump | BOSCH | HRCU-A-CB (Split System: Heat Pump with Remote Outdoor Unit-Air-Source) | BOVA-60HDN1-M20G | ADP |  | PL60H210P199 | BGH96M120D5A | 52000 | 18 |  | 12.5 | 10 |  | 52000 | 36400 | 70% | [8 empty] | Residential | 1082.5 | No | 4.33
208106507 | Central Heat Pump | BOSCH | HRCU-A-CB (Split System: Heat Pump with Remote Outdoor Unit-Air-Source) | BOVA-60HDN1-M20G | ADP |  | PL60H210P199 | BGH96M120D5B | 52000 | 18 |  | 12.5 | 10 |  | 52000 | 36400 | 70% | [8 empty] | Residential | 1082.5 | No | 4.33
208106528 | Central Heat Pump | BOSCH | HRCU-A-CB (Split System: Heat Pump with Remote Outdoor Unit-Air-Source) | BOVB-36HDN1-M20G | ADP |  | PL36H***P449 | BGH96M060B3A | 24000 | 19 |  | 13.5 | 10 |  | 22400 | 17400 | 77.68% | [8 empty] | Residential | 500 | No | 2
208106532 | Central Heat Pump | BOSCH | HRCU-A-CB (Split System: Heat Pump with Remote Outdoor Unit-Air-Source) | BOVB-36HDN1-M20G | ADP |  | PL36H***P449 | BGH96M060B3B | 24000 | 19 |  | 13.5 | 10 |  | 22400 | 17400 | 77.68% | [8 empty] | Residential | 500 | No | 2
208106536 | Central Heat Pump | BOSCH | HRCU-A-CB (Split System: Heat Pump with Remote Outdoor Unit-Air-Source) | BOVB-36HDN1-M20G | ADP |  | PL36H***P449 | BGH96M080B3A | 24000 | 19 |  | 13.5 | 10 |  | 22400 | 17400 | 77.68% | [8 empty] | Residential | 500 | No | 2
208106540 | Central Heat Pump | BOSCH | HRCU-A-CB (Split System: Heat Pump with Remote Outdoor Unit-Air-Source) | BOVB-36HDN1-M20G | ADP |  | PL36H***P449 | BGH96M080B3B | 24000 | 19 |  | 13.5 | 10 |  | 22400 | 17400 | 77.68% | [8 empty] | Residential | 500 | No | 2
208106555 | Central Heat Pump | BOSCH | HRCU-A-CB (Split System: Heat Pump with Remote Outdoor Unit-Air-Source) | BOVB-36HDN1-M20G | ADP |  | PL36H175P459 | BGH96M100C5A | 33000 | 18 |  | 12.5 | 10 |  | 32600 | 24400 | 74.85% | [8 empty] | Residential | 687.5 | No | 2.75
208106559 | Central Heat Pump | BOSCH | HRCU-A-CB (Split System: Heat Pump with Remote Outdoor Unit-Air-Source) | BOVB-36HDN1-M20G | ADP |  | PL36H175P459 | BGH96M100C5B | 33000 | 18 |  | 12.5 | 10 |  | 32600 | 24400 | 74.85% | [8 empty] | Residential | 687.5 | No | 2.75
205272551 | Central Heat Pump | CARRIER | HRCU-A-CB (Split System: Heat Pump with Remote Outdoor Unit-Air-Source) | 25VNA436A*030* |  |  | CAP**4321AL*+UI | 58TN*A090C21**20 | 34600 | 21.5 |  | 13 | 11 |  | 35200 | 33400 | 94.89% | [8 empty] | Residential | 720 | No | 2.88
205272554 | Central Heat Pump | CARRIER | HRCU-A-CB (Split System: Heat Pump with Remote Outdoor Unit-Air-Source) | 25VNA436A*030* |  |  | CAP**4321AL*+UI | 59MN7B080C17**14 | 34200 | 20.5 |  | 12.5 | 11 |  | 35600 | 34000 | 95.51% | [8 empty] | Residential | 712.5 | No | 2.85
205272555 | Central Heat Pump | CARRIER | HRCU-A-CB (Split System: Heat Pump with Remote Outdoor Unit-Air-Source) | 25VNA436A*030* |  |  | CAP**4321AL*+UI | 59MN7B080C21**20 | 34400 | 21 |  | 12.5 | 11 |  | 35400 | 33600 | 94.92% | [8 empty] | Residential | 717.5 | No | 2.87
205272556 | Central Heat Pump | CARRIER | HRCU-A-CB (Split System: Heat Pump with Remote Outdoor Unit-Air-Source) | 25VNA436A*030* |  |  | CAP**4321AL*+UI | 59MN7B100C21**22 | 34600 | 21 |  | 13 | 11 |  | 35200 | 33400 | 94.89% | [8 empty] | Residential | 720 | No | 2.88
205272557 | Central Heat Pump | CARRIER | HRCU-A-CB (Split System: Heat Pump with Remote Outdoor Unit-Air-Source) | 25VNA436A*030* |  |  | CAP**4321AL*+UI | 59TN6B080C21**20 | 34400 | 21 |  | 12.5 | 11 |  | 35400 | 33600 | 94.92% | [8 empty] | Residential | 717.5 | No | 2.87
205272558 | Central Heat Pump | CARRIER | HRCU-A-CB (Split System: Heat Pump with Remote Outdoor Unit-Air-Source) | 25VNA436A*030* |  |  | CAP**4321AL*+UI | 59TN6B100C21**22 | 34600 | 21 |  | 13 | 11 |  | 35200 | 33400 | 94.89% | [8 empty] | Residential | 720 | No | 2.88
205272559 | Central Heat Pump | CARRIER | HRCU-A-CB (Split System: Heat Pump with Remote Outdoor Unit-Air-Source) | 25VNA436A*030* |  |  | CAP**4321AL*+UI | 58TN*A090C17**16 | 34600 | 21.5 |  | 13 | 11 |  | 35400 | 33600 | 94.92% | [8 empty] | Residential | 720 | No | 2.88
205272560 | Central Heat Pump | CARRIER | HRCU-A-CB (Split System: Heat Pump with Remote Outdoor Unit-Air-Source) | 25VNA436A*030* |  |  | CAP**4321AL*+UI | 58TN*A110C21**20 | 34600 | 21.5 |  | 13 | 11 |  | 35200 | 33400 | 94.89% | [8 empty] | Residential | 720 | No | 2.88
206608409 | Central Heat Pump | GOODMAN | HRCU-A-CB (Split System: Heat Pump with Remote Outdoor Unit-Air-Source) | GSZC180361C* | ASPEN |  | C(A,C,D,E)36D34+TDR | G*VC961005CNB* | 32600 | 18 |  | 13 | 10 |  | 36400 | 22800 | 62.64% | [8 empty] | Residential | 680 | No | 2.72
206608411 | Central Heat Pump | GOODMAN | HRCU-A-CB (Split System: Heat Pump with Remote Outdoor Unit-Air-Source) | GSZC180361C* | ASPEN |  | C(A,C,D,E)36D44+TDR | G*VC961005CNB* | 33800 | 18 |  | 13.9 | 10.2 |  | 36600 | 22800 | 62.3% | [8 empty] | Residential | 705 | No | 2.82
206608419 | Central Heat Pump | GOODMAN | HRCU-A-CB (Split System: Heat Pump with Remote Outdoor Unit-Air-Source) | GSZC180361C* | ASPEN |  | C(A,C,D,E)42C44+TDR | G*VC961005CNB* | 33600 | 18 |  | 13.9 | 10 |  | 36400 | 22800 | 62.64% | [8 empty] | Residential | 700 | No | 2.8
206608421 | Central Heat Pump | GOODMAN | HRCU-A-CB (Split System: Heat Pump with Remote Outdoor Unit-Air-Source) | GSZC180361C* | ASPEN |  | C(A,C,D,E)42D34+TDR | G*VC961005CNB* | 32800 | 18 |  | 13.7 | 10.1 |  | 36600 | 22800 | 62.3% | [8 empty] | Residential | 682.5 | No | 2.73
209174171 | Central Heat Pump | YORK | HRCU-A-CB (Split System: Heat Pump with Remote Outdoor Unit-Air-Source) | YHG18B21 | ASPEN |  | C(A,C,D,E)24C46+TDR | TMLE080B12MP11 | 17900 | 18 |  | 13.3 | 10.4 |  | 17800 | 11000 | 61.8% | [8 empty] | Residential | 372.5 | No | 1.49
209174172 | Central Heat Pump | YORK | HRCU-A-CB (Split System: Heat Pump with Remote Outdoor Unit-Air-Source) | YHG18B21 | ASPEN |  | C(A,C,D,E)24D36+TDR | TMLE080B12MP11 | 17600 | 18 |  | 13 | 10.4 |  | 17800 | 10900 | 61.24% | [8 empty] | Residential | 367.5 | No | 1.47
209174173 | Central Heat Pump | YORK | HRCU-A-CB (Split System: Heat Pump with Remote Outdoor Unit-Air-Source) | YHG18B21 | ASPEN |  | C(A,C,D,E)24D46+TDR | TMLE080B12MP11 | 18000 | 18 |  | 13.4 | 10.4 |  | 17800 | 11000 | 61.8% | [8 empty] | Residential | 375 | No | 1.5
209174177 | Central Heat Pump | YORK | HRCU-A-CB (Split System: Heat Pump with Remote Outdoor Unit-Air-Source) | YHG18B21 | ASPEN |  | C(A,C,D,E)30B46+TDR | TMLE080B12MP11 | 17900 | 18 |  | 13.3 | 10.2 |  | 17700 | 10900 | 61.58% | [8 empty] | Residential | 372.5 | No | 1.49
209174179 | Central Heat Pump | YORK | HRCU-A-CB (Split System: Heat Pump with Remote Outdoor Unit-Air-Source) | YHG18B21 | ASPEN |  | C(A,C,D,E)30C36+TDR | TMLE080B12MP11 | 17600 | 18 |  | 13 | 10.4 |  | 17800 | 10900 | 61.24% | [8 empty] | Residential | 367.5 | No | 1.47
205272561 | Central Heat Pump | CARRIER | HRCU-A-CB (Split System: Heat Pump with Remote Outdoor Unit-Air-Source) | 25VNA436A*030* |  |  | CAP**4321AL*+UI | 59MN7B060C21**20 | 34400 | 20.5 |  | 12.5 | 11 |  | 35800 | 34000 | 94.97% | [8 empty] | Residential | 717.5 | No | 2.87
207436551 | Central Heat Pump | LENNOX | HRCU-A-CB (Split System: Heat Pump with Remote Outdoor Unit-Air-Source) | SL25XPV-048-230A** |  |  | CH35-51C+TDR+TXV | SL280UH110XV60C* | 46000 | 20 |  | 12.5 | 10.6 |  | 45500 | 45500 | 100% | 45000 | 20 | 12.5 | 9.2 | 45500 | 37400 | 82.2% | 1.82 | Residential | 937.5 | Yes | 3.75 | Yes
207436552 | Central Heat Pump | LENNOX | HRCU-A-CB (Split System: Heat Pump with Remote Outdoor Unit-Air-Source) | SL25XPV-048-230A** |  |  | CH35-51C+TDR+TXV | SL297UH080NV48C* | 46000 | 20 |  | 12.5 | 10.6 |  | 45500 | 46000 | 101.1% | 44500 | 20 | 12.2 | 9.2 | 45500 | 37600 | 82.64% | 1.82 | Residential | 927.5 | Yes | 3.71 | Yes
207436553 | Central Heat Pump | LENNOX | HRCU-A-CB (Split System: Heat Pump with Remote Outdoor Unit-Air-Source) | SL25XPV-048-230A** |  |  | CH35-51C+TDR+TXV | SL297UH080NV60C* | 46000 | 20 |  | 12.5 | 10.6 |  | 45500 | 46000 | 101.1% | 44500 | 20 | 12.2 | 9.2 | 45500 | 37600 | 82.64% | 1.82 | Residential | 927.5 | Yes | 3.71 | Yes
207436557 | Central Heat Pump | LENNOX | HRCU-A-CB (Split System: Heat Pump with Remote Outdoor Unit-Air-Source) | SL25XPV-048-230A** |  |  | CH35-60D+TDR+TXV | EL296UH135XV60D* | 46500 | 21 |  | 12.5 | 11.2 |  | 43500 | 42000 | 96.55% | 45500 | 21 | 12.4 | 9.1 | 43500 | 35800 | 82.3% | 1.86 | Residential | 947.5 | Yes | 3.79 | Yes
207436558 | Central Heat Pump | LENNOX | HRCU-A-CB (Split System: Heat Pump with Remote Outdoor Unit-Air-Source) | SL25XPV-048-230A** |  |  | CH35-60D+TDR+TXV | SL280UH135V60D* | 46500 | 21 |  | 12.5 | 11.2 |  | 43500 | 42000 | 96.55% | 45500 | 21 | 12.5 | 9.1 | 43500 | 35600 | 81.84% | 1.86 | Residential | 947.5 | Yes | 3.79 | Yes
207436559 | Central Heat Pump | LENNOX | HRCU-A-CB (Split System: Heat Pump with Remote Outdoor Unit-Air-Source) | SL25XPV-048-230A** |  |  | CH35-60D+TDR+TXV | SLP99UH135XV60D* | 46500 | 21 |  | 12.5 | 11.2 |  | 43500 | 42000 | 96.55% | 45500 | 21 | 12.4 | 9.1 | 43500 | 35800 | 82.3% | 1.86 | Residential | 947.5 | Yes | 3.79 | Yes
208106585 | Central Heat Pump | BOSCH | HRCU-A-CB (Split System: Heat Pump with Remote Outdoor Unit-Air-Source) | BOVB-60HDN1-M20G | ADP |  | PL60H210P199 | BGH96M100D5A | 52000 | 18 |  | 12.5 | 10 |  | 52000 | 36400 | 70% | [8 empty] | Residential | 1082.5 | No | 4.33
208106587 | Central Heat Pump | BOSCH | HRCU-A-CB (Split System: Heat Pump with Remote Outdoor Unit-Air-Source) | BOVB-60HDN1-M20G | ADP |  | PL60H210P199 | BGH96M100D5B | 52000 | 18 |  | 12.5 | 10 |  | 52000 | 36400 | 70% | [8 empty] | Residential | 1082.5 | No | 4.33
208106589 | Central Heat Pump | BOSCH | HRCU-A-CB (Split System: Heat Pump with Remote Outdoor Unit-Air-Source) | BOVB-60HDN1-M20G | ADP |  | PL60H210P199 | BGH96M120D5A | 52000 | 18 |  | 12.5 | 10 |  | 52000 | 36400 | 70% | [8 empty] | Residential | 1082.5 | No | 4.33
208106591 | Central Heat Pump | BOSCH | HRCU-A-CB (Split System: Heat Pump with Remote Outdoor Unit-Air-Source) | BOVB-60HDN1-M20G | ADP |  | PL60H210P199 | BGH96M120D5B | 52000 | 18 |  | 12.5 | 10 |  | 52000 | 36400 | 70% | [8 empty] | Residential | 1082.5 | No | 4.33
207727222 | Central Heat Pump | BOSCH | HRCU-A-CB (Split System: Heat Pump with Remote Outdoor Unit-Air-Source) | BOVB-60HDN1-M18M | ADP |  | BV**C3937 |  | 35200 | 18 |  | 12.5 | 10 |  | 33600 | 22400 | 66.67% | [8 empty] | Residential | 732.5 | No | 2.93
207727224 | Central Heat Pump | BOSCH | HRCU-A-CB (Split System: Heat Pump with Remote Outdoor Unit-Air-Source) | BOVB-60HDN1-M18M | ADP |  | BV**C6937 |  | 35200 | 18 |  | 12.5 | 10 |  | 33600 | 22400 | 66.67% | [8 empty] | Residential | 732.5 | No | 2.93
207727225 | Central Heat Pump | BOSCH | HRCU-A-CB (Split System: Heat Pump with Remote Outdoor Unit-Air-Source) | BOVB-60HDN1-M18M | ADP |  | BV**C1937 |  | 35200 | 18 |  | 12.5 | 10 |  | 33600 | 22400 | 66.67% | [8 empty] | Residential | 732.5 | No | 2.93
207727967 | Central Heat Pump | BOSCH | HRCU-A-CB (Split System: Heat Pump with Remote Outdoor Unit-Air-Source) | BOVB-60HDN1-M18M | ADP |  | F,PE*SS9937 |  | 35000 | 18 |  | 12.5 | 10 |  | 33600 | 22400 | 66.67% | [8 empty] | Residential | 730 | No | 2.92
207727969 | Central Heat Pump | BOSCH | HRCU-A-CB (Split System: Heat Pump with Remote Outdoor Unit-Air-Source) | BOVB-60HDN1-M18M | ADP |  | F,PE*BB9937 |  | 35000 | 18 |  | 12.5 | 10 |  | 33600 | 22400 | 66.67% | [8 empty] | Residential | 730 | No | 2.92
207436562 | Central Heat Pump | LENNOX | HRCU-A-CB (Split System: Heat Pump with Remote Outdoor Unit-Air-Source) | SL25XPV-048-230A** |  |  | CHX35-51/61C-**-*+TDR | EL296UH110XV48C* | 46000 | 21 |  | 12.5 | 10.6 |  | 46000 | 46000 | 100% | 44500 | 20.6 | 12.2 | 9.2 | 45500 | 37600 | 82.64% | 1.8 | Residential | 927.5 | Yes | 3.71 | Yes
207436564 | Central Heat Pump | LENNOX | HRCU-A-CB (Split System: Heat Pump with Remote Outdoor Unit-Air-Source) | SL25XPV-048-230A** |  |  | CHX35-51/61C-**-*+TDR | SL280UH080NV60C* | 46000 | 21 |  | 12.5 | 10.8 |  | 45500 | 45500 | 100% | 45000 | 20.8 | 12.5 | 9.2 | 45500 | 37400 | 82.2% | 1.82 | Residential | 937.5 | Yes | 3.75 | Yes
205273796 | Central Heat Pump | BRYANT HEATING AND COOLING SYSTEMS | HRCU-A-CB (Split System: Heat Pump with Remote Outdoor Unit-Air-Source) | 284ANV024*0**A* |  |  | CNPV*6024AL*+UI | 987MB66120C24*** | 23400 | 22 |  | 14 | 11 |  | 24000 | 23800 | 99.17% | [8 empty] | Residential | 487.5 | No | 1.95
205273797 | Central Heat Pump | BRYANT HEATING AND COOLING SYSTEMS | HRCU-A-CB (Split System: Heat Pump with Remote Outdoor Unit-Air-Source) | 284ANV024*0**A* |  |  | CNPV*6024AL*+UI | 88*TA60110C21*** | 23400 | 22 |  | 14 | 11 |  | 24000 | 23800 | 99.17% | [8 empty] | Residential | 487.5 | No | 1.95
205273798 | Central Heat Pump | BRYANT HEATING AND COOLING SYSTEMS | HRCU-A-CB (Split System: Heat Pump with Remote Outdoor Unit-Air-Source) | 284ANV024*0**A* |  |  | CSPH*3612AL*+UI | 987MB42060C17*** | 23400 | 20 |  | 13 | 11 |  | 24000 | 24400 | 101.7% | [8 empty] | Residential | 487.5 | No | 1.95
205273799 | Central Heat Pump | BRYANT HEATING AND COOLING SYSTEMS | HRCU-A-CB (Split System: Heat Pump with Remote Outdoor Unit-Air-Source) | 284ANV024*0**A* |  |  | CSPH*3612AL*+UI | 987MB42080C17*** | 23400 | 21 |  | 13 | 11 |  | 24000 | 24400 | 101.7% | [8 empty] | Residential | 487.5 | No | 1.95
205273800 | Central Heat Pump | BRYANT HEATING AND COOLING SYSTEMS | HRCU-A-CB (Split System: Heat Pump with Remote Outdoor Unit-Air-Source) | 284ANV024*0**A* |  |  | CSPH*3612AL*+UI | 987MB60060C21*** | 23400 | 20 |  | 13 | 11 |  | 24000 | 24400 | 101.7% | [8 empty] | Residential | 487.5 | No | 1.95
209174180 | Central Heat Pump | YORK | HRCU-A-CB (Split System: Heat Pump with Remote Outdoor Unit-Air-Source) | YHG18B21 | ASPEN |  | C(A,C,D,E)30C46+TDR | TMLE080B12MP11 | 18000 | 18 |  | 13.4 | 10.4 |  | 17800 | 11000 | 61.8% | [8 empty] | Residential | 375 | No | 1.5
209174181 | Central Heat Pump | YORK | HRCU-A-CB (Split System: Heat Pump with Remote Outdoor Unit-Air-Source) | YHG18B21 | ASPEN |  | C(A,C,D,E)30D36+TDR | TMLE080B12MP11 | 17800 | 18 |  | 13.2 | 10.5 |  | 17800 | 11000 | 61.8% | [8 empty] | Residential | 370 | No | 1.48
209174185 | Central Heat Pump | YORK | HRCU-A-CB (Split System: Heat Pump with Remote Outdoor Unit-Air-Source) | YHG18B21 | ASPEN |  | C(A,C,D,E)24B46+TDR | TMLE100B12MP11 | 17700 | 18 |  | 13 | 10 |  | 17600 | 10900 | 61.93% | [8 empty] | Residential | 370 | No | 1.48
209174187 | Central Heat Pump | YORK | HRCU-A-CB (Split System: Heat Pump with Remote Outdoor Unit-Air-Source) | YHG18B21 | ASPEN |  | C(A,C,D,E)24C46+TDR | TMLE100B12MP11 | 17900 | 18 |  | 13.3 | 10.4 |  | 17800 | 11000 | 61.8% | [8 empty] | Residential | 372.5 | No | 1.49
209174188 | Central Heat Pump | YORK | HRCU-A-CB (Split System: Heat Pump with Remote Outdoor Unit-Air-Source) | YHG18B21 | ASPEN |  | C(A,C,D,E)24D36+TDR | TMLE100B12MP11 | 17600 | 18 |  | 13 | 10.4 |  | 17800 | 10900 | 61.24% | [8 empty] | Residential | 367.5 | No | 1.47
209174189 | Central Heat Pump | YORK | HRCU-A-CB (Split System: Heat Pump with Remote Outdoor Unit-Air-Source) | YHG18B21 | ASPEN |  | C(A,C,D,E)24D46+TDR | TMLE100B12MP11 | 18000 | 18 |  | 13.4 | 10.4 |  | 17800 | 11000 | 61.8% | [8 empty] | Residential | 375 | No | 1.5
209174193 | Central Heat Pump | YORK | HRCU-A-CB (Split System: Heat Pump with Remote Outdoor Unit-Air-Source) | YHG18B21 | ASPEN |  | C(A,C,D,E)30B46+TDR | TMLE100B12MP11 | 17900 | 18 |  | 13.3 | 10.2 |  | 17700 | 10900 | 61.58% | [8 empty] | Residential | 372.5 | No | 1.49
209174195 | Central Heat Pump | YORK | HRCU-A-CB (Split System: Heat Pump with Remote Outdoor Unit-Air-Source) | YHG18B21 | ASPEN |  | C(A,C,D,E)30C36+TDR | TMLE100B12MP11 | 17600 | 18 |  | 13 | 10.4 |  | 17800 | 10900 | 61.24% | [8 empty] | Residential | 367.5 | No | 1.47
209174196 | Central Heat Pump | YORK | HRCU-A-CB (Split System: Heat Pump with Remote Outdoor Unit-Air-Source) | YHG18B21 | ASPEN |  | C(A,C,D,E)30C46+TDR | TMLE100B12MP11 | 18000 | 18 |  | 13.4 | 10.4 |  | 17800 | 11000 | 61.8% | [8 empty] | Residential | 375 | No | 1.5
207727970 | Central Heat Pump | BOSCH | HRCU-A-CB (Split System: Heat Pump with Remote Outdoor Unit-Air-Source) | BOVB-60HDN1-M18M | ADP |  | F,PE*TT3937 |  | 35200 | 18 |  | 12.5 | 10 |  | 33600 | 22400 | 66.67% | [8 empty] | Residential | 732.5 | No | 2.93
207727974 | Central Heat Pump | BOSCH | HRCU-A-CB (Split System: Heat Pump with Remote Outdoor Unit-Air-Source) | BOVB-60HDN1-M18M | ADP |  | F,PE*CC3937 |  | 35200 | 18 |  | 12.5 | 10 |  | 33600 | 22400 | 66.67% | [8 empty] | Residential | 732.5 | No | 2.93
207727976 | Central Heat Pump | BOSCH | HRCU-A-CB (Split System: Heat Pump with Remote Outdoor Unit-Air-Source) | BOVB-60HDN1-M18M | ADP |  | F,PE*TT6937 |  | 35200 | 18 |  | 12.5 | 10 |  | 33600 | 22400 | 66.67% | [8 empty] | Residential | 732.5 | No | 2.93
207727979 | Central Heat Pump | BOSCH | HRCU-A-CB (Split System: Heat Pump with Remote Outdoor Unit-Air-Source) | BOVB-60HDN1-M18M | ADP |  | F,PE*CC6937 |  | 35200 | 18 |  | 12.5 | 10 |  | 33600 | 22400 | 66.67% | [8 empty] | Residential | 732.5 | No | 2.93
207727987 | Central Heat Pump | BOSCH | HRCU-A-CB (Split System: Heat Pump with Remote Outdoor Unit-Air-Source) | BOVB-60HDN1-M18M | ADP |  | F,PE*TT1937 |  | 35200 | 18 |  | 12.5 | 10 |  | 33600 | 22400 | 66.67% | [8 empty] | Residential | 732.5 | No | 2.93
207727991 | Central Heat Pump | BOSCH | HRCU-A-CB (Split System: Heat Pump with Remote Outdoor Unit-Air-Source) | BOVB-60HDN1-M18M | ADP |  | F,PE*CC1937 |  | 35200 | 18 |  | 12.5 | 10 |  | 33600 | 22400 | 66.67% | [8 empty] | Residential | 732.5 | No | 2.93
207727995 | Central Heat Pump | BOSCH | HRCU-A-CB (Split System: Heat Pump with Remote Outdoor Unit-Air-Source) | BOVB-60HDN1-M18M | ADP |  | F,PE*TT4937 |  | 35200 | 18 |  | 12.5 | 10 |  | 33600 | 22400 | 66.67% | [8 empty] | Residential | 732.5 | No | 2.93
207727201 | Central Heat Pump | BOSCH | HRCU-A-CB (Split System: Heat Pump with Remote Outdoor Unit-Air-Source) | BOVA-60HDN1-M18M | ADP |  | BV**C3937 |  | 35200 | 18 |  | 12.5 | 10 |  | 33600 | 22400 | 66.67% | [8 empty] | Residential | 732.5 | No | 2.93
207727204 | Central Heat Pump | BOSCH | HRCU-A-CB (Split System: Heat Pump with Remote Outdoor Unit-Air-Source) | BOVA-60HDN1-M18M | ADP |  | BV**C6937 |  | 35200 | 18 |  | 12.5 | 10 |  | 33600 | 22400 | 66.67% | [8 empty] | Residential | 732.5 | No | 2.93
205273801 | Central Heat Pump | BRYANT HEATING AND COOLING SYSTEMS | HRCU-A-CB (Split System: Heat Pump with Remote Outdoor Unit-Air-Source) | 284ANV024*0**A* |  |  | CSPH*3612AL*+UI | 987MB60080C21*** | 23400 | 21 |  | 13 | 11 |  | 24000 | 24200 | 100.8% | [8 empty] | Residential | 487.5 | No | 1.95
205273802 | Central Heat Pump | BRYANT HEATING AND COOLING SYSTEMS | HRCU-A-CB (Split System: Heat Pump with Remote Outdoor Unit-Air-Source) | 284ANV024*0**A* |  |  | CSPH*3612AL*+UI | 987MB66100C21*** | 23400 | 21 |  | 14 | 11 |  | 24000 | 24200 | 100.8% | [8 empty] | Residential | 487.5 | No | 1.95
205273803 | Central Heat Pump | BRYANT HEATING AND COOLING SYSTEMS | HRCU-A-CB (Split System: Heat Pump with Remote Outdoor Unit-Air-Source) | 284ANV024*0**A* |  |  | CSPH*3612AL*+UI | 987MB66120C24*** | 23400 | 21 |  | 14 | 11 |  | 24000 | 24200 | 100.8% | [8 empty] | Residential | 487.5 | No | 1.95
205273804 | Central Heat Pump | BRYANT HEATING AND COOLING SYSTEMS | HRCU-A-CB (Split System: Heat Pump with Remote Outdoor Unit-Air-Source) | 284ANV024*0**A* |  |  | CSPH*3612AL*+UI | 88*TA36070C14*** | 23400 | 22 |  | 14 | 11 |  | 24000 | 24200 | 100.8% | [8 empty] | Residential | 487.5 | No | 1.95
206144799 | Central Heat Pump | GOODMAN | HRCU-A-CB (Split System: Heat Pump with Remote Outdoor Unit-Air-Source) | GVZC200241A* |  |  | CSCF3642N6D*+TXV | G*VC960403BNB* | 23400 | 20 |  | 13 | 10 |  | 23800 | 13000 | 54.62% | [8 empty] | Residential | 487.5 | No | 1.95
206144800 | Central Heat Pump | GOODMAN | HRCU-A-CB (Split System: Heat Pump with Remote Outdoor Unit-Air-Source) | GVZC200241A* |  |  | CSCF3642N6D*+TXV | G*VC960603BNB* | 23400 | 20 |  | 13 | 10 |  | 23800 | 13000 | 54.62% | [8 empty] | Residential | 487.5 | No | 1.95
206144801 | Central Heat Pump | GOODMAN | HRCU-A-CB (Split System: Heat Pump with Remote Outdoor Unit-Air-Source) | GVZC200241A* |  |  | CSCF3642N6D*+TXV | G*VC960803BNB* | 23400 | 20 |  | 13 | 10 |  | 23800 | 13000 | 54.62% | [8 empty] | Residential | 487.5 | No | 1.95
206144802 | Central Heat Pump | GOODMAN | HRCU-A-CB (Split System: Heat Pump with Remote Outdoor Unit-Air-Source) | GVZC200241A* |  |  | CSCF3642N6D*+TXV | G*VC960804CNB* | 23400 | 20 |  | 13 | 10 |  | 23800 | 13000 | 54.62% | [8 empty] | Residential | 487.5 | No | 1.95
207727205 | Central Heat Pump | BOSCH | HRCU-A-CB (Split System: Heat Pump with Remote Outdoor Unit-Air-Source) | BOVA-60HDN1-M18M | ADP |  | BV**C1937 |  | 35200 | 18 |  | 12.5 | 10 |  | 33600 | 22400 | 66.67% | [8 empty] | Residential | 732.5 | No | 2.93
207727206 | Central Heat Pump | BOSCH | HRCU-A-CB (Split System: Heat Pump with Remote Outdoor Unit-Air-Source) | BOVA-36HDN1-M20G | ADP |  | BV**B9931 |  | 23600 | 20 |  | 13.5 | 10 |  | 22400 | 21400 | 95.54% | [8 empty] | Residential | 492.5 | No | 1.97
207727209 | Central Heat Pump | BOSCH | HRCU-A-CB (Split System: Heat Pump with Remote Outdoor Unit-Air-Source) | BOVA-36HDN1-M20G | ADP |  | BV**B2925 |  | 22800 | 18 |  | 13 | 10 |  | 22200 | 21400 | 96.4% | [8 empty] | Residential | 475 | No | 1.9
207727888 | Central Heat Pump | BOSCH | HRCU-A-CB (Split System: Heat Pump with Remote Outdoor Unit-Air-Source) | BOVA-60HDN1-M18M | ADP |  | F,PE*TT3937 |  | 35200 | 18 |  | 12.5 | 10 |  | 33600 | 22400 | 66.67% | [8 empty] | Residential | 732.5 | No | 2.93
207727890 | Central Heat Pump | BOSCH | HRCU-A-CB (Split System: Heat Pump with Remote Outdoor Unit-Air-Source) | BOVA-60HDN1-M18M | ADP |  | F,PE*CC3937 |  | 35200 | 18 |  | 12.5 | 10 |  | 33600 | 22400 | 66.67% | [8 empty] | Residential | 732.5 | No | 2.93
207727896 | Central Heat Pump | BOSCH | HRCU-A-CB (Split System: Heat Pump with Remote Outdoor Unit-Air-Source) | BOVA-60HDN1-M18M | ADP |  | F,PE*TT6937 |  | 35200 | 18 |  | 12.5 | 10 |  | 33600 | 22400 | 66.67% | [8 empty] | Residential | 732.5 | No | 2.93
207727900 | Central Heat Pump | BOSCH | HRCU-A-CB (Split System: Heat Pump with Remote Outdoor Unit-Air-Source) | BOVA-60HDN1-M18M | ADP |  | F,PE*CC6937 |  | 35200 | 18 |  | 12.5 | 10 |  | 33600 | 22400 | 66.67% | [8 empty] | Residential | 732.5 | No | 2.93
207727903 | Central Heat Pump | BOSCH | HRCU-A-CB (Split System: Heat Pump with Remote Outdoor Unit-Air-Source) | BOVA-60HDN1-M18M | ADP |  | F,PE*TT1937 |  | 35200 | 18 |  | 12.5 | 10 |  | 33600 | 22400 | 66.67% | [8 empty] | Residential | 732.5 | No | 2.93
207727907 | Central Heat Pump | BOSCH | HRCU-A-CB (Split System: Heat Pump with Remote Outdoor Unit-Air-Source) | BOVA-60HDN1-M18M | ADP |  | F,PE*CC1937 |  | 35200 | 18 |  | 12.5 | 10 |  | 33600 | 22400 | 66.67% | [8 empty] | Residential | 732.5 | No | 2.93
209174197 | Central Heat Pump | YORK | HRCU-A-CB (Split System: Heat Pump with Remote Outdoor Unit-Air-Source) | YHG18B21 | ASPEN |  | C(A,C,D,E)30D36+TDR | TMLE100B12MP11 | 17800 | 18 |  | 13.2 | 10.5 |  | 17800 | 11000 | 61.8% | [8 empty] | Residential | 370 | No | 1.48
209174203 | Central Heat Pump | YORK | HRCU-A-CB (Split System: Heat Pump with Remote Outdoor Unit-Air-Source) | YHG18B21 | ASPEN |  | C(A,C,D,E)24C46+TDR | TMLV060A12MP12 | 17800 | 18 |  | 13.2 | 10.3 |  | 18100 | 11800 | 65.19% | [8 empty] | Residential | 370 | No | 1.48
209174205 | Central Heat Pump | YORK | HRCU-A-CB (Split System: Heat Pump with Remote Outdoor Unit-Air-Source) | YHG18B21 | ASPEN |  | C(A,C,D,E)24D46+TDR | TMLV060A12MP12 | 18000 | 18 |  | 13.3 | 10.4 |  | 18200 | 11800 | 64.84% | [8 empty] | Residential | 375 | No | 1.5
209174209 | Central Heat Pump | YORK | HRCU-A-CB (Split System: Heat Pump with Remote Outdoor Unit-Air-Source) | YHG18B21 | ASPEN |  | C(A,C,D,E)30B46+TDR | TMLV060A12MP12 | 17900 | 18 |  | 13.2 | 10.1 |  | 18000 | 11700 | 65% | [8 empty] | Residential | 372.5 | No | 1.49
209174212 | Central Heat Pump | YORK | HRCU-A-CB (Split System: Heat Pump with Remote Outdoor Unit-Air-Source) | YHG18B21 | ASPEN |  | C(A,C,D,E)30C46+TDR | TMLV060A12MP12 | 18000 | 18 |  | 13.3 | 10.4 |  | 18200 | 11800 | 64.84% | [8 empty] | Residential | 375 | No | 1.5
209174213 | Central Heat Pump | YORK | HRCU-A-CB (Split System: Heat Pump with Remote Outdoor Unit-Air-Source) | YHG18B21 | ASPEN |  | C(A,C,D,E)30D36+TDR | TMLV060A12MP12 | 17800 | 18 |  | 13 | 10.4 |  | 18200 | 11800 | 64.84% | [8 empty] | Residential | 370 | No | 1.48
209174219 | Central Heat Pump | YORK | HRCU-A-CB (Split System: Heat Pump with Remote Outdoor Unit-Air-Source) | YHG18B21 | ASPEN |  | C(A,C,D,E)24C46+TDR | TP9C060B12MP13 | 17900 | 18 |  | 13.2 | 10.3 |  | 18200 | 11900 | 65.38% | [8 empty] | Residential | 372.5 | No | 1.49
209174221 | Central Heat Pump | YORK | HRCU-A-CB (Split System: Heat Pump with Remote Outdoor Unit-Air-Source) | YHG18B21 | ASPEN |  | C(A,C,D,E)24D46+TDR | TP9C060B12MP13 | 18000 | 18 |  | 13.3 | 10.4 |  | 18200 | 11900 | 65.38% | [8 empty] | Residential | 375 | No | 1.5
209174225 | Central Heat Pump | YORK | HRCU-A-CB (Split System: Heat Pump with Remote Outdoor Unit-Air-Source) | YHG18B21 | ASPEN |  | C(A,C,D,E)30B46+TDR | TP9C060B12MP13 | 17900 | 18 |  | 13.2 | 10.1 |  | 18100 | 11800 | 65.19% | [8 empty] | Residential | 372.5 | No | 1.49
206144803 | Central Heat Pump | GOODMAN | HRCU-A-CB (Split System: Heat Pump with Remote Outdoor Unit-Air-Source) | GVZC200241A* |  |  | CSCF3642N6D*+TXV | G*VM970603BNB* | 23400 | 20 |  | 13 | 10 |  | 23800 | 13000 | 54.62% | [8 empty] | Residential | 487.5 | No | 1.95
206144804 | Central Heat Pump | GOODMAN | HRCU-A-CB (Split System: Heat Pump with Remote Outdoor Unit-Air-Source) | GVZC200241A* |  |  | CSCF3642N6D*+TXV | G*VM970803BNB* | 23400 | 20 |  | 13 | 10 |  | 23800 | 13000 | 54.62% | [8 empty] | Residential | 487.5 | No | 1.95
206144805 | Central Heat Pump | GOODMAN | HRCU-A-CB (Split System: Heat Pump with Remote Outdoor Unit-Air-Source) | GVZC200241A* |  |  | CSCF3642N6D*+TXV | G*VM970804CNB* | 23600 | 20 |  | 13 | 10 |  | 23600 | 13000 | 55.08% | [8 empty] | Residential | 492.5 | No | 1.97
206570669 | Central Heat Pump | GOODMAN | HRCU-A-CB (Split System: Heat Pump with Remote Outdoor Unit-Air-Source) | GVZC200241A* |  |  | AVPEC25B14B* |  | 23000 | 21 |  | 13 | 10 |  | 23600 | 13600 | 57.63% | [8 empty] | Residential | 480 | No | 1.92
202541845 | Central Heat Pump | GOODMAN | HRCU-A-CB (Split System: Heat Pump with Remote Outdoor Unit-Air-Source) | GSZC180241C* |  |  | AVPTC29B14B* |  | 23000 | 18 |  | 13.5 | 10 |  | 22200 | 14000 | 63.06% | [8 empty] | Residential | 480 | No | 1.92
202541850 | Central Heat Pump | GOODMAN | HRCU-A-CB (Split System: Heat Pump with Remote Outdoor Unit-Air-Source) | GSZC180361C* |  |  | AVPTC37C14B* |  | 35600 | 18 |  | 13.5 | 10 |  | 35800 | 22600 | 63.13% | [8 empty] | Residential | 742.5 | No | 2.97
205272563 | Central Heat Pump | CARRIER | HRCU-A-CB (Split System: Heat Pump with Remote Outdoor Unit-Air-Source) | 25VNA436A*030* |  |  | CAP**4821AL*+UI | 58TN*A070C17**16 | 33600 | 21 |  | 12.5 | 11 |  | 35600 | 33800 | 94.94% | [8 empty] | Residential | 700 | No | 2.8
205272565 | Central Heat Pump | CARRIER | HRCU-A-CB (Split System: Heat Pump with Remote Outdoor Unit-Air-Source) | 25VNA436A*030* |  |  | CAP**4821AL*+UI | 58TN*A090C21**20 | 33800 | 21.5 |  | 12.5 | 11 |  | 35200 | 33200 | 94.32% | [8 empty] | Residential | 705 | No | 2.82
205272571 | Central Heat Pump | CARRIER | HRCU-A-CB (Split System: Heat Pump with Remote Outdoor Unit-Air-Source) | 25VNA436A*030* |  |  | CAP**4821AL*+UI | 59MN7B100C21**22 | 33800 | 21 |  | 12.5 | 11 |  | 35200 | 33400 | 94.89% | [8 empty] | Residential | 705 | No | 2.82
205272572 | Central Heat Pump | CARRIER | HRCU-A-CB (Split System: Heat Pump with Remote Outdoor Unit-Air-Source) | 25VNA436A*030* |  |  | CAP**4821AL*+UI | 59TN6B080C21**20 | 33800 | 21 |  | 12.5 | 11 |  | 35400 | 33400 | 94.35% | [8 empty] | Residential | 705 | No | 2.82
205272573 | Central Heat Pump | CARRIER | HRCU-A-CB (Split System: Heat Pump with Remote Outdoor Unit-Air-Source) | 25VNA436A*030* |  |  | CAP**4821AL*+UI | 59TN6B100C21**22 | 33800 | 21 |  | 12.5 | 11 |  | 35200 | 33400 | 94.89% | [8 empty] | Residential | 705 | No | 2.82
205272574 | Central Heat Pump | CARRIER | HRCU-A-CB (Split System: Heat Pump with Remote Outdoor Unit-Air-Source) | 25VNA436A*030* |  |  | CAP**4821AL*+UI | 58TN*A090C17**16 | 33800 | 21.5 |  | 12.5 | 11 |  | 35200 | 33400 | 94.89% | [8 empty] | Residential | 705 | No | 2.82
205272575 | Central Heat Pump | CARRIER | HRCU-A-CB (Split System: Heat Pump with Remote Outdoor Unit-Air-Source) | 25VNA436A*030* |  |  | CAP**4821AL*+UI | 58TN*A110C21**20 | 33800 | 21.5 |  | 12.5 | 11 |  | 35200 | 33400 | 94.89% | [8 empty] | Residential | 705 | No | 2.82
205272577 | Central Heat Pump | CARRIER | HRCU-A-CB (Split System: Heat Pump with Remote Outdoor Unit-Air-Source) | 25VNA436A*030* |  |  | CAP**4824AL*+UI | 58TN*A070C21**20 | 33800 | 21 |  | 12.5 | 11 |  | 35400 | 33400 | 94.35% | [8 empty] | Residential | 705 | No | 2.82
205272578 | Central Heat Pump | CARRIER | HRCU-A-CB (Split System: Heat Pump with Remote Outdoor Unit-Air-Source) | 25VNA436A*030* |  |  | CAP**4824AL*+UI | 58TN*A090C21**20 | 33800 | 21.5 |  | 13 | 11 |  | 35200 | 33200 | 94.32% | [8 empty] | Residential | 705 | No | 2.82
207436565 | Central Heat Pump | LENNOX | HRCU-A-CB (Split System: Heat Pump with Remote Outdoor Unit-Air-Source) | SL25XPV-048-230A** |  |  | CHX35-51/61C-**-*+TDR | SL280UH090V60C* | 46000 | 21 |  | 12.5 | 10.6 |  | 45500 | 45500 | 100% | 45000 | 21 | 12.5 | 9.2 | 45500 | 37200 | 81.76% | 1.84 | Residential | 937.5 | Yes | 3.75 | Yes
207727909 | Central Heat Pump | BOSCH | HRCU-A-CB (Split System: Heat Pump with Remote Outdoor Unit-Air-Source) | BOVA-60HDN1-M18M | ADP |  | F,PE*TT4937 |  | 35200 | 18 |  | 12.5 | 10 |  | 33600 | 22400 | 66.67% | [8 empty] | Residential | 732.5 | No | 2.93
207727913 | Central Heat Pump | BOSCH | HRCU-A-CB (Split System: Heat Pump with Remote Outdoor Unit-Air-Source) | BOVA-60HDN1-M18M | ADP |  | F,PE*TT7937 |  | 35200 | 18 |  | 12.5 | 10 |  | 33600 | 22400 | 66.67% | [8 empty] | Residential | 732.5 | No | 2.93
203449871 | Central Heat Pump | BOSCH | HRCU-A-CB (Split System: Heat Pump with Remote Outdoor Unit-Air-Source) | BOVA-36HDN1-M20G | ADP |  | F,PE*BB9937 |  | 34400 | 20 |  | 12.5 | 10 |  | 32600 | 26400 | 80.98% | [8 empty] | Residential | 717.5 | No | 2.87
204802869 | Central Heat Pump | BOSCH | HRCU-A-CB (Split System: Heat Pump with Remote Outdoor Unit-Air-Source) | BOVA-60HDN1-M20G | ADP |  | F,PE*TT7960 |  | 54000 | 18 |  | 12.5 | 10 |  | 54000 | 42000 | 77.78% | [8 empty] | Residential | 1125 | No | 4.5
204802870 | Central Heat Pump | BOSCH | HRCU-A-CB (Split System: Heat Pump with Remote Outdoor Unit-Air-Source) | BOVA-60HDN1-M20G | ADP |  | F,PE*TT3948 |  | 45500 | 19 |  | 13 | 10 |  | 46000 | 38000 | 82.61% | [8 empty] | Residential | 947.5 | No | 3.79
204802871 | Central Heat Pump | BOSCH | HRCU-A-CB (Split System: Heat Pump with Remote Outdoor Unit-Air-Source) | BOVA-60HDN1-M20G | ADP |  | F,PE*TT3960 |  | 46000 | 20 |  | 13 | 10 |  | 46000 | 38000 | 82.61% | [8 empty] | Residential | 957.5 | No | 3.83
207727210 | Central Heat Pump | BOSCH | HRCU-A-CB (Split System: Heat Pump with Remote Outdoor Unit-Air-Source) | BOVA-36HDN1-M20G | ADP |  | BV**B6930 |  | 23200 | 20 |  | 13.5 | 10 |  | 22200 | 21400 | 96.4% | [8 empty] | Residential | 482.5 | No | 1.93
207727211 | Central Heat Pump | BOSCH | HRCU-A-CB (Split System: Heat Pump with Remote Outdoor Unit-Air-Source) | BOVA-36HDN1-M20G | ADP |  | BV**B6925 |  | 23000 | 18 |  | 13.5 | 10 |  | 22200 | 21400 | 96.4% | [8 empty] | Residential | 480 | No | 1.92
207727212 | Central Heat Pump | BOSCH | HRCU-A-CB (Split System: Heat Pump with Remote Outdoor Unit-Air-Source) | BOVA-36HDN1-M20G | ADP |  | BV**B7930 |  | 23400 | 20 |  | 13.5 | 10 |  | 22400 | 21400 | 95.54% | [8 empty] | Residential | 487.5 | No | 1.95
209174228 | Central Heat Pump | YORK | HRCU-A-CB (Split System: Heat Pump with Remote Outdoor Unit-Air-Source) | YHG18B21 | ASPEN |  | C(A,C,D,E)30C46+TDR | TP9C060B12MP13 | 18000 | 18 |  | 13.3 | 10.4 |  | 18200 | 11900 | 65.38% | [8 empty] | Residential | 375 | No | 1.5
209174229 | Central Heat Pump | YORK | HRCU-A-CB (Split System: Heat Pump with Remote Outdoor Unit-Air-Source) | YHG18B21 | ASPEN |  | C(A,C,D,E)30D36+TDR | TP9C060B12MP13 | 17800 | 18 |  | 13 | 10.5 |  | 18200 | 11900 | 65.38% | [8 empty] | Residential | 370 | No | 1.48
209174235 | Central Heat Pump | YORK | HRCU-A-CB (Split System: Heat Pump with Remote Outdoor Unit-Air-Source) | YHG18B21 | ASPEN |  | C(A,C,D,E)24C46+TDR | TP9C080B12MP13 | 17800 | 18 |  | 13.2 | 10.3 |  | 18100 | 11800 | 65.19% | [8 empty] | Residential | 370 | No | 1.48
209174237 | Central Heat Pump | YORK | HRCU-A-CB (Split System: Heat Pump with Remote Outdoor Unit-Air-Source) | YHG18B21 | ASPEN |  | C(A,C,D,E)24D46+TDR | TP9C080B12MP13 | 18000 | 18 |  | 13.3 | 10.4 |  | 18200 | 11800 | 64.84% | [8 empty] | Residential | 375 | No | 1.5
209174241 | Central Heat Pump | YORK | HRCU-A-CB (Split System: Heat Pump with Remote Outdoor Unit-Air-Source) | YHG18B21 | ASPEN |  | C(A,C,D,E)30B46+TDR | TP9C080B12MP13 | 17900 | 18 |  | 13.2 | 10.1 |  | 18000 | 11700 | 65% | [8 empty] | Residential | 372.5 | No | 1.49
209174244 | Central Heat Pump | YORK | HRCU-A-CB (Split System: Heat Pump with Remote Outdoor Unit-Air-Source) | YHG18B21 | ASPEN |  | C(A,C,D,E)30C46+TDR | TP9C080B12MP13 | 18000 | 18 |  | 13.3 | 10.4 |  | 18200 | 11800 | 64.84% | [8 empty] | Residential | 375 | No | 1.5
209174245 | Central Heat Pump | YORK | HRCU-A-CB (Split System: Heat Pump with Remote Outdoor Unit-Air-Source) | YHG18B21 | ASPEN |  | C(A,C,D,E)30D36+TDR | TP9C080B12MP13 | 17800 | 18 |  | 13 | 10.4 |  | 18200 | 11800 | 64.84% | [8 empty] | Residential | 370 | No | 1.48
209174251 | Central Heat Pump | YORK | HRCU-A-CB (Split System: Heat Pump with Remote Outdoor Unit-Air-Source) | YHG18B21 | ASPEN |  | C(A,C,D,E)24C46+TDR | TPLC060A12MP13 | 17800 | 18 |  | 13.2 | 10.3 |  | 18100 | 11800 | 65.19% | [8 empty] | Residential | 370 | No | 1.48
209174253 | Central Heat Pump | YORK | HRCU-A-CB (Split System: Heat Pump with Remote Outdoor Unit-Air-Source) | YHG18B21 | ASPEN |  | C(A,C,D,E)24D46+TDR | TPLC060A12MP13 | 18000 | 18 |  | 13.3 | 10.4 |  | 18200 | 11800 | 64.84% | [8 empty] | Residential | 375 | No | 1.5
207436566 | Central Heat Pump | LENNOX | HRCU-A-CB (Split System: Heat Pump with Remote Outdoor Unit-Air-Source) | SL25XPV-048-230A** |  |  | CHX35-51/61C-**-*+TDR | SL280UH090XV60C* | 46000 | 21 |  | 12.5 | 10.6 |  | 45500 | 45500 | 100% | 45000 | 21 | 12.5 | 9.2 | 45500 | 37200 | 81.76% | 1.84 | Residential | 937.5 | Yes | 3.75 | Yes
207436567 | Central Heat Pump | LENNOX | HRCU-A-CB (Split System: Heat Pump with Remote Outdoor Unit-Air-Source) | SL25XPV-048-230A** |  |  | CHX35-51/61C-**-*+TDR | SL280UH100NV60C* | 46000 | 21 |  | 13 | 10.8 |  | 45500 | 45500 | 100% | 45000 | 20.8 | 12.4 | 9.2 | 45500 | 37400 | 82.2% | 1.82 | Residential | 937.5 | Yes | 3.75 | Yes
207436568 | Central Heat Pump | LENNOX | HRCU-A-CB (Split System: Heat Pump with Remote Outdoor Unit-Air-Source) | SL25XPV-048-230A** |  |  | CHX35-51/61C-**-*+TDR | SL280UH110V60C* | 46000 | 20 |  | 12.5 | 10.6 |  | 45500 | 45500 | 100% | 45000 | 20 | 12.5 | 9.2 | 45500 | 37400 | 82.2% | 1.82 | Residential | 937.5 | Yes | 3.75 | Yes
207436569 | Central Heat Pump | LENNOX | HRCU-A-CB (Split System: Heat Pump with Remote Outdoor Unit-Air-Source) | SL25XPV-048-230A** |  |  | CHX35-51/61C-**-*+TDR | SL280UH110XV60C* | 46000 | 20 |  | 12.5 | 10.6 |  | 45500 | 45500 | 100% | 45000 | 20 | 12.5 | 9.2 | 45500 | 37400 | 82.2% | 1.82 | Residential | 937.5 | Yes | 3.75 | Yes
207436570 | Central Heat Pump | LENNOX | HRCU-A-CB (Split System: Heat Pump with Remote Outdoor Unit-Air-Source) | SL25XPV-048-230A** |  |  | CHX35-51/61C-**-*+TDR | SL297UH080NV48C* | 46000 | 20 |  | 12.5 | 10.6 |  | 45500 | 46000 | 101.1% | 44500 | 20 | 12.2 | 9.2 | 45500 | 37600 | 82.64% | 1.82 | Residential | 927.5 | Yes | 3.71 | Yes
207436571 | Central Heat Pump | LENNOX | HRCU-A-CB (Split System: Heat Pump with Remote Outdoor Unit-Air-Source) | SL25XPV-048-230A** |  |  | CHX35-51/61C-**-*+TDR | SL297UH080NV60C* | 46000 | 20 |  | 12.5 | 10.6 |  | 45500 | 46000 | 101.1% | 44500 | 20 | 12.2 | 9.2 | 45500 | 37600 | 82.64% | 1.82 | Residential | 927.5 | Yes | 3.71 | Yes
207436575 | Central Heat Pump | LENNOX | HRCU-A-CB (Split System: Heat Pump with Remote Outdoor Unit-Air-Source) | SL25XPV-048-230A** |  |  | CHX35-60D-**-*+TDR | EL296UH135XV60D* | 46500 | 21 |  | 12.5 | 11.2 |  | 43500 | 42000 | 96.55% | 45500 | 21 | 12.4 | 9.1 | 43500 | 35800 | 82.3% | 1.86 | Residential | 947.5 | Yes | 3.79 | Yes
207727213 | Central Heat Pump | BOSCH | HRCU-A-CB (Split System: Heat Pump with Remote Outdoor Unit-Air-Source) | BOVA-36HDN1-M20G | ADP |  | BV**B7925 |  | 23200 | 18 |  | 13.5 | 10 |  | 22400 | 21400 | 95.54% | [8 empty] | Residential | 482.5 | No | 1.93
207727227 | Central Heat Pump | BOSCH | HRCU-A-CB (Split System: Heat Pump with Remote Outdoor Unit-Air-Source) | BOVB-36HDN1-M20G | ADP |  | BV**B9931 |  | 23600 | 20 |  | 13.5 | 10 |  | 22400 | 21400 | 95.54% | [8 empty] | Residential | 492.5 | No | 1.97
207727232 | Central Heat Pump | BOSCH | HRCU-A-CB (Split System: Heat Pump with Remote Outdoor Unit-Air-Source) | BOVB-36HDN1-M20G | ADP |  | BV**B6930 |  | 23200 | 20 |  | 13.5 | 10 |  | 22200 | 21400 | 96.4% | [8 empty] | Residential | 482.5 | No | 1.93
207727233 | Central Heat Pump | BOSCH | HRCU-A-CB (Split System: Heat Pump with Remote Outdoor Unit-Air-Source) | BOVB-36HDN1-M20G | ADP |  | BV**B6925 |  | 23000 | 18 |  | 13.5 | 10 |  | 22200 | 21400 | 96.4% | [8 empty] | Residential | 480 | No | 1.92
207727234 | Central Heat Pump | BOSCH | HRCU-A-CB (Split System: Heat Pump with Remote Outdoor Unit-Air-Source) | BOVB-36HDN1-M20G | ADP |  | BV**B7930 |  | 23400 | 20 |  | 13.5 | 10 |  | 22400 | 21400 | 95.54% | [8 empty] | Residential | 487.5 | No | 1.95
207727235 | Central Heat Pump | BOSCH | HRCU-A-CB (Split System: Heat Pump with Remote Outdoor Unit-Air-Source) | BOVB-36HDN1-M20G | ADP |  | BV**B7925 |  | 23200 | 18 |  | 13.5 | 10 |  | 22400 | 21400 | 95.54% | [8 empty] | Residential | 482.5 | No | 1.93
207727823 | Central Heat Pump | BOSCH | HRCU-A-CB (Split System: Heat Pump with Remote Outdoor Unit-Air-Source) | BOVA-60HDN1-M20G | ADP |  | BV**C3948 |  | 45500 | 19 |  | 13 | 10 |  | 46000 | 38000 | 82.61% | [8 empty] | Residential | 947.5 | No | 3.79
207727825 | Central Heat Pump | BOSCH | HRCU-A-CB (Split System: Heat Pump with Remote Outdoor Unit-Air-Source) | BOVA-60HDN1-M20G | ADP |  | BV**C6948 |  | 46000 | 19 |  | 13 | 10 |  | 46000 | 38000 | 82.61% | [8 empty] | Residential | 957.5 | No | 3.83
207727827 | Central Heat Pump | BOSCH | HRCU-A-CB (Split System: Heat Pump with Remote Outdoor Unit-Air-Source) | BOVB-60HDN1-M20G | ADP |  | BV**C3948 |  | 45500 | 19 |  | 13 | 10 |  | 46000 | 38000 | 82.61% | [8 empty] | Residential | 947.5 | No | 3.79
209174257 | Central Heat Pump | YORK | HRCU-A-CB (Split System: Heat Pump with Remote Outdoor Unit-Air-Source) | YHG18B21 | ASPEN |  | C(A,C,D,E)30B46+TDR | TPLC060A12MP13 | 17900 | 18 |  | 13.2 | 10.1 |  | 18000 | 11700 | 65% | [8 empty] | Residential | 372.5 | No | 1.49
209174260 | Central Heat Pump | YORK | HRCU-A-CB (Split System: Heat Pump with Remote Outdoor Unit-Air-Source) | YHG18B21 | ASPEN |  | C(A,C,D,E)30C46+TDR | TPLC060A12MP13 | 18000 | 18 |  | 13.3 | 10.4 |  | 18200 | 11800 | 64.84% | [8 empty] | Residential | 375 | No | 1.5
209174261 | Central Heat Pump | YORK | HRCU-A-CB (Split System: Heat Pump with Remote Outdoor Unit-Air-Source) | YHG18B21 | ASPEN |  | C(A,C,D,E)30D36+TDR | TPLC060A12MP13 | 17800 | 18 |  | 13 | 10.4 |  | 18200 | 11800 | 64.84% | [8 empty] | Residential | 370 | No | 1.48
209174265 | Central Heat Pump | YORK | HRCU-A-CB (Split System: Heat Pump with Remote Outdoor Unit-Air-Source) | YHG18B21 | ASPEN |  | C(A,C,D,E)24B46+TDR | TPLC080B12MP13 | 17600 | 18 |  | 13.1 | 10 |  | 18000 | 11900 | 66.11% | [8 empty] | Residential | 367.5 | No | 1.47
209174267 | Central Heat Pump | YORK | HRCU-A-CB (Split System: Heat Pump with Remote Outdoor Unit-Air-Source) | YHG18B21 | ASPEN |  | C(A,C,D,E)24C46+TDR | TPLC080B12MP13 | 17900 | 18 |  | 13.2 | 10.3 |  | 18200 | 12000 | 65.93% | [8 empty] | Residential | 372.5 | No | 1.49
209174269 | Central Heat Pump | YORK | HRCU-A-CB (Split System: Heat Pump with Remote Outdoor Unit-Air-Source) | YHG18B21 | ASPEN |  | C(A,C,D,E)24D46+TDR | TPLC080B12MP13 | 18000 | 18 |  | 13.3 | 10.4 |  | 18200 | 12000 | 65.93% | [8 empty] | Residential | 375 | No | 1.5
209174273 | Central Heat Pump | YORK | HRCU-A-CB (Split System: Heat Pump with Remote Outdoor Unit-Air-Source) | YHG18B21 | ASPEN |  | C(A,C,D,E)30B46+TDR | TPLC080B12MP13 | 17900 | 18 |  | 13.2 | 10.1 |  | 18100 | 11900 | 65.75% | [8 empty] | Residential | 372.5 | No | 1.49
209174276 | Central Heat Pump | YORK | HRCU-A-CB (Split System: Heat Pump with Remote Outdoor Unit-Air-Source) | YHG18B21 | ASPEN |  | C(A,C,D,E)30C46+TDR | TPLC080B12MP13 | 18000 | 18 |  | 13.3 | 10.4 |  | 18200 | 12000 | 65.93% | [8 empty] | Residential | 375 | No | 1.5
209174277 | Central Heat Pump | YORK | HRCU-A-CB (Split System: Heat Pump with Remote Outdoor Unit-Air-Source) | YHG18B21 | ASPEN |  | C(A,C,D,E)30D36+TDR | TPLC080B12MP13 | 17800 | 18 |  | 13.2 | 10.5 |  | 18300 | 12000 | 65.57% | [8 empty] | Residential | 370 | No | 1.48
205416450 | Central Heat Pump | AMANA DISTINCTIONS | HRCU-A-CB (Split System: Heat Pump with Remote Outdoor Unit-Air-Source) | GSZC180361C* |  |  | CA*F4961*6D*+MBVC2001**-1A*+TXV |  | 36000 | 19 |  | 14 | 10 |  | 36600 | 23000 | 62.84% | [8 empty] | Residential | 750 | No | 3
205416451 | Central Heat Pump | AMANA DISTINCTIONS | HRCU-A-CB (Split System: Heat Pump with Remote Outdoor Unit-Air-Source) | GSZC180361C* |  |  | CHPF4860D6D*+MBVC2001**-1A*+TXV |  | 35600 | 18.5 |  | 14 | 10 |  | 36000 | 23000 | 63.89% | [8 empty] | Residential | 742.5 | No | 2.97
205645238 | Central Heat Pump | AMANA DISTINCTIONS | HRCU-A-CB (Split System: Heat Pump with Remote Outdoor Unit-Air-Source) | GSZC180361C* |  |  | CA*F4961*6D*+TXV | G*VS800805CUA* | 35600 | 18 |  | 14 | 10 |  | 36000 | 23000 | 63.89% | [8 empty] | Residential | 742.5 | No | 2.97
205645240 | Central Heat Pump | AMANA DISTINCTIONS | HRCU-A-CB (Split System: Heat Pump with Remote Outdoor Unit-Air-Source) | GSZC180361C* |  |  | CHPF4860D6D*+TXV | G*VS800805CUA* | 35000 | 18 |  | 13.5 | 10 |  | 36000 | 22600 | 62.78% | [8 empty] | Residential | 730 | No | 2.92
205645245 | Central Heat Pump | AMANA DISTINCTIONS | HRCU-A-CB (Split System: Heat Pump with Remote Outdoor Unit-Air-Source) | GSZC180361C* |  |  | CA*F4961*6D*+TXV | G*VS960805CUA* | 35400 | 18 |  | 14 | 10 |  | 36000 | 22800 | 63.33% | [8 empty] | Residential | 737.5 | No | 2.95
205794180 | Central Heat Pump | AMANA DISTINCTIONS | HRCU-A-CB (Split System: Heat Pump with Remote Outdoor Unit-Air-Source) | GSZC180241C* |  |  | CA*F3137*6A*+TXV | A*VC960803BNB* | 23600 | 18 |  | 14 | 10 |  | 22600 | 13000 | 57.52% | [8 empty] | Residential | 492.5 | No | 1.97
205794222 | Central Heat Pump | AMANA DISTINCTIONS | HRCU-A-CB (Split System: Heat Pump with Remote Outdoor Unit-Air-Source) | GSZC180361C* |  |  | CA*F4961*6D*+TXV | A*VC961005CNB* | 35400 | 18 |  | 14 | 10 |  | 36400 | 22800 | 62.64% | [8 empty] | Residential | 737.5 | No | 2.95
205794525 | Central Heat Pump | AMANA DISTINCTIONS | HRCU-A-CB (Split System: Heat Pump with Remote Outdoor Unit-Air-Source) | GSZC180241C* |  |  | CA*F3137*6A*+TXV | A*VM970803BNB* | 23600 | 18 |  | 14 | 10 |  | 22600 | 13000 | 57.52% | [8 empty] | Residential | 492.5 | No | 1.97
205794549 | Central Heat Pump | AMANA DISTINCTIONS | HRCU-A-CB (Split System: Heat Pump with Remote Outdoor Unit-Air-Source) | GSZC180361C* |  |  | CA*F4961*6D*+TXV | A*VM971005CNB* | 35400 | 18 |  | 14 | 10 |  | 36400 | 22800 | 62.64% | [8 empty] | Residential | 737.5 | No | 2.95
205795028 | Central Heat Pump | AMANA DISTINCTIONS | HRCU-A-CB (Split System: Heat Pump with Remote Outdoor Unit-Air-Source) | GSZC180361C* |  |  | CA*F4961*6D*+TXV | A*VS800805CUA* | 35600 | 18 |  | 14 | 10 |  | 36000 | 23000 | 63.89% | [8 empty] | Residential | 742.5 | No | 2.97
205273805 | Central Heat Pump | BRYANT HEATING AND COOLING SYSTEMS | HRCU-A-CB (Split System: Heat Pump with Remote Outdoor Unit-Air-Source) | 284ANV024*0**A* |  |  | CSPH*3612AL*+UI | 88*TA48090C17*** | 23400 | 22 |  | 14 | 11 |  | 24000 | 24200 | 100.8% | [8 empty] | Residential | 487.5 | No | 1.95
205273806 | Central Heat Pump | BRYANT HEATING AND COOLING SYSTEMS | HRCU-A-CB (Split System: Heat Pump with Remote Outdoor Unit-Air-Source) | 284ANV024*0**A* |  |  | CSPH*3612AL*+UI | 88*TA60110C21*** | 23400 | 22 |  | 14 | 11 |  | 24000 | 24200 | 100.8% | [8 empty] | Residential | 487.5 | No | 1.95
205273807 | Central Heat Pump | BRYANT HEATING AND COOLING SYSTEMS | HRCU-A-CB (Split System: Heat Pump with Remote Outdoor Unit-Air-Source) | 284ANV024*0**A* |  |  | CSPH*4212AL*+UI | 987MB42060C17*** | 23400 | 20 |  | 13 | 11 |  | 24000 | 24400 | 101.7% | [8 empty] | Residential | 487.5 | No | 1.95
205273808 | Central Heat Pump | BRYANT HEATING AND COOLING SYSTEMS | HRCU-A-CB (Split System: Heat Pump with Remote Outdoor Unit-Air-Source) | 284ANV024*0**A* |  |  | CSPH*4212AL*+UI | 987MB42080C17*** | 23400 | 21 |  | 13 | 11 |  | 24000 | 24200 | 100.8% | [8 empty] | Residential | 487.5 | No | 1.95
205273809 | Central Heat Pump | BRYANT HEATING AND COOLING SYSTEMS | HRCU-A-CB (Split System: Heat Pump with Remote Outdoor Unit-Air-Source) | 284ANV024*0**A* |  |  | CSPH*4212AL*+UI | 987MB60060C21*** | 23400 | 20 |  | 13 | 11 |  | 24000 | 24200 | 100.8% | [8 empty] | Residential | 487.5 | No | 1.95
205273810 | Central Heat Pump | BRYANT HEATING AND COOLING SYSTEMS | HRCU-A-CB (Split System: Heat Pump with Remote Outdoor Unit-Air-Source) | 284ANV024*0**A* |  |  | CSPH*4212AL*+UI | 987MB60080C21*** | 23400 | 21 |  | 14 | 11 |  | 24000 | 24200 | 100.8% | [8 empty] | Residential | 487.5 | No | 1.95
207727915 | Central Heat Pump | BOSCH | HRCU-A-CB (Split System: Heat Pump with Remote Outdoor Unit-Air-Source) | BOVA-36HDN1-M20G | ADP |  | F,PE*BB8931 |  | 22800 | 20 |  | 13 | 10 |  | 22200 | 21400 | 96.4% | [8 empty] | Residential | 475 | No | 1.9
207727917 | Central Heat Pump | BOSCH | HRCU-A-CB (Split System: Heat Pump with Remote Outdoor Unit-Air-Source) | BOVA-36HDN1-M20G | ADP |  | F,PE*SS9931 |  | 23400 | 20 |  | 13.5 | 10 |  | 22400 | 21400 | 95.54% | [8 empty] | Residential | 487.5 | No | 1.95
207727919 | Central Heat Pump | BOSCH | HRCU-A-CB (Split System: Heat Pump with Remote Outdoor Unit-Air-Source) | BOVA-36HDN1-M20G | ADP |  | F,PE*BB9931 |  | 23400 | 20 |  | 13.5 | 10 |  | 22400 | 21400 | 95.54% | [8 empty] | Residential | 487.5 | No | 1.95
207727921 | Central Heat Pump | BOSCH | HRCU-A-CB (Split System: Heat Pump with Remote Outdoor Unit-Air-Source) | BOVA-36HDN1-M20G | ADP |  | F,PE*TT3931 |  | 23800 | 20 |  | 14 | 10 |  | 22400 | 21400 | 95.54% | [8 empty] | Residential | 495 | No | 1.98
207727922 | Central Heat Pump | BOSCH | HRCU-A-CB (Split System: Heat Pump with Remote Outdoor Unit-Air-Source) | BOVA-36HDN1-M20G | ADP |  | F,PE*TT6931 |  | 24000 | 20 |  | 14 | 10 |  | 22400 | 21400 | 95.54% | [8 empty] | Residential | 500 | No | 2
207727930 | Central Heat Pump | BOSCH | HRCU-A-CB (Split System: Heat Pump with Remote Outdoor Unit-Air-Source) | BOVA-36HDN1-M20G | ADP |  | F,PE*G33930 |  | 23000 | 20 |  | 13.5 | 10 |  | 22200 | 21400 | 96.4% | [8 empty] | Residential | 480 | No | 1.92
207727932 | Central Heat Pump | BOSCH | HRCU-A-CB (Split System: Heat Pump with Remote Outdoor Unit-Air-Source) | BOVA-36HDN1-M20G | ADP |  | F,PE*G33925 |  | 23000 | 20 |  | 13.5 | 10 |  | 22200 | 21400 | 96.4% | [8 empty] | Residential | 480 | No | 1.92
207727934 | Central Heat Pump | BOSCH | HRCU-A-CB (Split System: Heat Pump with Remote Outdoor Unit-Air-Source) | BOVA-36HDN1-M20G | ADP |  | F,PE*E33930 |  | 23000 | 20 |  | 13.5 | 10 |  | 22200 | 21400 | 96.4% | [8 empty] | Residential | 480 | No | 1.92
207727936 | Central Heat Pump | BOSCH | HRCU-A-CB (Split System: Heat Pump with Remote Outdoor Unit-Air-Source) | BOVA-36HDN1-M20G | ADP |  | F,PE*E33925 |  | 23000 | 20 |  | 13.5 | 10 |  | 22200 | 21400 | 96.4% | [8 empty] | Residential | 480 | No | 1.92
209174283 | Central Heat Pump | YORK | HRCU-A-CB (Split System: Heat Pump with Remote Outdoor Unit-Air-Source) | YHG18B21 | ASPEN |  | C(A,C,D,E)24C46+TDR | YP9C060B12MP13 | 17900 | 18 |  | 13.2 | 10.3 |  | 18200 | 11900 | 65.38% | [8 empty] | Residential | 372.5 | No | 1.49
209174285 | Central Heat Pump | YORK | HRCU-A-CB (Split System: Heat Pump with Remote Outdoor Unit-Air-Source) | YHG18B21 | ASPEN |  | C(A,C,D,E)24D46+TDR | YP9C060B12MP13 | 18000 | 18 |  | 13.3 | 10.4 |  | 18200 | 11900 | 65.38% | [8 empty] | Residential | 375 | No | 1.5
209174289 | Central Heat Pump | YORK | HRCU-A-CB (Split System: Heat Pump with Remote Outdoor Unit-Air-Source) | YHG18B21 | ASPEN |  | C(A,C,D,E)30B46+TDR | YP9C060B12MP13 | 17900 | 18 |  | 13.2 | 10.1 |  | 18100 | 11800 | 65.19% | [8 empty] | Residential | 372.5 | No | 1.49
209174292 | Central Heat Pump | YORK | HRCU-A-CB (Split System: Heat Pump with Remote Outdoor Unit-Air-Source) | YHG18B21 | ASPEN |  | C(A,C,D,E)30C46+TDR | YP9C060B12MP13 | 18000 | 18 |  | 13.3 | 10.4 |  | 18200 | 11900 | 65.38% | [8 empty] | Residential | 375 | No | 1.5
209174293 | Central Heat Pump | YORK | HRCU-A-CB (Split System: Heat Pump with Remote Outdoor Unit-Air-Source) | YHG18B21 | ASPEN |  | C(A,C,D,E)30D36+TDR | YP9C060B12MP13 | 17800 | 18 |  | 13 | 10.5 |  | 18200 | 11900 | 65.38% | [8 empty] | Residential | 370 | No | 1.48
209174299 | Central Heat Pump | YORK | HRCU-A-CB (Split System: Heat Pump with Remote Outdoor Unit-Air-Source) | YHG18B21 | ASPEN |  | C(A,C,D,E)24C46+TDR | YP9C080B12MP13 | 17800 | 18 |  | 13.2 | 10.3 |  | 18100 | 11800 | 65.19% | [8 empty] | Residential | 370 | No | 1.48
209174301 | Central Heat Pump | YORK | HRCU-A-CB (Split System: Heat Pump with Remote Outdoor Unit-Air-Source) | YHG18B21 | ASPEN |  | C(A,C,D,E)24D46+TDR | YP9C080B12MP13 | 18000 | 18 |  | 13.3 | 10.4 |  | 18200 | 11800 | 64.84% | [8 empty] | Residential | 375 | No | 1.5
209174305 | Central Heat Pump | YORK | HRCU-A-CB (Split System: Heat Pump with Remote Outdoor Unit-Air-Source) | YHG18B21 | ASPEN |  | C(A,C,D,E)30B46+TDR | YP9C080B12MP13 | 17900 | 18 |  | 13.2 | 10.1 |  | 18000 | 11700 | 65% | [8 empty] | Residential | 372.5 | No | 1.49
209174308 | Central Heat Pump | YORK | HRCU-A-CB (Split System: Heat Pump with Remote Outdoor Unit-Air-Source) | YHG18B21 | ASPEN |  | C(A,C,D,E)30C46+TDR | YP9C080B12MP13 | 18000 | 18 |  | 13.3 | 10.4 |  | 18200 | 11800 | 64.84% | [8 empty] | Residential | 375 | No | 1.5
205273811 | Central Heat Pump | BRYANT HEATING AND COOLING SYSTEMS | HRCU-A-CB (Split System: Heat Pump with Remote Outdoor Unit-Air-Source) | 284ANV024*0**A* |  |  | CSPH*4212AL*+UI | 987MB66100C21*** | 23400 | 21 |  | 14 | 11 |  | 24000 | 24000 | 100% | [8 empty] | Residential | 487.5 | No | 1.95
205273812 | Central Heat Pump | BRYANT HEATING AND COOLING SYSTEMS | HRCU-A-CB (Split System: Heat Pump with Remote Outdoor Unit-Air-Source) | 284ANV024*0**A* |  |  | CSPH*4212AL*+UI | 987MB66120C24*** | 23400 | 21 |  | 14 | 11 |  | 24000 | 24200 | 100.8% | [8 empty] | Residential | 487.5 | No | 1.95
205273813 | Central Heat Pump | BRYANT HEATING AND COOLING SYSTEMS | HRCU-A-CB (Split System: Heat Pump with Remote Outdoor Unit-Air-Source) | 284ANV024*0**A* |  |  | CSPH*4212AL*+UI | 88*TA36070C14*** | 23400 | 22 |  | 14 | 11 |  | 24000 | 24200 | 100.8% | [8 empty] | Residential | 487.5 | No | 1.95
202542586 | Central Heat Pump | GOODMAN | HRCU-A-CB (Split System: Heat Pump with Remote Outdoor Unit-Air-Source) | GSZC180361C* |  |  | AVPTC37D14B* |  | 35800 | 18 |  | 13.5 | 10 |  | 36000 | 22800 | 63.33% | [8 empty] | Residential | 745 | No | 2.98
202681270 | Central Heat Pump | GOODMAN | HRCU-A-CB (Split System: Heat Pump with Remote Outdoor Unit-Air-Source) | GSZC180241C* |  |  | CA*F3137*6A*+TXV | G*VM970803BNB* | 23600 | 18 |  | 14 | 10 |  | 22600 | 13000 | 57.52% | [8 empty] | Residential | 492.5 | No | 1.97
202681278 | Central Heat Pump | GOODMAN | HRCU-A-CB (Split System: Heat Pump with Remote Outdoor Unit-Air-Source) | GSZC180361C* |  |  | CA*F4961*6D*+TXV | G*VM971005CNB* | 35400 | 18 |  | 14 | 10 |  | 36400 | 22800 | 62.64% | [8 empty] | Residential | 737.5 | No | 2.95
205880466 | Central Heat Pump | GOODMAN | HRCU-A-CB (Split System: Heat Pump with Remote Outdoor Unit-Air-Source) | GVZC200241A* |  |  | CA*F3642*6D*+MBVC1200**-1A*+TX |  | 23400 | 21 |  | 13 | 10 |  | 23600 | 13000 | 55.08% | [8 empty] | Residential | 487.5 | No | 1.95
205880468 | Central Heat Pump | GOODMAN | HRCU-A-CB (Split System: Heat Pump with Remote Outdoor Unit-Air-Source) | GVZC200361A* |  |  | CA*F3743*6D*+MBVC1600**-1A*+TX |  | 35400 | 21 |  | 14 | 10 |  | 35000 | 18200 | 52% | [8 empty] | Residential | 737.5 | No | 2.95
207727938 | Central Heat Pump | BOSCH | HRCU-A-CB (Split System: Heat Pump with Remote Outdoor Unit-Air-Source) | BOVA-36HDN1-M20G | ADP |  | F,PE*G34930 |  | 23200 | 20 |  | 13.5 | 10 |  | 22400 | 21400 | 95.54% | [8 empty] | Residential | 482.5 | No | 1.93
207727940 | Central Heat Pump | BOSCH | HRCU-A-CB (Split System: Heat Pump with Remote Outdoor Unit-Air-Source) | BOVA-36HDN1-M20G | ADP |  | F,PE*G34925 |  | 23200 | 20 |  | 13.5 | 10 |  | 22400 | 21400 | 95.54% | [8 empty] | Residential | 482.5 | No | 1.93
208699673 | Central Heat Pump | CARRIER | HRCU-A-CB (Split System: Heat Pump with Remote Outdoor Unit-Air-Source) | 25VNA436A*031* | ADP |  | H,PE34936 | 58TN*A135C24**22 | 33200 | 21 |  | 12.5 | 11 |  | 33600 | 31400 | 93.45% | [8 empty] | Residential | 692.5 | No | 2.77
208699680 | Central Heat Pump | CARRIER | HRCU-A-CB (Split System: Heat Pump with Remote Outdoor Unit-Air-Source) | 25VNA436A*031* | ADP |  | H,PG34936 | 59MN7B080C21**20 | 33400 | 20 |  | 12.5 | 10 |  | 31200 | 30400 | 97.44% | [8 empty] | Residential | 695 | No | 2.78
208699681 | Central Heat Pump | CARRIER | HRCU-A-CB (Split System: Heat Pump with Remote Outdoor Unit-Air-Source) | 25VNA436A*031* | ADP |  | H,PE34936 | 59MN7B080C21**20 | 33400 | 20 |  | 12.5 | 10 |  | 31200 | 30400 | 97.44% | [8 empty] | Residential | 695 | No | 2.78
208699682 | Central Heat Pump | CARRIER | HRCU-A-CB (Split System: Heat Pump with Remote Outdoor Unit-Air-Source) | 25VNA436A*031* | ADP |  | H,PG34936 | 59MN7B100C21**22 | 33000 | 21 |  | 12.5 | 10 |  | 33800 | 31800 | 94.08% | [8 empty] | Residential | 687.5 | No | 2.75
208699683 | Central Heat Pump | CARRIER | HRCU-A-CB (Split System: Heat Pump with Remote Outdoor Unit-Air-Source) | 25VNA436A*031* | ADP |  | H,PE34936 | 59MN7B100C21**22 | 33000 | 21 |  | 12.5 | 10 |  | 33800 | 31800 | 94.08% | [8 empty] | Residential | 687.5 | No | 2.75
208699684 | Central Heat Pump | CARRIER | HRCU-A-CB (Split System: Heat Pump with Remote Outdoor Unit-Air-Source) | 25VNA436A*031* | ADP |  | H,PG34936 | 59MN7B120C24**22 | 33000 | 21 |  | 12.5 | 10 |  | 33800 | 31800 | 94.08% | [8 empty] | Residential | 687.5 | No | 2.75
208699685 | Central Heat Pump | CARRIER | HRCU-A-CB (Split System: Heat Pump with Remote Outdoor Unit-Air-Source) | 25VNA436A*031* | ADP |  | H,PE34936 | 59MN7B120C24**22 | 33000 | 21 |  | 12.5 | 10 |  | 33800 | 31800 | 94.08% | [8 empty] | Residential | 687.5 | No | 2.75
206608529 | Central Heat Pump | GOODMAN | HRCU-A-CB (Split System: Heat Pump with Remote Outdoor Unit-Air-Source) | GSZC180361C* | ASPEN |  | C(A,C,D,E)36D34+TDR | G*VM971005CNB* | 32600 | 18 |  | 13 | 10 |  | 36400 | 22800 | 62.64% | [8 empty] | Residential | 680 | No | 2.72
206608531 | Central Heat Pump | GOODMAN | HRCU-A-CB (Split System: Heat Pump with Remote Outdoor Unit-Air-Source) | GSZC180361C* | ASPEN |  | C(A,C,D,E)36D44+TDR | G*VM971005CNB* | 33800 | 18 |  | 13.9 | 10.2 |  | 36600 | 22800 | 62.3% | [8 empty] | Residential | 705 | No | 2.82
206608539 | Central Heat Pump | GOODMAN | HRCU-A-CB (Split System: Heat Pump with Remote Outdoor Unit-Air-Source) | GSZC180361C* | ASPEN |  | C(A,C,D,E)42C44+TDR | G*VM971005CNB* | 33600 | 18 |  | 13.9 | 10 |  | 36400 | 22800 | 62.64% | [8 empty] | Residential | 700 | No | 2.8
206608541 | Central Heat Pump | GOODMAN | HRCU-A-CB (Split System: Heat Pump with Remote Outdoor Unit-Air-Source) | GSZC180361C* | ASPEN |  | C(A,C,D,E)42D34+TDR | G*VM971005CNB* | 32800 | 18 |  | 13.7 | 10.1 |  | 36400 | 22800 | 62.64% | [8 empty] | Residential | 682.5 | No | 2.73
206608589 | Central Heat Pump | GOODMAN | HRCU-A-CB (Split System: Heat Pump with Remote Outdoor Unit-Air-Source) | GSZC180361C* | ASPEN |  | C(A,C,D,E)36D34+TDR | G*VS960805CUA* | 32600 | 18 |  | 13 | 10 |  | 36000 | 22800 | 63.33% | [8 empty] | Residential | 680 | No | 2.72
206730176 | Central Heat Pump | GOODMAN | HRCU-A-CB (Split System: Heat Pump with Remote Outdoor Unit-Air-Source) | GVZC200361A* | ASPEN |  | D(A,C,E)48B44+TDR | G*VC800604B*A* | 33400 | 20 |  | 12.9 | 10 |  | 35000 | 18200 | 52% | [8 empty] | Residential | 695 | No | 2.78
206730177 | Central Heat Pump | GOODMAN | HRCU-A-CB (Split System: Heat Pump with Remote Outdoor Unit-Air-Source) | GVZC200361A* | ASPEN |  | D(A,C,E)48B44+TDR | G*VC800805C*A* | 35000 | 20 |  | 13.2 | 10 |  | 35200 | 18100 | 51.42% | [8 empty] | Residential | 730 | No | 2.92
206730178 | Central Heat Pump | GOODMAN | HRCU-A-CB (Split System: Heat Pump with Remote Outdoor Unit-Air-Source) | GVZC200361A* | ASPEN |  | D(A,C,E)48B44+TDR | G*VC801005C*A* | 35000 | 20 |  | 13.2 | 10 |  | 35200 | 18100 | 51.42% | [8 empty] | Residential | 730 | No | 2.92
205886761 | Central Heat Pump | GOODMAN | HRCU-A-CB (Split System: Heat Pump with Remote Outdoor Unit-Air-Source) | GVZC200241A* |  |  | CA*F3137*6A*+TXV | G*VM970603BNB* | 23400 | 20 |  | 13 | 10 |  | 23800 | 13000 | 54.62% | [8 empty] | Residential | 487.5 | No | 1.95
205886762 | Central Heat Pump | GOODMAN | HRCU-A-CB (Split System: Heat Pump with Remote Outdoor Unit-Air-Source) | GVZC200241A* |  |  | CA*F3137*6A*+TXV | G*VM970803BNB* | 23200 | 20 |  | 13 | 10 |  | 23800 | 13000 | 54.62% | [8 empty] | Residential | 482.5 | No | 1.93
205886763 | Central Heat Pump | GOODMAN | HRCU-A-CB (Split System: Heat Pump with Remote Outdoor Unit-Air-Source) | GVZC200241A* |  |  | CA*F3137*6A*+MBVC1200**-1A*+TXV |  | 23800 | 21 |  | 13 | 10 |  | 23800 | 13000 | 54.62% | [8 empty] | Residential | 495 | No | 1.98
205886764 | Central Heat Pump | GOODMAN | HRCU-A-CB (Split System: Heat Pump with Remote Outdoor Unit-Air-Source) | GVZC200241A* |  |  | CA*F3137*6A*+TXV | G*VS800604BUA* | 23400 | 20 |  | 13 | 10 |  | 23600 | 13000 | 55.08% | [8 empty] | Residential | 487.5 | No | 1.95
205886765 | Central Heat Pump | GOODMAN | HRCU-A-CB (Split System: Heat Pump with Remote Outdoor Unit-Air-Source) | GVZC200241A* |  |  | CA*F3137*6A*+TXV | G*VS960603BUA* | 23400 | 20 |  | 13 | 10 |  | 23600 | 13000 | 55.08% | [8 empty] | Residential | 487.5 | No | 1.95
207436576 | Central Heat Pump | LENNOX | HRCU-A-CB (Split System: Heat Pump with Remote Outdoor Unit-Air-Source) | SL25XPV-048-230A** |  |  | CHX35-60D-**-*+TDR | SL280UH135V60D* | 46500 | 21 |  | 12.5 | 11.2 |  | 43500 | 42000 | 96.55% | 45500 | 21 | 12.5 | 9.1 | 43500 | 35600 | 81.84% | 1.86 | Residential | 947.5 | Yes | 3.79 | Yes
207436577 | Central Heat Pump | LENNOX | HRCU-A-CB (Split System: Heat Pump with Remote Outdoor Unit-Air-Source) | SL25XPV-048-230A** |  |  | CHX35-60D-**-*+TDR | SLP99UH135XV60D* | 46500 | 21 |  | 12.5 | 11.2 |  | 43500 | 42000 | 96.55% | 45500 | 21 | 12.4 | 9.1 | 43500 | 35800 | 82.3% | 1.86 | Residential | 947.5 | Yes | 3.79 | Yes
207436580 | Central Heat Pump | LENNOX | HRCU-A-CB (Split System: Heat Pump with Remote Outdoor Unit-Air-Source) | SL25XPV-048-230A** |  |  | CR33-50/60+TDR+TXV | SL280DF080NV60C* | 46500 | 20 |  | 12.5 | 11 |  | 44000 | 41000 | 93.18% | 45500 | 20 | 12.2 | 9 | 43500 | 35400 | 81.38% | 1.86 | Residential | 947.5 | Yes | 3.79 | Yes
207727942 | Central Heat Pump | BOSCH | HRCU-A-CB (Split System: Heat Pump with Remote Outdoor Unit-Air-Source) | BOVA-36HDN1-M20G | ADP |  | F,PE*E34930 |  | 23200 | 20 |  | 13.5 | 10 |  | 22400 | 21400 | 95.54% | [8 empty] | Residential | 482.5 | No | 1.93
207727944 | Central Heat Pump | BOSCH | HRCU-A-CB (Split System: Heat Pump with Remote Outdoor Unit-Air-Source) | BOVA-36HDN1-M20G | ADP |  | F,PE*E34925 |  | 23200 | 20 |  | 13.5 | 10 |  | 22400 | 21400 | 95.54% | [8 empty] | Residential | 482.5 | No | 1.93
207727945 | Central Heat Pump | BOSCH | HRCU-A-CB (Split System: Heat Pump with Remote Outdoor Unit-Air-Source) | BOVA-36HDN1-M20G | ADP |  | F,PE*TT1931 |  | 24000 | 20 |  | 14 | 10 |  | 22400 | 21400 | 95.54% | [8 empty] | Residential | 500 | No | 2
207728002 | Central Heat Pump | BOSCH | HRCU-A-CB (Split System: Heat Pump with Remote Outdoor Unit-Air-Source) | BOVB-36HDN1-M20G | ADP |  | F,PE*BB8931 |  | 22800 | 20 |  | 13 | 10 |  | 22200 | 21400 | 96.4% | [8 empty] | Residential | 475 | No | 1.9
207728006 | Central Heat Pump | BOSCH | HRCU-A-CB (Split System: Heat Pump with Remote Outdoor Unit-Air-Source) | BOVB-36HDN1-M20G | ADP |  | F,PE*SS9931 |  | 23400 | 20 |  | 13.5 | 10 |  | 22400 | 21400 | 95.54% | [8 empty] | Residential | 487.5 | No | 1.95
207728008 | Central Heat Pump | BOSCH | HRCU-A-CB (Split System: Heat Pump with Remote Outdoor Unit-Air-Source) | BOVB-36HDN1-M20G | ADP |  | F,PE*BB9937 |  | 34400 | 20 |  | 12.5 | 10 |  | 32600 | 26400 | 80.98% | [8 empty] | Residential | 717.5 | No | 2.87
207728010 | Central Heat Pump | BOSCH | HRCU-A-CB (Split System: Heat Pump with Remote Outdoor Unit-Air-Source) | BOVB-36HDN1-M20G | ADP |  | F,PE*BB9931 |  | 23400 | 20 |  | 13.5 | 10 |  | 22400 | 21400 | 95.54% | [8 empty] | Residential | 487.5 | No | 1.95
207728012 | Central Heat Pump | BOSCH | HRCU-A-CB (Split System: Heat Pump with Remote Outdoor Unit-Air-Source) | BOVB-36HDN1-M20G | ADP |  | F,PE*TT3937 |  | 34600 | 20 |  | 12.5 | 10 |  | 32600 | 26400 | 80.98% | [8 empty] | Residential | 720 | No | 2.88
207728014 | Central Heat Pump | BOSCH | HRCU-A-CB (Split System: Heat Pump with Remote Outdoor Unit-Air-Source) | BOVB-36HDN1-M20G | ADP |  | F,PE*TT3931 |  | 23800 | 20 |  | 14 | 10 |  | 22400 | 21400 | 95.54% | [8 empty] | Residential | 495 | No | 1.98
207436581 | Central Heat Pump | LENNOX | HRCU-A-CB (Split System: Heat Pump with Remote Outdoor Unit-Air-Source) | SL25XPV-048-230A** |  |  | CR33-50/60+TDR+TXV | SL280DF090V60C* | 46500 | 21 |  | 12.5 | 11 |  | 43500 | 41000 | 94.25% | 45500 | 20.8 | 12.3 | 9.1 | 43500 | 35200 | 80.92% | 1.86 | Residential | 947.5 | Yes | 3.79 | Yes
207436582 | Central Heat Pump | LENNOX | HRCU-A-CB (Split System: Heat Pump with Remote Outdoor Unit-Air-Source) | SL25XPV-048-230A** |  |  | CR33-50/60+TDR+TXV | SL280DF110V60C* | 46500 | 21 |  | 12.5 | 11.2 |  | 43500 | 41000 | 94.25% | 45500 | 21 | 12.3 | 9.1 | 43500 | 35200 | 80.92% | 1.86 | Residential | 947.5 | Yes | 3.79 | Yes
207436590 | Central Heat Pump | LENNOX | HRCU-A-CB (Split System: Heat Pump with Remote Outdoor Unit-Air-Source) | SL25XPV-048-230A** |  |  | CX35-49C+TDR | SL280UH080NV60C* | 46500 | 21 |  | 12.5 | 10.8 |  | 44000 | 43000 | 97.73% | 45500 | 20.6 | 12.3 | 8.9 | 44000 | 35800 | 81.36% | 1.78 | Residential | 947.5 | No | 3.79 | Yes
207436591 | Central Heat Pump | LENNOX | HRCU-A-CB (Split System: Heat Pump with Remote Outdoor Unit-Air-Source) | SL25XPV-048-230A** |  |  | CX35-49C+TDR | SL280UH090V60C* | 46500 | 20 |  | 12.5 | 10.8 |  | 44000 | 43000 | 97.73% | 45500 | 20 | 12.4 | 8.9 | 43500 | 35600 | 81.84% | 1.8 | Residential | 947.5 | Yes | 3.79 | Yes
207436592 | Central Heat Pump | LENNOX | HRCU-A-CB (Split System: Heat Pump with Remote Outdoor Unit-Air-Source) | SL25XPV-048-230A** |  |  | CX35-49C+TDR | SL280UH090XV60C* | 46500 | 20 |  | 12.5 | 10.8 |  | 44000 | 43000 | 97.73% | 45500 | 20 | 12.4 | 8.9 | 43500 | 35600 | 81.84% | 1.8 | Residential | 947.5 | Yes | 3.79 | Yes
205272579 | Central Heat Pump | CARRIER | HRCU-A-CB (Split System: Heat Pump with Remote Outdoor Unit-Air-Source) | 25VNA436A*030* |  |  | CAP**4824AL*+UI | 58TN*A135C24**22 | 33800 | 21 |  | 13 | 11 |  | 35200 | 33000 | 93.75% | [8 empty] | Residential | 705 | No | 2.82
205272580 | Central Heat Pump | CARRIER | HRCU-A-CB (Split System: Heat Pump with Remote Outdoor Unit-Air-Source) | 25VNA436A*030* |  |  | CAP**4824AL*+UI | 59TN6B120C24**22 | 33800 | 21.5 |  | 12.5 | 11 |  | 35200 | 33200 | 94.32% | [8 empty] | Residential | 705 | No | 2.82
206730179 | Central Heat Pump | GOODMAN | HRCU-A-CB (Split System: Heat Pump with Remote Outdoor Unit-Air-Source) | GVZC200361A* | ASPEN |  | D(A,C,E)48B44+MBVC1200**-1A*+TDR |  | 32800 | 20 |  | 13.4 | 10 |  | 35000 | 18000 | 51.43% | [8 empty] | Residential | 682.5 | No | 2.73
206730180 | Central Heat Pump | GOODMAN | HRCU-A-CB (Split System: Heat Pump with Remote Outdoor Unit-Air-Source) | GVZC200361A* | ASPEN |  | D(A,C,E)48B44+MBVC1600**-1A*+TDR |  | 32800 | 20 |  | 13.4 | 10 |  | 35000 | 18200 | 52% | [8 empty] | Residential | 682.5 | No | 2.73
202588221 | Central Heat Pump | GOODMAN | HRCU-A-CB (Split System: Heat Pump with Remote Outdoor Unit-Air-Source) | GSZC180241C* | ASPEN |  | C(A,C,D,E)30C34+MBVC1600**-1A*+TDR |  | 22000 | 18.5 |  | 13.9 | 10.1 |  | 22600 | 14000 | 61.95% | [8 empty] | Residential | 457.5 | No | 1.83
202588223 | Central Heat Pump | GOODMAN | HRCU-A-CB (Split System: Heat Pump with Remote Outdoor Unit-Air-Source) | GSZC180361C* | ASPEN |  | C(A,C,D,E)36D44+MBVC1600**-1A*+TDR |  | 34400 | 19 |  | 13.9 | 10.2 |  | 36600 | 23000 | 62.84% | [8 empty] | Residential | 717.5 | No | 2.87
202588224 | Central Heat Pump | GOODMAN | HRCU-A-CB (Split System: Heat Pump with Remote Outdoor Unit-Air-Source) | GSZC180361C* | ASPEN |  | C(A,C,D,E)36D34+MBVC1600**-1A*+TDR |  | 33200 | 18.5 |  | 13 | 10 |  | 36400 | 23000 | 63.19% | [8 empty] | Residential | 692.5 | No | 2.77
202588226 | Central Heat Pump | GOODMAN | HRCU-A-CB (Split System: Heat Pump with Remote Outdoor Unit-Air-Source) | GSZC180361C* | ASPEN |  | C(A,C,D,E)36D34+MBVC2000**-1A*+TDR |  | 33000 | 19 |  | 13 | 10 |  | 36600 | 23200 | 63.39% | [8 empty] | Residential | 687.5 | No | 2.75
205802347 | Central Heat Pump | GOODMAN | HRCU-A-CB (Split System: Heat Pump with Remote Outdoor Unit-Air-Source) | GSZC180361C* | ASPEN |  | C(A,C,D,E)36D44+MBVC2000**-1A*+TDR |  | 34200 | 18.5 |  | 13.9 | 10.2 |  | 36600 | 23200 | 63.39% | [8 empty] | Residential | 712.5 | No | 2.85
208447338 | Central Heat Pump | GOODMAN | HRCU-A-CB (Split System: Heat Pump with Remote Outdoor Unit-Air-Source) | GVZC200361A* | ASPEN |  | C(A,C,D,E)36D34+TDR | G*VC800604B*A* | 32800 | 20 |  | 12.8 | 10 |  | 35200 | 18300 | 51.99% | [8 empty] | Residential | 682.5 | No | 2.73
7500247 | Central Heat Pump | COLEMAN | HRCU-A-CB (Split System: Heat Pump with Remote Outdoor Unit-Air-Source) | HC8B036F4 | ADP |  | H,YE80936+MV20D |  | 36200 | 18 |  | 14 | 10 |  | 34400 | 22400 | 65.12% | [8 empty] | Residential | 755 | No | 3.02
7167901 | Central Heat Pump | COLEMAN | HRCU-A-CB (Split System: Heat Pump with Remote Outdoor Unit-Air-Source) | HC8B036F4 | ADP |  | H,YE81936+MV20D |  | 36400 | 18 |  | 14 | 10 |  | 34400 | 22400 | 65.12% | [8 empty] | Residential | 757.5 | No | 3.03
207454701 | Central Heat Pump | LENNOX | HRCU-A-CB (Split System: Heat Pump with Remote Outdoor Unit-Air-Source) | SL25XPV-024-230A** | ADP |  | L*35/36S9 | EL296DF110XV60C* | 22600 | 18 |  | 12.5 | 10 |  | 20000 | 23200 | 116% | [8 empty] | Residential | 470 | No | 1.88
207454702 | Central Heat Pump | LENNOX | HRCU-A-CB (Split System: Heat Pump with Remote Outdoor Unit-Air-Source) | SL25XPV-024-230A** | ADP |  | L*23/37Z9 | EL296DF110XV60C* | 23000 | 19 |  | 13 | 10 |  | 20000 | 23200 | 116% | [8 empty] | Residential | 480 | No | 1.92
207454703 | Central Heat Pump | LENNOX | HRCU-A-CB (Split System: Heat Pump with Remote Outdoor Unit-Air-Source) | SL25XPV-024-230A** | ADP |  | LH29/36F9 | EL296UH045XV36B* | 22600 | 22 |  | 14 | 10 |  | 20000 | 22600 | 113% | [8 empty] | Residential | 470 | No | 1.88
207454704 | Central Heat Pump | LENNOX | HRCU-A-CB (Split System: Heat Pump with Remote Outdoor Unit-Air-Source) | SL25XPV-024-230A** | ADP |  | LH35/36F9 | EL296UH045XV36B* | 22800 | 23 |  | 14 | 10 |  | 20000 | 22600 | 113% | [8 empty] | Residential | 475 | No | 1.9
207454705 | Central Heat Pump | LENNOX | HRCU-A-CB (Split System: Heat Pump with Remote Outdoor Unit-Air-Source) | SL25XPV-024-230A** | ADP |  | L*19/36S9 | EL296UH045XV36B* | 22600 | 22 |  | 14 | 10 |  | 20000 | 22600 | 113% | [8 empty] | Residential | 470 | No | 1.88
207454706 | Central Heat Pump | LENNOX | HRCU-A-CB (Split System: Heat Pump with Remote Outdoor Unit-Air-Source) | SL25XPV-024-230A** | ADP |  | LH35/38X9 | EL296UH045XV36B* | 22800 | 23 |  | 14 | 10 |  | 20000 | 22600 | 113% | [8 empty] | Residential | 475 | No | 1.9
205272582 | Central Heat Pump | CARRIER | HRCU-A-CB (Split System: Heat Pump with Remote Outdoor Unit-Air-Source) | 25VNA436A*030* |  |  | CAP**4824AL*+UI | 59MN7B100C21**22 | 33800 | 21 |  | 12.5 | 11 |  | 35200 | 33200 | 94.32% | [8 empty] | Residential | 705 | No | 2.82
205272585 | Central Heat Pump | CARRIER | HRCU-A-CB (Split System: Heat Pump with Remote Outdoor Unit-Air-Source) | 25VNA436A*030* |  |  | CAP**4824AL*+UI | 59TN6B100C21**22 | 33800 | 21 |  | 12.5 | 11 |  | 35200 | 33200 | 94.32% | [8 empty] | Residential | 705 | No | 2.82
205272586 | Central Heat Pump | CARRIER | HRCU-A-CB (Split System: Heat Pump with Remote Outdoor Unit-Air-Source) | 25VNA436A*030* |  |  | CAP**4824AL*+UI | 58TN*A110C21**20 | 33800 | 21.5 |  | 13 | 11 |  | 35200 | 33200 | 94.32% | [8 empty] | Residential | 705 | No | 2.82
205272587 | Central Heat Pump | CARRIER | HRCU-A-CB (Split System: Heat Pump with Remote Outdoor Unit-Air-Source) | 25VNA436A*030* |  |  | CAP**4824AL*+UI | 59MN7B060C21**20 | 33600 | 20.5 |  | 12.5 | 11 |  | 35600 | 33800 | 94.94% | [8 empty] | Residential | 700 | No | 2.8
205272588 | Central Heat Pump | CARRIER | HRCU-A-CB (Split System: Heat Pump with Remote Outdoor Unit-Air-Source) | 25VNA436A*030* |  |  | CAP**6024AL*+UI | 58TN*A070C21**20 | 34200 | 21 |  | 12.5 | 11 |  | 34800 | 33000 | 94.83% | [8 empty] | Residential | 712.5 | No | 2.85
205272589 | Central Heat Pump | CARRIER | HRCU-A-CB (Split System: Heat Pump with Remote Outdoor Unit-Air-Source) | 25VNA436A*030* |  |  | CAP**6024AL*+UI | 58TN*A090C21**20 | 34400 | 21.5 |  | 13 | 11 |  | 34400 | 32800 | 95.35% | [8 empty] | Residential | 717.5 | No | 2.87
205272590 | Central Heat Pump | CARRIER | HRCU-A-CB (Split System: Heat Pump with Remote Outdoor Unit-Air-Source) | 25VNA436A*030* |  |  | CAP**6024AL*+UI | 58TN*A135C24**22 | 34400 | 21.5 |  | 13 | 11 |  | 34400 | 32600 | 94.77% | [8 empty] | Residential | 717.5 | No | 2.87
205795032 | Central Heat Pump | AMANA DISTINCTIONS | HRCU-A-CB (Split System: Heat Pump with Remote Outdoor Unit-Air-Source) | GSZC180361C* |  |  | CHPF4860D6D*+TXV | A*VS800805CUA* | 35000 | 18 |  | 13.5 | 10 |  | 36000 | 22600 | 62.78% | [8 empty] | Residential | 730 | No | 2.92
208447342 | Central Heat Pump | GOODMAN | HRCU-A-CB (Split System: Heat Pump with Remote Outdoor Unit-Air-Source) | GVZC200361A* | ASPEN |  | C(A,C,D,E)42C34+TDR | G*VC800604B*A* | 33200 | 20 |  | 12.8 | 10 |  | 35000 | 18200 | 52% | [8 empty] | Residential | 692.5 | No | 2.77
208447343 | Central Heat Pump | GOODMAN | HRCU-A-CB (Split System: Heat Pump with Remote Outdoor Unit-Air-Source) | GVZC200361A* | ASPEN |  | C(A,C,D,E)42D34+TDR | G*VC800604B*A* | 33200 | 20 |  | 12.8 | 10 |  | 35400 | 18300 | 51.69% | [8 empty] | Residential | 692.5 | No | 2.77
208447346 | Central Heat Pump | GOODMAN | HRCU-A-CB (Split System: Heat Pump with Remote Outdoor Unit-Air-Source) | GVZC200361A* | ASPEN |  | C(A,C,D,E)48C34+TDR | G*VC800604B*A* | 33400 | 20 |  | 12.9 | 10 |  | 35200 | 18200 | 51.7% | [8 empty] | Residential | 695 | No | 2.78
208447347 | Central Heat Pump | GOODMAN | HRCU-A-CB (Split System: Heat Pump with Remote Outdoor Unit-Air-Source) | GVZC200361A* | ASPEN |  | C(A,C,D,E)48F34+TDR | G*VC800604B*A* | 33400 | 20 |  | 12.9 | 10 |  | 35200 | 18200 | 51.7% | [8 empty] | Residential | 695 | No | 2.78
208447349 | Central Heat Pump | GOODMAN | HRCU-A-CB (Split System: Heat Pump with Remote Outdoor Unit-Air-Source) | GVZC200361A* | ASPEN |  | C(A,C,D,E)36A44+TDR | G*VC800805C*A* | 33800 | 20 |  | 13 | 10 |  | 35000 | 18100 | 51.71% | [8 empty] | Residential | 705 | No | 2.82
208447350 | Central Heat Pump | GOODMAN | HRCU-A-CB (Split System: Heat Pump with Remote Outdoor Unit-Air-Source) | GVZC200361A* | ASPEN |  | C(A,C,D,E)36B34+TDR | G*VC800805C*A* | 33800 | 20 |  | 13 | 10 |  | 35000 | 18000 | 51.43% | [8 empty] | Residential | 705 | No | 2.82
208447351 | Central Heat Pump | GOODMAN | HRCU-A-CB (Split System: Heat Pump with Remote Outdoor Unit-Air-Source) | GVZC200361A* | ASPEN |  | C(A,C,D,E)36B44+TDR | G*VC800805C*A* | 34200 | 20 |  | 13 | 10 |  | 35200 | 18100 | 51.42% | [8 empty] | Residential | 712.5 | No | 2.85
208447352 | Central Heat Pump | GOODMAN | HRCU-A-CB (Split System: Heat Pump with Remote Outdoor Unit-Air-Source) | GVZC200361A* | ASPEN |  | C(A,C,D,E)36C34+TDR | G*VC800805C*A* | 34200 | 20 |  | 13 | 10 |  | 35200 | 18100 | 51.42% | [8 empty] | Residential | 712.5 | No | 2.85
205795039 | Central Heat Pump | AMANA DISTINCTIONS | HRCU-A-CB (Split System: Heat Pump with Remote Outdoor Unit-Air-Source) | GSZC180361C* |  |  | CA*F4961*6D*+TXV | A*VS960805CUA* | 35400 | 18 |  | 14 | 10 |  | 36000 | 22800 | 63.33% | [8 empty] | Residential | 737.5 | No | 2.95
202547291 | Central Heat Pump | AMANA DISTINCTIONS | HRCU-A-CB (Split System: Heat Pump with Remote Outdoor Unit-Air-Source) | GSZC180241C* |  |  | AVPTC29B14B* |  | 23000 | 18 |  | 13.5 | 10 |  | 22200 | 14000 | 63.06% | [8 empty] | Residential | 480 | No | 1.92
202547293 | Central Heat Pump | AMANA DISTINCTIONS | HRCU-A-CB (Split System: Heat Pump with Remote Outdoor Unit-Air-Source) | GSZC180361C* |  |  | AVPTC37C14B* |  | 35600 | 18 |  | 13.5 | 10 |  | 35800 | 22600 | 63.13% | [8 empty] | Residential | 742.5 | No | 2.97
202547299 | Central Heat Pump | AMANA DISTINCTIONS | HRCU-A-CB (Split System: Heat Pump with Remote Outdoor Unit-Air-Source) | GSZC180361C* |  |  | AVPTC37D14B* |  | 35800 | 18 |  | 13.5 | 10 |  | 36000 | 22800 | 63.33% | [8 empty] | Residential | 745 | No | 2.98
205965726 | Central Heat Pump | AMANA DISTINCTIONS | HRCU-A-CB (Split System: Heat Pump with Remote Outdoor Unit-Air-Source) | GVZC200241A* |  |  | CA*F3642*6D*+MBVC1200**-1A*+TX |  | 23400 | 21 |  | 13 | 10 |  | 23600 | 13000 | 55.08% | [8 empty] | Residential | 487.5 | No | 1.95
205965727 | Central Heat Pump | AMANA DISTINCTIONS | HRCU-A-CB (Split System: Heat Pump with Remote Outdoor Unit-Air-Source) | GVZC200361A* |  |  | CA*F3743*6D*+MBVC1600**-1A*+TX |  | 35400 | 21 |  | 14 | 10 |  | 35000 | 18200 | 52% | [8 empty] | Residential | 737.5 | No | 2.95
205965729 | Central Heat Pump | AMANA DISTINCTIONS | HRCU-A-CB (Split System: Heat Pump with Remote Outdoor Unit-Air-Source) | GVZC200241A* |  |  | CA*F3137*6A*+TXV | G*VM970603BNB* | 23400 | 20 |  | 13 | 10 |  | 23800 | 13000 | 54.62% | [8 empty] | Residential | 487.5 | No | 1.95
205965730 | Central Heat Pump | AMANA DISTINCTIONS | HRCU-A-CB (Split System: Heat Pump with Remote Outdoor Unit-Air-Source) | GVZC200241A* |  |  | CA*F3137*6A*+TXV | G*VM970803BNB* | 23200 | 20 |  | 13 | 10 |  | 23800 | 13000 | 54.62% | [8 empty] | Residential | 482.5 | No | 1.93
207091711 | Central Heat Pump | DUCANE | HRCU-A-CB (Split System: Heat Pump with Remote Outdoor Unit-Air-Source) | 4HP18V36P | ADP |  | H,A,DE32(1,2)24+TXV | 80G2UH045AE12 | 23000 | 19 |  | 13 | 10 |  | 22400 | 13400 | 59.82% | 22800 | 18 | 12 | 8.05 | 22400 |  |  |  | Residential | 475 | No | 1.9
207091712 | Central Heat Pump | DUCANE | HRCU-A-CB (Split System: Heat Pump with Remote Outdoor Unit-Air-Source) | 4HP18V36P | ADP |  | H,A,DE32(1,2)24+TXV | 80G2UH070AE12 | 23200 | 20 |  | 13 | 10 |  | 22400 | 13300 | 59.38% | 23400 | 18 | 12 | 8.45 | 22400 |  |  |  | Residential | 487.5 | No | 1.95
207091713 | Central Heat Pump | DUCANE | HRCU-A-CB (Split System: Heat Pump with Remote Outdoor Unit-Air-Source) | 4HP18V36P | ADP |  | H,A,DE32(1,2)24+TXV | 96G2UH045BV12 | 23200 | 20 |  | 13 | 10 |  | 22400 | 13300 | 59.38% | 23200 | 18 | 12 | 8.05 | 22400 |  |  |  | Residential | 482.5 | No | 1.93
207091714 | Central Heat Pump | DUCANE | HRCU-A-CB (Split System: Heat Pump with Remote Outdoor Unit-Air-Source) | 4HP18V36P | ADP |  | H,A,DE32(1,2)24+TXV | 96G2UH070BV12 | 23200 | 20 |  | 13 | 10 |  | 22400 | 20600 | 91.96% | 32600 | 19 | 11 | 8.1 | 32400 |  |  |  | Residential | 680 | No | 2.72
207091717 | Central Heat Pump | DUCANE | HRCU-A-CB (Split System: Heat Pump with Remote Outdoor Unit-Air-Source) | 4HP18V36P | ADP |  | H,A,DE32(1,2)24+TXV | 92G1UH030BE12 | 23200 | 19 |  | 13 | 10 |  | 22400 | 13900 | 62.05% | 22800 | 18 | 11.5 | 7.8 | 22200 |  |  |  | Residential | 475 | No | 1.9
207091718 | Central Heat Pump | DUCANE | HRCU-A-CB (Split System: Heat Pump with Remote Outdoor Unit-Air-Source) | 4HP18V36P | ADP |  | H,A,DE32(1,2)24+TXV | 92G1UH070BE12 | 23000 | 19 |  | 13 | 10 |  | 22400 | 13300 | 59.38% | 23400 | 18 | 12 | 8.45 | 22400 |  |  |  | Residential | 487.5 | No | 1.95
207091727 | Central Heat Pump | DUCANE | HRCU-A-CB (Split System: Heat Pump with Remote Outdoor Unit-Air-Source) | 4HP18V36P | ADP |  | H,A,DE32(1,2)24+TXV | 80G2UH070AE12L | 23200 | 20 |  | 13 | 10 |  | 22400 | 13300 | 59.38% | 23400 | 18 | 12 | 8.45 | 22400 |  |  |  | Residential | 487.5 | No | 1.95
207091729 | Central Heat Pump | DUCANE | HRCU-A-CB (Split System: Heat Pump with Remote Outdoor Unit-Air-Source) | 4HP18V36P | ADP |  | H,A,DE32(1,2)24+TXV | 92G1UH045BE12 | 23000 | 19 |  | 13 | 10 |  | 22400 | 13200 | 58.93% | 23400 | 18 | 12 | 8.45 | 22400 |  |  |  | Residential | 487.5 | No | 1.95
207091739 | Central Heat Pump | DUCANE | HRCU-A-CB (Split System: Heat Pump with Remote Outdoor Unit-Air-Source) | 4HP18V36P | ADP |  | H,A,DE32930 | 80G2UH045AE12 | 23000 | 19 |  | 13 | 10 |  | 22400 | 13400 | 59.82% | 22800 | 18 | 12 | 8.05 | 22400 |  |  |  | Residential | 475 | No | 1.9
207091740 | Central Heat Pump | DUCANE | HRCU-A-CB (Split System: Heat Pump with Remote Outdoor Unit-Air-Source) | 4HP18V36P | ADP |  | H,A,DE32930 | 80G2UH070AE12 | 23200 | 20 |  | 13 | 10 |  | 22400 | 13300 | 59.38% | 23400 | 18 | 12 | 8.45 | 22400 |  |  |  | Residential | 487.5 | No | 1.95
207091741 | Central Heat Pump | DUCANE | HRCU-A-CB (Split System: Heat Pump with Remote Outdoor Unit-Air-Source) | 4HP18V36P | ADP |  | H,A,DE32930 | 96G2UH045BV12 | 23200 | 20 |  | 13 | 10 |  | 22400 | 13300 | 59.38% | 23200 | 18 | 12 | 8.05 | 22400 |  |  |  | Residential | 482.5 | No | 1.93
207091742 | Central Heat Pump | DUCANE | HRCU-A-CB (Split System: Heat Pump with Remote Outdoor Unit-Air-Source) | 4HP18V36P | ADP |  | H,A,DE32930 | 96G2UH070BV12 | 23200 | 20 |  | 13 | 10 |  | 22400 | 20600 | 91.96% | 32600 | 19 | 11 | 8.1 | 32400 |  |  |  | Residential | 680 | No | 2.72
207091745 | Central Heat Pump | DUCANE | HRCU-A-CB (Split System: Heat Pump with Remote Outdoor Unit-Air-Source) | 4HP18V36P | ADP |  | H,A,DE32930 | 92G1UH030BE12 | 23200 | 19 |  | 13 | 10 |  | 22400 | 13900 | 62.05% | 22800 | 18 | 11.5 | 7.8 | 22200 |  |  |  | Residential | 475 | No | 1.9
207091746 | Central Heat Pump | DUCANE | HRCU-A-CB (Split System: Heat Pump with Remote Outdoor Unit-Air-Source) | 4HP18V36P | ADP |  | H,A,DE32930 | 92G1UH070BE12 | 23000 | 19 |  | 13 | 10 |  | 22400 | 13300 | 59.38% | 23400 | 18 | 12 | 8.45 | 22400 |  |  |  | Residential | 487.5 | No | 1.95
207091755 | Central Heat Pump | DUCANE | HRCU-A-CB (Split System: Heat Pump with Remote Outdoor Unit-Air-Source) | 4HP18V36P | ADP |  | H,A,DE32930 | 80G2UH070AE12L | 23200 | 20 |  | 13 | 10 |  | 22400 | 13300 | 59.38% | 23400 | 18 | 12 | 8.45 | 22400 |  |  |  | Residential | 487.5 | No | 1.95
207091757 | Central Heat Pump | DUCANE | HRCU-A-CB (Split System: Heat Pump with Remote Outdoor Unit-Air-Source) | 4HP18V36P | ADP |  | H,A,DE32930 | 92G1UH045BE12 | 23000 | 19 |  | 13 | 10 |  | 22400 | 13200 | 58.93% | 23400 | 18 | 12 | 8.45 | 22400 |  |  |  | Residential | 487.5 | No | 1.95
208447353 | Central Heat Pump | GOODMAN | HRCU-A-CB (Split System: Heat Pump with Remote Outdoor Unit-Air-Source) | GVZC200361A* | ASPEN |  | C(A,C,D,E)36D34+TDR | G*VC800805C*A* | 34400 | 20 |  | 13.1 | 10 |  | 35400 | 18200 | 51.41% | [8 empty] | Residential | 717.5 | No | 2.87
208447355 | Central Heat Pump | GOODMAN | HRCU-A-CB (Split System: Heat Pump with Remote Outdoor Unit-Air-Source) | GVZC200361A* | ASPEN |  | C(A,C,D,E)42A44+TDR | G*VC800805C*A* | 33400 | 20 |  | 12.9 | 10 |  | 35000 | 18000 | 51.43% | [8 empty] | Residential | 695 | No | 2.78
208447356 | Central Heat Pump | GOODMAN | HRCU-A-CB (Split System: Heat Pump with Remote Outdoor Unit-Air-Source) | GVZC200361A* | ASPEN |  | C(A,C,D,E)42B34+TDR | G*VC800805C*A* | 34000 | 20 |  | 13 | 10 |  | 34800 | 18000 | 51.72% | [8 empty] | Residential | 707.5 | No | 2.83
208447357 | Central Heat Pump | GOODMAN | HRCU-A-CB (Split System: Heat Pump with Remote Outdoor Unit-Air-Source) | GVZC200361A* | ASPEN |  | C(A,C,D,E)42C34+TDR | G*VC800805C*A* | 34600 | 20 |  | 13 | 10 |  | 35200 | 18100 | 51.42% | [8 empty] | Residential | 720 | No | 2.88
208447358 | Central Heat Pump | GOODMAN | HRCU-A-CB (Split System: Heat Pump with Remote Outdoor Unit-Air-Source) | GVZC200361A* | ASPEN |  | C(A,C,D,E)42D34+TDR | G*VC800805C*A* | 34600 | 20 |  | 13 | 10 |  | 35600 | 18200 | 51.12% | [8 empty] | Residential | 720 | No | 2.88
208447359 | Central Heat Pump | GOODMAN | HRCU-A-CB (Split System: Heat Pump with Remote Outdoor Unit-Air-Source) | GVZC200361A* | ASPEN |  | C(A,C,D,E)48A34+TDR | G*VC800805C*A* | 34000 | 20 |  | 13 | 10 |  | 34800 | 18000 | 51.72% | [8 empty] | Residential | 707.5 | No | 2.83
208447360 | Central Heat Pump | GOODMAN | HRCU-A-CB (Split System: Heat Pump with Remote Outdoor Unit-Air-Source) | GVZC200361A* | ASPEN |  | C(A,C,D,E)48B34+TDR | G*VC800805C*A* | 34400 | 20 |  | 13.1 | 10 |  | 35000 | 18000 | 51.43% | [8 empty] | Residential | 717.5 | No | 2.87
208447361 | Central Heat Pump | GOODMAN | HRCU-A-CB (Split System: Heat Pump with Remote Outdoor Unit-Air-Source) | GVZC200361A* | ASPEN |  | C(A,C,D,E)48C34+TDR | G*VC800805C*A* | 34800 | 20 |  | 13.2 | 10 |  | 35200 | 18100 | 51.42% | [8 empty] | Residential | 725 | No | 2.9
205965731 | Central Heat Pump | AMANA DISTINCTIONS | HRCU-A-CB (Split System: Heat Pump with Remote Outdoor Unit-Air-Source) | GVZC200241A* |  |  | CA*F3137*6A*+MBVC1200**-1A*+TXV |  | 23800 | 21 |  | 13 | 10 |  | 23800 | 13000 | 54.62% | [8 empty] | Residential | 495 | No | 1.98
205273814 | Central Heat Pump | BRYANT HEATING AND COOLING SYSTEMS | HRCU-A-CB (Split System: Heat Pump with Remote Outdoor Unit-Air-Source) | 284ANV024*0**A* |  |  | CSPH*4212AL*+UI | 88*TA48090C17*** | 23400 | 22 |  | 14 | 11 |  | 24000 | 24000 | 100% | [8 empty] | Residential | 487.5 | No | 1.95
205273815 | Central Heat Pump | BRYANT HEATING AND COOLING SYSTEMS | HRCU-A-CB (Split System: Heat Pump with Remote Outdoor Unit-Air-Source) | 284ANV024*0**A* |  |  | CSPH*4212AL*+UI | 88*TA60110C21*** | 23400 | 22 |  | 14 | 11 |  | 24000 | 24000 | 100% | [8 empty] | Residential | 487.5 | No | 1.95
205273816 | Central Heat Pump | BRYANT HEATING AND COOLING SYSTEMS | HRCU-A-CB (Split System: Heat Pump with Remote Outdoor Unit-Air-Source) | 284ANV024*0**A* |  |  | CSPH*4812AL*+UI | 987MB42060C17*** | 23400 | 21 |  | 13 | 11 |  | 24000 | 24400 | 101.7% | [8 empty] | Residential | 487.5 | No | 1.95
205273817 | Central Heat Pump | BRYANT HEATING AND COOLING SYSTEMS | HRCU-A-CB (Split System: Heat Pump with Remote Outdoor Unit-Air-Source) | 284ANV024*0**A* |  |  | CSPH*4812AL*+UI | 987MB42080C17*** | 23400 | 21 |  | 13 | 11 |  | 24000 | 24200 | 100.8% | [8 empty] | Residential | 487.5 | No | 1.95
205273818 | Central Heat Pump | BRYANT HEATING AND COOLING SYSTEMS | HRCU-A-CB (Split System: Heat Pump with Remote Outdoor Unit-Air-Source) | 284ANV024*0**A* |  |  | CSPH*4812AL*+UI | 987MB60060C21*** | 23400 | 21 |  | 13 | 11 |  | 24000 | 24200 | 100.8% | [8 empty] | Residential | 487.5 | No | 1.95
205273819 | Central Heat Pump | BRYANT HEATING AND COOLING SYSTEMS | HRCU-A-CB (Split System: Heat Pump with Remote Outdoor Unit-Air-Source) | 284ANV024*0**A* |  |  | CSPH*4812AL*+UI | 987MB60080C21*** | 23400 | 21 |  | 14 | 11 |  | 24000 | 24000 | 100% | [8 empty] | Residential | 487.5 | No | 1.95
205273820 | Central Heat Pump | BRYANT HEATING AND COOLING SYSTEMS | HRCU-A-CB (Split System: Heat Pump with Remote Outdoor Unit-Air-Source) | 284ANV024*0**A* |  |  | CSPH*4812AL*+UI | 987MB66100C21*** | 23400 | 21 |  | 14 | 11 |  | 24000 | 24000 | 100% | [8 empty] | Residential | 487.5 | No | 1.95
207169018 | Central Heat Pump | DUCANE | HRCU-A-CB (Split System: Heat Pump with Remote Outdoor Unit-Air-Source) | 4HP18V36P | ADP |  | H,A,DG33936 | 96G2UH070BV12 | 23600 | 20 |  | 13 | 10 |  | 22400 | 13200 | 58.93% | 23400 | 19 | 12 | 8.5 | 22400 |  |  |  | Residential | 487.5 | No | 1.95
207169020 | Central Heat Pump | DUCANE | HRCU-A-CB (Split System: Heat Pump with Remote Outdoor Unit-Air-Source) | 4HP18V36P | ADP |  | H,A,DG33936 | 96G2UH045BV12 | 23400 | 20 |  | 13 | 10 |  | 22400 | 13300 | 59.38% | 23400 | 19 | 12 | 8.1 | 22400 |  |  |  | Residential | 487.5 | No | 1.95
207169051 | Central Heat Pump | DUCANE | HRCU-A-CB (Split System: Heat Pump with Remote Outdoor Unit-Air-Source) | 4HP18V36P | ADP |  | H,A,DG9J(1,2)36+TXV | 80G1UH045AE12 | 24000 | 18 |  | 13 | 10 |  | 22400 | 13600 | 60.71% | 24000 | 18 | 12 | 8.5 | 22400 |  |  |  | Residential | 500 | No | 2
207169052 | Central Heat Pump | DUCANE | HRCU-A-CB (Split System: Heat Pump with Remote Outdoor Unit-Air-Source) | 4HP18V36P | ADP |  | H,A,DG9J(1,2)36+TXV | 96G2UH045BV12 | 24000 | 20 |  | 13 | 10 |  | 22400 | 13800 | 61.61% | 23600 | 19 | 12 | 8.1 | 22400 |  |  |  | Residential | 492.5 | No | 1.97
207169053 | Central Heat Pump | DUCANE | HRCU-A-CB (Split System: Heat Pump with Remote Outdoor Unit-Air-Source) | 4HP18V36P | ADP |  | H,A,DG9J(1,2)36+TXV | 96G2UH070BV12 | 24000 | 20 |  | 13 | 10 |  | 22400 | 13200 | 58.93% | 23400 | 19 | 12 | 8.5 | 22400 |  |  |  | Residential | 487.5 | No | 1.95
207169054 | Central Heat Pump | DUCANE | HRCU-A-CB (Split System: Heat Pump with Remote Outdoor Unit-Air-Source) | 4HP18V36P | ADP |  | H,A,DG9J(1,2)36+TXV | 80G1UH070BE12 | 24000 | 18 |  | 13 | 10 |  | 22400 | 20400 | 91.07% | 32600 | 19 | 11 | 8.1 | 32200 |  |  |  | Residential | 680 | No | 2.72
207172502 | Central Heat Pump | DUCANE | HRCU-A-CB (Split System: Heat Pump with Remote Outdoor Unit-Air-Source) | 4HP18V36P | ADP |  | 36AX** | 80G1UH045AE12 | 24000 | 18 |  | 13 | 10 |  | 22400 | 13600 | 60.71% | 24000 | 18 | 12 | 8.5 | 22400 |  |  |  | Residential | 500 | No | 2
207172503 | Central Heat Pump | DUCANE | HRCU-A-CB (Split System: Heat Pump with Remote Outdoor Unit-Air-Source) | 4HP18V36P | ADP |  | 36AP**+TXV | 80G1UH045AE12 | 24000 | 18 |  | 13 | 10 |  | 22400 | 13600 | 60.71% | 24000 | 18 | 12 | 8.5 | 22400 |  |  |  | Residential | 500 | No | 2
205273821 | Central Heat Pump | BRYANT HEATING AND COOLING SYSTEMS | HRCU-A-CB (Split System: Heat Pump with Remote Outdoor Unit-Air-Source) | 284ANV024*0**A* |  |  | CSPH*4812AL*+UI | 987MB66120C24*** | 23400 | 21 |  | 14 | 11 |  | 24000 | 24000 | 100% | [8 empty] | Residential | 487.5 | No | 1.95
205273822 | Central Heat Pump | BRYANT HEATING AND COOLING SYSTEMS | HRCU-A-CB (Split System: Heat Pump with Remote Outdoor Unit-Air-Source) | 284ANV024*0**A* |  |  | CSPH*4812AL*+UI | 88*TA36070C14*** | 23400 | 22 |  | 14 | 11 |  | 24000 | 24200 | 100.8% | [8 empty] | Residential | 487.5 | No | 1.95
207436593 | Central Heat Pump | LENNOX | HRCU-A-CB (Split System: Heat Pump with Remote Outdoor Unit-Air-Source) | SL25XPV-048-230A** |  |  | CX35-49C+TDR | SL280UH100NV60C* | 46500 | 21 |  | 12.5 | 10.8 |  | 44000 | 43000 | 97.73% | 45500 | 20.4 | 12.3 | 8.9 | 44000 | 35800 | 81.36% | 1.78 | Residential | 947.5 | No | 3.79 | Yes
207436594 | Central Heat Pump | LENNOX | HRCU-A-CB (Split System: Heat Pump with Remote Outdoor Unit-Air-Source) | SL25XPV-048-230A** |  |  | CX35-49C+TDR | SL280UH110V60C* | 46500 | 20 |  | 12.5 | 10.6 |  | 44000 | 43500 | 98.86% | 45500 | 20 | 12.3 | 8.9 | 44000 | 35800 | 81.36% | 1.78 | Residential | 947.5 | No | 3.79 | Yes
207436595 | Central Heat Pump | LENNOX | HRCU-A-CB (Split System: Heat Pump with Remote Outdoor Unit-Air-Source) | SL25XPV-048-230A** |  |  | CX35-49C+TDR | SL280UH110XV60C* | 46500 | 20 |  | 12.5 | 10.6 |  | 44000 | 43500 | 98.86% | 45500 | 20 | 12.3 | 8.9 | 44000 | 35800 | 81.36% | 1.78 | Residential | 947.5 | No | 3.79 | Yes
207436596 | Central Heat Pump | LENNOX | HRCU-A-CB (Split System: Heat Pump with Remote Outdoor Unit-Air-Source) | SL25XPV-048-230A** |  |  | CX35-49C+TDR | SL297UH080NV48C* | 46500 | 20 |  | 12.5 | 10.6 |  | 44000 | 43500 | 98.86% | 45500 | 20 | 12.2 | 8.9 | 44000 | 36000 | 81.82% | 1.76 | Residential | 947.5 | No | 3.79 | Yes
207436597 | Central Heat Pump | LENNOX | HRCU-A-CB (Split System: Heat Pump with Remote Outdoor Unit-Air-Source) | SL25XPV-048-230A** |  |  | CX35-49C+TDR | SL297UH080NV60C* | 46500 | 20 |  | 12.5 | 10.6 |  | 44000 | 43500 | 98.86% | 45500 | 20 | 12 | 8.9 | 44000 | 36000 | 81.82% | 1.76 | Residential | 947.5 | No | 3.79 | Yes
208447362 | Central Heat Pump | GOODMAN | HRCU-A-CB (Split System: Heat Pump with Remote Outdoor Unit-Air-Source) | GVZC200361A* | ASPEN |  | C(A,C,D,E)48F34+TDR | G*VC800805C*A* | 34800 | 20 |  | 13.2 | 10 |  | 35200 | 18100 | 51.42% | [8 empty] | Residential | 725 | No | 2.9
208447364 | Central Heat Pump | GOODMAN | HRCU-A-CB (Split System: Heat Pump with Remote Outdoor Unit-Air-Source) | GVZC200361A* | ASPEN |  | C(A,C,D,E)36A44+TDR | G*VC801005C*A* | 33800 | 20 |  | 13 | 10 |  | 35000 | 18100 | 51.71% | [8 empty] | Residential | 705 | No | 2.82
208447365 | Central Heat Pump | GOODMAN | HRCU-A-CB (Split System: Heat Pump with Remote Outdoor Unit-Air-Source) | GVZC200361A* | ASPEN |  | C(A,C,D,E)36B34+TDR | G*VC801005C*A* | 33800 | 20 |  | 13 | 10 |  | 35000 | 18000 | 51.43% | [8 empty] | Residential | 705 | No | 2.82
208447366 | Central Heat Pump | GOODMAN | HRCU-A-CB (Split System: Heat Pump with Remote Outdoor Unit-Air-Source) | GVZC200361A* | ASPEN |  | C(A,C,D,E)36B44+TDR | G*VC801005C*A* | 34200 | 20 |  | 13 | 10 |  | 35200 | 18100 | 51.42% | [8 empty] | Residential | 712.5 | No | 2.85
208447367 | Central Heat Pump | GOODMAN | HRCU-A-CB (Split System: Heat Pump with Remote Outdoor Unit-Air-Source) | GVZC200361A* | ASPEN |  | C(A,C,D,E)36C34+TDR | G*VC801005C*A* | 34200 | 20 |  | 13 | 10 |  | 35200 | 18100 | 51.42% | [8 empty] | Residential | 712.5 | No | 2.85
208447368 | Central Heat Pump | GOODMAN | HRCU-A-CB (Split System: Heat Pump with Remote Outdoor Unit-Air-Source) | GVZC200361A* | ASPEN |  | C(A,C,D,E)36D34+TDR | G*VC801005C*A* | 34400 | 20 |  | 13.1 | 10 |  | 35400 | 18200 | 51.41% | [8 empty] | Residential | 717.5 | No | 2.87
208447370 | Central Heat Pump | GOODMAN | HRCU-A-CB (Split System: Heat Pump with Remote Outdoor Unit-Air-Source) | GVZC200361A* | ASPEN |  | C(A,C,D,E)42A44+TDR | G*VC801005C*A* | 33400 | 20 |  | 12.9 | 10 |  | 35000 | 18000 | 51.43% | [8 empty] | Residential | 695 | No | 2.78
208447371 | Central Heat Pump | GOODMAN | HRCU-A-CB (Split System: Heat Pump with Remote Outdoor Unit-Air-Source) | GVZC200361A* | ASPEN |  | C(A,C,D,E)42B34+TDR | G*VC801005C*A* | 34000 | 20 |  | 13 | 10 |  | 34800 | 18000 | 51.72% | [8 empty] | Residential | 707.5 | No | 2.83
207436601 | Central Heat Pump | LENNOX | HRCU-A-CB (Split System: Heat Pump with Remote Outdoor Unit-Air-Source) | SL25XPV-048-230A** |  |  | CX35-60C+TDR | EL296UH090XV48C* | 46500 | 20 |  | 12.5 | 11.6 |  | 44000 | 42500 | 96.59% | 45500 | 20 | 12 | 9.5 | 44000 | 36400 | 82.73% | 1.9 | Residential | 947.5 | Yes | 3.79 | Yes
207436602 | Central Heat Pump | LENNOX | HRCU-A-CB (Split System: Heat Pump with Remote Outdoor Unit-Air-Source) | SL25XPV-048-230A** |  |  | CX35-60C+TDR | EL296UH090XV60C* | 46500 | 20 |  | 12.5 | 11.6 |  | 44000 | 42500 | 96.59% | 45500 | 20 | 12.2 | 9.5 | 44000 | 36200 | 82.27% | 1.9 | Residential | 947.5 | Yes | 3.79 | Yes
207436603 | Central Heat Pump | LENNOX | HRCU-A-CB (Split System: Heat Pump with Remote Outdoor Unit-Air-Source) | SL25XPV-048-230A** |  |  | CX35-60C+TDR | EL296UH110XV48C* | 46500 | 20 |  | 12.5 | 11.6 |  | 44000 | 42500 | 96.59% | 45500 | 20 | 12.2 | 9.5 | 44000 | 36400 | 82.73% | 1.9 | Residential | 947.5 | Yes | 3.79 | Yes
205886769 | Central Heat Pump | GOODMAN | HRCU-A-CB (Split System: Heat Pump with Remote Outdoor Unit-Air-Source) | GVZC200241A* |  |  | CA*F3636*6D*+MBVC1200**-1A*+TXV |  | 23200 | 20 |  | 13 | 10 |  | 23400 | 13000 | 55.56% | [8 empty] | Residential | 482.5 | No | 1.93
205886774 | Central Heat Pump | GOODMAN | HRCU-A-CB (Split System: Heat Pump with Remote Outdoor Unit-Air-Source) | GVZC200241A* |  |  | CA*F3642*6D*+TXV | G*VM970804CNB* | 23200 | 20 |  | 13 | 10 |  | 23600 | 13000 | 55.08% | [8 empty] | Residential | 482.5 | No | 1.93
205886775 | Central Heat Pump | GOODMAN | HRCU-A-CB (Split System: Heat Pump with Remote Outdoor Unit-Air-Source) | GVZC200241A* |  |  | CA*F3743*6D*+TXV | G*VM970603BNB* | 23400 | 20 |  | 13 | 10 |  | 23800 | 13000 | 54.62% | [8 empty] | Residential | 487.5 | No | 1.95
205886776 | Central Heat Pump | GOODMAN | HRCU-A-CB (Split System: Heat Pump with Remote Outdoor Unit-Air-Source) | GVZC200241A* |  |  | CA*F3743*6D*+TXV | G*VM970803BNB* | 23400 | 20 |  | 13 | 10 |  | 23800 | 13000 | 54.62% | [8 empty] | Residential | 487.5 | No | 1.95
205886777 | Central Heat Pump | GOODMAN | HRCU-A-CB (Split System: Heat Pump with Remote Outdoor Unit-Air-Source) | GVZC200241A* |  |  | CA*F3743*6D*+TXV | G*VM970804CNB* | 23400 | 20 |  | 13 | 10 |  | 23800 | 13000 | 54.62% | [8 empty] | Residential | 487.5 | No | 1.95
207172504 | Central Heat Pump | DUCANE | HRCU-A-CB (Split System: Heat Pump with Remote Outdoor Unit-Air-Source) | 4HP18V36P | ADP |  | 36AP**+TXV | 80G1UH070BE12 | 24000 | 18 |  | 13 | 10 |  | 22400 | 20400 | 91.07% | 32600 | 19 | 11 | 8.1 | 32200 |  |  |  | Residential | 680 | No | 2.72
207172507 | Central Heat Pump | DUCANE | HRCU-A-CB (Split System: Heat Pump with Remote Outdoor Unit-Air-Source) | 4HP18V36P | ADP |  | 36AP**+TXV | 80G2UH070AE12 | 24000 | 20 |  | 13 | 10 |  | 22400 | 13300 | 59.38% | 23600 | 19 | 12 | 8.5 | 22400 |  |  |  | Residential | 492.5 | No | 1.97
207172508 | Central Heat Pump | DUCANE | HRCU-A-CB (Split System: Heat Pump with Remote Outdoor Unit-Air-Source) | 4HP18V36P | ADP |  | 36AX** | 80G2UH070AE12 | 24000 | 20 |  | 13 | 10 |  | 22400 | 13300 | 59.38% | 23600 | 19 | 12 | 8.5 | 22400 |  |  |  | Residential | 492.5 | No | 1.97
207172511 | Central Heat Pump | DUCANE | HRCU-A-CB (Split System: Heat Pump with Remote Outdoor Unit-Air-Source) | 4HP18V36P | ADP |  | 42BX**+TXV | 80G2UH090BE12 | 24000 | 18 |  | 13 | 10 |  | 22400 | 13300 | 59.38% | 23600 | 19 | 12 | 8.5 | 22400 |  |  |  | Residential | 492.5 | No | 1.97
207172512 | Central Heat Pump | DUCANE | HRCU-A-CB (Split System: Heat Pump with Remote Outdoor Unit-Air-Source) | 4HP18V36P | ADP |  | 48BP**+TXV | 80G2UH090BE12 | 24000 | 18 |  | 13 | 10 |  | 22400 | 13800 | 61.61% | 23600 | 19 | 12 | 8.5 | 22400 |  |  |  | Residential | 492.5 | No | 1.97
207172513 | Central Heat Pump | DUCANE | HRCU-A-CB (Split System: Heat Pump with Remote Outdoor Unit-Air-Source) | 4HP18V36P | ADP |  | 36BP**+TXV | 80G2UH090BE12 | 24000 | 18 |  | 13 | 10 |  | 22400 | 13300 | 59.38% | 23600 | 19 | 12 | 8.5 | 22400 |  |  |  | Residential | 492.5 | No | 1.97
207172514 | Central Heat Pump | DUCANE | HRCU-A-CB (Split System: Heat Pump with Remote Outdoor Unit-Air-Source) | 4HP18V36P | ADP |  | 36BX** | 80G2UH090BE12 | 24000 | 18 |  | 13 | 10 |  | 22400 | 13300 | 59.38% | 23600 | 19 | 12 | 8.5 | 22400 |  |  |  | Residential | 492.5 | No | 1.97
207172522 | Central Heat Pump | DUCANE | HRCU-A-CB (Split System: Heat Pump with Remote Outdoor Unit-Air-Source) | 4HP18V36P | ADP |  | 48BP**+TXV | 80G1UH070BE12 | 24000 | 18 |  | 13 | 10 |  | 22400 | 13700 | 61.16% | 24000 | 19 | 12 | 8.5 | 22400 |  |  |  | Residential | 500 | No | 2
208447372 | Central Heat Pump | GOODMAN | HRCU-A-CB (Split System: Heat Pump with Remote Outdoor Unit-Air-Source) | GVZC200361A* | ASPEN |  | C(A,C,D,E)42C34+TDR | G*VC801005C*A* | 34600 | 20 |  | 13 | 10 |  | 35200 | 18100 | 51.42% | [8 empty] | Residential | 720 | No | 2.88
208447373 | Central Heat Pump | GOODMAN | HRCU-A-CB (Split System: Heat Pump with Remote Outdoor Unit-Air-Source) | GVZC200361A* | ASPEN |  | C(A,C,D,E)42D34+TDR | G*VC801005C*A* | 34600 | 20 |  | 13 | 10 |  | 35600 | 18200 | 51.12% | [8 empty] | Residential | 720 | No | 2.88
206608591 | Central Heat Pump | GOODMAN | HRCU-A-CB (Split System: Heat Pump with Remote Outdoor Unit-Air-Source) | GSZC180361C* | ASPEN |  | C(A,C,D,E)36D44+TDR | G*VS960805CUA* | 33800 | 18 |  | 13.9 | 10.2 |  | 36200 | 22800 | 62.98% | [8 empty] | Residential | 705 | No | 2.82
206608599 | Central Heat Pump | GOODMAN | HRCU-A-CB (Split System: Heat Pump with Remote Outdoor Unit-Air-Source) | GSZC180361C* | ASPEN |  | C(A,C,D,E)42C44+TDR | G*VS960805CUA* | 33600 | 18 |  | 13.9 | 10 |  | 36000 | 22800 | 63.33% | [8 empty] | Residential | 700 | No | 2.8
206608601 | Central Heat Pump | GOODMAN | HRCU-A-CB (Split System: Heat Pump with Remote Outdoor Unit-Air-Source) | GSZC180361C* | ASPEN |  | C(A,C,D,E)42D34+TDR | G*VS960805CUA* | 32800 | 18 |  | 13.7 | 10.1 |  | 36200 | 22800 | 62.98% | [8 empty] | Residential | 682.5 | No | 2.73
207139857 | Central Heat Pump | GOODMAN | HRCU-A-CB (Split System: Heat Pump with Remote Outdoor Unit-Air-Source) | GSZC180241C* | ASPEN |  | D(A,C,E)36D34+TDR | G*VC960803BNB* | 22000 | 18.5 |  | 13.8 | 10 |  | 22600 | 13000 | 57.52% | [8 empty] | Residential | 457.5 | No | 1.83
207139858 | Central Heat Pump | GOODMAN | HRCU-A-CB (Split System: Heat Pump with Remote Outdoor Unit-Air-Source) | GSZC180241C* | ASPEN |  | D(A,C,E)36D34+TDR | G*VM970603BNB* | 22600 | 18.5 |  | 13.6 | 10 |  | 22400 | 13100 | 58.48% | [8 empty] | Residential | 470 | No | 1.88
207139859 | Central Heat Pump | GOODMAN | HRCU-A-CB (Split System: Heat Pump with Remote Outdoor Unit-Air-Source) | GSZC180241C* | ASPEN |  | D(A,C,E)36D34+TDR | G*VM970803BNB* | 22000 | 18.5 |  | 13.8 | 10 |  | 22600 | 13000 | 57.52% | [8 empty] | Residential | 457.5 | No | 1.83
207768599 | Central Heat Pump | GOODMAN | HRCU-A-CB (Split System: Heat Pump with Remote Outdoor Unit-Air-Source) | GSZC180241C* | ASPEN |  | C(A,C,D,E)24C34+MBVC1200**-1A*+TDR |  | 21200 | 18 |  | 13.4 | 10 |  | 22800 | 14700 | 64.47% | [8 empty] | Residential | 442.5 | No | 1.77
205886778 | Central Heat Pump | GOODMAN | HRCU-A-CB (Split System: Heat Pump with Remote Outdoor Unit-Air-Source) | GVZC200241A* |  |  | CA*F3743*6D*+MBVC1200**-1A*+TXV |  | 23800 | 21 |  | 13 | 10 |  | 23800 | 13000 | 54.62% | [8 empty] | Residential | 495 | No | 1.98
205886779 | Central Heat Pump | GOODMAN | HRCU-A-CB (Split System: Heat Pump with Remote Outdoor Unit-Air-Source) | GVZC200241A* |  |  | CA*F3743*6D*+TXV | G*VS800604BUA* | 23400 | 20 |  | 13 | 10 |  | 23600 | 13000 | 55.08% | [8 empty] | Residential | 487.5 | No | 1.95
205886780 | Central Heat Pump | GOODMAN | HRCU-A-CB (Split System: Heat Pump with Remote Outdoor Unit-Air-Source) | GVZC200241A* |  |  | CA*F3743*6D*+TXV | G*VS960603BUA* | 23400 | 20 |  | 13 | 10 |  | 23800 | 13000 | 54.62% | [8 empty] | Residential | 487.5 | No | 1.95
205886783 | Central Heat Pump | GOODMAN | HRCU-A-CB (Split System: Heat Pump with Remote Outdoor Unit-Air-Source) | GVZC200241A* |  |  | CHPF3636B6C*+MBVC1200**-1A*+TXV |  | 23400 | 21 |  | 13 | 10 |  | 23400 | 13000 | 55.56% | [8 empty] | Residential | 487.5 | No | 1.95
205886786 | Central Heat Pump | GOODMAN | HRCU-A-CB (Split System: Heat Pump with Remote Outdoor Unit-Air-Source) | GVZC200241A* |  |  | CHPF3642C6C*+MBVC1200**-1A*+TXV |  | 23400 | 21 |  | 13 | 10 |  | 23400 | 13000 | 55.56% | [8 empty] | Residential | 487.5 | No | 1.95
205272591 | Central Heat Pump | CARRIER | HRCU-A-CB (Split System: Heat Pump with Remote Outdoor Unit-Air-Source) | 25VNA436A*030* |  |  | CAP**6024AL*+UI | 59TN6B120C24**22 | 34400 | 21.5 |  | 13 | 11 |  | 34400 | 32800 | 95.35% | [8 empty] | Residential | 717.5 | No | 2.87
205272592 | Central Heat Pump | CARRIER | HRCU-A-CB (Split System: Heat Pump with Remote Outdoor Unit-Air-Source) | 25VNA436A*030* |  |  | CAP**6024AL*+UI | 59MN7B080C21**20 | 34200 | 21.5 |  | 13 | 11 |  | 34600 | 33000 | 95.38% | [8 empty] | Residential | 712.5 | No | 2.85
205272593 | Central Heat Pump | CARRIER | HRCU-A-CB (Split System: Heat Pump with Remote Outdoor Unit-Air-Source) | 25VNA436A*030* |  |  | CAP**6024AL*+UI | 59MN7B100C21**22 | 34400 | 21.5 |  | 13 | 11 |  | 34600 | 32800 | 94.8% | [8 empty] | Residential | 717.5 | No | 2.87
207172546 | Central Heat Pump | DUCANE | HRCU-A-CB (Split System: Heat Pump with Remote Outdoor Unit-Air-Source) | 4HP18V36P | ADP |  | 42BP**+TXV | 80G2UH090BE12 | 24000 | 18 |  | 13 | 10 |  | 22400 | 13300 | 59.38% | 23600 | 19 | 12 | 8.5 | 22400 |  |  |  | Residential | 492.5 | No | 1.97
207256362 | Central Heat Pump | DUCANE | HRCU-A-CB (Split System: Heat Pump with Remote Outdoor Unit-Air-Source) | 4HP18V36P | ADP |  | 36BP**+TXV | 92G1UH030BE12 | 24000 | 20 |  | 13 | 10 |  | 22400 | 13900 | 62.05% | 23600 | 18 | 12 | 8.1 | 22400 |  |  |  | Residential | 492.5 | No | 1.97
207256363 | Central Heat Pump | DUCANE | HRCU-A-CB (Split System: Heat Pump with Remote Outdoor Unit-Air-Source) | 4HP18V36P | ADP |  | 36BX** | 92G1UH030BE12 | 24000 | 20 |  | 13 | 10 |  | 22400 | 13900 | 62.05% | 23600 | 18 | 12 | 8.1 | 22400 |  |  |  | Residential | 492.5 | No | 1.97
207256364 | Central Heat Pump | DUCANE | HRCU-A-CB (Split System: Heat Pump with Remote Outdoor Unit-Air-Source) | 4HP18V36P | ADP |  | 36BP**+TXV | 92G1UH045BE12 | 23800 | 19 |  | 13 | 10 |  | 22400 | 13200 | 58.93% | 23600 | 19 | 12 | 8.5 | 22400 |  |  |  | Residential | 492.5 | No | 1.97
207256365 | Central Heat Pump | DUCANE | HRCU-A-CB (Split System: Heat Pump with Remote Outdoor Unit-Air-Source) | 4HP18V36P | ADP |  | 36BX** | 92G1UH045BE12 | 23800 | 19 |  | 13 | 10 |  | 22400 | 13200 | 58.93% | 23600 | 19 | 12 | 8.5 | 22400 |  |  |  | Residential | 492.5 | No | 1.97
207256366 | Central Heat Pump | DUCANE | HRCU-A-CB (Split System: Heat Pump with Remote Outdoor Unit-Air-Source) | 4HP18V36P | ADP |  | 36BP**+TXV | 92G1UH070BE12 | 24000 | 20 |  | 13 | 10 |  | 22400 | 13300 | 59.38% | 23600 | 19 | 12 | 8.5 | 22400 |  |  |  | Residential | 492.5 | No | 1.97
207256367 | Central Heat Pump | DUCANE | HRCU-A-CB (Split System: Heat Pump with Remote Outdoor Unit-Air-Source) | 4HP18V36P | ADP |  | 36BX** | 92G1UH070BE12 | 24000 | 20 |  | 13 | 10 |  | 22400 | 13300 | 59.38% | 23600 | 19 | 12 | 8.5 | 22400 |  |  |  | Residential | 492.5 | No | 1.97
207256375 | Central Heat Pump | DUCANE | HRCU-A-CB (Split System: Heat Pump with Remote Outdoor Unit-Air-Source) | 4HP18V36P | ADP |  | 36BP**+TXV | 96G1UH030BE08 | 24000 | 19 |  | 13 | 10 |  | 22400 | 13700 | 61.16% | 23600 | 18 | 12 | 8.1 | 22400 |  |  |  | Residential | 492.5 | No | 1.97
207768602 | Central Heat Pump | GOODMAN | HRCU-A-CB (Split System: Heat Pump with Remote Outdoor Unit-Air-Source) | GSZC180241C* | ASPEN |  | C(A,C,D,E)30B44+MBVC1200**-1A*+TDR |  | 21800 | 18 |  | 13 | 10 |  | 22800 | 14700 | 64.47% | [8 empty] | Residential | 455 | No | 1.82
207768604 | Central Heat Pump | GOODMAN | HRCU-A-CB (Split System: Heat Pump with Remote Outdoor Unit-Air-Source) | GSZC180241C* | ASPEN |  | C(A,C,D,E)24C34+MBVC1201**-1A*+TDR |  | 21400 | 18 |  | 13.3 | 10 |  | 22200 | 14000 | 63.06% | [8 empty] | Residential | 445 | No | 1.78
207768611 | Central Heat Pump | GOODMAN | HRCU-A-CB (Split System: Heat Pump with Remote Outdoor Unit-Air-Source) | GSZC180361C* | ASPEN |  | C(A,C,D,E)36C44+MBVC1600**-1A*+TDR |  | 33400 | 18.5 |  | 14 | 10.5 |  | 35400 | 22800 | 64.41% | [8 empty] | Residential | 695 | No | 2.78
207768612 | Central Heat Pump | GOODMAN | HRCU-A-CB (Split System: Heat Pump with Remote Outdoor Unit-Air-Source) | GSZC180361C* | ASPEN |  | C(A,C,D,E)42C44+MBVC1600**-1A*+TDR |  | 33800 | 18.5 |  | 14 | 10.5 |  | 35400 | 22800 | 64.41% | [8 empty] | Residential | 705 | No | 2.82
207768613 | Central Heat Pump | GOODMAN | HRCU-A-CB (Split System: Heat Pump with Remote Outdoor Unit-Air-Source) | GSZC180361C* | ASPEN |  | C(A,C,D,E)48B44+MBVC1600**-1A*+TDR |  | 33200 | 18.5 |  | 14 | 10.3 |  | 35400 | 22800 | 64.41% | [8 empty] | Residential | 692.5 | No | 2.77
207768614 | Central Heat Pump | GOODMAN | HRCU-A-CB (Split System: Heat Pump with Remote Outdoor Unit-Air-Source) | GSZC180361C* | ASPEN |  | C(A,C,D,E)48D34+MBVC1600**-1A*+TDR |  | 33600 | 18.5 |  | 14 | 10.5 |  | 35400 | 22800 | 64.41% | [8 empty] | Residential | 700 | No | 2.8
207768622 | Central Heat Pump | GOODMAN | HRCU-A-CB (Split System: Heat Pump with Remote Outdoor Unit-Air-Source) | GSZC180361C* | ASPEN |  | C(A,C,D,E)36C44+MBVC2001**-1A*+TDR |  | 33600 | 18.5 |  | 14 | 10.3 |  | 36400 | 23200 | 63.74% | [8 empty] | Residential | 700 | No | 2.8
207768623 | Central Heat Pump | GOODMAN | HRCU-A-CB (Split System: Heat Pump with Remote Outdoor Unit-Air-Source) | GSZC180361C* | ASPEN |  | C(A,C,D,E)36D34+MBVC2001**-1A*+TDR |  | 32800 | 18.5 |  | 13.8 | 10.3 |  | 36600 | 23200 | 63.39% | [8 empty] | Residential | 682.5 | No | 2.73
207768624 | Central Heat Pump | GOODMAN | HRCU-A-CB (Split System: Heat Pump with Remote Outdoor Unit-Air-Source) | GSZC180361C* | ASPEN |  | C(A,C,D,E)42C34+MBVC2001**-1A*+TDR |  | 33000 | 18.5 |  | 13.9 | 10.1 |  | 36200 | 23000 | 63.54% | [8 empty] | Residential | 687.5 | No | 2.75
205272594 | Central Heat Pump | CARRIER | HRCU-A-CB (Split System: Heat Pump with Remote Outdoor Unit-Air-Source) | 25VNA436A*030* |  |  | CAP**6024AL*+UI | 59MN7B120C24**22 | 34200 | 21 |  | 13 | 11 |  | 34600 | 33000 | 95.38% | [8 empty] | Residential | 712.5 | No | 2.85
205272595 | Central Heat Pump | CARRIER | HRCU-A-CB (Split System: Heat Pump with Remote Outdoor Unit-Air-Source) | 25VNA436A*030* |  |  | CAP**6024AL*+UI | 59TN6B080C21**20 | 34200 | 21.5 |  | 13 | 11 |  | 34600 | 33000 | 95.38% | [8 empty] | Residential | 712.5 | No | 2.85
205272596 | Central Heat Pump | CARRIER | HRCU-A-CB (Split System: Heat Pump with Remote Outdoor Unit-Air-Source) | 25VNA436A*030* |  |  | CAP**6024AL*+UI | 59TN6B100C21**22 | 34400 | 21.5 |  | 13 | 11 |  | 34600 | 32800 | 94.8% | [8 empty] | Residential | 717.5 | No | 2.87
205272597 | Central Heat Pump | CARRIER | HRCU-A-CB (Split System: Heat Pump with Remote Outdoor Unit-Air-Source) | 25VNA436A*030* |  |  | CAP**6024AL*+UI | 58TN*A110C21**20 | 34400 | 21 |  | 13 | 11 |  | 34400 | 32800 | 95.35% | [8 empty] | Residential | 717.5 | No | 2.87
205272598 | Central Heat Pump | CARRIER | HRCU-A-CB (Split System: Heat Pump with Remote Outdoor Unit-Air-Source) | 25VNA436A*030* |  |  | CAP**6024AL*+UI | 59MN7B060C21**20 | 34200 | 21 |  | 12.5 | 10.5 |  | 35000 | 33400 | 95.43% | [8 empty] | Residential | 712.5 | No | 2.85
205272599 | Central Heat Pump | CARRIER | HRCU-A-CB (Split System: Heat Pump with Remote Outdoor Unit-Air-Source) | 25VNA436A*030* |  |  | CAP**6121AL*+UI | 58TN*A045C17**12 | 34400 | 21 |  | 12.5 | 10.5 |  | 34000 | 32800 | 96.47% | [8 empty] | Residential | 717.5 | No | 2.87
205965732 | Central Heat Pump | AMANA DISTINCTIONS | HRCU-A-CB (Split System: Heat Pump with Remote Outdoor Unit-Air-Source) | GVZC200241A* |  |  | CA*F3137*6A*+TXV | G*VS800604BUA* | 23400 | 20 |  | 13 | 10 |  | 23600 | 13000 | 55.08% | [8 empty] | Residential | 487.5 | No | 1.95
205965733 | Central Heat Pump | AMANA DISTINCTIONS | HRCU-A-CB (Split System: Heat Pump with Remote Outdoor Unit-Air-Source) | GVZC200241A* |  |  | CA*F3137*6A*+TXV | G*VS960603BUA* | 23400 | 20 |  | 13 | 10 |  | 23600 | 13000 | 55.08% | [8 empty] | Residential | 487.5 | No | 1.95
207256376 | Central Heat Pump | DUCANE | HRCU-A-CB (Split System: Heat Pump with Remote Outdoor Unit-Air-Source) | 4HP18V36P | ADP |  | 36BX** | 96G1UH030BE08 | 24000 | 19 |  | 13 | 10 |  | 22400 | 13700 | 61.16% | 23600 | 18 | 12 | 8.1 | 22400 |  |  |  | Residential | 492.5 | No | 1.97
207349856 | Central Heat Pump | DUCANE | HRCU-A-CB (Split System: Heat Pump with Remote Outdoor Unit-Air-Source) | 4HP18V36P | ADP |  | 36BP**+TXV | 96G2UH045BV12 | 24000 | 20 |  | 13 | 10 |  | 22400 | 13800 | 61.61% | 23600 | 19 | 12 | 8.1 | 22400 |  |  |  | Residential | 492.5 | No | 1.97
207349857 | Central Heat Pump | DUCANE | HRCU-A-CB (Split System: Heat Pump with Remote Outdoor Unit-Air-Source) | 4HP18V36P | ADP |  | 36BX** | 96G2UH045BV12 | 24000 | 20 |  | 13 | 10 |  | 22400 | 13800 | 61.61% | 23600 | 19 | 12 | 8.1 | 22400 |  |  |  | Residential | 492.5 | No | 1.97
207349858 | Central Heat Pump | DUCANE | HRCU-A-CB (Split System: Heat Pump with Remote Outdoor Unit-Air-Source) | 4HP18V36P | ADP |  | 36BP**+TXV | 96G2UH070BV12 | 24000 | 20 |  | 13 | 10 |  | 22400 | 13200 | 58.93% | 23400 | 19 | 12 | 8.5 | 22400 |  |  |  | Residential | 487.5 | No | 1.95
207349859 | Central Heat Pump | DUCANE | HRCU-A-CB (Split System: Heat Pump with Remote Outdoor Unit-Air-Source) | 4HP18V36P | ADP |  | 36BX** | 96G2UH070BV12 | 24000 | 20 |  | 13 | 10 |  | 22400 | 13200 | 58.93% | 23400 | 19 | 12 | 8.5 | 22400 |  |  |  | Residential | 487.5 | No | 1.95
207091709 | Central Heat Pump | DUCANE | HRCU-A-CB (Split System: Heat Pump with Remote Outdoor Unit-Air-Source) | 4HP18V36P | ADP |  | H,A,DE32(1,2)24+TXV | 80G2UH070AV12* | 23200 | 20 |  | 13 | 10 |  | 22400 | 13300 | 59.38% | [8 empty] | Residential | 482.5 | No | 1.93
207091715 | Central Heat Pump | DUCANE | HRCU-A-CB (Split System: Heat Pump with Remote Outdoor Unit-Air-Source) | 4HP18V36P | ADP |  | H,A,DE32(1,2)24+TXV | EFV08BCA | 23000 | 19 |  | 13 | 10 |  | 22400 | 13500 | 60.27% | [8 empty] | Residential | 480 | No | 1.92
207091728 | Central Heat Pump | DUCANE | HRCU-A-CB (Split System: Heat Pump with Remote Outdoor Unit-Air-Source) | 4HP18V36P | ADP |  | H,A,DE32(1,2)24+TXV | EFV12BCA | 23200 | 20 |  | 13 | 10 |  | 22400 | 13300 | 59.38% | [8 empty] | Residential | 482.5 | No | 1.93
205965737 | Central Heat Pump | AMANA DISTINCTIONS | HRCU-A-CB (Split System: Heat Pump with Remote Outdoor Unit-Air-Source) | GVZC200241A* |  |  | CA*F3636*6D*+MBVC1200**-1A*+TXV |  | 23200 | 20 |  | 13 | 10 |  | 23400 | 13000 | 55.56% | [8 empty] | Residential | 482.5 | No | 1.93
205965742 | Central Heat Pump | AMANA DISTINCTIONS | HRCU-A-CB (Split System: Heat Pump with Remote Outdoor Unit-Air-Source) | GVZC200241A* |  |  | CA*F3642*6D*+TXV | G*VM970804CNB* | 23200 | 20 |  | 13 | 10 |  | 23600 | 13000 | 55.08% | [8 empty] | Residential | 482.5 | No | 1.93
205965743 | Central Heat Pump | AMANA DISTINCTIONS | HRCU-A-CB (Split System: Heat Pump with Remote Outdoor Unit-Air-Source) | GVZC200241A* |  |  | CA*F3743*6D*+TXV | G*VM970603BNB* | 23400 | 20 |  | 13 | 10 |  | 23800 | 13000 | 54.62% | [8 empty] | Residential | 487.5 | No | 1.95
205965744 | Central Heat Pump | AMANA DISTINCTIONS | HRCU-A-CB (Split System: Heat Pump with Remote Outdoor Unit-Air-Source) | GVZC200241A* |  |  | CA*F3743*6D*+TXV | G*VM970803BNB* | 23400 | 20 |  | 13 | 10 |  | 23800 | 13000 | 54.62% | [8 empty] | Residential | 487.5 | No | 1.95
205965745 | Central Heat Pump | AMANA DISTINCTIONS | HRCU-A-CB (Split System: Heat Pump with Remote Outdoor Unit-Air-Source) | GVZC200241A* |  |  | CA*F3743*6D*+TXV | G*VM970804CNB* | 23400 | 20 |  | 13 | 10 |  | 23800 | 13000 | 54.62% | [8 empty] | Residential | 487.5 | No | 1.95
205965746 | Central Heat Pump | AMANA DISTINCTIONS | HRCU-A-CB (Split System: Heat Pump with Remote Outdoor Unit-Air-Source) | GVZC200241A* |  |  | CA*F3743*6D*+MBVC1200**-1A*+TXV |  | 23800 | 21 |  | 13 | 10 |  | 23800 | 13000 | 54.62% | [8 empty] | Residential | 495 | No | 1.98
205965747 | Central Heat Pump | AMANA DISTINCTIONS | HRCU-A-CB (Split System: Heat Pump with Remote Outdoor Unit-Air-Source) | GVZC200241A* |  |  | CA*F3743*6D*+TXV | G*VS800604BUA* | 23400 | 20 |  | 13 | 10 |  | 23600 | 13000 | 55.08% | [8 empty] | Residential | 487.5 | No | 1.95
205965748 | Central Heat Pump | AMANA DISTINCTIONS | HRCU-A-CB (Split System: Heat Pump with Remote Outdoor Unit-Air-Source) | GVZC200241A* |  |  | CA*F3743*6D*+TXV | G*VS960603BUA* | 23400 | 20 |  | 13 | 10 |  | 23800 | 13000 | 54.62% | [8 empty] | Residential | 487.5 | No | 1.95
207768625 | Central Heat Pump | GOODMAN | HRCU-A-CB (Split System: Heat Pump with Remote Outdoor Unit-Air-Source) | GSZC180361C* | ASPEN |  | C(A,C,D,E)42C44+MBVC2001**-1A*+TDR |  | 34000 | 18.5 |  | 14 | 10.3 |  | 36600 | 23200 | 63.39% | [8 empty] | Residential | 707.5 | No | 2.83
207768626 | Central Heat Pump | GOODMAN | HRCU-A-CB (Split System: Heat Pump with Remote Outdoor Unit-Air-Source) | GSZC180361C* | ASPEN |  | C(A,C,D,E)42D34+MBVC2001**-1A*+TDR |  | 33200 | 18.5 |  | 13.9 | 10.3 |  | 36600 | 23200 | 63.39% | [8 empty] | Residential | 692.5 | No | 2.77
207768627 | Central Heat Pump | GOODMAN | HRCU-A-CB (Split System: Heat Pump with Remote Outdoor Unit-Air-Source) | GSZC180361C* | ASPEN |  | C(A,C,D,E)48B44+MBVC2001**-1A*+TDR |  | 33400 | 18.5 |  | 14 | 10.2 |  | 36400 | 23200 | 63.74% | [8 empty] | Residential | 695 | No | 2.78
207768628 | Central Heat Pump | GOODMAN | HRCU-A-CB (Split System: Heat Pump with Remote Outdoor Unit-Air-Source) | GSZC180361C* | ASPEN |  | C(A,C,D,E)48D34+MBVC2001**-1A*+TDR |  | 33800 | 18.5 |  | 14 | 10.3 |  | 36400 | 23200 | 63.74% | [8 empty] | Residential | 705 | No | 2.82
208127366 | Central Heat Pump | GOODMAN | HRCU-A-CB (Split System: Heat Pump with Remote Outdoor Unit-Air-Source) | GSZC180361C* | ASPEN |  | LGM594+TDR |  | 32800 | 18 |  | 13.8 | 10.1 |  | 35200 | 22600 | 64.2% | [8 empty] | Residential | 682.5 | No | 2.73
208816717 | Central Heat Pump | GOODMAN | HRCU-A-CB (Split System: Heat Pump with Remote Outdoor Unit-Air-Source) | GSZC180361C* | ASPEN |  | D(A,C,E)48B44+MBVC1600**-1A*+TDR |  | 33200 | 18.5 |  | 14 | 10.3 |  | 35400 | 22800 | 64.41% | [8 empty] | Residential | 692.5 | No | 2.77
208816718 | Central Heat Pump | GOODMAN | HRCU-A-CB (Split System: Heat Pump with Remote Outdoor Unit-Air-Source) | GSZC180361C* | ASPEN |  | D(A,C,E)48D44+MBVC1600**-1A*+TDR |  | 34200 | 19 |  | 14.2 | 10.6 |  | 35600 | 22800 | 64.04% | [8 empty] | Residential | 712.5 | No | 2.85
206715000 | Central Heat Pump | GOODMAN | HRCU-A-CB (Split System: Heat Pump with Remote Outdoor Unit-Air-Source) | GVZC200481A* | ASPEN |  | C(A,C,D,E)48D34+MBVC2001**-1A*+TDR |  | 43000 | 20 |  | 12.5 | 10 |  | 45000 | 26600 | 59.11% | [8 empty] | Residential | 895 | No | 3.58
207768681 | Central Heat Pump | GOODMAN | HRCU-A-CB (Split System: Heat Pump with Remote Outdoor Unit-Air-Source) | GVZC200481A* | ASPEN |  | C(A,C,D,E)60D34+MBVC2000**-1A*+TDR |  | 44500 | 20 |  | 13 | 10 |  | 45000 | 26600 | 59.11% | [8 empty] | Residential | 927.5 | No | 3.71
207091737 | Central Heat Pump | DUCANE | HRCU-A-CB (Split System: Heat Pump with Remote Outdoor Unit-Air-Source) | 4HP18V36P | ADP |  | H,A,DE32930 | 80G2UH070AV12* | 23200 | 20 |  | 13 | 10 |  | 22400 | 13300 | 59.38% | [8 empty] | Residential | 482.5 | No | 1.93
207091743 | Central Heat Pump | DUCANE | HRCU-A-CB (Split System: Heat Pump with Remote Outdoor Unit-Air-Source) | 4HP18V36P | ADP |  | H,A,DE32930 | EFV08BCA | 23000 | 19 |  | 13 | 10 |  | 22400 | 13500 | 60.27% | [8 empty] | Residential | 480 | No | 1.92
207091756 | Central Heat Pump | DUCANE | HRCU-A-CB (Split System: Heat Pump with Remote Outdoor Unit-Air-Source) | 4HP18V36P | ADP |  | H,A,DE32930 | EFV12BCA | 23200 | 20 |  | 13 | 10 |  | 22400 | 13300 | 59.38% | [8 empty] | Residential | 482.5 | No | 1.93
207091765 | Central Heat Pump | DUCANE | HRCU-A-CB (Split System: Heat Pump with Remote Outdoor Unit-Air-Source) | 4HP18V36P | ADP |  | H,A,DE32(1,2)30+TXV | 80G2UH070AV12* | 23200 | 20 |  | 13 | 10 |  | 22400 | 13300 | 59.38% | [8 empty] | Residential | 482.5 | No | 1.93
207091767 | Central Heat Pump | DUCANE | HRCU-A-CB (Split System: Heat Pump with Remote Outdoor Unit-Air-Source) | 4HP18V36P | ADP |  | H,A,DE32(1,2)30+TXV | 80G2UH045AE12 | 23000 | 19 |  | 13 | 10 |  | 22400 | 13400 | 59.82% | [8 empty] | Residential | 480 | No | 1.92
207091768 | Central Heat Pump | DUCANE | HRCU-A-CB (Split System: Heat Pump with Remote Outdoor Unit-Air-Source) | 4HP18V36P | ADP |  | H,A,DE32(1,2)30+TXV | 80G2UH070AE12 | 23200 | 20 |  | 13 | 10 |  | 22400 | 13300 | 59.38% | [8 empty] | Residential | 482.5 | No | 1.93
207091769 | Central Heat Pump | DUCANE | HRCU-A-CB (Split System: Heat Pump with Remote Outdoor Unit-Air-Source) | 4HP18V36P | ADP |  | H,A,DE32(1,2)30+TXV | 96G2UH045BV12 | 23200 | 20 |  | 13 | 10 |  | 22400 | 13300 | 59.38% | [8 empty] | Residential | 482.5 | No | 1.93
207091770 | Central Heat Pump | DUCANE | HRCU-A-CB (Split System: Heat Pump with Remote Outdoor Unit-Air-Source) | 4HP18V36P | ADP |  | H,A,DE32(1,2)30+TXV | 96G2UH070BV12 | 23200 | 20 |  | 13 | 10 |  | 22400 | 13200 | 58.93% | [8 empty] | Residential | 482.5 | No | 1.93
208429477 | Central Heat Pump | LENNOX | HRCU-A-CB (Split System: Heat Pump with Remote Outdoor Unit-Air-Source) | SL25XPV-024-230A** |  |  | CH35-42B+TDR+TXV | SL280UH070V36A* | 23200 | 24 |  | 15.5 | 10.5 |  | 21400 | 23400 | 109.3% | 22800 | 22.2 | 14.5 | 10.2 | 21400 | 20000 | 93.46% | 1.98 | Residential | 475 | Yes | 1.9 | Yes
208429478 | Central Heat Pump | LENNOX | HRCU-A-CB (Split System: Heat Pump with Remote Outdoor Unit-Air-Source) | SL25XPV-024-230A** |  |  | CHX35-42B-**-*+TDR | SL280UH070V36A* | 23200 | 24 |  | 15.5 | 10.5 |  | 21400 | 23400 | 109.3% | 22800 | 22.2 | 14.5 | 10.2 | 21400 | 20000 | 93.46% | 1.98 | Residential | 475 | Yes | 1.9 | Yes
210039282 | Central Heat Pump | LENNOX | HRCU-A-CB (Split System: Heat Pump with Remote Outdoor Unit-Air-Source) | ML17XP1-018-230A** |  |  | C35-30B+TDR+TXV | SL280UH080NV48B* | 18000 | 18.6 |  | 15 | 10.2 |  | 17000 | 10600 | 62.35% | 18000 | 16.8 | 14 | 8.5 | 17600 |  |  |  | Residential | 375 | No | 1.5 | No
210039287 | Central Heat Pump | LENNOX | HRCU-A-CB (Split System: Heat Pump with Remote Outdoor Unit-Air-Source) | ML17XP1-018-230A** |  |  | C35-30B+TDR+TXV | SL297UH040NV36B* | 18000 | 18.2 |  | 15 | 10 |  | 16800 | 10600 | 63.1% | 18000 | 16.8 | 13.5 | 8.5 | 17400 |  |  |  | Residential | 375 | No | 1.5 | No
210039289 | Central Heat Pump | LENNOX | HRCU-A-CB (Split System: Heat Pump with Remote Outdoor Unit-Air-Source) | ML17XP1-018-230A** |  |  | C35-30B+TDR+TXV | SL297UH060NV36B* | 18000 | 18 |  | 14.5 | 10 |  | 16800 | 10600 | 63.1% | 18000 | 16.8 | 13.5 | 8.5 | 17400 |  |  |  | Residential | 375 | No | 1.5 | No
210039346 | Central Heat Pump | LENNOX | HRCU-A-CB (Split System: Heat Pump with Remote Outdoor Unit-Air-Source) | ML17XP1-018-230A** |  |  | CH35-24B+TDR+TXV | ML180UH070V48B* | 18000 | 18.2 |  | 15 | 10.2 |  | 18000 | 11400 | 63.33% | 18000 | 16.4 | 14 | 8.5 | 18000 |  |  |  | Residential | 375 | No | 1.5 | No
210039361 | Central Heat Pump | LENNOX | HRCU-A-CB (Split System: Heat Pump with Remote Outdoor Unit-Air-Source) | ML17XP1-018-230A** |  |  | CH35-24B+TDR+TXV | SL280UH080NV48B* | 18000 | 18.4 |  | 15 | 10.2 |  | 18000 | 11200 | 62.22% | 18000 | 16.8 | 14 | 8.5 | 18000 |  |  |  | Residential | 375 | No | 1.5 | No
210039362 | Central Heat Pump | LENNOX | HRCU-A-CB (Split System: Heat Pump with Remote Outdoor Unit-Air-Source) | ML17XP1-018-230A** |  |  | CH35-24B+TDR+TXV | SL280UH090V36B* | 18000 | 18.2 |  | 15 | 10.2 |  | 18000 | 11200 | 62.22% | 18000 | 16.8 | 14 | 8.5 | 18000 |  |  |  | Residential | 375 | No | 1.5 | No
207768686 | Central Heat Pump | GOODMAN | HRCU-A-CB (Split System: Heat Pump with Remote Outdoor Unit-Air-Source) | GVZC200481A* | ASPEN |  | C(A,C,D,E)60C34+MBVC2001**-1A*+TDR |  | 43000 | 19.5 |  | 12.5 | 10 |  | 45000 | 26600 | 59.11% | [8 empty] | Residential | 895 | No | 3.58
208447374 | Central Heat Pump | GOODMAN | HRCU-A-CB (Split System: Heat Pump with Remote Outdoor Unit-Air-Source) | GVZC200361A* | ASPEN |  | C(A,C,D,E)48A34+TDR | G*VC801005C*A* | 34000 | 20 |  | 13 | 10 |  | 34800 | 18000 | 51.72% | [8 empty] | Residential | 707.5 | No | 2.83
208447375 | Central Heat Pump | GOODMAN | HRCU-A-CB (Split System: Heat Pump with Remote Outdoor Unit-Air-Source) | GVZC200361A* | ASPEN |  | C(A,C,D,E)48B34+TDR | G*VC801005C*A* | 34400 | 20 |  | 13.1 | 10 |  | 35000 | 18000 | 51.43% | [8 empty] | Residential | 717.5 | No | 2.87
205361163 | Central Heat Pump | TEMPSTAR | HRCU-A-CB (Split System: Heat Pump with Remote Outdoor Unit-Air-Source) | NXH624GKA* | ASPEN |  | D(A,C,E)30C44+TDR | *96CTN0802120A* | 23400 | 18 |  | 13.9 | 10 |  | 23000 | 14100 | 61.3% | [8 empty] | Residential | 487.5 | No | 1.95
205361177 | Central Heat Pump | TEMPSTAR | HRCU-A-CB (Split System: Heat Pump with Remote Outdoor Unit-Air-Source) | NXH624GKA* | ASPEN |  | D(A,C,E)30C44+TDR | *97CMN0802120A* | 23400 | 18 |  | 13.9 | 10 |  | 23000 | 14100 | 61.3% | [8 empty] | Residential | 487.5 | No | 1.95
205361393 | Central Heat Pump | TEMPSTAR | HRCU-A-CB (Split System: Heat Pump with Remote Outdoor Unit-Air-Source) | TSH624GKA* | ASPEN |  | D(A,C,E)30C44+TDR | *96CTN0802120A* | 23400 | 18 |  | 13.9 | 10 |  | 23000 | 14100 | 61.3% | [8 empty] | Residential | 487.5 | No | 1.95
205361407 | Central Heat Pump | TEMPSTAR | HRCU-A-CB (Split System: Heat Pump with Remote Outdoor Unit-Air-Source) | TSH624GKA* | ASPEN |  | D(A,C,E)30C44+TDR | *97CMN0802120A* | 23400 | 18 |  | 13.9 | 10 |  | 23000 | 14100 | 61.3% | [8 empty] | Residential | 487.5 | No | 1.95
205361212 | Central Heat Pump | TEMPSTAR | HRCU-A-CB (Split System: Heat Pump with Remote Outdoor Unit-Air-Source) | NXH624GKP** | ASPEN |  | D(A,C,E)30C44+TDR | *96CTN0802120A* | 23400 | 18 |  | 13.9 | 10 |  | 23000 | 14100 | 61.3% | [8 empty] | Residential | 487.5 | No | 1.95
205361226 | Central Heat Pump | TEMPSTAR | HRCU-A-CB (Split System: Heat Pump with Remote Outdoor Unit-Air-Source) | NXH624GKP** | ASPEN |  | D(A,C,E)30C44+TDR | *97CMN0802120A* | 23400 | 18 |  | 13.9 | 10 |  | 23000 | 14100 | 61.3% | [8 empty] | Residential | 487.5 | No | 1.95
207091771 | Central Heat Pump | DUCANE | HRCU-A-CB (Split System: Heat Pump with Remote Outdoor Unit-Air-Source) | 4HP18V36P | ADP |  | H,A,DE32(1,2)30+TXV | EFV08BCA | 23000 | 19 |  | 13 | 10 |  | 22400 | 13500 | 60.27% | [8 empty] | Residential | 480 | No | 1.92
207091773 | Central Heat Pump | DUCANE | HRCU-A-CB (Split System: Heat Pump with Remote Outdoor Unit-Air-Source) | 4HP18V36P | ADP |  | H,A,DE32(1,2)30+TXV | 92G1UH030BE12 | 23200 | 19 |  | 13 | 10 |  | 22400 | 13400 | 59.82% | [8 empty] | Residential | 482.5 | No | 1.93
207091774 | Central Heat Pump | DUCANE | HRCU-A-CB (Split System: Heat Pump with Remote Outdoor Unit-Air-Source) | 4HP18V36P | ADP |  | H,A,DE32(1,2)30+TXV | 92G1UH070BE12 | 23000 | 19 |  | 13 | 10 |  | 22400 | 13300 | 59.38% | [8 empty] | Residential | 480 | No | 1.92
207091783 | Central Heat Pump | DUCANE | HRCU-A-CB (Split System: Heat Pump with Remote Outdoor Unit-Air-Source) | 4HP18V36P | ADP |  | H,A,DE32(1,2)30+TXV | 80G2UH070AE12L | 23200 | 20 |  | 13 | 10 |  | 22400 | 13300 | 59.38% | [8 empty] | Residential | 482.5 | No | 1.93
207091784 | Central Heat Pump | DUCANE | HRCU-A-CB (Split System: Heat Pump with Remote Outdoor Unit-Air-Source) | 4HP18V36P | ADP |  | H,A,DE32(1,2)30+TXV | EFV12BCA | 23200 | 20 |  | 13 | 10 |  | 22400 | 13300 | 59.38% | [8 empty] | Residential | 482.5 | No | 1.93
207091785 | Central Heat Pump | DUCANE | HRCU-A-CB (Split System: Heat Pump with Remote Outdoor Unit-Air-Source) | 4HP18V36P | ADP |  | H,A,DE32(1,2)30+TXV | 92G1UH045BE12 | 23000 | 19 |  | 13 | 10 |  | 22400 | 13200 | 58.93% | [8 empty] | Residential | 480 | No | 1.92
207092292 | Central Heat Pump | DUCANE | HRCU-A-CB (Split System: Heat Pump with Remote Outdoor Unit-Air-Source) | 4HP18V36P | ADP |  | A30VBA+TXV | EFV08BCA | 23200 | 19 |  | 13 | 10 |  | 22400 | 13500 | 60.27% | [8 empty] | Residential | 482.5 | No | 1.93
207092293 | Central Heat Pump | DUCANE | HRCU-A-CB (Split System: Heat Pump with Remote Outdoor Unit-Air-Source) | 4HP18V36P | ADP |  | A30VBA+TXV | EFV12BCA | 23400 | 20 |  | 13 | 10 |  | 22400 | 13300 | 59.38% | [8 empty] | Residential | 487.5 | No | 1.95
210039365 | Central Heat Pump | LENNOX | HRCU-A-CB (Split System: Heat Pump with Remote Outdoor Unit-Air-Source) | ML17XP1-018-230A** |  |  | CH35-24B+TDR+TXV | SL297UH040NV36B* | 18000 | 18 |  | 14.5 | 10 |  | 18000 | 11200 | 62.22% | 18000 | 16.4 | 13.5 | 8.5 | 18000 |  |  |  | Residential | 375 | No | 1.5 | No
205273823 | Central Heat Pump | BRYANT HEATING AND COOLING SYSTEMS | HRCU-A-CB (Split System: Heat Pump with Remote Outdoor Unit-Air-Source) | 284ANV024*0**A* |  |  | CSPH*4812AL*+UI | 88*TA48090C17*** | 23400 | 22 |  | 14 | 11 |  | 24000 | 24000 | 100% | [8 empty] | Residential | 487.5 | No | 1.95
205273824 | Central Heat Pump | BRYANT HEATING AND COOLING SYSTEMS | HRCU-A-CB (Split System: Heat Pump with Remote Outdoor Unit-Air-Source) | 284ANV024*0**A* |  |  | CSPH*4812AL*+UI | 88*TA60110C21*** | 23400 | 22 |  | 14 | 11 |  | 24000 | 24000 | 100% | [8 empty] | Residential | 487.5 | No | 1.95
205273825 | Central Heat Pump | BRYANT HEATING AND COOLING SYSTEMS | HRCU-A-CB (Split System: Heat Pump with Remote Outdoor Unit-Air-Source) | 284ANV024*0**A* |  |  | CSPH*6012AL*+UI | 987MB42060C17*** | 23400 | 21 |  | 13 | 11 |  | 24000 | 24000 | 100% | [8 empty] | Residential | 487.5 | No | 1.95
205273826 | Central Heat Pump | BRYANT HEATING AND COOLING SYSTEMS | HRCU-A-CB (Split System: Heat Pump with Remote Outdoor Unit-Air-Source) | 284ANV024*0**A* |  |  | CSPH*6012AL*+UI | 987MB42080C17*** | 23400 | 21 |  | 14 | 11 |  | 24000 | 24000 | 100% | [8 empty] | Residential | 487.5 | No | 1.95
205273827 | Central Heat Pump | BRYANT HEATING AND COOLING SYSTEMS | HRCU-A-CB (Split System: Heat Pump with Remote Outdoor Unit-Air-Source) | 284ANV024*0**A* |  |  | CSPH*6012AL*+UI | 987MB60060C21*** | 23400 | 21 |  | 14 | 11 |  | 24000 | 23800 | 99.17% | [8 empty] | Residential | 487.5 | No | 1.95
205273828 | Central Heat Pump | BRYANT HEATING AND COOLING SYSTEMS | HRCU-A-CB (Split System: Heat Pump with Remote Outdoor Unit-Air-Source) | 284ANV024*0**A* |  |  | CSPH*6012AL*+UI | 987MB60080C21*** | 23400 | 21 |  | 14 | 11 |  | 24000 | 23800 | 99.17% | [8 empty] | Residential | 487.5 | No | 1.95
205273829 | Central Heat Pump | BRYANT HEATING AND COOLING SYSTEMS | HRCU-A-CB (Split System: Heat Pump with Remote Outdoor Unit-Air-Source) | 284ANV024*0**A* |  |  | CSPH*6012AL*+UI | 987MB66100C21*** | 23400 | 21 |  | 14 | 11 |  | 24000 | 23800 | 99.17% | [8 empty] | Residential | 487.5 | No | 1.95
207803180 | Central Heat Pump | CHAMPION HEATING AND COOLING | HRCU-A-CB (Split System: Heat Pump with Remote Outdoor Unit-Air-Source) | HL19B2421 | ASPEN |  | D(A,C,E)36D34+TDR | TM8E080C16MP11 | 22600 | 18 |  | 13.5 | 10.2 |  | 22800 | 14500 | 63.6% | [8 empty] | Residential | 470 | No | 1.88
207803182 | Central Heat Pump | CHAMPION HEATING AND COOLING | HRCU-A-CB (Split System: Heat Pump with Remote Outdoor Unit-Air-Source) | HL19B2421 | ASPEN |  | D(A,C,E)36D34+TDR | TM8E120C16MP11 | 22600 | 18 |  | 13.5 | 10.2 |  | 22800 | 14500 | 63.6% | [8 empty] | Residential | 470 | No | 1.88
207803187 | Central Heat Pump | CHAMPION HEATING AND COOLING | HRCU-A-CB (Split System: Heat Pump with Remote Outdoor Unit-Air-Source) | HL19B2421 | ASPEN |  | D(A,C,E)36D34+TDR | TM9E100C16MP12 | 22400 | 18 |  | 13.5 | 10.2 |  | 22800 | 14600 | 64.04% | [8 empty] | Residential | 467.5 | No | 1.87
207803191 | Central Heat Pump | CHAMPION HEATING AND COOLING | HRCU-A-CB (Split System: Heat Pump with Remote Outdoor Unit-Air-Source) | HL19B2421 | ASPEN |  | D(A,C,E)36D34+TDR | TMLE080C16MP11 | 22600 | 18 |  | 13.5 | 10.2 |  | 22800 | 14500 | 63.6% | [8 empty] | Residential | 470 | No | 1.88
209174309 | Central Heat Pump | YORK | HRCU-A-CB (Split System: Heat Pump with Remote Outdoor Unit-Air-Source) | YHG18B21 | ASPEN |  | C(A,C,D,E)30D36+TDR | YP9C080B12MP13 | 17800 | 18 |  | 13 | 10.4 |  | 18200 | 11800 | 64.84% | [8 empty] | Residential | 370 | No | 1.48
209174315 | Central Heat Pump | YORK | HRCU-A-CB (Split System: Heat Pump with Remote Outdoor Unit-Air-Source) | YHG18B21 | ASPEN |  | C(A,C,D,E)24C46+TDR | YPLC060A12MP13 | 17800 | 18 |  | 13.2 | 10.3 |  | 18100 | 11800 | 65.19% | [8 empty] | Residential | 370 | No | 1.48
209174317 | Central Heat Pump | YORK | HRCU-A-CB (Split System: Heat Pump with Remote Outdoor Unit-Air-Source) | YHG18B21 | ASPEN |  | C(A,C,D,E)24D46+TDR | YPLC060A12MP13 | 18000 | 18 |  | 13.3 | 10.4 |  | 18200 | 11800 | 64.84% | [8 empty] | Residential | 375 | No | 1.5
209174321 | Central Heat Pump | YORK | HRCU-A-CB (Split System: Heat Pump with Remote Outdoor Unit-Air-Source) | YHG18B21 | ASPEN |  | C(A,C,D,E)30B46+TDR | YPLC060A12MP13 | 17900 | 18 |  | 13.2 | 10.1 |  | 18000 | 11700 | 65% | [8 empty] | Residential | 372.5 | No | 1.49
209174324 | Central Heat Pump | YORK | HRCU-A-CB (Split System: Heat Pump with Remote Outdoor Unit-Air-Source) | YHG18B21 | ASPEN |  | C(A,C,D,E)30C46+TDR | YPLC060A12MP13 | 18000 | 18 |  | 13.3 | 10.4 |  | 18200 | 11800 | 64.84% | [8 empty] | Residential | 375 | No | 1.5
205273830 | Central Heat Pump | BRYANT HEATING AND COOLING SYSTEMS | HRCU-A-CB (Split System: Heat Pump with Remote Outdoor Unit-Air-Source) | 284ANV024*0**A* |  |  | CSPH*6012AL*+UI | 987MB66120C24*** | 23400 | 21 |  | 14 | 11 |  | 24000 | 23800 | 99.17% | [8 empty] | Residential | 487.5 | No | 1.95
205273831 | Central Heat Pump | BRYANT HEATING AND COOLING SYSTEMS | HRCU-A-CB (Split System: Heat Pump with Remote Outdoor Unit-Air-Source) | 284ANV024*0**A* |  |  | CSPH*6012AL*+UI | 88*TA36070C14*** | 23400 | 22 |  | 14 | 11 |  | 24000 | 23800 | 99.17% | [8 empty] | Residential | 487.5 | No | 1.95
205886787 | Central Heat Pump | GOODMAN | HRCU-A-CB (Split System: Heat Pump with Remote Outdoor Unit-Air-Source) | GVZC200241A* |  |  | CSCF3642N6D*+TXV | G*VS800604BUA* | 23600 | 20 |  | 13 | 10 |  | 23600 | 13000 | 55.08% | [8 empty] | Residential | 492.5 | No | 1.97
205886788 | Central Heat Pump | GOODMAN | HRCU-A-CB (Split System: Heat Pump with Remote Outdoor Unit-Air-Source) | GVZC200241A* |  |  | CSCF3642N6D*+TXV | G*VS960603BUA* | 23400 | 20 |  | 13 | 10 |  | 23800 | 13000 | 54.62% | [8 empty] | Residential | 487.5 | No | 1.95
205886789 | Central Heat Pump | GOODMAN | HRCU-A-CB (Split System: Heat Pump with Remote Outdoor Unit-Air-Source) | GVZC200241A* |  |  | AVPEC25B14A* |  | 23000 | 21 |  | 13 | 10 |  | 23600 | 13600 | 57.63% | [8 empty] | Residential | 480 | No | 1.92
205886790 | Central Heat Pump | GOODMAN | HRCU-A-CB (Split System: Heat Pump with Remote Outdoor Unit-Air-Source) | GVZC200241A* |  |  | CA*F3137*6A*+MBVC1201**-1A*+TXV |  | 23800 | 21 |  | 13 | 10 |  | 23800 | 13000 | 54.62% | [8 empty] | Residential | 495 | No | 1.98
205886791 | Central Heat Pump | GOODMAN | HRCU-A-CB (Split System: Heat Pump with Remote Outdoor Unit-Air-Source) | GVZC200241A* |  |  | CA*F3636*6D*+MBVC1201**-1A*+TXV |  | 23200 | 20 |  | 13 | 10 |  | 23400 | 13000 | 55.56% | [8 empty] | Residential | 482.5 | No | 1.93
205886792 | Central Heat Pump | GOODMAN | HRCU-A-CB (Split System: Heat Pump with Remote Outdoor Unit-Air-Source) | GVZC200241A* |  |  | CA*F3642*6D*+MBVC1201**-1A*+TXV |  | 23400 | 21 |  | 13 | 10 |  | 23600 | 13000 | 55.08% | [8 empty] | Residential | 487.5 | No | 1.95
207103575 | Central Heat Pump | DUCANE | HRCU-A-CB (Split System: Heat Pump with Remote Outdoor Unit-Air-Source) | 4HP18V36P | ADP |  | F,PE*BB9931 |  | 23800 | 20 |  | 13 | 10 |  | 22400 | 14300 | 63.84% | [8 empty] | Residential | 495 | No | 1.98
207103577 | Central Heat Pump | DUCANE | HRCU-A-CB (Split System: Heat Pump with Remote Outdoor Unit-Air-Source) | 4HP18V36P | ADP |  | F,PE*CC3931 |  | 24000 | 20 |  | 13 | 10 |  | 22400 | 14000 | 62.5% | [8 empty] | Residential | 500 | No | 2
207103579 | Central Heat Pump | DUCANE | HRCU-A-CB (Split System: Heat Pump with Remote Outdoor Unit-Air-Source) | 4HP18V36P | ADP |  | F,PE*CC6931 |  | 24000 | 20 |  | 13 | 10 |  | 22400 | 14000 | 62.5% | [8 empty] | Residential | 500 | No | 2
207103588 | Central Heat Pump | DUCANE | HRCU-A-CB (Split System: Heat Pump with Remote Outdoor Unit-Air-Source) | 4HP18V36P | ADP |  | F,PE*E34925 |  | 23800 | 20 |  | 13 | 10 |  | 22400 | 14300 | 63.84% | [8 empty] | Residential | 495 | No | 1.98
207103589 | Central Heat Pump | DUCANE | HRCU-A-CB (Split System: Heat Pump with Remote Outdoor Unit-Air-Source) | 4HP18V36P | ADP |  | F,PE*E34930 |  | 23800 | 20 |  | 13 | 10 |  | 22400 | 14300 | 63.84% | [8 empty] | Residential | 495 | No | 1.98
207103594 | Central Heat Pump | DUCANE | HRCU-A-CB (Split System: Heat Pump with Remote Outdoor Unit-Air-Source) | 4HP18V36P | ADP |  | F,PE*G34925 |  | 23800 | 20 |  | 13 | 10 |  | 22400 | 14300 | 63.84% | [8 empty] | Residential | 495 | No | 1.98
207103595 | Central Heat Pump | DUCANE | HRCU-A-CB (Split System: Heat Pump with Remote Outdoor Unit-Air-Source) | 4HP18V36P | ADP |  | F,PE*G34930 |  | 23800 | 20 |  | 13 | 10 |  | 22400 | 14300 | 63.84% | [8 empty] | Residential | 495 | No | 1.98
207103597 | Central Heat Pump | DUCANE | HRCU-A-CB (Split System: Heat Pump with Remote Outdoor Unit-Air-Source) | 4HP18V36P | ADP |  | F,PE*SS9931 |  | 23800 | 20 |  | 13 | 10 |  | 22400 | 14300 | 63.84% | [8 empty] | Residential | 495 | No | 1.98
207103599 | Central Heat Pump | DUCANE | HRCU-A-CB (Split System: Heat Pump with Remote Outdoor Unit-Air-Source) | 4HP18V36P | ADP |  | F,PE*TT1931 |  | 24000 | 20 |  | 13 | 10 |  | 22400 | 14000 | 62.5% | [8 empty] | Residential | 500 | No | 2
205886793 | Central Heat Pump | GOODMAN | HRCU-A-CB (Split System: Heat Pump with Remote Outdoor Unit-Air-Source) | GVZC200241A* |  |  | CA*F3743*6D*+MBVC1201**-1A*+TXV |  | 23800 | 21 |  | 13 | 10 |  | 23800 | 13000 | 54.62% | [8 empty] | Residential | 495 | No | 1.98
205886794 | Central Heat Pump | GOODMAN | HRCU-A-CB (Split System: Heat Pump with Remote Outdoor Unit-Air-Source) | GVZC200241A* |  |  | CHPF3636B6C*+MBVC1201**-1A*+TXV |  | 23400 | 21 |  | 13 | 10 |  | 23400 | 13000 | 55.56% | [8 empty] | Residential | 487.5 | No | 1.95
205886795 | Central Heat Pump | GOODMAN | HRCU-A-CB (Split System: Heat Pump with Remote Outdoor Unit-Air-Source) | GVZC200241A* |  |  | CHPF3642C6C*+MBVC1201**-1A*+TXV |  | 23400 | 21 |  | 13 | 10 |  | 23400 | 13000 | 55.56% | [8 empty] | Residential | 487.5 | No | 1.95
205886798 | Central Heat Pump | GOODMAN | HRCU-A-CB (Split System: Heat Pump with Remote Outdoor Unit-Air-Source) | GVZC200361A* |  |  | CA*F3137*6A*+MBVC1200**-1A*+TXV |  | 34800 | 20 |  | 13.5 | 10 |  | 35000 | 18000 | 51.43% | [8 empty] | Residential | 725 | No | 2.9
205272600 | Central Heat Pump | CARRIER | HRCU-A-CB (Split System: Heat Pump with Remote Outdoor Unit-Air-Source) | 25VNA436A*030* |  |  | CAP**6121AL*+UI | 58TN*A070C17**16 | 34600 | 21.5 |  | 13 | 11 |  | 35200 | 33400 | 94.89% | [8 empty] | Residential | 720 | No | 2.88
205272601 | Central Heat Pump | CARRIER | HRCU-A-CB (Split System: Heat Pump with Remote Outdoor Unit-Air-Source) | 25VNA436A*030* |  |  | CAP**6121AL*+UI | 58TN*A070C21**20 | 34800 | 21.5 |  | 13 | 11 |  | 35200 | 33200 | 94.32% | [8 empty] | Residential | 725 | No | 2.9
205272602 | Central Heat Pump | CARRIER | HRCU-A-CB (Split System: Heat Pump with Remote Outdoor Unit-Air-Source) | 25VNA436A*030* |  |  | CAP**6121AL*+UI | 58TN*A090C21**20 | 34800 | 21.5 |  | 13 | 11 |  | 34800 | 33000 | 94.83% | [8 empty] | Residential | 725 | No | 2.9
205272603 | Central Heat Pump | CARRIER | HRCU-A-CB (Split System: Heat Pump with Remote Outdoor Unit-Air-Source) | 25VNA436A*030* |  |  | CAP**6121AL*+UI | 59TN6B060C17**14 | 34600 | 21 |  | 12.5 | 10.5 |  | 35600 | 34000 | 95.51% | [8 empty] | Residential | 720 | No | 2.88
209174325 | Central Heat Pump | YORK | HRCU-A-CB (Split System: Heat Pump with Remote Outdoor Unit-Air-Source) | YHG18B21 | ASPEN |  | C(A,C,D,E)30D36+TDR | YPLC060A12MP13 | 17800 | 18 |  | 13 | 10.4 |  | 18200 | 11800 | 64.84% | [8 empty] | Residential | 370 | No | 1.48
209174329 | Central Heat Pump | YORK | HRCU-A-CB (Split System: Heat Pump with Remote Outdoor Unit-Air-Source) | YHG18B21 | ASPEN |  | C(A,C,D,E)24B46+TDR | YPLC080B12MP13 | 17600 | 18 |  | 13.1 | 10 |  | 18000 | 11900 | 66.11% | [8 empty] | Residential | 367.5 | No | 1.47
209174331 | Central Heat Pump | YORK | HRCU-A-CB (Split System: Heat Pump with Remote Outdoor Unit-Air-Source) | YHG18B21 | ASPEN |  | C(A,C,D,E)24C46+TDR | YPLC080B12MP13 | 17900 | 18 |  | 13.2 | 10.3 |  | 18200 | 12000 | 65.93% | [8 empty] | Residential | 372.5 | No | 1.49
209174333 | Central Heat Pump | YORK | HRCU-A-CB (Split System: Heat Pump with Remote Outdoor Unit-Air-Source) | YHG18B21 | ASPEN |  | C(A,C,D,E)24D46+TDR | YPLC080B12MP13 | 18000 | 18 |  | 13.3 | 10.4 |  | 18200 | 12000 | 65.93% | [8 empty] | Residential | 375 | No | 1.5
209174337 | Central Heat Pump | YORK | HRCU-A-CB (Split System: Heat Pump with Remote Outdoor Unit-Air-Source) | YHG18B21 | ASPEN |  | C(A,C,D,E)30B46+TDR | YPLC080B12MP13 | 17900 | 18 |  | 13.2 | 10.1 |  | 18100 | 11900 | 65.75% | [8 empty] | Residential | 372.5 | No | 1.49
206417133 | Central Heat Pump | AMERICAN STANDARD | HRCU-A-CB (Split System: Heat Pump with Remote Outdoor Unit-Air-Source) | 4A6L9024A1 | ASPEN |  | 4PXFH005AZ3+TDR | *UHMB060ACV3 | 22400 | 18 |  | 12.5 | 10 |  | 20000 | 13300 | 66.5% | [8 empty] | Residential | 467.5 | No | 1.87
206417137 | Central Heat Pump | AMERICAN STANDARD | HRCU-A-CB (Split System: Heat Pump with Remote Outdoor Unit-Air-Source) | 4A6L9024A1 | ASPEN |  | 4PXFH005AZ3+TDR | *UHMC100ACV4 | 22800 | 18.5 |  | 12.5 | 11 |  | 20000 | 13300 | 66.5% | [8 empty] | Residential | 475 | No | 1.9
206417138 | Central Heat Pump | AMERICAN STANDARD | HRCU-A-CB (Split System: Heat Pump with Remote Outdoor Unit-Air-Source) | 4A6L9024A1 | ASPEN |  | 4PXFH003AZ3+TDR | S9V2B040U3PSB+RP | 22800 | 18 |  | 12.5 | 11 |  | 19800 | 13400 | 67.68% | [8 empty] | Residential | 475 | No | 1.9
206417139 | Central Heat Pump | AMERICAN STANDARD | HRCU-A-CB (Split System: Heat Pump with Remote Outdoor Unit-Air-Source) | 4A6L9024A1 | ASPEN |  | 4PXFH005AZ3+TDR | S9V2B040U3PSB+RP | 22800 | 19 |  | 12.5 | 11 |  | 19600 | 13200 | 67.35% | [8 empty] | Residential | 475 | No | 1.9
205272604 | Central Heat Pump | CARRIER | HRCU-A-CB (Split System: Heat Pump with Remote Outdoor Unit-Air-Source) | 25VNA436A*030* |  |  | CAP**6121AL*+UI | 59TN6B080C17**14 | 34600 | 21 |  | 12.5 | 10.5 |  | 35400 | 33800 | 95.48% | [8 empty] | Residential | 720 | No | 2.88
205272606 | Central Heat Pump | CARRIER | HRCU-A-CB (Split System: Heat Pump with Remote Outdoor Unit-Air-Source) | 25VNA436A*030* |  |  | CAP**6121AL*+UI | 59MN7B080C17**14 | 34600 | 21 |  | 12.5 | 10.5 |  | 35400 | 33800 | 95.48% | [8 empty] | Residential | 720 | No | 2.88
205272607 | Central Heat Pump | CARRIER | HRCU-A-CB (Split System: Heat Pump with Remote Outdoor Unit-Air-Source) | 25VNA436A*030* |  |  | CAP**6121AL*+UI | 59MN7B080C21**20 | 34800 | 21.5 |  | 13 | 11 |  | 35000 | 33200 | 94.86% | [8 empty] | Residential | 725 | No | 2.9
205272608 | Central Heat Pump | CARRIER | HRCU-A-CB (Split System: Heat Pump with Remote Outdoor Unit-Air-Source) | 25VNA436A*030* |  |  | CAP**6121AL*+UI | 59MN7B100C21**22 | 34800 | 21.5 |  | 13 | 11 |  | 35000 | 33000 | 94.29% | [8 empty] | Residential | 725 | No | 2.9
205272609 | Central Heat Pump | CARRIER | HRCU-A-CB (Split System: Heat Pump with Remote Outdoor Unit-Air-Source) | 25VNA436A*030* |  |  | CAP**6121AL*+UI | 59TN6B080C21**20 | 34800 | 21.5 |  | 13 | 11 |  | 35000 | 33200 | 94.86% | [8 empty] | Residential | 725 | No | 2.9
205965751 | Central Heat Pump | AMANA DISTINCTIONS | HRCU-A-CB (Split System: Heat Pump with Remote Outdoor Unit-Air-Source) | GVZC200241A* |  |  | CHPF3636B6C*+MBVC1200**-1A*+TXV |  | 23400 | 21 |  | 13 | 10 |  | 23400 | 13000 | 55.56% | [8 empty] | Residential | 487.5 | No | 1.95
205965754 | Central Heat Pump | AMANA DISTINCTIONS | HRCU-A-CB (Split System: Heat Pump with Remote Outdoor Unit-Air-Source) | GVZC200241A* |  |  | CHPF3642C6C*+MBVC1200**-1A*+TXV |  | 23400 | 21 |  | 13 | 10 |  | 23400 | 13000 | 55.56% | [8 empty] | Residential | 487.5 | No | 1.95
205965755 | Central Heat Pump | AMANA DISTINCTIONS | HRCU-A-CB (Split System: Heat Pump with Remote Outdoor Unit-Air-Source) | GVZC200241A* |  |  | CSCF3642N6D*+TXV | G*VS800604BUA* | 23600 | 20 |  | 13 | 10 |  | 23600 | 13000 | 55.08% | [8 empty] | Residential | 492.5 | No | 1.97
206417140 | Central Heat Pump | AMERICAN STANDARD | HRCU-A-CB (Split System: Heat Pump with Remote Outdoor Unit-Air-Source) | 4A6L9024A1 | ASPEN |  | 4PXFH003AZ3+TDR | S9V2B060U3PSB+RP | 23000 | 18 |  | 12.5 | 11 |  | 20000 | 13400 | 67% | [8 empty] | Residential | 480 | No | 1.92
206417141 | Central Heat Pump | AMERICAN STANDARD | HRCU-A-CB (Split System: Heat Pump with Remote Outdoor Unit-Air-Source) | 4A6L9024A1 | ASPEN |  | 4PXFH005AZ3+TDR | S9V2B060U3PSB+RP | 22800 | 19 |  | 13 | 11 |  | 19400 | 13200 | 68.04% | [8 empty] | Residential | 475 | No | 1.9
207818378 | Central Heat Pump | AMERICAN STANDARD | HRCU-A-CB (Split System: Heat Pump with Remote Outdoor Unit-Air-Source) | 4A6L9024A1 | ASPEN |  | 4PXFH005BZ3+TDR | *UHMB060ACV3 | 22400 | 18 |  | 12.5 | 10 |  | 20000 | 13300 | 66.5% | [8 empty] | Residential | 467.5 | No | 1.87
207818382 | Central Heat Pump | AMERICAN STANDARD | HRCU-A-CB (Split System: Heat Pump with Remote Outdoor Unit-Air-Source) | 4A6L9024A1 | ASPEN |  | 4PXFH005BZ3+TDR | *UHMC100ACV4 | 22800 | 18.5 |  | 12.5 | 11 |  | 20000 | 13300 | 66.5% | [8 empty] | Residential | 475 | No | 1.9
207818383 | Central Heat Pump | AMERICAN STANDARD | HRCU-A-CB (Split System: Heat Pump with Remote Outdoor Unit-Air-Source) | 4A6L9024A1 | ASPEN |  | 4PXFH003BZ3+TDR | S9V2B040U3PSB+RP | 22800 | 18 |  | 12.5 | 11 |  | 19800 | 13400 | 67.68% | [8 empty] | Residential | 475 | No | 1.9
207818384 | Central Heat Pump | AMERICAN STANDARD | HRCU-A-CB (Split System: Heat Pump with Remote Outdoor Unit-Air-Source) | 4A6L9024A1 | ASPEN |  | 4PXFH005BZ3+TDR | S9V2B040U3PSB+RP | 22800 | 19 |  | 12.5 | 11 |  | 19600 | 13200 | 67.35% | [8 empty] | Residential | 475 | No | 1.9
209174340 | Central Heat Pump | YORK | HRCU-A-CB (Split System: Heat Pump with Remote Outdoor Unit-Air-Source) | YHG18B21 | ASPEN |  | C(A,C,D,E)30C46+TDR | YPLC080B12MP13 | 18000 | 18 |  | 13.3 | 10.4 |  | 18200 | 12000 | 65.93% | [8 empty] | Residential | 375 | No | 1.5
209174341 | Central Heat Pump | YORK | HRCU-A-CB (Split System: Heat Pump with Remote Outdoor Unit-Air-Source) | YHG18B21 | ASPEN |  | C(A,C,D,E)30D36+TDR | YPLC080B12MP13 | 17800 | 18 |  | 13.2 | 10.5 |  | 18300 | 12000 | 65.57% | [8 empty] | Residential | 370 | No | 1.48
209172425 | Central Heat Pump | YORK | HRCU-A-CB (Split System: Heat Pump with Remote Outdoor Unit-Air-Source) | YZT36B21 | ASPEN |  | C(A,C,D,E)36D46+TDR | TM9V100C20MP12 | 34600 | 19.5 |  | 14 | 10 |  | 35400 | 22400 | 63.28% | [8 empty] | Residential | 720 | No | 2.88
207103601 | Central Heat Pump | DUCANE | HRCU-A-CB (Split System: Heat Pump with Remote Outdoor Unit-Air-Source) | 4HP18V36P | ADP |  | F,PE*TT3931 |  | 24000 | 20 |  | 13 | 10 |  | 22400 | 14000 | 62.5% | [8 empty] | Residential | 500 | No | 2
207103603 | Central Heat Pump | DUCANE | HRCU-A-CB (Split System: Heat Pump with Remote Outdoor Unit-Air-Source) | 4HP18V36P | ADP |  | F,PE*TT4931 |  | 24000 | 20 |  | 13 | 10 |  | 22400 | 14000 | 62.5% | [8 empty] | Residential | 500 | No | 2
207103605 | Central Heat Pump | DUCANE | HRCU-A-CB (Split System: Heat Pump with Remote Outdoor Unit-Air-Source) | 4HP18V36P | ADP |  | F,PE*TT6931 |  | 24000 | 20 |  | 13 | 10 |  | 22400 | 14000 | 62.5% | [8 empty] | Residential | 500 | No | 2
207169056 | Central Heat Pump | DUCANE | HRCU-A-CB (Split System: Heat Pump with Remote Outdoor Unit-Air-Source) | 4HP18V36P | ADP |  | H,A,DG9J(1,2)36+TXV | 95G1UH070BE12 | 24000 | 18 |  | 13 | 10 |  | 22400 | 13800 | 61.61% | [8 empty] | Residential | 500 | No | 2
207172509 | Central Heat Pump | DUCANE | HRCU-A-CB (Split System: Heat Pump with Remote Outdoor Unit-Air-Source) | 4HP18V36P | ADP |  | 36AP**+TXV | 80G2UH070AV12* | 24000 | 20 |  | 13 | 10 |  | 22400 | 13500 | 60.27% | [8 empty] | Residential | 500 | No | 2
207172510 | Central Heat Pump | DUCANE | HRCU-A-CB (Split System: Heat Pump with Remote Outdoor Unit-Air-Source) | 4HP18V36P | ADP |  | 36AX** | 80G2UH070AV12* | 24000 | 20 |  | 13 | 10 |  | 22400 | 13500 | 60.27% | [8 empty] | Residential | 500 | No | 2
207256372 | Central Heat Pump | DUCANE | HRCU-A-CB (Split System: Heat Pump with Remote Outdoor Unit-Air-Source) | 4HP18V36P | ADP |  | 36BP**+TXV | 95G1UH070BE12 | 24000 | 18 |  | 13 | 10 |  | 22400 | 13800 | 61.61% | [8 empty] | Residential | 500 | No | 2
207256373 | Central Heat Pump | DUCANE | HRCU-A-CB (Split System: Heat Pump with Remote Outdoor Unit-Air-Source) | 4HP18V36P | ADP |  | 36BX** | 95G1UH070BE12 | 24000 | 18 |  | 13 | 10 |  | 22400 | 13800 | 61.61% | [8 empty] | Residential | 500 | No | 2
208124274 | Central Heat Pump | DUCANE | HRCU-A-CB (Split System: Heat Pump with Remote Outdoor Unit-Air-Source) | 4HP18V36P | ADP |  | BV**B7925 |  | 23800 | 20 |  | 13 | 10 |  | 22400 | 14300 | 63.84% | [8 empty] | Residential | 495 | No | 1.98
205965756 | Central Heat Pump | AMANA DISTINCTIONS | HRCU-A-CB (Split System: Heat Pump with Remote Outdoor Unit-Air-Source) | GVZC200241A* |  |  | CSCF3642N6D*+TXV | G*VS960603BUA* | 23400 | 20 |  | 13 | 10 |  | 23800 | 13000 | 54.62% | [8 empty] | Residential | 487.5 | No | 1.95
205965757 | Central Heat Pump | AMANA DISTINCTIONS | HRCU-A-CB (Split System: Heat Pump with Remote Outdoor Unit-Air-Source) | GVZC200241A* |  |  | AVPEC25B14A* |  | 23000 | 21 |  | 13 | 10 |  | 23600 | 13600 | 57.63% | [8 empty] | Residential | 480 | No | 1.92
205965758 | Central Heat Pump | AMANA DISTINCTIONS | HRCU-A-CB (Split System: Heat Pump with Remote Outdoor Unit-Air-Source) | GVZC200241A* |  |  | CA*F3137*6A*+MBVC1201**-1A*+TXV |  | 23800 | 21 |  | 13 | 10 |  | 23800 | 13000 | 54.62% | [8 empty] | Residential | 495 | No | 1.98
205965759 | Central Heat Pump | AMANA DISTINCTIONS | HRCU-A-CB (Split System: Heat Pump with Remote Outdoor Unit-Air-Source) | GVZC200241A* |  |  | CA*F3636*6D*+MBVC1201**-1A*+TXV |  | 23200 | 20 |  | 13 | 10 |  | 23400 | 13000 | 55.56% | [8 empty] | Residential | 482.5 | No | 1.93
205965760 | Central Heat Pump | AMANA DISTINCTIONS | HRCU-A-CB (Split System: Heat Pump with Remote Outdoor Unit-Air-Source) | GVZC200241A* |  |  | CA*F3642*6D*+MBVC1201**-1A*+TXV |  | 23400 | 21 |  | 13 | 10 |  | 23600 | 13000 | 55.08% | [8 empty] | Residential | 487.5 | No | 1.95
205965761 | Central Heat Pump | AMANA DISTINCTIONS | HRCU-A-CB (Split System: Heat Pump with Remote Outdoor Unit-Air-Source) | GVZC200241A* |  |  | CA*F3743*6D*+MBVC1201**-1A*+TXV |  | 23800 | 21 |  | 13 | 10 |  | 23800 | 13000 | 54.62% | [8 empty] | Residential | 495 | No | 1.98
205965762 | Central Heat Pump | AMANA DISTINCTIONS | HRCU-A-CB (Split System: Heat Pump with Remote Outdoor Unit-Air-Source) | GVZC200241A* |  |  | CHPF3636B6C*+MBVC1201**-1A*+TXV |  | 23400 | 21 |  | 13 | 10 |  | 23400 | 13000 | 55.56% | [8 empty] | Residential | 487.5 | No | 1.95
205273832 | Central Heat Pump | BRYANT HEATING AND COOLING SYSTEMS | HRCU-A-CB (Split System: Heat Pump with Remote Outdoor Unit-Air-Source) | 284ANV024*0**A* |  |  | CSPH*6012AL*+UI | 88*TA48090C17*** | 23400 | 22 |  | 14 | 11 |  | 24000 | 23800 | 99.17% | [8 empty] | Residential | 487.5 | No | 1.95
209172550 | Central Heat Pump | YORK | HRCU-A-CB (Split System: Heat Pump with Remote Outdoor Unit-Air-Source) | YZT36B21 | ASPEN |  | C(A,C,D,E)36D46+TDR | TM9Y100C16MP11 | 34600 | 18.5 |  | 14 | 10 |  | 35600 | 22400 | 62.92% | [8 empty] | Residential | 720 | No | 2.88
209173001 | Central Heat Pump | YORK | HRCU-A-CB (Split System: Heat Pump with Remote Outdoor Unit-Air-Source) | YZT36B21 | ASPEN |  | C(A,C,D,E)36D46+TDR | TP9C100C20MP13 | 34600 | 19.5 |  | 14 | 10 |  | 35400 | 22400 | 63.28% | [8 empty] | Residential | 720 | No | 2.88
209173326 | Central Heat Pump | YORK | HRCU-A-CB (Split System: Heat Pump with Remote Outdoor Unit-Air-Source) | YZT36B21 | ASPEN |  | C(A,C,D,E)36D46+TDR | YP9C100C20MP13 | 34600 | 19.5 |  | 14 | 10 |  | 35400 | 22400 | 63.28% | [8 empty] | Residential | 720 | No | 2.88
208427603 | Central Heat Pump | YORK | HRCU-A-CB (Split System: Heat Pump with Remote Outdoor Unit-Air-Source) | YHG18B21 | ASPEN |  | D(A,C,E)36D36+TDR | TL8E060A12UH11 | 18000 | 18 |  | 13.3 | 10.2 |  | 17500 | 10700 | 61.14% | [8 empty] | Residential | 375 | No | 1.5
208427604 | Central Heat Pump | YORK | HRCU-A-CB (Split System: Heat Pump with Remote Outdoor Unit-Air-Source) | YHG18B21 | ASPEN |  | D(A,C,E)36D3G+TXV+TDR | TL8E060A12UH11 | 18000 | 18 |  | 13.3 | 10.2 |  | 17500 | 10700 | 61.14% | [8 empty] | Residential | 375 | No | 1.5
208427605 | Central Heat Pump | YORK | HRCU-A-CB (Split System: Heat Pump with Remote Outdoor Unit-Air-Source) | YHG18B21 | ASPEN |  | D(A,C,E)36D36+TDR | TL9E060B12UH11 | 18000 | 18 |  | 13.3 | 10.2 |  | 17500 | 10800 | 61.71% | [8 empty] | Residential | 375 | No | 1.5
208427606 | Central Heat Pump | YORK | HRCU-A-CB (Split System: Heat Pump with Remote Outdoor Unit-Air-Source) | YHG18B21 | ASPEN |  | D(A,C,E)36D3G+TXV+TDR | TL9E060B12UH11 | 18000 | 18 |  | 13.3 | 10.2 |  | 17500 | 10800 | 61.71% | [8 empty] | Residential | 375 | No | 1.5
208427611 | Central Heat Pump | YORK | HRCU-A-CB (Split System: Heat Pump with Remote Outdoor Unit-Air-Source) | YHG18B21 | ASPEN |  | D(A,C,E)36D36+TDR | TM8E080B12MP11 | 18000 | 18 |  | 13.3 | 10.2 |  | 17700 | 10900 | 61.58% | [8 empty] | Residential | 375 | No | 1.5
208427612 | Central Heat Pump | YORK | HRCU-A-CB (Split System: Heat Pump with Remote Outdoor Unit-Air-Source) | YHG18B21 | ASPEN |  | D(A,C,E)36D3G+TXV+TDR | TM8E080B12MP11 | 18000 | 18 |  | 13.3 | 10.2 |  | 17700 | 10900 | 61.58% | [8 empty] | Residential | 375 | No | 1.5
205273833 | Central Heat Pump | BRYANT HEATING AND COOLING SYSTEMS | HRCU-A-CB (Split System: Heat Pump with Remote Outdoor Unit-Air-Source) | 284ANV024*0**A* |  |  | CSPH*6012AL*+UI | 88*TA60110C21*** | 23400 | 22 |  | 14 | 11 |  | 24000 | 23800 | 99.17% | [8 empty] | Residential | 487.5 | No | 1.95
205273834 | Central Heat Pump | BRYANT HEATING AND COOLING SYSTEMS | HRCU-A-CB (Split System: Heat Pump with Remote Outdoor Unit-Air-Source) | 284ANV024*0**A* |  |  | CAP**3617AL*+UI | 88*TA36045C17*** | 23400 | 21 |  | 14 | 11 |  | 24000 | 24400 | 101.7% | [8 empty] | Residential | 487.5 | No | 1.95
205273835 | Central Heat Pump | BRYANT HEATING AND COOLING SYSTEMS | HRCU-A-CB (Split System: Heat Pump with Remote Outdoor Unit-Air-Source) | 284ANV024*0**A* |  |  | CAP**3617AL*+UI | 88*TA48070C17*** | 23400 | 21 |  | 14 | 11 |  | 24000 | 24400 | 101.7% | [8 empty] | Residential | 487.5 | No | 1.95
205273836 | Central Heat Pump | BRYANT HEATING AND COOLING SYSTEMS | HRCU-A-CB (Split System: Heat Pump with Remote Outdoor Unit-Air-Source) | 284ANV024*0**A* |  |  | CAP**3617AL*+UI | 986TC42060C17*** | 23400 | 21 |  | 14 | 11 |  | 24000 | 24400 | 101.7% | [8 empty] | Residential | 487.5 | No | 1.95
205273837 | Central Heat Pump | BRYANT HEATING AND COOLING SYSTEMS | HRCU-A-CB (Split System: Heat Pump with Remote Outdoor Unit-Air-Source) | 284ANV024*0**A* |  |  | CAP**3617AL*+UI | 986TC42080C17*** | 23400 | 21 |  | 14 | 11 |  | 24000 | 24400 | 101.7% | [8 empty] | Residential | 487.5 | No | 1.95
205273838 | Central Heat Pump | BRYANT HEATING AND COOLING SYSTEMS | HRCU-A-CB (Split System: Heat Pump with Remote Outdoor Unit-Air-Source) | 284ANV024*0**A* |  |  | CAP**3621AL*+UI | 88*TA36045C17*** | 23400 | 21 |  | 14 | 11 |  | 24000 | 24400 | 101.7% | [8 empty] | Residential | 487.5 | No | 1.95
205273839 | Central Heat Pump | BRYANT HEATING AND COOLING SYSTEMS | HRCU-A-CB (Split System: Heat Pump with Remote Outdoor Unit-Air-Source) | 284ANV024*0**A* |  |  | CAP**3621AL*+UI | 88*TA48070C17*** | 23400 | 21 |  | 14 | 11 |  | 24000 | 24200 | 100.8% | [8 empty] | Residential | 487.5 | No | 1.95
205273840 | Central Heat Pump | BRYANT HEATING AND COOLING SYSTEMS | HRCU-A-CB (Split System: Heat Pump with Remote Outdoor Unit-Air-Source) | 284ANV024*0**A* |  |  | CAP**3621AL*+UI | 88*TA60070C21*** | 23400 | 21 |  | 14 | 11 |  | 24000 | 24200 | 100.8% | [8 empty] | Residential | 487.5 | No | 1.95
208124275 | Central Heat Pump | DUCANE | HRCU-A-CB (Split System: Heat Pump with Remote Outdoor Unit-Air-Source) | 4HP18V36P | ADP |  | BV**B7930 |  | 23800 | 20 |  | 13 | 10 |  | 22400 | 14300 | 63.84% | [8 empty] | Residential | 495 | No | 1.98
208124276 | Central Heat Pump | DUCANE | HRCU-A-CB (Split System: Heat Pump with Remote Outdoor Unit-Air-Source) | 4HP18V36P | ADP |  | BV**B9931 |  | 24000 | 20 |  | 13 | 10 |  | 22400 | 14000 | 62.5% | [8 empty] | Residential | 500 | No | 2
208124277 | Central Heat Pump | DUCANE | HRCU-A-CB (Split System: Heat Pump with Remote Outdoor Unit-Air-Source) | 4HP18V36P | ADP |  | BV**C3931 |  | 24000 | 20 |  | 13 | 10 |  | 22400 | 14000 | 62.5% | [8 empty] | Residential | 500 | No | 2
6796250 | Central Heat Pump | MAYTAG | HRCU-A-C (Split System: Heat Pump with Remote Outdoor Unit with No Indoor Fan --Air Source) | PSH4BG024K | ADP |  | H,NE80936 |  | 24200 | 19 |  | 13.5 | 10 |  | 22200 | 12500 | 56.31% | [8 empty] | Residential | 505 | No | 2.02
10324004 | Central Heat Pump | MAYTAG | HRCU-A-CB (Split System: Heat Pump with Remote Outdoor Unit-Air-Source) | PSH1BG4CVRX24K | ADP |  | V,N36H***D229 | PGC2T(*)VB(*) | 24200 | 19 |  | 13.5 | 10 |  | 20600 | 12500 | 60.68% | [8 empty] | Residential | 505 | No | 2.02
10324005 | Central Heat Pump | MAYTAG | HRCU-A-CB (Split System: Heat Pump with Remote Outdoor Unit-Air-Source) | PSH1BG4CVRX24K | ADP |  | PL36H175P459 | PGC2T(*)VB(*) | 24400 | 19 |  | 13.5 | 10 |  | 20600 | 12500 | 60.68% | [8 empty] | Residential | 507.5 | No | 2.03
10324006 | Central Heat Pump | MAYTAG | HRCU-A-CB (Split System: Heat Pump with Remote Outdoor Unit-Air-Source) | PSH1BG4CVRX24K | ADP |  | H,NE81936 | PGC2T(*)VB(*) | 24400 | 19 |  | 13.5 | 10 |  | 20600 | 12500 | 60.68% | [8 empty] | Residential | 507.5 | No | 2.03
10324010 | Central Heat Pump | MAYTAG | HRCU-A-CB (Split System: Heat Pump with Remote Outdoor Unit-Air-Source) | PSH1BG4CVRX36K | ADP |  | H,NE37936 | PGC2T(*)VC(*) | 34800 | 18 |  | 12.5 | 10 |  | 32600 | 20200 | 61.96% | [8 empty] | Residential | 725 | No | 2.9
10324011 | Central Heat Pump | MAYTAG | HRCU-A-CB (Split System: Heat Pump with Remote Outdoor Unit-Air-Source) | PSH1BG4CVRX36K | ADP |  | V,N36H175D459 | PGC2T(*)VC(*) | 34800 | 18 |  | 12.5 | 10 |  | 32600 | 20200 | 61.96% | [8 empty] | Residential | 725 | No | 2.9
210039385 | Central Heat Pump | LENNOX | HRCU-A-CB (Split System: Heat Pump with Remote Outdoor Unit-Air-Source) | ML17XP1-018-230A** |  |  | CH35-30B+TDR+TXV | EL296UH045XV36B* | 18000 | 18 |  | 14.5 | 10 |  | 16800 | 10600 | 63.1% | 18000 | 16.6 | 13.5 | 8.5 | 17400 |  |  |  | Residential | 375 | No | 1.5 | No
210039387 | Central Heat Pump | LENNOX | HRCU-A-CB (Split System: Heat Pump with Remote Outdoor Unit-Air-Source) | ML17XP1-018-230A** |  |  | CH35-30B+TDR+TXV | EL296UH070XV36B* | 18000 | 18.2 |  | 14.5 | 10 |  | 16800 | 10600 | 63.1% | 18000 | 16.8 | 14 | 8.5 | 17400 |  |  |  | Residential | 375 | No | 1.5 | No
210039404 | Central Heat Pump | LENNOX | HRCU-A-CB (Split System: Heat Pump with Remote Outdoor Unit-Air-Source) | ML17XP1-018-230A** |  |  | CH35-30B+TDR+TXV | ML296UH045XV36B* | 18000 | 18 |  | 14.5 | 10 |  | 16800 | 10600 | 63.1% | 18000 | 16.4 | 13.5 | 8.5 | 17400 |  |  |  | Residential | 375 | No | 1.5 | No
210039406 | Central Heat Pump | LENNOX | HRCU-A-CB (Split System: Heat Pump with Remote Outdoor Unit-Air-Source) | ML17XP1-018-230A** |  |  | CH35-30B+TDR+TXV | SL280UH080NV48B* | 18000 | 18.6 |  | 15 | 10.2 |  | 17000 | 10800 | 63.53% | 18000 | 16.8 | 14 | 8.5 | 17600 |  |  |  | Residential | 375 | No | 1.5 | No
210039409 | Central Heat Pump | LENNOX | HRCU-A-CB (Split System: Heat Pump with Remote Outdoor Unit-Air-Source) | ML17XP1-018-230A** |  |  | CH35-30B+TDR+TXV | SL297UH040NV36B* | 18000 | 18.4 |  | 15 | 10 |  | 16800 | 10600 | 63.1% | 18000 | 16.8 | 14 | 8.5 | 17400 |  |  |  | Residential | 375 | No | 1.5 | No
210039410 | Central Heat Pump | LENNOX | HRCU-A-CB (Split System: Heat Pump with Remote Outdoor Unit-Air-Source) | ML17XP1-018-230A** |  |  | CH35-30B+TDR+TXV | SL297UH060NV36B* | 18000 | 18.2 |  | 14.5 | 10 |  | 16800 | 10600 | 63.1% | 18000 | 16.8 | 14 | 8.5 | 17400 |  |  |  | Residential | 375 | No | 1.5 | No
210039412 | Central Heat Pump | LENNOX | HRCU-A-CB (Split System: Heat Pump with Remote Outdoor Unit-Air-Source) | ML17XP1-018-230A** |  |  | CH35-30B+TDR+TXV | SLP99UH070XV36B* | 18000 | 18.2 |  | 14.5 | 10 |  | 16800 | 10600 | 63.1% | 18000 | 16.8 | 14 | 8.5 | 17400 |  |  |  | Residential | 375 | No | 1.5 | No
210039454 | Central Heat Pump | LENNOX | HRCU-A-CB (Split System: Heat Pump with Remote Outdoor Unit-Air-Source) | ML17XP1-018-230A** |  |  | CHX35-24B-**-*+TDR | ML180UH070V48B* | 18000 | 18.2 |  | 15 | 10.2 |  | 18000 | 11400 | 63.33% | 18000 | 16.4 | 14 | 8.5 | 18000 |  |  |  | Residential | 375 | No | 1.5 | No
208427613 | Central Heat Pump | YORK | HRCU-A-CB (Split System: Heat Pump with Remote Outdoor Unit-Air-Source) | YHG18B21 | ASPEN |  | D(A,C,E)36D36+TDR | TM8E100B12MP11 | 18000 | 18 |  | 13.3 | 10.2 |  | 17700 | 10900 | 61.58% | [8 empty] | Residential | 375 | No | 1.5
208427614 | Central Heat Pump | YORK | HRCU-A-CB (Split System: Heat Pump with Remote Outdoor Unit-Air-Source) | YHG18B21 | ASPEN |  | D(A,C,E)36D3G+TXV+TDR | TM8E100B12MP11 | 18000 | 18 |  | 13.3 | 10.2 |  | 17700 | 10900 | 61.58% | [8 empty] | Residential | 375 | No | 1.5
208427615 | Central Heat Pump | YORK | HRCU-A-CB (Split System: Heat Pump with Remote Outdoor Unit-Air-Source) | YHG18B21 | ASPEN |  | D(A,C,E)36D36+TDR | TM8V060A12MP12 | 18000 | 18 |  | 13.3 | 10.2 |  | 18100 | 11700 | 64.64% | [8 empty] | Residential | 375 | No | 1.5
208427616 | Central Heat Pump | YORK | HRCU-A-CB (Split System: Heat Pump with Remote Outdoor Unit-Air-Source) | YHG18B21 | ASPEN |  | D(A,C,E)36D3G+TXV+TDR | TM8V060A12MP12 | 18000 | 18 |  | 13.3 | 10.2 |  | 18100 | 11700 | 64.64% | [8 empty] | Residential | 375 | No | 1.5
208427617 | Central Heat Pump | YORK | HRCU-A-CB (Split System: Heat Pump with Remote Outdoor Unit-Air-Source) | YHG18B21 | ASPEN |  | D(A,C,E)36D36+TDR | TM8V080B12MP12 | 18000 | 18 |  | 13.3 | 10.2 |  | 18100 | 12000 | 66.3% | [8 empty] | Residential | 375 | No | 1.5
208427618 | Central Heat Pump | YORK | HRCU-A-CB (Split System: Heat Pump with Remote Outdoor Unit-Air-Source) | YHG18B21 | ASPEN |  | D(A,C,E)36D3G+TXV+TDR | TM8V080B12MP12 | 18000 | 18 |  | 13.3 | 10.2 |  | 18100 | 12000 | 66.3% | [8 empty] | Residential | 375 | No | 1.5
208427619 | Central Heat Pump | YORK | HRCU-A-CB (Split System: Heat Pump with Remote Outdoor Unit-Air-Source) | YHG18B21 | ASPEN |  | D(A,C,E)36D36+TDR | TM8Y060A12MP11 | 18000 | 18 |  | 13.3 | 10.2 |  | 18100 | 12000 | 66.3% | [8 empty] | Residential | 375 | No | 1.5
208427620 | Central Heat Pump | YORK | HRCU-A-CB (Split System: Heat Pump with Remote Outdoor Unit-Air-Source) | YHG18B21 | ASPEN |  | D(A,C,E)36D3G+TXV+TDR | TM8Y060A12MP11 | 18000 | 18 |  | 13.3 | 10.2 |  | 18100 | 12000 | 66.3% | [8 empty] | Residential | 375 | No | 1.5
208427621 | Central Heat Pump | YORK | HRCU-A-CB (Split System: Heat Pump with Remote Outdoor Unit-Air-Source) | YHG18B21 | ASPEN |  | D(A,C,E)36D36+TDR | TM8Y080B12MP11 | 18000 | 18 |  | 13.3 | 10.2 |  | 18100 | 12100 | 66.85% | [8 empty] | Residential | 375 | No | 1.5
10324012 | Central Heat Pump | MAYTAG | HRCU-A-CB (Split System: Heat Pump with Remote Outdoor Unit-Air-Source) | PSH1BG4CVRX36K | ADP |  | H,NE81936 | PGC2T(*)VC(*) | 34800 | 18 |  | 12.5 | 10 |  | 32600 | 20200 | 61.96% | [8 empty] | Residential | 725 | No | 2.9
10441910 | Central Heat Pump | MAYTAG | HRCU-A-CB (Split System: Heat Pump with Remote Outdoor Unit-Air-Source) | PSH1BG4CVRX36K | ADP |  | F,PE*CC1937 |  | 34800 | 19 |  | 12.5 | 10 |  | 32800 | 20200 | 61.59% | [8 empty] | Residential | 725 | No | 2.9
10441916 | Central Heat Pump | MAYTAG | HRCU-A-CB (Split System: Heat Pump with Remote Outdoor Unit-Air-Source) | PSH1BG4CVRX36K | ADP |  | F,PE*TT4937 |  | 34800 | 19 |  | 12.5 | 10 |  | 32800 | 20200 | 61.59% | [8 empty] | Residential | 725 | No | 2.9
10323996 | Central Heat Pump | MAYTAG | HRCU-A-CB (Split System: Heat Pump with Remote Outdoor Unit-Air-Source) | PSH1BG4CVRX24K | ADP |  | V,N36H175D149 | PGC2T(*)VB(*) | 23600 | 18 |  | 13 | 10 |  | 20600 | 12500 | 60.68% | [8 empty] | Residential | 492.5 | No | 1.97
10323997 | Central Heat Pump | MAYTAG | HRCU-A-CB (Split System: Heat Pump with Remote Outdoor Unit-Air-Source) | PSH1BG4CVRX24K | ADP |  | V,N36H175D159 | PGC2T(*)VB(*) | 24000 | 18 |  | 13 | 10 |  | 20600 | 12500 | 60.68% | [8 empty] | Residential | 500 | No | 2
10323998 | Central Heat Pump | MAYTAG | HRCU-A-CB (Split System: Heat Pump with Remote Outdoor Unit-Air-Source) | PSH1BG4CVRX24K | ADP |  | V,N36H175D789 | PGC2T(*)VB(*) | 24200 | 19 |  | 13.5 | 10 |  | 20600 | 12500 | 60.68% | [8 empty] | Residential | 505 | No | 2.02
10323999 | Central Heat Pump | MAYTAG | HRCU-A-CB (Split System: Heat Pump with Remote Outdoor Unit-Air-Source) | PSH1BG4CVRX24K | ADP |  | H,NE34936 | PGC2T(*)VB(*) | 23600 | 18 |  | 13 | 10 |  | 20600 | 12500 | 60.68% | [8 empty] | Residential | 492.5 | No | 1.97
10324000 | Central Heat Pump | MAYTAG | HRCU-A-CB (Split System: Heat Pump with Remote Outdoor Unit-Air-Source) | PSH1BG4CVRX24K | ADP |  | H,NE35936 | PGC2T(*)VB(*) | 23800 | 18 |  | 13 | 10 |  | 20600 | 12500 | 60.68% | [8 empty] | Residential | 495 | No | 1.98
10324001 | Central Heat Pump | MAYTAG | HRCU-A-CB (Split System: Heat Pump with Remote Outdoor Unit-Air-Source) | PSH1BG4CVRX24K | ADP |  | PL36H210P179 | PGC2T(*)VB(*) | 24400 | 19 |  | 13.5 | 10 |  | 20600 | 12500 | 60.68% | [8 empty] | Residential | 507.5 | No | 2.03
210039468 | Central Heat Pump | LENNOX | HRCU-A-CB (Split System: Heat Pump with Remote Outdoor Unit-Air-Source) | ML17XP1-018-230A** |  |  | CHX35-24B-**-*+TDR | SL280UH080NV48B* | 18000 | 18.4 |  | 15 | 10.2 |  | 18000 | 11200 | 62.22% | 18000 | 16.8 | 14 | 8.5 | 18000 |  |  |  | Residential | 375 | No | 1.5 | No
205272610 | Central Heat Pump | CARRIER | HRCU-A-CB (Split System: Heat Pump with Remote Outdoor Unit-Air-Source) | 25VNA436A*030* |  |  | CAP**6121AL*+UI | 59TN6B100C21**22 | 34800 | 21.5 |  | 13 | 11 |  | 35000 | 33000 | 94.29% | [8 empty] | Residential | 725 | No | 2.9
205272611 | Central Heat Pump | CARRIER | HRCU-A-CB (Split System: Heat Pump with Remote Outdoor Unit-Air-Source) | 25VNA436A*030* |  |  | CAP**6121AL*+UI | 58TN*A090C17**16 | 34800 | 22 |  | 13 | 11 |  | 35000 | 33200 | 94.86% | [8 empty] | Residential | 725 | No | 2.9
205272612 | Central Heat Pump | CARRIER | HRCU-A-CB (Split System: Heat Pump with Remote Outdoor Unit-Air-Source) | 25VNA436A*030* |  |  | CAP**6121AL*+UI | 58TN*A110C21**20 | 34800 | 22 |  | 13 | 11 |  | 35000 | 33000 | 94.29% | [8 empty] | Residential | 725 | No | 2.9
205272613 | Central Heat Pump | CARRIER | HRCU-A-CB (Split System: Heat Pump with Remote Outdoor Unit-Air-Source) | 25VNA436A*030* |  |  | CAP**6121AL*+UI | 59MN7B060C21**20 | 34600 | 21 |  | 12.5 | 10.5 |  | 35200 | 33600 | 95.45% | [8 empty] | Residential | 720 | No | 2.88
205272614 | Central Heat Pump | CARRIER | HRCU-A-CB (Split System: Heat Pump with Remote Outdoor Unit-Air-Source) | 25VNA436A*030* |  |  | CAP**6124AL*+UI | 58TN*A070C21**20 | 34800 | 21.5 |  | 13 | 11 |  | 35000 | 33200 | 94.86% | [8 empty] | Residential | 725 | No | 2.9
205272615 | Central Heat Pump | CARRIER | HRCU-A-CB (Split System: Heat Pump with Remote Outdoor Unit-Air-Source) | 25VNA436A*030* |  |  | CAP**6124AL*+UI | 58TN*A090C21**20 | 34800 | 22 |  | 13 | 11 |  | 34800 | 33000 | 94.83% | [8 empty] | Residential | 725 | No | 2.9
205272616 | Central Heat Pump | CARRIER | HRCU-A-CB (Split System: Heat Pump with Remote Outdoor Unit-Air-Source) | 25VNA436A*030* |  |  | CAP**6124AL*+UI | 58TN*A135C24**22 | 35000 | 22 |  | 13 | 11 |  | 34600 | 32800 | 94.8% | [8 empty] | Residential | 730 | No | 2.92
208427622 | Central Heat Pump | YORK | HRCU-A-CB (Split System: Heat Pump with Remote Outdoor Unit-Air-Source) | YHG18B21 | ASPEN |  | D(A,C,E)36D3G+TXV+TDR | TM8Y080B12MP11 | 18000 | 18 |  | 13.3 | 10.2 |  | 18100 | 12100 | 66.85% | [8 empty] | Residential | 375 | No | 1.5
208427623 | Central Heat Pump | YORK | HRCU-A-CB (Split System: Heat Pump with Remote Outdoor Unit-Air-Source) | YHG18B21 | ASPEN |  | D(A,C,E)36D36+TDR | TM9E026A08MP12 | 18000 | 18 |  | 13.3 | 10.2 |  | 17500 | 10700 | 61.14% | [8 empty] | Residential | 375 | No | 1.5
208427624 | Central Heat Pump | YORK | HRCU-A-CB (Split System: Heat Pump with Remote Outdoor Unit-Air-Source) | YHG18B21 | ASPEN |  | D(A,C,E)36D3G+TXV+TDR | TM9E026A08MP12 | 18000 | 18 |  | 13.3 | 10.2 |  | 17500 | 10700 | 61.14% | [8 empty] | Residential | 375 | No | 1.5
208427625 | Central Heat Pump | YORK | HRCU-A-CB (Split System: Heat Pump with Remote Outdoor Unit-Air-Source) | YHG18B21 | ASPEN |  | D(A,C,E)36D36+TDR | TM9E040A10MP12 | 18000 | 18 |  | 13.3 | 10.2 |  | 17600 | 10800 | 61.36% | [8 empty] | Residential | 375 | No | 1.5
208427626 | Central Heat Pump | YORK | HRCU-A-CB (Split System: Heat Pump with Remote Outdoor Unit-Air-Source) | YHG18B21 | ASPEN |  | D(A,C,E)36D3G+TXV+TDR | TM9E040A10MP12 | 18000 | 18 |  | 13.3 | 10.2 |  | 17600 | 10800 | 61.36% | [8 empty] | Residential | 375 | No | 1.5
208427627 | Central Heat Pump | YORK | HRCU-A-CB (Split System: Heat Pump with Remote Outdoor Unit-Air-Source) | YHG18B21 | ASPEN |  | D(A,C,E)36D36+TDR | TM9E060A10MP12 | 18000 | 18 |  | 13.3 | 10.2 |  | 17700 | 10900 | 61.58% | [8 empty] | Residential | 375 | No | 1.5
208427628 | Central Heat Pump | YORK | HRCU-A-CB (Split System: Heat Pump with Remote Outdoor Unit-Air-Source) | YHG18B21 | ASPEN |  | D(A,C,E)36D3G+TXV+TDR | TM9E060A10MP12 | 18000 | 18 |  | 13.3 | 10.2 |  | 17700 | 10900 | 61.58% | [8 empty] | Residential | 375 | No | 1.5
208427629 | Central Heat Pump | YORK | HRCU-A-CB (Split System: Heat Pump with Remote Outdoor Unit-Air-Source) | YHG18B21 | ASPEN |  | D(A,C,E)36D36+TDR | TM9V040A10MP12 | 18000 | 18 |  | 13.3 | 10.2 |  | 18100 | 11800 | 65.19% | [8 empty] | Residential | 375 | No | 1.5
208427630 | Central Heat Pump | YORK | HRCU-A-CB (Split System: Heat Pump with Remote Outdoor Unit-Air-Source) | YHG18B21 | ASPEN |  | D(A,C,E)36D3G+TXV+TDR | TM9V040A10MP12 | 18000 | 18 |  | 13.3 | 10.2 |  | 18100 | 11800 | 65.19% | [8 empty] | Residential | 375 | No | 1.5
205272617 | Central Heat Pump | CARRIER | HRCU-A-CB (Split System: Heat Pump with Remote Outdoor Unit-Air-Source) | 25VNA436A*030* |  |  | CAP**6124AL*+UI | 59TN6B120C24**22 | 34800 | 21.5 |  | 13 | 11 |  | 34800 | 33000 | 94.83% | [8 empty] | Residential | 725 | No | 2.9
205272618 | Central Heat Pump | CARRIER | HRCU-A-CB (Split System: Heat Pump with Remote Outdoor Unit-Air-Source) | 25VNA436A*030* |  |  | CAP**6124AL*+UI | 59MN7B080C21**20 | 34800 | 21.5 |  | 13 | 11 |  | 35000 | 33200 | 94.86% | [8 empty] | Residential | 725 | No | 2.9
205886804 | Central Heat Pump | GOODMAN | HRCU-A-CB (Split System: Heat Pump with Remote Outdoor Unit-Air-Source) | GVZC200361A* |  |  | CA*F3642*6D*+TXV | G*VM970804CNB* | 35800 | 20 |  | 12.5 | 10 |  | 35000 | 18200 | 52% | [8 empty] | Residential | 745 | No | 2.98
205886807 | Central Heat Pump | GOODMAN | HRCU-A-CB (Split System: Heat Pump with Remote Outdoor Unit-Air-Source) | GVZC200361A* |  |  | CA*F3642*6D*+MBVC1200**-1A*+TXV |  | 34600 | 20 |  | 13 | 10 |  | 34800 | 18000 | 51.72% | [8 empty] | Residential | 720 | No | 2.88
205886808 | Central Heat Pump | GOODMAN | HRCU-A-CB (Split System: Heat Pump with Remote Outdoor Unit-Air-Source) | GVZC200361A* |  |  | CA*F3642*6D*+MBVC1600**-1A*+TXV |  | 34600 | 20 |  | 13.5 | 10 |  | 34800 | 18000 | 51.72% | [8 empty] | Residential | 720 | No | 2.88
205886815 | Central Heat Pump | GOODMAN | HRCU-A-CB (Split System: Heat Pump with Remote Outdoor Unit-Air-Source) | GVZC200361A* |  |  | CA*F3743*6D*+TXV | G*VM971205DNB* | 35800 | 20 |  | 13 | 10 |  | 35000 | 18200 | 52% | [8 empty] | Residential | 745 | No | 2.98
205886816 | Central Heat Pump | GOODMAN | HRCU-A-CB (Split System: Heat Pump with Remote Outdoor Unit-Air-Source) | GVZC200361A* |  |  | CA*F3743*6D*+MBVC1200**-1A*+TXV |  | 35200 | 20 |  | 13.5 | 10 |  | 35000 | 18200 | 52% | [8 empty] | Residential | 732.5 | No | 2.93
205886818 | Central Heat Pump | GOODMAN | HRCU-A-CB (Split System: Heat Pump with Remote Outdoor Unit-Air-Source) | GVZC200361A* |  |  | CA*F3743*6D*+TXV | G*VS800805CUA* | 35400 | 20 |  | 13.5 | 10 |  | 35000 | 18200 | 52% | [8 empty] | Residential | 737.5 | No | 2.95
10324002 | Central Heat Pump | MAYTAG | HRCU-A-CB (Split System: Heat Pump with Remote Outdoor Unit-Air-Source) | PSH1BG4CVRX24K | ADP |  | H,NE37936 | PGC2T(*)VB(*) | 24200 | 19 |  | 13.5 | 10 |  | 20600 | 12500 | 60.68% | [8 empty] | Residential | 505 | No | 2.02
10324003 | Central Heat Pump | MAYTAG | HRCU-A-CB (Split System: Heat Pump with Remote Outdoor Unit-Air-Source) | PSH1BG4CVRX24K | ADP |  | V,N36H***D449 | PGC2T(*)VB(*) | 23800 | 18 |  | 13 | 10 |  | 20600 | 12500 | 60.68% | [8 empty] | Residential | 495 | No | 1.98
207091973 | Central Heat Pump | CONCORD | HRCU-A-CB (Split System: Heat Pump with Remote Outdoor Unit-Air-Source) | 4HP18V36P | ADP |  | H,A,DE32(1,2)24+TXV | 80G2UH070AV12* | 23200 | 20 |  | 13 | 10 |  | 22400 | 13300 | 59.38% | [8 empty] | Residential | 482.5 | No | 1.93
207091979 | Central Heat Pump | CONCORD | HRCU-A-CB (Split System: Heat Pump with Remote Outdoor Unit-Air-Source) | 4HP18V36P | ADP |  | H,A,DE32(1,2)24+TXV | EFV08BCA | 23000 | 19 |  | 13 | 10 |  | 22400 | 13500 | 60.27% | [8 empty] | Residential | 480 | No | 1.92
207091992 | Central Heat Pump | CONCORD | HRCU-A-CB (Split System: Heat Pump with Remote Outdoor Unit-Air-Source) | 4HP18V36P | ADP |  | H,A,DE32(1,2)24+TXV | EFV12BCA | 23200 | 20 |  | 13 | 10 |  | 22400 | 13300 | 59.38% | [8 empty] | Residential | 482.5 | No | 1.93
207092001 | Central Heat Pump | CONCORD | HRCU-A-CB (Split System: Heat Pump with Remote Outdoor Unit-Air-Source) | 4HP18V36P | ADP |  | H,A,DE32930 | 80G2UH070AV12* | 23200 | 20 |  | 13 | 10 |  | 22400 | 13300 | 59.38% | [8 empty] | Residential | 482.5 | No | 1.93
207092007 | Central Heat Pump | CONCORD | HRCU-A-CB (Split System: Heat Pump with Remote Outdoor Unit-Air-Source) | 4HP18V36P | ADP |  | H,A,DE32930 | EFV08BCA | 23000 | 19 |  | 13 | 10 |  | 22400 | 13500 | 60.27% | [8 empty] | Residential | 480 | No | 1.92
207092020 | Central Heat Pump | CONCORD | HRCU-A-CB (Split System: Heat Pump with Remote Outdoor Unit-Air-Source) | 4HP18V36P | ADP |  | H,A,DE32930 | EFV12BCA | 23200 | 20 |  | 13 | 10 |  | 22400 | 13300 | 59.38% | [8 empty] | Residential | 482.5 | No | 1.93
208427631 | Central Heat Pump | YORK | HRCU-A-CB (Split System: Heat Pump with Remote Outdoor Unit-Air-Source) | YHG18B21 | ASPEN |  | D(A,C,E)36D36+TDR | TM9V060B12MP12 | 18000 | 18 |  | 13.3 | 10.2 |  | 18100 | 11800 | 65.19% | [8 empty] | Residential | 375 | No | 1.5
208427632 | Central Heat Pump | YORK | HRCU-A-CB (Split System: Heat Pump with Remote Outdoor Unit-Air-Source) | YHG18B21 | ASPEN |  | D(A,C,E)36D3G+TXV+TDR | TM9V060B12MP12 | 18000 | 18 |  | 13.3 | 10.2 |  | 18100 | 11800 | 65.19% | [8 empty] | Residential | 375 | No | 1.5
208427633 | Central Heat Pump | YORK | HRCU-A-CB (Split System: Heat Pump with Remote Outdoor Unit-Air-Source) | YHG18B21 | ASPEN |  | D(A,C,E)36D36+TDR | TM9V080B12MP12 | 18000 | 18 |  | 13.3 | 10.2 |  | 18100 | 11700 | 64.64% | [8 empty] | Residential | 375 | No | 1.5
208427634 | Central Heat Pump | YORK | HRCU-A-CB (Split System: Heat Pump with Remote Outdoor Unit-Air-Source) | YHG18B21 | ASPEN |  | D(A,C,E)36D3G+TXV+TDR | TM9V080B12MP12 | 18000 | 18 |  | 13.3 | 10.2 |  | 18100 | 11700 | 64.64% | [8 empty] | Residential | 375 | No | 1.5
208427635 | Central Heat Pump | YORK | HRCU-A-CB (Split System: Heat Pump with Remote Outdoor Unit-Air-Source) | YHG18B21 | ASPEN |  | D(A,C,E)36D36+TDR | TM9Y040A10MP11 | 18000 | 18 |  | 13.3 | 10.2 |  | 18100 | 12400 | 68.51% | [8 empty] | Residential | 375 | No | 1.5
208427636 | Central Heat Pump | YORK | HRCU-A-CB (Split System: Heat Pump with Remote Outdoor Unit-Air-Source) | YHG18B21 | ASPEN |  | D(A,C,E)36D3G+TXV+TDR | TM9Y040A10MP11 | 18000 | 18 |  | 13.3 | 10.2 |  | 18100 | 12400 | 68.51% | [8 empty] | Residential | 375 | No | 1.5
208427637 | Central Heat Pump | YORK | HRCU-A-CB (Split System: Heat Pump with Remote Outdoor Unit-Air-Source) | YHG18B21 | ASPEN |  | D(A,C,E)36D36+TDR | TM9Y060B12MP11 | 18000 | 18 |  | 13.3 | 10.2 |  | 18100 | 12100 | 66.85% | [8 empty] | Residential | 375 | No | 1.5
208427638 | Central Heat Pump | YORK | HRCU-A-CB (Split System: Heat Pump with Remote Outdoor Unit-Air-Source) | YHG18B21 | ASPEN |  | D(A,C,E)36D3G+TXV+TDR | TM9Y060B12MP11 | 18000 | 18 |  | 13.3 | 10.2 |  | 18100 | 12100 | 66.85% | [8 empty] | Residential | 375 | No | 1.5
208427639 | Central Heat Pump | YORK | HRCU-A-CB (Split System: Heat Pump with Remote Outdoor Unit-Air-Source) | YHG18B21 | ASPEN |  | D(A,C,E)36D36+TDR | TM9Y080B12MP11 | 18000 | 18 |  | 13.3 | 10.2 |  | 18100 | 12100 | 66.85% | [8 empty] | Residential | 375 | No | 1.5
205886820 | Central Heat Pump | GOODMAN | HRCU-A-CB (Split System: Heat Pump with Remote Outdoor Unit-Air-Source) | GVZC200361A* |  |  | CA*F3743*6D*+TXV | G*VS960805CUA* | 35400 | 20 |  | 12.5 | 10 |  | 35000 | 18200 | 52% | [8 empty] | Residential | 737.5 | No | 2.95
205886825 | Central Heat Pump | GOODMAN | HRCU-A-CB (Split System: Heat Pump with Remote Outdoor Unit-Air-Source) | GVZC200361A* |  |  | CHPF3642C6C*+MBVC1200**-1A*+TXV |  | 34800 | 20 |  | 13 | 10 |  | 34800 | 18000 | 51.72% | [8 empty] | Residential | 725 | No | 2.9
205886826 | Central Heat Pump | GOODMAN | HRCU-A-CB (Split System: Heat Pump with Remote Outdoor Unit-Air-Source) | GVZC200361A* |  |  | CHPF3642C6C*+MBVC1600**-1A*+TXV |  | 35000 | 20 |  | 13.5 | 10 |  | 34800 | 18000 | 51.72% | [8 empty] | Residential | 730 | No | 2.92
205886834 | Central Heat Pump | GOODMAN | HRCU-A-CB (Split System: Heat Pump with Remote Outdoor Unit-Air-Source) | GVZC200361A* |  |  | CA*F3743*6D*+TXV | G*VM971005CNB* | 35800 | 20 |  | 12.5 | 10 |  | 35000 | 18200 | 52% | [8 empty] | Residential | 745 | No | 2.98
205965763 | Central Heat Pump | AMANA DISTINCTIONS | HRCU-A-CB (Split System: Heat Pump with Remote Outdoor Unit-Air-Source) | GVZC200241A* |  |  | CHPF3642C6C*+MBVC1201**-1A*+TXV |  | 23400 | 21 |  | 13 | 10 |  | 23400 | 13000 | 55.56% | [8 empty] | Residential | 487.5 | No | 1.95
205965766 | Central Heat Pump | AMANA DISTINCTIONS | HRCU-A-CB (Split System: Heat Pump with Remote Outdoor Unit-Air-Source) | GVZC200361A* |  |  | CA*F3137*6A*+MBVC1200**-1A*+TXV |  | 34800 | 20 |  | 13.5 | 10 |  | 35000 | 18000 | 51.43% | [8 empty] | Residential | 725 | No | 2.9
205965772 | Central Heat Pump | AMANA DISTINCTIONS | HRCU-A-CB (Split System: Heat Pump with Remote Outdoor Unit-Air-Source) | GVZC200361A* |  |  | CA*F3642*6D*+TXV | G*VM970804CNB* | 35800 | 20 |  | 12.5 | 10 |  | 35000 | 18200 | 52% | [8 empty] | Residential | 745 | No | 2.98
205965775 | Central Heat Pump | AMANA DISTINCTIONS | HRCU-A-CB (Split System: Heat Pump with Remote Outdoor Unit-Air-Source) | GVZC200361A* |  |  | CA*F3642*6D*+MBVC1200**-1A*+TXV |  | 34600 | 20 |  | 13 | 10 |  | 34800 | 18000 | 51.72% | [8 empty] | Residential | 720 | No | 2.88
207092029 | Central Heat Pump | CONCORD | HRCU-A-CB (Split System: Heat Pump with Remote Outdoor Unit-Air-Source) | 4HP18V36P | ADP |  | H,A,DE32(1,2)30+TXV | 80G2UH070AV12* | 23200 | 20 |  | 13 | 10 |  | 22400 | 13300 | 59.38% | [8 empty] | Residential | 482.5 | No | 1.93
207092031 | Central Heat Pump | CONCORD | HRCU-A-CB (Split System: Heat Pump with Remote Outdoor Unit-Air-Source) | 4HP18V36P | ADP |  | H,A,DE32(1,2)30+TXV | 80G2UH045AE12 | 23000 | 19 |  | 13 | 10 |  | 22400 | 13400 | 59.82% | [8 empty] | Residential | 480 | No | 1.92
207092032 | Central Heat Pump | CONCORD | HRCU-A-CB (Split System: Heat Pump with Remote Outdoor Unit-Air-Source) | 4HP18V36P | ADP |  | H,A,DE32(1,2)30+TXV | 80G2UH070AE12 | 23200 | 20 |  | 13 | 10 |  | 22400 | 13300 | 59.38% | [8 empty] | Residential | 482.5 | No | 1.93
207092033 | Central Heat Pump | CONCORD | HRCU-A-CB (Split System: Heat Pump with Remote Outdoor Unit-Air-Source) | 4HP18V36P | ADP |  | H,A,DE32(1,2)30+TXV | 96G2UH045BV12 | 23200 | 20 |  | 13 | 10 |  | 22400 | 13300 | 59.38% | [8 empty] | Residential | 482.5 | No | 1.93
207092034 | Central Heat Pump | CONCORD | HRCU-A-CB (Split System: Heat Pump with Remote Outdoor Unit-Air-Source) | 4HP18V36P | ADP |  | H,A,DE32(1,2)30+TXV | 96G2UH070BV12 | 23200 | 20 |  | 13 | 10 |  | 22400 | 13200 | 58.93% | [8 empty] | Residential | 482.5 | No | 1.93
207092035 | Central Heat Pump | CONCORD | HRCU-A-CB (Split System: Heat Pump with Remote Outdoor Unit-Air-Source) | 4HP18V36P | ADP |  | H,A,DE32(1,2)30+TXV | EFV08BCA | 23000 | 19 |  | 13 | 10 |  | 22400 | 13500 | 60.27% | [8 empty] | Residential | 480 | No | 1.92
207092037 | Central Heat Pump | CONCORD | HRCU-A-CB (Split System: Heat Pump with Remote Outdoor Unit-Air-Source) | 4HP18V36P | ADP |  | H,A,DE32(1,2)30+TXV | 92G1UH030BE12 | 23200 | 19 |  | 13 | 10 |  | 22400 | 13400 | 59.82% | [8 empty] | Residential | 482.5 | No | 1.93
207092038 | Central Heat Pump | CONCORD | HRCU-A-CB (Split System: Heat Pump with Remote Outdoor Unit-Air-Source) | 4HP18V36P | ADP |  | H,A,DE32(1,2)30+TXV | 92G1UH070BE12 | 23000 | 19 |  | 13 | 10 |  | 22400 | 13300 | 59.38% | [8 empty] | Residential | 480 | No | 1.92
205965776 | Central Heat Pump | AMANA DISTINCTIONS | HRCU-A-CB (Split System: Heat Pump with Remote Outdoor Unit-Air-Source) | GVZC200361A* |  |  | CA*F3642*6D*+MBVC1600**-1A*+TXV |  | 34600 | 20 |  | 13.5 | 10 |  | 34800 | 18000 | 51.72% | [8 empty] | Residential | 720 | No | 2.88
205965783 | Central Heat Pump | AMANA DISTINCTIONS | HRCU-A-CB (Split System: Heat Pump with Remote Outdoor Unit-Air-Source) | GVZC200361A* |  |  | CA*F3743*6D*+TXV | G*VM971205DNB* | 35800 | 20 |  | 13 | 10 |  | 35000 | 18200 | 52% | [8 empty] | Residential | 745 | No | 2.98
205965784 | Central Heat Pump | AMANA DISTINCTIONS | HRCU-A-CB (Split System: Heat Pump with Remote Outdoor Unit-Air-Source) | GVZC200361A* |  |  | CA*F3743*6D*+MBVC1200**-1A*+TXV |  | 35200 | 20 |  | 13.5 | 10 |  | 35000 | 18200 | 52% | [8 empty] | Residential | 732.5 | No | 2.93
205965786 | Central Heat Pump | AMANA DISTINCTIONS | HRCU-A-CB (Split System: Heat Pump with Remote Outdoor Unit-Air-Source) | GVZC200361A* |  |  | CA*F3743*6D*+TXV | G*VS800805CUA* | 35400 | 20 |  | 13.5 | 10 |  | 35000 | 18200 | 52% | [8 empty] | Residential | 737.5 | No | 2.95
205965788 | Central Heat Pump | AMANA DISTINCTIONS | HRCU-A-CB (Split System: Heat Pump with Remote Outdoor Unit-Air-Source) | GVZC200361A* |  |  | CA*F3743*6D*+TXV | G*VS960805CUA* | 35400 | 20 |  | 12.5 | 10 |  | 35000 | 18200 | 52% | [8 empty] | Residential | 737.5 | No | 2.95
205965793 | Central Heat Pump | AMANA DISTINCTIONS | HRCU-A-CB (Split System: Heat Pump with Remote Outdoor Unit-Air-Source) | GVZC200361A* |  |  | CHPF3642C6C*+MBVC1200**-1A*+TXV |  | 34800 | 20 |  | 13 | 10 |  | 34800 | 18000 | 51.72% | [8 empty] | Residential | 725 | No | 2.9
205273841 | Central Heat Pump | BRYANT HEATING AND COOLING SYSTEMS | HRCU-A-CB (Split System: Heat Pump with Remote Outdoor Unit-Air-Source) | 284ANV024*0**A* |  |  | CAP**3621AL*+UI | 88*TA60090C21*** | 23400 | 22 |  | 14 | 11 |  | 24000 | 24200 | 100.8% | [8 empty] | Residential | 487.5 | No | 1.95
205273842 | Central Heat Pump | BRYANT HEATING AND COOLING SYSTEMS | HRCU-A-CB (Split System: Heat Pump with Remote Outdoor Unit-Air-Source) | 284ANV024*0**A* |  |  | CAP**3621AL*+UI | 986TC42060C17*** | 23400 | 21 |  | 14 | 11 |  | 24000 | 24400 | 101.7% | [8 empty] | Residential | 487.5 | No | 1.95
208427640 | Central Heat Pump | YORK | HRCU-A-CB (Split System: Heat Pump with Remote Outdoor Unit-Air-Source) | YHG18B21 | ASPEN |  | D(A,C,E)36D3G+TXV+TDR | TM9Y080B12MP11 | 18000 | 18 |  | 13.3 | 10.2 |  | 18100 | 12100 | 66.85% | [8 empty] | Residential | 375 | No | 1.5
208427641 | Central Heat Pump | YORK | HRCU-A-CB (Split System: Heat Pump with Remote Outdoor Unit-Air-Source) | YHG18B21 | ASPEN |  | D(A,C,E)36D36+TDR | TMLE040A12MP11 | 18000 | 18 |  | 13.3 | 10.2 |  | 17600 | 10800 | 61.36% | [8 empty] | Residential | 375 | No | 1.5
208427642 | Central Heat Pump | YORK | HRCU-A-CB (Split System: Heat Pump with Remote Outdoor Unit-Air-Source) | YHG18B21 | ASPEN |  | D(A,C,E)36D3G+TXV+TDR | TMLE040A12MP11 | 18000 | 18 |  | 13.3 | 10.2 |  | 17600 | 10800 | 61.36% | [8 empty] | Residential | 375 | No | 1.5
208427643 | Central Heat Pump | YORK | HRCU-A-CB (Split System: Heat Pump with Remote Outdoor Unit-Air-Source) | YHG18B21 | ASPEN |  | D(A,C,E)36D36+TDR | TMLE060A12MP11 | 18000 | 18 |  | 13.3 | 10.2 |  | 17700 | 11000 | 62.15% | [8 empty] | Residential | 375 | No | 1.5
208427644 | Central Heat Pump | YORK | HRCU-A-CB (Split System: Heat Pump with Remote Outdoor Unit-Air-Source) | YHG18B21 | ASPEN |  | D(A,C,E)36D3G+TXV+TDR | TMLE060A12MP11 | 18000 | 18 |  | 13.3 | 10.2 |  | 17700 | 11000 | 62.15% | [8 empty] | Residential | 375 | No | 1.5
208427645 | Central Heat Pump | YORK | HRCU-A-CB (Split System: Heat Pump with Remote Outdoor Unit-Air-Source) | YHG18B21 | ASPEN |  | D(A,C,E)36D36+TDR | TMLE080B12MP11 | 18000 | 18 |  | 13.3 | 10.2 |  | 17700 | 10900 | 61.58% | [8 empty] | Residential | 375 | No | 1.5
208427646 | Central Heat Pump | YORK | HRCU-A-CB (Split System: Heat Pump with Remote Outdoor Unit-Air-Source) | YHG18B21 | ASPEN |  | D(A,C,E)36D3G+TXV+TDR | TMLE080B12MP11 | 18000 | 18 |  | 13.3 | 10.2 |  | 17700 | 10900 | 61.58% | [8 empty] | Residential | 375 | No | 1.5
208427647 | Central Heat Pump | YORK | HRCU-A-CB (Split System: Heat Pump with Remote Outdoor Unit-Air-Source) | YHG18B21 | ASPEN |  | D(A,C,E)36D36+TDR | TMLE100B12MP11 | 18000 | 18 |  | 13.3 | 10.2 |  | 17700 | 10900 | 61.58% | [8 empty] | Residential | 375 | No | 1.5
208427648 | Central Heat Pump | YORK | HRCU-A-CB (Split System: Heat Pump with Remote Outdoor Unit-Air-Source) | YHG18B21 | ASPEN |  | D(A,C,E)36D3G+TXV+TDR | TMLE100B12MP11 | 18000 | 18 |  | 13.3 | 10.2 |  | 17700 | 10900 | 61.58% | [8 empty] | Residential | 375 | No | 1.5
207092047 | Central Heat Pump | CONCORD | HRCU-A-CB (Split System: Heat Pump with Remote Outdoor Unit-Air-Source) | 4HP18V36P | ADP |  | H,A,DE32(1,2)30+TXV | 80G2UH070AE12L | 23200 | 20 |  | 13 | 10 |  | 22400 | 13300 | 59.38% | [8 empty] | Residential | 482.5 | No | 1.93
207092048 | Central Heat Pump | CONCORD | HRCU-A-CB (Split System: Heat Pump with Remote Outdoor Unit-Air-Source) | 4HP18V36P | ADP |  | H,A,DE32(1,2)30+TXV | EFV12BCA | 23200 | 20 |  | 13 | 10 |  | 22400 | 13300 | 59.38% | [8 empty] | Residential | 482.5 | No | 1.93
207092049 | Central Heat Pump | CONCORD | HRCU-A-CB (Split System: Heat Pump with Remote Outdoor Unit-Air-Source) | 4HP18V36P | ADP |  | H,A,DE32(1,2)30+TXV | 92G1UH045BE12 | 23000 | 19 |  | 13 | 10 |  | 22400 | 13200 | 58.93% | [8 empty] | Residential | 480 | No | 1.92
207092231 | Central Heat Pump | CONCORD | HRCU-A-CB (Split System: Heat Pump with Remote Outdoor Unit-Air-Source) | 4HP18V36P | ADP |  | A30VBA+TXV | EFV12BCA | 23400 | 20 |  | 13 | 10 |  | 22400 | 13300 | 59.38% | [8 empty] | Residential | 487.5 | No | 1.95
207092234 | Central Heat Pump | CONCORD | HRCU-A-CB (Split System: Heat Pump with Remote Outdoor Unit-Air-Source) | 4HP18V36P | ADP |  | A30VBA+TXV | EFV08BCA | 23200 | 19 |  | 13 | 10 |  | 22400 | 13500 | 60.27% | [8 empty] | Residential | 482.5 | No | 1.93
207103812 | Central Heat Pump | CONCORD | HRCU-A-CB (Split System: Heat Pump with Remote Outdoor Unit-Air-Source) | 4HP18V36P | ADP |  | F,PE*BB9931 |  | 23800 | 20 |  | 13 | 10 |  | 22400 | 14300 | 63.84% | [8 empty] | Residential | 495 | No | 1.98
207103813 | Central Heat Pump | CONCORD | HRCU-A-CB (Split System: Heat Pump with Remote Outdoor Unit-Air-Source) | 4HP18V36P | ADP |  | F,PE*CC3931 |  | 24000 | 20 |  | 13 | 10 |  | 22400 | 14000 | 62.5% | [8 empty] | Residential | 500 | No | 2
207103814 | Central Heat Pump | CONCORD | HRCU-A-CB (Split System: Heat Pump with Remote Outdoor Unit-Air-Source) | 4HP18V36P | ADP |  | F,PE*CC6931 |  | 24000 | 20 |  | 13 | 10 |  | 22400 | 14000 | 62.5% | [8 empty] | Residential | 500 | No | 2
207103820 | Central Heat Pump | CONCORD | HRCU-A-CB (Split System: Heat Pump with Remote Outdoor Unit-Air-Source) | 4HP18V36P | ADP |  | F,PE*E34925 |  | 23800 | 20 |  | 13 | 10 |  | 22400 | 14300 | 63.84% | [8 empty] | Residential | 495 | No | 1.98
205273843 | Central Heat Pump | BRYANT HEATING AND COOLING SYSTEMS | HRCU-A-CB (Split System: Heat Pump with Remote Outdoor Unit-Air-Source) | 284ANV024*0**A* |  |  | CAP**3621AL*+UI | 986TC42080C17*** | 23400 | 21 |  | 14 | 11 |  | 24000 | 24400 | 101.7% | [8 empty] | Residential | 487.5 | No | 1.95
205273844 | Central Heat Pump | BRYANT HEATING AND COOLING SYSTEMS | HRCU-A-CB (Split System: Heat Pump with Remote Outdoor Unit-Air-Source) | 284ANV024*0**A* |  |  | CAP**4221AL*+UI | 88*TA36045C17*** | 23400 | 21 |  | 14 | 11 |  | 24000 | 24400 | 101.7% | [8 empty] | Residential | 487.5 | No | 1.95
205273845 | Central Heat Pump | BRYANT HEATING AND COOLING SYSTEMS | HRCU-A-CB (Split System: Heat Pump with Remote Outdoor Unit-Air-Source) | 284ANV024*0**A* |  |  | CAP**4221AL*+UI | 88*TA48070C17*** | 23400 | 21 |  | 14 | 11 |  | 24000 | 24200 | 100.8% | [8 empty] | Residential | 487.5 | No | 1.95
205273846 | Central Heat Pump | BRYANT HEATING AND COOLING SYSTEMS | HRCU-A-CB (Split System: Heat Pump with Remote Outdoor Unit-Air-Source) | 284ANV024*0**A* |  |  | CAP**4221AL*+UI | 88*TA60070C21*** | 23400 | 21 |  | 14 | 11 |  | 24000 | 24200 | 100.8% | [8 empty] | Residential | 487.5 | No | 1.95
205273847 | Central Heat Pump | BRYANT HEATING AND COOLING SYSTEMS | HRCU-A-CB (Split System: Heat Pump with Remote Outdoor Unit-Air-Source) | 284ANV024*0**A* |  |  | CAP**4221AL*+UI | 88*TA60090C21*** | 23400 | 22 |  | 14 | 11 |  | 24000 | 24200 | 100.8% | [8 empty] | Residential | 487.5 | No | 1.95
205273848 | Central Heat Pump | BRYANT HEATING AND COOLING SYSTEMS | HRCU-A-CB (Split System: Heat Pump with Remote Outdoor Unit-Air-Source) | 284ANV024*0**A* |  |  | CAP**4221AL*+UI | 986TC42060C17*** | 23400 | 21 |  | 14 | 11 |  | 24000 | 24400 | 101.7% | [8 empty] | Residential | 487.5 | No | 1.95
205273849 | Central Heat Pump | BRYANT HEATING AND COOLING SYSTEMS | HRCU-A-CB (Split System: Heat Pump with Remote Outdoor Unit-Air-Source) | 284ANV024*0**A* |  |  | CAP**4221AL*+UI | 986TC42080C17*** | 23400 | 21 |  | 14 | 11 |  | 24000 | 24400 | 101.7% | [8 empty] | Residential | 487.5 | No | 1.95
205272619 | Central Heat Pump | CARRIER | HRCU-A-CB (Split System: Heat Pump with Remote Outdoor Unit-Air-Source) | 25VNA436A*030* |  |  | CAP**6124AL*+UI | 59MN7B100C21**22 | 34800 | 21.5 |  | 13 | 11 |  | 34800 | 33000 | 94.83% | [8 empty] | Residential | 725 | No | 2.9
208427649 | Central Heat Pump | YORK | HRCU-A-CB (Split System: Heat Pump with Remote Outdoor Unit-Air-Source) | YHG18B21 | ASPEN |  | D(A,C,E)36D36+TDR | TMLV060A12MP12 | 18000 | 18 |  | 13.3 | 10.2 |  | 18100 | 11700 | 64.64% | [8 empty] | Residential | 375 | No | 1.5
208427650 | Central Heat Pump | YORK | HRCU-A-CB (Split System: Heat Pump with Remote Outdoor Unit-Air-Source) | YHG18B21 | ASPEN |  | D(A,C,E)36D3G+TXV+TDR | TMLV060A12MP12 | 18000 | 18 |  | 13.3 | 10.2 |  | 18100 | 11700 | 64.64% | [8 empty] | Residential | 375 | No | 1.5
208427651 | Central Heat Pump | YORK | HRCU-A-CB (Split System: Heat Pump with Remote Outdoor Unit-Air-Source) | YHG18B21 | ASPEN |  | D(A,C,E)36D36+TDR | TP9C060B12MP13 | 18000 | 18 |  | 13.3 | 10.2 |  | 18100 | 11800 | 65.19% | [8 empty] | Residential | 375 | No | 1.5
208427652 | Central Heat Pump | YORK | HRCU-A-CB (Split System: Heat Pump with Remote Outdoor Unit-Air-Source) | YHG18B21 | ASPEN |  | D(A,C,E)36D3G+TXV+TDR | TP9C060B12MP13 | 18000 | 18 |  | 13.3 | 10.2 |  | 18100 | 11800 | 65.19% | [8 empty] | Residential | 375 | No | 1.5
208427653 | Central Heat Pump | YORK | HRCU-A-CB (Split System: Heat Pump with Remote Outdoor Unit-Air-Source) | YHG18B21 | ASPEN |  | D(A,C,E)36D36+TDR | TP9C080B12MP13 | 18000 | 18 |  | 13.3 | 10.2 |  | 18100 | 11700 | 64.64% | [8 empty] | Residential | 375 | No | 1.5
208427654 | Central Heat Pump | YORK | HRCU-A-CB (Split System: Heat Pump with Remote Outdoor Unit-Air-Source) | YHG18B21 | ASPEN |  | D(A,C,E)36D3G+TXV+TDR | TP9C080B12MP13 | 18000 | 18 |  | 13.3 | 10.2 |  | 18100 | 11700 | 64.64% | [8 empty] | Residential | 375 | No | 1.5
208427655 | Central Heat Pump | YORK | HRCU-A-CB (Split System: Heat Pump with Remote Outdoor Unit-Air-Source) | YHG18B21 | ASPEN |  | D(A,C,E)36D36+TDR | TPLC060A12MP13 | 18000 | 18 |  | 13.3 | 10.2 |  | 18100 | 11700 | 64.64% | [8 empty] | Residential | 375 | No | 1.5
208427656 | Central Heat Pump | YORK | HRCU-A-CB (Split System: Heat Pump with Remote Outdoor Unit-Air-Source) | YHG18B21 | ASPEN |  | D(A,C,E)36D3G+TXV+TDR | TPLC060A12MP13 | 18000 | 18 |  | 13.3 | 10.2 |  | 18100 | 11700 | 64.64% | [8 empty] | Residential | 375 | No | 1.5
208427657 | Central Heat Pump | YORK | HRCU-A-CB (Split System: Heat Pump with Remote Outdoor Unit-Air-Source) | YHG18B21 | ASPEN |  | D(A,C,E)36D36+TDR | TPLC080B12MP13 | 18000 | 18 |  | 13.3 | 10.2 |  | 18100 | 12000 | 66.3% | [8 empty] | Residential | 375 | No | 1.5
205272620 | Central Heat Pump | CARRIER | HRCU-A-CB (Split System: Heat Pump with Remote Outdoor Unit-Air-Source) | 25VNA436A*030* |  |  | CAP**6124AL*+UI | 59MN7B120C24**22 | 34800 | 21.5 |  | 13 | 11 |  | 35000 | 33000 | 94.29% | [8 empty] | Residential | 725 | No | 2.9
205272621 | Central Heat Pump | CARRIER | HRCU-A-CB (Split System: Heat Pump with Remote Outdoor Unit-Air-Source) | 25VNA436A*030* |  |  | CAP**6124AL*+UI | 59TN6B080C21**20 | 34800 | 21.5 |  | 13 | 11 |  | 35000 | 33200 | 94.86% | [8 empty] | Residential | 725 | No | 2.9
205272622 | Central Heat Pump | CARRIER | HRCU-A-CB (Split System: Heat Pump with Remote Outdoor Unit-Air-Source) | 25VNA436A*030* |  |  | CAP**6124AL*+UI | 59TN6B100C21**22 | 34800 | 21.5 |  | 13 | 11 |  | 34800 | 33000 | 94.83% | [8 empty] | Residential | 725 | No | 2.9
205272623 | Central Heat Pump | CARRIER | HRCU-A-CB (Split System: Heat Pump with Remote Outdoor Unit-Air-Source) | 25VNA436A*030* |  |  | CAP**6124AL*+UI | 58TN*A110C21**20 | 34800 | 22 |  | 13 | 11 |  | 34800 | 33000 | 94.83% | [8 empty] | Residential | 725 | No | 2.9
205272624 | Central Heat Pump | CARRIER | HRCU-A-CB (Split System: Heat Pump with Remote Outdoor Unit-Air-Source) | 25VNA436A*030* |  |  | CAP**6124AL*+UI | 59MN7B060C21**20 | 34600 | 21 |  | 12.5 | 11 |  | 35200 | 33600 | 95.45% | [8 empty] | Residential | 720 | No | 2.88
205272626 | Central Heat Pump | CARRIER | HRCU-A-CB (Split System: Heat Pump with Remote Outdoor Unit-Air-Source) | 25VNA436A*030* |  |  | CNPV*4217AL*+UI | 58TN*A070C17**16 | 33400 | 20.5 |  | 12.5 | 10 |  | 32600 | 31800 | 97.55% | [8 empty] | Residential | 695 | No | 2.78
205272632 | Central Heat Pump | CARRIER | HRCU-A-CB (Split System: Heat Pump with Remote Outdoor Unit-Air-Source) | 25VNA436A*030* |  |  | CNPV*4217AL*+UI | 58TN*A090C17**16 | 33600 | 21 |  | 12.5 | 10.5 |  | 32800 | 32000 | 97.56% | [8 empty] | Residential | 700 | No | 2.8
205272636 | Central Heat Pump | CARRIER | HRCU-A-CB (Split System: Heat Pump with Remote Outdoor Unit-Air-Source) | 25VNA436A*030* |  |  | CNPV*4221AL*+UI | 58TN*A090C21**20 | 33200 | 20.5 |  | 12.5 | 10 |  | 32200 | 31400 | 97.52% | [8 empty] | Residential | 692.5 | No | 2.77
207103821 | Central Heat Pump | CONCORD | HRCU-A-CB (Split System: Heat Pump with Remote Outdoor Unit-Air-Source) | 4HP18V36P | ADP |  | F,PE*E34930 |  | 23800 | 20 |  | 13 | 10 |  | 22400 | 14300 | 63.84% | [8 empty] | Residential | 495 | No | 1.98
207103824 | Central Heat Pump | CONCORD | HRCU-A-CB (Split System: Heat Pump with Remote Outdoor Unit-Air-Source) | 4HP18V36P | ADP |  | F,PE*G34925 |  | 23800 | 20 |  | 13 | 10 |  | 22400 | 14300 | 63.84% | [8 empty] | Residential | 495 | No | 1.98
207103825 | Central Heat Pump | CONCORD | HRCU-A-CB (Split System: Heat Pump with Remote Outdoor Unit-Air-Source) | 4HP18V36P | ADP |  | F,PE*G34930 |  | 23800 | 20 |  | 13 | 10 |  | 22400 | 14300 | 63.84% | [8 empty] | Residential | 495 | No | 1.98
207103826 | Central Heat Pump | CONCORD | HRCU-A-CB (Split System: Heat Pump with Remote Outdoor Unit-Air-Source) | 4HP18V36P | ADP |  | F,PE*SS9931 |  | 23800 | 20 |  | 13 | 10 |  | 22400 | 14300 | 63.84% | [8 empty] | Residential | 495 | No | 1.98
207103827 | Central Heat Pump | CONCORD | HRCU-A-CB (Split System: Heat Pump with Remote Outdoor Unit-Air-Source) | 4HP18V36P | ADP |  | F,PE*TT1931 |  | 24000 | 20 |  | 13 | 10 |  | 22400 | 14000 | 62.5% | [8 empty] | Residential | 500 | No | 2
207103828 | Central Heat Pump | CONCORD | HRCU-A-CB (Split System: Heat Pump with Remote Outdoor Unit-Air-Source) | 4HP18V36P | ADP |  | F,PE*TT3931 |  | 24000 | 20 |  | 13 | 10 |  | 22400 | 14000 | 62.5% | [8 empty] | Residential | 500 | No | 2
207103829 | Central Heat Pump | CONCORD | HRCU-A-CB (Split System: Heat Pump with Remote Outdoor Unit-Air-Source) | 4HP18V36P | ADP |  | F,PE*TT4931 |  | 24000 | 20 |  | 13 | 10 |  | 22400 | 14000 | 62.5% | [8 empty] | Residential | 500 | No | 2
207103830 | Central Heat Pump | CONCORD | HRCU-A-CB (Split System: Heat Pump with Remote Outdoor Unit-Air-Source) | 4HP18V36P | ADP |  | F,PE*TT6931 |  | 24000 | 20 |  | 13 | 10 |  | 22400 | 14000 | 62.5% | [8 empty] | Residential | 500 | No | 2
207169048 | Central Heat Pump | CONCORD | HRCU-A-CB (Split System: Heat Pump with Remote Outdoor Unit-Air-Source) | 4HP18V36P | ADP |  | H,A,DG9J(1,2)36+TXV | 95G1UH070BE12 | 24000 | 18 |  | 13 | 10 |  | 22400 | 13800 | 61.61% | [8 empty] | Residential | 500 | No | 2
208427658 | Central Heat Pump | YORK | HRCU-A-CB (Split System: Heat Pump with Remote Outdoor Unit-Air-Source) | YHG18B21 | ASPEN |  | D(A,C,E)36D3G+TXV+TDR | TPLC080B12MP13 | 18000 | 18 |  | 13.3 | 10.2 |  | 18100 | 12000 | 66.3% | [8 empty] | Residential | 375 | No | 1.5
208427659 | Central Heat Pump | YORK | HRCU-A-CB (Split System: Heat Pump with Remote Outdoor Unit-Air-Source) | YHG18B21 | ASPEN |  | D(A,C,E)36D36+TDR | YP9C060B12MP13 | 18000 | 18 |  | 13.3 | 10.2 |  | 18100 | 11800 | 65.19% | [8 empty] | Residential | 375 | No | 1.5
208427660 | Central Heat Pump | YORK | HRCU-A-CB (Split System: Heat Pump with Remote Outdoor Unit-Air-Source) | YHG18B21 | ASPEN |  | D(A,C,E)36D3G+TXV+TDR | YP9C060B12MP13 | 18000 | 18 |  | 13.3 | 10.2 |  | 18100 | 11800 | 65.19% | [8 empty] | Residential | 375 | No | 1.5
208427661 | Central Heat Pump | YORK | HRCU-A-CB (Split System: Heat Pump with Remote Outdoor Unit-Air-Source) | YHG18B21 | ASPEN |  | D(A,C,E)36D36+TDR | YP9C080B12MP13 | 18000 | 18 |  | 13.3 | 10.2 |  | 18100 | 11700 | 64.64% | [8 empty] | Residential | 375 | No | 1.5
208427662 | Central Heat Pump | YORK | HRCU-A-CB (Split System: Heat Pump with Remote Outdoor Unit-Air-Source) | YHG18B21 | ASPEN |  | D(A,C,E)36D3G+TXV+TDR | YP9C080B12MP13 | 18000 | 18 |  | 13.3 | 10.2 |  | 18100 | 11700 | 64.64% | [8 empty] | Residential | 375 | No | 1.5
208427663 | Central Heat Pump | YORK | HRCU-A-CB (Split System: Heat Pump with Remote Outdoor Unit-Air-Source) | YHG18B21 | ASPEN |  | D(A,C,E)36D36+TDR | YPLC060A12MP13 | 18000 | 18 |  | 13.3 | 10.2 |  | 18100 | 11700 | 64.64% | [8 empty] | Residential | 375 | No | 1.5
208427664 | Central Heat Pump | YORK | HRCU-A-CB (Split System: Heat Pump with Remote Outdoor Unit-Air-Source) | YHG18B21 | ASPEN |  | D(A,C,E)36D3G+TXV+TDR | YPLC060A12MP13 | 18000 | 18 |  | 13.3 | 10.2 |  | 18100 | 11700 | 64.64% | [8 empty] | Residential | 375 | No | 1.5
208427665 | Central Heat Pump | YORK | HRCU-A-CB (Split System: Heat Pump with Remote Outdoor Unit-Air-Source) | YHG18B21 | ASPEN |  | D(A,C,E)36D36+TDR | YPLC080B12MP13 | 18000 | 18 |  | 13.3 | 10.2 |  | 18100 | 12000 | 66.3% | [8 empty] | Residential | 375 | No | 1.5
208427666 | Central Heat Pump | YORK | HRCU-A-CB (Split System: Heat Pump with Remote Outdoor Unit-Air-Source) | YHG18B21 | ASPEN |  | D(A,C,E)36D3G+TXV+TDR | YPLC080B12MP13 | 18000 | 18 |  | 13.3 | 10.2 |  | 18100 | 12000 | 66.3% | [8 empty] | Residential | 375 | No | 1.5
210039470 | Central Heat Pump | LENNOX | HRCU-A-CB (Split System: Heat Pump with Remote Outdoor Unit-Air-Source) | ML17XP1-018-230A** |  |  | CHX35-24B-**-*+TDR | SL280UH090V36B* | 18000 | 18.2 |  | 15 | 10.2 |  | 18000 | 11200 | 62.22% | 18000 | 16.8 | 14 | 8.5 | 18000 |  |  |  | Residential | 375 | No | 1.5 | No
210039474 | Central Heat Pump | LENNOX | HRCU-A-CB (Split System: Heat Pump with Remote Outdoor Unit-Air-Source) | ML17XP1-018-230A** |  |  | CHX35-24B-**-*+TDR | SL297UH040NV36B* | 18000 | 18 |  | 14.5 | 10 |  | 18000 | 11200 | 62.22% | 18000 | 16.4 | 13.5 | 8.5 | 18000 |  |  |  | Residential | 375 | No | 1.5 | No
210039495 | Central Heat Pump | LENNOX | HRCU-A-CB (Split System: Heat Pump with Remote Outdoor Unit-Air-Source) | ML17XP1-018-230A** |  |  | CHX35-30B-**-*+TDR | EL296UH045XV36B* | 18000 | 18 |  | 14.5 | 10 |  | 16800 | 10600 | 63.1% | 18000 | 16.6 | 13.5 | 8.5 | 17400 |  |  |  | Residential | 375 | No | 1.5 | No
210039498 | Central Heat Pump | LENNOX | HRCU-A-CB (Split System: Heat Pump with Remote Outdoor Unit-Air-Source) | ML17XP1-018-230A** |  |  | CHX35-30B-**-*+TDR | EL296UH070XV36B* | 18000 | 18.2 |  | 14.5 | 10 |  | 16800 | 10600 | 63.1% | 18000 | 16.8 | 14 | 8.5 | 17400 |  |  |  | Residential | 375 | No | 1.5 | No
210039518 | Central Heat Pump | LENNOX | HRCU-A-CB (Split System: Heat Pump with Remote Outdoor Unit-Air-Source) | ML17XP1-018-230A** |  |  | CHX35-30B-**-*+TDR | ML296UH045XV36B* | 18000 | 18 |  | 14.5 | 10 |  | 16800 | 10600 | 63.1% | 18000 | 16.4 | 13.5 | 8.5 | 17400 |  |  |  | Residential | 375 | No | 1.5 | No
210039521 | Central Heat Pump | LENNOX | HRCU-A-CB (Split System: Heat Pump with Remote Outdoor Unit-Air-Source) | ML17XP1-018-230A** |  |  | CHX35-30B-**-*+TDR | SL280UH080NV48B* | 18000 | 18.6 |  | 15 | 10.2 |  | 17000 | 10800 | 63.53% | 18000 | 16.8 | 14 | 8.5 | 17600 |  |  |  | Residential | 375 | No | 1.5 | No
210039524 | Central Heat Pump | LENNOX | HRCU-A-CB (Split System: Heat Pump with Remote Outdoor Unit-Air-Source) | ML17XP1-018-230A** |  |  | CHX35-30B-**-*+TDR | SL297UH040NV36B* | 18000 | 18.4 |  | 15 | 10 |  | 16800 | 10600 | 63.1% | 18000 | 16.8 | 14 | 8.5 | 17400 |  |  |  | Residential | 375 | No | 1.5 | No
210039525 | Central Heat Pump | LENNOX | HRCU-A-CB (Split System: Heat Pump with Remote Outdoor Unit-Air-Source) | ML17XP1-018-230A** |  |  | CHX35-30B-**-*+TDR | SL297UH060NV36B* | 18000 | 18.2 |  | 14.5 | 10 |  | 16800 | 10600 | 63.1% | 18000 | 16.8 | 14 | 8.5 | 17400 |  |  |  | Residential | 375 | No | 1.5 | No
207349921 | Central Heat Pump | CONCORD | HRCU-A-CB (Split System: Heat Pump with Remote Outdoor Unit-Air-Source) | 4HP18V36P | ADP |  | H,A,DE9J(6,9)36 | 96G2UH070BV12 | 24000 | 20 |  | 13 | 10 |  | 22400 | 13700 | 61.16% | [8 empty] | Residential | 500 | No | 2
207091975 | Central Heat Pump | CONCORD | HRCU-A-CB (Split System: Heat Pump with Remote Outdoor Unit-Air-Source) | 4HP18V36P | ADP |  | H,A,DE32(1,2)24+TXV | 80G2UH045AE12 | 23000 | 19 |  | 13 | 10 |  | 22400 | 13400 | 59.82% | 22800 | 18 | 12 | 8.05 | 22400 |  |  |  | Residential | 475 | No | 1.9
207091976 | Central Heat Pump | CONCORD | HRCU-A-CB (Split System: Heat Pump with Remote Outdoor Unit-Air-Source) | 4HP18V36P | ADP |  | H,A,DE32(1,2)24+TXV | 80G2UH070AE12 | 23200 | 20 |  | 13 | 10 |  | 22400 | 13300 | 59.38% | 23400 | 18 | 12 | 8.45 | 22400 |  |  |  | Residential | 487.5 | No | 1.95
207091977 | Central Heat Pump | CONCORD | HRCU-A-CB (Split System: Heat Pump with Remote Outdoor Unit-Air-Source) | 4HP18V36P | ADP |  | H,A,DE32(1,2)24+TXV | 96G2UH045BV12 | 23200 | 20 |  | 13 | 10 |  | 22400 | 13300 | 59.38% | 23200 | 18 | 12 | 8.05 | 22400 |  |  |  | Residential | 482.5 | No | 1.93
207091978 | Central Heat Pump | CONCORD | HRCU-A-CB (Split System: Heat Pump with Remote Outdoor Unit-Air-Source) | 4HP18V36P | ADP |  | H,A,DE32(1,2)24+TXV | 96G2UH070BV12 | 23200 | 20 |  | 13 | 10 |  | 22400 | 13200 | 58.93% | 23200 | 18 | 12 | 8.45 | 22400 |  |  |  | Residential | 482.5 | No | 1.93
207091981 | Central Heat Pump | CONCORD | HRCU-A-CB (Split System: Heat Pump with Remote Outdoor Unit-Air-Source) | 4HP18V36P | ADP |  | H,A,DE32(1,2)24+TXV | 92G1UH030BE12 | 23200 | 19 |  | 13 | 10 |  | 22400 | 13900 | 62.05% | 22800 | 18 | 11.5 | 7.8 | 22200 |  |  |  | Residential | 475 | No | 1.9
207091982 | Central Heat Pump | CONCORD | HRCU-A-CB (Split System: Heat Pump with Remote Outdoor Unit-Air-Source) | 4HP18V36P | ADP |  | H,A,DE32(1,2)24+TXV | 92G1UH070BE12 | 23000 | 19 |  | 13 | 10 |  | 22400 | 13300 | 59.38% | 23400 | 18 | 12 | 8.45 | 22400 |  |  |  | Residential | 487.5 | No | 1.95
207091991 | Central Heat Pump | CONCORD | HRCU-A-CB (Split System: Heat Pump with Remote Outdoor Unit-Air-Source) | 4HP18V36P | ADP |  | H,A,DE32(1,2)24+TXV | 80G2UH070AE12L | 23200 | 20 |  | 13 | 10 |  | 22400 | 13300 | 59.38% | 23400 | 18 | 12 | 8.45 | 22400 |  |  |  | Residential | 487.5 | No | 1.95
210039526 | Central Heat Pump | LENNOX | HRCU-A-CB (Split System: Heat Pump with Remote Outdoor Unit-Air-Source) | ML17XP1-018-230A** |  |  | CHX35-30B-**-*+TDR | SLP99UH070XV36B* | 18000 | 18.2 |  | 14.5 | 10 |  | 16800 | 10600 | 63.1% | 18000 | 16.8 | 14 | 8.5 | 17400 |  |  |  | Residential | 375 | No | 1.5 | No
205886835 | Central Heat Pump | GOODMAN | HRCU-A-CB (Split System: Heat Pump with Remote Outdoor Unit-Air-Source) | GVZC200361A* |  |  | CHPF3743C6B*+MBVC1200**-1A*+TXV |  | 35000 | 20 |  | 13.5 | 10 |  | 35000 | 18200 | 52% | [8 empty] | Residential | 730 | No | 2.92
205886836 | Central Heat Pump | GOODMAN | HRCU-A-CB (Split System: Heat Pump with Remote Outdoor Unit-Air-Source) | GVZC200361A* |  |  | CHPF3743C6B*+MBVC1600**-1A*+TXV |  | 35200 | 20 |  | 13.5 | 10 |  | 35000 | 18200 | 52% | [8 empty] | Residential | 732.5 | No | 2.93
205886846 | Central Heat Pump | GOODMAN | HRCU-A-CB (Split System: Heat Pump with Remote Outdoor Unit-Air-Source) | GVZC200361A* |  |  | CSCF3642N6D*+MBVC1200**-1A*+TXV |  | 34800 | 20 |  | 13.5 | 10 |  | 35000 | 18200 | 52% | [8 empty] | Residential | 725 | No | 2.9
205886847 | Central Heat Pump | GOODMAN | HRCU-A-CB (Split System: Heat Pump with Remote Outdoor Unit-Air-Source) | GVZC200361A* |  |  | CSCF3642N6D*+MBVC1600**-1A*+TXV |  | 35000 | 20 |  | 13.5 | 10 |  | 35000 | 18200 | 52% | [8 empty] | Residential | 730 | No | 2.92
205886853 | Central Heat Pump | GOODMAN | HRCU-A-CB (Split System: Heat Pump with Remote Outdoor Unit-Air-Source) | GVZC200361A* |  |  | AVPEC59D14A* |  | 35800 | 20 |  | 14 | 10 |  | 35400 | 18900 | 53.39% | [8 empty] | Residential | 745 | No | 2.98
205886854 | Central Heat Pump | GOODMAN | HRCU-A-CB (Split System: Heat Pump with Remote Outdoor Unit-Air-Source) | GVZC200361A* |  |  | CA*F3137*6A*+MBVC1201**-1A*+TXV |  | 34800 | 20 |  | 13.5 | 10 |  | 35000 | 18000 | 51.43% | [8 empty] | Residential | 725 | No | 2.9
207497901 | Central Heat Pump | ACD | HRCU-A-CB (Split System: Heat Pump with Remote Outdoor Unit-Air-Source) | FXD-ACD36 |  |  | AH224 |  | 24000 | 20 |  | 12.5 | 10.5 |  | 24000 | 16000 | 66.67% | 24000 | 17 | 12 | 9 | 24000 | 22000 | 91.67% | 1.8 | Residential | 500 | Yes | 2 | Yes
209173776 | Central Heat Pump | YORK | HRCU-A-CB (Split System: Heat Pump with Remote Outdoor Unit-Air-Source) | YHG18B21 | ASPEN |  | C(A,C,D,E)24B46+TDR | TL8E060A12UH11 | 17600 | 18 |  | 13 | 10 |  | 17400 | 10700 | 61.49% | [8 empty] | Residential | 367.5 | No | 1.47
209173778 | Central Heat Pump | YORK | HRCU-A-CB (Split System: Heat Pump with Remote Outdoor Unit-Air-Source) | YHG18B21 | ASPEN |  | C(A,C,D,E)24C46+TDR | TL8E060A12UH11 | 17900 | 18 |  | 13.3 | 10.3 |  | 17600 | 10800 | 61.36% | [8 empty] | Residential | 372.5 | No | 1.49
209173779 | Central Heat Pump | YORK | HRCU-A-CB (Split System: Heat Pump with Remote Outdoor Unit-Air-Source) | YHG18B21 | ASPEN |  | C(A,C,D,E)24D36+TDR | TL8E060A12UH11 | 17600 | 18 |  | 13.1 | 10.3 |  | 17600 | 10800 | 61.36% | [8 empty] | Residential | 367.5 | No | 1.47
209173780 | Central Heat Pump | YORK | HRCU-A-CB (Split System: Heat Pump with Remote Outdoor Unit-Air-Source) | YHG18B21 | ASPEN |  | C(A,C,D,E)24D46+TDR | TL8E060A12UH11 | 18000 | 18 |  | 13.3 | 10.4 |  | 17600 | 10800 | 61.36% | [8 empty] | Residential | 375 | No | 1.5
209173784 | Central Heat Pump | YORK | HRCU-A-CB (Split System: Heat Pump with Remote Outdoor Unit-Air-Source) | YHG18B21 | ASPEN |  | C(A,C,D,E)30B46+TDR | TL8E060A12UH11 | 17900 | 18 |  | 13.3 | 10.1 |  | 17500 | 10700 | 61.14% | [8 empty] | Residential | 372.5 | No | 1.49
209173786 | Central Heat Pump | YORK | HRCU-A-CB (Split System: Heat Pump with Remote Outdoor Unit-Air-Source) | YHG18B21 | ASPEN |  | C(A,C,D,E)30C36+TDR | TL8E060A12UH11 | 17600 | 18 |  | 13.1 | 10.3 |  | 17600 | 10800 | 61.36% | [8 empty] | Residential | 367.5 | No | 1.47
209173787 | Central Heat Pump | YORK | HRCU-A-CB (Split System: Heat Pump with Remote Outdoor Unit-Air-Source) | YHG18B21 | ASPEN |  | C(A,C,D,E)30C46+TDR | TL8E060A12UH11 | 18000 | 18 |  | 13.3 | 10.4 |  | 17600 | 10800 | 61.36% | [8 empty] | Residential | 375 | No | 1.5
209173788 | Central Heat Pump | YORK | HRCU-A-CB (Split System: Heat Pump with Remote Outdoor Unit-Air-Source) | YHG18B21 | ASPEN |  | C(A,C,D,E)30D36+TDR | TL8E060A12UH11 | 17800 | 18 |  | 13.2 | 10.5 |  | 17600 | 10800 | 61.36% | [8 empty] | Residential | 370 | No | 1.48
209173792 | Central Heat Pump | YORK | HRCU-A-CB (Split System: Heat Pump with Remote Outdoor Unit-Air-Source) | YHG18B21 | ASPEN |  | C(A,C,D,E)24B46+TDR | TL9E060B12UH11 | 17600 | 18 |  | 13 | 10 |  | 17400 | 10800 | 62.07% | [8 empty] | Residential | 367.5 | No | 1.47
207091993 | Central Heat Pump | CONCORD | HRCU-A-CB (Split System: Heat Pump with Remote Outdoor Unit-Air-Source) | 4HP18V36P | ADP |  | H,A,DE32(1,2)24+TXV | 92G1UH045BE12 | 23000 | 19 |  | 13 | 10 |  | 22400 | 13200 | 58.93% | 23400 | 18 | 12 | 8.45 | 22400 |  |  |  | Residential | 487.5 | No | 1.95
207092003 | Central Heat Pump | CONCORD | HRCU-A-CB (Split System: Heat Pump with Remote Outdoor Unit-Air-Source) | 4HP18V36P | ADP |  | H,A,DE32930 | 80G2UH045AE12 | 23000 | 19 |  | 13 | 10 |  | 22400 | 13400 | 59.82% | 22800 | 18 | 12 | 8.05 | 22400 |  |  |  | Residential | 475 | No | 1.9
207092004 | Central Heat Pump | CONCORD | HRCU-A-CB (Split System: Heat Pump with Remote Outdoor Unit-Air-Source) | 4HP18V36P | ADP |  | H,A,DE32930 | 80G2UH070AE12 | 23200 | 20 |  | 13 | 10 |  | 22400 | 13300 | 59.38% | 23400 | 18 | 12 | 8.45 | 22400 |  |  |  | Residential | 487.5 | No | 1.95
207092005 | Central Heat Pump | CONCORD | HRCU-A-CB (Split System: Heat Pump with Remote Outdoor Unit-Air-Source) | 4HP18V36P | ADP |  | H,A,DE32930 | 96G2UH045BV12 | 23200 | 20 |  | 13 | 10 |  | 22400 | 13300 | 59.38% | 23200 | 18 | 12 | 8.05 | 22400 |  |  |  | Residential | 482.5 | No | 1.93
207092006 | Central Heat Pump | CONCORD | HRCU-A-CB (Split System: Heat Pump with Remote Outdoor Unit-Air-Source) | 4HP18V36P | ADP |  | H,A,DE32930 | 96G2UH070BV12 | 23200 | 20 |  | 13 | 10 |  | 22400 | 13200 | 58.93% | 23200 | 18 | 12 | 8.45 | 22400 |  |  |  | Residential | 482.5 | No | 1.93
207092009 | Central Heat Pump | CONCORD | HRCU-A-CB (Split System: Heat Pump with Remote Outdoor Unit-Air-Source) | 4HP18V36P | ADP |  | H,A,DE32930 | 92G1UH030BE12 | 23200 | 19 |  | 13 | 10 |  | 22400 | 13900 | 62.05% | 22800 | 18 | 11.5 | 7.8 | 22200 |  |  |  | Residential | 475 | No | 1.9
207092010 | Central Heat Pump | CONCORD | HRCU-A-CB (Split System: Heat Pump with Remote Outdoor Unit-Air-Source) | 4HP18V36P | ADP |  | H,A,DE32930 | 92G1UH070BE12 | 23000 | 19 |  | 13 | 10 |  | 22400 | 13300 | 59.38% | 23400 | 18 | 12 | 8.45 | 22400 |  |  |  | Residential | 487.5 | No | 1.95
207092019 | Central Heat Pump | CONCORD | HRCU-A-CB (Split System: Heat Pump with Remote Outdoor Unit-Air-Source) | 4HP18V36P | ADP |  | H,A,DE32930 | 80G2UH070AE12L | 23200 | 20 |  | 13 | 10 |  | 22400 | 13300 | 59.38% | 23400 | 18 | 12 | 8.45 | 22400 |  |  |  | Residential | 487.5 | No | 1.95
209173794 | Central Heat Pump | YORK | HRCU-A-CB (Split System: Heat Pump with Remote Outdoor Unit-Air-Source) | YHG18B21 | ASPEN |  | C(A,C,D,E)24C46+TDR | TL9E060B12UH11 | 17900 | 18 |  | 13.3 | 10.3 |  | 17600 | 10900 | 61.93% | [8 empty] | Residential | 372.5 | No | 1.49
209173795 | Central Heat Pump | YORK | HRCU-A-CB (Split System: Heat Pump with Remote Outdoor Unit-Air-Source) | YHG18B21 | ASPEN |  | C(A,C,D,E)24D36+TDR | TL9E060B12UH11 | 17600 | 18 |  | 13.1 | 10.3 |  | 17600 | 10900 | 61.93% | [8 empty] | Residential | 367.5 | No | 1.47
209173796 | Central Heat Pump | YORK | HRCU-A-CB (Split System: Heat Pump with Remote Outdoor Unit-Air-Source) | YHG18B21 | ASPEN |  | C(A,C,D,E)24D46+TDR | TL9E060B12UH11 | 18000 | 18 |  | 13.3 | 10.4 |  | 17600 | 10900 | 61.93% | [8 empty] | Residential | 375 | No | 1.5
209173800 | Central Heat Pump | YORK | HRCU-A-CB (Split System: Heat Pump with Remote Outdoor Unit-Air-Source) | YHG18B21 | ASPEN |  | C(A,C,D,E)30B46+TDR | TL9E060B12UH11 | 17900 | 18 |  | 13.3 | 10.1 |  | 17500 | 10800 | 61.71% | [8 empty] | Residential | 372.5 | No | 1.49
209173802 | Central Heat Pump | YORK | HRCU-A-CB (Split System: Heat Pump with Remote Outdoor Unit-Air-Source) | YHG18B21 | ASPEN |  | C(A,C,D,E)30C36+TDR | TL9E060B12UH11 | 17600 | 18 |  | 13.1 | 10.3 |  | 17600 | 10900 | 61.93% | [8 empty] | Residential | 367.5 | No | 1.47
209173803 | Central Heat Pump | YORK | HRCU-A-CB (Split System: Heat Pump with Remote Outdoor Unit-Air-Source) | YHG18B21 | ASPEN |  | C(A,C,D,E)30C46+TDR | TL9E060B12UH11 | 18000 | 18 |  | 13.3 | 10.4 |  | 17600 | 10900 | 61.93% | [8 empty] | Residential | 375 | No | 1.5
209173804 | Central Heat Pump | YORK | HRCU-A-CB (Split System: Heat Pump with Remote Outdoor Unit-Air-Source) | YHG18B21 | ASPEN |  | C(A,C,D,E)30D36+TDR | TL9E060B12UH11 | 17800 | 18 |  | 13.2 | 10.5 |  | 17600 | 10900 | 61.93% | [8 empty] | Residential | 370 | No | 1.48
209173808 | Central Heat Pump | YORK | HRCU-A-CB (Split System: Heat Pump with Remote Outdoor Unit-Air-Source) | YHG18B21 | ASPEN |  | C(A,C,D,E)24B46+TDR | TM8E040A12MP11 | 17700 | 18 |  | 13 | 10 |  | 17500 | 10800 | 61.71% | [8 empty] | Residential | 370 | No | 1.48
209173810 | Central Heat Pump | YORK | HRCU-A-CB (Split System: Heat Pump with Remote Outdoor Unit-Air-Source) | YHG18B21 | ASPEN |  | C(A,C,D,E)24C46+TDR | TM8E040A12MP11 | 17900 | 18 |  | 13.3 | 10.4 |  | 17700 | 10900 | 61.58% | [8 empty] | Residential | 372.5 | No | 1.49
207092021 | Central Heat Pump | CONCORD | HRCU-A-CB (Split System: Heat Pump with Remote Outdoor Unit-Air-Source) | 4HP18V36P | ADP |  | H,A,DE32930 | 92G1UH045BE12 | 23000 | 19 |  | 13 | 10 |  | 22400 | 13200 | 58.93% | 23400 | 18 | 12 | 8.45 | 22400 |  |  |  | Residential | 487.5 | No | 1.95
207169014 | Central Heat Pump | CONCORD | HRCU-A-CB (Split System: Heat Pump with Remote Outdoor Unit-Air-Source) | 4HP18V36P | ADP |  | H,A,DG33936 | 96G2UH045BV12 | 23400 | 20 |  | 13 | 10 |  | 22400 | 13300 | 59.38% | 23400 | 19 | 12 | 8.1 | 22400 |  |  |  | Residential | 487.5 | No | 1.95
207169016 | Central Heat Pump | CONCORD | HRCU-A-CB (Split System: Heat Pump with Remote Outdoor Unit-Air-Source) | 4HP18V36P | ADP |  | H,A,DG33936 | 96G2UH070BV12 | 23600 | 20 |  | 13 | 10 |  | 22400 | 13200 | 58.93% | 23400 | 19 | 12 | 8.5 | 22400 |  |  |  | Residential | 487.5 | No | 1.95
207169045 | Central Heat Pump | CONCORD | HRCU-A-CB (Split System: Heat Pump with Remote Outdoor Unit-Air-Source) | 4HP18V36P | ADP |  | H,A,DG9J(1,2)36+TXV | 80G1UH045AE12 | 24000 | 18 |  | 13 | 10 |  | 22400 | 13600 | 60.71% | 24000 | 18 | 12 | 8.5 | 22400 |  |  |  | Residential | 500 | No | 2
207169046 | Central Heat Pump | CONCORD | HRCU-A-CB (Split System: Heat Pump with Remote Outdoor Unit-Air-Source) | 4HP18V36P | ADP |  | H,A,DG9J(1,2)36+TXV | 80G1UH070BE12 | 24000 | 18 |  | 13 | 10 |  | 22400 | 20400 | 91.07% | 32600 | 19 | 11 | 8.1 | 32200 |  |  |  | Residential | 680 | No | 2.72
207169049 | Central Heat Pump | CONCORD | HRCU-A-CB (Split System: Heat Pump with Remote Outdoor Unit-Air-Source) | 4HP18V36P | ADP |  | H,A,DG9J(1,2)36+TXV | 96G2UH045BV12 | 24000 | 20 |  | 13 | 10 |  | 22400 | 13800 | 61.61% | 23600 | 19 | 12 | 8.1 | 22400 |  |  |  | Residential | 492.5 | No | 1.97
207169050 | Central Heat Pump | CONCORD | HRCU-A-CB (Split System: Heat Pump with Remote Outdoor Unit-Air-Source) | 4HP18V36P | ADP |  | H,A,DG9J(1,2)36+TXV | 96G2UH070BV12 | 24000 | 20 |  | 13 | 10 |  | 22400 | 13200 | 58.93% | 23400 | 19 | 12 | 8.5 | 22400 |  |  |  | Residential | 487.5 | No | 1.95
207348839 | Central Heat Pump | CONCORD | HRCU-A-CB (Split System: Heat Pump with Remote Outdoor Unit-Air-Source) | 4HP18V36P | ADP |  | H,A,DE9J(1,2)36+TXV | 96G2UH070BV12 | 24000 | 20 |  | 13 | 10 |  | 22400 | 13200 | 58.93% | 23400 | 19 | 12 | 8.5 | 22400 |  |  |  | Residential | 487.5 | No | 1.95
209173811 | Central Heat Pump | YORK | HRCU-A-CB (Split System: Heat Pump with Remote Outdoor Unit-Air-Source) | YHG18B21 | ASPEN |  | C(A,C,D,E)24D36+TDR | TM8E040A12MP11 | 17600 | 18 |  | 13 | 10.4 |  | 17700 | 10800 | 61.02% | [8 empty] | Residential | 367.5 | No | 1.47
209173812 | Central Heat Pump | YORK | HRCU-A-CB (Split System: Heat Pump with Remote Outdoor Unit-Air-Source) | YHG18B21 | ASPEN |  | C(A,C,D,E)24D46+TDR | TM8E040A12MP11 | 18000 | 18 |  | 13.4 | 10.4 |  | 17700 | 10900 | 61.58% | [8 empty] | Residential | 375 | No | 1.5
209173816 | Central Heat Pump | YORK | HRCU-A-CB (Split System: Heat Pump with Remote Outdoor Unit-Air-Source) | YHG18B21 | ASPEN |  | C(A,C,D,E)30B46+TDR | TM8E040A12MP11 | 17900 | 18 |  | 13.3 | 10.2 |  | 17600 | 10800 | 61.36% | [8 empty] | Residential | 372.5 | No | 1.49
209173818 | Central Heat Pump | YORK | HRCU-A-CB (Split System: Heat Pump with Remote Outdoor Unit-Air-Source) | YHG18B21 | ASPEN |  | C(A,C,D,E)30C36+TDR | TM8E040A12MP11 | 17600 | 18 |  | 13 | 10.4 |  | 17700 | 10800 | 61.02% | [8 empty] | Residential | 367.5 | No | 1.47
209173819 | Central Heat Pump | YORK | HRCU-A-CB (Split System: Heat Pump with Remote Outdoor Unit-Air-Source) | YHG18B21 | ASPEN |  | C(A,C,D,E)30C46+TDR | TM8E040A12MP11 | 18000 | 18 |  | 13.4 | 10.4 |  | 17700 | 10900 | 61.58% | [8 empty] | Residential | 375 | No | 1.5
209173820 | Central Heat Pump | YORK | HRCU-A-CB (Split System: Heat Pump with Remote Outdoor Unit-Air-Source) | YHG18B21 | ASPEN |  | C(A,C,D,E)30D36+TDR | TM8E040A12MP11 | 17800 | 18 |  | 13.2 | 10.5 |  | 17700 | 10900 | 61.58% | [8 empty] | Residential | 370 | No | 1.48
209173824 | Central Heat Pump | YORK | HRCU-A-CB (Split System: Heat Pump with Remote Outdoor Unit-Air-Source) | YHG18B21 | ASPEN |  | C(A,C,D,E)24B46+TDR | TM8E060A12MP11 | 17700 | 18 |  | 13 | 10 |  | 17600 | 11000 | 62.5% | [8 empty] | Residential | 370 | No | 1.48
209173826 | Central Heat Pump | YORK | HRCU-A-CB (Split System: Heat Pump with Remote Outdoor Unit-Air-Source) | YHG18B21 | ASPEN |  | C(A,C,D,E)24C46+TDR | TM8E060A12MP11 | 17900 | 18 |  | 13.3 | 10.4 |  | 17800 | 11100 | 62.36% | [8 empty] | Residential | 372.5 | No | 1.49
209173827 | Central Heat Pump | YORK | HRCU-A-CB (Split System: Heat Pump with Remote Outdoor Unit-Air-Source) | YHG18B21 | ASPEN |  | C(A,C,D,E)24D36+TDR | TM8E060A12MP11 | 17600 | 18 |  | 13 | 10.4 |  | 17800 | 11000 | 61.8% | [8 empty] | Residential | 367.5 | No | 1.47
207826604 | Central Heat Pump | KENMORE | HRCU-A-CB (Split System: Heat Pump with Remote Outdoor Unit-Air-Source) | DLCSRBH24AAK |  |  | DLFSABH24XBK |  | 23000 | 21 |  | 12.5 | 11.6 |  | 26000 | 16900 | 65% | 23000 | 18.4 | 11.7 | 9.3 | 26000 | 21200 | 81.54% | 1.9 | Residential | 480 | Yes | 1.92 | Both
209852092 | Central Heat Pump | KENMORE | HRCU-A-CB (Split System: Heat Pump with Remote Outdoor Unit-Air-Source) | DLCURAH24ABK |  |  | DLFUAAH24XAK |  | 24000 | 20 |  | 12.5 | 12 |  | 24000 | 19200 | 80% | 24000 | 17.4 | 11.7 | 10 | 24000 | 22600 | 94.17% | 1.91 | Residential | 500 | Yes | 2 | Both
208497416 | Central Heat Pump | KENMORE | HRCU-A-CB (Split System: Heat Pump with Remote Outdoor Unit-Air-Source) | DLCSRBH24AAK |  |  | DLFSAAH24XAK |  | 22000 | 20 |  | 12.5 | 11.6 |  | 27000 | 16500 | 61.11% | [8 empty] | Residential | 457.5 | No | 1.83
205273850 | Central Heat Pump | BRYANT HEATING AND COOLING SYSTEMS | HRCU-A-CB (Split System: Heat Pump with Remote Outdoor Unit-Air-Source) | 284ANV024*0**A* |  |  | CAP**4224AL*+UI | 88*TA60070C21*** | 23400 | 21 |  | 14 | 11 |  | 24000 | 24200 | 100.8% | [8 empty] | Residential | 487.5 | No | 1.95
205273851 | Central Heat Pump | BRYANT HEATING AND COOLING SYSTEMS | HRCU-A-CB (Split System: Heat Pump with Remote Outdoor Unit-Air-Source) | 284ANV024*0**A* |  |  | CAP**4224AL*+UI | 88*TA60090C21*** | 23400 | 22 |  | 14 | 11 |  | 24000 | 24200 | 100.8% | [8 empty] | Residential | 487.5 | No | 1.95
205273852 | Central Heat Pump | BRYANT HEATING AND COOLING SYSTEMS | HRCU-A-CB (Split System: Heat Pump with Remote Outdoor Unit-Air-Source) | 284ANV024*0**A* |  |  | CAP**4224AL*+UI | 88*TA66135C24*** | 23400 | 22 |  | 14 | 11 |  | 24000 | 24000 | 100% | [8 empty] | Residential | 487.5 | No | 1.95
205273853 | Central Heat Pump | BRYANT HEATING AND COOLING SYSTEMS | HRCU-A-CB (Split System: Heat Pump with Remote Outdoor Unit-Air-Source) | 284ANV024*0**A* |  |  | CAP**4224AL*+UI | 986TC66120C24*** | 23400 | 22 |  | 14 | 11 |  | 24000 | 24200 | 100.8% | [8 empty] | Residential | 487.5 | No | 1.95
205273854 | Central Heat Pump | BRYANT HEATING AND COOLING SYSTEMS | HRCU-A-CB (Split System: Heat Pump with Remote Outdoor Unit-Air-Source) | 284ANV024*0**A* |  |  | CAP**4821AL*+UI | 88*TA36045C17*** | 23400 | 21 |  | 14 | 11 |  | 24000 | 24200 | 100.8% | [8 empty] | Residential | 487.5 | No | 1.95
207796568 | Central Heat Pump | CONCORD | HRCU-A-CB (Split System: Heat Pump with Remote Outdoor Unit-Air-Source) | 4HP18V36P | ADP |  | H,A,DE9J936 | 96G2UH070BV12 | 24000 | 20 |  | 13 | 10 |  | 22400 | 13200 | 58.93% | 23400 | 19 | 12 | 8.5 | 22400 |  |  |  | Residential | 487.5 | No | 1.95
202327348 | Central Heat Pump | YORK | HRCU-A-CB (Split System: Heat Pump with Remote Outdoor Unit-Air-Source) | YZT36B21 | ADP |  | AD-32(P,U)*****9+MVC16CN21 |  | 35800 | 19 |  | 14 | 10 |  | 31800 | 20800 | 65.41% | [8 empty] | Residential | 745 | No | 2.98
206716918 | Central Heat Pump | YORK | HRCU-A-CB (Split System: Heat Pump with Remote Outdoor Unit-Air-Source) | YZT36B21 | ADP |  | CV362*9-A+ME16CN21 |  | 35800 | 18 |  | 14 | 10 |  | 33200 | 20800 | 62.65% | [8 empty] | Residential | 745 | No | 2.98
206716920 | Central Heat Pump | YORK | HRCU-A-CB (Split System: Heat Pump with Remote Outdoor Unit-Air-Source) | YZT36B21 | ADP |  | CH362*9-A+MVC16CN21 |  | 36000 | 19 |  | 14 | 10 |  | 33600 | 20800 | 61.9% | [8 empty] | Residential | 750 | No | 3
206716921 | Central Heat Pump | YORK | HRCU-A-CB (Split System: Heat Pump with Remote Outdoor Unit-Air-Source) | YZT36B21 | ADP |  | CV362*9-A+MVC16CN21 |  | 36000 | 19 |  | 14 | 10 |  | 33600 | 20800 | 61.9% | [8 empty] | Residential | 750 | No | 3
207682640 | Central Heat Pump | YORK | HRCU-A-CB (Split System: Heat Pump with Remote Outdoor Unit-Air-Source) | YZT36B21 | ADP |  | H,YE47936 | TM9E100C16MP11 | 36000 | 18 |  | 14 | 10 |  | 34000 | 20800 | 61.18% | [8 empty] | Residential | 750 | No | 3
207682641 | Central Heat Pump | YORK | HRCU-A-CB (Split System: Heat Pump with Remote Outdoor Unit-Air-Source) | YZT36B21 | ADP |  | H,YE47936 | TM9E120D20MP11 | 36000 | 18 |  | 14 | 10 |  | 33400 | 20800 | 62.28% | [8 empty] | Residential | 750 | No | 3
207682642 | Central Heat Pump | YORK | HRCU-A-CB (Split System: Heat Pump with Remote Outdoor Unit-Air-Source) | YZT36B21 | ADP |  | H,YE47936 | TM9V080C16MP12 | 35800 | 18 |  | 14 | 10 |  | 33800 | 20800 | 61.54% | [8 empty] | Residential | 745 | No | 2.98
207682643 | Central Heat Pump | YORK | HRCU-A-CB (Split System: Heat Pump with Remote Outdoor Unit-Air-Source) | YZT36B21 | ADP |  | H,YE47936 | TM9V100C20MP11 | 36000 | 19 |  | 14 | 10 |  | 33800 | 20800 | 61.54% | [8 empty] | Residential | 750 | No | 3
209173828 | Central Heat Pump | YORK | HRCU-A-CB (Split System: Heat Pump with Remote Outdoor Unit-Air-Source) | YHG18B21 | ASPEN |  | C(A,C,D,E)24D46+TDR | TM8E060A12MP11 | 18000 | 18 |  | 13.4 | 10.4 |  | 17800 | 11100 | 62.36% | [8 empty] | Residential | 375 | No | 1.5
209173832 | Central Heat Pump | YORK | HRCU-A-CB (Split System: Heat Pump with Remote Outdoor Unit-Air-Source) | YHG18B21 | ASPEN |  | C(A,C,D,E)30B46+TDR | TM8E060A12MP11 | 17900 | 18 |  | 13.3 | 10.2 |  | 17700 | 11000 | 62.15% | [8 empty] | Residential | 372.5 | No | 1.49
209173834 | Central Heat Pump | YORK | HRCU-A-CB (Split System: Heat Pump with Remote Outdoor Unit-Air-Source) | YHG18B21 | ASPEN |  | C(A,C,D,E)30C36+TDR | TM8E060A12MP11 | 17600 | 18 |  | 13 | 10.4 |  | 17800 | 11000 | 61.8% | [8 empty] | Residential | 367.5 | No | 1.47
209173835 | Central Heat Pump | YORK | HRCU-A-CB (Split System: Heat Pump with Remote Outdoor Unit-Air-Source) | YHG18B21 | ASPEN |  | C(A,C,D,E)30C46+TDR | TM8E060A12MP11 | 18000 | 18 |  | 13.4 | 10.4 |  | 17800 | 11100 | 62.36% | [8 empty] | Residential | 375 | No | 1.5
209173836 | Central Heat Pump | YORK | HRCU-A-CB (Split System: Heat Pump with Remote Outdoor Unit-Air-Source) | YHG18B21 | ASPEN |  | C(A,C,D,E)30D36+TDR | TM8E060A12MP11 | 17800 | 18 |  | 13.2 | 10.5 |  | 17800 | 11100 | 62.36% | [8 empty] | Residential | 370 | No | 1.48
209173840 | Central Heat Pump | YORK | HRCU-A-CB (Split System: Heat Pump with Remote Outdoor Unit-Air-Source) | YHG18B21 | ASPEN |  | C(A,C,D,E)24B46+TDR | TM8E080B12MP11 | 17700 | 18 |  | 13 | 10 |  | 17600 | 10900 | 61.93% | [8 empty] | Residential | 370 | No | 1.48
209173842 | Central Heat Pump | YORK | HRCU-A-CB (Split System: Heat Pump with Remote Outdoor Unit-Air-Source) | YHG18B21 | ASPEN |  | C(A,C,D,E)24C46+TDR | TM8E080B12MP11 | 17900 | 18 |  | 13.3 | 10.4 |  | 17800 | 11000 | 61.8% | [8 empty] | Residential | 372.5 | No | 1.49
209173843 | Central Heat Pump | YORK | HRCU-A-CB (Split System: Heat Pump with Remote Outdoor Unit-Air-Source) | YHG18B21 | ASPEN |  | C(A,C,D,E)24D36+TDR | TM8E080B12MP11 | 17600 | 18 |  | 13 | 10.4 |  | 17800 | 10900 | 61.24% | [8 empty] | Residential | 367.5 | No | 1.47
209173844 | Central Heat Pump | YORK | HRCU-A-CB (Split System: Heat Pump with Remote Outdoor Unit-Air-Source) | YHG18B21 | ASPEN |  | C(A,C,D,E)24D46+TDR | TM8E080B12MP11 | 18000 | 18 |  | 13.4 | 10.4 |  | 17800 | 11000 | 61.8% | [8 empty] | Residential | 375 | No | 1.5
207682644 | Central Heat Pump | YORK | HRCU-A-CB (Split System: Heat Pump with Remote Outdoor Unit-Air-Source) | YZT36B21 | ADP |  | H,YE47936 | TM9V100C20MP12 | 36000 | 19 |  | 14 | 10 |  | 33800 | 20800 | 61.54% | [8 empty] | Residential | 750 | No | 3
207682645 | Central Heat Pump | YORK | HRCU-A-CB (Split System: Heat Pump with Remote Outdoor Unit-Air-Source) | YZT36B21 | ADP |  | H,YE47936 | TM9Y100C16MP11 | 36000 | 18 |  | 14 | 10 |  | 34000 | 20800 | 61.18% | [8 empty] | Residential | 750 | No | 3
202081854 | Central Heat Pump | BRYANT HEATING AND COOLING SYSTEMS | HRCU-A-CB (Split System: Heat Pump with Remote Outdoor Unit-Air-Source) | 280ANV024*0**A* | ADP |  | V,C60H210P179+TXV | 98(6*B,7*A)60080V21*** | 24800 | 19 |  | 14 | 11 |  | 21600 | 23400 | 108.3% | [8 empty] | Residential | 517.5 | No | 2.07
10190589 | Central Heat Pump | BRYANT HEATING AND COOLING SYSTEMS | HRCU-A-CB (Split System: Heat Pump with Remote Outdoor Unit-Air-Source) | 280ANV036*0**A* | ADP |  | H,PG53936 | 98(6*B,7*A)42060V17*** | 34200 | 18 |  | 12.5 | 10 |  | 32200 | 31000 | 96.27% | [8 empty] | Residential | 712.5 | No | 2.85
202197822 | Central Heat Pump | BRYANT HEATING AND COOLING SYSTEMS | HRCU-A-CB (Split System: Heat Pump with Remote Outdoor Unit-Air-Source) | 280ANV036*0**A* | ADP |  | V,C36H210P179 | 98(6*B,7*A)60080V21*** | 34000 | 19 |  | 13 | 11 |  | 32200 | 28400 | 88.2% | [8 empty] | Residential | 707.5 | No | 2.83
208131258 | Central Heat Pump | BRYANT HEATING AND COOLING SYSTEMS | HRCU-A-CB (Split System: Heat Pump with Remote Outdoor Unit-Air-Source) | 284ANV024*0**B* | ADP |  | H,PG8J936 | 88*TA36045C17*** | 23400 | 21 |  | 14 | 11 |  | 22400 | 23000 | 102.7% | [8 empty] | Residential | 487.5 | No | 1.95
208131259 | Central Heat Pump | BRYANT HEATING AND COOLING SYSTEMS | HRCU-A-CB (Split System: Heat Pump with Remote Outdoor Unit-Air-Source) | 284ANV024*0**B* | ADP |  | H,PG34936 | 88*TA36070C14*** | 23400 | 22 |  | 14 | 11 |  | 22400 | 22800 | 101.8% | [8 empty] | Residential | 487.5 | No | 1.95
208131260 | Central Heat Pump | BRYANT HEATING AND COOLING SYSTEMS | HRCU-A-CB (Split System: Heat Pump with Remote Outdoor Unit-Air-Source) | 284ANV024*0**B* | ADP |  | H,PG8J936 | 88*TA36070C14*** | 23400 | 22 |  | 14 | 11 |  | 22400 | 22800 | 101.8% | [8 empty] | Residential | 487.5 | No | 1.95
209173848 | Central Heat Pump | YORK | HRCU-A-CB (Split System: Heat Pump with Remote Outdoor Unit-Air-Source) | YHG18B21 | ASPEN |  | C(A,C,D,E)30B46+TDR | TM8E080B12MP11 | 17900 | 18 |  | 13.3 | 10.2 |  | 17700 | 10900 | 61.58% | [8 empty] | Residential | 372.5 | No | 1.49
209173850 | Central Heat Pump | YORK | HRCU-A-CB (Split System: Heat Pump with Remote Outdoor Unit-Air-Source) | YHG18B21 | ASPEN |  | C(A,C,D,E)30C36+TDR | TM8E080B12MP11 | 17600 | 18 |  | 13 | 10.4 |  | 17800 | 10900 | 61.24% | [8 empty] | Residential | 367.5 | No | 1.47
209173851 | Central Heat Pump | YORK | HRCU-A-CB (Split System: Heat Pump with Remote Outdoor Unit-Air-Source) | YHG18B21 | ASPEN |  | C(A,C,D,E)30C46+TDR | TM8E080B12MP11 | 18000 | 18 |  | 13.4 | 10.4 |  | 17800 | 11000 | 61.8% | [8 empty] | Residential | 375 | No | 1.5
209173852 | Central Heat Pump | YORK | HRCU-A-CB (Split System: Heat Pump with Remote Outdoor Unit-Air-Source) | YHG18B21 | ASPEN |  | C(A,C,D,E)30D36+TDR | TM8E080B12MP11 | 17800 | 18 |  | 13.2 | 10.5 |  | 17800 | 11000 | 61.8% | [8 empty] | Residential | 370 | No | 1.48
209173856 | Central Heat Pump | YORK | HRCU-A-CB (Split System: Heat Pump with Remote Outdoor Unit-Air-Source) | YHG18B21 | ASPEN |  | C(A,C,D,E)24B46+TDR | TM8E100B12MP11 | 17700 | 18 |  | 13 | 10 |  | 17600 | 10900 | 61.93% | [8 empty] | Residential | 370 | No | 1.48
209173858 | Central Heat Pump | YORK | HRCU-A-CB (Split System: Heat Pump with Remote Outdoor Unit-Air-Source) | YHG18B21 | ASPEN |  | C(A,C,D,E)24C46+TDR | TM8E100B12MP11 | 17900 | 18 |  | 13.3 | 10.4 |  | 17800 | 11000 | 61.8% | [8 empty] | Residential | 372.5 | No | 1.49
209173859 | Central Heat Pump | YORK | HRCU-A-CB (Split System: Heat Pump with Remote Outdoor Unit-Air-Source) | YHG18B21 | ASPEN |  | C(A,C,D,E)24D36+TDR | TM8E100B12MP11 | 17600 | 18 |  | 13 | 10.4 |  | 17800 | 10900 | 61.24% | [8 empty] | Residential | 367.5 | No | 1.47
209173860 | Central Heat Pump | YORK | HRCU-A-CB (Split System: Heat Pump with Remote Outdoor Unit-Air-Source) | YHG18B21 | ASPEN |  | C(A,C,D,E)24D46+TDR | TM8E100B12MP11 | 18000 | 18 |  | 13.4 | 10.4 |  | 17800 | 11000 | 61.8% | [8 empty] | Residential | 375 | No | 1.5
209173864 | Central Heat Pump | YORK | HRCU-A-CB (Split System: Heat Pump with Remote Outdoor Unit-Air-Source) | YHG18B21 | ASPEN |  | C(A,C,D,E)30B46+TDR | TM8E100B12MP11 | 17900 | 18 |  | 13.3 | 10.2 |  | 17700 | 10900 | 61.58% | [8 empty] | Residential | 372.5 | No | 1.49
208131261 | Central Heat Pump | BRYANT HEATING AND COOLING SYSTEMS | HRCU-A-CB (Split System: Heat Pump with Remote Outdoor Unit-Air-Source) | 284ANV024*0**B* | ADP |  | H,PG34936 | 986TC42060C17*** | 23400 | 21 |  | 14 | 11 |  | 22400 | 23000 | 102.7% | [8 empty] | Residential | 487.5 | No | 1.95
208131262 | Central Heat Pump | BRYANT HEATING AND COOLING SYSTEMS | HRCU-A-CB (Split System: Heat Pump with Remote Outdoor Unit-Air-Source) | 284ANV024*0**B* | ADP |  | H,PG8J936 | 986TC42060C17*** | 23400 | 21 |  | 14 | 11 |  | 22400 | 23000 | 102.7% | [8 empty] | Residential | 487.5 | No | 1.95
208131263 | Central Heat Pump | BRYANT HEATING AND COOLING SYSTEMS | HRCU-A-CB (Split System: Heat Pump with Remote Outdoor Unit-Air-Source) | 284ANV024*0**B* | ADP |  | H,PG34936 | 987MB42060C17*** | 23400 | 21 |  | 13 | 11 |  | 22400 | 23000 | 102.7% | [8 empty] | Residential | 487.5 | No | 1.95
208131264 | Central Heat Pump | BRYANT HEATING AND COOLING SYSTEMS | HRCU-A-CB (Split System: Heat Pump with Remote Outdoor Unit-Air-Source) | 284ANV024*0**B* | ADP |  | H,PG8J936 | 987MB42060C17*** | 23400 | 21 |  | 13 | 11 |  | 22400 | 23000 | 102.7% | [8 empty] | Residential | 487.5 | No | 1.95
207505580 | Central Heat Pump | BRYANT HEATING AND COOLING SYSTEMS | HRCU-A-CB (Split System: Heat Pump with Remote Outdoor Unit-Air-Source) | 284ANV060*0**B* | ADP |  | V,C60H210P196+TXV | 83*CA60080C21*** | 58500 | 20 |  | 12.5 | 10 |  | 57000 | 48000 | 84.21% | [8 empty] | Residential | 1220 | No | 4.88
205960152 | Central Heat Pump | BRYANT HEATING AND COOLING SYSTEMS | HRCU-A-CB (Split System: Heat Pump with Remote Outdoor Unit-Air-Source) | 284ANV024*0**A* | ADP |  | H,PE31(1,2)30+TXV | 986TC42060C17*** | 22800 | 21 |  | 13.5 | 11 |  | 22400 | 22800 | 101.8% | [8 empty] | Residential | 475 | No | 1.9
205960153 | Central Heat Pump | BRYANT HEATING AND COOLING SYSTEMS | HRCU-A-CB (Split System: Heat Pump with Remote Outdoor Unit-Air-Source) | 284ANV024*0**A* | ADP |  | H,PE32(1,2)36+TXV | 986TC42060C17*** | 23200 | 21 |  | 14 | 11 |  | 22400 | 22800 | 101.8% | [8 empty] | Residential | 482.5 | No | 1.93
205960154 | Central Heat Pump | BRYANT HEATING AND COOLING SYSTEMS | HRCU-A-CB (Split System: Heat Pump with Remote Outdoor Unit-Air-Source) | 284ANV024*0**A* | ADP |  | H,PE32936 | 986TC42060C17*** | 23200 | 21 |  | 14 | 11 |  | 22400 | 22800 | 101.8% | [8 empty] | Residential | 482.5 | No | 1.93
205273855 | Central Heat Pump | BRYANT HEATING AND COOLING SYSTEMS | HRCU-A-CB (Split System: Heat Pump with Remote Outdoor Unit-Air-Source) | 284ANV024*0**A* |  |  | CAP**4821AL*+UI | 88*TA48070C17*** | 23400 | 22 |  | 14 | 11 |  | 24000 | 24000 | 100% | [8 empty] | Residential | 487.5 | No | 1.95
205273856 | Central Heat Pump | BRYANT HEATING AND COOLING SYSTEMS | HRCU-A-CB (Split System: Heat Pump with Remote Outdoor Unit-Air-Source) | 284ANV024*0**A* |  |  | CAP**4821AL*+UI | 88*TA60070C21*** | 23400 | 22 |  | 14 | 11 |  | 24000 | 24000 | 100% | [8 empty] | Residential | 487.5 | No | 1.95
205273857 | Central Heat Pump | BRYANT HEATING AND COOLING SYSTEMS | HRCU-A-CB (Split System: Heat Pump with Remote Outdoor Unit-Air-Source) | 284ANV024*0**A* |  |  | CAP**4821AL*+UI | 88*TA60090C21*** | 23400 | 22 |  | 14 | 11 |  | 24000 | 23800 | 99.17% | [8 empty] | Residential | 487.5 | No | 1.95
205273858 | Central Heat Pump | BRYANT HEATING AND COOLING SYSTEMS | HRCU-A-CB (Split System: Heat Pump with Remote Outdoor Unit-Air-Source) | 284ANV024*0**A* |  |  | CAP**4821AL*+UI | 986TC42060C17*** | 23400 | 21 |  | 14 | 11 |  | 24000 | 24200 | 100.8% | [8 empty] | Residential | 487.5 | No | 1.95
205272641 | Central Heat Pump | CARRIER | HRCU-A-CB (Split System: Heat Pump with Remote Outdoor Unit-Air-Source) | 25VNA436A*030* |  |  | CNPV*4221AL*+UI | 59MN7B080C21**20 | 33200 | 20.5 |  | 12.5 | 10 |  | 32400 | 31600 | 97.53% | [8 empty] | Residential | 692.5 | No | 2.77
205272642 | Central Heat Pump | CARRIER | HRCU-A-CB (Split System: Heat Pump with Remote Outdoor Unit-Air-Source) | 25VNA436A*030* |  |  | CNPV*4221AL*+UI | 59MN7B100C21**22 | 33200 | 20.5 |  | 13 | 10 |  | 32200 | 31000 | 96.27% | [8 empty] | Residential | 692.5 | No | 2.77
205272643 | Central Heat Pump | CARRIER | HRCU-A-CB (Split System: Heat Pump with Remote Outdoor Unit-Air-Source) | 25VNA436A*030* |  |  | CNPV*4221AL*+UI | 59TN6B080C21**20 | 33200 | 20.5 |  | 12.5 | 10 |  | 32400 | 31600 | 97.53% | [8 empty] | Residential | 692.5 | No | 2.77
205272644 | Central Heat Pump | CARRIER | HRCU-A-CB (Split System: Heat Pump with Remote Outdoor Unit-Air-Source) | 25VNA436A*030* |  |  | CNPV*4221AL*+UI | 59TN6B100C21**22 | 33200 | 20.5 |  | 12.5 | 10 |  | 32200 | 31000 | 96.27% | [8 empty] | Residential | 692.5 | No | 2.77
209173866 | Central Heat Pump | YORK | HRCU-A-CB (Split System: Heat Pump with Remote Outdoor Unit-Air-Source) | YHG18B21 | ASPEN |  | C(A,C,D,E)30C36+TDR | TM8E100B12MP11 | 17600 | 18 |  | 13 | 10.4 |  | 17800 | 10900 | 61.24% | [8 empty] | Residential | 367.5 | No | 1.47
209173867 | Central Heat Pump | YORK | HRCU-A-CB (Split System: Heat Pump with Remote Outdoor Unit-Air-Source) | YHG18B21 | ASPEN |  | C(A,C,D,E)30C46+TDR | TM8E100B12MP11 | 18000 | 18 |  | 13.4 | 10.4 |  | 17800 | 11000 | 61.8% | [8 empty] | Residential | 375 | No | 1.5
209173868 | Central Heat Pump | YORK | HRCU-A-CB (Split System: Heat Pump with Remote Outdoor Unit-Air-Source) | YHG18B21 | ASPEN |  | C(A,C,D,E)30D36+TDR | TM8E100B12MP11 | 17800 | 18 |  | 13.2 | 10.5 |  | 17800 | 11000 | 61.8% | [8 empty] | Residential | 370 | No | 1.48
209173874 | Central Heat Pump | YORK | HRCU-A-CB (Split System: Heat Pump with Remote Outdoor Unit-Air-Source) | YHG18B21 | ASPEN |  | C(A,C,D,E)24C46+TDR | TM8V060A12MP12 | 17800 | 18 |  | 13.2 | 10.3 |  | 18100 | 11800 | 65.19% | [8 empty] | Residential | 370 | No | 1.48
209173876 | Central Heat Pump | YORK | HRCU-A-CB (Split System: Heat Pump with Remote Outdoor Unit-Air-Source) | YHG18B21 | ASPEN |  | C(A,C,D,E)24D46+TDR | TM8V060A12MP12 | 18000 | 18 |  | 13.3 | 10.4 |  | 18200 | 11800 | 64.84% | [8 empty] | Residential | 375 | No | 1.5
209173880 | Central Heat Pump | YORK | HRCU-A-CB (Split System: Heat Pump with Remote Outdoor Unit-Air-Source) | YHG18B21 | ASPEN |  | C(A,C,D,E)30B46+TDR | TM8V060A12MP12 | 17900 | 18 |  | 13.2 | 10.1 |  | 18000 | 11700 | 65% | [8 empty] | Residential | 372.5 | No | 1.49
209173883 | Central Heat Pump | YORK | HRCU-A-CB (Split System: Heat Pump with Remote Outdoor Unit-Air-Source) | YHG18B21 | ASPEN |  | C(A,C,D,E)30C46+TDR | TM8V060A12MP12 | 18000 | 18 |  | 13.3 | 10.4 |  | 18200 | 11800 | 64.84% | [8 empty] | Residential | 375 | No | 1.5
209173884 | Central Heat Pump | YORK | HRCU-A-CB (Split System: Heat Pump with Remote Outdoor Unit-Air-Source) | YHG18B21 | ASPEN |  | C(A,C,D,E)30D36+TDR | TM8V060A12MP12 | 17800 | 18 |  | 13 | 10.4 |  | 18200 | 11800 | 64.84% | [8 empty] | Residential | 370 | No | 1.48
209173888 | Central Heat Pump | YORK | HRCU-A-CB (Split System: Heat Pump with Remote Outdoor Unit-Air-Source) | YHG18B21 | ASPEN |  | C(A,C,D,E)24B46+TDR | TM8V080B12MP12 | 17600 | 18 |  | 13.1 | 10 |  | 18000 | 11900 | 66.11% | [8 empty] | Residential | 367.5 | No | 1.47
205960155 | Central Heat Pump | BRYANT HEATING AND COOLING SYSTEMS | HRCU-A-CB (Split System: Heat Pump with Remote Outdoor Unit-Air-Source) | 284ANV024*0**A* | ADP |  | H,PG35936 | 986TC42060C17*** | 23400 | 21 |  | 14 | 11 |  | 22400 | 22800 | 101.8% | [8 empty] | Residential | 487.5 | No | 1.95
205960156 | Central Heat Pump | BRYANT HEATING AND COOLING SYSTEMS | HRCU-A-CB (Split System: Heat Pump with Remote Outdoor Unit-Air-Source) | 284ANV024*0**A* | ADP |  | H,PG48936 | 986TC42060C17*** | 23400 | 21 |  | 14 | 11 |  | 22400 | 22800 | 101.8% | [8 empty] | Residential | 487.5 | No | 1.95
205960157 | Central Heat Pump | BRYANT HEATING AND COOLING SYSTEMS | HRCU-A-CB (Split System: Heat Pump with Remote Outdoor Unit-Air-Source) | 284ANV024*0**A* | ADP |  | H,PE31(1,2)30+TXV | 986TC42080C17*** | 22800 | 21 |  | 13.5 | 11 |  | 22400 | 22800 | 101.8% | [8 empty] | Residential | 475 | No | 1.9
205960158 | Central Heat Pump | BRYANT HEATING AND COOLING SYSTEMS | HRCU-A-CB (Split System: Heat Pump with Remote Outdoor Unit-Air-Source) | 284ANV024*0**A* | ADP |  | H,PE32(1,2)36+TXV | 986TC42080C17*** | 23200 | 21 |  | 14 | 11 |  | 22400 | 22800 | 101.8% | [8 empty] | Residential | 482.5 | No | 1.93
205960159 | Central Heat Pump | BRYANT HEATING AND COOLING SYSTEMS | HRCU-A-CB (Split System: Heat Pump with Remote Outdoor Unit-Air-Source) | 284ANV024*0**A* | ADP |  | H,PE32936 | 986TC42080C17*** | 23200 | 21 |  | 14 | 11 |  | 22400 | 22800 | 101.8% | [8 empty] | Residential | 482.5 | No | 1.93
205960160 | Central Heat Pump | BRYANT HEATING AND COOLING SYSTEMS | HRCU-A-CB (Split System: Heat Pump with Remote Outdoor Unit-Air-Source) | 284ANV024*0**A* | ADP |  | H,PG35936 | 986TC42080C17*** | 23400 | 21 |  | 14 | 11 |  | 22400 | 22800 | 101.8% | [8 empty] | Residential | 487.5 | No | 1.95
205960161 | Central Heat Pump | BRYANT HEATING AND COOLING SYSTEMS | HRCU-A-CB (Split System: Heat Pump with Remote Outdoor Unit-Air-Source) | 284ANV024*0**A* | ADP |  | H,PG48936 | 986TC42080C17*** | 23400 | 21 |  | 14 | 11 |  | 22400 | 22800 | 101.8% | [8 empty] | Residential | 487.5 | No | 1.95
205960162 | Central Heat Pump | BRYANT HEATING AND COOLING SYSTEMS | HRCU-A-CB (Split System: Heat Pump with Remote Outdoor Unit-Air-Source) | 284ANV024*0**A* | ADP |  | H,PE31(1,2)30+TXV | 986TC66120C24*** | 22400 | 21 |  | 13.5 | 11 |  | 22400 | 22600 | 100.9% | [8 empty] | Residential | 467.5 | No | 1.87
205272645 | Central Heat Pump | CARRIER | HRCU-A-CB (Split System: Heat Pump with Remote Outdoor Unit-Air-Source) | 25VNA436A*030* |  |  | CNPV*4221AL*+UI | 58TN*A090C17**16 | 33200 | 21 |  | 12.5 | 10 |  | 32200 | 31600 | 98.14% | [8 empty] | Residential | 692.5 | No | 2.77
205272646 | Central Heat Pump | CARRIER | HRCU-A-CB (Split System: Heat Pump with Remote Outdoor Unit-Air-Source) | 25VNA436A*030* |  |  | CNPV*4221AL*+UI | 58TN*A110C21**20 | 33200 | 21 |  | 12.5 | 10 |  | 32200 | 31400 | 97.52% | [8 empty] | Residential | 692.5 | No | 2.77
205272649 | Central Heat Pump | CARRIER | HRCU-A-CB (Split System: Heat Pump with Remote Outdoor Unit-Air-Source) | 25VNA436A*030* |  |  | CNPV*4821AL*+UI | 58TN*A070C17**16 | 33800 | 21 |  | 12.5 | 10.5 |  | 35800 | 33800 | 94.41% | [8 empty] | Residential | 705 | No | 2.82
205272650 | Central Heat Pump | CARRIER | HRCU-A-CB (Split System: Heat Pump with Remote Outdoor Unit-Air-Source) | 25VNA436A*030* |  |  | CNPV*4821AL*+UI | 58TN*A070C21**20 | 33800 | 21 |  | 13 | 10.5 |  | 35600 | 33600 | 94.38% | [8 empty] | Residential | 705 | No | 2.82
205272651 | Central Heat Pump | CARRIER | HRCU-A-CB (Split System: Heat Pump with Remote Outdoor Unit-Air-Source) | 25VNA436A*030* |  |  | CNPV*4821AL*+UI | 58TN*A090C21**20 | 34000 | 21.5 |  | 13 | 10.5 |  | 35400 | 33400 | 94.35% | [8 empty] | Residential | 707.5 | No | 2.83
205965794 | Central Heat Pump | AMANA DISTINCTIONS | HRCU-A-CB (Split System: Heat Pump with Remote Outdoor Unit-Air-Source) | GVZC200361A* |  |  | CHPF3642C6C*+MBVC1600**-1A*+TXV |  | 35000 | 20 |  | 13.5 | 10 |  | 34800 | 18000 | 51.72% | [8 empty] | Residential | 730 | No | 2.92
205965802 | Central Heat Pump | AMANA DISTINCTIONS | HRCU-A-CB (Split System: Heat Pump with Remote Outdoor Unit-Air-Source) | GVZC200361A* |  |  | CA*F3743*6D*+TXV | G*VM971005CNB* | 35800 | 20 |  | 12.5 | 10 |  | 35000 | 18200 | 52% | [8 empty] | Residential | 745 | No | 2.98
205965803 | Central Heat Pump | AMANA DISTINCTIONS | HRCU-A-CB (Split System: Heat Pump with Remote Outdoor Unit-Air-Source) | GVZC200361A* |  |  | CHPF3743C6B*+MBVC1200**-1A*+TXV |  | 35000 | 20 |  | 13.5 | 10 |  | 35000 | 18200 | 52% | [8 empty] | Residential | 730 | No | 2.92
205960163 | Central Heat Pump | BRYANT HEATING AND COOLING SYSTEMS | HRCU-A-CB (Split System: Heat Pump with Remote Outdoor Unit-Air-Source) | 284ANV024*0**A* | ADP |  | H,PE32(1,2)36+TXV | 986TC66120C24*** | 22800 | 22 |  | 13.5 | 11 |  | 22400 | 22600 | 100.9% | [8 empty] | Residential | 475 | No | 1.9
205960164 | Central Heat Pump | BRYANT HEATING AND COOLING SYSTEMS | HRCU-A-CB (Split System: Heat Pump with Remote Outdoor Unit-Air-Source) | 284ANV024*0**A* | ADP |  | H,PE32936 | 986TC66120C24*** | 22800 | 22 |  | 13.5 | 11 |  | 22400 | 22600 | 100.9% | [8 empty] | Residential | 475 | No | 1.9
205960165 | Central Heat Pump | BRYANT HEATING AND COOLING SYSTEMS | HRCU-A-CB (Split System: Heat Pump with Remote Outdoor Unit-Air-Source) | 284ANV024*0**A* | ADP |  | H,PG35936 | 986TC66120C24*** | 23400 | 22 |  | 14 | 11 |  | 22400 | 22600 | 100.9% | [8 empty] | Residential | 487.5 | No | 1.95
205960166 | Central Heat Pump | BRYANT HEATING AND COOLING SYSTEMS | HRCU-A-CB (Split System: Heat Pump with Remote Outdoor Unit-Air-Source) | 284ANV024*0**A* | ADP |  | H,PG48936 | 986TC66120C24*** | 23400 | 22 |  | 14 | 11 |  | 22400 | 22400 | 100% | [8 empty] | Residential | 487.5 | No | 1.95
205960167 | Central Heat Pump | BRYANT HEATING AND COOLING SYSTEMS | HRCU-A-CB (Split System: Heat Pump with Remote Outdoor Unit-Air-Source) | 284ANV024*0**A* | ADP |  | H,PE31(1,2)30+TXV | 987MB42060C17*** | 22800 | 21 |  | 12.5 | 11 |  | 22400 | 22800 | 101.8% | [8 empty] | Residential | 475 | No | 1.9
205960168 | Central Heat Pump | BRYANT HEATING AND COOLING SYSTEMS | HRCU-A-CB (Split System: Heat Pump with Remote Outdoor Unit-Air-Source) | 284ANV024*0**A* | ADP |  | H,PE32(1,2)36+TXV | 987MB42060C17*** | 23200 | 21 |  | 13 | 11 |  | 22400 | 23000 | 102.7% | [8 empty] | Residential | 482.5 | No | 1.93
205960169 | Central Heat Pump | BRYANT HEATING AND COOLING SYSTEMS | HRCU-A-CB (Split System: Heat Pump with Remote Outdoor Unit-Air-Source) | 284ANV024*0**A* | ADP |  | H,PE32936 | 987MB42060C17*** | 23200 | 21 |  | 13 | 11 |  | 22400 | 23000 | 102.7% | [8 empty] | Residential | 482.5 | No | 1.93
205960170 | Central Heat Pump | BRYANT HEATING AND COOLING SYSTEMS | HRCU-A-CB (Split System: Heat Pump with Remote Outdoor Unit-Air-Source) | 284ANV024*0**A* | ADP |  | H,PG35936 | 987MB42060C17*** | 23400 | 21 |  | 13 | 11 |  | 22400 | 23000 | 102.7% | [8 empty] | Residential | 487.5 | No | 1.95
205965804 | Central Heat Pump | AMANA DISTINCTIONS | HRCU-A-CB (Split System: Heat Pump with Remote Outdoor Unit-Air-Source) | GVZC200361A* |  |  | CHPF3743C6B*+MBVC1600**-1A*+TXV |  | 35200 | 20 |  | 13.5 | 10 |  | 35000 | 18200 | 52% | [8 empty] | Residential | 732.5 | No | 2.93
205965814 | Central Heat Pump | AMANA DISTINCTIONS | HRCU-A-CB (Split System: Heat Pump with Remote Outdoor Unit-Air-Source) | GVZC200361A* |  |  | CSCF3642N6D*+MBVC1200**-1A*+TXV |  | 34800 | 20 |  | 13.5 | 10 |  | 35000 | 18200 | 52% | [8 empty] | Residential | 725 | No | 2.9
205965815 | Central Heat Pump | AMANA DISTINCTIONS | HRCU-A-CB (Split System: Heat Pump with Remote Outdoor Unit-Air-Source) | GVZC200361A* |  |  | CSCF3642N6D*+MBVC1600**-1A*+TXV |  | 35000 | 20 |  | 13.5 | 10 |  | 35000 | 18200 | 52% | [8 empty] | Residential | 730 | No | 2.92
205965821 | Central Heat Pump | AMANA DISTINCTIONS | HRCU-A-CB (Split System: Heat Pump with Remote Outdoor Unit-Air-Source) | GVZC200361A* |  |  | AVPEC59D14A* |  | 35800 | 20 |  | 14 | 10 |  | 35400 | 18900 | 53.39% | [8 empty] | Residential | 745 | No | 2.98
205965822 | Central Heat Pump | AMANA DISTINCTIONS | HRCU-A-CB (Split System: Heat Pump with Remote Outdoor Unit-Air-Source) | GVZC200361A* |  |  | CA*F3137*6A*+MBVC1201**-1A*+TXV |  | 34800 | 20 |  | 13.5 | 10 |  | 35000 | 18000 | 51.43% | [8 empty] | Residential | 725 | No | 2.9
205965824 | Central Heat Pump | AMANA DISTINCTIONS | HRCU-A-CB (Split System: Heat Pump with Remote Outdoor Unit-Air-Source) | GVZC200361A* |  |  | CA*F3642*6D*+MBVC1201**-1A*+TXV |  | 34600 | 20 |  | 13 | 10 |  | 34800 | 18000 | 51.72% | [8 empty] | Residential | 720 | No | 2.88
205965825 | Central Heat Pump | AMANA DISTINCTIONS | HRCU-A-CB (Split System: Heat Pump with Remote Outdoor Unit-Air-Source) | GVZC200361A* |  |  | CA*F3642*6D*+MBVC1601**-1A*+TXV |  | 34600 | 20 |  | 13.5 | 10 |  | 34800 | 18000 | 51.72% | [8 empty] | Residential | 720 | No | 2.88
209852091 | Central Heat Pump | KENMORE | HRCU-A-CB (Split System: Heat Pump with Remote Outdoor Unit-Air-Source) | DLCURAH18ABK |  |  | DLFUAAH18XAK |  | 18000 | 20 |  | 12.5 | 11 |  | 19000 | 13500 | 71.05% | 18000 | 18 | 12.4 | 9.3 | 19000 | 16500 | 86.84% | 2.04 | Residential | 375 | Yes | 1.5 | Both
205960171 | Central Heat Pump | BRYANT HEATING AND COOLING SYSTEMS | HRCU-A-CB (Split System: Heat Pump with Remote Outdoor Unit-Air-Source) | 284ANV024*0**A* | ADP |  | H,PG48936 | 987MB42060C17*** | 23400 | 21 |  | 13 | 11 |  | 22400 | 23000 | 102.7% | [8 empty] | Residential | 487.5 | No | 1.95
205960172 | Central Heat Pump | BRYANT HEATING AND COOLING SYSTEMS | HRCU-A-CB (Split System: Heat Pump with Remote Outdoor Unit-Air-Source) | 284ANV024*0**A* | ADP |  | H,PE31(1,2)30+TXV | 987MB42080C17*** | 21800 | 21 |  | 13 | 11 |  | 22400 | 22400 | 100% | [8 empty] | Residential | 455 | No | 1.82
205960173 | Central Heat Pump | BRYANT HEATING AND COOLING SYSTEMS | HRCU-A-CB (Split System: Heat Pump with Remote Outdoor Unit-Air-Source) | 284ANV024*0**A* | ADP |  | H,PE32(1,2)36+TXV | 987MB42080C17*** | 23200 | 21 |  | 13 | 11 |  | 22400 | 22800 | 101.8% | [8 empty] | Residential | 482.5 | No | 1.93
205960174 | Central Heat Pump | BRYANT HEATING AND COOLING SYSTEMS | HRCU-A-CB (Split System: Heat Pump with Remote Outdoor Unit-Air-Source) | 284ANV024*0**A* | ADP |  | H,PE32936 | 987MB42080C17*** | 23200 | 21 |  | 13 | 11 |  | 22400 | 22800 | 101.8% | [8 empty] | Residential | 482.5 | No | 1.93
205960175 | Central Heat Pump | BRYANT HEATING AND COOLING SYSTEMS | HRCU-A-CB (Split System: Heat Pump with Remote Outdoor Unit-Air-Source) | 284ANV024*0**A* | ADP |  | H,PG35936 | 987MB42080C17*** | 23000 | 22 |  | 13.5 | 11 |  | 22400 | 22400 | 100% | [8 empty] | Residential | 480 | No | 1.92
205960176 | Central Heat Pump | BRYANT HEATING AND COOLING SYSTEMS | HRCU-A-CB (Split System: Heat Pump with Remote Outdoor Unit-Air-Source) | 284ANV024*0**A* | ADP |  | H,PG48936 | 987MB42080C17*** | 23400 | 22 |  | 14 | 11 |  | 22400 | 22600 | 100.9% | [8 empty] | Residential | 487.5 | No | 1.95
205960177 | Central Heat Pump | BRYANT HEATING AND COOLING SYSTEMS | HRCU-A-CB (Split System: Heat Pump with Remote Outdoor Unit-Air-Source) | 284ANV024*0**A* | ADP |  | H,PE31(1,2)30+TXV | 987MB60060C21*** | 22800 | 21 |  | 12.5 | 11 |  | 22400 | 22800 | 101.8% | [8 empty] | Residential | 475 | No | 1.9
205960178 | Central Heat Pump | BRYANT HEATING AND COOLING SYSTEMS | HRCU-A-CB (Split System: Heat Pump with Remote Outdoor Unit-Air-Source) | 284ANV024*0**A* | ADP |  | H,PE32(1,2)36+TXV | 987MB60060C21*** | 23200 | 21 |  | 13 | 11 |  | 22400 | 22800 | 101.8% | [8 empty] | Residential | 482.5 | No | 1.93
207826605 | Central Heat Pump | KENMORE | HRCU-A-CB (Split System: Heat Pump with Remote Outdoor Unit-Air-Source) | DLCSRBH18AAK |  |  | DLFSABH18XBK |  | 18000 | 20 |  | 12.5 | 10.8 |  | 19000 | 15400 | 81.05% | 18000 | 17.6 | 11.7 | 9.6 | 19000 | 17000 | 89.47% | 2 | Residential | 375 | Yes | 1.5 | Both
210857360 | Central Heat Pump | DIYCOOL | HRCU-A-CB (Split System: Heat Pump with Remote Outdoor Unit-Air-Source) | ACIQ-18ZPL-HP230B |  |  | ACIQ-18AHB-HH-M |  | 18000 | 20 |  | 12.5 | 10.8 |  | 19000 | 15400 | 81.05% | 18000 | 17.6 | 11.7 | 9.6 | 19000 | 17000 | 89.47% | 2 | Residential | 375 | Yes | 1.5 | Both
210857361 | Central Heat Pump | DIYCOOL | HRCU-A-CB (Split System: Heat Pump with Remote Outdoor Unit-Air-Source) | ACIQ-24ZPL-HP230B |  |  | ACIQ-24AHB-HH-M |  | 23000 | 21 |  | 12.5 | 11.6 |  | 26000 | 16900 | 65% | 23000 | 18.4 | 11.7 | 9.3 | 26000 | 21200 | 81.54% | 1.9 | Residential | 480 | Yes | 1.92 | Both
208106632 | Central Heat Pump | DIYCOOL | HRCU-A-CB (Split System: Heat Pump with Remote Outdoor Unit-Air-Source) | ACIQ-24-HPB |  |  | ACIQ-24-AHB |  | 24000 | 20 |  | 12.5 | 12 |  | 24000 | 19200 | 80% | 24000 | 17.4 | 11.7 | 10 | 24000 | 22600 | 94.17% | 1.91 | Residential | 500 | Yes | 2 | Both
208127838 | Central Heat Pump | Gibson | HRCU-A-CB (Split System: Heat Pump with Remote Outdoor Unit-Air-Source) | GXH24-36MSK4DH |  |  | GMH24-**MSK4DH1 |  | 24000 | 20 |  | 12.5 | 10.5 |  | 24000 | 16000 | 66.67% | 24000 | 17 | 12 | 9 | 24000 | 22000 | 91.67% | 1.8 | Residential | 500 | Yes | 2 | Yes
208127837 | Central Heat Pump | Gibson | HRCU-A-CB (Split System: Heat Pump with Remote Outdoor Unit-Air-Source) | GXH24-36MSK4DH |  |  | GMH24-**MSK4DH |  | 24000 | 20 |  | 12.5 | 10.5 |  | 24000 | 16300 | 67.92% | [8 empty] | Residential | 500 | No | 2
208130312 | Central Heat Pump | Breeze33 | HRCU-A-CB (Split System: Heat Pump with Remote Outdoor Unit-Air-Source) | BZ33-HYP24OUT2-G2-P |  |  | BZ33-MSAHU24-G2-P |  | 23000 | 21 |  | 12.5 | 11.6 |  | 26000 | 16900 | 65% | 23000 | 18.4 | 11.7 | 9.3 | 26000 | 21200 | 81.54% | 1.9 | Residential | 480 | Yes | 1.92 | Both
211277596 | Central Heat Pump | Breeze33 | HRCU-A-CB (Split System: Heat Pump with Remote Outdoor Unit-Air-Source) | HSZ24H424ZMO |  |  | AH24H424ZMI |  | 23000 | 21 |  | 12.5 | 11.6 |  | 26000 | 16900 | 65% | 23000 | 18.4 | 11.7 | 9.3 | 26000 | 21200 | 81.54% | 1.9 | Residential | 480 | Yes | 1.92 | Both
209173890 | Central Heat Pump | YORK | HRCU-A-CB (Split System: Heat Pump with Remote Outdoor Unit-Air-Source) | YHG18B21 | ASPEN |  | C(A,C,D,E)24C46+TDR | TM8V080B12MP12 | 17900 | 18 |  | 13.2 | 10.3 |  | 18200 | 12000 | 65.93% | [8 empty] | Residential | 372.5 | No | 1.49
209173892 | Central Heat Pump | YORK | HRCU-A-CB (Split System: Heat Pump with Remote Outdoor Unit-Air-Source) | YHG18B21 | ASPEN |  | C(A,C,D,E)24D46+TDR | TM8V080B12MP12 | 18000 | 18 |  | 13.3 | 10.4 |  | 18200 | 12000 | 65.93% | [8 empty] | Residential | 375 | No | 1.5
209173896 | Central Heat Pump | YORK | HRCU-A-CB (Split System: Heat Pump with Remote Outdoor Unit-Air-Source) | YHG18B21 | ASPEN |  | C(A,C,D,E)30B46+TDR | TM8V080B12MP12 | 17900 | 18 |  | 13.2 | 10.1 |  | 18100 | 11900 | 65.75% | [8 empty] | Residential | 372.5 | No | 1.49
209173899 | Central Heat Pump | YORK | HRCU-A-CB (Split System: Heat Pump with Remote Outdoor Unit-Air-Source) | YHG18B21 | ASPEN |  | C(A,C,D,E)30C46+TDR | TM8V080B12MP12 | 18000 | 18 |  | 13.3 | 10.4 |  | 18200 | 12000 | 65.93% | [8 empty] | Residential | 375 | No | 1.5
209173900 | Central Heat Pump | YORK | HRCU-A-CB (Split System: Heat Pump with Remote Outdoor Unit-Air-Source) | YHG18B21 | ASPEN |  | C(A,C,D,E)30D36+TDR | TM8V080B12MP12 | 17800 | 18 |  | 13.2 | 10.5 |  | 18300 | 12000 | 65.57% | [8 empty] | Residential | 370 | No | 1.48
209173904 | Central Heat Pump | YORK | HRCU-A-CB (Split System: Heat Pump with Remote Outdoor Unit-Air-Source) | YHG18B21 | ASPEN |  | C(A,C,D,E)24B46+TDR | TM8Y060A12MP11 | 17600 | 18 |  | 13 | 10 |  | 18000 | 11900 | 66.11% | [8 empty] | Residential | 367.5 | No | 1.47
209173906 | Central Heat Pump | YORK | HRCU-A-CB (Split System: Heat Pump with Remote Outdoor Unit-Air-Source) | YHG18B21 | ASPEN |  | C(A,C,D,E)24C46+TDR | TM8Y060A12MP11 | 17900 | 18 |  | 13.3 | 10.3 |  | 18200 | 12000 | 65.93% | [8 empty] | Residential | 372.5 | No | 1.49
209173907 | Central Heat Pump | YORK | HRCU-A-CB (Split System: Heat Pump with Remote Outdoor Unit-Air-Source) | YHG18B21 | ASPEN |  | C(A,C,D,E)24D36+TDR | TM8Y060A12MP11 | 17600 | 18 |  | 13.1 | 10.3 |  | 18200 | 12000 | 65.93% | [8 empty] | Residential | 367.5 | No | 1.47
209173908 | Central Heat Pump | YORK | HRCU-A-CB (Split System: Heat Pump with Remote Outdoor Unit-Air-Source) | YHG18B21 | ASPEN |  | C(A,C,D,E)24D46+TDR | TM8Y060A12MP11 | 18000 | 18 |  | 13.3 | 10.4 |  | 18200 | 12000 | 65.93% | [8 empty] | Residential | 375 | No | 1.5
205960179 | Central Heat Pump | BRYANT HEATING AND COOLING SYSTEMS | HRCU-A-CB (Split System: Heat Pump with Remote Outdoor Unit-Air-Source) | 284ANV024*0**A* | ADP |  | H,PE32936 | 987MB60060C21*** | 23200 | 21 |  | 13 | 11 |  | 22400 | 22800 | 101.8% | [8 empty] | Residential | 482.5 | No | 1.93
205960180 | Central Heat Pump | BRYANT HEATING AND COOLING SYSTEMS | HRCU-A-CB (Split System: Heat Pump with Remote Outdoor Unit-Air-Source) | 284ANV024*0**A* | ADP |  | H,PG35936 | 987MB60060C21*** | 23000 | 21 |  | 13.5 | 11 |  | 22400 | 22400 | 100% | [8 empty] | Residential | 480 | No | 1.92
205960181 | Central Heat Pump | BRYANT HEATING AND COOLING SYSTEMS | HRCU-A-CB (Split System: Heat Pump with Remote Outdoor Unit-Air-Source) | 284ANV024*0**A* | ADP |  | H,PG48936 | 987MB60060C21*** | 22800 | 22 |  | 13.5 | 11 |  | 22400 | 22200 | 99.11% | [8 empty] | Residential | 475 | No | 1.9
205960182 | Central Heat Pump | BRYANT HEATING AND COOLING SYSTEMS | HRCU-A-CB (Split System: Heat Pump with Remote Outdoor Unit-Air-Source) | 284ANV024*0**A* | ADP |  | H,PE31(1,2)30+TXV | 987MB60080C21*** | 22800 | 22 |  | 13.5 | 11 |  | 22400 | 22800 | 101.8% | [8 empty] | Residential | 475 | No | 1.9
205960183 | Central Heat Pump | BRYANT HEATING AND COOLING SYSTEMS | HRCU-A-CB (Split System: Heat Pump with Remote Outdoor Unit-Air-Source) | 284ANV024*0**A* | ADP |  | H,PE32(1,2)36+TXV | 987MB60080C21*** | 23200 | 22 |  | 14 | 11 |  | 22400 | 22600 | 100.9% | [8 empty] | Residential | 482.5 | No | 1.93
205960184 | Central Heat Pump | BRYANT HEATING AND COOLING SYSTEMS | HRCU-A-CB (Split System: Heat Pump with Remote Outdoor Unit-Air-Source) | 284ANV024*0**A* | ADP |  | H,PE32936 | 987MB60080C21*** | 23200 | 22 |  | 14 | 11 |  | 22400 | 22600 | 100.9% | [8 empty] | Residential | 482.5 | No | 1.93
205960185 | Central Heat Pump | BRYANT HEATING AND COOLING SYSTEMS | HRCU-A-CB (Split System: Heat Pump with Remote Outdoor Unit-Air-Source) | 284ANV024*0**A* | ADP |  | H,PG35936 | 987MB60080C21*** | 23400 | 22 |  | 14 | 11 |  | 22400 | 22800 | 101.8% | [8 empty] | Residential | 487.5 | No | 1.95
205960186 | Central Heat Pump | BRYANT HEATING AND COOLING SYSTEMS | HRCU-A-CB (Split System: Heat Pump with Remote Outdoor Unit-Air-Source) | 284ANV024*0**A* | ADP |  | H,PG48936 | 987MB60080C21*** | 23400 | 22 |  | 14 | 11 |  | 22400 | 22400 | 100% | [8 empty] | Residential | 487.5 | No | 1.95
207071383 | Central Heat Pump | CENTURY | HRCU-A-CB (Split System: Heat Pump with Remote Outdoor Unit-Air-Source) | HRG1836S1P |  |  | EC4X23B | GUH96T045B3M | 23400 | 20 |  | 13 | 10 |  | 24000 | 14900 | 62.08% | [8 empty] | Residential | 487.5 | No | 1.95
207071385 | Central Heat Pump | CENTURY | HRCU-A-CB (Split System: Heat Pump with Remote Outdoor Unit-Air-Source) | HRG1836S1P |  |  | EC4X23B | GUH96T070B3M | 23400 | 20 |  | 13 | 10 |  | 24000 | 14800 | 61.67% | [8 empty] | Residential | 487.5 | No | 1.95
207071389 | Central Heat Pump | CENTURY | HRCU-A-CB (Split System: Heat Pump with Remote Outdoor Unit-Air-Source) | HRG1836S1P |  |  | EC4X23B | GUH92C045B3M | 23200 | 19 |  | 13 | 10 |  | 24000 | 14800 | 61.67% | [8 empty] | Residential | 482.5 | No | 1.93
207071391 | Central Heat Pump | CENTURY | HRCU-A-CB (Split System: Heat Pump with Remote Outdoor Unit-Air-Source) | HRG1836S1P |  |  | EC4X23B | GUH92C070B3M | 23200 | 19 |  | 13 | 10 |  | 24000 | 14900 | 62.08% | [8 empty] | Residential | 482.5 | No | 1.93
207071255 | Central Heat Pump | CENTURY | HRCU-A-CB (Split System: Heat Pump with Remote Outdoor Unit-Air-Source) | HRG1836S1P |  |  | HMG30X1P |  | 24000 | 18 |  | 13 | 10 |  | 24000 | 15600 | 65% | 24200 | 18.5 | 12.3 | 8.5 | 24000 |  |  |  | Residential | 505 | No | 2.02
207071257 | Central Heat Pump | CENTURY | HRCU-A-CB (Split System: Heat Pump with Remote Outdoor Unit-Air-Source) | HRG1836S1P |  |  | HCG24V1P |  | 23800 | 20 |  | 13 | 10 |  | 24000 | 15900 | 66.25% | 23800 | 19 | 12.3 | 8.1 | 24000 |  |  |  | Residential | 495 | No | 1.98
207071259 | Central Heat Pump | CENTURY | HRCU-A-CB (Split System: Heat Pump with Remote Outdoor Unit-Air-Source) | HRG1836S1P |  |  | HCG30V1P |  | 24000 | 20 |  | 13 | 10 |  | 24000 | 15600 | 65% | 24000 | 19 | 12.3 | 8.5 | 24000 |  |  |  | Residential | 500 | No | 2
207071263 | Central Heat Pump | CENTURY | HRCU-A-CB (Split System: Heat Pump with Remote Outdoor Unit-Air-Source) | HRG1836S1P |  |  | E*1P23B+H4TXV01 | GUH96T045B3M | 23400 | 20 |  | 13 | 10 |  | 24000 | 14900 | 62.08% | 23400 | 19 | 12.3 | 8.1 | 24000 |  |  |  | Residential | 487.5 | No | 1.95
207071265 | Central Heat Pump | CENTURY | HRCU-A-CB (Split System: Heat Pump with Remote Outdoor Unit-Air-Source) | HRG1836S1P |  |  | E*1P23B+H4TXV01 | GUH96T070B3M | 23400 | 20 |  | 13 | 10 |  | 24000 | 14800 | 61.67% | 23400 | 19 | 12.3 | 8.5 | 24000 |  |  |  | Residential | 487.5 | No | 1.95
209173912 | Central Heat Pump | YORK | HRCU-A-CB (Split System: Heat Pump with Remote Outdoor Unit-Air-Source) | YHG18B21 | ASPEN |  | C(A,C,D,E)30B46+TDR | TM8Y060A12MP11 | 17900 | 18 |  | 13.3 | 10.1 |  | 18100 | 11900 | 65.75% | [8 empty] | Residential | 372.5 | No | 1.49
209173914 | Central Heat Pump | YORK | HRCU-A-CB (Split System: Heat Pump with Remote Outdoor Unit-Air-Source) | YHG18B21 | ASPEN |  | C(A,C,D,E)30C36+TDR | TM8Y060A12MP11 | 17600 | 18 |  | 13.1 | 10.3 |  | 18200 | 12000 | 65.93% | [8 empty] | Residential | 367.5 | No | 1.47
209173915 | Central Heat Pump | YORK | HRCU-A-CB (Split System: Heat Pump with Remote Outdoor Unit-Air-Source) | YHG18B21 | ASPEN |  | C(A,C,D,E)30C46+TDR | TM8Y060A12MP11 | 18000 | 18 |  | 13.3 | 10.4 |  | 18200 | 12000 | 65.93% | [8 empty] | Residential | 375 | No | 1.5
209173916 | Central Heat Pump | YORK | HRCU-A-CB (Split System: Heat Pump with Remote Outdoor Unit-Air-Source) | YHG18B21 | ASPEN |  | C(A,C,D,E)30D36+TDR | TM8Y060A12MP11 | 17800 | 18 |  | 13.2 | 10.5 |  | 18300 | 12000 | 65.57% | [8 empty] | Residential | 370 | No | 1.48
209173920 | Central Heat Pump | YORK | HRCU-A-CB (Split System: Heat Pump with Remote Outdoor Unit-Air-Source) | YHG18B21 | ASPEN |  | C(A,C,D,E)24B46+TDR | TM8Y080B12MP11 | 17700 | 18 |  | 13 | 10 |  | 18000 | 12000 | 66.67% | [8 empty] | Residential | 370 | No | 1.48
209173922 | Central Heat Pump | YORK | HRCU-A-CB (Split System: Heat Pump with Remote Outdoor Unit-Air-Source) | YHG18B21 | ASPEN |  | C(A,C,D,E)24C46+TDR | TM8Y080B12MP11 | 17900 | 18 |  | 13.3 | 10.4 |  | 18200 | 12100 | 66.48% | [8 empty] | Residential | 372.5 | No | 1.49
209173923 | Central Heat Pump | YORK | HRCU-A-CB (Split System: Heat Pump with Remote Outdoor Unit-Air-Source) | YHG18B21 | ASPEN |  | C(A,C,D,E)24D36+TDR | TM8Y080B12MP11 | 17600 | 18 |  | 13 | 10.4 |  | 18200 | 12100 | 66.48% | [8 empty] | Residential | 367.5 | No | 1.47
209173924 | Central Heat Pump | YORK | HRCU-A-CB (Split System: Heat Pump with Remote Outdoor Unit-Air-Source) | YHG18B21 | ASPEN |  | C(A,C,D,E)24D46+TDR | TM8Y080B12MP11 | 18000 | 18 |  | 13.4 | 10.4 |  | 18200 | 12100 | 66.48% | [8 empty] | Residential | 375 | No | 1.5
209173928 | Central Heat Pump | YORK | HRCU-A-CB (Split System: Heat Pump with Remote Outdoor Unit-Air-Source) | YHG18B21 | ASPEN |  | C(A,C,D,E)30B46+TDR | TM8Y080B12MP11 | 17900 | 18 |  | 13.3 | 10.2 |  | 18100 | 12000 | 66.3% | [8 empty] | Residential | 372.5 | No | 1.49
207071269 | Central Heat Pump | CENTURY | HRCU-A-CB (Split System: Heat Pump with Remote Outdoor Unit-Air-Source) | HRG1836S1P |  |  | E*1P23B+H4TXV01 | GUH92C045B3M | 23200 | 19 |  | 13 | 10 |  | 24000 | 14800 | 61.67% | 23600 | 19 | 12.3 | 8.5 | 24000 |  |  |  | Residential | 492.5 | No | 1.97
211277597 | Central Heat Pump | Breeze33 | HRCU-A-CB (Split System: Heat Pump with Remote Outdoor Unit-Air-Source) | HSZ18H424ZMO |  |  | AH18H424ZMI |  | 18000 | 20 |  | 12.5 | 10.8 |  | 19000 | 15400 | 81.05% | 18000 | 17.6 | 11.7 | 9.6 | 19000 | 17000 | 89.47% | 2 | Residential | 375 | Yes | 1.5 | Both
208130311 | Central Heat Pump | Breeze33 | HRCU-A-CB (Split System: Heat Pump with Remote Outdoor Unit-Air-Source) | BZ33-HYP18OUT2-G2-P |  |  | BZ33-MSAHU18-G2-P |  | 18000 | 20 |  | 12.5 | 10.8 |  | 19000 | 15400 | 81.05% | 18000 | 17.6 | 11.7 | 9.6 | 19000 | 17000 | 89.47% | 2 | Residential | 375 | Yes | 1.5 | Both
208130392 | Central Heat Pump | Alsetria | HRCU-A-CB (Split System: Heat Pump with Remote Outdoor Unit-Air-Source) | MOD30-24HFN1-MW |  |  | MVC-24HWFN1-M |  | 24000 | 20 |  | 12.5 | 12 |  | 24000 | 19200 | 80% | 24000 | 17.4 | 11.7 | 10 | 24000 | 22600 | 94.17% | 1.91 | Residential | 500 | Yes | 2 | Both
208130391 | Central Heat Pump | Alsetria | HRCU-A-CB (Split System: Heat Pump with Remote Outdoor Unit-Air-Source) | MOX430U-18HFN1-M |  |  | MVC-18HWFN1-M |  | 18000 | 20 |  | 12.5 | 11 |  | 19000 | 13500 | 71.05% | 18000 | 18 | 12.4 | 9.3 | 19000 | 16500 | 86.84% | 2.04 | Residential | 375 | Yes | 1.5 | Both
206912506 | Central Heat Pump | TRANE | HRCU-A-CB (Split System: Heat Pump with Remote Outdoor Unit-Air-Source) | 4TWV8048A1 |  |  | 4TXCD008DS3 | P0V0D000M50SC+RP | 47000 | 18 |  | 12.5 | 10 |  | 43500 | 36600 | 84.14% | [8 empty] | Residential | 980 | No | 3.92
206912509 | Central Heat Pump | TRANE | HRCU-A-CB (Split System: Heat Pump with Remote Outdoor Unit-Air-Source) | 4TWV8048A1 |  |  | 4TXCD010DS3 | P0V0D000M50SC+RP | 48000 | 18 |  | 12.5 | 10 |  | 42500 | 36000 | 84.71% | [8 empty] | Residential | 1000 | No | 4
207689885 | Central Heat Pump | TRANE | HRCU-A-CB (Split System: Heat Pump with Remote Outdoor Unit-Air-Source) | 4TWV8024A1 |  |  | TAMXA0B30V31 |  | 23800 | 18 |  | 13 | 10 |  | 20000 | 16800 | 84% | [8 empty] | Residential | 495 | No | 1.98
205960187 | Central Heat Pump | BRYANT HEATING AND COOLING SYSTEMS | HRCU-A-CB (Split System: Heat Pump with Remote Outdoor Unit-Air-Source) | 284ANV024*0**A* | ADP |  | H,PE31(1,2)30+TXV | 987MB66100C21*** | 22800 | 22 |  | 13.5 | 11 |  | 22400 | 22800 | 101.8% | [8 empty] | Residential | 475 | No | 1.9
205960188 | Central Heat Pump | BRYANT HEATING AND COOLING SYSTEMS | HRCU-A-CB (Split System: Heat Pump with Remote Outdoor Unit-Air-Source) | 284ANV024*0**A* | ADP |  | H,PE32(1,2)36+TXV | 987MB66100C21*** | 23200 | 22 |  | 14 | 11 |  | 22400 | 22600 | 100.9% | [8 empty] | Residential | 482.5 | No | 1.93
205960189 | Central Heat Pump | BRYANT HEATING AND COOLING SYSTEMS | HRCU-A-CB (Split System: Heat Pump with Remote Outdoor Unit-Air-Source) | 284ANV024*0**A* | ADP |  | H,PE32936 | 987MB66100C21*** | 23200 | 22 |  | 14 | 11 |  | 22400 | 22600 | 100.9% | [8 empty] | Residential | 482.5 | No | 1.93
205960190 | Central Heat Pump | BRYANT HEATING AND COOLING SYSTEMS | HRCU-A-CB (Split System: Heat Pump with Remote Outdoor Unit-Air-Source) | 284ANV024*0**A* | ADP |  | H,PG35936 | 987MB66100C21*** | 23400 | 22 |  | 14 | 11 |  | 22400 | 22800 | 101.8% | [8 empty] | Residential | 487.5 | No | 1.95
205960191 | Central Heat Pump | BRYANT HEATING AND COOLING SYSTEMS | HRCU-A-CB (Split System: Heat Pump with Remote Outdoor Unit-Air-Source) | 284ANV024*0**A* | ADP |  | H,PG48936 | 987MB66100C21*** | 23400 | 22 |  | 14 | 11 |  | 22400 | 22400 | 100% | [8 empty] | Residential | 487.5 | No | 1.95
205960192 | Central Heat Pump | BRYANT HEATING AND COOLING SYSTEMS | HRCU-A-CB (Split System: Heat Pump with Remote Outdoor Unit-Air-Source) | 284ANV024*0**A* | ADP |  | H,PE31(1,2)30+TXV | 987MB66120C24*** | 22400 | 21 |  | 13.5 | 11 |  | 22400 | 22600 | 100.9% | [8 empty] | Residential | 467.5 | No | 1.87
205960193 | Central Heat Pump | BRYANT HEATING AND COOLING SYSTEMS | HRCU-A-CB (Split System: Heat Pump with Remote Outdoor Unit-Air-Source) | 284ANV024*0**A* | ADP |  | H,PE32(1,2)36+TXV | 987MB66120C24*** | 22800 | 22 |  | 13.5 | 11 |  | 22400 | 22600 | 100.9% | [8 empty] | Residential | 475 | No | 1.9
205960194 | Central Heat Pump | BRYANT HEATING AND COOLING SYSTEMS | HRCU-A-CB (Split System: Heat Pump with Remote Outdoor Unit-Air-Source) | 284ANV024*0**A* | ADP |  | H,PE32936 | 987MB66120C24*** | 22800 | 22 |  | 13.5 | 11 |  | 22400 | 22600 | 100.9% | [8 empty] | Residential | 475 | No | 1.9
207689887 | Central Heat Pump | TRANE | HRCU-A-CB (Split System: Heat Pump with Remote Outdoor Unit-Air-Source) | 4TWV8036A1 |  |  | TAMXA0C36V31 |  | 35000 | 18 |  | 13 | 10 |  | 32200 | 25200 | 78.26% | [8 empty] | Residential | 730 | No | 2.92
201922959 | Central Heat Pump | TRANE | HRCU-A-CB (Split System: Heat Pump with Remote Outdoor Unit-Air-Source) | 4TWL9024A1 |  |  | 4PX*CU36BS3 | *UHMC100ACV4 | 24200 | 18 |  | 13 | 11 |  | 20000 | 13400 | 67% | [8 empty] | Residential | 505 | No | 2.02
201922962 | Central Heat Pump | TRANE | HRCU-A-CB (Split System: Heat Pump with Remote Outdoor Unit-Air-Source) | 4TWL9024A1 |  |  | 4PX*CU42BS3 | *UHMC100ACV4 | 24400 | 19 |  | 12.5 | 11 |  | 20800 | 13900 | 66.83% | [8 empty] | Residential | 507.5 | No | 2.03
201922963 | Central Heat Pump | TRANE | HRCU-A-CB (Split System: Heat Pump with Remote Outdoor Unit-Air-Source) | 4TWL9024A1 |  |  | 4PX*CU48BS3 | *UHMC100ACV4 | 24400 | 19 |  | 13 | 11.5 |  | 20400 | 13700 | 67.16% | [8 empty] | Residential | 507.5 | No | 2.03
201922978 | Central Heat Pump | TRANE | HRCU-A-CB (Split System: Heat Pump with Remote Outdoor Unit-Air-Source) | 4TWL9024A1 |  |  | 4TXCB004DS3 | S9V2B040U3PSB+RP | 23800 | 18.5 |  | 12.5 | 11 |  | 19600 | 13300 | 67.86% | [8 empty] | Residential | 495 | No | 1.98
201922980 | Central Heat Pump | TRANE | HRCU-A-CB (Split System: Heat Pump with Remote Outdoor Unit-Air-Source) | 4TWL9024A1 |  |  | 4TXCB004DS3 | S9V2B060U3PSB+RP | 23600 | 19 |  | 12.5 | 11 |  | 19200 | 13200 | 68.75% | [8 empty] | Residential | 492.5 | No | 1.97
201922987 | Central Heat Pump | TRANE | HRCU-A-CB (Split System: Heat Pump with Remote Outdoor Unit-Air-Source) | 4TWL9024A1 |  |  | 4TXCB006DS3 | *UHMB080ACV3 | 24600 | 18 |  | 12.5 | 11 |  | 20600 | 13800 | 66.99% | [8 empty] | Residential | 512.5 | No | 2.05
205273859 | Central Heat Pump | BRYANT HEATING AND COOLING SYSTEMS | HRCU-A-CB (Split System: Heat Pump with Remote Outdoor Unit-Air-Source) | 284ANV024*0**A* |  |  | CAP**4821AL*+UI | 986TC42080C17*** | 23400 | 21 |  | 14 | 11 |  | 24000 | 24000 | 100% | [8 empty] | Residential | 487.5 | No | 1.95
205273860 | Central Heat Pump | BRYANT HEATING AND COOLING SYSTEMS | HRCU-A-CB (Split System: Heat Pump with Remote Outdoor Unit-Air-Source) | 284ANV024*0**A* |  |  | CAP**4824AL*+UI | 88*TA60070C21*** | 23400 | 22 |  | 14 | 11 |  | 24000 | 24000 | 100% | [8 empty] | Residential | 487.5 | No | 1.95
209173930 | Central Heat Pump | YORK | HRCU-A-CB (Split System: Heat Pump with Remote Outdoor Unit-Air-Source) | YHG18B21 | ASPEN |  | C(A,C,D,E)30C36+TDR | TM8Y080B12MP11 | 17600 | 18 |  | 13 | 10.4 |  | 18200 | 12100 | 66.48% | [8 empty] | Residential | 367.5 | No | 1.47
209173931 | Central Heat Pump | YORK | HRCU-A-CB (Split System: Heat Pump with Remote Outdoor Unit-Air-Source) | YHG18B21 | ASPEN |  | C(A,C,D,E)30C46+TDR | TM8Y080B12MP11 | 18000 | 18 |  | 13.4 | 10.4 |  | 18200 | 12100 | 66.48% | [8 empty] | Residential | 375 | No | 1.5
209173969 | Central Heat Pump | YORK | HRCU-A-CB (Split System: Heat Pump with Remote Outdoor Unit-Air-Source) | YHG18B21 | ASPEN |  | C(A,C,D,E)24C46+TDR | TM9E026A08MP12 | 17900 | 18 |  | 13.2 | 10.3 |  | 17500 | 10800 | 61.71% | [8 empty] | Residential | 372.5 | No | 1.49
209173971 | Central Heat Pump | YORK | HRCU-A-CB (Split System: Heat Pump with Remote Outdoor Unit-Air-Source) | YHG18B21 | ASPEN |  | C(A,C,D,E)24D46+TDR | TM9E026A08MP12 | 18000 | 18 |  | 13.3 | 10.4 |  | 17600 | 10800 | 61.36% | [8 empty] | Residential | 375 | No | 1.5
209173975 | Central Heat Pump | YORK | HRCU-A-CB (Split System: Heat Pump with Remote Outdoor Unit-Air-Source) | YHG18B21 | ASPEN |  | C(A,C,D,E)30B46+TDR | TM9E026A08MP12 | 17900 | 18 |  | 13.2 | 10.1 |  | 17500 | 10700 | 61.14% | [8 empty] | Residential | 372.5 | No | 1.49
209173978 | Central Heat Pump | YORK | HRCU-A-CB (Split System: Heat Pump with Remote Outdoor Unit-Air-Source) | YHG18B21 | ASPEN |  | C(A,C,D,E)30C46+TDR | TM9E026A08MP12 | 18000 | 18 |  | 13.3 | 10.4 |  | 17600 | 10800 | 61.36% | [8 empty] | Residential | 375 | No | 1.5
209173979 | Central Heat Pump | YORK | HRCU-A-CB (Split System: Heat Pump with Remote Outdoor Unit-Air-Source) | YHG18B21 | ASPEN |  | C(A,C,D,E)30D36+TDR | TM9E026A08MP12 | 17800 | 18 |  | 13 | 10.5 |  | 17600 | 10800 | 61.36% | [8 empty] | Residential | 370 | No | 1.48
209173983 | Central Heat Pump | YORK | HRCU-A-CB (Split System: Heat Pump with Remote Outdoor Unit-Air-Source) | YHG18B21 | ASPEN |  | C(A,C,D,E)24B46+TDR | TM9E040A10MP12 | 17600 | 18 |  | 13.1 | 10 |  | 17500 | 10800 | 61.71% | [8 empty] | Residential | 367.5 | No | 1.47
209173985 | Central Heat Pump | YORK | HRCU-A-CB (Split System: Heat Pump with Remote Outdoor Unit-Air-Source) | YHG18B21 | ASPEN |  | C(A,C,D,E)24C46+TDR | TM9E040A10MP12 | 17900 | 18 |  | 13.2 | 10.3 |  | 17700 | 10900 | 61.58% | [8 empty] | Residential | 372.5 | No | 1.49
205960195 | Central Heat Pump | BRYANT HEATING AND COOLING SYSTEMS | HRCU-A-CB (Split System: Heat Pump with Remote Outdoor Unit-Air-Source) | 284ANV024*0**A* | ADP |  | H,PG35936 | 987MB66120C24*** | 23400 | 22 |  | 14 | 11 |  | 22400 | 22600 | 100.9% | [8 empty] | Residential | 487.5 | No | 1.95
205960196 | Central Heat Pump | BRYANT HEATING AND COOLING SYSTEMS | HRCU-A-CB (Split System: Heat Pump with Remote Outdoor Unit-Air-Source) | 284ANV024*0**A* | ADP |  | H,PG48936 | 987MB66120C24*** | 23400 | 22 |  | 14 | 11 |  | 22400 | 22400 | 100% | [8 empty] | Residential | 487.5 | No | 1.95
205960204 | Central Heat Pump | BRYANT HEATING AND COOLING SYSTEMS | HRCU-A-CB (Split System: Heat Pump with Remote Outdoor Unit-Air-Source) | 284ANV036*0**A* | ADP |  | H,PG48936 | 986TC42080C17*** | 33600 | 20 |  | 12.5 | 10 |  | 34200 | 32400 | 94.74% | [8 empty] | Residential | 700 | No | 2.8
205960207 | Central Heat Pump | BRYANT HEATING AND COOLING SYSTEMS | HRCU-A-CB (Split System: Heat Pump with Remote Outdoor Unit-Air-Source) | 284ANV036*0**A* | ADP |  | H,PG35936 | 986TC60080C21*** | 33600 | 21 |  | 12.5 | 11 |  | 33800 | 31800 | 94.08% | [8 empty] | Residential | 700 | No | 2.8
205960208 | Central Heat Pump | BRYANT HEATING AND COOLING SYSTEMS | HRCU-A-CB (Split System: Heat Pump with Remote Outdoor Unit-Air-Source) | 284ANV036*0**A* | ADP |  | H,PG48936 | 986TC60080C21*** | 33800 | 21 |  | 12.5 | 10 |  | 33800 | 31800 | 94.08% | [8 empty] | Residential | 705 | No | 2.82
205960211 | Central Heat Pump | BRYANT HEATING AND COOLING SYSTEMS | HRCU-A-CB (Split System: Heat Pump with Remote Outdoor Unit-Air-Source) | 284ANV036*0**A* | ADP |  | H,PG35936 | 986TC66100C21*** | 33600 | 21 |  | 12.5 | 11 |  | 33600 | 31600 | 94.05% | [8 empty] | Residential | 700 | No | 2.8
205960212 | Central Heat Pump | BRYANT HEATING AND COOLING SYSTEMS | HRCU-A-CB (Split System: Heat Pump with Remote Outdoor Unit-Air-Source) | 284ANV036*0**A* | ADP |  | H,PG48936 | 986TC66100C21*** | 34200 | 21 |  | 12.5 | 10 |  | 33600 | 31800 | 94.64% | [8 empty] | Residential | 712.5 | No | 2.85
205960215 | Central Heat Pump | BRYANT HEATING AND COOLING SYSTEMS | HRCU-A-CB (Split System: Heat Pump with Remote Outdoor Unit-Air-Source) | 284ANV036*0**A* | ADP |  | H,PG35936 | 986TC66120C24*** | 33600 | 21 |  | 12.5 | 11 |  | 33600 | 31600 | 94.05% | [8 empty] | Residential | 700 | No | 2.8
205273861 | Central Heat Pump | BRYANT HEATING AND COOLING SYSTEMS | HRCU-A-CB (Split System: Heat Pump with Remote Outdoor Unit-Air-Source) | 284ANV024*0**A* |  |  | CAP**4824AL*+UI | 88*TA60090C21*** | 23400 | 22 |  | 14 | 11 |  | 24000 | 23800 | 99.17% | [8 empty] | Residential | 487.5 | No | 1.95
205273862 | Central Heat Pump | BRYANT HEATING AND COOLING SYSTEMS | HRCU-A-CB (Split System: Heat Pump with Remote Outdoor Unit-Air-Source) | 284ANV024*0**A* |  |  | CAP**4824AL*+UI | 88*TA66135C24*** | 23400 | 22 |  | 14 | 11 |  | 24000 | 23800 | 99.17% | [8 empty] | Residential | 487.5 | No | 1.95
205273863 | Central Heat Pump | BRYANT HEATING AND COOLING SYSTEMS | HRCU-A-CB (Split System: Heat Pump with Remote Outdoor Unit-Air-Source) | 284ANV024*0**A* |  |  | CAP**4824AL*+UI | 986TC66120C24*** | 23400 | 22 |  | 14 | 11 |  | 24000 | 24000 | 100% | [8 empty] | Residential | 487.5 | No | 1.95
205273864 | Central Heat Pump | BRYANT HEATING AND COOLING SYSTEMS | HRCU-A-CB (Split System: Heat Pump with Remote Outdoor Unit-Air-Source) | 284ANV024*0**A* |  |  | CAP**6024AL*+UI | 88*TA60070C21*** | 23400 | 22 |  | 14 | 11 |  | 24000 | 23600 | 98.33% | [8 empty] | Residential | 487.5 | No | 1.95
205273865 | Central Heat Pump | BRYANT HEATING AND COOLING SYSTEMS | HRCU-A-CB (Split System: Heat Pump with Remote Outdoor Unit-Air-Source) | 284ANV024*0**A* |  |  | CAP**6024AL*+UI | 88*TA60090C21*** | 23400 | 22 |  | 14 | 11 |  | 24000 | 23600 | 98.33% | [8 empty] | Residential | 487.5 | No | 1.95
205273866 | Central Heat Pump | BRYANT HEATING AND COOLING SYSTEMS | HRCU-A-CB (Split System: Heat Pump with Remote Outdoor Unit-Air-Source) | 284ANV024*0**A* |  |  | CAP**6024AL*+UI | 88*TA66135C24*** | 23400 | 22 |  | 14 | 11 |  | 24000 | 23600 | 98.33% | [8 empty] | Residential | 487.5 | No | 1.95
205273867 | Central Heat Pump | BRYANT HEATING AND COOLING SYSTEMS | HRCU-A-CB (Split System: Heat Pump with Remote Outdoor Unit-Air-Source) | 284ANV024*0**A* |  |  | CAP**6024AL*+UI | 986TC66120C24*** | 23400 | 22 |  | 14 | 11 |  | 24000 | 23600 | 98.33% | [8 empty] | Residential | 487.5 | No | 1.95
10525209 | Central Heat Pump | YORK | HRCU-A-CB (Split System: Heat Pump with Remote Outdoor Unit-Air-Source) | YZV48B21 |  |  | CM50CE3A1+CC | TM9V100C16MP12 | 45000 | 20 |  | 12.6 | 10 |  | 44000 | 44000 | 100% | [8 empty] | Residential | 937.5 | No | 3.75
205960216 | Central Heat Pump | BRYANT HEATING AND COOLING SYSTEMS | HRCU-A-CB (Split System: Heat Pump with Remote Outdoor Unit-Air-Source) | 284ANV036*0**A* | ADP |  | H,PG48936 | 986TC66120C24*** | 33800 | 21 |  | 12.5 | 10 |  | 33600 | 31600 | 94.05% | [8 empty] | Residential | 705 | No | 2.82
205960227 | Central Heat Pump | BRYANT HEATING AND COOLING SYSTEMS | HRCU-A-CB (Split System: Heat Pump with Remote Outdoor Unit-Air-Source) | 284ANV036*0**A* | ADP |  | H,PG35936 | 987MB60060C21*** | 33400 | 20 |  | 12.5 | 11 |  | 34000 | 32200 | 94.71% | [8 empty] | Residential | 695 | No | 2.78
205960228 | Central Heat Pump | BRYANT HEATING AND COOLING SYSTEMS | HRCU-A-CB (Split System: Heat Pump with Remote Outdoor Unit-Air-Source) | 284ANV036*0**A* | ADP |  | H,PG48936 | 987MB60060C21*** | 33400 | 21 |  | 12.5 | 10 |  | 33800 | 32000 | 94.67% | [8 empty] | Residential | 695 | No | 2.78
205960231 | Central Heat Pump | BRYANT HEATING AND COOLING SYSTEMS | HRCU-A-CB (Split System: Heat Pump with Remote Outdoor Unit-Air-Source) | 284ANV036*0**A* | ADP |  | H,PG35936 | 987MB60080C21*** | 32600 | 21 |  | 12.5 | 11 |  | 33000 | 31400 | 95.15% | [8 empty] | Residential | 680 | No | 2.72
205960232 | Central Heat Pump | BRYANT HEATING AND COOLING SYSTEMS | HRCU-A-CB (Split System: Heat Pump with Remote Outdoor Unit-Air-Source) | 284ANV036*0**A* | ADP |  | H,PG48936 | 987MB60080C21*** | 33600 | 21 |  | 12.5 | 10 |  | 33000 | 31400 | 95.15% | [8 empty] | Residential | 700 | No | 2.8
205960235 | Central Heat Pump | BRYANT HEATING AND COOLING SYSTEMS | HRCU-A-CB (Split System: Heat Pump with Remote Outdoor Unit-Air-Source) | 284ANV036*0**A* | ADP |  | H,PG35936 | 987MB66100C21*** | 33600 | 21 |  | 12.5 | 11 |  | 33600 | 31600 | 94.05% | [8 empty] | Residential | 700 | No | 2.8
205960236 | Central Heat Pump | BRYANT HEATING AND COOLING SYSTEMS | HRCU-A-CB (Split System: Heat Pump with Remote Outdoor Unit-Air-Source) | 284ANV036*0**A* | ADP |  | H,PG48936 | 987MB66100C21*** | 34200 | 21 |  | 12.5 | 10 |  | 33600 | 31800 | 94.64% | [8 empty] | Residential | 712.5 | No | 2.85
205960240 | Central Heat Pump | BRYANT HEATING AND COOLING SYSTEMS | HRCU-A-CB (Split System: Heat Pump with Remote Outdoor Unit-Air-Source) | 284ANV036*0**A* | ADP |  | H,PG48936 | 987MB66120C24*** | 33600 | 21 |  | 12.5 | 10 |  | 33000 | 31400 | 95.15% | [8 empty] | Residential | 700 | No | 2.8
209173987 | Central Heat Pump | YORK | HRCU-A-CB (Split System: Heat Pump with Remote Outdoor Unit-Air-Source) | YHG18B21 | ASPEN |  | C(A,C,D,E)24D46+TDR | TM9E040A10MP12 | 18000 | 18 |  | 13.3 | 10.4 |  | 17700 | 10900 | 61.58% | [8 empty] | Residential | 375 | No | 1.5
209173991 | Central Heat Pump | YORK | HRCU-A-CB (Split System: Heat Pump with Remote Outdoor Unit-Air-Source) | YHG18B21 | ASPEN |  | C(A,C,D,E)30B46+TDR | TM9E040A10MP12 | 17900 | 18 |  | 13.2 | 10.1 |  | 17600 | 10800 | 61.36% | [8 empty] | Residential | 372.5 | No | 1.49
209173994 | Central Heat Pump | YORK | HRCU-A-CB (Split System: Heat Pump with Remote Outdoor Unit-Air-Source) | YHG18B21 | ASPEN |  | C(A,C,D,E)30C46+TDR | TM9E040A10MP12 | 18000 | 18 |  | 13.3 | 10.4 |  | 17700 | 10900 | 61.58% | [8 empty] | Residential | 375 | No | 1.5
207137532 | Central Heat Pump | DAIKIN | HRCU-A-CB (Split System: Heat Pump with Remote Outdoor Unit-Air-Source) | DZ20VC0241B* | ASPEN |  | D(A,C,E)36D34+TDR | D*80VC0604B*A* | 21800 | 20 |  | 12.8 | 10 |  | 23600 | 13000 | 55.08% | [8 empty] | Residential | 455 | No | 1.82
207138076 | Central Heat Pump | DAIKIN | HRCU-A-CB (Split System: Heat Pump with Remote Outdoor Unit-Air-Source) | DZ18TC0241C* | ASPEN |  | D(A,C,E)30B44+TDR | D*80VC0603B*A* | 21800 | 18.5 |  | 13 | 10 |  | 22600 | 12900 | 57.08% | [8 empty] | Residential | 455 | No | 1.82
207138097 | Central Heat Pump | DAIKIN | HRCU-A-CB (Split System: Heat Pump with Remote Outdoor Unit-Air-Source) | DZ18TC0241C* | ASPEN |  | D(A,C,E)36D34+TDR | D*96VC0403BNA* | 22600 | 18 |  | 13 | 10 |  | 22400 | 13100 | 58.48% | [8 empty] | Residential | 470 | No | 1.88
207138104 | Central Heat Pump | DAIKIN | HRCU-A-CB (Split System: Heat Pump with Remote Outdoor Unit-Air-Source) | DZ18TC0241C* | ASPEN |  | D(A,C,E)36D34+TDR | D*96VC0803BNA* | 22000 | 18.5 |  | 13.8 | 10 |  | 22600 | 13000 | 57.52% | [8 empty] | Residential | 457.5 | No | 1.83
207138112 | Central Heat Pump | DAIKIN | HRCU-A-CB (Split System: Heat Pump with Remote Outdoor Unit-Air-Source) | DZ18TC0241C* | ASPEN |  | D(A,C,E)36D34+TDR | D*97MC0803BNA* | 22000 | 18.5 |  | 13.8 | 10 |  | 22600 | 13000 | 57.52% | [8 empty] | Residential | 457.5 | No | 1.83
207138152 | Central Heat Pump | DAIKIN | HRCU-A-CB (Split System: Heat Pump with Remote Outdoor Unit-Air-Source) | DZ18TC0361C* | ASPEN |  | D(A,C,E)42D44+TDR | D*96SC0805CUA* | 33800 | 18.5 |  | 14 | 10 |  | 36000 | 22800 | 63.33% | [8 empty] | Residential | 705 | No | 2.82
10525210 | Central Heat Pump | YORK | HRCU-A-CB (Split System: Heat Pump with Remote Outdoor Unit-Air-Source) | YZV48B21 |  |  | CM50CE3A1+CC | TM9V100C20MP12 | 45000 | 20.25 |  | 12.5 | 10 |  | 44000 | 44000 | 100% | [8 empty] | Residential | 937.5 | No | 3.75
10525212 | Central Heat Pump | YORK | HRCU-A-CB (Split System: Heat Pump with Remote Outdoor Unit-Air-Source) | YZV48B21 |  |  | CM50CE3A1+CC | TMLV100C16MP12 | 45000 | 20 |  | 12.5 | 10 |  | 44500 | 44000 | 98.88% | [8 empty] | Residential | 937.5 | No | 3.75
10525214 | Central Heat Pump | YORK | HRCU-A-CB (Split System: Heat Pump with Remote Outdoor Unit-Air-Source) | YZV48B21 |  |  | CM50CE3A1+CC | TMLV120C20MP12 | 45000 | 20.5 |  | 12.6 | 10 |  | 44000 | 44000 | 100% | [8 empty] | Residential | 937.5 | No | 3.75
10525216 | Central Heat Pump | YORK | HRCU-A-CB (Split System: Heat Pump with Remote Outdoor Unit-Air-Source) | YZV48B21 |  |  | CM50CE3A1+CC | TP9C100C16MP13 | 45000 | 20 |  | 12.6 | 10 |  | 44000 | 44000 | 100% | [8 empty] | Residential | 937.5 | No | 3.75
10525217 | Central Heat Pump | YORK | HRCU-A-CB (Split System: Heat Pump with Remote Outdoor Unit-Air-Source) | YZV48B21 |  |  | CM50CE3A1+CC | TP9C100C20MP13 | 45000 | 20.25 |  | 12.5 | 10 |  | 44000 | 44000 | 100% | [8 empty] | Residential | 937.5 | No | 3.75
10525218 | Central Heat Pump | YORK | HRCU-A-CB (Split System: Heat Pump with Remote Outdoor Unit-Air-Source) | YZV48B21 |  |  | CM50CE3A1+CC | TPLC080C16MP13 | 45000 | 20 |  | 12.5 | 10 |  | 44500 | 44000 | 98.88% | [8 empty] | Residential | 937.5 | No | 3.75
10525219 | Central Heat Pump | YORK | HRCU-A-CB (Split System: Heat Pump with Remote Outdoor Unit-Air-Source) | YZV48B21 |  |  | CM50CE3A1+CC | TPLC100C16MP13 | 45000 | 20 |  | 12.5 | 10 |  | 44500 | 44000 | 98.88% | [8 empty] | Residential | 937.5 | No | 3.75
10525220 | Central Heat Pump | YORK | HRCU-A-CB (Split System: Heat Pump with Remote Outdoor Unit-Air-Source) | YZV48B21 |  |  | CM50CE3A1+CC | TPLC100C20MP13 | 45000 | 20.5 |  | 12.6 | 10 |  | 44000 | 44000 | 100% | [8 empty] | Residential | 937.5 | No | 3.75
205739196 | Central Heat Pump | YORK | HSP-A (Single-Package Heat Pump Air-Source) | YMKE60BNJMFMO-X |  |  |  |  | 57000 | 19 |  | 12.5 | 10 |  | 57000 | 46500 | 81.58% | 57000 | 18 | 11.2 | 9 | 57000 |  |  |  | Residential | 1187.5 | No | 4.75
205960463 | Central Heat Pump | BRYANT HEATING AND COOLING SYSTEMS | HRCU-A-CB (Split System: Heat Pump with Remote Outdoor Unit-Air-Source) | 284ANV024*0**A* | ADP |  | H,PG7J936 | 986TC42060C17*** | 23400 | 21 |  | 14 | 11 |  | 22400 | 22800 | 101.8% | [8 empty] | Residential | 487.5 | No | 1.95
205960464 | Central Heat Pump | BRYANT HEATING AND COOLING SYSTEMS | HRCU-A-CB (Split System: Heat Pump with Remote Outdoor Unit-Air-Source) | 284ANV024*0**A* | ADP |  | H,PE7J936 | 986TC42060C17*** | 23400 | 21 |  | 14 | 11 |  | 22400 | 22800 | 101.8% | [8 empty] | Residential | 487.5 | No | 1.95
205960466 | Central Heat Pump | BRYANT HEATING AND COOLING SYSTEMS | HRCU-A-CB (Split System: Heat Pump with Remote Outdoor Unit-Air-Source) | 284ANV024*0**A* | ADP |  | H,PG83936 | 986TC42060C17*** | 23400 | 21 |  | 14 | 11 |  | 22400 | 23000 | 102.7% | [8 empty] | Residential | 487.5 | No | 1.95
205960470 | Central Heat Pump | BRYANT HEATING AND COOLING SYSTEMS | HRCU-A-CB (Split System: Heat Pump with Remote Outdoor Unit-Air-Source) | 284ANV024*0**A* | ADP |  | H,PG81936 | 986TC42060C17*** | 23400 | 21 |  | 14 | 11 |  | 22400 | 23000 | 102.7% | [8 empty] | Residential | 487.5 | No | 1.95
205960472 | Central Heat Pump | BRYANT HEATING AND COOLING SYSTEMS | HRCU-A-CB (Split System: Heat Pump with Remote Outdoor Unit-Air-Source) | 284ANV024*0**A* | ADP |  | H,PG7J936 | 986TC42080C17*** | 23400 | 21 |  | 14 | 11 |  | 22400 | 22800 | 101.8% | [8 empty] | Residential | 487.5 | No | 1.95
205960474 | Central Heat Pump | BRYANT HEATING AND COOLING SYSTEMS | HRCU-A-CB (Split System: Heat Pump with Remote Outdoor Unit-Air-Source) | 284ANV024*0**A* | ADP |  | H,PE7J936 | 986TC42080C17*** | 23400 | 21 |  | 14 | 11 |  | 22400 | 22800 | 101.8% | [8 empty] | Residential | 487.5 | No | 1.95
205960477 | Central Heat Pump | BRYANT HEATING AND COOLING SYSTEMS | HRCU-A-CB (Split System: Heat Pump with Remote Outdoor Unit-Air-Source) | 284ANV024*0**A* | ADP |  | H,PG83936 | 986TC42080C17*** | 23400 | 21 |  | 14 | 11 |  | 22400 | 22600 | 100.9% | [8 empty] | Residential | 487.5 | No | 1.95
205960479 | Central Heat Pump | BRYANT HEATING AND COOLING SYSTEMS | HRCU-A-CB (Split System: Heat Pump with Remote Outdoor Unit-Air-Source) | 284ANV024*0**A* | ADP |  | H,PG81936 | 986TC42080C17*** | 23400 | 21 |  | 14 | 11 |  | 22400 | 22600 | 100.9% | [8 empty] | Residential | 487.5 | No | 1.95
207138156 | Central Heat Pump | DAIKIN | HRCU-A-CB (Split System: Heat Pump with Remote Outdoor Unit-Air-Source) | DZ18TC0361C* | ASPEN |  | D(A,C,E)42D44+TDR | D*96VC0403BNA* | 33600 | 18 |  | 13 | 10 |  | 36000 | 22200 | 61.67% | [8 empty] | Residential | 700 | No | 2.8
207138173 | Central Heat Pump | DAIKIN | HRCU-A-CB (Split System: Heat Pump with Remote Outdoor Unit-Air-Source) | DZ18TC0361C* | ASPEN |  | D(A,C,E)42D44+TDR | D*96VC1005CNA* | 33800 | 18.5 |  | 14 | 10 |  | 36400 | 22800 | 62.64% | [8 empty] | Residential | 705 | No | 2.82
207138188 | Central Heat Pump | DAIKIN | HRCU-A-CB (Split System: Heat Pump with Remote Outdoor Unit-Air-Source) | DZ18TC0361C* | ASPEN |  | D(A,C,E)42D44+TDR | D*97MC1005CNA* | 33800 | 18.5 |  | 14 | 10 |  | 36400 | 22800 | 62.64% | [8 empty] | Residential | 705 | No | 2.82
207616176 | Central Heat Pump | DAIKIN | HRCU-A-CB (Split System: Heat Pump with Remote Outdoor Unit-Air-Source) | DZ18TC0241C* | ASPEN |  | D(A,C,E)36D44+TDR | D*96VC0403BNA* | 23000 | 18.5 |  | 13.7 | 10.1 |  | 22600 | 13100 | 57.96% | [8 empty] | Residential | 480 | No | 1.92
207616177 | Central Heat Pump | DAIKIN | HRCU-A-CB (Split System: Heat Pump with Remote Outdoor Unit-Air-Source) | DZ18TC0241C* | ASPEN |  | D(A,C,E)30D44+TDR | D*96VC0403BNA* | 22600 | 18.5 |  | 13.6 | 10 |  | 22400 | 13100 | 58.48% | [8 empty] | Residential | 470 | No | 1.88
207616178 | Central Heat Pump | DAIKIN | HRCU-A-CB (Split System: Heat Pump with Remote Outdoor Unit-Air-Source) | DZ18TC0361C* | ASPEN |  | D(A,C,E)48D44+TDR | D*96VC0403BNA* | 33800 | 18.5 |  | 13.1 | 10 |  | 36000 | 22200 | 61.67% | [8 empty] | Residential | 705 | No | 2.82
207616179 | Central Heat Pump | DAIKIN | HRCU-A-CB (Split System: Heat Pump with Remote Outdoor Unit-Air-Source) | DZ18TC0361C* | ASPEN |  | D(A,C,E)36D44+TDR | D*96VC0403BNA* | 33200 | 18 |  | 13 | 10 |  | 35800 | 22200 | 62.01% | [8 empty] | Residential | 692.5 | No | 2.77
207616184 | Central Heat Pump | DAIKIN | HRCU-A-CB (Split System: Heat Pump with Remote Outdoor Unit-Air-Source) | DZ18TC0241C* | ASPEN |  | D(A,C,E)36D44+TDR | D*96VC0803BNA* | 22200 | 18.5 |  | 13.9 | 10.1 |  | 22800 | 13000 | 57.02% | [8 empty] | Residential | 462.5 | No | 1.85
207616185 | Central Heat Pump | DAIKIN | HRCU-A-CB (Split System: Heat Pump with Remote Outdoor Unit-Air-Source) | DZ18TC0241C* | ASPEN |  | D(A,C,E)30D44+TDR | D*96VC0803BNA* | 22000 | 18.5 |  | 13.8 | 10.1 |  | 22600 | 13000 | 57.52% | [8 empty] | Residential | 457.5 | No | 1.83
202083624 | Central Heat Pump | ONYX | HRCU-A-CB (Split System: Heat Pump with Remote Outdoor Unit-Air-Source) | FSH1BG4CVRX36K |  |  | C6B(A,H)-X36(C,U)-C | FG7T(*)-VC(*) | 34800 | 18.5 |  | 12.5 | 10 |  | 34200 | 21800 | 63.74% | [8 empty] | Residential | 725 | No | 2.9
202083641 | Central Heat Pump | ONYX | HRCU-A-CB (Split System: Heat Pump with Remote Outdoor Unit-Air-Source) | FSH1BG4CVRX36K |  |  | B6VMAX36K-B |  | 34800 | 19 |  | 12.6 | 10 |  | 34400 | 21800 | 63.37% | [8 empty] | Residential | 725 | No | 2.9
204306205 | Central Heat Pump | ONYX | HRCU-A-CB (Split System: Heat Pump with Remote Outdoor Unit-Air-Source) | FSH1BG4CVRX36K |  |  | C6B(A,H)-X36(C,U)-B | MB7VM-1600K-B | 34800 | 19 |  | 12.6 | 10 |  | 34400 | 21800 | 63.37% | [8 empty] | Residential | 725 | No | 2.9
202083618 | Central Heat Pump | ONYX | HRCU-A-CB (Split System: Heat Pump with Remote Outdoor Unit-Air-Source) | FSH1BG4CVRX24K |  |  | C6B(A,H)-X26(C,U)-B | FG7T(*)-VB(*) | 24400 | 19 |  | 13.5 | 10 |  | 22200 | 14100 | 63.51% | [8 empty] | Residential | 507.5 | No | 2.03
202083640 | Central Heat Pump | ONYX | HRCU-A-CB (Split System: Heat Pump with Remote Outdoor Unit-Air-Source) | FSH1BG4CVRX24K |  |  | B6VMAX24K-B |  | 24600 | 19 |  | 13.9 | 10 |  | 22400 | 14200 | 63.39% | [8 empty] | Residential | 512.5 | No | 2.05
204306204 | Central Heat Pump | ONYX | HRCU-A-CB (Split System: Heat Pump with Remote Outdoor Unit-Air-Source) | FSH1BG4CVRX24K |  |  | C6B(A,H)-X26(C,U)-B | MB7VM-1600K-B | 24600 | 19 |  | 13.9 | 10 |  | 22400 | 14200 | 63.39% | [8 empty] | Residential | 512.5 | No | 2.05
206853002 | Central Heat Pump | ONYX | HRCU-A-CB (Split System: Heat Pump with Remote Outdoor Unit-Air-Source) | FSH1BG4CVRX24KP |  |  | C6B(A,H)-X26(C,U)-B(*) | FG7T(*)-VB(*) | 24400 | 19 |  | 13.5 | 10 |  | 22200 | 14100 | 63.51% | [8 empty] | Residential | 507.5 | No | 2.03
206853004 | Central Heat Pump | ONYX | HRCU-A-CB (Split System: Heat Pump with Remote Outdoor Unit-Air-Source) | FSH1BG4CVRX36KP |  |  | C6B(A,H)-X36(C,U)-C(*) | FG7T(*)-VC(*) | 34800 | 18.5 |  | 12.5 | 10 |  | 34200 | 21800 | 63.74% | [8 empty] | Residential | 725 | No | 2.9
206853014 | Central Heat Pump | ONYX | HRCU-A-CB (Split System: Heat Pump with Remote Outdoor Unit-Air-Source) | FSH1BG4CVRX24KP |  |  | B6VMAX24K-B(*) |  | 24600 | 19 |  | 13.9 | 10 |  | 22400 | 14200 | 63.39% | [8 empty] | Residential | 512.5 | No | 2.05
205960482 | Central Heat Pump | BRYANT HEATING AND COOLING SYSTEMS | HRCU-A-CB (Split System: Heat Pump with Remote Outdoor Unit-Air-Source) | 284ANV024*0**A* | ADP |  | H,PG7J936 | 986TC66120C24*** | 23000 | 22 |  | 13.5 | 11 |  | 22400 | 22600 | 100.9% | [8 empty] | Residential | 480 | No | 1.92
205960489 | Central Heat Pump | BRYANT HEATING AND COOLING SYSTEMS | HRCU-A-CB (Split System: Heat Pump with Remote Outdoor Unit-Air-Source) | 284ANV024*0**A* | ADP |  | H,PE7J936 | 986TC66120C24*** | 23000 | 22 |  | 13.5 | 11 |  | 22400 | 22600 | 100.9% | [8 empty] | Residential | 480 | No | 1.92
205960497 | Central Heat Pump | BRYANT HEATING AND COOLING SYSTEMS | HRCU-A-CB (Split System: Heat Pump with Remote Outdoor Unit-Air-Source) | 284ANV024*0**A* | ADP |  | H,PG83936 | 986TC66120C24*** | 23400 | 22 |  | 14 | 11 |  | 22400 | 22600 | 100.9% | [8 empty] | Residential | 487.5 | No | 1.95
205960503 | Central Heat Pump | BRYANT HEATING AND COOLING SYSTEMS | HRCU-A-CB (Split System: Heat Pump with Remote Outdoor Unit-Air-Source) | 284ANV024*0**A* | ADP |  | H,PG81936 | 986TC66120C24*** | 23400 | 22 |  | 14 | 11 |  | 22400 | 22600 | 100.9% | [8 empty] | Residential | 487.5 | No | 1.95
205960508 | Central Heat Pump | BRYANT HEATING AND COOLING SYSTEMS | HRCU-A-CB (Split System: Heat Pump with Remote Outdoor Unit-Air-Source) | 284ANV024*0**A* | ADP |  | H,PG7J936 | 987MB42060C17*** | 23400 | 21 |  | 13 | 11 |  | 22400 | 23000 | 102.7% | [8 empty] | Residential | 487.5 | No | 1.95
205960510 | Central Heat Pump | BRYANT HEATING AND COOLING SYSTEMS | HRCU-A-CB (Split System: Heat Pump with Remote Outdoor Unit-Air-Source) | 284ANV024*0**A* | ADP |  | H,PE7J936 | 987MB42060C17*** | 23400 | 21 |  | 13 | 11 |  | 22400 | 23000 | 102.7% | [8 empty] | Residential | 487.5 | No | 1.95
205960512 | Central Heat Pump | BRYANT HEATING AND COOLING SYSTEMS | HRCU-A-CB (Split System: Heat Pump with Remote Outdoor Unit-Air-Source) | 284ANV024*0**A* | ADP |  | H,PG83936 | 987MB42060C17*** | 23400 | 21 |  | 13 | 11 |  | 22400 | 23000 | 102.7% | [8 empty] | Residential | 487.5 | No | 1.95
205960517 | Central Heat Pump | BRYANT HEATING AND COOLING SYSTEMS | HRCU-A-CB (Split System: Heat Pump with Remote Outdoor Unit-Air-Source) | 284ANV024*0**A* | ADP |  | H,PG81936 | 987MB42060C17*** | 23400 | 21 |  | 13 | 11 |  | 22400 | 23000 | 102.7% | [8 empty] | Residential | 487.5 | No | 1.95
206853015 | Central Heat Pump | ONYX | HRCU-A-CB (Split System: Heat Pump with Remote Outdoor Unit-Air-Source) | FSH1BG4CVRX36KP |  |  | B6VMAX36K-B(*) |  | 34800 | 19 |  | 12.6 | 10 |  | 34400 | 21800 | 63.37% | [8 empty] | Residential | 725 | No | 2.9
201922988 | Central Heat Pump | TRANE | HRCU-A-CB (Split System: Heat Pump with Remote Outdoor Unit-Air-Source) | 4TWL9024A1 |  |  | 4TXCB006DS3 | *UHMB060ACV3 | 24000 | 18 |  | 12.5 | 11 |  | 20600 | 13800 | 66.99% | [8 empty] | Residential | 500 | No | 2
201922990 | Central Heat Pump | TRANE | HRCU-A-CB (Split System: Heat Pump with Remote Outdoor Unit-Air-Source) | 4TWL9024A1 |  |  | 4TXCC005DS3 | *UHMC100ACV4 | 24200 | 18 |  | 13 | 11 |  | 20000 | 13400 | 67% | [8 empty] | Residential | 505 | No | 2.02
201922991 | Central Heat Pump | TRANE | HRCU-A-CB (Split System: Heat Pump with Remote Outdoor Unit-Air-Source) | 4TWL9024A1 |  |  | 4TXCC007DS3 | *UHMC100ACV4 | 24400 | 19 |  | 13 | 11.5 |  | 20400 | 13700 | 67.16% | [8 empty] | Residential | 507.5 | No | 2.03
201923002 | Central Heat Pump | TRANE | HRCU-A-CB (Split System: Heat Pump with Remote Outdoor Unit-Air-Source) | 4TWL9024A1 |  |  | TAM9A0C36V31 |  | 24000 | 19.5 |  | 13 | 11.5 |  | 19600 | 13600 | 69.39% | 23800 | 18.5 | 12.5 | 9 | 20400 |  |  |  | Residential | 495 | No | 1.98
201923003 | Central Heat Pump | TRANE | HRCU-A-CB (Split System: Heat Pump with Remote Outdoor Unit-Air-Source) | 4TWL9024A1 |  |  | TEM8A0B30V31+TDR |  | 23600 | 19 |  | 12.5 | 11 |  | 20000 | 14200 | 71% | 23600 | 18 | 12 | 9 | 21000 |  |  |  | Residential | 492.5 | No | 1.97
201923004 | Central Heat Pump | TRANE | HRCU-A-CB (Split System: Heat Pump with Remote Outdoor Unit-Air-Source) | 4TWL9024A1 |  |  | TEM8A0C36V31+TDR |  | 24000 | 19.5 |  | 13 | 11 |  | 20000 | 13300 | 66.5% | [8 empty] | Residential | 500 | No | 2
201923090 | Central Heat Pump | TRANE | HRCU-A-CB (Split System: Heat Pump with Remote Outdoor Unit-Air-Source) | 4TWL9024A1 |  |  | 4PX*BD36BS3 | S9V2B060D3PSB+RP | 23600 | 19 |  | 13 | 11.5 |  | 20000 | 13600 | 68% | 23200 | 18 | 12 | 8.5 | 20400 |  |  |  | Residential | 482.5 | No | 1.93
201923091 | Central Heat Pump | TRANE | HRCU-A-CB (Split System: Heat Pump with Remote Outdoor Unit-Air-Source) | 4TWL9024A1 |  |  | 4PX*BD36BS3 | S9V2B080D3PSB+RP | 23600 | 19.5 |  | 12.5 | 11 |  | 20000 | 13700 | 68.5% | 23200 | 17.5 | 12 | 8.5 | 20400 |  |  |  | Residential | 482.5 | No | 1.93
207616190 | Central Heat Pump | DAIKIN | HRCU-A-CB (Split System: Heat Pump with Remote Outdoor Unit-Air-Source) | DZ18TC0361C* | ASPEN |  | D(A,C,E)48D44+TDR | D*96VC1005CNA* | 34200 | 18.5 |  | 14 | 10.1 |  | 36600 | 22800 | 62.3% | [8 empty] | Residential | 712.5 | No | 2.85
207616191 | Central Heat Pump | DAIKIN | HRCU-A-CB (Split System: Heat Pump with Remote Outdoor Unit-Air-Source) | DZ18TC0361C* | ASPEN |  | D(A,C,E)36D44+TDR | D*96VC1005CNA* | 33600 | 18.5 |  | 13.9 | 10 |  | 36400 | 22800 | 62.64% | [8 empty] | Residential | 700 | No | 2.8
207616196 | Central Heat Pump | DAIKIN | HRCU-A-CB (Split System: Heat Pump with Remote Outdoor Unit-Air-Source) | DZ18TC0241C* | ASPEN |  | D(A,C,E)36D44+TDR | D*97MC0803BNA* | 22200 | 18.5 |  | 13.9 | 10.1 |  | 22800 | 13000 | 57.02% | [8 empty] | Residential | 462.5 | No | 1.85
207616197 | Central Heat Pump | DAIKIN | HRCU-A-CB (Split System: Heat Pump with Remote Outdoor Unit-Air-Source) | DZ18TC0241C* | ASPEN |  | D(A,C,E)30D44+TDR | D*97MC0803BNA* | 22000 | 18.5 |  | 13.8 | 10.1 |  | 22600 | 13000 | 57.52% | [8 empty] | Residential | 457.5 | No | 1.83
207616202 | Central Heat Pump | DAIKIN | HRCU-A-CB (Split System: Heat Pump with Remote Outdoor Unit-Air-Source) | DZ18TC0361C* | ASPEN |  | D(A,C,E)48D44+TDR | D*97MC1005CNA* | 34200 | 18.5 |  | 14 | 10.1 |  | 36600 | 22800 | 62.3% | [8 empty] | Residential | 712.5 | No | 2.85
207616203 | Central Heat Pump | DAIKIN | HRCU-A-CB (Split System: Heat Pump with Remote Outdoor Unit-Air-Source) | DZ18TC0361C* | ASPEN |  | D(A,C,E)36D44+TDR | D*97MC1005CNA* | 33600 | 18.5 |  | 13.9 | 10 |  | 36400 | 22800 | 62.64% | [8 empty] | Residential | 700 | No | 2.8
208127332 | Central Heat Pump | DAIKIN | HRCU-A-CB (Split System: Heat Pump with Remote Outdoor Unit-Air-Source) | DZ18TC0361C* | ASPEN |  | LGM594+TDR |  | 32800 | 18 |  | 13.8 | 10.1 |  | 35200 | 22600 | 64.2% | [8 empty] | Residential | 682.5 | No | 2.73
207137610 | Central Heat Pump | DAIKIN | HRCU-A-CB (Split System: Heat Pump with Remote Outdoor Unit-Air-Source) | DZ20VC0361B* | ASPEN |  | D(A,C,E)48B44+TDR | D*96VC1005CNA* | 34200 | 20 |  | 12.5 | 10 |  | 34800 | 18200 | 52.3% | [8 empty] | Residential | 712.5 | No | 2.85
207137612 | Central Heat Pump | DAIKIN | HRCU-A-CB (Split System: Heat Pump with Remote Outdoor Unit-Air-Source) | DZ20VC0361B* | ASPEN |  | D(A,C,E)36D34+TDR | D*96VC1205DNA* | 34000 | 20 |  | 13 | 10 |  | 34800 | 18200 | 52.3% | [8 empty] | Residential | 707.5 | No | 2.83
205960521 | Central Heat Pump | BRYANT HEATING AND COOLING SYSTEMS | HRCU-A-CB (Split System: Heat Pump with Remote Outdoor Unit-Air-Source) | 284ANV024*0**A* | ADP |  | H,PG7J936 | 987MB42080C17*** | 22400 | 21 |  | 13.5 | 11 |  | 22400 | 22400 | 100% | [8 empty] | Residential | 467.5 | No | 1.87
205960523 | Central Heat Pump | BRYANT HEATING AND COOLING SYSTEMS | HRCU-A-CB (Split System: Heat Pump with Remote Outdoor Unit-Air-Source) | 284ANV024*0**A* | ADP |  | H,PE7J936 | 987MB42080C17*** | 22400 | 21 |  | 13.5 | 11 |  | 22400 | 22400 | 100% | [8 empty] | Residential | 467.5 | No | 1.87
205960525 | Central Heat Pump | BRYANT HEATING AND COOLING SYSTEMS | HRCU-A-CB (Split System: Heat Pump with Remote Outdoor Unit-Air-Source) | 284ANV024*0**A* | ADP |  | H,PG83936 | 987MB42080C17*** | 23400 | 22 |  | 14 | 11 |  | 22400 | 22600 | 100.9% | [8 empty] | Residential | 487.5 | No | 1.95
205960534 | Central Heat Pump | BRYANT HEATING AND COOLING SYSTEMS | HRCU-A-CB (Split System: Heat Pump with Remote Outdoor Unit-Air-Source) | 284ANV024*0**A* | ADP |  | H,PG81936 | 987MB42080C17*** | 23400 | 22 |  | 14 | 11 |  | 22400 | 22600 | 100.9% | [8 empty] | Residential | 487.5 | No | 1.95
205960542 | Central Heat Pump | BRYANT HEATING AND COOLING SYSTEMS | HRCU-A-CB (Split System: Heat Pump with Remote Outdoor Unit-Air-Source) | 284ANV024*0**A* | ADP |  | H,PG7J936 | 987MB60060C21*** | 23400 | 21 |  | 13 | 11 |  | 22400 | 22800 | 101.8% | [8 empty] | Residential | 487.5 | No | 1.95
205960552 | Central Heat Pump | BRYANT HEATING AND COOLING SYSTEMS | HRCU-A-CB (Split System: Heat Pump with Remote Outdoor Unit-Air-Source) | 284ANV024*0**A* | ADP |  | H,PE7J936 | 987MB60060C21*** | 23400 | 21 |  | 13 | 11 |  | 22400 | 22800 | 101.8% | [8 empty] | Residential | 487.5 | No | 1.95
205960563 | Central Heat Pump | BRYANT HEATING AND COOLING SYSTEMS | HRCU-A-CB (Split System: Heat Pump with Remote Outdoor Unit-Air-Source) | 284ANV024*0**A* | ADP |  | H,PG83936 | 987MB60060C21*** | 23200 | 22 |  | 14 | 11 |  | 22400 | 22200 | 99.11% | [8 empty] | Residential | 482.5 | No | 1.93
205960639 | Central Heat Pump | BRYANT HEATING AND COOLING SYSTEMS | HRCU-A-CB (Split System: Heat Pump with Remote Outdoor Unit-Air-Source) | 284ANV024*0**A* | ADP |  | H,PG81936 | 987MB60060C21*** | 23400 | 21 |  | 14 | 11 |  | 22400 | 22600 | 100.9% | [8 empty] | Residential | 487.5 | No | 1.95
207526324 | Central Heat Pump | TRANE | HRCU-A-CB (Split System: Heat Pump with Remote Outdoor Unit-Air-Source) | 4TWV0X36A1 |  |  | TAM9A0C36V31 |  | 35000 | 19.75 |  | 13.5 | 10 |  | 33400 | 26000 | 77.84% | 35000 | 19.5 | 12.7 | 8.7 | 31600 |  |  |  | Residential | 730 | No | 2.92
207526325 | Central Heat Pump | TRANE | HRCU-A-CB (Split System: Heat Pump with Remote Outdoor Unit-Air-Source) | 4TWV0X36A1 |  |  | TAM9A0C42V41 |  | 35600 | 21 |  | 13.5 | 10 |  | 33600 | 24800 | 73.81% | [8 empty] | Residential | 742.5 | No | 2.97
207071271 | Central Heat Pump | CENTURY | HRCU-A-CB (Split System: Heat Pump with Remote Outdoor Unit-Air-Source) | HRG1836S1P |  |  | E*1P23B+H4TXV01 | GUH92C070B3M | 23200 | 19 |  | 13 | 10 |  | 24000 | 14900 | 62.08% | 23600 | 19 | 12.3 | 8.5 | 24000 |  |  |  | Residential | 492.5 | No | 1.97
207071305 | Central Heat Pump | CENTURY | HRCU-A-CB (Split System: Heat Pump with Remote Outdoor Unit-Air-Source) | HRG1836S1P |  |  | EA(C,U)1P30B+H4TXV01 | GUH96T070B3M | 23800 | 20 |  | 13 | 10 |  | 24000 | 15400 | 64.17% | 23800 | 19 | 12.3 | 8.1 | 24000 |  |  |  | Residential | 495 | No | 1.98
207071345 | Central Heat Pump | CENTURY | HRCU-A-CB (Split System: Heat Pump with Remote Outdoor Unit-Air-Source) | HRG1836S1P |  |  | EAC4X30B | GUH96T070B3M | 23800 | 20 |  | 13 | 10 |  | 24000 | 15400 | 64.17% | 23800 | 19 | 12.3 | 8.1 | 24000 |  |  |  | Residential | 495 | No | 1.98
207071361 | Central Heat Pump | CENTURY | HRCU-A-CB (Split System: Heat Pump with Remote Outdoor Unit-Air-Source) | HRG1836S1P |  |  | EAH1P30A+H4TXV01 | GUH80C045A3M | 24000 | 18.5 |  | 13 | 10 |  | 24000 | 15200 | 63.33% | 24000 | 19 | 12.3 | 8.5 | 24000 |  |  |  | Residential | 500 | No | 2
207071363 | Central Heat Pump | CENTURY | HRCU-A-CB (Split System: Heat Pump with Remote Outdoor Unit-Air-Source) | HRG1836S1P |  |  | EAH1P30B+H4TXV01 | GUH96T045B3M | 24000 | 20 |  | 13 | 10 |  | 24000 | 15300 | 63.75% | 24000 | 19 | 12.3 | 8.5 | 24000 |  |  |  | Residential | 500 | No | 2
207071365 | Central Heat Pump | CENTURY | HRCU-A-CB (Split System: Heat Pump with Remote Outdoor Unit-Air-Source) | HRG1836S1P |  |  | EAH1P30B+H4TXV01 | GUH96T070B3M | 24000 | 20 |  | 13 | 10 |  | 24000 | 15300 | 63.75% | 24000 | 19 | 12.3 | 8.5 | 24000 |  |  |  | Residential | 500 | No | 2
207137614 | Central Heat Pump | DAIKIN | HRCU-A-CB (Split System: Heat Pump with Remote Outdoor Unit-Air-Source) | DZ20VC0361B* | ASPEN |  | D(A,C,E)42D44+TDR | D*96VC1205DNA* | 35000 | 20 |  | 13 | 10 |  | 34800 | 18200 | 52.3% | [8 empty] | Residential | 730 | No | 2.92
207137616 | Central Heat Pump | DAIKIN | HRCU-A-CB (Split System: Heat Pump with Remote Outdoor Unit-Air-Source) | DZ20VC0361B* | ASPEN |  | D(A,C,E)48B44+TDR | D*96VC1205DNA* | 34200 | 20 |  | 13 | 10 |  | 34800 | 18200 | 52.3% | [8 empty] | Residential | 712.5 | No | 2.85
207137638 | Central Heat Pump | DAIKIN | HRCU-A-CB (Split System: Heat Pump with Remote Outdoor Unit-Air-Source) | DZ20VC0361B* | ASPEN |  | D(A,C,E)42D44+TDR | D*97MC1005CNA* | 35000 | 20 |  | 12.5 | 10 |  | 34800 | 18200 | 52.3% | [8 empty] | Residential | 730 | No | 2.92
207137641 | Central Heat Pump | DAIKIN | HRCU-A-CB (Split System: Heat Pump with Remote Outdoor Unit-Air-Source) | DZ20VC0361B* | ASPEN |  | D(A,C,E)48B44+TDR | D*97MC1005CNA* | 34200 | 20 |  | 12.5 | 10 |  | 34800 | 18200 | 52.3% | [8 empty] | Residential | 712.5 | No | 2.85
207138078 | Central Heat Pump | DAIKIN | HRCU-A-CB (Split System: Heat Pump with Remote Outdoor Unit-Air-Source) | DZ18TC0241C* | ASPEN |  | D(A,C,E)36D34+TDR | D*80VC0603B*A* | 22000 | 19 |  | 13.8 | 10.1 |  | 22800 | 12900 | 56.58% | [8 empty] | Residential | 457.5 | No | 1.83
207138089 | Central Heat Pump | DAIKIN | HRCU-A-CB (Split System: Heat Pump with Remote Outdoor Unit-Air-Source) | DZ18TC0241C* | ASPEN |  | D(A,C,E)36D34+TDR | D*80VC0804C*A* | 22800 | 18.5 |  | 14.1 | 10 |  | 22600 | 13100 | 57.96% | [8 empty] | Residential | 475 | No | 1.9
207138118 | Central Heat Pump | DAIKIN | HRCU-A-CB (Split System: Heat Pump with Remote Outdoor Unit-Air-Source) | DZ18TC0361C* | ASPEN |  | D(A,C,E)42D44+TDR | D*80SC0805CUA* | 34000 | 18.5 |  | 14 | 10 |  | 36000 | 23000 | 63.89% | [8 empty] | Residential | 707.5 | No | 2.83
207138125 | Central Heat Pump | DAIKIN | HRCU-A-CB (Split System: Heat Pump with Remote Outdoor Unit-Air-Source) | DZ18TC0361C* | ASPEN |  | D(A,C,E)42D44+TDR | D*80VC0604B*A* | 33800 | 18 |  | 13 | 10.1 |  | 36200 | 22600 | 62.43% | [8 empty] | Residential | 705 | No | 2.82
207138130 | Central Heat Pump | DAIKIN | HRCU-A-CB (Split System: Heat Pump with Remote Outdoor Unit-Air-Source) | DZ18TC0361C* | ASPEN |  | D(A,C,E)42D44+TDR | D*80VC0803B*A* | 33800 | 18.5 |  | 13 | 10.1 |  | 36200 | 22600 | 62.43% | [8 empty] | Residential | 705 | No | 2.82
205960641 | Central Heat Pump | BRYANT HEATING AND COOLING SYSTEMS | HRCU-A-CB (Split System: Heat Pump with Remote Outdoor Unit-Air-Source) | 284ANV024*0**A* | ADP |  | H,PG7J936 | 987MB60080C21*** | 23400 | 22 |  | 14 | 11 |  | 22400 | 22600 | 100.9% | [8 empty] | Residential | 487.5 | No | 1.95
205960642 | Central Heat Pump | BRYANT HEATING AND COOLING SYSTEMS | HRCU-A-CB (Split System: Heat Pump with Remote Outdoor Unit-Air-Source) | 284ANV024*0**A* | ADP |  | H,PE7J936 | 987MB60080C21*** | 23400 | 22 |  | 14 | 11 |  | 22400 | 22600 | 100.9% | [8 empty] | Residential | 487.5 | No | 1.95
205960644 | Central Heat Pump | BRYANT HEATING AND COOLING SYSTEMS | HRCU-A-CB (Split System: Heat Pump with Remote Outdoor Unit-Air-Source) | 284ANV024*0**A* | ADP |  | H,PG83936 | 987MB60080C21*** | 23400 | 22 |  | 14 | 11 |  | 22400 | 22400 | 100% | [8 empty] | Residential | 487.5 | No | 1.95
205960645 | Central Heat Pump | BRYANT HEATING AND COOLING SYSTEMS | HRCU-A-CB (Split System: Heat Pump with Remote Outdoor Unit-Air-Source) | 284ANV024*0**A* | ADP |  | H,PG81936 | 987MB60080C21*** | 23400 | 22 |  | 14 | 11 |  | 22400 | 22800 | 101.8% | [8 empty] | Residential | 487.5 | No | 1.95
205960647 | Central Heat Pump | BRYANT HEATING AND COOLING SYSTEMS | HRCU-A-CB (Split System: Heat Pump with Remote Outdoor Unit-Air-Source) | 284ANV024*0**A* | ADP |  | H,PG7J936 | 987MB66100C21*** | 23400 | 22 |  | 14 | 11 |  | 22400 | 22600 | 100.9% | [8 empty] | Residential | 487.5 | No | 1.95
205960649 | Central Heat Pump | BRYANT HEATING AND COOLING SYSTEMS | HRCU-A-CB (Split System: Heat Pump with Remote Outdoor Unit-Air-Source) | 284ANV024*0**A* | ADP |  | H,PE7J936 | 987MB66100C21*** | 23400 | 22 |  | 14 | 11 |  | 22400 | 22600 | 100.9% | [8 empty] | Residential | 487.5 | No | 1.95
205960651 | Central Heat Pump | BRYANT HEATING AND COOLING SYSTEMS | HRCU-A-CB (Split System: Heat Pump with Remote Outdoor Unit-Air-Source) | 284ANV024*0**A* | ADP |  | H,PG83936 | 987MB66100C21*** | 23400 | 22 |  | 14 | 11 |  | 22400 | 22800 | 101.8% | [8 empty] | Residential | 487.5 | No | 1.95
205960654 | Central Heat Pump | BRYANT HEATING AND COOLING SYSTEMS | HRCU-A-CB (Split System: Heat Pump with Remote Outdoor Unit-Air-Source) | 284ANV024*0**A* | ADP |  | H,PG81936 | 987MB66100C21*** | 23400 | 22 |  | 14 | 11 |  | 22400 | 22800 | 101.8% | [8 empty] | Residential | 487.5 | No | 1.95
202110529 | Central Heat Pump | ECOER | HRCU-A-CB (Split System: Heat Pump with Remote Outdoor Unit-Air-Source) | EODA18H-4860 |  |  | EAHATN-36 |  | 36000 | 20 |  | 13 | 10 |  | 36000 | 24000 | 66.67% | 36000 | 17.5 | 12 | 8.5 | 36000 | 28000 | 77.78% | 2.1 | Residential | 750 | Yes | 3 | Both
202337969 | Central Heat Pump | ECOER | HRCU-A-CB (Split System: Heat Pump with Remote Outdoor Unit-Air-Source) | EODA18H-2436 |  |  | EAHATN-24 |  | 23400 | 20 |  | 13 | 10 |  | 24000 | 19200 | 80% | 23400 | 18 | 12 | 8.5 | 24000 | 17600 | 73.33% | 2.1 | Residential | 487.5 | Yes | 1.95 | Both
207861756 | Central Heat Pump | ECOER | HRCU-A-CB (Split System: Heat Pump with Remote Outdoor Unit-Air-Source) | EODA18H-2436B |  |  | EAHATN-24B |  | 24000 | 20.5 |  | 13.5 | 10.5 |  | 24000 | 22400 | 93.33% | 24000 | 20 | 13 | 9.2 | 24000 | 19600 | 81.67% | 2.1 | Residential | 500 | Yes | 2 | Both
207861758 | Central Heat Pump | ECOER | HRCU-A-CB (Split System: Heat Pump with Remote Outdoor Unit-Air-Source) | EODA18H-4860B |  |  | EAHATN-36B |  | 35200 | 20 |  | 12.5 | 10.5 |  | 36000 | 32000 | 88.89% | 35200 | 19 | 12 | 9.2 | 36000 | 29200 | 81.11% | 2.1 | Residential | 732.5 | Yes | 2.93 | Both
205272653 | Central Heat Pump | CARRIER | HRCU-A-CB (Split System: Heat Pump with Remote Outdoor Unit-Air-Source) | 25VNA436A*030* |  |  | CNPV*4821AL*+UI | 59TN6B080C17**14 | 33600 | 20.5 |  | 12.5 | 10.5 |  | 35800 | 34000 | 94.97% | [8 empty] | Residential | 700 | No | 2.8
205272655 | Central Heat Pump | CARRIER | HRCU-A-CB (Split System: Heat Pump with Remote Outdoor Unit-Air-Source) | 25VNA436A*030* |  |  | CNPV*4821AL*+UI | 59MN7B080C17**14 | 33600 | 20.5 |  | 12.5 | 10.5 |  | 35800 | 34000 | 94.97% | [8 empty] | Residential | 700 | No | 2.8
205272656 | Central Heat Pump | CARRIER | HRCU-A-CB (Split System: Heat Pump with Remote Outdoor Unit-Air-Source) | 25VNA436A*030* |  |  | CNPV*4821AL*+UI | 59MN7B080C21**20 | 33800 | 21 |  | 13 | 10.5 |  | 35600 | 33600 | 94.38% | [8 empty] | Residential | 705 | No | 2.82
205272657 | Central Heat Pump | CARRIER | HRCU-A-CB (Split System: Heat Pump with Remote Outdoor Unit-Air-Source) | 25VNA436A*030* |  |  | CNPV*4821AL*+UI | 59MN7B100C21**22 | 33800 | 21 |  | 13 | 10.5 |  | 35400 | 33400 | 94.35% | [8 empty] | Residential | 705 | No | 2.82
207138133 | Central Heat Pump | DAIKIN | HRCU-A-CB (Split System: Heat Pump with Remote Outdoor Unit-Air-Source) | DZ18TC0361C* | ASPEN |  | D(A,C,E)42D44+TDR | D*80VC0804C*A* | 33600 | 18.5 |  | 13.5 | 10 |  | 36000 | 23000 | 63.89% | [8 empty] | Residential | 700 | No | 2.8
207138137 | Central Heat Pump | DAIKIN | HRCU-A-CB (Split System: Heat Pump with Remote Outdoor Unit-Air-Source) | DZ18TC0361C* | ASPEN |  | D(A,C,E)42D44+TDR | D*80VC0805C*A* | 34000 | 18.5 |  | 14 | 10 |  | 36600 | 23000 | 62.84% | [8 empty] | Residential | 707.5 | No | 2.83
207138141 | Central Heat Pump | DAIKIN | HRCU-A-CB (Split System: Heat Pump with Remote Outdoor Unit-Air-Source) | DZ18TC0361C* | ASPEN |  | D(A,C,E)42D44+TDR | D*80VC0805D*A* | 34200 | 18.5 |  | 13 | 10.3 |  | 36200 | 22600 | 62.43% | [8 empty] | Residential | 712.5 | No | 2.85
207138143 | Central Heat Pump | DAIKIN | HRCU-A-CB (Split System: Heat Pump with Remote Outdoor Unit-Air-Source) | DZ18TC0361C* | ASPEN |  | D(A,C,E)48B44+TDR | D*80VC0805D*A* | 33400 | 18.5 |  | 13.4 | 10 |  | 36000 | 22600 | 62.78% | [8 empty] | Residential | 695 | No | 2.78
207138145 | Central Heat Pump | DAIKIN | HRCU-A-CB (Split System: Heat Pump with Remote Outdoor Unit-Air-Source) | DZ18TC0361C* | ASPEN |  | D(A,C,E)42D44+TDR | D*80VC1005C*A* | 34000 | 18.5 |  | 14 | 10 |  | 36000 | 23000 | 63.89% | [8 empty] | Residential | 707.5 | No | 2.83
207137562 | Central Heat Pump | DAIKIN | HRCU-A-CB (Split System: Heat Pump with Remote Outdoor Unit-Air-Source) | DZ20VC0361B* | ASPEN |  | D(A,C,E)36D34+TDR | D*80VC0604B*A* | 33200 | 20 |  | 12.8 | 10 |  | 35000 | 18200 | 52% | [8 empty] | Residential | 692.5 | No | 2.77
207137564 | Central Heat Pump | DAIKIN | HRCU-A-CB (Split System: Heat Pump with Remote Outdoor Unit-Air-Source) | DZ20VC0361B* | ASPEN |  | D(A,C,E)42D44+TDR | D*80VC0604B*A* | 34200 | 20 |  | 13 | 10 |  | 35000 | 18200 | 52% | [8 empty] | Residential | 712.5 | No | 2.85
207137643 | Central Heat Pump | DAIKIN | HRCU-A-CB (Split System: Heat Pump with Remote Outdoor Unit-Air-Source) | DZ20VC0361B* | ASPEN |  | D(A,C,E)36D34+TDR | D*97MC1205DNA* | 34000 | 20 |  | 13 | 10 |  | 34800 | 18200 | 52.3% | [8 empty] | Residential | 707.5 | No | 2.83
207137645 | Central Heat Pump | DAIKIN | HRCU-A-CB (Split System: Heat Pump with Remote Outdoor Unit-Air-Source) | DZ20VC0361B* | ASPEN |  | D(A,C,E)42D44+TDR | D*97MC1205DNA* | 35000 | 20 |  | 13 | 10 |  | 34800 | 18200 | 52.3% | [8 empty] | Residential | 730 | No | 2.92
205272658 | Central Heat Pump | CARRIER | HRCU-A-CB (Split System: Heat Pump with Remote Outdoor Unit-Air-Source) | 25VNA436A*030* |  |  | CNPV*4821AL*+UI | 59TN6B080C21**20 | 33800 | 21 |  | 13 | 10.5 |  | 35600 | 33600 | 94.38% | [8 empty] | Residential | 705 | No | 2.82
205272659 | Central Heat Pump | CARRIER | HRCU-A-CB (Split System: Heat Pump with Remote Outdoor Unit-Air-Source) | 25VNA436A*030* |  |  | CNPV*4821AL*+UI | 59TN6B100C21**22 | 33800 | 21 |  | 13 | 10.5 |  | 35400 | 33400 | 94.35% | [8 empty] | Residential | 705 | No | 2.82
205272660 | Central Heat Pump | CARRIER | HRCU-A-CB (Split System: Heat Pump with Remote Outdoor Unit-Air-Source) | 25VNA436A*030* |  |  | CNPV*4821AL*+UI | 58TN*A090C17**16 | 33800 | 21.5 |  | 13 | 10.5 |  | 35400 | 33400 | 94.35% | [8 empty] | Residential | 705 | No | 2.82
205272661 | Central Heat Pump | CARRIER | HRCU-A-CB (Split System: Heat Pump with Remote Outdoor Unit-Air-Source) | 25VNA436A*030* |  |  | CNPV*4821AL*+UI | 58TN*A110C21**20 | 34000 | 21.5 |  | 13 | 10.5 |  | 35400 | 33400 | 94.35% | [8 empty] | Residential | 707.5 | No | 2.83
205272662 | Central Heat Pump | CARRIER | HRCU-A-CB (Split System: Heat Pump with Remote Outdoor Unit-Air-Source) | 25VNA436A*030* |  |  | CNPV*4821AL*+UI | 59MN7B060C21**20 | 33600 | 20.5 |  | 12.5 | 10.5 |  | 36000 | 34000 | 94.44% | [8 empty] | Residential | 700 | No | 2.8
208141144 | Central Heat Pump | ECOER | HRCU-A-CB (Split System: Heat Pump with Remote Outdoor Unit-Air-Source) | EODA18H-2436B |  |  | GNC2430APT | MGH96M080B3A | 24000 | 18.5 |  | 13 | 10 |  | 24000 | 22400 | 93.33% | 22800 | 18 | 12.5 | 8.8 | 24000 |  |  |  | Residential | 475 | No | 1.9
208141145 | Central Heat Pump | ECOER | HRCU-A-CB (Split System: Heat Pump with Remote Outdoor Unit-Air-Source) | EODA18H-2436B |  |  | GNC2430BPT | MGH96M080B3A | 24000 | 19 |  | 13 | 10 |  | 24000 | 23600 | 98.33% | 22800 | 18 | 12.5 | 8.8 | 24000 | 19200 | 80% | 2.1 | Residential | 475 | Yes | 1.9 | Both
208141146 | Central Heat Pump | ECOER | HRCU-A-CB (Split System: Heat Pump with Remote Outdoor Unit-Air-Source) | EODA18H-2436B |  |  | GNC2430APT | MGH96M060B3A | 24000 | 18.5 |  | 13 | 10 |  | 24000 | 22400 | 93.33% | 22800 | 18 | 12.5 | 8.8 | 24000 |  |  |  | Residential | 475 | No | 1.9
205960660 | Central Heat Pump | BRYANT HEATING AND COOLING SYSTEMS | HRCU-A-CB (Split System: Heat Pump with Remote Outdoor Unit-Air-Source) | 284ANV024*0**A* | ADP |  | H,PG7J936 | 987MB66120C24*** | 23000 | 22 |  | 13.5 | 11 |  | 22400 | 22600 | 100.9% | [8 empty] | Residential | 480 | No | 1.92
205960662 | Central Heat Pump | BRYANT HEATING AND COOLING SYSTEMS | HRCU-A-CB (Split System: Heat Pump with Remote Outdoor Unit-Air-Source) | 284ANV024*0**A* | ADP |  | H,PE7J936 | 987MB66120C24*** | 23000 | 22 |  | 13.5 | 11 |  | 22400 | 22600 | 100.9% | [8 empty] | Residential | 480 | No | 1.92
205960669 | Central Heat Pump | BRYANT HEATING AND COOLING SYSTEMS | HRCU-A-CB (Split System: Heat Pump with Remote Outdoor Unit-Air-Source) | 284ANV024*0**A* | ADP |  | H,PG83936 | 987MB66120C24*** | 23400 | 22 |  | 14 | 11 |  | 22400 | 22400 | 100% | [8 empty] | Residential | 487.5 | No | 1.95
205960671 | Central Heat Pump | BRYANT HEATING AND COOLING SYSTEMS | HRCU-A-CB (Split System: Heat Pump with Remote Outdoor Unit-Air-Source) | 284ANV024*0**A* | ADP |  | H,PG81936 | 987MB66120C24*** | 23400 | 22 |  | 14 | 11 |  | 22400 | 22400 | 100% | [8 empty] | Residential | 487.5 | No | 1.95
205960709 | Central Heat Pump | BRYANT HEATING AND COOLING SYSTEMS | HRCU-A-CB (Split System: Heat Pump with Remote Outdoor Unit-Air-Source) | 284ANV036*0**A* | ADP |  | H,PG81936 | 986TC42080C17*** | 33600 | 20 |  | 12.5 | 10 |  | 34200 | 32400 | 94.74% | [8 empty] | Residential | 700 | No | 2.8
205960714 | Central Heat Pump | BRYANT HEATING AND COOLING SYSTEMS | HRCU-A-CB (Split System: Heat Pump with Remote Outdoor Unit-Air-Source) | 284ANV036*0**A* | ADP |  | H,PG83936 | 986TC60080C21*** | 34200 | 21 |  | 13 | 10 |  | 33000 | 31400 | 95.15% | [8 empty] | Residential | 712.5 | No | 2.85
205960717 | Central Heat Pump | BRYANT HEATING AND COOLING SYSTEMS | HRCU-A-CB (Split System: Heat Pump with Remote Outdoor Unit-Air-Source) | 284ANV036*0**A* | ADP |  | H,PG81936 | 986TC60080C21*** | 33800 | 21 |  | 12.5 | 10 |  | 33800 | 31800 | 94.08% | [8 empty] | Residential | 705 | No | 2.82
205960723 | Central Heat Pump | BRYANT HEATING AND COOLING SYSTEMS | HRCU-A-CB (Split System: Heat Pump with Remote Outdoor Unit-Air-Source) | 284ANV036*0**A* | ADP |  | H,PG83936 | 986TC66100C21*** | 34600 | 21 |  | 13 | 10 |  | 33600 | 31800 | 94.64% | [8 empty] | Residential | 720 | No | 2.88
208141147 | Central Heat Pump | ECOER | HRCU-A-CB (Split System: Heat Pump with Remote Outdoor Unit-Air-Source) | EODA18H-2436B |  |  | GNC2430BPT | MGH96M060B3A | 24000 | 19 |  | 13 | 10 |  | 24000 | 23600 | 98.33% | 22800 | 18 | 12.5 | 8.8 | 24000 | 19200 | 80% | 2.1 | Residential | 475 | Yes | 1.9 | Both
206322339 | Central Heat Pump | GCHV | HRCU-A-CB (Split System: Heat Pump with Remote Outdoor Unit-Air-Source) | COU-D24HNR1-D01-J0 |  |  | CAHI-24HNVR1-18 |  | 23400 | 19 |  | 12.5 | 10 |  | 23000 | 15400 | 66.96% | 22000 | 17.8 | 11.7 | 8.5 | 24000 |  |  |  | Residential | 457.5 | No | 1.83
206380029 | Central Heat Pump | GCHV | HRCU-A-CB (Split System: Heat Pump with Remote Outdoor Unit-Air-Source) | COU-D24HNR1-D01-J0 |  |  | CAHI-36HNVR1-18 |  | 23400 | 19 |  | 12.5 | 10 |  | 23000 | 15400 | 66.96% | 22000 | 17.6 | 11.7 | 8.3 | 24000 |  |  |  | Residential | 457.5 | No | 1.83
206414276 | Central Heat Pump | KINGHOME | HRCU-A-CB (Split System: Heat Pump with Remote Outdoor Unit-Air-Source) | KU36UHO |  |  | KU24UH2I |  | 24000 | 20 |  | 12.5 | 10.5 |  | 24000 | 16000 | 66.67% | 24000 | 17 | 12 | 9 | 24000 | 22000 | 91.67% | 1.8 | Residential | 500 | Yes | 2 | Yes
205756438 | Central Heat Pump | KINGHOME | HRCU-A-CB (Split System: Heat Pump with Remote Outdoor Unit-Air-Source) | KU36UHO |  |  | KU24UHI |  | 24000 | 20 |  | 12.5 | 10.5 |  | 24000 | 16300 | 67.92% | [8 empty] | Residential | 500 | No | 2
207196961 | Central Heat Pump | WABBAN | HRCU-A-CB (Split System: Heat Pump with Remote Outdoor Unit-Air-Source) | BB36-24WADU |  |  | BBD24-24AH2ADU |  | 24000 | 20 |  | 12.5 | 10.5 |  | 24000 | 16000 | 66.67% | 24000 | 17 | 12 | 9 | 24000 | 22000 | 91.67% | 1.8 | Residential | 500 | Yes | 2 | Yes
207742359 | Central Heat Pump | Invertercool | HRCU-A-CB (Split System: Heat Pump with Remote Outdoor Unit-Air-Source) | COH16S-36AA |  |  | CVTAN-24A |  | 23600 | 18 |  | 12.5 | 10 |  | 24000 | 21000 | 87.5% | 23600 | 17 | 11.7 | 8.5 | 24000 | 17600 | 73.33% | 2.1 | Residential | 492.5 | Yes | 1.97 | Both
207526326 | Central Heat Pump | TRANE | HRCU-A-CB (Split System: Heat Pump with Remote Outdoor Unit-Air-Source) | 4TWV0X48A1 |  |  | TAM9A0C48V41 |  | 47000 | 19.25 |  | 12.5 | 10 |  | 42500 | 35200 | 82.82% | 45500 | 19.5 | 11.7 | 8.5 | 41000 |  |  |  | Residential | 947.5 | No | 3.79
207137647 | Central Heat Pump | DAIKIN | HRCU-A-CB (Split System: Heat Pump with Remote Outdoor Unit-Air-Source) | DZ20VC0361B* | ASPEN |  | D(A,C,E)48B44+TDR | D*97MC1205DNA* | 34200 | 20 |  | 13 | 10 |  | 34800 | 18200 | 52.3% | [8 empty] | Residential | 712.5 | No | 2.85
207137567 | Central Heat Pump | DAIKIN | HRCU-A-CB (Split System: Heat Pump with Remote Outdoor Unit-Air-Source) | DZ20VC0361B* | ASPEN |  | D(A,C,E)48B44+TDR | D*80VC0604B*A* | 33400 | 20 |  | 12.9 | 10 |  | 35000 | 18200 | 52% | [8 empty] | Residential | 695 | No | 2.78
207137569 | Central Heat Pump | DAIKIN | HRCU-A-CB (Split System: Heat Pump with Remote Outdoor Unit-Air-Source) | DZ20VC0361B* | ASPEN |  | D(A,C,E)36D34+TDR | D*80VC0805C*A* | 34000 | 20 |  | 13.4 | 10 |  | 35000 | 18200 | 52% | [8 empty] | Residential | 707.5 | No | 2.83
207137572 | Central Heat Pump | DAIKIN | HRCU-A-CB (Split System: Heat Pump with Remote Outdoor Unit-Air-Source) | DZ20VC0361B* | ASPEN |  | D(A,C,E)42D44+TDR | D*80VC0805C*A* | 35000 | 20 |  | 13.6 | 10 |  | 35000 | 18200 | 52% | [8 empty] | Residential | 730 | No | 2.92
207137573 | Central Heat Pump | DAIKIN | HRCU-A-CB (Split System: Heat Pump with Remote Outdoor Unit-Air-Source) | DZ20VC0361B* | ASPEN |  | D(A,C,E)48B44+TDR | D*80VC0805C*A* | 34200 | 20 |  | 13.5 | 10 |  | 35000 | 18200 | 52% | [8 empty] | Residential | 712.5 | No | 2.85
207137575 | Central Heat Pump | DAIKIN | HRCU-A-CB (Split System: Heat Pump with Remote Outdoor Unit-Air-Source) | DZ20VC0361B* | ASPEN |  | D(A,C,E)36D34+TDR | D*80VC1005C*A* | 34000 | 20 |  | 12.9 | 10 |  | 35200 | 18200 | 51.7% | [8 empty] | Residential | 707.5 | No | 2.83
207137577 | Central Heat Pump | DAIKIN | HRCU-A-CB (Split System: Heat Pump with Remote Outdoor Unit-Air-Source) | DZ20VC0361B* | ASPEN |  | D(A,C,E)42D44+TDR | D*80VC1005C*A* | 35000 | 20 |  | 13.1 | 10 |  | 35600 | 18200 | 51.12% | [8 empty] | Residential | 730 | No | 2.92
207137579 | Central Heat Pump | DAIKIN | HRCU-A-CB (Split System: Heat Pump with Remote Outdoor Unit-Air-Source) | DZ20VC0361B* | ASPEN |  | D(A,C,E)48B44+TDR | D*80VC1005C*A* | 34200 | 20 |  | 13 | 10 |  | 35400 | 18200 | 51.41% | [8 empty] | Residential | 712.5 | No | 2.85
205960725 | Central Heat Pump | BRYANT HEATING AND COOLING SYSTEMS | HRCU-A-CB (Split System: Heat Pump with Remote Outdoor Unit-Air-Source) | 284ANV036*0**A* | ADP |  | H,PG81936 | 986TC66100C21*** | 34200 | 21 |  | 12.5 | 10 |  | 33600 | 31800 | 94.64% | [8 empty] | Residential | 712.5 | No | 2.85
205960734 | Central Heat Pump | BRYANT HEATING AND COOLING SYSTEMS | HRCU-A-CB (Split System: Heat Pump with Remote Outdoor Unit-Air-Source) | 284ANV036*0**A* | ADP |  | H,PG83936 | 986TC66120C24*** | 34400 | 21 |  | 13 | 10 |  | 32800 | 31200 | 95.12% | [8 empty] | Residential | 717.5 | No | 2.87
205960737 | Central Heat Pump | BRYANT HEATING AND COOLING SYSTEMS | HRCU-A-CB (Split System: Heat Pump with Remote Outdoor Unit-Air-Source) | 284ANV036*0**A* | ADP |  | H,PG81936 | 986TC66120C24*** | 33800 | 21 |  | 12.5 | 10 |  | 33600 | 31600 | 94.05% | [8 empty] | Residential | 705 | No | 2.82
205960766 | Central Heat Pump | BRYANT HEATING AND COOLING SYSTEMS | HRCU-A-CB (Split System: Heat Pump with Remote Outdoor Unit-Air-Source) | 284ANV036*0**A* | ADP |  | H,PG81936 | 987MB60060C21*** | 33400 | 21 |  | 12.5 | 10 |  | 33800 | 32000 | 94.67% | [8 empty] | Residential | 695 | No | 2.78
205960768 | Central Heat Pump | BRYANT HEATING AND COOLING SYSTEMS | HRCU-A-CB (Split System: Heat Pump with Remote Outdoor Unit-Air-Source) | 284ANV036*0**A* | ADP |  | H,PG83936 | 987MB60080C21*** | 34200 | 21 |  | 13 | 10 |  | 33000 | 31400 | 95.15% | [8 empty] | Residential | 712.5 | No | 2.85
205960769 | Central Heat Pump | BRYANT HEATING AND COOLING SYSTEMS | HRCU-A-CB (Split System: Heat Pump with Remote Outdoor Unit-Air-Source) | 284ANV036*0**A* | ADP |  | H,PG81936 | 987MB60080C21*** | 33600 | 21 |  | 12.5 | 10 |  | 33000 | 31400 | 95.15% | [8 empty] | Residential | 700 | No | 2.8
205960771 | Central Heat Pump | BRYANT HEATING AND COOLING SYSTEMS | HRCU-A-CB (Split System: Heat Pump with Remote Outdoor Unit-Air-Source) | 284ANV036*0**A* | ADP |  | H,PG83936 | 987MB66100C21*** | 34600 | 21 |  | 13 | 10 |  | 33600 | 31800 | 94.64% | [8 empty] | Residential | 720 | No | 2.88
205960777 | Central Heat Pump | BRYANT HEATING AND COOLING SYSTEMS | HRCU-A-CB (Split System: Heat Pump with Remote Outdoor Unit-Air-Source) | 284ANV036*0**A* | ADP |  | H,PG81936 | 987MB66100C21*** | 34200 | 21 |  | 12.5 | 10 |  | 33600 | 31800 | 94.64% | [8 empty] | Residential | 712.5 | No | 2.85
207526327 | Central Heat Pump | TRANE | HRCU-A-CB (Split System: Heat Pump with Remote Outdoor Unit-Air-Source) | 4TWV0X48A1 |  |  | TAM9A0C60V51 |  | 46500 | 19.5 |  | 12.5 | 10 |  | 43000 | 35200 | 81.86% | 46000 | 19.5 | 11.7 | 8.5 | 40500 |  |  |  | Residential | 957.5 | No | 3.83
207526339 | Central Heat Pump | TRANE | HRCU-A-CB (Split System: Heat Pump with Remote Outdoor Unit-Air-Source) | 4TWV0X36A1 |  |  | TEM8A0C36V31+TDR |  | 35400 | 20 |  | 13 | 10 |  | 31800 | 26400 | 83.02% | 35200 | 20.5 | 12.5 | 9 | 32400 |  |  |  | Residential | 732.5 | No | 2.93
207526340 | Central Heat Pump | TRANE | HRCU-A-CB (Split System: Heat Pump with Remote Outdoor Unit-Air-Source) | 4TWV0X36A1 |  |  | TEM8A0C42V41+TDR |  | 35600 | 20 |  | 13 | 10 |  | 31400 | 26400 | 84.08% | 35200 | 20.5 | 12.5 | 9 | 32400 |  |  |  | Residential | 732.5 | No | 2.93
207526341 | Central Heat Pump | TRANE | HRCU-A-CB (Split System: Heat Pump with Remote Outdoor Unit-Air-Source) | 4TWV0X36A1 |  |  | TEM8A0C48V41+TDR |  | 35600 | 20 |  | 13 | 10 |  | 31000 | 25200 | 81.29% | [8 empty] | Residential | 742.5 | No | 2.97
207526342 | Central Heat Pump | TRANE | HRCU-A-CB (Split System: Heat Pump with Remote Outdoor Unit-Air-Source) | 4TWV0X36A1 |  |  | TEM8A0D48V41+TDR |  | 35800 | 19.5 |  | 13 | 10 |  | 31800 | 25800 | 81.13% | [8 empty] | Residential | 745 | No | 2.98
201921613 | Central Heat Pump | TRANE | HRCU-A-CB (Split System: Heat Pump with Remote Outdoor Unit-Air-Source) | 4TWL9024A1 |  |  | 4PX*BD30BS3 | *DHMB060BCV3 | 23400 | 18 |  | 12.5 | 11 |  | 21600 | 14200 | 65.74% | 23200 | 17.5 | 12 | 8.7 | 21400 |  |  |  | Residential | 482.5 | No | 1.93
201921616 | Central Heat Pump | TRANE | HRCU-A-CB (Split System: Heat Pump with Remote Outdoor Unit-Air-Source) | 4TWL9024A1 |  |  | 4PX*BD36BS3 | *DHMB060BCV3 | 23400 | 19 |  | 12.5 | 11 |  | 20200 | 13700 | 67.82% | 23600 | 18 | 12 | 8.5 | 20400 |  |  |  | Residential | 492.5 | No | 1.97
201921618 | Central Heat Pump | TRANE | HRCU-A-CB (Split System: Heat Pump with Remote Outdoor Unit-Air-Source) | 4TWL9024A1 |  |  | 4PX*BD48BS3 | *DHMB060BCV3 | 24000 | 19 |  | 12.5 | 11 |  | 20600 | 13900 | 67.48% | [8 empty] | Residential | 500 | No | 2
201921698 | Central Heat Pump | TRANE | HRCU-A-CB (Split System: Heat Pump with Remote Outdoor Unit-Air-Source) | 4TWL9036A1 |  |  | 4PX*CD60BS3 | *DD2C100ACV5 | 38000 | 18 |  | 12.5 | 10 |  | 33600 | 23000 | 68.45% | 37400 | 18 | 11.7 | 8.5 | 33200 |  |  |  | Residential | 780 | No | 3.12
208447376 | Central Heat Pump | GOODMAN | HRCU-A-CB (Split System: Heat Pump with Remote Outdoor Unit-Air-Source) | GVZC200361A* | ASPEN |  | C(A,C,D,E)48C34+TDR | G*VC801005C*A* | 34800 | 20 |  | 13.2 | 10 |  | 35200 | 18100 | 51.42% | [8 empty] | Residential | 725 | No | 2.9
206924840 | Central Heat Pump | GOODMAN | HRCU-A-CB (Split System: Heat Pump with Remote Outdoor Unit-Air-Source) | GSZC180361C* | ASPEN |  | C(A,C,D,E)36D34+TDR | G*VC800803B*A* | 32400 | 18.5 |  | 13.3 | 10.1 |  | 36200 | 22600 | 62.43% | [8 empty] | Residential | 675 | No | 2.7
206924841 | Central Heat Pump | GOODMAN | HRCU-A-CB (Split System: Heat Pump with Remote Outdoor Unit-Air-Source) | GSZC180361C* | ASPEN |  | C(A,C,D,E)36D34+TDR | G*VC800804C*A* | 32200 | 18 |  | 13 | 10 |  | 36000 | 23000 | 63.89% | [8 empty] | Residential | 670 | No | 2.68
206924842 | Central Heat Pump | GOODMAN | HRCU-A-CB (Split System: Heat Pump with Remote Outdoor Unit-Air-Source) | GSZC180361C* | ASPEN |  | C(A,C,D,E)36D34+TDR | G*VC800805C*A* | 32800 | 18 |  | 13 | 10 |  | 36600 | 23000 | 62.84% | [8 empty] | Residential | 682.5 | No | 2.73
206924843 | Central Heat Pump | GOODMAN | HRCU-A-CB (Split System: Heat Pump with Remote Outdoor Unit-Air-Source) | GSZC180361C* | ASPEN |  | C(A,C,D,E)36D34+TDR | G*VC800805D*A* | 32800 | 18.5 |  | 13.3 | 10.2 |  | 36200 | 22600 | 62.43% | [8 empty] | Residential | 682.5 | No | 2.73
206924844 | Central Heat Pump | GOODMAN | HRCU-A-CB (Split System: Heat Pump with Remote Outdoor Unit-Air-Source) | GSZC180361C* | ASPEN |  | C(A,C,D,E)36D34+TDR | G*VC801005C*A* | 32800 | 18 |  | 13 | 10 |  | 36000 | 23000 | 63.89% | [8 empty] | Residential | 682.5 | No | 2.73
206924846 | Central Heat Pump | GOODMAN | HRCU-A-CB (Split System: Heat Pump with Remote Outdoor Unit-Air-Source) | GSZC180361C* | ASPEN |  | C(A,C,D,E)36D34+TDR | G*VS800805CUA* | 32800 | 18 |  | 13 | 10 |  | 36000 | 23000 | 63.89% | [8 empty] | Residential | 682.5 | No | 2.73
207139852 | Central Heat Pump | GOODMAN | HRCU-A-CB (Split System: Heat Pump with Remote Outdoor Unit-Air-Source) | GSZC180241C* | ASPEN |  | D(A,C,E)36D34+TDR | G*VC800603B*A* | 22000 | 19 |  | 13.8 | 10.1 |  | 22800 | 12900 | 56.58% | [8 empty] | Residential | 457.5 | No | 1.83
205960780 | Central Heat Pump | BRYANT HEATING AND COOLING SYSTEMS | HRCU-A-CB (Split System: Heat Pump with Remote Outdoor Unit-Air-Source) | 284ANV036*0**A* | ADP |  | H,PG83936 | 987MB66120C24*** | 34200 | 21 |  | 13 | 10 |  | 33000 | 31400 | 95.15% | [8 empty] | Residential | 712.5 | No | 2.85
205960781 | Central Heat Pump | BRYANT HEATING AND COOLING SYSTEMS | HRCU-A-CB (Split System: Heat Pump with Remote Outdoor Unit-Air-Source) | 284ANV036*0**A* | ADP |  | H,PG81936 | 987MB66120C24*** | 33600 | 21 |  | 12.5 | 10 |  | 33000 | 31400 | 95.15% | [8 empty] | Residential | 700 | No | 2.8
205960934 | Central Heat Pump | BRYANT HEATING AND COOLING SYSTEMS | HRCU-A-CB (Split System: Heat Pump with Remote Outdoor Unit-Air-Source) | 284ANV048*0**A* | ADP |  | H,PG51960 | 986TC66100C21*** | 46000 | 21 |  | 12.5 | 10 |  | 46000 | 41000 | 89.13% | [8 empty] | Residential | 957.5 | No | 3.83
205960935 | Central Heat Pump | BRYANT HEATING AND COOLING SYSTEMS | HRCU-A-CB (Split System: Heat Pump with Remote Outdoor Unit-Air-Source) | 284ANV048*0**A* | ADP |  | H,PE35(1,2)48+TXV | 986TC66120C24*** | 44000 | 21 |  | 12.5 | 10 |  | 46000 | 41000 | 89.13% | [8 empty] | Residential | 917.5 | No | 3.67
205960936 | Central Heat Pump | BRYANT HEATING AND COOLING SYSTEMS | HRCU-A-CB (Split System: Heat Pump with Remote Outdoor Unit-Air-Source) | 284ANV048*0**A* | ADP |  | H,PE36(1,2)60+TXV | 986TC66120C24*** | 44000 | 21 |  | 12.5 | 10 |  | 46000 | 41000 | 89.13% | [8 empty] | Residential | 917.5 | No | 3.67
205960937 | Central Heat Pump | BRYANT HEATING AND COOLING SYSTEMS | HRCU-A-CB (Split System: Heat Pump with Remote Outdoor Unit-Air-Source) | 284ANV048*0**A* | ADP |  | H,PG2K960 | 986TC66120C24*** | 44000 | 21 |  | 12.5 | 10 |  | 46000 | 41000 | 89.13% | [8 empty] | Residential | 917.5 | No | 3.67
205960938 | Central Heat Pump | BRYANT HEATING AND COOLING SYSTEMS | HRCU-A-CB (Split System: Heat Pump with Remote Outdoor Unit-Air-Source) | 284ANV048*0**A* | ADP |  | H,PE2K960 | 986TC66120C24*** | 44000 | 21 |  | 12.5 | 10 |  | 46000 | 41000 | 89.13% | [8 empty] | Residential | 917.5 | No | 3.67
205960939 | Central Heat Pump | BRYANT HEATING AND COOLING SYSTEMS | HRCU-A-CB (Split System: Heat Pump with Remote Outdoor Unit-Air-Source) | 284ANV048*0**A* | ADP |  | H,PG3K960 | 986TC66120C24*** | 45500 | 21 |  | 12.5 | 10 |  | 46000 | 41000 | 89.13% | [8 empty] | Residential | 947.5 | No | 3.79
206853058 | Central Heat Pump | ONYX | HRCU-A-CB (Split System: Heat Pump with Remote Outdoor Unit-Air-Source) | FSH1BG4CVRX24KP |  |  | C6B(A,H)-X26(C,U)-B(*) | MB7VM-1600K-B | 24600 | 19 |  | 13.9 | 10 |  | 22400 | 14200 | 63.39% | [8 empty] | Residential | 512.5 | No | 2.05
206853059 | Central Heat Pump | ONYX | HRCU-A-CB (Split System: Heat Pump with Remote Outdoor Unit-Air-Source) | FSH1BG4CVRX36KP |  |  | C6B(A,H)-X36(C,U)-B(*) | MB7VM-1600K-B | 34800 | 19 |  | 12.6 | 10 |  | 34400 | 21800 | 63.37% | [8 empty] | Residential | 725 | No | 2.9
207571306 | Central Heat Pump | ONYX | HRCU-A-CB (Split System: Heat Pump with Remote Outdoor Unit-Air-Source) | FSH1BG4CVRX24KP |  |  | C6B(A,H)-X26(C,U)-B(*) | MB7VM-1600K-B(*) | 24600 | 19 |  | 13.9 | 10 |  | 22400 | 14200 | 63.39% | [8 empty] | Residential | 512.5 | No | 2.05
207571307 | Central Heat Pump | ONYX | HRCU-A-CB (Split System: Heat Pump with Remote Outdoor Unit-Air-Source) | FSH1BG4CVRX36KP |  |  | C6B(A,H)-X36(C,U)-B(*) | MB7VM-1600K-B(*) | 34800 | 19 |  | 12.6 | 10 |  | 34400 | 21800 | 63.37% | [8 empty] | Residential | 725 | No | 2.9
207571358 | Central Heat Pump | ONYX | HRCU-A-CB (Split System: Heat Pump with Remote Outdoor Unit-Air-Source) | FSH1BG4CVRX24KP |  |  | C6B(A,H)-X26(C,U)-B(*) | FG7T(*)-V(*)B(*) | 24400 | 19 |  | 13.5 | 10 |  | 22200 | 14100 | 63.51% | [8 empty] | Residential | 507.5 | No | 2.03
207571360 | Central Heat Pump | ONYX | HRCU-A-CB (Split System: Heat Pump with Remote Outdoor Unit-Air-Source) | FSH1BG4CVRX36KP |  |  | C6B(A,H)-X36(C,U)-C(*) | FG7T(*)-V(*)C(*) | 34800 | 18.5 |  | 12.5 | 10 |  | 34200 | 21800 | 63.74% | [8 empty] | Residential | 725 | No | 2.9
204333912 | Central Heat Pump | LUXAIRE | HRCU-A-CB (Split System: Heat Pump with Remote Outdoor Unit-Air-Source) | HL20B3621 |  |  | CM38CE2A1+CC | TM9V080C16MP12 | 33600 | 19 |  | 12.75 | 10.5 |  | 32600 | 31800 | 97.55% | [8 empty] | Residential | 700 | No | 2.8
204333918 | Central Heat Pump | LUXAIRE | HRCU-A-CB (Split System: Heat Pump with Remote Outdoor Unit-Air-Source) | HL20B3621 |  |  | CM38CE2A1+CC | TP9C080C16MP13 | 33600 | 19 |  | 12.75 | 10.5 |  | 32600 | 31800 | 97.55% | [8 empty] | Residential | 700 | No | 2.8
204333926 | Central Heat Pump | LUXAIRE | HRCU-A-CB (Split System: Heat Pump with Remote Outdoor Unit-Air-Source) | HL20B3621 |  |  | CM38CE2A1+CC | LP9C080C16MP13 | 33600 | 19 |  | 12.75 | 10.5 |  | 32600 | 31800 | 97.55% | [8 empty] | Residential | 700 | No | 2.8
208447377 | Central Heat Pump | GOODMAN | HRCU-A-CB (Split System: Heat Pump with Remote Outdoor Unit-Air-Source) | GVZC200361A* | ASPEN |  | C(A,C,D,E)48F34+TDR | G*VC801005C*A* | 34800 | 20 |  | 13.2 | 10 |  | 35200 | 18100 | 51.42% | [8 empty] | Residential | 725 | No | 2.9
206730191 | Central Heat Pump | GOODMAN | HRCU-A-CB (Split System: Heat Pump with Remote Outdoor Unit-Air-Source) | GVZC200481A* | ASPEN |  | D(A,C,E)60B44+MBVC2000**-1A*+TDR |  | 43500 | 20 |  | 12.5 | 10 |  | 45500 | 26800 | 58.9% | [8 empty] | Residential | 907.5 | No | 3.63
207137537 | Central Heat Pump | DAIKIN | HRCU-A-CB (Split System: Heat Pump with Remote Outdoor Unit-Air-Source) | DZ20VC0241B* | ASPEN |  | D(A,C,E)36D34+TDR | D*96VC0403BNA* | 21600 | 20 |  | 12.8 | 10 |  | 23600 | 13000 | 55.08% | [8 empty] | Residential | 450 | No | 1.8
207137540 | Central Heat Pump | DAIKIN | HRCU-A-CB (Split System: Heat Pump with Remote Outdoor Unit-Air-Source) | DZ20VC0241B* | ASPEN |  | D(A,C,E)36D34+TDR | D*96VC0603BNA* | 21800 | 20 |  | 12.8 | 10 |  | 23600 | 13000 | 55.08% | [8 empty] | Residential | 455 | No | 1.82
207137544 | Central Heat Pump | DAIKIN | HRCU-A-CB (Split System: Heat Pump with Remote Outdoor Unit-Air-Source) | DZ20VC0241B* | ASPEN |  | D(A,C,E)36D34+TDR | D*96VC0803BNA* | 21600 | 20 |  | 12.8 | 10 |  | 23600 | 13000 | 55.08% | [8 empty] | Residential | 450 | No | 1.8
207137549 | Central Heat Pump | DAIKIN | HRCU-A-CB (Split System: Heat Pump with Remote Outdoor Unit-Air-Source) | DZ20VC0241B* | ASPEN |  | D(A,C,E)36D34+TDR | D*96VC0804CNA* | 22000 | 20 |  | 12.8 | 10 |  | 23600 | 13000 | 55.08% | [8 empty] | Residential | 457.5 | No | 1.83
207137552 | Central Heat Pump | DAIKIN | HRCU-A-CB (Split System: Heat Pump with Remote Outdoor Unit-Air-Source) | DZ20VC0241B* | ASPEN |  | D(A,C,E)36D34+TDR | D*97MC0603BNA* | 21800 | 20 |  | 12.8 | 10 |  | 23800 | 13000 | 54.62% | [8 empty] | Residential | 455 | No | 1.82
207137556 | Central Heat Pump | DAIKIN | HRCU-A-CB (Split System: Heat Pump with Remote Outdoor Unit-Air-Source) | DZ20VC0241B* | ASPEN |  | D(A,C,E)36D34+TDR | D*97MC0803BNA* | 21600 | 20 |  | 12.8 | 10 |  | 23800 | 13000 | 54.62% | [8 empty] | Residential | 450 | No | 1.8
205960940 | Central Heat Pump | BRYANT HEATING AND COOLING SYSTEMS | HRCU-A-CB (Split System: Heat Pump with Remote Outdoor Unit-Air-Source) | 284ANV048*0**A* | ADP |  | H,PG48960 | 986TC66120C24*** | 45500 | 21 |  | 12.5 | 10 |  | 46000 | 41000 | 89.13% | [8 empty] | Residential | 947.5 | No | 3.79
205960941 | Central Heat Pump | BRYANT HEATING AND COOLING SYSTEMS | HRCU-A-CB (Split System: Heat Pump with Remote Outdoor Unit-Air-Source) | 284ANV048*0**A* | ADP |  | H,PG51960 | 986TC66120C24*** | 46000 | 21 |  | 12.5 | 10 |  | 46000 | 41000 | 89.13% | [8 empty] | Residential | 957.5 | No | 3.83
205960947 | Central Heat Pump | BRYANT HEATING AND COOLING SYSTEMS | HRCU-A-CB (Split System: Heat Pump with Remote Outdoor Unit-Air-Source) | 284ANV048*0**A* | ADP |  | H,PG48960 | 987MB60080C21*** | 44000 | 20 |  | 12.5 | 10 |  | 44000 | 41000 | 93.18% | [8 empty] | Residential | 917.5 | No | 3.67
205960979 | Central Heat Pump | BRYANT HEATING AND COOLING SYSTEMS | HRCU-A-CB (Split System: Heat Pump with Remote Outdoor Unit-Air-Source) | 284ANV048*0**A* | ADP |  | H,PG51960 | 987MB66100C21*** | 46000 | 21 |  | 12.5 | 10 |  | 45000 | 41000 | 91.11% | [8 empty] | Residential | 957.5 | No | 3.83
205960986 | Central Heat Pump | BRYANT HEATING AND COOLING SYSTEMS | HRCU-A-CB (Split System: Heat Pump with Remote Outdoor Unit-Air-Source) | 284ANV048*0**A* | ADP |  | H,PG48960 | 987MB66120C24*** | 45000 | 21 |  | 12.5 | 10 |  | 46000 | 41000 | 89.13% | [8 empty] | Residential | 937.5 | No | 3.75
205960987 | Central Heat Pump | BRYANT HEATING AND COOLING SYSTEMS | HRCU-A-CB (Split System: Heat Pump with Remote Outdoor Unit-Air-Source) | 284ANV048*0**A* | ADP |  | H,PG51960 | 987MB66120C24*** | 46000 | 21 |  | 12.5 | 10 |  | 46000 | 41000 | 89.13% | [8 empty] | Residential | 957.5 | No | 3.83
205966742 | Central Heat Pump | BRYANT HEATING AND COOLING SYSTEMS | HRCU-A-CB (Split System: Heat Pump with Remote Outdoor Unit-Air-Source) | 284ANV024*0**A* | ADP |  | H,PE31(1,2)30+TXV | 88*TA36045C17*** | 22800 | 21 |  | 13.5 | 11 |  | 22400 | 23000 | 102.7% | [8 empty] | Residential | 475 | No | 1.9
205966743 | Central Heat Pump | BRYANT HEATING AND COOLING SYSTEMS | HRCU-A-CB (Split System: Heat Pump with Remote Outdoor Unit-Air-Source) | 284ANV024*0**A* | ADP |  | H,PE32(1,2)36+TXV | 88*TA36045C17*** | 23200 | 21 |  | 14 | 11 |  | 22400 | 22800 | 101.8% | [8 empty] | Residential | 482.5 | No | 1.93
204333795 | Central Heat Pump | LUXAIRE | HRCU-A-CB (Split System: Heat Pump with Remote Outdoor Unit-Air-Source) | HL20B3621 |  |  | CM38CE2A1+CC | TM8V100C16MP12 | 33600 | 19.25 |  | 13.25 | 10.75 |  | 32400 | 33400 | 103.1% | [8 empty] | Residential | 700 | No | 2.8
210039552 | Central Heat Pump | LENNOX | HRCU-A-CB (Split System: Heat Pump with Remote Outdoor Unit-Air-Source) | ML17XP1-018-230A** |  |  | CR33-30/36B+TDR+TXV | EL296DF045XV36B* | 18000 | 18 |  | 14.5 | 10.2 |  | 18000 | 11400 | 63.33% | 18000 | 16.4 | 13.5 | 8.5 | 18000 |  |  |  | Residential | 375 | No | 1.5 | No
210039566 | Central Heat Pump | LENNOX | HRCU-A-CB (Split System: Heat Pump with Remote Outdoor Unit-Air-Source) | ML17XP1-018-230A** |  |  | CR33-30/36B+TDR+TXV | SLP99DF070XV36B* | 18000 | 18.2 |  | 15 | 10.2 |  | 18000 | 11400 | 63.33% | 18000 | 16.4 | 13.5 | 8.5 | 18000 |  |  |  | Residential | 375 | No | 1.5 | No
210039632 | Central Heat Pump | LENNOX | HRCU-A-CB (Split System: Heat Pump with Remote Outdoor Unit-Air-Source) | ML17XP1-018-230A** |  |  | CX35-24B+TDR | SL280UH080NV48B* | 18000 | 18 |  | 15 | 10.2 |  | 17000 | 11200 | 65.88% | 18000 | 16.4 | 13.5 | 8.5 | 17600 |  |  |  | Residential | 375 | No | 1.5 | No
210039633 | Central Heat Pump | LENNOX | HRCU-A-CB (Split System: Heat Pump with Remote Outdoor Unit-Air-Source) | ML17XP1-018-230A** |  |  | CX35-24B+TDR | SL280UH090V36B* | 18000 | 18 |  | 15 | 10 |  | 17000 | 11200 | 65.88% | 18000 | 16.4 | 13.5 | 8.5 | 17600 |  |  |  | Residential | 375 | No | 1.5 | No
210039662 | Central Heat Pump | LENNOX | HRCU-A-CB (Split System: Heat Pump with Remote Outdoor Unit-Air-Source) | ML17XP1-018-230A** |  |  | CX35-30A+TDR | SL280UH060NV36A* | 18000 | 18.2 |  | 15 | 10 |  | 16800 | 10600 | 63.1% | 18000 | 16.8 | 14 | 8.5 | 17200 |  |  |  | Residential | 375 | No | 1.5 | No
210039728 | Central Heat Pump | LENNOX | HRCU-A-CB (Split System: Heat Pump with Remote Outdoor Unit-Air-Source) | ML17XP1-018-230A** |  |  | CX35-30B+TDR | SL280UH080NV48B* | 18000 | 18.6 |  | 15 | 10.2 |  | 17000 | 10600 | 62.35% | 18000 | 16.8 | 14 | 8.5 | 17600 |  |  |  | Residential | 375 | No | 1.5 | No
210039734 | Central Heat Pump | LENNOX | HRCU-A-CB (Split System: Heat Pump with Remote Outdoor Unit-Air-Source) | ML17XP1-018-230A** |  |  | CX35-30B+TDR | SL297UH040NV36B* | 18000 | 18.2 |  | 15 | 10 |  | 16800 | 10600 | 63.1% | 18000 | 16.8 | 13.5 | 8.5 | 17400 |  |  |  | Residential | 375 | No | 1.5 | No
207137560 | Central Heat Pump | DAIKIN | HRCU-A-CB (Split System: Heat Pump with Remote Outdoor Unit-Air-Source) | DZ20VC0241B* | ASPEN |  | D(A,C,E)36D34+TDR | D*97MC0804CNA* | 22000 | 20 |  | 12.8 | 10 |  | 23800 | 13000 | 54.62% | [8 empty] | Residential | 457.5 | No | 1.83
210644809 | Central Heat Pump | CENTURY | HRCU-A-CB (Split System: Heat Pump with Remote Outdoor Unit-Air-Source) | HRG1836S1P | ASPEN |  | C(A,C,D,E)30B3G+TDR | GUH92C045B3M | 22400 | 18.5 |  | 13 | 10 |  | 24000 | 14800 | 61.67% | 22400 | 17.6 | 12.5 | 8.5 | 24000 |  |  |  | Residential | 467.5 | No | 1.87
210644811 | Central Heat Pump | CENTURY | HRCU-A-CB (Split System: Heat Pump with Remote Outdoor Unit-Air-Source) | HRG1836S1P | ASPEN |  | C(A,C,D,E)30B34+TDR | GUH92C045B3M | 22400 | 19 |  | 13 | 10 |  | 24000 | 14800 | 61.67% | 22400 | 18 | 12.5 | 8.5 | 24000 |  |  |  | Residential | 467.5 | No | 1.87
210644819 | Central Heat Pump | CENTURY | HRCU-A-CB (Split System: Heat Pump with Remote Outdoor Unit-Air-Source) | HRG1836S1P | ASPEN |  | C(A,C,D,E)24B44+TDR | GUH92C045B3M | 22600 | 19 |  | 13 | 10 |  | 24000 | 14800 | 61.67% | 22600 | 18 | 12.5 | 8.5 | 24000 |  |  |  | Residential | 470 | No | 1.88
210644839 | Central Heat Pump | CENTURY | HRCU-A-CB (Split System: Heat Pump with Remote Outdoor Unit-Air-Source) | HRG1836S1P | ASPEN |  | C(A,C,D,E)30B3G+TDR | GUH92C070B3M | 22200 | 18.5 |  | 13 | 10 |  | 24000 | 14900 | 62.08% | 22200 | 17.6 | 12.5 | 8.5 | 24000 |  |  |  | Residential | 462.5 | No | 1.85
210644841 | Central Heat Pump | CENTURY | HRCU-A-CB (Split System: Heat Pump with Remote Outdoor Unit-Air-Source) | HRG1836S1P | ASPEN |  | C(A,C,D,E)30B34+TDR | GUH92C070B3M | 22200 | 19 |  | 13 | 10 |  | 24000 | 14900 | 62.08% | 22200 | 18 | 12.5 | 8.5 | 24000 |  |  |  | Residential | 462.5 | No | 1.85
210644849 | Central Heat Pump | CENTURY | HRCU-A-CB (Split System: Heat Pump with Remote Outdoor Unit-Air-Source) | HRG1836S1P | ASPEN |  | C(A,C,D,E)24B44+TDR | GUH92C070B3M | 22600 | 19 |  | 13 | 10 |  | 24000 | 14900 | 62.08% | 22600 | 18 | 12.5 | 8.5 | 24000 |  |  |  | Residential | 470 | No | 1.88
210645037 | Central Heat Pump | CENTURY | HRCU-A-CB (Split System: Heat Pump with Remote Outdoor Unit-Air-Source) | HRG1836S1P | ASPEN |  | C(A,C,D,E)30B3G+TDR | GUH96T045B3M | 22400 | 19.5 |  | 13 | 10 |  | 24000 | 14900 | 62.08% | 22400 | 18.5 | 12.5 | 8.5 | 24000 |  |  |  | Residential | 467.5 | No | 1.87
210039736 | Central Heat Pump | LENNOX | HRCU-A-CB (Split System: Heat Pump with Remote Outdoor Unit-Air-Source) | ML17XP1-018-230A** |  |  | CX35-30B+TDR | SL297UH060NV36B* | 18000 | 18 |  | 14.5 | 10 |  | 16800 | 10600 | 63.1% | 18000 | 16.8 | 13.5 | 8.5 | 17400 |  |  |  | Residential | 375 | No | 1.5 | No
210040101 | Central Heat Pump | LENNOX | HRCU-A-CB (Split System: Heat Pump with Remote Outdoor Unit-Air-Source) | ML17XP1-024-230A** |  |  | CH35-30B+TDR+TXV | ML180UH070E36B* | 23800 | 18 |  | 14.5 | 10 |  | 21200 | 13600 | 64.15% | 23600 | 16.8 | 13.5 | 8.5 | 21600 |  |  |  | Residential | 492.5 | No | 1.97 | No
205965826 | Central Heat Pump | AMANA DISTINCTIONS | HRCU-A-CB (Split System: Heat Pump with Remote Outdoor Unit-Air-Source) | GVZC200361A* |  |  | CA*F3743*6D*+MBVC1201**-1A*+TXV |  | 35200 | 20 |  | 13.5 | 10 |  | 35000 | 18200 | 52% | [8 empty] | Residential | 732.5 | No | 2.93
205965827 | Central Heat Pump | AMANA DISTINCTIONS | HRCU-A-CB (Split System: Heat Pump with Remote Outdoor Unit-Air-Source) | GVZC200361A* |  |  | CA*F3743*6D*+MBVC1601**-1A*+TXV |  | 35400 | 21 |  | 14 | 10 |  | 35000 | 18200 | 52% | [8 empty] | Residential | 737.5 | No | 2.95
205965828 | Central Heat Pump | AMANA DISTINCTIONS | HRCU-A-CB (Split System: Heat Pump with Remote Outdoor Unit-Air-Source) | GVZC200361A* |  |  | CHPF3642C6C*+MBVC1201**-1A*+TXV |  | 34800 | 20 |  | 13 | 10 |  | 34800 | 18000 | 51.72% | [8 empty] | Residential | 725 | No | 2.9
205965829 | Central Heat Pump | AMANA DISTINCTIONS | HRCU-A-CB (Split System: Heat Pump with Remote Outdoor Unit-Air-Source) | GVZC200361A* |  |  | CHPF3642C6C*+MBVC1601**-1A*+TXV |  | 35000 | 20 |  | 13.5 | 10 |  | 34800 | 18000 | 51.72% | [8 empty] | Residential | 730 | No | 2.92
205965830 | Central Heat Pump | AMANA DISTINCTIONS | HRCU-A-CB (Split System: Heat Pump with Remote Outdoor Unit-Air-Source) | GVZC200361A* |  |  | CHPF3743C6B*+MBVC1201**-1A*+TXV |  | 35000 | 20 |  | 13.5 | 10 |  | 35000 | 18200 | 52% | [8 empty] | Residential | 730 | No | 2.92
205965831 | Central Heat Pump | AMANA DISTINCTIONS | HRCU-A-CB (Split System: Heat Pump with Remote Outdoor Unit-Air-Source) | GVZC200361A* |  |  | CHPF3743C6B*+MBVC1601**-1A*+TXV |  | 35200 | 20 |  | 13.5 | 10 |  | 35000 | 18200 | 52% | [8 empty] | Residential | 732.5 | No | 2.93
205966744 | Central Heat Pump | BRYANT HEATING AND COOLING SYSTEMS | HRCU-A-CB (Split System: Heat Pump with Remote Outdoor Unit-Air-Source) | 284ANV024*0**A* | ADP |  | H,PE32936 | 88*TA36045C17*** | 23200 | 21 |  | 14 | 11 |  | 22400 | 22800 | 101.8% | [8 empty] | Residential | 482.5 | No | 1.93
205966745 | Central Heat Pump | BRYANT HEATING AND COOLING SYSTEMS | HRCU-A-CB (Split System: Heat Pump with Remote Outdoor Unit-Air-Source) | 284ANV024*0**A* | ADP |  | H,PG35936 | 88*TA36045C17*** | 23400 | 21 |  | 14 | 11 |  | 22400 | 22800 | 101.8% | [8 empty] | Residential | 487.5 | No | 1.95
205966746 | Central Heat Pump | BRYANT HEATING AND COOLING SYSTEMS | HRCU-A-CB (Split System: Heat Pump with Remote Outdoor Unit-Air-Source) | 284ANV024*0**A* | ADP |  | H,PG48936 | 88*TA36045C17*** | 23400 | 21 |  | 14 | 11 |  | 22400 | 22800 | 101.8% | [8 empty] | Residential | 487.5 | No | 1.95
205966747 | Central Heat Pump | BRYANT HEATING AND COOLING SYSTEMS | HRCU-A-CB (Split System: Heat Pump with Remote Outdoor Unit-Air-Source) | 284ANV024*0**A* | ADP |  | H,PG7J936 | 88*TA36045C17*** | 23400 | 21 |  | 14 | 11 |  | 22400 | 22800 | 101.8% | [8 empty] | Residential | 487.5 | No | 1.95
205966748 | Central Heat Pump | BRYANT HEATING AND COOLING SYSTEMS | HRCU-A-CB (Split System: Heat Pump with Remote Outdoor Unit-Air-Source) | 284ANV024*0**A* | ADP |  | H,PE7J936 | 88*TA36045C17*** | 23400 | 21 |  | 14 | 11 |  | 22400 | 22800 | 101.8% | [8 empty] | Residential | 487.5 | No | 1.95
205966749 | Central Heat Pump | BRYANT HEATING AND COOLING SYSTEMS | HRCU-A-CB (Split System: Heat Pump with Remote Outdoor Unit-Air-Source) | 284ANV024*0**A* | ADP |  | H,PG83936 | 88*TA36045C17*** | 23400 | 21 |  | 14 | 11 |  | 22400 | 22400 | 100% | [8 empty] | Residential | 487.5 | No | 1.95
205966750 | Central Heat Pump | BRYANT HEATING AND COOLING SYSTEMS | HRCU-A-CB (Split System: Heat Pump with Remote Outdoor Unit-Air-Source) | 284ANV024*0**A* | ADP |  | H,PG81936 | 88*TA36045C17*** | 23400 | 21 |  | 14 | 11 |  | 22400 | 22800 | 101.8% | [8 empty] | Residential | 487.5 | No | 1.95
205966751 | Central Heat Pump | BRYANT HEATING AND COOLING SYSTEMS | HRCU-A-CB (Split System: Heat Pump with Remote Outdoor Unit-Air-Source) | 284ANV024*0**A* | ADP |  | H,PE31(1,2)30+TXV | 88*TA36070C14*** | 22800 | 22 |  | 13.5 | 11 |  | 22400 | 22800 | 101.8% | [8 empty] | Residential | 475 | No | 1.9
210645039 | Central Heat Pump | CENTURY | HRCU-A-CB (Split System: Heat Pump with Remote Outdoor Unit-Air-Source) | HRG1836S1P | ASPEN |  | C(A,C,D,E)30B34+TDR | GUH96T045B3M | 22400 | 20 |  | 13 | 10 |  | 24000 | 14900 | 62.08% | 22400 | 19 | 12.5 | 8.5 | 24000 |  |  |  | Residential | 467.5 | No | 1.87
210645047 | Central Heat Pump | CENTURY | HRCU-A-CB (Split System: Heat Pump with Remote Outdoor Unit-Air-Source) | HRG1836S1P | ASPEN |  | C(A,C,D,E)24B44+TDR | GUH96T045B3M | 22800 | 20 |  | 13 | 10 |  | 24000 | 14900 | 62.08% | 22800 | 19 | 12.5 | 8.5 | 24000 |  |  |  | Residential | 475 | No | 1.9
210645067 | Central Heat Pump | CENTURY | HRCU-A-CB (Split System: Heat Pump with Remote Outdoor Unit-Air-Source) | HRG1836S1P | ASPEN |  | C(A,C,D,E)30B3G+TDR | GUH96T070B3M | 22400 | 19.5 |  | 13 | 10 |  | 24000 | 14800 | 61.67% | 22400 | 18.5 | 12.5 | 8.5 | 24000 |  |  |  | Residential | 467.5 | No | 1.87
210645069 | Central Heat Pump | CENTURY | HRCU-A-CB (Split System: Heat Pump with Remote Outdoor Unit-Air-Source) | HRG1836S1P | ASPEN |  | C(A,C,D,E)30B34+TDR | GUH96T070B3M | 22400 | 20 |  | 13 | 10 |  | 24000 | 14800 | 61.67% | 22400 | 19 | 12.5 | 8.5 | 24000 |  |  |  | Residential | 467.5 | No | 1.87
210645077 | Central Heat Pump | CENTURY | HRCU-A-CB (Split System: Heat Pump with Remote Outdoor Unit-Air-Source) | HRG1836S1P | ASPEN |  | C(A,C,D,E)24B44+TDR | GUH96T070B3M | 22800 | 20 |  | 13 | 10 |  | 24000 | 14800 | 61.67% | 22800 | 19 | 12.5 | 8.5 | 24000 |  |  |  | Residential | 475 | No | 1.9
210645113 | Central Heat Pump | CENTURY | HRCU-A-CB (Split System: Heat Pump with Remote Outdoor Unit-Air-Source) | HRG1836S1P | ASPEN |  | C(A,C,D,E)30B3G+TDR | GUH97M070B3M | 22400 | 19.5 |  | 13 | 10 |  | 24000 | 14800 | 61.67% | [8 empty] | Residential | 467.5 | No | 1.87
210645115 | Central Heat Pump | CENTURY | HRCU-A-CB (Split System: Heat Pump with Remote Outdoor Unit-Air-Source) | HRG1836S1P | ASPEN |  | C(A,C,D,E)30B34+TDR | GUH97M070B3M | 22400 | 20 |  | 13 | 10 |  | 24000 | 14800 | 61.67% | [8 empty] | Residential | 467.5 | No | 1.87
210645123 | Central Heat Pump | CENTURY | HRCU-A-CB (Split System: Heat Pump with Remote Outdoor Unit-Air-Source) | HRG1836S1P | ASPEN |  | C(A,C,D,E)24B44+TDR | GUH97M070B3M | 22800 | 20 |  | 13 | 10 |  | 24000 | 14800 | 61.67% | [8 empty] | Residential | 475 | No | 1.9
205965832 | Central Heat Pump | AMANA DISTINCTIONS | HRCU-A-CB (Split System: Heat Pump with Remote Outdoor Unit-Air-Source) | GVZC200361A* |  |  | CSCF3642N6D*+MBVC1201**-1A*+TXV |  | 34800 | 20 |  | 13.5 | 10 |  | 35000 | 18200 | 52% | [8 empty] | Residential | 725 | No | 2.9
205965833 | Central Heat Pump | AMANA DISTINCTIONS | HRCU-A-CB (Split System: Heat Pump with Remote Outdoor Unit-Air-Source) | GVZC200361A* |  |  | CSCF3642N6D*+MBVC1601**-1A*+TXV |  | 35000 | 20 |  | 13.5 | 10 |  | 35000 | 18200 | 52% | [8 empty] | Residential | 730 | No | 2.92
201894392 | Central Heat Pump | AMANA DISTINCTIONS | HRCU-A-CB (Split System: Heat Pump with Remote Outdoor Unit-Air-Source) | GSZC180361C* |  |  | CA*F4961*6D*+TXV | G*VC961005CNB* | 35400 | 18 |  | 14 | 10 |  | 36400 | 22800 | 62.64% | [8 empty] | Residential | 737.5 | No | 2.95
206319899 | Central Heat Pump | Friedrich | HSP-A (Single-Package Heat Pump Air-Source) | VRP12K******-* |  |  |  |  | 12000 | 20 |  | 13 | 10 |  | 11500 | 7700 | 66.96% | [8 empty] | Residential | 250 | No | 1
205272663 | Central Heat Pump | CARRIER | HRCU-A-CB (Split System: Heat Pump with Remote Outdoor Unit-Air-Source) | 25VNA436A*030* |  |  | CNPV*4824AL*+UI | 58TN*A070C21**20 | 33800 | 21 |  | 13 | 10.5 |  | 35600 | 33600 | 94.38% | [8 empty] | Residential | 705 | No | 2.82
205272664 | Central Heat Pump | CARRIER | HRCU-A-CB (Split System: Heat Pump with Remote Outdoor Unit-Air-Source) | 25VNA436A*030* |  |  | CNPV*4824AL*+UI | 58TN*A090C21**20 | 34000 | 21.5 |  | 13 | 10.5 |  | 35400 | 33400 | 94.35% | [8 empty] | Residential | 707.5 | No | 2.83
205272665 | Central Heat Pump | CARRIER | HRCU-A-CB (Split System: Heat Pump with Remote Outdoor Unit-Air-Source) | 25VNA436A*030* |  |  | CNPV*4824AL*+UI | 58TN*A135C24**22 | 34000 | 21.5 |  | 13 | 10.5 |  | 35200 | 33200 | 94.32% | [8 empty] | Residential | 707.5 | No | 2.83
205272666 | Central Heat Pump | CARRIER | HRCU-A-CB (Split System: Heat Pump with Remote Outdoor Unit-Air-Source) | 25VNA436A*030* |  |  | CNPV*4824AL*+UI | 59TN6B120C24**22 | 33800 | 21.5 |  | 13 | 10.5 |  | 35400 | 33400 | 94.35% | [8 empty] | Residential | 705 | No | 2.82
205966752 | Central Heat Pump | BRYANT HEATING AND COOLING SYSTEMS | HRCU-A-CB (Split System: Heat Pump with Remote Outdoor Unit-Air-Source) | 284ANV024*0**A* | ADP |  | H,PE32(1,2)36+TXV | 88*TA36070C14*** | 23200 | 22 |  | 14 | 11 |  | 22400 | 22800 | 101.8% | [8 empty] | Residential | 482.5 | No | 1.93
205966753 | Central Heat Pump | BRYANT HEATING AND COOLING SYSTEMS | HRCU-A-CB (Split System: Heat Pump with Remote Outdoor Unit-Air-Source) | 284ANV024*0**A* | ADP |  | H,PE32936 | 88*TA36070C14*** | 23200 | 22 |  | 14 | 11 |  | 22400 | 22800 | 101.8% | [8 empty] | Residential | 482.5 | No | 1.93
205966754 | Central Heat Pump | BRYANT HEATING AND COOLING SYSTEMS | HRCU-A-CB (Split System: Heat Pump with Remote Outdoor Unit-Air-Source) | 284ANV024*0**A* | ADP |  | H,PG35936 | 88*TA36070C14*** | 23400 | 22 |  | 14 | 11 |  | 22400 | 22800 | 101.8% | [8 empty] | Residential | 487.5 | No | 1.95
205966755 | Central Heat Pump | BRYANT HEATING AND COOLING SYSTEMS | HRCU-A-CB (Split System: Heat Pump with Remote Outdoor Unit-Air-Source) | 284ANV024*0**A* | ADP |  | H,PG48936 | 88*TA36070C14*** | 23400 | 22 |  | 14 | 11 |  | 22400 | 22600 | 100.9% | [8 empty] | Residential | 487.5 | No | 1.95
205966756 | Central Heat Pump | BRYANT HEATING AND COOLING SYSTEMS | HRCU-A-CB (Split System: Heat Pump with Remote Outdoor Unit-Air-Source) | 284ANV024*0**A* | ADP |  | H,PG7J936 | 88*TA36070C14*** | 23400 | 22 |  | 14 | 11 |  | 22400 | 22800 | 101.8% | [8 empty] | Residential | 487.5 | No | 1.95
205966757 | Central Heat Pump | BRYANT HEATING AND COOLING SYSTEMS | HRCU-A-CB (Split System: Heat Pump with Remote Outdoor Unit-Air-Source) | 284ANV024*0**A* | ADP |  | H,PE7J936 | 88*TA36070C14*** | 23400 | 22 |  | 14 | 11 |  | 22400 | 22800 | 101.8% | [8 empty] | Residential | 487.5 | No | 1.95
205966758 | Central Heat Pump | BRYANT HEATING AND COOLING SYSTEMS | HRCU-A-CB (Split System: Heat Pump with Remote Outdoor Unit-Air-Source) | 284ANV024*0**A* | ADP |  | H,PG83936 | 88*TA36070C14*** | 23400 | 22 |  | 14 | 11 |  | 22400 | 22800 | 101.8% | [8 empty] | Residential | 487.5 | No | 1.95
205966759 | Central Heat Pump | BRYANT HEATING AND COOLING SYSTEMS | HRCU-A-CB (Split System: Heat Pump with Remote Outdoor Unit-Air-Source) | 284ANV024*0**A* | ADP |  | H,PG81936 | 88*TA36070C14*** | 23400 | 22 |  | 14 | 11 |  | 22400 | 22800 | 101.8% | [8 empty] | Residential | 487.5 | No | 1.95
207818385 | Central Heat Pump | AMERICAN STANDARD | HRCU-A-CB (Split System: Heat Pump with Remote Outdoor Unit-Air-Source) | 4A6L9024A1 | ASPEN |  | 4PXFH003BZ3+TDR | S9V2B060U3PSB+RP | 23000 | 18 |  | 12.5 | 11 |  | 20000 | 13400 | 67% | [8 empty] | Residential | 480 | No | 1.92
207818386 | Central Heat Pump | AMERICAN STANDARD | HRCU-A-CB (Split System: Heat Pump with Remote Outdoor Unit-Air-Source) | 4A6L9024A1 | ASPEN |  | 4PXFH005BZ3+TDR | S9V2B060U3PSB+RP | 22800 | 19 |  | 13 | 11 |  | 19400 | 13200 | 68.04% | [8 empty] | Residential | 475 | No | 1.9
206397559 | Central Heat Pump | AMERICAN STANDARD | HRCU-A-CB (Split System: Heat Pump with Remote Outdoor Unit-Air-Source) | 4A6V0036A1 | ASPEN |  | 4PXFH005AZ3+TDR | *DD2B060ACV3 | 34800 | 19 |  | 12.5 | 10 |  | 32000 | 26200 | 81.88% | [8 empty] | Residential | 725 | No | 2.9
206397561 | Central Heat Pump | AMERICAN STANDARD | HRCU-A-CB (Split System: Heat Pump with Remote Outdoor Unit-Air-Source) | 4A6V0036A1 | ASPEN |  | 4PXFH005AZ3+TDR | *UD2B080ACV3 | 34600 | 19.5 |  | 12.5 | 10 |  | 31000 | 25400 | 81.94% | [8 empty] | Residential | 720 | No | 2.88
206397562 | Central Heat Pump | AMERICAN STANDARD | HRCU-A-CB (Split System: Heat Pump with Remote Outdoor Unit-Air-Source) | 4A6V0036A1 | ASPEN |  | 4PXFH005AZ3+TDR | *UD2C080ACV4 | 35200 | 19.5 |  | 12.5 | 10 |  | 31000 | 25400 | 81.94% | [8 empty] | Residential | 732.5 | No | 2.93
207817356 | Central Heat Pump | AMERICAN STANDARD | HRCU-A-CB (Split System: Heat Pump with Remote Outdoor Unit-Air-Source) | 4A6V0036A1 | ASPEN |  | 4PXFH005BZ3+TDR | *DD2B060ACV3 | 34800 | 19 |  | 12.5 | 10 |  | 32000 | 26200 | 81.88% | [8 empty] | Residential | 725 | No | 2.9
207817358 | Central Heat Pump | AMERICAN STANDARD | HRCU-A-CB (Split System: Heat Pump with Remote Outdoor Unit-Air-Source) | 4A6V0036A1 | ASPEN |  | 4PXFH005BZ3+TDR | *UD2B080ACV3 | 34600 | 19.5 |  | 12.5 | 10 |  | 31000 | 25400 | 81.94% | [8 empty] | Residential | 720 | No | 2.88
207817359 | Central Heat Pump | AMERICAN STANDARD | HRCU-A-CB (Split System: Heat Pump with Remote Outdoor Unit-Air-Source) | 4A6V0036A1 | ASPEN |  | 4PXFH005BZ3+TDR | *UD2C080ACV4 | 35200 | 19.5 |  | 12.5 | 10 |  | 31000 | 25400 | 81.94% | [8 empty] | Residential | 732.5 | No | 2.93
205272667 | Central Heat Pump | CARRIER | HRCU-A-CB (Split System: Heat Pump with Remote Outdoor Unit-Air-Source) | 25VNA436A*030* |  |  | CNPV*4824AL*+UI | 59MN7B080C21**20 | 33800 | 21 |  | 13 | 10.5 |  | 35600 | 33600 | 94.38% | [8 empty] | Residential | 705 | No | 2.82
205272668 | Central Heat Pump | CARRIER | HRCU-A-CB (Split System: Heat Pump with Remote Outdoor Unit-Air-Source) | 25VNA436A*030* |  |  | CNPV*4824AL*+UI | 59MN7B100C21**22 | 33800 | 21 |  | 13 | 10.5 |  | 35400 | 33400 | 94.35% | [8 empty] | Residential | 705 | No | 2.82
205272669 | Central Heat Pump | CARRIER | HRCU-A-CB (Split System: Heat Pump with Remote Outdoor Unit-Air-Source) | 25VNA436A*030* |  |  | CNPV*4824AL*+UI | 59MN7B120C24**22 | 33800 | 21 |  | 13 | 10.5 |  | 35400 | 33400 | 94.35% | [8 empty] | Residential | 705 | No | 2.82
205272670 | Central Heat Pump | CARRIER | HRCU-A-CB (Split System: Heat Pump with Remote Outdoor Unit-Air-Source) | 25VNA436A*030* |  |  | CNPV*4824AL*+UI | 59TN6B080C21**20 | 33800 | 21 |  | 13 | 10.5 |  | 35600 | 33600 | 94.38% | [8 empty] | Residential | 705 | No | 2.82
205272671 | Central Heat Pump | CARRIER | HRCU-A-CB (Split System: Heat Pump with Remote Outdoor Unit-Air-Source) | 25VNA436A*030* |  |  | CNPV*4824AL*+UI | 59TN6B100C21**22 | 33800 | 21 |  | 13 | 10.5 |  | 35400 | 33400 | 94.35% | [8 empty] | Residential | 705 | No | 2.82
207742360 | Central Heat Pump | Invertercool | HRCU-A-CB (Split System: Heat Pump with Remote Outdoor Unit-Air-Source) | COH16S-60AA |  |  | CVTAN-36A |  | 35000 | 18 |  | 12.5 | 10 |  | 35400 | 30000 | 84.75% | 35000 | 17 | 11.7 | 8.5 | 35400 | 28400 | 80.23% | 2 | Residential | 730 | Yes | 2.92 | Both
208447914 | Central Heat Pump | Weathermaker | HRCU-A-CB (Split System: Heat Pump with Remote Outdoor Unit-Air-Source) | 38MURAQ24AB3 |  |  | 40MUAAQ24XA3 |  | 24000 | 20 |  | 12.5 | 12 |  | 24000 | 19200 | 80% | 24000 | 17.4 | 11.7 | 10 | 24000 | 22600 | 94.17% | 1.91 | Residential | 500 | Yes | 2 | Both
209852181 | Central Heat Pump | Weathermaker | HRCU-A-CB (Split System: Heat Pump with Remote Outdoor Unit-Air-Source) | 38MAQB24R--3 |  |  | 40MBAAQ24XA3 |  | 20800 | 20 |  | 12.5 | 10 |  | 29000 | 17500 | 60.34% | [8 empty] | Residential | 432.5 | No | 1.73
205966760 | Central Heat Pump | BRYANT HEATING AND COOLING SYSTEMS | HRCU-A-CB (Split System: Heat Pump with Remote Outdoor Unit-Air-Source) | 284ANV024*0**A* | ADP |  | H,PE31(1,2)30+TXV | 88*TA48070C17*** | 22800 | 21 |  | 13.5 | 11 |  | 22400 | 22800 | 101.8% | [8 empty] | Residential | 475 | No | 1.9
205966761 | Central Heat Pump | BRYANT HEATING AND COOLING SYSTEMS | HRCU-A-CB (Split System: Heat Pump with Remote Outdoor Unit-Air-Source) | 284ANV024*0**A* | ADP |  | H,PE32(1,2)36+TXV | 88*TA48070C17*** | 23200 | 21 |  | 14 | 11 |  | 22400 | 22600 | 100.9% | [8 empty] | Residential | 482.5 | No | 1.93
205966762 | Central Heat Pump | BRYANT HEATING AND COOLING SYSTEMS | HRCU-A-CB (Split System: Heat Pump with Remote Outdoor Unit-Air-Source) | 284ANV024*0**A* | ADP |  | H,PE32936 | 88*TA48070C17*** | 23200 | 21 |  | 14 | 11 |  | 22400 | 22600 | 100.9% | [8 empty] | Residential | 482.5 | No | 1.93
205966763 | Central Heat Pump | BRYANT HEATING AND COOLING SYSTEMS | HRCU-A-CB (Split System: Heat Pump with Remote Outdoor Unit-Air-Source) | 284ANV024*0**A* | ADP |  | H,PG35936 | 88*TA48070C17*** | 23000 | 22 |  | 13.5 | 11 |  | 22400 | 22400 | 100% | [8 empty] | Residential | 480 | No | 1.92
205966764 | Central Heat Pump | BRYANT HEATING AND COOLING SYSTEMS | HRCU-A-CB (Split System: Heat Pump with Remote Outdoor Unit-Air-Source) | 284ANV024*0**A* | ADP |  | H,PG48936 | 88*TA48070C17*** | 23400 | 22 |  | 14 | 11 |  | 22400 | 22400 | 100% | [8 empty] | Residential | 487.5 | No | 1.95
205966765 | Central Heat Pump | BRYANT HEATING AND COOLING SYSTEMS | HRCU-A-CB (Split System: Heat Pump with Remote Outdoor Unit-Air-Source) | 284ANV024*0**A* | ADP |  | H,PG7J936 | 88*TA48070C17*** | 23400 | 21 |  | 14 | 11 |  | 22400 | 22600 | 100.9% | [8 empty] | Residential | 487.5 | No | 1.95
205966766 | Central Heat Pump | BRYANT HEATING AND COOLING SYSTEMS | HRCU-A-CB (Split System: Heat Pump with Remote Outdoor Unit-Air-Source) | 284ANV024*0**A* | ADP |  | H,PE7J936 | 88*TA48070C17*** | 23400 | 21 |  | 14 | 11 |  | 22400 | 22600 | 100.9% | [8 empty] | Residential | 487.5 | No | 1.95
205966767 | Central Heat Pump | BRYANT HEATING AND COOLING SYSTEMS | HRCU-A-CB (Split System: Heat Pump with Remote Outdoor Unit-Air-Source) | 284ANV024*0**A* | ADP |  | H,PG83936 | 88*TA48070C17*** | 23400 | 22 |  | 14 | 11 |  | 22400 | 22600 | 100.9% | [8 empty] | Residential | 487.5 | No | 1.95
207826674 | Central Heat Pump | Weathermaker | HRCU-A-CB (Split System: Heat Pump with Remote Outdoor Unit-Air-Source) | 38MARBQ18AA3 |  |  | 40MBABQ18XB3 |  | 18000 | 20 |  | 12.5 | 10.8 |  | 19000 | 15400 | 81.05% | 18000 | 17.6 | 11.7 | 9.6 | 19000 | 17000 | 89.47% | 2 | Residential | 375 | Yes | 1.5 | Both
207826675 | Central Heat Pump | Weathermaker | HRCU-A-CB (Split System: Heat Pump with Remote Outdoor Unit-Air-Source) | 38MARBQ24AA3 |  |  | 40MBABQ24XB3 |  | 23000 | 21 |  | 12.5 | 11.6 |  | 26000 | 16900 | 65% | 23000 | 18.4 | 11.7 | 9.3 | 26000 | 21200 | 81.54% | 1.9 | Residential | 480 | Yes | 1.92 | Both
208447912 | Central Heat Pump | Weathermaker | HRCU-A-CB (Split System: Heat Pump with Remote Outdoor Unit-Air-Source) | 38MURAQ18AB3 |  |  | 40MUAAQ18XA3 |  | 18000 | 20 |  | 12.5 | 11 |  | 19000 | 13500 | 71.05% | 18000 | 18 | 12.4 | 9.3 | 19000 | 16500 | 86.84% | 2.04 | Residential | 375 | Yes | 1.5 | Both
208497408 | Central Heat Pump | Weathermaker | HRCU-A-CB (Split System: Heat Pump with Remote Outdoor Unit-Air-Source) | 38MARBQ24AA3 |  |  | 40MBAAQ24XA3 |  | 22000 | 20 |  | 12.5 | 11.6 |  | 27000 | 16500 | 61.11% | [8 empty] | Residential | 457.5 | No | 1.83
208141276 | Central Heat Pump | American Standard | HRCU-A-CB (Split System: Heat Pump with Remote Outdoor Unit-Air-Source) | 4TXD2036A10NU** |  |  | 4MXA2024A10NU** |  | 24000 | 20 |  | 12.5 | 10.5 |  | 24000 | 16000 | 66.67% | 24000 | 17 | 12 | 9 | 24000 | 22000 | 91.67% | 1.8 | Residential | 500 | Yes | 2 | Yes
211257305 | Central Heat Pump | MITS AIR | HRCU-A-CB (Split System: Heat Pump with Remote Outdoor Unit-Air-Source) | MOX430U-18HFN1-M |  |  | MVC-18HWFN1-M |  | 18000 | 20 |  | 12.5 | 11 |  | 19000 | 13500 | 71.05% | 18000 | 18 | 12.4 | 9.3 | 19000 | 16500 | 86.84% | 2.04 | Residential | 375 | Yes | 1.5 | Both
211257306 | Central Heat Pump | MITS AIR | HRCU-A-CB (Split System: Heat Pump with Remote Outdoor Unit-Air-Source) | MOD30-24HFN1-MW |  |  | MVC-24HWFN1-M |  | 24000 | 20 |  | 12.5 | 12 |  | 24000 | 19200 | 80% | 24000 | 17.4 | 11.7 | 10 | 24000 | 22600 | 94.17% | 1.91 | Residential | 500 | Yes | 2 | Both
210040105 | Central Heat Pump | LENNOX | HRCU-A-CB (Split System: Heat Pump with Remote Outdoor Unit-Air-Source) | ML17XP1-024-230A** |  |  | CH35-30B+TDR+TXV | ML180UH070V48B* | 24000 | 18.2 |  | 14.5 | 10 |  | 21200 | 13600 | 64.15% | 23800 | 16.8 | 14 | 8.5 | 21600 |  |  |  | Residential | 495 | No | 1.98 | No
207462686 | Central Heat Pump | COLEMAN | HRCU-A-CB (Split System: Heat Pump with Remote Outdoor Unit-Air-Source) | CH6B1821 | ASPEN |  | D(A,C,E)30B44+TDR | TM9E040A10MP12 | 17900 | 18 |  | 13.2 | 10.1 |  | 17600 | 10800 | 61.36% | [8 empty] | Residential | 372.5 | No | 1.49
207462688 | Central Heat Pump | COLEMAN | HRCU-A-CB (Split System: Heat Pump with Remote Outdoor Unit-Air-Source) | CH6B1821 | ASPEN |  | D(A,C,E)30B44+TDR | TM9E060A10MP12 | 17900 | 18 |  | 13.3 | 10.2 |  | 17700 | 10900 | 61.58% | [8 empty] | Residential | 372.5 | No | 1.49
207462690 | Central Heat Pump | COLEMAN | HRCU-A-CB (Split System: Heat Pump with Remote Outdoor Unit-Air-Source) | CH6B1821 | ASPEN |  | D(A,C,E)30B44+TDR | TM9V040A10MP12 | 17900 | 18 |  | 13.2 | 10.1 |  | 18000 | 11800 | 65.56% | [8 empty] | Residential | 372.5 | No | 1.49
207462692 | Central Heat Pump | COLEMAN | HRCU-A-CB (Split System: Heat Pump with Remote Outdoor Unit-Air-Source) | CH6B1821 | ASPEN |  | D(A,C,E)30B44+TDR | TM9V060B12MP12 | 17900 | 18 |  | 13.2 | 10.1 |  | 18100 | 11800 | 65.19% | [8 empty] | Residential | 372.5 | No | 1.49
207462694 | Central Heat Pump | COLEMAN | HRCU-A-CB (Split System: Heat Pump with Remote Outdoor Unit-Air-Source) | CH6B1821 | ASPEN |  | D(A,C,E)30B44+TDR | TM9V080B12MP12 | 17900 | 18 |  | 13.2 | 10.1 |  | 18000 | 11700 | 65% | [8 empty] | Residential | 372.5 | No | 1.49
207462696 | Central Heat Pump | COLEMAN | HRCU-A-CB (Split System: Heat Pump with Remote Outdoor Unit-Air-Source) | CH6B1821 | ASPEN |  | D(A,C,E)30B44+TDR | TM9Y040A10MP11 | 17900 | 18 |  | 13.3 | 10.2 |  | 18100 | 12300 | 67.96% | [8 empty] | Residential | 372.5 | No | 1.49
207462698 | Central Heat Pump | COLEMAN | HRCU-A-CB (Split System: Heat Pump with Remote Outdoor Unit-Air-Source) | CH6B1821 | ASPEN |  | D(A,C,E)30B44+TDR | TM9Y060B12MP11 | 17900 | 18 |  | 13.3 | 10.2 |  | 18100 | 12000 | 66.3% | [8 empty] | Residential | 372.5 | No | 1.49
207462700 | Central Heat Pump | COLEMAN | HRCU-A-CB (Split System: Heat Pump with Remote Outdoor Unit-Air-Source) | CH6B1821 | ASPEN |  | D(A,C,E)30B44+TDR | TM9Y080B12MP11 | 17900 | 18 |  | 13.3 | 10.2 |  | 18100 | 12000 | 66.3% | [8 empty] | Residential | 372.5 | No | 1.49
207462702 | Central Heat Pump | COLEMAN | HRCU-A-CB (Split System: Heat Pump with Remote Outdoor Unit-Air-Source) | CH6B1821 | ASPEN |  | D(A,C,E)30B44+TDR | TMLE040A12MP11 | 17900 | 18 |  | 13.3 | 10.2 |  | 17600 | 10800 | 61.36% | [8 empty] | Residential | 372.5 | No | 1.49
205966768 | Central Heat Pump | BRYANT HEATING AND COOLING SYSTEMS | HRCU-A-CB (Split System: Heat Pump with Remote Outdoor Unit-Air-Source) | 284ANV024*0**A* | ADP |  | H,PG81936 | 88*TA48070C17*** | 23400 | 22 |  | 14 | 11 |  | 22400 | 22600 | 100.9% | [8 empty] | Residential | 487.5 | No | 1.95
205966769 | Central Heat Pump | BRYANT HEATING AND COOLING SYSTEMS | HRCU-A-CB (Split System: Heat Pump with Remote Outdoor Unit-Air-Source) | 284ANV024*0**A* | ADP |  | H,PE31(1,2)30+TXV | 88*TA48090C17*** | 22800 | 22 |  | 13.5 | 11 |  | 22400 | 22600 | 100.9% | [8 empty] | Residential | 475 | No | 1.9
205966770 | Central Heat Pump | BRYANT HEATING AND COOLING SYSTEMS | HRCU-A-CB (Split System: Heat Pump with Remote Outdoor Unit-Air-Source) | 284ANV024*0**A* | ADP |  | H,PE32(1,2)36+TXV | 88*TA48090C17*** | 23200 | 22 |  | 14 | 11 |  | 22400 | 22600 | 100.9% | [8 empty] | Residential | 482.5 | No | 1.93
205966771 | Central Heat Pump | BRYANT HEATING AND COOLING SYSTEMS | HRCU-A-CB (Split System: Heat Pump with Remote Outdoor Unit-Air-Source) | 284ANV024*0**A* | ADP |  | H,PE32936 | 88*TA48090C17*** | 23200 | 22 |  | 14 | 11 |  | 22400 | 22600 | 100.9% | [8 empty] | Residential | 482.5 | No | 1.93
205966772 | Central Heat Pump | BRYANT HEATING AND COOLING SYSTEMS | HRCU-A-CB (Split System: Heat Pump with Remote Outdoor Unit-Air-Source) | 284ANV024*0**A* | ADP |  | H,PG35936 | 88*TA48090C17*** | 23400 | 22 |  | 14 | 11 |  | 22400 | 22600 | 100.9% | [8 empty] | Residential | 487.5 | No | 1.95
205966773 | Central Heat Pump | BRYANT HEATING AND COOLING SYSTEMS | HRCU-A-CB (Split System: Heat Pump with Remote Outdoor Unit-Air-Source) | 284ANV024*0**A* | ADP |  | H,PG48936 | 88*TA48090C17*** | 23400 | 22 |  | 14 | 11 |  | 22400 | 22400 | 100% | [8 empty] | Residential | 487.5 | No | 1.95
205966774 | Central Heat Pump | BRYANT HEATING AND COOLING SYSTEMS | HRCU-A-CB (Split System: Heat Pump with Remote Outdoor Unit-Air-Source) | 284ANV024*0**A* | ADP |  | H,PG7J936 | 88*TA48090C17*** | 23400 | 22 |  | 14 | 11 |  | 22400 | 22600 | 100.9% | [8 empty] | Residential | 487.5 | No | 1.95
205966775 | Central Heat Pump | BRYANT HEATING AND COOLING SYSTEMS | HRCU-A-CB (Split System: Heat Pump with Remote Outdoor Unit-Air-Source) | 284ANV024*0**A* | ADP |  | H,PE7J936 | 88*TA48090C17*** | 23400 | 22 |  | 14 | 11 |  | 22400 | 22600 | 100.9% | [8 empty] | Residential | 487.5 | No | 1.95
207462704 | Central Heat Pump | COLEMAN | HRCU-A-CB (Split System: Heat Pump with Remote Outdoor Unit-Air-Source) | CH6B1821 | ASPEN |  | D(A,C,E)30B44+TDR | TMLE060A12MP11 | 17900 | 18 |  | 13.3 | 10.2 |  | 17700 | 11000 | 62.15% | [8 empty] | Residential | 372.5 | No | 1.49
207462706 | Central Heat Pump | COLEMAN | HRCU-A-CB (Split System: Heat Pump with Remote Outdoor Unit-Air-Source) | CH6B1821 | ASPEN |  | D(A,C,E)30B44+TDR | TMLE080B12MP11 | 17900 | 18 |  | 13.3 | 10.2 |  | 17700 | 10900 | 61.58% | [8 empty] | Residential | 372.5 | No | 1.49
207462708 | Central Heat Pump | COLEMAN | HRCU-A-CB (Split System: Heat Pump with Remote Outdoor Unit-Air-Source) | CH6B1821 | ASPEN |  | D(A,C,E)30B44+TDR | TMLE100B12MP11 | 17900 | 18 |  | 13.3 | 10.2 |  | 17700 | 10900 | 61.58% | [8 empty] | Residential | 372.5 | No | 1.49
205551680 | Central Heat Pump | CARRIER | HRCU-A-CB (Split System: Heat Pump with Remote Outdoor Unit-Air-Source) | 25HPB624A**30 | ASPEN |  | D(A,C,E)30C44+TDR | 59MN7B080C21**20 | 23400 | 18 |  | 13.9 | 10 |  | 23000 | 14100 | 61.3% | [8 empty] | Residential | 487.5 | No | 1.95
205551872 | Central Heat Pump | CARRIER | HRCU-A-CB (Split System: Heat Pump with Remote Outdoor Unit-Air-Source) | 25HPB624A**30 | ASPEN |  | D(A,C,E)30C44+TDR | 59TN6B080C21**20 | 23400 | 18 |  | 13.9 | 10 |  | 23000 | 14100 | 61.3% | [8 empty] | Residential | 487.5 | No | 1.95
207462710 | Central Heat Pump | COLEMAN | HRCU-A-CB (Split System: Heat Pump with Remote Outdoor Unit-Air-Source) | CH6B1821 | ASPEN |  | D(A,C,E)30B44+TDR | TMLV060A12MP12 | 17900 | 18 |  | 13.2 | 10.1 |  | 18000 | 11700 | 65% | [8 empty] | Residential | 372.5 | No | 1.49
207462712 | Central Heat Pump | COLEMAN | HRCU-A-CB (Split System: Heat Pump with Remote Outdoor Unit-Air-Source) | CH6B1821 | ASPEN |  | D(A,C,E)30B44+TDR | TP9C060B12MP13 | 17900 | 18 |  | 13.2 | 10.1 |  | 18100 | 11800 | 65.19% | [8 empty] | Residential | 372.5 | No | 1.49
207462714 | Central Heat Pump | COLEMAN | HRCU-A-CB (Split System: Heat Pump with Remote Outdoor Unit-Air-Source) | CH6B1821 | ASPEN |  | D(A,C,E)30B44+TDR | TP9C080B12MP13 | 17900 | 18 |  | 13.2 | 10.1 |  | 18000 | 11700 | 65% | [8 empty] | Residential | 372.5 | No | 1.49
207462716 | Central Heat Pump | COLEMAN | HRCU-A-CB (Split System: Heat Pump with Remote Outdoor Unit-Air-Source) | CH6B1821 | ASPEN |  | D(A,C,E)30B44+TDR | TPLC060A12MP13 | 17900 | 18 |  | 13.2 | 10.1 |  | 18000 | 11700 | 65% | [8 empty] | Residential | 372.5 | No | 1.49
205966776 | Central Heat Pump | BRYANT HEATING AND COOLING SYSTEMS | HRCU-A-CB (Split System: Heat Pump with Remote Outdoor Unit-Air-Source) | 284ANV024*0**A* | ADP |  | H,PG83936 | 88*TA48090C17*** | 23400 | 22 |  | 14 | 11 |  | 22400 | 22600 | 100.9% | [8 empty] | Residential | 487.5 | No | 1.95
205966777 | Central Heat Pump | BRYANT HEATING AND COOLING SYSTEMS | HRCU-A-CB (Split System: Heat Pump with Remote Outdoor Unit-Air-Source) | 284ANV024*0**A* | ADP |  | H,PG81936 | 88*TA48090C17*** | 23400 | 22 |  | 14 | 11 |  | 22400 | 22600 | 100.9% | [8 empty] | Residential | 487.5 | No | 1.95
205966778 | Central Heat Pump | BRYANT HEATING AND COOLING SYSTEMS | HRCU-A-CB (Split System: Heat Pump with Remote Outdoor Unit-Air-Source) | 284ANV024*0**A* | ADP |  | H,PE31(1,2)30+TXV | 88*TA60070C21*** | 22800 | 21 |  | 13.5 | 11 |  | 22400 | 22800 | 101.8% | [8 empty] | Residential | 475 | No | 1.9
205966779 | Central Heat Pump | BRYANT HEATING AND COOLING SYSTEMS | HRCU-A-CB (Split System: Heat Pump with Remote Outdoor Unit-Air-Source) | 284ANV024*0**A* | ADP |  | H,PE32(1,2)36+TXV | 88*TA60070C21*** | 23200 | 21 |  | 14 | 11 |  | 22400 | 22600 | 100.9% | [8 empty] | Residential | 482.5 | No | 1.93
205966780 | Central Heat Pump | BRYANT HEATING AND COOLING SYSTEMS | HRCU-A-CB (Split System: Heat Pump with Remote Outdoor Unit-Air-Source) | 284ANV024*0**A* | ADP |  | H,PE32936 | 88*TA60070C21*** | 23200 | 21 |  | 14 | 11 |  | 22400 | 22600 | 100.9% | [8 empty] | Residential | 482.5 | No | 1.93
205966781 | Central Heat Pump | BRYANT HEATING AND COOLING SYSTEMS | HRCU-A-CB (Split System: Heat Pump with Remote Outdoor Unit-Air-Source) | 284ANV024*0**A* | ADP |  | H,PG35936 | 88*TA60070C21*** | 23000 | 22 |  | 13.5 | 11 |  | 22400 | 22400 | 100% | [8 empty] | Residential | 480 | No | 1.92
205966782 | Central Heat Pump | BRYANT HEATING AND COOLING SYSTEMS | HRCU-A-CB (Split System: Heat Pump with Remote Outdoor Unit-Air-Source) | 284ANV024*0**A* | ADP |  | H,PG48936 | 88*TA60070C21*** | 23400 | 22 |  | 14 | 11 |  | 22400 | 22600 | 100.9% | [8 empty] | Residential | 487.5 | No | 1.95
205966783 | Central Heat Pump | BRYANT HEATING AND COOLING SYSTEMS | HRCU-A-CB (Split System: Heat Pump with Remote Outdoor Unit-Air-Source) | 284ANV024*0**A* | ADP |  | H,PG7J936 | 88*TA60070C21*** | 23400 | 21 |  | 14 | 11 |  | 22400 | 22600 | 100.9% | [8 empty] | Residential | 487.5 | No | 1.95
207462660 | Central Heat Pump | COLEMAN | HRCU-A-CB (Split System: Heat Pump with Remote Outdoor Unit-Air-Source) | CH6B1821 | ASPEN |  | D(A,C,E)30B44+TDR | CP9C060B12MP13 | 17900 | 18 |  | 13.2 | 10.1 |  | 18100 | 11800 | 65.19% | [8 empty] | Residential | 372.5 | No | 1.49
207462662 | Central Heat Pump | COLEMAN | HRCU-A-CB (Split System: Heat Pump with Remote Outdoor Unit-Air-Source) | CH6B1821 | ASPEN |  | D(A,C,E)30B44+TDR | CP9C080B12MP13 | 17900 | 18 |  | 13.2 | 10.1 |  | 18000 | 11700 | 65% | [8 empty] | Residential | 372.5 | No | 1.49
207462664 | Central Heat Pump | COLEMAN | HRCU-A-CB (Split System: Heat Pump with Remote Outdoor Unit-Air-Source) | CH6B1821 | ASPEN |  | D(A,C,E)30B44+TDR | TL8E060A12UH11 | 17900 | 18 |  | 13.3 | 10.1 |  | 17500 | 10700 | 61.14% | [8 empty] | Residential | 372.5 | No | 1.49
207462666 | Central Heat Pump | COLEMAN | HRCU-A-CB (Split System: Heat Pump with Remote Outdoor Unit-Air-Source) | CH6B1821 | ASPEN |  | D(A,C,E)30B44+TDR | TL9E060B12UH11 | 17900 | 18 |  | 13.3 | 10.1 |  | 17500 | 10800 | 61.71% | [8 empty] | Residential | 372.5 | No | 1.49
207462668 | Central Heat Pump | COLEMAN | HRCU-A-CB (Split System: Heat Pump with Remote Outdoor Unit-Air-Source) | CH6B1821 | ASPEN |  | D(A,C,E)30B44+TDR | TM8E040A12MP11 | 17900 | 18 |  | 13.3 | 10.2 |  | 17600 | 10800 | 61.36% | [8 empty] | Residential | 372.5 | No | 1.49
207462670 | Central Heat Pump | COLEMAN | HRCU-A-CB (Split System: Heat Pump with Remote Outdoor Unit-Air-Source) | CH6B1821 | ASPEN |  | D(A,C,E)30B44+TDR | TM8E060A12MP11 | 17900 | 18 |  | 13.3 | 10.2 |  | 17700 | 11000 | 62.15% | [8 empty] | Residential | 372.5 | No | 1.49
210645068 | Central Heat Pump | COMFORT-AIRE | HRCU-A-CB (Split System: Heat Pump with Remote Outdoor Unit-Air-Source) | HRG1836S1P | ASPEN |  | C(A,C,D,E)30B3G+TDR | GUH96T070B3M | 22400 | 19.5 |  | 13 | 10 |  | 24000 | 14800 | 61.67% | 22400 | 18.5 | 12.5 | 8.5 | 24000 |  |  |  | Residential | 467.5 | No | 1.87
210645070 | Central Heat Pump | COMFORT-AIRE | HRCU-A-CB (Split System: Heat Pump with Remote Outdoor Unit-Air-Source) | HRG1836S1P | ASPEN |  | C(A,C,D,E)30B34+TDR | GUH96T070B3M | 22400 | 20 |  | 13 | 10 |  | 24000 | 14800 | 61.67% | 22400 | 19 | 12.5 | 8.5 | 24000 |  |  |  | Residential | 467.5 | No | 1.87
210645078 | Central Heat Pump | COMFORT-AIRE | HRCU-A-CB (Split System: Heat Pump with Remote Outdoor Unit-Air-Source) | HRG1836S1P | ASPEN |  | C(A,C,D,E)24B44+TDR | GUH96T070B3M | 22800 | 20 |  | 13 | 10 |  | 24000 | 14800 | 61.67% | 22800 | 19 | 12.5 | 8.5 | 24000 |  |  |  | Residential | 475 | No | 1.9
205966784 | Central Heat Pump | BRYANT HEATING AND COOLING SYSTEMS | HRCU-A-CB (Split System: Heat Pump with Remote Outdoor Unit-Air-Source) | 284ANV024*0**A* | ADP |  | H,PE7J936 | 88*TA60070C21*** | 23400 | 21 |  | 14 | 11 |  | 22400 | 22600 | 100.9% | [8 empty] | Residential | 487.5 | No | 1.95
205966785 | Central Heat Pump | BRYANT HEATING AND COOLING SYSTEMS | HRCU-A-CB (Split System: Heat Pump with Remote Outdoor Unit-Air-Source) | 284ANV024*0**A* | ADP |  | H,PG83936 | 88*TA60070C21*** | 23400 | 22 |  | 14 | 11 |  | 22400 | 22600 | 100.9% | [8 empty] | Residential | 487.5 | No | 1.95
205966786 | Central Heat Pump | BRYANT HEATING AND COOLING SYSTEMS | HRCU-A-CB (Split System: Heat Pump with Remote Outdoor Unit-Air-Source) | 284ANV024*0**A* | ADP |  | H,PG81936 | 88*TA60070C21*** | 23400 | 22 |  | 14 | 11 |  | 22400 | 22400 | 100% | [8 empty] | Residential | 487.5 | No | 1.95
205966787 | Central Heat Pump | BRYANT HEATING AND COOLING SYSTEMS | HRCU-A-CB (Split System: Heat Pump with Remote Outdoor Unit-Air-Source) | 284ANV024*0**A* | ADP |  | H,PE31(1,2)30+TXV | 88*TA60090C21*** | 22800 | 22 |  | 13.5 | 11 |  | 22400 | 22600 | 100.9% | [8 empty] | Residential | 475 | No | 1.9
205966788 | Central Heat Pump | BRYANT HEATING AND COOLING SYSTEMS | HRCU-A-CB (Split System: Heat Pump with Remote Outdoor Unit-Air-Source) | 284ANV024*0**A* | ADP |  | H,PE32(1,2)36+TXV | 88*TA60090C21*** | 23200 | 22 |  | 14 | 11 |  | 22400 | 22600 | 100.9% | [8 empty] | Residential | 482.5 | No | 1.93
205966789 | Central Heat Pump | BRYANT HEATING AND COOLING SYSTEMS | HRCU-A-CB (Split System: Heat Pump with Remote Outdoor Unit-Air-Source) | 284ANV024*0**A* | ADP |  | H,PE32936 | 88*TA60090C21*** | 23200 | 22 |  | 14 | 11 |  | 22400 | 22600 | 100.9% | [8 empty] | Residential | 482.5 | No | 1.93
205966790 | Central Heat Pump | BRYANT HEATING AND COOLING SYSTEMS | HRCU-A-CB (Split System: Heat Pump with Remote Outdoor Unit-Air-Source) | 284ANV024*0**A* | ADP |  | H,PG35936 | 88*TA60090C21*** | 23400 | 22 |  | 14 | 11 |  | 22400 | 22600 | 100.9% | [8 empty] | Residential | 487.5 | No | 1.95
205966791 | Central Heat Pump | BRYANT HEATING AND COOLING SYSTEMS | HRCU-A-CB (Split System: Heat Pump with Remote Outdoor Unit-Air-Source) | 284ANV024*0**A* | ADP |  | H,PG48936 | 88*TA60090C21*** | 23400 | 22 |  | 14 | 11 |  | 22400 | 22600 | 100.9% | [8 empty] | Residential | 487.5 | No | 1.95
210645114 | Central Heat Pump | COMFORT-AIRE | HRCU-A-CB (Split System: Heat Pump with Remote Outdoor Unit-Air-Source) | HRG1836S1P | ASPEN |  | C(A,C,D,E)30B3G+TDR | GUH97M070B3M | 22400 | 19.5 |  | 13 | 10 |  | 24000 | 14800 | 61.67% | [8 empty] | Residential | 467.5 | No | 1.87
210645116 | Central Heat Pump | COMFORT-AIRE | HRCU-A-CB (Split System: Heat Pump with Remote Outdoor Unit-Air-Source) | HRG1836S1P | ASPEN |  | C(A,C,D,E)30B34+TDR | GUH97M070B3M | 22400 | 20 |  | 13 | 10 |  | 24000 | 14800 | 61.67% | [8 empty] | Residential | 467.5 | No | 1.87
210645124 | Central Heat Pump | COMFORT-AIRE | HRCU-A-CB (Split System: Heat Pump with Remote Outdoor Unit-Air-Source) | HRG1836S1P | ASPEN |  | C(A,C,D,E)24B44+TDR | GUH97M070B3M | 22800 | 20 |  | 13 | 10 |  | 24000 | 14800 | 61.67% | [8 empty] | Residential | 475 | No | 1.9
206989195 | Central Heat Pump | LENNOX | HRCU-A-CB (Split System: Heat Pump with Remote Outdoor Unit-Air-Source) | SL18XP1-024-230A** | ASPEN |  | C(A,C,D,E)30B34+TDR | SL280UH060NV36A-* | 22200 | 18 |  | 14 | 10 |  | 21400 | 13400 | 62.62% | [8 empty] | Residential | 462.5 | No | 1.85
206989202 | Central Heat Pump | LENNOX | HRCU-A-CB (Split System: Heat Pump with Remote Outdoor Unit-Air-Source) | SL18XP1-024-230A** | ASPEN |  | C(A,C,D,E)30B3G+TDR | SL280UH060NV36A-* | 22200 | 18 |  | 14 | 10 |  | 21400 | 13400 | 62.62% | [8 empty] | Residential | 462.5 | No | 1.85
207462672 | Central Heat Pump | COLEMAN | HRCU-A-CB (Split System: Heat Pump with Remote Outdoor Unit-Air-Source) | CH6B1821 | ASPEN |  | D(A,C,E)30B44+TDR | TM8E080B12MP11 | 17900 | 18 |  | 13.3 | 10.2 |  | 17700 | 10900 | 61.58% | [8 empty] | Residential | 372.5 | No | 1.49
207462674 | Central Heat Pump | COLEMAN | HRCU-A-CB (Split System: Heat Pump with Remote Outdoor Unit-Air-Source) | CH6B1821 | ASPEN |  | D(A,C,E)30B44+TDR | TM8E100B12MP11 | 17900 | 18 |  | 13.3 | 10.2 |  | 17700 | 10900 | 61.58% | [8 empty] | Residential | 372.5 | No | 1.49
207462676 | Central Heat Pump | COLEMAN | HRCU-A-CB (Split System: Heat Pump with Remote Outdoor Unit-Air-Source) | CH6B1821 | ASPEN |  | D(A,C,E)30B44+TDR | TM8V060A12MP12 | 17900 | 18 |  | 13.2 | 10.1 |  | 18000 | 11700 | 65% | [8 empty] | Residential | 372.5 | No | 1.49
207462678 | Central Heat Pump | COLEMAN | HRCU-A-CB (Split System: Heat Pump with Remote Outdoor Unit-Air-Source) | CH6B1821 | ASPEN |  | D(A,C,E)30B44+TDR | TM8V080B12MP12 | 17900 | 18 |  | 13.2 | 10.1 |  | 18100 | 11900 | 65.75% | [8 empty] | Residential | 372.5 | No | 1.49
205966792 | Central Heat Pump | BRYANT HEATING AND COOLING SYSTEMS | HRCU-A-CB (Split System: Heat Pump with Remote Outdoor Unit-Air-Source) | 284ANV024*0**A* | ADP |  | H,PG7J936 | 88*TA60090C21*** | 23400 | 22 |  | 14 | 11 |  | 22400 | 22600 | 100.9% | [8 empty] | Residential | 487.5 | No | 1.95
205966793 | Central Heat Pump | BRYANT HEATING AND COOLING SYSTEMS | HRCU-A-CB (Split System: Heat Pump with Remote Outdoor Unit-Air-Source) | 284ANV024*0**A* | ADP |  | H,PE7J936 | 88*TA60090C21*** | 23400 | 22 |  | 14 | 11 |  | 22400 | 22600 | 100.9% | [8 empty] | Residential | 487.5 | No | 1.95
205966794 | Central Heat Pump | BRYANT HEATING AND COOLING SYSTEMS | HRCU-A-CB (Split System: Heat Pump with Remote Outdoor Unit-Air-Source) | 284ANV024*0**A* | ADP |  | H,PG83936 | 88*TA60090C21*** | 23400 | 22 |  | 14 | 11 |  | 22400 | 22400 | 100% | [8 empty] | Residential | 487.5 | No | 1.95
205966795 | Central Heat Pump | BRYANT HEATING AND COOLING SYSTEMS | HRCU-A-CB (Split System: Heat Pump with Remote Outdoor Unit-Air-Source) | 284ANV024*0**A* | ADP |  | H,PG81936 | 88*TA60090C21*** | 23400 | 22 |  | 14 | 11 |  | 22400 | 22600 | 100.9% | [8 empty] | Residential | 487.5 | No | 1.95
205966796 | Central Heat Pump | BRYANT HEATING AND COOLING SYSTEMS | HRCU-A-CB (Split System: Heat Pump with Remote Outdoor Unit-Air-Source) | 284ANV024*0**A* | ADP |  | H,PE31(1,2)30+TXV | 88*TA60110C21*** | 22800 | 22 |  | 13.5 | 11 |  | 22400 | 22600 | 100.9% | [8 empty] | Residential | 475 | No | 1.9
205966797 | Central Heat Pump | BRYANT HEATING AND COOLING SYSTEMS | HRCU-A-CB (Split System: Heat Pump with Remote Outdoor Unit-Air-Source) | 284ANV024*0**A* | ADP |  | H,PE32(1,2)36+TXV | 88*TA60110C21*** | 23200 | 22 |  | 14 | 11 |  | 22400 | 22600 | 100.9% | [8 empty] | Residential | 482.5 | No | 1.93
205966798 | Central Heat Pump | BRYANT HEATING AND COOLING SYSTEMS | HRCU-A-CB (Split System: Heat Pump with Remote Outdoor Unit-Air-Source) | 284ANV024*0**A* | ADP |  | H,PE32936 | 88*TA60110C21*** | 23200 | 22 |  | 14 | 11 |  | 22400 | 22600 | 100.9% | [8 empty] | Residential | 482.5 | No | 1.93
205966799 | Central Heat Pump | BRYANT HEATING AND COOLING SYSTEMS | HRCU-A-CB (Split System: Heat Pump with Remote Outdoor Unit-Air-Source) | 284ANV024*0**A* | ADP |  | H,PG35936 | 88*TA60110C21*** | 23400 | 22 |  | 14 | 11 |  | 22400 | 22600 | 100.9% | [8 empty] | Residential | 487.5 | No | 1.95
205966800 | Central Heat Pump | BRYANT HEATING AND COOLING SYSTEMS | HRCU-A-CB (Split System: Heat Pump with Remote Outdoor Unit-Air-Source) | 284ANV024*0**A* | ADP |  | H,PG48936 | 88*TA60110C21*** | 23400 | 22 |  | 14 | 11 |  | 22400 | 22400 | 100% | [8 empty] | Residential | 487.5 | No | 1.95
205966801 | Central Heat Pump | BRYANT HEATING AND COOLING SYSTEMS | HRCU-A-CB (Split System: Heat Pump with Remote Outdoor Unit-Air-Source) | 284ANV024*0**A* | ADP |  | H,PG7J936 | 88*TA60110C21*** | 23400 | 22 |  | 14 | 11 |  | 22400 | 22600 | 100.9% | [8 empty] | Residential | 487.5 | No | 1.95
205966802 | Central Heat Pump | BRYANT HEATING AND COOLING SYSTEMS | HRCU-A-CB (Split System: Heat Pump with Remote Outdoor Unit-Air-Source) | 284ANV024*0**A* | ADP |  | H,PE7J936 | 88*TA60110C21*** | 23400 | 22 |  | 14 | 11 |  | 22400 | 22600 | 100.9% | [8 empty] | Residential | 487.5 | No | 1.95
205966803 | Central Heat Pump | BRYANT HEATING AND COOLING SYSTEMS | HRCU-A-CB (Split System: Heat Pump with Remote Outdoor Unit-Air-Source) | 284ANV024*0**A* | ADP |  | H,PG83936 | 88*TA60110C21*** | 23400 | 22 |  | 14 | 11 |  | 22400 | 22600 | 100.9% | [8 empty] | Residential | 487.5 | No | 1.95
205966804 | Central Heat Pump | BRYANT HEATING AND COOLING SYSTEMS | HRCU-A-CB (Split System: Heat Pump with Remote Outdoor Unit-Air-Source) | 284ANV024*0**A* | ADP |  | H,PG81936 | 88*TA60110C21*** | 23400 | 22 |  | 14 | 11 |  | 22400 | 22600 | 100.9% | [8 empty] | Residential | 487.5 | No | 1.95
205966805 | Central Heat Pump | BRYANT HEATING AND COOLING SYSTEMS | HRCU-A-CB (Split System: Heat Pump with Remote Outdoor Unit-Air-Source) | 284ANV024*0**A* | ADP |  | H,PE31(1,2)30+TXV | 88*TA66135C24*** | 22400 | 21 |  | 13.5 | 11 |  | 22400 | 22400 | 100% | [8 empty] | Residential | 467.5 | No | 1.87
205966806 | Central Heat Pump | BRYANT HEATING AND COOLING SYSTEMS | HRCU-A-CB (Split System: Heat Pump with Remote Outdoor Unit-Air-Source) | 284ANV024*0**A* | ADP |  | H,PE32(1,2)36+TXV | 88*TA66135C24*** | 22800 | 22 |  | 13.5 | 11 |  | 22400 | 22400 | 100% | [8 empty] | Residential | 475 | No | 1.9
205966807 | Central Heat Pump | BRYANT HEATING AND COOLING SYSTEMS | HRCU-A-CB (Split System: Heat Pump with Remote Outdoor Unit-Air-Source) | 284ANV024*0**A* | ADP |  | H,PE32936 | 88*TA66135C24*** | 22800 | 22 |  | 13.5 | 11 |  | 22400 | 22400 | 100% | [8 empty] | Residential | 475 | No | 1.9
210040109 | Central Heat Pump | LENNOX | HRCU-A-CB (Split System: Heat Pump with Remote Outdoor Unit-Air-Source) | ML17XP1-024-230A** |  |  | CH35-30B+TDR+TXV | ML180UH090V48B* | 24000 | 18 |  | 14.5 | 10 |  | 21400 | 13800 | 64.49% | 23800 | 16.4 | 13.5 | 8.5 | 21800 |  |  |  | Residential | 495 | No | 1.98 | No
210040131 | Central Heat Pump | LENNOX | HRCU-A-CB (Split System: Heat Pump with Remote Outdoor Unit-Air-Source) | ML17XP1-024-230A** |  |  | CH35-30B+TDR+TXV | SL280UH080NV48B* | 23800 | 18.2 |  | 14.5 | 10 |  | 21200 | 13600 | 64.15% | 23600 | 16.8 | 14 | 8.5 | 21400 |  |  |  | Residential | 492.5 | No | 1.97 | No
210040133 | Central Heat Pump | LENNOX | HRCU-A-CB (Split System: Heat Pump with Remote Outdoor Unit-Air-Source) | ML17XP1-024-230A** |  |  | CH35-30B+TDR+TXV | SL280UH090V36B* | 23800 | 18.2 |  | 14.5 | 10 |  | 21200 | 13600 | 64.15% | 23600 | 17 | 14 | 8.5 | 21600 |  |  |  | Residential | 492.5 | No | 1.97 | No
210040228 | Central Heat Pump | LENNOX | HRCU-A-CB (Split System: Heat Pump with Remote Outdoor Unit-Air-Source) | ML17XP1-024-230A** |  |  | CHX35-30B-**-*+TDR | ML180UH070E36B* | 23800 | 18 |  | 14.5 | 10 |  | 21200 | 13600 | 64.15% | 23600 | 16.8 | 13.5 | 8.5 | 21600 |  |  |  | Residential | 492.5 | No | 1.97 | No
210040232 | Central Heat Pump | LENNOX | HRCU-A-CB (Split System: Heat Pump with Remote Outdoor Unit-Air-Source) | ML17XP1-024-230A** |  |  | CHX35-30B-**-*+TDR | ML180UH070V48B* | 24000 | 18.2 |  | 14.5 | 10 |  | 21200 | 13600 | 64.15% | 23800 | 16.8 | 14 | 8.5 | 21600 |  |  |  | Residential | 495 | No | 1.98 | No
210040235 | Central Heat Pump | LENNOX | HRCU-A-CB (Split System: Heat Pump with Remote Outdoor Unit-Air-Source) | ML17XP1-024-230A** |  |  | CHX35-30B-**-*+TDR | ML180UH090V48B* | 24000 | 18 |  | 14.5 | 10 |  | 21400 | 13800 | 64.49% | 23800 | 16.4 | 13.5 | 8.5 | 21800 |  |  |  | Residential | 495 | No | 1.98 | No
210040254 | Central Heat Pump | LENNOX | HRCU-A-CB (Split System: Heat Pump with Remote Outdoor Unit-Air-Source) | ML17XP1-024-230A** |  |  | CHX35-30B-**-*+TDR | SL280UH080NV48B* | 23800 | 18.2 |  | 14.5 | 10 |  | 21200 | 13600 | 64.15% | 23600 | 16.8 | 14 | 8.5 | 21400 |  |  |  | Residential | 492.5 | No | 1.97 | No
210040256 | Central Heat Pump | LENNOX | HRCU-A-CB (Split System: Heat Pump with Remote Outdoor Unit-Air-Source) | ML17XP1-024-230A** |  |  | CHX35-30B-**-*+TDR | SL280UH090V36B* | 23800 | 18.2 |  | 14.5 | 10 |  | 21200 | 13600 | 64.15% | 23600 | 17 | 14 | 8.5 | 21600 |  |  |  | Residential | 492.5 | No | 1.97 | No
207462680 | Central Heat Pump | COLEMAN | HRCU-A-CB (Split System: Heat Pump with Remote Outdoor Unit-Air-Source) | CH6B1821 | ASPEN |  | D(A,C,E)30B44+TDR | TM8Y060A12MP11 | 17900 | 18 |  | 13.3 | 10.1 |  | 18100 | 11900 | 65.75% | [8 empty] | Residential | 372.5 | No | 1.49
207462682 | Central Heat Pump | COLEMAN | HRCU-A-CB (Split System: Heat Pump with Remote Outdoor Unit-Air-Source) | CH6B1821 | ASPEN |  | D(A,C,E)30B44+TDR | TM8Y080B12MP11 | 17900 | 18 |  | 13.3 | 10.2 |  | 18100 | 12000 | 66.3% | [8 empty] | Residential | 372.5 | No | 1.49
207462684 | Central Heat Pump | COLEMAN | HRCU-A-CB (Split System: Heat Pump with Remote Outdoor Unit-Air-Source) | CH6B1821 | ASPEN |  | D(A,C,E)30B44+TDR | TM9E026A08MP12 | 17900 | 18 |  | 13.2 | 10.1 |  | 17500 | 10700 | 61.14% | [8 empty] | Residential | 372.5 | No | 1.49
207462718 | Central Heat Pump | COLEMAN | HRCU-A-CB (Split System: Heat Pump with Remote Outdoor Unit-Air-Source) | CH6B1821 | ASPEN |  | D(A,C,E)30B44+TDR | TPLC080B12MP13 | 17900 | 18 |  | 13.2 | 10.1 |  | 18100 | 11900 | 65.75% | [8 empty] | Residential | 372.5 | No | 1.49
208447398 | Central Heat Pump | GOODMAN | HRCU-A-CB (Split System: Heat Pump with Remote Outdoor Unit-Air-Source) | GVZC200361A* | ASPEN |  | C(A,C,D,E)36D34+TDR | G*VS800805CUA* | 34400 | 20 |  | 13 | 10 |  | 35400 | 18200 | 51.41% | [8 empty] | Residential | 717.5 | No | 2.87
208447402 | Central Heat Pump | GOODMAN | HRCU-A-CB (Split System: Heat Pump with Remote Outdoor Unit-Air-Source) | GVZC200361A* | ASPEN |  | C(A,C,D,E)42C34+TDR | G*VS800805CUA* | 34600 | 20 |  | 13 | 10 |  | 35200 | 18100 | 51.42% | [8 empty] | Residential | 720 | No | 2.88
208447403 | Central Heat Pump | GOODMAN | HRCU-A-CB (Split System: Heat Pump with Remote Outdoor Unit-Air-Source) | GVZC200361A* | ASPEN |  | C(A,C,D,E)42D34+TDR | G*VS800805CUA* | 34600 | 20 |  | 13 | 10 |  | 35600 | 18200 | 51.12% | [8 empty] | Residential | 720 | No | 2.88
208447406 | Central Heat Pump | GOODMAN | HRCU-A-CB (Split System: Heat Pump with Remote Outdoor Unit-Air-Source) | GVZC200361A* | ASPEN |  | C(A,C,D,E)48C34+TDR | G*VS800805CUA* | 35000 | 20 |  | 13.2 | 10 |  | 35200 | 18100 | 51.42% | [8 empty] | Residential | 730 | No | 2.92
208447407 | Central Heat Pump | GOODMAN | HRCU-A-CB (Split System: Heat Pump with Remote Outdoor Unit-Air-Source) | GVZC200361A* | ASPEN |  | C(A,C,D,E)48F34+TDR | G*VS800805CUA* | 35000 | 20 |  | 13.2 | 10 |  | 35200 | 18100 | 51.42% | [8 empty] | Residential | 730 | No | 2.92
205966808 | Central Heat Pump | BRYANT HEATING AND COOLING SYSTEMS | HRCU-A-CB (Split System: Heat Pump with Remote Outdoor Unit-Air-Source) | 284ANV024*0**A* | ADP |  | H,PG35936 | 88*TA66135C24*** | 23400 | 22 |  | 14 | 11 |  | 22400 | 22400 | 100% | [8 empty] | Residential | 487.5 | No | 1.95
205966809 | Central Heat Pump | BRYANT HEATING AND COOLING SYSTEMS | HRCU-A-CB (Split System: Heat Pump with Remote Outdoor Unit-Air-Source) | 284ANV024*0**A* | ADP |  | H,PG48936 | 88*TA66135C24*** | 23400 | 22 |  | 14 | 11 |  | 22400 | 22400 | 100% | [8 empty] | Residential | 487.5 | No | 1.95
205966810 | Central Heat Pump | BRYANT HEATING AND COOLING SYSTEMS | HRCU-A-CB (Split System: Heat Pump with Remote Outdoor Unit-Air-Source) | 284ANV024*0**A* | ADP |  | H,PG7J936 | 88*TA66135C24*** | 23000 | 22 |  | 13.5 | 11 |  | 22400 | 22400 | 100% | [8 empty] | Residential | 480 | No | 1.92
205966811 | Central Heat Pump | BRYANT HEATING AND COOLING SYSTEMS | HRCU-A-CB (Split System: Heat Pump with Remote Outdoor Unit-Air-Source) | 284ANV024*0**A* | ADP |  | H,PE7J936 | 88*TA66135C24*** | 23000 | 22 |  | 13.5 | 11 |  | 22400 | 22400 | 100% | [8 empty] | Residential | 480 | No | 1.92
205966812 | Central Heat Pump | BRYANT HEATING AND COOLING SYSTEMS | HRCU-A-CB (Split System: Heat Pump with Remote Outdoor Unit-Air-Source) | 284ANV024*0**A* | ADP |  | H,PG83936 | 88*TA66135C24*** | 23400 | 22 |  | 14 | 11 |  | 22400 | 22400 | 100% | [8 empty] | Residential | 487.5 | No | 1.95
205966813 | Central Heat Pump | BRYANT HEATING AND COOLING SYSTEMS | HRCU-A-CB (Split System: Heat Pump with Remote Outdoor Unit-Air-Source) | 284ANV024*0**A* | ADP |  | H,PG81936 | 88*TA66135C24*** | 23400 | 22 |  | 14 | 11 |  | 22400 | 22400 | 100% | [8 empty] | Residential | 487.5 | No | 1.95
205966830 | Central Heat Pump | BRYANT HEATING AND COOLING SYSTEMS | HRCU-A-CB (Split System: Heat Pump with Remote Outdoor Unit-Air-Source) | 284ANV036*0**A* | ADP |  | H,PG35936 | 88*TA48070C17*** | 33400 | 21 |  | 12.5 | 11 |  | 34000 | 32200 | 94.71% | [8 empty] | Residential | 695 | No | 2.78
205966831 | Central Heat Pump | BRYANT HEATING AND COOLING SYSTEMS | HRCU-A-CB (Split System: Heat Pump with Remote Outdoor Unit-Air-Source) | 284ANV036*0**A* | ADP |  | H,PG48936 | 88*TA48070C17*** | 33600 | 21 |  | 12.5 | 11 |  | 34000 | 32200 | 94.71% | [8 empty] | Residential | 700 | No | 2.8
207196487 | Central Heat Pump | GOODMAN | HRCU-A-CB (Split System: Heat Pump with Remote Outdoor Unit-Air-Source) | GSZC180361C* | ASPEN |  | A(E,F)M374+TDR |  | 33800 | 18 |  | 14 | 10 |  | 35600 | 22800 | 64.04% | [8 empty] | Residential | 705 | No | 2.82
207196489 | Central Heat Pump | GOODMAN | HRCU-A-CB (Split System: Heat Pump with Remote Outdoor Unit-Air-Source) | GSZC180361C* | ASPEN |  | AFM474+TDR |  | 33200 | 18 |  | 14 | 10 |  | 35200 | 22600 | 64.2% | [8 empty] | Residential | 692.5 | No | 2.77
207818400 | Central Heat Pump | TRANE | HRCU-A-CB (Split System: Heat Pump with Remote Outdoor Unit-Air-Source) | 4TWL9024A1 | ASPEN |  | 4PXFH005BZ3+TDR | *UHMB060ACV3 | 22400 | 18 |  | 12.5 | 10 |  | 20000 | 13300 | 66.5% | [8 empty] | Residential | 467.5 | No | 1.87
207818404 | Central Heat Pump | TRANE | HRCU-A-CB (Split System: Heat Pump with Remote Outdoor Unit-Air-Source) | 4TWL9024A1 | ASPEN |  | 4PXFH005BZ3+TDR | *UHMC100ACV4 | 22800 | 18.5 |  | 12.5 | 11 |  | 20000 | 13300 | 66.5% | [8 empty] | Residential | 475 | No | 1.9
207818405 | Central Heat Pump | TRANE | HRCU-A-CB (Split System: Heat Pump with Remote Outdoor Unit-Air-Source) | 4TWL9024A1 | ASPEN |  | 4PXFH003BZ3+TDR | S9V2B040U3PSB+RP | 22800 | 18 |  | 12.5 | 11 |  | 19800 | 13400 | 67.68% | [8 empty] | Residential | 475 | No | 1.9
207818406 | Central Heat Pump | TRANE | HRCU-A-CB (Split System: Heat Pump with Remote Outdoor Unit-Air-Source) | 4TWL9024A1 | ASPEN |  | 4PXFH005BZ3+TDR | S9V2B040U3PSB+RP | 22800 | 19 |  | 12.5 | 11 |  | 19600 | 13200 | 67.35% | [8 empty] | Residential | 475 | No | 1.9
207818407 | Central Heat Pump | TRANE | HRCU-A-CB (Split System: Heat Pump with Remote Outdoor Unit-Air-Source) | 4TWL9024A1 | ASPEN |  | 4PXFH003BZ3+TDR | S9V2B060U3PSB+RP | 23000 | 18 |  | 12.5 | 11 |  | 20000 | 13400 | 67% | [8 empty] | Residential | 480 | No | 1.92
207818408 | Central Heat Pump | TRANE | HRCU-A-CB (Split System: Heat Pump with Remote Outdoor Unit-Air-Source) | 4TWL9024A1 | ASPEN |  | 4PXFH005BZ3+TDR | S9V2B060U3PSB+RP | 22800 | 19 |  | 13 | 11 |  | 19400 | 13200 | 68.04% | [8 empty] | Residential | 475 | No | 1.9
206417155 | Central Heat Pump | TRANE | HRCU-A-CB (Split System: Heat Pump with Remote Outdoor Unit-Air-Source) | 4TWL9024A1 | ASPEN |  | 4PXFH005AZ3+TDR | *UHMB060ACV3 | 22400 | 18 |  | 12.5 | 10 |  | 20000 | 13300 | 66.5% | [8 empty] | Residential | 467.5 | No | 1.87
205358199 | Central Heat Pump | AMANA | HRCU-A-CB (Split System: Heat Pump with Remote Outdoor Unit-Air-Source) | AVZC200361A* |  |  | CA*F3137*6A*+MBVC1201**-1A*+TXV |  | 34800 | 20 |  | 13.5 | 10 |  | 35000 | 18000 | 51.43% | [8 empty] | Residential | 725 | No | 2.9
205358200 | Central Heat Pump | AMANA | HRCU-A-CB (Split System: Heat Pump with Remote Outdoor Unit-Air-Source) | AVZC200361A* |  |  | CA*F3642*6D*+MBVC1201**-1A*+TXV |  | 34600 | 20 |  | 13 | 10 |  | 34800 | 18000 | 51.72% | [8 empty] | Residential | 720 | No | 2.88
205358201 | Central Heat Pump | AMANA | HRCU-A-CB (Split System: Heat Pump with Remote Outdoor Unit-Air-Source) | AVZC200361A* |  |  | CA*F3743*6D*+MBVC1201**-1A*+TXV |  | 35200 | 20 |  | 13.5 | 10 |  | 35000 | 18200 | 52% | [8 empty] | Residential | 732.5 | No | 2.93
205358202 | Central Heat Pump | AMANA | HRCU-A-CB (Split System: Heat Pump with Remote Outdoor Unit-Air-Source) | AVZC200361A* |  |  | CHPF3642C6C*+MBVC1201**-1A*+TXV |  | 34800 | 20 |  | 13 | 10 |  | 34800 | 18000 | 51.72% | [8 empty] | Residential | 725 | No | 2.9
205358203 | Central Heat Pump | AMANA | HRCU-A-CB (Split System: Heat Pump with Remote Outdoor Unit-Air-Source) | AVZC200361A* |  |  | CHPF3743C6B*+MBVC1201**-1A*+TXV |  | 35000 | 20 |  | 13.5 | 10 |  | 35000 | 18200 | 52% | [8 empty] | Residential | 730 | No | 2.92
205358204 | Central Heat Pump | AMANA | HRCU-A-CB (Split System: Heat Pump with Remote Outdoor Unit-Air-Source) | AVZC200361A* |  |  | CSCF3642N6D*+MBVC1201**-1A*+TXV |  | 34800 | 20 |  | 13.5 | 10 |  | 35000 | 18200 | 52% | [8 empty] | Residential | 725 | No | 2.9
205358206 | Central Heat Pump | AMANA | HRCU-A-CB (Split System: Heat Pump with Remote Outdoor Unit-Air-Source) | AVZC200361A* |  |  | CA*F3642*6D*+MBVC1601**-1A*+TXV |  | 34600 | 20 |  | 13.5 | 10 |  | 34800 | 18000 | 51.72% | [8 empty] | Residential | 720 | No | 2.88
205358207 | Central Heat Pump | AMANA | HRCU-A-CB (Split System: Heat Pump with Remote Outdoor Unit-Air-Source) | AVZC200361A* |  |  | CHPF3642C6C*+MBVC1601**-1A*+TXV |  | 35000 | 20 |  | 13.5 | 10 |  | 34800 | 18000 | 51.72% | [8 empty] | Residential | 730 | No | 2.92
205966833 | Central Heat Pump | BRYANT HEATING AND COOLING SYSTEMS | HRCU-A-CB (Split System: Heat Pump with Remote Outdoor Unit-Air-Source) | 284ANV036*0**A* | ADP |  | H,PG83936 | 88*TA48070C17*** | 34400 | 21 |  | 12.5 | 11 |  | 34200 | 32400 | 94.74% | [8 empty] | Residential | 717.5 | No | 2.87
205966834 | Central Heat Pump | BRYANT HEATING AND COOLING SYSTEMS | HRCU-A-CB (Split System: Heat Pump with Remote Outdoor Unit-Air-Source) | 284ANV036*0**A* | ADP |  | H,PG81936 | 88*TA48070C17*** | 33600 | 21 |  | 12.5 | 11 |  | 34000 | 32200 | 94.71% | [8 empty] | Residential | 700 | No | 2.8
205966837 | Central Heat Pump | BRYANT HEATING AND COOLING SYSTEMS | HRCU-A-CB (Split System: Heat Pump with Remote Outdoor Unit-Air-Source) | 284ANV036*0**A* | ADP |  | H,PG35936 | 88*TA48090C17*** | 33600 | 21 |  | 12.5 | 11 |  | 33600 | 31800 | 94.64% | [8 empty] | Residential | 700 | No | 2.8
205966838 | Central Heat Pump | BRYANT HEATING AND COOLING SYSTEMS | HRCU-A-CB (Split System: Heat Pump with Remote Outdoor Unit-Air-Source) | 284ANV036*0**A* | ADP |  | H,PG48936 | 88*TA48090C17*** | 34200 | 21 |  | 12.5 | 10 |  | 33800 | 32000 | 94.67% | [8 empty] | Residential | 712.5 | No | 2.85
205966840 | Central Heat Pump | BRYANT HEATING AND COOLING SYSTEMS | HRCU-A-CB (Split System: Heat Pump with Remote Outdoor Unit-Air-Source) | 284ANV036*0**A* | ADP |  | H,PG83936 | 88*TA48090C17*** | 34200 | 22 |  | 12.5 | 11 |  | 33400 | 31600 | 94.61% | [8 empty] | Residential | 712.5 | No | 2.85
205966841 | Central Heat Pump | BRYANT HEATING AND COOLING SYSTEMS | HRCU-A-CB (Split System: Heat Pump with Remote Outdoor Unit-Air-Source) | 284ANV036*0**A* | ADP |  | H,PG81936 | 88*TA48090C17*** | 34200 | 21 |  | 12.5 | 10 |  | 33800 | 32000 | 94.67% | [8 empty] | Residential | 712.5 | No | 2.85
205966844 | Central Heat Pump | BRYANT HEATING AND COOLING SYSTEMS | HRCU-A-CB (Split System: Heat Pump with Remote Outdoor Unit-Air-Source) | 284ANV036*0**A* | ADP |  | H,PG35936 | 88*TA60070C21*** | 33600 | 21 |  | 12.5 | 11 |  | 33800 | 31800 | 94.08% | [8 empty] | Residential | 700 | No | 2.8
205966845 | Central Heat Pump | BRYANT HEATING AND COOLING SYSTEMS | HRCU-A-CB (Split System: Heat Pump with Remote Outdoor Unit-Air-Source) | 284ANV036*0**A* | ADP |  | H,PG48936 | 88*TA60070C21*** | 33800 | 21 |  | 12.5 | 10 |  | 33800 | 31800 | 94.08% | [8 empty] | Residential | 705 | No | 2.82
205358208 | Central Heat Pump | AMANA | HRCU-A-CB (Split System: Heat Pump with Remote Outdoor Unit-Air-Source) | AVZC200361A* |  |  | CHPF3743C6B*+MBVC1601**-1A*+TXV |  | 35200 | 20 |  | 13.5 | 10 |  | 35000 | 18200 | 52% | [8 empty] | Residential | 732.5 | No | 2.93
205358209 | Central Heat Pump | AMANA | HRCU-A-CB (Split System: Heat Pump with Remote Outdoor Unit-Air-Source) | AVZC200361A* |  |  | CSCF3642N6D*+MBVC1601**-1A*+TXV |  | 35000 | 20 |  | 13.5 | 10 |  | 35000 | 18200 | 52% | [8 empty] | Residential | 730 | No | 2.92
206319901 | Central Heat Pump | Friedrich | HSP-A (Single-Package Heat Pump Air-Source) | VRP12R******-* |  |  |  |  | 12000 | 20 |  | 13 | 10 |  | 11500 | 7700 | 66.96% | [8 empty] | Residential | 250 | No | 1
208812661 | Central Heat Pump | Friedrich | HSP-A (Single-Package Heat Pump Air-Source) | VRP12K******-D** |  |  |  |  | 12000 | 20 |  | 13 | 10 |  | 11500 | 7700 | 66.96% | [8 empty] | Residential | 250 | No | 1
208812662 | Central Heat Pump | Friedrich | HSP-A (Single-Package Heat Pump Air-Source) | VRP12R******-D** |  |  |  |  | 12000 | 20 |  | 13 | 10 |  | 11500 | 7700 | 66.96% | [8 empty] | Residential | 250 | No | 1
202134879 | Central Heat Pump | AireForce | HRCU-A-CB (Split System: Heat Pump with Remote Outdoor Unit-Air-Source) | FSH1BG4CVRX36K |  |  | C6B(A,H)-X36(C,U)-C | FG7T(*)-VC(*) | 34800 | 18.5 |  | 12.5 | 10 |  | 34200 | 21800 | 63.74% | [8 empty] | Residential | 725 | No | 2.9
202134880 | Central Heat Pump | AireForce | HRCU-A-CB (Split System: Heat Pump with Remote Outdoor Unit-Air-Source) | FSH1BG4CVRX36K |  |  | B6VMAX36K-B |  | 34800 | 19 |  | 12.6 | 10 |  | 34400 | 21800 | 63.37% | [8 empty] | Residential | 725 | No | 2.9
204305517 | Central Heat Pump | AireForce | HRCU-A-CB (Split System: Heat Pump with Remote Outdoor Unit-Air-Source) | FSH1BG4CVRX36K |  |  | C6B(A,H)-X36(C,U)-B | MB7VM-1600K-B | 34800 | 19 |  | 12.6 | 10 |  | 34400 | 21800 | 63.37% | [8 empty] | Residential | 725 | No | 2.9
207570822 | Central Heat Pump | AireForce | HRCU-A-CB (Split System: Heat Pump with Remote Outdoor Unit-Air-Source) | FSH1BG4CVRX24KP |  |  | C6B(A,H)-X26(C,U)-B(*) | MB7VM-1600K-B(*) | 24600 | 19 |  | 13.9 | 10 |  | 22400 | 14200 | 63.39% | [8 empty] | Residential | 512.5 | No | 2.05
206417159 | Central Heat Pump | TRANE | HRCU-A-CB (Split System: Heat Pump with Remote Outdoor Unit-Air-Source) | 4TWL9024A1 | ASPEN |  | 4PXFH005AZ3+TDR | *UHMC100ACV4 | 22800 | 18.5 |  | 12.5 | 11 |  | 20000 | 13300 | 66.5% | [8 empty] | Residential | 475 | No | 1.9
206417160 | Central Heat Pump | TRANE | HRCU-A-CB (Split System: Heat Pump with Remote Outdoor Unit-Air-Source) | 4TWL9024A1 | ASPEN |  | 4PXFH003AZ3+TDR | S9V2B040U3PSB+RP | 22800 | 18 |  | 12.5 | 11 |  | 19800 | 13400 | 67.68% | [8 empty] | Residential | 475 | No | 1.9
206417161 | Central Heat Pump | TRANE | HRCU-A-CB (Split System: Heat Pump with Remote Outdoor Unit-Air-Source) | 4TWL9024A1 | ASPEN |  | 4PXFH005AZ3+TDR | S9V2B040U3PSB+RP | 22800 | 19 |  | 12.5 | 11 |  | 19600 | 13200 | 67.35% | [8 empty] | Residential | 475 | No | 1.9
207783644 | Central Heat Pump | AMANA | HRCU-A-CB (Split System: Heat Pump with Remote Outdoor Unit-Air-Source) | ASZC180361C* | ASPEN |  | C(A,C,D,E)36D44+MBVC1601**-1A*+TDR |  | 34400 | 19 |  | 13.9 | 10.2 |  | 36600 | 23000 | 62.84% | [8 empty] | Residential | 717.5 | No | 2.87
207783646 | Central Heat Pump | AMANA | HRCU-A-CB (Split System: Heat Pump with Remote Outdoor Unit-Air-Source) | ASZC180361C* | ASPEN |  | C(A,C,D,E)36D34+MBVC2001**-1A*+TDR |  | 33200 | 19 |  | 13 | 10 |  | 36600 | 23000 | 62.84% | [8 empty] | Residential | 692.5 | No | 2.77
207783647 | Central Heat Pump | AMANA | HRCU-A-CB (Split System: Heat Pump with Remote Outdoor Unit-Air-Source) | ASZC180361C* | ASPEN |  | C(A,C,D,E)36D44+MBVC2001**-1A*+TDR |  | 34400 | 19.5 |  | 13.9 | 10.2 |  | 36800 | 23000 | 62.5% | [8 empty] | Residential | 717.5 | No | 2.87
208120651 | Central Heat Pump | AMANA | HRCU-A-CB (Split System: Heat Pump with Remote Outdoor Unit-Air-Source) | ASZC180241C* | ASPEN |  | D(A,C,E)36D44+MBVC1200**-1A*+TDR |  | 22400 | 18.5 |  | 13.9 | 10.2 |  | 23000 | 14800 | 64.35% | [8 empty] | Residential | 467.5 | No | 1.87
208120652 | Central Heat Pump | AMANA | HRCU-A-CB (Split System: Heat Pump with Remote Outdoor Unit-Air-Source) | ASZC180241C* | ASPEN |  | D(A,C,E)36D44+MBVC1201**-1A*+TDR |  | 22400 | 18.5 |  | 13.9 | 10.2 |  | 23200 | 14600 | 62.93% | [8 empty] | Residential | 467.5 | No | 1.87
208120654 | Central Heat Pump | AMANA | HRCU-A-CB (Split System: Heat Pump with Remote Outdoor Unit-Air-Source) | ASZC180361C* | ASPEN |  | D(A,C,E)36D44+MBVC1600**-1A*+TDR |  | 33800 | 18.5 |  | 14 | 10.5 |  | 35400 | 22800 | 64.41% | [8 empty] | Residential | 705 | No | 2.82
205966847 | Central Heat Pump | BRYANT HEATING AND COOLING SYSTEMS | HRCU-A-CB (Split System: Heat Pump with Remote Outdoor Unit-Air-Source) | 284ANV036*0**A* | ADP |  | H,PG83936 | 88*TA60070C21*** | 34400 | 21 |  | 12.5 | 10 |  | 34000 | 32200 | 94.71% | [8 empty] | Residential | 717.5 | No | 2.87
205966848 | Central Heat Pump | BRYANT HEATING AND COOLING SYSTEMS | HRCU-A-CB (Split System: Heat Pump with Remote Outdoor Unit-Air-Source) | 284ANV036*0**A* | ADP |  | H,PG81936 | 88*TA60070C21*** | 33800 | 21 |  | 12.5 | 10 |  | 33800 | 31800 | 94.08% | [8 empty] | Residential | 705 | No | 2.82
205966849 | Central Heat Pump | BRYANT HEATING AND COOLING SYSTEMS | HRCU-A-CB (Split System: Heat Pump with Remote Outdoor Unit-Air-Source) | 284ANV036*0**A* | ADP |  | H,PE32(1,2)36+TXV | 88*TA60090C21*** | 32200 | 21 |  | 12.5 | 11 |  | 33600 | 31600 | 94.05% | [8 empty] | Residential | 670 | No | 2.68
205966850 | Central Heat Pump | BRYANT HEATING AND COOLING SYSTEMS | HRCU-A-CB (Split System: Heat Pump with Remote Outdoor Unit-Air-Source) | 284ANV036*0**A* | ADP |  | H,PE32936 | 88*TA60090C21*** | 32200 | 21 |  | 12.5 | 11 |  | 33600 | 31600 | 94.05% | [8 empty] | Residential | 670 | No | 2.68
205966851 | Central Heat Pump | BRYANT HEATING AND COOLING SYSTEMS | HRCU-A-CB (Split System: Heat Pump with Remote Outdoor Unit-Air-Source) | 284ANV036*0**A* | ADP |  | H,PG35936 | 88*TA60090C21*** | 33600 | 21 |  | 13 | 11 |  | 33600 | 31600 | 94.05% | [8 empty] | Residential | 700 | No | 2.8
205966852 | Central Heat Pump | BRYANT HEATING AND COOLING SYSTEMS | HRCU-A-CB (Split System: Heat Pump with Remote Outdoor Unit-Air-Source) | 284ANV036*0**A* | ADP |  | H,PG48936 | 88*TA60090C21*** | 33600 | 22 |  | 12.5 | 10 |  | 33400 | 31400 | 94.01% | [8 empty] | Residential | 700 | No | 2.8
205966853 | Central Heat Pump | BRYANT HEATING AND COOLING SYSTEMS | HRCU-A-CB (Split System: Heat Pump with Remote Outdoor Unit-Air-Source) | 284ANV036*0**A* | ADP |  | H,PE7J936 | 88*TA60090C21*** | 32600 | 21 |  | 12.5 | 11 |  | 33600 | 31600 | 94.05% | [8 empty] | Residential | 680 | No | 2.72
205966854 | Central Heat Pump | BRYANT HEATING AND COOLING SYSTEMS | HRCU-A-CB (Split System: Heat Pump with Remote Outdoor Unit-Air-Source) | 284ANV036*0**A* | ADP |  | H,PG83936 | 88*TA60090C21*** | 34000 | 22 |  | 12.5 | 10 |  | 33200 | 31400 | 94.58% | [8 empty] | Residential | 707.5 | No | 2.83
207570823 | Central Heat Pump | AireForce | HRCU-A-CB (Split System: Heat Pump with Remote Outdoor Unit-Air-Source) | FSH1BG4CVRX36KP |  |  | C6B(A,H)-X36(C,U)-B(*) | MB7VM-1600K-B(*) | 34800 | 19 |  | 12.6 | 10 |  | 34400 | 21800 | 63.37% | [8 empty] | Residential | 725 | No | 2.9
207570826 | Central Heat Pump | AireForce | HRCU-A-CB (Split System: Heat Pump with Remote Outdoor Unit-Air-Source) | FSH1BG4CVRX24KP |  |  | C6B(A,H)-X26(C,U)-B(*) | FG7T(*)-V(*)B(*) | 24400 | 19 |  | 13.5 | 10 |  | 22200 | 14100 | 63.51% | [8 empty] | Residential | 507.5 | No | 2.03
207570828 | Central Heat Pump | AireForce | HRCU-A-CB (Split System: Heat Pump with Remote Outdoor Unit-Air-Source) | FSH1BG4CVRX36KP |  |  | C6B(A,H)-X36(C,U)-C(*) | FG7T(*)-V(*)C(*) | 34800 | 18.5 |  | 12.5 | 10 |  | 34200 | 21800 | 63.74% | [8 empty] | Residential | 725 | No | 2.9
210039184 | Central Heat Pump | LENNOX | HRCU-A-CB (Split System: Heat Pump with Remote Outdoor Unit-Air-Source) | ML17XP1-018-230A** |  |  | C35-24B+TDR+TXV | SL280UH080NV48B* | 18000 | 18 |  | 15 | 10.2 |  | 17000 | 11200 | 65.88% | 18000 | 16.4 | 13.5 | 8.5 | 17600 |  |  |  | Residential | 375 | No | 1.5 | No
210039187 | Central Heat Pump | LENNOX | HRCU-A-CB (Split System: Heat Pump with Remote Outdoor Unit-Air-Source) | ML17XP1-018-230A** |  |  | C35-24B+TDR+TXV | SL280UH090V36B* | 18000 | 18 |  | 15 | 10 |  | 17000 | 11200 | 65.88% | 18000 | 16.4 | 13.5 | 8.5 | 17600 |  |  |  | Residential | 375 | No | 1.5 | No
210039218 | Central Heat Pump | LENNOX | HRCU-A-CB (Split System: Heat Pump with Remote Outdoor Unit-Air-Source) | ML17XP1-018-230A** |  |  | C35-30A+TDR+TXV | SL280UH060NV36A* | 18000 | 18.2 |  | 15 | 10 |  | 16800 | 10600 | 63.1% | 18000 | 16.8 | 14 | 8.5 | 17200 |  |  |  | Residential | 375 | No | 1.5 | No
210288765 | Central Heat Pump | LENNOX | HRCU-A-CB (Split System: Heat Pump with Remote Outdoor Unit-Air-Source) | EL17XP1-018-230A** |  |  | C35-24B+TDR+TXV | SL280UH080NV48B* | 18000 | 18 |  | 15 | 10.2 |  | 17000 | 11200 | 65.88% | 18000 | 16.4 | 13.5 | 8.5 | 17600 |  |  |  | Residential | 375 | No | 1.5 | No
210288766 | Central Heat Pump | LENNOX | HRCU-A-CB (Split System: Heat Pump with Remote Outdoor Unit-Air-Source) | EL17XP1-018-230A** |  |  | C35-24B+TDR+TXV | SL280UH090V36B* | 18000 | 18 |  | 15 | 10 |  | 17000 | 11200 | 65.88% | 18000 | 16.4 | 13.5 | 8.5 | 17600 |  |  |  | Residential | 375 | No | 1.5 | No
208120655 | Central Heat Pump | AMANA | HRCU-A-CB (Split System: Heat Pump with Remote Outdoor Unit-Air-Source) | ASZC180361C* | ASPEN |  | D(A,C,E)36D44+MBVC1601**-1A*+TDR |  | 34200 | 19 |  | 13.9 | 10 |  | 36400 | 23000 | 63.19% | [8 empty] | Residential | 712.5 | No | 2.85
208120656 | Central Heat Pump | AMANA | HRCU-A-CB (Split System: Heat Pump with Remote Outdoor Unit-Air-Source) | ASZC180361C* | ASPEN |  | D(A,C,E)36D44+MBVC2001**-1A*+TDR |  | 34200 | 19.5 |  | 13.9 | 10 |  | 36600 | 23000 | 62.84% | [8 empty] | Residential | 712.5 | No | 2.85
208127300 | Central Heat Pump | AMANA | HRCU-A-CB (Split System: Heat Pump with Remote Outdoor Unit-Air-Source) | ASZC180361C* | ASPEN |  | LGM594+TDR |  | 32800 | 18 |  | 13.8 | 10.1 |  | 35200 | 22600 | 64.2% | [8 empty] | Residential | 682.5 | No | 2.73
208135969 | Central Heat Pump | AMANA | HRCU-A-CB (Split System: Heat Pump with Remote Outdoor Unit-Air-Source) | ASZC180361C* | ASPEN |  | A(E,F)M374+TDR |  | 33800 | 18 |  | 14 | 10 |  | 35600 | 22800 | 64.04% | [8 empty] | Residential | 705 | No | 2.82
207803193 | Central Heat Pump | CHAMPION HEATING AND COOLING | HRCU-A-CB (Split System: Heat Pump with Remote Outdoor Unit-Air-Source) | HL19B2421 | ASPEN |  | D(A,C,E)36D34+TDR | TMLE120C16MP11 | 22600 | 18 |  | 13.5 | 10.2 |  | 22800 | 14500 | 63.6% | [8 empty] | Residential | 470 | No | 1.88
207803210 | Central Heat Pump | CHAMPION HEATING AND COOLING | HRCU-A-CB (Split System: Heat Pump with Remote Outdoor Unit-Air-Source) | HL19B2421 | ASPEN |  | D(A,C,E)36D34+TDR | TM8E100C16MP11 | 22600 | 18.5 |  | 13.5 | 10.2 |  | 22800 | 14500 | 63.6% | [8 empty] | Residential | 470 | No | 1.88
207803219 | Central Heat Pump | CHAMPION HEATING AND COOLING | HRCU-A-CB (Split System: Heat Pump with Remote Outdoor Unit-Air-Source) | HL19B2421 | ASPEN |  | D(A,C,E)36D34+TDR | TM8Y080C16MP11 | 22600 | 18.5 |  | 13.5 | 10.2 |  | 22800 | 14600 | 64.04% | [8 empty] | Residential | 470 | No | 1.88
207803248 | Central Heat Pump | CHAMPION HEATING AND COOLING | HRCU-A-CB (Split System: Heat Pump with Remote Outdoor Unit-Air-Source) | HL19B2421 | ASPEN |  | D(A,C,E)36D34+TDR | TMLE100C16MP11 | 22600 | 18.5 |  | 13.5 | 10.2 |  | 22800 | 14500 | 63.6% | [8 empty] | Residential | 470 | No | 1.88
208135971 | Central Heat Pump | AMANA | HRCU-A-CB (Split System: Heat Pump with Remote Outdoor Unit-Air-Source) | ASZC180361C* | ASPEN |  | AFM474+TDR |  | 33200 | 18 |  | 14 | 10 |  | 35200 | 22600 | 64.2% | [8 empty] | Residential | 692.5 | No | 2.77
210288782 | Central Heat Pump | LENNOX | HRCU-A-CB (Split System: Heat Pump with Remote Outdoor Unit-Air-Source) | EL17XP1-018-230A** |  |  | C35-30A+TDR+TXV | SL280UH060NV36A* | 18000 | 18.2 |  | 15 | 10 |  | 16800 | 10600 | 63.1% | 18000 | 16.8 | 14 | 8.5 | 17200 |  |  |  | Residential | 375 | No | 1.5 | No
210288811 | Central Heat Pump | LENNOX | HRCU-A-CB (Split System: Heat Pump with Remote Outdoor Unit-Air-Source) | EL17XP1-018-230A** |  |  | C35-30B+TDR+TXV | SL280UH080NV48B* | 18000 | 18.6 |  | 15 | 10.2 |  | 17000 | 10600 | 62.35% | 18000 | 16.8 | 14 | 8.5 | 17600 |  |  |  | Residential | 375 | No | 1.5 | No
210288814 | Central Heat Pump | LENNOX | HRCU-A-CB (Split System: Heat Pump with Remote Outdoor Unit-Air-Source) | EL17XP1-018-230A** |  |  | C35-30B+TDR+TXV | SL297UH040NV36B* | 18000 | 18.2 |  | 15 | 10 |  | 16800 | 10600 | 63.1% | 18000 | 16.8 | 13.5 | 8 | 17400 |  |  |  | Residential | 375 | No | 1.5 | No
210288815 | Central Heat Pump | LENNOX | HRCU-A-CB (Split System: Heat Pump with Remote Outdoor Unit-Air-Source) | EL17XP1-018-230A** |  |  | C35-30B+TDR+TXV | SL297UH060NV36B* | 18000 | 18 |  | 14.5 | 10 |  | 16800 | 10600 | 63.1% | 18000 | 16.8 | 13.5 | 8 | 17400 |  |  |  | Residential | 375 | No | 1.5 | No
205358210 | Central Heat Pump | AMANA | HRCU-A-CB (Split System: Heat Pump with Remote Outdoor Unit-Air-Source) | AVZC200361A* |  |  | CA*F3743*6D*+MBVC1601**-1A*+TXV |  | 35400 | 21 |  | 14 | 10 |  | 35000 | 18200 | 52% | [8 empty] | Residential | 737.5 | No | 2.95
205651525 | Central Heat Pump | AMANA | HRCU-A-CB (Split System: Heat Pump with Remote Outdoor Unit-Air-Source) | AVZC200241A* |  |  | CA*F3137*6A*+TXV | A*VS800604BUA* | 23400 | 20 |  | 13 | 10 |  | 23600 | 13000 | 55.08% | [8 empty] | Residential | 487.5 | No | 1.95
205651529 | Central Heat Pump | AMANA | HRCU-A-CB (Split System: Heat Pump with Remote Outdoor Unit-Air-Source) | AVZC200241A* |  |  | CA*F3743*6D*+TXV | A*VS800604BUA* | 23400 | 20 |  | 13 | 10 |  | 23600 | 13000 | 55.08% | [8 empty] | Residential | 487.5 | No | 1.95
205651533 | Central Heat Pump | AMANA | HRCU-A-CB (Split System: Heat Pump with Remote Outdoor Unit-Air-Source) | AVZC200241A* |  |  | CSCF3642N6D*+TXV | A*VS800604BUA* | 23600 | 20 |  | 13 | 10 |  | 23600 | 13000 | 55.08% | [8 empty] | Residential | 492.5 | No | 1.97
205966855 | Central Heat Pump | BRYANT HEATING AND COOLING SYSTEMS | HRCU-A-CB (Split System: Heat Pump with Remote Outdoor Unit-Air-Source) | 284ANV036*0**A* | ADP |  | H,PG81936 | 88*TA60090C21*** | 33600 | 22 |  | 12.5 | 10 |  | 33400 | 31400 | 94.01% | [8 empty] | Residential | 700 | No | 2.8
205966856 | Central Heat Pump | BRYANT HEATING AND COOLING SYSTEMS | HRCU-A-CB (Split System: Heat Pump with Remote Outdoor Unit-Air-Source) | 284ANV036*0**A* | ADP |  | H,PE32(1,2)36+TXV | 88*TA60110C21*** | 32200 | 21 |  | 12.5 | 11 |  | 33600 | 31600 | 94.05% | [8 empty] | Residential | 670 | No | 2.68
205966857 | Central Heat Pump | BRYANT HEATING AND COOLING SYSTEMS | HRCU-A-CB (Split System: Heat Pump with Remote Outdoor Unit-Air-Source) | 284ANV036*0**A* | ADP |  | H,PE32936 | 88*TA60110C21*** | 32200 | 21 |  | 12.5 | 11 |  | 33600 | 31600 | 94.05% | [8 empty] | Residential | 670 | No | 2.68
205966858 | Central Heat Pump | BRYANT HEATING AND COOLING SYSTEMS | HRCU-A-CB (Split System: Heat Pump with Remote Outdoor Unit-Air-Source) | 284ANV036*0**A* | ADP |  | H,PG35936 | 88*TA60110C21*** | 33600 | 21 |  | 13 | 11 |  | 33600 | 31600 | 94.05% | [8 empty] | Residential | 700 | No | 2.8
205966859 | Central Heat Pump | BRYANT HEATING AND COOLING SYSTEMS | HRCU-A-CB (Split System: Heat Pump with Remote Outdoor Unit-Air-Source) | 284ANV036*0**A* | ADP |  | H,PG48936 | 88*TA60110C21*** | 33600 | 22 |  | 12.5 | 10 |  | 33400 | 31400 | 94.01% | [8 empty] | Residential | 700 | No | 2.8
205966860 | Central Heat Pump | BRYANT HEATING AND COOLING SYSTEMS | HRCU-A-CB (Split System: Heat Pump with Remote Outdoor Unit-Air-Source) | 284ANV036*0**A* | ADP |  | H,PE7J936 | 88*TA60110C21*** | 32600 | 21 |  | 12.5 | 11 |  | 33600 | 31600 | 94.05% | [8 empty] | Residential | 680 | No | 2.72
205966861 | Central Heat Pump | BRYANT HEATING AND COOLING SYSTEMS | HRCU-A-CB (Split System: Heat Pump with Remote Outdoor Unit-Air-Source) | 284ANV036*0**A* | ADP |  | H,PG83936 | 88*TA60110C21*** | 34200 | 22 |  | 12.5 | 10 |  | 33400 | 31400 | 94.01% | [8 empty] | Residential | 712.5 | No | 2.85
205966862 | Central Heat Pump | BRYANT HEATING AND COOLING SYSTEMS | HRCU-A-CB (Split System: Heat Pump with Remote Outdoor Unit-Air-Source) | 284ANV036*0**A* | ADP |  | H,PG81936 | 88*TA60110C21*** | 33600 | 22 |  | 12.5 | 10 |  | 33400 | 31400 | 94.01% | [8 empty] | Residential | 700 | No | 2.8
205651535 | Central Heat Pump | AMANA | HRCU-A-CB (Split System: Heat Pump with Remote Outdoor Unit-Air-Source) | AVZC200241A* |  |  | CA*F3137*6A*+TXV | A*VS960603BUA* | 23400 | 20 |  | 13 | 10 |  | 23600 | 13000 | 55.08% | [8 empty] | Residential | 487.5 | No | 1.95
205651539 | Central Heat Pump | AMANA | HRCU-A-CB (Split System: Heat Pump with Remote Outdoor Unit-Air-Source) | AVZC200241A* |  |  | CA*F3743*6D*+TXV | A*VS960603BUA* | 23400 | 20 |  | 13 | 10 |  | 23800 | 13000 | 54.62% | [8 empty] | Residential | 487.5 | No | 1.95
205651543 | Central Heat Pump | AMANA | HRCU-A-CB (Split System: Heat Pump with Remote Outdoor Unit-Air-Source) | AVZC200241A* |  |  | CSCF3642N6D*+TXV | A*VS960603BUA* | 23400 | 20 |  | 13 | 10 |  | 23800 | 13000 | 54.62% | [8 empty] | Residential | 487.5 | No | 1.95
205651559 | Central Heat Pump | AMANA | HRCU-A-CB (Split System: Heat Pump with Remote Outdoor Unit-Air-Source) | AVZC200361A* |  |  | CA*F3743*6D*+TXV | A*VS960805CUA* | 35400 | 20 |  | 12.5 | 10 |  | 35000 | 18200 | 52% | [8 empty] | Residential | 737.5 | No | 2.95
205651871 | Central Heat Pump | AMANA | HRCU-A-CB (Split System: Heat Pump with Remote Outdoor Unit-Air-Source) | AVZC200361A* |  |  | CA*F3743*6D*+TXV | A*VS800805CUA* | 35400 | 20 |  | 13.5 | 10 |  | 35000 | 18200 | 52% | [8 empty] | Residential | 737.5 | No | 2.95
206144682 | Central Heat Pump | AMANA | HRCU-A-CB (Split System: Heat Pump with Remote Outdoor Unit-Air-Source) | AVZC200241A* |  |  | CA*F3137*6A*+TXV | A*VC800604B*A* | 23400 | 20 |  | 13 | 10 |  | 23600 | 13000 | 55.08% | [8 empty] | Residential | 487.5 | No | 1.95
207690031 | Central Heat Pump | TRANE | HRCU-A-CB (Split System: Heat Pump with Remote Outdoor Unit-Air-Source) | 4TWV0X24A1 |  |  | TAMXA0B30V31 |  | 24200 | 19.25 |  | 13.75 | 10 |  | 20200 | 16800 | 83.17% | [8 empty] | Residential | 505 | No | 2.02
207690037 | Central Heat Pump | TRANE | HRCU-A-CB (Split System: Heat Pump with Remote Outdoor Unit-Air-Source) | 4TWV8X24A1 |  |  | TAMXA0B30V31 |  | 23800 | 18 |  | 13 | 10 |  | 20000 | 16800 | 84% | [8 empty] | Residential | 495 | No | 1.98
201921758 | Central Heat Pump | TRANE | HRCU-A-CB (Split System: Heat Pump with Remote Outdoor Unit-Air-Source) | 4TWL9036A1 |  |  | 4PX*CU48BS3 | S9V2C100U4PSB+RP | 36000 | 18 |  | 12.5 | 10.5 |  | 34000 | 23200 | 68.24% | 36600 | 17.5 | 11.7 | 8.7 | 33600 |  |  |  | Residential | 762.5 | No | 3.05
206903420 | Central Heat Pump | AMANA | HRCU-A-CB (Split System: Heat Pump with Remote Outdoor Unit-Air-Source) | AVZC200241A* | ASPEN |  | D(A,C,E)36D34+TDR | A*VM970603BNB* | 22000 | 20 |  | 12.8 | 10 |  | 24000 | 13000 | 54.17% | [8 empty] | Residential | 457.5 | No | 1.83
206903421 | Central Heat Pump | AMANA | HRCU-A-CB (Split System: Heat Pump with Remote Outdoor Unit-Air-Source) | AVZC200241A* | ASPEN |  | D(A,C,E)36D34+TDR | A*VM970803BNB* | 22000 | 20 |  | 12.8 | 10 |  | 24000 | 13000 | 54.17% | [8 empty] | Residential | 457.5 | No | 1.83
206903422 | Central Heat Pump | AMANA | HRCU-A-CB (Split System: Heat Pump with Remote Outdoor Unit-Air-Source) | AVZC200241A* | ASPEN |  | D(A,C,E)36D34+TDR | A*VM970804CNB* | 22000 | 20 |  | 12.8 | 10 |  | 24000 | 13000 | 54.17% | [8 empty] | Residential | 457.5 | No | 1.83
206903424 | Central Heat Pump | AMANA | HRCU-A-CB (Split System: Heat Pump with Remote Outdoor Unit-Air-Source) | AVZC200241A* | ASPEN |  | D(A,C,E)36D34+TDR | A*VS960603BUA* | 22000 | 20 |  | 12.8 | 10 |  | 24000 | 13100 | 54.58% | [8 empty] | Residential | 457.5 | No | 1.83
206902811 | Central Heat Pump | AMANA | HRCU-A-CB (Split System: Heat Pump with Remote Outdoor Unit-Air-Source) | ASZC180241C* | ASPEN |  | D(A,C,E)36D34+TDR | A*VC960403BNB* | 22600 | 18 |  | 13 | 10 |  | 22400 | 13100 | 58.48% | [8 empty] | Residential | 470 | No | 1.88
206902813 | Central Heat Pump | AMANA | HRCU-A-CB (Split System: Heat Pump with Remote Outdoor Unit-Air-Source) | ASZC180241C* | ASPEN |  | D(A,C,E)36D34+TDR | A*VC960803BNB* | 22000 | 18.5 |  | 13.8 | 10 |  | 22600 | 13000 | 57.52% | [8 empty] | Residential | 457.5 | No | 1.83
206902815 | Central Heat Pump | AMANA | HRCU-A-CB (Split System: Heat Pump with Remote Outdoor Unit-Air-Source) | ASZC180241C* | ASPEN |  | D(A,C,E)36D34+TDR | A*VM970803BNB* | 22000 | 18.5 |  | 13.8 | 10 |  | 22600 | 13000 | 57.52% | [8 empty] | Residential | 457.5 | No | 1.83
206924768 | Central Heat Pump | AMANA | HRCU-A-CB (Split System: Heat Pump with Remote Outdoor Unit-Air-Source) | ASZC180361C* | ASPEN |  | C(A,C,D,E)36D34+TDR | A*VC960403BNB* | 32400 | 18 |  | 12.8 | 10 |  | 36000 | 22200 | 61.67% | [8 empty] | Residential | 675 | No | 2.7
206924772 | Central Heat Pump | AMANA | HRCU-A-CB (Split System: Heat Pump with Remote Outdoor Unit-Air-Source) | ASZC180361C* | ASPEN |  | C(A,C,D,E)36D34+TDR | A*VC961005CNB* | 32600 | 18 |  | 13 | 10 |  | 36400 | 22800 | 62.64% | [8 empty] | Residential | 680 | No | 2.72
205966863 | Central Heat Pump | BRYANT HEATING AND COOLING SYSTEMS | HRCU-A-CB (Split System: Heat Pump with Remote Outdoor Unit-Air-Source) | 284ANV036*0**A* | ADP |  | H,PE32(1,2)36+TXV | 88*TA66135C24*** | 33000 | 21 |  | 12.5 | 10 |  | 34000 | 32000 | 94.12% | [8 empty] | Residential | 687.5 | No | 2.75
205966864 | Central Heat Pump | BRYANT HEATING AND COOLING SYSTEMS | HRCU-A-CB (Split System: Heat Pump with Remote Outdoor Unit-Air-Source) | 284ANV036*0**A* | ADP |  | H,PE32936 | 88*TA66135C24*** | 33000 | 21 |  | 12.5 | 10 |  | 34000 | 32000 | 94.12% | [8 empty] | Residential | 687.5 | No | 2.75
205966865 | Central Heat Pump | BRYANT HEATING AND COOLING SYSTEMS | HRCU-A-CB (Split System: Heat Pump with Remote Outdoor Unit-Air-Source) | 284ANV036*0**A* | ADP |  | H,PG35936 | 88*TA66135C24*** | 33600 | 21 |  | 13 | 11 |  | 33600 | 31400 | 93.45% | [8 empty] | Residential | 700 | No | 2.8
205966866 | Central Heat Pump | BRYANT HEATING AND COOLING SYSTEMS | HRCU-A-CB (Split System: Heat Pump with Remote Outdoor Unit-Air-Source) | 284ANV036*0**A* | ADP |  | H,PG48936 | 88*TA66135C24*** | 33600 | 22 |  | 12.5 | 10 |  | 33200 | 31200 | 93.98% | [8 empty] | Residential | 700 | No | 2.8
205966867 | Central Heat Pump | BRYANT HEATING AND COOLING SYSTEMS | HRCU-A-CB (Split System: Heat Pump with Remote Outdoor Unit-Air-Source) | 284ANV036*0**A* | ADP |  | H,PE7J936 | 88*TA66135C24*** | 33200 | 21 |  | 12.5 | 10 |  | 34000 | 32000 | 94.12% | [8 empty] | Residential | 692.5 | No | 2.77
205966868 | Central Heat Pump | BRYANT HEATING AND COOLING SYSTEMS | HRCU-A-CB (Split System: Heat Pump with Remote Outdoor Unit-Air-Source) | 284ANV036*0**A* | ADP |  | H,PG83936 | 88*TA66135C24*** | 34200 | 22 |  | 12.5 | 10 |  | 33000 | 31200 | 94.55% | [8 empty] | Residential | 712.5 | No | 2.85
205966869 | Central Heat Pump | BRYANT HEATING AND COOLING SYSTEMS | HRCU-A-CB (Split System: Heat Pump with Remote Outdoor Unit-Air-Source) | 284ANV036*0**A* | ADP |  | H,PG81936 | 88*TA66135C24*** | 33600 | 22 |  | 12.5 | 10 |  | 33200 | 31200 | 93.98% | [8 empty] | Residential | 700 | No | 2.8
205967111 | Central Heat Pump | BRYANT HEATING AND COOLING SYSTEMS | HRCU-A-CB (Split System: Heat Pump with Remote Outdoor Unit-Air-Source) | 284ANV024*0**A* | ADP |  | H,PG9J936 | 88*TA36045C17*** | 23400 | 21 |  | 14 | 11 |  | 22400 | 22800 | 101.8% | [8 empty] | Residential | 487.5 | No | 1.95
201921763 | Central Heat Pump | TRANE | HRCU-A-CB (Split System: Heat Pump with Remote Outdoor Unit-Air-Source) | 4TWL9036A1 |  |  | 4PX*CU60BS3 | *UD2C100ACV5 | 36800 | 18 |  | 12.5 | 11 |  | 33600 | 23200 | 69.05% | 37800 | 18 | 11.7 | 8.7 | 33200 |  |  |  | Residential | 787.5 | No | 3.15
201921784 | Central Heat Pump | TRANE | HRCU-A-CB (Split System: Heat Pump with Remote Outdoor Unit-Air-Source) | 4TWL9036A1 |  |  | 4PX*DD60BS3 | *DD2D120ACV5 | 36800 | 18 |  | 12.5 | 10 |  | 33600 | 22800 | 67.86% | [8 empty] | Residential | 767.5 | No | 3.07
201921800 | Central Heat Pump | TRANE | HRCU-A-CB (Split System: Heat Pump with Remote Outdoor Unit-Air-Source) | 4TWL9036A1 |  |  | 4PX*DU60BS3 | *UD2D120ACV5 | 37400 | 18 |  | 12.5 | 11 |  | 33600 | 23000 | 68.45% | [8 empty] | Residential | 780 | No | 3.12
201921846 | Central Heat Pump | TRANE | HRCU-A-CB (Split System: Heat Pump with Remote Outdoor Unit-Air-Source) | 4TWL9036A1 |  |  | 4TXCC007DS3 | S9V2C100U4PSB+RP | 36000 | 18 |  | 12.5 | 10.5 |  | 34000 | 23000 | 67.65% | 36600 | 17.5 | 11.7 | 8.7 | 33600 |  |  |  | Residential | 762.5 | No | 3.05
201921851 | Central Heat Pump | TRANE | HRCU-A-CB (Split System: Heat Pump with Remote Outdoor Unit-Air-Source) | 4TWL9036A1 |  |  | 4TXCC009DS3 | *UD2C100ACV5 | 36800 | 18 |  | 12.5 | 11 |  | 33600 | 23400 | 69.64% | 37800 | 18 | 11.7 | 8.7 | 33200 |  |  |  | Residential | 787.5 | No | 3.15
201921860 | Central Heat Pump | TRANE | HRCU-A-CB (Split System: Heat Pump with Remote Outdoor Unit-Air-Source) | 4TWL9036A1 |  |  | 4TXCD010DS3 | *UD2D120ACV5 | 37400 | 18 |  | 12.5 | 11 |  | 33600 | 23000 | 68.45% | [8 empty] | Residential | 780 | No | 3.12
201921865 | Central Heat Pump | TRANE | HRCU-A-CB (Split System: Heat Pump with Remote Outdoor Unit-Air-Source) | 4TWL9036A1 |  |  | 4TXCD010DS3+HORIZ-LT | *DD2D120ACV5 | 37000 | 18 |  | 12.5 | 11 |  | 33600 | 22800 | 67.86% | [8 empty] | Residential | 770 | No | 3.08
210288849 | Central Heat Pump | LENNOX | HRCU-A-CB (Split System: Heat Pump with Remote Outdoor Unit-Air-Source) | EL17XP1-018-230A** |  |  | CH35-24B+TDR+TXV | ML180UH070V48B* | 18000 | 18.2 |  | 15 | 10.2 |  | 18000 | 11400 | 63.33% | 18000 | 16.4 | 14 | 8.5 | 18000 |  |  |  | Residential | 375 | No | 1.5 | No
210288861 | Central Heat Pump | LENNOX | HRCU-A-CB (Split System: Heat Pump with Remote Outdoor Unit-Air-Source) | EL17XP1-018-230A** |  |  | CH35-24B+TDR+TXV | SL280UH080NV48B* | 18000 | 18.4 |  | 15 | 10.2 |  | 18000 | 11200 | 62.22% | 18000 | 16.8 | 14 | 8.5 | 18000 |  |  |  | Residential | 375 | No | 1.5 | No
206924776 | Central Heat Pump | AMANA | HRCU-A-CB (Split System: Heat Pump with Remote Outdoor Unit-Air-Source) | ASZC180361C* | ASPEN |  | C(A,C,D,E)36D34+TDR | A*VM971005CNB* | 32600 | 18 |  | 13 | 10 |  | 36400 | 22800 | 62.64% | [8 empty] | Residential | 680 | No | 2.72
206924780 | Central Heat Pump | AMANA | HRCU-A-CB (Split System: Heat Pump with Remote Outdoor Unit-Air-Source) | ASZC180361C* | ASPEN |  | C(A,C,D,E)36D34+TDR | A*VS960805CUA* | 32600 | 18 |  | 13 | 10 |  | 36000 | 22800 | 63.33% | [8 empty] | Residential | 680 | No | 2.72
207195032 | Central Heat Pump | AMANA | HRCU-A-CB (Split System: Heat Pump with Remote Outdoor Unit-Air-Source) | ASZC180361C* | ASPEN |  | D(A,C,E)48B44+MBVC1600**-1A*+TDR |  | 33200 | 18.5 |  | 14 | 10.3 |  | 35400 | 22800 | 64.41% | [8 empty] | Residential | 692.5 | No | 2.77
207783643 | Central Heat Pump | AMANA | HRCU-A-CB (Split System: Heat Pump with Remote Outdoor Unit-Air-Source) | ASZC180361C* | ASPEN |  | C(A,C,D,E)36D34+MBVC1601**-1A*+TDR |  | 33200 | 18.5 |  | 13 | 10 |  | 36400 | 23000 | 63.19% | [8 empty] | Residential | 692.5 | No | 2.77
206903433 | Central Heat Pump | AMANA | HRCU-A-CB (Split System: Heat Pump with Remote Outdoor Unit-Air-Source) | AVZC200361A* | ASPEN |  | D(A,C,E)36D34+TDR | A*VC961205DNB* | 33800 | 20 |  | 13 | 10 |  | 35200 | 18300 | 51.99% | [8 empty] | Residential | 705 | No | 2.82
206903438 | Central Heat Pump | AMANA | HRCU-A-CB (Split System: Heat Pump with Remote Outdoor Unit-Air-Source) | AVZC200361A* | ASPEN |  | D(A,C,E)36D34+TDR | A*VM971205DNB* | 34000 | 20 |  | 13 | 10 |  | 35200 | 18200 | 51.7% | [8 empty] | Residential | 707.5 | No | 2.83
207194891 | Central Heat Pump | AMANA | HRCU-A-CB (Split System: Heat Pump with Remote Outdoor Unit-Air-Source) | AVZC200361A* | ASPEN |  | D(A,C,E)48B44+TDR | A*VC961005CNB* | 34200 | 20 |  | 12.5 | 10 |  | 35000 | 18200 | 52% | [8 empty] | Residential | 712.5 | No | 2.85
204915242 | Central Heat Pump | AMANA | HRCU-A-CB (Split System: Heat Pump with Remote Outdoor Unit-Air-Source) | AVZC200361A* | ASPEN |  | C(A,C,D,E)36D44+MBVC1600**-1A*+TDR |  | 34800 | 21 |  | 13.7 | 10.5 |  | 35400 | 29000 | 81.92% | [8 empty] | Residential | 725 | No | 2.9
206350298 | Central Heat Pump | AMANA | HRCU-A-CB (Split System: Heat Pump with Remote Outdoor Unit-Air-Source) | AVZC200361A* | ASPEN |  | C(A,C,D,E)36D44+MBVC1200**-1A*+TDR |  | 34200 | 20 |  | 13 | 10 |  | 35600 | 29000 | 81.46% | [8 empty] | Residential | 712.5 | No | 2.85
205967112 | Central Heat Pump | BRYANT HEATING AND COOLING SYSTEMS | HRCU-A-CB (Split System: Heat Pump with Remote Outdoor Unit-Air-Source) | 284ANV024*0**A* | ADP |  | H,PG9J936 | 88*TA36070C14*** | 23400 | 22 |  | 14 | 11 |  | 22400 | 22800 | 101.8% | [8 empty] | Residential | 487.5 | No | 1.95
205967113 | Central Heat Pump | BRYANT HEATING AND COOLING SYSTEMS | HRCU-A-CB (Split System: Heat Pump with Remote Outdoor Unit-Air-Source) | 284ANV024*0**A* | ADP |  | H,PG9J936 | 88*TA48070C17*** | 23000 | 22 |  | 13.5 | 11 |  | 22400 | 22400 | 100% | [8 empty] | Residential | 480 | No | 1.92
205967114 | Central Heat Pump | BRYANT HEATING AND COOLING SYSTEMS | HRCU-A-CB (Split System: Heat Pump with Remote Outdoor Unit-Air-Source) | 284ANV024*0**A* | ADP |  | H,PG9J936 | 88*TA48090C17*** | 23400 | 22 |  | 14 | 11 |  | 22400 | 22600 | 100.9% | [8 empty] | Residential | 487.5 | No | 1.95
205967115 | Central Heat Pump | BRYANT HEATING AND COOLING SYSTEMS | HRCU-A-CB (Split System: Heat Pump with Remote Outdoor Unit-Air-Source) | 284ANV024*0**A* | ADP |  | H,PG9J936 | 88*TA60070C21*** | 23000 | 22 |  | 13.5 | 11 |  | 22400 | 22400 | 100% | [8 empty] | Residential | 480 | No | 1.92
205967116 | Central Heat Pump | BRYANT HEATING AND COOLING SYSTEMS | HRCU-A-CB (Split System: Heat Pump with Remote Outdoor Unit-Air-Source) | 284ANV024*0**A* | ADP |  | H,PG9J936 | 88*TA60090C21*** | 23400 | 22 |  | 14 | 11 |  | 22400 | 22600 | 100.9% | [8 empty] | Residential | 487.5 | No | 1.95
205967117 | Central Heat Pump | BRYANT HEATING AND COOLING SYSTEMS | HRCU-A-CB (Split System: Heat Pump with Remote Outdoor Unit-Air-Source) | 284ANV024*0**A* | ADP |  | H,PG9J936 | 88*TA60110C21*** | 23400 | 22 |  | 14 | 11 |  | 22400 | 22600 | 100.9% | [8 empty] | Residential | 487.5 | No | 1.95
205967118 | Central Heat Pump | BRYANT HEATING AND COOLING SYSTEMS | HRCU-A-CB (Split System: Heat Pump with Remote Outdoor Unit-Air-Source) | 284ANV024*0**A* | ADP |  | H,PG9J936 | 88*TA66135C24*** | 23400 | 22 |  | 14 | 11 |  | 22400 | 22400 | 100% | [8 empty] | Residential | 487.5 | No | 1.95
205967119 | Central Heat Pump | BRYANT HEATING AND COOLING SYSTEMS | HRCU-A-CB (Split System: Heat Pump with Remote Outdoor Unit-Air-Source) | 284ANV024*0**A* | ADP |  | H,PG9J936 | 986TC42060C17*** | 23400 | 21 |  | 14 | 11 |  | 22400 | 23000 | 102.7% | [8 empty] | Residential | 487.5 | No | 1.95
210288862 | Central Heat Pump | LENNOX | HRCU-A-CB (Split System: Heat Pump with Remote Outdoor Unit-Air-Source) | EL17XP1-018-230A** |  |  | CH35-24B+TDR+TXV | SL280UH090V36B* | 18000 | 18.2 |  | 15 | 10.2 |  | 18000 | 11200 | 62.22% | 18000 | 16.8 | 14 | 8.5 | 18000 |  |  |  | Residential | 375 | No | 1.5 | No
210288864 | Central Heat Pump | LENNOX | HRCU-A-CB (Split System: Heat Pump with Remote Outdoor Unit-Air-Source) | EL17XP1-018-230A** |  |  | CH35-24B+TDR+TXV | SL297UH040NV36B* | 18000 | 18 |  | 14.5 | 10 |  | 18000 | 11200 | 62.22% | 18000 | 16.4 | 13.5 | 8.5 | 18000 |  |  |  | Residential | 375 | No | 1.5 | No
210288877 | Central Heat Pump | LENNOX | HRCU-A-CB (Split System: Heat Pump with Remote Outdoor Unit-Air-Source) | EL17XP1-018-230A** |  |  | CH35-30B+TDR+TXV | EL296UH045XV36B* | 18000 | 18 |  | 14.5 | 10 |  | 16800 | 10600 | 63.1% | 18000 | 16.6 | 13.5 | 8.5 | 17400 |  |  |  | Residential | 375 | No | 1.5 | No
210288879 | Central Heat Pump | LENNOX | HRCU-A-CB (Split System: Heat Pump with Remote Outdoor Unit-Air-Source) | EL17XP1-018-230A** |  |  | CH35-30B+TDR+TXV | EL296UH070XV36B* | 18000 | 18.2 |  | 14.5 | 10 |  | 16800 | 10600 | 63.1% | 18000 | 16.8 | 14 | 8.5 | 17400 |  |  |  | Residential | 375 | No | 1.5 | No
210288892 | Central Heat Pump | LENNOX | HRCU-A-CB (Split System: Heat Pump with Remote Outdoor Unit-Air-Source) | EL17XP1-018-230A** |  |  | CH35-30B+TDR+TXV | ML296UH045XV36B* | 18000 | 18 |  | 14.5 | 10 |  | 16800 | 10600 | 63.1% | 18000 | 16.4 | 13.5 | 8.5 | 17400 |  |  |  | Residential | 375 | No | 1.5 | No
210288894 | Central Heat Pump | LENNOX | HRCU-A-CB (Split System: Heat Pump with Remote Outdoor Unit-Air-Source) | EL17XP1-018-230A** |  |  | CH35-30B+TDR+TXV | SL280UH080NV48B* | 18000 | 18.6 |  | 15 | 10.2 |  | 17000 | 10800 | 63.53% | 18000 | 16.8 | 14 | 8.5 | 17600 |  |  |  | Residential | 375 | No | 1.5 | No
210288897 | Central Heat Pump | LENNOX | HRCU-A-CB (Split System: Heat Pump with Remote Outdoor Unit-Air-Source) | EL17XP1-018-230A** |  |  | CH35-30B+TDR+TXV | SL297UH040NV36B* | 18000 | 18.4 |  | 15 | 10 |  | 16800 | 10600 | 63.1% | 18000 | 16.8 | 14 | 8.5 | 17400 |  |  |  | Residential | 375 | No | 1.5 | No
204333803 | Central Heat Pump | LUXAIRE | HRCU-A-CB (Split System: Heat Pump with Remote Outdoor Unit-Air-Source) | HL20B3621 |  |  | CM38CE2A1+CC | TM8V080C16MP12 | 33600 | 19.25 |  | 13.25 | 10.75 |  | 32400 | 33400 | 103.1% | [8 empty] | Residential | 700 | No | 2.8
205967120 | Central Heat Pump | BRYANT HEATING AND COOLING SYSTEMS | HRCU-A-CB (Split System: Heat Pump with Remote Outdoor Unit-Air-Source) | 284ANV024*0**A* | ADP |  | H,PG9J936 | 986TC42080C17*** | 23400 | 21 |  | 14 | 11 |  | 22400 | 22800 | 101.8% | [8 empty] | Residential | 487.5 | No | 1.95
205967121 | Central Heat Pump | BRYANT HEATING AND COOLING SYSTEMS | HRCU-A-CB (Split System: Heat Pump with Remote Outdoor Unit-Air-Source) | 284ANV024*0**A* | ADP |  | H,PG9J936 | 986TC66120C24*** | 23400 | 22 |  | 14 | 11 |  | 22400 | 22600 | 100.9% | [8 empty] | Residential | 487.5 | No | 1.95
205967122 | Central Heat Pump | BRYANT HEATING AND COOLING SYSTEMS | HRCU-A-CB (Split System: Heat Pump with Remote Outdoor Unit-Air-Source) | 284ANV024*0**A* | ADP |  | H,PG9J936 | 987MB42060C17*** | 23400 | 21 |  | 13 | 11 |  | 22400 | 22800 | 101.8% | [8 empty] | Residential | 487.5 | No | 1.95
205967123 | Central Heat Pump | BRYANT HEATING AND COOLING SYSTEMS | HRCU-A-CB (Split System: Heat Pump with Remote Outdoor Unit-Air-Source) | 284ANV024*0**A* | ADP |  | H,PG9J936 | 987MB42080C17*** | 23000 | 22 |  | 13.5 | 11 |  | 22400 | 22400 | 100% | [8 empty] | Residential | 480 | No | 1.92
205967124 | Central Heat Pump | BRYANT HEATING AND COOLING SYSTEMS | HRCU-A-CB (Split System: Heat Pump with Remote Outdoor Unit-Air-Source) | 284ANV024*0**A* | ADP |  | H,PG9J936 | 987MB60060C21*** | 23000 | 21 |  | 13.5 | 11 |  | 22400 | 22400 | 100% | [8 empty] | Residential | 480 | No | 1.92
205967125 | Central Heat Pump | BRYANT HEATING AND COOLING SYSTEMS | HRCU-A-CB (Split System: Heat Pump with Remote Outdoor Unit-Air-Source) | 284ANV024*0**A* | ADP |  | H,PG9J936 | 987MB60080C21*** | 23400 | 22 |  | 14 | 11 |  | 22400 | 22800 | 101.8% | [8 empty] | Residential | 487.5 | No | 1.95
205967126 | Central Heat Pump | BRYANT HEATING AND COOLING SYSTEMS | HRCU-A-CB (Split System: Heat Pump with Remote Outdoor Unit-Air-Source) | 284ANV024*0**A* | ADP |  | H,PG9J936 | 987MB66100C21*** | 23400 | 22 |  | 14 | 11 |  | 22400 | 22800 | 101.8% | [8 empty] | Residential | 487.5 | No | 1.95
205967127 | Central Heat Pump | BRYANT HEATING AND COOLING SYSTEMS | HRCU-A-CB (Split System: Heat Pump with Remote Outdoor Unit-Air-Source) | 284ANV024*0**A* | ADP |  | H,PG9J936 | 987MB66120C24*** | 23400 | 22 |  | 14 | 11 |  | 22400 | 22600 | 100.9% | [8 empty] | Residential | 487.5 | No | 1.95
206903425 | Central Heat Pump | AMANA | HRCU-A-CB (Split System: Heat Pump with Remote Outdoor Unit-Air-Source) | AVZC200361A* | ASPEN |  | D(A,C,E)36D34+TDR | A*VC800604B*A* | 33400 | 20 |  | 13 | 10 |  | 35000 | 18100 | 51.71% | [8 empty] | Residential | 695 | No | 2.78
206903426 | Central Heat Pump | AMANA | HRCU-A-CB (Split System: Heat Pump with Remote Outdoor Unit-Air-Source) | AVZC200361A* | ASPEN |  | D(A,C,E)36D34+TDR | A*VC800805C*A* | 34000 | 20 |  | 13.4 | 10 |  | 35200 | 18300 | 51.99% | [8 empty] | Residential | 707.5 | No | 2.83
206903427 | Central Heat Pump | AMANA | HRCU-A-CB (Split System: Heat Pump with Remote Outdoor Unit-Air-Source) | AVZC200361A* | ASPEN |  | D(A,C,E)36D34+TDR | A*VC801005C*A* | 33800 | 20 |  | 12.9 | 10 |  | 35200 | 18300 | 51.99% | [8 empty] | Residential | 705 | No | 2.82
207194884 | Central Heat Pump | AMANA | HRCU-A-CB (Split System: Heat Pump with Remote Outdoor Unit-Air-Source) | AVZC200361A* | ASPEN |  | D(A,C,E)48B44+TDR | A*VC800604B*A* | 33600 | 20 |  | 13 | 10 |  | 34800 | 18000 | 51.72% | [8 empty] | Residential | 700 | No | 2.8
207194885 | Central Heat Pump | AMANA | HRCU-A-CB (Split System: Heat Pump with Remote Outdoor Unit-Air-Source) | AVZC200361A* | ASPEN |  | D(A,C,E)48B44+TDR | A*VC800805C*A* | 34200 | 20 |  | 13.5 | 10 |  | 35000 | 18200 | 52% | [8 empty] | Residential | 712.5 | No | 2.85
207194892 | Central Heat Pump | AMANA | HRCU-A-CB (Split System: Heat Pump with Remote Outdoor Unit-Air-Source) | AVZC200361A* | ASPEN |  | D(A,C,E)48B44+TDR | A*VC961205DNB* | 34200 | 20 |  | 13 | 10 |  | 35000 | 18200 | 52% | [8 empty] | Residential | 712.5 | No | 2.85
207194896 | Central Heat Pump | AMANA | HRCU-A-CB (Split System: Heat Pump with Remote Outdoor Unit-Air-Source) | AVZC200361A* | ASPEN |  | D(A,C,E)48B44+TDR | A*VM971005CNB* | 34200 | 20 |  | 12.5 | 10 |  | 35000 | 18200 | 52% | [8 empty] | Residential | 712.5 | No | 2.85
207194897 | Central Heat Pump | AMANA | HRCU-A-CB (Split System: Heat Pump with Remote Outdoor Unit-Air-Source) | AVZC200361A* | ASPEN |  | D(A,C,E)48B44+TDR | A*VM971205DNB* | 34200 | 20 |  | 13 | 10 |  | 35000 | 18200 | 52% | [8 empty] | Residential | 712.5 | No | 2.85
207194901 | Central Heat Pump | AMANA | HRCU-A-CB (Split System: Heat Pump with Remote Outdoor Unit-Air-Source) | AVZC200361A* | ASPEN |  | D(A,C,E)48B44+TDR | A*VS960805CUA* | 33800 | 20 |  | 12.5 | 10 |  | 35000 | 18200 | 52% | [8 empty] | Residential | 705 | No | 2.82
204333817 | Central Heat Pump | LUXAIRE | HRCU-A-CB (Split System: Heat Pump with Remote Outdoor Unit-Air-Source) | HL20B3621 |  |  | CM38CE2A1+CC | TMLV100C16MP12 | 33600 | 19.25 |  | 13.25 | 10.75 |  | 32400 | 33400 | 103.1% | [8 empty] | Residential | 700 | No | 2.8
204333825 | Central Heat Pump | LUXAIRE | HRCU-A-CB (Split System: Heat Pump with Remote Outdoor Unit-Air-Source) | HL20B3621 |  |  | CM38CE2A1+CC | TPLC080C16MP13 | 33600 | 19.25 |  | 13.25 | 10.75 |  | 32400 | 33400 | 103.1% | [8 empty] | Residential | 700 | No | 2.8
204333859 | Central Heat Pump | LUXAIRE | HRCU-A-CB (Split System: Heat Pump with Remote Outdoor Unit-Air-Source) | HL20B3621 |  |  | CM38CE2A1+CC | TPLC100C16MP13 | 33600 | 19.25 |  | 13.25 | 10.75 |  | 32400 | 33400 | 103.1% | [8 empty] | Residential | 700 | No | 2.8
204333884 | Central Heat Pump | LUXAIRE | HRCU-A-CB (Split System: Heat Pump with Remote Outdoor Unit-Air-Source) | HL20B3621 |  |  | CM38CE2A1+CC | LPLC080C16MP13 | 33600 | 19.25 |  | 13.25 | 10.75 |  | 32400 | 33400 | 103.1% | [8 empty] | Residential | 700 | No | 2.8
204333894 | Central Heat Pump | LUXAIRE | HRCU-A-CB (Split System: Heat Pump with Remote Outdoor Unit-Air-Source) | HL20B3621 |  |  | CM38CE2A1+CC | LPLC100C16MP13 | 33600 | 19.25 |  | 13.25 | 10.75 |  | 32400 | 33400 | 103.1% | [8 empty] | Residential | 700 | No | 2.8
204334471 | Central Heat Pump | LUXAIRE | HRCU-A-CB (Split System: Heat Pump with Remote Outdoor Unit-Air-Source) | HL20B4821 |  |  | CM50CE3A1+CC | TP9C100C20MP13 | 45000 | 20.25 |  | 12.5 | 10 |  | 44000 | 44000 | 100% | [8 empty] | Residential | 937.5 | No | 3.75
204334482 | Central Heat Pump | LUXAIRE | HRCU-A-CB (Split System: Heat Pump with Remote Outdoor Unit-Air-Source) | HL20B4821 |  |  | CM50CE3A1+CC | LP9C100C20MP13 | 45000 | 20.25 |  | 12.5 | 10 |  | 44000 | 44000 | 100% | [8 empty] | Residential | 937.5 | No | 3.75
204333571 | Central Heat Pump | LUXAIRE | HRCU-A-CB (Split System: Heat Pump with Remote Outdoor Unit-Air-Source) | HL20B3621 |  |  | CM38CE2A1+MVC16CN21+CC |  | 33600 | 20 |  | 13.25 | 10.5 |  | 32400 | 33400 | 103.1% | [8 empty] | Residential | 700 | No | 2.8
205047690 | Central Heat Pump | LUXAIRE | HRCU-A-CB (Split System: Heat Pump with Remote Outdoor Unit-Air-Source) | HL19B3621 |  |  | CM60CXA2+TXV | TM8V100C16MP12 | 35600 | 18 |  | 14 | 10 |  | 35200 | 22400 | 63.64% | [8 empty] | Residential | 742.5 | No | 2.97
205967131 | Central Heat Pump | BRYANT HEATING AND COOLING SYSTEMS | HRCU-A-CB (Split System: Heat Pump with Remote Outdoor Unit-Air-Source) | 284ANV036*0**A* | ADP |  | H,PG9J936 | 88*TA48090C17*** | 33200 | 21 |  | 12.5 | 11 |  | 33800 | 32000 | 94.67% | [8 empty] | Residential | 692.5 | No | 2.77
205967133 | Central Heat Pump | BRYANT HEATING AND COOLING SYSTEMS | HRCU-A-CB (Split System: Heat Pump with Remote Outdoor Unit-Air-Source) | 284ANV036*0**A* | ADP |  | H,PG9J936 | 88*TA60090C21*** | 33400 | 21 |  | 12.5 | 10 |  | 33600 | 31600 | 94.05% | [8 empty] | Residential | 695 | No | 2.78
205967134 | Central Heat Pump | BRYANT HEATING AND COOLING SYSTEMS | HRCU-A-CB (Split System: Heat Pump with Remote Outdoor Unit-Air-Source) | 284ANV036*0**A* | ADP |  | H,PG9J936 | 88*TA60110C21*** | 33400 | 21 |  | 12.5 | 10 |  | 33600 | 31600 | 94.05% | [8 empty] | Residential | 695 | No | 2.78
205967135 | Central Heat Pump | BRYANT HEATING AND COOLING SYSTEMS | HRCU-A-CB (Split System: Heat Pump with Remote Outdoor Unit-Air-Source) | 284ANV036*0**A* | ADP |  | H,PG9J936 | 88*TA66135C24*** | 33400 | 21 |  | 12.5 | 10 |  | 33600 | 31400 | 93.45% | [8 empty] | Residential | 695 | No | 2.78
205967138 | Central Heat Pump | BRYANT HEATING AND COOLING SYSTEMS | HRCU-A-CB (Split System: Heat Pump with Remote Outdoor Unit-Air-Source) | 284ANV036*0**A* | ADP |  | H,PG9J936 | 986TC60080C21*** | 32600 | 21 |  | 12.5 | 11 |  | 33000 | 31400 | 95.15% | [8 empty] | Residential | 680 | No | 2.72
205967139 | Central Heat Pump | BRYANT HEATING AND COOLING SYSTEMS | HRCU-A-CB (Split System: Heat Pump with Remote Outdoor Unit-Air-Source) | 284ANV036*0**A* | ADP |  | H,PG9J936 | 986TC66100C21*** | 32800 | 21 |  | 12.5 | 11 |  | 33000 | 31200 | 94.55% | [8 empty] | Residential | 682.5 | No | 2.73
205967140 | Central Heat Pump | BRYANT HEATING AND COOLING SYSTEMS | HRCU-A-CB (Split System: Heat Pump with Remote Outdoor Unit-Air-Source) | 284ANV036*0**A* | ADP |  | H,PG9J936 | 986TC66120C24*** | 32800 | 21 |  | 12.5 | 11 |  | 32800 | 31200 | 95.12% | [8 empty] | Residential | 682.5 | No | 2.73
205967144 | Central Heat Pump | BRYANT HEATING AND COOLING SYSTEMS | HRCU-A-CB (Split System: Heat Pump with Remote Outdoor Unit-Air-Source) | 284ANV036*0**A* | ADP |  | H,PG9J936 | 987MB60080C21*** | 32600 | 21 |  | 12.5 | 11 |  | 33000 | 31400 | 95.15% | [8 empty] | Residential | 680 | No | 2.72
207194902 | Central Heat Pump | AMANA | HRCU-A-CB (Split System: Heat Pump with Remote Outdoor Unit-Air-Source) | AVZC200361A* | ASPEN |  | D(A,C,E)48B44+MBVC1201**-1A*+TDR |  | 33600 | 20 |  | 13.5 | 10 |  | 35000 | 18200 | 52% | [8 empty] | Residential | 700 | No | 2.8
207194903 | Central Heat Pump | AMANA | HRCU-A-CB (Split System: Heat Pump with Remote Outdoor Unit-Air-Source) | AVZC200361A* | ASPEN |  | D(A,C,E)48B44+MBVC1600**-1A*+TDR |  | 33800 | 21 |  | 14 | 10 |  | 35000 | 18200 | 52% | [8 empty] | Residential | 705 | No | 2.82
207194904 | Central Heat Pump | AMANA | HRCU-A-CB (Split System: Heat Pump with Remote Outdoor Unit-Air-Source) | AVZC200361A* | ASPEN |  | D(A,C,E)48B44+MBVC1601**-1A*+TDR |  | 33800 | 21 |  | 14 | 10 |  | 35000 | 18200 | 52% | [8 empty] | Residential | 705 | No | 2.82
207194886 | Central Heat Pump | AMANA | HRCU-A-CB (Split System: Heat Pump with Remote Outdoor Unit-Air-Source) | AVZC200361A* | ASPEN |  | D(A,C,E)48B44+TDR | A*VC801005C*A* | 34200 | 20 |  | 13 | 10 |  | 35000 | 18200 | 52% | [8 empty] | Residential | 712.5 | No | 2.85
206903423 | Central Heat Pump | AMANA | HRCU-A-CB (Split System: Heat Pump with Remote Outdoor Unit-Air-Source) | AVZC200241A* | ASPEN |  | D(A,C,E)36D34+TDR | A*VS800604BUA* | 22000 | 20 |  | 12.8 | 10 |  | 23800 | 13100 | 55.04% | [8 empty] | Residential | 457.5 | No | 1.83
206902807 | Central Heat Pump | AMANA | HRCU-A-CB (Split System: Heat Pump with Remote Outdoor Unit-Air-Source) | ASZC180241C* | ASPEN |  | D(A,C,E)36D34+TDR | A*VC800603B*A* | 22000 | 19 |  | 13.8 | 10.1 |  | 22800 | 12900 | 56.58% | [8 empty] | Residential | 457.5 | No | 1.83
206902810 | Central Heat Pump | AMANA | HRCU-A-CB (Split System: Heat Pump with Remote Outdoor Unit-Air-Source) | ASZC180241C* | ASPEN |  | D(A,C,E)36D34+TDR | A*VC800804C*A* | 22800 | 19 |  | 14.1 | 10 |  | 22600 | 13100 | 57.96% | [8 empty] | Residential | 475 | No | 1.9
206924763 | Central Heat Pump | AMANA | HRCU-A-CB (Split System: Heat Pump with Remote Outdoor Unit-Air-Source) | ASZC180361C* | ASPEN |  | C(A,C,D,E)36D34+TDR | A*VC800803B*A* | 32400 | 18.5 |  | 13.3 | 10.1 |  | 36200 | 22600 | 62.43% | [8 empty] | Residential | 675 | No | 2.7
206924764 | Central Heat Pump | AMANA | HRCU-A-CB (Split System: Heat Pump with Remote Outdoor Unit-Air-Source) | ASZC180361C* | ASPEN |  | C(A,C,D,E)36D34+TDR | A*VC800804C*A* | 32200 | 18 |  | 13 | 10 |  | 36000 | 23000 | 63.89% | [8 empty] | Residential | 670 | No | 2.68
205273868 | Central Heat Pump | BRYANT HEATING AND COOLING SYSTEMS | HRCU-A-CB (Split System: Heat Pump with Remote Outdoor Unit-Air-Source) | 284ANV024*0**A* |  |  | CNPV*3617AL*+UI | 88*TA36045C17*** | 23400 | 21 |  | 14 | 11 |  | 24000 | 24600 | 102.5% | [8 empty] | Residential | 487.5 | No | 1.95
205273869 | Central Heat Pump | BRYANT HEATING AND COOLING SYSTEMS | HRCU-A-CB (Split System: Heat Pump with Remote Outdoor Unit-Air-Source) | 284ANV024*0**A* |  |  | CNPV*3617AL*+UI | 88*TA48070C17*** | 23400 | 21 |  | 14 | 11 |  | 24000 | 24400 | 101.7% | [8 empty] | Residential | 487.5 | No | 1.95
205273870 | Central Heat Pump | BRYANT HEATING AND COOLING SYSTEMS | HRCU-A-CB (Split System: Heat Pump with Remote Outdoor Unit-Air-Source) | 284ANV024*0**A* |  |  | CNPV*3617AL*+UI | 986TC42060C17*** | 23400 | 21 |  | 14 | 11 |  | 24000 | 24600 | 102.5% | [8 empty] | Residential | 487.5 | No | 1.95
205273871 | Central Heat Pump | BRYANT HEATING AND COOLING SYSTEMS | HRCU-A-CB (Split System: Heat Pump with Remote Outdoor Unit-Air-Source) | 284ANV024*0**A* |  |  | CNPV*3617AL*+UI | 986TC42080C17*** | 23400 | 21 |  | 14 | 11 |  | 24000 | 24400 | 101.7% | [8 empty] | Residential | 487.5 | No | 1.95
205273872 | Central Heat Pump | BRYANT HEATING AND COOLING SYSTEMS | HRCU-A-CB (Split System: Heat Pump with Remote Outdoor Unit-Air-Source) | 284ANV024*0**A* |  |  | CNPV*3621AL*+UI | 88*TA36045C17*** | 23400 | 21 |  | 14 | 11 |  | 24000 | 24600 | 102.5% | [8 empty] | Residential | 487.5 | No | 1.95
205273873 | Central Heat Pump | BRYANT HEATING AND COOLING SYSTEMS | HRCU-A-CB (Split System: Heat Pump with Remote Outdoor Unit-Air-Source) | 284ANV024*0**A* |  |  | CNPV*3621AL*+UI | 88*TA48070C17*** | 23400 | 21 |  | 14 | 11 |  | 24000 | 24400 | 101.7% | [8 empty] | Residential | 487.5 | No | 1.95
205273874 | Central Heat Pump | BRYANT HEATING AND COOLING SYSTEMS | HRCU-A-CB (Split System: Heat Pump with Remote Outdoor Unit-Air-Source) | 284ANV024*0**A* |  |  | CNPV*3621AL*+UI | 88*TA60070C21*** | 23400 | 21 |  | 14 | 11 |  | 24000 | 24400 | 101.7% | [8 empty] | Residential | 487.5 | No | 1.95
205273875 | Central Heat Pump | BRYANT HEATING AND COOLING SYSTEMS | HRCU-A-CB (Split System: Heat Pump with Remote Outdoor Unit-Air-Source) | 284ANV024*0**A* |  |  | CNPV*3621AL*+UI | 88*TA60090C21*** | 23400 | 21 |  | 14 | 11 |  | 24000 | 24200 | 100.8% | [8 empty] | Residential | 487.5 | No | 1.95
205967145 | Central Heat Pump | BRYANT HEATING AND COOLING SYSTEMS | HRCU-A-CB (Split System: Heat Pump with Remote Outdoor Unit-Air-Source) | 284ANV036*0**A* | ADP |  | H,PG9J936 | 987MB66100C21*** | 32800 | 21 |  | 12.5 | 11 |  | 33000 | 31200 | 94.55% | [8 empty] | Residential | 682.5 | No | 2.73
205967167 | Central Heat Pump | BRYANT HEATING AND COOLING SYSTEMS | HRCU-A-CB (Split System: Heat Pump with Remote Outdoor Unit-Air-Source) | 284ANV048*0**A* | ADP |  | H,PG3K960 | 88*TA60090C21*** | 45500 | 21 |  | 12.5 | 10 |  | 36200 | 40500 | 111.9% | [8 empty] | Residential | 947.5 | No | 3.79
205967168 | Central Heat Pump | BRYANT HEATING AND COOLING SYSTEMS | HRCU-A-CB (Split System: Heat Pump with Remote Outdoor Unit-Air-Source) | 284ANV048*0**A* | ADP |  | H,PG48960 | 88*TA60090C21*** | 45500 | 21 |  | 12.5 | 10 |  | 36200 | 40500 | 111.9% | [8 empty] | Residential | 947.5 | No | 3.79
205967170 | Central Heat Pump | BRYANT HEATING AND COOLING SYSTEMS | HRCU-A-CB (Split System: Heat Pump with Remote Outdoor Unit-Air-Source) | 284ANV048*0**A* | ADP |  | H,PG51960 | 88*TA60090C21*** | 46000 | 21 |  | 12.5 | 10 |  | 46000 | 41000 | 89.13% | [8 empty] | Residential | 957.5 | No | 3.83
205967175 | Central Heat Pump | BRYANT HEATING AND COOLING SYSTEMS | HRCU-A-CB (Split System: Heat Pump with Remote Outdoor Unit-Air-Source) | 284ANV048*0**A* | ADP |  | H,PG3K960 | 88*TA60110C21*** | 45500 | 21 |  | 12.5 | 10 |  | 46000 | 41000 | 89.13% | [8 empty] | Residential | 947.5 | No | 3.79
205967178 | Central Heat Pump | BRYANT HEATING AND COOLING SYSTEMS | HRCU-A-CB (Split System: Heat Pump with Remote Outdoor Unit-Air-Source) | 284ANV048*0**A* | ADP |  | H,PG51960 | 88*TA60110C21*** | 46000 | 21 |  | 12.5 | 10 |  | 46000 | 41000 | 89.13% | [8 empty] | Residential | 957.5 | No | 3.83
205967179 | Central Heat Pump | BRYANT HEATING AND COOLING SYSTEMS | HRCU-A-CB (Split System: Heat Pump with Remote Outdoor Unit-Air-Source) | 284ANV048*0**A* | ADP |  | H,PE35(1,2)48+TXV | 88*TA66135C24*** | 44500 | 21 |  | 12.5 | 10 |  | 46000 | 41000 | 89.13% | [8 empty] | Residential | 927.5 | No | 3.71
205967180 | Central Heat Pump | BRYANT HEATING AND COOLING SYSTEMS | HRCU-A-CB (Split System: Heat Pump with Remote Outdoor Unit-Air-Source) | 284ANV048*0**A* | ADP |  | H,PE36(1,2)60+TXV | 88*TA66135C24*** | 44500 | 21 |  | 12.5 | 10 |  | 46000 | 41000 | 89.13% | [8 empty] | Residential | 927.5 | No | 3.71
205273876 | Central Heat Pump | BRYANT HEATING AND COOLING SYSTEMS | HRCU-A-CB (Split System: Heat Pump with Remote Outdoor Unit-Air-Source) | 284ANV024*0**A* |  |  | CNPV*3621AL*+UI | 986TC42060C17*** | 23400 | 21 |  | 14 | 11 |  | 24000 | 24600 | 102.5% | [8 empty] | Residential | 487.5 | No | 1.95
206144683 | Central Heat Pump | AMANA | HRCU-A-CB (Split System: Heat Pump with Remote Outdoor Unit-Air-Source) | AVZC200241A* |  |  | CA*F3137*6A*+TXV | A*VC960403BNB* | 23200 | 20 |  | 13 | 10 |  | 23600 | 13000 | 55.08% | [8 empty] | Residential | 482.5 | No | 1.93
206144684 | Central Heat Pump | AMANA | HRCU-A-CB (Split System: Heat Pump with Remote Outdoor Unit-Air-Source) | AVZC200241A* |  |  | CA*F3137*6A*+TXV | A*VC960603BNB* | 23400 | 20 |  | 13 | 10 |  | 23600 | 13000 | 55.08% | [8 empty] | Residential | 487.5 | No | 1.95
206144685 | Central Heat Pump | AMANA | HRCU-A-CB (Split System: Heat Pump with Remote Outdoor Unit-Air-Source) | AVZC200241A* |  |  | CA*F3137*6A*+TXV | A*VC960803BNB* | 23200 | 20 |  | 13 | 10 |  | 23600 | 13000 | 55.08% | [8 empty] | Residential | 482.5 | No | 1.93
206144695 | Central Heat Pump | AMANA | HRCU-A-CB (Split System: Heat Pump with Remote Outdoor Unit-Air-Source) | AVZC200241A* |  |  | CA*F3642*6D*+TXV | A*VC960804CNB* | 23200 | 20 |  | 13 | 10 |  | 23400 | 13000 | 55.56% | [8 empty] | Residential | 482.5 | No | 1.93
206144696 | Central Heat Pump | AMANA | HRCU-A-CB (Split System: Heat Pump with Remote Outdoor Unit-Air-Source) | AVZC200241A* |  |  | CA*F3743*6D*+TXV | A*VC800604B*A* | 23400 | 20 |  | 13 | 10 |  | 23600 | 13000 | 55.08% | [8 empty] | Residential | 487.5 | No | 1.95
206144697 | Central Heat Pump | AMANA | HRCU-A-CB (Split System: Heat Pump with Remote Outdoor Unit-Air-Source) | AVZC200241A* |  |  | CA*F3743*6D*+TXV | A*VC960403BNB* | 23200 | 20 |  | 13 | 10 |  | 23800 | 13000 | 54.62% | [8 empty] | Residential | 482.5 | No | 1.93
206144698 | Central Heat Pump | AMANA | HRCU-A-CB (Split System: Heat Pump with Remote Outdoor Unit-Air-Source) | AVZC200241A* |  |  | CA*F3743*6D*+TXV | A*VC960603BNB* | 23400 | 20 |  | 13 | 10 |  | 23800 | 13000 | 54.62% | [8 empty] | Residential | 487.5 | No | 1.95
206924765 | Central Heat Pump | AMANA | HRCU-A-CB (Split System: Heat Pump with Remote Outdoor Unit-Air-Source) | ASZC180361C* | ASPEN |  | C(A,C,D,E)36D34+TDR | A*VC800805C*A* | 32800 | 18 |  | 13 | 10 |  | 36600 | 23000 | 62.84% | [8 empty] | Residential | 682.5 | No | 2.73
206924766 | Central Heat Pump | AMANA | HRCU-A-CB (Split System: Heat Pump with Remote Outdoor Unit-Air-Source) | ASZC180361C* | ASPEN |  | C(A,C,D,E)36D34+TDR | A*VC800805D*A* | 32800 | 18.5 |  | 13.3 | 10.2 |  | 36200 | 22600 | 62.43% | [8 empty] | Residential | 682.5 | No | 2.73
206924767 | Central Heat Pump | AMANA | HRCU-A-CB (Split System: Heat Pump with Remote Outdoor Unit-Air-Source) | ASZC180361C* | ASPEN |  | C(A,C,D,E)36D34+TDR | A*VC801005C*A* | 32800 | 18 |  | 13 | 10 |  | 36000 | 23000 | 63.89% | [8 empty] | Residential | 682.5 | No | 2.73
206924778 | Central Heat Pump | AMANA | HRCU-A-CB (Split System: Heat Pump with Remote Outdoor Unit-Air-Source) | ASZC180361C* | ASPEN |  | C(A,C,D,E)36D34+TDR | A*VS800805CUA* | 32800 | 18 |  | 13 | 10 |  | 36000 | 23000 | 63.89% | [8 empty] | Residential | 682.5 | No | 2.73
207194997 | Central Heat Pump | AMANA | HRCU-A-CB (Split System: Heat Pump with Remote Outdoor Unit-Air-Source) | ASZC180361C* | ASPEN |  | D(A,C,E)48B44+TDR | A*VC800805D*A* | 33400 | 18.5 |  | 13.4 | 10 |  | 36000 | 22600 | 62.78% | [8 empty] | Residential | 695 | No | 2.78
206417162 | Central Heat Pump | TRANE | HRCU-A-CB (Split System: Heat Pump with Remote Outdoor Unit-Air-Source) | 4TWL9024A1 | ASPEN |  | 4PXFH003AZ3+TDR | S9V2B060U3PSB+RP | 23000 | 18 |  | 12.5 | 11 |  | 20000 | 13400 | 67% | [8 empty] | Residential | 480 | No | 1.92
206417163 | Central Heat Pump | TRANE | HRCU-A-CB (Split System: Heat Pump with Remote Outdoor Unit-Air-Source) | 4TWL9024A1 | ASPEN |  | 4PXFH005AZ3+TDR | S9V2B060U3PSB+RP | 22800 | 19 |  | 13 | 11 |  | 19400 | 13200 | 68.04% | [8 empty] | Residential | 475 | No | 1.9
206397596 | Central Heat Pump | TRANE | HRCU-A-CB (Split System: Heat Pump with Remote Outdoor Unit-Air-Source) | 4TWV0036A1 | ASPEN |  | 4PXFH005AZ3+TDR | *DD2B060ACV3 | 34800 | 19 |  | 12.5 | 10 |  | 32000 | 26200 | 81.88% | [8 empty] | Residential | 725 | No | 2.9
206397599 | Central Heat Pump | TRANE | HRCU-A-CB (Split System: Heat Pump with Remote Outdoor Unit-Air-Source) | 4TWV0036A1 | ASPEN |  | 4PXFH005AZ3+TDR | *UD2C080ACV4 | 35200 | 19.5 |  | 12.5 | 10 |  | 31000 | 25400 | 81.94% | [8 empty] | Residential | 732.5 | No | 2.93
206144699 | Central Heat Pump | AMANA | HRCU-A-CB (Split System: Heat Pump with Remote Outdoor Unit-Air-Source) | AVZC200241A* |  |  | CA*F3743*6D*+TXV | A*VC960803BNB* | 23200 | 20 |  | 13 | 10 |  | 23800 | 13000 | 54.62% | [8 empty] | Residential | 482.5 | No | 1.93
206144700 | Central Heat Pump | AMANA | HRCU-A-CB (Split System: Heat Pump with Remote Outdoor Unit-Air-Source) | AVZC200241A* |  |  | CA*F3743*6D*+TXV | A*VC960804CNB* | 23400 | 20 |  | 13 | 10 |  | 23800 | 13000 | 54.62% | [8 empty] | Residential | 487.5 | No | 1.95
206144705 | Central Heat Pump | AMANA | HRCU-A-CB (Split System: Heat Pump with Remote Outdoor Unit-Air-Source) | AVZC200241A* |  |  | CSCF3642N6D*+TXV | A*VC800604B*A* | 23600 | 20 |  | 13 | 10 |  | 23600 | 13000 | 55.08% | [8 empty] | Residential | 492.5 | No | 1.97
210288898 | Central Heat Pump | LENNOX | HRCU-A-CB (Split System: Heat Pump with Remote Outdoor Unit-Air-Source) | EL17XP1-018-230A** |  |  | CH35-30B+TDR+TXV | SL297UH060NV36B* | 18000 | 18.2 |  | 14.5 | 10 |  | 16800 | 10600 | 63.1% | 18000 | 16.8 | 14 | 8.5 | 17400 |  |  |  | Residential | 375 | No | 1.5 | No
210288899 | Central Heat Pump | LENNOX | HRCU-A-CB (Split System: Heat Pump with Remote Outdoor Unit-Air-Source) | EL17XP1-018-230A** |  |  | CH35-30B+TDR+TXV | SLP99UH070XV36B* | 18000 | 18.2 |  | 14.5 | 10 |  | 16800 | 10600 | 63.1% | 18000 | 16.8 | 14 | 8.5 | 17400 |  |  |  | Residential | 375 | No | 1.5 | No
210288929 | Central Heat Pump | LENNOX | HRCU-A-CB (Split System: Heat Pump with Remote Outdoor Unit-Air-Source) | EL17XP1-018-230A** |  |  | CHX35-24B-**-*+TDR | ML180UH070V48B* | 18000 | 18.2 |  | 15 | 10.2 |  | 18000 | 11400 | 63.33% | 18000 | 16.4 | 14 | 8.5 | 18000 |  |  |  | Residential | 375 | No | 1.5 | No
210288941 | Central Heat Pump | LENNOX | HRCU-A-CB (Split System: Heat Pump with Remote Outdoor Unit-Air-Source) | EL17XP1-018-230A** |  |  | CHX35-24B-**-*+TDR | SL280UH080NV48B* | 18000 | 18.4 |  | 15 | 10.2 |  | 18000 | 11200 | 62.22% | 18000 | 16.8 | 14 | 8.5 | 18000 |  |  |  | Residential | 375 | No | 1.5 | No
210288942 | Central Heat Pump | LENNOX | HRCU-A-CB (Split System: Heat Pump with Remote Outdoor Unit-Air-Source) | EL17XP1-018-230A** |  |  | CHX35-24B-**-*+TDR | SL280UH090V36B* | 18000 | 18.2 |  | 15 | 10.2 |  | 18000 | 11200 | 62.22% | 18000 | 16.8 | 14 | 8.5 | 18000 |  |  |  | Residential | 375 | No | 1.5 | No
10262250 | Central Heat Pump | DAIKIN | HRCU-A-CB (Split System: Heat Pump with Remote Outdoor Unit-Air-Source) | DZ20VC0361B* | ADP |  | V,G,J36H175P38(1,2)+TXV | D*80VC0604B*A* | 35800 | 20 |  | 13 | 10 |  | 33400 | 16600 | 49.7% | [8 empty] | Residential | 745 | No | 2.98
10262251 | Central Heat Pump | DAIKIN | HRCU-A-CB (Split System: Heat Pump with Remote Outdoor Unit-Air-Source) | DZ20VC0361B* | ADP |  | V,G,J36H175P38(1,2)+TXV | D*80VC0805C*A* | 35800 | 20 |  | 13.5 | 10 |  | 33400 | 16600 | 49.7% | [8 empty] | Residential | 745 | No | 2.98
10268660 | Central Heat Pump | DAIKIN | HRCU-A-CB (Split System: Heat Pump with Remote Outdoor Unit-Air-Source) | DZ20VC0361B* | ADP |  | H,G,JG81(1,2)36+TXV | D*80VC0604B*A* | 35800 | 20 |  | 13 | 10 |  | 33400 | 16600 | 49.7% | [8 empty] | Residential | 745 | No | 2.98
10268661 | Central Heat Pump | DAIKIN | HRCU-A-CB (Split System: Heat Pump with Remote Outdoor Unit-Air-Source) | DZ20VC0361B* | ADP |  | H,G,JG81(1,2)36+TXV | D*80VC0805C*A* | 35800 | 20 |  | 13.5 | 10 |  | 33400 | 16600 | 49.7% | [8 empty] | Residential | 745 | No | 2.98
207091132 | Central Heat Pump | CENTURY | HRCU-A-CB (Split System: Heat Pump with Remote Outdoor Unit-Air-Source) | HRG1836S1P | ADP |  | H,A,DE8J(1,2)30+TXV | GUH95C070B3M | 23600 | 18 |  | 12.5 | 10 |  | 22400 | 13800 | 61.61% | [8 empty] | Residential | 492.5 | No | 1.97
207091145 | Central Heat Pump | CENTURY | HRCU-A-CB (Split System: Heat Pump with Remote Outdoor Unit-Air-Source) | HRG1836S1P | ADP |  | H,A,DE32(1,2)30+TXV | GUH96T070B3M | 23200 | 20 |  | 13 | 10 |  | 22400 | 13200 | 58.93% | [8 empty] | Residential | 482.5 | No | 1.93
207677878 | Central Heat Pump | CENTURY | HRCU-A-CB (Split System: Heat Pump with Remote Outdoor Unit-Air-Source) | HRG1836S1P | ADP |  | H,A,DE8J930 | GUH80C045A3M | 23800 | 18 |  | 13 | 10 |  | 22400 | 13600 | 60.71% | [8 empty] | Residential | 495 | No | 1.98
207677882 | Central Heat Pump | CENTURY | HRCU-A-CB (Split System: Heat Pump with Remote Outdoor Unit-Air-Source) | HRG1836S1P | ADP |  | H,A,DE7J924 | GUH92C045B3M | 23200 | 19 |  | 13 | 10 |  | 22400 | 13200 | 58.93% | [8 empty] | Residential | 482.5 | No | 1.93
210288944 | Central Heat Pump | LENNOX | HRCU-A-CB (Split System: Heat Pump with Remote Outdoor Unit-Air-Source) | EL17XP1-018-230A** |  |  | CHX35-24B-**-*+TDR | SL297UH040NV36B* | 18000 | 18 |  | 14.5 | 10 |  | 18000 | 11200 | 62.22% | 18000 | 16.4 | 13.5 | 8.5 | 18000 |  |  |  | Residential | 375 | No | 1.5 | No
210288957 | Central Heat Pump | LENNOX | HRCU-A-CB (Split System: Heat Pump with Remote Outdoor Unit-Air-Source) | EL17XP1-018-230A** |  |  | CHX35-30B-**-*+TDR | EL296UH045XV36B* | 18000 | 18 |  | 14.5 | 10 |  | 16800 | 10600 | 63.1% | 18000 | 16.6 | 13.5 | 8.5 | 17400 |  |  |  | Residential | 375 | No | 1.5 | No
210288959 | Central Heat Pump | LENNOX | HRCU-A-CB (Split System: Heat Pump with Remote Outdoor Unit-Air-Source) | EL17XP1-018-230A** |  |  | CHX35-30B-**-*+TDR | EL296UH070XV36B* | 18000 | 18.2 |  | 14.5 | 10 |  | 16800 | 10600 | 63.1% | 18000 | 16.8 | 14 | 8.5 | 17400 |  |  |  | Residential | 375 | No | 1.5 | No
210288972 | Central Heat Pump | LENNOX | HRCU-A-CB (Split System: Heat Pump with Remote Outdoor Unit-Air-Source) | EL17XP1-018-230A** |  |  | CHX35-30B-**-*+TDR | ML296UH045XV36B* | 18000 | 18 |  | 14.5 | 10 |  | 16800 | 10600 | 63.1% | 18000 | 16.4 | 13.5 | 8.5 | 17400 |  |  |  | Residential | 375 | No | 1.5 | No
205272672 | Central Heat Pump | CARRIER | HRCU-A-CB (Split System: Heat Pump with Remote Outdoor Unit-Air-Source) | 25VNA436A*030* |  |  | CNPV*4824AL*+UI | 58TN*A110C21**20 | 34000 | 21.5 |  | 13 | 10.5 |  | 35400 | 33400 | 94.35% | [8 empty] | Residential | 707.5 | No | 2.83
205272673 | Central Heat Pump | CARRIER | HRCU-A-CB (Split System: Heat Pump with Remote Outdoor Unit-Air-Source) | 25VNA436A*030* |  |  | CNPV*4824AL*+UI | 59MN7B060C21**20 | 33600 | 20.5 |  | 12.5 | 10.5 |  | 36000 | 34000 | 94.44% | [8 empty] | Residential | 700 | No | 2.8
205272674 | Central Heat Pump | CARRIER | HRCU-A-CB (Split System: Heat Pump with Remote Outdoor Unit-Air-Source) | 25VNA436A*030* |  |  | CNPV*6024AL*+UI | 58TN*A070C21**20 | 34200 | 21.5 |  | 13 | 10.5 |  | 35200 | 33200 | 94.32% | [8 empty] | Residential | 712.5 | No | 2.85
205272675 | Central Heat Pump | CARRIER | HRCU-A-CB (Split System: Heat Pump with Remote Outdoor Unit-Air-Source) | 25VNA436A*030* |  |  | CNPV*6024AL*+UI | 58TN*A090C21**20 | 34400 | 22 |  | 13 | 10.5 |  | 35000 | 33000 | 94.29% | [8 empty] | Residential | 717.5 | No | 2.87
207817393 | Central Heat Pump | TRANE | HRCU-A-CB (Split System: Heat Pump with Remote Outdoor Unit-Air-Source) | 4TWV0036A1 | ASPEN |  | 4PXFH005BZ3+TDR | *DD2B060ACV3 | 34800 | 19 |  | 12.5 | 10 |  | 32000 | 26200 | 81.88% | [8 empty] | Residential | 725 | No | 2.9
207817396 | Central Heat Pump | TRANE | HRCU-A-CB (Split System: Heat Pump with Remote Outdoor Unit-Air-Source) | 4TWV0036A1 | ASPEN |  | 4PXFH005BZ3+TDR | *UD2C080ACV4 | 35200 | 19.5 |  | 12.5 | 10 |  | 31000 | 25400 | 81.94% | [8 empty] | Residential | 732.5 | No | 2.93
208166902 | Central Heat Pump | TRANE | HRCU-A-CB (Split System: Heat Pump with Remote Outdoor Unit-Air-Source) | 4TWR7024A1 | ASPEN |  | D(A,C,E)36D34+TDR | S8X1B060M3PSA | 23800 | 18 |  | 13.3 | 10 |  | 24600 | 15100 | 61.38% | [8 empty] | Residential | 495 | No | 1.98
208166904 | Central Heat Pump | TRANE | HRCU-A-CB (Split System: Heat Pump with Remote Outdoor Unit-Air-Source) | 4TWR7024A1 | ASPEN |  | D(A,C,E)36D34+TDR | S8X2B060M3PSA | 23800 | 18 |  | 13.3 | 10 |  | 24600 | 15100 | 61.38% | [8 empty] | Residential | 495 | No | 1.98
210644810 | Central Heat Pump | COMFORT-AIRE | HRCU-A-CB (Split System: Heat Pump with Remote Outdoor Unit-Air-Source) | HRG1836S1P | ASPEN |  | C(A,C,D,E)30B3G+TDR | GUH92C045B3M | 22400 | 18.5 |  | 13 | 10 |  | 24000 | 14800 | 61.67% | 22400 | 17.6 | 12.5 | 8.5 | 24000 |  |  |  | Residential | 467.5 | No | 1.87
210644812 | Central Heat Pump | COMFORT-AIRE | HRCU-A-CB (Split System: Heat Pump with Remote Outdoor Unit-Air-Source) | HRG1836S1P | ASPEN |  | C(A,C,D,E)30B34+TDR | GUH92C045B3M | 22400 | 19 |  | 13 | 10 |  | 24000 | 14800 | 61.67% | 22400 | 18 | 12.5 | 8.5 | 24000 |  |  |  | Residential | 467.5 | No | 1.87
210644820 | Central Heat Pump | COMFORT-AIRE | HRCU-A-CB (Split System: Heat Pump with Remote Outdoor Unit-Air-Source) | HRG1836S1P | ASPEN |  | C(A,C,D,E)24B44+TDR | GUH92C045B3M | 22600 | 19 |  | 13 | 10 |  | 24000 | 14800 | 61.67% | 22600 | 18 | 12.5 | 8.5 | 24000 |  |  |  | Residential | 470 | No | 1.88
210644840 | Central Heat Pump | COMFORT-AIRE | HRCU-A-CB (Split System: Heat Pump with Remote Outdoor Unit-Air-Source) | HRG1836S1P | ASPEN |  | C(A,C,D,E)30B3G+TDR | GUH92C070B3M | 22200 | 18.5 |  | 13 | 10 |  | 24000 | 14900 | 62.08% | 22200 | 17.6 | 12.5 | 8.5 | 24000 |  |  |  | Residential | 462.5 | No | 1.85
207677883 | Central Heat Pump | CENTURY | HRCU-A-CB (Split System: Heat Pump with Remote Outdoor Unit-Air-Source) | HRG1836S1P | ADP |  | H,A,DE8J930 | GUH92C045B3M | 23200 | 19 |  | 13 | 10 |  | 22400 | 13200 | 58.93% | [8 empty] | Residential | 482.5 | No | 1.93
207677884 | Central Heat Pump | CENTURY | HRCU-A-CB (Split System: Heat Pump with Remote Outdoor Unit-Air-Source) | HRG1836S1P | ADP |  | H,A,DE7J924 | GUH92C070B3M | 23200 | 19 |  | 13 | 10 |  | 22400 | 13300 | 59.38% | [8 empty] | Residential | 482.5 | No | 1.93
207677885 | Central Heat Pump | CENTURY | HRCU-A-CB (Split System: Heat Pump with Remote Outdoor Unit-Air-Source) | HRG1836S1P | ADP |  | H,A,DE8J930 | GUH92C070B3M | 23600 | 20 |  | 12.5 | 10 |  | 22400 | 13700 | 61.16% | [8 empty] | Residential | 492.5 | No | 1.97
207677890 | Central Heat Pump | CENTURY | HRCU-A-CB (Split System: Heat Pump with Remote Outdoor Unit-Air-Source) | HRG1836S1P | ADP |  | H,A,DE8J930 | GUH95C070B3M | 23600 | 18 |  | 12.5 | 10 |  | 22400 | 13800 | 61.61% | [8 empty] | Residential | 492.5 | No | 1.97
207677896 | Central Heat Pump | CENTURY | HRCU-A-CB (Split System: Heat Pump with Remote Outdoor Unit-Air-Source) | HRG1836S1P | ADP |  | H,A,DE7J924 | GUH96T045B3M | 23400 | 20 |  | 13 | 10 |  | 22400 | 13300 | 59.38% | [8 empty] | Residential | 487.5 | No | 1.95
207677897 | Central Heat Pump | CENTURY | HRCU-A-CB (Split System: Heat Pump with Remote Outdoor Unit-Air-Source) | HRG1836S1P | ADP |  | H,A,DE8J930 | GUH96T045B3M | 23400 | 20 |  | 13 | 10 |  | 22400 | 13300 | 59.38% | [8 empty] | Residential | 487.5 | No | 1.95
207677898 | Central Heat Pump | CENTURY | HRCU-A-CB (Split System: Heat Pump with Remote Outdoor Unit-Air-Source) | HRG1836S1P | ADP |  | H,A,DE7J924 | GUH96T070B3M | 23400 | 20 |  | 13 | 10 |  | 22400 | 13200 | 58.93% | [8 empty] | Residential | 487.5 | No | 1.95
207677899 | Central Heat Pump | CENTURY | HRCU-A-CB (Split System: Heat Pump with Remote Outdoor Unit-Air-Source) | HRG1836S1P | ADP |  | H,A,DE8J930 | GUH96T070B3M | 23800 | 20 |  | 13 | 10 |  | 22400 | 13800 | 61.61% | [8 empty] | Residential | 495 | No | 1.98
207711338 | Central Heat Pump | CENTURY | HRCU-A-CB (Split System: Heat Pump with Remote Outdoor Unit-Air-Source) | HRG1836S1P | ADP |  | H,A,DE32(1,2)30+TXV | GUH97M070B3M | 23200 | 19 |  | 12.5 | 10 |  | 22400 | 13200 | 58.93% | [8 empty] | Residential | 482.5 | No | 1.93
205272676 | Central Heat Pump | CARRIER | HRCU-A-CB (Split System: Heat Pump with Remote Outdoor Unit-Air-Source) | 25VNA436A*030* |  |  | CNPV*6024AL*+UI | 58TN*A135C24**22 | 34400 | 22 |  | 13 | 10.5 |  | 34800 | 32800 | 94.25% | [8 empty] | Residential | 717.5 | No | 2.87
205272677 | Central Heat Pump | CARRIER | HRCU-A-CB (Split System: Heat Pump with Remote Outdoor Unit-Air-Source) | 25VNA436A*030* |  |  | CNPV*6024AL*+UI | 59TN6B120C24**22 | 34400 | 21.5 |  | 13 | 10.5 |  | 35000 | 33000 | 94.29% | [8 empty] | Residential | 717.5 | No | 2.87
205272678 | Central Heat Pump | CARRIER | HRCU-A-CB (Split System: Heat Pump with Remote Outdoor Unit-Air-Source) | 25VNA436A*030* |  |  | CNPV*6024AL*+UI | 59MN7B080C21**20 | 34200 | 21.5 |  | 13 | 10.5 |  | 35000 | 33200 | 94.86% | [8 empty] | Residential | 712.5 | No | 2.85
205272679 | Central Heat Pump | CARRIER | HRCU-A-CB (Split System: Heat Pump with Remote Outdoor Unit-Air-Source) | 25VNA436A*030* |  |  | CNPV*6024AL*+UI | 59MN7B100C21**22 | 34400 | 21.5 |  | 13 | 10.5 |  | 35000 | 33000 | 94.29% | [8 empty] | Residential | 717.5 | No | 2.87
205272680 | Central Heat Pump | CARRIER | HRCU-A-CB (Split System: Heat Pump with Remote Outdoor Unit-Air-Source) | 25VNA436A*030* |  |  | CNPV*6024AL*+UI | 59MN7B120C24**22 | 34200 | 21.5 |  | 13 | 10.5 |  | 35000 | 33200 | 94.86% | [8 empty] | Residential | 712.5 | No | 2.85
206852883 | Central Heat Pump | AireForce | HRCU-A-CB (Split System: Heat Pump with Remote Outdoor Unit-Air-Source) | FSH1BG4CVRX24KP |  |  | C6B(A,H)-X26(C,U)-B(*) | MB7VM-1600K-B | 24600 | 19 |  | 13.9 | 10 |  | 22400 | 14200 | 63.39% | [8 empty] | Residential | 512.5 | No | 2.05
206852884 | Central Heat Pump | AireForce | HRCU-A-CB (Split System: Heat Pump with Remote Outdoor Unit-Air-Source) | FSH1BG4CVRX36KP |  |  | C6B(A,H)-X36(C,U)-B(*) | MB7VM-1600K-B | 34800 | 19 |  | 12.6 | 10 |  | 34400 | 21800 | 63.37% | [8 empty] | Residential | 725 | No | 2.9
206852902 | Central Heat Pump | AireForce | HRCU-A-CB (Split System: Heat Pump with Remote Outdoor Unit-Air-Source) | FSH1BG4CVRX24KP |  |  | C6B(A,H)-X26(C,U)-B(*) | FG7T(*)-VB(*) | 24400 | 19 |  | 13.5 | 10 |  | 22200 | 14100 | 63.51% | [8 empty] | Residential | 507.5 | No | 2.03
206852903 | Central Heat Pump | AireForce | HRCU-A-CB (Split System: Heat Pump with Remote Outdoor Unit-Air-Source) | FSH1BG4CVRX24KP |  |  | B6VMAX24K-B(*) |  | 24600 | 19 |  | 13.9 | 10 |  | 22400 | 14200 | 63.39% | [8 empty] | Residential | 512.5 | No | 2.05
206852904 | Central Heat Pump | AireForce | HRCU-A-CB (Split System: Heat Pump with Remote Outdoor Unit-Air-Source) | FSH1BG4CVRX36KP |  |  | C6B(A,H)-X36(C,U)-C(*) | FG7T(*)-VC(*) | 34800 | 18.5 |  | 12.5 | 10 |  | 34200 | 21800 | 63.74% | [8 empty] | Residential | 725 | No | 2.9
206852905 | Central Heat Pump | AireForce | HRCU-A-CB (Split System: Heat Pump with Remote Outdoor Unit-Air-Source) | FSH1BG4CVRX36KP |  |  | B6VMAX36K-B(*) |  | 34800 | 19 |  | 12.6 | 10 |  | 34400 | 21800 | 63.37% | [8 empty] | Residential | 725 | No | 2.9
202134872 | Central Heat Pump | AireForce | HRCU-A-CB (Split System: Heat Pump with Remote Outdoor Unit-Air-Source) | FSH1BG4CVRX24K |  |  | C6B(A,H)-X26(C,U)-B | FG7T(*)-VB(*) | 24400 | 19 |  | 13.5 | 10 |  | 22200 | 14100 | 63.51% | [8 empty] | Residential | 507.5 | No | 2.03
202134874 | Central Heat Pump | AireForce | HRCU-A-CB (Split System: Heat Pump with Remote Outdoor Unit-Air-Source) | FSH1BG4CVRX24K |  |  | B6VMAX24K-B |  | 24600 | 19 |  | 13.9 | 10 |  | 22400 | 14200 | 63.39% | [8 empty] | Residential | 512.5 | No | 2.05
204305516 | Central Heat Pump | AireForce | HRCU-A-CB (Split System: Heat Pump with Remote Outdoor Unit-Air-Source) | FSH1BG4CVRX24K |  |  | C6B(A,H)-X26(C,U)-B | MB7VM-1600K-B | 24600 | 19 |  | 13.9 | 10 |  | 22400 | 14200 | 63.39% | [8 empty] | Residential | 512.5 | No | 2.05
208128300 | Central Heat Pump | SEA BREEZE+ | HRCU-A-CB (Split System: Heat Pump with Remote Outdoor Unit-Air-Source) | SZ24H424ZMO |  |  | AH24H424ZMI |  | 24000 | 20 |  | 12.5 | 10 |  | 25000 | 17000 | 68% | 24000 | 18 | 11.7 | 8.1 | 25000 |  |  |  | Residential | 500 | No | 2 | No
205047698 | Central Heat Pump | LUXAIRE | HRCU-A-CB (Split System: Heat Pump with Remote Outdoor Unit-Air-Source) | HL19B3621 |  |  | CM60CXA2+TXV | TPLC080C16MP13 | 35600 | 18 |  | 14 | 10 |  | 35200 | 22400 | 63.64% | [8 empty] | Residential | 742.5 | No | 2.97
205047702 | Central Heat Pump | LUXAIRE | HRCU-A-CB (Split System: Heat Pump with Remote Outdoor Unit-Air-Source) | HL19B3621 |  |  | CM60CXA2+TXV | LPLC080C16MP13 | 35600 | 18 |  | 14 | 10 |  | 35200 | 22400 | 63.64% | [8 empty] | Residential | 742.5 | No | 2.97
205047716 | Central Heat Pump | LUXAIRE | HRCU-A-CB (Split System: Heat Pump with Remote Outdoor Unit-Air-Source) | HL19B3621 |  |  | CM60CXA2+MVC16CN21+TXV |  | 36000 | 19 |  | 14 | 10 |  | 35200 | 22400 | 63.64% | [8 empty] | Residential | 750 | No | 3
205047720 | Central Heat Pump | LUXAIRE | HRCU-A-CB (Split System: Heat Pump with Remote Outdoor Unit-Air-Source) | HL19B3621 |  |  | CM60DXA2+ME14DN21+TXV |  | 34800 | 19 |  | 14 | 10 |  | 35000 | 22400 | 64% | [8 empty] | Residential | 725 | No | 2.9
205047820 | Central Heat Pump | LUXAIRE | HRCU-A-CB (Split System: Heat Pump with Remote Outdoor Unit-Air-Source) | HL19B3621 |  |  | CM60CXA2+TXV | TM8V080C16MP12 | 35600 | 18 |  | 14 | 10 |  | 35200 | 22400 | 63.64% | [8 empty] | Residential | 742.5 | No | 2.97
205047824 | Central Heat Pump | LUXAIRE | HRCU-A-CB (Split System: Heat Pump with Remote Outdoor Unit-Air-Source) | HL19B3621 |  |  | CM60CXA2+TXV | TMLV100C16MP12 | 35600 | 18 |  | 14 | 10 |  | 35200 | 22400 | 63.64% | [8 empty] | Residential | 742.5 | No | 2.97
205047828 | Central Heat Pump | LUXAIRE | HRCU-A-CB (Split System: Heat Pump with Remote Outdoor Unit-Air-Source) | HL19B3621 |  |  | CM60CXA2+TXV | TPLC100C16MP13 | 35600 | 18 |  | 14 | 10 |  | 35200 | 22400 | 63.64% | [8 empty] | Residential | 742.5 | No | 2.97
204334080 | Central Heat Pump | LUXAIRE | HRCU-A-CB (Split System: Heat Pump with Remote Outdoor Unit-Air-Source) | HL20B4821 |  |  | CM50CE3A1+CC | TPLC100C20MP13 | 45000 | 20.5 |  | 12.6 | 10 |  | 44000 | 44000 | 100% | [8 empty] | Residential | 937.5 | No | 3.75
204334088 | Central Heat Pump | LUXAIRE | HRCU-A-CB (Split System: Heat Pump with Remote Outdoor Unit-Air-Source) | HL20B4821 |  |  | CM50CE3A1+CC | TPLC120C20MP13 | 45000 | 20.5 |  | 12.6 | 10 |  | 44000 | 44000 | 100% | [8 empty] | Residential | 937.5 | No | 3.75
204334094 | Central Heat Pump | LUXAIRE | HRCU-A-CB (Split System: Heat Pump with Remote Outdoor Unit-Air-Source) | HL20B4821 |  |  | CM50CE3A1+CC | LPLC100C20MP13 | 45000 | 20.5 |  | 12.6 | 10 |  | 44000 | 44000 | 100% | [8 empty] | Residential | 937.5 | No | 3.75
204334098 | Central Heat Pump | LUXAIRE | HRCU-A-CB (Split System: Heat Pump with Remote Outdoor Unit-Air-Source) | HL20B4821 |  |  | CM50CE3A1+CC | LPLC120C20MP13 | 45000 | 20.5 |  | 12.6 | 10 |  | 44000 | 44000 | 100% | [8 empty] | Residential | 937.5 | No | 3.75
210644842 | Central Heat Pump | COMFORT-AIRE | HRCU-A-CB (Split System: Heat Pump with Remote Outdoor Unit-Air-Source) | HRG1836S1P | ASPEN |  | C(A,C,D,E)30B34+TDR | GUH92C070B3M | 22200 | 19 |  | 13 | 10 |  | 24000 | 14900 | 62.08% | 22200 | 18 | 12.5 | 8.5 | 24000 |  |  |  | Residential | 462.5 | No | 1.85
210644850 | Central Heat Pump | COMFORT-AIRE | HRCU-A-CB (Split System: Heat Pump with Remote Outdoor Unit-Air-Source) | HRG1836S1P | ASPEN |  | C(A,C,D,E)24B44+TDR | GUH92C070B3M | 22600 | 19 |  | 13 | 10 |  | 24000 | 14900 | 62.08% | 22600 | 18 | 12.5 | 8.5 | 24000 |  |  |  | Residential | 470 | No | 1.88
210645038 | Central Heat Pump | COMFORT-AIRE | HRCU-A-CB (Split System: Heat Pump with Remote Outdoor Unit-Air-Source) | HRG1836S1P | ASPEN |  | C(A,C,D,E)30B3G+TDR | GUH96T045B3M | 22400 | 19.5 |  | 13 | 10 |  | 24000 | 14900 | 62.08% | 22400 | 18.5 | 12.5 | 8.5 | 24000 |  |  |  | Residential | 467.5 | No | 1.87
210645040 | Central Heat Pump | COMFORT-AIRE | HRCU-A-CB (Split System: Heat Pump with Remote Outdoor Unit-Air-Source) | HRG1836S1P | ASPEN |  | C(A,C,D,E)30B34+TDR | GUH96T045B3M | 22400 | 20 |  | 13 | 10 |  | 24000 | 14900 | 62.08% | 22400 | 19 | 12.5 | 8.5 | 24000 |  |  |  | Residential | 467.5 | No | 1.87
210645048 | Central Heat Pump | COMFORT-AIRE | HRCU-A-CB (Split System: Heat Pump with Remote Outdoor Unit-Air-Source) | HRG1836S1P | ASPEN |  | C(A,C,D,E)24B44+TDR | GUH96T045B3M | 22800 | 20 |  | 13 | 10 |  | 24000 | 14900 | 62.08% | 22800 | 19 | 12.5 | 8.5 | 24000 |  |  |  | Residential | 475 | No | 1.9
207091378 | Central Heat Pump | CENTURY | HRCU-A-CB (Split System: Heat Pump with Remote Outdoor Unit-Air-Source) | HRG1836S1P | CENTURY |  | (C,M)CG30PA5P+TXV | GUH80C045A3M | 23800 | 18 |  | 13 | 10 |  | 22400 | 13600 | 60.71% | 23800 | 18 | 12 | 8.4 | 22400 |  |  |  | Residential | 495 | No | 1.98
207091385 | Central Heat Pump | CENTURY | HRCU-A-CB (Split System: Heat Pump with Remote Outdoor Unit-Air-Source) | HRG1836S1P | CENTURY |  | (C,M)CG2430PB3P+TXV | GUH92C045B3M | 23000 | 19 |  | 13 | 10 |  | 22400 | 13200 | 58.93% | 23400 | 18 | 12 | 8.45 | 22400 |  |  |  | Residential | 487.5 | No | 1.95
207091386 | Central Heat Pump | CENTURY | HRCU-A-CB (Split System: Heat Pump with Remote Outdoor Unit-Air-Source) | HRG1836S1P | CENTURY |  | (C,M)CG24PB4P+TXV | GUH92C045B3M | 23200 | 19 |  | 13 | 10 |  | 22400 | 13200 | 58.93% | 23600 | 19 | 12 | 8.5 | 22400 |  |  |  | Residential | 492.5 | No | 1.97
207711340 | Central Heat Pump | CENTURY | HRCU-A-CB (Split System: Heat Pump with Remote Outdoor Unit-Air-Source) | HRG1836S1P | ADP |  | H,A,DE7J(1,2)24+TXV | GUH97M070B3M | 23400 | 20 |  | 13 | 10 |  | 22400 | 13200 | 58.93% | [8 empty] | Residential | 487.5 | No | 1.95
207711342 | Central Heat Pump | CENTURY | HRCU-A-CB (Split System: Heat Pump with Remote Outdoor Unit-Air-Source) | HRG1836S1P | ADP |  | H,A,DE7J(1,2)36+TXV | GUH97M070B3M | 23400 | 20 |  | 13 | 10 |  | 22400 | 13200 | 58.93% | [8 empty] | Residential | 487.5 | No | 1.95
207711344 | Central Heat Pump | CENTURY | HRCU-A-CB (Split System: Heat Pump with Remote Outdoor Unit-Air-Source) | HRG1836S1P | ADP |  | H,A,DE8J(1,2)30+TXV | GUH97M070B3M | 23400 | 20 |  | 13 | 10 |  | 22400 | 13200 | 58.93% | [8 empty] | Residential | 487.5 | No | 1.95
207711346 | Central Heat Pump | CENTURY | HRCU-A-CB (Split System: Heat Pump with Remote Outdoor Unit-Air-Source) | HRG1836S1P | ADP |  | H,A,DE9J(1,2)36+TXV | GUH97M070B3M | 23400 | 20 |  | 13 | 10 |  | 22400 | 13800 | 61.61% | [8 empty] | Residential | 487.5 | No | 1.95
207711348 | Central Heat Pump | CENTURY | HRCU-A-CB (Split System: Heat Pump with Remote Outdoor Unit-Air-Source) | HRG1836S1P | ADP |  | H,A,DE9J936 | GUH97M070B3M | 23400 | 20 |  | 13 | 10 |  | 22400 | 13800 | 61.61% | [8 empty] | Residential | 487.5 | No | 1.95
207091110 | Central Heat Pump | CENTURY | HRCU-A-CB (Split System: Heat Pump with Remote Outdoor Unit-Air-Source) | HRG1836S1P | ADP |  | H,A,DE8J(1,2)30+TXV | GUH80C045A3M | 23800 | 18 |  | 13 | 10 |  | 22400 | 13600 | 60.71% | 23800 | 18 | 12 | 8.4 | 22400 |  |  |  | Residential | 495 | No | 1.98
207091117 | Central Heat Pump | CENTURY | HRCU-A-CB (Split System: Heat Pump with Remote Outdoor Unit-Air-Source) | HRG1836S1P | ADP |  | H,A,DE32(1,2)30+TXV | GUH92C045B3M | 23000 | 19 |  | 13 | 10 |  | 22400 | 13200 | 58.93% | 23400 | 18 | 12 | 8.45 | 22400 |  |  |  | Residential | 487.5 | No | 1.95
207091118 | Central Heat Pump | CENTURY | HRCU-A-CB (Split System: Heat Pump with Remote Outdoor Unit-Air-Source) | HRG1836S1P | ADP |  | H,A,DE7J(1,2)24+TXV | GUH92C045B3M | 23200 | 19 |  | 13 | 10 |  | 22400 | 13200 | 58.93% | 23600 | 19 | 12 | 8.5 | 22400 |  |  |  | Residential | 492.5 | No | 1.97
204334458 | Central Heat Pump | LUXAIRE | HRCU-A-CB (Split System: Heat Pump with Remote Outdoor Unit-Air-Source) | HL20B4821 |  |  | CM50CE3A1+CC | TM9V100C20MP12 | 45000 | 20.25 |  | 12.5 | 10 |  | 44000 | 44000 | 100% | [8 empty] | Residential | 937.5 | No | 3.75
204333942 | Central Heat Pump | LUXAIRE | HRCU-A-CB (Split System: Heat Pump with Remote Outdoor Unit-Air-Source) | HL20B3621 |  |  | CM38CE2A1+CC | LP9C100C16MP13 | 33600 | 19.25 |  | 13 | 10.75 |  | 32600 | 31600 | 96.93% | [8 empty] | Residential | 700 | No | 2.8
204333960 | Central Heat Pump | LUXAIRE | HRCU-A-CB (Split System: Heat Pump with Remote Outdoor Unit-Air-Source) | HL20B4821 |  |  | AVV50CE321+CC |  | 45000 | 20.5 |  | 12.5 | 10.2 |  | 44000 | 43500 | 98.86% | [8 empty] | Residential | 937.5 | No | 3.75
204333402 | Central Heat Pump | LUXAIRE | HRCU-A-CB (Split System: Heat Pump with Remote Outdoor Unit-Air-Source) | HL20B2421 |  |  | CM25BE1A1+CC | TM8V080B12MP12 | 24000 | 20.5 |  | 13.75 | 10.25 |  | 32600 | 22400 | 68.71% | [8 empty] | Residential | 500 | No | 2
205047118 | Central Heat Pump | LUXAIRE | HRCU-A-CB (Split System: Heat Pump with Remote Outdoor Unit-Air-Source) | HL19B3621 |  |  | CU60DXA2+TXV | TPLC120C20MP13 | 35800 | 18 |  | 14 | 10 |  | 35000 | 22400 | 64% | [8 empty] | Residential | 745 | No | 2.98
205047123 | Central Heat Pump | LUXAIRE | HRCU-A-CB (Split System: Heat Pump with Remote Outdoor Unit-Air-Source) | HL19B3621 |  |  | CM60DXA2+TXV | LPLC100C20MP13 | 35800 | 18 |  | 14 | 10 |  | 35000 | 22400 | 64% | [8 empty] | Residential | 745 | No | 2.98
205047125 | Central Heat Pump | LUXAIRE | HRCU-A-CB (Split System: Heat Pump with Remote Outdoor Unit-Air-Source) | HL19B3621 |  |  | CU60DXA2+TXV | LPLC100C20MP13 | 35800 | 18 |  | 14 | 10 |  | 35000 | 22400 | 64% | [8 empty] | Residential | 745 | No | 2.98
205047128 | Central Heat Pump | LUXAIRE | HRCU-A-CB (Split System: Heat Pump with Remote Outdoor Unit-Air-Source) | HL19B3621 |  |  | CM60DXA2+TXV | LPLC120C20MP13 | 35800 | 18 |  | 14 | 10 |  | 35000 | 22400 | 64% | [8 empty] | Residential | 745 | No | 2.98
205047130 | Central Heat Pump | LUXAIRE | HRCU-A-CB (Split System: Heat Pump with Remote Outdoor Unit-Air-Source) | HL19B3621 |  |  | CU60DXA2+TXV | LPLC120C20MP13 | 35800 | 18 |  | 14 | 10 |  | 35000 | 22400 | 64% | [8 empty] | Residential | 745 | No | 2.98
207091387 | Central Heat Pump | CENTURY | HRCU-A-CB (Split System: Heat Pump with Remote Outdoor Unit-Air-Source) | HRG1836S1P | CENTURY |  | (C,M)CG30PB5P+TXV | GUH92C045B3M | 23200 | 19 |  | 13 | 10 |  | 22400 | 13200 | 58.93% | 23600 | 19 | 12 | 8.5 | 22400 |  |  |  | Residential | 492.5 | No | 1.97
207091388 | Central Heat Pump | CENTURY | HRCU-A-CB (Split System: Heat Pump with Remote Outdoor Unit-Air-Source) | HRG1836S1P | CENTURY |  | (C,M)CG2430PB3P+TXV | GUH92C070B3M | 23000 | 19 |  | 13 | 10 |  | 22400 | 13300 | 59.38% | 23400 | 18 | 12 | 8.45 | 22400 |  |  |  | Residential | 487.5 | No | 1.95
207091389 | Central Heat Pump | CENTURY | HRCU-A-CB (Split System: Heat Pump with Remote Outdoor Unit-Air-Source) | HRG1836S1P | CENTURY |  | (C,M)CG24PB4P+TXV | GUH92C070B3M | 23200 | 19 |  | 13 | 10 |  | 22400 | 13300 | 59.38% | 23600 | 19 | 12 | 8.5 | 22400 |  |  |  | Residential | 492.5 | No | 1.97
207091390 | Central Heat Pump | CENTURY | HRCU-A-CB (Split System: Heat Pump with Remote Outdoor Unit-Air-Source) | HRG1836S1P | CENTURY |  | (C,M)CG30PB5P+TXV | GUH92C070B3M | 23600 | 20 |  | 12.5 | 10 |  | 22400 | 13300 | 59.38% | 23600 | 19 | 12 | 8.5 | 22400 |  |  |  | Residential | 492.5 | No | 1.97
207091410 | Central Heat Pump | CENTURY | HRCU-A-CB (Split System: Heat Pump with Remote Outdoor Unit-Air-Source) | HRG1836S1P | CENTURY |  | (C,M)CG2430PB3P+TXV | GUH96T045B3M | 23200 | 20 |  | 13 | 10 |  | 22400 | 13300 | 59.38% | 23200 | 18 | 12 | 8.05 | 22400 |  |  |  | Residential | 482.5 | No | 1.93
207091411 | Central Heat Pump | CENTURY | HRCU-A-CB (Split System: Heat Pump with Remote Outdoor Unit-Air-Source) | HRG1836S1P | CENTURY |  | (C,M)CG24PB4P+TXV | GUH96T045B3M | 23400 | 20 |  | 13 | 10 |  | 22400 | 13300 | 59.38% | 23400 | 19 | 12 | 8.1 | 22400 |  |  |  | Residential | 487.5 | No | 1.95
207091412 | Central Heat Pump | CENTURY | HRCU-A-CB (Split System: Heat Pump with Remote Outdoor Unit-Air-Source) | HRG1836S1P | CENTURY |  | (C,M)CG30PB5P+TXV | GUH96T045B3M | 23400 | 20 |  | 13 | 10 |  | 22400 | 13300 | 59.38% | 23400 | 19 | 12 | 8.1 | 22400 |  |  |  | Residential | 487.5 | No | 1.95
207091414 | Central Heat Pump | CENTURY | HRCU-A-CB (Split System: Heat Pump with Remote Outdoor Unit-Air-Source) | HRG1836S1P | CENTURY |  | (C,M)CG24PB4P+TXV | GUH96T070B3M | 23400 | 20 |  | 13 | 10 |  | 22400 | 13200 | 58.93% | 23400 | 19 | 12 | 8.5 | 22400 |  |  |  | Residential | 487.5 | No | 1.95
207091119 | Central Heat Pump | CENTURY | HRCU-A-CB (Split System: Heat Pump with Remote Outdoor Unit-Air-Source) | HRG1836S1P | ADP |  | H,A,DE8J(1,2)30+TXV | GUH92C045B3M | 23200 | 19 |  | 13 | 10 |  | 22400 | 13200 | 58.93% | 23600 | 19 | 12 | 8.5 | 22400 |  |  |  | Residential | 492.5 | No | 1.97
207091120 | Central Heat Pump | CENTURY | HRCU-A-CB (Split System: Heat Pump with Remote Outdoor Unit-Air-Source) | HRG1836S1P | ADP |  | H,A,DE32(1,2)30+TXV | GUH92C070B3M | 23000 | 19 |  | 13 | 10 |  | 22400 | 13300 | 59.38% | 23400 | 18 | 12 | 8.45 | 22400 |  |  |  | Residential | 487.5 | No | 1.95
207091121 | Central Heat Pump | CENTURY | HRCU-A-CB (Split System: Heat Pump with Remote Outdoor Unit-Air-Source) | HRG1836S1P | ADP |  | H,A,DE7J(1,2)24+TXV | GUH92C070B3M | 23200 | 19 |  | 13 | 10 |  | 22400 | 13300 | 59.38% | 23600 | 19 | 12 | 8.5 | 22400 |  |  |  | Residential | 492.5 | No | 1.97
207091122 | Central Heat Pump | CENTURY | HRCU-A-CB (Split System: Heat Pump with Remote Outdoor Unit-Air-Source) | HRG1836S1P | ADP |  | H,A,DE8J(1,2)30+TXV | GUH92C070B3M | 23600 | 20 |  | 12.5 | 10 |  | 22400 | 13300 | 59.38% | 23600 | 19 | 12 | 8.5 | 22400 |  |  |  | Residential | 492.5 | No | 1.97
205724217 | Central Heat Pump | GOODMAN | HRCU-A-CB (Split System: Heat Pump with Remote Outdoor Unit-Air-Source) | GSZC180361C* | ADP |  | F,PE*TT1937 |  | 35000 | 18 |  | 13 | 10 |  | 34200 | 21000 | 61.4% | [8 empty] | Residential | 730 | No | 2.92
207091142 | Central Heat Pump | CENTURY | HRCU-A-CB (Split System: Heat Pump with Remote Outdoor Unit-Air-Source) | HRG1836S1P | ADP |  | H,A,DE32(1,2)30+TXV | GUH96T045B3M | 23200 | 20 |  | 13 | 10 |  | 22400 | 13300 | 59.38% | 23200 | 18 | 12 | 8.05 | 22400 |  |  |  | Residential | 482.5 | No | 1.93
207091143 | Central Heat Pump | CENTURY | HRCU-A-CB (Split System: Heat Pump with Remote Outdoor Unit-Air-Source) | HRG1836S1P | ADP |  | H,A,DE7J(1,2)24+TXV | GUH96T045B3M | 23400 | 20 |  | 13 | 10 |  | 22400 | 13300 | 59.38% | 23400 | 19 | 12 | 8.1 | 22400 |  |  |  | Residential | 487.5 | No | 1.95
207091144 | Central Heat Pump | CENTURY | HRCU-A-CB (Split System: Heat Pump with Remote Outdoor Unit-Air-Source) | HRG1836S1P | ADP |  | H,A,DE8J(1,2)30+TXV | GUH96T045B3M | 23400 | 20 |  | 13 | 10 |  | 22400 | 13300 | 59.38% | 23400 | 19 | 12 | 8.1 | 22400 |  |  |  | Residential | 487.5 | No | 1.95
201922851 | Central Heat Pump | AMERICAN STANDARD | HRCU-A-CB (Split System: Heat Pump with Remote Outdoor Unit-Air-Source) | 4A6L9024A1 |  |  | 4PX*BD30BS3 | S9V2B080D3PSB+RP | 23200 | 19 |  | 12.5 | 11 |  | 21000 | 14000 | 66.67% | 23000 | 17 | 12 | 8.7 | 21000 |  |  |  | Residential | 480 | No | 1.92
201922852 | Central Heat Pump | AMERICAN STANDARD | HRCU-A-CB (Split System: Heat Pump with Remote Outdoor Unit-Air-Source) | 4A6L9024A1 |  |  | 4PX*BD30BS3 | S9V2B060D3PSB+RP | 23200 | 19 |  | 12.5 | 11 |  | 21000 | 14100 | 67.14% | 23000 | 17.5 | 12 | 8.7 | 21200 |  |  |  | Residential | 480 | No | 1.92
201922853 | Central Heat Pump | AMERICAN STANDARD | HRCU-A-CB (Split System: Heat Pump with Remote Outdoor Unit-Air-Source) | 4A6L9024A1 |  |  | 4PX*BD30BS3 | S9V2B040D3PSB+RP | 23400 | 18.5 |  | 12.5 | 11 |  | 21000 | 14200 | 67.62% | 23200 | 17 | 12 | 8.7 | 21400 |  |  |  | Residential | 482.5 | No | 1.93
201922856 | Central Heat Pump | AMERICAN STANDARD | HRCU-A-CB (Split System: Heat Pump with Remote Outdoor Unit-Air-Source) | 4A6L9024A1 |  |  | 4PX*BD36BS3 | S9V2B040D3PSB+RP | 23400 | 19 |  | 12.5 | 11 |  | 20600 | 13800 | 66.99% | [8 empty] | Residential | 487.5 | No | 1.95
201922858 | Central Heat Pump | AMERICAN STANDARD | HRCU-A-CB (Split System: Heat Pump with Remote Outdoor Unit-Air-Source) | 4A6L9024A1 |  |  | 4PX*BD36BS3+HORIZ-RT | S9V2B040U3PSB+RP | 23400 | 19 |  | 12.5 | 11.5 |  | 20600 | 13800 | 66.99% | [8 empty] | Residential | 487.5 | No | 1.95
201922860 | Central Heat Pump | AMERICAN STANDARD | HRCU-A-CB (Split System: Heat Pump with Remote Outdoor Unit-Air-Source) | 4A6L9024A1 |  |  | 4PX*BD42BS3 | *DHMB060BCV3 | 24000 | 19 |  | 13 | 11 |  | 20000 | 13300 | 66.5% | [8 empty] | Residential | 500 | No | 2
201922861 | Central Heat Pump | AMERICAN STANDARD | HRCU-A-CB (Split System: Heat Pump with Remote Outdoor Unit-Air-Source) | 4A6L9024A1 |  |  | 4PX*BD48BS3 | S9V2B080D3PSB+RP | 24000 | 19 |  | 13 | 11 |  | 20600 | 13800 | 66.99% | [8 empty] | Residential | 500 | No | 2
201922867 | Central Heat Pump | AMERICAN STANDARD | HRCU-A-CB (Split System: Heat Pump with Remote Outdoor Unit-Air-Source) | 4A6L9024A1 |  |  | 4PX*BU36BS3 | S9V2B040U3PSB+RP | 23800 | 18.5 |  | 12.5 | 11 |  | 19600 | 13300 | 67.86% | [8 empty] | Residential | 495 | No | 1.98
207091415 | Central Heat Pump | CENTURY | HRCU-A-CB (Split System: Heat Pump with Remote Outdoor Unit-Air-Source) | HRG1836S1P | CENTURY |  | (C,M)CG30PB5P+TXV | GUH96T070B3M | 23800 | 20 |  | 13 | 10 |  | 22400 | 13200 | 58.93% | 23400 | 19 | 12 | 8.5 | 22400 |  |  |  | Residential | 487.5 | No | 1.95
207571928 | Central Heat Pump | CENTURY | HRCU-A-CB (Split System: Heat Pump with Remote Outdoor Unit-Air-Source) | HRG1836S1P | CENTURY |  | (C,M)CG24TB4P | GUH92C045B3M | 23200 | 19 |  | 13 | 10 |  | 22400 | 13200 | 58.93% | 23600 | 19 | 12 | 8.5 | 22400 |  |  |  | Residential | 492.5 | No | 1.97
207571929 | Central Heat Pump | CENTURY | HRCU-A-CB (Split System: Heat Pump with Remote Outdoor Unit-Air-Source) | HRG1836S1P | CENTURY |  | (C,M)CG30TB5P | GUH92C045B3M | 23200 | 19 |  | 13 | 10 |  | 22400 | 13200 | 58.93% | 23600 | 19 | 12 | 8.5 | 22400 |  |  |  | Residential | 492.5 | No | 1.97
207571930 | Central Heat Pump | CENTURY | HRCU-A-CB (Split System: Heat Pump with Remote Outdoor Unit-Air-Source) | HRG1836S1P | CENTURY |  | (C,M)CG24TB4P | GUH92C070B3M | 23200 | 19 |  | 13 | 10 |  | 22400 | 13300 | 59.38% | 23600 | 19 | 12 | 8.5 | 22400 |  |  |  | Residential | 492.5 | No | 1.97
207091400 | Central Heat Pump | CENTURY | HRCU-A-CB (Split System: Heat Pump with Remote Outdoor Unit-Air-Source) | HRG1836S1P | CENTURY |  | (C,M)CG30PB5P+TXV | GUH95C070B3M | 23600 | 18 |  | 12.5 | 10 |  | 22400 | 13800 | 61.61% | [8 empty] | Residential | 492.5 | No | 1.97
207091413 | Central Heat Pump | CENTURY | HRCU-A-CB (Split System: Heat Pump with Remote Outdoor Unit-Air-Source) | HRG1836S1P | CENTURY |  | (C,M)CG2430PB3P+TXV | GUH96T070B3M | 23200 | 20 |  | 13 | 10 |  | 22400 | 13200 | 58.93% | [8 empty] | Residential | 482.5 | No | 1.93
207571939 | Central Heat Pump | CENTURY | HRCU-A-CB (Split System: Heat Pump with Remote Outdoor Unit-Air-Source) | HRG1836S1P | CENTURY |  | (C,M)CG30TB5P | GUH95C070B3M | 23600 | 18 |  | 12.5 | 10 |  | 22400 | 13800 | 61.61% | [8 empty] | Residential | 492.5 | No | 1.97
207679162 | Central Heat Pump | CENTURY | HRCU-A-CB (Split System: Heat Pump with Remote Outdoor Unit-Air-Source) | HRG1836S1P | CENTURY |  | (C,M)CG30TA5P | GUH80C045A3M | 23800 | 18 |  | 13 | 10 |  | 22400 | 13600 | 60.71% | [8 empty] | Residential | 495 | No | 1.98
207091146 | Central Heat Pump | CENTURY | HRCU-A-CB (Split System: Heat Pump with Remote Outdoor Unit-Air-Source) | HRG1836S1P | ADP |  | H,A,DE7J(1,2)24+TXV | GUH96T070B3M | 23400 | 20 |  | 13 | 10 |  | 22400 | 13200 | 58.93% | 23400 | 19 | 12 | 8.5 | 22400 |  |  |  | Residential | 487.5 | No | 1.95
207091147 | Central Heat Pump | CENTURY | HRCU-A-CB (Split System: Heat Pump with Remote Outdoor Unit-Air-Source) | HRG1836S1P | ADP |  | H,A,DE8J(1,2)30+TXV | GUH96T070B3M | 23800 | 20 |  | 13 | 10 |  | 22400 | 13200 | 58.93% | 23400 | 19 | 12 | 8.5 | 22400 |  |  |  | Residential | 487.5 | No | 1.95
207454855 | Central Heat Pump | LENNOX | HRCU-A-CB (Split System: Heat Pump with Remote Outdoor Unit-Air-Source) | SL25XPV-024-230A** | ADP |  | LH35/38F9 | SL280UH090XV60C* | 22800 | 21 |  | 14 | 10 |  | 19800 | 22200 | 112.1% | [8 empty] | Residential | 475 | No | 1.9
207454856 | Central Heat Pump | LENNOX | HRCU-A-CB (Split System: Heat Pump with Remote Outdoor Unit-Air-Source) | SL25XPV-024-230A** | ADP |  | L*30/36U9 | SL280UH090XV60C* | 22600 | 20 |  | 14 | 10 |  | 19800 | 22200 | 112.1% | [8 empty] | Residential | 470 | No | 1.88
207454857 | Central Heat Pump | LENNOX | HRCU-A-CB (Split System: Heat Pump with Remote Outdoor Unit-Air-Source) | SL25XPV-024-230A** | ADP |  | L*35/36U9 | SL280UH090XV60C* | 22800 | 21 |  | 14 | 10 |  | 19800 | 22200 | 112.1% | [8 empty] | Residential | 475 | No | 1.9
207454858 | Central Heat Pump | LENNOX | HRCU-A-CB (Split System: Heat Pump with Remote Outdoor Unit-Air-Source) | SL25XPV-024-230A** | ADP |  | L*35/36S9 | SL280UH090XV60C* | 22800 | 21 |  | 14 | 10 |  | 19800 | 22200 | 112.1% | [8 empty] | Residential | 475 | No | 1.9
207454859 | Central Heat Pump | LENNOX | HRCU-A-CB (Split System: Heat Pump with Remote Outdoor Unit-Air-Source) | SL25XPV-024-230A** | ADP |  | LH18/37D9 | SL280UH090XV60C* | 22400 | 20 |  | 14 | 10 |  | 19800 | 22200 | 112.1% | [8 empty] | Residential | 467.5 | No | 1.87
207454860 | Central Heat Pump | LENNOX | HRCU-A-CB (Split System: Heat Pump with Remote Outdoor Unit-Air-Source) | SL25XPV-024-230A** | ADP |  | LH23/37W9 | SL280UH090XV60C* | 22800 | 21 |  | 14 | 10 |  | 19800 | 22200 | 112.1% | [8 empty] | Residential | 475 | No | 1.9
207590044 | Central Heat Pump | AMERICAN STANDARD | HRCU-A-CB (Split System: Heat Pump with Remote Outdoor Unit-Air-Source) | 4A6V0X60A1 |  |  | TAM9A0C60V51 |  | 54500 | 19 |  | 12.7 | 10 |  | 51500 | 49000 | 95.15% | 53000 | 19 | 12 | 8.2 | 50000 |  |  |  | Residential | 1105 | No | 4.42
207590045 | Central Heat Pump | AMERICAN STANDARD | HRCU-A-CB (Split System: Heat Pump with Remote Outdoor Unit-Air-Source) | 4A6V8X24A1 |  |  | TAM9A0B30V31 |  | 23800 | 18 |  | 13 | 10 |  | 20000 | 16800 | 84% | [8 empty] | Residential | 495 | No | 1.98
205273877 | Central Heat Pump | BRYANT HEATING AND COOLING SYSTEMS | HRCU-A-CB (Split System: Heat Pump with Remote Outdoor Unit-Air-Source) | 284ANV024*0**A* |  |  | CNPV*3621AL*+UI | 986TC42080C17*** | 23400 | 21 |  | 14 | 11 |  | 24000 | 24400 | 101.7% | [8 empty] | Residential | 487.5 | No | 1.95
205273878 | Central Heat Pump | BRYANT HEATING AND COOLING SYSTEMS | HRCU-A-CB (Split System: Heat Pump with Remote Outdoor Unit-Air-Source) | 284ANV024*0**A* |  |  | CNPV*4217AL*+UI | 88*TA36045C17*** | 23400 | 21 |  | 14 | 11 |  | 24000 | 24400 | 101.7% | [8 empty] | Residential | 487.5 | No | 1.95
205273879 | Central Heat Pump | BRYANT HEATING AND COOLING SYSTEMS | HRCU-A-CB (Split System: Heat Pump with Remote Outdoor Unit-Air-Source) | 284ANV024*0**A* |  |  | CNPV*4217AL*+UI | 88*TA48070C17*** | 23400 | 21 |  | 14 | 11 |  | 24000 | 24200 | 100.8% | [8 empty] | Residential | 487.5 | No | 1.95
205273880 | Central Heat Pump | BRYANT HEATING AND COOLING SYSTEMS | HRCU-A-CB (Split System: Heat Pump with Remote Outdoor Unit-Air-Source) | 284ANV024*0**A* |  |  | CNPV*4217AL*+UI | 986TC42060C17*** | 23400 | 21 |  | 14 | 11 |  | 24000 | 24400 | 101.7% | [8 empty] | Residential | 487.5 | No | 1.95
205273881 | Central Heat Pump | BRYANT HEATING AND COOLING SYSTEMS | HRCU-A-CB (Split System: Heat Pump with Remote Outdoor Unit-Air-Source) | 284ANV024*0**A* |  |  | CNPV*4217AL*+UI | 986TC42080C17*** | 23400 | 21 |  | 14 | 11 |  | 24000 | 24400 | 101.7% | [8 empty] | Residential | 487.5 | No | 1.95
205273882 | Central Heat Pump | BRYANT HEATING AND COOLING SYSTEMS | HRCU-A-CB (Split System: Heat Pump with Remote Outdoor Unit-Air-Source) | 284ANV024*0**A* |  |  | CNPV*4221AL*+UI | 88*TA36045C17*** | 23400 | 21 |  | 14 | 11 |  | 24000 | 24400 | 101.7% | [8 empty] | Residential | 487.5 | No | 1.95
205273883 | Central Heat Pump | BRYANT HEATING AND COOLING SYSTEMS | HRCU-A-CB (Split System: Heat Pump with Remote Outdoor Unit-Air-Source) | 284ANV024*0**A* |  |  | CNPV*4221AL*+UI | 88*TA48070C17*** | 23400 | 21 |  | 14 | 11 |  | 24000 | 24400 | 101.7% | [8 empty] | Residential | 487.5 | No | 1.95
205273884 | Central Heat Pump | BRYANT HEATING AND COOLING SYSTEMS | HRCU-A-CB (Split System: Heat Pump with Remote Outdoor Unit-Air-Source) | 284ANV024*0**A* |  |  | CNPV*4221AL*+UI | 88*TA60070C21*** | 23400 | 21 |  | 14 | 11 |  | 24000 | 24200 | 100.8% | [8 empty] | Residential | 487.5 | No | 1.95
205273885 | Central Heat Pump | BRYANT HEATING AND COOLING SYSTEMS | HRCU-A-CB (Split System: Heat Pump with Remote Outdoor Unit-Air-Source) | 284ANV024*0**A* |  |  | CNPV*4221AL*+UI | 88*TA60090C21*** | 23400 | 21 |  | 14 | 11 |  | 24000 | 24200 | 100.8% | [8 empty] | Residential | 487.5 | No | 1.95
207590046 | Central Heat Pump | AMERICAN STANDARD | HRCU-A-CB (Split System: Heat Pump with Remote Outdoor Unit-Air-Source) | 4A6V8X36A1 |  |  | TAM9A0C36V31 |  | 35000 | 18 |  | 13 | 10 |  | 32200 | 25800 | 80.12% | 34600 | 18 | 12 | 8.5 | 31200 |  |  |  | Residential | 720 | No | 2.88
207590047 | Central Heat Pump | AMERICAN STANDARD | HRCU-A-CB (Split System: Heat Pump with Remote Outdoor Unit-Air-Source) | 4A6V8X36A1 |  |  | TAM9A0C42V41 |  | 35800 | 18 |  | 12.5 | 10 |  | 28600 | 25400 | 88.81% | [8 empty] | Residential | 745 | No | 2.98
207590063 | Central Heat Pump | AMERICAN STANDARD | HRCU-A-CB (Split System: Heat Pump with Remote Outdoor Unit-Air-Source) | 4A6V0X60A1 |  |  | TEM8A0D48V41+TDR |  | 53500 | 18.5 |  | 12.5 | 10 |  | 52500 | 48500 | 92.38% | 52000 | 18.5 | 11.5 | 8.7 | 50500 |  |  |  | Residential | 1082.5 | No | 4.33
207590067 | Central Heat Pump | AMERICAN STANDARD | HRCU-A-CB (Split System: Heat Pump with Remote Outdoor Unit-Air-Source) | 4A6V8X36A1 |  |  | TEM8A0C36V31+TDR |  | 35200 | 18 |  | 12.5 | 10 |  | 31600 | 26200 | 82.91% | 34800 | 18 | 12 | 8.5 | 31600 |  |  |  | Residential | 725 | No | 2.9
207590068 | Central Heat Pump | AMERICAN STANDARD | HRCU-A-CB (Split System: Heat Pump with Remote Outdoor Unit-Air-Source) | 4A6V8X36A1 |  |  | TEM8A0C42V41+TDR |  | 35400 | 18 |  | 12.5 | 10 |  | 31600 | 26200 | 82.91% | 34800 | 18 | 12 | 8.5 | 31600 |  |  |  | Residential | 725 | No | 2.9
207454861 | Central Heat Pump | LENNOX | HRCU-A-CB (Split System: Heat Pump with Remote Outdoor Unit-Air-Source) | SL25XPV-024-230A** | ADP |  | L*23/37Z9 | SL280UH090XV60C* | 22800 | 21 |  | 14 | 10 |  | 19800 | 22200 | 112.1% | [8 empty] | Residential | 475 | No | 1.9
207454862 | Central Heat Pump | LENNOX | HRCU-A-CB (Split System: Heat Pump with Remote Outdoor Unit-Air-Source) | SL25XPV-024-230A** | ADP |  | LH29/36F9 | SL280UH100NV60C* | 22200 | 20 |  | 14 | 10 |  | 19800 | 22200 | 112.1% | [8 empty] | Residential | 462.5 | No | 1.85
207454863 | Central Heat Pump | LENNOX | HRCU-A-CB (Split System: Heat Pump with Remote Outdoor Unit-Air-Source) | SL25XPV-024-230A** | ADP |  | LH35/36F9 | SL280UH100NV60C* | 22600 | 20 |  | 14 | 10 |  | 19800 | 22200 | 112.1% | [8 empty] | Residential | 470 | No | 1.88
207454864 | Central Heat Pump | LENNOX | HRCU-A-CB (Split System: Heat Pump with Remote Outdoor Unit-Air-Source) | SL25XPV-024-230A** | ADP |  | L*19/36S9 | SL280UH100NV60C* | 22200 | 20 |  | 14 | 10 |  | 19800 | 22200 | 112.1% | [8 empty] | Residential | 462.5 | No | 1.85
207454865 | Central Heat Pump | LENNOX | HRCU-A-CB (Split System: Heat Pump with Remote Outdoor Unit-Air-Source) | SL25XPV-024-230A** | ADP |  | LH35/38X9 | SL280UH100NV60C* | 22800 | 21 |  | 14 | 10 |  | 19800 | 22200 | 112.1% | [8 empty] | Residential | 475 | No | 1.9
207454866 | Central Heat Pump | LENNOX | HRCU-A-CB (Split System: Heat Pump with Remote Outdoor Unit-Air-Source) | SL25XPV-024-230A** | ADP |  | LH35/38F9 | SL280UH100NV60C* | 22800 | 21 |  | 14 | 10 |  | 19800 | 22200 | 112.1% | [8 empty] | Residential | 475 | No | 1.9
207454867 | Central Heat Pump | LENNOX | HRCU-A-CB (Split System: Heat Pump with Remote Outdoor Unit-Air-Source) | SL25XPV-024-230A** | ADP |  | L*30/36U9 | SL280UH100NV60C* | 22600 | 20 |  | 14 | 10 |  | 19800 | 22200 | 112.1% | [8 empty] | Residential | 470 | No | 1.88
207454868 | Central Heat Pump | LENNOX | HRCU-A-CB (Split System: Heat Pump with Remote Outdoor Unit-Air-Source) | SL25XPV-024-230A** | ADP |  | L*35/36U9 | SL280UH100NV60C* | 22800 | 21 |  | 14 | 10 |  | 19800 | 22200 | 112.1% | [8 empty] | Residential | 475 | No | 1.9
207712376 | Central Heat Pump | CENTURY | HRCU-A-CB (Split System: Heat Pump with Remote Outdoor Unit-Air-Source) | HRG1836S1P | CENTURY |  | (C,M)CG2430PB3P+TXV | GUH97M070B3M | 23200 | 19 |  | 12.5 | 10 |  | 22400 | 13200 | 58.93% | [8 empty] | Residential | 482.5 | No | 1.93
207712377 | Central Heat Pump | CENTURY | HRCU-A-CB (Split System: Heat Pump with Remote Outdoor Unit-Air-Source) | HRG1836S1P | CENTURY |  | (C,M)CG24PB4P+TXV | GUH97M070B3M | 23400 | 20 |  | 13 | 10 |  | 22400 | 13200 | 58.93% | [8 empty] | Residential | 487.5 | No | 1.95
207712378 | Central Heat Pump | CENTURY | HRCU-A-CB (Split System: Heat Pump with Remote Outdoor Unit-Air-Source) | HRG1836S1P | CENTURY |  | (C,M)CG3036PB4P+TXV | GUH97M070B3M | 23400 | 20 |  | 13 | 10 |  | 22400 | 13200 | 58.93% | [8 empty] | Residential | 487.5 | No | 1.95
207712379 | Central Heat Pump | CENTURY | HRCU-A-CB (Split System: Heat Pump with Remote Outdoor Unit-Air-Source) | HRG1836S1P | CENTURY |  | (C,M)CG30PB5P+TXV | GUH97M070B3M | 23400 | 20 |  | 13 | 10 |  | 22400 | 13200 | 58.93% | [8 empty] | Residential | 487.5 | No | 1.95
207712381 | Central Heat Pump | CENTURY | HRCU-A-CB (Split System: Heat Pump with Remote Outdoor Unit-Air-Source) | HRG1836S1P | CENTURY |  | (C,M)CG36PB7P+TXV | GUH97M070B3M | 23400 | 20 |  | 13 | 10 |  | 22400 | 13800 | 61.61% | [8 empty] | Residential | 487.5 | No | 1.95
207712382 | Central Heat Pump | CENTURY | HRCU-A-CB (Split System: Heat Pump with Remote Outdoor Unit-Air-Source) | HRG1836S1P | CENTURY |  | (C,M)CG36TB7P | GUH97M070B3M | 23400 | 20 |  | 13 | 10 |  | 22400 | 13800 | 61.61% | [8 empty] | Residential | 487.5 | No | 1.95
207571931 | Central Heat Pump | CENTURY | HRCU-A-CB (Split System: Heat Pump with Remote Outdoor Unit-Air-Source) | HRG1836S1P | CENTURY |  | (C,M)CG30TB5P | GUH92C070B3M | 23600 | 20 |  | 12.5 | 10 |  | 22400 | 13300 | 59.38% | 23600 | 19 | 12 | 8.5 | 22400 |  |  |  | Residential | 492.5 | No | 1.97
207571947 | Central Heat Pump | CENTURY | HRCU-A-CB (Split System: Heat Pump with Remote Outdoor Unit-Air-Source) | HRG1836S1P | CENTURY |  | (C,M)CG24TB4P | GUH96T045B3M | 23400 | 20 |  | 13 | 10 |  | 22400 | 13300 | 59.38% | 23400 | 19 | 12 | 8.1 | 22400 |  |  |  | Residential | 487.5 | No | 1.95
207590069 | Central Heat Pump | AMERICAN STANDARD | HRCU-A-CB (Split System: Heat Pump with Remote Outdoor Unit-Air-Source) | 4A6V8X36A1 |  |  | TEM8A0C48V41+TDR |  | 36200 | 18 |  | 12.5 | 10 |  | 31000 | 25400 | 81.94% | [8 empty] | Residential | 755 | No | 3.02
207590070 | Central Heat Pump | AMERICAN STANDARD | HRCU-A-CB (Split System: Heat Pump with Remote Outdoor Unit-Air-Source) | 4A6V8X36A1 |  |  | TEM8A0D48V41+TDR |  | 35400 | 18 |  | 12.5 | 10 |  | 31600 | 25800 | 81.65% | [8 empty] | Residential | 737.5 | No | 2.95
207590048 | Central Heat Pump | AMERICAN STANDARD | HRCU-A-CB (Split System: Heat Pump with Remote Outdoor Unit-Air-Source) | 4A6V8X48A1 |  |  | TAM9A0C48V41 |  | 47000 | 18 |  | 12.5 | 10 |  | 41000 | 35600 | 86.83% | 45500 | 18 | 11.7 | 8.5 | 41500 |  |  |  | Residential | 947.5 | No | 3.79
207590049 | Central Heat Pump | AMERICAN STANDARD | HRCU-A-CB (Split System: Heat Pump with Remote Outdoor Unit-Air-Source) | 4A6V8X48A1 |  |  | TAM9A0C60V51 |  | 47000 | 18 |  | 12.5 | 10 |  | 40500 | 36200 | 89.38% | [8 empty] | Residential | 980 | No | 3.92
207590072 | Central Heat Pump | AMERICAN STANDARD | HRCU-A-CB (Split System: Heat Pump with Remote Outdoor Unit-Air-Source) | 4A6V8X48A1 |  |  | TEM8A0C48V41+TDR |  | 46500 | 18 |  | 12.5 | 10 |  | 42500 | 36600 | 86.12% | 47000 | 18 | 12 | 8.5 | 43000 |  |  |  | Residential | 980 | No | 3.92
207590073 | Central Heat Pump | AMERICAN STANDARD | HRCU-A-CB (Split System: Heat Pump with Remote Outdoor Unit-Air-Source) | 4A6V8X48A1 |  |  | TEM8A0C60V51+TDR |  | 47500 | 18 |  | 12.5 | 10 |  | 44500 | 36800 | 82.7% | [8 empty] | Residential | 990 | No | 3.96
207590074 | Central Heat Pump | AMERICAN STANDARD | HRCU-A-CB (Split System: Heat Pump with Remote Outdoor Unit-Air-Source) | 4A6V8X48A1 |  |  | TEM8A0D48V41+TDR |  | 46500 | 18 |  | 12.5 | 10 |  | 44000 | 37000 | 84.09% | 45500 | 18 | 11.7 | 8.5 | 42500 |  |  |  | Residential | 947.5 | No | 3.79
207590111 | Central Heat Pump | AMERICAN STANDARD | HRCU-A-CB (Split System: Heat Pump with Remote Outdoor Unit-Air-Source) | 4A6V8X36A1 |  |  | 4PX*BU48BS3 | S9V2B080U3PSB+RP | 36000 | 18 |  | 12.5 | 10 |  | 33000 | 26600 | 80.61% | [8 empty] | Residential | 750 | No | 3
207590113 | Central Heat Pump | AMERICAN STANDARD | HRCU-A-CB (Split System: Heat Pump with Remote Outdoor Unit-Air-Source) | 4A6V8X36A1 |  |  | 4TXCB004DS3 | S9V2B080U3PSB+RP | 34600 | 18 |  | 12.5 | 10 |  | 32000 | 26000 | 81.25% | [8 empty] | Residential | 720 | No | 2.88
207454869 | Central Heat Pump | LENNOX | HRCU-A-CB (Split System: Heat Pump with Remote Outdoor Unit-Air-Source) | SL25XPV-024-230A** | ADP |  | L*35/36S9 | SL280UH100NV60C* | 22800 | 21 |  | 14 | 10 |  | 19800 | 22200 | 112.1% | [8 empty] | Residential | 475 | No | 1.9
207454870 | Central Heat Pump | LENNOX | HRCU-A-CB (Split System: Heat Pump with Remote Outdoor Unit-Air-Source) | SL25XPV-024-230A** | ADP |  | LH18/37D9 | SL280UH100NV60C* | 22400 | 20 |  | 14 | 10 |  | 19800 | 22200 | 112.1% | [8 empty] | Residential | 467.5 | No | 1.87
207454871 | Central Heat Pump | LENNOX | HRCU-A-CB (Split System: Heat Pump with Remote Outdoor Unit-Air-Source) | SL25XPV-024-230A** | ADP |  | LH23/37W9 | SL280UH100NV60C* | 22800 | 21 |  | 14 | 10 |  | 19800 | 22200 | 112.1% | [8 empty] | Residential | 475 | No | 1.9
207454872 | Central Heat Pump | LENNOX | HRCU-A-CB (Split System: Heat Pump with Remote Outdoor Unit-Air-Source) | SL25XPV-024-230A** | ADP |  | L*23/37Z9 | SL280UH100NV60C* | 22800 | 21 |  | 14 | 10 |  | 19800 | 22200 | 112.1% | [8 empty] | Residential | 475 | No | 1.9
207454874 | Central Heat Pump | LENNOX | HRCU-A-CB (Split System: Heat Pump with Remote Outdoor Unit-Air-Source) | SL25XPV-024-230A** | ADP |  | LH35/36F9 | SL280UH110V60C* | 22400 | 19 |  | 14 | 10 |  | 19800 | 22200 | 112.1% | [8 empty] | Residential | 467.5 | No | 1.87
207454876 | Central Heat Pump | LENNOX | HRCU-A-CB (Split System: Heat Pump with Remote Outdoor Unit-Air-Source) | SL25XPV-024-230A** | ADP |  | LH35/38X9 | SL280UH110V60C* | 22600 | 20 |  | 14 | 10 |  | 19800 | 22200 | 112.1% | [8 empty] | Residential | 470 | No | 1.88
207454877 | Central Heat Pump | LENNOX | HRCU-A-CB (Split System: Heat Pump with Remote Outdoor Unit-Air-Source) | SL25XPV-024-230A** | ADP |  | LH35/38F9 | SL280UH110V60C* | 22600 | 20 |  | 14 | 10 |  | 19800 | 22200 | 112.1% | [8 empty] | Residential | 470 | No | 1.88
207454878 | Central Heat Pump | LENNOX | HRCU-A-CB (Split System: Heat Pump with Remote Outdoor Unit-Air-Source) | SL25XPV-024-230A** | ADP |  | L*30/36U9 | SL280UH110V60C* | 22400 | 19 |  | 14 | 10 |  | 19800 | 22200 | 112.1% | [8 empty] | Residential | 467.5 | No | 1.87
207590114 | Central Heat Pump | AMERICAN STANDARD | HRCU-A-CB (Split System: Heat Pump with Remote Outdoor Unit-Air-Source) | 4A6V8X36A1 |  |  | 4TXCB006DS3 | S9V2B080U3PSB+RP | 36000 | 18 |  | 12.5 | 10 |  | 33000 | 26600 | 80.61% | [8 empty] | Residential | 750 | No | 3
207590166 | Central Heat Pump | AMERICAN STANDARD | HRCU-A-CB (Split System: Heat Pump with Remote Outdoor Unit-Air-Source) | 4A6V8X24A1 |  |  | 4PX*BU36BS3 | S9V2B040U3VSA+RP | 24200 | 18 |  | 13 | 10 |  | 18600 | 16800 | 90.32% | [8 empty] | Residential | 505 | No | 2.02
207590167 | Central Heat Pump | AMERICAN STANDARD | HRCU-A-CB (Split System: Heat Pump with Remote Outdoor Unit-Air-Source) | 4A6V8X24A1 |  |  | 4PX*BU36BS3 | S9V2B060U3VSA+RP | 24200 | 18 |  | 13 | 10 |  | 20600 | 16700 | 81.07% | [8 empty] | Residential | 505 | No | 2.02
207590168 | Central Heat Pump | AMERICAN STANDARD | HRCU-A-CB (Split System: Heat Pump with Remote Outdoor Unit-Air-Source) | 4A6V8X24A1 |  |  | 4PX*BU36BS3 | S9V2B080U3VSA+RP | 24200 | 18 |  | 13 | 10 |  | 20600 | 16800 | 81.55% | [8 empty] | Residential | 505 | No | 2.02
207590169 | Central Heat Pump | AMERICAN STANDARD | HRCU-A-CB (Split System: Heat Pump with Remote Outdoor Unit-Air-Source) | 4A6V8X24A1 |  |  | 4TXCB004DS3 | S9V2B040U3VSA+RP | 24200 | 18 |  | 13 | 10 |  | 18600 | 16800 | 90.32% | [8 empty] | Residential | 505 | No | 2.02
207590170 | Central Heat Pump | AMERICAN STANDARD | HRCU-A-CB (Split System: Heat Pump with Remote Outdoor Unit-Air-Source) | 4A6V8X24A1 |  |  | 4TXCB004DS3 | S9V2B060U3VSA+RP | 24200 | 18 |  | 13 | 10 |  | 20600 | 16700 | 81.07% | [8 empty] | Residential | 505 | No | 2.02
210288974 | Central Heat Pump | LENNOX | HRCU-A-CB (Split System: Heat Pump with Remote Outdoor Unit-Air-Source) | EL17XP1-018-230A** |  |  | CHX35-30B-**-*+TDR | SL280UH080NV48B* | 18000 | 18.6 |  | 15 | 10.2 |  | 17000 | 10800 | 63.53% | 18000 | 16.8 | 14 | 8.5 | 17600 |  |  |  | Residential | 375 | No | 1.5 | No
210288977 | Central Heat Pump | LENNOX | HRCU-A-CB (Split System: Heat Pump with Remote Outdoor Unit-Air-Source) | EL17XP1-018-230A** |  |  | CHX35-30B-**-*+TDR | SL297UH040NV36B* | 18000 | 18.4 |  | 15 | 10 |  | 16800 | 10600 | 63.1% | 18000 | 16.8 | 14 | 8.5 | 17400 |  |  |  | Residential | 375 | No | 1.5 | No
207454879 | Central Heat Pump | LENNOX | HRCU-A-CB (Split System: Heat Pump with Remote Outdoor Unit-Air-Source) | SL25XPV-024-230A** | ADP |  | L*35/36U9 | SL280UH110V60C* | 22600 | 20 |  | 14 | 10 |  | 19800 | 22200 | 112.1% | [8 empty] | Residential | 470 | No | 1.88
207454880 | Central Heat Pump | LENNOX | HRCU-A-CB (Split System: Heat Pump with Remote Outdoor Unit-Air-Source) | SL25XPV-024-230A** | ADP |  | L*35/36S9 | SL280UH110V60C* | 22600 | 20 |  | 14 | 10 |  | 19800 | 22200 | 112.1% | [8 empty] | Residential | 470 | No | 1.88
207454881 | Central Heat Pump | LENNOX | HRCU-A-CB (Split System: Heat Pump with Remote Outdoor Unit-Air-Source) | SL25XPV-024-230A** | ADP |  | LH18/37D9 | SL280UH110V60C* | 22200 | 19 |  | 14 | 10 |  | 19800 | 22200 | 112.1% | [8 empty] | Residential | 462.5 | No | 1.85
207454882 | Central Heat Pump | LENNOX | HRCU-A-CB (Split System: Heat Pump with Remote Outdoor Unit-Air-Source) | SL25XPV-024-230A** | ADP |  | LH23/37W9 | SL280UH110V60C* | 22600 | 20 |  | 14 | 10 |  | 19800 | 22200 | 112.1% | [8 empty] | Residential | 470 | No | 1.88
207454883 | Central Heat Pump | LENNOX | HRCU-A-CB (Split System: Heat Pump with Remote Outdoor Unit-Air-Source) | SL25XPV-024-230A** | ADP |  | L*23/37Z9 | SL280UH110V60C* | 22600 | 20 |  | 14 | 10 |  | 19800 | 22200 | 112.1% | [8 empty] | Residential | 470 | No | 1.88
207454885 | Central Heat Pump | LENNOX | HRCU-A-CB (Split System: Heat Pump with Remote Outdoor Unit-Air-Source) | SL25XPV-024-230A** | ADP |  | LH35/36F9 | SL280UH110XV60C* | 22400 | 19 |  | 14 | 10 |  | 19800 | 22200 | 112.1% | [8 empty] | Residential | 467.5 | No | 1.87
207454887 | Central Heat Pump | LENNOX | HRCU-A-CB (Split System: Heat Pump with Remote Outdoor Unit-Air-Source) | SL25XPV-024-230A** | ADP |  | LH35/38X9 | SL280UH110XV60C* | 22600 | 20 |  | 14 | 10 |  | 19800 | 22200 | 112.1% | [8 empty] | Residential | 470 | No | 1.88
207454888 | Central Heat Pump | LENNOX | HRCU-A-CB (Split System: Heat Pump with Remote Outdoor Unit-Air-Source) | SL25XPV-024-230A** | ADP |  | LH35/38F9 | SL280UH110XV60C* | 22600 | 20 |  | 14 | 10 |  | 19800 | 22200 | 112.1% | [8 empty] | Residential | 470 | No | 1.88
210288978 | Central Heat Pump | LENNOX | HRCU-A-CB (Split System: Heat Pump with Remote Outdoor Unit-Air-Source) | EL17XP1-018-230A** |  |  | CHX35-30B-**-*+TDR | SL297UH060NV36B* | 18000 | 18.2 |  | 14.5 | 10 |  | 16800 | 10600 | 63.1% | 18000 | 16.8 | 14 | 8.5 | 17400 |  |  |  | Residential | 375 | No | 1.5 | No
206840699 | Central Heat Pump | LENNOX | HRCU-A-CB (Split System: Heat Pump with Remote Outdoor Unit-Air-Source) | EL18XPV-024-230A** |  |  | CX35-30A+TDR | ML180UH045V36A* | 24000 | 20 |  | 13 | 10 |  | 23200 | 14800 | 63.79% | 23600 | 21.2 | 13.5 | 7.9 | 23000 |  |  |  | Residential | 492.5 | No | 1.97 | No
206840711 | Central Heat Pump | LENNOX | HRCU-A-CB (Split System: Heat Pump with Remote Outdoor Unit-Air-Source) | EL18XPV-024-230A** |  |  | CX35-30B+TDR | ML180UH070V36B* | 24000 | 20 |  | 13 | 10 |  | 23000 | 14700 | 63.91% | 23800 | 21.6 | 13.5 | 8 | 23000 |  |  |  | Residential | 495 | No | 1.98 | No
206840728 | Central Heat Pump | LENNOX | HRCU-A-CB (Split System: Heat Pump with Remote Outdoor Unit-Air-Source) | EL18XPV-024-230A** |  |  | C35-24A+TDR+TXV | ML180UH030V36A* | 23400 | 20 |  | 13 | 10 |  | 23200 | 14800 | 63.79% | 22400 | 21 | 12.5 | 8 | 23000 |  |  |  | Residential | 467.5 | No | 1.87 | No
206840730 | Central Heat Pump | LENNOX | HRCU-A-CB (Split System: Heat Pump with Remote Outdoor Unit-Air-Source) | EL18XPV-024-230A** |  |  | C35-24A+TDR+TXV | ML180UH045V36A* | 23400 | 20 |  | 13 | 10 |  | 23200 | 14800 | 63.79% | 22400 | 21 | 12.5 | 8 | 23000 |  |  |  | Residential | 467.5 | No | 1.87 | No
206840742 | Central Heat Pump | LENNOX | HRCU-A-CB (Split System: Heat Pump with Remote Outdoor Unit-Air-Source) | EL18XPV-024-230A** |  |  | C35-24B+TDR+TXV | ML180UH070V36B* | 23400 | 20 |  | 13 | 10 |  | 23200 | 14800 | 63.79% | 22800 | 21.2 | 13 | 8.1 | 23200 |  |  |  | Residential | 475 | No | 1.9 | No
206840759 | Central Heat Pump | LENNOX | HRCU-A-CB (Split System: Heat Pump with Remote Outdoor Unit-Air-Source) | EL18XPV-024-230A** |  |  | C35-30A+TDR+TXV | ML180UH030V36A* | 24000 | 20 |  | 13 | 10 |  | 23200 | 14800 | 63.79% | 23600 | 21.2 | 13.5 | 7.9 | 23000 |  |  |  | Residential | 492.5 | No | 1.97 | No
205272681 | Central Heat Pump | CARRIER | HRCU-A-CB (Split System: Heat Pump with Remote Outdoor Unit-Air-Source) | 25VNA436A*030* |  |  | CNPV*6024AL*+UI | 59TN6B080C21**20 | 34200 | 21.5 |  | 13 | 10.5 |  | 35000 | 33200 | 94.86% | [8 empty] | Residential | 712.5 | No | 2.85
207454889 | Central Heat Pump | LENNOX | HRCU-A-CB (Split System: Heat Pump with Remote Outdoor Unit-Air-Source) | SL25XPV-024-230A** | ADP |  | L*30/36U9 | SL280UH110XV60C* | 22400 | 19 |  | 14 | 10 |  | 19800 | 22200 | 112.1% | [8 empty] | Residential | 467.5 | No | 1.87
207454890 | Central Heat Pump | LENNOX | HRCU-A-CB (Split System: Heat Pump with Remote Outdoor Unit-Air-Source) | SL25XPV-024-230A** | ADP |  | L*35/36U9 | SL280UH110XV60C* | 22600 | 20 |  | 14 | 10 |  | 19800 | 22200 | 112.1% | [8 empty] | Residential | 470 | No | 1.88
207454891 | Central Heat Pump | LENNOX | HRCU-A-CB (Split System: Heat Pump with Remote Outdoor Unit-Air-Source) | SL25XPV-024-230A** | ADP |  | L*35/36S9 | SL280UH110XV60C* | 22600 | 20 |  | 14 | 10 |  | 19800 | 22200 | 112.1% | [8 empty] | Residential | 470 | No | 1.88
207454892 | Central Heat Pump | LENNOX | HRCU-A-CB (Split System: Heat Pump with Remote Outdoor Unit-Air-Source) | SL25XPV-024-230A** | ADP |  | LH18/37D9 | SL280UH110XV60C* | 22200 | 19 |  | 14 | 10 |  | 19800 | 22200 | 112.1% | [8 empty] | Residential | 462.5 | No | 1.85
207454893 | Central Heat Pump | LENNOX | HRCU-A-CB (Split System: Heat Pump with Remote Outdoor Unit-Air-Source) | SL25XPV-024-230A** | ADP |  | LH23/37W9 | SL280UH110XV60C* | 22600 | 20 |  | 14 | 10 |  | 19800 | 22200 | 112.1% | [8 empty] | Residential | 470 | No | 1.88
207454894 | Central Heat Pump | LENNOX | HRCU-A-CB (Split System: Heat Pump with Remote Outdoor Unit-Air-Source) | SL25XPV-024-230A** | ADP |  | L*23/37Z9 | SL280UH110XV60C* | 22600 | 20 |  | 14 | 10 |  | 19800 | 22200 | 112.1% | [8 empty] | Residential | 470 | No | 1.88
207454895 | Central Heat Pump | LENNOX | HRCU-A-CB (Split System: Heat Pump with Remote Outdoor Unit-Air-Source) | SL25XPV-024-230A** | ADP |  | LH29/36F9 | SL297UH040NV36B* | 21800 | 23 |  | 14 | 10 |  | 19600 | 21800 | 111.2% | [8 empty] | Residential | 455 | No | 1.82
207454896 | Central Heat Pump | LENNOX | HRCU-A-CB (Split System: Heat Pump with Remote Outdoor Unit-Air-Source) | SL25XPV-024-230A** | ADP |  | LH35/36F9 | SL297UH040NV36B* | 22800 | 23 |  | 14 | 10 |  | 19800 | 22600 | 114.1% | [8 empty] | Residential | 475 | No | 1.9
207454897 | Central Heat Pump | LENNOX | HRCU-A-CB (Split System: Heat Pump with Remote Outdoor Unit-Air-Source) | SL25XPV-024-230A** | ADP |  | L*19/36S9 | SL297UH040NV36B* | 21800 | 23 |  | 14 | 10 |  | 19600 | 21800 | 111.2% | [8 empty] | Residential | 455 | No | 1.82
207454898 | Central Heat Pump | LENNOX | HRCU-A-CB (Split System: Heat Pump with Remote Outdoor Unit-Air-Source) | SL25XPV-024-230A** | ADP |  | LH35/38X9 | SL297UH040NV36B* | 22800 | 23 |  | 14 | 10 |  | 19800 | 22600 | 114.1% | [8 empty] | Residential | 475 | No | 1.9
207454899 | Central Heat Pump | LENNOX | HRCU-A-CB (Split System: Heat Pump with Remote Outdoor Unit-Air-Source) | SL25XPV-024-230A** | ADP |  | LH35/38F9 | SL297UH040NV36B* | 22800 | 23 |  | 14 | 10 |  | 19800 | 22600 | 114.1% | [8 empty] | Residential | 475 | No | 1.9
207454900 | Central Heat Pump | LENNOX | HRCU-A-CB (Split System: Heat Pump with Remote Outdoor Unit-Air-Source) | SL25XPV-024-230A** | ADP |  | L*30/36U9 | SL297UH040NV36B* | 22800 | 23 |  | 14 | 10 |  | 19800 | 22600 | 114.1% | [8 empty] | Residential | 475 | No | 1.9
207454901 | Central Heat Pump | LENNOX | HRCU-A-CB (Split System: Heat Pump with Remote Outdoor Unit-Air-Source) | SL25XPV-024-230A** | ADP |  | L*35/36U9 | SL297UH040NV36B* | 22800 | 23 |  | 14 | 10 |  | 19800 | 22600 | 114.1% | [8 empty] | Residential | 475 | No | 1.9
207454902 | Central Heat Pump | LENNOX | HRCU-A-CB (Split System: Heat Pump with Remote Outdoor Unit-Air-Source) | SL25XPV-024-230A** | ADP |  | L*35/36S9 | SL297UH040NV36B* | 22800 | 23 |  | 14 | 10 |  | 19800 | 22600 | 114.1% | [8 empty] | Residential | 475 | No | 1.9
207454903 | Central Heat Pump | LENNOX | HRCU-A-CB (Split System: Heat Pump with Remote Outdoor Unit-Air-Source) | SL25XPV-024-230A** | ADP |  | LH18/37D9 | SL297UH040NV36B* | 22000 | 23 |  | 14 | 10 |  | 19600 | 21800 | 111.2% | [8 empty] | Residential | 457.5 | No | 1.83
207454904 | Central Heat Pump | LENNOX | HRCU-A-CB (Split System: Heat Pump with Remote Outdoor Unit-Air-Source) | SL25XPV-024-230A** | ADP |  | LH29/36F9 | SL297UH060NV36B* | 22600 | 22 |  | 14 | 10 |  | 20000 | 22600 | 113% | [8 empty] | Residential | 470 | No | 1.88
207454905 | Central Heat Pump | LENNOX | HRCU-A-CB (Split System: Heat Pump with Remote Outdoor Unit-Air-Source) | SL25XPV-024-230A** | ADP |  | LH35/36F9 | SL297UH060NV36B* | 22800 | 23 |  | 14 | 10 |  | 20000 | 22600 | 113% | [8 empty] | Residential | 475 | No | 1.9
207454906 | Central Heat Pump | LENNOX | HRCU-A-CB (Split System: Heat Pump with Remote Outdoor Unit-Air-Source) | SL25XPV-024-230A** | ADP |  | L*19/36S9 | SL297UH060NV36B* | 22600 | 22 |  | 14 | 10 |  | 20000 | 22600 | 113% | [8 empty] | Residential | 470 | No | 1.88
207454907 | Central Heat Pump | LENNOX | HRCU-A-CB (Split System: Heat Pump with Remote Outdoor Unit-Air-Source) | SL25XPV-024-230A** | ADP |  | LH35/38X9 | SL297UH060NV36B* | 22800 | 23 |  | 14 | 10 |  | 20000 | 22600 | 113% | [8 empty] | Residential | 475 | No | 1.9
207454908 | Central Heat Pump | LENNOX | HRCU-A-CB (Split System: Heat Pump with Remote Outdoor Unit-Air-Source) | SL25XPV-024-230A** | ADP |  | LH35/38F9 | SL297UH060NV36B* | 22800 | 23 |  | 14 | 10 |  | 20000 | 22600 | 113% | [8 empty] | Residential | 475 | No | 1.9
207454909 | Central Heat Pump | LENNOX | HRCU-A-CB (Split System: Heat Pump with Remote Outdoor Unit-Air-Source) | SL25XPV-024-230A** | ADP |  | L*30/36U9 | SL297UH060NV36B* | 22800 | 23 |  | 14 | 10 |  | 20000 | 22600 | 113% | [8 empty] | Residential | 475 | No | 1.9
207454910 | Central Heat Pump | LENNOX | HRCU-A-CB (Split System: Heat Pump with Remote Outdoor Unit-Air-Source) | SL25XPV-024-230A** | ADP |  | L*35/36U9 | SL297UH060NV36B* | 22800 | 23 |  | 14 | 10 |  | 20000 | 22600 | 113% | [8 empty] | Residential | 475 | No | 1.9
207454911 | Central Heat Pump | LENNOX | HRCU-A-CB (Split System: Heat Pump with Remote Outdoor Unit-Air-Source) | SL25XPV-024-230A** | ADP |  | L*35/36S9 | SL297UH060NV36B* | 22800 | 23 |  | 14 | 10 |  | 20000 | 22600 | 113% | [8 empty] | Residential | 475 | No | 1.9
207454912 | Central Heat Pump | LENNOX | HRCU-A-CB (Split System: Heat Pump with Remote Outdoor Unit-Air-Source) | SL25XPV-024-230A** | ADP |  | LH18/37D9 | SL297UH060NV36B* | 22800 | 22 |  | 14 | 10 |  | 20000 | 22600 | 113% | [8 empty] | Residential | 475 | No | 1.9
207454913 | Central Heat Pump | LENNOX | HRCU-A-CB (Split System: Heat Pump with Remote Outdoor Unit-Air-Source) | SL25XPV-024-230A** | ADP |  | LH23/37W9 | SL297UH060NV36B* | 23200 | 23 |  | 14 | 10 |  | 19600 | 22000 | 112.2% | [8 empty] | Residential | 482.5 | No | 1.93
207454914 | Central Heat Pump | LENNOX | HRCU-A-CB (Split System: Heat Pump with Remote Outdoor Unit-Air-Source) | SL25XPV-024-230A** | ADP |  | L*23/37Z9 | SL297UH060NV36B* | 23200 | 23 |  | 14 | 10 |  | 19600 | 22000 | 112.2% | [8 empty] | Residential | 482.5 | No | 1.93
207454915 | Central Heat Pump | LENNOX | HRCU-A-CB (Split System: Heat Pump with Remote Outdoor Unit-Air-Source) | SL25XPV-024-230A** | ADP |  | LH29/36F9 | SL297UH080NV48C* | 22000 | 21 |  | 14 | 10 |  | 19800 | 22200 | 112.1% | [8 empty] | Residential | 457.5 | No | 1.83
207454916 | Central Heat Pump | LENNOX | HRCU-A-CB (Split System: Heat Pump with Remote Outdoor Unit-Air-Source) | SL25XPV-024-230A** | ADP |  | LH35/36F9 | SL297UH080NV48C* | 22400 | 21 |  | 14 | 10 |  | 19800 | 22200 | 112.1% | [8 empty] | Residential | 467.5 | No | 1.87
207454917 | Central Heat Pump | LENNOX | HRCU-A-CB (Split System: Heat Pump with Remote Outdoor Unit-Air-Source) | SL25XPV-024-230A** | ADP |  | L*19/36S9 | SL297UH080NV48C* | 22000 | 21 |  | 14 | 10 |  | 19800 | 22200 | 112.1% | [8 empty] | Residential | 457.5 | No | 1.83
207454918 | Central Heat Pump | LENNOX | HRCU-A-CB (Split System: Heat Pump with Remote Outdoor Unit-Air-Source) | SL25XPV-024-230A** | ADP |  | LH35/38X9 | SL297UH080NV48C* | 22600 | 22 |  | 14 | 10 |  | 19800 | 22200 | 112.1% | [8 empty] | Residential | 470 | No | 1.88
207454919 | Central Heat Pump | LENNOX | HRCU-A-CB (Split System: Heat Pump with Remote Outdoor Unit-Air-Source) | SL25XPV-024-230A** | ADP |  | LH35/38F9 | SL297UH080NV48C* | 22600 | 22 |  | 14 | 10 |  | 19800 | 22200 | 112.1% | [8 empty] | Residential | 470 | No | 1.88
207454920 | Central Heat Pump | LENNOX | HRCU-A-CB (Split System: Heat Pump with Remote Outdoor Unit-Air-Source) | SL25XPV-024-230A** | ADP |  | L*30/36U9 | SL297UH080NV48C* | 22400 | 21 |  | 14 | 10 |  | 19800 | 22200 | 112.1% | [8 empty] | Residential | 467.5 | No | 1.87
207571948 | Central Heat Pump | CENTURY | HRCU-A-CB (Split System: Heat Pump with Remote Outdoor Unit-Air-Source) | HRG1836S1P | CENTURY |  | (C,M)CG30TB5P | GUH96T045B3M | 23400 | 20 |  | 13 | 10 |  | 22400 | 13300 | 59.38% | 23400 | 19 | 12 | 8.1 | 22400 |  |  |  | Residential | 487.5 | No | 1.95
207571949 | Central Heat Pump | CENTURY | HRCU-A-CB (Split System: Heat Pump with Remote Outdoor Unit-Air-Source) | HRG1836S1P | CENTURY |  | (C,M)CG24TB4P | GUH96T070B3M | 23400 | 20 |  | 13 | 10 |  | 22400 | 13200 | 58.93% | 23400 | 19 | 12 | 8.5 | 22400 |  |  |  | Residential | 487.5 | No | 1.95
207571950 | Central Heat Pump | CENTURY | HRCU-A-CB (Split System: Heat Pump with Remote Outdoor Unit-Air-Source) | HRG1836S1P | CENTURY |  | (C,M)CG30TB5P | GUH96T070B3M | 23800 | 20 |  | 13 | 10 |  | 22400 | 13200 | 58.93% | 23400 | 19 | 12 | 8.5 | 22400 |  |  |  | Residential | 487.5 | No | 1.95
205272682 | Central Heat Pump | CARRIER | HRCU-A-CB (Split System: Heat Pump with Remote Outdoor Unit-Air-Source) | 25VNA436A*030* |  |  | CNPV*6024AL*+UI | 59TN6B100C21**22 | 34400 | 21.5 |  | 13 | 10.5 |  | 35000 | 33000 | 94.29% | [8 empty] | Residential | 717.5 | No | 2.87
205272683 | Central Heat Pump | CARRIER | HRCU-A-CB (Split System: Heat Pump with Remote Outdoor Unit-Air-Source) | 25VNA436A*030* |  |  | CNPV*6024AL*+UI | 58TN*A110C21**20 | 34400 | 22 |  | 13 | 10.5 |  | 35000 | 33000 | 94.29% | [8 empty] | Residential | 717.5 | No | 2.87
205272684 | Central Heat Pump | CARRIER | HRCU-A-CB (Split System: Heat Pump with Remote Outdoor Unit-Air-Source) | 25VNA436A*030* |  |  | CNPV*6024AL*+UI | 59MN7B060C21**20 | 34200 | 21 |  | 13 | 10.5 |  | 35400 | 33600 | 94.92% | [8 empty] | Residential | 712.5 | No | 2.85
205272688 | Central Heat Pump | CARRIER | HRCU-A-CB (Split System: Heat Pump with Remote Outdoor Unit-Air-Source) | 25VNA436A*030* |  |  | CSPH*3612AL*+UI | 58TN*A090C21**20 | 33800 | 20 |  | 12.5 | 10.5 |  | 32600 | 31800 | 97.55% | [8 empty] | Residential | 705 | No | 2.82
205272689 | Central Heat Pump | CARRIER | HRCU-A-CB (Split System: Heat Pump with Remote Outdoor Unit-Air-Source) | 25VNA436A*030* |  |  | CSPH*3612AL*+UI | 58TN*A135C24**22 | 33800 | 20 |  | 12.5 | 10.5 |  | 32600 | 31600 | 96.93% | [8 empty] | Residential | 705 | No | 2.82
205272692 | Central Heat Pump | CARRIER | HRCU-A-CB (Split System: Heat Pump with Remote Outdoor Unit-Air-Source) | 25VNA436A*030* |  |  | CSPH*3612AL*+UI | 59TN6B120C24**22 | 33800 | 20 |  | 12.5 | 10.5 |  | 32600 | 31800 | 97.55% | [8 empty] | Residential | 705 | No | 2.82
205272695 | Central Heat Pump | CARRIER | HRCU-A-CB (Split System: Heat Pump with Remote Outdoor Unit-Air-Source) | 25VNA436A*030* |  |  | CSPH*3612AL*+UI | 59MN7B080C21**20 | 33600 | 20 |  | 12.5 | 10 |  | 32800 | 32000 | 97.56% | [8 empty] | Residential | 700 | No | 2.8
205272696 | Central Heat Pump | CARRIER | HRCU-A-CB (Split System: Heat Pump with Remote Outdoor Unit-Air-Source) | 25VNA436A*030* |  |  | CSPH*3612AL*+UI | 59MN7B100C21**22 | 33800 | 20 |  | 12.5 | 10 |  | 32600 | 31800 | 97.55% | [8 empty] | Residential | 705 | No | 2.82
207454921 | Central Heat Pump | LENNOX | HRCU-A-CB (Split System: Heat Pump with Remote Outdoor Unit-Air-Source) | SL25XPV-024-230A** | ADP |  | L*35/36U9 | SL297UH080NV48C* | 22600 | 22 |  | 14 | 10 |  | 19800 | 22200 | 112.1% | [8 empty] | Residential | 470 | No | 1.88
207454922 | Central Heat Pump | LENNOX | HRCU-A-CB (Split System: Heat Pump with Remote Outdoor Unit-Air-Source) | SL25XPV-024-230A** | ADP |  | L*35/36S9 | SL297UH080NV48C* | 22600 | 22 |  | 14 | 10 |  | 19800 | 22200 | 112.1% | [8 empty] | Residential | 470 | No | 1.88
207454923 | Central Heat Pump | LENNOX | HRCU-A-CB (Split System: Heat Pump with Remote Outdoor Unit-Air-Source) | SL25XPV-024-230A** | ADP |  | LH18/37D9 | SL297UH080NV48C* | 22200 | 21 |  | 14 | 10 |  | 19800 | 22200 | 112.1% | [8 empty] | Residential | 462.5 | No | 1.85
207454924 | Central Heat Pump | LENNOX | HRCU-A-CB (Split System: Heat Pump with Remote Outdoor Unit-Air-Source) | SL25XPV-024-230A** | ADP |  | LH23/37W9 | SL297UH080NV48C* | 22600 | 22 |  | 14 | 10 |  | 19800 | 22200 | 112.1% | [8 empty] | Residential | 470 | No | 1.88
207454925 | Central Heat Pump | LENNOX | HRCU-A-CB (Split System: Heat Pump with Remote Outdoor Unit-Air-Source) | SL25XPV-024-230A** | ADP |  | L*23/37Z9 | SL297UH080NV48C* | 22600 | 22 |  | 14 | 10 |  | 19800 | 22200 | 112.1% | [8 empty] | Residential | 470 | No | 1.88
207454926 | Central Heat Pump | LENNOX | HRCU-A-CB (Split System: Heat Pump with Remote Outdoor Unit-Air-Source) | SL25XPV-024-230A** | ADP |  | LH29/36F9 | SL297UH080NV60C* | 22200 | 19 |  | 14 | 10 |  | 19800 | 22200 | 112.1% | [8 empty] | Residential | 462.5 | No | 1.85
207454927 | Central Heat Pump | LENNOX | HRCU-A-CB (Split System: Heat Pump with Remote Outdoor Unit-Air-Source) | SL25XPV-024-230A** | ADP |  | LH35/36F9 | SL297UH080NV60C* | 22600 | 19 |  | 14 | 10 |  | 19800 | 22200 | 112.1% | [8 empty] | Residential | 470 | No | 1.88
207454928 | Central Heat Pump | LENNOX | HRCU-A-CB (Split System: Heat Pump with Remote Outdoor Unit-Air-Source) | SL25XPV-024-230A** | ADP |  | L*19/36S9 | SL297UH080NV60C* | 22200 | 19 |  | 14 | 10 |  | 19800 | 22200 | 112.1% | [8 empty] | Residential | 462.5 | No | 1.85
205047138 | Central Heat Pump | LUXAIRE | HRCU-A-CB (Split System: Heat Pump with Remote Outdoor Unit-Air-Source) | HL19B3621 |  |  | CM60CXA2+TXV | TM8V120C20MP12 | 35800 | 18 |  | 14 | 10 |  | 35000 | 22400 | 64% | [8 empty] | Residential | 745 | No | 2.98
205047146 | Central Heat Pump | LUXAIRE | HRCU-A-CB (Split System: Heat Pump with Remote Outdoor Unit-Air-Source) | HL19B3621 |  |  | CM60CXA2+TXV | TM8V100C20MP12 | 35800 | 18 |  | 14 | 10 |  | 35000 | 22400 | 64% | [8 empty] | Residential | 745 | No | 2.98
205047165 | Central Heat Pump | LUXAIRE | HRCU-A-CB (Split System: Heat Pump with Remote Outdoor Unit-Air-Source) | HL19B3621 |  |  | CM60CXA2+TXV | TMLV120C20MP12 | 35800 | 18 |  | 14 | 10 |  | 35000 | 22400 | 64% | [8 empty] | Residential | 745 | No | 2.98
205047172 | Central Heat Pump | LUXAIRE | HRCU-A-CB (Split System: Heat Pump with Remote Outdoor Unit-Air-Source) | HL19B3621 |  |  | CM60CXA2+TXV | TPLC100C20MP13 | 35800 | 18 |  | 14 | 10 |  | 35000 | 22400 | 64% | [8 empty] | Residential | 745 | No | 2.98
205047179 | Central Heat Pump | LUXAIRE | HRCU-A-CB (Split System: Heat Pump with Remote Outdoor Unit-Air-Source) | HL19B3621 |  |  | CM60CXA2+TXV | TPLC120C20MP13 | 35800 | 18 |  | 14 | 10 |  | 35000 | 22400 | 64% | [8 empty] | Residential | 745 | No | 2.98
205047188 | Central Heat Pump | LUXAIRE | HRCU-A-CB (Split System: Heat Pump with Remote Outdoor Unit-Air-Source) | HL19B3621 |  |  | CM60CXA2+TXV | LPLC100C20MP13 | 35800 | 18 |  | 14 | 10 |  | 35000 | 22400 | 64% | [8 empty] | Residential | 745 | No | 2.98
205047193 | Central Heat Pump | LUXAIRE | HRCU-A-CB (Split System: Heat Pump with Remote Outdoor Unit-Air-Source) | HL19B3621 |  |  | CM60CXA2+TXV | LPLC120C20MP13 | 35800 | 18 |  | 14 | 10 |  | 35000 | 22400 | 64% | [8 empty] | Residential | 745 | No | 2.98
205047197 | Central Heat Pump | LUXAIRE | HRCU-A-CB (Split System: Heat Pump with Remote Outdoor Unit-Air-Source) | HL19B3621 |  |  | CM60DXA2+TXV | TM8V100C16MP12 | 35800 | 18 |  | 14 | 10 |  | 35200 | 22400 | 63.64% | [8 empty] | Residential | 745 | No | 2.98
205047206 | Central Heat Pump | LUXAIRE | HRCU-A-CB (Split System: Heat Pump with Remote Outdoor Unit-Air-Source) | HL19B3621 |  |  | CU60DXA2+TXV | TM8V100C16MP12 | 35800 | 18 |  | 14 | 10 |  | 35200 | 22400 | 63.64% | [8 empty] | Residential | 745 | No | 2.98
207454929 | Central Heat Pump | LENNOX | HRCU-A-CB (Split System: Heat Pump with Remote Outdoor Unit-Air-Source) | SL25XPV-024-230A** | ADP |  | LH35/38X9 | SL297UH080NV60C* | 22800 | 20 |  | 14 | 10 |  | 19800 | 22200 | 112.1% | [8 empty] | Residential | 475 | No | 1.9
207454930 | Central Heat Pump | LENNOX | HRCU-A-CB (Split System: Heat Pump with Remote Outdoor Unit-Air-Source) | SL25XPV-024-230A** | ADP |  | LH35/38F9 | SL297UH080NV60C* | 22800 | 20 |  | 14 | 10 |  | 19800 | 22200 | 112.1% | [8 empty] | Residential | 475 | No | 1.9
207454931 | Central Heat Pump | LENNOX | HRCU-A-CB (Split System: Heat Pump with Remote Outdoor Unit-Air-Source) | SL25XPV-024-230A** | ADP |  | L*30/36U9 | SL297UH080NV60C* | 22600 | 19 |  | 14 | 10 |  | 19800 | 22200 | 112.1% | [8 empty] | Residential | 470 | No | 1.88
207454932 | Central Heat Pump | LENNOX | HRCU-A-CB (Split System: Heat Pump with Remote Outdoor Unit-Air-Source) | SL25XPV-024-230A** | ADP |  | L*35/36U9 | SL297UH080NV60C* | 22800 | 20 |  | 14 | 10 |  | 19800 | 22200 | 112.1% | [8 empty] | Residential | 475 | No | 1.9
207454933 | Central Heat Pump | LENNOX | HRCU-A-CB (Split System: Heat Pump with Remote Outdoor Unit-Air-Source) | SL25XPV-024-230A** | ADP |  | L*35/36S9 | SL297UH080NV60C* | 22800 | 20 |  | 14 | 10 |  | 19800 | 22200 | 112.1% | [8 empty] | Residential | 475 | No | 1.9
207454934 | Central Heat Pump | LENNOX | HRCU-A-CB (Split System: Heat Pump with Remote Outdoor Unit-Air-Source) | SL25XPV-024-230A** | ADP |  | LH18/37D9 | SL297UH080NV60C* | 22400 | 19 |  | 14 | 10 |  | 19800 | 22200 | 112.1% | [8 empty] | Residential | 467.5 | No | 1.87
207454935 | Central Heat Pump | LENNOX | HRCU-A-CB (Split System: Heat Pump with Remote Outdoor Unit-Air-Source) | SL25XPV-024-230A** | ADP |  | LH23/37W9 | SL297UH080NV60C* | 22800 | 20 |  | 14 | 10 |  | 19800 | 22200 | 112.1% | [8 empty] | Residential | 475 | No | 1.9
207454936 | Central Heat Pump | LENNOX | HRCU-A-CB (Split System: Heat Pump with Remote Outdoor Unit-Air-Source) | SL25XPV-024-230A** | ADP |  | L*23/37Z9 | SL297UH080NV60C* | 22800 | 20 |  | 14 | 10 |  | 19800 | 22200 | 112.1% | [8 empty] | Residential | 475 | No | 1.9
205047212 | Central Heat Pump | LUXAIRE | HRCU-A-CB (Split System: Heat Pump with Remote Outdoor Unit-Air-Source) | HL19B3621 |  |  | CM60DXA2+TXV | TM8V080C16MP12 | 35800 | 18 |  | 14 | 10 |  | 35200 | 22400 | 63.64% | [8 empty] | Residential | 745 | No | 2.98
207590171 | Central Heat Pump | AMERICAN STANDARD | HRCU-A-CB (Split System: Heat Pump with Remote Outdoor Unit-Air-Source) | 4A6V8X24A1 |  |  | 4TXCB004DS3 | S9V2B080U3VSA+RP | 24200 | 18 |  | 13 | 10 |  | 20600 | 16800 | 81.55% | [8 empty] | Residential | 505 | No | 2.02
207590172 | Central Heat Pump | AMERICAN STANDARD | HRCU-A-CB (Split System: Heat Pump with Remote Outdoor Unit-Air-Source) | 4A6V8X24A1 |  |  | 4TXCB004DS3 | S9V2B080D3VSA+RP | 23200 | 18 |  | 12.5 | 10 |  | 20400 | 16500 | 80.88% | [8 empty] | Residential | 482.5 | No | 1.93
207590177 | Central Heat Pump | AMERICAN STANDARD | HRCU-A-CB (Split System: Heat Pump with Remote Outdoor Unit-Air-Source) | 4A6V8X36A1 |  |  | 4PX*BU48BS3 | S9V2B060U3VSA+RP | 36000 | 18 |  | 12.5 | 10 |  | 33000 | 26400 | 80% | [8 empty] | Residential | 750 | No | 3
207590178 | Central Heat Pump | AMERICAN STANDARD | HRCU-A-CB (Split System: Heat Pump with Remote Outdoor Unit-Air-Source) | 4A6V8X36A1 |  |  | 4PX*BU48BS3 | S9V2B040U3VSA+RP | 36000 | 18 |  | 12.5 | 10 |  | 32800 | 26400 | 80.49% | [8 empty] | Residential | 750 | No | 3
201923044 | Central Heat Pump | AMERICAN STANDARD | HRCU-A-CB (Split System: Heat Pump with Remote Outdoor Unit-Air-Source) | 4A6L9024A1 |  |  | 4PX*BU48BS3 | S9V2B040U3PSB+RP | 24000 | 19.5 |  | 13 | 11 |  | 20000 | 13600 | 68% | [8 empty] | Residential | 500 | No | 2
201923048 | Central Heat Pump | AMERICAN STANDARD | HRCU-A-CB (Split System: Heat Pump with Remote Outdoor Unit-Air-Source) | 4A6L9024A1 |  |  | 4PX*CU60BS3 | *UHMC100ACV4 | 25000 | 19 |  | 13 | 11 |  | 20400 | 13500 | 66.18% | [8 empty] | Residential | 520 | No | 2.08
201923050 | Central Heat Pump | AMERICAN STANDARD | HRCU-A-CB (Split System: Heat Pump with Remote Outdoor Unit-Air-Source) | 4A6L9024A1 |  |  | 4TXCB003DS3 | S9V2B040U3PSB+RP | 23600 | 18.5 |  | 12.5 | 11 |  | 21200 | 14300 | 67.45% | 23400 | 17 | 12 | 8.7 | 21400 |  |  |  | Residential | 487.5 | No | 1.95
207454937 | Central Heat Pump | LENNOX | HRCU-A-CB (Split System: Heat Pump with Remote Outdoor Unit-Air-Source) | SL25XPV-024-230A** | ADP |  | L*19/36S9 | SLP99DF090XV36C* | 22000 | 20 |  | 13 | 10 |  | 20000 | 23200 | 116% | [8 empty] | Residential | 457.5 | No | 1.83
207454938 | Central Heat Pump | LENNOX | HRCU-A-CB (Split System: Heat Pump with Remote Outdoor Unit-Air-Source) | SL25XPV-024-230A** | ADP |  | L*30/36U9 | SLP99DF090XV36C* | 22400 | 20 |  | 13 | 10 |  | 20000 | 23200 | 116% | [8 empty] | Residential | 467.5 | No | 1.87
207454939 | Central Heat Pump | LENNOX | HRCU-A-CB (Split System: Heat Pump with Remote Outdoor Unit-Air-Source) | SL25XPV-024-230A** | ADP |  | L*35/36U9 | SLP99DF090XV36C* | 22600 | 20 |  | 13 | 10 |  | 20000 | 23200 | 116% | [8 empty] | Residential | 470 | No | 1.88
207454940 | Central Heat Pump | LENNOX | HRCU-A-CB (Split System: Heat Pump with Remote Outdoor Unit-Air-Source) | SL25XPV-024-230A** | ADP |  | L*35/36S9 | SLP99DF090XV36C* | 22600 | 20 |  | 13 | 10 |  | 20000 | 23200 | 116% | [8 empty] | Residential | 470 | No | 1.88
207454941 | Central Heat Pump | LENNOX | HRCU-A-CB (Split System: Heat Pump with Remote Outdoor Unit-Air-Source) | SL25XPV-024-230A** | ADP |  | L*23/37Z9 | SLP99DF090XV36C* | 23000 | 21 |  | 13.5 | 10 |  | 20000 | 23200 | 116% | [8 empty] | Residential | 480 | No | 1.92
207454942 | Central Heat Pump | LENNOX | HRCU-A-CB (Split System: Heat Pump with Remote Outdoor Unit-Air-Source) | SL25XPV-024-230A** | ADP |  | L*19/36S9 | SLP99DF090XV48C* | 22000 | 19 |  | 12.5 | 10 |  | 20000 | 23200 | 116% | [8 empty] | Residential | 457.5 | No | 1.83
207454943 | Central Heat Pump | LENNOX | HRCU-A-CB (Split System: Heat Pump with Remote Outdoor Unit-Air-Source) | SL25XPV-024-230A** | ADP |  | L*30/36U9 | SLP99DF090XV48C* | 22400 | 19 |  | 12.5 | 10 |  | 20000 | 23200 | 116% | [8 empty] | Residential | 467.5 | No | 1.87
207454944 | Central Heat Pump | LENNOX | HRCU-A-CB (Split System: Heat Pump with Remote Outdoor Unit-Air-Source) | SL25XPV-024-230A** | ADP |  | L*35/36U9 | SLP99DF090XV48C* | 22600 | 19 |  | 12.5 | 10 |  | 20000 | 23200 | 116% | [8 empty] | Residential | 470 | No | 1.88
201923051 | Central Heat Pump | AMERICAN STANDARD | HRCU-A-CB (Split System: Heat Pump with Remote Outdoor Unit-Air-Source) | 4A6L9024A1 |  |  | 4TXCB003DS3 | S9V2B060U3PSB+RP | 23200 | 18.5 |  | 12.5 | 11.5 |  | 21200 | 14100 | 66.51% | [8 empty] | Residential | 482.5 | No | 1.93
201923061 | Central Heat Pump | AMERICAN STANDARD | HRCU-A-CB (Split System: Heat Pump with Remote Outdoor Unit-Air-Source) | 4A6L9024A1 |  |  | 4TXCB006DS3 | S9V2B060D3PSB+RP | 22400 | 18 |  | 12.5 | 11 |  | 19400 | 13300 | 68.56% | [8 empty] | Residential | 467.5 | No | 1.87
201923062 | Central Heat Pump | AMERICAN STANDARD | HRCU-A-CB (Split System: Heat Pump with Remote Outdoor Unit-Air-Source) | 4A6L9024A1 |  |  | 4TXCB006DS3 | S9V2B060U3PSB+RP | 24200 | 19.5 |  | 13 | 11.5 |  | 20000 | 13500 | 67.5% | [8 empty] | Residential | 505 | No | 2.02
201921881 | Central Heat Pump | TRANE | HRCU-A-CB (Split System: Heat Pump with Remote Outdoor Unit-Air-Source) | 4TWL9036A1 |  |  | TEM8A0C48V41+TDR |  | 38000 | 18 |  | 12.5 | 11 |  | 32800 | 23000 | 70.12% | 37800 | 18 | 12 | 9 | 33000 |  |  |  | Residential | 787.5 | No | 3.15
201922059 | Central Heat Pump | TRANE | HRCU-A-CB (Split System: Heat Pump with Remote Outdoor Unit-Air-Source) | 4TWL9048A1 |  |  | 4PX*DU60BS3 | S9V2C100U5PSB+RP | 47500 | 19 |  | 12.5 | 10.5 |  | 44500 | 31000 | 69.66% | 47000 | 18.5 | 11.7 | 8.7 | 42000 |  |  |  | Residential | 980 | No | 3.92
201922140 | Central Heat Pump | TRANE | HRCU-A-CB (Split System: Heat Pump with Remote Outdoor Unit-Air-Source) | 4TWL9048A1 |  |  | 4TXCD010DS3 | S9V2C100U5PSB+RP | 47500 | 19 |  | 12.5 | 10.5 |  | 44500 | 30800 | 69.21% | [8 empty] | Residential | 990 | No | 3.96
201922157 | Central Heat Pump | TRANE | HRCU-A-CB (Split System: Heat Pump with Remote Outdoor Unit-Air-Source) | 4TWL9048A1 |  |  | TEM8A0C48V41+TDR |  | 48000 | 19 |  | 12.5 | 11 |  | 46500 | 31400 | 67.53% | 48500 | 19 | 12 | 9 | 43000 |  |  |  | Residential | 1010 | No | 4.04
201922158 | Central Heat Pump | TRANE | HRCU-A-CB (Split System: Heat Pump with Remote Outdoor Unit-Air-Source) | 4TWL9048A1 |  |  | TEM8A0C60V51+TDR |  | 48500 | 19 |  | 12.5 | 11 |  | 46000 | 31400 | 68.26% | [8 empty] | Residential | 1010 | No | 4.04
211120486 | Central Heat Pump | TRANE | HRCU-A-CB (Split System: Heat Pump with Remote Outdoor Unit-Air-Source) | 4TWV0X24A1 |  |  | 4PX*BU36BS3 | S9V2B080U4PSB+RP | 23800 | 19.5 |  | 13 | 10 |  | 20000 | 16600 | 83% | [8 empty] | Residential | 495 | No | 1.98
201922929 | Central Heat Pump | TRANE | HRCU-A-CB (Split System: Heat Pump with Remote Outdoor Unit-Air-Source) | 4TWL9024A1 |  |  | 4PX*BD30BS3 | S9V2B080D3PSB+RP | 23200 | 19 |  | 12.5 | 11 |  | 21000 | 14000 | 66.67% | 23000 | 17 | 12 | 8.7 | 21000 |  |  |  | Residential | 480 | No | 1.92
201922930 | Central Heat Pump | TRANE | HRCU-A-CB (Split System: Heat Pump with Remote Outdoor Unit-Air-Source) | 4TWL9024A1 |  |  | 4PX*BD30BS3 | S9V2B060D3PSB+RP | 23200 | 19 |  | 12.5 | 11 |  | 21000 | 14100 | 67.14% | 23000 | 17.5 | 12 | 8.7 | 21200 |  |  |  | Residential | 480 | No | 1.92
201922931 | Central Heat Pump | TRANE | HRCU-A-CB (Split System: Heat Pump with Remote Outdoor Unit-Air-Source) | 4TWL9024A1 |  |  | 4PX*BD30BS3 | S9V2B040D3PSB+RP | 23400 | 18.5 |  | 12.5 | 11 |  | 21000 | 14200 | 67.62% | 23200 | 17 | 12 | 8.7 | 21400 |  |  |  | Residential | 482.5 | No | 1.93
201922934 | Central Heat Pump | TRANE | HRCU-A-CB (Split System: Heat Pump with Remote Outdoor Unit-Air-Source) | 4TWL9024A1 |  |  | 4PX*BD36BS3 | S9V2B040D3PSB+RP | 23400 | 19 |  | 12.5 | 11 |  | 20600 | 13800 | 66.99% | [8 empty] | Residential | 487.5 | No | 1.95
205273886 | Central Heat Pump | BRYANT HEATING AND COOLING SYSTEMS | HRCU-A-CB (Split System: Heat Pump with Remote Outdoor Unit-Air-Source) | 284ANV024*0**A* |  |  | CNPV*4221AL*+UI | 986TC42060C17*** | 23400 | 21 |  | 14 | 11 |  | 24000 | 24400 | 101.7% | [8 empty] | Residential | 487.5 | No | 1.95
205273887 | Central Heat Pump | BRYANT HEATING AND COOLING SYSTEMS | HRCU-A-CB (Split System: Heat Pump with Remote Outdoor Unit-Air-Source) | 284ANV024*0**A* |  |  | CNPV*4221AL*+UI | 986TC42080C17*** | 23400 | 21 |  | 14 | 11 |  | 24000 | 24400 | 101.7% | [8 empty] | Residential | 487.5 | No | 1.95
205273888 | Central Heat Pump | BRYANT HEATING AND COOLING SYSTEMS | HRCU-A-CB (Split System: Heat Pump with Remote Outdoor Unit-Air-Source) | 284ANV024*0**A* |  |  | CNPV*4821AL*+UI | 88*TA36045C17*** | 23400 | 21 |  | 14 | 11 |  | 24000 | 24200 | 100.8% | [8 empty] | Residential | 487.5 | No | 1.95
205273889 | Central Heat Pump | BRYANT HEATING AND COOLING SYSTEMS | HRCU-A-CB (Split System: Heat Pump with Remote Outdoor Unit-Air-Source) | 284ANV024*0**A* |  |  | CNPV*4821AL*+UI | 88*TA48070C17*** | 23400 | 22 |  | 14 | 11 |  | 24000 | 24200 | 100.8% | [8 empty] | Residential | 487.5 | No | 1.95
207454945 | Central Heat Pump | LENNOX | HRCU-A-CB (Split System: Heat Pump with Remote Outdoor Unit-Air-Source) | SL25XPV-024-230A** | ADP |  | L*35/36S9 | SLP99DF090XV48C* | 22600 | 19 |  | 12.5 | 10 |  | 20000 | 23200 | 116% | [8 empty] | Residential | 470 | No | 1.88
207454946 | Central Heat Pump | LENNOX | HRCU-A-CB (Split System: Heat Pump with Remote Outdoor Unit-Air-Source) | SL25XPV-024-230A** | ADP |  | L*23/37Z9 | SLP99DF090XV48C* | 23000 | 20 |  | 13 | 10 |  | 20000 | 23200 | 116% | [8 empty] | Residential | 480 | No | 1.92
207454951 | Central Heat Pump | LENNOX | HRCU-A-CB (Split System: Heat Pump with Remote Outdoor Unit-Air-Source) | SL25XPV-024-230A** | ADP |  | L*23/37Z9 | SLP99DF090XV60C* | 23000 | 18 |  | 13 | 10 |  | 20000 | 23200 | 116% | [8 empty] | Residential | 480 | No | 1.92
207454952 | Central Heat Pump | LENNOX | HRCU-A-CB (Split System: Heat Pump with Remote Outdoor Unit-Air-Source) | SL25XPV-024-230A** | ADP |  | L*19/36S9 | SLP99DF110XV60C* | 22000 | 18 |  | 12.5 | 10 |  | 20000 | 23200 | 116% | [8 empty] | Residential | 457.5 | No | 1.83
207454953 | Central Heat Pump | LENNOX | HRCU-A-CB (Split System: Heat Pump with Remote Outdoor Unit-Air-Source) | SL25XPV-024-230A** | ADP |  | L*30/36U9 | SLP99DF110XV60C* | 22400 | 18 |  | 12.5 | 10 |  | 20000 | 23200 | 116% | [8 empty] | Residential | 467.5 | No | 1.87
207454954 | Central Heat Pump | LENNOX | HRCU-A-CB (Split System: Heat Pump with Remote Outdoor Unit-Air-Source) | SL25XPV-024-230A** | ADP |  | L*35/36U9 | SLP99DF110XV60C* | 22600 | 18 |  | 12.5 | 10 |  | 20000 | 23200 | 116% | [8 empty] | Residential | 470 | No | 1.88
207454955 | Central Heat Pump | LENNOX | HRCU-A-CB (Split System: Heat Pump with Remote Outdoor Unit-Air-Source) | SL25XPV-024-230A** | ADP |  | L*35/36S9 | SLP99DF110XV60C* | 22600 | 18 |  | 12.5 | 10 |  | 20000 | 23200 | 116% | [8 empty] | Residential | 470 | No | 1.88
207454956 | Central Heat Pump | LENNOX | HRCU-A-CB (Split System: Heat Pump with Remote Outdoor Unit-Air-Source) | SL25XPV-024-230A** | ADP |  | L*23/37Z9 | SLP99DF110XV60C* | 23000 | 19 |  | 13 | 10 |  | 20000 | 23200 | 116% | [8 empty] | Residential | 480 | No | 1.92
205273890 | Central Heat Pump | BRYANT HEATING AND COOLING SYSTEMS | HRCU-A-CB (Split System: Heat Pump with Remote Outdoor Unit-Air-Source) | 284ANV024*0**A* |  |  | CNPV*4821AL*+UI | 88*TA60070C21*** | 23400 | 22 |  | 14 | 11 |  | 24000 | 24200 | 100.8% | [8 empty] | Residential | 487.5 | No | 1.95
205273891 | Central Heat Pump | BRYANT HEATING AND COOLING SYSTEMS | HRCU-A-CB (Split System: Heat Pump with Remote Outdoor Unit-Air-Source) | 284ANV024*0**A* |  |  | CNPV*4821AL*+UI | 88*TA60090C21*** | 23400 | 22 |  | 14 | 11 |  | 24000 | 24000 | 100% | [8 empty] | Residential | 487.5 | No | 1.95
205273892 | Central Heat Pump | BRYANT HEATING AND COOLING SYSTEMS | HRCU-A-CB (Split System: Heat Pump with Remote Outdoor Unit-Air-Source) | 284ANV024*0**A* |  |  | CNPV*4821AL*+UI | 986TC42060C17*** | 23400 | 21 |  | 14 | 11 |  | 24000 | 24200 | 100.8% | [8 empty] | Residential | 487.5 | No | 1.95
205273893 | Central Heat Pump | BRYANT HEATING AND COOLING SYSTEMS | HRCU-A-CB (Split System: Heat Pump with Remote Outdoor Unit-Air-Source) | 284ANV024*0**A* |  |  | CNPV*4821AL*+UI | 986TC42080C17*** | 23400 | 21 |  | 14 | 11 |  | 24000 | 24200 | 100.8% | [8 empty] | Residential | 487.5 | No | 1.95
205273894 | Central Heat Pump | BRYANT HEATING AND COOLING SYSTEMS | HRCU-A-CB (Split System: Heat Pump with Remote Outdoor Unit-Air-Source) | 284ANV024*0**A* |  |  | CNPV*4824AL*+UI | 88*TA60070C21*** | 23400 | 22 |  | 14 | 11 |  | 24000 | 24200 | 100.8% | [8 empty] | Residential | 487.5 | No | 1.95
206840761 | Central Heat Pump | LENNOX | HRCU-A-CB (Split System: Heat Pump with Remote Outdoor Unit-Air-Source) | EL18XPV-024-230A** |  |  | C35-30A+TDR+TXV | ML180UH045V36A* | 24000 | 20 |  | 13 | 10 |  | 23200 | 14800 | 63.79% | 23600 | 21.2 | 13.5 | 7.9 | 23000 |  |  |  | Residential | 492.5 | No | 1.97 | No
206840764 | Central Heat Pump | LENNOX | HRCU-A-CB (Split System: Heat Pump with Remote Outdoor Unit-Air-Source) | EL18XPV-024-230A** |  |  | CBA25UHV-024-230-** |  | 23600 | 19 |  | 12.5 | 10 |  | 23400 | 15100 | 64.53% | 23200 | 19.6 | 12.5 | 8.1 | 23400 |  |  |  | Residential | 482.5 | No | 1.93 | No
206840765 | Central Heat Pump | LENNOX | HRCU-A-CB (Split System: Heat Pump with Remote Outdoor Unit-Air-Source) | EL18XPV-024-230A** |  |  | CBA25UHV-030-230-** |  | 23800 | 20 |  | 13 | 10 |  | 23000 | 14600 | 63.48% | 23600 | 20.2 | 13.4 | 8.1 | 23000 |  |  |  | Residential | 492.5 | No | 1.97 | No
207454957 | Central Heat Pump | LENNOX | HRCU-A-CB (Split System: Heat Pump with Remote Outdoor Unit-Air-Source) | SL25XPV-024-230A** | ADP |  | LH29/36F9 | SLP99UH070XV36B* | 22600 | 23 |  | 14 | 10 |  | 20000 | 22600 | 113% | [8 empty] | Residential | 470 | No | 1.88
207454958 | Central Heat Pump | LENNOX | HRCU-A-CB (Split System: Heat Pump with Remote Outdoor Unit-Air-Source) | SL25XPV-024-230A** | ADP |  | L*19/36S9 | SLP99UH070XV36B* | 22600 | 23 |  | 14 | 10 |  | 20000 | 22600 | 113% | [8 empty] | Residential | 470 | No | 1.88
207454959 | Central Heat Pump | LENNOX | HRCU-A-CB (Split System: Heat Pump with Remote Outdoor Unit-Air-Source) | SL25XPV-024-230A** | ADP |  | LH18/37D9 | SLP99UH070XV36B* | 22800 | 23 |  | 14 | 10 |  | 20000 | 22600 | 113% | [8 empty] | Residential | 475 | No | 1.9
207454960 | Central Heat Pump | LENNOX | HRCU-A-CB (Split System: Heat Pump with Remote Outdoor Unit-Air-Source) | SL25XPV-024-230A** | ADP |  | LH29/36F9 | SLP99UH090XV36C* | 22200 | 22 |  | 14 | 10 |  | 19800 | 22200 | 112.1% | [8 empty] | Residential | 462.5 | No | 1.85
207454961 | Central Heat Pump | LENNOX | HRCU-A-CB (Split System: Heat Pump with Remote Outdoor Unit-Air-Source) | SL25XPV-024-230A** | ADP |  | LH35/36F9 | SLP99UH090XV36C* | 22600 | 22 |  | 14 | 10 |  | 19800 | 22200 | 112.1% | [8 empty] | Residential | 470 | No | 1.88
207454962 | Central Heat Pump | LENNOX | HRCU-A-CB (Split System: Heat Pump with Remote Outdoor Unit-Air-Source) | SL25XPV-024-230A** | ADP |  | L*19/36S9 | SLP99UH090XV36C* | 22200 | 22 |  | 14 | 10 |  | 19800 | 22200 | 112.1% | [8 empty] | Residential | 462.5 | No | 1.85
205139731 | Central Heat Pump | AMERICAN STANDARD | HRCU-A-CB (Split System: Heat Pump with Remote Outdoor Unit-Air-Source) | 4A6L9024A1 | ADP |  | PL36H175P789 | P0V0A000M30SA+RP | 22800 | 18 |  | 13 | 10 |  | 18300 | 11700 | 63.93% | [8 empty] | Residential | 475 | No | 1.9
205139733 | Central Heat Pump | AMERICAN STANDARD | HRCU-A-CB (Split System: Heat Pump with Remote Outdoor Unit-Air-Source) | 4A6L9024A1 | ADP |  | H,TG80936 | P0V0A000M30SA+RP | 22800 | 18 |  | 13 | 10 |  | 18300 | 11700 | 63.93% | [8 empty] | Residential | 475 | No | 1.9
207436604 | Central Heat Pump | LENNOX | HRCU-A-CB (Split System: Heat Pump with Remote Outdoor Unit-Air-Source) | SL25XPV-048-230A** |  |  | CX35-60C+TDR | EL296UH110XV60C* | 46500 | 20 |  | 12.5 | 11.6 |  | 44000 | 42500 | 96.59% | 46000 | 20 | 12.5 | 9.5 | 44000 | 36200 | 82.27% | 1.92 | Residential | 957.5 | Yes | 3.83 | Yes
207436605 | Central Heat Pump | LENNOX | HRCU-A-CB (Split System: Heat Pump with Remote Outdoor Unit-Air-Source) | SL25XPV-048-230A** |  |  | CX35-60C+TDR | SL280UH080NV60C* | 47000 | 21 |  | 12.5 | 11.8 |  | 43500 | 42000 | 96.55% | 46000 | 20.6 | 12.5 | 9.5 | 43500 | 36200 | 83.22% | 1.92 | Residential | 957.5 | Yes | 3.83 | Yes
207436606 | Central Heat Pump | LENNOX | HRCU-A-CB (Split System: Heat Pump with Remote Outdoor Unit-Air-Source) | SL25XPV-048-230A** |  |  | CX35-60C+TDR | SL280UH090V60C* | 47000 | 21 |  | 12.5 | 11.6 |  | 44000 | 42000 | 95.45% | 46000 | 20.8 | 12.5 | 9.5 | 43500 | 35800 | 82.3% | 1.92 | Residential | 957.5 | Yes | 3.83 | Yes
207436607 | Central Heat Pump | LENNOX | HRCU-A-CB (Split System: Heat Pump with Remote Outdoor Unit-Air-Source) | SL25XPV-048-230A** |  |  | CX35-60C+TDR | SL280UH090XV60C* | 47000 | 21 |  | 12.5 | 11.6 |  | 44000 | 42000 | 95.45% | 46000 | 20.8 | 12.5 | 9.5 | 43500 | 35800 | 82.3% | 1.92 | Residential | 957.5 | Yes | 3.83 | Yes
207436608 | Central Heat Pump | LENNOX | HRCU-A-CB (Split System: Heat Pump with Remote Outdoor Unit-Air-Source) | SL25XPV-048-230A** |  |  | CX35-60C+TDR | SL280UH100NV60C* | 47000 | 21 |  | 13 | 11.8 |  | 43500 | 42000 | 96.55% | 46000 | 20.6 | 12.5 | 9.5 | 43500 | 36200 | 83.22% | 1.92 | Residential | 957.5 | Yes | 3.83 | Yes
207436609 | Central Heat Pump | LENNOX | HRCU-A-CB (Split System: Heat Pump with Remote Outdoor Unit-Air-Source) | SL25XPV-048-230A** |  |  | CX35-60C+TDR | SL280UH110V60C* | 46500 | 20 |  | 12.5 | 11.6 |  | 44000 | 42000 | 95.45% | 46000 | 20 | 12.5 | 9.5 | 44000 | 36200 | 82.27% | 1.92 | Residential | 957.5 | Yes | 3.83 | Yes
205272697 | Central Heat Pump | CARRIER | HRCU-A-CB (Split System: Heat Pump with Remote Outdoor Unit-Air-Source) | 25VNA436A*030* |  |  | CSPH*3612AL*+UI | 59MN7B120C24**22 | 33600 | 20 |  | 12.5 | 10 |  | 32800 | 32000 | 97.56% | [8 empty] | Residential | 700 | No | 2.8
205272698 | Central Heat Pump | CARRIER | HRCU-A-CB (Split System: Heat Pump with Remote Outdoor Unit-Air-Source) | 25VNA436A*030* |  |  | CSPH*3612AL*+UI | 59TN6B080C21**20 | 33600 | 20 |  | 12.5 | 10 |  | 32800 | 32000 | 97.56% | [8 empty] | Residential | 700 | No | 2.8
205272699 | Central Heat Pump | CARRIER | HRCU-A-CB (Split System: Heat Pump with Remote Outdoor Unit-Air-Source) | 25VNA436A*030* |  |  | CSPH*3612AL*+UI | 59TN6B100C21**22 | 33800 | 20 |  | 12.5 | 10 |  | 32600 | 31800 | 97.55% | [8 empty] | Residential | 705 | No | 2.82
205272701 | Central Heat Pump | CARRIER | HRCU-A-CB (Split System: Heat Pump with Remote Outdoor Unit-Air-Source) | 25VNA436A*030* |  |  | CSPH*3612AL*+UI | 58TN*A090C17**16 | 33800 | 20.5 |  | 12.5 | 10.5 |  | 32200 | 31400 | 97.52% | [8 empty] | Residential | 705 | No | 2.82
205272702 | Central Heat Pump | CARRIER | HRCU-A-CB (Split System: Heat Pump with Remote Outdoor Unit-Air-Source) | 25VNA436A*030* |  |  | CSPH*3612AL*+UI | 58TN*A110C21**20 | 33800 | 20.5 |  | 12.5 | 10.5 |  | 32200 | 31400 | 97.52% | [8 empty] | Residential | 705 | No | 2.82
205272706 | Central Heat Pump | CARRIER | HRCU-A-CB (Split System: Heat Pump with Remote Outdoor Unit-Air-Source) | 25VNA436A*030* |  |  | CSPH*4212AL*+UI | 58TN*A070C21**20 | 33800 | 20 |  | 12.5 | 10.5 |  | 35600 | 33600 | 94.38% | [8 empty] | Residential | 705 | No | 2.82
205272707 | Central Heat Pump | CARRIER | HRCU-A-CB (Split System: Heat Pump with Remote Outdoor Unit-Air-Source) | 25VNA436A*030* |  |  | CSPH*4212AL*+UI | 58TN*A090C21**20 | 34000 | 20.5 |  | 12.5 | 10.5 |  | 35400 | 33400 | 94.35% | [8 empty] | Residential | 707.5 | No | 2.83
205272708 | Central Heat Pump | CARRIER | HRCU-A-CB (Split System: Heat Pump with Remote Outdoor Unit-Air-Source) | 25VNA436A*030* |  |  | CSPH*4212AL*+UI | 58TN*A135C24**22 | 34000 | 20.5 |  | 12.5 | 10.5 |  | 35200 | 33400 | 94.89% | [8 empty] | Residential | 707.5 | No | 2.83
205272711 | Central Heat Pump | CARRIER | HRCU-A-CB (Split System: Heat Pump with Remote Outdoor Unit-Air-Source) | 25VNA436A*030* |  |  | CSPH*4212AL*+UI | 59TN6B120C24**22 | 34000 | 20.5 |  | 12.5 | 10.5 |  | 35400 | 33400 | 94.35% | [8 empty] | Residential | 707.5 | No | 2.83
205139785 | Central Heat Pump | AMERICAN STANDARD | HRCU-A-CB (Split System: Heat Pump with Remote Outdoor Unit-Air-Source) | 4A6L9048A1 | ADP |  | V,T60H210P179 | P0V0C000M50SA+RP | 48000 | 19 |  | 12.5 | 10 |  | 41000 | 30000 | 73.17% | [8 empty] | Residential | 1000 | No | 4
205139786 | Central Heat Pump | AMERICAN STANDARD | HRCU-A-CB (Split System: Heat Pump with Remote Outdoor Unit-Air-Source) | 4A6L9048A1 | ADP |  | PL60H245P189 | P0V0C000M50SA+RP | 48000 | 19 |  | 12.5 | 10 |  | 41000 | 30000 | 73.17% | [8 empty] | Residential | 1000 | No | 4
205139788 | Central Heat Pump | AMERICAN STANDARD | HRCU-A-CB (Split System: Heat Pump with Remote Outdoor Unit-Air-Source) | 4A6L9048A1 | ADP |  | V,T60H210P199 | P0V0C000M50SA+RP | 49000 | 19 |  | 12.5 | 10 |  | 40500 | 29400 | 72.59% | [8 empty] | Residential | 1020 | No | 4.08
205139789 | Central Heat Pump | AMERICAN STANDARD | HRCU-A-CB (Split System: Heat Pump with Remote Outdoor Unit-Air-Source) | 4A6L9048A1 | ADP |  | H,TG84960 | P0V0C000M50SA+RP | 49000 | 19 |  | 12.5 | 10 |  | 40500 | 29400 | 72.59% | [8 empty] | Residential | 1020 | No | 4.08
205139790 | Central Heat Pump | AMERICAN STANDARD | HRCU-A-CB (Split System: Heat Pump with Remote Outdoor Unit-Air-Source) | 4A6L9048A1 | ADP |  | H,TG86960 | P0V0C000M50SA+RP | 49000 | 19 |  | 12.5 | 10 |  | 40500 | 29400 | 72.59% | [8 empty] | Residential | 1020 | No | 4.08
205139792 | Central Heat Pump | AMERICAN STANDARD | HRCU-A-CB (Split System: Heat Pump with Remote Outdoor Unit-Air-Source) | 4A6L9048A1 | ADP |  | PL60H245P189 | P0V0D000M50SA+RP | 48000 | 19 |  | 12.5 | 10 |  | 40500 | 29800 | 73.58% | [8 empty] | Residential | 1000 | No | 4
205139794 | Central Heat Pump | AMERICAN STANDARD | HRCU-A-CB (Split System: Heat Pump with Remote Outdoor Unit-Air-Source) | 4A6L9048A1 | ADP |  | H,TG84960 | P0V0D000M50SA+RP | 49500 | 19 |  | 12.5 | 10 |  | 40000 | 29400 | 73.5% | [8 empty] | Residential | 1032.5 | No | 4.13
205143942 | Central Heat Pump | AMERICAN STANDARD | HRCU-A-CB (Split System: Heat Pump with Remote Outdoor Unit-Air-Source) | 4A6L9024A1 | ADP |  | PL36H175P369 | P0V0A000M30SA+RP | 22800 | 18 |  | 13 | 10 |  | 19300 | 11700 | 60.62% | [8 empty] | Residential | 475 | No | 1.9
205273895 | Central Heat Pump | BRYANT HEATING AND COOLING SYSTEMS | HRCU-A-CB (Split System: Heat Pump with Remote Outdoor Unit-Air-Source) | 284ANV024*0**A* |  |  | CNPV*4824AL*+UI | 88*TA60090C21*** | 23400 | 22 |  | 14 | 11 |  | 24000 | 24000 | 100% | [8 empty] | Residential | 487.5 | No | 1.95
205273896 | Central Heat Pump | BRYANT HEATING AND COOLING SYSTEMS | HRCU-A-CB (Split System: Heat Pump with Remote Outdoor Unit-Air-Source) | 284ANV024*0**A* |  |  | CNPV*4824AL*+UI | 88*TA66135C24*** | 23400 | 22 |  | 14 | 11 |  | 24000 | 24000 | 100% | [8 empty] | Residential | 487.5 | No | 1.95
205273897 | Central Heat Pump | BRYANT HEATING AND COOLING SYSTEMS | HRCU-A-CB (Split System: Heat Pump with Remote Outdoor Unit-Air-Source) | 284ANV024*0**A* |  |  | CNPV*4824AL*+UI | 986TC66120C24*** | 23400 | 22 |  | 14 | 11 |  | 24000 | 24000 | 100% | [8 empty] | Residential | 487.5 | No | 1.95
205273898 | Central Heat Pump | BRYANT HEATING AND COOLING SYSTEMS | HRCU-A-CB (Split System: Heat Pump with Remote Outdoor Unit-Air-Source) | 284ANV024*0**A* |  |  | CNPV*6024AL*+UI | 88*TA60070C21*** | 23400 | 22 |  | 14 | 11 |  | 24000 | 23800 | 99.17% | [8 empty] | Residential | 487.5 | No | 1.95
205273899 | Central Heat Pump | BRYANT HEATING AND COOLING SYSTEMS | HRCU-A-CB (Split System: Heat Pump with Remote Outdoor Unit-Air-Source) | 284ANV024*0**A* |  |  | CNPV*6024AL*+UI | 88*TA60090C21*** | 23400 | 22 |  | 14 | 11 |  | 24000 | 23800 | 99.17% | [8 empty] | Residential | 487.5 | No | 1.95
205273900 | Central Heat Pump | BRYANT HEATING AND COOLING SYSTEMS | HRCU-A-CB (Split System: Heat Pump with Remote Outdoor Unit-Air-Source) | 284ANV024*0**A* |  |  | CNPV*6024AL*+UI | 88*TA66135C24*** | 23400 | 22 |  | 14 | 11 |  | 24000 | 23800 | 99.17% | [8 empty] | Residential | 487.5 | No | 1.95
205273901 | Central Heat Pump | BRYANT HEATING AND COOLING SYSTEMS | HRCU-A-CB (Split System: Heat Pump with Remote Outdoor Unit-Air-Source) | 284ANV024*0**A* |  |  | CNPV*6024AL*+UI | 986TC66120C24*** | 23400 | 22 |  | 14 | 11 |  | 24000 | 23800 | 99.17% | [8 empty] | Residential | 487.5 | No | 1.95
205273902 | Central Heat Pump | BRYANT HEATING AND COOLING SYSTEMS | HRCU-A-CB (Split System: Heat Pump with Remote Outdoor Unit-Air-Source) | 284ANV024*0**A* |  |  | CSPH*3612AL*+UI | 88*TA36045C17*** | 23400 | 21 |  | 14 | 11 |  | 24000 | 24400 | 101.7% | [8 empty] | Residential | 487.5 | No | 1.95
207454963 | Central Heat Pump | LENNOX | HRCU-A-CB (Split System: Heat Pump with Remote Outdoor Unit-Air-Source) | SL25XPV-024-230A** | ADP |  | LH35/38X9 | SLP99UH090XV36C* | 22800 | 23 |  | 14 | 10 |  | 19800 | 22200 | 112.1% | [8 empty] | Residential | 475 | No | 1.9
207454964 | Central Heat Pump | LENNOX | HRCU-A-CB (Split System: Heat Pump with Remote Outdoor Unit-Air-Source) | SL25XPV-024-230A** | ADP |  | LH35/38F9 | SLP99UH090XV36C* | 22800 | 23 |  | 14 | 10 |  | 19800 | 22200 | 112.1% | [8 empty] | Residential | 475 | No | 1.9
207454965 | Central Heat Pump | LENNOX | HRCU-A-CB (Split System: Heat Pump with Remote Outdoor Unit-Air-Source) | SL25XPV-024-230A** | ADP |  | L*30/36U9 | SLP99UH090XV36C* | 22600 | 22 |  | 14 | 10 |  | 19800 | 22200 | 112.1% | [8 empty] | Residential | 470 | No | 1.88
207454966 | Central Heat Pump | LENNOX | HRCU-A-CB (Split System: Heat Pump with Remote Outdoor Unit-Air-Source) | SL25XPV-024-230A** | ADP |  | L*35/36U9 | SLP99UH090XV36C* | 22800 | 22 |  | 14 | 10 |  | 19800 | 22200 | 112.1% | [8 empty] | Residential | 475 | No | 1.9
207454967 | Central Heat Pump | LENNOX | HRCU-A-CB (Split System: Heat Pump with Remote Outdoor Unit-Air-Source) | SL25XPV-024-230A** | ADP |  | L*35/36S9 | SLP99UH090XV36C* | 22800 | 22 |  | 14 | 10 |  | 19800 | 22200 | 112.1% | [8 empty] | Residential | 475 | No | 1.9
207454968 | Central Heat Pump | LENNOX | HRCU-A-CB (Split System: Heat Pump with Remote Outdoor Unit-Air-Source) | SL25XPV-024-230A** | ADP |  | LH18/37D9 | SLP99UH090XV36C* | 22400 | 22 |  | 14 | 10 |  | 19800 | 22200 | 112.1% | [8 empty] | Residential | 467.5 | No | 1.87
207454969 | Central Heat Pump | LENNOX | HRCU-A-CB (Split System: Heat Pump with Remote Outdoor Unit-Air-Source) | SL25XPV-024-230A** | ADP |  | LH23/37W9 | SLP99UH090XV36C* | 22800 | 23 |  | 14 | 10 |  | 19800 | 22200 | 112.1% | [8 empty] | Residential | 475 | No | 1.9
207454970 | Central Heat Pump | LENNOX | HRCU-A-CB (Split System: Heat Pump with Remote Outdoor Unit-Air-Source) | SL25XPV-024-230A** | ADP |  | L*23/37Z9 | SLP99UH090XV36C* | 22800 | 23 |  | 14 | 10 |  | 19800 | 22200 | 112.1% | [8 empty] | Residential | 475 | No | 1.9
205273903 | Central Heat Pump | BRYANT HEATING AND COOLING SYSTEMS | HRCU-A-CB (Split System: Heat Pump with Remote Outdoor Unit-Air-Source) | 284ANV024*0**A* |  |  | CSPH*3612AL*+UI | 88*TA48070C17*** | 23400 | 21 |  | 14 | 11 |  | 24000 | 24200 | 100.8% | [8 empty] | Residential | 487.5 | No | 1.95
201923063 | Central Heat Pump | AMERICAN STANDARD | HRCU-A-CB (Split System: Heat Pump with Remote Outdoor Unit-Air-Source) | 4A6L9024A1 |  |  | 4TXCB006DS3 | S9V2B040U3PSB+RP | 24000 | 19.5 |  | 13 | 11 |  | 20000 | 13600 | 68% | [8 empty] | Residential | 500 | No | 2
201923065 | Central Heat Pump | AMERICAN STANDARD | HRCU-A-CB (Split System: Heat Pump with Remote Outdoor Unit-Air-Source) | 4A6L9024A1 |  |  | 4TXCC009DS3 | *UHMC100ACV4 | 25000 | 19 |  | 13 | 11 |  | 20400 | 13500 | 66.18% | [8 empty] | Residential | 520 | No | 2.08
201923080 | Central Heat Pump | AMERICAN STANDARD | HRCU-A-CB (Split System: Heat Pump with Remote Outdoor Unit-Air-Source) | 4A6L9024A1 |  |  | TEM8A0B24V21+TDR |  | 23800 | 19 |  | 12.5 | 11 |  | 20000 | 14100 | 70.5% | 23400 | 18 | 12 | 9 | 21000 |  |  |  | Residential | 487.5 | No | 1.95
207590042 | Central Heat Pump | AMERICAN STANDARD | HRCU-A-CB (Split System: Heat Pump with Remote Outdoor Unit-Air-Source) | 4A6V0X48A1 |  |  | TAM9A0C48V41 |  | 47000 | 19.25 |  | 12.5 | 10 |  | 42500 | 35200 | 82.82% | 45500 | 19.5 | 11.7 | 8.5 | 41000 |  |  |  | Residential | 947.5 | No | 3.79
207590043 | Central Heat Pump | AMERICAN STANDARD | HRCU-A-CB (Split System: Heat Pump with Remote Outdoor Unit-Air-Source) | 4A6V0X48A1 |  |  | TAM9A0C60V51 |  | 46500 | 19.5 |  | 12.5 | 10 |  | 43000 | 35200 | 81.86% | 46000 | 19.5 | 11.7 | 8.5 | 40500 |  |  |  | Residential | 957.5 | No | 3.83
207590058 | Central Heat Pump | AMERICAN STANDARD | HRCU-A-CB (Split System: Heat Pump with Remote Outdoor Unit-Air-Source) | 4A6V0X48A1 |  |  | TEM8A0C48V41+TDR |  | 47500 | 18 |  | 12.5 | 10 |  | 42000 | 36000 | 85.71% | 47000 | 19.5 | 12 | 8.7 | 42000 |  |  |  | Residential | 980 | No | 3.92
207590059 | Central Heat Pump | AMERICAN STANDARD | HRCU-A-CB (Split System: Heat Pump with Remote Outdoor Unit-Air-Source) | 4A6V0X48A1 |  |  | TEM8A0C60V51+TDR |  | 47000 | 18 |  | 12.5 | 10 |  | 43500 | 36200 | 83.22% | [8 empty] | Residential | 980 | No | 3.92
207454971 | Central Heat Pump | LENNOX | HRCU-A-CB (Split System: Heat Pump with Remote Outdoor Unit-Air-Source) | SL25XPV-024-230A** | ADP |  | LH29/36F9 | SLP99UH090XV48C* | 22200 | 21 |  | 14 | 10 |  | 19800 | 22200 | 112.1% | [8 empty] | Residential | 462.5 | No | 1.85
207454972 | Central Heat Pump | LENNOX | HRCU-A-CB (Split System: Heat Pump with Remote Outdoor Unit-Air-Source) | SL25XPV-024-230A** | ADP |  | LH35/36F9 | SLP99UH090XV48C* | 22600 | 21 |  | 14 | 10 |  | 19800 | 22200 | 112.1% | [8 empty] | Residential | 470 | No | 1.88
207454973 | Central Heat Pump | LENNOX | HRCU-A-CB (Split System: Heat Pump with Remote Outdoor Unit-Air-Source) | SL25XPV-024-230A** | ADP |  | L*19/36S9 | SLP99UH090XV48C* | 22200 | 21 |  | 14 | 10 |  | 19800 | 22200 | 112.1% | [8 empty] | Residential | 462.5 | No | 1.85
207454974 | Central Heat Pump | LENNOX | HRCU-A-CB (Split System: Heat Pump with Remote Outdoor Unit-Air-Source) | SL25XPV-024-230A** | ADP |  | LH35/38X9 | SLP99UH090XV48C* | 22800 | 22 |  | 14 | 10 |  | 19800 | 22200 | 112.1% | [8 empty] | Residential | 475 | No | 1.9
207454975 | Central Heat Pump | LENNOX | HRCU-A-CB (Split System: Heat Pump with Remote Outdoor Unit-Air-Source) | SL25XPV-024-230A** | ADP |  | LH35/38F9 | SLP99UH090XV48C* | 22800 | 22 |  | 14 | 10 |  | 19800 | 22200 | 112.1% | [8 empty] | Residential | 475 | No | 1.9
207454976 | Central Heat Pump | LENNOX | HRCU-A-CB (Split System: Heat Pump with Remote Outdoor Unit-Air-Source) | SL25XPV-024-230A** | ADP |  | L*30/36U9 | SLP99UH090XV48C* | 22600 | 21 |  | 14 | 10 |  | 19800 | 22200 | 112.1% | [8 empty] | Residential | 470 | No | 1.88
207454977 | Central Heat Pump | LENNOX | HRCU-A-CB (Split System: Heat Pump with Remote Outdoor Unit-Air-Source) | SL25XPV-024-230A** | ADP |  | L*35/36U9 | SLP99UH090XV48C* | 22800 | 22 |  | 14 | 10 |  | 19800 | 22200 | 112.1% | [8 empty] | Residential | 475 | No | 1.9
207454978 | Central Heat Pump | LENNOX | HRCU-A-CB (Split System: Heat Pump with Remote Outdoor Unit-Air-Source) | SL25XPV-024-230A** | ADP |  | L*35/36S9 | SLP99UH090XV48C* | 22800 | 22 |  | 14 | 10 |  | 19800 | 22200 | 112.1% | [8 empty] | Residential | 475 | No | 1.9
207590697 | Central Heat Pump | AMERICAN STANDARD | HRCU-A-CB (Split System: Heat Pump with Remote Outdoor Unit-Air-Source) | 4A6V0X24A1 |  |  | 4PX*BD36BS3 | *DD2B060ACV3 | 24400 | 19.25 |  | 13.5 | 10 |  | 22200 | 17200 | 77.48% | [8 empty] | Residential | 507.5 | No | 2.03
207590698 | Central Heat Pump | AMERICAN STANDARD | HRCU-A-CB (Split System: Heat Pump with Remote Outdoor Unit-Air-Source) | 4A6V0X24A1 |  |  | 4PX*BD36BS3 | *DHMB060BCV3 | 24400 | 19 |  | 13 | 10 |  | 22200 | 17400 | 78.38% | [8 empty] | Residential | 507.5 | No | 2.03
207590717 | Central Heat Pump | AMERICAN STANDARD | HRCU-A-CB (Split System: Heat Pump with Remote Outdoor Unit-Air-Source) | 4A6V0X24A1 |  |  | 4PX*BU42BS3 | *UHMB060ACV3 | 24600 | 18 |  | 13 | 10 |  | 22200 | 17300 | 77.93% | [8 empty] | Residential | 512.5 | No | 2.05
207690047 | Central Heat Pump | AMERICAN STANDARD | HRCU-A-CB (Split System: Heat Pump with Remote Outdoor Unit-Air-Source) | 4A6V0X24A1 |  |  | TAMXA0B30V31 |  | 24200 | 19.25 |  | 13.75 | 10 |  | 20200 | 16800 | 83.17% | [8 empty] | Residential | 505 | No | 2.02
201923679 | Central Heat Pump | AMERICAN STANDARD | HRCU-A-CB (Split System: Heat Pump with Remote Outdoor Unit-Air-Source) | 4A6L9024A1 |  |  | TAM9A0B30V31 |  | 23600 | 19.5 |  | 13 | 11.5 |  | 19800 | 13000 | 65.66% | [8 empty] | Residential | 492.5 | No | 1.97
201978189 | Central Heat Pump | AMERICAN STANDARD | HRCU-A-CB (Split System: Heat Pump with Remote Outdoor Unit-Air-Source) | 4A6L9024A1 |  |  | TAM9A0A24V21 |  | 23000 | 18.5 |  | 12.5 | 11 |  | 20000 | 14100 | 70.5% | 23000 | 18 | 12 | 8.7 | 20800 |  |  |  | Residential | 480 | No | 1.92
10093453 | Central Heat Pump | AMERICAN STANDARD | HRCU-A-CB (Split System: Heat Pump with Remote Outdoor Unit-Air-Source) | 4A6V0060A1 |  |  | TAM9A0C60V51 |  | 54500 | 19 |  | 12.7 | 10 |  | 51500 | 48000 | 93.2% | [8 empty] | Residential | 1135 | No | 4.54
10153449 | Central Heat Pump | AMERICAN STANDARD | HRCU-A-CB (Split System: Heat Pump with Remote Outdoor Unit-Air-Source) | 4A6V0060A1 |  |  | TEM8A0D48V41+TDR |  | 53500 | 18.5 |  | 12.5 | 10 |  | 52500 | 49500 | 94.29% | [8 empty] | Residential | 1115 | No | 4.46
10510930 | Central Heat Pump | AMERICAN STANDARD | HRCU-A-CB (Split System: Heat Pump with Remote Outdoor Unit-Air-Source) | 4A6V0060A1 |  |  | 4PX*CU60BS3 | S9V2C080U5PSB+RP | 55500 | 19.25 |  | 12.5 | 10 |  | 52500 | 50500 | 96.19% | [8 empty] | Residential | 1157.5 | No | 4.63
207454979 | Central Heat Pump | LENNOX | HRCU-A-CB (Split System: Heat Pump with Remote Outdoor Unit-Air-Source) | SL25XPV-024-230A** | ADP |  | LH18/37D9 | SLP99UH090XV48C* | 22400 | 21 |  | 14 | 10 |  | 19800 | 22200 | 112.1% | [8 empty] | Residential | 467.5 | No | 1.87
207454980 | Central Heat Pump | LENNOX | HRCU-A-CB (Split System: Heat Pump with Remote Outdoor Unit-Air-Source) | SL25XPV-024-230A** | ADP |  | LH23/37W9 | SLP99UH090XV48C* | 22800 | 22 |  | 14 | 10 |  | 19800 | 22200 | 112.1% | [8 empty] | Residential | 475 | No | 1.9
207454981 | Central Heat Pump | LENNOX | HRCU-A-CB (Split System: Heat Pump with Remote Outdoor Unit-Air-Source) | SL25XPV-024-230A** | ADP |  | L*23/37Z9 | SLP99UH090XV48C* | 22800 | 22 |  | 14 | 10 |  | 19800 | 22200 | 112.1% | [8 empty] | Residential | 475 | No | 1.9
207454982 | Central Heat Pump | LENNOX | HRCU-A-CB (Split System: Heat Pump with Remote Outdoor Unit-Air-Source) | SL25XPV-024-230A** | ADP |  | LH29/36F9 | SLP99UH090XV60C* | 22200 | 20 |  | 14 | 10 |  | 19800 | 22200 | 112.1% | [8 empty] | Residential | 462.5 | No | 1.85
205143944 | Central Heat Pump | AMERICAN STANDARD | HRCU-A-CB (Split System: Heat Pump with Remote Outdoor Unit-Air-Source) | 4A6L9024A1 | ADP |  | V,T36H***P229 | P0V0A000M30SA+RP | 22800 | 18 |  | 13 | 10 |  | 18300 | 11700 | 63.93% | [8 empty] | Residential | 475 | No | 1.9
205143962 | Central Heat Pump | AMERICAN STANDARD | HRCU-A-CB (Split System: Heat Pump with Remote Outdoor Unit-Air-Source) | 4A6L9048A1 | ADP |  | H,TG3K948 | P0V0C000M50SA+RP | 48000 | 19 |  | 12.5 | 10 |  | 41000 | 30000 | 73.17% | [8 empty] | Residential | 1000 | No | 4
205821614 | Central Heat Pump | AMERICAN STANDARD | HRCU-A-CB (Split System: Heat Pump with Remote Outdoor Unit-Air-Source) | 4A6L9048A1 | ADP |  | V,T60H245P799 | P0V0D000M50SA+RP | 49500 | 19 |  | 12.5 | 10 |  | 40000 | 29400 | 73.5% | [8 empty] | Residential | 1032.5 | No | 4.13
205821643 | Central Heat Pump | AMERICAN STANDARD | HRCU-A-CB (Split System: Heat Pump with Remote Outdoor Unit-Air-Source) | 4A6L9024A1 | ADP |  | V,T36H***P219 | P0V0A000M30SA+RP | 22800 | 18 |  | 13 | 10 |  | 18300 | 11700 | 63.93% | [8 empty] | Residential | 475 | No | 1.9
206912696 | Central Heat Pump | AMERICAN STANDARD | HRCU-A-CB (Split System: Heat Pump with Remote Outdoor Unit-Air-Source) | 4A6V0036A1 |  |  | 4PX*BU42BS3 | P0V0B000M40SC+RP | 35200 | 20.5 |  | 13 | 10 |  | 32000 | 25400 | 79.38% | [8 empty] | Residential | 732.5 | No | 2.93
207782129 | Central Heat Pump | AMERICAN STANDARD | HRCU-A-CB (Split System: Heat Pump with Remote Outdoor Unit-Air-Source) | 4A6V0036A1 |  |  | 4PX*CU36BS3 | S9V2C100U5PSB+RP | 35000 | 20 |  | 13 | 10 |  | 32200 | 25200 | 78.26% | [8 empty] | Residential | 730 | No | 2.92
207782131 | Central Heat Pump | AMERICAN STANDARD | HRCU-A-CB (Split System: Heat Pump with Remote Outdoor Unit-Air-Source) | 4A6V0036A1 |  |  | 4PX*CU48BS3 | S9V2C100U5PSB+RP | 36600 | 20.5 |  | 13.5 | 10 |  | 33000 | 25600 | 77.58% | [8 empty] | Residential | 762.5 | No | 3.05
207782133 | Central Heat Pump | AMERICAN STANDARD | HRCU-A-CB (Split System: Heat Pump with Remote Outdoor Unit-Air-Source) | 4A6V0036A1 |  |  | 4TXCC005DS3 | S9V2C100U5PSB+RP | 35000 | 20 |  | 12.5 | 10 |  | 32200 | 25200 | 78.26% | [8 empty] | Residential | 730 | No | 2.92
209862137 | Central Heat Pump | Grandaire | HRCU-A-CB (Split System: Heat Pump with Remote Outdoor Unit-Air-Source) | WDLCURAH24ABK |  |  | WDLFUAAH24XAK |  | 24000 | 20 |  | 12.5 | 12 |  | 24000 | 19200 | 80% | 24000 | 17.4 | 11.7 | 10 | 24000 | 22600 | 94.17% | 1.91 | Residential | 500 | Yes | 2 | Both
209862136 | Central Heat Pump | Grandaire | HRCU-A-CB (Split System: Heat Pump with Remote Outdoor Unit-Air-Source) | WDLCURAH18ABK |  |  | WDLFUAAH18XAK |  | 18000 | 20 |  | 12.5 | 11 |  | 19000 | 13500 | 71.05% | 18000 | 18 | 12.4 | 9.3 | 19000 | 16500 | 86.84% | 2.04 | Residential | 375 | Yes | 1.5 | Both
210627720 | Central Heat Pump | TGM | HRCU-A-CB (Split System: Heat Pump with Remote Outdoor Unit-Air-Source) | GTS18HN036A |  |  | GTA18H024A |  | 24000 | 20 |  | 12.5 | 10.5 |  | 24000 | 16000 | 66.67% | 24000 | 17 | 12 | 9 | 24000 | 22000 | 91.67% | 1.8 | Residential | 500 | Yes | 2 | Yes
207436610 | Central Heat Pump | LENNOX | HRCU-A-CB (Split System: Heat Pump with Remote Outdoor Unit-Air-Source) | SL25XPV-048-230A** |  |  | CX35-60C+TDR | SL280UH110XV60C* | 46500 | 20 |  | 12.5 | 11.6 |  | 44000 | 42000 | 95.45% | 46000 | 20 | 12.5 | 9.5 | 44000 | 36200 | 82.27% | 1.92 | Residential | 957.5 | Yes | 3.83 | Yes
206142317 | Central Heat Pump | AMERICAN STANDARD | HRCU-A-CB (Split System: Heat Pump with Remote Outdoor Unit-Air-Source) | 4A6L9024A1 | ADP |  | V,T36H***P129 | P0V0A000M30SB+RP | 22000 | 18 |  | 12.5 | 10 |  | 18100 | 11400 | 62.98% | [8 empty] | Residential | 457.5 | No | 1.83
206142318 | Central Heat Pump | AMERICAN STANDARD | HRCU-A-CB (Split System: Heat Pump with Remote Outdoor Unit-Air-Source) | 4A6L9024A1 | ADP |  | H,TG32936 | P0V0A000M30SB+RP | 22000 | 18 |  | 12.5 | 10 |  | 18100 | 11400 | 62.98% | [8 empty] | Residential | 457.5 | No | 1.83
206142319 | Central Heat Pump | AMERICAN STANDARD | HRCU-A-CB (Split System: Heat Pump with Remote Outdoor Unit-Air-Source) | 4A6L9024A1 | ADP |  | V,T36H***P229 | P0V0A000M30SB+RP | 22200 | 18 |  | 12.5 | 10 |  | 18100 | 11400 | 62.98% | [8 empty] | Residential | 462.5 | No | 1.85
206142320 | Central Heat Pump | AMERICAN STANDARD | HRCU-A-CB (Split System: Heat Pump with Remote Outdoor Unit-Air-Source) | 4A6L9024A1 | ADP |  | H,TG80936 | P0V0A000M30SB+RP | 22200 | 18 |  | 12.5 | 10 |  | 18100 | 11400 | 62.98% | [8 empty] | Residential | 462.5 | No | 1.85
206142334 | Central Heat Pump | AMERICAN STANDARD | HRCU-A-CB (Split System: Heat Pump with Remote Outdoor Unit-Air-Source) | 4A6L9048A1 | ADP |  | V,T60H210P199 | P0V0C000M50SB+RP | 49000 | 19 |  | 12.5 | 10 |  | 40500 | 29400 | 72.59% | [8 empty] | Residential | 1020 | No | 4.08
206142335 | Central Heat Pump | AMERICAN STANDARD | HRCU-A-CB (Split System: Heat Pump with Remote Outdoor Unit-Air-Source) | 4A6L9048A1 | ADP |  | H,TG84960 | P0V0C000M50SB+RP | 49000 | 19 |  | 12.5 | 10 |  | 40500 | 29400 | 72.59% | [8 empty] | Residential | 1020 | No | 4.08
207454983 | Central Heat Pump | LENNOX | HRCU-A-CB (Split System: Heat Pump with Remote Outdoor Unit-Air-Source) | SL25XPV-024-230A** | ADP |  | LH35/36F9 | SLP99UH090XV60C* | 22600 | 20 |  | 14 | 10 |  | 19800 | 22200 | 112.1% | [8 empty] | Residential | 470 | No | 1.88
207454984 | Central Heat Pump | LENNOX | HRCU-A-CB (Split System: Heat Pump with Remote Outdoor Unit-Air-Source) | SL25XPV-024-230A** | ADP |  | L*19/36S9 | SLP99UH090XV60C* | 22200 | 20 |  | 14 | 10 |  | 19800 | 22200 | 112.1% | [8 empty] | Residential | 462.5 | No | 1.85
207436611 | Central Heat Pump | LENNOX | HRCU-A-CB (Split System: Heat Pump with Remote Outdoor Unit-Air-Source) | SL25XPV-048-230A** |  |  | CX35-60C+TDR | SL297UH080NV48C* | 47000 | 20 |  | 12.5 | 11.6 |  | 44000 | 42000 | 95.45% | 45500 | 20 | 12.2 | 9.5 | 44000 | 36400 | 82.73% | 1.92 | Residential | 947.5 | Yes | 3.79 | Yes
207436612 | Central Heat Pump | LENNOX | HRCU-A-CB (Split System: Heat Pump with Remote Outdoor Unit-Air-Source) | SL25XPV-048-230A** |  |  | CX35-60C+TDR | SL297UH080NV60C* | 46500 | 20 |  | 12.5 | 11.6 |  | 44000 | 42000 | 95.45% | 45500 | 20 | 12.2 | 9.5 | 44000 | 36400 | 82.73% | 1.9 | Residential | 947.5 | Yes | 3.79 | Yes
207436613 | Central Heat Pump | LENNOX | HRCU-A-CB (Split System: Heat Pump with Remote Outdoor Unit-Air-Source) | SL25XPV-048-230A** |  |  | CX35-60C+TDR | SLP99UH090XV48C* | 46500 | 20 |  | 12.5 | 11.6 |  | 44000 | 42500 | 96.59% | 45500 | 20 | 12 | 9.5 | 44000 | 36400 | 82.73% | 1.9 | Residential | 947.5 | Yes | 3.79 | Yes
207436614 | Central Heat Pump | LENNOX | HRCU-A-CB (Split System: Heat Pump with Remote Outdoor Unit-Air-Source) | SL25XPV-048-230A** |  |  | CX35-60C+TDR | SLP99UH090XV60C* | 46500 | 20 |  | 12.5 | 11.6 |  | 44000 | 42500 | 96.59% | 45500 | 20 | 12.3 | 9.5 | 44000 | 36200 | 82.27% | 1.9 | Residential | 947.5 | Yes | 3.79 | Yes
207436615 | Central Heat Pump | LENNOX | HRCU-A-CB (Split System: Heat Pump with Remote Outdoor Unit-Air-Source) | SL25XPV-048-230A** |  |  | CX35-60C+TDR | SLP99UH110XV60C* | 46500 | 20 |  | 12.5 | 11.6 |  | 44000 | 42500 | 96.59% | 46000 | 20 | 12.5 | 9.5 | 44000 | 36200 | 82.27% | 1.92 | Residential | 957.5 | Yes | 3.83 | Yes
210288979 | Central Heat Pump | LENNOX | HRCU-A-CB (Split System: Heat Pump with Remote Outdoor Unit-Air-Source) | EL17XP1-018-230A** |  |  | CHX35-30B-**-*+TDR | SLP99UH070XV36B* | 18000 | 18.2 |  | 14.5 | 10 |  | 16800 | 10600 | 63.1% | 18000 | 16.8 | 14 | 8.5 | 17400 |  |  |  | Residential | 375 | No | 1.5 | No
210289001 | Central Heat Pump | LENNOX | HRCU-A-CB (Split System: Heat Pump with Remote Outdoor Unit-Air-Source) | EL17XP1-018-230A** |  |  | CR33-30/36B+TDR+TXV | EL296DF045XV36B* | 18000 | 18 |  | 14.5 | 10.2 |  | 18000 | 11400 | 63.33% | 18000 | 16.4 | 13.5 | 8.5 | 18000 |  |  |  | Residential | 375 | No | 1.5 | No
207454985 | Central Heat Pump | LENNOX | HRCU-A-CB (Split System: Heat Pump with Remote Outdoor Unit-Air-Source) | SL25XPV-024-230A** | ADP |  | LH35/38X9 | SLP99UH090XV60C* | 22800 | 21 |  | 14 | 10 |  | 19800 | 22200 | 112.1% | [8 empty] | Residential | 475 | No | 1.9
207454986 | Central Heat Pump | LENNOX | HRCU-A-CB (Split System: Heat Pump with Remote Outdoor Unit-Air-Source) | SL25XPV-024-230A** | ADP |  | LH35/38F9 | SLP99UH090XV60C* | 22800 | 21 |  | 14 | 10 |  | 19800 | 22200 | 112.1% | [8 empty] | Residential | 475 | No | 1.9
207454987 | Central Heat Pump | LENNOX | HRCU-A-CB (Split System: Heat Pump with Remote Outdoor Unit-Air-Source) | SL25XPV-024-230A** | ADP |  | L*30/36U9 | SLP99UH090XV60C* | 22600 | 20 |  | 14 | 10 |  | 19800 | 22200 | 112.1% | [8 empty] | Residential | 470 | No | 1.88
207454988 | Central Heat Pump | LENNOX | HRCU-A-CB (Split System: Heat Pump with Remote Outdoor Unit-Air-Source) | SL25XPV-024-230A** | ADP |  | L*35/36U9 | SLP99UH090XV60C* | 22800 | 21 |  | 14 | 10 |  | 19800 | 22200 | 112.1% | [8 empty] | Residential | 475 | No | 1.9
207454989 | Central Heat Pump | LENNOX | HRCU-A-CB (Split System: Heat Pump with Remote Outdoor Unit-Air-Source) | SL25XPV-024-230A** | ADP |  | L*35/36S9 | SLP99UH090XV60C* | 22800 | 21 |  | 14 | 10 |  | 19800 | 22200 | 112.1% | [8 empty] | Residential | 475 | No | 1.9
207454990 | Central Heat Pump | LENNOX | HRCU-A-CB (Split System: Heat Pump with Remote Outdoor Unit-Air-Source) | SL25XPV-024-230A** | ADP |  | LH18/37D9 | SLP99UH090XV60C* | 22400 | 20 |  | 14 | 10 |  | 19800 | 22200 | 112.1% | [8 empty] | Residential | 467.5 | No | 1.87
207454991 | Central Heat Pump | LENNOX | HRCU-A-CB (Split System: Heat Pump with Remote Outdoor Unit-Air-Source) | SL25XPV-024-230A** | ADP |  | LH23/37W9 | SLP99UH090XV60C* | 22800 | 21 |  | 14 | 10 |  | 19800 | 22200 | 112.1% | [8 empty] | Residential | 475 | No | 1.9
207454992 | Central Heat Pump | LENNOX | HRCU-A-CB (Split System: Heat Pump with Remote Outdoor Unit-Air-Source) | SL25XPV-024-230A** | ADP |  | L*23/37Z9 | SLP99UH090XV60C* | 22800 | 21 |  | 14 | 10 |  | 19800 | 22200 | 112.1% | [8 empty] | Residential | 475 | No | 1.9
201922936 | Central Heat Pump | TRANE | HRCU-A-CB (Split System: Heat Pump with Remote Outdoor Unit-Air-Source) | 4TWL9024A1 |  |  | 4PX*BD36BS3+HORIZ-RT | S9V2B040U3PSB+RP | 23400 | 19 |  | 12.5 | 11.5 |  | 20600 | 13800 | 66.99% | [8 empty] | Residential | 487.5 | No | 1.95
207782179 | Central Heat Pump | TRANE | HRCU-A-CB (Split System: Heat Pump with Remote Outdoor Unit-Air-Source) | 4TWV8036A1 |  |  | 4PX*CU48BS3 | S9V2C100U5PSB+RP | 36000 | 18 |  | 12.5 | 10 |  | 32800 | 25600 | 78.05% | [8 empty] | Residential | 750 | No | 3
207782181 | Central Heat Pump | TRANE | HRCU-A-CB (Split System: Heat Pump with Remote Outdoor Unit-Air-Source) | 4TWV8037A1 |  |  | 4PX*CU36BS3 | S9V2C100U5PSB+RP | 35000 | 18 |  | 12.5 | 10 |  | 32200 | 25200 | 78.26% | [8 empty] | Residential | 730 | No | 2.92
207782182 | Central Heat Pump | TRANE | HRCU-A-CB (Split System: Heat Pump with Remote Outdoor Unit-Air-Source) | 4TWV8037A1 |  |  | 4PX*CU48BS3 | S9V2C100U5PSB+RP | 36600 | 18 |  | 12.5 | 10 |  | 33000 | 25600 | 77.58% | [8 empty] | Residential | 762.5 | No | 3.05
207782183 | Central Heat Pump | TRANE | HRCU-A-CB (Split System: Heat Pump with Remote Outdoor Unit-Air-Source) | 4TWV8037A1 |  |  | 4TXCC005DS3 | S9V2C100U5PSB+RP | 35000 | 18 |  | 12.5 | 10 |  | 32200 | 25200 | 78.26% | [8 empty] | Residential | 730 | No | 2.92
207805056 | Central Heat Pump | TRANE | HRCU-A-CB (Split System: Heat Pump with Remote Outdoor Unit-Air-Source) | 4TWV8037A1 |  |  | 4PX*BU42BS3+P0V0B000M40SC+RP |  | 35200 | 18 |  | 12.5 | 10 |  | 32000 | 25400 | 79.38% | [8 empty] | Residential | 732.5 | No | 2.93
207805077 | Central Heat Pump | TRANE | HRCU-A-CB (Split System: Heat Pump with Remote Outdoor Unit-Air-Source) | 4TWV8048A1 |  |  | 4PX*DU60BS3+P0V0D000M50SC+RP |  | 48000 | 18 |  | 12.5 | 10 |  | 42500 | 36000 | 84.71% | [8 empty] | Residential | 1000 | No | 4
207805082 | Central Heat Pump | TRANE | HRCU-A-CB (Split System: Heat Pump with Remote Outdoor Unit-Air-Source) | 4TWV8048A1 |  |  | 4TXCD008DS3+P0V0D000M50SC+RP |  | 47000 | 18 |  | 12.5 | 10 |  | 43500 | 36600 | 84.14% | [8 empty] | Residential | 980 | No | 3.92
201922938 | Central Heat Pump | TRANE | HRCU-A-CB (Split System: Heat Pump with Remote Outdoor Unit-Air-Source) | 4TWL9024A1 |  |  | 4PX*BD42BS3 | *DHMB060BCV3 | 24000 | 19 |  | 13 | 11 |  | 20000 | 13300 | 66.5% | [8 empty] | Residential | 500 | No | 2
201922939 | Central Heat Pump | TRANE | HRCU-A-CB (Split System: Heat Pump with Remote Outdoor Unit-Air-Source) | 4TWL9024A1 |  |  | 4PX*BD48BS3 | S9V2B080D3PSB+RP | 24000 | 19 |  | 13 | 11 |  | 20600 | 13800 | 66.99% | [8 empty] | Residential | 500 | No | 2
205047220 | Central Heat Pump | LUXAIRE | HRCU-A-CB (Split System: Heat Pump with Remote Outdoor Unit-Air-Source) | HL19B3621 |  |  | CU60DXA2+TXV | TM8V080C16MP12 | 35800 | 18 |  | 14 | 10 |  | 35200 | 22400 | 63.64% | [8 empty] | Residential | 745 | No | 2.98
205047249 | Central Heat Pump | LUXAIRE | HRCU-A-CB (Split System: Heat Pump with Remote Outdoor Unit-Air-Source) | HL19B3621 |  |  | CM60DXA2+TXV | TMLV100C16MP12 | 35800 | 18 |  | 14 | 10 |  | 35200 | 22400 | 63.64% | [8 empty] | Residential | 745 | No | 2.98
205047257 | Central Heat Pump | LUXAIRE | HRCU-A-CB (Split System: Heat Pump with Remote Outdoor Unit-Air-Source) | HL19B3621 |  |  | CU60DXA2+TXV | TMLV100C16MP12 | 35800 | 18 |  | 14 | 10 |  | 35200 | 22400 | 63.64% | [8 empty] | Residential | 745 | No | 2.98
205047266 | Central Heat Pump | LUXAIRE | HRCU-A-CB (Split System: Heat Pump with Remote Outdoor Unit-Air-Source) | HL19B3621 |  |  | CM60DXA2+TXV | TPLC080C16MP13 | 35800 | 18 |  | 14 | 10 |  | 35200 | 22400 | 63.64% | [8 empty] | Residential | 745 | No | 2.98
205047273 | Central Heat Pump | LUXAIRE | HRCU-A-CB (Split System: Heat Pump with Remote Outdoor Unit-Air-Source) | HL19B3621 |  |  | CU60DXA2+TXV | TPLC080C16MP13 | 35800 | 18 |  | 14 | 10 |  | 35200 | 22400 | 63.64% | [8 empty] | Residential | 745 | No | 2.98
205047282 | Central Heat Pump | LUXAIRE | HRCU-A-CB (Split System: Heat Pump with Remote Outdoor Unit-Air-Source) | HL19B3621 |  |  | CM60DXA2+TXV | TPLC100C16MP13 | 35800 | 18 |  | 14 | 10 |  | 35200 | 22400 | 63.64% | [8 empty] | Residential | 745 | No | 2.98
205047289 | Central Heat Pump | LUXAIRE | HRCU-A-CB (Split System: Heat Pump with Remote Outdoor Unit-Air-Source) | HL19B3621 |  |  | CU60DXA2+TXV | TPLC100C16MP13 | 35800 | 18 |  | 14 | 10 |  | 35200 | 22400 | 63.64% | [8 empty] | Residential | 745 | No | 2.98
205047298 | Central Heat Pump | LUXAIRE | HRCU-A-CB (Split System: Heat Pump with Remote Outdoor Unit-Air-Source) | HL19B3621 |  |  | CM60DXA2+TXV | LPLC080C16MP13 | 35800 | 18 |  | 14 | 10 |  | 35200 | 22400 | 63.64% | [8 empty] | Residential | 745 | No | 2.98
207454993 | Central Heat Pump | LENNOX | HRCU-A-CB (Split System: Heat Pump with Remote Outdoor Unit-Air-Source) | SL25XPV-024-230A** | ADP |  | LH29/36F9 | SLP99UH110XV60C* | 22200 | 20 |  | 14 | 10 |  | 19800 | 22200 | 112.1% | [8 empty] | Residential | 462.5 | No | 1.85
207454994 | Central Heat Pump | LENNOX | HRCU-A-CB (Split System: Heat Pump with Remote Outdoor Unit-Air-Source) | SL25XPV-024-230A** | ADP |  | LH35/36F9 | SLP99UH110XV60C* | 22600 | 20 |  | 14 | 10 |  | 19800 | 22200 | 112.1% | [8 empty] | Residential | 470 | No | 1.88
207454995 | Central Heat Pump | LENNOX | HRCU-A-CB (Split System: Heat Pump with Remote Outdoor Unit-Air-Source) | SL25XPV-024-230A** | ADP |  | L*19/36S9 | SLP99UH110XV60C* | 22200 | 20 |  | 14 | 10 |  | 19800 | 22200 | 112.1% | [8 empty] | Residential | 462.5 | No | 1.85
207454996 | Central Heat Pump | LENNOX | HRCU-A-CB (Split System: Heat Pump with Remote Outdoor Unit-Air-Source) | SL25XPV-024-230A** | ADP |  | LH35/38X9 | SLP99UH110XV60C* | 22800 | 21 |  | 14 | 10 |  | 19800 | 22200 | 112.1% | [8 empty] | Residential | 475 | No | 1.9
207454997 | Central Heat Pump | LENNOX | HRCU-A-CB (Split System: Heat Pump with Remote Outdoor Unit-Air-Source) | SL25XPV-024-230A** | ADP |  | LH35/38F9 | SLP99UH110XV60C* | 22800 | 21 |  | 14 | 10 |  | 19800 | 22200 | 112.1% | [8 empty] | Residential | 475 | No | 1.9
207454998 | Central Heat Pump | LENNOX | HRCU-A-CB (Split System: Heat Pump with Remote Outdoor Unit-Air-Source) | SL25XPV-024-230A** | ADP |  | L*30/36U9 | SLP99UH110XV60C* | 22600 | 20 |  | 14 | 10 |  | 19800 | 22200 | 112.1% | [8 empty] | Residential | 470 | No | 1.88
207454999 | Central Heat Pump | LENNOX | HRCU-A-CB (Split System: Heat Pump with Remote Outdoor Unit-Air-Source) | SL25XPV-024-230A** | ADP |  | L*35/36U9 | SLP99UH110XV60C* | 22800 | 21 |  | 14 | 10 |  | 19800 | 22200 | 112.1% | [8 empty] | Residential | 475 | No | 1.9
207455000 | Central Heat Pump | LENNOX | HRCU-A-CB (Split System: Heat Pump with Remote Outdoor Unit-Air-Source) | SL25XPV-024-230A** | ADP |  | L*35/36S9 | SLP99UH110XV60C* | 22800 | 21 |  | 14 | 10 |  | 19800 | 22200 | 112.1% | [8 empty] | Residential | 475 | No | 1.9
205047302 | Central Heat Pump | LUXAIRE | HRCU-A-CB (Split System: Heat Pump with Remote Outdoor Unit-Air-Source) | HL19B3621 |  |  | CU60DXA2+TXV | LPLC080C16MP13 | 35800 | 18 |  | 14 | 10 |  | 35200 | 22400 | 63.64% | [8 empty] | Residential | 745 | No | 2.98
205047308 | Central Heat Pump | LUXAIRE | HRCU-A-CB (Split System: Heat Pump with Remote Outdoor Unit-Air-Source) | HL19B3621 |  |  | CM60DXA2+TXV | LPLC100C16MP13 | 35800 | 18 |  | 14 | 10 |  | 35200 | 22400 | 63.64% | [8 empty] | Residential | 745 | No | 2.98
201922945 | Central Heat Pump | TRANE | HRCU-A-CB (Split System: Heat Pump with Remote Outdoor Unit-Air-Source) | 4TWL9024A1 |  |  | 4PX*BU36BS3 | S9V2B040U3PSB+RP | 23800 | 18.5 |  | 12.5 | 11 |  | 19600 | 13300 | 67.86% | [8 empty] | Residential | 495 | No | 1.98
201922946 | Central Heat Pump | TRANE | HRCU-A-CB (Split System: Heat Pump with Remote Outdoor Unit-Air-Source) | 4TWL9024A1 |  |  | 4PX*BU36BS3 | S9V2B060U3PSB+RP | 23600 | 19 |  | 12.5 | 11 |  | 19200 | 13200 | 68.75% | [8 empty] | Residential | 492.5 | No | 1.97
201922948 | Central Heat Pump | TRANE | HRCU-A-CB (Split System: Heat Pump with Remote Outdoor Unit-Air-Source) | 4TWL9024A1 |  |  | 4PX*BU42BS3 | *UHMB080ACV3 | 24200 | 18 |  | 12.5 | 11 |  | 21000 | 14000 | 66.67% | [8 empty] | Residential | 505 | No | 2.02
201922949 | Central Heat Pump | TRANE | HRCU-A-CB (Split System: Heat Pump with Remote Outdoor Unit-Air-Source) | 4TWL9024A1 |  |  | 4PX*BU42BS3 | *UHMB060ACV3 | 24400 | 18 |  | 12.5 | 11 |  | 20400 | 14000 | 68.63% | [8 empty] | Residential | 507.5 | No | 2.03
201922951 | Central Heat Pump | TRANE | HRCU-A-CB (Split System: Heat Pump with Remote Outdoor Unit-Air-Source) | 4TWL9024A1 |  |  | 4PX*BU42BS3 | S9V2B060U3PSB+RP | 24200 | 19 |  | 13 | 11.5 |  | 20200 | 13700 | 67.82% | 23800 | 17.5 | 12.5 | 8.7 | 20400 |  |  |  | Residential | 495 | No | 1.98
201922953 | Central Heat Pump | TRANE | HRCU-A-CB (Split System: Heat Pump with Remote Outdoor Unit-Air-Source) | 4TWL9024A1 |  |  | 4PX*BU48BS3 | *UHMB060ACV3 | 24000 | 18 |  | 12.5 | 11 |  | 20600 | 13800 | 66.99% | [8 empty] | Residential | 500 | No | 2
201922954 | Central Heat Pump | TRANE | HRCU-A-CB (Split System: Heat Pump with Remote Outdoor Unit-Air-Source) | 4TWL9024A1 |  |  | 4PX*BU48BS3 | *UHMB080ACV3 | 24600 | 18 |  | 12.5 | 11 |  | 20600 | 13800 | 66.99% | [8 empty] | Residential | 512.5 | No | 2.05
207455001 | Central Heat Pump | LENNOX | HRCU-A-CB (Split System: Heat Pump with Remote Outdoor Unit-Air-Source) | SL25XPV-024-230A** | ADP |  | LH18/37D9 | SLP99UH110XV60C* | 22400 | 20 |  | 14 | 10 |  | 19800 | 22200 | 112.1% | [8 empty] | Residential | 467.5 | No | 1.87
207455002 | Central Heat Pump | LENNOX | HRCU-A-CB (Split System: Heat Pump with Remote Outdoor Unit-Air-Source) | SL25XPV-024-230A** | ADP |  | LH23/37W9 | SLP99UH110XV60C* | 22800 | 21 |  | 14 | 10 |  | 19800 | 22200 | 112.1% | [8 empty] | Residential | 475 | No | 1.9
207455003 | Central Heat Pump | LENNOX | HRCU-A-CB (Split System: Heat Pump with Remote Outdoor Unit-Air-Source) | SL25XPV-024-230A** | ADP |  | L*23/37Z9 | SLP99UH110XV60C* | 22800 | 21 |  | 14 | 10 |  | 19800 | 22200 | 112.1% | [8 empty] | Residential | 475 | No | 1.9
207455004 | Central Heat Pump | LENNOX | HRCU-A-CB (Split System: Heat Pump with Remote Outdoor Unit-Air-Source) | SL25XPV-036-230A** | ADP |  | L*35/36U9 | EL296DF045XV36B* | 34000 | 21 |  | 13 | 10 |  | 34400 | 32600 | 94.77% | [8 empty] | Residential | 707.5 | No | 2.83
207455005 | Central Heat Pump | LENNOX | HRCU-A-CB (Split System: Heat Pump with Remote Outdoor Unit-Air-Source) | SL25XPV-036-230A** | ADP |  | L*35/36S9 | EL296DF045XV36B* | 34000 | 21 |  | 13 | 10 |  | 34400 | 32600 | 94.77% | [8 empty] | Residential | 707.5 | No | 2.83
207455006 | Central Heat Pump | LENNOX | HRCU-A-CB (Split System: Heat Pump with Remote Outdoor Unit-Air-Source) | SL25XPV-036-230A** | ADP |  | L*23/37Z9 | EL296DF045XV36B* | 34000 | 21 |  | 13 | 10 |  | 34400 | 32600 | 94.77% | [8 empty] | Residential | 707.5 | No | 2.83
207455007 | Central Heat Pump | LENNOX | HRCU-A-CB (Split System: Heat Pump with Remote Outdoor Unit-Air-Source) | SL25XPV-036-230A** | ADP |  | L*35/36U9 | EL296DF070XV48B* | 33800 | 20 |  | 13 | 10 |  | 34400 | 32600 | 94.77% | [8 empty] | Residential | 705 | No | 2.82
207455008 | Central Heat Pump | LENNOX | HRCU-A-CB (Split System: Heat Pump with Remote Outdoor Unit-Air-Source) | SL25XPV-036-230A** | ADP |  | L*35/36S9 | EL296DF070XV48B* | 33800 | 20 |  | 13 | 10 |  | 34400 | 32600 | 94.77% | [8 empty] | Residential | 705 | No | 2.82
207526344 | Central Heat Pump | TRANE | HRCU-A-CB (Split System: Heat Pump with Remote Outdoor Unit-Air-Source) | 4TWV0X48A1 |  |  | TEM8A0C48V41+TDR |  | 47500 | 18 |  | 12.5 | 10 |  | 42000 | 36000 | 85.71% | 47000 | 19.5 | 12 | 8.7 | 42000 |  |  |  | Residential | 980 | No | 3.92
207526345 | Central Heat Pump | TRANE | HRCU-A-CB (Split System: Heat Pump with Remote Outdoor Unit-Air-Source) | 4TWV0X48A1 |  |  | TEM8A0C60V51+TDR |  | 47000 | 18 |  | 12.5 | 10 |  | 43500 | 36200 | 83.22% | [8 empty] | Residential | 980 | No | 3.92
207526381 | Central Heat Pump | TRANE | HRCU-A-CB (Split System: Heat Pump with Remote Outdoor Unit-Air-Source) | 4TWV0X36A1 |  |  | 4PX*BU36BS3 | S9V2B080U3PSB+RP | 34800 | 20 |  | 12.75 | 10 |  | 32200 | 26000 | 80.75% | [8 empty] | Residential | 725 | No | 2.9
207805272 | Central Heat Pump | AMERICAN STANDARD | HRCU-A-CB (Split System: Heat Pump with Remote Outdoor Unit-Air-Source) | 4A6V0036A1 |  |  | 4PX*BU42BS3+P0V0B000M40SC+RP |  | 35200 | 20.5 |  | 13 | 10 |  | 32000 | 25400 | 79.38% | [8 empty] | Residential | 732.5 | No | 2.93
6796528 | Central Heat Pump | AMERICAN STANDARD | HRCU-A-CB (Split System: Heat Pump with Remote Outdoor Unit-Air-Source) | 4A6V0036A1 |  |  | 4TXFH036CZ3 | *UD2C080ACV4 | 35400 | 20 |  | 13 | 10 |  | 31200 | 25600 | 82.05% | [8 empty] | Residential | 737.5 | No | 2.95
6796529 | Central Heat Pump | AMERICAN STANDARD | HRCU-A-CB (Split System: Heat Pump with Remote Outdoor Unit-Air-Source) | 4A6V0036A1 |  |  | 4TXFH036CZ3 | *UD2B080ACV3 | 34800 | 20 |  | 13 | 10 |  | 31200 | 25600 | 82.05% | [8 empty] | Residential | 725 | No | 2.9
7125571 | Central Heat Pump | AMERICAN STANDARD | HRCU-A-CB (Split System: Heat Pump with Remote Outdoor Unit-Air-Source) | 4A6V0036A1 |  |  | 4TXFH036CZ3 | *UHMB060ACV3 | 34800 | 18.75 |  | 12.5 | 10 |  | 30400 | 25600 | 84.21% | [8 empty] | Residential | 725 | No | 2.9
7125572 | Central Heat Pump | AMERICAN STANDARD | HRCU-A-CB (Split System: Heat Pump with Remote Outdoor Unit-Air-Source) | 4A6V0036A1 |  |  | 4TXFH036CZ3 | *DHMB060BCV3 | 34800 | 19.5 |  | 12.5 | 10 |  | 29000 | 25800 | 88.97% | [8 empty] | Residential | 725 | No | 2.9
8759144 | Central Heat Pump | AMERICAN STANDARD | HRCU-A-CB (Split System: Heat Pump with Remote Outdoor Unit-Air-Source) | 4A6V0036A1 |  |  | 4PX*CU48BS3 | *UD2C080ACV4 | 36800 | 21 |  | 13 | 10 |  | 33200 | 26600 | 80.12% | [8 empty] | Residential | 767.5 | No | 3.07
8759145 | Central Heat Pump | AMERICAN STANDARD | HRCU-A-CB (Split System: Heat Pump with Remote Outdoor Unit-Air-Source) | 4A6V0036A1 |  |  | 4PX*CU48BS3 | *UD2C100ACV5 | 37000 | 21 |  | 13 | 10 |  | 33200 | 26600 | 80.12% | [8 empty] | Residential | 770 | No | 3.08
8759184 | Central Heat Pump | AMERICAN STANDARD | HRCU-A-CB (Split System: Heat Pump with Remote Outdoor Unit-Air-Source) | 4A6V8036A1 |  |  | 4PX*CU36BS3 | *UD2C100ACV5 | 35000 | 18 |  | 12.5 | 10 |  | 31800 | 26000 | 81.76% | [8 empty] | Residential | 730 | No | 2.92
8759191 | Central Heat Pump | AMERICAN STANDARD | HRCU-A-CB (Split System: Heat Pump with Remote Outdoor Unit-Air-Source) | 4A6V8036A1 |  |  | 4PX*CU48BS3 | *UD2C100ACV5 | 36200 | 18 |  | 12.5 | 10 |  | 32600 | 26200 | 80.37% | [8 empty] | Residential | 755 | No | 3.02
8759235 | Central Heat Pump | AMERICAN STANDARD | HRCU-A-CB (Split System: Heat Pump with Remote Outdoor Unit-Air-Source) | 4A6V8048A1 |  |  | 4PX*DU60BS3 | *UD2D120ACV5 | 48000 | 18 |  | 12.5 | 10 |  | 44000 | 37000 | 84.09% | [8 empty] | Residential | 1000 | No | 4
205272714 | Central Heat Pump | CARRIER | HRCU-A-CB (Split System: Heat Pump with Remote Outdoor Unit-Air-Source) | 25VNA436A*030* |  |  | CSPH*4212AL*+UI | 59MN7B080C21**20 | 34000 | 20 |  | 12.5 | 10.5 |  | 35600 | 33600 | 94.38% | [8 empty] | Residential | 707.5 | No | 2.83
206788982 | Central Heat Pump | CARRIER | HRCU-A-CB (Split System: Heat Pump with Remote Outdoor Unit-Air-Source) | 25VNA460A*031* |  |  | CAP**6121AL*+UI | 58TN*A110C21**20 | 58000 | 20 |  | 12.5 | 10 |  | 59000 | 51000 | 86.44% | 57500 | 19 | 12 | 8 | 60500 |  |  |  | Residential | 1197.5 | No | 4.79
206788985 | Central Heat Pump | CARRIER | HRCU-A-CB (Split System: Heat Pump with Remote Outdoor Unit-Air-Source) | 25VNA460A*031* |  |  | CAP**6124AL*+UI | 59MN7B100C21**22 | 58000 | 20 |  | 12.5 | 10.5 |  | 59000 | 51000 | 86.44% | 58000 | 19.5 | 12 | 8 | 60500 |  |  |  | Residential | 1207.5 | No | 4.83
207455009 | Central Heat Pump | LENNOX | HRCU-A-CB (Split System: Heat Pump with Remote Outdoor Unit-Air-Source) | SL25XPV-036-230A** | ADP |  | L*23/37Z9 | EL296DF070XV48B* | 33800 | 20 |  | 13 | 10 |  | 34400 | 32600 | 94.77% | [8 empty] | Residential | 705 | No | 2.82
207455010 | Central Heat Pump | LENNOX | HRCU-A-CB (Split System: Heat Pump with Remote Outdoor Unit-Air-Source) | SL25XPV-036-230A** | ADP |  | L*35/36U9 | EL296DF090XV60C* | 35000 | 20 |  | 13.5 | 10 |  | 32400 | 26800 | 82.72% | [8 empty] | Residential | 730 | No | 2.92
207455011 | Central Heat Pump | LENNOX | HRCU-A-CB (Split System: Heat Pump with Remote Outdoor Unit-Air-Source) | SL25XPV-036-230A** | ADP |  | L*35/36S9 | EL296DF090XV60C* | 35000 | 20 |  | 13.5 | 10 |  | 32400 | 26800 | 82.72% | [8 empty] | Residential | 730 | No | 2.92
207455012 | Central Heat Pump | LENNOX | HRCU-A-CB (Split System: Heat Pump with Remote Outdoor Unit-Air-Source) | SL25XPV-036-230A** | ADP |  | L*23/37Z9 | EL296DF090XV60C* | 35200 | 20 |  | 13.5 | 10 |  | 32400 | 26800 | 82.72% | [8 empty] | Residential | 732.5 | No | 2.93
207455013 | Central Heat Pump | LENNOX | HRCU-A-CB (Split System: Heat Pump with Remote Outdoor Unit-Air-Source) | SL25XPV-036-230A** | ADP |  | L*35/36U9 | EL296DF110XV60C* | 35000 | 20 |  | 13.5 | 10 |  | 32400 | 26800 | 82.72% | [8 empty] | Residential | 730 | No | 2.92
207455014 | Central Heat Pump | LENNOX | HRCU-A-CB (Split System: Heat Pump with Remote Outdoor Unit-Air-Source) | SL25XPV-036-230A** | ADP |  | L*35/36S9 | EL296DF110XV60C* | 35000 | 20 |  | 13.5 | 10 |  | 32400 | 26800 | 82.72% | [8 empty] | Residential | 730 | No | 2.92
207455015 | Central Heat Pump | LENNOX | HRCU-A-CB (Split System: Heat Pump with Remote Outdoor Unit-Air-Source) | SL25XPV-036-230A** | ADP |  | L*23/37Z9 | EL296DF110XV60C* | 35200 | 20 |  | 13.5 | 10 |  | 32400 | 26800 | 82.72% | [8 empty] | Residential | 732.5 | No | 2.93
207455016 | Central Heat Pump | LENNOX | HRCU-A-CB (Split System: Heat Pump with Remote Outdoor Unit-Air-Source) | SL25XPV-036-230A** | ADP |  | LH35/36F9 | EL296UH045XV36B* | 34200 | 21 |  | 13.5 | 10 |  | 34200 | 32000 | 93.57% | [8 empty] | Residential | 712.5 | No | 2.85
206788988 | Central Heat Pump | CARRIER | HRCU-A-CB (Split System: Heat Pump with Remote Outdoor Unit-Air-Source) | 25VNA460A*031* |  |  | CAP**6124AL*+UI | 59TN6B100C21**22 | 58000 | 20 |  | 12.5 | 11 |  | 59000 | 51000 | 86.44% | 58000 | 19.5 | 12 | 8 | 60500 |  |  |  | Residential | 1207.5 | No | 4.83
206788989 | Central Heat Pump | CARRIER | HRCU-A-CB (Split System: Heat Pump with Remote Outdoor Unit-Air-Source) | 25VNA460A*031* |  |  | CAP**6124AL*+UI | 58TN*A110C21**20 | 58000 | 20 |  | 12.5 | 10.5 |  | 59000 | 51000 | 86.44% | 58000 | 19.5 | 12 | 8 | 60500 |  |  |  | Residential | 1207.5 | No | 4.83
206789005 | Central Heat Pump | CARRIER | HRCU-A-CB (Split System: Heat Pump with Remote Outdoor Unit-Air-Source) | 25VNA460A*031* |  |  | CAP**6124AL*+UI | 58CU*A080C21**20 | 58500 | 20 |  | 12.5 | 10 |  | 59000 | 50500 | 85.59% | 58000 | 20 | 12.5 | 8 | 60500 |  |  |  | Residential | 1207.5 | No | 4.83
206764872 | Central Heat Pump | CARRIER | HRCU-A-CB (Split System: Heat Pump with Remote Outdoor Unit-Air-Source) | 25VNA837A*031* |  |  | FE4ANB006L+UI |  | 33600 | 19 |  | 13 | 10 |  | 31000 | 31000 | 100% | 33200 | 18.5 | 12 | 8.5 | 31600 |  |  |  | Residential | 692.5 | No | 2.77
206764873 | Central Heat Pump | CARRIER | HRCU-A-CB (Split System: Heat Pump with Remote Outdoor Unit-Air-Source) | 25VNA837A*031* |  |  | FE4AN(B,F)005L+UI |  | 33400 | 18.5 |  | 13 | 10 |  | 31400 | 31000 | 98.73% | 32800 | 18.5 | 12 | 8.5 | 32000 |  |  |  | Residential | 682.5 | No | 2.73
205652578 | Central Heat Pump | CARRIER | HRCU-A-CB (Split System: Heat Pump with Remote Outdoor Unit-Air-Source) | 25VNA448A*030* |  |  | CAP**6024AL*+UI | 58CU*A080C21**20 | 45500 | 21 |  | 12.5 | 11 |  | 46000 | 42500 | 92.39% | [8 empty] | Residential | 947.5 | No | 3.79
205273904 | Central Heat Pump | BRYANT HEATING AND COOLING SYSTEMS | HRCU-A-CB (Split System: Heat Pump with Remote Outdoor Unit-Air-Source) | 284ANV024*0**A* |  |  | CSPH*3612AL*+UI | 88*TA60070C21*** | 23400 | 21 |  | 14 | 11 |  | 24000 | 24200 | 100.8% | [8 empty] | Residential | 487.5 | No | 1.95
205273905 | Central Heat Pump | BRYANT HEATING AND COOLING SYSTEMS | HRCU-A-CB (Split System: Heat Pump with Remote Outdoor Unit-Air-Source) | 284ANV024*0**A* |  |  | CSPH*3612AL*+UI | 88*TA60090C21*** | 23400 | 21 |  | 14 | 11 |  | 24000 | 24200 | 100.8% | [8 empty] | Residential | 487.5 | No | 1.95
207455017 | Central Heat Pump | LENNOX | HRCU-A-CB (Split System: Heat Pump with Remote Outdoor Unit-Air-Source) | SL25XPV-036-230A** | ADP |  | LH35/38X9 | EL296UH045XV36B* | 34600 | 21 |  | 13.5 | 10 |  | 33200 | 29800 | 89.76% | [8 empty] | Residential | 720 | No | 2.88
207455018 | Central Heat Pump | LENNOX | HRCU-A-CB (Split System: Heat Pump with Remote Outdoor Unit-Air-Source) | SL25XPV-036-230A** | ADP |  | LH35/38F9 | EL296UH045XV36B* | 34600 | 21 |  | 13.5 | 10 |  | 34200 | 31800 | 92.98% | [8 empty] | Residential | 720 | No | 2.88
207455019 | Central Heat Pump | LENNOX | HRCU-A-CB (Split System: Heat Pump with Remote Outdoor Unit-Air-Source) | SL25XPV-036-230A** | ADP |  | L*35/36U9 | EL296UH045XV36B* | 34600 | 21 |  | 13.5 | 10 |  | 33200 | 29800 | 89.76% | [8 empty] | Residential | 720 | No | 2.88
207455020 | Central Heat Pump | LENNOX | HRCU-A-CB (Split System: Heat Pump with Remote Outdoor Unit-Air-Source) | SL25XPV-036-230A** | ADP |  | L*35/36S9 | EL296UH045XV36B* | 34600 | 21 |  | 13.5 | 10 |  | 33200 | 29800 | 89.76% | [8 empty] | Residential | 720 | No | 2.88
207455021 | Central Heat Pump | LENNOX | HRCU-A-CB (Split System: Heat Pump with Remote Outdoor Unit-Air-Source) | SL25XPV-036-230A** | ADP |  | LH18/37D9 | EL296UH045XV36B* | 34200 | 21 |  | 13.5 | 10 |  | 34200 | 32000 | 93.57% | [8 empty] | Residential | 712.5 | No | 2.85
207455022 | Central Heat Pump | LENNOX | HRCU-A-CB (Split System: Heat Pump with Remote Outdoor Unit-Air-Source) | SL25XPV-036-230A** | ADP |  | LH23/37W9 | EL296UH045XV36B* | 35200 | 21 |  | 13.5 | 10 |  | 33000 | 29200 | 88.48% | [8 empty] | Residential | 732.5 | No | 2.93
207455023 | Central Heat Pump | LENNOX | HRCU-A-CB (Split System: Heat Pump with Remote Outdoor Unit-Air-Source) | SL25XPV-036-230A** | ADP |  | L*23/37Z9 | EL296UH045XV36B* | 35200 | 21 |  | 13.5 | 10 |  | 33000 | 29200 | 88.48% | [8 empty] | Residential | 732.5 | No | 2.93
207455024 | Central Heat Pump | LENNOX | HRCU-A-CB (Split System: Heat Pump with Remote Outdoor Unit-Air-Source) | SL25XPV-036-230A** | ADP |  | LH35/36F9 | EL296UH070XV36B* | 34200 | 21 |  | 13.5 | 10 |  | 34200 | 31800 | 92.98% | [8 empty] | Residential | 712.5 | No | 2.85
205273906 | Central Heat Pump | BRYANT HEATING AND COOLING SYSTEMS | HRCU-A-CB (Split System: Heat Pump with Remote Outdoor Unit-Air-Source) | 284ANV024*0**A* |  |  | CSPH*3612AL*+UI | 88*TA66135C24*** | 23400 | 21 |  | 14 | 11 |  | 24000 | 24200 | 100.8% | [8 empty] | Residential | 487.5 | No | 1.95
205273907 | Central Heat Pump | BRYANT HEATING AND COOLING SYSTEMS | HRCU-A-CB (Split System: Heat Pump with Remote Outdoor Unit-Air-Source) | 284ANV024*0**A* |  |  | CSPH*3612AL*+UI | 986TC42060C17*** | 23400 | 21 |  | 14 | 11 |  | 24000 | 24400 | 101.7% | [8 empty] | Residential | 487.5 | No | 1.95
205273908 | Central Heat Pump | BRYANT HEATING AND COOLING SYSTEMS | HRCU-A-CB (Split System: Heat Pump with Remote Outdoor Unit-Air-Source) | 284ANV024*0**A* |  |  | CSPH*3612AL*+UI | 986TC42080C17*** | 23400 | 21 |  | 14 | 11 |  | 24000 | 24400 | 101.7% | [8 empty] | Residential | 487.5 | No | 1.95
205273909 | Central Heat Pump | BRYANT HEATING AND COOLING SYSTEMS | HRCU-A-CB (Split System: Heat Pump with Remote Outdoor Unit-Air-Source) | 284ANV024*0**A* |  |  | CSPH*3612AL*+UI | 986TC66120C24*** | 23400 | 21 |  | 14 | 11 |  | 24000 | 24200 | 100.8% | [8 empty] | Residential | 487.5 | No | 1.95
205273910 | Central Heat Pump | BRYANT HEATING AND COOLING SYSTEMS | HRCU-A-CB (Split System: Heat Pump with Remote Outdoor Unit-Air-Source) | 284ANV024*0**A* |  |  | CSPH*4212AL*+UI | 88*TA36045C17*** | 23400 | 21 |  | 14 | 11 |  | 24000 | 24400 | 101.7% | [8 empty] | Residential | 487.5 | No | 1.95
205273911 | Central Heat Pump | BRYANT HEATING AND COOLING SYSTEMS | HRCU-A-CB (Split System: Heat Pump with Remote Outdoor Unit-Air-Source) | 284ANV024*0**A* |  |  | CSPH*4212AL*+UI | 88*TA48070C17*** | 23400 | 21 |  | 14 | 11 |  | 24000 | 24200 | 100.8% | [8 empty] | Residential | 487.5 | No | 1.95
205273912 | Central Heat Pump | BRYANT HEATING AND COOLING SYSTEMS | HRCU-A-CB (Split System: Heat Pump with Remote Outdoor Unit-Air-Source) | 284ANV024*0**A* |  |  | CSPH*4212AL*+UI | 88*TA60070C21*** | 23400 | 21 |  | 14 | 11 |  | 24000 | 24200 | 100.8% | [8 empty] | Residential | 487.5 | No | 1.95
205047314 | Central Heat Pump | LUXAIRE | HRCU-A-CB (Split System: Heat Pump with Remote Outdoor Unit-Air-Source) | HL19B3621 |  |  | CU60DXA2+TXV | LPLC100C16MP13 | 35800 | 18 |  | 14 | 10 |  | 35200 | 22400 | 63.64% | [8 empty] | Residential | 745 | No | 2.98
207455025 | Central Heat Pump | LENNOX | HRCU-A-CB (Split System: Heat Pump with Remote Outdoor Unit-Air-Source) | SL25XPV-036-230A** | ADP |  | LH35/38X9 | EL296UH070XV36B* | 34600 | 21 |  | 13.5 | 10 |  | 34200 | 31800 | 92.98% | [8 empty] | Residential | 720 | No | 2.88
207455026 | Central Heat Pump | LENNOX | HRCU-A-CB (Split System: Heat Pump with Remote Outdoor Unit-Air-Source) | SL25XPV-036-230A** | ADP |  | LH35/38F9 | EL296UH070XV36B* | 34600 | 21 |  | 13.5 | 10 |  | 34200 | 31800 | 92.98% | [8 empty] | Residential | 720 | No | 2.88
207455027 | Central Heat Pump | LENNOX | HRCU-A-CB (Split System: Heat Pump with Remote Outdoor Unit-Air-Source) | SL25XPV-036-230A** | ADP |  | L*35/36U9 | EL296UH070XV36B* | 34600 | 21 |  | 13.5 | 10 |  | 33000 | 29800 | 90.3% | [8 empty] | Residential | 720 | No | 2.88
207455028 | Central Heat Pump | LENNOX | HRCU-A-CB (Split System: Heat Pump with Remote Outdoor Unit-Air-Source) | SL25XPV-036-230A** | ADP |  | L*35/36S9 | EL296UH070XV36B* | 34600 | 21 |  | 13.5 | 10 |  | 33000 | 29800 | 90.3% | [8 empty] | Residential | 720 | No | 2.88
207455029 | Central Heat Pump | LENNOX | HRCU-A-CB (Split System: Heat Pump with Remote Outdoor Unit-Air-Source) | SL25XPV-036-230A** | ADP |  | LH18/37D9 | EL296UH070XV36B* | 34200 | 21 |  | 13.5 | 10 |  | 34200 | 31800 | 92.98% | [8 empty] | Residential | 712.5 | No | 2.85
207455030 | Central Heat Pump | LENNOX | HRCU-A-CB (Split System: Heat Pump with Remote Outdoor Unit-Air-Source) | SL25XPV-036-230A** | ADP |  | LH23/37W9 | EL296UH070XV36B* | 35200 | 21 |  | 13.5 | 10 |  | 32800 | 29200 | 89.02% | [8 empty] | Residential | 732.5 | No | 2.93
207455031 | Central Heat Pump | LENNOX | HRCU-A-CB (Split System: Heat Pump with Remote Outdoor Unit-Air-Source) | SL25XPV-036-230A** | ADP |  | L*23/37Z9 | EL296UH070XV36B* | 35200 | 21 |  | 13.5 | 10 |  | 32800 | 29200 | 89.02% | [8 empty] | Residential | 732.5 | No | 2.93
207455032 | Central Heat Pump | LENNOX | HRCU-A-CB (Split System: Heat Pump with Remote Outdoor Unit-Air-Source) | SL25XPV-036-230A** | ADP |  | LH35/36F9 | EL296UH090XV36C* | 34600 | 21 |  | 13.5 | 10 |  | 32200 | 28800 | 89.44% | [8 empty] | Residential | 720 | No | 2.88
205046836 | Central Heat Pump | LUXAIRE | HRCU-A-CB (Split System: Heat Pump with Remote Outdoor Unit-Air-Source) | HL19B3621 |  |  | CU60DXA2+TXV | TM9Y120D20MP11 | 36000 | 18 |  | 14 | 10 |  | 35000 | 22400 | 64% | [8 empty] | Residential | 750 | No | 3
205046848 | Central Heat Pump | LUXAIRE | HRCU-A-CB (Split System: Heat Pump with Remote Outdoor Unit-Air-Source) | HL19B3621 |  |  | CM60DXA2+TXV | TM9Y100C16MP11 | 35600 | 18 |  | 13 | 10 |  | 35200 | 22400 | 63.64% | [8 empty] | Residential | 742.5 | No | 2.97
205046852 | Central Heat Pump | LUXAIRE | HRCU-A-CB (Split System: Heat Pump with Remote Outdoor Unit-Air-Source) | HL19B3621 |  |  | CU60DXA2+TXV | TM9Y100C16MP11 | 35600 | 18 |  | 13 | 10 |  | 35200 | 22400 | 63.64% | [8 empty] | Residential | 742.5 | No | 2.97
205046860 | Central Heat Pump | LUXAIRE | HRCU-A-CB (Split System: Heat Pump with Remote Outdoor Unit-Air-Source) | HL19B3621 |  |  | CM60CXA2+TXV | TM9Y100C16MP11 | 36000 | 18 |  | 14 | 10 |  | 35600 | 22400 | 62.92% | [8 empty] | Residential | 750 | No | 3
205046904 | Central Heat Pump | LUXAIRE | HRCU-A-CB (Split System: Heat Pump with Remote Outdoor Unit-Air-Source) | HL19B3621 |  |  | CM60DXA2+TXV | TM8Y120C20MP11 | 36000 | 18 |  | 14 | 10 |  | 34800 | 22400 | 64.37% | [8 empty] | Residential | 750 | No | 3
205046908 | Central Heat Pump | LUXAIRE | HRCU-A-CB (Split System: Heat Pump with Remote Outdoor Unit-Air-Source) | HL19B3621 |  |  | CU60DXA2+TXV | TM8Y120C20MP11 | 36000 | 18 |  | 14 | 10 |  | 34800 | 22400 | 64.37% | [8 empty] | Residential | 750 | No | 3
205046786 | Central Heat Pump | LUXAIRE | HRCU-A-CB (Split System: Heat Pump with Remote Outdoor Unit-Air-Source) | HL19B3621 |  |  | CU60DXA2+TXV | TP9C080C16MP13 | 35800 | 18 |  | 14 | 10 |  | 35400 | 22400 | 63.28% | [8 empty] | Residential | 745 | No | 2.98
205046790 | Central Heat Pump | LUXAIRE | HRCU-A-CB (Split System: Heat Pump with Remote Outdoor Unit-Air-Source) | HL19B3621 |  |  | CM60DXA2+TXV | LP9C080C16MP13 | 35800 | 18 |  | 14 | 10 |  | 35400 | 22400 | 63.28% | [8 empty] | Residential | 745 | No | 2.98
205046792 | Central Heat Pump | LUXAIRE | HRCU-A-CB (Split System: Heat Pump with Remote Outdoor Unit-Air-Source) | HL19B3621 |  |  | CU60DXA2+TXV | LP9C080C16MP13 | 35800 | 18 |  | 14 | 10 |  | 35400 | 22400 | 63.28% | [8 empty] | Residential | 745 | No | 2.98
207455033 | Central Heat Pump | LENNOX | HRCU-A-CB (Split System: Heat Pump with Remote Outdoor Unit-Air-Source) | SL25XPV-036-230A** | ADP |  | LH35/38X9 | EL296UH090XV36C* | 34800 | 22 |  | 14 | 10 |  | 32200 | 28800 | 89.44% | [8 empty] | Residential | 725 | No | 2.9
207455034 | Central Heat Pump | LENNOX | HRCU-A-CB (Split System: Heat Pump with Remote Outdoor Unit-Air-Source) | SL25XPV-036-230A** | ADP |  | LH35/38F9 | EL296UH090XV36C* | 34800 | 22 |  | 14 | 10 |  | 34000 | 31600 | 92.94% | [8 empty] | Residential | 725 | No | 2.9
207455035 | Central Heat Pump | LENNOX | HRCU-A-CB (Split System: Heat Pump with Remote Outdoor Unit-Air-Source) | SL25XPV-036-230A** | ADP |  | L*35/36U9 | EL296UH090XV36C* | 34800 | 22 |  | 14 | 10 |  | 32200 | 28800 | 89.44% | [8 empty] | Residential | 725 | No | 2.9
207455036 | Central Heat Pump | LENNOX | HRCU-A-CB (Split System: Heat Pump with Remote Outdoor Unit-Air-Source) | SL25XPV-036-230A** | ADP |  | L*35/36S9 | EL296UH090XV36C* | 34800 | 22 |  | 14 | 10 |  | 34000 | 31600 | 92.94% | [8 empty] | Residential | 725 | No | 2.9
207455037 | Central Heat Pump | LENNOX | HRCU-A-CB (Split System: Heat Pump with Remote Outdoor Unit-Air-Source) | SL25XPV-036-230A** | ADP |  | LH18/37D9 | EL296UH090XV36C* | 34600 | 21 |  | 13.5 | 10 |  | 32200 | 28800 | 89.44% | [8 empty] | Residential | 720 | No | 2.88
207455038 | Central Heat Pump | LENNOX | HRCU-A-CB (Split System: Heat Pump with Remote Outdoor Unit-Air-Source) | SL25XPV-036-230A** | ADP |  | LH23/37W9 | EL296UH090XV36C* | 34800 | 22 |  | 14 | 10 |  | 34000 | 31600 | 92.94% | [8 empty] | Residential | 725 | No | 2.9
207455039 | Central Heat Pump | LENNOX | HRCU-A-CB (Split System: Heat Pump with Remote Outdoor Unit-Air-Source) | SL25XPV-036-230A** | ADP |  | L*23/37Z9 | EL296UH090XV36C* | 34800 | 22 |  | 14 | 10 |  | 32200 | 28800 | 89.44% | [8 empty] | Residential | 725 | No | 2.9
207455040 | Central Heat Pump | LENNOX | HRCU-A-CB (Split System: Heat Pump with Remote Outdoor Unit-Air-Source) | SL25XPV-036-230A** | ADP |  | LH35/36F9 | EL296UH090XV48C* | 34600 | 21 |  | 13.5 | 10 |  | 32200 | 28800 | 89.44% | [8 empty] | Residential | 720 | No | 2.88
205046794 | Central Heat Pump | LUXAIRE | HRCU-A-CB (Split System: Heat Pump with Remote Outdoor Unit-Air-Source) | HL19B3621 |  |  | CM60CXA2+TXV | TM9V080C16MP12 | 35800 | 18 |  | 13 | 10 |  | 35400 | 22400 | 63.28% | [8 empty] | Residential | 745 | No | 2.98
205046798 | Central Heat Pump | LUXAIRE | HRCU-A-CB (Split System: Heat Pump with Remote Outdoor Unit-Air-Source) | HL19B3621 |  |  | CM60CXA2+TXV | TP9C080C16MP13 | 35800 | 18 |  | 13 | 10 |  | 35400 | 22400 | 63.28% | [8 empty] | Residential | 745 | No | 2.98
205046802 | Central Heat Pump | LUXAIRE | HRCU-A-CB (Split System: Heat Pump with Remote Outdoor Unit-Air-Source) | HL19B3621 |  |  | CM60CXA2+TXV | LP9C080C16MP13 | 35800 | 18 |  | 13 | 10 |  | 35400 | 22400 | 63.28% | [8 empty] | Residential | 745 | No | 2.98
205046832 | Central Heat Pump | LUXAIRE | HRCU-A-CB (Split System: Heat Pump with Remote Outdoor Unit-Air-Source) | HL19B3621 |  |  | CM60DXA2+TXV | TM9Y120D20MP11 | 36000 | 18 |  | 14 | 10 |  | 35000 | 22400 | 64% | [8 empty] | Residential | 750 | No | 3
205288327 | Central Heat Pump | LUXAIRE | HRCU-A-CB (Split System: Heat Pump with Remote Outdoor Unit-Air-Source) | HL20B3621 |  |  | AVV38CE221+CC |  | 33600 | 20 |  | 13.3 | 10.9 |  | 50000 | 33400 | 66.8% | [8 empty] | Residential | 700 | No | 2.8
205288331 | Central Heat Pump | LUXAIRE | HRCU-A-CB (Split System: Heat Pump with Remote Outdoor Unit-Air-Source) | HL20B6021 |  |  | AVV61DE421+CC |  | 53000 | 19.8 |  | 12.6 | 10.75 |  | 71000 | 46000 | 64.79% | [8 empty] | Residential | 1105 | No | 4.42
205288333 | Central Heat Pump | LUXAIRE | HRCU-A-CB (Split System: Heat Pump with Remote Outdoor Unit-Air-Source) | HL20B4821 |  |  | AVV50DE321+CC |  | 45000 | 20.5 |  | 12.6 | 10.4 |  | 60000 | 44000 | 73.33% | [8 empty] | Residential | 937.5 | No | 3.75
205288337 | Central Heat Pump | LUXAIRE | HRCU-A-CB (Split System: Heat Pump with Remote Outdoor Unit-Air-Source) | HL20B2421 |  |  | AVV25BE121+CC |  | 24000 | 21 |  | 14.25 | 10.5 |  | 34400 | 22400 | 65.12% | [8 empty] | Residential | 500 | No | 2
205046912 | Central Heat Pump | LUXAIRE | HRCU-A-CB (Split System: Heat Pump with Remote Outdoor Unit-Air-Source) | HL19B3621 |  |  | CM60DXA2+TXV | TM8Y100C20MP11 | 36000 | 18 |  | 14 | 10 |  | 34800 | 22400 | 64.37% | [8 empty] | Residential | 750 | No | 3
207455041 | Central Heat Pump | LENNOX | HRCU-A-CB (Split System: Heat Pump with Remote Outdoor Unit-Air-Source) | SL25XPV-036-230A** | ADP |  | LH35/38X9 | EL296UH090XV48C* | 34800 | 22 |  | 14 | 10 |  | 32200 | 28800 | 89.44% | [8 empty] | Residential | 725 | No | 2.9
207455042 | Central Heat Pump | LENNOX | HRCU-A-CB (Split System: Heat Pump with Remote Outdoor Unit-Air-Source) | SL25XPV-036-230A** | ADP |  | LH35/38F9 | EL296UH090XV48C* | 34800 | 22 |  | 14 | 10 |  | 34000 | 31600 | 92.94% | [8 empty] | Residential | 725 | No | 2.9
8252151 | Central Heat Pump | TRANE | HRCU-A-CB (Split System: Heat Pump with Remote Outdoor Unit-Air-Source) | 4TWV8048A1 | ADP |  | H,TG50960 | *UHMC100ACV4 | 47000 | 18 |  | 12.5 | 10 |  | 40000 | 33000 | 82.5% | [8 empty] | Residential | 980 | No | 3.92
204793201 | Central Heat Pump | TRANE | HRCU-A-CB (Split System: Heat Pump with Remote Outdoor Unit-Air-Source) | 4TWV0036A1 | ADP |  | H,TG81936 | P0V0B000M40SA+RP | 36200 | 20 |  | 13 | 10 |  | 30400 | 24600 | 80.92% | [8 empty] | Residential | 755 | No | 3.02
204793214 | Central Heat Pump | TRANE | HRCU-A-CB (Split System: Heat Pump with Remote Outdoor Unit-Air-Source) | 4TWV8036A1 | ADP |  | H,TG81936 | P0V0B000M40SA+RP | 35800 | 18 |  | 12.5 | 10 |  | 30000 | 24400 | 81.33% | [8 empty] | Residential | 745 | No | 2.98
204793216 | Central Heat Pump | TRANE | HRCU-A-CB (Split System: Heat Pump with Remote Outdoor Unit-Air-Source) | 4TWV8037A1 | ADP |  | H,TG81936 | P0V0B000M40SA+RP | 36200 | 18 |  | 12.5 | 10 |  | 30400 | 24600 | 80.92% | [8 empty] | Residential | 755 | No | 3.02
205139763 | Central Heat Pump | TRANE | HRCU-A-CB (Split System: Heat Pump with Remote Outdoor Unit-Air-Source) | 4TWV8048A1 | ADP |  | H,TG86960 | P0V0D000M50SA+RP | 48000 | 18 |  | 12.5 | 10 |  | 40500 | 34600 | 85.43% | [8 empty] | Residential | 1000 | No | 4
205737628 | Central Heat Pump | TRANE | HRCU-A-CB (Split System: Heat Pump with Remote Outdoor Unit-Air-Source) | 4TWV0024A1 | ADP |  | H,TG35936 | *DHMB060BCV3 | 24400 | 19 |  | 13 | 10 |  | 20600 | 15800 | 76.7% | [8 empty] | Residential | 507.5 | No | 2.03
205737629 | Central Heat Pump | TRANE | HRCU-A-CB (Split System: Heat Pump with Remote Outdoor Unit-Air-Source) | 4TWV0024A1 | ADP |  | H,TG80936 | *DHMB060BCV3 | 24400 | 19 |  | 13 | 10 |  | 20600 | 15800 | 76.7% | [8 empty] | Residential | 507.5 | No | 2.03
205737630 | Central Heat Pump | TRANE | HRCU-A-CB (Split System: Heat Pump with Remote Outdoor Unit-Air-Source) | 4TWV0024A1 | ADP |  | H,TG81936 | *DHMB060BCV3 | 24400 | 19 |  | 13 | 10 |  | 20600 | 15800 | 76.7% | [8 empty] | Residential | 507.5 | No | 2.03
205737633 | Central Heat Pump | TRANE | HRCU-A-CB (Split System: Heat Pump with Remote Outdoor Unit-Air-Source) | 4TWV0024A1 | ADP |  | H,TG80936 | *UHMB060ACV3 | 24400 | 18 |  | 13 | 10 |  | 20600 | 15700 | 76.21% | [8 empty] | Residential | 507.5 | No | 2.03
205737634 | Central Heat Pump | TRANE | HRCU-A-CB (Split System: Heat Pump with Remote Outdoor Unit-Air-Source) | 4TWV0024A1 | ADP |  | H,TG81936 | *UHMB060ACV3 | 24600 | 18 |  | 13 | 10 |  | 20600 | 15700 | 76.21% | [8 empty] | Residential | 512.5 | No | 2.05
205737666 | Central Heat Pump | TRANE | HRCU-A-CB (Split System: Heat Pump with Remote Outdoor Unit-Air-Source) | 4TWV8048A1 | ADP |  | H,TG84960 | *UHMC100ACV4 | 47000 | 18 |  | 12.5 | 10 |  | 41500 | 35000 | 84.34% | [8 empty] | Residential | 980 | No | 3.92
205737667 | Central Heat Pump | TRANE | HRCU-A-CB (Split System: Heat Pump with Remote Outdoor Unit-Air-Source) | 4TWV8048A1 | ADP |  | H,TG86960 | *UHMC100ACV4 | 47000 | 18 |  | 12.5 | 10 |  | 41500 | 35000 | 84.34% | [8 empty] | Residential | 980 | No | 3.92
205826222 | Central Heat Pump | TRANE | HRCU-A-CB (Split System: Heat Pump with Remote Outdoor Unit-Air-Source) | 4TWV8036A1 | ADP |  | H,TG47936 | P0V0B000M40SA+RP | 35800 | 18 |  | 12.5 | 10 |  | 30000 | 24400 | 81.33% | [8 empty] | Residential | 745 | No | 2.98
205826229 | Central Heat Pump | TRANE | HRCU-A-CB (Split System: Heat Pump with Remote Outdoor Unit-Air-Source) | 4TWV8037A1 | ADP |  | H,TG47936 | P0V0B000M40SA+RP | 36200 | 18 |  | 12.5 | 10 |  | 30400 | 24600 | 80.92% | [8 empty] | Residential | 755 | No | 3.02
205826232 | Central Heat Pump | TRANE | HRCU-A-CB (Split System: Heat Pump with Remote Outdoor Unit-Air-Source) | 4TWV0036A1 | ADP |  | H,TG47936 | P0V0B000M40SA+RP | 36200 | 20 |  | 13 | 10 |  | 30400 | 24600 | 80.92% | [8 empty] | Residential | 755 | No | 3.02
205957753 | Central Heat Pump | TRANE | HRCU-A-CB (Split System: Heat Pump with Remote Outdoor Unit-Air-Source) | 4TWV0024A1 | ADP |  | H,TG80636+TXV | *UHMB060ACV3 | 24400 | 18 |  | 13 | 10 |  | 20600 | 15700 | 76.21% | [8 empty] | Residential | 507.5 | No | 2.03
205046916 | Central Heat Pump | LUXAIRE | HRCU-A-CB (Split System: Heat Pump with Remote Outdoor Unit-Air-Source) | HL19B3621 |  |  | CU60DXA2+TXV | TM8Y100C20MP11 | 36000 | 18 |  | 14 | 10 |  | 34800 | 22400 | 64.37% | [8 empty] | Residential | 750 | No | 3
210289014 | Central Heat Pump | LENNOX | HRCU-A-CB (Split System: Heat Pump with Remote Outdoor Unit-Air-Source) | EL17XP1-018-230A** |  |  | CR33-30/36B+TDR+TXV | SLP99DF070XV36B* | 18000 | 18.2 |  | 15 | 10.2 |  | 18000 | 11400 | 63.33% | 18000 | 16.4 | 13.5 | 8.5 | 18000 |  |  |  | Residential | 375 | No | 1.5 | No
210289056 | Central Heat Pump | LENNOX | HRCU-A-CB (Split System: Heat Pump with Remote Outdoor Unit-Air-Source) | EL17XP1-018-230A** |  |  | CX35-24B+TDR | SL280UH080NV48B* | 18000 | 18 |  | 15 | 10.2 |  | 17000 | 11200 | 65.88% | 18000 | 16.4 | 13.5 | 8.5 | 17600 |  |  |  | Residential | 375 | No | 1.5 | No
210289057 | Central Heat Pump | LENNOX | HRCU-A-CB (Split System: Heat Pump with Remote Outdoor Unit-Air-Source) | EL17XP1-018-230A** |  |  | CX35-24B+TDR | SL280UH090V36B* | 18000 | 18 |  | 15 | 10 |  | 17000 | 11200 | 65.88% | 18000 | 16.4 | 13.5 | 8.5 | 17600 |  |  |  | Residential | 375 | No | 1.5 | No
210290563 | Central Heat Pump | LENNOX | HRCU-A-CB (Split System: Heat Pump with Remote Outdoor Unit-Air-Source) | EL17XP1-018-230A** |  |  | CX35-30A+TDR | SL280UH060NV36A* | 18000 | 18.2 |  | 15 | 10 |  | 16800 | 10600 | 63.1% | 18000 | 16.8 | 14 | 8.5 | 17200 |  |  |  | Residential | 375 | No | 1.5 | No
210290633 | Central Heat Pump | LENNOX | HRCU-A-CB (Split System: Heat Pump with Remote Outdoor Unit-Air-Source) | EL17XP1-018-230A** |  |  | CX35-30B+TDR | SL280UH080NV48B* | 18000 | 18.6 |  | 15 | 10.2 |  | 17000 | 10600 | 62.35% | 18000 | 16.8 | 14 | 8.5 | 17600 |  |  |  | Residential | 375 | No | 1.5 | No
210290643 | Central Heat Pump | LENNOX | HRCU-A-CB (Split System: Heat Pump with Remote Outdoor Unit-Air-Source) | EL17XP1-018-230A** |  |  | CX35-30B+TDR | SL297UH040NV36B* | 18000 | 18.2 |  | 15 | 10 |  | 16800 | 10600 | 63.1% | 18000 | 16.8 | 13.5 | 8 | 17400 |  |  |  | Residential | 375 | No | 1.5 | No
210290645 | Central Heat Pump | LENNOX | HRCU-A-CB (Split System: Heat Pump with Remote Outdoor Unit-Air-Source) | EL17XP1-018-230A** |  |  | CX35-30B+TDR | SL297UH060NV36B* | 18000 | 18 |  | 14.5 | 10 |  | 16800 | 10600 | 63.1% | 18000 | 16.8 | 13.5 | 8 | 17400 |  |  |  | Residential | 375 | No | 1.5 | No
205957754 | Central Heat Pump | TRANE | HRCU-A-CB (Split System: Heat Pump with Remote Outdoor Unit-Air-Source) | 4TWV0024A1 | ADP |  | H,TG81636+TXV | *UHMB060ACV3 | 24600 | 18 |  | 13 | 10 |  | 20600 | 15700 | 76.21% | [8 empty] | Residential | 512.5 | No | 2.05
206142456 | Central Heat Pump | TRANE | HRCU-A-CB (Split System: Heat Pump with Remote Outdoor Unit-Air-Source) | 4TWV0036A1 | ADP |  | H,TG47936 | P0V0B000M40SB+RP | 35200 | 20 |  | 13 | 10 |  | 30400 | 23800 | 78.29% | [8 empty] | Residential | 732.5 | No | 2.93
206142457 | Central Heat Pump | TRANE | HRCU-A-CB (Split System: Heat Pump with Remote Outdoor Unit-Air-Source) | 4TWV0036A1 | ADP |  | H,TG81936 | P0V0B000M40SB+RP | 35200 | 20 |  | 13 | 10 |  | 30400 | 23800 | 78.29% | [8 empty] | Residential | 732.5 | No | 2.93
206142468 | Central Heat Pump | TRANE | HRCU-A-CB (Split System: Heat Pump with Remote Outdoor Unit-Air-Source) | 4TWV8037A1 | ADP |  | H,TG47936 | P0V0B000M40SB+RP | 35200 | 18 |  | 12.5 | 10 |  | 30400 | 23800 | 78.29% | [8 empty] | Residential | 732.5 | No | 2.93
206142475 | Central Heat Pump | TRANE | HRCU-A-CB (Split System: Heat Pump with Remote Outdoor Unit-Air-Source) | 4TWV8048A1 | ADP |  | H,TG86960 | P0V0D000M50SB+RP | 48000 | 18 |  | 12.5 | 10 |  | 40500 | 34400 | 84.94% | [8 empty] | Residential | 1000 | No | 4
206192678 | Central Heat Pump | TRANE | HRCU-A-CB (Split System: Heat Pump with Remote Outdoor Unit-Air-Source) | 4TWV0060A1 | ADP |  | H,TG88960 | S9V2C080U5PSB+RP | 55500 | 19 |  | 12.5 | 10 |  | 50500 | 48500 | 96.04% | [8 empty] | Residential | 1157.5 | No | 4.63
206353375 | Central Heat Pump | TRANE | HRCU-A-CB (Split System: Heat Pump with Remote Outdoor Unit-Air-Source) | 4TWV8048A1 | ADP |  | FG49960 | *UD2C080ACV4 | 47000 | 18 |  | 12.5 | 10 |  | 41500 | 34800 | 83.86% | [8 empty] | Residential | 980 | No | 3.92
206353376 | Central Heat Pump | TRANE | HRCU-A-CB (Split System: Heat Pump with Remote Outdoor Unit-Air-Source) | 4TWV8048A1 | ADP |  | FG52960 | *UD2C080ACV4 | 47000 | 18 |  | 12.5 | 10 |  | 41500 | 34800 | 83.86% | [8 empty] | Residential | 980 | No | 3.92
206353377 | Central Heat Pump | TRANE | HRCU-A-CB (Split System: Heat Pump with Remote Outdoor Unit-Air-Source) | 4TWV8048A1 | ADP |  | FG84948 | *UD2C080ACV4 | 47000 | 18 |  | 12.5 | 10 |  | 41500 | 34800 | 83.86% | [8 empty] | Residential | 980 | No | 3.92
210291256 | Central Heat Pump | LENNOX | HRCU-A-CB (Split System: Heat Pump with Remote Outdoor Unit-Air-Source) | EL17XP1-024-230A** |  |  | CH35-30B+TDR+TXV | ML180UH070E36B* | 23800 | 18 |  | 14.5 | 10 |  | 21200 | 13600 | 64.15% | 23600 | 16.8 | 13.5 | 8.5 | 21600 |  |  |  | Residential | 492.5 | No | 1.97 | No
210291260 | Central Heat Pump | LENNOX | HRCU-A-CB (Split System: Heat Pump with Remote Outdoor Unit-Air-Source) | EL17XP1-024-230A** |  |  | CH35-30B+TDR+TXV | ML180UH070V48B* | 24000 | 18.2 |  | 14.5 | 10 |  | 21200 | 13600 | 64.15% | 23800 | 16.8 | 14 | 8.5 | 21600 |  |  |  | Residential | 495 | No | 1.98 | No
206144706 | Central Heat Pump | AMANA | HRCU-A-CB (Split System: Heat Pump with Remote Outdoor Unit-Air-Source) | AVZC200241A* |  |  | CSCF3642N6D*+TXV | A*VC960403BNB* | 23400 | 20 |  | 13 | 10 |  | 23800 | 13000 | 54.62% | [8 empty] | Residential | 487.5 | No | 1.95
206144707 | Central Heat Pump | AMANA | HRCU-A-CB (Split System: Heat Pump with Remote Outdoor Unit-Air-Source) | AVZC200241A* |  |  | CSCF3642N6D*+TXV | A*VC960603BNB* | 23400 | 20 |  | 13 | 10 |  | 23800 | 13000 | 54.62% | [8 empty] | Residential | 487.5 | No | 1.95
206144708 | Central Heat Pump | AMANA | HRCU-A-CB (Split System: Heat Pump with Remote Outdoor Unit-Air-Source) | AVZC200241A* |  |  | CSCF3642N6D*+TXV | A*VC960803BNB* | 23400 | 20 |  | 13 | 10 |  | 23800 | 13000 | 54.62% | [8 empty] | Residential | 487.5 | No | 1.95
205358312 | Central Heat Pump | AMANA | HRCU-A-CB (Split System: Heat Pump with Remote Outdoor Unit-Air-Source) | ASZC180241C* |  |  | CA*F3137*6A*+MBVC1201**-1A*+TXV |  | 23800 | 18 |  | 14 | 10 |  | 23000 | 14600 | 63.48% | [8 empty] | Residential | 495 | No | 1.98
205358326 | Central Heat Pump | AMANA | HRCU-A-CB (Split System: Heat Pump with Remote Outdoor Unit-Air-Source) | ASZC180361C* |  |  | CA*F3743*6D*+MBVC1601**-1A*+TXV |  | 34800 | 18 |  | 14 | 10 |  | 35000 | 22600 | 64.57% | [8 empty] | Residential | 725 | No | 2.9
205358328 | Central Heat Pump | AMANA | HRCU-A-CB (Split System: Heat Pump with Remote Outdoor Unit-Air-Source) | ASZC180361C* |  |  | CA*F4961*6D*+MBVC1601**-1A*+TXV |  | 36000 | 18.5 |  | 14 | 10 |  | 36400 | 23000 | 63.19% | [8 empty] | Residential | 750 | No | 3
206353378 | Central Heat Pump | TRANE | HRCU-A-CB (Split System: Heat Pump with Remote Outdoor Unit-Air-Source) | 4TWV8048A1 | ADP |  | FG84960 | *UD2C080ACV4 | 47000 | 18 |  | 12.5 | 10 |  | 41500 | 34800 | 83.86% | [8 empty] | Residential | 980 | No | 3.92
206353379 | Central Heat Pump | TRANE | HRCU-A-CB (Split System: Heat Pump with Remote Outdoor Unit-Air-Source) | 4TWV8048A1 | ADP |  | FG86960 | *UD2C080ACV4 | 47000 | 18 |  | 12.5 | 10 |  | 41500 | 34800 | 83.86% | [8 empty] | Residential | 980 | No | 3.92
206353380 | Central Heat Pump | TRANE | HRCU-A-CB (Split System: Heat Pump with Remote Outdoor Unit-Air-Source) | 4TWV8048A1 | ADP |  | FG88960 | *UD2C080ACV4 | 47000 | 18 |  | 12.5 | 10 |  | 41500 | 34800 | 83.86% | [8 empty] | Residential | 980 | No | 3.92
206353383 | Central Heat Pump | TRANE | HRCU-A-CB (Split System: Heat Pump with Remote Outdoor Unit-Air-Source) | 4TWV8048A1 | ADP |  | FG49960 | *UD2C100ACV5 | 47000 | 18 |  | 12.5 | 10 |  | 41500 | 35000 | 84.34% | [8 empty] | Residential | 980 | No | 3.92
206353384 | Central Heat Pump | TRANE | HRCU-A-CB (Split System: Heat Pump with Remote Outdoor Unit-Air-Source) | 4TWV8048A1 | ADP |  | FG52960 | *UD2C100ACV5 | 47000 | 18 |  | 12.5 | 10 |  | 41500 | 35000 | 84.34% | [8 empty] | Residential | 980 | No | 3.92
206353391 | Central Heat Pump | TRANE | HRCU-A-CB (Split System: Heat Pump with Remote Outdoor Unit-Air-Source) | 4TWV8048A1 | ADP |  | FG49960 | *UHMC100ACV4 | 47000 | 18 |  | 12.5 | 10 |  | 41500 | 35000 | 84.34% | [8 empty] | Residential | 980 | No | 3.92
206353392 | Central Heat Pump | TRANE | HRCU-A-CB (Split System: Heat Pump with Remote Outdoor Unit-Air-Source) | 4TWV8048A1 | ADP |  | FG52960 | *UHMC100ACV4 | 47000 | 18 |  | 12.5 | 10 |  | 41500 | 35000 | 84.34% | [8 empty] | Residential | 980 | No | 3.92
206353393 | Central Heat Pump | TRANE | HRCU-A-CB (Split System: Heat Pump with Remote Outdoor Unit-Air-Source) | 4TWV8048A1 | ADP |  | FG84948 | *UHMC100ACV4 | 47000 | 18 |  | 12.5 | 10 |  | 41500 | 35000 | 84.34% | [8 empty] | Residential | 980 | No | 3.92
206353394 | Central Heat Pump | TRANE | HRCU-A-CB (Split System: Heat Pump with Remote Outdoor Unit-Air-Source) | 4TWV8048A1 | ADP |  | FG84960 | *UHMC100ACV4 | 47000 | 18 |  | 12.5 | 10 |  | 41500 | 35000 | 84.34% | [8 empty] | Residential | 980 | No | 3.92
205358334 | Central Heat Pump | AMANA | HRCU-A-CB (Split System: Heat Pump with Remote Outdoor Unit-Air-Source) | ASZC180361C* |  |  | CA*F4961*6D*+MBVC2001**-1A*+TXV |  | 36000 | 19 |  | 14 | 10 |  | 36600 | 23000 | 62.84% | [8 empty] | Residential | 750 | No | 3
205358336 | Central Heat Pump | AMANA | HRCU-A-CB (Split System: Heat Pump with Remote Outdoor Unit-Air-Source) | ASZC180361C* |  |  | CHPF4860D6D*+MBVC2001**-1A*+TXV |  | 35600 | 18.5 |  | 14 | 10 |  | 36000 | 23000 | 63.89% | [8 empty] | Residential | 742.5 | No | 2.97
206144709 | Central Heat Pump | AMANA | HRCU-A-CB (Split System: Heat Pump with Remote Outdoor Unit-Air-Source) | AVZC200241A* |  |  | CSCF3642N6D*+TXV | A*VC960804CNB* | 23400 | 20 |  | 13 | 10 |  | 23800 | 13000 | 54.62% | [8 empty] | Residential | 487.5 | No | 1.95
206144710 | Central Heat Pump | AMANA | HRCU-A-CB (Split System: Heat Pump with Remote Outdoor Unit-Air-Source) | AVZC200241A* |  |  | CSCF3642N6D*+TXV | A*VM970603BNB* | 23400 | 20 |  | 13 | 10 |  | 23800 | 13000 | 54.62% | [8 empty] | Residential | 487.5 | No | 1.95
207526382 | Central Heat Pump | TRANE | HRCU-A-CB (Split System: Heat Pump with Remote Outdoor Unit-Air-Source) | 4TWV0X36A1 |  |  | 4PX*BU48BS3 | S9V2B080U3PSB+RP | 36400 | 20.5 |  | 13 | 10 |  | 33200 | 26600 | 80.12% | [8 empty] | Residential | 757.5 | No | 3.03
207526385 | Central Heat Pump | TRANE | HRCU-A-CB (Split System: Heat Pump with Remote Outdoor Unit-Air-Source) | 4TWV0X36A1 |  |  | 4PX*CU48BS3 | S9V2C100U4PSB+RP | 36600 | 20.5 |  | 13.5 | 10.5 |  | 33000 | 26200 | 79.39% | 35600 | 20.5 | 12.7 | 8.7 | 32000 |  |  |  | Residential | 742.5 | No | 2.97
207526386 | Central Heat Pump | TRANE | HRCU-A-CB (Split System: Heat Pump with Remote Outdoor Unit-Air-Source) | 4TWV0X36A1 |  |  | 4TXCB004DS3 | S9V2B080U3PSB+RP | 34800 | 20 |  | 12.75 | 10 |  | 32200 | 26000 | 80.75% | [8 empty] | Residential | 725 | No | 2.9
207526387 | Central Heat Pump | TRANE | HRCU-A-CB (Split System: Heat Pump with Remote Outdoor Unit-Air-Source) | 4TWV0X36A1 |  |  | 4TXCB006DS3 | S9V2B080U3PSB+RP | 36400 | 20.5 |  | 13 | 10 |  | 33200 | 26600 | 80.12% | [8 empty] | Residential | 757.5 | No | 3.03
207526413 | Central Heat Pump | TRANE | HRCU-A-CB (Split System: Heat Pump with Remote Outdoor Unit-Air-Source) | 4TWV0X36A1 |  |  | 4PX*BU36BS3 | S9V2B060U3VSA+RP | 35200 | 20 |  | 12.5 | 10.5 |  | 32400 | 26000 | 80.25% | 34200 | 20 | 12 | 8.2 | 31400 |  |  |  | Residential | 712.5 | No | 2.85
206353395 | Central Heat Pump | TRANE | HRCU-A-CB (Split System: Heat Pump with Remote Outdoor Unit-Air-Source) | 4TWV8048A1 | ADP |  | FG86960 | *UHMC100ACV4 | 47000 | 18 |  | 12.5 | 10 |  | 41500 | 35000 | 84.34% | [8 empty] | Residential | 980 | No | 3.92
206353396 | Central Heat Pump | TRANE | HRCU-A-CB (Split System: Heat Pump with Remote Outdoor Unit-Air-Source) | 4TWV8048A1 | ADP |  | FG88960 | *UHMC100ACV4 | 47000 | 18 |  | 12.5 | 10 |  | 41500 | 35000 | 84.34% | [8 empty] | Residential | 980 | No | 3.92
206353414 | Central Heat Pump | TRANE | HRCU-A-CB (Split System: Heat Pump with Remote Outdoor Unit-Air-Source) | 4TWV8048A1 | ADP |  | FG49960 | P0V0D000M50SA+RP | 48000 | 18 |  | 12.5 | 10 |  | 40500 | 34600 | 85.43% | [8 empty] | Residential | 1000 | No | 4
206353415 | Central Heat Pump | TRANE | HRCU-A-CB (Split System: Heat Pump with Remote Outdoor Unit-Air-Source) | 4TWV8048A1 | ADP |  | FG84960 | P0V0D000M50SA+RP | 48000 | 18 |  | 12.5 | 10 |  | 40500 | 34600 | 85.43% | [8 empty] | Residential | 1000 | No | 4
206353416 | Central Heat Pump | TRANE | HRCU-A-CB (Split System: Heat Pump with Remote Outdoor Unit-Air-Source) | 4TWV8048A1 | ADP |  | FG86960 | P0V0D000M50SA+RP | 48000 | 18 |  | 12.5 | 10 |  | 40500 | 34600 | 85.43% | [8 empty] | Residential | 1000 | No | 4
206353417 | Central Heat Pump | TRANE | HRCU-A-CB (Split System: Heat Pump with Remote Outdoor Unit-Air-Source) | 4TWV8048A1 | ADP |  | FG49960 | P0V0D000M50SB+RP | 48000 | 18 |  | 12.5 | 10 |  | 40500 | 34400 | 84.94% | [8 empty] | Residential | 1000 | No | 4
206353418 | Central Heat Pump | TRANE | HRCU-A-CB (Split System: Heat Pump with Remote Outdoor Unit-Air-Source) | 4TWV8048A1 | ADP |  | FG84960 | P0V0D000M50SB+RP | 48000 | 18 |  | 12.5 | 10 |  | 40500 | 34400 | 84.94% | [8 empty] | Residential | 1000 | No | 4
206353419 | Central Heat Pump | TRANE | HRCU-A-CB (Split System: Heat Pump with Remote Outdoor Unit-Air-Source) | 4TWV8048A1 | ADP |  | FG86960 | P0V0D000M50SB+RP | 48000 | 18 |  | 12.5 | 10 |  | 40500 | 34400 | 84.94% | [8 empty] | Residential | 1000 | No | 4
206353498 | Central Heat Pump | TRANE | HRCU-A-CB (Split System: Heat Pump with Remote Outdoor Unit-Air-Source) | 4TWV8036A1 | ADP |  | FG47936 | P0V0B000M40SA+RP | 35800 | 18 |  | 12.5 | 10 |  | 30000 | 24400 | 81.33% | [8 empty] | Residential | 745 | No | 2.98
207690036 | Central Heat Pump | TRANE | HRCU-A-CB (Split System: Heat Pump with Remote Outdoor Unit-Air-Source) | 4TWV0X60A1 |  |  | TAMXA0C60V51 |  | 54500 | 19 |  | 12.7 | 10 |  | 51500 | 48000 | 93.2% | [8 empty] | Residential | 1135 | No | 4.54
210929563 | Central Heat Pump | TRANE | HRCU-A-CB (Split System: Heat Pump with Remote Outdoor Unit-Air-Source) | 4TWV0X36A1 |  |  | TAMXB0C36V31 |  | 35800 | 20.5 |  | 13 | 10 |  | 31400 | 26000 | 82.8% | 35000 | 19.5 | 12.7 | 8.7 | 31600 |  |  |  | Residential | 730 | No | 2.92
211015537 | Central Heat Pump | TRANE | HRCU-A-CB (Split System: Heat Pump with Remote Outdoor Unit-Air-Source) | 4TWV0X36A1 |  |  | TAMXB0C42V41 |  | 35800 | 20.5 |  | 13 | 10 |  | 29800 | 24800 | 83.22% | [8 empty] | Residential | 745 | No | 2.98
207805626 | Central Heat Pump | TRANE | HRCU-A-CB (Split System: Heat Pump with Remote Outdoor Unit-Air-Source) | 4TWV8X48A1 |  |  | 4TXCD010DS3+P0V0D000M50SC+RP |  | 48000 | 18 |  | 12.5 | 10 |  | 42500 | 36400 | 85.65% | 47000 | 18 | 12 | 8.5 | 43000 |  |  |  | Residential | 980 | No | 3.92
207820954 | Central Heat Pump | TRANE | HRCU-A-CB (Split System: Heat Pump with Remote Outdoor Unit-Air-Source) | 4TWV8X48A1 |  |  | TEM6B0C60H51+TDR+RP |  | 47000 | 18 |  | 12.5 | 10 |  | 42500 | 35600 | 83.76% | [8 empty] | Residential | 980 | No | 3.92
205046936 | Central Heat Pump | LUXAIRE | HRCU-A-CB (Split System: Heat Pump with Remote Outdoor Unit-Air-Source) | HL19B3621 |  |  | CM60CXA2+TXV | TM8Y120C20MP11 | 36000 | 18 |  | 14 | 10 |  | 35000 | 22400 | 64% | [8 empty] | Residential | 750 | No | 3
205046940 | Central Heat Pump | LUXAIRE | HRCU-A-CB (Split System: Heat Pump with Remote Outdoor Unit-Air-Source) | HL19B3621 |  |  | CM60CXA2+TXV | TM8Y100C20MP11 | 36000 | 18 |  | 14 | 10 |  | 35000 | 22400 | 64% | [8 empty] | Residential | 750 | No | 3
205047017 | Central Heat Pump | LUXAIRE | HRCU-A-CB (Split System: Heat Pump with Remote Outdoor Unit-Air-Source) | HL19B3621 |  |  | CM60CXA2+TXV | TM8Y100C16MP11 | 35800 | 18 |  | 14 | 10 |  | 35200 | 22400 | 63.64% | [8 empty] | Residential | 745 | No | 2.98
205047023 | Central Heat Pump | LUXAIRE | HRCU-A-CB (Split System: Heat Pump with Remote Outdoor Unit-Air-Source) | HL19B3621 |  |  | CM60CXA2+TXV | TM8Y080C16MP11 | 35800 | 18 |  | 14 | 10 |  | 35200 | 22400 | 63.64% | [8 empty] | Residential | 745 | No | 2.98
206353499 | Central Heat Pump | TRANE | HRCU-A-CB (Split System: Heat Pump with Remote Outdoor Unit-Air-Source) | 4TWV8036A1 | ADP |  | FG81936 | P0V0B000M40SA+RP | 35800 | 18 |  | 12.5 | 10 |  | 30000 | 24400 | 81.33% | [8 empty] | Residential | 745 | No | 2.98
204793165 | Central Heat Pump | TRANE | HRCU-A-CB (Split System: Heat Pump with Remote Outdoor Unit-Air-Source) | 4TWL9024A1 | ADP |  | H,TG34936 | P0V0A000M30SA+RP | 22800 | 18 |  | 13 | 10 |  | 18300 | 11700 | 63.93% | [8 empty] | Residential | 475 | No | 1.9
204793166 | Central Heat Pump | TRANE | HRCU-A-CB (Split System: Heat Pump with Remote Outdoor Unit-Air-Source) | 4TWL9024A1 | ADP |  | H,TG80936 | P0V0A000M30SA+RP | 22800 | 18 |  | 13 | 10 |  | 18300 | 11700 | 63.93% | [8 empty] | Residential | 475 | No | 1.9
204793167 | Central Heat Pump | TRANE | HRCU-A-CB (Split System: Heat Pump with Remote Outdoor Unit-Air-Source) | 4TWL9024A1 | ADP |  | H,TG81936 | P0V0A000M30SA+RP | 22800 | 18 |  | 13 | 10 |  | 18300 | 11700 | 63.93% | [8 empty] | Residential | 475 | No | 1.9
204793176 | Central Heat Pump | TRANE | HRCU-A-CB (Split System: Heat Pump with Remote Outdoor Unit-Air-Source) | 4TWL9048A1 | ADP |  | H,TG37948 | P0V0C000M50SA+RP | 48000 | 19 |  | 12.5 | 10 |  | 41000 | 30000 | 73.17% | [8 empty] | Residential | 1000 | No | 4
204793178 | Central Heat Pump | TRANE | HRCU-A-CB (Split System: Heat Pump with Remote Outdoor Unit-Air-Source) | 4TWL9048A1 | ADP |  | H,TG84960 | P0V0C000M50SA+RP | 49000 | 19 |  | 12.5 | 10 |  | 40500 | 29400 | 72.59% | [8 empty] | Residential | 1020 | No | 4.08
204793179 | Central Heat Pump | TRANE | HRCU-A-CB (Split System: Heat Pump with Remote Outdoor Unit-Air-Source) | 4TWL9048A1 | ADP |  | H,TG88960 | P0V0C000M50SA+RP | 49000 | 19 |  | 12.5 | 10 |  | 40500 | 29400 | 72.59% | [8 empty] | Residential | 1020 | No | 4.08
205139743 | Central Heat Pump | TRANE | HRCU-A-CB (Split System: Heat Pump with Remote Outdoor Unit-Air-Source) | 4TWL9024A1 | ADP |  | H,TG35936 | P0V0A000M30SA+RP | 22800 | 18 |  | 13 | 10 |  | 18300 | 11700 | 63.93% | [8 empty] | Residential | 475 | No | 1.9
205139745 | Central Heat Pump | TRANE | HRCU-A-CB (Split System: Heat Pump with Remote Outdoor Unit-Air-Source) | 4TWL9048A1 | ADP |  | H,TG86960 | P0V0D000M50SA+RP | 49500 | 19 |  | 12.5 | 10 |  | 40000 | 29400 | 73.5% | [8 empty] | Residential | 1032.5 | No | 4.13
205047054 | Central Heat Pump | LUXAIRE | HRCU-A-CB (Split System: Heat Pump with Remote Outdoor Unit-Air-Source) | HL19B3621 |  |  | CM60DXA2+TXV | TM8V120C20MP12 | 35800 | 18 |  | 14 | 10 |  | 35000 | 22400 | 64% | [8 empty] | Residential | 745 | No | 2.98
205047060 | Central Heat Pump | LUXAIRE | HRCU-A-CB (Split System: Heat Pump with Remote Outdoor Unit-Air-Source) | HL19B3621 |  |  | CU60DXA2+TXV | TM8V120C20MP12 | 35800 | 18 |  | 14 | 10 |  | 35000 | 22400 | 64% | [8 empty] | Residential | 745 | No | 2.98
205047065 | Central Heat Pump | LUXAIRE | HRCU-A-CB (Split System: Heat Pump with Remote Outdoor Unit-Air-Source) | HL19B3621 |  |  | CM60DXA2+TXV | TM8V100C20MP12 | 35800 | 18 |  | 14 | 10 |  | 35000 | 22400 | 64% | [8 empty] | Residential | 745 | No | 2.98
205047071 | Central Heat Pump | LUXAIRE | HRCU-A-CB (Split System: Heat Pump with Remote Outdoor Unit-Air-Source) | HL19B3621 |  |  | CU60DXA2+TXV | TM8V100C20MP12 | 35800 | 18 |  | 14 | 10 |  | 35000 | 22400 | 64% | [8 empty] | Residential | 745 | No | 2.98
205047091 | Central Heat Pump | LUXAIRE | HRCU-A-CB (Split System: Heat Pump with Remote Outdoor Unit-Air-Source) | HL19B3621 |  |  | CM60DXA2+TXV | TMLV120C20MP12 | 35800 | 18 |  | 14 | 10 |  | 35000 | 22400 | 64% | [8 empty] | Residential | 745 | No | 2.98
205047096 | Central Heat Pump | LUXAIRE | HRCU-A-CB (Split System: Heat Pump with Remote Outdoor Unit-Air-Source) | HL19B3621 |  |  | CU60DXA2+TXV | TMLV120C20MP12 | 35800 | 18 |  | 14 | 10 |  | 35000 | 22400 | 64% | [8 empty] | Residential | 745 | No | 2.98
205047102 | Central Heat Pump | LUXAIRE | HRCU-A-CB (Split System: Heat Pump with Remote Outdoor Unit-Air-Source) | HL19B3621 |  |  | CM60DXA2+TXV | TPLC100C20MP13 | 35800 | 18 |  | 14 | 10 |  | 35000 | 22400 | 64% | [8 empty] | Residential | 745 | No | 2.98
205047108 | Central Heat Pump | LUXAIRE | HRCU-A-CB (Split System: Heat Pump with Remote Outdoor Unit-Air-Source) | HL19B3621 |  |  | CU60DXA2+TXV | TPLC100C20MP13 | 35800 | 18 |  | 14 | 10 |  | 35000 | 22400 | 64% | [8 empty] | Residential | 745 | No | 2.98
205047113 | Central Heat Pump | LUXAIRE | HRCU-A-CB (Split System: Heat Pump with Remote Outdoor Unit-Air-Source) | HL19B3621 |  |  | CM60DXA2+TXV | TPLC120C20MP13 | 35800 | 18 |  | 14 | 10 |  | 35000 | 22400 | 64% | [8 empty] | Residential | 745 | No | 2.98
205733972 | Central Heat Pump | TRANE | HRCU-A-CB (Split System: Heat Pump with Remote Outdoor Unit-Air-Source) | 4TWL9024A1 | ADP |  | H,TG34936 | *DHMB060BCV3 | 23400 | 18 |  | 12.5 | 11 |  | 20000 | 12600 | 63% | [8 empty] | Residential | 487.5 | No | 1.95
205733973 | Central Heat Pump | TRANE | HRCU-A-CB (Split System: Heat Pump with Remote Outdoor Unit-Air-Source) | 4TWL9024A1 | ADP |  | H,TG35936 | *DHMB060BCV3 | 23200 | 19 |  | 12.5 | 11 |  | 18600 | 12100 | 65.05% | [8 empty] | Residential | 482.5 | No | 1.93
205733974 | Central Heat Pump | TRANE | HRCU-A-CB (Split System: Heat Pump with Remote Outdoor Unit-Air-Source) | 4TWL9024A1 | ADP |  | H,TG80936 | *DHMB060BCV3 | 23400 | 19 |  | 12.5 | 11 |  | 18600 | 12100 | 65.05% | [8 empty] | Residential | 487.5 | No | 1.95
205733975 | Central Heat Pump | TRANE | HRCU-A-CB (Split System: Heat Pump with Remote Outdoor Unit-Air-Source) | 4TWL9024A1 | ADP |  | H,TG81936 | *DHMB060BCV3 | 24000 | 19 |  | 13 | 11 |  | 18400 | 11700 | 63.59% | [8 empty] | Residential | 500 | No | 2
205733978 | Central Heat Pump | TRANE | HRCU-A-CB (Split System: Heat Pump with Remote Outdoor Unit-Air-Source) | 4TWL9024A1 | ADP |  | H,TG47936 | *UHMB060ACV3 | 24400 | 18 |  | 12.5 | 11 |  | 18800 | 12400 | 65.96% | [8 empty] | Residential | 507.5 | No | 2.03
205733979 | Central Heat Pump | TRANE | HRCU-A-CB (Split System: Heat Pump with Remote Outdoor Unit-Air-Source) | 4TWL9024A1 | ADP |  | H,TG80936 | *UHMB060ACV3 | 24200 | 18 |  | 12.5 | 11 |  | 18800 | 12400 | 65.96% | [8 empty] | Residential | 505 | No | 2.02
205733980 | Central Heat Pump | TRANE | HRCU-A-CB (Split System: Heat Pump with Remote Outdoor Unit-Air-Source) | 4TWL9024A1 | ADP |  | H,TG81936 | *UHMB060ACV3 | 24400 | 18 |  | 12.5 | 11 |  | 18800 | 12400 | 65.96% | [8 empty] | Residential | 507.5 | No | 2.03
205826209 | Central Heat Pump | TRANE | HRCU-A-CB (Split System: Heat Pump with Remote Outdoor Unit-Air-Source) | 4TWL9048A1 | ADP |  | H,TG86960 | P0V0C000M50SA+RP | 49000 | 19 |  | 12.5 | 10 |  | 40500 | 29400 | 72.59% | [8 empty] | Residential | 1020 | No | 4.08
207682646 | Central Heat Pump | YORK | HRCU-A-CB (Split System: Heat Pump with Remote Outdoor Unit-Air-Source) | YZT36B21 | ADP |  | H,YE47936 | TM9Y120D20MP11 | 36000 | 18 |  | 14 | 10 |  | 33400 | 20800 | 62.28% | [8 empty] | Residential | 750 | No | 3
204333553 | Central Heat Pump | LUXAIRE | HRCU-A-CB (Split System: Heat Pump with Remote Outdoor Unit-Air-Source) | HL20B2421 |  |  | CM25BE1A1+CC | LP9C080B12MP13 | 24000 | 20.75 |  | 14 | 10.25 |  | 32800 | 22400 | 68.29% | [8 empty] | Residential | 500 | No | 2
204333557 | Central Heat Pump | LUXAIRE | HRCU-A-CB (Split System: Heat Pump with Remote Outdoor Unit-Air-Source) | HL20B2421 |  |  | CM25BE1A1+CC | TM9V060B12MP12 | 24000 | 20.5 |  | 13.75 | 10.25 |  | 32600 | 21200 | 65.03% | [8 empty] | Residential | 500 | No | 2
204333561 | Central Heat Pump | LUXAIRE | HRCU-A-CB (Split System: Heat Pump with Remote Outdoor Unit-Air-Source) | HL20B2421 |  |  | CM25BE1A1+CC | TP9C060B12MP13 | 24000 | 20.5 |  | 13.75 | 10.25 |  | 32600 | 21200 | 65.03% | [8 empty] | Residential | 500 | No | 2
204333569 | Central Heat Pump | LUXAIRE | HRCU-A-CB (Split System: Heat Pump with Remote Outdoor Unit-Air-Source) | HL20B2421 |  |  | CM25BE1A1+CC | LP9C060B12MP13 | 24000 | 20.5 |  | 13.75 | 10.25 |  | 32600 | 21200 | 65.03% | [8 empty] | Residential | 500 | No | 2
204333928 | Central Heat Pump | LUXAIRE | HRCU-A-CB (Split System: Heat Pump with Remote Outdoor Unit-Air-Source) | HL20B3621 |  |  | CM38CE2A1+CC | TM9V100C16MP12 | 33600 | 19.25 |  | 13 | 10.75 |  | 32600 | 31600 | 96.93% | [8 empty] | Residential | 700 | No | 2.8
204333936 | Central Heat Pump | LUXAIRE | HRCU-A-CB (Split System: Heat Pump with Remote Outdoor Unit-Air-Source) | HL20B3621 |  |  | CM38CE2A1+CC | TP9C100C16MP13 | 33600 | 19.25 |  | 13 | 10.75 |  | 32600 | 31600 | 96.93% | [8 empty] | Residential | 700 | No | 2.8
204333422 | Central Heat Pump | LUXAIRE | HRCU-A-CB (Split System: Heat Pump with Remote Outdoor Unit-Air-Source) | HL20B2421 |  |  | CM25BE1A1+CC | TPLC080B12MP13 | 24000 | 20.5 |  | 13.75 | 10.25 |  | 32600 | 22400 | 68.71% | [8 empty] | Residential | 500 | No | 2
205273913 | Central Heat Pump | BRYANT HEATING AND COOLING SYSTEMS | HRCU-A-CB (Split System: Heat Pump with Remote Outdoor Unit-Air-Source) | 284ANV024*0**A* |  |  | CSPH*4212AL*+UI | 88*TA60090C21*** | 23400 | 21 |  | 14 | 11 |  | 24000 | 24000 | 100% | [8 empty] | Residential | 487.5 | No | 1.95
205273914 | Central Heat Pump | BRYANT HEATING AND COOLING SYSTEMS | HRCU-A-CB (Split System: Heat Pump with Remote Outdoor Unit-Air-Source) | 284ANV024*0**A* |  |  | CSPH*4212AL*+UI | 88*TA66135C24*** | 23400 | 21 |  | 14 | 11 |  | 24000 | 24000 | 100% | [8 empty] | Residential | 487.5 | No | 1.95
207682647 | Central Heat Pump | YORK | HRCU-A-CB (Split System: Heat Pump with Remote Outdoor Unit-Air-Source) | YZT36B21 | ADP |  | H,YE47936 | TP9C080C16MP13 | 35800 | 18 |  | 14 | 10 |  | 33800 | 20800 | 61.54% | [8 empty] | Residential | 745 | No | 2.98
207682648 | Central Heat Pump | YORK | HRCU-A-CB (Split System: Heat Pump with Remote Outdoor Unit-Air-Source) | YZT36B21 | ADP |  | H,YE47936 | TP9C100C20MP12 | 36000 | 19 |  | 14 | 10 |  | 33800 | 20800 | 61.54% | [8 empty] | Residential | 750 | No | 3
207682649 | Central Heat Pump | YORK | HRCU-A-CB (Split System: Heat Pump with Remote Outdoor Unit-Air-Source) | YZT36B21 | ADP |  | H,YE47936 | TP9C100C20MP13 | 36000 | 19 |  | 14 | 10 |  | 33800 | 20800 | 61.54% | [8 empty] | Residential | 750 | No | 3
205709003 | Central Heat Pump | YORK | HRCU-A-CB (Split System: Heat Pump with Remote Outdoor Unit-Air-Source) | YZT24B21 | ADP |  | AV360CT |  | 24000 | 19 |  | 14 | 10 |  | 21000 | 12500 | 59.52% | [8 empty] | Residential | 500 | No | 2
205765787 | Central Heat Pump | YORK | HRCU-A-CB (Split System: Heat Pump with Remote Outdoor Unit-Air-Source) | YZT24B21 | ADP |  | AX300CT |  | 24000 | 19 |  | 14 | 10 |  | 21000 | 12500 | 59.52% | [8 empty] | Residential | 500 | No | 2
206716917 | Central Heat Pump | YORK | HRCU-A-CB (Split System: Heat Pump with Remote Outdoor Unit-Air-Source) | YZT36B21 | ADP |  | CH362*9-A+ME16CN21 |  | 35800 | 18 |  | 14 | 10 |  | 33200 | 20800 | 62.65% | [8 empty] | Residential | 745 | No | 2.98
9084292 | Central Heat Pump | YORK | HRCU-A-CB (Split System: Heat Pump with Remote Outdoor Unit-Air-Source) | YZH03612 | ADP |  | H,YE36936+MX12DN21 |  | 35600 | 18 |  | 14 | 10 |  | 33800 | 22400 | 66.27% | [8 empty] | Residential | 742.5 | No | 2.97
7127103 | Central Heat Pump | YORK | HRCU-A-CB (Split System: Heat Pump with Remote Outdoor Unit-Air-Source) | YZH03612 | ADP |  | CV366*9+MV12D |  | 35400 | 18 |  | 13.5 | 10 |  | 34000 | 22800 | 67.06% | [8 empty] | Residential | 737.5 | No | 2.95
207682549 | Central Heat Pump | LUXAIRE | HRCU-A-CB (Split System: Heat Pump with Remote Outdoor Unit-Air-Source) | HL19B3621 | ADP |  | H,YE37936 | TM9V100C20MP12 | 35600 | 19 |  | 13.5 | 10 |  | 33800 | 20800 | 61.54% | [8 empty] | Residential | 742.5 | No | 2.97
205273915 | Central Heat Pump | BRYANT HEATING AND COOLING SYSTEMS | HRCU-A-CB (Split System: Heat Pump with Remote Outdoor Unit-Air-Source) | 284ANV024*0**A* |  |  | CSPH*4212AL*+UI | 986TC42060C17*** | 23400 | 21 |  | 14 | 11 |  | 24000 | 24400 | 101.7% | [8 empty] | Residential | 487.5 | No | 1.95
205273916 | Central Heat Pump | BRYANT HEATING AND COOLING SYSTEMS | HRCU-A-CB (Split System: Heat Pump with Remote Outdoor Unit-Air-Source) | 284ANV024*0**A* |  |  | CSPH*4212AL*+UI | 986TC42080C17*** | 23400 | 21 |  | 14 | 11 |  | 24000 | 24200 | 100.8% | [8 empty] | Residential | 487.5 | No | 1.95
205273917 | Central Heat Pump | BRYANT HEATING AND COOLING SYSTEMS | HRCU-A-CB (Split System: Heat Pump with Remote Outdoor Unit-Air-Source) | 284ANV024*0**A* |  |  | CSPH*4212AL*+UI | 986TC66120C24*** | 23400 | 21 |  | 14 | 11 |  | 24000 | 24200 | 100.8% | [8 empty] | Residential | 487.5 | No | 1.95
205273918 | Central Heat Pump | BRYANT HEATING AND COOLING SYSTEMS | HRCU-A-CB (Split System: Heat Pump with Remote Outdoor Unit-Air-Source) | 284ANV024*0**A* |  |  | CSPH*4812AL*+UI | 88*TA36045C17*** | 23400 | 21 |  | 14 | 11 |  | 24000 | 24200 | 100.8% | [8 empty] | Residential | 487.5 | No | 1.95
205273919 | Central Heat Pump | BRYANT HEATING AND COOLING SYSTEMS | HRCU-A-CB (Split System: Heat Pump with Remote Outdoor Unit-Air-Source) | 284ANV024*0**A* |  |  | CSPH*4812AL*+UI | 88*TA48070C17*** | 23400 | 21 |  | 14 | 11 |  | 24000 | 24200 | 100.8% | [8 empty] | Residential | 487.5 | No | 1.95
205273920 | Central Heat Pump | BRYANT HEATING AND COOLING SYSTEMS | HRCU-A-CB (Split System: Heat Pump with Remote Outdoor Unit-Air-Source) | 284ANV024*0**A* |  |  | CSPH*4812AL*+UI | 88*TA60070C21*** | 23400 | 21 |  | 14 | 11 |  | 24000 | 24200 | 100.8% | [8 empty] | Residential | 487.5 | No | 1.95
205273921 | Central Heat Pump | BRYANT HEATING AND COOLING SYSTEMS | HRCU-A-CB (Split System: Heat Pump with Remote Outdoor Unit-Air-Source) | 284ANV024*0**A* |  |  | CSPH*4812AL*+UI | 88*TA60090C21*** | 23400 | 21 |  | 14 | 11 |  | 24000 | 24000 | 100% | [8 empty] | Residential | 487.5 | No | 1.95
207820955 | Central Heat Pump | TRANE | HRCU-A-CB (Split System: Heat Pump with Remote Outdoor Unit-Air-Source) | 4TWV8X48A1 |  |  | TEM8B0C60V51+TDR |  | 47000 | 18 |  | 12.5 | 10 |  | 42500 | 36600 | 86.12% | 47000 | 18 | 12 | 8.5 | 43000 |  |  |  | Residential | 980 | No | 3.92
207526273 | Central Heat Pump | TRANE | HRCU-A-CB (Split System: Heat Pump with Remote Outdoor Unit-Air-Source) | 4TWV8X48A1 |  |  | 4PX*DU60BS3 | *UD2D120ACV5 | 48000 | 18 |  | 12.5 | 10 |  | 44000 | 37000 | 84.09% | 46500 | 18 | 11.7 | 8.5 | 43500 |  |  |  | Residential | 970 | No | 3.88
207526295 | Central Heat Pump | TRANE | HRCU-A-CB (Split System: Heat Pump with Remote Outdoor Unit-Air-Source) | 4TWV8X48A1 |  |  | 4TXCC009DS3 | *UD2C080ACV4 | 47000 | 18 |  | 12.5 | 10 |  | 43500 | 36400 | 83.68% | [8 empty] | Residential | 980 | No | 3.92
207526297 | Central Heat Pump | TRANE | HRCU-A-CB (Split System: Heat Pump with Remote Outdoor Unit-Air-Source) | 4TWV8X48A1 |  |  | 4TXCC009DS3 | *UHMC100ACV4 | 47000 | 18 |  | 12.5 | 10 |  | 43500 | 36600 | 84.14% | [8 empty] | Residential | 980 | No | 3.92
207526298 | Central Heat Pump | TRANE | HRCU-A-CB (Split System: Heat Pump with Remote Outdoor Unit-Air-Source) | 4TWV8X48A1 |  |  | 4TXCC009DS3 | *UD2C100ACV5 | 47000 | 18 |  | 12.5 | 10 |  | 43500 | 37400 | 85.98% | 47000 | 18 | 11.7 | 8.5 | 43500 |  |  |  | Residential | 980 | No | 3.92
207526300 | Central Heat Pump | TRANE | HRCU-A-CB (Split System: Heat Pump with Remote Outdoor Unit-Air-Source) | 4TWV8X48A1 |  |  | 4TXCD010DS3 | *UD2D120ACV5 | 48000 | 18 |  | 12.5 | 10 |  | 44000 | 37000 | 84.09% | 46500 | 18 | 11.7 | 8.5 | 43500 |  |  |  | Residential | 970 | No | 3.88
207526414 | Central Heat Pump | TRANE | HRCU-A-CB (Split System: Heat Pump with Remote Outdoor Unit-Air-Source) | 4TWV0X36A1 |  |  | 4PX*BU36BS3 | S9V2B080U3VSA+RP | 34800 | 20 |  | 12.5 | 10 |  | 32200 | 26000 | 80.75% | [8 empty] | Residential | 725 | No | 2.9
207526415 | Central Heat Pump | TRANE | HRCU-A-CB (Split System: Heat Pump with Remote Outdoor Unit-Air-Source) | 4TWV0X36A1 |  |  | 4PX*BU36BS3 | S9V2B040U3VSA+RP | 35200 | 20 |  | 12.5 | 10 |  | 32400 | 26200 | 80.86% | 34400 | 20 | 12 | 8.5 | 31600 |  |  |  | Residential | 717.5 | No | 2.87
207526416 | Central Heat Pump | TRANE | HRCU-A-CB (Split System: Heat Pump with Remote Outdoor Unit-Air-Source) | 4TWV0X36A1 |  |  | 4PX*BU48BS3 | S9V2B080U3VSA+RP | 36400 | 20.5 |  | 13 | 10 |  | 33200 | 26600 | 80.12% | [8 empty] | Residential | 757.5 | No | 3.03
207526417 | Central Heat Pump | TRANE | HRCU-A-CB (Split System: Heat Pump with Remote Outdoor Unit-Air-Source) | 4TWV0X36A1 |  |  | 4PX*BU48BS3 | S9V2B060U3VSA+RP | 36200 | 20.5 |  | 13 | 10 |  | 33200 | 26400 | 79.52% | [8 empty] | Residential | 755 | No | 3.02
207455043 | Central Heat Pump | LENNOX | HRCU-A-CB (Split System: Heat Pump with Remote Outdoor Unit-Air-Source) | SL25XPV-036-230A** | ADP |  | L*35/36U9 | EL296UH090XV48C* | 34800 | 22 |  | 14 | 10 |  | 32200 | 28800 | 89.44% | [8 empty] | Residential | 725 | No | 2.9
207455044 | Central Heat Pump | LENNOX | HRCU-A-CB (Split System: Heat Pump with Remote Outdoor Unit-Air-Source) | SL25XPV-036-230A** | ADP |  | L*35/36S9 | EL296UH090XV48C* | 34800 | 22 |  | 14 | 10 |  | 34000 | 31600 | 92.94% | [8 empty] | Residential | 725 | No | 2.9
207455045 | Central Heat Pump | LENNOX | HRCU-A-CB (Split System: Heat Pump with Remote Outdoor Unit-Air-Source) | SL25XPV-036-230A** | ADP |  | LH18/37D9 | EL296UH090XV48C* | 34600 | 21 |  | 13.5 | 10 |  | 32200 | 28800 | 89.44% | [8 empty] | Residential | 720 | No | 2.88
207455046 | Central Heat Pump | LENNOX | HRCU-A-CB (Split System: Heat Pump with Remote Outdoor Unit-Air-Source) | SL25XPV-036-230A** | ADP |  | LH23/37W9 | EL296UH090XV48C* | 34800 | 22 |  | 14 | 10 |  | 32200 | 28800 | 89.44% | [8 empty] | Residential | 725 | No | 2.9
207455047 | Central Heat Pump | LENNOX | HRCU-A-CB (Split System: Heat Pump with Remote Outdoor Unit-Air-Source) | SL25XPV-036-230A** | ADP |  | L*23/37Z9 | EL296UH090XV48C* | 34800 | 22 |  | 14 | 10 |  | 32200 | 28800 | 89.44% | [8 empty] | Residential | 725 | No | 2.9
207455048 | Central Heat Pump | LENNOX | HRCU-A-CB (Split System: Heat Pump with Remote Outdoor Unit-Air-Source) | SL25XPV-036-230A** | ADP |  | LH35/36F9 | EL296UH090XV60C* | 34400 | 21 |  | 13.5 | 10 |  | 34000 | 31600 | 92.94% | [8 empty] | Residential | 717.5 | No | 2.87
207455049 | Central Heat Pump | LENNOX | HRCU-A-CB (Split System: Heat Pump with Remote Outdoor Unit-Air-Source) | SL25XPV-036-230A** | ADP |  | LH35/38X9 | EL296UH090XV60C* | 34600 | 22 |  | 14 | 10 |  | 32800 | 29000 | 88.41% | [8 empty] | Residential | 720 | No | 2.88
207455050 | Central Heat Pump | LENNOX | HRCU-A-CB (Split System: Heat Pump with Remote Outdoor Unit-Air-Source) | SL25XPV-036-230A** | ADP |  | LH35/38F9 | EL296UH090XV60C* | 34600 | 22 |  | 14 | 10 |  | 32800 | 29000 | 88.41% | [8 empty] | Residential | 720 | No | 2.88
8761165 | Central Heat Pump | AMERICAN STANDARD | HRCU-A-CB (Split System: Heat Pump with Remote Outdoor Unit-Air-Source) | 4A6V8036A1 |  |  | 4TXCC005DS3 | *UD2C080ACV4 | 35200 | 18 |  | 12.5 | 10 |  | 32000 | 26200 | 81.88% | [8 empty] | Residential | 732.5 | No | 2.93
8761167 | Central Heat Pump | AMERICAN STANDARD | HRCU-A-CB (Split System: Heat Pump with Remote Outdoor Unit-Air-Source) | 4A6V8036A1 |  |  | 4TXCC005DS3 | *UD2C100ACV5 | 35000 | 18 |  | 12.5 | 10 |  | 31800 | 26000 | 81.76% | [8 empty] | Residential | 730 | No | 2.92
207805708 | Central Heat Pump | AMERICAN STANDARD | HRCU-A-CB (Split System: Heat Pump with Remote Outdoor Unit-Air-Source) | 4A6V8X48A1 |  |  | 4PX*DU60BS3+P0V0D000M50SC+RP |  | 48000 | 18 |  | 12.5 | 10 |  | 42500 | 36400 | 85.65% | 47000 | 18 | 12 | 8.5 | 43000 |  |  |  | Residential | 980 | No | 3.92
207805713 | Central Heat Pump | AMERICAN STANDARD | HRCU-A-CB (Split System: Heat Pump with Remote Outdoor Unit-Air-Source) | 4A6V8X48A1 |  |  | 4TXCD008DS3+P0V0D000M50SC+RP |  | 47000 | 18 |  | 12.5 | 10 |  | 43500 | 37000 | 85.06% | 46000 | 18 | 12 | 8.5 | 43500 |  |  |  | Residential | 957.5 | No | 3.83
207805716 | Central Heat Pump | AMERICAN STANDARD | HRCU-A-CB (Split System: Heat Pump with Remote Outdoor Unit-Air-Source) | 4A6V8X48A1 |  |  | 4TXCD010DS3+P0V0D000M50SC+RP |  | 48000 | 18 |  | 12.5 | 10 |  | 42500 | 36400 | 85.65% | 47000 | 18 | 12 | 8.5 | 43000 |  |  |  | Residential | 980 | No | 3.92
206908445 | Central Heat Pump | AMERICAN STANDARD | HRCU-A-CB (Split System: Heat Pump with Remote Outdoor Unit-Air-Source) | 4A6L9024A1 |  |  | 4TXCB003DS3 | S9V2B060U3PSA+RP | 23000 | 18.5 |  | 12.5 | 11 |  | 20600 | 13600 | 66.02% | [8 empty] | Residential | 480 | No | 1.92
206909921 | Central Heat Pump | AMERICAN STANDARD | HRCU-A-CB (Split System: Heat Pump with Remote Outdoor Unit-Air-Source) | 4A6L9024A1 |  |  | 4TXCB003DS3 | S9V2B060U3VSA+RP | 23000 | 18.5 |  | 12.5 | 11 |  | 20600 | 14300 | 69.42% | 23200 | 17 | 12 | 8.7 | 21400 |  |  |  | Residential | 482.5 | No | 1.93
207062439 | Central Heat Pump | AMERICAN STANDARD | HRCU-A-CB (Split System: Heat Pump with Remote Outdoor Unit-Air-Source) | 4A6L9024A1 |  |  | 4TXCB003DS3 | S9V2B040U3VSA+RP | 23000 | 18 |  | 13 | 11 |  | 20600 | 14300 | 69.42% | 23400 | 17 | 12 | 8.7 | 21400 |  |  |  | Residential | 487.5 | No | 1.95
207455051 | Central Heat Pump | LENNOX | HRCU-A-CB (Split System: Heat Pump with Remote Outdoor Unit-Air-Source) | SL25XPV-036-230A** | ADP |  | L*35/36U9 | EL296UH090XV60C* | 34600 | 22 |  | 14 | 10 |  | 32800 | 29000 | 88.41% | [8 empty] | Residential | 720 | No | 2.88
207045840 | Central Heat Pump | LENNOX | HRCU-A-CB (Split System: Heat Pump with Remote Outdoor Unit-Air-Source) | EL18XPV-024-230A** | ADP |  | LH29/36X9 | EL280UH070XE36A* | 23800 | 20 |  | 13 | 10 |  | 22000 | 12800 | 58.18% | [8 empty] | Residential | 495 | No | 1.98
207045843 | Central Heat Pump | LENNOX | HRCU-A-CB (Split System: Heat Pump with Remote Outdoor Unit-Air-Source) | EL18XPV-024-230A** | ADP |  | L*18/36V9 | EL280UH090E36B* | 23800 | 20 |  | 13 | 10 |  | 22200 | 13300 | 59.91% | [8 empty] | Residential | 495 | No | 1.98
207045845 | Central Heat Pump | LENNOX | HRCU-A-CB (Split System: Heat Pump with Remote Outdoor Unit-Air-Source) | EL18XPV-024-230A** | ADP |  | LH29/36X9 | EL280UH090E36B* | 23800 | 20 |  | 13 | 10 |  | 22200 | 13300 | 59.91% | [8 empty] | Residential | 495 | No | 1.98
207045875 | Central Heat Pump | LENNOX | HRCU-A-CB (Split System: Heat Pump with Remote Outdoor Unit-Air-Source) | EL18XPV-024-230A** | ADP |  | L*18/36V9 | ML180UH030V36A* | 23800 | 20 |  | 13 | 10 |  | 21600 | 13200 | 61.11% | [8 empty] | Residential | 495 | No | 1.98
207045877 | Central Heat Pump | LENNOX | HRCU-A-CB (Split System: Heat Pump with Remote Outdoor Unit-Air-Source) | EL18XPV-024-230A** | ADP |  | LH29/36X9 | ML180UH030V36A* | 24000 | 20 |  | 13 | 10 |  | 21600 | 13200 | 61.11% | [8 empty] | Residential | 500 | No | 2
207045878 | Central Heat Pump | LENNOX | HRCU-A-CB (Split System: Heat Pump with Remote Outdoor Unit-Air-Source) | EL18XPV-024-230A** | ADP |  | LH35/36X9 | ML180UH030V36A* | 24000 | 20 |  | 13 | 10 |  | 21600 | 13200 | 61.11% | [8 empty] | Residential | 500 | No | 2
207045886 | Central Heat Pump | LENNOX | HRCU-A-CB (Split System: Heat Pump with Remote Outdoor Unit-Air-Source) | EL18XPV-024-230A** | ADP |  | L*18/36V9 | ML180UH045V36A* | 23800 | 20 |  | 13 | 10 |  | 21600 | 13200 | 61.11% | [8 empty] | Residential | 495 | No | 1.98
207782110 | Central Heat Pump | AMERICAN STANDARD | HRCU-A-CB (Split System: Heat Pump with Remote Outdoor Unit-Air-Source) | 4A6L9024A1 |  |  | 4PX*BD36BS3+HORIZ-RT | S9V2B060U4PSB+RP | 23600 | 19 |  | 12.5 | 11 |  | 19800 | 13200 | 66.67% | [8 empty] | Residential | 492.5 | No | 1.97
207782111 | Central Heat Pump | AMERICAN STANDARD | HRCU-A-CB (Split System: Heat Pump with Remote Outdoor Unit-Air-Source) | 4A6L9024A1 |  |  | 4PX*BD48BS3+HORIZ-RT | S9V2B060U4PSB+RP | 24000 | 19 |  | 13 | 11 |  | 20000 | 13300 | 66.5% | [8 empty] | Residential | 500 | No | 2
8761199 | Central Heat Pump | AMERICAN STANDARD | HRCU-A-CB (Split System: Heat Pump with Remote Outdoor Unit-Air-Source) | 4A6V8048A1 |  |  | 4TXCC009DS3 | *UD2C080ACV4 | 47000 | 18 |  | 12.5 | 10 |  | 43500 | 36400 | 83.68% | [8 empty] | Residential | 980 | No | 3.92
8761201 | Central Heat Pump | AMERICAN STANDARD | HRCU-A-CB (Split System: Heat Pump with Remote Outdoor Unit-Air-Source) | 4A6V8048A1 |  |  | 4TXCC009DS3 | *UHMC100ACV4 | 47000 | 18 |  | 12.5 | 10 |  | 43500 | 36600 | 84.14% | [8 empty] | Residential | 980 | No | 3.92
8761202 | Central Heat Pump | AMERICAN STANDARD | HRCU-A-CB (Split System: Heat Pump with Remote Outdoor Unit-Air-Source) | 4A6V8048A1 |  |  | 4TXCC009DS3 | *UD2C100ACV5 | 47000 | 18 |  | 12.5 | 10 |  | 43500 | 36600 | 84.14% | [8 empty] | Residential | 980 | No | 3.92
8761205 | Central Heat Pump | AMERICAN STANDARD | HRCU-A-CB (Split System: Heat Pump with Remote Outdoor Unit-Air-Source) | 4A6V8048A1 |  |  | 4TXCD010DS3 | *UD2D120ACV5 | 48000 | 18 |  | 12.5 | 10 |  | 44000 | 37000 | 84.09% | [8 empty] | Residential | 1000 | No | 4
8935197 | Central Heat Pump | AMERICAN STANDARD | HRCU-A-CB (Split System: Heat Pump with Remote Outdoor Unit-Air-Source) | 4A6V0024A1 |  |  | 4PX*BD36BS3 | *DD2B060ACV3 | 24400 | 19.25 |  | 13.5 | 10 |  | 22200 | 17200 | 77.48% | [8 empty] | Residential | 507.5 | No | 2.03
8935198 | Central Heat Pump | AMERICAN STANDARD | HRCU-A-CB (Split System: Heat Pump with Remote Outdoor Unit-Air-Source) | 4A6V0024A1 |  |  | 4PX*BD36BS3 | *DHMB060BCV3 | 24400 | 19 |  | 13 | 10 |  | 22200 | 17400 | 78.38% | [8 empty] | Residential | 507.5 | No | 2.03
207045889 | Central Heat Pump | LENNOX | HRCU-A-CB (Split System: Heat Pump with Remote Outdoor Unit-Air-Source) | EL18XPV-024-230A** | ADP |  | LH29/36X9 | ML180UH045V36A* | 24000 | 20 |  | 13 | 10 |  | 21600 | 13200 | 61.11% | [8 empty] | Residential | 500 | No | 2
207045890 | Central Heat Pump | LENNOX | HRCU-A-CB (Split System: Heat Pump with Remote Outdoor Unit-Air-Source) | EL18XPV-024-230A** | ADP |  | LH35/36X9 | ML180UH045V36A* | 24000 | 20 |  | 13 | 10 |  | 21600 | 13200 | 61.11% | [8 empty] | Residential | 500 | No | 2
207045892 | Central Heat Pump | LENNOX | HRCU-A-CB (Split System: Heat Pump with Remote Outdoor Unit-Air-Source) | EL18XPV-024-230A** | ADP |  | L*18/36V9 | ML180UH070V36A* | 23200 | 20 |  | 13 | 10 |  | 22000 | 13800 | 62.73% | [8 empty] | Residential | 482.5 | No | 1.93
207045894 | Central Heat Pump | LENNOX | HRCU-A-CB (Split System: Heat Pump with Remote Outdoor Unit-Air-Source) | EL18XPV-024-230A** | ADP |  | LH29/36X9 | ML180UH070V36A* | 23200 | 20 |  | 13 | 10 |  | 22000 | 13800 | 62.73% | [8 empty] | Residential | 482.5 | No | 1.93
207045896 | Central Heat Pump | LENNOX | HRCU-A-CB (Split System: Heat Pump with Remote Outdoor Unit-Air-Source) | EL18XPV-024-230A** | ADP |  | LH35/36X9 | ML180UH070V36A* | 23200 | 20 |  | 13 | 10 |  | 22000 | 13800 | 62.73% | [8 empty] | Residential | 482.5 | No | 1.93
207045897 | Central Heat Pump | LENNOX | HRCU-A-CB (Split System: Heat Pump with Remote Outdoor Unit-Air-Source) | EL18XPV-024-230A** | ADP |  | L*18/36V9 | ML180UH070V36B* | 23800 | 20 |  | 13 | 10 |  | 21400 | 13100 | 61.21% | [8 empty] | Residential | 495 | No | 1.98
207045900 | Central Heat Pump | LENNOX | HRCU-A-CB (Split System: Heat Pump with Remote Outdoor Unit-Air-Source) | EL18XPV-024-230A** | ADP |  | LH29/36X9 | ML180UH070V36B* | 24000 | 20 |  | 13 | 10 |  | 21400 | 13100 | 61.21% | [8 empty] | Residential | 500 | No | 2
6109218 | Central Heat Pump | LENNOX | HRCU-A-CB (Split System: Heat Pump with Remote Outdoor Unit-Air-Source) | XP25-024-230-** | ADP |  | L*19/36S9 | SL280UH090V36B-** | 22200 | 23 |  | 14 | 10 |  | 20400 | 13000 | 63.73% | [8 empty] | Residential | 462.5 | No | 1.85
8938521 | Central Heat Pump | AMERICAN STANDARD | HRCU-A-CB (Split System: Heat Pump with Remote Outdoor Unit-Air-Source) | 4A6V0036A1 |  |  | 4TXFH036CZ3 | *DD2B060ACV3 | 35000 | 19.5 |  | 13 | 10 |  | 32200 | 26400 | 81.99% | [8 empty] | Residential | 730 | No | 2.92
9122736 | Central Heat Pump | AMERICAN STANDARD | HRCU-A-CB (Split System: Heat Pump with Remote Outdoor Unit-Air-Source) | 4A6V0024A1 |  |  | 4PX*BU42BS3 | *UHMB060ACV3 | 24600 | 18 |  | 13 | 10 |  | 22200 | 17300 | 77.93% | [8 empty] | Residential | 512.5 | No | 2.05
10093446 | Central Heat Pump | AMERICAN STANDARD | HRCU-A-CB (Split System: Heat Pump with Remote Outdoor Unit-Air-Source) | 4A6V0024A1 |  |  | TAM9A0B30V31 |  | 24200 | 19.25 |  | 13.75 | 10 |  | 20200 | 16800 | 83.17% | [8 empty] | Residential | 505 | No | 2.02
207526418 | Central Heat Pump | TRANE | HRCU-A-CB (Split System: Heat Pump with Remote Outdoor Unit-Air-Source) | 4TWV0X36A1 |  |  | 4PX*BU48BS3 | S9V2B040U3VSA+RP | 36200 | 20.25 |  | 13 | 10 |  | 33200 | 26400 | 79.52% | [8 empty] | Residential | 755 | No | 3.02
207526421 | Central Heat Pump | TRANE | HRCU-A-CB (Split System: Heat Pump with Remote Outdoor Unit-Air-Source) | 4TWV0X36A1 |  |  | 4PX*CU36BS3 | S9V2C100U4VSA+RP | 35200 | 20 |  | 12.5 | 10 |  | 32200 | 25800 | 80.12% | 34400 | 20 | 12 | 8.5 | 31400 |  |  |  | Residential | 717.5 | No | 2.87
207526422 | Central Heat Pump | TRANE | HRCU-A-CB (Split System: Heat Pump with Remote Outdoor Unit-Air-Source) | 4TWV0X36A1 |  |  | 4PX*CU48BS3 | S9V2C100U4VSA+RP | 36000 | 21 |  | 13 | 10 |  | 33000 | 26200 | 79.39% | 35600 | 20.5 | 12.7 | 8.7 | 32000 |  |  |  | Residential | 742.5 | No | 2.97
207526423 | Central Heat Pump | TRANE | HRCU-A-CB (Split System: Heat Pump with Remote Outdoor Unit-Air-Source) | 4TWV0X36A1 |  |  | 4TXCB004DS3 | S9V2B040U3VSA+RP | 35200 | 20 |  | 12.5 | 10 |  | 32400 | 26200 | 80.86% | 34400 | 20 | 12 | 8.2 | 31600 |  |  |  | Residential | 717.5 | No | 2.87
207526424 | Central Heat Pump | TRANE | HRCU-A-CB (Split System: Heat Pump with Remote Outdoor Unit-Air-Source) | 4TWV0X36A1 |  |  | 4TXCB004DS3 | S9V2B060U3VSA+RP | 35200 | 20 |  | 12.5 | 10.5 |  | 32400 | 26000 | 80.25% | 34200 | 20 | 12 | 8.2 | 31400 |  |  |  | Residential | 712.5 | No | 2.85
6109219 | Central Heat Pump | LENNOX | HRCU-A-CB (Split System: Heat Pump with Remote Outdoor Unit-Air-Source) | XP25-024-230-** | ADP |  | L*35/36S9 | SL280UH090V36B-** | 22400 | 23 |  | 14 | 10 |  | 20600 | 12900 | 62.62% | [8 empty] | Residential | 467.5 | No | 1.87
6109220 | Central Heat Pump | LENNOX | HRCU-A-CB (Split System: Heat Pump with Remote Outdoor Unit-Air-Source) | XP25-024-230-** | ADP |  | LH24/37F9 | SL280UH090V36B-** | 22000 | 23 |  | 14 | 10 |  | 20400 | 12100 | 59.31% | [8 empty] | Residential | 457.5 | No | 1.83
6109221 | Central Heat Pump | LENNOX | HRCU-A-CB (Split System: Heat Pump with Remote Outdoor Unit-Air-Source) | XP25-024-230-** | ADP |  | LH29/36F9 | SL280UH090V36B-** | 22200 | 23 |  | 14 | 10 |  | 20400 | 13000 | 63.73% | [8 empty] | Residential | 462.5 | No | 1.85
6109222 | Central Heat Pump | LENNOX | HRCU-A-CB (Split System: Heat Pump with Remote Outdoor Unit-Air-Source) | XP25-024-230-** | ADP |  | LH35/38F9 | SL280UH090V36B-** | 22400 | 23 |  | 14 | 10 |  | 20600 | 12900 | 62.62% | [8 empty] | Residential | 467.5 | No | 1.87
6109228 | Central Heat Pump | LENNOX | HRCU-A-CB (Split System: Heat Pump with Remote Outdoor Unit-Air-Source) | XP25-024-230-** | ADP |  | L*35/36S9 | SLP98UH070XV36B-** | 22400 | 23 |  | 14 | 10 |  | 20600 | 13000 | 63.11% | [8 empty] | Residential | 467.5 | No | 1.87
6109231 | Central Heat Pump | LENNOX | HRCU-A-CB (Split System: Heat Pump with Remote Outdoor Unit-Air-Source) | XP25-024-230-** | ADP |  | LH35/38F9 | SLP98UH070XV36B-** | 22400 | 23 |  | 14 | 10 |  | 20600 | 13000 | 63.11% | [8 empty] | Residential | 467.5 | No | 1.87
6109252 | Central Heat Pump | LENNOX | HRCU-A-CB (Split System: Heat Pump with Remote Outdoor Unit-Air-Source) | XP25-036-230-** | ADP |  | L*23/37Y9 | SLP98DF090XV36C-** | 35200 | 21 |  | 13.5 | 10 |  | 28600 | 18400 | 64.34% | [8 empty] | Residential | 732.5 | No | 2.93
6109253 | Central Heat Pump | LENNOX | HRCU-A-CB (Split System: Heat Pump with Remote Outdoor Unit-Air-Source) | XP25-036-230-** | ADP |  | L*35/36S9 | SLP98DF090XV36C-** | 35000 | 21 |  | 13.5 | 10 |  | 28600 | 18400 | 64.34% | [8 empty] | Residential | 730 | No | 2.92
207526425 | Central Heat Pump | TRANE | HRCU-A-CB (Split System: Heat Pump with Remote Outdoor Unit-Air-Source) | 4TWV0X36A1 |  |  | 4TXCB004DS3 | S9V2B080U3VSA+RP | 34800 | 20 |  | 12.5 | 10 |  | 32200 | 26000 | 80.75% | [8 empty] | Residential | 725 | No | 2.9
207526427 | Central Heat Pump | TRANE | HRCU-A-CB (Split System: Heat Pump with Remote Outdoor Unit-Air-Source) | 4TWV0X36A1 |  |  | 4TXCB006DS3 | S9V2B060U3VSA+RP | 36200 | 20.5 |  | 13 | 10 |  | 33200 | 26400 | 79.52% | [8 empty] | Residential | 755 | No | 3.02
207526428 | Central Heat Pump | TRANE | HRCU-A-CB (Split System: Heat Pump with Remote Outdoor Unit-Air-Source) | 4TWV0X36A1 |  |  | 4TXCB006DS3 | S9V2B040U3VSA+RP | 36200 | 20.25 |  | 13 | 10 |  | 33200 | 26400 | 79.52% | [8 empty] | Residential | 755 | No | 3.02
207526429 | Central Heat Pump | TRANE | HRCU-A-CB (Split System: Heat Pump with Remote Outdoor Unit-Air-Source) | 4TWV0X36A1 |  |  | 4TXCB006DS3 | S9V2B080U3VSA+RP | 36400 | 20.5 |  | 13 | 10 |  | 33200 | 26600 | 80.12% | [8 empty] | Residential | 757.5 | No | 3.03
207526431 | Central Heat Pump | TRANE | HRCU-A-CB (Split System: Heat Pump with Remote Outdoor Unit-Air-Source) | 4TWV0X36A1 |  |  | 4TXCC005DS3 | S9V2C100U4VSA+RP | 35200 | 20 |  | 12.5 | 10 |  | 32200 | 26000 | 80.75% | 34400 | 20 | 12 | 8.5 | 31400 |  |  |  | Residential | 717.5 | No | 2.87
207782166 | Central Heat Pump | TRANE | HRCU-A-CB (Split System: Heat Pump with Remote Outdoor Unit-Air-Source) | 4TWV0036A1 |  |  | 4PX*CU36BS3 | S9V2C100U5PSB+RP | 35000 | 20 |  | 13 | 10 |  | 32200 | 25200 | 78.26% | [8 empty] | Residential | 730 | No | 2.92
207782168 | Central Heat Pump | TRANE | HRCU-A-CB (Split System: Heat Pump with Remote Outdoor Unit-Air-Source) | 4TWV0036A1 |  |  | 4PX*CU48BS3 | S9V2C100U5PSB+RP | 36600 | 20.5 |  | 13.5 | 10 |  | 33000 | 25600 | 77.58% | [8 empty] | Residential | 762.5 | No | 3.05
207782170 | Central Heat Pump | TRANE | HRCU-A-CB (Split System: Heat Pump with Remote Outdoor Unit-Air-Source) | 4TWV0036A1 |  |  | 4TXCC005DS3 | S9V2C100U5PSB+RP | 35000 | 20 |  | 12.5 | 10 |  | 32200 | 25200 | 78.26% | [8 empty] | Residential | 730 | No | 2.92
207805005 | Central Heat Pump | TRANE | HRCU-A-CB (Split System: Heat Pump with Remote Outdoor Unit-Air-Source) | 4TWV0036A1 |  |  | 4PX*BU42BS3+P0V0B000M40SC+RP |  | 35200 | 20.5 |  | 13 | 10 |  | 32000 | 25400 | 79.38% | [8 empty] | Residential | 732.5 | No | 2.93
6317182 | Central Heat Pump | LENNOX | HRCU-A-CB (Split System: Heat Pump with Remote Outdoor Unit-Air-Source) | XP25-024-230-** | ADP |  | L*18/36T9 | SL280UH070V36A-** | 22000 | 22 |  | 14 | 10 |  | 20600 | 13000 | 63.11% | [8 empty] | Residential | 457.5 | No | 1.83
6317183 | Central Heat Pump | LENNOX | HRCU-A-CB (Split System: Heat Pump with Remote Outdoor Unit-Air-Source) | XP25-024-230-** | ADP |  | L*18/36T9 | SL280UH090V36B-** | 22000 | 23 |  | 14 | 10 |  | 20400 | 12100 | 59.31% | [8 empty] | Residential | 457.5 | No | 1.83
7470267 | Central Heat Pump | LENNOX | HRCU-A-CB (Split System: Heat Pump with Remote Outdoor Unit-Air-Source) | XP25-024-230-** | ADP |  | LH18/37D9 | EL296UH045XV36B* | 22400 | 23 |  | 14 | 10 |  | 20600 | 13000 | 63.11% | [8 empty] | Residential | 467.5 | No | 1.87
7470268 | Central Heat Pump | LENNOX | HRCU-A-CB (Split System: Heat Pump with Remote Outdoor Unit-Air-Source) | XP25-024-230-** | ADP |  | LH18/37R9 | EL296UH045XV36B* | 22400 | 23 |  | 14 | 10 |  | 20600 | 13000 | 63.11% | [8 empty] | Residential | 467.5 | No | 1.87
8156347 | Central Heat Pump | LENNOX | HRCU-A-CB (Split System: Heat Pump with Remote Outdoor Unit-Air-Source) | XP25-024-230-** | ADP |  | L*35/36U9 | SLP98UH070XV36B-** | 22400 | 23 |  | 14 | 10 |  | 20600 | 13000 | 63.11% | [8 empty] | Residential | 467.5 | No | 1.87
205763675 | Central Heat Pump | LENNOX | HRCU-A-CB (Split System: Heat Pump with Remote Outdoor Unit-Air-Source) | XP25-036-230-** | ADP |  | L*35/36S9 | SLP99DF090XV36C* | 35000 | 21 |  | 13.5 | 10 |  | 28600 | 18400 | 64.34% | [8 empty] | Residential | 730 | No | 2.92
207455052 | Central Heat Pump | LENNOX | HRCU-A-CB (Split System: Heat Pump with Remote Outdoor Unit-Air-Source) | SL25XPV-036-230A** | ADP |  | L*35/36S9 | EL296UH090XV60C* | 34600 | 22 |  | 14 | 10 |  | 32800 | 29000 | 88.41% | [8 empty] | Residential | 720 | No | 2.88
207455053 | Central Heat Pump | LENNOX | HRCU-A-CB (Split System: Heat Pump with Remote Outdoor Unit-Air-Source) | SL25XPV-036-230A** | ADP |  | LH18/37D9 | EL296UH090XV60C* | 34400 | 21 |  | 13.5 | 10 |  | 32800 | 29000 | 88.41% | [8 empty] | Residential | 717.5 | No | 2.87
6796604 | Central Heat Pump | TRANE | HRCU-A-CB (Split System: Heat Pump with Remote Outdoor Unit-Air-Source) | 4TWV0036A1 |  |  | 4TXFH036CZ3 | *UD2C080ACV4 | 35400 | 20 |  | 13 | 10 |  | 31200 | 25600 | 82.05% | [8 empty] | Residential | 737.5 | No | 2.95
7125587 | Central Heat Pump | TRANE | HRCU-A-CB (Split System: Heat Pump with Remote Outdoor Unit-Air-Source) | 4TWV0036A1 |  |  | 4TXFH036CZ3 | *UHMB060ACV3 | 34800 | 18.75 |  | 12.5 | 10 |  | 30400 | 25600 | 84.21% | [8 empty] | Residential | 725 | No | 2.9
7125588 | Central Heat Pump | TRANE | HRCU-A-CB (Split System: Heat Pump with Remote Outdoor Unit-Air-Source) | 4TWV0036A1 |  |  | 4TXFH036CZ3 | *DHMB060BCV3 | 34800 | 19.5 |  | 12.5 | 10 |  | 29000 | 25800 | 88.97% | [8 empty] | Residential | 725 | No | 2.9
8759529 | Central Heat Pump | TRANE | HRCU-A-CB (Split System: Heat Pump with Remote Outdoor Unit-Air-Source) | 4TWV8048A1 |  |  | 4PX*DU60BS3 | *UD2D120ACV5 | 48000 | 18 |  | 12.5 | 10 |  | 44000 | 37000 | 84.09% | [8 empty] | Residential | 1000 | No | 4
8761461 | Central Heat Pump | TRANE | HRCU-A-CB (Split System: Heat Pump with Remote Outdoor Unit-Air-Source) | 4TWV8036A1 |  |  | 4TXCC005DS3 | *UD2C080ACV4 | 35200 | 18 |  | 12.5 | 10 |  | 32000 | 26200 | 81.88% | [8 empty] | Residential | 732.5 | No | 2.93
8761463 | Central Heat Pump | TRANE | HRCU-A-CB (Split System: Heat Pump with Remote Outdoor Unit-Air-Source) | 4TWV8036A1 |  |  | 4TXCC005DS3 | *UD2C100ACV5 | 35000 | 18 |  | 12.5 | 10 |  | 31800 | 26000 | 81.76% | [8 empty] | Residential | 730 | No | 2.92
206144711 | Central Heat Pump | AMANA | HRCU-A-CB (Split System: Heat Pump with Remote Outdoor Unit-Air-Source) | AVZC200241A* |  |  | CSCF3642N6D*+TXV | A*VM970803BNB* | 23400 | 20 |  | 13 | 10 |  | 23800 | 13000 | 54.62% | [8 empty] | Residential | 487.5 | No | 1.95
206144712 | Central Heat Pump | AMANA | HRCU-A-CB (Split System: Heat Pump with Remote Outdoor Unit-Air-Source) | AVZC200241A* |  |  | CSCF3642N6D*+TXV | A*VM970804CNB* | 23600 | 20 |  | 13 | 10 |  | 23600 | 13000 | 55.08% | [8 empty] | Residential | 492.5 | No | 1.97
206144837 | Central Heat Pump | AMANA | HRCU-A-CB (Split System: Heat Pump with Remote Outdoor Unit-Air-Source) | AVZC200361A* |  |  | CA*F3137*6A*+TXV | A*VC800604B*A* | 35400 | 20 |  | 13 | 10 |  | 35000 | 18200 | 52% | [8 empty] | Residential | 737.5 | No | 2.95
206144841 | Central Heat Pump | AMANA | HRCU-A-CB (Split System: Heat Pump with Remote Outdoor Unit-Air-Source) | AVZC200361A* |  |  | CA*F3642*6D*+TXV | A*VC800604B*A* | 35800 | 20 |  | 13 | 10 |  | 35000 | 18200 | 52% | [8 empty] | Residential | 745 | No | 2.98
206144842 | Central Heat Pump | AMANA | HRCU-A-CB (Split System: Heat Pump with Remote Outdoor Unit-Air-Source) | AVZC200361A* |  |  | CA*F3642*6D*+TXV | A*VC800805C*A* | 35200 | 20 |  | 13 | 10 |  | 34800 | 18000 | 51.72% | [8 empty] | Residential | 732.5 | No | 2.93
206144843 | Central Heat Pump | AMANA | HRCU-A-CB (Split System: Heat Pump with Remote Outdoor Unit-Air-Source) | AVZC200361A* |  |  | CA*F3642*6D*+TXV | A*VC801005C*A* | 35200 | 20 |  | 13 | 10 |  | 34800 | 18000 | 51.72% | [8 empty] | Residential | 732.5 | No | 2.93
206144847 | Central Heat Pump | AMANA | HRCU-A-CB (Split System: Heat Pump with Remote Outdoor Unit-Air-Source) | AVZC200361A* |  |  | CA*F3642*6D*+TXV | A*VC960804CNB* | 35800 | 20 |  | 12.5 | 10 |  | 35000 | 18200 | 52% | [8 empty] | Residential | 745 | No | 2.98
206144850 | Central Heat Pump | AMANA | HRCU-A-CB (Split System: Heat Pump with Remote Outdoor Unit-Air-Source) | AVZC200361A* |  |  | CA*F3743*6D*+TXV | A*VC800604B*A* | 35200 | 20 |  | 13 | 10 |  | 34800 | 18000 | 51.72% | [8 empty] | Residential | 732.5 | No | 2.93
206144851 | Central Heat Pump | AMANA | HRCU-A-CB (Split System: Heat Pump with Remote Outdoor Unit-Air-Source) | AVZC200361A* |  |  | CA*F3743*6D*+TXV | A*VC800805C*A* | 35800 | 20 |  | 13.5 | 10 |  | 35000 | 18200 | 52% | [8 empty] | Residential | 745 | No | 2.98
206144852 | Central Heat Pump | AMANA | HRCU-A-CB (Split System: Heat Pump with Remote Outdoor Unit-Air-Source) | AVZC200361A* |  |  | CA*F3743*6D*+TXV | A*VC801005C*A* | 35800 | 20 |  | 13 | 10 |  | 35000 | 18200 | 52% | [8 empty] | Residential | 745 | No | 2.98
204333452 | Central Heat Pump | LUXAIRE | HRCU-A-CB (Split System: Heat Pump with Remote Outdoor Unit-Air-Source) | HL20B2421 |  |  | CM25BE1A1+CC | LPLC080B12MP13 | 24000 | 20.5 |  | 13.75 | 10.25 |  | 32600 | 22400 | 68.71% | [8 empty] | Residential | 500 | No | 2
204333456 | Central Heat Pump | LUXAIRE | HRCU-A-CB (Split System: Heat Pump with Remote Outdoor Unit-Air-Source) | HL20B2421 |  |  | CM25BE1A1+CC | TM9V080B12MP12 | 24000 | 20.75 |  | 14 | 10.25 |  | 32800 | 22400 | 68.29% | [8 empty] | Residential | 500 | No | 2
207455054 | Central Heat Pump | LENNOX | HRCU-A-CB (Split System: Heat Pump with Remote Outdoor Unit-Air-Source) | SL25XPV-036-230A** | ADP |  | LH23/37W9 | EL296UH090XV60C* | 34600 | 22 |  | 14 | 10 |  | 32800 | 29000 | 88.41% | [8 empty] | Residential | 720 | No | 2.88
207455055 | Central Heat Pump | LENNOX | HRCU-A-CB (Split System: Heat Pump with Remote Outdoor Unit-Air-Source) | SL25XPV-036-230A** | ADP |  | L*23/37Z9 | EL296UH090XV60C* | 34600 | 22 |  | 14 | 10 |  | 32800 | 29000 | 88.41% | [8 empty] | Residential | 720 | No | 2.88
207455056 | Central Heat Pump | LENNOX | HRCU-A-CB (Split System: Heat Pump with Remote Outdoor Unit-Air-Source) | SL25XPV-036-230A** | ADP |  | LH35/36F9 | EL296UH110XV48C* | 34600 | 21 |  | 13.5 | 10 |  | 32200 | 28600 | 88.82% | [8 empty] | Residential | 720 | No | 2.88
207455057 | Central Heat Pump | LENNOX | HRCU-A-CB (Split System: Heat Pump with Remote Outdoor Unit-Air-Source) | SL25XPV-036-230A** | ADP |  | LH35/38X9 | EL296UH110XV48C* | 34800 | 22 |  | 14 | 10 |  | 32200 | 28600 | 88.82% | [8 empty] | Residential | 725 | No | 2.9
207455058 | Central Heat Pump | LENNOX | HRCU-A-CB (Split System: Heat Pump with Remote Outdoor Unit-Air-Source) | SL25XPV-036-230A** | ADP |  | LH35/38F9 | EL296UH110XV48C* | 34800 | 22 |  | 14 | 10 |  | 32200 | 28600 | 88.82% | [8 empty] | Residential | 725 | No | 2.9
207455059 | Central Heat Pump | LENNOX | HRCU-A-CB (Split System: Heat Pump with Remote Outdoor Unit-Air-Source) | SL25XPV-036-230A** | ADP |  | L*35/36U9 | EL296UH110XV48C* | 34800 | 22 |  | 14 | 10 |  | 32200 | 28600 | 88.82% | [8 empty] | Residential | 725 | No | 2.9
207455060 | Central Heat Pump | LENNOX | HRCU-A-CB (Split System: Heat Pump with Remote Outdoor Unit-Air-Source) | SL25XPV-036-230A** | ADP |  | L*35/36S9 | EL296UH110XV48C* | 34800 | 22 |  | 14 | 10 |  | 33800 | 31400 | 92.9% | [8 empty] | Residential | 725 | No | 2.9
207455061 | Central Heat Pump | LENNOX | HRCU-A-CB (Split System: Heat Pump with Remote Outdoor Unit-Air-Source) | SL25XPV-036-230A** | ADP |  | LH18/37D9 | EL296UH110XV48C* | 34600 | 21 |  | 13.5 | 10 |  | 32200 | 28600 | 88.82% | [8 empty] | Residential | 720 | No | 2.88
204333521 | Central Heat Pump | LUXAIRE | HRCU-A-CB (Split System: Heat Pump with Remote Outdoor Unit-Air-Source) | HL20B2421 |  |  | CM25BE1A1+CC | TP9C080B12MP13 | 24000 | 20.75 |  | 14 | 10.25 |  | 32800 | 22400 | 68.29% | [8 empty] | Residential | 500 | No | 2
204333565 | Central Heat Pump | LUXAIRE | HRCU-A-CB (Split System: Heat Pump with Remote Outdoor Unit-Air-Source) | HL20B2421 |  |  | CM25BE1A1+MVC12BN21+CC |  | 24000 | 20.75 |  | 14 | 10.5 |  | 32600 | 22400 | 68.71% | [8 empty] | Residential | 500 | No | 2
204333996 | Central Heat Pump | LUXAIRE | HRCU-A-CB (Split System: Heat Pump with Remote Outdoor Unit-Air-Source) | HL20B4821 |  |  | CM50CE3A1+CC | TPLC080C16MP13 | 45000 | 20 |  | 12.5 | 10 |  | 44500 | 44000 | 98.88% | [8 empty] | Residential | 937.5 | No | 3.75
204334002 | Central Heat Pump | LUXAIRE | HRCU-A-CB (Split System: Heat Pump with Remote Outdoor Unit-Air-Source) | HL20B4821 |  |  | CM50CE3A1+CC | TPLC100C16MP13 | 45000 | 20 |  | 12.5 | 10 |  | 44500 | 44000 | 98.88% | [8 empty] | Residential | 937.5 | No | 3.75
204334008 | Central Heat Pump | LUXAIRE | HRCU-A-CB (Split System: Heat Pump with Remote Outdoor Unit-Air-Source) | HL20B4821 |  |  | CM50CE3A1+CC | LPLC080C16MP13 | 45000 | 20 |  | 12.5 | 10 |  | 44500 | 44000 | 98.88% | [8 empty] | Residential | 937.5 | No | 3.75
204334012 | Central Heat Pump | LUXAIRE | HRCU-A-CB (Split System: Heat Pump with Remote Outdoor Unit-Air-Source) | HL20B4821 |  |  | CM50CE3A1+CC | LPLC100C16MP13 | 45000 | 20 |  | 12.5 | 10 |  | 44500 | 44000 | 98.88% | [8 empty] | Residential | 937.5 | No | 3.75
204334016 | Central Heat Pump | LUXAIRE | HRCU-A-CB (Split System: Heat Pump with Remote Outdoor Unit-Air-Source) | HL20B4821 |  |  | CM50CE3A1+CC | TM9V100C16MP12 | 45000 | 20 |  | 12.6 | 10 |  | 44000 | 44000 | 100% | [8 empty] | Residential | 937.5 | No | 3.75
204334024 | Central Heat Pump | LUXAIRE | HRCU-A-CB (Split System: Heat Pump with Remote Outdoor Unit-Air-Source) | HL20B4821 |  |  | CM50CE3A1+CC | TP9C100C16MP13 | 45000 | 20 |  | 12.6 | 10 |  | 44000 | 44000 | 100% | [8 empty] | Residential | 937.5 | No | 3.75
205558117 | Central Heat Pump | LUXAIRE | HRCU-A-CB (Split System: Heat Pump with Remote Outdoor Unit-Air-Source) | HL19B2421 |  |  | CM36CXA1+ME12CN21+TXV |  | 23800 | 19 |  | 15 | 10 |  | 22200 | 13700 | 61.71% | [8 empty] | Residential | 495 | No | 1.98
207455062 | Central Heat Pump | LENNOX | HRCU-A-CB (Split System: Heat Pump with Remote Outdoor Unit-Air-Source) | SL25XPV-036-230A** | ADP |  | LH23/37W9 | EL296UH110XV48C* | 34800 | 22 |  | 14 | 10 |  | 32200 | 28600 | 88.82% | [8 empty] | Residential | 725 | No | 2.9
207455063 | Central Heat Pump | LENNOX | HRCU-A-CB (Split System: Heat Pump with Remote Outdoor Unit-Air-Source) | SL25XPV-036-230A** | ADP |  | L*23/37Z9 | EL296UH110XV48C* | 34800 | 22 |  | 14 | 10 |  | 32200 | 28600 | 88.82% | [8 empty] | Residential | 725 | No | 2.9
207455065 | Central Heat Pump | LENNOX | HRCU-A-CB (Split System: Heat Pump with Remote Outdoor Unit-Air-Source) | SL25XPV-036-230A** | ADP |  | LH35/38X9 | EL296UH110XV60C* | 34800 | 21 |  | 14 | 10 |  | 34000 | 31600 | 92.94% | [8 empty] | Residential | 725 | No | 2.9
207455066 | Central Heat Pump | LENNOX | HRCU-A-CB (Split System: Heat Pump with Remote Outdoor Unit-Air-Source) | SL25XPV-036-230A** | ADP |  | LH35/38F9 | EL296UH110XV60C* | 34800 | 21 |  | 14 | 10 |  | 34000 | 31600 | 92.94% | [8 empty] | Residential | 725 | No | 2.9
207455067 | Central Heat Pump | LENNOX | HRCU-A-CB (Split System: Heat Pump with Remote Outdoor Unit-Air-Source) | SL25XPV-036-230A** | ADP |  | L*35/36U9 | EL296UH110XV60C* | 34800 | 21 |  | 14 | 10 |  | 34000 | 31600 | 92.94% | [8 empty] | Residential | 725 | No | 2.9
207455068 | Central Heat Pump | LENNOX | HRCU-A-CB (Split System: Heat Pump with Remote Outdoor Unit-Air-Source) | SL25XPV-036-230A** | ADP |  | L*35/36S9 | EL296UH110XV60C* | 34800 | 21 |  | 14 | 10 |  | 34000 | 31600 | 92.94% | [8 empty] | Residential | 725 | No | 2.9
207455070 | Central Heat Pump | LENNOX | HRCU-A-CB (Split System: Heat Pump with Remote Outdoor Unit-Air-Source) | SL25XPV-036-230A** | ADP |  | LH23/37W9 | EL296UH110XV60C* | 34800 | 21 |  | 14 | 10 |  | 34000 | 31600 | 92.94% | [8 empty] | Residential | 725 | No | 2.9
207455071 | Central Heat Pump | LENNOX | HRCU-A-CB (Split System: Heat Pump with Remote Outdoor Unit-Air-Source) | SL25XPV-036-230A** | ADP |  | L*23/37Z9 | EL296UH110XV60C* | 34800 | 21 |  | 14 | 10 |  | 34000 | 31600 | 92.94% | [8 empty] | Residential | 725 | No | 2.9
206264486 | Central Heat Pump | LUXAIRE | HRCU-A-CB (Split System: Heat Pump with Remote Outdoor Unit-Air-Source) | HL19B2421 |  |  | CF36CXA1+MVC12CN21+TXV |  | 23600 | 19 |  | 15 | 10 |  | 22600 | 14200 | 62.83% | [8 empty] | Residential | 492.5 | No | 1.97
206264488 | Central Heat Pump | LUXAIRE | HRCU-A-CB (Split System: Heat Pump with Remote Outdoor Unit-Air-Source) | HL19B2421 |  |  | CM36CXA1+MVC12CN21+TXV |  | 23600 | 19 |  | 15 | 10 |  | 22600 | 14200 | 62.83% | [8 empty] | Residential | 492.5 | No | 1.97
204334030 | Central Heat Pump | LUXAIRE | HRCU-A-CB (Split System: Heat Pump with Remote Outdoor Unit-Air-Source) | HL20B4821 |  |  | CM50CE3A1+CC | LP9C100C16MP13 | 45000 | 20 |  | 12.6 | 10 |  | 44000 | 44000 | 100% | [8 empty] | Residential | 937.5 | No | 3.75
204334034 | Central Heat Pump | LUXAIRE | HRCU-A-CB (Split System: Heat Pump with Remote Outdoor Unit-Air-Source) | HL20B4821 |  |  | CM50DE3A1+CC | TM9V120D20MP12 | 45000 | 20.25 |  | 12.6 | 10.2 |  | 44000 | 44000 | 100% | [8 empty] | Residential | 937.5 | No | 3.75
204334042 | Central Heat Pump | LUXAIRE | HRCU-A-CB (Split System: Heat Pump with Remote Outdoor Unit-Air-Source) | HL20B4821 |  |  | CM50DE3A1+CC | TP9C120D20MP13 | 45000 | 20.25 |  | 12.6 | 10.2 |  | 44000 | 44000 | 100% | [8 empty] | Residential | 937.5 | No | 3.75
204334048 | Central Heat Pump | LUXAIRE | HRCU-A-CB (Split System: Heat Pump with Remote Outdoor Unit-Air-Source) | HL20B4821 |  |  | CM50DE3A1+CC | LP9C120D20MP13 | 45000 | 20.25 |  | 12.6 | 10.2 |  | 44000 | 44000 | 100% | [8 empty] | Residential | 937.5 | No | 3.75
204334052 | Central Heat Pump | LUXAIRE | HRCU-A-CB (Split System: Heat Pump with Remote Outdoor Unit-Air-Source) | HL20B4821 |  |  | CM50CE3A1+CC | TM8V120C20MP12 | 45000 | 20.5 |  | 12.6 | 10 |  | 44000 | 44000 | 100% | [8 empty] | Residential | 937.5 | No | 3.75
204334059 | Central Heat Pump | LUXAIRE | HRCU-A-CB (Split System: Heat Pump with Remote Outdoor Unit-Air-Source) | HL20B4821 |  |  | CM50CE3A1+CC | TM8V100C20MP12 | 45000 | 20.5 |  | 12.6 | 10 |  | 44000 | 44000 | 100% | [8 empty] | Residential | 937.5 | No | 3.75
204334074 | Central Heat Pump | LUXAIRE | HRCU-A-CB (Split System: Heat Pump with Remote Outdoor Unit-Air-Source) | HL20B4821 |  |  | CM50CE3A1+CC | TMLV120C20MP12 | 45000 | 20.5 |  | 12.6 | 10 |  | 44000 | 44000 | 100% | [8 empty] | Residential | 937.5 | No | 3.75
207455072 | Central Heat Pump | LENNOX | HRCU-A-CB (Split System: Heat Pump with Remote Outdoor Unit-Air-Source) | SL25XPV-036-230A** | ADP |  | L*35/36U9 | SL280DF060NV36B* | 34000 | 21 |  | 13 | 10 |  | 34400 | 32600 | 94.77% | [8 empty] | Residential | 707.5 | No | 2.83
207455073 | Central Heat Pump | LENNOX | HRCU-A-CB (Split System: Heat Pump with Remote Outdoor Unit-Air-Source) | SL25XPV-036-230A** | ADP |  | L*35/36S9 | SL280DF060NV36B* | 34000 | 21 |  | 13 | 10 |  | 34400 | 32600 | 94.77% | [8 empty] | Residential | 707.5 | No | 2.83
207455074 | Central Heat Pump | LENNOX | HRCU-A-CB (Split System: Heat Pump with Remote Outdoor Unit-Air-Source) | SL25XPV-036-230A** | ADP |  | L*23/37Z9 | SL280DF060NV36B* | 34000 | 21 |  | 13 | 10 |  | 34400 | 32600 | 94.77% | [8 empty] | Residential | 707.5 | No | 2.83
207455078 | Central Heat Pump | LENNOX | HRCU-A-CB (Split System: Heat Pump with Remote Outdoor Unit-Air-Source) | SL25XPV-036-230A** | ADP |  | L*35/36U9 | SL280DF090V48B* | 34000 | 21 |  | 13.5 | 10 |  | 34400 | 32400 | 94.19% | [8 empty] | Residential | 707.5 | No | 2.83
207455079 | Central Heat Pump | LENNOX | HRCU-A-CB (Split System: Heat Pump with Remote Outdoor Unit-Air-Source) | SL25XPV-036-230A** | ADP |  | L*35/36S9 | SL280DF090V48B* | 34000 | 21 |  | 13.5 | 10 |  | 34400 | 32400 | 94.19% | [8 empty] | Residential | 707.5 | No | 2.83
207455080 | Central Heat Pump | LENNOX | HRCU-A-CB (Split System: Heat Pump with Remote Outdoor Unit-Air-Source) | SL25XPV-036-230A** | ADP |  | L*23/37Z9 | SL280DF090V48B* | 34000 | 21 |  | 13.5 | 10 |  | 34400 | 32400 | 94.19% | [8 empty] | Residential | 707.5 | No | 2.83
207455081 | Central Heat Pump | LENNOX | HRCU-A-CB (Split System: Heat Pump with Remote Outdoor Unit-Air-Source) | SL25XPV-036-230A** | ADP |  | L*35/36U9 | SL280DF090V60C* | 35000 | 20 |  | 13.5 | 10 |  | 32200 | 26600 | 82.61% | [8 empty] | Residential | 730 | No | 2.92
207455082 | Central Heat Pump | LENNOX | HRCU-A-CB (Split System: Heat Pump with Remote Outdoor Unit-Air-Source) | SL25XPV-036-230A** | ADP |  | L*35/36S9 | SL280DF090V60C* | 35000 | 20 |  | 13.5 | 10 |  | 32200 | 26600 | 82.61% | [8 empty] | Residential | 730 | No | 2.92
10093447 | Central Heat Pump | AMERICAN STANDARD | HRCU-A-CB (Split System: Heat Pump with Remote Outdoor Unit-Air-Source) | 4A6V0036A1 |  |  | TAM9A0B30V31 |  | 35400 | 20 |  | 13 | 10 |  | 32600 | 26200 | 80.37% | [8 empty] | Residential | 737.5 | No | 2.95
10093448 | Central Heat Pump | AMERICAN STANDARD | HRCU-A-CB (Split System: Heat Pump with Remote Outdoor Unit-Air-Source) | 4A6V0036A1 |  |  | TAM9A0C36V31 |  | 35000 | 19.75 |  | 13.5 | 10 |  | 33400 | 25200 | 75.45% | [8 empty] | Residential | 730 | No | 2.92
10093449 | Central Heat Pump | AMERICAN STANDARD | HRCU-A-CB (Split System: Heat Pump with Remote Outdoor Unit-Air-Source) | 4A6V0036A1 |  |  | TAM9A0C42V41 |  | 35600 | 21 |  | 13.5 | 10 |  | 33600 | 24800 | 73.81% | [8 empty] | Residential | 742.5 | No | 2.97
10093451 | Central Heat Pump | AMERICAN STANDARD | HRCU-A-CB (Split System: Heat Pump with Remote Outdoor Unit-Air-Source) | 4A6V0048A1 |  |  | TAM9A0C48V41 |  | 47000 | 19.25 |  | 12.5 | 10 |  | 42500 | 34000 | 80% | [8 empty] | Residential | 980 | No | 3.92
10093452 | Central Heat Pump | AMERICAN STANDARD | HRCU-A-CB (Split System: Heat Pump with Remote Outdoor Unit-Air-Source) | 4A6V0048A1 |  |  | TAM9A0C60V51 |  | 46500 | 19.5 |  | 12.5 | 10 |  | 43000 | 35600 | 82.79% | [8 empty] | Residential | 970 | No | 3.88
10093454 | Central Heat Pump | AMERICAN STANDARD | HRCU-A-CB (Split System: Heat Pump with Remote Outdoor Unit-Air-Source) | 4A6V8024A1 |  |  | TAM9A0B30V31 |  | 23800 | 18 |  | 13 | 10 |  | 20000 | 16800 | 84% | [8 empty] | Residential | 495 | No | 1.98
10093455 | Central Heat Pump | AMERICAN STANDARD | HRCU-A-CB (Split System: Heat Pump with Remote Outdoor Unit-Air-Source) | 4A6V8024A1 |  |  | TAM9A0C36V31 |  | 24000 | 18 |  | 13 | 10 |  | 21000 | 16700 | 79.52% | [8 empty] | Residential | 500 | No | 2
10093456 | Central Heat Pump | AMERICAN STANDARD | HRCU-A-CB (Split System: Heat Pump with Remote Outdoor Unit-Air-Source) | 4A6V8036A1 |  |  | TAM9A0B30V31 |  | 34400 | 18 |  | 12.5 | 10 |  | 32000 | 26600 | 83.12% | [8 empty] | Residential | 717.5 | No | 2.87
207455083 | Central Heat Pump | LENNOX | HRCU-A-CB (Split System: Heat Pump with Remote Outdoor Unit-Air-Source) | SL25XPV-036-230A** | ADP |  | L*23/37Z9 | SL280DF090V60C* | 35200 | 20 |  | 13.5 | 10 |  | 32200 | 26600 | 82.61% | [8 empty] | Residential | 732.5 | No | 2.93
207455084 | Central Heat Pump | LENNOX | HRCU-A-CB (Split System: Heat Pump with Remote Outdoor Unit-Air-Source) | SL25XPV-036-230A** | ADP |  | L*35/36U9 | SL280DF110V60C* | 34200 | 21 |  | 13.5 | 10 |  | 34400 | 32200 | 93.6% | [8 empty] | Residential | 712.5 | No | 2.85
207455085 | Central Heat Pump | LENNOX | HRCU-A-CB (Split System: Heat Pump with Remote Outdoor Unit-Air-Source) | SL25XPV-036-230A** | ADP |  | L*35/36S9 | SL280DF110V60C* | 34200 | 21 |  | 13.5 | 10 |  | 34400 | 32200 | 93.6% | [8 empty] | Residential | 712.5 | No | 2.85
207455086 | Central Heat Pump | LENNOX | HRCU-A-CB (Split System: Heat Pump with Remote Outdoor Unit-Air-Source) | SL25XPV-036-230A** | ADP |  | L*23/37Z9 | SL280DF110V60C* | 34200 | 21 |  | 13.5 | 10 |  | 34400 | 32200 | 93.6% | [8 empty] | Residential | 712.5 | No | 2.85
207455087 | Central Heat Pump | LENNOX | HRCU-A-CB (Split System: Heat Pump with Remote Outdoor Unit-Air-Source) | SL25XPV-036-230A** | ADP |  | LH35/36F9 | SL280UH060NV36A* | 34200 | 22 |  | 13.5 | 10 |  | 34000 | 31800 | 93.53% | [8 empty] | Residential | 712.5 | No | 2.85
207455088 | Central Heat Pump | LENNOX | HRCU-A-CB (Split System: Heat Pump with Remote Outdoor Unit-Air-Source) | SL25XPV-036-230A** | ADP |  | LH35/38X9 | SL280UH060NV36A* | 34200 | 22 |  | 13.5 | 10 |  | 34000 | 31800 | 93.53% | [8 empty] | Residential | 712.5 | No | 2.85
207455089 | Central Heat Pump | LENNOX | HRCU-A-CB (Split System: Heat Pump with Remote Outdoor Unit-Air-Source) | SL25XPV-036-230A** | ADP |  | LH35/38F9 | SL280UH060NV36A* | 34200 | 22 |  | 13.5 | 10 |  | 34000 | 31800 | 93.53% | [8 empty] | Residential | 712.5 | No | 2.85
207455090 | Central Heat Pump | LENNOX | HRCU-A-CB (Split System: Heat Pump with Remote Outdoor Unit-Air-Source) | SL25XPV-036-230A** | ADP |  | L*35/36U9 | SL280UH060NV36A* | 34200 | 22 |  | 13.5 | 10 |  | 34000 | 31800 | 93.53% | [8 empty] | Residential | 712.5 | No | 2.85
10093457 | Central Heat Pump | AMERICAN STANDARD | HRCU-A-CB (Split System: Heat Pump with Remote Outdoor Unit-Air-Source) | 4A6V8036A1 |  |  | TAM9A0C36V31 |  | 35000 | 18 |  | 13 | 10 |  | 32200 | 25200 | 78.26% | [8 empty] | Residential | 730 | No | 2.92
10093458 | Central Heat Pump | AMERICAN STANDARD | HRCU-A-CB (Split System: Heat Pump with Remote Outdoor Unit-Air-Source) | 4A6V8036A1 |  |  | TAM9A0C42V41 |  | 35800 | 18 |  | 12.5 | 10 |  | 28600 | 25400 | 88.81% | [8 empty] | Residential | 745 | No | 2.98
205273922 | Central Heat Pump | BRYANT HEATING AND COOLING SYSTEMS | HRCU-A-CB (Split System: Heat Pump with Remote Outdoor Unit-Air-Source) | 284ANV024*0**A* |  |  | CSPH*4812AL*+UI | 88*TA66135C24*** | 23400 | 21 |  | 14 | 11 |  | 24000 | 24000 | 100% | [8 empty] | Residential | 487.5 | No | 1.95
205273923 | Central Heat Pump | BRYANT HEATING AND COOLING SYSTEMS | HRCU-A-CB (Split System: Heat Pump with Remote Outdoor Unit-Air-Source) | 284ANV024*0**A* |  |  | CSPH*4812AL*+UI | 986TC42060C17*** | 23400 | 21 |  | 14 | 11 |  | 24000 | 24200 | 100.8% | [8 empty] | Residential | 487.5 | No | 1.95
205273924 | Central Heat Pump | BRYANT HEATING AND COOLING SYSTEMS | HRCU-A-CB (Split System: Heat Pump with Remote Outdoor Unit-Air-Source) | 284ANV024*0**A* |  |  | CSPH*4812AL*+UI | 986TC42080C17*** | 23400 | 21 |  | 14 | 11 |  | 24000 | 24200 | 100.8% | [8 empty] | Residential | 487.5 | No | 1.95
205273925 | Central Heat Pump | BRYANT HEATING AND COOLING SYSTEMS | HRCU-A-CB (Split System: Heat Pump with Remote Outdoor Unit-Air-Source) | 284ANV024*0**A* |  |  | CSPH*4812AL*+UI | 986TC66120C24*** | 23400 | 21 |  | 14 | 11 |  | 24000 | 24000 | 100% | [8 empty] | Residential | 487.5 | No | 1.95
205273926 | Central Heat Pump | BRYANT HEATING AND COOLING SYSTEMS | HRCU-A-CB (Split System: Heat Pump with Remote Outdoor Unit-Air-Source) | 284ANV024*0**A* |  |  | CSPH*6012AL*+UI | 88*TA36045C17*** | 23400 | 21 |  | 14 | 11 |  | 24000 | 24000 | 100% | [8 empty] | Residential | 487.5 | No | 1.95
205273927 | Central Heat Pump | BRYANT HEATING AND COOLING SYSTEMS | HRCU-A-CB (Split System: Heat Pump with Remote Outdoor Unit-Air-Source) | 284ANV024*0**A* |  |  | CSPH*6012AL*+UI | 88*TA48070C17*** | 23400 | 21 |  | 14 | 11 |  | 24000 | 23800 | 99.17% | [8 empty] | Residential | 487.5 | No | 1.95
207455091 | Central Heat Pump | LENNOX | HRCU-A-CB (Split System: Heat Pump with Remote Outdoor Unit-Air-Source) | SL25XPV-036-230A** | ADP |  | L*35/36S9 | SL280UH060NV36A* | 34200 | 22 |  | 13.5 | 10 |  | 34000 | 31800 | 93.53% | [8 empty] | Residential | 712.5 | No | 2.85
207455092 | Central Heat Pump | LENNOX | HRCU-A-CB (Split System: Heat Pump with Remote Outdoor Unit-Air-Source) | SL25XPV-036-230A** | ADP |  | LH18/37D9 | SL280UH060NV36A* | 34200 | 21 |  | 13.5 | 10 |  | 34000 | 31800 | 93.53% | [8 empty] | Residential | 712.5 | No | 2.85
207455093 | Central Heat Pump | LENNOX | HRCU-A-CB (Split System: Heat Pump with Remote Outdoor Unit-Air-Source) | SL25XPV-036-230A** | ADP |  | LH23/37W9 | SL280UH060NV36A* | 34200 | 22 |  | 13.5 | 10 |  | 34000 | 31800 | 93.53% | [8 empty] | Residential | 712.5 | No | 2.85
207455094 | Central Heat Pump | LENNOX | HRCU-A-CB (Split System: Heat Pump with Remote Outdoor Unit-Air-Source) | SL25XPV-036-230A** | ADP |  | L*23/37Z9 | SL280UH060NV36A* | 34200 | 22 |  | 13.5 | 10 |  | 34000 | 31800 | 93.53% | [8 empty] | Residential | 712.5 | No | 2.85
207455095 | Central Heat Pump | LENNOX | HRCU-A-CB (Split System: Heat Pump with Remote Outdoor Unit-Air-Source) | SL25XPV-036-230A** | ADP |  | LH35/36F9 | SL280UH070V36A* | 34200 | 21 |  | 13.5 | 10 |  | 34200 | 31800 | 92.98% | [8 empty] | Residential | 712.5 | No | 2.85
207455096 | Central Heat Pump | LENNOX | HRCU-A-CB (Split System: Heat Pump with Remote Outdoor Unit-Air-Source) | SL25XPV-036-230A** | ADP |  | LH35/38X9 | SL280UH070V36A* | 34200 | 21 |  | 13.5 | 10 |  | 34200 | 31800 | 92.98% | [8 empty] | Residential | 712.5 | No | 2.85
207455097 | Central Heat Pump | LENNOX | HRCU-A-CB (Split System: Heat Pump with Remote Outdoor Unit-Air-Source) | SL25XPV-036-230A** | ADP |  | LH35/38F9 | SL280UH070V36A* | 34200 | 21 |  | 13.5 | 10 |  | 34200 | 31800 | 92.98% | [8 empty] | Residential | 712.5 | No | 2.85
207455098 | Central Heat Pump | LENNOX | HRCU-A-CB (Split System: Heat Pump with Remote Outdoor Unit-Air-Source) | SL25XPV-036-230A** | ADP |  | L*35/36U9 | SL280UH070V36A* | 34200 | 21 |  | 13.5 | 10 |  | 34200 | 31800 | 92.98% | [8 empty] | Residential | 712.5 | No | 2.85
205273928 | Central Heat Pump | BRYANT HEATING AND COOLING SYSTEMS | HRCU-A-CB (Split System: Heat Pump with Remote Outdoor Unit-Air-Source) | 284ANV024*0**A* |  |  | CSPH*6012AL*+UI | 88*TA60070C21*** | 23400 | 21 |  | 14 | 11 |  | 24000 | 23800 | 99.17% | [8 empty] | Residential | 487.5 | No | 1.95
205273929 | Central Heat Pump | BRYANT HEATING AND COOLING SYSTEMS | HRCU-A-CB (Split System: Heat Pump with Remote Outdoor Unit-Air-Source) | 284ANV024*0**A* |  |  | CSPH*6012AL*+UI | 88*TA60090C21*** | 23400 | 21 |  | 14 | 11 |  | 24000 | 23800 | 99.17% | [8 empty] | Residential | 487.5 | No | 1.95
205273930 | Central Heat Pump | BRYANT HEATING AND COOLING SYSTEMS | HRCU-A-CB (Split System: Heat Pump with Remote Outdoor Unit-Air-Source) | 284ANV024*0**A* |  |  | CSPH*6012AL*+UI | 88*TA66135C24*** | 23400 | 21 |  | 14 | 11 |  | 24000 | 23800 | 99.17% | [8 empty] | Residential | 487.5 | No | 1.95
205652580 | Central Heat Pump | CARRIER | HRCU-A-CB (Split System: Heat Pump with Remote Outdoor Unit-Air-Source) | 25VNA448A*030* |  |  | CAP**6024AL*+UI | 58CU*A100C21**20 | 45000 | 21 |  | 12.5 | 11 |  | 46500 | 43000 | 92.47% | [8 empty] | Residential | 937.5 | No | 3.75
205652582 | Central Heat Pump | CARRIER | HRCU-A-CB (Split System: Heat Pump with Remote Outdoor Unit-Air-Source) | 25VNA448A*030* |  |  | CAP**6121AL*+UI | 58CU*A080C21**20 | 46000 | 21 |  | 12.5 | 11 |  | 46500 | 43000 | 92.47% | [8 empty] | Residential | 957.5 | No | 3.83
205652584 | Central Heat Pump | CARRIER | HRCU-A-CB (Split System: Heat Pump with Remote Outdoor Unit-Air-Source) | 25VNA448A*030* |  |  | CAP**6121AL*+UI | 58CU*A100C21**20 | 46000 | 21 |  | 12.5 | 11 |  | 46500 | 43000 | 92.47% | [8 empty] | Residential | 957.5 | No | 3.83
205652586 | Central Heat Pump | CARRIER | HRCU-A-CB (Split System: Heat Pump with Remote Outdoor Unit-Air-Source) | 25VNA448A*030* |  |  | CAP**6124AL*+UI | 58CU*A080C21**20 | 46000 | 21 |  | 12.5 | 11 |  | 46500 | 42500 | 91.4% | [8 empty] | Residential | 957.5 | No | 3.83
205652588 | Central Heat Pump | CARRIER | HRCU-A-CB (Split System: Heat Pump with Remote Outdoor Unit-Air-Source) | 25VNA448A*030* |  |  | CAP**6124AL*+UI | 58CU*A100C21**20 | 46000 | 21 |  | 12.5 | 11 |  | 46500 | 43000 | 92.47% | [8 empty] | Residential | 957.5 | No | 3.83
205652600 | Central Heat Pump | CARRIER | HRCU-A-CB (Split System: Heat Pump with Remote Outdoor Unit-Air-Source) | 25VNA448A*030* |  |  | CNPV*6024AL*+UI | 58CU*A080C21**20 | 45000 | 20 |  | 13 | 10.5 |  | 46500 | 42500 | 91.4% | [8 empty] | Residential | 937.5 | No | 3.75
205652602 | Central Heat Pump | CARRIER | HRCU-A-CB (Split System: Heat Pump with Remote Outdoor Unit-Air-Source) | 25VNA448A*030* |  |  | CNPV*6024AL*+UI | 58CU*A100C21**20 | 45000 | 20 |  | 12.5 | 10.5 |  | 47000 | 43000 | 91.49% | [8 empty] | Residential | 937.5 | No | 3.75
205652612 | Central Heat Pump | CARRIER | HRCU-A-CB (Split System: Heat Pump with Remote Outdoor Unit-Air-Source) | 25VNA448A*030* |  |  | CSPH*6012AL*+UI | 58CU*A080C21**20 | 45500 | 20 |  | 12.5 | 11 |  | 42500 | 42500 | 100% | [8 empty] | Residential | 947.5 | No | 3.79
205822799 | Central Heat Pump | CARRIER | HRCU-A-CB (Split System: Heat Pump with Remote Outdoor Unit-Air-Source) | 25VNA448A*030* |  |  | CAP**4824AL*+UI | 58TN*A090C21**20 | 44500 | 20 |  | 12.5 | 11.5 |  | 46000 | 43000 | 93.48% | [8 empty] | Residential | 927.5 | No | 3.71
205047832 | Central Heat Pump | LUXAIRE | HRCU-A-CB (Split System: Heat Pump with Remote Outdoor Unit-Air-Source) | HL19B3621 |  |  | CM60CXA2+TXV | LPLC100C16MP13 | 35600 | 18 |  | 14 | 10 |  | 35200 | 22400 | 63.64% | [8 empty] | Residential | 742.5 | No | 2.97
205047840 | Central Heat Pump | LUXAIRE | HRCU-A-CB (Split System: Heat Pump with Remote Outdoor Unit-Air-Source) | HL19B3621 |  |  | CM60DXA2+MVC14DN21+TXV |  | 36000 | 19 |  | 14 | 10 |  | 34600 | 22400 | 64.74% | [8 empty] | Residential | 750 | No | 3
205047848 | Central Heat Pump | LUXAIRE | HRCU-A-CB (Split System: Heat Pump with Remote Outdoor Unit-Air-Source) | HL19B3621 |  |  | CM60CXA2+ME16CN21+TXV |  | 35800 | 18 |  | 14 | 10 |  | 34800 | 22400 | 64.37% | [8 empty] | Residential | 745 | No | 2.98
205561611 | Central Heat Pump | LUXAIRE | HRCU-A-CB (Split System: Heat Pump with Remote Outdoor Unit-Air-Source) | HL19B3621 |  |  | CF48DXA1+ME14DN21+TXV |  | 35400 | 18 |  | 14 | 10 |  | 31800 | 18900 | 59.43% | [8 empty] | Residential | 737.5 | No | 2.95
207455099 | Central Heat Pump | LENNOX | HRCU-A-CB (Split System: Heat Pump with Remote Outdoor Unit-Air-Source) | SL25XPV-036-230A** | ADP |  | L*35/36S9 | SL280UH070V36A* | 34200 | 21 |  | 13.5 | 10 |  | 34200 | 31800 | 92.98% | [8 empty] | Residential | 712.5 | No | 2.85
207455100 | Central Heat Pump | LENNOX | HRCU-A-CB (Split System: Heat Pump with Remote Outdoor Unit-Air-Source) | SL25XPV-036-230A** | ADP |  | LH18/37D9 | SL280UH070V36A* | 34200 | 21 |  | 13.5 | 10 |  | 34200 | 31800 | 92.98% | [8 empty] | Residential | 712.5 | No | 2.85
207455101 | Central Heat Pump | LENNOX | HRCU-A-CB (Split System: Heat Pump with Remote Outdoor Unit-Air-Source) | SL25XPV-036-230A** | ADP |  | LH23/37W9 | SL280UH070V36A* | 34200 | 21 |  | 13.5 | 10 |  | 34200 | 31800 | 92.98% | [8 empty] | Residential | 712.5 | No | 2.85
207455102 | Central Heat Pump | LENNOX | HRCU-A-CB (Split System: Heat Pump with Remote Outdoor Unit-Air-Source) | SL25XPV-036-230A** | ADP |  | L*23/37Z9 | SL280UH070V36A* | 34200 | 21 |  | 13.5 | 10 |  | 34200 | 31800 | 92.98% | [8 empty] | Residential | 712.5 | No | 2.85
207455103 | Central Heat Pump | LENNOX | HRCU-A-CB (Split System: Heat Pump with Remote Outdoor Unit-Air-Source) | SL25XPV-036-230A** | ADP |  | LH35/36F9 | SL280UH070XV36A* | 34200 | 21 |  | 13.5 | 10 |  | 34200 | 31800 | 92.98% | [8 empty] | Residential | 712.5 | No | 2.85
207455104 | Central Heat Pump | LENNOX | HRCU-A-CB (Split System: Heat Pump with Remote Outdoor Unit-Air-Source) | SL25XPV-036-230A** | ADP |  | LH35/38X9 | SL280UH070XV36A* | 34200 | 21 |  | 13.5 | 10 |  | 34200 | 31800 | 92.98% | [8 empty] | Residential | 712.5 | No | 2.85
207455105 | Central Heat Pump | LENNOX | HRCU-A-CB (Split System: Heat Pump with Remote Outdoor Unit-Air-Source) | SL25XPV-036-230A** | ADP |  | LH35/38F9 | SL280UH070XV36A* | 34200 | 21 |  | 13.5 | 10 |  | 34200 | 31800 | 92.98% | [8 empty] | Residential | 712.5 | No | 2.85
207455106 | Central Heat Pump | LENNOX | HRCU-A-CB (Split System: Heat Pump with Remote Outdoor Unit-Air-Source) | SL25XPV-036-230A** | ADP |  | L*35/36U9 | SL280UH070XV36A* | 34200 | 21 |  | 13.5 | 10 |  | 34200 | 31800 | 92.98% | [8 empty] | Residential | 712.5 | No | 2.85
205561615 | Central Heat Pump | LUXAIRE | HRCU-A-CB (Split System: Heat Pump with Remote Outdoor Unit-Air-Source) | HL19B3621 |  |  | CM48DXA1+ME14DN21+TXV |  | 35400 | 18 |  | 14 | 10 |  | 31800 | 18900 | 59.43% | [8 empty] | Residential | 737.5 | No | 2.95
202182839 | Central Heat Pump | LUXAIRE | HRCU-A-CB (Split System: Heat Pump with Remote Outdoor Unit-Air-Source) | HL19B3621 |  |  | AE48DX21+TXV |  | 36000 | 18.25 |  | 14 | 10 |  | 35000 | 21800 | 62.29% | [8 empty] | Residential | 750 | No | 3
202763672 | Central Heat Pump | LUXAIRE | HRCU-A-CB (Split System: Heat Pump with Remote Outdoor Unit-Air-Source) | HL19B3621 |  |  | AVC60CX22+TXV |  | 35800 | 19 |  | 14 | 10 |  | 35200 | 22400 | 63.64% | [8 empty] | Residential | 745 | No | 2.98
205558113 | Central Heat Pump | LUXAIRE | HRCU-A-CB (Split System: Heat Pump with Remote Outdoor Unit-Air-Source) | HL19B2421 |  |  | CF36CXA1+ME12CN21+TXV |  | 23800 | 19 |  | 15 | 10 |  | 22200 | 13700 | 61.71% | [8 empty] | Residential | 495 | No | 1.98
205046231 | Central Heat Pump | LUXAIRE | HRCU-A-CB (Split System: Heat Pump with Remote Outdoor Unit-Air-Source) | HL19B3621 |  |  | CU60CXA2+TXV | TMLV100C16MP12 | 35600 | 18 |  | 14 | 10 |  | 35200 | 22400 | 63.64% | [8 empty] | Residential | 742.5 | No | 2.97
205046234 | Central Heat Pump | LUXAIRE | HRCU-A-CB (Split System: Heat Pump with Remote Outdoor Unit-Air-Source) | HL19B3621 |  |  | CU60CXA2+TXV | TPLC080C16MP13 | 35600 | 18 |  | 14 | 10 |  | 35200 | 22400 | 63.64% | [8 empty] | Residential | 742.5 | No | 2.97
8761503 | Central Heat Pump | TRANE | HRCU-A-CB (Split System: Heat Pump with Remote Outdoor Unit-Air-Source) | 4TWV8048A1 |  |  | 4TXCC009DS3 | *UD2C080ACV4 | 47000 | 18 |  | 12.5 | 10 |  | 43500 | 36400 | 83.68% | [8 empty] | Residential | 980 | No | 3.92
8761505 | Central Heat Pump | TRANE | HRCU-A-CB (Split System: Heat Pump with Remote Outdoor Unit-Air-Source) | 4TWV8048A1 |  |  | 4TXCC009DS3 | *UHMC100ACV4 | 47000 | 18 |  | 12.5 | 10 |  | 43500 | 36600 | 84.14% | [8 empty] | Residential | 980 | No | 3.92
8761507 | Central Heat Pump | TRANE | HRCU-A-CB (Split System: Heat Pump with Remote Outdoor Unit-Air-Source) | 4TWV8048A1 |  |  | 4TXCC009DS3 | *UD2C100ACV5 | 47000 | 18 |  | 12.5 | 10 |  | 43500 | 36600 | 84.14% | [8 empty] | Residential | 980 | No | 3.92
207455107 | Central Heat Pump | LENNOX | HRCU-A-CB (Split System: Heat Pump with Remote Outdoor Unit-Air-Source) | SL25XPV-036-230A** | ADP |  | L*35/36S9 | SL280UH070XV36A* | 34200 | 21 |  | 13.5 | 10 |  | 34200 | 31800 | 92.98% | [8 empty] | Residential | 712.5 | No | 2.85
207455108 | Central Heat Pump | LENNOX | HRCU-A-CB (Split System: Heat Pump with Remote Outdoor Unit-Air-Source) | SL25XPV-036-230A** | ADP |  | LH18/37D9 | SL280UH070XV36A* | 34200 | 21 |  | 13.5 | 10 |  | 34200 | 31800 | 92.98% | [8 empty] | Residential | 712.5 | No | 2.85
207455109 | Central Heat Pump | LENNOX | HRCU-A-CB (Split System: Heat Pump with Remote Outdoor Unit-Air-Source) | SL25XPV-036-230A** | ADP |  | LH23/37W9 | SL280UH070XV36A* | 34200 | 21 |  | 13.5 | 10 |  | 34200 | 31800 | 92.98% | [8 empty] | Residential | 712.5 | No | 2.85
207455110 | Central Heat Pump | LENNOX | HRCU-A-CB (Split System: Heat Pump with Remote Outdoor Unit-Air-Source) | SL25XPV-036-230A** | ADP |  | L*23/37Z9 | SL280UH070XV36A* | 34200 | 21 |  | 13.5 | 10 |  | 34200 | 31800 | 92.98% | [8 empty] | Residential | 712.5 | No | 2.85
207455111 | Central Heat Pump | LENNOX | HRCU-A-CB (Split System: Heat Pump with Remote Outdoor Unit-Air-Source) | SL25XPV-036-230A** | ADP |  | LH35/36F9 | SL280UH080NV48B* | 34600 | 22 |  | 14 | 10 |  | 32800 | 29400 | 89.63% | [8 empty] | Residential | 720 | No | 2.88
207455112 | Central Heat Pump | LENNOX | HRCU-A-CB (Split System: Heat Pump with Remote Outdoor Unit-Air-Source) | SL25XPV-036-230A** | ADP |  | LH35/38X9 | SL280UH080NV48B* | 35000 | 22 |  | 14 | 10 |  | 33800 | 31400 | 92.9% | [8 empty] | Residential | 730 | No | 2.92
207455113 | Central Heat Pump | LENNOX | HRCU-A-CB (Split System: Heat Pump with Remote Outdoor Unit-Air-Source) | SL25XPV-036-230A** | ADP |  | LH35/38F9 | SL280UH080NV48B* | 35000 | 22 |  | 14 | 10 |  | 33800 | 31400 | 92.9% | [8 empty] | Residential | 730 | No | 2.92
207455114 | Central Heat Pump | LENNOX | HRCU-A-CB (Split System: Heat Pump with Remote Outdoor Unit-Air-Source) | SL25XPV-036-230A** | ADP |  | L*35/36U9 | SL280UH080NV48B* | 35000 | 22 |  | 14 | 10 |  | 33800 | 31400 | 92.9% | [8 empty] | Residential | 730 | No | 2.92
8761509 | Central Heat Pump | TRANE | HRCU-A-CB (Split System: Heat Pump with Remote Outdoor Unit-Air-Source) | 4TWV8048A1 |  |  | 4TXCD010DS3 | *UD2D120ACV5 | 48000 | 18 |  | 12.5 | 10 |  | 44000 | 37000 | 84.09% | [8 empty] | Residential | 1000 | No | 4
10093500 | Central Heat Pump | TRANE | HRCU-A-CB (Split System: Heat Pump with Remote Outdoor Unit-Air-Source) | 4TWV0048A1 |  |  | TAM9A0C60V51 |  | 46500 | 19.5 |  | 12.5 | 10 |  | 43000 | 35600 | 82.79% | [8 empty] | Residential | 970 | No | 3.88
10093501 | Central Heat Pump | TRANE | HRCU-A-CB (Split System: Heat Pump with Remote Outdoor Unit-Air-Source) | 4TWV0060A1 |  |  | TAM9A0C60V51 |  | 54500 | 19 |  | 12.7 | 10 |  | 51500 | 48000 | 93.2% | [8 empty] | Residential | 1135 | No | 4.54
10093504 | Central Heat Pump | TRANE | HRCU-A-CB (Split System: Heat Pump with Remote Outdoor Unit-Air-Source) | 4TWV8036A1 |  |  | TAM9A0B30V31 |  | 34400 | 18 |  | 12.5 | 10 |  | 32000 | 26600 | 83.12% | [8 empty] | Residential | 717.5 | No | 2.87
10093505 | Central Heat Pump | TRANE | HRCU-A-CB (Split System: Heat Pump with Remote Outdoor Unit-Air-Source) | 4TWV8036A1 |  |  | TAM9A0C36V31 |  | 35000 | 18 |  | 13 | 10 |  | 32200 | 25200 | 78.26% | [8 empty] | Residential | 730 | No | 2.92
10093506 | Central Heat Pump | TRANE | HRCU-A-CB (Split System: Heat Pump with Remote Outdoor Unit-Air-Source) | 4TWV8036A1 |  |  | TAM9A0C42V41 |  | 35800 | 18 |  | 12.5 | 10 |  | 28600 | 25400 | 88.81% | [8 empty] | Residential | 745 | No | 2.98
10093507 | Central Heat Pump | TRANE | HRCU-A-CB (Split System: Heat Pump with Remote Outdoor Unit-Air-Source) | 4TWV8037A1 |  |  | TAM9A0B30V31 |  | 35400 | 18 |  | 13 | 10 |  | 32600 | 26200 | 80.37% | [8 empty] | Residential | 737.5 | No | 2.95
10093459 | Central Heat Pump | AMERICAN STANDARD | HRCU-A-CB (Split System: Heat Pump with Remote Outdoor Unit-Air-Source) | 4A6V8037A1 |  |  | TAM9A0B30V31 |  | 35400 | 18 |  | 13 | 10 |  | 32600 | 26200 | 80.37% | [8 empty] | Residential | 737.5 | No | 2.95
10093460 | Central Heat Pump | AMERICAN STANDARD | HRCU-A-CB (Split System: Heat Pump with Remote Outdoor Unit-Air-Source) | 4A6V8037A1 |  |  | TAM9A0C36V31 |  | 35000 | 18 |  | 13 | 10 |  | 32800 | 25200 | 76.83% | [8 empty] | Residential | 730 | No | 2.92
207455115 | Central Heat Pump | LENNOX | HRCU-A-CB (Split System: Heat Pump with Remote Outdoor Unit-Air-Source) | SL25XPV-036-230A** | ADP |  | L*35/36S9 | SL280UH080NV48B* | 35000 | 22 |  | 14 | 10 |  | 33800 | 31400 | 92.9% | [8 empty] | Residential | 730 | No | 2.92
207455271 | Central Heat Pump | LENNOX | HRCU-A-CB (Split System: Heat Pump with Remote Outdoor Unit-Air-Source) | SL25XPV-036-230A** | ADP |  | LH35/38X9 | SLP99UH110XV60C* | 34800 | 21 |  | 14 | 10 |  | 34000 | 31600 | 92.94% | [8 empty] | Residential | 725 | No | 2.9
207455272 | Central Heat Pump | LENNOX | HRCU-A-CB (Split System: Heat Pump with Remote Outdoor Unit-Air-Source) | SL25XPV-036-230A** | ADP |  | LH35/38F9 | SLP99UH110XV60C* | 34800 | 21 |  | 14 | 10 |  | 34000 | 31600 | 92.94% | [8 empty] | Residential | 725 | No | 2.9
207455273 | Central Heat Pump | LENNOX | HRCU-A-CB (Split System: Heat Pump with Remote Outdoor Unit-Air-Source) | SL25XPV-036-230A** | ADP |  | L*35/36U9 | SLP99UH110XV60C* | 34800 | 21 |  | 14 | 10 |  | 34000 | 31600 | 92.94% | [8 empty] | Residential | 725 | No | 2.9
207455274 | Central Heat Pump | LENNOX | HRCU-A-CB (Split System: Heat Pump with Remote Outdoor Unit-Air-Source) | SL25XPV-036-230A** | ADP |  | L*35/36S9 | SLP99UH110XV60C* | 34800 | 21 |  | 14 | 10 |  | 34000 | 31600 | 92.94% | [8 empty] | Residential | 725 | No | 2.9
207455276 | Central Heat Pump | LENNOX | HRCU-A-CB (Split System: Heat Pump with Remote Outdoor Unit-Air-Source) | SL25XPV-036-230A** | ADP |  | LH23/37W9 | SLP99UH110XV60C* | 34800 | 21 |  | 14 | 10 |  | 34000 | 31600 | 92.94% | [8 empty] | Residential | 725 | No | 2.9
207455277 | Central Heat Pump | LENNOX | HRCU-A-CB (Split System: Heat Pump with Remote Outdoor Unit-Air-Source) | SL25XPV-036-230A** | ADP |  | L*23/37Z9 | SLP99UH110XV60C* | 34800 | 21 |  | 14 | 10 |  | 34000 | 31600 | 92.94% | [8 empty] | Residential | 725 | No | 2.9
207455285 | Central Heat Pump | LENNOX | HRCU-A-CB (Split System: Heat Pump with Remote Outdoor Unit-Air-Source) | SL25XPV-024-230A** | ADP |  | LH35/36F9 | EL296UH070XV36B* | 22800 | 24 |  | 14 | 10 |  | 20000 | 22600 | 113% | [8 empty] | Residential | 475 | No | 1.9
207455286 | Central Heat Pump | LENNOX | HRCU-A-CB (Split System: Heat Pump with Remote Outdoor Unit-Air-Source) | SL25XPV-024-230A** | ADP |  | LH35/38X9 | EL296UH070XV36B* | 22800 | 24 |  | 14 | 10 |  | 20000 | 22600 | 113% | [8 empty] | Residential | 475 | No | 1.9
207455287 | Central Heat Pump | LENNOX | HRCU-A-CB (Split System: Heat Pump with Remote Outdoor Unit-Air-Source) | SL25XPV-024-230A** | ADP |  | LH35/38F9 | EL296UH070XV36B* | 22800 | 24 |  | 14 | 10 |  | 20000 | 22600 | 113% | [8 empty] | Residential | 475 | No | 1.9
207455288 | Central Heat Pump | LENNOX | HRCU-A-CB (Split System: Heat Pump with Remote Outdoor Unit-Air-Source) | SL25XPV-024-230A** | ADP |  | L*30/36U9 | EL296UH070XV36B* | 22800 | 24 |  | 14 | 10 |  | 20000 | 22600 | 113% | [8 empty] | Residential | 475 | No | 1.9
207455289 | Central Heat Pump | LENNOX | HRCU-A-CB (Split System: Heat Pump with Remote Outdoor Unit-Air-Source) | SL25XPV-024-230A** | ADP |  | L*35/36U9 | EL296UH070XV36B* | 22800 | 24 |  | 14 | 10 |  | 20000 | 22600 | 113% | [8 empty] | Residential | 475 | No | 1.9
207455290 | Central Heat Pump | LENNOX | HRCU-A-CB (Split System: Heat Pump with Remote Outdoor Unit-Air-Source) | SL25XPV-024-230A** | ADP |  | L*35/36S9 | EL296UH070XV36B* | 22800 | 24 |  | 14 | 10 |  | 20000 | 22600 | 113% | [8 empty] | Residential | 475 | No | 1.9
207455291 | Central Heat Pump | LENNOX | HRCU-A-CB (Split System: Heat Pump with Remote Outdoor Unit-Air-Source) | SL25XPV-024-230A** | ADP |  | LH23/37W9 | EL296UH070XV36B* | 23200 | 24 |  | 14 | 10 |  | 19600 | 22000 | 112.2% | [8 empty] | Residential | 482.5 | No | 1.93
207455292 | Central Heat Pump | LENNOX | HRCU-A-CB (Split System: Heat Pump with Remote Outdoor Unit-Air-Source) | SL25XPV-024-230A** | ADP |  | L*23/37Z9 | EL296UH070XV36B* | 23200 | 24 |  | 14 | 10 |  | 19600 | 22000 | 112.2% | [8 empty] | Residential | 482.5 | No | 1.93
207455293 | Central Heat Pump | LENNOX | HRCU-A-CB (Split System: Heat Pump with Remote Outdoor Unit-Air-Source) | SL25XPV-024-230A** | ADP |  | LH35/36F9 | SL280UH060NV36A* | 23000 | 24 |  | 14 | 10 |  | 19800 | 22600 | 114.1% | [8 empty] | Residential | 480 | No | 1.92
207455294 | Central Heat Pump | LENNOX | HRCU-A-CB (Split System: Heat Pump with Remote Outdoor Unit-Air-Source) | SL25XPV-024-230A** | ADP |  | LH35/38X9 | SL280UH060NV36A* | 23000 | 24 |  | 14 | 10 |  | 19800 | 22600 | 114.1% | [8 empty] | Residential | 480 | No | 1.92
207455295 | Central Heat Pump | LENNOX | HRCU-A-CB (Split System: Heat Pump with Remote Outdoor Unit-Air-Source) | SL25XPV-024-230A** | ADP |  | LH35/38F9 | SL280UH060NV36A* | 23000 | 24 |  | 14 | 10 |  | 19800 | 22600 | 114.1% | [8 empty] | Residential | 480 | No | 1.92
207455296 | Central Heat Pump | LENNOX | HRCU-A-CB (Split System: Heat Pump with Remote Outdoor Unit-Air-Source) | SL25XPV-024-230A** | ADP |  | L*30/36U9 | SL280UH060NV36A* | 23000 | 24 |  | 14 | 10 |  | 19800 | 22600 | 114.1% | [8 empty] | Residential | 480 | No | 1.92
207455297 | Central Heat Pump | LENNOX | HRCU-A-CB (Split System: Heat Pump with Remote Outdoor Unit-Air-Source) | SL25XPV-024-230A** | ADP |  | L*35/36U9 | SL280UH060NV36A* | 23000 | 24 |  | 14 | 10 |  | 19800 | 22600 | 114.1% | [8 empty] | Residential | 480 | No | 1.92
207455298 | Central Heat Pump | LENNOX | HRCU-A-CB (Split System: Heat Pump with Remote Outdoor Unit-Air-Source) | SL25XPV-024-230A** | ADP |  | L*35/36S9 | SL280UH060NV36A* | 23000 | 24 |  | 14 | 10 |  | 19800 | 22600 | 114.1% | [8 empty] | Residential | 480 | No | 1.92
207455299 | Central Heat Pump | LENNOX | HRCU-A-CB (Split System: Heat Pump with Remote Outdoor Unit-Air-Source) | SL25XPV-024-230A** | ADP |  | LH23/37W9 | SL280UH060NV36A* | 23000 | 24 |  | 14 | 10 |  | 19800 | 22600 | 114.1% | [8 empty] | Residential | 480 | No | 1.92
207455300 | Central Heat Pump | LENNOX | HRCU-A-CB (Split System: Heat Pump with Remote Outdoor Unit-Air-Source) | SL25XPV-024-230A** | ADP |  | L*23/37Z9 | SL280UH060NV36A* | 23000 | 24 |  | 14 | 10 |  | 19800 | 22600 | 114.1% | [8 empty] | Residential | 480 | No | 1.92
207455301 | Central Heat Pump | LENNOX | HRCU-A-CB (Split System: Heat Pump with Remote Outdoor Unit-Air-Source) | SL25XPV-024-230A** | ADP |  | LH35/36F9 | SL280UH080NV48B* | 23000 | 24 |  | 14 | 10 |  | 19800 | 22600 | 114.1% | [8 empty] | Residential | 480 | No | 1.92
207455302 | Central Heat Pump | LENNOX | HRCU-A-CB (Split System: Heat Pump with Remote Outdoor Unit-Air-Source) | SL25XPV-024-230A** | ADP |  | LH35/38X9 | SL280UH080NV48B* | 23000 | 24 |  | 14 | 10 |  | 19800 | 22600 | 114.1% | [8 empty] | Residential | 480 | No | 1.92
207455303 | Central Heat Pump | LENNOX | HRCU-A-CB (Split System: Heat Pump with Remote Outdoor Unit-Air-Source) | SL25XPV-024-230A** | ADP |  | LH35/38F9 | SL280UH080NV48B* | 23000 | 24 |  | 14 | 10 |  | 19800 | 22600 | 114.1% | [8 empty] | Residential | 480 | No | 1.92
207455304 | Central Heat Pump | LENNOX | HRCU-A-CB (Split System: Heat Pump with Remote Outdoor Unit-Air-Source) | SL25XPV-024-230A** | ADP |  | L*30/36U9 | SL280UH080NV48B* | 23000 | 24 |  | 14 | 10 |  | 19800 | 22600 | 114.1% | [8 empty] | Residential | 480 | No | 1.92
207455305 | Central Heat Pump | LENNOX | HRCU-A-CB (Split System: Heat Pump with Remote Outdoor Unit-Air-Source) | SL25XPV-024-230A** | ADP |  | L*35/36U9 | SL280UH080NV48B* | 23000 | 24 |  | 14 | 10 |  | 19800 | 22600 | 114.1% | [8 empty] | Residential | 480 | No | 1.92
207455306 | Central Heat Pump | LENNOX | HRCU-A-CB (Split System: Heat Pump with Remote Outdoor Unit-Air-Source) | SL25XPV-024-230A** | ADP |  | L*35/36S9 | SL280UH080NV48B* | 23000 | 24 |  | 14 | 10 |  | 19800 | 22600 | 114.1% | [8 empty] | Residential | 480 | No | 1.92
207455307 | Central Heat Pump | LENNOX | HRCU-A-CB (Split System: Heat Pump with Remote Outdoor Unit-Air-Source) | SL25XPV-024-230A** | ADP |  | LH23/37W9 | SL280UH080NV48B* | 23200 | 24 |  | 14 | 11 |  | 19800 | 21800 | 110.1% | [8 empty] | Residential | 482.5 | No | 1.93
207455308 | Central Heat Pump | LENNOX | HRCU-A-CB (Split System: Heat Pump with Remote Outdoor Unit-Air-Source) | SL25XPV-024-230A** | ADP |  | L*23/37Z9 | SL280UH080NV48B* | 23200 | 24 |  | 14 | 11 |  | 19800 | 21800 | 110.1% | [8 empty] | Residential | 482.5 | No | 1.93
207455309 | Central Heat Pump | LENNOX | HRCU-A-CB (Split System: Heat Pump with Remote Outdoor Unit-Air-Source) | SL25XPV-024-230A** | ADP |  | LH35/36F9 | SL280UH090V36B* | 22800 | 24 |  | 14 | 10 |  | 19800 | 22600 | 114.1% | [8 empty] | Residential | 475 | No | 1.9
10093462 | Central Heat Pump | AMERICAN STANDARD | HRCU-A-CB (Split System: Heat Pump with Remote Outdoor Unit-Air-Source) | 4A6V8048A1 |  |  | TAM9A0C42V41 |  | 46500 | 18 |  | 12.5 | 10 |  | 41500 | 36200 | 87.23% | [8 empty] | Residential | 970 | No | 3.88
10093463 | Central Heat Pump | AMERICAN STANDARD | HRCU-A-CB (Split System: Heat Pump with Remote Outdoor Unit-Air-Source) | 4A6V8048A1 |  |  | TAM9A0C48V41 |  | 47000 | 18 |  | 12.5 | 10 |  | 41000 | 34400 | 83.9% | [8 empty] | Residential | 980 | No | 3.92
10093464 | Central Heat Pump | AMERICAN STANDARD | HRCU-A-CB (Split System: Heat Pump with Remote Outdoor Unit-Air-Source) | 4A6V8048A1 |  |  | TAM9A0C60V51 |  | 47000 | 18 |  | 12.5 | 10 |  | 40500 | 36200 | 89.38% | [8 empty] | Residential | 980 | No | 3.92
10093465 | Central Heat Pump | AMERICAN STANDARD | HRCU-A-CB (Split System: Heat Pump with Remote Outdoor Unit-Air-Source) | 4A6V8049A1 |  |  | TAM9A0C42V41 |  | 46500 | 18 |  | 12.5 | 10 |  | 41500 | 35600 | 85.78% | [8 empty] | Residential | 970 | No | 3.88
10093466 | Central Heat Pump | AMERICAN STANDARD | HRCU-A-CB (Split System: Heat Pump with Remote Outdoor Unit-Air-Source) | 4A6V8049A1 |  |  | TAM9A0C48V41 |  | 47000 | 18 |  | 12.5 | 10 |  | 41500 | 34000 | 81.93% | [8 empty] | Residential | 980 | No | 3.92
10093467 | Central Heat Pump | AMERICAN STANDARD | HRCU-A-CB (Split System: Heat Pump with Remote Outdoor Unit-Air-Source) | 4A6V8049A1 |  |  | TAM9A0C60V51 |  | 47000 | 18 |  | 12.5 | 10 |  | 40000 | 35600 | 89% | [8 empty] | Residential | 980 | No | 3.92
10093468 | Central Heat Pump | AMERICAN STANDARD | HRCU-A-CB (Split System: Heat Pump with Remote Outdoor Unit-Air-Source) | 4A6V8060A1 |  |  | TAM9A0C60V51 |  | 54000 | 18 |  | 12.5 | 10 |  | 50500 | 48000 | 95.05% | [8 empty] | Residential | 1125 | No | 4.5
10153439 | Central Heat Pump | AMERICAN STANDARD | HRCU-A-CB (Split System: Heat Pump with Remote Outdoor Unit-Air-Source) | 4A6V0036A1 |  |  | TEM8A0C36V31+TDR |  | 35400 | 20 |  | 13 | 10 |  | 31800 | 25600 | 80.5% | [8 empty] | Residential | 737.5 | No | 2.95
205822803 | Central Heat Pump | CARRIER | HRCU-A-CB (Split System: Heat Pump with Remote Outdoor Unit-Air-Source) | 25VNA448A*030* |  |  | CAP**6024AL*+UI | 58TN*A090C21**20 | 45000 | 20 |  | 13 | 11.5 |  | 45500 | 42500 | 93.41% | [8 empty] | Residential | 937.5 | No | 3.75
205961427 | Central Heat Pump | CARRIER | HRCU-A-CB (Split System: Heat Pump with Remote Outdoor Unit-Air-Source) | 25VNA448A*030* |  |  | CNPV*6024AL*+UI | 59TN6B080C21**20 | 45000 | 21 |  | 12.5 | 10.5 |  | 46000 | 43000 | 93.48% | [8 empty] | Residential | 937.5 | No | 3.75
205976981 | Central Heat Pump | CARRIER | HRCU-A-CB (Split System: Heat Pump with Remote Outdoor Unit-Air-Source) | 25VNA448A*030* |  |  | CNPV*6024AL*+UI | 59TN6B100C21**22 | 45000 | 20 |  | 12.5 | 10.5 |  | 46000 | 43000 | 93.48% | [8 empty] | Residential | 937.5 | No | 3.75
206070429 | Central Heat Pump | CARRIER | HRCU-A-CB (Split System: Heat Pump with Remote Outdoor Unit-Air-Source) | 25VNA436A*030* |  |  | CAP**4321AL*+UI | 58CU*A080C21**20 | 34600 | 21 |  | 13 | 11 |  | 33400 | 33000 | 98.8% | [8 empty] | Residential | 720 | No | 2.88
206070430 | Central Heat Pump | CARRIER | HRCU-A-CB (Split System: Heat Pump with Remote Outdoor Unit-Air-Source) | 25VNA436A*030* |  |  | CAP**4821AL*+UI | 58CU*A080C21**20 | 33800 | 21 |  | 13 | 11 |  | 34600 | 32800 | 94.8% | [8 empty] | Residential | 705 | No | 2.82
206070431 | Central Heat Pump | CARRIER | HRCU-A-CB (Split System: Heat Pump with Remote Outdoor Unit-Air-Source) | 25VNA436A*030* |  |  | CAP**4824AL*+UI | 58CU*A080C21**20 | 33800 | 21 |  | 13 | 11 |  | 34400 | 32800 | 95.35% | [8 empty] | Residential | 705 | No | 2.82
206070432 | Central Heat Pump | CARRIER | HRCU-A-CB (Split System: Heat Pump with Remote Outdoor Unit-Air-Source) | 25VNA436A*030* |  |  | CAP**4824AL*+UI | 58CU*A100C21**20 | 33800 | 21 |  | 12.5 | 11 |  | 34000 | 32800 | 96.47% | [8 empty] | Residential | 705 | No | 2.82
206070438 | Central Heat Pump | CARRIER | HRCU-A-CB (Split System: Heat Pump with Remote Outdoor Unit-Air-Source) | 25VNA436A*030* |  |  | CNPV*4217AL*+UI | 58CU*A040C17**12 | 33400 | 20 |  | 13 | 10 |  | 32800 | 32200 | 98.17% | [8 empty] | Residential | 695 | No | 2.78
207455310 | Central Heat Pump | LENNOX | HRCU-A-CB (Split System: Heat Pump with Remote Outdoor Unit-Air-Source) | SL25XPV-024-230A** | ADP |  | LH35/38X9 | SL280UH090V36B* | 22800 | 24 |  | 14 | 10 |  | 19800 | 22600 | 114.1% | [8 empty] | Residential | 475 | No | 1.9
207455311 | Central Heat Pump | LENNOX | HRCU-A-CB (Split System: Heat Pump with Remote Outdoor Unit-Air-Source) | SL25XPV-024-230A** | ADP |  | LH35/38F9 | SL280UH090V36B* | 22800 | 24 |  | 14 | 10 |  | 19800 | 22600 | 114.1% | [8 empty] | Residential | 475 | No | 1.9
207455312 | Central Heat Pump | LENNOX | HRCU-A-CB (Split System: Heat Pump with Remote Outdoor Unit-Air-Source) | SL25XPV-024-230A** | ADP |  | L*30/36U9 | SL280UH090V36B* | 22800 | 24 |  | 14 | 10 |  | 19800 | 22600 | 114.1% | [8 empty] | Residential | 475 | No | 1.9
207455313 | Central Heat Pump | LENNOX | HRCU-A-CB (Split System: Heat Pump with Remote Outdoor Unit-Air-Source) | SL25XPV-024-230A** | ADP |  | L*35/36U9 | SL280UH090V36B* | 22800 | 24 |  | 14 | 10 |  | 19800 | 22600 | 114.1% | [8 empty] | Residential | 475 | No | 1.9
207455314 | Central Heat Pump | LENNOX | HRCU-A-CB (Split System: Heat Pump with Remote Outdoor Unit-Air-Source) | SL25XPV-024-230A** | ADP |  | L*35/36S9 | SL280UH090V36B* | 22800 | 24 |  | 14 | 10 |  | 19800 | 22600 | 114.1% | [8 empty] | Residential | 475 | No | 1.9
207455315 | Central Heat Pump | LENNOX | HRCU-A-CB (Split System: Heat Pump with Remote Outdoor Unit-Air-Source) | SL25XPV-024-230A** | ADP |  | LH23/37W9 | SL280UH090V36B* | 23200 | 24 |  | 14 | 11 |  | 19800 | 21800 | 110.1% | [8 empty] | Residential | 482.5 | No | 1.93
207455316 | Central Heat Pump | LENNOX | HRCU-A-CB (Split System: Heat Pump with Remote Outdoor Unit-Air-Source) | SL25XPV-024-230A** | ADP |  | L*23/37Z9 | SL280UH090V36B* | 23200 | 24 |  | 14 | 11 |  | 19800 | 21800 | 110.1% | [8 empty] | Residential | 482.5 | No | 1.93
207455317 | Central Heat Pump | LENNOX | HRCU-A-CB (Split System: Heat Pump with Remote Outdoor Unit-Air-Source) | SL25XPV-024-230A** | ADP |  | LH23/37W9 | SL297UH040NV36B* | 23200 | 24 |  | 14 | 10 |  | 19600 | 21800 | 111.2% | [8 empty] | Residential | 482.5 | No | 1.93
206070439 | Central Heat Pump | CARRIER | HRCU-A-CB (Split System: Heat Pump with Remote Outdoor Unit-Air-Source) | 25VNA436A*030* |  |  | CNPV*4217AL*+UI | 58CU*A060C17**16 | 33400 | 20 |  | 13 | 10.5 |  | 32400 | 31600 | 97.53% | [8 empty] | Residential | 695 | No | 2.78
205273931 | Central Heat Pump | BRYANT HEATING AND COOLING SYSTEMS | HRCU-A-CB (Split System: Heat Pump with Remote Outdoor Unit-Air-Source) | 284ANV024*0**A* |  |  | CSPH*6012AL*+UI | 986TC42060C17*** | 23400 | 21 |  | 14 | 11 |  | 24000 | 24000 | 100% | [8 empty] | Residential | 487.5 | No | 1.95
205273932 | Central Heat Pump | BRYANT HEATING AND COOLING SYSTEMS | HRCU-A-CB (Split System: Heat Pump with Remote Outdoor Unit-Air-Source) | 284ANV024*0**A* |  |  | CSPH*6012AL*+UI | 986TC42080C17*** | 23400 | 21 |  | 14 | 11 |  | 24000 | 24000 | 100% | [8 empty] | Residential | 487.5 | No | 1.95
205273933 | Central Heat Pump | BRYANT HEATING AND COOLING SYSTEMS | HRCU-A-CB (Split System: Heat Pump with Remote Outdoor Unit-Air-Source) | 284ANV024*0**A* |  |  | CSPH*6012AL*+UI | 986TC66120C24*** | 23400 | 21 |  | 14 | 11 |  | 24000 | 23800 | 99.17% | [8 empty] | Residential | 487.5 | No | 1.95
205273934 | Central Heat Pump | BRYANT HEATING AND COOLING SYSTEMS | HRCU-A-CB (Split System: Heat Pump with Remote Outdoor Unit-Air-Source) | 284ANV036*0**A* |  |  | FE4AN(B,F)005L+UI |  | 34600 | 22.5 |  | 13.5 | 11 |  | 35000 | 32800 | 93.71% | [8 empty] | Residential | 720 | No | 2.88
205273935 | Central Heat Pump | BRYANT HEATING AND COOLING SYSTEMS | HRCU-A-CB (Split System: Heat Pump with Remote Outdoor Unit-Air-Source) | 284ANV036*0**A* |  |  | FE4AN(B,F)003L+UI |  | 32800 | 21 |  | 13 | 10.5 |  | 34600 | 33000 | 95.38% | [8 empty] | Residential | 682.5 | No | 2.73
205273936 | Central Heat Pump | BRYANT HEATING AND COOLING SYSTEMS | HRCU-A-CB (Split System: Heat Pump with Remote Outdoor Unit-Air-Source) | 284ANV036*0**A* |  |  | FE4ANB006L+UI |  | 34600 | 22 |  | 13.5 | 11.5 |  | 34000 | 32400 | 95.29% | [8 empty] | Residential | 720 | No | 2.88
205273939 | Central Heat Pump | BRYANT HEATING AND COOLING SYSTEMS | HRCU-A-CB (Split System: Heat Pump with Remote Outdoor Unit-Air-Source) | 284ANV036*0**A* |  |  | CAP**3717AL*+UI | 88*TA48090C17*** | 34000 | 21 |  | 12.5 | 11 |  | 35800 | 33800 | 94.41% | [8 empty] | Residential | 707.5 | No | 2.83
207455318 | Central Heat Pump | LENNOX | HRCU-A-CB (Split System: Heat Pump with Remote Outdoor Unit-Air-Source) | SL25XPV-024-230A** | ADP |  | L*23/37Z9 | SL297UH040NV36B* | 23200 | 24 |  | 14 | 10 |  | 19600 | 21800 | 111.2% | [8 empty] | Residential | 482.5 | No | 1.93
207455319 | Central Heat Pump | LENNOX | HRCU-A-CB (Split System: Heat Pump with Remote Outdoor Unit-Air-Source) | SL25XPV-024-230A** | ADP |  | LH35/36F9 | SLP99UH070XV36B* | 22800 | 24 |  | 14 | 10 |  | 20000 | 22600 | 113% | [8 empty] | Residential | 475 | No | 1.9
207455320 | Central Heat Pump | LENNOX | HRCU-A-CB (Split System: Heat Pump with Remote Outdoor Unit-Air-Source) | SL25XPV-024-230A** | ADP |  | LH35/38X9 | SLP99UH070XV36B* | 22800 | 24 |  | 14 | 10 |  | 20000 | 22600 | 113% | [8 empty] | Residential | 475 | No | 1.9
207455321 | Central Heat Pump | LENNOX | HRCU-A-CB (Split System: Heat Pump with Remote Outdoor Unit-Air-Source) | SL25XPV-024-230A** | ADP |  | LH35/38F9 | SLP99UH070XV36B* | 22800 | 24 |  | 14 | 10 |  | 20000 | 22600 | 113% | [8 empty] | Residential | 475 | No | 1.9
207455322 | Central Heat Pump | LENNOX | HRCU-A-CB (Split System: Heat Pump with Remote Outdoor Unit-Air-Source) | SL25XPV-024-230A** | ADP |  | L*30/36U9 | SLP99UH070XV36B* | 22800 | 24 |  | 14 | 10 |  | 20000 | 22600 | 113% | [8 empty] | Residential | 475 | No | 1.9
207455323 | Central Heat Pump | LENNOX | HRCU-A-CB (Split System: Heat Pump with Remote Outdoor Unit-Air-Source) | SL25XPV-024-230A** | ADP |  | L*35/36U9 | SLP99UH070XV36B* | 22800 | 24 |  | 14 | 10 |  | 20000 | 22600 | 113% | [8 empty] | Residential | 475 | No | 1.9
207455324 | Central Heat Pump | LENNOX | HRCU-A-CB (Split System: Heat Pump with Remote Outdoor Unit-Air-Source) | SL25XPV-024-230A** | ADP |  | L*35/36S9 | SLP99UH070XV36B* | 22800 | 24 |  | 14 | 10 |  | 20000 | 22600 | 113% | [8 empty] | Residential | 475 | No | 1.9
207455325 | Central Heat Pump | LENNOX | HRCU-A-CB (Split System: Heat Pump with Remote Outdoor Unit-Air-Source) | SL25XPV-024-230A** | ADP |  | LH23/37W9 | SLP99UH070XV36B* | 23200 | 24 |  | 14 | 10 |  | 19600 | 22000 | 112.2% | [8 empty] | Residential | 482.5 | No | 1.93
205273940 | Central Heat Pump | BRYANT HEATING AND COOLING SYSTEMS | HRCU-A-CB (Split System: Heat Pump with Remote Outdoor Unit-Air-Source) | 284ANV036*0**A* |  |  | CAP**3721AL*+UI | 88*TA48070C17*** | 34400 | 21 |  | 12.5 | 11 |  | 35800 | 34000 | 94.97% | [8 empty] | Residential | 717.5 | No | 2.87
205273941 | Central Heat Pump | BRYANT HEATING AND COOLING SYSTEMS | HRCU-A-CB (Split System: Heat Pump with Remote Outdoor Unit-Air-Source) | 284ANV036*0**A* |  |  | CAP**3721AL*+UI | 88*TA60070C21*** | 34400 | 21 |  | 12.5 | 11 |  | 35600 | 33800 | 94.94% | [8 empty] | Residential | 717.5 | No | 2.87
210291266 | Central Heat Pump | LENNOX | HRCU-A-CB (Split System: Heat Pump with Remote Outdoor Unit-Air-Source) | EL17XP1-024-230A** |  |  | CH35-30B+TDR+TXV | ML180UH090V48B* | 24000 | 18 |  | 14.5 | 10 |  | 21400 | 13800 | 64.49% | 23800 | 16.4 | 13.5 | 8.5 | 21800 |  |  |  | Residential | 495 | No | 1.98 | No
210291293 | Central Heat Pump | LENNOX | HRCU-A-CB (Split System: Heat Pump with Remote Outdoor Unit-Air-Source) | EL17XP1-024-230A** |  |  | CH35-30B+TDR+TXV | SL280UH080NV48B* | 23800 | 18.2 |  | 14.5 | 10 |  | 21200 | 13600 | 64.15% | 23600 | 16.8 | 14 | 8.5 | 21400 |  |  |  | Residential | 492.5 | No | 1.97 | No
210291295 | Central Heat Pump | LENNOX | HRCU-A-CB (Split System: Heat Pump with Remote Outdoor Unit-Air-Source) | EL17XP1-024-230A** |  |  | CH35-30B+TDR+TXV | SL280UH090V36B* | 23800 | 18.2 |  | 14.5 | 10 |  | 21200 | 13600 | 64.15% | 23600 | 17 | 14 | 8.5 | 21600 |  |  |  | Residential | 492.5 | No | 1.97 | No
210291370 | Central Heat Pump | LENNOX | HRCU-A-CB (Split System: Heat Pump with Remote Outdoor Unit-Air-Source) | EL17XP1-024-230A** |  |  | CHX35-30B-**-*+TDR | ML180UH070E36B* | 23800 | 18 |  | 14.5 | 10 |  | 21200 | 13600 | 64.15% | 23600 | 16.8 | 13.5 | 8.5 | 21600 |  |  |  | Residential | 492.5 | No | 1.97 | No
210291373 | Central Heat Pump | LENNOX | HRCU-A-CB (Split System: Heat Pump with Remote Outdoor Unit-Air-Source) | EL17XP1-024-230A** |  |  | CHX35-30B-**-*+TDR | ML180UH070V48B* | 24000 | 18.2 |  | 14.5 | 10 |  | 21200 | 13600 | 64.15% | 23800 | 16.8 | 14 | 8.5 | 21600 |  |  |  | Residential | 495 | No | 1.98 | No
210291375 | Central Heat Pump | LENNOX | HRCU-A-CB (Split System: Heat Pump with Remote Outdoor Unit-Air-Source) | EL17XP1-024-230A** |  |  | CHX35-30B-**-*+TDR | ML180UH090V48B* | 24000 | 18 |  | 14.5 | 10 |  | 21400 | 13800 | 64.49% | 23800 | 16.4 | 13.5 | 8.5 | 21800 |  |  |  | Residential | 495 | No | 1.98 | No
207455326 | Central Heat Pump | LENNOX | HRCU-A-CB (Split System: Heat Pump with Remote Outdoor Unit-Air-Source) | SL25XPV-024-230A** | ADP |  | L*23/37Z9 | SLP99UH070XV36B* | 23200 | 24 |  | 14 | 10 |  | 19600 | 22000 | 112.2% | [8 empty] | Residential | 482.5 | No | 1.93
207455344 | Central Heat Pump | LENNOX | HRCU-A-CB (Split System: Heat Pump with Remote Outdoor Unit-Air-Source) | SL25XPV-048-230A** | ADP |  | L*42/60Z9 | EL296UH090XV60C* | 46500 | 20 |  | 12.5 | 11 |  | 42000 | 40500 | 96.43% | [8 empty] | Residential | 970 | No | 3.88
207455345 | Central Heat Pump | LENNOX | HRCU-A-CB (Split System: Heat Pump with Remote Outdoor Unit-Air-Source) | SL25XPV-048-230A** | ADP |  | L*43/61Z9 | EL296UH090XV60C* | 46500 | 20 |  | 12.5 | 11 |  | 42000 | 40500 | 96.43% | [8 empty] | Residential | 970 | No | 3.88
207455346 | Central Heat Pump | LENNOX | HRCU-A-CB (Split System: Heat Pump with Remote Outdoor Unit-Air-Source) | SL25XPV-048-230A** | ADP |  | LH42/62W9 | EL296UH090XV60C* | 46500 | 20 |  | 12.5 | 11 |  | 42000 | 40500 | 96.43% | [8 empty] | Residential | 970 | No | 3.88
207455347 | Central Heat Pump | LENNOX | HRCU-A-CB (Split System: Heat Pump with Remote Outdoor Unit-Air-Source) | SL25XPV-048-230A** | ADP |  | LH40/61W9 | EL296UH110XV48C* | 46000 | 21 |  | 12.5 | 10 |  | 44000 | 44000 | 100% | [8 empty] | Residential | 957.5 | No | 3.83
207455348 | Central Heat Pump | LENNOX | HRCU-A-CB (Split System: Heat Pump with Remote Outdoor Unit-Air-Source) | SL25XPV-048-230A** | ADP |  | LH40/61E9 | EL296UH110XV48C* | 46000 | 21 |  | 12.5 | 10 |  | 44000 | 44000 | 100% | [8 empty] | Residential | 957.5 | No | 3.83
206142402 | Central Heat Pump | TRANE | HRCU-A-CB (Split System: Heat Pump with Remote Outdoor Unit-Air-Source) | 4TWL9024A1 | ADP |  | H,TG34936 | P0V0A000M30SB+RP | 22200 | 18 |  | 12.5 | 10 |  | 18100 | 11400 | 62.98% | [8 empty] | Residential | 462.5 | No | 1.85
206142403 | Central Heat Pump | TRANE | HRCU-A-CB (Split System: Heat Pump with Remote Outdoor Unit-Air-Source) | 4TWL9024A1 | ADP |  | H,TG35936 | P0V0A000M30SB+RP | 22200 | 18 |  | 12.5 | 10 |  | 18100 | 11400 | 62.98% | [8 empty] | Residential | 462.5 | No | 1.85
210291385 | Central Heat Pump | LENNOX | HRCU-A-CB (Split System: Heat Pump with Remote Outdoor Unit-Air-Source) | EL17XP1-024-230A** |  |  | CHX35-30B-**-*+TDR | SL280UH080NV48B* | 23800 | 18.2 |  | 14.5 | 10 |  | 21200 | 13600 | 64.15% | 23600 | 16.8 | 14 | 8.5 | 21400 |  |  |  | Residential | 492.5 | No | 1.97 | No
210291386 | Central Heat Pump | LENNOX | HRCU-A-CB (Split System: Heat Pump with Remote Outdoor Unit-Air-Source) | EL17XP1-024-230A** |  |  | CHX35-30B-**-*+TDR | SL280UH090V36B* | 23800 | 18.2 |  | 14.5 | 10 |  | 21200 | 13600 | 64.15% | 23600 | 17 | 14 | 8.5 | 21600 |  |  |  | Residential | 492.5 | No | 1.97 | No
210295933 | Central Heat Pump | LENNOX | HRCU-A-CB (Split System: Heat Pump with Remote Outdoor Unit-Air-Source) | SL25XPV-036-230A** |  |  | CX35-36B+TDR | SLP98UH070XV36B* | 34200 | 21.5 |  | 13.5 | 10 |  | 35800 | 33400 | 93.3% | [8 empty] | Residential | 712.5 | No | 2.85
205046237 | Central Heat Pump | LUXAIRE | HRCU-A-CB (Split System: Heat Pump with Remote Outdoor Unit-Air-Source) | HL19B3621 |  |  | CU60CXA2+TXV | TPLC100C16MP13 | 35600 | 18 |  | 14 | 10 |  | 35200 | 22400 | 63.64% | [8 empty] | Residential | 742.5 | No | 2.97
205046240 | Central Heat Pump | LUXAIRE | HRCU-A-CB (Split System: Heat Pump with Remote Outdoor Unit-Air-Source) | HL19B3621 |  |  | CU60CXA2+TXV | LPLC080C16MP13 | 35600 | 18 |  | 14 | 10 |  | 35200 | 22400 | 63.64% | [8 empty] | Residential | 742.5 | No | 2.97
205046242 | Central Heat Pump | LUXAIRE | HRCU-A-CB (Split System: Heat Pump with Remote Outdoor Unit-Air-Source) | HL19B3621 |  |  | CU60CXA2+TXV | LPLC100C16MP13 | 35600 | 18 |  | 14 | 10 |  | 35200 | 22400 | 63.64% | [8 empty] | Residential | 742.5 | No | 2.97
205046714 | Central Heat Pump | LUXAIRE | HRCU-A-CB (Split System: Heat Pump with Remote Outdoor Unit-Air-Source) | HL19B3621 |  |  | CM60DXA2+TXV | TM9V100C20MP12 | 36000 | 19 |  | 14 | 10 |  | 35400 | 22400 | 63.28% | [8 empty] | Residential | 750 | No | 3
205046198 | Central Heat Pump | LUXAIRE | HRCU-A-CB (Split System: Heat Pump with Remote Outdoor Unit-Air-Source) | HL19B3621 |  |  | CU60CXA2+TXV | TM8V100C20MP12 | 35800 | 18 |  | 14 | 10 |  | 35000 | 22400 | 64% | [8 empty] | Residential | 745 | No | 2.98
206142404 | Central Heat Pump | TRANE | HRCU-A-CB (Split System: Heat Pump with Remote Outdoor Unit-Air-Source) | 4TWL9024A1 | ADP |  | H,TG80936 | P0V0A000M30SB+RP | 22200 | 18 |  | 12.5 | 10 |  | 18100 | 11400 | 62.98% | [8 empty] | Residential | 462.5 | No | 1.85
206142405 | Central Heat Pump | TRANE | HRCU-A-CB (Split System: Heat Pump with Remote Outdoor Unit-Air-Source) | 4TWL9024A1 | ADP |  | H,TG81936 | P0V0A000M30SB+RP | 22200 | 18 |  | 12.5 | 10 |  | 18100 | 11400 | 62.98% | [8 empty] | Residential | 462.5 | No | 1.85
206142417 | Central Heat Pump | TRANE | HRCU-A-CB (Split System: Heat Pump with Remote Outdoor Unit-Air-Source) | 4TWL9048A1 | ADP |  | H,TG84960 | P0V0C000M50SB+RP | 49000 | 19 |  | 12.5 | 10 |  | 40500 | 29400 | 72.59% | [8 empty] | Residential | 1020 | No | 4.08
206142418 | Central Heat Pump | TRANE | HRCU-A-CB (Split System: Heat Pump with Remote Outdoor Unit-Air-Source) | 4TWL9048A1 | ADP |  | H,TG86960 | P0V0C000M50SB+RP | 49000 | 19 |  | 12.5 | 10 |  | 40500 | 29400 | 72.59% | [8 empty] | Residential | 1020 | No | 4.08
206142419 | Central Heat Pump | TRANE | HRCU-A-CB (Split System: Heat Pump with Remote Outdoor Unit-Air-Source) | 4TWL9048A1 | ADP |  | H,TG88960 | P0V0C000M50SB+RP | 49000 | 19 |  | 12.5 | 10 |  | 40500 | 29400 | 72.59% | [8 empty] | Residential | 1020 | No | 4.08
206142420 | Central Heat Pump | TRANE | HRCU-A-CB (Split System: Heat Pump with Remote Outdoor Unit-Air-Source) | 4TWL9048A1 | ADP |  | H,TG86960 | P0V0D000M50SB+RP | 49500 | 19 |  | 12.5 | 10 |  | 40000 | 29400 | 73.5% | [8 empty] | Residential | 1032.5 | No | 4.13
206353320 | Central Heat Pump | TRANE | HRCU-A-CB (Split System: Heat Pump with Remote Outdoor Unit-Air-Source) | 4TWL9024A1 | ADP |  | FG33936 | *UD2B060ACV3 | 23600 | 18 |  | 12.5 | 10 |  | 19600 | 12500 | 63.78% | [8 empty] | Residential | 492.5 | No | 1.97
206353321 | Central Heat Pump | TRANE | HRCU-A-CB (Split System: Heat Pump with Remote Outdoor Unit-Air-Source) | 4TWL9024A1 | ADP |  | FG35936 | *UD2B060ACV3 | 24000 | 19 |  | 13 | 11 |  | 19000 | 12300 | 64.74% | [8 empty] | Residential | 500 | No | 2
207455349 | Central Heat Pump | LENNOX | HRCU-A-CB (Split System: Heat Pump with Remote Outdoor Unit-Air-Source) | SL25XPV-048-230A** | ADP |  | L*49/62Z9 | EL296UH110XV48C* | 46000 | 21 |  | 12.5 | 10 |  | 44000 | 44000 | 100% | [8 empty] | Residential | 957.5 | No | 3.83
205046207 | Central Heat Pump | LUXAIRE | HRCU-A-CB (Split System: Heat Pump with Remote Outdoor Unit-Air-Source) | HL19B3621 |  |  | CU60CXA2+TXV | TMLV120C20MP12 | 35800 | 18 |  | 14 | 10 |  | 35000 | 22400 | 64% | [8 empty] | Residential | 745 | No | 2.98
205046212 | Central Heat Pump | LUXAIRE | HRCU-A-CB (Split System: Heat Pump with Remote Outdoor Unit-Air-Source) | HL19B3621 |  |  | CU60CXA2+TXV | TPLC100C20MP13 | 35800 | 18 |  | 14 | 10 |  | 35000 | 22400 | 64% | [8 empty] | Residential | 745 | No | 2.98
205046218 | Central Heat Pump | LUXAIRE | HRCU-A-CB (Split System: Heat Pump with Remote Outdoor Unit-Air-Source) | HL19B3621 |  |  | CU60CXA2+TXV | LPLC100C20MP13 | 35800 | 18 |  | 14 | 10 |  | 35000 | 22400 | 64% | [8 empty] | Residential | 745 | No | 2.98
205046220 | Central Heat Pump | LUXAIRE | HRCU-A-CB (Split System: Heat Pump with Remote Outdoor Unit-Air-Source) | HL19B3621 |  |  | CU60CXA2+TXV | LPLC120C20MP13 | 35800 | 18 |  | 14 | 10 |  | 35000 | 22400 | 64% | [8 empty] | Residential | 745 | No | 2.98
205046221 | Central Heat Pump | LUXAIRE | HRCU-A-CB (Split System: Heat Pump with Remote Outdoor Unit-Air-Source) | HL19B3621 |  |  | CU60CXA2+TXV | TM8V100C16MP12 | 35600 | 18 |  | 14 | 10 |  | 35200 | 22400 | 63.64% | [8 empty] | Residential | 742.5 | No | 2.97
10093508 | Central Heat Pump | TRANE | HRCU-A-CB (Split System: Heat Pump with Remote Outdoor Unit-Air-Source) | 4TWV8037A1 |  |  | TAM9A0C36V31 |  | 35000 | 18 |  | 13 | 10 |  | 32800 | 25200 | 76.83% | [8 empty] | Residential | 730 | No | 2.92
10093510 | Central Heat Pump | TRANE | HRCU-A-CB (Split System: Heat Pump with Remote Outdoor Unit-Air-Source) | 4TWV8048A1 |  |  | TAM9A0C42V41 |  | 46500 | 18 |  | 12.5 | 10 |  | 41500 | 36200 | 87.23% | [8 empty] | Residential | 970 | No | 3.88
10093511 | Central Heat Pump | TRANE | HRCU-A-CB (Split System: Heat Pump with Remote Outdoor Unit-Air-Source) | 4TWV8048A1 |  |  | TAM9A0C48V41 |  | 47000 | 18 |  | 12.5 | 10 |  | 41000 | 34400 | 83.9% | [8 empty] | Residential | 980 | No | 3.92
10093512 | Central Heat Pump | TRANE | HRCU-A-CB (Split System: Heat Pump with Remote Outdoor Unit-Air-Source) | 4TWV8048A1 |  |  | TAM9A0C60V51 |  | 47000 | 18 |  | 12.5 | 10 |  | 40500 | 36200 | 89.38% | [8 empty] | Residential | 980 | No | 3.92
207455350 | Central Heat Pump | LENNOX | HRCU-A-CB (Split System: Heat Pump with Remote Outdoor Unit-Air-Source) | SL25XPV-048-230A** | ADP |  | L*42/60Z9 | EL296UH110XV48C* | 46000 | 21 |  | 12.5 | 10 |  | 44000 | 44000 | 100% | [8 empty] | Residential | 957.5 | No | 3.83
207455351 | Central Heat Pump | LENNOX | HRCU-A-CB (Split System: Heat Pump with Remote Outdoor Unit-Air-Source) | SL25XPV-048-230A** | ADP |  | L*43/61Z9 | EL296UH110XV48C* | 46000 | 21 |  | 12.5 | 10 |  | 44000 | 44000 | 100% | [8 empty] | Residential | 957.5 | No | 3.83
207455352 | Central Heat Pump | LENNOX | HRCU-A-CB (Split System: Heat Pump with Remote Outdoor Unit-Air-Source) | SL25XPV-048-230A** | ADP |  | LH42/62W9 | EL296UH110XV48C* | 46000 | 21 |  | 12.5 | 10 |  | 44000 | 44000 | 100% | [8 empty] | Residential | 957.5 | No | 3.83
207455356 | Central Heat Pump | LENNOX | HRCU-A-CB (Split System: Heat Pump with Remote Outdoor Unit-Air-Source) | SL25XPV-048-230A** | ADP |  | L*42/60Z9 | EL296UH110XV60C* | 46500 | 20 |  | 12.5 | 11 |  | 42000 | 40500 | 96.43% | [8 empty] | Residential | 970 | No | 3.88
207455357 | Central Heat Pump | LENNOX | HRCU-A-CB (Split System: Heat Pump with Remote Outdoor Unit-Air-Source) | SL25XPV-048-230A** | ADP |  | L*43/61Z9 | EL296UH110XV60C* | 46500 | 20 |  | 12.5 | 11 |  | 42000 | 40500 | 96.43% | [8 empty] | Residential | 970 | No | 3.88
207455358 | Central Heat Pump | LENNOX | HRCU-A-CB (Split System: Heat Pump with Remote Outdoor Unit-Air-Source) | SL25XPV-048-230A** | ADP |  | LH42/62W9 | EL296UH110XV60C* | 46500 | 20 |  | 12.5 | 11 |  | 42000 | 40500 | 96.43% | [8 empty] | Residential | 970 | No | 3.88
207455359 | Central Heat Pump | LENNOX | HRCU-A-CB (Split System: Heat Pump with Remote Outdoor Unit-Air-Source) | SL25XPV-048-230A** | ADP |  | LH40/61W9 | EL296UH135XV60D* | 46500 | 21 |  | 12.5 | 11 |  | 41500 | 40000 | 96.39% | [8 empty] | Residential | 970 | No | 3.88
207455360 | Central Heat Pump | LENNOX | HRCU-A-CB (Split System: Heat Pump with Remote Outdoor Unit-Air-Source) | SL25XPV-048-230A** | ADP |  | LH40/61E9 | EL296UH135XV60D* | 46500 | 21 |  | 12.5 | 11 |  | 41500 | 40000 | 96.39% | [8 empty] | Residential | 970 | No | 3.88
10093513 | Central Heat Pump | TRANE | HRCU-A-CB (Split System: Heat Pump with Remote Outdoor Unit-Air-Source) | 4TWV8049A1 |  |  | TAM9A0C42V41 |  | 46500 | 18 |  | 12.5 | 10 |  | 41500 | 35600 | 85.78% | [8 empty] | Residential | 970 | No | 3.88
10093514 | Central Heat Pump | TRANE | HRCU-A-CB (Split System: Heat Pump with Remote Outdoor Unit-Air-Source) | 4TWV8049A1 |  |  | TAM9A0C48V41 |  | 47000 | 18 |  | 12.5 | 10 |  | 41500 | 34000 | 81.93% | [8 empty] | Residential | 980 | No | 3.92
10093515 | Central Heat Pump | TRANE | HRCU-A-CB (Split System: Heat Pump with Remote Outdoor Unit-Air-Source) | 4TWV8049A1 |  |  | TAM9A0C60V51 |  | 47000 | 18 |  | 12.5 | 10 |  | 40000 | 35600 | 89% | [8 empty] | Residential | 980 | No | 3.92
10093516 | Central Heat Pump | TRANE | HRCU-A-CB (Split System: Heat Pump with Remote Outdoor Unit-Air-Source) | 4TWV8060A1 |  |  | TAM9A0C60V51 |  | 54000 | 18 |  | 12.5 | 10 |  | 50500 | 48000 | 95.05% | [8 empty] | Residential | 1125 | No | 4.5
10153703 | Central Heat Pump | TRANE | HRCU-A-CB (Split System: Heat Pump with Remote Outdoor Unit-Air-Source) | 4TWV0048A1 |  |  | TEM8A0C48V41+TDR |  | 47500 | 18 |  | 12.5 | 10 |  | 42000 | 35600 | 84.76% | [8 empty] | Residential | 990 | No | 3.96
10153704 | Central Heat Pump | TRANE | HRCU-A-CB (Split System: Heat Pump with Remote Outdoor Unit-Air-Source) | 4TWV0048A1 |  |  | TEM8A0C60V51+TDR |  | 47000 | 18 |  | 12.5 | 10 |  | 43500 | 36200 | 83.22% | [8 empty] | Residential | 980 | No | 3.92
10153440 | Central Heat Pump | AMERICAN STANDARD | HRCU-A-CB (Split System: Heat Pump with Remote Outdoor Unit-Air-Source) | 4A6V0036A1 |  |  | TEM8A0C42V41+TDR |  | 35600 | 20 |  | 13 | 10 |  | 31400 | 25200 | 80.25% | [8 empty] | Residential | 742.5 | No | 2.97
10153441 | Central Heat Pump | AMERICAN STANDARD | HRCU-A-CB (Split System: Heat Pump with Remote Outdoor Unit-Air-Source) | 4A6V0036A1 |  |  | TEM8A0C48V41+TDR |  | 35600 | 20 |  | 13 | 10 |  | 31000 | 25200 | 81.29% | [8 empty] | Residential | 742.5 | No | 2.97
10153442 | Central Heat Pump | AMERICAN STANDARD | HRCU-A-CB (Split System: Heat Pump with Remote Outdoor Unit-Air-Source) | 4A6V0036A1 |  |  | TEM8A0D48V41+TDR |  | 35800 | 19.5 |  | 13 | 10 |  | 31800 | 25800 | 81.13% | [8 empty] | Residential | 745 | No | 2.98
10153444 | Central Heat Pump | AMERICAN STANDARD | HRCU-A-CB (Split System: Heat Pump with Remote Outdoor Unit-Air-Source) | 4A6V0048A1 |  |  | TEM8A0C48V41+TDR |  | 47500 | 18 |  | 12.5 | 10 |  | 42000 | 35600 | 84.76% | [8 empty] | Residential | 990 | No | 3.96
10153445 | Central Heat Pump | AMERICAN STANDARD | HRCU-A-CB (Split System: Heat Pump with Remote Outdoor Unit-Air-Source) | 4A6V0048A1 |  |  | TEM8A0C60V51+TDR |  | 47000 | 18 |  | 12.5 | 10 |  | 43500 | 36200 | 83.22% | [8 empty] | Residential | 980 | No | 3.92
10153453 | Central Heat Pump | AMERICAN STANDARD | HRCU-A-CB (Split System: Heat Pump with Remote Outdoor Unit-Air-Source) | 4A6V8036A1 |  |  | TEM8A0C36V31+TDR |  | 35200 | 18 |  | 12.5 | 10 |  | 31600 | 25600 | 81.01% | [8 empty] | Residential | 732.5 | No | 2.93
10153454 | Central Heat Pump | AMERICAN STANDARD | HRCU-A-CB (Split System: Heat Pump with Remote Outdoor Unit-Air-Source) | 4A6V8036A1 |  |  | TEM8A0C42V41+TDR |  | 35400 | 18 |  | 12.5 | 10 |  | 31600 | 25600 | 81.01% | [8 empty] | Residential | 737.5 | No | 2.95
10153455 | Central Heat Pump | AMERICAN STANDARD | HRCU-A-CB (Split System: Heat Pump with Remote Outdoor Unit-Air-Source) | 4A6V8036A1 |  |  | TEM8A0C48V41+TDR |  | 36200 | 18 |  | 12.5 | 10 |  | 31000 | 25400 | 81.94% | [8 empty] | Residential | 755 | No | 3.02
10153456 | Central Heat Pump | AMERICAN STANDARD | HRCU-A-CB (Split System: Heat Pump with Remote Outdoor Unit-Air-Source) | 4A6V8036A1 |  |  | TEM8A0D48V41+TDR |  | 35400 | 18 |  | 12.5 | 10 |  | 31600 | 25800 | 81.65% | [8 empty] | Residential | 737.5 | No | 2.95
10153458 | Central Heat Pump | AMERICAN STANDARD | HRCU-A-CB (Split System: Heat Pump with Remote Outdoor Unit-Air-Source) | 4A6V8037A1 |  |  | TEM8A0C36V31+TDR |  | 35400 | 18 |  | 12.5 | 10 |  | 31800 | 25600 | 80.5% | [8 empty] | Residential | 737.5 | No | 2.95
206070442 | Central Heat Pump | CARRIER | HRCU-A-CB (Split System: Heat Pump with Remote Outdoor Unit-Air-Source) | 25VNA436A*030* |  |  | CNPV*4221AL*+UI | 58CU*A080C21**20 | 33200 | 20 |  | 13 | 10.5 |  | 32000 | 31200 | 97.5% | [8 empty] | Residential | 692.5 | No | 2.77
207455361 | Central Heat Pump | LENNOX | HRCU-A-CB (Split System: Heat Pump with Remote Outdoor Unit-Air-Source) | SL25XPV-048-230A** | ADP |  | L*49/62Z9 | EL296UH135XV60D* | 46500 | 21 |  | 12.5 | 11 |  | 41500 | 40000 | 96.39% | [8 empty] | Residential | 970 | No | 3.88
206353322 | Central Heat Pump | TRANE | HRCU-A-CB (Split System: Heat Pump with Remote Outdoor Unit-Air-Source) | 4TWL9024A1 | ADP |  | FG47936 | *UD2B060ACV3 | 24800 | 19 |  | 13 | 11 |  | 18400 | 11700 | 63.59% | [8 empty] | Residential | 517.5 | No | 2.07
206353323 | Central Heat Pump | TRANE | HRCU-A-CB (Split System: Heat Pump with Remote Outdoor Unit-Air-Source) | 4TWL9024A1 | ADP |  | FG80936 | *UD2B060ACV3 | 24600 | 19 |  | 13 | 11 |  | 18400 | 11700 | 63.59% | [8 empty] | Residential | 512.5 | No | 2.05
206353324 | Central Heat Pump | TRANE | HRCU-A-CB (Split System: Heat Pump with Remote Outdoor Unit-Air-Source) | 4TWL9024A1 | ADP |  | FG81936 | *UD2B060ACV3 | 24800 | 19 |  | 13 | 11 |  | 18400 | 11700 | 63.59% | [8 empty] | Residential | 517.5 | No | 2.07
206353325 | Central Heat Pump | TRANE | HRCU-A-CB (Split System: Heat Pump with Remote Outdoor Unit-Air-Source) | 4TWL9024A1 | ADP |  | FG82936 | *UD2B060ACV3 | 24800 | 19 |  | 13 | 11 |  | 18400 | 11700 | 63.59% | [8 empty] | Residential | 517.5 | No | 2.07
206353328 | Central Heat Pump | TRANE | HRCU-A-CB (Split System: Heat Pump with Remote Outdoor Unit-Air-Source) | 4TWL9024A1 | ADP |  | FG47936 | *UHMB060ACV3 | 24400 | 18 |  | 12.5 | 11 |  | 18800 | 12400 | 65.96% | [8 empty] | Residential | 507.5 | No | 2.03
206353329 | Central Heat Pump | TRANE | HRCU-A-CB (Split System: Heat Pump with Remote Outdoor Unit-Air-Source) | 4TWL9024A1 | ADP |  | FG80936 | *UHMB060ACV3 | 24200 | 18 |  | 12.5 | 11 |  | 18800 | 12400 | 65.96% | [8 empty] | Residential | 505 | No | 2.02
206353330 | Central Heat Pump | TRANE | HRCU-A-CB (Split System: Heat Pump with Remote Outdoor Unit-Air-Source) | 4TWL9024A1 | ADP |  | FG81936 | *UHMB060ACV3 | 24400 | 18 |  | 12.5 | 11 |  | 18800 | 12400 | 65.96% | [8 empty] | Residential | 507.5 | No | 2.03
206353331 | Central Heat Pump | TRANE | HRCU-A-CB (Split System: Heat Pump with Remote Outdoor Unit-Air-Source) | 4TWL9024A1 | ADP |  | FG82936 | *UHMB060ACV3 | 24400 | 18 |  | 12.5 | 11 |  | 18800 | 12400 | 65.96% | [8 empty] | Residential | 507.5 | No | 2.03
206070443 | Central Heat Pump | CARRIER | HRCU-A-CB (Split System: Heat Pump with Remote Outdoor Unit-Air-Source) | 25VNA436A*030* |  |  | CNPV*4221AL*+UI | 58CU*A100C21**20 | 33200 | 20 |  | 12.5 | 10 |  | 32200 | 31600 | 98.14% | [8 empty] | Residential | 692.5 | No | 2.77
206070446 | Central Heat Pump | CARRIER | HRCU-A-CB (Split System: Heat Pump with Remote Outdoor Unit-Air-Source) | 25VNA436A*030* |  |  | CNPV*4821AL*+UI | 58CU*A080C21**20 | 34000 | 20 |  | 13 | 10 |  | 33400 | 33000 | 98.8% | [8 empty] | Residential | 707.5 | No | 2.83
206788555 | Central Heat Pump | CARRIER | HRCU-A-CB (Split System: Heat Pump with Remote Outdoor Unit-Air-Source) | 25VNA424A*031* |  |  | CNPV*3621AL*+UI | 58CU*A040C17**12 | 23600 | 22 |  | 14 | 11.5 |  | 23600 | 25000 | 105.9% | 23200 | 21 | 13 | 9.5 | 26600 |  |  |  | Residential | 482.5 | No | 1.93
206788556 | Central Heat Pump | CARRIER | HRCU-A-CB (Split System: Heat Pump with Remote Outdoor Unit-Air-Source) | 25VNA424A*031* |  |  | CNPV*3621AL*+UI | 58CU*A060C17**16 | 23600 | 22 |  | 14 | 11.5 |  | 23600 | 25000 | 105.9% | 23200 | 20.5 | 13 | 9.5 | 26800 |  |  |  | Residential | 482.5 | No | 1.93
206788559 | Central Heat Pump | CARRIER | HRCU-A-CB (Split System: Heat Pump with Remote Outdoor Unit-Air-Source) | 25VNA424A*031* |  |  | CSPH*3612AL*+UI | 58CU*A040C17**12 | 24000 | 20 |  | 13.5 | 12 |  | 23600 | 24800 | 105.1% | 23800 | 20 | 13 | 10 | 26600 |  |  |  | Residential | 495 | No | 1.98
206788560 | Central Heat Pump | CARRIER | HRCU-A-CB (Split System: Heat Pump with Remote Outdoor Unit-Air-Source) | 25VNA424A*031* |  |  | CSPH*3612AL*+UI | 58CU*A060C17**16 | 24000 | 20 |  | 13.5 | 12 |  | 23600 | 24800 | 105.1% | 23800 | 19.5 | 13 | 10 | 26600 |  |  |  | Residential | 495 | No | 1.98
206788563 | Central Heat Pump | CARRIER | HRCU-A-CB (Split System: Heat Pump with Remote Outdoor Unit-Air-Source) | 25VNA424A*031* |  |  | CAP**3617AL*+UI | 59CU5A060C17**16 | 23600 | 21 |  | 13.5 | 11 |  | 23600 | 25000 | 105.9% | 23200 | 20 | 13 | 10 | 26800 |  |  |  | Residential | 482.5 | No | 1.93
204451188 | Central Heat Pump | CARRIER | HRCU-A-CB (Split System: Heat Pump with Remote Outdoor Unit-Air-Source) | 25VNA825A*031* |  |  | FE4AN(B,F)005L+UI |  | 24000 | 18 |  | 12.5 | 10 |  | 20200 | 20200 | 100% | 24400 | 17.5 | 11.5 | 8.5 | 20600 |  |  |  | Residential | 507.5 | No | 2.03
206353332 | Central Heat Pump | TRANE | HRCU-A-CB (Split System: Heat Pump with Remote Outdoor Unit-Air-Source) | 4TWL9024A1 | ADP |  | FG33936 | P0V0A000M30SA+RP | 22800 | 18 |  | 13 | 10 |  | 18300 | 11700 | 63.93% | [8 empty] | Residential | 475 | No | 1.9
206353333 | Central Heat Pump | TRANE | HRCU-A-CB (Split System: Heat Pump with Remote Outdoor Unit-Air-Source) | 4TWL9024A1 | ADP |  | FG35936 | P0V0A000M30SA+RP | 22800 | 18 |  | 13 | 10 |  | 18300 | 11700 | 63.93% | [8 empty] | Residential | 475 | No | 1.9
207455362 | Central Heat Pump | LENNOX | HRCU-A-CB (Split System: Heat Pump with Remote Outdoor Unit-Air-Source) | SL25XPV-048-230A** | ADP |  | L*42/60Z9 | EL296UH135XV60D* | 46500 | 21 |  | 12.5 | 11 |  | 41500 | 40000 | 96.39% | [8 empty] | Residential | 970 | No | 3.88
207455363 | Central Heat Pump | LENNOX | HRCU-A-CB (Split System: Heat Pump with Remote Outdoor Unit-Air-Source) | SL25XPV-048-230A** | ADP |  | L*43/61Z9 | EL296UH135XV60D* | 46500 | 21 |  | 12.5 | 11 |  | 41500 | 40000 | 96.39% | [8 empty] | Residential | 970 | No | 3.88
207455364 | Central Heat Pump | LENNOX | HRCU-A-CB (Split System: Heat Pump with Remote Outdoor Unit-Air-Source) | SL25XPV-048-230A** | ADP |  | LH42/62W9 | EL296UH135XV60D* | 46500 | 21 |  | 12.5 | 11 |  | 41500 | 40000 | 96.39% | [8 empty] | Residential | 970 | No | 3.88
207455365 | Central Heat Pump | LENNOX | HRCU-A-CB (Split System: Heat Pump with Remote Outdoor Unit-Air-Source) | SL25XPV-048-230A** | ADP |  | LD42/61Z9 | SL280DF080NV60C* | 46500 | 20 |  | 12.5 | 11 |  | 42000 | 39000 | 92.86% | [8 empty] | Residential | 970 | No | 3.88
207455366 | Central Heat Pump | LENNOX | HRCU-A-CB (Split System: Heat Pump with Remote Outdoor Unit-Air-Source) | SL25XPV-048-230A** | ADP |  | L*49/62Z9 | SL280DF080NV60C* | 46500 | 20 |  | 12.5 | 11 |  | 42000 | 39000 | 92.86% | [8 empty] | Residential | 970 | No | 3.88
207455367 | Central Heat Pump | LENNOX | HRCU-A-CB (Split System: Heat Pump with Remote Outdoor Unit-Air-Source) | SL25XPV-048-230A** | ADP |  | L*42/60Z9 | SL280DF080NV60C* | 46500 | 20 |  | 12.5 | 11 |  | 42000 | 39000 | 92.86% | [8 empty] | Residential | 970 | No | 3.88
205273942 | Central Heat Pump | BRYANT HEATING AND COOLING SYSTEMS | HRCU-A-CB (Split System: Heat Pump with Remote Outdoor Unit-Air-Source) | 284ANV036*0**A* |  |  | CAP**3721AL*+UI | 88*TA60090C21*** | 34400 | 21 |  | 12.5 | 11 |  | 35400 | 33400 | 94.35% | [8 empty] | Residential | 717.5 | No | 2.87
205273946 | Central Heat Pump | BRYANT HEATING AND COOLING SYSTEMS | HRCU-A-CB (Split System: Heat Pump with Remote Outdoor Unit-Air-Source) | 284ANV036*0**A* |  |  | CAP**3721AL*+UI | 987MB60080C21*** | 34400 | 21 |  | 12.5 | 11 |  | 35400 | 33600 | 94.92% | [8 empty] | Residential | 717.5 | No | 2.87
205273947 | Central Heat Pump | BRYANT HEATING AND COOLING SYSTEMS | HRCU-A-CB (Split System: Heat Pump with Remote Outdoor Unit-Air-Source) | 284ANV036*0**A* |  |  | CAP**3721AL*+UI | 987MB66100C21*** | 34400 | 21 |  | 13 | 11 |  | 35400 | 33600 | 94.92% | [8 empty] | Residential | 717.5 | No | 2.87
205273948 | Central Heat Pump | BRYANT HEATING AND COOLING SYSTEMS | HRCU-A-CB (Split System: Heat Pump with Remote Outdoor Unit-Air-Source) | 284ANV036*0**A* |  |  | CAP**3721AL*+UI | 986TC60080C21*** | 34400 | 21 |  | 12.5 | 11 |  | 35400 | 33600 | 94.92% | [8 empty] | Residential | 717.5 | No | 2.87
205273949 | Central Heat Pump | BRYANT HEATING AND COOLING SYSTEMS | HRCU-A-CB (Split System: Heat Pump with Remote Outdoor Unit-Air-Source) | 284ANV036*0**A* |  |  | CAP**3721AL*+UI | 986TC66100C21*** | 34400 | 21 |  | 13 | 11 |  | 35400 | 33600 | 94.92% | [8 empty] | Residential | 717.5 | No | 2.87
205273950 | Central Heat Pump | BRYANT HEATING AND COOLING SYSTEMS | HRCU-A-CB (Split System: Heat Pump with Remote Outdoor Unit-Air-Source) | 284ANV036*0**A* |  |  | CAP**3721AL*+UI | 88*TA48090C17*** | 34600 | 21.5 |  | 13 | 11 |  | 35400 | 33600 | 94.92% | [8 empty] | Residential | 720 | No | 2.88
205273951 | Central Heat Pump | BRYANT HEATING AND COOLING SYSTEMS | HRCU-A-CB (Split System: Heat Pump with Remote Outdoor Unit-Air-Source) | 284ANV036*0**A* |  |  | CAP**3721AL*+UI | 88*TA60110C21*** | 34600 | 21.5 |  | 13 | 11 |  | 35400 | 33600 | 94.92% | [8 empty] | Residential | 720 | No | 2.88
205273952 | Central Heat Pump | BRYANT HEATING AND COOLING SYSTEMS | HRCU-A-CB (Split System: Heat Pump with Remote Outdoor Unit-Air-Source) | 284ANV036*0**A* |  |  | CAP**3721AL*+UI | 987MB60060C21*** | 34200 | 20.5 |  | 12.5 | 11 |  | 36000 | 34000 | 94.44% | [8 empty] | Residential | 712.5 | No | 2.85
205273956 | Central Heat Pump | BRYANT HEATING AND COOLING SYSTEMS | HRCU-A-CB (Split System: Heat Pump with Remote Outdoor Unit-Air-Source) | 284ANV036*0**A* |  |  | CAP**4221AL*+UI | 88*TA60090C21*** | 33200 | 21 |  | 12.5 | 10.5 |  | 32400 | 31800 | 98.15% | [8 empty] | Residential | 692.5 | No | 2.77
205046225 | Central Heat Pump | LUXAIRE | HRCU-A-CB (Split System: Heat Pump with Remote Outdoor Unit-Air-Source) | HL19B3621 |  |  | CU60CXA2+TXV | TM8V080C16MP12 | 35600 | 18 |  | 14 | 10 |  | 35200 | 22400 | 63.64% | [8 empty] | Residential | 742.5 | No | 2.97
204333953 | Central Heat Pump | LUXAIRE | HRCU-A-CB (Split System: Heat Pump with Remote Outdoor Unit-Air-Source) | HL20B4821 |  |  | CM50CE3A1+MVC16CN21+CC |  | 45000 | 20.75 |  | 12.75 | 10.4 |  | 43500 | 43500 | 100% | [8 empty] | Residential | 937.5 | No | 3.75
204333966 | Central Heat Pump | LUXAIRE | HRCU-A-CB (Split System: Heat Pump with Remote Outdoor Unit-Air-Source) | HL20B4821 |  |  | CM50CE3A1+CC | TM8V100C16MP12 | 45000 | 20 |  | 12.5 | 10 |  | 44500 | 44000 | 98.88% | [8 empty] | Residential | 937.5 | No | 3.75
204333974 | Central Heat Pump | LUXAIRE | HRCU-A-CB (Split System: Heat Pump with Remote Outdoor Unit-Air-Source) | HL20B4821 |  |  | CM50CE3A1+CC | TM8V080C16MP12 | 45000 | 20 |  | 12.5 | 10 |  | 44500 | 44000 | 98.88% | [8 empty] | Residential | 937.5 | No | 3.75
204333988 | Central Heat Pump | LUXAIRE | HRCU-A-CB (Split System: Heat Pump with Remote Outdoor Unit-Air-Source) | HL20B4821 |  |  | CM50CE3A1+CC | TMLV100C16MP12 | 45000 | 20 |  | 12.5 | 10 |  | 44500 | 44000 | 98.88% | [8 empty] | Residential | 937.5 | No | 3.75
205046718 | Central Heat Pump | LUXAIRE | HRCU-A-CB (Split System: Heat Pump with Remote Outdoor Unit-Air-Source) | HL19B3621 |  |  | CU60DXA2+TXV | TM9V100C20MP12 | 36000 | 19 |  | 14 | 10 |  | 35400 | 22400 | 63.28% | [8 empty] | Residential | 750 | No | 3
205046722 | Central Heat Pump | LUXAIRE | HRCU-A-CB (Split System: Heat Pump with Remote Outdoor Unit-Air-Source) | HL19B3621 |  |  | CM60DXA2+TXV | TP9C100C20MP13 | 36000 | 19 |  | 14 | 10 |  | 35400 | 22400 | 63.28% | [8 empty] | Residential | 750 | No | 3
207455368 | Central Heat Pump | LENNOX | HRCU-A-CB (Split System: Heat Pump with Remote Outdoor Unit-Air-Source) | SL25XPV-048-230A** | ADP |  | L*43/61Z9 | SL280DF080NV60C* | 46500 | 20 |  | 12.5 | 11 |  | 42000 | 39000 | 92.86% | [8 empty] | Residential | 970 | No | 3.88
207455369 | Central Heat Pump | LENNOX | HRCU-A-CB (Split System: Heat Pump with Remote Outdoor Unit-Air-Source) | SL25XPV-048-230A** | ADP |  | LD42/61Z9 | SL280DF090V60C* | 46500 | 21 |  | 12.5 | 11 |  | 41500 | 39000 | 93.98% | [8 empty] | Residential | 970 | No | 3.88
207455370 | Central Heat Pump | LENNOX | HRCU-A-CB (Split System: Heat Pump with Remote Outdoor Unit-Air-Source) | SL25XPV-048-230A** | ADP |  | L*49/62Z9 | SL280DF090V60C* | 46500 | 21 |  | 12.5 | 11 |  | 41500 | 39000 | 93.98% | [8 empty] | Residential | 970 | No | 3.88
207455371 | Central Heat Pump | LENNOX | HRCU-A-CB (Split System: Heat Pump with Remote Outdoor Unit-Air-Source) | SL25XPV-048-230A** | ADP |  | L*42/60Z9 | SL280DF090V60C* | 46500 | 21 |  | 12.5 | 11 |  | 41500 | 39000 | 93.98% | [8 empty] | Residential | 970 | No | 3.88
206353334 | Central Heat Pump | TRANE | HRCU-A-CB (Split System: Heat Pump with Remote Outdoor Unit-Air-Source) | 4TWL9024A1 | ADP |  | FG80936 | P0V0A000M30SA+RP | 22800 | 18 |  | 13 | 10 |  | 18300 | 11700 | 63.93% | [8 empty] | Residential | 475 | No | 1.9
206353335 | Central Heat Pump | TRANE | HRCU-A-CB (Split System: Heat Pump with Remote Outdoor Unit-Air-Source) | 4TWL9024A1 | ADP |  | FG82936 | P0V0A000M30SA+RP | 23000 | 18 |  | 13 | 10 |  | 17700 | 11400 | 64.41% | [8 empty] | Residential | 480 | No | 1.92
206353336 | Central Heat Pump | TRANE | HRCU-A-CB (Split System: Heat Pump with Remote Outdoor Unit-Air-Source) | 4TWL9024A1 | ADP |  | FG33936 | P0V0A000M30SB+RP | 22200 | 18 |  | 12.5 | 10 |  | 18100 | 11400 | 62.98% | [8 empty] | Residential | 462.5 | No | 1.85
206353337 | Central Heat Pump | TRANE | HRCU-A-CB (Split System: Heat Pump with Remote Outdoor Unit-Air-Source) | 4TWL9024A1 | ADP |  | FG35936 | P0V0A000M30SB+RP | 22200 | 18 |  | 12.5 | 10 |  | 18100 | 11400 | 62.98% | [8 empty] | Residential | 462.5 | No | 1.85
206353338 | Central Heat Pump | TRANE | HRCU-A-CB (Split System: Heat Pump with Remote Outdoor Unit-Air-Source) | 4TWL9024A1 | ADP |  | FG80936 | P0V0A000M30SB+RP | 22200 | 18 |  | 12.5 | 10 |  | 18100 | 11400 | 62.98% | [8 empty] | Residential | 462.5 | No | 1.85
205046726 | Central Heat Pump | LUXAIRE | HRCU-A-CB (Split System: Heat Pump with Remote Outdoor Unit-Air-Source) | HL19B3621 |  |  | CU60DXA2+TXV | TP9C100C20MP13 | 36000 | 19 |  | 14 | 10 |  | 35400 | 22400 | 63.28% | [8 empty] | Residential | 750 | No | 3
205046730 | Central Heat Pump | LUXAIRE | HRCU-A-CB (Split System: Heat Pump with Remote Outdoor Unit-Air-Source) | HL19B3621 |  |  | CM60DXA2+TXV | LP9C100C20MP13 | 36000 | 19 |  | 14 | 10 |  | 35400 | 22400 | 63.28% | [8 empty] | Residential | 750 | No | 3
205046732 | Central Heat Pump | LUXAIRE | HRCU-A-CB (Split System: Heat Pump with Remote Outdoor Unit-Air-Source) | HL19B3621 |  |  | CU60DXA2+TXV | LP9C100C20MP13 | 36000 | 19 |  | 14 | 10 |  | 35400 | 22400 | 63.28% | [8 empty] | Residential | 750 | No | 3
10153709 | Central Heat Pump | TRANE | HRCU-A-CB (Split System: Heat Pump with Remote Outdoor Unit-Air-Source) | 4TWV0060A1 |  |  | TEM8A0D48V41+TDR |  | 53500 | 18.5 |  | 12.5 | 10 |  | 52500 | 49500 | 94.29% | [8 empty] | Residential | 1115 | No | 4.46
10153714 | Central Heat Pump | TRANE | HRCU-A-CB (Split System: Heat Pump with Remote Outdoor Unit-Air-Source) | 4TWV8036A1 |  |  | TEM8A0C36V31+TDR |  | 35200 | 18 |  | 12.5 | 10 |  | 31600 | 25600 | 81.01% | [8 empty] | Residential | 732.5 | No | 2.93
10153716 | Central Heat Pump | TRANE | HRCU-A-CB (Split System: Heat Pump with Remote Outdoor Unit-Air-Source) | 4TWV8036A1 |  |  | TEM8A0C42V41+TDR |  | 35400 | 18 |  | 12.5 | 10 |  | 31600 | 25600 | 81.01% | [8 empty] | Residential | 737.5 | No | 2.95
10153717 | Central Heat Pump | TRANE | HRCU-A-CB (Split System: Heat Pump with Remote Outdoor Unit-Air-Source) | 4TWV8036A1 |  |  | TEM8A0C48V41+TDR |  | 36200 | 18 |  | 12.5 | 10 |  | 31000 | 25400 | 81.94% | [8 empty] | Residential | 755 | No | 3.02
10153718 | Central Heat Pump | TRANE | HRCU-A-CB (Split System: Heat Pump with Remote Outdoor Unit-Air-Source) | 4TWV8036A1 |  |  | TEM8A0D48V41+TDR |  | 35400 | 18 |  | 12.5 | 10 |  | 31600 | 25800 | 81.65% | [8 empty] | Residential | 737.5 | No | 2.95
10153721 | Central Heat Pump | TRANE | HRCU-A-CB (Split System: Heat Pump with Remote Outdoor Unit-Air-Source) | 4TWV8037A1 |  |  | TEM8A0C36V31+TDR |  | 35400 | 18 |  | 12.5 | 10 |  | 31800 | 25600 | 80.5% | [8 empty] | Residential | 737.5 | No | 2.95
206353339 | Central Heat Pump | TRANE | HRCU-A-CB (Split System: Heat Pump with Remote Outdoor Unit-Air-Source) | 4TWL9024A1 | ADP |  | FG82936 | P0V0A000M30SB+RP | 22200 | 18 |  | 12.5 | 10 |  | 18100 | 11400 | 62.98% | [8 empty] | Residential | 462.5 | No | 1.85
206361583 | Central Heat Pump | TRANE | HRCU-A-CB (Split System: Heat Pump with Remote Outdoor Unit-Air-Source) | 4TWL9048A1 | ADP |  | FG48960 | P0V0C000M50SA+RP | 48000 | 19 |  | 12.5 | 10 |  | 41000 | 30000 | 73.17% | [8 empty] | Residential | 1000 | No | 4
206361584 | Central Heat Pump | TRANE | HRCU-A-CB (Split System: Heat Pump with Remote Outdoor Unit-Air-Source) | 4TWL9048A1 | ADP |  | FG49960 | P0V0C000M50SA+RP | 49000 | 19 |  | 12.5 | 10 |  | 40500 | 29400 | 72.59% | [8 empty] | Residential | 1020 | No | 4.08
206361585 | Central Heat Pump | TRANE | HRCU-A-CB (Split System: Heat Pump with Remote Outdoor Unit-Air-Source) | 4TWL9048A1 | ADP |  | FG52960 | P0V0C000M50SA+RP | 49000 | 19 |  | 12.5 | 11 |  | 40500 | 29400 | 72.59% | [8 empty] | Residential | 1020 | No | 4.08
206361586 | Central Heat Pump | TRANE | HRCU-A-CB (Split System: Heat Pump with Remote Outdoor Unit-Air-Source) | 4TWL9048A1 | ADP |  | FG84948 | P0V0C000M50SA+RP | 49000 | 19 |  | 12.5 | 10 |  | 40500 | 29400 | 72.59% | [8 empty] | Residential | 1020 | No | 4.08
207455372 | Central Heat Pump | LENNOX | HRCU-A-CB (Split System: Heat Pump with Remote Outdoor Unit-Air-Source) | SL25XPV-048-230A** | ADP |  | L*43/61Z9 | SL280DF090V60C* | 46500 | 21 |  | 12.5 | 11 |  | 41500 | 39000 | 93.98% | [8 empty] | Residential | 970 | No | 3.88
207455373 | Central Heat Pump | LENNOX | HRCU-A-CB (Split System: Heat Pump with Remote Outdoor Unit-Air-Source) | SL25XPV-048-230A** | ADP |  | LD42/61Z9 | SL280DF110V60C* | 46500 | 21 |  | 12.5 | 11 |  | 41500 | 39000 | 93.98% | [8 empty] | Residential | 970 | No | 3.88
207455374 | Central Heat Pump | LENNOX | HRCU-A-CB (Split System: Heat Pump with Remote Outdoor Unit-Air-Source) | SL25XPV-048-230A** | ADP |  | L*49/62Z9 | SL280DF110V60C* | 46500 | 21 |  | 12.5 | 11 |  | 41500 | 39000 | 93.98% | [8 empty] | Residential | 970 | No | 3.88
207455375 | Central Heat Pump | LENNOX | HRCU-A-CB (Split System: Heat Pump with Remote Outdoor Unit-Air-Source) | SL25XPV-048-230A** | ADP |  | L*42/60Z9 | SL280DF110V60C* | 46500 | 21 |  | 12.5 | 11 |  | 41500 | 39000 | 93.98% | [8 empty] | Residential | 970 | No | 3.88
10153722 | Central Heat Pump | TRANE | HRCU-A-CB (Split System: Heat Pump with Remote Outdoor Unit-Air-Source) | 4TWV8037A1 |  |  | TEM8A0C42V41+TDR |  | 35600 | 18 |  | 12.5 | 10 |  | 31400 | 25200 | 80.25% | [8 empty] | Residential | 742.5 | No | 2.97
10153728 | Central Heat Pump | TRANE | HRCU-A-CB (Split System: Heat Pump with Remote Outdoor Unit-Air-Source) | 4TWV8048A1 |  |  | TEM8A0C48V41+TDR |  | 46500 | 18 |  | 12.5 | 10 |  | 42500 | 34200 | 80.47% | [8 empty] | Residential | 970 | No | 3.88
10153729 | Central Heat Pump | TRANE | HRCU-A-CB (Split System: Heat Pump with Remote Outdoor Unit-Air-Source) | 4TWV8048A1 |  |  | TEM8A0C60V51+TDR |  | 47500 | 18 |  | 12.5 | 10 |  | 44500 | 36800 | 82.7% | [8 empty] | Residential | 990 | No | 3.96
10153730 | Central Heat Pump | TRANE | HRCU-A-CB (Split System: Heat Pump with Remote Outdoor Unit-Air-Source) | 4TWV8048A1 |  |  | TEM8A0D48V41+TDR |  | 46500 | 18 |  | 12.5 | 10 |  | 44000 | 36600 | 83.18% | [8 empty] | Residential | 970 | No | 3.88
10153734 | Central Heat Pump | TRANE | HRCU-A-CB (Split System: Heat Pump with Remote Outdoor Unit-Air-Source) | 4TWV8049A1 |  |  | TEM8A0C48V41+TDR |  | 47500 | 18 |  | 12.5 | 10 |  | 42000 | 35600 | 84.76% | [8 empty] | Residential | 990 | No | 3.96
10153735 | Central Heat Pump | TRANE | HRCU-A-CB (Split System: Heat Pump with Remote Outdoor Unit-Air-Source) | 4TWV8049A1 |  |  | TEM8A0C60V51+TDR |  | 47000 | 18 |  | 12.5 | 10 |  | 43500 | 36200 | 83.22% | [8 empty] | Residential | 980 | No | 3.92
10511173 | Central Heat Pump | TRANE | HRCU-A-CB (Split System: Heat Pump with Remote Outdoor Unit-Air-Source) | 4TWV0036A1 |  |  | 4PX*BU36BS3 | S9V2B080U4PSB+RP | 35200 | 19.75 |  | 12.75 | 10 |  | 32400 | 26000 | 80.25% | [8 empty] | Residential | 732.5 | No | 2.93
10511174 | Central Heat Pump | TRANE | HRCU-A-CB (Split System: Heat Pump with Remote Outdoor Unit-Air-Source) | 4TWV0036A1 |  |  | 4PX*BU36BS3 | S9V2B080U3PSB+RP | 34800 | 20 |  | 12.75 | 10 |  | 32200 | 26000 | 80.75% | [8 empty] | Residential | 725 | No | 2.9
10511175 | Central Heat Pump | TRANE | HRCU-A-CB (Split System: Heat Pump with Remote Outdoor Unit-Air-Source) | 4TWV0036A1 |  |  | 4PX*BU36BS3 | S9V2B060U4PSB+RP | 34600 | 20 |  | 12.5 | 10 |  | 32400 | 25400 | 78.4% | [8 empty] | Residential | 720 | No | 2.88
207455376 | Central Heat Pump | LENNOX | HRCU-A-CB (Split System: Heat Pump with Remote Outdoor Unit-Air-Source) | SL25XPV-048-230A** | ADP |  | L*43/61Z9 | SL280DF110V60C* | 46500 | 21 |  | 12.5 | 11 |  | 41500 | 39000 | 93.98% | [8 empty] | Residential | 970 | No | 3.88
207455377 | Central Heat Pump | LENNOX | HRCU-A-CB (Split System: Heat Pump with Remote Outdoor Unit-Air-Source) | SL25XPV-048-230A** | ADP |  | LH40/61W9 | SL280UH080NV60C* | 46500 | 21 |  | 12.5 | 10 |  | 42000 | 41000 | 97.62% | [8 empty] | Residential | 970 | No | 3.88
207455378 | Central Heat Pump | LENNOX | HRCU-A-CB (Split System: Heat Pump with Remote Outdoor Unit-Air-Source) | SL25XPV-048-230A** | ADP |  | LH40/61E9 | SL280UH080NV60C* | 46500 | 21 |  | 12.5 | 10 |  | 42000 | 41000 | 97.62% | [8 empty] | Residential | 970 | No | 3.88
207455379 | Central Heat Pump | LENNOX | HRCU-A-CB (Split System: Heat Pump with Remote Outdoor Unit-Air-Source) | SL25XPV-048-230A** | ADP |  | L*49/62Z9 | SL280UH080NV60C* | 46500 | 21 |  | 12.5 | 10 |  | 42000 | 41000 | 97.62% | [8 empty] | Residential | 970 | No | 3.88
207455380 | Central Heat Pump | LENNOX | HRCU-A-CB (Split System: Heat Pump with Remote Outdoor Unit-Air-Source) | SL25XPV-048-230A** | ADP |  | L*42/60Z9 | SL280UH080NV60C* | 47000 | 21 |  | 12.5 | 11 |  | 41500 | 40000 | 96.39% | [8 empty] | Residential | 980 | No | 3.92
207455381 | Central Heat Pump | LENNOX | HRCU-A-CB (Split System: Heat Pump with Remote Outdoor Unit-Air-Source) | SL25XPV-048-230A** | ADP |  | L*43/61Z9 | SL280UH080NV60C* | 47000 | 21 |  | 12.5 | 11 |  | 41500 | 40000 | 96.39% | [8 empty] | Residential | 980 | No | 3.92
207455382 | Central Heat Pump | LENNOX | HRCU-A-CB (Split System: Heat Pump with Remote Outdoor Unit-Air-Source) | SL25XPV-048-230A** | ADP |  | LH42/62W9 | SL280UH080NV60C* | 47000 | 21 |  | 12.5 | 11 |  | 41500 | 40000 | 96.39% | [8 empty] | Residential | 980 | No | 3.92
207455383 | Central Heat Pump | LENNOX | HRCU-A-CB (Split System: Heat Pump with Remote Outdoor Unit-Air-Source) | SL25XPV-048-230A** | ADP |  | LH40/61W9 | SL280UH090V60C* | 46000 | 21 |  | 12.5 | 10 |  | 43500 | 43500 | 100% | [8 empty] | Residential | 957.5 | No | 3.83
10511176 | Central Heat Pump | TRANE | HRCU-A-CB (Split System: Heat Pump with Remote Outdoor Unit-Air-Source) | 4TWV0036A1 |  |  | 4PX*BU36BS3 | S9V2B060U3PSB+RP | 35200 | 20 |  | 12.75 | 10.5 |  | 32400 | 26200 | 80.86% | [8 empty] | Residential | 732.5 | No | 2.93
207805085 | Central Heat Pump | TRANE | HRCU-A-CB (Split System: Heat Pump with Remote Outdoor Unit-Air-Source) | 4TWV8048A1 |  |  | 4TXCD010DS3+P0V0D000M50SC+RP |  | 48000 | 18 |  | 12.5 | 10 |  | 42500 | 36000 | 84.71% | [8 empty] | Residential | 1000 | No | 4
207820948 | Central Heat Pump | TRANE | HRCU-A-CB (Split System: Heat Pump with Remote Outdoor Unit-Air-Source) | 4TWV8048A1 |  |  | TEM6B0C60H51+TDR+RP |  | 47000 | 18 |  | 12.5 | 10 |  | 42500 | 35600 | 83.76% | [8 empty] | Residential | 980 | No | 3.92
207820949 | Central Heat Pump | TRANE | HRCU-A-CB (Split System: Heat Pump with Remote Outdoor Unit-Air-Source) | 4TWV8048A1 |  |  | TEM8B0C60V51+TDR |  | 47000 | 18 |  | 12.5 | 10 |  | 42500 | 35600 | 83.76% | [8 empty] | Residential | 980 | No | 3.92
201923153 | Central Heat Pump | TRANE | HRCU-A-CB (Split System: Heat Pump with Remote Outdoor Unit-Air-Source) | 4TWL9024A1 |  |  | 4TXFH036CZ3 | S9V2B040U3PSB+RP | 23800 | 19 |  | 12.5 | 11 |  | 19600 | 13200 | 67.35% | [8 empty] | Residential | 495 | No | 1.98
205273965 | Central Heat Pump | BRYANT HEATING AND COOLING SYSTEMS | HRCU-A-CB (Split System: Heat Pump with Remote Outdoor Unit-Air-Source) | 284ANV036*0**A* |  |  | CAP**4221AL*+UI | 88*TA60110C21*** | 33200 | 21 |  | 12.5 | 10.5 |  | 35800 | 33600 | 93.85% | [8 empty] | Residential | 692.5 | No | 2.77
205273968 | Central Heat Pump | BRYANT HEATING AND COOLING SYSTEMS | HRCU-A-CB (Split System: Heat Pump with Remote Outdoor Unit-Air-Source) | 284ANV036*0**A* |  |  | CAP**4224AL*+UI | 88*TA60090C21*** | 33200 | 21 |  | 12.5 | 10.5 |  | 32400 | 31600 | 97.53% | [8 empty] | Residential | 692.5 | No | 2.77
205273969 | Central Heat Pump | BRYANT HEATING AND COOLING SYSTEMS | HRCU-A-CB (Split System: Heat Pump with Remote Outdoor Unit-Air-Source) | 284ANV036*0**A* |  |  | CAP**4224AL*+UI | 88*TA66135C24*** | 33200 | 21 |  | 12.5 | 10.5 |  | 32200 | 31000 | 96.27% | [8 empty] | Residential | 692.5 | No | 2.77
207455384 | Central Heat Pump | LENNOX | HRCU-A-CB (Split System: Heat Pump with Remote Outdoor Unit-Air-Source) | SL25XPV-048-230A** | ADP |  | LH40/61E9 | SL280UH090V60C* | 46000 | 21 |  | 12.5 | 10 |  | 43500 | 43500 | 100% | [8 empty] | Residential | 957.5 | No | 3.83
207455385 | Central Heat Pump | LENNOX | HRCU-A-CB (Split System: Heat Pump with Remote Outdoor Unit-Air-Source) | SL25XPV-048-230A** | ADP |  | L*49/62Z9 | SL280UH090V60C* | 46000 | 21 |  | 12.5 | 10 |  | 43500 | 43500 | 100% | [8 empty] | Residential | 957.5 | No | 3.83
207455386 | Central Heat Pump | LENNOX | HRCU-A-CB (Split System: Heat Pump with Remote Outdoor Unit-Air-Source) | SL25XPV-048-230A** | ADP |  | L*42/60Z9 | SL280UH090V60C* | 47000 | 21 |  | 12.5 | 11 |  | 42000 | 40000 | 95.24% | [8 empty] | Residential | 980 | No | 3.92
207455387 | Central Heat Pump | LENNOX | HRCU-A-CB (Split System: Heat Pump with Remote Outdoor Unit-Air-Source) | SL25XPV-048-230A** | ADP |  | L*43/61Z9 | SL280UH090V60C* | 47000 | 21 |  | 12.5 | 11 |  | 42000 | 40000 | 95.24% | [8 empty] | Residential | 980 | No | 3.92
207455388 | Central Heat Pump | LENNOX | HRCU-A-CB (Split System: Heat Pump with Remote Outdoor Unit-Air-Source) | SL25XPV-048-230A** | ADP |  | LH42/62W9 | SL280UH090V60C* | 47000 | 21 |  | 12.5 | 11 |  | 42000 | 40000 | 95.24% | [8 empty] | Residential | 980 | No | 3.92
207455389 | Central Heat Pump | LENNOX | HRCU-A-CB (Split System: Heat Pump with Remote Outdoor Unit-Air-Source) | SL25XPV-048-230A** | ADP |  | LH40/61W9 | SL280UH090XV60C* | 46000 | 21 |  | 12.5 | 10 |  | 43500 | 43500 | 100% | [8 empty] | Residential | 957.5 | No | 3.83
207455390 | Central Heat Pump | LENNOX | HRCU-A-CB (Split System: Heat Pump with Remote Outdoor Unit-Air-Source) | SL25XPV-048-230A** | ADP |  | LH40/61E9 | SL280UH090XV60C* | 46000 | 21 |  | 12.5 | 10 |  | 43500 | 43500 | 100% | [8 empty] | Residential | 957.5 | No | 3.83
207455391 | Central Heat Pump | LENNOX | HRCU-A-CB (Split System: Heat Pump with Remote Outdoor Unit-Air-Source) | SL25XPV-048-230A** | ADP |  | L*49/62Z9 | SL280UH090XV60C* | 46000 | 21 |  | 12.5 | 10 |  | 43500 | 43500 | 100% | [8 empty] | Residential | 957.5 | No | 3.83
205273976 | Central Heat Pump | BRYANT HEATING AND COOLING SYSTEMS | HRCU-A-CB (Split System: Heat Pump with Remote Outdoor Unit-Air-Source) | 284ANV036*0**A* |  |  | CAP**4224AL*+UI | 88*TA60110C21*** | 33200 | 21.5 |  | 12.5 | 10.5 |  | 32400 | 31800 | 98.15% | [8 empty] | Residential | 692.5 | No | 2.77
205273978 | Central Heat Pump | BRYANT HEATING AND COOLING SYSTEMS | HRCU-A-CB (Split System: Heat Pump with Remote Outdoor Unit-Air-Source) | 284ANV036*0**A* |  |  | CAP**4321AL*+UI | 88*TA48070C17*** | 34400 | 21 |  | 12.5 | 11 |  | 35800 | 33800 | 94.41% | [8 empty] | Residential | 717.5 | No | 2.87
205273979 | Central Heat Pump | BRYANT HEATING AND COOLING SYSTEMS | HRCU-A-CB (Split System: Heat Pump with Remote Outdoor Unit-Air-Source) | 284ANV036*0**A* |  |  | CAP**4321AL*+UI | 88*TA60070C21*** | 34400 | 21 |  | 12.5 | 11 |  | 35400 | 33600 | 94.92% | [8 empty] | Residential | 717.5 | No | 2.87
205273980 | Central Heat Pump | BRYANT HEATING AND COOLING SYSTEMS | HRCU-A-CB (Split System: Heat Pump with Remote Outdoor Unit-Air-Source) | 284ANV036*0**A* |  |  | CAP**4321AL*+UI | 88*TA60090C21*** | 34600 | 21.5 |  | 13 | 11 |  | 35200 | 33400 | 94.89% | [8 empty] | Residential | 720 | No | 2.88
205273983 | Central Heat Pump | BRYANT HEATING AND COOLING SYSTEMS | HRCU-A-CB (Split System: Heat Pump with Remote Outdoor Unit-Air-Source) | 284ANV036*0**A* |  |  | CAP**4321AL*+UI | 987MB42080C17*** | 34200 | 20.5 |  | 12.5 | 11 |  | 35600 | 34000 | 95.51% | [8 empty] | Residential | 712.5 | No | 2.85
205273984 | Central Heat Pump | BRYANT HEATING AND COOLING SYSTEMS | HRCU-A-CB (Split System: Heat Pump with Remote Outdoor Unit-Air-Source) | 284ANV036*0**A* |  |  | CAP**4321AL*+UI | 987MB60080C21*** | 34400 | 21 |  | 12.5 | 11 |  | 35400 | 33600 | 94.92% | [8 empty] | Residential | 717.5 | No | 2.87
207436179 | Central Heat Pump | LENNOX | HRCU-A-CB (Split System: Heat Pump with Remote Outdoor Unit-Air-Source) | SL25XPV-024-230A** |  |  | CH35-42C+TDR+TXV | EL296UH090XV60C* | 22800 | 21 |  | 15.5 | 10.4 |  | 21400 | 23800 | 111.2% | [8 empty] | Residential | 475 | No | 1.9
207436181 | Central Heat Pump | LENNOX | HRCU-A-CB (Split System: Heat Pump with Remote Outdoor Unit-Air-Source) | SL25XPV-024-230A** |  |  | CH35-42C+TDR+TXV | EL296UH110XV60C* | 22800 | 21 |  | 15.5 | 10.4 |  | 21400 | 23800 | 111.2% | [8 empty] | Residential | 475 | No | 1.9
207455392 | Central Heat Pump | LENNOX | HRCU-A-CB (Split System: Heat Pump with Remote Outdoor Unit-Air-Source) | SL25XPV-048-230A** | ADP |  | L*42/60Z9 | SL280UH090XV60C* | 47000 | 21 |  | 12.5 | 11 |  | 42000 | 40000 | 95.24% | [8 empty] | Residential | 980 | No | 3.92
207455393 | Central Heat Pump | LENNOX | HRCU-A-CB (Split System: Heat Pump with Remote Outdoor Unit-Air-Source) | SL25XPV-048-230A** | ADP |  | L*43/61Z9 | SL280UH090XV60C* | 47000 | 21 |  | 12.5 | 11 |  | 42000 | 40000 | 95.24% | [8 empty] | Residential | 980 | No | 3.92
207455394 | Central Heat Pump | LENNOX | HRCU-A-CB (Split System: Heat Pump with Remote Outdoor Unit-Air-Source) | SL25XPV-048-230A** | ADP |  | LH42/62W9 | SL280UH090XV60C* | 47000 | 21 |  | 12.5 | 11 |  | 42000 | 40000 | 95.24% | [8 empty] | Residential | 980 | No | 3.92
207455395 | Central Heat Pump | LENNOX | HRCU-A-CB (Split System: Heat Pump with Remote Outdoor Unit-Air-Source) | SL25XPV-048-230A** | ADP |  | LH40/61W9 | SL280UH100NV60C* | 46000 | 21 |  | 13 | 10 |  | 43500 | 43500 | 100% | [8 empty] | Residential | 957.5 | No | 3.83
207455396 | Central Heat Pump | LENNOX | HRCU-A-CB (Split System: Heat Pump with Remote Outdoor Unit-Air-Source) | SL25XPV-048-230A** | ADP |  | LH40/61E9 | SL280UH100NV60C* | 46000 | 21 |  | 13 | 10 |  | 43500 | 43500 | 100% | [8 empty] | Residential | 957.5 | No | 3.83
207455397 | Central Heat Pump | LENNOX | HRCU-A-CB (Split System: Heat Pump with Remote Outdoor Unit-Air-Source) | SL25XPV-048-230A** | ADP |  | L*49/62Z9 | SL280UH100NV60C* | 46000 | 21 |  | 13 | 10 |  | 43500 | 43500 | 100% | [8 empty] | Residential | 957.5 | No | 3.83
207455398 | Central Heat Pump | LENNOX | HRCU-A-CB (Split System: Heat Pump with Remote Outdoor Unit-Air-Source) | SL25XPV-048-230A** | ADP |  | L*42/60Z9 | SL280UH100NV60C* | 47000 | 21 |  | 13 | 11 |  | 41500 | 40000 | 96.39% | [8 empty] | Residential | 980 | No | 3.92
207455399 | Central Heat Pump | LENNOX | HRCU-A-CB (Split System: Heat Pump with Remote Outdoor Unit-Air-Source) | SL25XPV-048-230A** | ADP |  | L*43/61Z9 | SL280UH100NV60C* | 47000 | 21 |  | 13 | 11 |  | 41500 | 40000 | 96.39% | [8 empty] | Residential | 980 | No | 3.92
207436183 | Central Heat Pump | LENNOX | HRCU-A-CB (Split System: Heat Pump with Remote Outdoor Unit-Air-Source) | SL25XPV-024-230A** |  |  | CH35-42C+TDR+TXV | SL280UH090V60C* | 22800 | 21 |  | 15.5 | 10.4 |  | 21400 | 23800 | 111.2% | [8 empty] | Residential | 475 | No | 1.9
207436184 | Central Heat Pump | LENNOX | HRCU-A-CB (Split System: Heat Pump with Remote Outdoor Unit-Air-Source) | SL25XPV-024-230A** |  |  | CH35-42C+TDR+TXV | SL280UH090XV60C* | 22800 | 21 |  | 15.5 | 10.4 |  | 21400 | 23800 | 111.2% | [8 empty] | Residential | 475 | No | 1.9
207436185 | Central Heat Pump | LENNOX | HRCU-A-CB (Split System: Heat Pump with Remote Outdoor Unit-Air-Source) | SL25XPV-024-230A** |  |  | CH35-42C+TDR+TXV | SL280UH100NV60C* | 22800 | 21 |  | 15.5 | 10.4 |  | 21400 | 23800 | 111.2% | [8 empty] | Residential | 475 | No | 1.9
207436186 | Central Heat Pump | LENNOX | HRCU-A-CB (Split System: Heat Pump with Remote Outdoor Unit-Air-Source) | SL25XPV-024-230A** |  |  | CH35-42C+TDR+TXV | SL280UH110V60C* | 22600 | 20 |  | 15 | 10.2 |  | 21400 | 23800 | 111.2% | [8 empty] | Residential | 470 | No | 1.88
207436187 | Central Heat Pump | LENNOX | HRCU-A-CB (Split System: Heat Pump with Remote Outdoor Unit-Air-Source) | SL25XPV-024-230A** |  |  | CH35-42C+TDR+TXV | SL280UH110XV60C* | 22600 | 20 |  | 15 | 10.2 |  | 21400 | 23800 | 111.2% | [8 empty] | Residential | 470 | No | 1.88
207436189 | Central Heat Pump | LENNOX | HRCU-A-CB (Split System: Heat Pump with Remote Outdoor Unit-Air-Source) | SL25XPV-024-230A** |  |  | CH35-42C+TDR+TXV | SL297UH080NV60C* | 22800 | 20 |  | 15 | 10.4 |  | 21400 | 23800 | 111.2% | [8 empty] | Residential | 475 | No | 1.9
207436192 | Central Heat Pump | LENNOX | HRCU-A-CB (Split System: Heat Pump with Remote Outdoor Unit-Air-Source) | SL25XPV-024-230A** |  |  | CH35-42C+TDR+TXV | SLP99UH090XV60C* | 22800 | 21 |  | 15.5 | 10.4 |  | 21400 | 23800 | 111.2% | [8 empty] | Residential | 475 | No | 1.9
205046734 | Central Heat Pump | LUXAIRE | HRCU-A-CB (Split System: Heat Pump with Remote Outdoor Unit-Air-Source) | HL19B3621 |  |  | CM60CXA2+TXV | TM9V100C20MP12 | 36000 | 19 |  | 14 | 10 |  | 35400 | 22400 | 63.28% | [8 empty] | Residential | 750 | No | 3
207455400 | Central Heat Pump | LENNOX | HRCU-A-CB (Split System: Heat Pump with Remote Outdoor Unit-Air-Source) | SL25XPV-048-230A** | ADP |  | LH42/62W9 | SL280UH100NV60C* | 47000 | 21 |  | 13 | 11 |  | 41500 | 40000 | 96.39% | [8 empty] | Residential | 980 | No | 3.92
207455401 | Central Heat Pump | LENNOX | HRCU-A-CB (Split System: Heat Pump with Remote Outdoor Unit-Air-Source) | SL25XPV-048-230A** | ADP |  | LH40/61W9 | SL280UH110V60C* | 46500 | 20 |  | 12.5 | 10 |  | 42000 | 41500 | 98.81% | [8 empty] | Residential | 970 | No | 3.88
207455402 | Central Heat Pump | LENNOX | HRCU-A-CB (Split System: Heat Pump with Remote Outdoor Unit-Air-Source) | SL25XPV-048-230A** | ADP |  | LH40/61E9 | SL280UH110V60C* | 46500 | 20 |  | 12.5 | 10 |  | 42000 | 41500 | 98.81% | [8 empty] | Residential | 970 | No | 3.88
207455403 | Central Heat Pump | LENNOX | HRCU-A-CB (Split System: Heat Pump with Remote Outdoor Unit-Air-Source) | SL25XPV-048-230A** | ADP |  | L*49/62Z9 | SL280UH110V60C* | 46500 | 20 |  | 12.5 | 10 |  | 42000 | 41500 | 98.81% | [8 empty] | Residential | 970 | No | 3.88
207455404 | Central Heat Pump | LENNOX | HRCU-A-CB (Split System: Heat Pump with Remote Outdoor Unit-Air-Source) | SL25XPV-048-230A** | ADP |  | L*42/60Z9 | SL280UH110V60C* | 46500 | 20 |  | 12.5 | 11 |  | 42000 | 40000 | 95.24% | [8 empty] | Residential | 970 | No | 3.88
207455405 | Central Heat Pump | LENNOX | HRCU-A-CB (Split System: Heat Pump with Remote Outdoor Unit-Air-Source) | SL25XPV-048-230A** | ADP |  | L*43/61Z9 | SL280UH110V60C* | 46500 | 20 |  | 12.5 | 11 |  | 42000 | 40000 | 95.24% | [8 empty] | Residential | 970 | No | 3.88
207455406 | Central Heat Pump | LENNOX | HRCU-A-CB (Split System: Heat Pump with Remote Outdoor Unit-Air-Source) | SL25XPV-048-230A** | ADP |  | LH42/62W9 | SL280UH110V60C* | 46500 | 20 |  | 12.5 | 11 |  | 42000 | 40000 | 95.24% | [8 empty] | Residential | 970 | No | 3.88
207455407 | Central Heat Pump | LENNOX | HRCU-A-CB (Split System: Heat Pump with Remote Outdoor Unit-Air-Source) | SL25XPV-048-230A** | ADP |  | LH40/61W9 | SL280UH110XV60C* | 46500 | 20 |  | 12.5 | 10 |  | 42000 | 41500 | 98.81% | [8 empty] | Residential | 970 | No | 3.88
205046738 | Central Heat Pump | LUXAIRE | HRCU-A-CB (Split System: Heat Pump with Remote Outdoor Unit-Air-Source) | HL19B3621 |  |  | CM60CXA2+TXV | TP9C100C20MP13 | 36000 | 19 |  | 14 | 10 |  | 35400 | 22400 | 63.28% | [8 empty] | Residential | 750 | No | 3
205046742 | Central Heat Pump | LUXAIRE | HRCU-A-CB (Split System: Heat Pump with Remote Outdoor Unit-Air-Source) | HL19B3621 |  |  | CM60CXA2+TXV | LP9C100C20MP13 | 36000 | 19 |  | 14 | 10 |  | 35400 | 22400 | 63.28% | [8 empty] | Residential | 750 | No | 3
205046774 | Central Heat Pump | LUXAIRE | HRCU-A-CB (Split System: Heat Pump with Remote Outdoor Unit-Air-Source) | HL19B3621 |  |  | CM60DXA2+TXV | TM9V080C16MP12 | 35800 | 18 |  | 14 | 10 |  | 35400 | 22400 | 63.28% | [8 empty] | Residential | 745 | No | 2.98
205046778 | Central Heat Pump | LUXAIRE | HRCU-A-CB (Split System: Heat Pump with Remote Outdoor Unit-Air-Source) | HL19B3621 |  |  | CU60DXA2+TXV | TM9V080C16MP12 | 35800 | 18 |  | 14 | 10 |  | 35400 | 22400 | 63.28% | [8 empty] | Residential | 745 | No | 2.98
205046782 | Central Heat Pump | LUXAIRE | HRCU-A-CB (Split System: Heat Pump with Remote Outdoor Unit-Air-Source) | HL19B3621 |  |  | CM60DXA2+TXV | TP9C080C16MP13 | 35800 | 18 |  | 14 | 10 |  | 35400 | 22400 | 63.28% | [8 empty] | Residential | 745 | No | 2.98
202183765 | Central Heat Pump | LUXAIRE | HRCU-A-CB (Split System: Heat Pump with Remote Outdoor Unit-Air-Source) | HL19B2421 |  |  | AVC36CX21+TXV |  | 24000 | 19 |  | 15 | 10 |  | 22200 | 13700 | 61.71% | [8 empty] | Residential | 500 | No | 2
202183773 | Central Heat Pump | LUXAIRE | HRCU-A-CB (Split System: Heat Pump with Remote Outdoor Unit-Air-Source) | HL19B2421 |  |  | AE36CX21+TXV |  | 24000 | 19 |  | 15 | 10 |  | 22600 | 14100 | 62.39% | [8 empty] | Residential | 500 | No | 2
204333946 | Central Heat Pump | LUXAIRE | HRCU-A-CB (Split System: Heat Pump with Remote Outdoor Unit-Air-Source) | HL20B4821 |  |  | CM50DE3A1+MVC20DN21+CC |  | 45000 | 21 |  | 13.5 | 10.5 |  | 43000 | 42500 | 98.84% | [8 empty] | Residential | 937.5 | No | 3.75
204334490 | Central Heat Pump | LUXAIRE | HRCU-A-CB (Split System: Heat Pump with Remote Outdoor Unit-Air-Source) | HL20B6021 |  |  | CM61DE4A1+MVC20DN21+CC |  | 54000 | 20 |  | 12.5 | 10.75 |  | 52000 | 45500 | 87.5% | [8 empty] | Residential | 1125 | No | 4.5
207455408 | Central Heat Pump | LENNOX | HRCU-A-CB (Split System: Heat Pump with Remote Outdoor Unit-Air-Source) | SL25XPV-048-230A** | ADP |  | LH40/61E9 | SL280UH110XV60C* | 46500 | 20 |  | 12.5 | 10 |  | 42000 | 41500 | 98.81% | [8 empty] | Residential | 970 | No | 3.88
207455409 | Central Heat Pump | LENNOX | HRCU-A-CB (Split System: Heat Pump with Remote Outdoor Unit-Air-Source) | SL25XPV-048-230A** | ADP |  | L*49/62Z9 | SL280UH110XV60C* | 46500 | 20 |  | 12.5 | 10 |  | 42000 | 41500 | 98.81% | [8 empty] | Residential | 970 | No | 3.88
207455410 | Central Heat Pump | LENNOX | HRCU-A-CB (Split System: Heat Pump with Remote Outdoor Unit-Air-Source) | SL25XPV-048-230A** | ADP |  | L*42/60Z9 | SL280UH110XV60C* | 46500 | 20 |  | 12.5 | 11 |  | 42000 | 40000 | 95.24% | [8 empty] | Residential | 970 | No | 3.88
207455411 | Central Heat Pump | LENNOX | HRCU-A-CB (Split System: Heat Pump with Remote Outdoor Unit-Air-Source) | SL25XPV-048-230A** | ADP |  | L*43/61Z9 | SL280UH110XV60C* | 46500 | 20 |  | 12.5 | 11 |  | 42000 | 40000 | 95.24% | [8 empty] | Residential | 970 | No | 3.88
207455412 | Central Heat Pump | LENNOX | HRCU-A-CB (Split System: Heat Pump with Remote Outdoor Unit-Air-Source) | SL25XPV-048-230A** | ADP |  | LH42/62W9 | SL280UH110XV60C* | 46500 | 20 |  | 12.5 | 11 |  | 42000 | 40000 | 95.24% | [8 empty] | Residential | 970 | No | 3.88
207455413 | Central Heat Pump | LENNOX | HRCU-A-CB (Split System: Heat Pump with Remote Outdoor Unit-Air-Source) | SL25XPV-048-230A** | ADP |  | LH40/61W9 | SL280UH135V60D* | 46500 | 21 |  | 12.5 | 11 |  | 41500 | 40000 | 96.39% | [8 empty] | Residential | 970 | No | 3.88
207455414 | Central Heat Pump | LENNOX | HRCU-A-CB (Split System: Heat Pump with Remote Outdoor Unit-Air-Source) | SL25XPV-048-230A** | ADP |  | LH40/61E9 | SL280UH135V60D* | 46500 | 21 |  | 12.5 | 11 |  | 41500 | 40000 | 96.39% | [8 empty] | Residential | 970 | No | 3.88
207455415 | Central Heat Pump | LENNOX | HRCU-A-CB (Split System: Heat Pump with Remote Outdoor Unit-Air-Source) | SL25XPV-048-230A** | ADP |  | L*49/62Z9 | SL280UH135V60D* | 46500 | 21 |  | 12.5 | 11 |  | 41500 | 40000 | 96.39% | [8 empty] | Residential | 970 | No | 3.88
206144857 | Central Heat Pump | AMANA | HRCU-A-CB (Split System: Heat Pump with Remote Outdoor Unit-Air-Source) | AVZC200361A* |  |  | CA*F3743*6D*+TXV | A*VC961005CNB* | 35800 | 20 |  | 12.5 | 10 |  | 35000 | 18200 | 52% | [8 empty] | Residential | 745 | No | 2.98
206144858 | Central Heat Pump | AMANA | HRCU-A-CB (Split System: Heat Pump with Remote Outdoor Unit-Air-Source) | AVZC200361A* |  |  | CA*F3743*6D*+TXV | A*VC961205DNB* | 35800 | 20 |  | 13 | 10 |  | 35000 | 18200 | 52% | [8 empty] | Residential | 745 | No | 2.98
206144859 | Central Heat Pump | AMANA | HRCU-A-CB (Split System: Heat Pump with Remote Outdoor Unit-Air-Source) | AVZC200361A* |  |  | CHPF3642C6C*+TXV | A*VC800604B*A* | 35400 | 20 |  | 13 | 10 |  | 34800 | 18000 | 51.72% | [8 empty] | Residential | 737.5 | No | 2.95
206144860 | Central Heat Pump | AMANA | HRCU-A-CB (Split System: Heat Pump with Remote Outdoor Unit-Air-Source) | AVZC200361A* |  |  | CHPF3642C6C*+TXV | A*VC800805C*A* | 35400 | 20 |  | 13 | 10 |  | 34800 | 18000 | 51.72% | [8 empty] | Residential | 737.5 | No | 2.95
206144861 | Central Heat Pump | AMANA | HRCU-A-CB (Split System: Heat Pump with Remote Outdoor Unit-Air-Source) | AVZC200361A* |  |  | CHPF3642C6C*+TXV | A*VC801005C*A* | 35400 | 20 |  | 13 | 10 |  | 34800 | 18000 | 51.72% | [8 empty] | Residential | 737.5 | No | 2.95
206144867 | Central Heat Pump | AMANA | HRCU-A-CB (Split System: Heat Pump with Remote Outdoor Unit-Air-Source) | AVZC200361A* |  |  | CHPF3743C6B*+TXV | A*VC800604B*A* | 35600 | 20 |  | 13 | 10 |  | 35000 | 18200 | 52% | [8 empty] | Residential | 742.5 | No | 2.97
206144868 | Central Heat Pump | AMANA | HRCU-A-CB (Split System: Heat Pump with Remote Outdoor Unit-Air-Source) | AVZC200361A* |  |  | CHPF3743C6B*+TXV | A*VC800805C*A* | 35600 | 20 |  | 13.5 | 10 |  | 35000 | 18200 | 52% | [8 empty] | Residential | 742.5 | No | 2.97
206144869 | Central Heat Pump | AMANA | HRCU-A-CB (Split System: Heat Pump with Remote Outdoor Unit-Air-Source) | AVZC200361A* |  |  | CHPF3743C6B*+TXV | A*VC801005C*A* | 35600 | 20 |  | 13 | 10 |  | 35000 | 18200 | 52% | [8 empty] | Residential | 742.5 | No | 2.97
8657940 | Central Heat Pump | AMANA | HRCU-A-CB (Split System: Heat Pump with Remote Outdoor Unit-Air-Source) | AVZC200241A* |  |  | CA*F3137*6A*+MBVC1200**-1A*+TXV |  | 23800 | 21 |  | 13 | 10 |  | 23800 | 13000 | 54.62% | [8 empty] | Residential | 495 | No | 1.98
207455416 | Central Heat Pump | LENNOX | HRCU-A-CB (Split System: Heat Pump with Remote Outdoor Unit-Air-Source) | SL25XPV-048-230A** | ADP |  | L*42/60Z9 | SL280UH135V60D* | 46500 | 21 |  | 12.5 | 11 |  | 41500 | 40000 | 96.39% | [8 empty] | Residential | 970 | No | 3.88
207455417 | Central Heat Pump | LENNOX | HRCU-A-CB (Split System: Heat Pump with Remote Outdoor Unit-Air-Source) | SL25XPV-048-230A** | ADP |  | L*43/61Z9 | SL280UH135V60D* | 46500 | 21 |  | 12.5 | 11 |  | 41500 | 40000 | 96.39% | [8 empty] | Residential | 970 | No | 3.88
207455418 | Central Heat Pump | LENNOX | HRCU-A-CB (Split System: Heat Pump with Remote Outdoor Unit-Air-Source) | SL25XPV-048-230A** | ADP |  | LH42/62W9 | SL280UH135V60D* | 46500 | 21 |  | 12.5 | 11 |  | 41500 | 40000 | 96.39% | [8 empty] | Residential | 970 | No | 3.88
207455419 | Central Heat Pump | LENNOX | HRCU-A-CB (Split System: Heat Pump with Remote Outdoor Unit-Air-Source) | SL25XPV-048-230A** | ADP |  | LH40/61W9 | SL297UH080NV48C* | 46500 | 20 |  | 12.5 | 10 |  | 42000 | 41500 | 98.81% | [8 empty] | Residential | 970 | No | 3.88
207455420 | Central Heat Pump | LENNOX | HRCU-A-CB (Split System: Heat Pump with Remote Outdoor Unit-Air-Source) | SL25XPV-048-230A** | ADP |  | LH40/61E9 | SL297UH080NV48C* | 46500 | 20 |  | 12.5 | 10 |  | 42000 | 41500 | 98.81% | [8 empty] | Residential | 970 | No | 3.88
207455421 | Central Heat Pump | LENNOX | HRCU-A-CB (Split System: Heat Pump with Remote Outdoor Unit-Air-Source) | SL25XPV-048-230A** | ADP |  | L*49/62Z9 | SL297UH080NV48C* | 46500 | 20 |  | 12.5 | 10 |  | 42000 | 41500 | 98.81% | [8 empty] | Residential | 970 | No | 3.88
207455422 | Central Heat Pump | LENNOX | HRCU-A-CB (Split System: Heat Pump with Remote Outdoor Unit-Air-Source) | SL25XPV-048-230A** | ADP |  | L*42/60Z9 | SL297UH080NV48C* | 47000 | 20 |  | 12.5 | 11 |  | 42000 | 40000 | 95.24% | [8 empty] | Residential | 980 | No | 3.92
207455423 | Central Heat Pump | LENNOX | HRCU-A-CB (Split System: Heat Pump with Remote Outdoor Unit-Air-Source) | SL25XPV-048-230A** | ADP |  | L*43/61Z9 | SL297UH080NV48C* | 47000 | 20 |  | 12.5 | 11 |  | 42000 | 40000 | 95.24% | [8 empty] | Residential | 980 | No | 3.92
8669093 | Central Heat Pump | AMANA | HRCU-A-CB (Split System: Heat Pump with Remote Outdoor Unit-Air-Source) | AVZC200241A* |  |  | CA*F3636*6D*+MBVC1200**-1A*+TXV |  | 23200 | 20 |  | 13 | 10 |  | 23400 | 13000 | 55.56% | [8 empty] | Residential | 482.5 | No | 1.93
8669274 | Central Heat Pump | AMANA | HRCU-A-CB (Split System: Heat Pump with Remote Outdoor Unit-Air-Source) | AVZC200241A* |  |  | CA*F3743*6D*+MBVC1200**-1A*+TXV |  | 23800 | 21 |  | 13 | 10 |  | 23800 | 13000 | 54.62% | [8 empty] | Residential | 495 | No | 1.98
8669283 | Central Heat Pump | AMANA | HRCU-A-CB (Split System: Heat Pump with Remote Outdoor Unit-Air-Source) | AVZC200241A* |  |  | CHPF3636B6C*+MBVC1200**-1A*+TXV |  | 23400 | 21 |  | 13 | 10 |  | 23400 | 13000 | 55.56% | [8 empty] | Residential | 487.5 | No | 1.95
8669301 | Central Heat Pump | AMANA | HRCU-A-CB (Split System: Heat Pump with Remote Outdoor Unit-Air-Source) | AVZC200361A* |  |  | CA*F3137*6A*+MBVC1200**-1A*+TXV |  | 34800 | 20 |  | 13.5 | 10 |  | 35000 | 18000 | 51.43% | [8 empty] | Residential | 725 | No | 2.9
8669309 | Central Heat Pump | AMANA | HRCU-A-CB (Split System: Heat Pump with Remote Outdoor Unit-Air-Source) | AVZC200361A* |  |  | CA*F3642*6D*+MBVC1200**-1A*+TXV |  | 34600 | 20 |  | 13 | 10 |  | 34800 | 18000 | 51.72% | [8 empty] | Residential | 720 | No | 2.88
8669310 | Central Heat Pump | AMANA | HRCU-A-CB (Split System: Heat Pump with Remote Outdoor Unit-Air-Source) | AVZC200361A* |  |  | CA*F3642*6D*+MBVC1600**-1A*+TXV |  | 34600 | 20 |  | 13.5 | 10 |  | 34800 | 18000 | 51.72% | [8 empty] | Residential | 720 | No | 2.88
8669331 | Central Heat Pump | AMANA | HRCU-A-CB (Split System: Heat Pump with Remote Outdoor Unit-Air-Source) | AVZC200361A* |  |  | CA*F3743*6D*+MBVC1200**-1A*+TXV |  | 35200 | 20 |  | 13.5 | 10 |  | 35000 | 18200 | 52% | [8 empty] | Residential | 732.5 | No | 2.93
8669585 | Central Heat Pump | AMANA | HRCU-A-CB (Split System: Heat Pump with Remote Outdoor Unit-Air-Source) | AVZC200361A* |  |  | CHPF3642C6C*+MBVC1200**-1A*+TXV |  | 34800 | 20 |  | 13 | 10 |  | 34800 | 18000 | 51.72% | [8 empty] | Residential | 725 | No | 2.9
207455424 | Central Heat Pump | LENNOX | HRCU-A-CB (Split System: Heat Pump with Remote Outdoor Unit-Air-Source) | SL25XPV-048-230A** | ADP |  | LH42/62W9 | SL297UH080NV48C* | 47000 | 20 |  | 12.5 | 11 |  | 42000 | 40000 | 95.24% | [8 empty] | Residential | 980 | No | 3.92
207455425 | Central Heat Pump | LENNOX | HRCU-A-CB (Split System: Heat Pump with Remote Outdoor Unit-Air-Source) | SL25XPV-048-230A** | ADP |  | LH40/61W9 | SL297UH080NV60C* | 46500 | 20 |  | 12.5 | 10 |  | 42000 | 41500 | 98.81% | [8 empty] | Residential | 970 | No | 3.88
207455426 | Central Heat Pump | LENNOX | HRCU-A-CB (Split System: Heat Pump with Remote Outdoor Unit-Air-Source) | SL25XPV-048-230A** | ADP |  | LH40/61E9 | SL297UH080NV60C* | 46500 | 20 |  | 12.5 | 10 |  | 42000 | 41500 | 98.81% | [8 empty] | Residential | 970 | No | 3.88
207455427 | Central Heat Pump | LENNOX | HRCU-A-CB (Split System: Heat Pump with Remote Outdoor Unit-Air-Source) | SL25XPV-048-230A** | ADP |  | L*49/62Z9 | SL297UH080NV60C* | 46500 | 20 |  | 12.5 | 10 |  | 42000 | 41500 | 98.81% | [8 empty] | Residential | 970 | No | 3.88
207455428 | Central Heat Pump | LENNOX | HRCU-A-CB (Split System: Heat Pump with Remote Outdoor Unit-Air-Source) | SL25XPV-048-230A** | ADP |  | L*42/60Z9 | SL297UH080NV60C* | 46500 | 20 |  | 12.5 | 11 |  | 42000 | 40000 | 95.24% | [8 empty] | Residential | 970 | No | 3.88
207455429 | Central Heat Pump | LENNOX | HRCU-A-CB (Split System: Heat Pump with Remote Outdoor Unit-Air-Source) | SL25XPV-048-230A** | ADP |  | L*43/61Z9 | SL297UH080NV60C* | 46500 | 20 |  | 12.5 | 11 |  | 42000 | 40000 | 95.24% | [8 empty] | Residential | 970 | No | 3.88
207455430 | Central Heat Pump | LENNOX | HRCU-A-CB (Split System: Heat Pump with Remote Outdoor Unit-Air-Source) | SL25XPV-048-230A** | ADP |  | LH42/62W9 | SL297UH080NV60C* | 46500 | 20 |  | 12.5 | 11 |  | 42000 | 40000 | 95.24% | [8 empty] | Residential | 970 | No | 3.88
207455452 | Central Heat Pump | LENNOX | HRCU-A-CB (Split System: Heat Pump with Remote Outdoor Unit-Air-Source) | SL25XPV-048-230A** | ADP |  | L*42/60Z9 | SLP99UH090XV60C* | 46500 | 20 |  | 12.5 | 11 |  | 42000 | 40500 | 96.43% | [8 empty] | Residential | 970 | No | 3.88
8669586 | Central Heat Pump | AMANA | HRCU-A-CB (Split System: Heat Pump with Remote Outdoor Unit-Air-Source) | AVZC200361A* |  |  | CHPF3642C6C*+MBVC1600**-1A*+TXV |  | 35000 | 20 |  | 13.5 | 10 |  | 34800 | 18000 | 51.72% | [8 empty] | Residential | 730 | No | 2.92
8669601 | Central Heat Pump | AMANA | HRCU-A-CB (Split System: Heat Pump with Remote Outdoor Unit-Air-Source) | AVZC200361A* |  |  | CHPF3743C6B*+MBVC1200**-1A*+TXV |  | 35000 | 20 |  | 13.5 | 10 |  | 35000 | 18200 | 52% | [8 empty] | Residential | 730 | No | 2.92
8669602 | Central Heat Pump | AMANA | HRCU-A-CB (Split System: Heat Pump with Remote Outdoor Unit-Air-Source) | AVZC200361A* |  |  | CHPF3743C6B*+MBVC1600**-1A*+TXV |  | 35200 | 20 |  | 13.5 | 10 |  | 35000 | 18200 | 52% | [8 empty] | Residential | 732.5 | No | 2.93
207436193 | Central Heat Pump | LENNOX | HRCU-A-CB (Split System: Heat Pump with Remote Outdoor Unit-Air-Source) | SL25XPV-024-230A** |  |  | CH35-42C+TDR+TXV | SLP99UH110XV60C* | 22800 | 21 |  | 15.5 | 10.4 |  | 21400 | 23800 | 111.2% | [8 empty] | Residential | 475 | No | 1.9
207436205 | Central Heat Pump | LENNOX | HRCU-A-CB (Split System: Heat Pump with Remote Outdoor Unit-Air-Source) | SL25XPV-024-230A** |  |  | CHX35-42C-**-*+TDR | EL296UH090XV60C* | 22800 | 21 |  | 15.5 | 10.4 |  | 21400 | 23800 | 111.2% | [8 empty] | Residential | 475 | No | 1.9
207436207 | Central Heat Pump | LENNOX | HRCU-A-CB (Split System: Heat Pump with Remote Outdoor Unit-Air-Source) | SL25XPV-024-230A** |  |  | CHX35-42C-**-*+TDR | EL296UH110XV60C* | 22800 | 21 |  | 15.5 | 10.4 |  | 21400 | 23800 | 111.2% | [8 empty] | Residential | 475 | No | 1.9
207436209 | Central Heat Pump | LENNOX | HRCU-A-CB (Split System: Heat Pump with Remote Outdoor Unit-Air-Source) | SL25XPV-024-230A** |  |  | CHX35-42C-**-*+TDR | SL280UH090V60C* | 22800 | 21 |  | 15.5 | 10.4 |  | 21400 | 23800 | 111.2% | [8 empty] | Residential | 475 | No | 1.9
207436210 | Central Heat Pump | LENNOX | HRCU-A-CB (Split System: Heat Pump with Remote Outdoor Unit-Air-Source) | SL25XPV-024-230A** |  |  | CHX35-42C-**-*+TDR | SL280UH090XV60C* | 22800 | 21 |  | 15.5 | 10.4 |  | 21400 | 23800 | 111.2% | [8 empty] | Residential | 475 | No | 1.9
207436211 | Central Heat Pump | LENNOX | HRCU-A-CB (Split System: Heat Pump with Remote Outdoor Unit-Air-Source) | SL25XPV-024-230A** |  |  | CHX35-42C-**-*+TDR | SL280UH100NV60C* | 22800 | 21 |  | 15.5 | 10.4 |  | 21400 | 23800 | 111.2% | [8 empty] | Residential | 475 | No | 1.9
207436212 | Central Heat Pump | LENNOX | HRCU-A-CB (Split System: Heat Pump with Remote Outdoor Unit-Air-Source) | SL25XPV-024-230A** |  |  | CHX35-42C-**-*+TDR | SL280UH110V60C* | 22600 | 20 |  | 15 | 10.2 |  | 21400 | 23800 | 111.2% | [8 empty] | Residential | 470 | No | 1.88
207436213 | Central Heat Pump | LENNOX | HRCU-A-CB (Split System: Heat Pump with Remote Outdoor Unit-Air-Source) | SL25XPV-024-230A** |  |  | CHX35-42C-**-*+TDR | SL280UH110XV60C* | 22600 | 20 |  | 15 | 10.2 |  | 21400 | 23800 | 111.2% | [8 empty] | Residential | 470 | No | 1.88
207436215 | Central Heat Pump | LENNOX | HRCU-A-CB (Split System: Heat Pump with Remote Outdoor Unit-Air-Source) | SL25XPV-024-230A** |  |  | CHX35-42C-**-*+TDR | SL297UH080NV60C* | 22800 | 20 |  | 15 | 10.4 |  | 21400 | 23800 | 111.2% | [8 empty] | Residential | 475 | No | 1.9
205273985 | Central Heat Pump | BRYANT HEATING AND COOLING SYSTEMS | HRCU-A-CB (Split System: Heat Pump with Remote Outdoor Unit-Air-Source) | 284ANV036*0**A* |  |  | CAP**4321AL*+UI | 987MB66100C21*** | 34600 | 21 |  | 13 | 11 |  | 35200 | 33400 | 94.89% | [8 empty] | Residential | 720 | No | 2.88
205273986 | Central Heat Pump | BRYANT HEATING AND COOLING SYSTEMS | HRCU-A-CB (Split System: Heat Pump with Remote Outdoor Unit-Air-Source) | 284ANV036*0**A* |  |  | CAP**4321AL*+UI | 986TC60080C21*** | 34400 | 21 |  | 12.5 | 11 |  | 35400 | 33600 | 94.92% | [8 empty] | Residential | 717.5 | No | 2.87
205273987 | Central Heat Pump | BRYANT HEATING AND COOLING SYSTEMS | HRCU-A-CB (Split System: Heat Pump with Remote Outdoor Unit-Air-Source) | 284ANV036*0**A* |  |  | CAP**4321AL*+UI | 986TC66100C21*** | 34600 | 21 |  | 13 | 11 |  | 35200 | 33400 | 94.89% | [8 empty] | Residential | 720 | No | 2.88
205273988 | Central Heat Pump | BRYANT HEATING AND COOLING SYSTEMS | HRCU-A-CB (Split System: Heat Pump with Remote Outdoor Unit-Air-Source) | 284ANV036*0**A* |  |  | CAP**4321AL*+UI | 88*TA48090C17*** | 34600 | 21.5 |  | 13 | 11 |  | 35400 | 33600 | 94.92% | [8 empty] | Residential | 720 | No | 2.88
205273989 | Central Heat Pump | BRYANT HEATING AND COOLING SYSTEMS | HRCU-A-CB (Split System: Heat Pump with Remote Outdoor Unit-Air-Source) | 284ANV036*0**A* |  |  | CAP**4321AL*+UI | 88*TA60110C21*** | 34600 | 21.5 |  | 13 | 11 |  | 35200 | 33400 | 94.89% | [8 empty] | Residential | 720 | No | 2.88
205273990 | Central Heat Pump | BRYANT HEATING AND COOLING SYSTEMS | HRCU-A-CB (Split System: Heat Pump with Remote Outdoor Unit-Air-Source) | 284ANV036*0**A* |  |  | CAP**4321AL*+UI | 987MB60060C21*** | 34400 | 20.5 |  | 12.5 | 11 |  | 35800 | 34000 | 94.97% | [8 empty] | Residential | 717.5 | No | 2.87
205273992 | Central Heat Pump | BRYANT HEATING AND COOLING SYSTEMS | HRCU-A-CB (Split System: Heat Pump with Remote Outdoor Unit-Air-Source) | 284ANV036*0**A* |  |  | CAP**4821AL*+UI | 88*TA48070C17*** | 33600 | 21 |  | 12.5 | 11 |  | 35600 | 33800 | 94.94% | [8 empty] | Residential | 700 | No | 2.8
205273994 | Central Heat Pump | BRYANT HEATING AND COOLING SYSTEMS | HRCU-A-CB (Split System: Heat Pump with Remote Outdoor Unit-Air-Source) | 284ANV036*0**A* |  |  | CAP**4821AL*+UI | 88*TA60090C21*** | 33800 | 21.5 |  | 12.5 | 11 |  | 35200 | 33200 | 94.32% | [8 empty] | Residential | 705 | No | 2.82
205274000 | Central Heat Pump | BRYANT HEATING AND COOLING SYSTEMS | HRCU-A-CB (Split System: Heat Pump with Remote Outdoor Unit-Air-Source) | 284ANV036*0**A* |  |  | CAP**4821AL*+UI | 987MB66100C21*** | 33800 | 21 |  | 12.5 | 11 |  | 35200 | 33400 | 94.89% | [8 empty] | Residential | 705 | No | 2.82
206070447 | Central Heat Pump | CARRIER | HRCU-A-CB (Split System: Heat Pump with Remote Outdoor Unit-Air-Source) | 25VNA436A*030* |  |  | CNPV*4821AL*+UI | 58CU*A100C21**20 | 33800 | 20 |  | 13 | 10 |  | 34400 | 33200 | 96.51% | [8 empty] | Residential | 705 | No | 2.82
206132541 | Central Heat Pump | CARRIER | HRCU-A-CB (Split System: Heat Pump with Remote Outdoor Unit-Air-Source) | 25VNA436A*030* |  |  | CAP**3721AL*+UI | 58CU*A040C17**12 | 34400 | 21 |  | 12.5 | 11 |  | 34600 | 33400 | 96.53% | [8 empty] | Residential | 717.5 | No | 2.87
206132543 | Central Heat Pump | CARRIER | HRCU-A-CB (Split System: Heat Pump with Remote Outdoor Unit-Air-Source) | 25VNA436A*030* |  |  | CAP**3721AL*+UI | 58CU*A060C17**16 | 34400 | 21 |  | 12.5 | 11 |  | 34400 | 33200 | 96.51% | [8 empty] | Residential | 717.5 | No | 2.87
207455453 | Central Heat Pump | LENNOX | HRCU-A-CB (Split System: Heat Pump with Remote Outdoor Unit-Air-Source) | SL25XPV-048-230A** | ADP |  | L*43/61Z9 | SLP99UH090XV60C* | 46500 | 20 |  | 12.5 | 11 |  | 42000 | 40500 | 96.43% | [8 empty] | Residential | 970 | No | 3.88
207455454 | Central Heat Pump | LENNOX | HRCU-A-CB (Split System: Heat Pump with Remote Outdoor Unit-Air-Source) | SL25XPV-048-230A** | ADP |  | LH42/62W9 | SLP99UH090XV60C* | 46500 | 20 |  | 12.5 | 11 |  | 42000 | 40500 | 96.43% | [8 empty] | Residential | 970 | No | 3.88
207455458 | Central Heat Pump | LENNOX | HRCU-A-CB (Split System: Heat Pump with Remote Outdoor Unit-Air-Source) | SL25XPV-048-230A** | ADP |  | L*42/60Z9 | SLP99UH110XV60C* | 46500 | 20 |  | 12.5 | 11 |  | 42000 | 40500 | 96.43% | [8 empty] | Residential | 970 | No | 3.88
207455459 | Central Heat Pump | LENNOX | HRCU-A-CB (Split System: Heat Pump with Remote Outdoor Unit-Air-Source) | SL25XPV-048-230A** | ADP |  | L*43/61Z9 | SLP99UH110XV60C* | 46500 | 20 |  | 12.5 | 11 |  | 42000 | 40500 | 96.43% | [8 empty] | Residential | 970 | No | 3.88
207455460 | Central Heat Pump | LENNOX | HRCU-A-CB (Split System: Heat Pump with Remote Outdoor Unit-Air-Source) | SL25XPV-048-230A** | ADP |  | LH42/62W9 | SLP99UH110XV60C* | 46500 | 20 |  | 12.5 | 11 |  | 42000 | 40500 | 96.43% | [8 empty] | Residential | 970 | No | 3.88
207455461 | Central Heat Pump | LENNOX | HRCU-A-CB (Split System: Heat Pump with Remote Outdoor Unit-Air-Source) | SL25XPV-048-230A** | ADP |  | LH40/61W9 | SLP99UH135XV60D* | 46500 | 21 |  | 12.5 | 11 |  | 41500 | 40000 | 96.39% | [8 empty] | Residential | 970 | No | 3.88
207455462 | Central Heat Pump | LENNOX | HRCU-A-CB (Split System: Heat Pump with Remote Outdoor Unit-Air-Source) | SL25XPV-048-230A** | ADP |  | LH40/61E9 | SLP99UH135XV60D* | 46500 | 21 |  | 12.5 | 11 |  | 41500 | 40000 | 96.39% | [8 empty] | Residential | 970 | No | 3.88
207455463 | Central Heat Pump | LENNOX | HRCU-A-CB (Split System: Heat Pump with Remote Outdoor Unit-Air-Source) | SL25XPV-048-230A** | ADP |  | L*49/62Z9 | SLP99UH135XV60D* | 46500 | 21 |  | 12.5 | 11 |  | 41500 | 40000 | 96.39% | [8 empty] | Residential | 970 | No | 3.88
207455464 | Central Heat Pump | LENNOX | HRCU-A-CB (Split System: Heat Pump with Remote Outdoor Unit-Air-Source) | SL25XPV-048-230A** | ADP |  | L*42/60Z9 | SLP99UH135XV60D* | 46500 | 21 |  | 12.5 | 11 |  | 41500 | 40000 | 96.39% | [8 empty] | Residential | 970 | No | 3.88
207455465 | Central Heat Pump | LENNOX | HRCU-A-CB (Split System: Heat Pump with Remote Outdoor Unit-Air-Source) | SL25XPV-048-230A** | ADP |  | L*43/61Z9 | SLP99UH135XV60D* | 46500 | 21 |  | 12.5 | 11 |  | 41500 | 40000 | 96.39% | [8 empty] | Residential | 970 | No | 3.88
207455466 | Central Heat Pump | LENNOX | HRCU-A-CB (Split System: Heat Pump with Remote Outdoor Unit-Air-Source) | SL25XPV-048-230A** | ADP |  | LH42/62W9 | SLP99UH135XV60D* | 46500 | 21 |  | 12.5 | 11 |  | 41500 | 40000 | 96.39% | [8 empty] | Residential | 970 | No | 3.88
207683112 | Central Heat Pump | LENNOX | HRCU-A-CB (Split System: Heat Pump with Remote Outdoor Unit-Air-Source) | SL25XPV-024-230A** | ADP |  | LP36/37R9 | EL296UH045XV36B* | 23200 | 23 |  | 14 | 10 |  | 19600 | 22000 | 112.2% | [8 empty] | Residential | 482.5 | No | 1.93
207683113 | Central Heat Pump | LENNOX | HRCU-A-CB (Split System: Heat Pump with Remote Outdoor Unit-Air-Source) | SL25XPV-024-230A** | ADP |  | LP36/37R9 | SL280UH070XV36A* | 22800 | 23 |  | 14 | 10 |  | 20000 | 22600 | 113% | [8 empty] | Residential | 475 | No | 1.9
207683184 | Central Heat Pump | LENNOX | HRCU-A-CB (Split System: Heat Pump with Remote Outdoor Unit-Air-Source) | SL25XPV-024-230A** | ADP |  | LP36/37R9 | EL296UH070XV36B* | 23200 | 24 |  | 14 | 10 |  | 19600 | 22000 | 112.2% | [8 empty] | Residential | 482.5 | No | 1.93
207683185 | Central Heat Pump | LENNOX | HRCU-A-CB (Split System: Heat Pump with Remote Outdoor Unit-Air-Source) | SL25XPV-024-230A** | ADP |  | LP36/37R9 | SL280UH060NV36A* | 23000 | 24 |  | 14 | 10 |  | 19800 | 22600 | 114.1% | [8 empty] | Residential | 480 | No | 1.92
207683186 | Central Heat Pump | LENNOX | HRCU-A-CB (Split System: Heat Pump with Remote Outdoor Unit-Air-Source) | SL25XPV-024-230A** | ADP |  | LP36/37R9 | SLP99UH070XV36B* | 23200 | 24 |  | 14 | 10 |  | 19600 | 22000 | 112.2% | [8 empty] | Residential | 482.5 | No | 1.93
207683187 | Central Heat Pump | LENNOX | HRCU-A-CB (Split System: Heat Pump with Remote Outdoor Unit-Air-Source) | SL25XPV-048-230A** | ADP |  | LP42/62W9 | EL296UH090XV60C* | 46500 | 20 |  | 12.5 | 11 |  | 42000 | 40500 | 96.43% | [8 empty] | Residential | 970 | No | 3.88
207683189 | Central Heat Pump | LENNOX | HRCU-A-CB (Split System: Heat Pump with Remote Outdoor Unit-Air-Source) | SL25XPV-048-230A** | ADP |  | LP42/62W9 | EL296UH110XV60C* | 46500 | 20 |  | 12.5 | 11 |  | 42000 | 40500 | 96.43% | [8 empty] | Residential | 970 | No | 3.88
207683190 | Central Heat Pump | LENNOX | HRCU-A-CB (Split System: Heat Pump with Remote Outdoor Unit-Air-Source) | SL25XPV-048-230A** | ADP |  | L*49/62Y9 | SL280UH080NV60C* | 46500 | 21 |  | 12.5 | 10 |  | 42000 | 41000 | 97.62% | [8 empty] | Residential | 970 | No | 3.88
207683191 | Central Heat Pump | LENNOX | HRCU-A-CB (Split System: Heat Pump with Remote Outdoor Unit-Air-Source) | SL25XPV-048-230A** | ADP |  | LP42/62W9 | SL280UH080NV60C* | 47000 | 21 |  | 12.5 | 11 |  | 41500 | 40000 | 96.39% | [8 empty] | Residential | 980 | No | 3.92
207683192 | Central Heat Pump | LENNOX | HRCU-A-CB (Split System: Heat Pump with Remote Outdoor Unit-Air-Source) | SL25XPV-048-230A** | ADP |  | L*49/62Y9 | SL280UH090V60C* | 46000 | 21 |  | 12.5 | 10 |  | 43500 | 43500 | 100% | [8 empty] | Residential | 957.5 | No | 3.83
207683193 | Central Heat Pump | LENNOX | HRCU-A-CB (Split System: Heat Pump with Remote Outdoor Unit-Air-Source) | SL25XPV-048-230A** | ADP |  | LP42/62W9 | SL280UH090V60C* | 47000 | 21 |  | 12.5 | 11 |  | 42000 | 40000 | 95.24% | [8 empty] | Residential | 980 | No | 3.92
207683194 | Central Heat Pump | LENNOX | HRCU-A-CB (Split System: Heat Pump with Remote Outdoor Unit-Air-Source) | SL25XPV-048-230A** | ADP |  | L*49/62Y9 | SL280UH090XV60C* | 46000 | 21 |  | 12.5 | 10 |  | 43500 | 43500 | 100% | [8 empty] | Residential | 957.5 | No | 3.83
207683195 | Central Heat Pump | LENNOX | HRCU-A-CB (Split System: Heat Pump with Remote Outdoor Unit-Air-Source) | SL25XPV-048-230A** | ADP |  | LP42/62W9 | SL280UH090XV60C* | 47000 | 21 |  | 12.5 | 11 |  | 42000 | 40000 | 95.24% | [8 empty] | Residential | 980 | No | 3.92
206132545 | Central Heat Pump | CARRIER | HRCU-A-CB (Split System: Heat Pump with Remote Outdoor Unit-Air-Source) | 25VNA436A*030* |  |  | CAP**3721AL*+UI | 58CU*A100C21**20 | 34400 | 20 |  | 12.5 | 11 |  | 34400 | 33200 | 96.51% | [8 empty] | Residential | 717.5 | No | 2.87
206132549 | Central Heat Pump | CARRIER | HRCU-A-CB (Split System: Heat Pump with Remote Outdoor Unit-Air-Source) | 25VNA436A*030* |  |  | CAP**4221AL*+UI | 58CU*A080C21**20 | 33200 | 21 |  | 12.5 | 10.5 |  | 31800 | 31200 | 98.11% | [8 empty] | Residential | 692.5 | No | 2.77
206132552 | Central Heat Pump | CARRIER | HRCU-A-CB (Split System: Heat Pump with Remote Outdoor Unit-Air-Source) | 25VNA436A*030* |  |  | CAP**4224AL*+UI | 58CU*A080C21**20 | 33200 | 21 |  | 12.5 | 11 |  | 32400 | 31600 | 97.53% | [8 empty] | Residential | 692.5 | No | 2.77
206132556 | Central Heat Pump | CARRIER | HRCU-A-CB (Split System: Heat Pump with Remote Outdoor Unit-Air-Source) | 25VNA436A*030* |  |  | CAP**4321AL*+UI | 58CU*A040C17**12 | 34400 | 21 |  | 12.5 | 11 |  | 34600 | 33400 | 96.53% | [8 empty] | Residential | 717.5 | No | 2.87
206132558 | Central Heat Pump | CARRIER | HRCU-A-CB (Split System: Heat Pump with Remote Outdoor Unit-Air-Source) | 25VNA436A*030* |  |  | CAP**4321AL*+UI | 58CU*A060C17**16 | 34400 | 21 |  | 12.5 | 11 |  | 34600 | 33200 | 95.95% | [8 empty] | Residential | 717.5 | No | 2.87
206132561 | Central Heat Pump | CARRIER | HRCU-A-CB (Split System: Heat Pump with Remote Outdoor Unit-Air-Source) | 25VNA436A*030* |  |  | CAP**4321AL*+UI | 58CU*A100C21**20 | 34400 | 21 |  | 12.5 | 11 |  | 34600 | 33200 | 95.95% | [8 empty] | Residential | 717.5 | No | 2.87
10153459 | Central Heat Pump | AMERICAN STANDARD | HRCU-A-CB (Split System: Heat Pump with Remote Outdoor Unit-Air-Source) | 4A6V8037A1 |  |  | TEM8A0C42V41+TDR |  | 35600 | 18 |  | 12.5 | 10 |  | 31400 | 25200 | 80.25% | [8 empty] | Residential | 742.5 | No | 2.97
10153463 | Central Heat Pump | AMERICAN STANDARD | HRCU-A-CB (Split System: Heat Pump with Remote Outdoor Unit-Air-Source) | 4A6V8048A1 |  |  | TEM8A0C48V41+TDR |  | 46500 | 18 |  | 12.5 | 10 |  | 42500 | 34200 | 80.47% | [8 empty] | Residential | 970 | No | 3.88
10153464 | Central Heat Pump | AMERICAN STANDARD | HRCU-A-CB (Split System: Heat Pump with Remote Outdoor Unit-Air-Source) | 4A6V8048A1 |  |  | TEM8A0C60V51+TDR |  | 47500 | 18 |  | 12.5 | 10 |  | 44500 | 36800 | 82.7% | [8 empty] | Residential | 990 | No | 3.96
10153465 | Central Heat Pump | AMERICAN STANDARD | HRCU-A-CB (Split System: Heat Pump with Remote Outdoor Unit-Air-Source) | 4A6V8048A1 |  |  | TEM8A0D48V41+TDR |  | 46500 | 18 |  | 12.5 | 10 |  | 44000 | 36600 | 83.18% | [8 empty] | Residential | 970 | No | 3.88
10153468 | Central Heat Pump | AMERICAN STANDARD | HRCU-A-CB (Split System: Heat Pump with Remote Outdoor Unit-Air-Source) | 4A6V8049A1 |  |  | TEM8A0C48V41+TDR |  | 47500 | 18 |  | 12.5 | 10 |  | 42000 | 35600 | 84.76% | [8 empty] | Residential | 990 | No | 3.96
10153469 | Central Heat Pump | AMERICAN STANDARD | HRCU-A-CB (Split System: Heat Pump with Remote Outdoor Unit-Air-Source) | 4A6V8049A1 |  |  | TEM8A0C60V51+TDR |  | 47000 | 18 |  | 12.5 | 10 |  | 43500 | 36200 | 83.22% | [8 empty] | Residential | 980 | No | 3.92
10510858 | Central Heat Pump | AMERICAN STANDARD | HRCU-A-CB (Split System: Heat Pump with Remote Outdoor Unit-Air-Source) | 4A6V0024A1 |  |  | 4PX*BU36BS3 | S9V2B040U3PSB+RP | 24000 | 18.75 |  | 13.5 | 10 |  | 18600 | 16800 | 90.32% | [8 empty] | Residential | 500 | No | 2
10510859 | Central Heat Pump | AMERICAN STANDARD | HRCU-A-CB (Split System: Heat Pump with Remote Outdoor Unit-Air-Source) | 4A6V0024A1 |  |  | 4PX*BU36BS3 | S9V2B080U3PSB+RP | 24000 | 19.25 |  | 13.5 | 10 |  | 20600 | 16800 | 81.55% | [8 empty] | Residential | 500 | No | 2
10510860 | Central Heat Pump | AMERICAN STANDARD | HRCU-A-CB (Split System: Heat Pump with Remote Outdoor Unit-Air-Source) | 4A6V0024A1 |  |  | 4PX*BU36BS3 | S9V2B060U3PSB+RP | 24000 | 19.25 |  | 13.5 | 10 |  | 20600 | 16700 | 81.07% | [8 empty] | Residential | 500 | No | 2
10510862 | Central Heat Pump | AMERICAN STANDARD | HRCU-A-CB (Split System: Heat Pump with Remote Outdoor Unit-Air-Source) | 4A6V0024A1 |  |  | 4TXCB004DS3 | S9V2B080U3PSB+RP | 24000 | 19.25 |  | 13.5 | 10 |  | 20600 | 16800 | 81.55% | [8 empty] | Residential | 500 | No | 2
207683196 | Central Heat Pump | LENNOX | HRCU-A-CB (Split System: Heat Pump with Remote Outdoor Unit-Air-Source) | SL25XPV-048-230A** | ADP |  | L*49/62Y9 | SL280UH100NV60C* | 46000 | 21 |  | 13 | 10 |  | 43500 | 43500 | 100% | [8 empty] | Residential | 957.5 | No | 3.83
207683197 | Central Heat Pump | LENNOX | HRCU-A-CB (Split System: Heat Pump with Remote Outdoor Unit-Air-Source) | SL25XPV-048-230A** | ADP |  | LP42/62W9 | SL280UH100NV60C* | 47000 | 21 |  | 13 | 11 |  | 41500 | 40000 | 96.39% | [8 empty] | Residential | 980 | No | 3.92
207683198 | Central Heat Pump | LENNOX | HRCU-A-CB (Split System: Heat Pump with Remote Outdoor Unit-Air-Source) | SL25XPV-048-230A** | ADP |  | L*49/62Y9 | SL280UH110V60C* | 46500 | 20 |  | 12.5 | 10 |  | 42000 | 41500 | 98.81% | [8 empty] | Residential | 970 | No | 3.88
207683199 | Central Heat Pump | LENNOX | HRCU-A-CB (Split System: Heat Pump with Remote Outdoor Unit-Air-Source) | SL25XPV-048-230A** | ADP |  | LP42/62W9 | SL280UH110V60C* | 46500 | 20 |  | 12.5 | 11 |  | 42000 | 40000 | 95.24% | [8 empty] | Residential | 970 | No | 3.88
207683200 | Central Heat Pump | LENNOX | HRCU-A-CB (Split System: Heat Pump with Remote Outdoor Unit-Air-Source) | SL25XPV-048-230A** | ADP |  | L*49/62Y9 | SL280UH110XV60C* | 46500 | 20 |  | 12.5 | 10 |  | 42000 | 41500 | 98.81% | [8 empty] | Residential | 970 | No | 3.88
207683201 | Central Heat Pump | LENNOX | HRCU-A-CB (Split System: Heat Pump with Remote Outdoor Unit-Air-Source) | SL25XPV-048-230A** | ADP |  | LP42/62W9 | SL280UH110XV60C* | 46500 | 20 |  | 12.5 | 11 |  | 42000 | 40000 | 95.24% | [8 empty] | Residential | 970 | No | 3.88
207683202 | Central Heat Pump | LENNOX | HRCU-A-CB (Split System: Heat Pump with Remote Outdoor Unit-Air-Source) | SL25XPV-048-230A** | ADP |  | LP42/62W9 | SLP99UH090XV60C* | 46500 | 20 |  | 12.5 | 11 |  | 42000 | 40500 | 96.43% | [8 empty] | Residential | 970 | No | 3.88
207683204 | Central Heat Pump | LENNOX | HRCU-A-CB (Split System: Heat Pump with Remote Outdoor Unit-Air-Source) | SL25XPV-048-230A** | ADP |  | LP42/62W9 | SLP99UH110XV60C* | 46500 | 20 |  | 12.5 | 11 |  | 42000 | 40500 | 96.43% | [8 empty] | Residential | 970 | No | 3.88
8669617 | Central Heat Pump | AMANA | HRCU-A-CB (Split System: Heat Pump with Remote Outdoor Unit-Air-Source) | AVZC200361A* |  |  | CSCF3642N6D*+MBVC1200**-1A*+TXV |  | 34800 | 20 |  | 13.5 | 10 |  | 35000 | 18200 | 52% | [8 empty] | Residential | 725 | No | 2.9
8669618 | Central Heat Pump | AMANA | HRCU-A-CB (Split System: Heat Pump with Remote Outdoor Unit-Air-Source) | AVZC200361A* |  |  | CSCF3642N6D*+MBVC1600**-1A*+TXV |  | 35000 | 20 |  | 13.5 | 10 |  | 35000 | 18200 | 52% | [8 empty] | Residential | 730 | No | 2.92
8669642 | Central Heat Pump | AMANA | HRCU-A-CB (Split System: Heat Pump with Remote Outdoor Unit-Air-Source) | AVZC200481A* |  |  | CA*F4860*6D*+MBVC2000**-1A*+TXV |  | 45000 | 20 |  | 12.5 | 10 |  | 45000 | 26600 | 59.11% | [8 empty] | Residential | 937.5 | No | 3.75
8669654 | Central Heat Pump | AMANA | HRCU-A-CB (Split System: Heat Pump with Remote Outdoor Unit-Air-Source) | AVZC200481A* |  |  | CA*F4961*6D*+MBVC1600**-1A*+TXV |  | 46500 | 20 |  | 12.5 | 10 |  | 45500 | 26800 | 58.9% | [8 empty] | Residential | 970 | No | 3.88
8669687 | Central Heat Pump | AMANA | HRCU-A-CB (Split System: Heat Pump with Remote Outdoor Unit-Air-Source) | AVZC200481A* |  |  | CHPF4860D6D*+MBVC2000**-1A*+TXV |  | 45000 | 20 |  | 12.5 | 10 |  | 45000 | 26600 | 59.11% | [8 empty] | Residential | 937.5 | No | 3.75
8670115 | Central Heat Pump | AMANA | HRCU-A-CB (Split System: Heat Pump with Remote Outdoor Unit-Air-Source) | AVZC200481A* |  |  | CSCF4860N6D*+MBVC2000**-1A*+TXV |  | 45000 | 20 |  | 12.5 | 10 |  | 45000 | 26600 | 59.11% | [8 empty] | Residential | 937.5 | No | 3.75
9993623 | Central Heat Pump | AMANA | HRCU-A-CB (Split System: Heat Pump with Remote Outdoor Unit-Air-Source) | AVZC200241A* |  |  | AVPEC25B14A* |  | 23000 | 21 |  | 13 | 10 |  | 23600 | 13600 | 57.63% | [8 empty] | Residential | 480 | No | 1.92
9993625 | Central Heat Pump | AMANA | HRCU-A-CB (Split System: Heat Pump with Remote Outdoor Unit-Air-Source) | AVZC200361A* |  |  | AVPEC59D14A* |  | 35800 | 20 |  | 14 | 10 |  | 35400 | 18900 | 53.39% | [8 empty] | Residential | 745 | No | 2.98
9993626 | Central Heat Pump | AMANA | HRCU-A-CB (Split System: Heat Pump with Remote Outdoor Unit-Air-Source) | AVZC200481A* |  |  | AVPEC61D14A* |  | 45500 | 20 |  | 12.5 | 10 |  | 45500 | 27400 | 60.22% | [8 empty] | Residential | 947.5 | No | 3.79
207683537 | Central Heat Pump | LENNOX | HRCU-A-CB (Split System: Heat Pump with Remote Outdoor Unit-Air-Source) | SL25XPV-048-230A** | ADP |  | LP42/62W9 | EL296UH110XV48C* | 46000 | 21 |  | 12.5 | 10 |  | 44000 | 44000 | 100% | [8 empty] | Residential | 957.5 | No | 3.83
207863598 | Central Heat Pump | LENNOX | HRCU-A-CB (Split System: Heat Pump with Remote Outdoor Unit-Air-Source) | SL25XPV-024-230A** | ADP |  | LP36/37R9 | SL280UH090V36B* | 23200 | 24 |  | 14 | 11 |  | 19800 | 21800 | 110.1% | [8 empty] | Residential | 482.5 | No | 1.93
207863599 | Central Heat Pump | LENNOX | HRCU-A-CB (Split System: Heat Pump with Remote Outdoor Unit-Air-Source) | SL25XPV-048-230A** | ADP |  | LH40/62W9 | EL296UH135XV60D* | 46500 | 21 |  | 12.5 | 11 |  | 41500 | 40000 | 96.39% | [8 empty] | Residential | 970 | No | 3.88
207863600 | Central Heat Pump | LENNOX | HRCU-A-CB (Split System: Heat Pump with Remote Outdoor Unit-Air-Source) | SL25XPV-048-230A** | ADP |  | LH40/62W9 | SL280UH135V60D* | 46500 | 21 |  | 12.5 | 11 |  | 41500 | 40000 | 96.39% | [8 empty] | Residential | 970 | No | 3.88
207863601 | Central Heat Pump | LENNOX | HRCU-A-CB (Split System: Heat Pump with Remote Outdoor Unit-Air-Source) | SL25XPV-048-230A** | ADP |  | LH40/62W9 | SLP99UH135XV60D* | 46500 | 21 |  | 12.5 | 11 |  | 41500 | 40000 | 96.39% | [8 empty] | Residential | 970 | No | 3.88
207455116 | Central Heat Pump | LENNOX | HRCU-A-CB (Split System: Heat Pump with Remote Outdoor Unit-Air-Source) | SL25XPV-036-230A** | ADP |  | LH18/37D9 | SL280UH080NV48B* | 34600 | 22 |  | 14 | 10 |  | 32800 | 29400 | 89.63% | [8 empty] | Residential | 720 | No | 2.88
207455117 | Central Heat Pump | LENNOX | HRCU-A-CB (Split System: Heat Pump with Remote Outdoor Unit-Air-Source) | SL25XPV-036-230A** | ADP |  | LH23/37W9 | SL280UH080NV48B* | 35600 | 22 |  | 14 | 10 |  | 32600 | 28800 | 88.34% | [8 empty] | Residential | 742.5 | No | 2.97
207455118 | Central Heat Pump | LENNOX | HRCU-A-CB (Split System: Heat Pump with Remote Outdoor Unit-Air-Source) | SL25XPV-036-230A** | ADP |  | L*23/37Z9 | SL280UH080NV48B* | 35600 | 22 |  | 14 | 10 |  | 32600 | 28800 | 88.34% | [8 empty] | Residential | 742.5 | No | 2.97
10324704 | Central Heat Pump | AMANA | HRCU-A-CB (Split System: Heat Pump with Remote Outdoor Unit-Air-Source) | AVZC200241A* |  |  | CA*F3642*6D*+MBVC1200**-1A*+TX |  | 23400 | 21 |  | 13 | 10 |  | 23600 | 13000 | 55.08% | [8 empty] | Residential | 487.5 | No | 1.95
9114947 | Central Heat Pump | AMANA | HRCU-A-CB (Split System: Heat Pump with Remote Outdoor Unit-Air-Source) | AVZC180241A* |  |  | AVPEC37C14A* |  | 22400 | 19 |  | 13 | 10 |  | 22200 | 14000 | 63.06% | [8 empty] | Residential | 467.5 | No | 1.87
10324705 | Central Heat Pump | AMANA | HRCU-A-CB (Split System: Heat Pump with Remote Outdoor Unit-Air-Source) | AVZC200361A* |  |  | CA*F3743*6D*+MBVC1600**-1A*+TX |  | 35400 | 21 |  | 14 | 10 |  | 35000 | 18200 | 52% | [8 empty] | Residential | 737.5 | No | 2.95
10324706 | Central Heat Pump | AMANA | HRCU-A-CB (Split System: Heat Pump with Remote Outdoor Unit-Air-Source) | AVZC200481A* |  |  | CA*F4961*6D*+MBVC2000**-1A*+TX |  | 46500 | 20 |  | 13 | 10 |  | 45000 | 26600 | 59.11% | [8 empty] | Residential | 970 | No | 3.88
206144873 | Central Heat Pump | AMANA | HRCU-A-CB (Split System: Heat Pump with Remote Outdoor Unit-Air-Source) | AVZC200361A* |  |  | CHPF3743C6B*+TXV | A*VC960804CNB* | 35600 | 20 |  | 12.5 | 10 |  | 35000 | 18200 | 52% | [8 empty] | Residential | 742.5 | No | 2.97
205640049 | Central Heat Pump | AMANA | HRCU-A-CB (Split System: Heat Pump with Remote Outdoor Unit-Air-Source) | ASZC180361C* |  |  | CA*F4961*6D*+TXV | A*VS800805CUA* | 35600 | 18 |  | 14 | 10 |  | 36000 | 23000 | 63.89% | [8 empty] | Residential | 742.5 | No | 2.97
205640055 | Central Heat Pump | AMANA | HRCU-A-CB (Split System: Heat Pump with Remote Outdoor Unit-Air-Source) | ASZC180361C* |  |  | CHPF4860D6D*+TXV | A*VS800805CUA* | 35000 | 18 |  | 13.5 | 10 |  | 36000 | 22600 | 62.78% | [8 empty] | Residential | 730 | No | 2.92
205640070 | Central Heat Pump | AMANA | HRCU-A-CB (Split System: Heat Pump with Remote Outdoor Unit-Air-Source) | ASZC180361C* |  |  | CA*F4961*6D*+TXV | A*VS960805CUA* | 35400 | 18 |  | 14 | 10 |  | 36000 | 22800 | 63.33% | [8 empty] | Residential | 737.5 | No | 2.95
206144874 | Central Heat Pump | AMANA | HRCU-A-CB (Split System: Heat Pump with Remote Outdoor Unit-Air-Source) | AVZC200361A* |  |  | CHPF3743C6B*+TXV | A*VC961005CNB* | 35600 | 20 |  | 12.5 | 10 |  | 35000 | 18200 | 52% | [8 empty] | Residential | 742.5 | No | 2.97
207455119 | Central Heat Pump | LENNOX | HRCU-A-CB (Split System: Heat Pump with Remote Outdoor Unit-Air-Source) | SL25XPV-036-230A** | ADP |  | LH35/36F9 | SL280UH080NV60C* | 34800 | 21 |  | 14 | 10 |  | 32000 | 28600 | 89.38% | [8 empty] | Residential | 725 | No | 2.9
207455120 | Central Heat Pump | LENNOX | HRCU-A-CB (Split System: Heat Pump with Remote Outdoor Unit-Air-Source) | SL25XPV-036-230A** | ADP |  | LH35/38X9 | SL280UH080NV60C* | 35000 | 22 |  | 14 | 10 |  | 32000 | 28600 | 89.38% | [8 empty] | Residential | 730 | No | 2.92
207455121 | Central Heat Pump | LENNOX | HRCU-A-CB (Split System: Heat Pump with Remote Outdoor Unit-Air-Source) | SL25XPV-036-230A** | ADP |  | LH35/38F9 | SL280UH080NV60C* | 35000 | 22 |  | 14 | 10 |  | 33800 | 31400 | 92.9% | [8 empty] | Residential | 730 | No | 2.92
207455122 | Central Heat Pump | LENNOX | HRCU-A-CB (Split System: Heat Pump with Remote Outdoor Unit-Air-Source) | SL25XPV-036-230A** | ADP |  | L*35/36U9 | SL280UH080NV60C* | 35000 | 22 |  | 14 | 10 |  | 32000 | 28600 | 89.38% | [8 empty] | Residential | 730 | No | 2.92
207455123 | Central Heat Pump | LENNOX | HRCU-A-CB (Split System: Heat Pump with Remote Outdoor Unit-Air-Source) | SL25XPV-036-230A** | ADP |  | L*35/36S9 | SL280UH080NV60C* | 35000 | 22 |  | 14 | 10 |  | 33800 | 31400 | 92.9% | [8 empty] | Residential | 730 | No | 2.92
207455124 | Central Heat Pump | LENNOX | HRCU-A-CB (Split System: Heat Pump with Remote Outdoor Unit-Air-Source) | SL25XPV-036-230A** | ADP |  | LH18/37D9 | SL280UH080NV60C* | 34800 | 21 |  | 14 | 10 |  | 32000 | 28600 | 89.38% | [8 empty] | Residential | 725 | No | 2.9
207455125 | Central Heat Pump | LENNOX | HRCU-A-CB (Split System: Heat Pump with Remote Outdoor Unit-Air-Source) | SL25XPV-036-230A** | ADP |  | LH23/37W9 | SL280UH080NV60C* | 35000 | 22 |  | 14 | 10 |  | 33800 | 31400 | 92.9% | [8 empty] | Residential | 730 | No | 2.92
207455126 | Central Heat Pump | LENNOX | HRCU-A-CB (Split System: Heat Pump with Remote Outdoor Unit-Air-Source) | SL25XPV-036-230A** | ADP |  | L*23/37Z9 | SL280UH080NV60C* | 35000 | 22 |  | 14 | 10 |  | 32000 | 28600 | 89.38% | [8 empty] | Residential | 730 | No | 2.92
206144875 | Central Heat Pump | AMANA | HRCU-A-CB (Split System: Heat Pump with Remote Outdoor Unit-Air-Source) | AVZC200361A* |  |  | CSCF3642N6D*+TXV | A*VC800604B*A* | 35400 | 20 |  | 13 | 10 |  | 35000 | 18200 | 52% | [8 empty] | Residential | 737.5 | No | 2.95
206144876 | Central Heat Pump | AMANA | HRCU-A-CB (Split System: Heat Pump with Remote Outdoor Unit-Air-Source) | AVZC200361A* |  |  | CSCF3642N6D*+TXV | A*VC800805C*A* | 35400 | 20 |  | 13 | 10 |  | 35200 | 18200 | 51.7% | [8 empty] | Residential | 737.5 | No | 2.95
207436218 | Central Heat Pump | LENNOX | HRCU-A-CB (Split System: Heat Pump with Remote Outdoor Unit-Air-Source) | SL25XPV-024-230A** |  |  | CHX35-42C-**-*+TDR | SLP99UH090XV60C* | 22800 | 21 |  | 15.5 | 10.4 |  | 21400 | 23800 | 111.2% | [8 empty] | Residential | 475 | No | 1.9
207436219 | Central Heat Pump | LENNOX | HRCU-A-CB (Split System: Heat Pump with Remote Outdoor Unit-Air-Source) | SL25XPV-024-230A** |  |  | CHX35-42C-**-*+TDR | SLP99UH110XV60C* | 22800 | 21 |  | 15.5 | 10.4 |  | 21400 | 23800 | 111.2% | [8 empty] | Residential | 475 | No | 1.9
207436220 | Central Heat Pump | LENNOX | HRCU-A-CB (Split System: Heat Pump with Remote Outdoor Unit-Air-Source) | SL25XPV-024-230A** |  |  | CR33-50/60+TDR+TXV | EL296DF090XV60C* | 23000 | 18 |  | 13 | 10.2 |  | 21600 | 24800 | 114.8% | [8 empty] | Residential | 480 | No | 1.92
207436221 | Central Heat Pump | LENNOX | HRCU-A-CB (Split System: Heat Pump with Remote Outdoor Unit-Air-Source) | SL25XPV-024-230A** |  |  | CR33-50/60+TDR+TXV | EL296DF110XV60C* | 23000 | 19 |  | 13 | 10.2 |  | 21600 | 24800 | 114.8% | [8 empty] | Residential | 480 | No | 1.92
207436222 | Central Heat Pump | LENNOX | HRCU-A-CB (Split System: Heat Pump with Remote Outdoor Unit-Air-Source) | SL25XPV-024-230A** |  |  | CR33-50/60+TDR+TXV | SL280DF080NV60C* | 23000 | 18 |  | 13 | 10 |  | 21800 | 24800 | 113.8% | [8 empty] | Residential | 480 | No | 1.92
207436223 | Central Heat Pump | LENNOX | HRCU-A-CB (Split System: Heat Pump with Remote Outdoor Unit-Air-Source) | SL25XPV-024-230A** |  |  | CR33-50/60+TDR+TXV | SL280DF090V60C* | 23000 | 18 |  | 13 | 10.2 |  | 21600 | 24800 | 114.8% | [8 empty] | Residential | 480 | No | 1.92
207455127 | Central Heat Pump | LENNOX | HRCU-A-CB (Split System: Heat Pump with Remote Outdoor Unit-Air-Source) | SL25XPV-036-230A** | ADP |  | LH35/36F9 | SL280UH090V36B* | 34400 | 22 |  | 14 | 10 |  | 33800 | 31600 | 93.49% | [8 empty] | Residential | 717.5 | No | 2.87
207455128 | Central Heat Pump | LENNOX | HRCU-A-CB (Split System: Heat Pump with Remote Outdoor Unit-Air-Source) | SL25XPV-036-230A** | ADP |  | LH35/38X9 | SL280UH090V36B* | 34800 | 22 |  | 14 | 10 |  | 32800 | 29400 | 89.63% | [8 empty] | Residential | 725 | No | 2.9
207455129 | Central Heat Pump | LENNOX | HRCU-A-CB (Split System: Heat Pump with Remote Outdoor Unit-Air-Source) | SL25XPV-036-230A** | ADP |  | LH35/38F9 | SL280UH090V36B* | 34800 | 22 |  | 14 | 10 |  | 34000 | 31600 | 92.94% | [8 empty] | Residential | 725 | No | 2.9
207455130 | Central Heat Pump | LENNOX | HRCU-A-CB (Split System: Heat Pump with Remote Outdoor Unit-Air-Source) | SL25XPV-036-230A** | ADP |  | L*35/36U9 | SL280UH090V36B* | 34800 | 22 |  | 14 | 10 |  | 32800 | 29400 | 89.63% | [8 empty] | Residential | 725 | No | 2.9
207455131 | Central Heat Pump | LENNOX | HRCU-A-CB (Split System: Heat Pump with Remote Outdoor Unit-Air-Source) | SL25XPV-036-230A** | ADP |  | L*35/36S9 | SL280UH090V36B* | 34800 | 22 |  | 14 | 10 |  | 32800 | 29400 | 89.63% | [8 empty] | Residential | 725 | No | 2.9
207455132 | Central Heat Pump | LENNOX | HRCU-A-CB (Split System: Heat Pump with Remote Outdoor Unit-Air-Source) | SL25XPV-036-230A** | ADP |  | LH18/37D9 | SL280UH090V36B* | 34400 | 21 |  | 14 | 10 |  | 33800 | 31600 | 93.49% | [8 empty] | Residential | 717.5 | No | 2.87
207455133 | Central Heat Pump | LENNOX | HRCU-A-CB (Split System: Heat Pump with Remote Outdoor Unit-Air-Source) | SL25XPV-036-230A** | ADP |  | LH23/37W9 | SL280UH090V36B* | 34800 | 22 |  | 14 | 10 |  | 34000 | 31600 | 92.94% | [8 empty] | Residential | 725 | No | 2.9
207455134 | Central Heat Pump | LENNOX | HRCU-A-CB (Split System: Heat Pump with Remote Outdoor Unit-Air-Source) | SL25XPV-036-230A** | ADP |  | L*23/37Z9 | SL280UH090V36B* | 34800 | 22 |  | 14 | 10 |  | 32800 | 29400 | 89.63% | [8 empty] | Residential | 725 | No | 2.9
207436224 | Central Heat Pump | LENNOX | HRCU-A-CB (Split System: Heat Pump with Remote Outdoor Unit-Air-Source) | SL25XPV-024-230A** |  |  | CR33-50/60+TDR+TXV | SL280DF110V60C* | 23200 | 19 |  | 13.5 | 10.4 |  | 21600 | 24800 | 114.8% | [8 empty] | Residential | 482.5 | No | 1.93
207436227 | Central Heat Pump | LENNOX | HRCU-A-CB (Split System: Heat Pump with Remote Outdoor Unit-Air-Source) | SL25XPV-024-230A** |  |  | CR33-50/60+TDR+TXV | SLP99DF090XV60C* | 23000 | 18 |  | 13 | 10.2 |  | 21600 | 24800 | 114.8% | [8 empty] | Residential | 480 | No | 1.92
207436228 | Central Heat Pump | LENNOX | HRCU-A-CB (Split System: Heat Pump with Remote Outdoor Unit-Air-Source) | SL25XPV-024-230A** |  |  | CR33-50/60+TDR+TXV | SLP99DF110XV60C* | 23000 | 19 |  | 13 | 10.2 |  | 21600 | 24800 | 114.8% | [8 empty] | Residential | 480 | No | 1.92
206132563 | Central Heat Pump | CARRIER | HRCU-A-CB (Split System: Heat Pump with Remote Outdoor Unit-Air-Source) | 25VNA436A*030* |  |  | CAP**4821AL*+UI | 58CU*A040C17**12 | 33800 | 21 |  | 12.5 | 11 |  | 34400 | 33200 | 96.51% | [8 empty] | Residential | 705 | No | 2.82
206132565 | Central Heat Pump | CARRIER | HRCU-A-CB (Split System: Heat Pump with Remote Outdoor Unit-Air-Source) | 25VNA436A*030* |  |  | CAP**4821AL*+UI | 58CU*A060C17**16 | 33800 | 21 |  | 12.5 | 11 |  | 34400 | 33200 | 96.51% | [8 empty] | Residential | 705 | No | 2.82
206132568 | Central Heat Pump | CARRIER | HRCU-A-CB (Split System: Heat Pump with Remote Outdoor Unit-Air-Source) | 25VNA436A*030* |  |  | CAP**4821AL*+UI | 58CU*A100C21**20 | 33800 | 21 |  | 12.5 | 11 |  | 33400 | 33000 | 98.8% | [8 empty] | Residential | 705 | No | 2.82
206132590 | Central Heat Pump | CARRIER | HRCU-A-CB (Split System: Heat Pump with Remote Outdoor Unit-Air-Source) | 25VNA436A*030* |  |  | CSPH*4212AL*+UI | 58CU*A080C21**20 | 34000 | 20 |  | 12.5 | 10 |  | 33400 | 33000 | 98.8% | [8 empty] | Residential | 707.5 | No | 2.83
206132592 | Central Heat Pump | CARRIER | HRCU-A-CB (Split System: Heat Pump with Remote Outdoor Unit-Air-Source) | 25VNA436A*030* |  |  | CSPH*4212AL*+UI | 58CU*A100C21**20 | 34000 | 19 |  | 12.5 | 10.5 |  | 34600 | 33200 | 95.95% | [8 empty] | Residential | 707.5 | No | 2.83
206132594 | Central Heat Pump | CARRIER | HRCU-A-CB (Split System: Heat Pump with Remote Outdoor Unit-Air-Source) | 25VNA436A*030* |  |  | CSPH*4812AL*+UI | 58CU*A040C17**12 | 34200 | 20 |  | 12.5 | 10 |  | 34600 | 33200 | 95.95% | [8 empty] | Residential | 712.5 | No | 2.85
206132596 | Central Heat Pump | CARRIER | HRCU-A-CB (Split System: Heat Pump with Remote Outdoor Unit-Air-Source) | 25VNA436A*030* |  |  | CSPH*4812AL*+UI | 58CU*A060C17**16 | 34200 | 20 |  | 12.5 | 10 |  | 34400 | 33200 | 96.51% | [8 empty] | Residential | 712.5 | No | 2.85
206132598 | Central Heat Pump | CARRIER | HRCU-A-CB (Split System: Heat Pump with Remote Outdoor Unit-Air-Source) | 25VNA436A*030* |  |  | CSPH*4812AL*+UI | 58CU*A080C21**20 | 34200 | 20 |  | 12.5 | 10 |  | 33400 | 33000 | 98.8% | [8 empty] | Residential | 712.5 | No | 2.85
206132600 | Central Heat Pump | CARRIER | HRCU-A-CB (Split System: Heat Pump with Remote Outdoor Unit-Air-Source) | 25VNA436A*030* |  |  | CSPH*4812AL*+UI | 58CU*A100C21**20 | 34200 | 20 |  | 12.5 | 10 |  | 34400 | 33200 | 96.51% | [8 empty] | Residential | 712.5 | No | 2.85
205274001 | Central Heat Pump | BRYANT HEATING AND COOLING SYSTEMS | HRCU-A-CB (Split System: Heat Pump with Remote Outdoor Unit-Air-Source) | 284ANV036*0**A* |  |  | CAP**4821AL*+UI | 986TC60080C21*** | 33800 | 21 |  | 12.5 | 11 |  | 35400 | 33400 | 94.35% | [8 empty] | Residential | 705 | No | 2.82
205274002 | Central Heat Pump | BRYANT HEATING AND COOLING SYSTEMS | HRCU-A-CB (Split System: Heat Pump with Remote Outdoor Unit-Air-Source) | 284ANV036*0**A* |  |  | CAP**4821AL*+UI | 986TC66100C21*** | 33800 | 21 |  | 12.5 | 11 |  | 35200 | 33400 | 94.89% | [8 empty] | Residential | 705 | No | 2.82
205274003 | Central Heat Pump | BRYANT HEATING AND COOLING SYSTEMS | HRCU-A-CB (Split System: Heat Pump with Remote Outdoor Unit-Air-Source) | 284ANV036*0**A* |  |  | CAP**4821AL*+UI | 88*TA48090C17*** | 33800 | 21.5 |  | 12.5 | 11 |  | 35200 | 33400 | 94.89% | [8 empty] | Residential | 705 | No | 2.82
205274004 | Central Heat Pump | BRYANT HEATING AND COOLING SYSTEMS | HRCU-A-CB (Split System: Heat Pump with Remote Outdoor Unit-Air-Source) | 284ANV036*0**A* |  |  | CAP**4821AL*+UI | 88*TA60110C21*** | 33800 | 21.5 |  | 12.5 | 11 |  | 35200 | 33400 | 94.89% | [8 empty] | Residential | 705 | No | 2.82
207455135 | Central Heat Pump | LENNOX | HRCU-A-CB (Split System: Heat Pump with Remote Outdoor Unit-Air-Source) | SL25XPV-036-230A** | ADP |  | LH35/36F9 | SL280UH090V48B* | 34600 | 21 |  | 13.5 | 10 |  | 32800 | 29600 | 90.24% | [8 empty] | Residential | 720 | No | 2.88
207455136 | Central Heat Pump | LENNOX | HRCU-A-CB (Split System: Heat Pump with Remote Outdoor Unit-Air-Source) | SL25XPV-036-230A** | ADP |  | LH35/38X9 | SL280UH090V48B* | 34800 | 21 |  | 14 | 10 |  | 32800 | 29600 | 90.24% | [8 empty] | Residential | 725 | No | 2.9
207455137 | Central Heat Pump | LENNOX | HRCU-A-CB (Split System: Heat Pump with Remote Outdoor Unit-Air-Source) | SL25XPV-036-230A** | ADP |  | LH35/38F9 | SL280UH090V48B* | 34800 | 21 |  | 14 | 10 |  | 34000 | 31600 | 92.94% | [8 empty] | Residential | 725 | No | 2.9
207455138 | Central Heat Pump | LENNOX | HRCU-A-CB (Split System: Heat Pump with Remote Outdoor Unit-Air-Source) | SL25XPV-036-230A** | ADP |  | L*35/36U9 | SL280UH090V48B* | 34800 | 21 |  | 14 | 10 |  | 32800 | 29600 | 90.24% | [8 empty] | Residential | 725 | No | 2.9
207455139 | Central Heat Pump | LENNOX | HRCU-A-CB (Split System: Heat Pump with Remote Outdoor Unit-Air-Source) | SL25XPV-036-230A** | ADP |  | L*35/36S9 | SL280UH090V48B* | 34800 | 21 |  | 14 | 10 |  | 32800 | 29600 | 90.24% | [8 empty] | Residential | 725 | No | 2.9
207455140 | Central Heat Pump | LENNOX | HRCU-A-CB (Split System: Heat Pump with Remote Outdoor Unit-Air-Source) | SL25XPV-036-230A** | ADP |  | LH18/37D9 | SL280UH090V48B* | 34600 | 21 |  | 13.5 | 10 |  | 32800 | 29600 | 90.24% | [8 empty] | Residential | 720 | No | 2.88
207455141 | Central Heat Pump | LENNOX | HRCU-A-CB (Split System: Heat Pump with Remote Outdoor Unit-Air-Source) | SL25XPV-036-230A** | ADP |  | LH23/37W9 | SL280UH090V48B* | 35400 | 21 |  | 14 | 10 |  | 32600 | 29000 | 88.96% | [8 empty] | Residential | 737.5 | No | 2.95
207455142 | Central Heat Pump | LENNOX | HRCU-A-CB (Split System: Heat Pump with Remote Outdoor Unit-Air-Source) | SL25XPV-036-230A** | ADP |  | L*23/37Z9 | SL280UH090V48B* | 35400 | 21 |  | 14 | 10 |  | 32600 | 29000 | 88.96% | [8 empty] | Residential | 737.5 | No | 2.95
207455143 | Central Heat Pump | LENNOX | HRCU-A-CB (Split System: Heat Pump with Remote Outdoor Unit-Air-Source) | SL25XPV-036-230A** | ADP |  | LH35/36F9 | SL280UH090V60C* | 34400 | 21 |  | 13.5 | 10 |  | 32600 | 29000 | 88.96% | [8 empty] | Residential | 717.5 | No | 2.87
207455144 | Central Heat Pump | LENNOX | HRCU-A-CB (Split System: Heat Pump with Remote Outdoor Unit-Air-Source) | SL25XPV-036-230A** | ADP |  | LH35/38X9 | SL280UH090V60C* | 34600 | 22 |  | 14 | 10 |  | 32600 | 29000 | 88.96% | [8 empty] | Residential | 720 | No | 2.88
207455145 | Central Heat Pump | LENNOX | HRCU-A-CB (Split System: Heat Pump with Remote Outdoor Unit-Air-Source) | SL25XPV-036-230A** | ADP |  | LH35/38F9 | SL280UH090V60C* | 34600 | 22 |  | 14 | 10 |  | 32600 | 29000 | 88.96% | [8 empty] | Residential | 720 | No | 2.88
207455146 | Central Heat Pump | LENNOX | HRCU-A-CB (Split System: Heat Pump with Remote Outdoor Unit-Air-Source) | SL25XPV-036-230A** | ADP |  | L*35/36U9 | SL280UH090V60C* | 34600 | 22 |  | 14 | 10 |  | 32600 | 29000 | 88.96% | [8 empty] | Residential | 720 | No | 2.88
207455147 | Central Heat Pump | LENNOX | HRCU-A-CB (Split System: Heat Pump with Remote Outdoor Unit-Air-Source) | SL25XPV-036-230A** | ADP |  | L*35/36S9 | SL280UH090V60C* | 34600 | 22 |  | 14 | 10 |  | 32600 | 29000 | 88.96% | [8 empty] | Residential | 720 | No | 2.88
207455148 | Central Heat Pump | LENNOX | HRCU-A-CB (Split System: Heat Pump with Remote Outdoor Unit-Air-Source) | SL25XPV-036-230A** | ADP |  | LH18/37D9 | SL280UH090V60C* | 34400 | 21 |  | 13.5 | 10 |  | 32600 | 29000 | 88.96% | [8 empty] | Residential | 717.5 | No | 2.87
207455149 | Central Heat Pump | LENNOX | HRCU-A-CB (Split System: Heat Pump with Remote Outdoor Unit-Air-Source) | SL25XPV-036-230A** | ADP |  | LH23/37W9 | SL280UH090V60C* | 34600 | 22 |  | 14 | 10 |  | 32600 | 29000 | 88.96% | [8 empty] | Residential | 720 | No | 2.88
207455150 | Central Heat Pump | LENNOX | HRCU-A-CB (Split System: Heat Pump with Remote Outdoor Unit-Air-Source) | SL25XPV-036-230A** | ADP |  | L*23/37Z9 | SL280UH090V60C* | 34600 | 22 |  | 14 | 10 |  | 32600 | 29000 | 88.96% | [8 empty] | Residential | 720 | No | 2.88
205274006 | Central Heat Pump | BRYANT HEATING AND COOLING SYSTEMS | HRCU-A-CB (Split System: Heat Pump with Remote Outdoor Unit-Air-Source) | 284ANV036*0**A* |  |  | CAP**4824AL*+UI | 88*TA60070C21*** | 33800 | 21 |  | 12.5 | 11 |  | 35400 | 33400 | 94.35% | [8 empty] | Residential | 705 | No | 2.82
205274007 | Central Heat Pump | BRYANT HEATING AND COOLING SYSTEMS | HRCU-A-CB (Split System: Heat Pump with Remote Outdoor Unit-Air-Source) | 284ANV036*0**A* |  |  | CAP**4824AL*+UI | 88*TA60090C21*** | 33800 | 21.5 |  | 13 | 11 |  | 35200 | 33200 | 94.32% | [8 empty] | Residential | 705 | No | 2.82
205274008 | Central Heat Pump | BRYANT HEATING AND COOLING SYSTEMS | HRCU-A-CB (Split System: Heat Pump with Remote Outdoor Unit-Air-Source) | 284ANV036*0**A* |  |  | CAP**4824AL*+UI | 88*TA66135C24*** | 33800 | 21 |  | 13 | 11 |  | 35200 | 33000 | 93.75% | [8 empty] | Residential | 705 | No | 2.82
205274009 | Central Heat Pump | BRYANT HEATING AND COOLING SYSTEMS | HRCU-A-CB (Split System: Heat Pump with Remote Outdoor Unit-Air-Source) | 284ANV036*0**A* |  |  | CAP**4824AL*+UI | 986TC66120C24*** | 33800 | 21.5 |  | 12.5 | 11 |  | 35200 | 33200 | 94.32% | [8 empty] | Residential | 705 | No | 2.82
205274011 | Central Heat Pump | BRYANT HEATING AND COOLING SYSTEMS | HRCU-A-CB (Split System: Heat Pump with Remote Outdoor Unit-Air-Source) | 284ANV036*0**A* |  |  | CAP**4824AL*+UI | 987MB66100C21*** | 33800 | 21 |  | 12.5 | 11 |  | 35200 | 33200 | 94.32% | [8 empty] | Residential | 705 | No | 2.82
10510863 | Central Heat Pump | AMERICAN STANDARD | HRCU-A-CB (Split System: Heat Pump with Remote Outdoor Unit-Air-Source) | 4A6V0024A1 |  |  | 4TXCB004DS3 | S9V2B060U3PSB+RP | 24000 | 19.25 |  | 13.5 | 10 |  | 20600 | 16700 | 81.07% | [8 empty] | Residential | 500 | No | 2
10510866 | Central Heat Pump | AMERICAN STANDARD | HRCU-A-CB (Split System: Heat Pump with Remote Outdoor Unit-Air-Source) | 4A6V0024A1 |  |  | 4TXCB004DS3 | S9V2B040U3PSB+RP | 24000 | 18.75 |  | 13.5 | 10 |  | 18600 | 16800 | 90.32% | [8 empty] | Residential | 500 | No | 2
10510875 | Central Heat Pump | AMERICAN STANDARD | HRCU-A-CB (Split System: Heat Pump with Remote Outdoor Unit-Air-Source) | 4A6V0036A1 |  |  | 4PX*BU36BS3 | S9V2B080U4PSB+RP | 35200 | 19.75 |  | 12.75 | 10 |  | 32400 | 26000 | 80.25% | [8 empty] | Residential | 732.5 | No | 2.93
10510876 | Central Heat Pump | AMERICAN STANDARD | HRCU-A-CB (Split System: Heat Pump with Remote Outdoor Unit-Air-Source) | 4A6V0036A1 |  |  | 4PX*BU36BS3 | S9V2B080U3PSB+RP | 34800 | 20 |  | 12.75 | 10 |  | 32200 | 26000 | 80.75% | [8 empty] | Residential | 725 | No | 2.9
10510877 | Central Heat Pump | AMERICAN STANDARD | HRCU-A-CB (Split System: Heat Pump with Remote Outdoor Unit-Air-Source) | 4A6V0036A1 |  |  | 4PX*BU36BS3 | S9V2B060U4PSB+RP | 34600 | 20 |  | 12.5 | 10 |  | 32400 | 25400 | 78.4% | [8 empty] | Residential | 720 | No | 2.88
10510878 | Central Heat Pump | AMERICAN STANDARD | HRCU-A-CB (Split System: Heat Pump with Remote Outdoor Unit-Air-Source) | 4A6V0036A1 |  |  | 4PX*BU36BS3 | S9V2B060U3PSB+RP | 35200 | 20 |  | 12.75 | 10.5 |  | 32400 | 26200 | 80.86% | [8 empty] | Residential | 732.5 | No | 2.93
10510879 | Central Heat Pump | AMERICAN STANDARD | HRCU-A-CB (Split System: Heat Pump with Remote Outdoor Unit-Air-Source) | 4A6V0036A1 |  |  | 4PX*BU36BS3 | S9V2B040U3PSB+RP | 35200 | 19.75 |  | 12.75 | 10 |  | 32400 | 26200 | 80.86% | [8 empty] | Residential | 732.5 | No | 2.93
10510880 | Central Heat Pump | AMERICAN STANDARD | HRCU-A-CB (Split System: Heat Pump with Remote Outdoor Unit-Air-Source) | 4A6V0036A1 |  |  | 4PX*BU48BS3 | S9V2B060U3PSB+RP | 36200 | 20.5 |  | 13 | 10 |  | 33200 | 26400 | 79.52% | [8 empty] | Residential | 755 | No | 3.02
10510881 | Central Heat Pump | AMERICAN STANDARD | HRCU-A-CB (Split System: Heat Pump with Remote Outdoor Unit-Air-Source) | 4A6V0036A1 |  |  | 4PX*BU48BS3 | S9V2B040U3PSB+RP | 36200 | 20.25 |  | 13 | 10 |  | 33200 | 26400 | 79.52% | [8 empty] | Residential | 755 | No | 3.02
201923155 | Central Heat Pump | TRANE | HRCU-A-CB (Split System: Heat Pump with Remote Outdoor Unit-Air-Source) | 4TWL9024A1 |  |  | 4TXFH036CZ3 | S9V2B060U3PSB+RP | 23800 | 19 |  | 13 | 11 |  | 19400 | 13200 | 68.04% | [8 empty] | Residential | 495 | No | 1.98
201923157 | Central Heat Pump | TRANE | HRCU-A-CB (Split System: Heat Pump with Remote Outdoor Unit-Air-Source) | 4TWL9024A1 |  |  | 4TXFH036CZ3 | *UHMC100ACV4 | 23800 | 18.5 |  | 12.5 | 11 |  | 20000 | 13300 | 66.5% | [8 empty] | Residential | 495 | No | 1.98
207455151 | Central Heat Pump | LENNOX | HRCU-A-CB (Split System: Heat Pump with Remote Outdoor Unit-Air-Source) | SL25XPV-036-230A** | ADP |  | LH35/36F9 | SL280UH090XV48B* | 34600 | 21 |  | 13.5 | 10 |  | 32800 | 29600 | 90.24% | [8 empty] | Residential | 720 | No | 2.88
207455152 | Central Heat Pump | LENNOX | HRCU-A-CB (Split System: Heat Pump with Remote Outdoor Unit-Air-Source) | SL25XPV-036-230A** | ADP |  | LH35/38X9 | SL280UH090XV48B* | 34800 | 21 |  | 14 | 10 |  | 32800 | 29600 | 90.24% | [8 empty] | Residential | 725 | No | 2.9
207455153 | Central Heat Pump | LENNOX | HRCU-A-CB (Split System: Heat Pump with Remote Outdoor Unit-Air-Source) | SL25XPV-036-230A** | ADP |  | LH35/38F9 | SL280UH090XV48B* | 34800 | 21 |  | 14 | 10 |  | 32800 | 29600 | 90.24% | [8 empty] | Residential | 725 | No | 2.9
207455154 | Central Heat Pump | LENNOX | HRCU-A-CB (Split System: Heat Pump with Remote Outdoor Unit-Air-Source) | SL25XPV-036-230A** | ADP |  | L*35/36U9 | SL280UH090XV48B* | 34800 | 21 |  | 14 | 10 |  | 32800 | 29600 | 90.24% | [8 empty] | Residential | 725 | No | 2.9
207455155 | Central Heat Pump | LENNOX | HRCU-A-CB (Split System: Heat Pump with Remote Outdoor Unit-Air-Source) | SL25XPV-036-230A** | ADP |  | L*35/36S9 | SL280UH090XV48B* | 34800 | 21 |  | 14 | 10 |  | 34000 | 31600 | 92.94% | [8 empty] | Residential | 725 | No | 2.9
207455192 | Central Heat Pump | LENNOX | HRCU-A-CB (Split System: Heat Pump with Remote Outdoor Unit-Air-Source) | SL25XPV-036-230A** | ADP |  | LH35/38X9 | SL297UH040NV36B* | 34600 | 22 |  | 14 | 10 |  | 33000 | 29600 | 89.7% | [8 empty] | Residential | 720 | No | 2.88
207455193 | Central Heat Pump | LENNOX | HRCU-A-CB (Split System: Heat Pump with Remote Outdoor Unit-Air-Source) | SL25XPV-036-230A** | ADP |  | LH35/38F9 | SL297UH040NV36B* | 34600 | 22 |  | 14 | 10 |  | 33000 | 29600 | 89.7% | [8 empty] | Residential | 720 | No | 2.88
207455194 | Central Heat Pump | LENNOX | HRCU-A-CB (Split System: Heat Pump with Remote Outdoor Unit-Air-Source) | SL25XPV-036-230A** | ADP |  | L*35/36U9 | SL297UH040NV36B* | 34600 | 22 |  | 14 | 10 |  | 33000 | 29600 | 89.7% | [8 empty] | Residential | 720 | No | 2.88
207455195 | Central Heat Pump | LENNOX | HRCU-A-CB (Split System: Heat Pump with Remote Outdoor Unit-Air-Source) | SL25XPV-036-230A** | ADP |  | L*35/36S9 | SL297UH040NV36B* | 34600 | 22 |  | 14 | 10 |  | 33000 | 29600 | 89.7% | [8 empty] | Residential | 720 | No | 2.88
207455196 | Central Heat Pump | LENNOX | HRCU-A-CB (Split System: Heat Pump with Remote Outdoor Unit-Air-Source) | SL25XPV-036-230A** | ADP |  | LH18/37D9 | SL297UH040NV36B* | 34400 | 21 |  | 13.5 | 10 |  | 33000 | 29600 | 89.7% | [8 empty] | Residential | 717.5 | No | 2.87
207455197 | Central Heat Pump | LENNOX | HRCU-A-CB (Split System: Heat Pump with Remote Outdoor Unit-Air-Source) | SL25XPV-036-230A** | ADP |  | LH23/37W9 | SL297UH040NV36B* | 34600 | 22 |  | 14 | 10 |  | 33000 | 29600 | 89.7% | [8 empty] | Residential | 720 | No | 2.88
207455198 | Central Heat Pump | LENNOX | HRCU-A-CB (Split System: Heat Pump with Remote Outdoor Unit-Air-Source) | SL25XPV-036-230A** | ADP |  | L*23/37Z9 | SL297UH040NV36B* | 34600 | 22 |  | 14 | 10 |  | 33000 | 29600 | 89.7% | [8 empty] | Residential | 720 | No | 2.88
207455199 | Central Heat Pump | LENNOX | HRCU-A-CB (Split System: Heat Pump with Remote Outdoor Unit-Air-Source) | SL25XPV-036-230A** | ADP |  | LH35/36F9 | SL297UH060NV36B* | 34200 | 21 |  | 13.5 | 10 |  | 34200 | 31800 | 92.98% | [8 empty] | Residential | 712.5 | No | 2.85
207455200 | Central Heat Pump | LENNOX | HRCU-A-CB (Split System: Heat Pump with Remote Outdoor Unit-Air-Source) | SL25XPV-036-230A** | ADP |  | LH35/38X9 | SL297UH060NV36B* | 34600 | 21 |  | 13.5 | 10 |  | 33000 | 29800 | 90.3% | [8 empty] | Residential | 720 | No | 2.88
207455201 | Central Heat Pump | LENNOX | HRCU-A-CB (Split System: Heat Pump with Remote Outdoor Unit-Air-Source) | SL25XPV-036-230A** | ADP |  | LH35/38F9 | SL297UH060NV36B* | 34600 | 21 |  | 13.5 | 10 |  | 34200 | 31800 | 92.98% | [8 empty] | Residential | 720 | No | 2.88
207455202 | Central Heat Pump | LENNOX | HRCU-A-CB (Split System: Heat Pump with Remote Outdoor Unit-Air-Source) | SL25XPV-036-230A** | ADP |  | L*35/36U9 | SL297UH060NV36B* | 34600 | 21 |  | 13.5 | 10 |  | 33000 | 29800 | 90.3% | [8 empty] | Residential | 720 | No | 2.88
204780254 | Central Heat Pump | TRANE | HRCU-A-CB (Split System: Heat Pump with Remote Outdoor Unit-Air-Source) | 4TWL9024A1 |  |  | 4PX*BD30BS3 | P0V0A000M30SA+RP | 22400 | 18 |  | 12.5 | 10 |  | 19900 | 13300 | 66.83% | [8 empty] | Residential | 467.5 | No | 1.87
204780255 | Central Heat Pump | TRANE | HRCU-A-CB (Split System: Heat Pump with Remote Outdoor Unit-Air-Source) | 4TWL9024A1 |  |  | 4PX*BD48BS3 | P0V0A000M30SA+RP | 23200 | 18.5 |  | 13 | 10 |  | 19300 | 13000 | 67.36% | [8 empty] | Residential | 482.5 | No | 1.93
204780256 | Central Heat Pump | TRANE | HRCU-A-CB (Split System: Heat Pump with Remote Outdoor Unit-Air-Source) | 4TWL9024A1 |  |  | 4PX*BD48BS3+HORIZ-RT | P0V0A000M30SA+RP | 23200 | 18.5 |  | 13 | 10 |  | 19300 | 13000 | 67.36% | [8 empty] | Residential | 482.5 | No | 1.93
204780258 | Central Heat Pump | TRANE | HRCU-A-CB (Split System: Heat Pump with Remote Outdoor Unit-Air-Source) | 4TWL9024A1 |  |  | 4PX*BU30BS3 | P0V0A000M30SA+RP | 22800 | 18 |  | 13 | 10 |  | 19900 | 13300 | 66.83% | [8 empty] | Residential | 475 | No | 1.9
204780260 | Central Heat Pump | TRANE | HRCU-A-CB (Split System: Heat Pump with Remote Outdoor Unit-Air-Source) | 4TWL9024A1 |  |  | 4TXCB003DS3 | P0V0A000M30SA+RP | 22600 | 18 |  | 13 | 10 |  | 19800 | 13300 | 67.17% | [8 empty] | Residential | 470 | No | 1.88
204780294 | Central Heat Pump | TRANE | HRCU-A-CB (Split System: Heat Pump with Remote Outdoor Unit-Air-Source) | 4TWL9048A1 |  |  | 4PX*CD42BS3 | P0V0C000M50SA+RP | 48000 | 18.5 |  | 12.5 | 10 |  | 41500 | 30800 | 74.22% | [8 empty] | Residential | 1000 | No | 4
204780297 | Central Heat Pump | TRANE | HRCU-A-CB (Split System: Heat Pump with Remote Outdoor Unit-Air-Source) | 4TWL9048A1 |  |  | 4PX*CD60BS3 | P0V0C000M50SA+RP | 49500 | 19.5 |  | 12.5 | 10.5 |  | 42500 | 31000 | 72.94% | [8 empty] | Residential | 1032.5 | No | 4.13
204780298 | Central Heat Pump | TRANE | HRCU-A-CB (Split System: Heat Pump with Remote Outdoor Unit-Air-Source) | 4TWL9048A1 |  |  | 4PX*CD60BS3+HORIZ-RT | P0V0C000M50SA+RP | 49500 | 19.5 |  | 12.5 | 10.5 |  | 42500 | 31000 | 72.94% | [8 empty] | Residential | 1032.5 | No | 4.13
205041617 | Central Heat Pump | LUXAIRE | HRCU-A-CB (Split System: Heat Pump with Remote Outdoor Unit-Air-Source) | HL19B3621 |  |  | CF60DXA2+TXV | TM9V100C20MP12 | 36000 | 19 |  | 14 | 10 |  | 35400 | 22400 | 63.28% | [8 empty] | Residential | 750 | No | 3
207455203 | Central Heat Pump | LENNOX | HRCU-A-CB (Split System: Heat Pump with Remote Outdoor Unit-Air-Source) | SL25XPV-036-230A** | ADP |  | L*35/36S9 | SL297UH060NV36B* | 34600 | 21 |  | 13.5 | 10 |  | 34200 | 31800 | 92.98% | [8 empty] | Residential | 720 | No | 2.88
207455204 | Central Heat Pump | LENNOX | HRCU-A-CB (Split System: Heat Pump with Remote Outdoor Unit-Air-Source) | SL25XPV-036-230A** | ADP |  | LH18/37D9 | SL297UH060NV36B* | 34400 | 21 |  | 13 | 10 |  | 33000 | 29800 | 90.3% | [8 empty] | Residential | 717.5 | No | 2.87
207455205 | Central Heat Pump | LENNOX | HRCU-A-CB (Split System: Heat Pump with Remote Outdoor Unit-Air-Source) | SL25XPV-036-230A** | ADP |  | LH23/37W9 | SL297UH060NV36B* | 35200 | 21 |  | 13.5 | 10 |  | 32800 | 29000 | 88.41% | [8 empty] | Residential | 732.5 | No | 2.93
207455206 | Central Heat Pump | LENNOX | HRCU-A-CB (Split System: Heat Pump with Remote Outdoor Unit-Air-Source) | SL25XPV-036-230A** | ADP |  | L*23/37Z9 | SL297UH060NV36B* | 35200 | 21 |  | 13.5 | 10 |  | 32800 | 29000 | 88.41% | [8 empty] | Residential | 732.5 | No | 2.93
207455207 | Central Heat Pump | LENNOX | HRCU-A-CB (Split System: Heat Pump with Remote Outdoor Unit-Air-Source) | SL25XPV-036-230A** | ADP |  | LH35/36F9 | SL297UH080NV48C* | 34600 | 21 |  | 13.5 | 10 |  | 32200 | 28600 | 88.82% | [8 empty] | Residential | 720 | No | 2.88
207455208 | Central Heat Pump | LENNOX | HRCU-A-CB (Split System: Heat Pump with Remote Outdoor Unit-Air-Source) | SL25XPV-036-230A** | ADP |  | LH35/38X9 | SL297UH080NV48C* | 34800 | 22 |  | 14 | 10 |  | 32200 | 28600 | 88.82% | [8 empty] | Residential | 725 | No | 2.9
207455209 | Central Heat Pump | LENNOX | HRCU-A-CB (Split System: Heat Pump with Remote Outdoor Unit-Air-Source) | SL25XPV-036-230A** | ADP |  | LH35/38F9 | SL297UH080NV48C* | 34800 | 22 |  | 14 | 10 |  | 33800 | 31400 | 92.9% | [8 empty] | Residential | 725 | No | 2.9
207455210 | Central Heat Pump | LENNOX | HRCU-A-CB (Split System: Heat Pump with Remote Outdoor Unit-Air-Source) | SL25XPV-036-230A** | ADP |  | L*35/36U9 | SL297UH080NV48C* | 34800 | 22 |  | 14 | 10 |  | 33800 | 31400 | 92.9% | [8 empty] | Residential | 725 | No | 2.9
205041619 | Central Heat Pump | LUXAIRE | HRCU-A-CB (Split System: Heat Pump with Remote Outdoor Unit-Air-Source) | HL19B3621 |  |  | CF60DXA2+TXV | TP9C100C20MP13 | 36000 | 19 |  | 14 | 10 |  | 35400 | 22400 | 63.28% | [8 empty] | Residential | 750 | No | 3
205041621 | Central Heat Pump | LUXAIRE | HRCU-A-CB (Split System: Heat Pump with Remote Outdoor Unit-Air-Source) | HL19B3621 |  |  | CF60DXA2+TXV | LP9C100C20MP13 | 36000 | 19 |  | 14 | 10 |  | 35400 | 22400 | 63.28% | [8 empty] | Residential | 750 | No | 3
205041627 | Central Heat Pump | LUXAIRE | HRCU-A-CB (Split System: Heat Pump with Remote Outdoor Unit-Air-Source) | HL19B3621 |  |  | CF60DXA2+TXV | TM9V080C16MP12 | 35800 | 18 |  | 14 | 10 |  | 35400 | 22400 | 63.28% | [8 empty] | Residential | 745 | No | 2.98
205041629 | Central Heat Pump | LUXAIRE | HRCU-A-CB (Split System: Heat Pump with Remote Outdoor Unit-Air-Source) | HL19B3621 |  |  | CF60DXA2+TXV | TP9C080C16MP13 | 35800 | 18 |  | 14 | 10 |  | 35400 | 22400 | 63.28% | [8 empty] | Residential | 745 | No | 2.98
205041631 | Central Heat Pump | LUXAIRE | HRCU-A-CB (Split System: Heat Pump with Remote Outdoor Unit-Air-Source) | HL19B3621 |  |  | CF60DXA2+TXV | LP9C080C16MP13 | 35800 | 18 |  | 14 | 10 |  | 35400 | 22400 | 63.28% | [8 empty] | Residential | 745 | No | 2.98
205041634 | Central Heat Pump | LUXAIRE | HRCU-A-CB (Split System: Heat Pump with Remote Outdoor Unit-Air-Source) | HL19B3621 |  |  | CF60DXA2+TXV | TM9Y120D20MP11 | 36000 | 18 |  | 14 | 10 |  | 35000 | 22400 | 64% | [8 empty] | Residential | 750 | No | 3
205041638 | Central Heat Pump | LUXAIRE | HRCU-A-CB (Split System: Heat Pump with Remote Outdoor Unit-Air-Source) | HL19B3621 |  |  | CF60DXA2+TXV | TM9Y100C16MP11 | 35600 | 18 |  | 13 | 10 |  | 35200 | 22400 | 63.64% | [8 empty] | Residential | 742.5 | No | 2.97
205041648 | Central Heat Pump | LUXAIRE | HRCU-A-CB (Split System: Heat Pump with Remote Outdoor Unit-Air-Source) | HL19B3621 |  |  | CF60DXA2+TXV | TM8Y120C20MP11 | 36000 | 18 |  | 14 | 10 |  | 34800 | 22400 | 64.37% | [8 empty] | Residential | 750 | No | 3
205041650 | Central Heat Pump | LUXAIRE | HRCU-A-CB (Split System: Heat Pump with Remote Outdoor Unit-Air-Source) | HL19B3621 |  |  | CF60DXA2+TXV | TM8Y100C20MP11 | 36000 | 18 |  | 14 | 10 |  | 34800 | 22400 | 64.37% | [8 empty] | Residential | 750 | No | 3
206132614 | Central Heat Pump | CARRIER | HRCU-A-CB (Split System: Heat Pump with Remote Outdoor Unit-Air-Source) | 25VNA436A*030* |  |  | CAP**3721AL*+UI | 59CU5A080C21**20 | 34400 | 21 |  | 12.5 | 11 |  | 34400 | 33000 | 95.93% | [8 empty] | Residential | 717.5 | No | 2.87
206132616 | Central Heat Pump | CARRIER | HRCU-A-CB (Split System: Heat Pump with Remote Outdoor Unit-Air-Source) | 25VNA436A*030* |  |  | CAP**3721AL*+UI | 59CU5A100C21**22 | 34600 | 21 |  | 13 | 11 |  | 34400 | 33000 | 95.93% | [8 empty] | Residential | 720 | No | 2.88
206132622 | Central Heat Pump | CARRIER | HRCU-A-CB (Split System: Heat Pump with Remote Outdoor Unit-Air-Source) | 25VNA436A*030* |  |  | CAP**4221AL*+UI | 59CU5A100C21**22 | 33200 | 20 |  | 12.5 | 10.5 |  | 31800 | 31200 | 98.11% | [8 empty] | Residential | 692.5 | No | 2.77
206132626 | Central Heat Pump | CARRIER | HRCU-A-CB (Split System: Heat Pump with Remote Outdoor Unit-Air-Source) | 25VNA436A*030* |  |  | CAP**4224AL*+UI | 59CU5A100C21**22 | 33200 | 21 |  | 12.5 | 10.5 |  | 31800 | 31200 | 98.11% | [8 empty] | Residential | 692.5 | No | 2.77
206132630 | Central Heat Pump | CARRIER | HRCU-A-CB (Split System: Heat Pump with Remote Outdoor Unit-Air-Source) | 25VNA436A*030* |  |  | CAP**4321AL*+UI | 59CU5A080C21**20 | 34400 | 21 |  | 12.5 | 11 |  | 33400 | 33000 | 98.8% | [8 empty] | Residential | 717.5 | No | 2.87
206132632 | Central Heat Pump | CARRIER | HRCU-A-CB (Split System: Heat Pump with Remote Outdoor Unit-Air-Source) | 25VNA436A*030* |  |  | CAP**4321AL*+UI | 59CU5A100C21**22 | 34600 | 21 |  | 13 | 11 |  | 33400 | 33000 | 98.8% | [8 empty] | Residential | 720 | No | 2.88
206132636 | Central Heat Pump | CARRIER | HRCU-A-CB (Split System: Heat Pump with Remote Outdoor Unit-Air-Source) | 25VNA436A*030* |  |  | CAP**4821AL*+UI | 59CU5A080C21**20 | 33800 | 21 |  | 12.5 | 11 |  | 34600 | 33000 | 95.38% | [8 empty] | Residential | 705 | No | 2.82
206132640 | Central Heat Pump | CARRIER | HRCU-A-CB (Split System: Heat Pump with Remote Outdoor Unit-Air-Source) | 25VNA436A*030* |  |  | CAP**4824AL*+UI | 59CU5A080C21**20 | 33800 | 21 |  | 12.5 | 11 |  | 34600 | 33000 | 95.38% | [8 empty] | Residential | 705 | No | 2.82
207455211 | Central Heat Pump | LENNOX | HRCU-A-CB (Split System: Heat Pump with Remote Outdoor Unit-Air-Source) | SL25XPV-036-230A** | ADP |  | L*35/36S9 | SL297UH080NV48C* | 34800 | 22 |  | 14 | 10 |  | 33800 | 31400 | 92.9% | [8 empty] | Residential | 725 | No | 2.9
207455212 | Central Heat Pump | LENNOX | HRCU-A-CB (Split System: Heat Pump with Remote Outdoor Unit-Air-Source) | SL25XPV-036-230A** | ADP |  | LH18/37D9 | SL297UH080NV48C* | 34600 | 21 |  | 13.5 | 10 |  | 32200 | 28600 | 88.82% | [8 empty] | Residential | 720 | No | 2.88
207455213 | Central Heat Pump | LENNOX | HRCU-A-CB (Split System: Heat Pump with Remote Outdoor Unit-Air-Source) | SL25XPV-036-230A** | ADP |  | LH23/37W9 | SL297UH080NV48C* | 34800 | 22 |  | 14 | 10 |  | 33800 | 31400 | 92.9% | [8 empty] | Residential | 725 | No | 2.9
207455214 | Central Heat Pump | LENNOX | HRCU-A-CB (Split System: Heat Pump with Remote Outdoor Unit-Air-Source) | SL25XPV-036-230A** | ADP |  | L*23/37Z9 | SL297UH080NV48C* | 34800 | 22 |  | 14 | 10 |  | 32200 | 28600 | 88.82% | [8 empty] | Residential | 725 | No | 2.9
207455216 | Central Heat Pump | LENNOX | HRCU-A-CB (Split System: Heat Pump with Remote Outdoor Unit-Air-Source) | SL25XPV-036-230A** | ADP |  | LH35/38X9 | SL297UH080NV60C* | 34800 | 21 |  | 14 | 10 |  | 34000 | 31600 | 92.94% | [8 empty] | Residential | 725 | No | 2.9
207455217 | Central Heat Pump | LENNOX | HRCU-A-CB (Split System: Heat Pump with Remote Outdoor Unit-Air-Source) | SL25XPV-036-230A** | ADP |  | LH35/38F9 | SL297UH080NV60C* | 34800 | 21 |  | 14 | 10 |  | 34000 | 31600 | 92.94% | [8 empty] | Residential | 725 | No | 2.9
207455218 | Central Heat Pump | LENNOX | HRCU-A-CB (Split System: Heat Pump with Remote Outdoor Unit-Air-Source) | SL25XPV-036-230A** | ADP |  | L*35/36U9 | SL297UH080NV60C* | 34800 | 21 |  | 14 | 10 |  | 34000 | 31600 | 92.94% | [8 empty] | Residential | 725 | No | 2.9
207455219 | Central Heat Pump | LENNOX | HRCU-A-CB (Split System: Heat Pump with Remote Outdoor Unit-Air-Source) | SL25XPV-036-230A** | ADP |  | L*35/36S9 | SL297UH080NV60C* | 34800 | 21 |  | 14 | 10 |  | 34000 | 31600 | 92.94% | [8 empty] | Residential | 725 | No | 2.9
206132642 | Central Heat Pump | CARRIER | HRCU-A-CB (Split System: Heat Pump with Remote Outdoor Unit-Air-Source) | 25VNA436A*030* |  |  | CAP**4824AL*+UI | 59CU5A100C21**22 | 33800 | 21 |  | 13 | 11 |  | 34400 | 32800 | 95.35% | [8 empty] | Residential | 705 | No | 2.82
205274014 | Central Heat Pump | BRYANT HEATING AND COOLING SYSTEMS | HRCU-A-CB (Split System: Heat Pump with Remote Outdoor Unit-Air-Source) | 284ANV036*0**A* |  |  | CAP**4824AL*+UI | 986TC66100C21*** | 33800 | 21 |  | 12.5 | 11 |  | 35200 | 33200 | 94.32% | [8 empty] | Residential | 705 | No | 2.82
205274015 | Central Heat Pump | BRYANT HEATING AND COOLING SYSTEMS | HRCU-A-CB (Split System: Heat Pump with Remote Outdoor Unit-Air-Source) | 284ANV036*0**A* |  |  | CAP**4824AL*+UI | 88*TA60110C21*** | 33800 | 21.5 |  | 13 | 11 |  | 35200 | 33200 | 94.32% | [8 empty] | Residential | 705 | No | 2.82
205274016 | Central Heat Pump | BRYANT HEATING AND COOLING SYSTEMS | HRCU-A-CB (Split System: Heat Pump with Remote Outdoor Unit-Air-Source) | 284ANV036*0**A* |  |  | CAP**4824AL*+UI | 987MB60060C21*** | 33600 | 20.5 |  | 12.5 | 11 |  | 35600 | 33800 | 94.94% | [8 empty] | Residential | 700 | No | 2.8
205274017 | Central Heat Pump | BRYANT HEATING AND COOLING SYSTEMS | HRCU-A-CB (Split System: Heat Pump with Remote Outdoor Unit-Air-Source) | 284ANV036*0**A* |  |  | CAP**6024AL*+UI | 88*TA60070C21*** | 34200 | 21 |  | 12.5 | 11 |  | 34800 | 33000 | 94.83% | [8 empty] | Residential | 712.5 | No | 2.85
205274018 | Central Heat Pump | BRYANT HEATING AND COOLING SYSTEMS | HRCU-A-CB (Split System: Heat Pump with Remote Outdoor Unit-Air-Source) | 284ANV036*0**A* |  |  | CAP**6024AL*+UI | 88*TA60090C21*** | 34400 | 21.5 |  | 13 | 11 |  | 34400 | 32800 | 95.35% | [8 empty] | Residential | 717.5 | No | 2.87
205274019 | Central Heat Pump | BRYANT HEATING AND COOLING SYSTEMS | HRCU-A-CB (Split System: Heat Pump with Remote Outdoor Unit-Air-Source) | 284ANV036*0**A* |  |  | CAP**6024AL*+UI | 88*TA66135C24*** | 34400 | 21.5 |  | 13 | 11 |  | 34400 | 32600 | 94.77% | [8 empty] | Residential | 717.5 | No | 2.87
205274020 | Central Heat Pump | BRYANT HEATING AND COOLING SYSTEMS | HRCU-A-CB (Split System: Heat Pump with Remote Outdoor Unit-Air-Source) | 284ANV036*0**A* |  |  | CAP**6024AL*+UI | 986TC66120C24*** | 34400 | 21.5 |  | 13 | 11 |  | 34400 | 32800 | 95.35% | [8 empty] | Residential | 717.5 | No | 2.87
207455221 | Central Heat Pump | LENNOX | HRCU-A-CB (Split System: Heat Pump with Remote Outdoor Unit-Air-Source) | SL25XPV-036-230A** | ADP |  | LH23/37W9 | SL297UH080NV60C* | 34800 | 21 |  | 14 | 10 |  | 34000 | 31600 | 92.94% | [8 empty] | Residential | 725 | No | 2.9
207455222 | Central Heat Pump | LENNOX | HRCU-A-CB (Split System: Heat Pump with Remote Outdoor Unit-Air-Source) | SL25XPV-036-230A** | ADP |  | L*23/37Z9 | SL297UH080NV60C* | 34800 | 21 |  | 14 | 10 |  | 34000 | 31600 | 92.94% | [8 empty] | Residential | 725 | No | 2.9
207455223 | Central Heat Pump | LENNOX | HRCU-A-CB (Split System: Heat Pump with Remote Outdoor Unit-Air-Source) | SL25XPV-036-230A** | ADP |  | L*35/36U9 | SLP99DF070XV36B* | 34000 | 21 |  | 13 | 10 |  | 34400 | 32600 | 94.77% | [8 empty] | Residential | 707.5 | No | 2.83
207455224 | Central Heat Pump | LENNOX | HRCU-A-CB (Split System: Heat Pump with Remote Outdoor Unit-Air-Source) | SL25XPV-036-230A** | ADP |  | L*35/36S9 | SLP99DF070XV36B* | 34000 | 21 |  | 13 | 10 |  | 34400 | 32600 | 94.77% | [8 empty] | Residential | 707.5 | No | 2.83
207455225 | Central Heat Pump | LENNOX | HRCU-A-CB (Split System: Heat Pump with Remote Outdoor Unit-Air-Source) | SL25XPV-036-230A** | ADP |  | L*23/37Z9 | SLP99DF070XV36B* | 34000 | 21 |  | 13 | 10 |  | 34400 | 32600 | 94.77% | [8 empty] | Residential | 707.5 | No | 2.83
207455226 | Central Heat Pump | LENNOX | HRCU-A-CB (Split System: Heat Pump with Remote Outdoor Unit-Air-Source) | SL25XPV-036-230A** | ADP |  | L*35/36U9 | SLP99DF090XV36C* | 35000 | 21 |  | 13.5 | 10 |  | 32400 | 26800 | 82.72% | [8 empty] | Residential | 730 | No | 2.92
207455227 | Central Heat Pump | LENNOX | HRCU-A-CB (Split System: Heat Pump with Remote Outdoor Unit-Air-Source) | SL25XPV-036-230A** | ADP |  | L*35/36S9 | SLP99DF090XV36C* | 35000 | 21 |  | 13.5 | 10 |  | 32400 | 26800 | 82.72% | [8 empty] | Residential | 730 | No | 2.92
207455228 | Central Heat Pump | LENNOX | HRCU-A-CB (Split System: Heat Pump with Remote Outdoor Unit-Air-Source) | SL25XPV-036-230A** | ADP |  | L*23/37Z9 | SLP99DF090XV36C* | 35200 | 21 |  | 13.5 | 10 |  | 32400 | 26800 | 82.72% | [8 empty] | Residential | 732.5 | No | 2.93
205274021 | Central Heat Pump | BRYANT HEATING AND COOLING SYSTEMS | HRCU-A-CB (Split System: Heat Pump with Remote Outdoor Unit-Air-Source) | 284ANV036*0**A* |  |  | CAP**6024AL*+UI | 987MB60080C21*** | 34200 | 21.5 |  | 13 | 11 |  | 34600 | 33000 | 95.38% | [8 empty] | Residential | 712.5 | No | 2.85
205274022 | Central Heat Pump | BRYANT HEATING AND COOLING SYSTEMS | HRCU-A-CB (Split System: Heat Pump with Remote Outdoor Unit-Air-Source) | 284ANV036*0**A* |  |  | CAP**6024AL*+UI | 987MB66100C21*** | 34400 | 21.5 |  | 13 | 11 |  | 34600 | 32800 | 94.8% | [8 empty] | Residential | 717.5 | No | 2.87
207436249 | Central Heat Pump | LENNOX | HRCU-A-CB (Split System: Heat Pump with Remote Outdoor Unit-Air-Source) | SL25XPV-036-230A** |  |  | C35-36A+TDR+TXV | SL280UH060NV36A* | 34200 | 22 |  | 13.5 | 10 |  | 35600 | 33400 | 93.82% | [8 empty] | Residential | 712.5 | No | 2.85
207436456 | Central Heat Pump | LENNOX | HRCU-A-CB (Split System: Heat Pump with Remote Outdoor Unit-Air-Source) | SL25XPV-036-230A** |  |  | CX35-36A+TDR | SL280UH060NV36A* | 34200 | 22 |  | 13.5 | 10 |  | 35600 | 33400 | 93.82% | [8 empty] | Residential | 712.5 | No | 2.85
8550431 | Central Heat Pump | LENNOX | HRCU-A-CB (Split System: Heat Pump with Remote Outdoor Unit-Air-Source) | XP20-024-230A** |  |  | CBX32MV-024/030-230*+TDR |  | 23200 | 20 |  | 14 | 10 |  | 22000 | 13700 | 62.27% | [8 empty] | Residential | 482.5 | No | 1.93
201953305 | Central Heat Pump | LENNOX | HRCU-A-CB (Split System: Heat Pump with Remote Outdoor Unit-Air-Source) | XP20-036-230A** |  |  | CBA38MV-042-230*+TDR |  | 34800 | 20 |  | 13.5 | 10 |  | 33000 | 21400 | 64.85% | [8 empty] | Residential | 725 | No | 2.9
203237240 | Central Heat Pump | LENNOX | HRCU-A-CB (Split System: Heat Pump with Remote Outdoor Unit-Air-Source) | XP20-036-230A** |  |  | CR33-50/60*+TDR+TXV | EL296DF090XV60C* | 35000 | 18.5 |  | 13 | 10 |  | 33200 | 21200 | 63.86% | [8 empty] | Residential | 730 | No | 2.92
203237241 | Central Heat Pump | LENNOX | HRCU-A-CB (Split System: Heat Pump with Remote Outdoor Unit-Air-Source) | XP20-036-230A** |  |  | CR33-50/60*+TDR+TXV | EL296DF110XV60C* | 35000 | 18.5 |  | 13 | 10 |  | 33200 | 21200 | 63.86% | [8 empty] | Residential | 730 | No | 2.92
207455229 | Central Heat Pump | LENNOX | HRCU-A-CB (Split System: Heat Pump with Remote Outdoor Unit-Air-Source) | SL25XPV-036-230A** | ADP |  | L*35/36U9 | SLP99DF090XV48C* | 35000 | 21 |  | 13.5 | 10 |  | 32400 | 26800 | 82.72% | [8 empty] | Residential | 730 | No | 2.92
207455230 | Central Heat Pump | LENNOX | HRCU-A-CB (Split System: Heat Pump with Remote Outdoor Unit-Air-Source) | SL25XPV-036-230A** | ADP |  | L*35/36S9 | SLP99DF090XV48C* | 35000 | 21 |  | 13.5 | 10 |  | 32400 | 26800 | 82.72% | [8 empty] | Residential | 730 | No | 2.92
207455231 | Central Heat Pump | LENNOX | HRCU-A-CB (Split System: Heat Pump with Remote Outdoor Unit-Air-Source) | SL25XPV-036-230A** | ADP |  | L*23/37Z9 | SLP99DF090XV48C* | 35200 | 21 |  | 13.5 | 10 |  | 32400 | 26800 | 82.72% | [8 empty] | Residential | 732.5 | No | 2.93
207455232 | Central Heat Pump | LENNOX | HRCU-A-CB (Split System: Heat Pump with Remote Outdoor Unit-Air-Source) | SL25XPV-036-230A** | ADP |  | L*35/36U9 | SLP99DF090XV60C* | 35000 | 20 |  | 13.5 | 10 |  | 32400 | 26800 | 82.72% | [8 empty] | Residential | 730 | No | 2.92
207455233 | Central Heat Pump | LENNOX | HRCU-A-CB (Split System: Heat Pump with Remote Outdoor Unit-Air-Source) | SL25XPV-036-230A** | ADP |  | L*35/36S9 | SLP99DF090XV60C* | 35000 | 20 |  | 13.5 | 10 |  | 32400 | 26800 | 82.72% | [8 empty] | Residential | 730 | No | 2.92
207455234 | Central Heat Pump | LENNOX | HRCU-A-CB (Split System: Heat Pump with Remote Outdoor Unit-Air-Source) | SL25XPV-036-230A** | ADP |  | L*23/37Z9 | SLP99DF090XV60C* | 35200 | 20 |  | 13.5 | 10 |  | 32400 | 26800 | 82.72% | [8 empty] | Residential | 732.5 | No | 2.93
207455235 | Central Heat Pump | LENNOX | HRCU-A-CB (Split System: Heat Pump with Remote Outdoor Unit-Air-Source) | SL25XPV-036-230A** | ADP |  | L*35/36U9 | SLP99DF110XV60C* | 35000 | 20 |  | 13.5 | 10 |  | 32400 | 26800 | 82.72% | [8 empty] | Residential | 730 | No | 2.92
207455236 | Central Heat Pump | LENNOX | HRCU-A-CB (Split System: Heat Pump with Remote Outdoor Unit-Air-Source) | SL25XPV-036-230A** | ADP |  | L*35/36S9 | SLP99DF110XV60C* | 35000 | 20 |  | 13.5 | 10 |  | 32400 | 26800 | 82.72% | [8 empty] | Residential | 730 | No | 2.92
205743194 | Central Heat Pump | LENNOX | HRCU-A-CB (Split System: Heat Pump with Remote Outdoor Unit-Air-Source) | XP20-036-230B** |  |  | CR33-50/60+TDR+TXV | SLP98DF090XV36C* | 34800 | 19 |  | 12.5 | 10 |  | 32000 | 20600 | 64.38% | [8 empty] | Residential | 725 | No | 2.9
205743195 | Central Heat Pump | LENNOX | HRCU-A-CB (Split System: Heat Pump with Remote Outdoor Unit-Air-Source) | XP20-036-230B** |  |  | CR33-50/60+TDR+TXV | SLP98DF090XV48C* | 34800 | 18 |  | 12.5 | 10 |  | 32000 | 20600 | 64.38% | [8 empty] | Residential | 725 | No | 2.9
205743196 | Central Heat Pump | LENNOX | HRCU-A-CB (Split System: Heat Pump with Remote Outdoor Unit-Air-Source) | XP20-036-230B** |  |  | CR33-50/60+TDR+TXV | SLP98DF090XV60C* | 34800 | 18 |  | 12.5 | 10 |  | 32000 | 20600 | 64.38% | [8 empty] | Residential | 725 | No | 2.9
205743197 | Central Heat Pump | LENNOX | HRCU-A-CB (Split System: Heat Pump with Remote Outdoor Unit-Air-Source) | XP20-036-230B** |  |  | CR33-50/60+TDR+TXV | SLP98DF110XV60C* | 34800 | 18 |  | 12.5 | 10 |  | 32000 | 20600 | 64.38% | [8 empty] | Residential | 725 | No | 2.9
5947243 | Central Heat Pump | LENNOX | HRCU-A-CB (Split System: Heat Pump with Remote Outdoor Unit-Air-Source) | XP25-024-230-** |  |  | CBX40UHV-024*+TDR |  | 22800 | 22 |  | 15.5 | 10 |  | 21600 | 13600 | 62.96% | [8 empty] | Residential | 475 | No | 1.9
5947729 | Central Heat Pump | LENNOX | HRCU-A-CB (Split System: Heat Pump with Remote Outdoor Unit-Air-Source) | XP25-048-230-** |  |  | CBX40UHV-060*+TDR |  | 47000 | 20.5 |  | 13 | 10.2 |  | 47000 | 30000 | 63.83% | [8 empty] | Residential | 980 | No | 3.92
5947855 | Central Heat Pump | LENNOX | HRCU-A-CB (Split System: Heat Pump with Remote Outdoor Unit-Air-Source) | XP25-060-230-** |  |  | CBX40UHV-060*+TDR |  | 58000 | 19.5 |  | 12.5 | 10.2 |  | 54500 | 35600 | 65.32% | [8 empty] | Residential | 1207.5 | No | 4.83
8331364 | Central Heat Pump | LENNOX | HRCU-A-CB (Split System: Heat Pump with Remote Outdoor Unit-Air-Source) | SL18XP1-024-230A** |  |  | CBX27UH-030-230*+TDR |  | 24000 | 18.5 |  | 15 | 10.2 |  | 22200 | 14500 | 65.32% | [8 empty] | Residential | 500 | No | 2
207455237 | Central Heat Pump | LENNOX | HRCU-A-CB (Split System: Heat Pump with Remote Outdoor Unit-Air-Source) | SL25XPV-036-230A** | ADP |  | L*23/37Z9 | SLP99DF110XV60C* | 35200 | 20 |  | 13.5 | 10 |  | 32400 | 26800 | 82.72% | [8 empty] | Residential | 732.5 | No | 2.93
207455238 | Central Heat Pump | LENNOX | HRCU-A-CB (Split System: Heat Pump with Remote Outdoor Unit-Air-Source) | SL25XPV-036-230A** | ADP |  | LH35/36F9 | SLP99UH070XV36B* | 34200 | 21 |  | 13.5 | 10 |  | 34200 | 31800 | 92.98% | [8 empty] | Residential | 712.5 | No | 2.85
207455239 | Central Heat Pump | LENNOX | HRCU-A-CB (Split System: Heat Pump with Remote Outdoor Unit-Air-Source) | SL25XPV-036-230A** | ADP |  | LH35/38X9 | SLP99UH070XV36B* | 34600 | 21 |  | 13.5 | 10 |  | 33000 | 29800 | 90.3% | [8 empty] | Residential | 720 | No | 2.88
207455240 | Central Heat Pump | LENNOX | HRCU-A-CB (Split System: Heat Pump with Remote Outdoor Unit-Air-Source) | SL25XPV-036-230A** | ADP |  | LH35/38F9 | SLP99UH070XV36B* | 34600 | 21 |  | 13.5 | 10 |  | 34200 | 31800 | 92.98% | [8 empty] | Residential | 720 | No | 2.88
207455241 | Central Heat Pump | LENNOX | HRCU-A-CB (Split System: Heat Pump with Remote Outdoor Unit-Air-Source) | SL25XPV-036-230A** | ADP |  | L*35/36U9 | SLP99UH070XV36B* | 34600 | 21 |  | 13.5 | 10 |  | 33000 | 29800 | 90.3% | [8 empty] | Residential | 720 | No | 2.88
207455242 | Central Heat Pump | LENNOX | HRCU-A-CB (Split System: Heat Pump with Remote Outdoor Unit-Air-Source) | SL25XPV-036-230A** | ADP |  | L*35/36S9 | SLP99UH070XV36B* | 34600 | 21 |  | 13.5 | 10 |  | 34200 | 31800 | 92.98% | [8 empty] | Residential | 720 | No | 2.88
207455243 | Central Heat Pump | LENNOX | HRCU-A-CB (Split System: Heat Pump with Remote Outdoor Unit-Air-Source) | SL25XPV-036-230A** | ADP |  | LH18/37D9 | SLP99UH070XV36B* | 34200 | 21 |  | 13.5 | 10 |  | 34200 | 31800 | 92.98% | [8 empty] | Residential | 712.5 | No | 2.85
207455244 | Central Heat Pump | LENNOX | HRCU-A-CB (Split System: Heat Pump with Remote Outdoor Unit-Air-Source) | SL25XPV-036-230A** | ADP |  | LH23/37W9 | SLP99UH070XV36B* | 35200 | 21 |  | 13.5 | 10 |  | 32800 | 29200 | 89.02% | [8 empty] | Residential | 732.5 | No | 2.93
10258578 | Central Heat Pump | LENNOX | HRCU-A-CB (Split System: Heat Pump with Remote Outdoor Unit-Air-Source) | SL18XP1-024-230A** |  |  | CBA27UHE-030-230*+TDR |  | 24000 | 18.5 |  | 15 | 10 |  | 22200 | 14200 | 63.96% | [8 empty] | Residential | 500 | No | 2
10581364 | Central Heat Pump | LENNOX | HRCU-A-CB (Split System: Heat Pump with Remote Outdoor Unit-Air-Source) | SL18XP1-024-230A** |  |  | C35-36A+TDR+TXV | SL280UH060NV36A-* | 24000 | 18.5 |  | 15 | 10 |  | 21400 | 13400 | 62.62% | [8 empty] | Residential | 500 | No | 2
10581365 | Central Heat Pump | LENNOX | HRCU-A-CB (Split System: Heat Pump with Remote Outdoor Unit-Air-Source) | SL18XP1-024-230A** |  |  | C37-38A-**+TDR+TXV | SL280UH060NV36A-* | 24000 | 18 |  | 14.5 | 10 |  | 21400 | 13400 | 62.62% | [8 empty] | Residential | 500 | No | 2
10581367 | Central Heat Pump | LENNOX | HRCU-A-CB (Split System: Heat Pump with Remote Outdoor Unit-Air-Source) | SL18XP1-024-230A** |  |  | CX35-36A+TDR | SL280UH060NV36A-* | 24000 | 18.5 |  | 15 | 10 |  | 21400 | 13400 | 62.62% | [8 empty] | Residential | 500 | No | 2
204780300 | Central Heat Pump | TRANE | HRCU-A-CB (Split System: Heat Pump with Remote Outdoor Unit-Air-Source) | 4TWL9048A1 |  |  | 4PX*CU48BS3 | P0V0C000M50SA+RP | 48000 | 19 |  | 12.5 | 10 |  | 43000 | 31600 | 73.49% | [8 empty] | Residential | 1000 | No | 4
204780301 | Central Heat Pump | TRANE | HRCU-A-CB (Split System: Heat Pump with Remote Outdoor Unit-Air-Source) | 4TWL9048A1 |  |  | 4PX*CU60BS3 | P0V0C000M50SA+RP | 49000 | 19.5 |  | 12.5 | 11 |  | 42500 | 31000 | 72.94% | [8 empty] | Residential | 1020 | No | 4.08
204780303 | Central Heat Pump | TRANE | HRCU-A-CB (Split System: Heat Pump with Remote Outdoor Unit-Air-Source) | 4TWL9048A1 |  |  | 4PX*DD48BS3 | P0V0D000M50SA+RP | 48000 | 19 |  | 12.5 | 10 |  | 44000 | 32000 | 72.73% | [8 empty] | Residential | 1000 | No | 4
204780304 | Central Heat Pump | TRANE | HRCU-A-CB (Split System: Heat Pump with Remote Outdoor Unit-Air-Source) | 4TWL9048A1 |  |  | 4PX*DD48BS3+HORIZ-RT | P0V0D000M50SA+RP | 48000 | 19 |  | 12.5 | 10 |  | 44000 | 32000 | 72.73% | [8 empty] | Residential | 1000 | No | 4
204780306 | Central Heat Pump | TRANE | HRCU-A-CB (Split System: Heat Pump with Remote Outdoor Unit-Air-Source) | 4TWL9048A1 |  |  | 4PX*DD60BS3 | P0V0C000M50SA+RP | 46500 | 19 |  | 12.5 | 10 |  | 40500 | 30000 | 74.07% | [8 empty] | Residential | 970 | No | 3.88
204780307 | Central Heat Pump | TRANE | HRCU-A-CB (Split System: Heat Pump with Remote Outdoor Unit-Air-Source) | 4TWL9048A1 |  |  | 4PX*DD60BS3 | P0V0D000M50SA+RP | 47500 | 19 |  | 12.5 | 10.5 |  | 41500 | 30800 | 74.22% | [8 empty] | Residential | 990 | No | 3.96
204780308 | Central Heat Pump | TRANE | HRCU-A-CB (Split System: Heat Pump with Remote Outdoor Unit-Air-Source) | 4TWL9048A1 |  |  | 4PX*DD60BS3+HORIZ-RT | P0V0C000M50SA+RP | 46500 | 19 |  | 12.5 | 10 |  | 40500 | 30000 | 74.07% | [8 empty] | Residential | 970 | No | 3.88
204780309 | Central Heat Pump | TRANE | HRCU-A-CB (Split System: Heat Pump with Remote Outdoor Unit-Air-Source) | 4TWL9048A1 |  |  | 4PX*DD60BS3+HORIZ-RT | P0V0D000M50SA+RP | 47500 | 19 |  | 12.5 | 10 |  | 41500 | 30800 | 74.22% | [8 empty] | Residential | 990 | No | 3.96
204780310 | Central Heat Pump | TRANE | HRCU-A-CB (Split System: Heat Pump with Remote Outdoor Unit-Air-Source) | 4TWL9048A1 |  |  | 4PX*DU48BS3 | P0V0D000M50SA+RP | 48000 | 19 |  | 12.5 | 10.5 |  | 42500 | 31400 | 73.88% | [8 empty] | Residential | 1000 | No | 4
204780311 | Central Heat Pump | TRANE | HRCU-A-CB (Split System: Heat Pump with Remote Outdoor Unit-Air-Source) | 4TWL9048A1 |  |  | 4PX*DU48BS3 | P0V0C000M50SA+RP | 46000 | 18.5 |  | 12.5 | 10 |  | 41500 | 30200 | 72.77% | [8 empty] | Residential | 957.5 | No | 3.83
206132654 | Central Heat Pump | CARRIER | HRCU-A-CB (Split System: Heat Pump with Remote Outdoor Unit-Air-Source) | 25VNA436A*030* |  |  | CNPV*4221AL*+UI | 59CU5A080C21**20 | 33200 | 20 |  | 12.5 | 10 |  | 32200 | 31400 | 97.52% | [8 empty] | Residential | 692.5 | No | 2.77
206132656 | Central Heat Pump | CARRIER | HRCU-A-CB (Split System: Heat Pump with Remote Outdoor Unit-Air-Source) | 25VNA436A*030* |  |  | CNPV*4221AL*+UI | 59CU5A100C21**22 | 33200 | 20 |  | 13 | 10.5 |  | 32000 | 31400 | 98.12% | [8 empty] | Residential | 692.5 | No | 2.77
207455245 | Central Heat Pump | LENNOX | HRCU-A-CB (Split System: Heat Pump with Remote Outdoor Unit-Air-Source) | SL25XPV-036-230A** | ADP |  | L*23/37Z9 | SLP99UH070XV36B* | 35200 | 21 |  | 13.5 | 10 |  | 32800 | 29200 | 89.02% | [8 empty] | Residential | 732.5 | No | 2.93
207455246 | Central Heat Pump | LENNOX | HRCU-A-CB (Split System: Heat Pump with Remote Outdoor Unit-Air-Source) | SL25XPV-036-230A** | ADP |  | LH35/36F9 | SLP99UH090XV36C* | 34600 | 21 |  | 13.5 | 10 |  | 32200 | 28800 | 89.44% | [8 empty] | Residential | 720 | No | 2.88
207455247 | Central Heat Pump | LENNOX | HRCU-A-CB (Split System: Heat Pump with Remote Outdoor Unit-Air-Source) | SL25XPV-036-230A** | ADP |  | LH35/38X9 | SLP99UH090XV36C* | 34800 | 22 |  | 14 | 10 |  | 32200 | 28800 | 89.44% | [8 empty] | Residential | 725 | No | 2.9
207455248 | Central Heat Pump | LENNOX | HRCU-A-CB (Split System: Heat Pump with Remote Outdoor Unit-Air-Source) | SL25XPV-036-230A** | ADP |  | LH35/38F9 | SLP99UH090XV36C* | 34800 | 22 |  | 14 | 10 |  | 34000 | 31600 | 92.94% | [8 empty] | Residential | 725 | No | 2.9
207455249 | Central Heat Pump | LENNOX | HRCU-A-CB (Split System: Heat Pump with Remote Outdoor Unit-Air-Source) | SL25XPV-036-230A** | ADP |  | L*35/36U9 | SLP99UH090XV36C* | 34800 | 22 |  | 14 | 10 |  | 34000 | 31600 | 92.94% | [8 empty] | Residential | 725 | No | 2.9
207455250 | Central Heat Pump | LENNOX | HRCU-A-CB (Split System: Heat Pump with Remote Outdoor Unit-Air-Source) | SL25XPV-036-230A** | ADP |  | L*35/36S9 | SLP99UH090XV36C* | 34800 | 22 |  | 14 | 10 |  | 34000 | 31600 | 92.94% | [8 empty] | Residential | 725 | No | 2.9
207455156 | Central Heat Pump | LENNOX | HRCU-A-CB (Split System: Heat Pump with Remote Outdoor Unit-Air-Source) | SL25XPV-036-230A** | ADP |  | LH18/37D9 | SL280UH090XV48B* | 34600 | 21 |  | 13.5 | 10 |  | 32800 | 29600 | 90.24% | [8 empty] | Residential | 720 | No | 2.88
207455157 | Central Heat Pump | LENNOX | HRCU-A-CB (Split System: Heat Pump with Remote Outdoor Unit-Air-Source) | SL25XPV-036-230A** | ADP |  | LH23/37W9 | SL280UH090XV48B* | 35400 | 21 |  | 14 | 10 |  | 32600 | 29000 | 88.96% | [8 empty] | Residential | 737.5 | No | 2.95
206132658 | Central Heat Pump | CARRIER | HRCU-A-CB (Split System: Heat Pump with Remote Outdoor Unit-Air-Source) | 25VNA436A*030* |  |  | CNPV*4821AL*+UI | 59CU5A080C21**20 | 33800 | 21 |  | 13 | 10 |  | 34600 | 33200 | 95.95% | [8 empty] | Residential | 705 | No | 2.82
206132660 | Central Heat Pump | CARRIER | HRCU-A-CB (Split System: Heat Pump with Remote Outdoor Unit-Air-Source) | 25VNA436A*030* |  |  | CNPV*4821AL*+UI | 59CU5A100C21**22 | 33800 | 21 |  | 13 | 10 |  | 33400 | 33000 | 98.8% | [8 empty] | Residential | 705 | No | 2.82
206132670 | Central Heat Pump | CARRIER | HRCU-A-CB (Split System: Heat Pump with Remote Outdoor Unit-Air-Source) | 25VNA436A*030* |  |  | CSPH*4212AL*+UI | 59CU5A080C21**20 | 34000 | 20 |  | 12.5 | 10.5 |  | 34400 | 33200 | 96.51% | [8 empty] | Residential | 707.5 | No | 2.83
206132672 | Central Heat Pump | CARRIER | HRCU-A-CB (Split System: Heat Pump with Remote Outdoor Unit-Air-Source) | 25VNA436A*030* |  |  | CSPH*4212AL*+UI | 59CU5A100C21**22 | 34000 | 20 |  | 12.5 | 10 |  | 33400 | 33000 | 98.8% | [8 empty] | Residential | 707.5 | No | 2.83
206132676 | Central Heat Pump | CARRIER | HRCU-A-CB (Split System: Heat Pump with Remote Outdoor Unit-Air-Source) | 25VNA436A*030* |  |  | CSPH*4812AL*+UI | 59CU5A080C21**20 | 34200 | 20 |  | 12.5 | 10 |  | 34400 | 33200 | 96.51% | [8 empty] | Residential | 712.5 | No | 2.85
206132678 | Central Heat Pump | CARRIER | HRCU-A-CB (Split System: Heat Pump with Remote Outdoor Unit-Air-Source) | 25VNA436A*030* |  |  | CSPH*4812AL*+UI | 59CU5A100C21**22 | 34200 | 20 |  | 12.5 | 10 |  | 33400 | 33000 | 98.8% | [8 empty] | Residential | 712.5 | No | 2.85
206132692 | Central Heat Pump | CARRIER | HRCU-A-CB (Split System: Heat Pump with Remote Outdoor Unit-Air-Source) | 25VNA448A*030* |  |  | CAP**6024AL*+UI | 59CU5A100C21**22 | 45000 | 21 |  | 12.5 | 11 |  | 45500 | 42500 | 93.41% | [8 empty] | Residential | 937.5 | No | 3.75
205274023 | Central Heat Pump | BRYANT HEATING AND COOLING SYSTEMS | HRCU-A-CB (Split System: Heat Pump with Remote Outdoor Unit-Air-Source) | 284ANV036*0**A* |  |  | CAP**6024AL*+UI | 987MB66120C24*** | 34200 | 21 |  | 13 | 11 |  | 34600 | 33000 | 95.38% | [8 empty] | Residential | 712.5 | No | 2.85
207455158 | Central Heat Pump | LENNOX | HRCU-A-CB (Split System: Heat Pump with Remote Outdoor Unit-Air-Source) | SL25XPV-036-230A** | ADP |  | L*23/37Z9 | SL280UH090XV48B* | 35400 | 21 |  | 14 | 10 |  | 32600 | 29000 | 88.96% | [8 empty] | Residential | 737.5 | No | 2.95
207455159 | Central Heat Pump | LENNOX | HRCU-A-CB (Split System: Heat Pump with Remote Outdoor Unit-Air-Source) | SL25XPV-036-230A** | ADP |  | LH35/36F9 | SL280UH090XV60C* | 34400 | 21 |  | 13.5 | 10 |  | 32600 | 29000 | 88.96% | [8 empty] | Residential | 717.5 | No | 2.87
207455160 | Central Heat Pump | LENNOX | HRCU-A-CB (Split System: Heat Pump with Remote Outdoor Unit-Air-Source) | SL25XPV-036-230A** | ADP |  | LH35/38X9 | SL280UH090XV60C* | 34600 | 22 |  | 14 | 10 |  | 32600 | 29000 | 88.96% | [8 empty] | Residential | 720 | No | 2.88
207455161 | Central Heat Pump | LENNOX | HRCU-A-CB (Split System: Heat Pump with Remote Outdoor Unit-Air-Source) | SL25XPV-036-230A** | ADP |  | LH35/38F9 | SL280UH090XV60C* | 34600 | 22 |  | 14 | 10 |  | 32600 | 29000 | 88.96% | [8 empty] | Residential | 720 | No | 2.88
207455162 | Central Heat Pump | LENNOX | HRCU-A-CB (Split System: Heat Pump with Remote Outdoor Unit-Air-Source) | SL25XPV-036-230A** | ADP |  | L*35/36U9 | SL280UH090XV60C* | 34600 | 22 |  | 14 | 10 |  | 32600 | 29000 | 88.96% | [8 empty] | Residential | 720 | No | 2.88
207455163 | Central Heat Pump | LENNOX | HRCU-A-CB (Split System: Heat Pump with Remote Outdoor Unit-Air-Source) | SL25XPV-036-230A** | ADP |  | L*35/36S9 | SL280UH090XV60C* | 34600 | 22 |  | 14 | 10 |  | 32600 | 29000 | 88.96% | [8 empty] | Residential | 720 | No | 2.88
207455164 | Central Heat Pump | LENNOX | HRCU-A-CB (Split System: Heat Pump with Remote Outdoor Unit-Air-Source) | SL25XPV-036-230A** | ADP |  | LH18/37D9 | SL280UH090XV60C* | 34400 | 21 |  | 13.5 | 10 |  | 32600 | 29000 | 88.96% | [8 empty] | Residential | 717.5 | No | 2.87
207455165 | Central Heat Pump | LENNOX | HRCU-A-CB (Split System: Heat Pump with Remote Outdoor Unit-Air-Source) | SL25XPV-036-230A** | ADP |  | LH23/37W9 | SL280UH090XV60C* | 34600 | 22 |  | 14 | 10 |  | 32600 | 29000 | 88.96% | [8 empty] | Residential | 720 | No | 2.88
205274024 | Central Heat Pump | BRYANT HEATING AND COOLING SYSTEMS | HRCU-A-CB (Split System: Heat Pump with Remote Outdoor Unit-Air-Source) | 284ANV036*0**A* |  |  | CAP**6024AL*+UI | 986TC60080C21*** | 34200 | 21.5 |  | 13 | 11 |  | 34600 | 33000 | 95.38% | [8 empty] | Residential | 712.5 | No | 2.85
205274025 | Central Heat Pump | BRYANT HEATING AND COOLING SYSTEMS | HRCU-A-CB (Split System: Heat Pump with Remote Outdoor Unit-Air-Source) | 284ANV036*0**A* |  |  | CAP**6024AL*+UI | 986TC66100C21*** | 34400 | 21.5 |  | 13 | 11 |  | 34600 | 32800 | 94.8% | [8 empty] | Residential | 717.5 | No | 2.87
205274026 | Central Heat Pump | BRYANT HEATING AND COOLING SYSTEMS | HRCU-A-CB (Split System: Heat Pump with Remote Outdoor Unit-Air-Source) | 284ANV036*0**A* |  |  | CAP**6024AL*+UI | 88*TA60110C21*** | 34400 | 21 |  | 13 | 11 |  | 34400 | 32800 | 95.35% | [8 empty] | Residential | 717.5 | No | 2.87
205274027 | Central Heat Pump | BRYANT HEATING AND COOLING SYSTEMS | HRCU-A-CB (Split System: Heat Pump with Remote Outdoor Unit-Air-Source) | 284ANV036*0**A* |  |  | CAP**6024AL*+UI | 987MB60060C21*** | 34200 | 21 |  | 12.5 | 10.5 |  | 35000 | 33400 | 95.43% | [8 empty] | Residential | 712.5 | No | 2.85
205274028 | Central Heat Pump | BRYANT HEATING AND COOLING SYSTEMS | HRCU-A-CB (Split System: Heat Pump with Remote Outdoor Unit-Air-Source) | 284ANV036*0**A* |  |  | CAP**6121AL*+UI | 88*TA36045C17*** | 34400 | 21 |  | 12.5 | 10.5 |  | 34000 | 32800 | 96.47% | [8 empty] | Residential | 717.5 | No | 2.87
205274029 | Central Heat Pump | BRYANT HEATING AND COOLING SYSTEMS | HRCU-A-CB (Split System: Heat Pump with Remote Outdoor Unit-Air-Source) | 284ANV036*0**A* |  |  | CAP**6121AL*+UI | 88*TA48070C17*** | 34600 | 21.5 |  | 13 | 11 |  | 35200 | 33400 | 94.89% | [8 empty] | Residential | 720 | No | 2.88
205274030 | Central Heat Pump | BRYANT HEATING AND COOLING SYSTEMS | HRCU-A-CB (Split System: Heat Pump with Remote Outdoor Unit-Air-Source) | 284ANV036*0**A* |  |  | CAP**6121AL*+UI | 88*TA60070C21*** | 34800 | 21.5 |  | 13 | 11 |  | 35200 | 33200 | 94.32% | [8 empty] | Residential | 725 | No | 2.9
205274031 | Central Heat Pump | BRYANT HEATING AND COOLING SYSTEMS | HRCU-A-CB (Split System: Heat Pump with Remote Outdoor Unit-Air-Source) | 284ANV036*0**A* |  |  | CAP**6121AL*+UI | 88*TA60090C21*** | 34800 | 21.5 |  | 13 | 11 |  | 34800 | 33000 | 94.83% | [8 empty] | Residential | 725 | No | 2.9
207455166 | Central Heat Pump | LENNOX | HRCU-A-CB (Split System: Heat Pump with Remote Outdoor Unit-Air-Source) | SL25XPV-036-230A** | ADP |  | L*23/37Z9 | SL280UH090XV60C* | 34600 | 22 |  | 14 | 10 |  | 32600 | 29000 | 88.96% | [8 empty] | Residential | 720 | No | 2.88
207455167 | Central Heat Pump | LENNOX | HRCU-A-CB (Split System: Heat Pump with Remote Outdoor Unit-Air-Source) | SL25XPV-036-230A** | ADP |  | LH35/36F9 | SL280UH100NV60C* | 34600 | 21 |  | 14 | 10 |  | 32400 | 28800 | 88.89% | [8 empty] | Residential | 720 | No | 2.88
207455168 | Central Heat Pump | LENNOX | HRCU-A-CB (Split System: Heat Pump with Remote Outdoor Unit-Air-Source) | SL25XPV-036-230A** | ADP |  | LH35/38X9 | SL280UH100NV60C* | 34800 | 22 |  | 14 | 10 |  | 32400 | 28800 | 88.89% | [8 empty] | Residential | 725 | No | 2.9
207455169 | Central Heat Pump | LENNOX | HRCU-A-CB (Split System: Heat Pump with Remote Outdoor Unit-Air-Source) | SL25XPV-036-230A** | ADP |  | LH35/38F9 | SL280UH100NV60C* | 34800 | 22 |  | 14 | 10 |  | 32400 | 28800 | 88.89% | [8 empty] | Residential | 725 | No | 2.9
207455170 | Central Heat Pump | LENNOX | HRCU-A-CB (Split System: Heat Pump with Remote Outdoor Unit-Air-Source) | SL25XPV-036-230A** | ADP |  | L*35/36U9 | SL280UH100NV60C* | 34800 | 22 |  | 14 | 10 |  | 32400 | 28800 | 88.89% | [8 empty] | Residential | 725 | No | 2.9
207455171 | Central Heat Pump | LENNOX | HRCU-A-CB (Split System: Heat Pump with Remote Outdoor Unit-Air-Source) | SL25XPV-036-230A** | ADP |  | L*35/36S9 | SL280UH100NV60C* | 34800 | 22 |  | 14 | 10 |  | 32400 | 28800 | 88.89% | [8 empty] | Residential | 725 | No | 2.9
207455172 | Central Heat Pump | LENNOX | HRCU-A-CB (Split System: Heat Pump with Remote Outdoor Unit-Air-Source) | SL25XPV-036-230A** | ADP |  | LH18/37D9 | SL280UH100NV60C* | 34600 | 21 |  | 14 | 10 |  | 32400 | 28800 | 88.89% | [8 empty] | Residential | 720 | No | 2.88
207455173 | Central Heat Pump | LENNOX | HRCU-A-CB (Split System: Heat Pump with Remote Outdoor Unit-Air-Source) | SL25XPV-036-230A** | ADP |  | LH23/37W9 | SL280UH100NV60C* | 34800 | 22 |  | 14 | 10 |  | 32400 | 28800 | 88.89% | [8 empty] | Residential | 725 | No | 2.9
206144877 | Central Heat Pump | AMANA | HRCU-A-CB (Split System: Heat Pump with Remote Outdoor Unit-Air-Source) | AVZC200361A* |  |  | CSCF3642N6D*+TXV | A*VC801005C*A* | 35400 | 20 |  | 13 | 10 |  | 35200 | 18200 | 51.7% | [8 empty] | Residential | 737.5 | No | 2.95
206570663 | Central Heat Pump | AMANA | HRCU-A-CB (Split System: Heat Pump with Remote Outdoor Unit-Air-Source) | AVZC200241A* |  |  | AVPEC25B14B* |  | 23000 | 21 |  | 13 | 10 |  | 23600 | 13600 | 57.63% | [8 empty] | Residential | 480 | No | 1.92
206570665 | Central Heat Pump | AMANA | HRCU-A-CB (Split System: Heat Pump with Remote Outdoor Unit-Air-Source) | AVZC200361A* |  |  | AVPEC59D14B* |  | 35800 | 20 |  | 14 | 10 |  | 35400 | 18900 | 53.39% | [8 empty] | Residential | 745 | No | 2.98
207207993 | Central Heat Pump | AMANA | HRCU-A-CB (Split System: Heat Pump with Remote Outdoor Unit-Air-Source) | AVZC200361A* |  |  | CA*F3743*6D*+TXV | A*VC800804C*A* | 35800 | 20 |  | 13.5 | 10 |  | 35000 | 18200 | 52% | [8 empty] | Residential | 745 | No | 2.98
207207994 | Central Heat Pump | AMANA | HRCU-A-CB (Split System: Heat Pump with Remote Outdoor Unit-Air-Source) | AVZC200361A* |  |  | CHPF3642C6C*+TXV | A*VC800804C*A* | 35400 | 20 |  | 13 | 10 |  | 34800 | 18000 | 51.72% | [8 empty] | Residential | 737.5 | No | 2.95
207207995 | Central Heat Pump | AMANA | HRCU-A-CB (Split System: Heat Pump with Remote Outdoor Unit-Air-Source) | AVZC200361A* |  |  | CHPF3743C6B*+TXV | A*VC800804C*A* | 35600 | 20 |  | 13.5 | 10 |  | 35000 | 18200 | 52% | [8 empty] | Residential | 742.5 | No | 2.97
207207997 | Central Heat Pump | AMANA | HRCU-A-CB (Split System: Heat Pump with Remote Outdoor Unit-Air-Source) | AVZC200361A* |  |  | CSCF3642N6D*+TXV | A*VC800804C*A* | 35400 | 20 |  | 13 | 10 |  | 35200 | 18200 | 51.7% | [8 empty] | Residential | 737.5 | No | 2.95
205358212 | Central Heat Pump | AMANA | HRCU-A-CB (Split System: Heat Pump with Remote Outdoor Unit-Air-Source) | AVZC200481A* |  |  | CA*F4961*6D*+MBVC1601**-1A*+TXV |  | 46500 | 20 |  | 12.5 | 10 |  | 45500 | 26800 | 58.9% | [8 empty] | Residential | 970 | No | 3.88
205358215 | Central Heat Pump | AMANA | HRCU-A-CB (Split System: Heat Pump with Remote Outdoor Unit-Air-Source) | AVZC200481A* |  |  | CA*F4860*6D*+MBVC2001**-1A*+TXV |  | 45000 | 20 |  | 12.5 | 10 |  | 45000 | 26600 | 59.11% | [8 empty] | Residential | 937.5 | No | 3.75
207455174 | Central Heat Pump | LENNOX | HRCU-A-CB (Split System: Heat Pump with Remote Outdoor Unit-Air-Source) | SL25XPV-036-230A** | ADP |  | L*23/37Z9 | SL280UH100NV60C* | 34800 | 22 |  | 14 | 10 |  | 32400 | 28800 | 88.89% | [8 empty] | Residential | 725 | No | 2.9
207455191 | Central Heat Pump | LENNOX | HRCU-A-CB (Split System: Heat Pump with Remote Outdoor Unit-Air-Source) | SL25XPV-036-230A** | ADP |  | LH35/36F9 | SL297UH040NV36B* | 34400 | 21 |  | 13.5 | 10 |  | 33000 | 29600 | 89.7% | [8 empty] | Residential | 717.5 | No | 2.87
207455251 | Central Heat Pump | LENNOX | HRCU-A-CB (Split System: Heat Pump with Remote Outdoor Unit-Air-Source) | SL25XPV-036-230A** | ADP |  | LH18/37D9 | SLP99UH090XV36C* | 34600 | 21 |  | 13.5 | 10 |  | 32200 | 28600 | 88.82% | [8 empty] | Residential | 720 | No | 2.88
207455252 | Central Heat Pump | LENNOX | HRCU-A-CB (Split System: Heat Pump with Remote Outdoor Unit-Air-Source) | SL25XPV-036-230A** | ADP |  | LH23/37W9 | SLP99UH090XV36C* | 34800 | 22 |  | 14 | 10 |  | 34000 | 31600 | 92.94% | [8 empty] | Residential | 725 | No | 2.9
207455253 | Central Heat Pump | LENNOX | HRCU-A-CB (Split System: Heat Pump with Remote Outdoor Unit-Air-Source) | SL25XPV-036-230A** | ADP |  | L*23/37Z9 | SLP99UH090XV36C* | 34800 | 22 |  | 14 | 10 |  | 34000 | 31600 | 92.94% | [8 empty] | Residential | 725 | No | 2.9
207455254 | Central Heat Pump | LENNOX | HRCU-A-CB (Split System: Heat Pump with Remote Outdoor Unit-Air-Source) | SL25XPV-036-230A** | ADP |  | LH35/36F9 | SLP99UH090XV48C* | 34600 | 21 |  | 13.5 | 10 |  | 32200 | 28800 | 89.44% | [8 empty] | Residential | 720 | No | 2.88
207455255 | Central Heat Pump | LENNOX | HRCU-A-CB (Split System: Heat Pump with Remote Outdoor Unit-Air-Source) | SL25XPV-036-230A** | ADP |  | LH35/38X9 | SLP99UH090XV48C* | 34800 | 22 |  | 14 | 10 |  | 34000 | 31600 | 92.94% | [8 empty] | Residential | 725 | No | 2.9
207455256 | Central Heat Pump | LENNOX | HRCU-A-CB (Split System: Heat Pump with Remote Outdoor Unit-Air-Source) | SL25XPV-036-230A** | ADP |  | LH35/38F9 | SLP99UH090XV48C* | 34800 | 22 |  | 14 | 10 |  | 34000 | 31600 | 92.94% | [8 empty] | Residential | 725 | No | 2.9
205358216 | Central Heat Pump | AMANA | HRCU-A-CB (Split System: Heat Pump with Remote Outdoor Unit-Air-Source) | AVZC200481A* |  |  | CHPF4860D6D*+MBVC2001**-1A*+TXV |  | 45000 | 20 |  | 12.5 | 10 |  | 45000 | 26600 | 59.11% | [8 empty] | Residential | 937.5 | No | 3.75
205041664 | Central Heat Pump | LUXAIRE | HRCU-A-CB (Split System: Heat Pump with Remote Outdoor Unit-Air-Source) | HL19B3621 |  |  | CF60DXA2+TXV | TM8V120C20MP12 | 35800 | 18 |  | 14 | 10 |  | 35000 | 22400 | 64% | [8 empty] | Residential | 745 | No | 2.98
205041666 | Central Heat Pump | LUXAIRE | HRCU-A-CB (Split System: Heat Pump with Remote Outdoor Unit-Air-Source) | HL19B3621 |  |  | CF60DXA2+TXV | TM8V100C20MP12 | 35800 | 18 |  | 14 | 10 |  | 35000 | 22400 | 64% | [8 empty] | Residential | 745 | No | 2.98
205041670 | Central Heat Pump | LUXAIRE | HRCU-A-CB (Split System: Heat Pump with Remote Outdoor Unit-Air-Source) | HL19B3621 |  |  | CF60DXA2+TXV | TMLV120C20MP12 | 35800 | 18 |  | 14 | 10 |  | 35000 | 22400 | 64% | [8 empty] | Residential | 745 | No | 2.98
205041672 | Central Heat Pump | LUXAIRE | HRCU-A-CB (Split System: Heat Pump with Remote Outdoor Unit-Air-Source) | HL19B3621 |  |  | CF60DXA2+TXV | TPLC100C20MP13 | 35800 | 18 |  | 14 | 10 |  | 35000 | 22400 | 64% | [8 empty] | Residential | 745 | No | 2.98
205041674 | Central Heat Pump | LUXAIRE | HRCU-A-CB (Split System: Heat Pump with Remote Outdoor Unit-Air-Source) | HL19B3621 |  |  | CF60DXA2+TXV | TPLC120C20MP13 | 35800 | 18 |  | 14 | 10 |  | 35000 | 22400 | 64% | [8 empty] | Residential | 745 | No | 2.98
205041676 | Central Heat Pump | LUXAIRE | HRCU-A-CB (Split System: Heat Pump with Remote Outdoor Unit-Air-Source) | HL19B3621 |  |  | CF60DXA2+TXV | LPLC100C20MP13 | 35800 | 18 |  | 14 | 10 |  | 35000 | 22400 | 64% | [8 empty] | Residential | 745 | No | 2.98
205041677 | Central Heat Pump | LUXAIRE | HRCU-A-CB (Split System: Heat Pump with Remote Outdoor Unit-Air-Source) | HL19B3621 |  |  | CF60DXA2+TXV | LPLC120C20MP13 | 35800 | 18 |  | 14 | 10 |  | 35000 | 22400 | 64% | [8 empty] | Residential | 745 | No | 2.98
205041678 | Central Heat Pump | LUXAIRE | HRCU-A-CB (Split System: Heat Pump with Remote Outdoor Unit-Air-Source) | HL19B3621 |  |  | CF60DXA2+TXV | TM8V100C16MP12 | 35800 | 18 |  | 14 | 10 |  | 35200 | 22400 | 63.64% | [8 empty] | Residential | 745 | No | 2.98
207455257 | Central Heat Pump | LENNOX | HRCU-A-CB (Split System: Heat Pump with Remote Outdoor Unit-Air-Source) | SL25XPV-036-230A** | ADP |  | L*35/36U9 | SLP99UH090XV48C* | 34800 | 22 |  | 14 | 10 |  | 34000 | 31600 | 92.94% | [8 empty] | Residential | 725 | No | 2.9
207455258 | Central Heat Pump | LENNOX | HRCU-A-CB (Split System: Heat Pump with Remote Outdoor Unit-Air-Source) | SL25XPV-036-230A** | ADP |  | L*35/36S9 | SLP99UH090XV48C* | 34800 | 22 |  | 14 | 10 |  | 32200 | 28800 | 89.44% | [8 empty] | Residential | 725 | No | 2.9
207455259 | Central Heat Pump | LENNOX | HRCU-A-CB (Split System: Heat Pump with Remote Outdoor Unit-Air-Source) | SL25XPV-036-230A** | ADP |  | LH18/37D9 | SLP99UH090XV48C* | 34600 | 21 |  | 13.5 | 10 |  | 32200 | 28800 | 89.44% | [8 empty] | Residential | 720 | No | 2.88
207455260 | Central Heat Pump | LENNOX | HRCU-A-CB (Split System: Heat Pump with Remote Outdoor Unit-Air-Source) | SL25XPV-036-230A** | ADP |  | LH23/37W9 | SLP99UH090XV48C* | 34800 | 22 |  | 14 | 10 |  | 34000 | 31600 | 92.94% | [8 empty] | Residential | 725 | No | 2.9
207455261 | Central Heat Pump | LENNOX | HRCU-A-CB (Split System: Heat Pump with Remote Outdoor Unit-Air-Source) | SL25XPV-036-230A** | ADP |  | L*23/37Z9 | SLP99UH090XV48C* | 34800 | 22 |  | 14 | 10 |  | 32200 | 28800 | 89.44% | [8 empty] | Residential | 725 | No | 2.9
207455262 | Central Heat Pump | LENNOX | HRCU-A-CB (Split System: Heat Pump with Remote Outdoor Unit-Air-Source) | SL25XPV-036-230A** | ADP |  | LH35/36F9 | SLP99UH090XV60C* | 34400 | 21 |  | 13.5 | 10 |  | 34000 | 31600 | 92.94% | [8 empty] | Residential | 717.5 | No | 2.87
207455263 | Central Heat Pump | LENNOX | HRCU-A-CB (Split System: Heat Pump with Remote Outdoor Unit-Air-Source) | SL25XPV-036-230A** | ADP |  | LH35/38X9 | SLP99UH090XV60C* | 34600 | 22 |  | 14 | 10 |  | 32800 | 29000 | 88.41% | [8 empty] | Residential | 720 | No | 2.88
207455264 | Central Heat Pump | LENNOX | HRCU-A-CB (Split System: Heat Pump with Remote Outdoor Unit-Air-Source) | SL25XPV-036-230A** | ADP |  | LH35/38F9 | SLP99UH090XV60C* | 34600 | 22 |  | 14 | 10 |  | 32800 | 29000 | 88.41% | [8 empty] | Residential | 720 | No | 2.88
207455265 | Central Heat Pump | LENNOX | HRCU-A-CB (Split System: Heat Pump with Remote Outdoor Unit-Air-Source) | SL25XPV-036-230A** | ADP |  | L*35/36U9 | SLP99UH090XV60C* | 34600 | 22 |  | 14 | 10 |  | 32800 | 29000 | 88.41% | [8 empty] | Residential | 720 | No | 2.88
207455266 | Central Heat Pump | LENNOX | HRCU-A-CB (Split System: Heat Pump with Remote Outdoor Unit-Air-Source) | SL25XPV-036-230A** | ADP |  | L*35/36S9 | SLP99UH090XV60C* | 34600 | 22 |  | 14 | 10 |  | 32800 | 29000 | 88.41% | [8 empty] | Residential | 720 | No | 2.88
207455267 | Central Heat Pump | LENNOX | HRCU-A-CB (Split System: Heat Pump with Remote Outdoor Unit-Air-Source) | SL25XPV-036-230A** | ADP |  | LH18/37D9 | SLP99UH090XV60C* | 34400 | 21 |  | 13.5 | 10 |  | 34000 | 31600 | 92.94% | [8 empty] | Residential | 717.5 | No | 2.87
207455268 | Central Heat Pump | LENNOX | HRCU-A-CB (Split System: Heat Pump with Remote Outdoor Unit-Air-Source) | SL25XPV-036-230A** | ADP |  | LH23/37W9 | SLP99UH090XV60C* | 34600 | 22 |  | 14 | 10 |  | 32800 | 29000 | 88.41% | [8 empty] | Residential | 720 | No | 2.88
207455269 | Central Heat Pump | LENNOX | HRCU-A-CB (Split System: Heat Pump with Remote Outdoor Unit-Air-Source) | SL25XPV-036-230A** | ADP |  | L*23/37Z9 | SLP99UH090XV60C* | 34600 | 22 |  | 14 | 10 |  | 32800 | 29000 | 88.41% | [8 empty] | Residential | 720 | No | 2.88
208663758 | Central Heat Pump | LENNOX | HRCU-A-CB (Split System: Heat Pump with Remote Outdoor Unit-Air-Source) | SL25XPV-036-230A** | ADP |  | LD19/36Y9 | SLP99DF070XV36B* | 33600 | 21 |  | 12.5 | 10 |  | 34400 | 32600 | 94.77% | [8 empty] | Residential | 700 | No | 2.8
208663759 | Central Heat Pump | LENNOX | HRCU-A-CB (Split System: Heat Pump with Remote Outdoor Unit-Air-Source) | SL25XPV-036-230A** | ADP |  | LD24/35Y9 | SLP99DF070XV36B* | 34000 | 21 |  | 13 | 10 |  | 34400 | 32600 | 94.77% | [8 empty] | Residential | 707.5 | No | 2.83
208663760 | Central Heat Pump | LENNOX | HRCU-A-CB (Split System: Heat Pump with Remote Outdoor Unit-Air-Source) | SL25XPV-036-230A** | ADP |  | LD19/36Y9 | SLP99DF090XV36C* | 33600 | 21 |  | 12.5 | 10 |  | 34400 | 32400 | 94.19% | [8 empty] | Residential | 700 | No | 2.8
205041680 | Central Heat Pump | LUXAIRE | HRCU-A-CB (Split System: Heat Pump with Remote Outdoor Unit-Air-Source) | HL19B3621 |  |  | CF60DXA2+TXV | TM8V080C16MP12 | 35800 | 18 |  | 14 | 10 |  | 35200 | 22400 | 63.64% | [8 empty] | Residential | 745 | No | 2.98
205041684 | Central Heat Pump | LUXAIRE | HRCU-A-CB (Split System: Heat Pump with Remote Outdoor Unit-Air-Source) | HL19B3621 |  |  | CF60DXA2+TXV | TMLV100C16MP12 | 35800 | 18 |  | 14 | 10 |  | 35200 | 22400 | 63.64% | [8 empty] | Residential | 745 | No | 2.98
10581368 | Central Heat Pump | LENNOX | HRCU-A-CB (Split System: Heat Pump with Remote Outdoor Unit-Air-Source) | SL18XP1-024-230A** |  |  | CX38-38A-**+TDR | SL280UH060NV36A-* | 24200 | 18 |  | 14.5 | 10 |  | 21400 | 13400 | 62.62% | [8 empty] | Residential | 505 | No | 2.02
201841618 | Central Heat Pump | LENNOX | HRCU-A-CB (Split System: Heat Pump with Remote Outdoor Unit-Air-Source) | SL18XP1-024-230A** |  |  | CBA38MV-030-230*+TDR |  | 24400 | 18 |  | 15 | 10 |  | 22400 | 14000 | 62.5% | [8 empty] | Residential | 507.5 | No | 2.03
201841619 | Central Heat Pump | LENNOX | HRCU-A-CB (Split System: Heat Pump with Remote Outdoor Unit-Air-Source) | SL18XP1-024-230A** |  |  | CBA38MV-036-230*+TDR |  | 24400 | 18 |  | 15 | 10.2 |  | 22600 | 14000 | 61.95% | [8 empty] | Residential | 507.5 | No | 2.03
201930688 | Central Heat Pump | LENNOX | HRCU-A-CB (Split System: Heat Pump with Remote Outdoor Unit-Air-Source) | XP25-036-230-** |  |  | CBA38MV-042-230*+TDR |  | 34800 | 21.5 |  | 13.5 | 10 |  | 33800 | 21400 | 63.31% | [8 empty] | Residential | 725 | No | 2.9
201930689 | Central Heat Pump | LENNOX | HRCU-A-CB (Split System: Heat Pump with Remote Outdoor Unit-Air-Source) | XP25-060-230-** |  |  | CBA38MV-060-230*+TDR |  | 58000 | 19.5 |  | 12.5 | 10 |  | 54500 | 36000 | 66.06% | [8 empty] | Residential | 1207.5 | No | 4.83
201953308 | Central Heat Pump | LENNOX | HRCU-A-CB (Split System: Heat Pump with Remote Outdoor Unit-Air-Source) | XP25-024-230-** |  |  | CBA38MV-036-230*+TDR |  | 22800 | 22 |  | 15.5 | 10 |  | 22000 | 13600 | 61.82% | [8 empty] | Residential | 475 | No | 1.9
208663761 | Central Heat Pump | LENNOX | HRCU-A-CB (Split System: Heat Pump with Remote Outdoor Unit-Air-Source) | SL25XPV-036-230A** | ADP |  | LD24/35Y9 | SLP99DF090XV36C* | 34000 | 21 |  | 13 | 10 |  | 34400 | 32400 | 94.19% | [8 empty] | Residential | 707.5 | No | 2.83
208663762 | Central Heat Pump | LENNOX | HRCU-A-CB (Split System: Heat Pump with Remote Outdoor Unit-Air-Source) | SL25XPV-036-230A** | ADP |  | LD19/36Y9 | SLP99DF090XV48C* | 33600 | 21 |  | 13 | 10 |  | 34400 | 32400 | 94.19% | [8 empty] | Residential | 700 | No | 2.8
208663763 | Central Heat Pump | LENNOX | HRCU-A-CB (Split System: Heat Pump with Remote Outdoor Unit-Air-Source) | SL25XPV-036-230A** | ADP |  | LD24/35Y9 | SLP99DF090XV48C* | 34000 | 21 |  | 13.5 | 10 |  | 34400 | 32400 | 94.19% | [8 empty] | Residential | 707.5 | No | 2.83
208663764 | Central Heat Pump | LENNOX | HRCU-A-CB (Split System: Heat Pump with Remote Outdoor Unit-Air-Source) | SL25XPV-036-230A** | ADP |  | LH35/37D9 | SLP99UH070XV36B* | 34600 | 21 |  | 13.5 | 10 |  | 34200 | 31800 | 92.98% | [8 empty] | Residential | 720 | No | 2.88
208663765 | Central Heat Pump | LENNOX | HRCU-A-CB (Split System: Heat Pump with Remote Outdoor Unit-Air-Source) | SL25XPV-036-230A** | ADP |  | L*30/36S9 | SLP99UH070XV36B* | 34600 | 21 |  | 13.5 | 10 |  | 33000 | 29800 | 90.3% | [8 empty] | Residential | 720 | No | 2.88
208663766 | Central Heat Pump | LENNOX | HRCU-A-CB (Split System: Heat Pump with Remote Outdoor Unit-Air-Source) | SL25XPV-036-230A** | ADP |  | L*24/36Z9 | SLP99UH070XV36B* | 34600 | 21 |  | 13.5 | 10 |  | 34200 | 31800 | 92.98% | [8 empty] | Residential | 720 | No | 2.88
208663767 | Central Heat Pump | LENNOX | HRCU-A-CB (Split System: Heat Pump with Remote Outdoor Unit-Air-Source) | SL25XPV-036-230A** | ADP |  | L*24/36Y9 | SLP99UH070XV36B* | 34600 | 21 |  | 13.5 | 10 |  | 33000 | 29800 | 90.3% | [8 empty] | Residential | 720 | No | 2.88
208663768 | Central Heat Pump | LENNOX | HRCU-A-CB (Split System: Heat Pump with Remote Outdoor Unit-Air-Source) | SL25XPV-036-230A** | ADP |  | LH35/37D9 | SLP99UH090XV36C* | 34800 | 22 |  | 14 | 10 |  | 32200 | 28800 | 89.44% | [8 empty] | Residential | 725 | No | 2.9
202073556 | Central Heat Pump | LENNOX | HRCU-A-CB (Split System: Heat Pump with Remote Outdoor Unit-Air-Source) | XP25-048-230-** |  |  | CBA38MV-060-230*+TDR |  | 46500 | 20 |  | 13 | 10.2 |  | 47000 | 30000 | 63.83% | [8 empty] | Residential | 970 | No | 3.88
205550798 | Central Heat Pump | LENNOX | HRCU-A-CB (Split System: Heat Pump with Remote Outdoor Unit-Air-Source) | XP20-036-230A** |  |  | CR33-50/60*+TDR+TXV | SL280DF090V60C* | 35000 | 18.5 |  | 13 | 10 |  | 33000 | 21200 | 64.24% | [8 empty] | Residential | 730 | No | 2.92
202890935 | Central Heat Pump | LENNOX | HRCU-A-CB (Split System: Heat Pump with Remote Outdoor Unit-Air-Source) | SL18XP1-024-230A** |  |  | CH35-42B+TDR+TXV | EL280UH045E36A* | 24000 | 18 |  | 14.5 | 10 |  | 21600 | 13700 | 63.43% | [8 empty] | Residential | 500 | No | 2
206132694 | Central Heat Pump | CARRIER | HRCU-A-CB (Split System: Heat Pump with Remote Outdoor Unit-Air-Source) | 25VNA448A*030* |  |  | CAP**6121AL*+UI | 59CU5A080C21**20 | 46000 | 21 |  | 12.5 | 11 |  | 46000 | 43000 | 93.48% | [8 empty] | Residential | 957.5 | No | 3.83
206132696 | Central Heat Pump | CARRIER | HRCU-A-CB (Split System: Heat Pump with Remote Outdoor Unit-Air-Source) | 25VNA448A*030* |  |  | CAP**6121AL*+UI | 59CU5A100C21**22 | 46000 | 21 |  | 12.5 | 11 |  | 46000 | 43000 | 93.48% | [8 empty] | Residential | 957.5 | No | 3.83
206132700 | Central Heat Pump | CARRIER | HRCU-A-CB (Split System: Heat Pump with Remote Outdoor Unit-Air-Source) | 25VNA448A*030* |  |  | CAP**6124AL*+UI | 59CU5A100C21**22 | 46000 | 21 |  | 12.5 | 10.5 |  | 45500 | 42500 | 93.41% | [8 empty] | Residential | 957.5 | No | 3.83
206132708 | Central Heat Pump | CARRIER | HRCU-A-CB (Split System: Heat Pump with Remote Outdoor Unit-Air-Source) | 25VNA448A*030* |  |  | CSPH*6012AL*+UI | 59CU5A100C21**22 | 45500 | 20 |  | 12.5 | 10.5 |  | 45500 | 42500 | 93.41% | [8 empty] | Residential | 947.5 | No | 3.79
206132716 | Central Heat Pump | CARRIER | HRCU-A-CB (Split System: Heat Pump with Remote Outdoor Unit-Air-Source) | 25VNA460A*030* |  |  | CAP**6124AL*+UI | 58CU*A080C21**20 | 58500 | 20 |  | 12.5 | 10 |  | 59000 | 50000 | 84.75% | [8 empty] | Residential | 1220 | No | 4.88
208663769 | Central Heat Pump | LENNOX | HRCU-A-CB (Split System: Heat Pump with Remote Outdoor Unit-Air-Source) | SL25XPV-036-230A** | ADP |  | L*24/36Z9 | SLP99UH090XV36C* | 34800 | 22 |  | 14 | 10 |  | 32200 | 28800 | 89.44% | [8 empty] | Residential | 725 | No | 2.9
208663770 | Central Heat Pump | LENNOX | HRCU-A-CB (Split System: Heat Pump with Remote Outdoor Unit-Air-Source) | SL25XPV-036-230A** | ADP |  | L*24/36Y9 | SLP99UH090XV36C* | 34800 | 22 |  | 14 | 10 |  | 32200 | 28800 | 89.44% | [8 empty] | Residential | 725 | No | 2.9
208663771 | Central Heat Pump | LENNOX | HRCU-A-CB (Split System: Heat Pump with Remote Outdoor Unit-Air-Source) | SL25XPV-036-230A** | ADP |  | LH35/37D9 | SLP99UH090XV48C* | 34800 | 22 |  | 14 | 10 |  | 32200 | 28800 | 89.44% | [8 empty] | Residential | 725 | No | 2.9
208663772 | Central Heat Pump | LENNOX | HRCU-A-CB (Split System: Heat Pump with Remote Outdoor Unit-Air-Source) | SL25XPV-036-230A** | ADP |  | L*24/36Z9 | SLP99UH090XV48C* | 34800 | 22 |  | 14 | 10 |  | 32200 | 28800 | 89.44% | [8 empty] | Residential | 725 | No | 2.9
208663773 | Central Heat Pump | LENNOX | HRCU-A-CB (Split System: Heat Pump with Remote Outdoor Unit-Air-Source) | SL25XPV-036-230A** | ADP |  | L*24/36Y9 | SLP99UH090XV48C* | 34800 | 22 |  | 14 | 10 |  | 32200 | 28800 | 89.44% | [8 empty] | Residential | 725 | No | 2.9
208665243 | Central Heat Pump | LENNOX | HRCU-A-CB (Split System: Heat Pump with Remote Outdoor Unit-Air-Source) | SL25XPV-024-230A** | ADP |  | LH35/37D9 | SLP99UH070XV36B* | 22800 | 24 |  | 14 | 10 |  | 20000 | 22600 | 113% | [8 empty] | Residential | 475 | No | 1.9
208665244 | Central Heat Pump | LENNOX | HRCU-A-CB (Split System: Heat Pump with Remote Outdoor Unit-Air-Source) | SL25XPV-024-230A** | ADP |  | L*30/36S9 | SLP99UH070XV36B* | 22800 | 24 |  | 14 | 10 |  | 20000 | 22600 | 113% | [8 empty] | Residential | 475 | No | 1.9
208665245 | Central Heat Pump | LENNOX | HRCU-A-CB (Split System: Heat Pump with Remote Outdoor Unit-Air-Source) | SL25XPV-024-230A** | ADP |  | L*24/36Z9 | SLP99UH070XV36B* | 22800 | 24 |  | 14 | 10 |  | 20000 | 22600 | 113% | [8 empty] | Residential | 475 | No | 1.9
206185392 | Central Heat Pump | CARRIER | HRCU-A-CB (Split System: Heat Pump with Remote Outdoor Unit-Air-Source) | 25VNA448A*030* |  |  | CNPV*6024AL*+UI | 59MN7B080C21**20 | 45000 | 20 |  | 12.5 | 10 |  | 46000 | 43000 | 93.48% | [8 empty] | Residential | 937.5 | No | 3.75
206185394 | Central Heat Pump | CARRIER | HRCU-A-CB (Split System: Heat Pump with Remote Outdoor Unit-Air-Source) | 25VNA448A*030* |  |  | CNPV*6024AL*+UI | 59MN7B100C21**22 | 45000 | 20 |  | 12.5 | 10 |  | 46000 | 43000 | 93.48% | [8 empty] | Residential | 937.5 | No | 3.75
206788459 | Central Heat Pump | CARRIER | HRCU-A-CB (Split System: Heat Pump with Remote Outdoor Unit-Air-Source) | 25VNA424A*031* |  |  | CAP**4221AL*+UI | 58TN*A070C21**20 | 23400 | 21 |  | 14 | 11 |  | 24000 | 24200 | 100.8% | [8 empty] | Residential | 487.5 | No | 1.95
206788460 | Central Heat Pump | CARRIER | HRCU-A-CB (Split System: Heat Pump with Remote Outdoor Unit-Air-Source) | 25VNA424A*031* |  |  | CAP**4221AL*+UI | 58TN*A090C21**20 | 23400 | 22 |  | 14 | 11 |  | 24000 | 24200 | 100.8% | [8 empty] | Residential | 487.5 | No | 1.95
205274032 | Central Heat Pump | BRYANT HEATING AND COOLING SYSTEMS | HRCU-A-CB (Split System: Heat Pump with Remote Outdoor Unit-Air-Source) | 284ANV036*0**A* |  |  | CAP**6121AL*+UI | 986TC42060C17*** | 34600 | 21 |  | 12.5 | 10.5 |  | 35600 | 34000 | 95.51% | [8 empty] | Residential | 720 | No | 2.88
205274033 | Central Heat Pump | BRYANT HEATING AND COOLING SYSTEMS | HRCU-A-CB (Split System: Heat Pump with Remote Outdoor Unit-Air-Source) | 284ANV036*0**A* |  |  | CAP**6121AL*+UI | 986TC42080C17*** | 34600 | 21 |  | 12.5 | 10.5 |  | 35400 | 33800 | 95.48% | [8 empty] | Residential | 720 | No | 2.88
205274035 | Central Heat Pump | BRYANT HEATING AND COOLING SYSTEMS | HRCU-A-CB (Split System: Heat Pump with Remote Outdoor Unit-Air-Source) | 284ANV036*0**A* |  |  | CAP**6121AL*+UI | 987MB42080C17*** | 34600 | 21 |  | 12.5 | 10.5 |  | 35400 | 33800 | 95.48% | [8 empty] | Residential | 720 | No | 2.88
205274036 | Central Heat Pump | BRYANT HEATING AND COOLING SYSTEMS | HRCU-A-CB (Split System: Heat Pump with Remote Outdoor Unit-Air-Source) | 284ANV036*0**A* |  |  | CAP**6121AL*+UI | 987MB60080C21*** | 34800 | 21.5 |  | 13 | 11 |  | 35000 | 33200 | 94.86% | [8 empty] | Residential | 725 | No | 2.9
205274037 | Central Heat Pump | BRYANT HEATING AND COOLING SYSTEMS | HRCU-A-CB (Split System: Heat Pump with Remote Outdoor Unit-Air-Source) | 284ANV036*0**A* |  |  | CAP**6121AL*+UI | 987MB66100C21*** | 34800 | 21.5 |  | 13 | 11 |  | 35000 | 33000 | 94.29% | [8 empty] | Residential | 725 | No | 2.9
205274038 | Central Heat Pump | BRYANT HEATING AND COOLING SYSTEMS | HRCU-A-CB (Split System: Heat Pump with Remote Outdoor Unit-Air-Source) | 284ANV036*0**A* |  |  | CAP**6121AL*+UI | 986TC60080C21*** | 34800 | 21.5 |  | 13 | 11 |  | 35000 | 33200 | 94.86% | [8 empty] | Residential | 725 | No | 2.9
205274039 | Central Heat Pump | BRYANT HEATING AND COOLING SYSTEMS | HRCU-A-CB (Split System: Heat Pump with Remote Outdoor Unit-Air-Source) | 284ANV036*0**A* |  |  | CAP**6121AL*+UI | 986TC66100C21*** | 34800 | 21.5 |  | 13 | 11 |  | 35000 | 33000 | 94.29% | [8 empty] | Residential | 725 | No | 2.9
205274040 | Central Heat Pump | BRYANT HEATING AND COOLING SYSTEMS | HRCU-A-CB (Split System: Heat Pump with Remote Outdoor Unit-Air-Source) | 284ANV036*0**A* |  |  | CAP**6121AL*+UI | 88*TA48090C17*** | 34800 | 22 |  | 13 | 11 |  | 35000 | 33200 | 94.86% | [8 empty] | Residential | 725 | No | 2.9
205274041 | Central Heat Pump | BRYANT HEATING AND COOLING SYSTEMS | HRCU-A-CB (Split System: Heat Pump with Remote Outdoor Unit-Air-Source) | 284ANV036*0**A* |  |  | CAP**6121AL*+UI | 88*TA60110C21*** | 34800 | 22 |  | 13 | 11 |  | 35000 | 33000 | 94.29% | [8 empty] | Residential | 725 | No | 2.9
204780312 | Central Heat Pump | TRANE | HRCU-A-CB (Split System: Heat Pump with Remote Outdoor Unit-Air-Source) | 4TWL9048A1 |  |  | 4PX*DU60BS3 | P0V0C000M50SA+RP | 48000 | 19.5 |  | 12.5 | 10 |  | 41000 | 30200 | 73.66% | [8 empty] | Residential | 1000 | No | 4
204780313 | Central Heat Pump | TRANE | HRCU-A-CB (Split System: Heat Pump with Remote Outdoor Unit-Air-Source) | 4TWL9048A1 |  |  | 4PX*DU60BS3 | P0V0D000M50SA+RP | 49500 | 19.5 |  | 12.5 | 11 |  | 42000 | 31000 | 73.81% | [8 empty] | Residential | 1032.5 | No | 4.13
204780316 | Central Heat Pump | TRANE | HRCU-A-CB (Split System: Heat Pump with Remote Outdoor Unit-Air-Source) | 4TWL9048A1 |  |  | 4TXCC007DS3 | P0V0C000M50SA+RP | 48000 | 19 |  | 12.5 | 10 |  | 43000 | 31600 | 73.49% | [8 empty] | Residential | 1000 | No | 4
208665246 | Central Heat Pump | LENNOX | HRCU-A-CB (Split System: Heat Pump with Remote Outdoor Unit-Air-Source) | SL25XPV-024-230A** | ADP |  | L*24/36Y9 | SLP99UH070XV36B* | 22800 | 24 |  | 14 | 10 |  | 20000 | 22600 | 113% | [8 empty] | Residential | 475 | No | 1.9
208665260 | Central Heat Pump | LENNOX | HRCU-A-CB (Split System: Heat Pump with Remote Outdoor Unit-Air-Source) | SL25XPV-048-230A** | ADP |  | LH48/60F9 | SLP99UH135XV60D* | 46500 | 20 |  | 12.5 | 11 |  | 41500 | 40000 | 96.39% | [8 empty] | Residential | 970 | No | 3.88
208665261 | Central Heat Pump | LENNOX | HRCU-A-CB (Split System: Heat Pump with Remote Outdoor Unit-Air-Source) | SL25XPV-048-230A** | ADP |  | L*49/62Y9 | SLP99UH135XV60D* | 46500 | 21 |  | 12.5 | 11 |  | 41500 | 40000 | 96.39% | [8 empty] | Residential | 970 | No | 3.88
208665262 | Central Heat Pump | LENNOX | HRCU-A-CB (Split System: Heat Pump with Remote Outdoor Unit-Air-Source) | SL25XPV-048-230A** | ADP |  | LP42/62W9 | SLP99UH135XV60D* | 46500 | 21 |  | 12.5 | 11 |  | 41500 | 40000 | 96.39% | [8 empty] | Residential | 970 | No | 3.88
205763676 | Central Heat Pump | LENNOX | HRCU-A-CB (Split System: Heat Pump with Remote Outdoor Unit-Air-Source) | XP25-036-230-** | ADP |  | L*23/37Y9 | SLP99DF090XV36C* | 35200 | 21 |  | 13.5 | 10 |  | 28600 | 18400 | 64.34% | [8 empty] | Residential | 732.5 | No | 2.93
206315338 | Central Heat Pump | LENNOX | HRCU-A-CB (Split System: Heat Pump with Remote Outdoor Unit-Air-Source) | XP25-024-230-** | ADP |  | L*35/36U9 | SL280UH090V36B-** | 22400 | 23 |  | 14 | 10 |  | 20600 | 12900 | 62.62% | [8 empty] | Residential | 467.5 | No | 1.87
206551424 | Central Heat Pump | LENNOX | HRCU-A-CB (Split System: Heat Pump with Remote Outdoor Unit-Air-Source) | XP25-036-230-** | ADP |  | L*23/37Z9 | SLP99DF090XV36C* | 35200 | 21 |  | 13.5 | 10 |  | 28600 | 18400 | 64.34% | [8 empty] | Residential | 732.5 | No | 2.93
206776396 | Central Heat Pump | LENNOX | HRCU-A-CB (Split System: Heat Pump with Remote Outdoor Unit-Air-Source) | XP25-024-230-** | ADP |  | LH35/36X9 | EL296UH045XV36B* | 22400 | 23 |  | 14 | 10 |  | 20600 | 13000 | 63.11% | [8 empty] | Residential | 467.5 | No | 1.87
204780317 | Central Heat Pump | TRANE | HRCU-A-CB (Split System: Heat Pump with Remote Outdoor Unit-Air-Source) | 4TWL9048A1 |  |  | 4TXCC009DS3 | P0V0C000M50SA+RP | 49000 | 19.5 |  | 12.5 | 10 |  | 42500 | 31000 | 72.94% | [8 empty] | Residential | 1020 | No | 4.08
204780318 | Central Heat Pump | TRANE | HRCU-A-CB (Split System: Heat Pump with Remote Outdoor Unit-Air-Source) | 4TWL9048A1 |  |  | 4TXCD008DS3 | P0V0C000M50SA+RP | 46000 | 18.5 |  | 12.5 | 10 |  | 41500 | 30200 | 72.77% | [8 empty] | Residential | 957.5 | No | 3.83
204780319 | Central Heat Pump | TRANE | HRCU-A-CB (Split System: Heat Pump with Remote Outdoor Unit-Air-Source) | 4TWL9048A1 |  |  | 4TXCD008DS3 | P0V0D000M50SA+RP | 48000 | 19 |  | 12.5 | 10 |  | 42500 | 31400 | 73.88% | [8 empty] | Residential | 1000 | No | 4
204780320 | Central Heat Pump | TRANE | HRCU-A-CB (Split System: Heat Pump with Remote Outdoor Unit-Air-Source) | 4TWL9048A1 |  |  | 4TXCD010DS3 | P0V0D000M50SA+RP | 49500 | 19.5 |  | 12.5 | 10 |  | 42500 | 31000 | 72.94% | [8 empty] | Residential | 1032.5 | No | 4.13
204780321 | Central Heat Pump | TRANE | HRCU-A-CB (Split System: Heat Pump with Remote Outdoor Unit-Air-Source) | 4TWL9048A1 |  |  | 4TXCD010DS3 | P0V0C000M50SA+RP | 48000 | 19 |  | 12.5 | 10 |  | 41000 | 30200 | 73.66% | [8 empty] | Residential | 1000 | No | 4
205962221 | Central Heat Pump | TRANE | HRCU-A-CB (Split System: Heat Pump with Remote Outdoor Unit-Air-Source) | 4TWL9024A1 |  |  | 4PX*BD30BS3 | P0V0A000M30SB+RP | 22000 | 18 |  | 12.5 | 10 |  | 19900 | 13100 | 65.83% | [8 empty] | Residential | 457.5 | No | 1.83
205962222 | Central Heat Pump | TRANE | HRCU-A-CB (Split System: Heat Pump with Remote Outdoor Unit-Air-Source) | 4TWL9024A1 |  |  | 4PX*BD48BS3 | P0V0A000M30SB+RP | 22600 | 18.5 |  | 13 | 10 |  | 19100 | 12700 | 66.49% | [8 empty] | Residential | 470 | No | 1.88
205041686 | Central Heat Pump | LUXAIRE | HRCU-A-CB (Split System: Heat Pump with Remote Outdoor Unit-Air-Source) | HL19B3621 |  |  | CF60DXA2+TXV | TPLC080C16MP13 | 35800 | 18 |  | 14 | 10 |  | 35200 | 22400 | 63.64% | [8 empty] | Residential | 745 | No | 2.98
205041688 | Central Heat Pump | LUXAIRE | HRCU-A-CB (Split System: Heat Pump with Remote Outdoor Unit-Air-Source) | HL19B3621 |  |  | CF60DXA2+TXV | TPLC100C16MP13 | 35800 | 18 |  | 14 | 10 |  | 35200 | 22400 | 63.64% | [8 empty] | Residential | 745 | No | 2.98
206776397 | Central Heat Pump | LENNOX | HRCU-A-CB (Split System: Heat Pump with Remote Outdoor Unit-Air-Source) | XP25-024-230-** | ADP |  | LH35/36F9 | EL296UH045XV36B* | 22400 | 23 |  | 14 | 10 |  | 20600 | 13000 | 63.11% | [8 empty] | Residential | 467.5 | No | 1.87
206776399 | Central Heat Pump | LENNOX | HRCU-A-CB (Split System: Heat Pump with Remote Outdoor Unit-Air-Source) | XP25-024-230-** | ADP |  | LH35/38X9 | EL296UH045XV36B* | 22400 | 23 |  | 14 | 10 |  | 20600 | 13000 | 63.11% | [8 empty] | Residential | 467.5 | No | 1.87
206776400 | Central Heat Pump | LENNOX | HRCU-A-CB (Split System: Heat Pump with Remote Outdoor Unit-Air-Source) | XP25-024-230-** | ADP |  | L*35/36U9 | EL296UH045XV36B* | 22400 | 23 |  | 14 | 10 |  | 20600 | 13000 | 63.11% | [8 empty] | Residential | 467.5 | No | 1.87
206776401 | Central Heat Pump | LENNOX | HRCU-A-CB (Split System: Heat Pump with Remote Outdoor Unit-Air-Source) | XP25-024-230-** | ADP |  | L*23/37Z9 | EL296UH045XV36B* | 22400 | 23 |  | 14 | 10 |  | 20600 | 13000 | 63.11% | [8 empty] | Residential | 467.5 | No | 1.87
206776404 | Central Heat Pump | LENNOX | HRCU-A-CB (Split System: Heat Pump with Remote Outdoor Unit-Air-Source) | XP25-024-230-** | ADP |  | LH35/36X9 | EL296UH070XV36B* | 22400 | 23 |  | 14 | 10 |  | 20600 | 13000 | 63.11% | [8 empty] | Residential | 467.5 | No | 1.87
206776405 | Central Heat Pump | LENNOX | HRCU-A-CB (Split System: Heat Pump with Remote Outdoor Unit-Air-Source) | XP25-024-230-** | ADP |  | LH35/36F9 | EL296UH070XV36B* | 22400 | 23 |  | 14 | 10 |  | 20600 | 13000 | 63.11% | [8 empty] | Residential | 467.5 | No | 1.87
206776407 | Central Heat Pump | LENNOX | HRCU-A-CB (Split System: Heat Pump with Remote Outdoor Unit-Air-Source) | XP25-024-230-** | ADP |  | LH35/38X9 | EL296UH070XV36B* | 22400 | 23 |  | 14 | 10 |  | 20600 | 13000 | 63.11% | [8 empty] | Residential | 467.5 | No | 1.87
206776408 | Central Heat Pump | LENNOX | HRCU-A-CB (Split System: Heat Pump with Remote Outdoor Unit-Air-Source) | XP25-024-230-** | ADP |  | L*35/36U9 | EL296UH070XV36B* | 22400 | 23 |  | 14 | 10 |  | 20600 | 13000 | 63.11% | [8 empty] | Residential | 467.5 | No | 1.87
205041690 | Central Heat Pump | LUXAIRE | HRCU-A-CB (Split System: Heat Pump with Remote Outdoor Unit-Air-Source) | HL19B3621 |  |  | CF60DXA2+TXV | LPLC080C16MP13 | 35800 | 18 |  | 14 | 10 |  | 35200 | 22400 | 63.64% | [8 empty] | Residential | 745 | No | 2.98
205041691 | Central Heat Pump | LUXAIRE | HRCU-A-CB (Split System: Heat Pump with Remote Outdoor Unit-Air-Source) | HL19B3621 |  |  | CF60DXA2+TXV | LPLC100C16MP13 | 35800 | 18 |  | 14 | 10 |  | 35200 | 22400 | 63.64% | [8 empty] | Residential | 745 | No | 2.98
205041694 | Central Heat Pump | LUXAIRE | HRCU-A-CB (Split System: Heat Pump with Remote Outdoor Unit-Air-Source) | HL19B3621 |  |  | CF60DXA2+MVC14DN21+TXV |  | 36000 | 19 |  | 14 | 10 |  | 34600 | 22400 | 64.74% | [8 empty] | Residential | 750 | No | 3
205041696 | Central Heat Pump | LUXAIRE | HRCU-A-CB (Split System: Heat Pump with Remote Outdoor Unit-Air-Source) | HL19B3621 |  |  | CF60DXA2+ME14DN21+TXV |  | 34800 | 19 |  | 14 | 10 |  | 35000 | 22400 | 64% | [8 empty] | Residential | 725 | No | 2.9
205041782 | Central Heat Pump | LUXAIRE | HRCU-A-CB (Split System: Heat Pump with Remote Outdoor Unit-Air-Source) | HL19B3621 |  |  | CF60CXA2+TXV | TM8V100C16MP12 | 35600 | 18 |  | 14 | 10 |  | 35200 | 22400 | 63.64% | [8 empty] | Residential | 742.5 | No | 2.97
205041784 | Central Heat Pump | LUXAIRE | HRCU-A-CB (Split System: Heat Pump with Remote Outdoor Unit-Air-Source) | HL19B3621 |  |  | CF60CXA2+TXV | TM8V080C16MP12 | 35600 | 18 |  | 14 | 10 |  | 35200 | 22400 | 63.64% | [8 empty] | Residential | 742.5 | No | 2.97
205041788 | Central Heat Pump | LUXAIRE | HRCU-A-CB (Split System: Heat Pump with Remote Outdoor Unit-Air-Source) | HL19B3621 |  |  | CF60CXA2+TXV | TMLV100C16MP12 | 35600 | 18 |  | 14 | 10 |  | 35200 | 22400 | 63.64% | [8 empty] | Residential | 742.5 | No | 2.97
205041790 | Central Heat Pump | LUXAIRE | HRCU-A-CB (Split System: Heat Pump with Remote Outdoor Unit-Air-Source) | HL19B3621 |  |  | CF60CXA2+TXV | TPLC080C16MP13 | 35600 | 18 |  | 14 | 10 |  | 35200 | 22400 | 63.64% | [8 empty] | Residential | 742.5 | No | 2.97
206788463 | Central Heat Pump | CARRIER | HRCU-A-CB (Split System: Heat Pump with Remote Outdoor Unit-Air-Source) | 25VNA424A*031* |  |  | CAP**4224AL*+UI | 58TN*A070C21**20 | 23400 | 21 |  | 14 | 11 |  | 24000 | 24200 | 100.8% | [8 empty] | Residential | 487.5 | No | 1.95
206788464 | Central Heat Pump | CARRIER | HRCU-A-CB (Split System: Heat Pump with Remote Outdoor Unit-Air-Source) | 25VNA424A*031* |  |  | CAP**4224AL*+UI | 58TN*A090C21**20 | 23400 | 22 |  | 14 | 11 |  | 24000 | 24200 | 100.8% | [8 empty] | Residential | 487.5 | No | 1.95
206788465 | Central Heat Pump | CARRIER | HRCU-A-CB (Split System: Heat Pump with Remote Outdoor Unit-Air-Source) | 25VNA424A*031* |  |  | CAP**4224AL*+UI | 58TN*A135C24**22 | 23400 | 22 |  | 14 | 11 |  | 24000 | 24200 | 100.8% | [8 empty] | Residential | 487.5 | No | 1.95
206788466 | Central Heat Pump | CARRIER | HRCU-A-CB (Split System: Heat Pump with Remote Outdoor Unit-Air-Source) | 25VNA424A*031* |  |  | CAP**4224AL*+UI | 59TN6B120C24**22 | 23400 | 22 |  | 14 | 11 |  | 24000 | 24200 | 100.8% | [8 empty] | Residential | 487.5 | No | 1.95
206788467 | Central Heat Pump | CARRIER | HRCU-A-CB (Split System: Heat Pump with Remote Outdoor Unit-Air-Source) | 25VNA424A*031* |  |  | CAP**4821AL*+UI | 58TN*A045C17**12 | 23400 | 21 |  | 14 | 11 |  | 24000 | 24200 | 100.8% | [8 empty] | Residential | 487.5 | No | 1.95
206788468 | Central Heat Pump | CARRIER | HRCU-A-CB (Split System: Heat Pump with Remote Outdoor Unit-Air-Source) | 25VNA424A*031* |  |  | CAP**4821AL*+UI | 58TN*A070C17**16 | 23400 | 22 |  | 14 | 11 |  | 24000 | 24000 | 100% | [8 empty] | Residential | 487.5 | No | 1.95
206788469 | Central Heat Pump | CARRIER | HRCU-A-CB (Split System: Heat Pump with Remote Outdoor Unit-Air-Source) | 25VNA424A*031* |  |  | CAP**4821AL*+UI | 58TN*A070C21**20 | 23400 | 22 |  | 14 | 11 |  | 24000 | 24000 | 100% | [8 empty] | Residential | 487.5 | No | 1.95
206788470 | Central Heat Pump | CARRIER | HRCU-A-CB (Split System: Heat Pump with Remote Outdoor Unit-Air-Source) | 25VNA424A*031* |  |  | CAP**4821AL*+UI | 58TN*A090C21**20 | 23400 | 22 |  | 14 | 11 |  | 24000 | 24000 | 100% | [8 empty] | Residential | 487.5 | No | 1.95
206788471 | Central Heat Pump | CARRIER | HRCU-A-CB (Split System: Heat Pump with Remote Outdoor Unit-Air-Source) | 25VNA424A*031* |  |  | CAP**4821AL*+UI | 59TN6B060C17**14 | 23400 | 21 |  | 14 | 11 |  | 24000 | 24200 | 100.8% | [8 empty] | Residential | 487.5 | No | 1.95
206776409 | Central Heat Pump | LENNOX | HRCU-A-CB (Split System: Heat Pump with Remote Outdoor Unit-Air-Source) | XP25-024-230-** | ADP |  | L*23/37Z9 | EL296UH070XV36B* | 22400 | 23 |  | 14 | 10 |  | 20600 | 13000 | 63.11% | [8 empty] | Residential | 467.5 | No | 1.87
6109202 | Central Heat Pump | LENNOX | HRCU-A-CB (Split System: Heat Pump with Remote Outdoor Unit-Air-Source) | XP25-024-230-** | ADP |  | L*35/36S9 | EL296UH045XV36B* | 22400 | 23 |  | 14 | 10 |  | 20600 | 13000 | 63.11% | [8 empty] | Residential | 467.5 | No | 1.87
6109205 | Central Heat Pump | LENNOX | HRCU-A-CB (Split System: Heat Pump with Remote Outdoor Unit-Air-Source) | XP25-024-230-** | ADP |  | LH35/38F9 | EL296UH045XV36B* | 22400 | 23 |  | 14 | 10 |  | 20600 | 13000 | 63.11% | [8 empty] | Residential | 467.5 | No | 1.87
6109207 | Central Heat Pump | LENNOX | HRCU-A-CB (Split System: Heat Pump with Remote Outdoor Unit-Air-Source) | XP25-024-230-** | ADP |  | L*35/36S9 | EL296UH070XV36B* | 22400 | 23 |  | 14 | 10 |  | 20600 | 13000 | 63.11% | [8 empty] | Residential | 467.5 | No | 1.87
6109210 | Central Heat Pump | LENNOX | HRCU-A-CB (Split System: Heat Pump with Remote Outdoor Unit-Air-Source) | XP25-024-230-** | ADP |  | LH35/38F9 | EL296UH070XV36B* | 22400 | 23 |  | 14 | 10 |  | 20600 | 13000 | 63.11% | [8 empty] | Residential | 467.5 | No | 1.87
6109213 | Central Heat Pump | LENNOX | HRCU-A-CB (Split System: Heat Pump with Remote Outdoor Unit-Air-Source) | XP25-024-230-** | ADP |  | L*19/36S9 | SL280UH070V36A-** | 22200 | 22 |  | 14 | 10 |  | 20600 | 13000 | 63.11% | [8 empty] | Residential | 462.5 | No | 1.85
6109214 | Central Heat Pump | LENNOX | HRCU-A-CB (Split System: Heat Pump with Remote Outdoor Unit-Air-Source) | XP25-024-230-** | ADP |  | L*35/36S9 | SL280UH070V36A-** | 22400 | 23 |  | 14 | 10 |  | 20600 | 13000 | 63.11% | [8 empty] | Residential | 467.5 | No | 1.87
6109215 | Central Heat Pump | LENNOX | HRCU-A-CB (Split System: Heat Pump with Remote Outdoor Unit-Air-Source) | XP25-024-230-** | ADP |  | LH24/37F9 | SL280UH070V36A-** | 22000 | 22 |  | 14 | 10 |  | 20600 | 13000 | 63.11% | [8 empty] | Residential | 457.5 | No | 1.83
205274042 | Central Heat Pump | BRYANT HEATING AND COOLING SYSTEMS | HRCU-A-CB (Split System: Heat Pump with Remote Outdoor Unit-Air-Source) | 284ANV036*0**A* |  |  | CAP**6121AL*+UI | 987MB60060C21*** | 34600 | 21 |  | 12.5 | 10.5 |  | 35200 | 33600 | 95.45% | [8 empty] | Residential | 720 | No | 2.88
205274043 | Central Heat Pump | BRYANT HEATING AND COOLING SYSTEMS | HRCU-A-CB (Split System: Heat Pump with Remote Outdoor Unit-Air-Source) | 284ANV036*0**A* |  |  | CAP**6124AL*+UI | 88*TA60070C21*** | 34800 | 21.5 |  | 13 | 11 |  | 35000 | 33200 | 94.86% | [8 empty] | Residential | 725 | No | 2.9
205274044 | Central Heat Pump | BRYANT HEATING AND COOLING SYSTEMS | HRCU-A-CB (Split System: Heat Pump with Remote Outdoor Unit-Air-Source) | 284ANV036*0**A* |  |  | CAP**6124AL*+UI | 88*TA60090C21*** | 34800 | 22 |  | 13 | 11 |  | 34800 | 33000 | 94.83% | [8 empty] | Residential | 725 | No | 2.9
205274045 | Central Heat Pump | BRYANT HEATING AND COOLING SYSTEMS | HRCU-A-CB (Split System: Heat Pump with Remote Outdoor Unit-Air-Source) | 284ANV036*0**A* |  |  | CAP**6124AL*+UI | 88*TA66135C24*** | 35000 | 22 |  | 13 | 11 |  | 34600 | 32800 | 94.8% | [8 empty] | Residential | 730 | No | 2.92
205274046 | Central Heat Pump | BRYANT HEATING AND COOLING SYSTEMS | HRCU-A-CB (Split System: Heat Pump with Remote Outdoor Unit-Air-Source) | 284ANV036*0**A* |  |  | CAP**6124AL*+UI | 986TC66120C24*** | 34800 | 21.5 |  | 13 | 11 |  | 34800 | 33000 | 94.83% | [8 empty] | Residential | 725 | No | 2.9
205274047 | Central Heat Pump | BRYANT HEATING AND COOLING SYSTEMS | HRCU-A-CB (Split System: Heat Pump with Remote Outdoor Unit-Air-Source) | 284ANV036*0**A* |  |  | CAP**6124AL*+UI | 987MB60080C21*** | 34800 | 21.5 |  | 13 | 11 |  | 35000 | 33200 | 94.86% | [8 empty] | Residential | 725 | No | 2.9
205274048 | Central Heat Pump | BRYANT HEATING AND COOLING SYSTEMS | HRCU-A-CB (Split System: Heat Pump with Remote Outdoor Unit-Air-Source) | 284ANV036*0**A* |  |  | CAP**6124AL*+UI | 987MB66100C21*** | 34800 | 21.5 |  | 13 | 11 |  | 34800 | 33000 | 94.83% | [8 empty] | Residential | 725 | No | 2.9
205274049 | Central Heat Pump | BRYANT HEATING AND COOLING SYSTEMS | HRCU-A-CB (Split System: Heat Pump with Remote Outdoor Unit-Air-Source) | 284ANV036*0**A* |  |  | CAP**6124AL*+UI | 987MB66120C24*** | 34800 | 21.5 |  | 13 | 11 |  | 35000 | 33000 | 94.29% | [8 empty] | Residential | 725 | No | 2.9
6109216 | Central Heat Pump | LENNOX | HRCU-A-CB (Split System: Heat Pump with Remote Outdoor Unit-Air-Source) | XP25-024-230-** | ADP |  | LH29/36F9 | SL280UH070V36A-** | 22200 | 22 |  | 14 | 10 |  | 20600 | 13000 | 63.11% | [8 empty] | Residential | 462.5 | No | 1.85
6109217 | Central Heat Pump | LENNOX | HRCU-A-CB (Split System: Heat Pump with Remote Outdoor Unit-Air-Source) | XP25-024-230-** | ADP |  | LH35/38F9 | SL280UH070V36A-** | 22400 | 23 |  | 14 | 10 |  | 20600 | 13000 | 63.11% | [8 empty] | Residential | 467.5 | No | 1.87
10258433 | Central Heat Pump | LENNOX | HRCU-A-CB (Split System: Heat Pump with Remote Outdoor Unit-Air-Source) | XP20-036-230A** | ADP |  | L*23/37Z9 | SLP98DF090XV36C-** | 35000 | 20 |  | 13 | 10 |  | 31600 | 19600 | 62.03% | [8 empty] | Residential | 730 | No | 2.92
10258434 | Central Heat Pump | LENNOX | HRCU-A-CB (Split System: Heat Pump with Remote Outdoor Unit-Air-Source) | XP20-036-230A** | ADP |  | L*23/37Y9 | SLP98DF090XV36C-** | 35000 | 20 |  | 13 | 10 |  | 31600 | 19600 | 62.03% | [8 empty] | Residential | 730 | No | 2.92
205761335 | Central Heat Pump | LENNOX | HRCU-A-CB (Split System: Heat Pump with Remote Outdoor Unit-Air-Source) | XP20-036-230A** | ADP |  | L*23/37Z9 | SLP99DF090XV36C* | 35000 | 20 |  | 13 | 10 |  | 31600 | 19600 | 62.03% | [8 empty] | Residential | 730 | No | 2.92
207454707 | Central Heat Pump | LENNOX | HRCU-A-CB (Split System: Heat Pump with Remote Outdoor Unit-Air-Source) | SL25XPV-024-230A** | ADP |  | LH35/38F9 | EL296UH045XV36B* | 22800 | 23 |  | 14 | 10 |  | 20000 | 22600 | 113% | [8 empty] | Residential | 475 | No | 1.9
207454708 | Central Heat Pump | LENNOX | HRCU-A-CB (Split System: Heat Pump with Remote Outdoor Unit-Air-Source) | SL25XPV-024-230A** | ADP |  | L*30/36U9 | EL296UH045XV36B* | 22800 | 23 |  | 14 | 10 |  | 20000 | 22600 | 113% | [8 empty] | Residential | 475 | No | 1.9
207454709 | Central Heat Pump | LENNOX | HRCU-A-CB (Split System: Heat Pump with Remote Outdoor Unit-Air-Source) | SL25XPV-024-230A** | ADP |  | L*35/36U9 | EL296UH045XV36B* | 22800 | 23 |  | 14 | 10 |  | 20000 | 22600 | 113% | [8 empty] | Residential | 475 | No | 1.9
205274050 | Central Heat Pump | BRYANT HEATING AND COOLING SYSTEMS | HRCU-A-CB (Split System: Heat Pump with Remote Outdoor Unit-Air-Source) | 284ANV036*0**A* |  |  | CAP**6124AL*+UI | 986TC60080C21*** | 34800 | 21.5 |  | 13 | 11 |  | 35000 | 33200 | 94.86% | [8 empty] | Residential | 725 | No | 2.9
205962223 | Central Heat Pump | TRANE | HRCU-A-CB (Split System: Heat Pump with Remote Outdoor Unit-Air-Source) | 4TWL9024A1 |  |  | 4PX*BU30BS3 | P0V0A000M30SB+RP | 22200 | 18 |  | 12.5 | 10 |  | 19700 | 13000 | 65.99% | [8 empty] | Residential | 462.5 | No | 1.85
205962225 | Central Heat Pump | TRANE | HRCU-A-CB (Split System: Heat Pump with Remote Outdoor Unit-Air-Source) | 4TWL9024A1 |  |  | 4TXCB003DS3 | P0V0A000M30SB+RP | 22200 | 18 |  | 12.5 | 10 |  | 19700 | 13000 | 65.99% | [8 empty] | Residential | 462.5 | No | 1.85
205962245 | Central Heat Pump | TRANE | HRCU-A-CB (Split System: Heat Pump with Remote Outdoor Unit-Air-Source) | 4TWL9048A1 |  |  | 4PX*CD42BS3 | P0V0C000M50SB+RP | 48000 | 18.5 |  | 12.5 | 10 |  | 41500 | 30800 | 74.22% | [8 empty] | Residential | 1000 | No | 4
205962248 | Central Heat Pump | TRANE | HRCU-A-CB (Split System: Heat Pump with Remote Outdoor Unit-Air-Source) | 4TWL9048A1 |  |  | 4PX*CD60BS3 | P0V0C000M50SB+RP | 49500 | 19.5 |  | 12.5 | 10.5 |  | 42500 | 31000 | 72.94% | [8 empty] | Residential | 1032.5 | No | 4.13
205962249 | Central Heat Pump | TRANE | HRCU-A-CB (Split System: Heat Pump with Remote Outdoor Unit-Air-Source) | 4TWL9048A1 |  |  | 4PX*CD60BS3+HORIZ-RT | P0V0C000M50SB+RP | 49500 | 19.5 |  | 12.5 | 10.5 |  | 42500 | 31000 | 72.94% | [8 empty] | Residential | 1032.5 | No | 4.13
205962251 | Central Heat Pump | TRANE | HRCU-A-CB (Split System: Heat Pump with Remote Outdoor Unit-Air-Source) | 4TWL9048A1 |  |  | 4PX*CU48BS3 | P0V0C000M50SB+RP | 48000 | 19 |  | 12.5 | 10 |  | 43000 | 31400 | 73.02% | [8 empty] | Residential | 1000 | No | 4
205962252 | Central Heat Pump | TRANE | HRCU-A-CB (Split System: Heat Pump with Remote Outdoor Unit-Air-Source) | 4TWL9048A1 |  |  | 4PX*CU60BS3 | P0V0C000M50SB+RP | 49000 | 19.5 |  | 12.5 | 11 |  | 42500 | 31000 | 72.94% | [8 empty] | Residential | 1020 | No | 4.08
207454710 | Central Heat Pump | LENNOX | HRCU-A-CB (Split System: Heat Pump with Remote Outdoor Unit-Air-Source) | SL25XPV-024-230A** | ADP |  | L*35/36S9 | EL296UH045XV36B* | 22800 | 23 |  | 14 | 10 |  | 20000 | 22600 | 113% | [8 empty] | Residential | 475 | No | 1.9
207454711 | Central Heat Pump | LENNOX | HRCU-A-CB (Split System: Heat Pump with Remote Outdoor Unit-Air-Source) | SL25XPV-024-230A** | ADP |  | LH18/37D9 | EL296UH045XV36B* | 22800 | 22 |  | 14 | 10 |  | 20000 | 22600 | 113% | [8 empty] | Residential | 475 | No | 1.9
207454712 | Central Heat Pump | LENNOX | HRCU-A-CB (Split System: Heat Pump with Remote Outdoor Unit-Air-Source) | SL25XPV-024-230A** | ADP |  | LH23/37W9 | EL296UH045XV36B* | 23200 | 23 |  | 14 | 10 |  | 19600 | 22000 | 112.2% | [8 empty] | Residential | 482.5 | No | 1.93
207454713 | Central Heat Pump | LENNOX | HRCU-A-CB (Split System: Heat Pump with Remote Outdoor Unit-Air-Source) | SL25XPV-024-230A** | ADP |  | L*23/37Z9 | EL296UH045XV36B* | 23200 | 23 |  | 14 | 10 |  | 19600 | 22000 | 112.2% | [8 empty] | Residential | 482.5 | No | 1.93
207454714 | Central Heat Pump | LENNOX | HRCU-A-CB (Split System: Heat Pump with Remote Outdoor Unit-Air-Source) | SL25XPV-024-230A** | ADP |  | LH29/36F9 | EL296UH070XV36B* | 22600 | 23 |  | 14 | 10 |  | 20000 | 22600 | 113% | [8 empty] | Residential | 470 | No | 1.88
207454715 | Central Heat Pump | LENNOX | HRCU-A-CB (Split System: Heat Pump with Remote Outdoor Unit-Air-Source) | SL25XPV-024-230A** | ADP |  | L*19/36S9 | EL296UH070XV36B* | 22600 | 23 |  | 14 | 10 |  | 20000 | 22600 | 113% | [8 empty] | Residential | 470 | No | 1.88
207454716 | Central Heat Pump | LENNOX | HRCU-A-CB (Split System: Heat Pump with Remote Outdoor Unit-Air-Source) | SL25XPV-024-230A** | ADP |  | LH18/37D9 | EL296UH070XV36B* | 22800 | 23 |  | 14 | 10 |  | 20000 | 22600 | 113% | [8 empty] | Residential | 475 | No | 1.9
207454717 | Central Heat Pump | LENNOX | HRCU-A-CB (Split System: Heat Pump with Remote Outdoor Unit-Air-Source) | SL25XPV-024-230A** | ADP |  | LH29/36F9 | EL296UH090XV36C* | 22200 | 22 |  | 14 | 10 |  | 19800 | 22200 | 112.1% | [8 empty] | Residential | 462.5 | No | 1.85
205962254 | Central Heat Pump | TRANE | HRCU-A-CB (Split System: Heat Pump with Remote Outdoor Unit-Air-Source) | 4TWL9048A1 |  |  | 4PX*DD48BS3 | P0V0D000M50SB+RP | 48000 | 19 |  | 12.5 | 10 |  | 44000 | 31800 | 72.27% | [8 empty] | Residential | 1000 | No | 4
205962256 | Central Heat Pump | TRANE | HRCU-A-CB (Split System: Heat Pump with Remote Outdoor Unit-Air-Source) | 4TWL9048A1 |  |  | 4PX*DD48BS3+HORIZ-RT | P0V0D000M50SB+RP | 48000 | 19 |  | 12.5 | 10 |  | 44000 | 31800 | 72.27% | [8 empty] | Residential | 1000 | No | 4
205962257 | Central Heat Pump | TRANE | HRCU-A-CB (Split System: Heat Pump with Remote Outdoor Unit-Air-Source) | 4TWL9048A1 |  |  | 4PX*DD60BS3 | P0V0D000M50SB+RP | 47500 | 19 |  | 12.5 | 10.5 |  | 41500 | 30600 | 73.73% | [8 empty] | Residential | 990 | No | 3.96
202890937 | Central Heat Pump | LENNOX | HRCU-A-CB (Split System: Heat Pump with Remote Outdoor Unit-Air-Source) | SL18XP1-024-230A** |  |  | CHX35-42B-**-*+TDR | EL280UH045E36A* | 24000 | 18 |  | 14.5 | 10 |  | 21600 | 13700 | 63.43% | [8 empty] | Residential | 500 | No | 2
205041525 | Central Heat Pump | FRASER-JOHNSTON | HRCU-A-CB (Split System: Heat Pump with Remote Outdoor Unit-Air-Source) | HL19B3621 |  |  | CF60DXA2+TXV | TM9V100C20MP12 | 36000 | 19 |  | 14 | 10 |  | 35400 | 22400 | 63.28% | [8 empty] | Residential | 750 | No | 3
205041527 | Central Heat Pump | FRASER-JOHNSTON | HRCU-A-CB (Split System: Heat Pump with Remote Outdoor Unit-Air-Source) | HL19B3621 |  |  | CF60DXA2+TXV | TP9C100C20MP13 | 36000 | 19 |  | 14 | 10 |  | 35400 | 22400 | 63.28% | [8 empty] | Residential | 750 | No | 3
205041535 | Central Heat Pump | FRASER-JOHNSTON | HRCU-A-CB (Split System: Heat Pump with Remote Outdoor Unit-Air-Source) | HL19B3621 |  |  | CF60DXA2+TXV | TM9V080C16MP12 | 35800 | 18 |  | 14 | 10 |  | 35400 | 22400 | 63.28% | [8 empty] | Residential | 745 | No | 2.98
204333566 | Central Heat Pump | FRASER-JOHNSTON | HRCU-A-CB (Split System: Heat Pump with Remote Outdoor Unit-Air-Source) | HL20B2421 |  |  | CM25BE1A1+MVC12BN21+CC |  | 24000 | 20.75 |  | 14 | 10.5 |  | 32600 | 22400 | 68.71% | [8 empty] | Residential | 500 | No | 2
204333955 | Central Heat Pump | FRASER-JOHNSTON | HRCU-A-CB (Split System: Heat Pump with Remote Outdoor Unit-Air-Source) | HL20B4821 |  |  | CM50CE3A1+MVC16CN21+CC |  | 45000 | 20.75 |  | 12.75 | 10.4 |  | 43500 | 43500 | 100% | [8 empty] | Residential | 937.5 | No | 3.75
204333969 | Central Heat Pump | FRASER-JOHNSTON | HRCU-A-CB (Split System: Heat Pump with Remote Outdoor Unit-Air-Source) | HL20B4821 |  |  | CM50CE3A1+CC | TM8V100C16MP12 | 45000 | 20 |  | 12.5 | 10 |  | 44500 | 44000 | 98.88% | [8 empty] | Residential | 937.5 | No | 3.75
204333975 | Central Heat Pump | FRASER-JOHNSTON | HRCU-A-CB (Split System: Heat Pump with Remote Outdoor Unit-Air-Source) | HL20B4821 |  |  | CM50CE3A1+CC | TM8V080C16MP12 | 45000 | 20 |  | 12.5 | 10 |  | 44500 | 44000 | 98.88% | [8 empty] | Residential | 937.5 | No | 3.75
204333990 | Central Heat Pump | FRASER-JOHNSTON | HRCU-A-CB (Split System: Heat Pump with Remote Outdoor Unit-Air-Source) | HL20B4821 |  |  | CM50CE3A1+CC | TMLV100C16MP12 | 45000 | 20 |  | 12.5 | 10 |  | 44500 | 44000 | 98.88% | [8 empty] | Residential | 937.5 | No | 3.75
204333997 | Central Heat Pump | FRASER-JOHNSTON | HRCU-A-CB (Split System: Heat Pump with Remote Outdoor Unit-Air-Source) | HL20B4821 |  |  | CM50CE3A1+CC | TPLC080C16MP13 | 45000 | 20 |  | 12.5 | 10 |  | 44500 | 44000 | 98.88% | [8 empty] | Residential | 937.5 | No | 3.75
10510882 | Central Heat Pump | AMERICAN STANDARD | HRCU-A-CB (Split System: Heat Pump with Remote Outdoor Unit-Air-Source) | 4A6V0036A1 |  |  | 4PX*BU48BS3 | S9V2B080U3PSB+RP | 36400 | 20.5 |  | 13 | 10 |  | 33200 | 26600 | 80.12% | [8 empty] | Residential | 757.5 | No | 3.03
10510883 | Central Heat Pump | AMERICAN STANDARD | HRCU-A-CB (Split System: Heat Pump with Remote Outdoor Unit-Air-Source) | 4A6V0036A1 |  |  | 4PX*BU48BS3 | S9V2B080U4PSB+RP | 36400 | 20.25 |  | 13 | 10 |  | 33200 | 26600 | 80.12% | [8 empty] | Residential | 757.5 | No | 3.03
10510884 | Central Heat Pump | AMERICAN STANDARD | HRCU-A-CB (Split System: Heat Pump with Remote Outdoor Unit-Air-Source) | 4A6V0036A1 |  |  | 4PX*BU48BS3 | S9V2B060U4PSB+RP | 36600 | 21 |  | 13 | 10.5 |  | 33200 | 26400 | 79.52% | [8 empty] | Residential | 762.5 | No | 3.05
207454718 | Central Heat Pump | LENNOX | HRCU-A-CB (Split System: Heat Pump with Remote Outdoor Unit-Air-Source) | SL25XPV-024-230A** | ADP |  | LH35/36F9 | EL296UH090XV36C* | 22600 | 22 |  | 14 | 10 |  | 19800 | 22200 | 112.1% | [8 empty] | Residential | 470 | No | 1.88
207454719 | Central Heat Pump | LENNOX | HRCU-A-CB (Split System: Heat Pump with Remote Outdoor Unit-Air-Source) | SL25XPV-024-230A** | ADP |  | L*19/36S9 | EL296UH090XV36C* | 22200 | 22 |  | 14 | 10 |  | 19800 | 22200 | 112.1% | [8 empty] | Residential | 462.5 | No | 1.85
207454720 | Central Heat Pump | LENNOX | HRCU-A-CB (Split System: Heat Pump with Remote Outdoor Unit-Air-Source) | SL25XPV-024-230A** | ADP |  | LH35/38X9 | EL296UH090XV36C* | 22800 | 23 |  | 14 | 10 |  | 19800 | 22200 | 112.1% | [8 empty] | Residential | 475 | No | 1.9
207454721 | Central Heat Pump | LENNOX | HRCU-A-CB (Split System: Heat Pump with Remote Outdoor Unit-Air-Source) | SL25XPV-024-230A** | ADP |  | LH35/38F9 | EL296UH090XV36C* | 22800 | 23 |  | 14 | 10 |  | 19800 | 22200 | 112.1% | [8 empty] | Residential | 475 | No | 1.9
207454722 | Central Heat Pump | LENNOX | HRCU-A-CB (Split System: Heat Pump with Remote Outdoor Unit-Air-Source) | SL25XPV-024-230A** | ADP |  | L*30/36U9 | EL296UH090XV36C* | 22600 | 22 |  | 14 | 10 |  | 19800 | 22200 | 112.1% | [8 empty] | Residential | 470 | No | 1.88
207454723 | Central Heat Pump | LENNOX | HRCU-A-CB (Split System: Heat Pump with Remote Outdoor Unit-Air-Source) | SL25XPV-024-230A** | ADP |  | L*35/36U9 | EL296UH090XV36C* | 22800 | 22 |  | 14 | 10 |  | 19800 | 22200 | 112.1% | [8 empty] | Residential | 475 | No | 1.9
207454724 | Central Heat Pump | LENNOX | HRCU-A-CB (Split System: Heat Pump with Remote Outdoor Unit-Air-Source) | SL25XPV-024-230A** | ADP |  | L*35/36S9 | EL296UH090XV36C* | 22800 | 22 |  | 14 | 10 |  | 19800 | 22200 | 112.1% | [8 empty] | Residential | 475 | No | 1.9
207454725 | Central Heat Pump | LENNOX | HRCU-A-CB (Split System: Heat Pump with Remote Outdoor Unit-Air-Source) | SL25XPV-024-230A** | ADP |  | LH18/37D9 | EL296UH090XV36C* | 22400 | 22 |  | 14 | 10 |  | 19800 | 22200 | 112.1% | [8 empty] | Residential | 467.5 | No | 1.87
10510887 | Central Heat Pump | AMERICAN STANDARD | HRCU-A-CB (Split System: Heat Pump with Remote Outdoor Unit-Air-Source) | 4A6V0036A1 |  |  | 4PX*CU36BS3 | S9V2C100U4PSB+RP | 35200 | 20 |  | 13 | 10.5 |  | 32200 | 26000 | 80.75% | [8 empty] | Residential | 732.5 | No | 2.93
10510888 | Central Heat Pump | AMERICAN STANDARD | HRCU-A-CB (Split System: Heat Pump with Remote Outdoor Unit-Air-Source) | 4A6V0036A1 |  |  | 4PX*CU48BS3 | S9V2C100U4PSB+RP | 36600 | 20.5 |  | 13.5 | 10.5 |  | 33000 | 26400 | 80% | [8 empty] | Residential | 762.5 | No | 3.05
10510889 | Central Heat Pump | AMERICAN STANDARD | HRCU-A-CB (Split System: Heat Pump with Remote Outdoor Unit-Air-Source) | 4A6V0036A1 |  |  | 4TXCB004DS3 | S9V2B040U3PSB+RP | 35200 | 19.75 |  | 12.75 | 10 |  | 32400 | 26200 | 80.86% | [8 empty] | Residential | 732.5 | No | 2.93
10510891 | Central Heat Pump | AMERICAN STANDARD | HRCU-A-CB (Split System: Heat Pump with Remote Outdoor Unit-Air-Source) | 4A6V0036A1 |  |  | 4TXCB004DS3 | S9V2B060U4PSB+RP | 35200 | 20.5 |  | 13 | 10.5 |  | 32200 | 26000 | 80.75% | [8 empty] | Residential | 732.5 | No | 2.93
10510892 | Central Heat Pump | AMERICAN STANDARD | HRCU-A-CB (Split System: Heat Pump with Remote Outdoor Unit-Air-Source) | 4A6V0036A1 |  |  | 4TXCB004DS3 | S9V2B080U3PSB+RP | 34800 | 20 |  | 12.75 | 10 |  | 32200 | 26000 | 80.75% | [8 empty] | Residential | 725 | No | 2.9
10510893 | Central Heat Pump | AMERICAN STANDARD | HRCU-A-CB (Split System: Heat Pump with Remote Outdoor Unit-Air-Source) | 4A6V0036A1 |  |  | 4TXCB004DS3 | S9V2B080U4PSB+RP | 35200 | 19.75 |  | 12.75 | 10 |  | 32400 | 26000 | 80.25% | [8 empty] | Residential | 732.5 | No | 2.93
10510895 | Central Heat Pump | AMERICAN STANDARD | HRCU-A-CB (Split System: Heat Pump with Remote Outdoor Unit-Air-Source) | 4A6V0036A1 |  |  | 4TXCB004DS3 | S9V2B060U3PSB+RP | 35200 | 20 |  | 12.75 | 10.5 |  | 32400 | 26200 | 80.86% | [8 empty] | Residential | 732.5 | No | 2.93
205962258 | Central Heat Pump | TRANE | HRCU-A-CB (Split System: Heat Pump with Remote Outdoor Unit-Air-Source) | 4TWL9048A1 |  |  | 4PX*DD60BS3 | P0V0C000M50SB+RP | 46500 | 19 |  | 12.5 | 10 |  | 40500 | 29800 | 73.58% | [8 empty] | Residential | 970 | No | 3.88
207454726 | Central Heat Pump | LENNOX | HRCU-A-CB (Split System: Heat Pump with Remote Outdoor Unit-Air-Source) | SL25XPV-024-230A** | ADP |  | LH23/37W9 | EL296UH090XV36C* | 22800 | 23 |  | 14 | 10 |  | 19800 | 22200 | 112.1% | [8 empty] | Residential | 475 | No | 1.9
207454727 | Central Heat Pump | LENNOX | HRCU-A-CB (Split System: Heat Pump with Remote Outdoor Unit-Air-Source) | SL25XPV-024-230A** | ADP |  | L*23/37Z9 | EL296UH090XV36C* | 22800 | 23 |  | 14 | 10 |  | 19800 | 22200 | 112.1% | [8 empty] | Residential | 475 | No | 1.9
207454728 | Central Heat Pump | LENNOX | HRCU-A-CB (Split System: Heat Pump with Remote Outdoor Unit-Air-Source) | SL25XPV-024-230A** | ADP |  | LH29/36F9 | EL296UH090XV48C* | 22200 | 21 |  | 14 | 10 |  | 19800 | 22200 | 112.1% | [8 empty] | Residential | 462.5 | No | 1.85
207454729 | Central Heat Pump | LENNOX | HRCU-A-CB (Split System: Heat Pump with Remote Outdoor Unit-Air-Source) | SL25XPV-024-230A** | ADP |  | LH35/36F9 | EL296UH090XV48C* | 22600 | 21 |  | 14 | 10 |  | 19800 | 22200 | 112.1% | [8 empty] | Residential | 470 | No | 1.88
207454730 | Central Heat Pump | LENNOX | HRCU-A-CB (Split System: Heat Pump with Remote Outdoor Unit-Air-Source) | SL25XPV-024-230A** | ADP |  | L*19/36S9 | EL296UH090XV48C* | 22200 | 21 |  | 14 | 10 |  | 19800 | 22200 | 112.1% | [8 empty] | Residential | 462.5 | No | 1.85
207454731 | Central Heat Pump | LENNOX | HRCU-A-CB (Split System: Heat Pump with Remote Outdoor Unit-Air-Source) | SL25XPV-024-230A** | ADP |  | LH35/38X9 | EL296UH090XV48C* | 22800 | 22 |  | 14 | 10 |  | 19800 | 22200 | 112.1% | [8 empty] | Residential | 475 | No | 1.9
207454732 | Central Heat Pump | LENNOX | HRCU-A-CB (Split System: Heat Pump with Remote Outdoor Unit-Air-Source) | SL25XPV-024-230A** | ADP |  | LH35/38F9 | EL296UH090XV48C* | 22800 | 22 |  | 14 | 10 |  | 19800 | 22200 | 112.1% | [8 empty] | Residential | 475 | No | 1.9
207454733 | Central Heat Pump | LENNOX | HRCU-A-CB (Split System: Heat Pump with Remote Outdoor Unit-Air-Source) | SL25XPV-024-230A** | ADP |  | L*30/36U9 | EL296UH090XV48C* | 22600 | 21 |  | 14 | 10 |  | 19800 | 22200 | 112.1% | [8 empty] | Residential | 470 | No | 1.88
205962259 | Central Heat Pump | TRANE | HRCU-A-CB (Split System: Heat Pump with Remote Outdoor Unit-Air-Source) | 4TWL9048A1 |  |  | 4PX*DD60BS3+HORIZ-RT | P0V0D000M50SB+RP | 47500 | 19 |  | 12.5 | 10 |  | 41500 | 30600 | 73.73% | [8 empty] | Residential | 990 | No | 3.96
205962260 | Central Heat Pump | TRANE | HRCU-A-CB (Split System: Heat Pump with Remote Outdoor Unit-Air-Source) | 4TWL9048A1 |  |  | 4PX*DD60BS3+HORIZ-RT | P0V0C000M50SB+RP | 46500 | 19 |  | 12.5 | 10 |  | 40500 | 29800 | 73.58% | [8 empty] | Residential | 970 | No | 3.88
205962261 | Central Heat Pump | TRANE | HRCU-A-CB (Split System: Heat Pump with Remote Outdoor Unit-Air-Source) | 4TWL9048A1 |  |  | 4PX*DU48BS3 | P0V0C000M50SB+RP | 46000 | 18.5 |  | 12.5 | 10 |  | 41500 | 30200 | 72.77% | [8 empty] | Residential | 957.5 | No | 3.83
205962262 | Central Heat Pump | TRANE | HRCU-A-CB (Split System: Heat Pump with Remote Outdoor Unit-Air-Source) | 4TWL9048A1 |  |  | 4PX*DU48BS3 | P0V0D000M50SB+RP | 48000 | 19 |  | 12.5 | 10.5 |  | 42500 | 31400 | 73.88% | [8 empty] | Residential | 1000 | No | 4
205962263 | Central Heat Pump | TRANE | HRCU-A-CB (Split System: Heat Pump with Remote Outdoor Unit-Air-Source) | 4TWL9048A1 |  |  | 4PX*DU60BS3 | P0V0C000M50SB+RP | 48000 | 19.5 |  | 12.5 | 10 |  | 41000 | 30000 | 73.17% | [8 empty] | Residential | 1000 | No | 4
205962264 | Central Heat Pump | TRANE | HRCU-A-CB (Split System: Heat Pump with Remote Outdoor Unit-Air-Source) | 4TWL9048A1 |  |  | 4PX*DU60BS3 | P0V0D000M50SB+RP | 49500 | 19.5 |  | 12.5 | 11 |  | 42000 | 31000 | 73.81% | [8 empty] | Residential | 1032.5 | No | 4.13
205962266 | Central Heat Pump | TRANE | HRCU-A-CB (Split System: Heat Pump with Remote Outdoor Unit-Air-Source) | 4TWL9048A1 |  |  | 4TXCC007DS3 | P0V0C000M50SB+RP | 48000 | 19 |  | 12.5 | 10 |  | 43000 | 31400 | 73.02% | [8 empty] | Residential | 1000 | No | 4
205962267 | Central Heat Pump | TRANE | HRCU-A-CB (Split System: Heat Pump with Remote Outdoor Unit-Air-Source) | 4TWL9048A1 |  |  | 4TXCC009DS3 | P0V0C000M50SB+RP | 49000 | 19.5 |  | 12.5 | 10 |  | 42500 | 31000 | 72.94% | [8 empty] | Residential | 1020 | No | 4.08
205962268 | Central Heat Pump | TRANE | HRCU-A-CB (Split System: Heat Pump with Remote Outdoor Unit-Air-Source) | 4TWL9048A1 |  |  | 4TXCD008DS3 | P0V0C000M50SB+RP | 46000 | 18.5 |  | 12.5 | 10 |  | 41500 | 30200 | 72.77% | [8 empty] | Residential | 957.5 | No | 3.83
207454734 | Central Heat Pump | LENNOX | HRCU-A-CB (Split System: Heat Pump with Remote Outdoor Unit-Air-Source) | SL25XPV-024-230A** | ADP |  | L*35/36U9 | EL296UH090XV48C* | 22800 | 22 |  | 14 | 10 |  | 19800 | 22200 | 112.1% | [8 empty] | Residential | 475 | No | 1.9
207454735 | Central Heat Pump | LENNOX | HRCU-A-CB (Split System: Heat Pump with Remote Outdoor Unit-Air-Source) | SL25XPV-024-230A** | ADP |  | L*35/36S9 | EL296UH090XV48C* | 22800 | 22 |  | 14 | 10 |  | 19800 | 22200 | 112.1% | [8 empty] | Residential | 475 | No | 1.9
207454736 | Central Heat Pump | LENNOX | HRCU-A-CB (Split System: Heat Pump with Remote Outdoor Unit-Air-Source) | SL25XPV-024-230A** | ADP |  | LH18/37D9 | EL296UH090XV48C* | 22400 | 21 |  | 14 | 10 |  | 19800 | 22200 | 112.1% | [8 empty] | Residential | 467.5 | No | 1.87
207454737 | Central Heat Pump | LENNOX | HRCU-A-CB (Split System: Heat Pump with Remote Outdoor Unit-Air-Source) | SL25XPV-024-230A** | ADP |  | LH23/37W9 | EL296UH090XV48C* | 22800 | 22 |  | 14 | 10 |  | 19800 | 22200 | 112.1% | [8 empty] | Residential | 475 | No | 1.9
207454738 | Central Heat Pump | LENNOX | HRCU-A-CB (Split System: Heat Pump with Remote Outdoor Unit-Air-Source) | SL25XPV-024-230A** | ADP |  | L*23/37Z9 | EL296UH090XV48C* | 22800 | 22 |  | 14 | 10 |  | 19800 | 22200 | 112.1% | [8 empty] | Residential | 475 | No | 1.9
207454739 | Central Heat Pump | LENNOX | HRCU-A-CB (Split System: Heat Pump with Remote Outdoor Unit-Air-Source) | SL25XPV-024-230A** | ADP |  | LH29/36F9 | EL296UH090XV60C* | 22200 | 20 |  | 14 | 10 |  | 19800 | 22200 | 112.1% | [8 empty] | Residential | 462.5 | No | 1.85
207454740 | Central Heat Pump | LENNOX | HRCU-A-CB (Split System: Heat Pump with Remote Outdoor Unit-Air-Source) | SL25XPV-024-230A** | ADP |  | LH35/36F9 | EL296UH090XV60C* | 22600 | 20 |  | 14 | 10 |  | 19800 | 22200 | 112.1% | [8 empty] | Residential | 470 | No | 1.88
207454741 | Central Heat Pump | LENNOX | HRCU-A-CB (Split System: Heat Pump with Remote Outdoor Unit-Air-Source) | SL25XPV-024-230A** | ADP |  | L*19/36S9 | EL296UH090XV60C* | 22200 | 20 |  | 14 | 10 |  | 19800 | 22200 | 112.1% | [8 empty] | Residential | 462.5 | No | 1.85
206788472 | Central Heat Pump | CARRIER | HRCU-A-CB (Split System: Heat Pump with Remote Outdoor Unit-Air-Source) | 25VNA424A*031* |  |  | CAP**4821AL*+UI | 59TN6B080C17**14 | 23400 | 21 |  | 14 | 11 |  | 24000 | 24200 | 100.8% | [8 empty] | Residential | 487.5 | No | 1.95
206788473 | Central Heat Pump | CARRIER | HRCU-A-CB (Split System: Heat Pump with Remote Outdoor Unit-Air-Source) | 25VNA424A*031* |  |  | CAP**4824AL*+UI | 58TN*A070C21**20 | 23400 | 22 |  | 14 | 11 |  | 24000 | 24000 | 100% | [8 empty] | Residential | 487.5 | No | 1.95
206788474 | Central Heat Pump | CARRIER | HRCU-A-CB (Split System: Heat Pump with Remote Outdoor Unit-Air-Source) | 25VNA424A*031* |  |  | CAP**4824AL*+UI | 58TN*A090C21**20 | 23400 | 22 |  | 14 | 11 |  | 24000 | 24000 | 100% | [8 empty] | Residential | 487.5 | No | 1.95
206788475 | Central Heat Pump | CARRIER | HRCU-A-CB (Split System: Heat Pump with Remote Outdoor Unit-Air-Source) | 25VNA424A*031* |  |  | CAP**4824AL*+UI | 58TN*A135C24**22 | 23400 | 22 |  | 14 | 11 |  | 24000 | 24000 | 100% | [8 empty] | Residential | 487.5 | No | 1.95
206788476 | Central Heat Pump | CARRIER | HRCU-A-CB (Split System: Heat Pump with Remote Outdoor Unit-Air-Source) | 25VNA424A*031* |  |  | CAP**4824AL*+UI | 59TN6B120C24**22 | 23400 | 22 |  | 14 | 11 |  | 24000 | 24000 | 100% | [8 empty] | Residential | 487.5 | No | 1.95
206788477 | Central Heat Pump | CARRIER | HRCU-A-CB (Split System: Heat Pump with Remote Outdoor Unit-Air-Source) | 25VNA424A*031* |  |  | CAP**6024AL*+UI | 58TN*A070C21**20 | 23400 | 22 |  | 14 | 11 |  | 24000 | 23800 | 99.17% | [8 empty] | Residential | 487.5 | No | 1.95
206788478 | Central Heat Pump | CARRIER | HRCU-A-CB (Split System: Heat Pump with Remote Outdoor Unit-Air-Source) | 25VNA424A*031* |  |  | CAP**6024AL*+UI | 58TN*A090C21**20 | 23400 | 22 |  | 14 | 11 |  | 24000 | 23600 | 98.33% | [8 empty] | Residential | 487.5 | No | 1.95
206788479 | Central Heat Pump | CARRIER | HRCU-A-CB (Split System: Heat Pump with Remote Outdoor Unit-Air-Source) | 25VNA424A*031* |  |  | CAP**6024AL*+UI | 58TN*A135C24**22 | 23400 | 22 |  | 14 | 11 |  | 24000 | 23600 | 98.33% | [8 empty] | Residential | 487.5 | No | 1.95
207454742 | Central Heat Pump | LENNOX | HRCU-A-CB (Split System: Heat Pump with Remote Outdoor Unit-Air-Source) | SL25XPV-024-230A** | ADP |  | LH35/38X9 | EL296UH090XV60C* | 22800 | 21 |  | 14 | 10 |  | 19800 | 22200 | 112.1% | [8 empty] | Residential | 475 | No | 1.9
207454743 | Central Heat Pump | LENNOX | HRCU-A-CB (Split System: Heat Pump with Remote Outdoor Unit-Air-Source) | SL25XPV-024-230A** | ADP |  | LH35/38F9 | EL296UH090XV60C* | 22800 | 21 |  | 14 | 10 |  | 19800 | 22200 | 112.1% | [8 empty] | Residential | 475 | No | 1.9
207454744 | Central Heat Pump | LENNOX | HRCU-A-CB (Split System: Heat Pump with Remote Outdoor Unit-Air-Source) | SL25XPV-024-230A** | ADP |  | L*30/36U9 | EL296UH090XV60C* | 22600 | 20 |  | 14 | 10 |  | 19800 | 22200 | 112.1% | [8 empty] | Residential | 470 | No | 1.88
207454745 | Central Heat Pump | LENNOX | HRCU-A-CB (Split System: Heat Pump with Remote Outdoor Unit-Air-Source) | SL25XPV-024-230A** | ADP |  | L*35/36U9 | EL296UH090XV60C* | 22800 | 21 |  | 14 | 10 |  | 19800 | 22200 | 112.1% | [8 empty] | Residential | 475 | No | 1.9
207454746 | Central Heat Pump | LENNOX | HRCU-A-CB (Split System: Heat Pump with Remote Outdoor Unit-Air-Source) | SL25XPV-024-230A** | ADP |  | L*35/36S9 | EL296UH090XV60C* | 22800 | 21 |  | 14 | 10 |  | 19800 | 22200 | 112.1% | [8 empty] | Residential | 475 | No | 1.9
207454747 | Central Heat Pump | LENNOX | HRCU-A-CB (Split System: Heat Pump with Remote Outdoor Unit-Air-Source) | SL25XPV-024-230A** | ADP |  | LH18/37D9 | EL296UH090XV60C* | 22400 | 20 |  | 14 | 10 |  | 19800 | 22200 | 112.1% | [8 empty] | Residential | 467.5 | No | 1.87
207454748 | Central Heat Pump | LENNOX | HRCU-A-CB (Split System: Heat Pump with Remote Outdoor Unit-Air-Source) | SL25XPV-024-230A** | ADP |  | LH23/37W9 | EL296UH090XV60C* | 22800 | 21 |  | 14 | 10 |  | 19800 | 22200 | 112.1% | [8 empty] | Residential | 475 | No | 1.9
207454749 | Central Heat Pump | LENNOX | HRCU-A-CB (Split System: Heat Pump with Remote Outdoor Unit-Air-Source) | SL25XPV-024-230A** | ADP |  | L*23/37Z9 | EL296UH090XV60C* | 22800 | 21 |  | 14 | 10 |  | 19800 | 22200 | 112.1% | [8 empty] | Residential | 475 | No | 1.9
206788480 | Central Heat Pump | CARRIER | HRCU-A-CB (Split System: Heat Pump with Remote Outdoor Unit-Air-Source) | 25VNA424A*031* |  |  | CAP**6024AL*+UI | 59TN6B120C24**22 | 23400 | 22 |  | 14 | 11 |  | 24000 | 23600 | 98.33% | [8 empty] | Residential | 487.5 | No | 1.95
205041792 | Central Heat Pump | LUXAIRE | HRCU-A-CB (Split System: Heat Pump with Remote Outdoor Unit-Air-Source) | HL19B3621 |  |  | CF60CXA2+TXV | TPLC100C16MP13 | 35600 | 18 |  | 14 | 10 |  | 35200 | 22400 | 63.64% | [8 empty] | Residential | 742.5 | No | 2.97
205041794 | Central Heat Pump | LUXAIRE | HRCU-A-CB (Split System: Heat Pump with Remote Outdoor Unit-Air-Source) | HL19B3621 |  |  | CF60CXA2+TXV | LPLC080C16MP13 | 35600 | 18 |  | 14 | 10 |  | 35200 | 22400 | 63.64% | [8 empty] | Residential | 742.5 | No | 2.97
205041795 | Central Heat Pump | LUXAIRE | HRCU-A-CB (Split System: Heat Pump with Remote Outdoor Unit-Air-Source) | HL19B3621 |  |  | CF60CXA2+TXV | LPLC100C16MP13 | 35600 | 18 |  | 14 | 10 |  | 35200 | 22400 | 63.64% | [8 empty] | Residential | 742.5 | No | 2.97
205041803 | Central Heat Pump | LUXAIRE | HRCU-A-CB (Split System: Heat Pump with Remote Outdoor Unit-Air-Source) | HL19B3621 |  |  | CF60CXA2+MVC16CN21+TXV |  | 36000 | 19 |  | 14 | 10 |  | 35200 | 22400 | 63.64% | [8 empty] | Residential | 750 | No | 3
205041807 | Central Heat Pump | LUXAIRE | HRCU-A-CB (Split System: Heat Pump with Remote Outdoor Unit-Air-Source) | HL19B3621 |  |  | CF60CXA2+ME16CN21+TXV |  | 35800 | 18 |  | 14 | 10 |  | 34800 | 22400 | 64.37% | [8 empty] | Residential | 745 | No | 2.98
205041819 | Central Heat Pump | LUXAIRE | HRCU-A-CB (Split System: Heat Pump with Remote Outdoor Unit-Air-Source) | HL19B3621 |  |  | CF60CXA2+TXV | TM9V100C20MP12 | 36000 | 19 |  | 14 | 10 |  | 35400 | 22400 | 63.28% | [8 empty] | Residential | 750 | No | 3
205041821 | Central Heat Pump | LUXAIRE | HRCU-A-CB (Split System: Heat Pump with Remote Outdoor Unit-Air-Source) | HL19B3621 |  |  | CF60CXA2+TXV | TP9C100C20MP13 | 36000 | 19 |  | 14 | 10 |  | 35400 | 22400 | 63.28% | [8 empty] | Residential | 750 | No | 3
205041823 | Central Heat Pump | LUXAIRE | HRCU-A-CB (Split System: Heat Pump with Remote Outdoor Unit-Air-Source) | HL19B3621 |  |  | CF60CXA2+TXV | LP9C100C20MP13 | 36000 | 19 |  | 14 | 10 |  | 35400 | 22400 | 63.28% | [8 empty] | Residential | 750 | No | 3
207454750 | Central Heat Pump | LENNOX | HRCU-A-CB (Split System: Heat Pump with Remote Outdoor Unit-Air-Source) | SL25XPV-024-230A** | ADP |  | LH29/36F9 | EL296UH110XV48C* | 22200 | 21 |  | 14 | 10 |  | 19800 | 22200 | 112.1% | [8 empty] | Residential | 462.5 | No | 1.85
207454751 | Central Heat Pump | LENNOX | HRCU-A-CB (Split System: Heat Pump with Remote Outdoor Unit-Air-Source) | SL25XPV-024-230A** | ADP |  | LH35/36F9 | EL296UH110XV48C* | 22600 | 21 |  | 14 | 10 |  | 19800 | 22200 | 112.1% | [8 empty] | Residential | 470 | No | 1.88
207454752 | Central Heat Pump | LENNOX | HRCU-A-CB (Split System: Heat Pump with Remote Outdoor Unit-Air-Source) | SL25XPV-024-230A** | ADP |  | L*19/36S9 | EL296UH110XV48C* | 22200 | 21 |  | 14 | 10 |  | 19800 | 22200 | 112.1% | [8 empty] | Residential | 462.5 | No | 1.85
207454753 | Central Heat Pump | LENNOX | HRCU-A-CB (Split System: Heat Pump with Remote Outdoor Unit-Air-Source) | SL25XPV-024-230A** | ADP |  | LH35/38X9 | EL296UH110XV48C* | 22800 | 22 |  | 14 | 10 |  | 19800 | 22200 | 112.1% | [8 empty] | Residential | 475 | No | 1.9
207454754 | Central Heat Pump | LENNOX | HRCU-A-CB (Split System: Heat Pump with Remote Outdoor Unit-Air-Source) | SL25XPV-024-230A** | ADP |  | LH35/38F9 | EL296UH110XV48C* | 22800 | 22 |  | 14 | 10 |  | 19800 | 22200 | 112.1% | [8 empty] | Residential | 475 | No | 1.9
207454755 | Central Heat Pump | LENNOX | HRCU-A-CB (Split System: Heat Pump with Remote Outdoor Unit-Air-Source) | SL25XPV-024-230A** | ADP |  | L*30/36U9 | EL296UH110XV48C* | 22600 | 21 |  | 14 | 10 |  | 19800 | 22200 | 112.1% | [8 empty] | Residential | 470 | No | 1.88
207454756 | Central Heat Pump | LENNOX | HRCU-A-CB (Split System: Heat Pump with Remote Outdoor Unit-Air-Source) | SL25XPV-024-230A** | ADP |  | L*35/36U9 | EL296UH110XV48C* | 22800 | 22 |  | 14 | 10 |  | 19800 | 22200 | 112.1% | [8 empty] | Residential | 475 | No | 1.9
207454757 | Central Heat Pump | LENNOX | HRCU-A-CB (Split System: Heat Pump with Remote Outdoor Unit-Air-Source) | SL25XPV-024-230A** | ADP |  | L*35/36S9 | EL296UH110XV48C* | 22800 | 22 |  | 14 | 10 |  | 19800 | 22200 | 112.1% | [8 empty] | Residential | 475 | No | 1.9
205041829 | Central Heat Pump | LUXAIRE | HRCU-A-CB (Split System: Heat Pump with Remote Outdoor Unit-Air-Source) | HL19B3621 |  |  | CF60CXA2+TXV | TM9V080C16MP12 | 35800 | 18 |  | 13 | 10 |  | 35400 | 22400 | 63.28% | [8 empty] | Residential | 745 | No | 2.98
205041831 | Central Heat Pump | LUXAIRE | HRCU-A-CB (Split System: Heat Pump with Remote Outdoor Unit-Air-Source) | HL19B3621 |  |  | CF60CXA2+TXV | TP9C080C16MP13 | 35800 | 18 |  | 13 | 10 |  | 35400 | 22400 | 63.28% | [8 empty] | Residential | 745 | No | 2.98
205274051 | Central Heat Pump | BRYANT HEATING AND COOLING SYSTEMS | HRCU-A-CB (Split System: Heat Pump with Remote Outdoor Unit-Air-Source) | 284ANV036*0**A* |  |  | CAP**6124AL*+UI | 986TC66100C21*** | 34800 | 21.5 |  | 13 | 11 |  | 34800 | 33000 | 94.83% | [8 empty] | Residential | 725 | No | 2.9
205274052 | Central Heat Pump | BRYANT HEATING AND COOLING SYSTEMS | HRCU-A-CB (Split System: Heat Pump with Remote Outdoor Unit-Air-Source) | 284ANV036*0**A* |  |  | CAP**6124AL*+UI | 88*TA60110C21*** | 34800 | 22 |  | 13 | 11 |  | 34800 | 33000 | 94.83% | [8 empty] | Residential | 725 | No | 2.9
205274053 | Central Heat Pump | BRYANT HEATING AND COOLING SYSTEMS | HRCU-A-CB (Split System: Heat Pump with Remote Outdoor Unit-Air-Source) | 284ANV036*0**A* |  |  | CAP**6124AL*+UI | 987MB60060C21*** | 34600 | 21 |  | 12.5 | 11 |  | 35200 | 33600 | 95.45% | [8 empty] | Residential | 720 | No | 2.88
205274055 | Central Heat Pump | BRYANT HEATING AND COOLING SYSTEMS | HRCU-A-CB (Split System: Heat Pump with Remote Outdoor Unit-Air-Source) | 284ANV036*0**A* |  |  | CNPV*4217AL*+UI | 88*TA48070C17*** | 33400 | 20.5 |  | 12.5 | 10 |  | 32600 | 31800 | 97.55% | [8 empty] | Residential | 695 | No | 2.78
205274061 | Central Heat Pump | BRYANT HEATING AND COOLING SYSTEMS | HRCU-A-CB (Split System: Heat Pump with Remote Outdoor Unit-Air-Source) | 284ANV036*0**A* |  |  | CNPV*4217AL*+UI | 88*TA48090C17*** | 33600 | 21 |  | 12.5 | 10.5 |  | 32800 | 32000 | 97.56% | [8 empty] | Residential | 700 | No | 2.8
205274065 | Central Heat Pump | BRYANT HEATING AND COOLING SYSTEMS | HRCU-A-CB (Split System: Heat Pump with Remote Outdoor Unit-Air-Source) | 284ANV036*0**A* |  |  | CNPV*4221AL*+UI | 88*TA60090C21*** | 33200 | 20.5 |  | 12.5 | 10 |  | 32200 | 31400 | 97.52% | [8 empty] | Residential | 692.5 | No | 2.77
207454758 | Central Heat Pump | LENNOX | HRCU-A-CB (Split System: Heat Pump with Remote Outdoor Unit-Air-Source) | SL25XPV-024-230A** | ADP |  | LH18/37D9 | EL296UH110XV48C* | 22400 | 21 |  | 14 | 10 |  | 19800 | 22200 | 112.1% | [8 empty] | Residential | 467.5 | No | 1.87
207454759 | Central Heat Pump | LENNOX | HRCU-A-CB (Split System: Heat Pump with Remote Outdoor Unit-Air-Source) | SL25XPV-024-230A** | ADP |  | LH23/37W9 | EL296UH110XV48C* | 22800 | 22 |  | 14 | 10 |  | 19800 | 22200 | 112.1% | [8 empty] | Residential | 475 | No | 1.9
207454760 | Central Heat Pump | LENNOX | HRCU-A-CB (Split System: Heat Pump with Remote Outdoor Unit-Air-Source) | SL25XPV-024-230A** | ADP |  | L*23/37Z9 | EL296UH110XV48C* | 22800 | 22 |  | 14 | 10 |  | 19800 | 22200 | 112.1% | [8 empty] | Residential | 475 | No | 1.9
207454761 | Central Heat Pump | LENNOX | HRCU-A-CB (Split System: Heat Pump with Remote Outdoor Unit-Air-Source) | SL25XPV-024-230A** | ADP |  | LH29/36F9 | EL296UH110XV60C* | 22200 | 20 |  | 14 | 10 |  | 19800 | 22200 | 112.1% | [8 empty] | Residential | 462.5 | No | 1.85
207454762 | Central Heat Pump | LENNOX | HRCU-A-CB (Split System: Heat Pump with Remote Outdoor Unit-Air-Source) | SL25XPV-024-230A** | ADP |  | LH35/36F9 | EL296UH110XV60C* | 22600 | 20 |  | 14 | 10 |  | 19800 | 22200 | 112.1% | [8 empty] | Residential | 470 | No | 1.88
207454763 | Central Heat Pump | LENNOX | HRCU-A-CB (Split System: Heat Pump with Remote Outdoor Unit-Air-Source) | SL25XPV-024-230A** | ADP |  | L*19/36S9 | EL296UH110XV60C* | 22200 | 20 |  | 14 | 10 |  | 19800 | 22200 | 112.1% | [8 empty] | Residential | 462.5 | No | 1.85
207454764 | Central Heat Pump | LENNOX | HRCU-A-CB (Split System: Heat Pump with Remote Outdoor Unit-Air-Source) | SL25XPV-024-230A** | ADP |  | LH35/38X9 | EL296UH110XV60C* | 22800 | 21 |  | 14 | 10 |  | 19800 | 22200 | 112.1% | [8 empty] | Residential | 475 | No | 1.9
207454765 | Central Heat Pump | LENNOX | HRCU-A-CB (Split System: Heat Pump with Remote Outdoor Unit-Air-Source) | SL25XPV-024-230A** | ADP |  | LH35/38F9 | EL296UH110XV60C* | 22800 | 21 |  | 14 | 10 |  | 19800 | 22200 | 112.1% | [8 empty] | Residential | 475 | No | 1.9
205274070 | Central Heat Pump | BRYANT HEATING AND COOLING SYSTEMS | HRCU-A-CB (Split System: Heat Pump with Remote Outdoor Unit-Air-Source) | 284ANV036*0**A* |  |  | CNPV*4221AL*+UI | 987MB60080C21*** | 33200 | 20.5 |  | 12.5 | 10 |  | 32400 | 31600 | 97.53% | [8 empty] | Residential | 692.5 | No | 2.77
205274071 | Central Heat Pump | BRYANT HEATING AND COOLING SYSTEMS | HRCU-A-CB (Split System: Heat Pump with Remote Outdoor Unit-Air-Source) | 284ANV036*0**A* |  |  | CNPV*4221AL*+UI | 987MB66100C21*** | 33200 | 20.5 |  | 13 | 10 |  | 32200 | 31000 | 96.27% | [8 empty] | Residential | 692.5 | No | 2.77
205274072 | Central Heat Pump | BRYANT HEATING AND COOLING SYSTEMS | HRCU-A-CB (Split System: Heat Pump with Remote Outdoor Unit-Air-Source) | 284ANV036*0**A* |  |  | CNPV*4221AL*+UI | 986TC60080C21*** | 33200 | 20.5 |  | 12.5 | 10 |  | 32400 | 31600 | 97.53% | [8 empty] | Residential | 692.5 | No | 2.77
10510898 | Central Heat Pump | AMERICAN STANDARD | HRCU-A-CB (Split System: Heat Pump with Remote Outdoor Unit-Air-Source) | 4A6V0036A1 |  |  | 4TXCB006DS3 | S9V2B080U3PSB+RP | 36400 | 20.5 |  | 13 | 10 |  | 33200 | 26600 | 80.12% | [8 empty] | Residential | 757.5 | No | 3.03
10510899 | Central Heat Pump | AMERICAN STANDARD | HRCU-A-CB (Split System: Heat Pump with Remote Outdoor Unit-Air-Source) | 4A6V0036A1 |  |  | 4TXCB006DS3 | S9V2B040U3PSB+RP | 36200 | 20.25 |  | 13 | 10 |  | 33200 | 26400 | 79.52% | [8 empty] | Residential | 755 | No | 3.02
10510900 | Central Heat Pump | AMERICAN STANDARD | HRCU-A-CB (Split System: Heat Pump with Remote Outdoor Unit-Air-Source) | 4A6V0036A1 |  |  | 4TXCB006DS3 | S9V2B060U4PSB+RP | 36600 | 21 |  | 13 | 10.5 |  | 33200 | 26400 | 79.52% | [8 empty] | Residential | 762.5 | No | 3.05
10510901 | Central Heat Pump | AMERICAN STANDARD | HRCU-A-CB (Split System: Heat Pump with Remote Outdoor Unit-Air-Source) | 4A6V0036A1 |  |  | 4TXCB006DS3 | S9V2B060U3PSB+RP | 36200 | 20.5 |  | 13 | 10 |  | 33200 | 26400 | 79.52% | [8 empty] | Residential | 755 | No | 3.02
10510902 | Central Heat Pump | AMERICAN STANDARD | HRCU-A-CB (Split System: Heat Pump with Remote Outdoor Unit-Air-Source) | 4A6V0036A1 |  |  | 4TXCB006DS3 | S9V2B080U4PSB+RP | 36400 | 20.25 |  | 13 | 10 |  | 33200 | 26600 | 80.12% | [8 empty] | Residential | 757.5 | No | 3.03
201923075 | Central Heat Pump | AMERICAN STANDARD | HRCU-A-CB (Split System: Heat Pump with Remote Outdoor Unit-Air-Source) | 4A6L9024A1 |  |  | 4TXFH036CZ3 | S9V2B040U3PSB+RP | 23800 | 19 |  | 12.5 | 11 |  | 19600 | 13200 | 67.35% | [8 empty] | Residential | 495 | No | 1.98
201923077 | Central Heat Pump | AMERICAN STANDARD | HRCU-A-CB (Split System: Heat Pump with Remote Outdoor Unit-Air-Source) | 4A6L9024A1 |  |  | 4TXFH036CZ3 | S9V2B060U3PSB+RP | 23800 | 19 |  | 13 | 11 |  | 19400 | 13200 | 68.04% | [8 empty] | Residential | 495 | No | 1.98
201923079 | Central Heat Pump | AMERICAN STANDARD | HRCU-A-CB (Split System: Heat Pump with Remote Outdoor Unit-Air-Source) | 4A6L9024A1 |  |  | 4TXFH036CZ3 | *UHMC100ACV4 | 23800 | 18.5 |  | 12.5 | 11 |  | 20000 | 13300 | 66.5% | [8 empty] | Residential | 495 | No | 1.98
205962526 | Central Heat Pump | AMERICAN STANDARD | HRCU-A-CB (Split System: Heat Pump with Remote Outdoor Unit-Air-Source) | 4A6L9048A1 |  |  | 4PX*DD60BS3+HORIZ-RT | P0V0D000M50SB+RP | 47500 | 19 |  | 12.5 | 10 |  | 41500 | 30600 | 73.73% | [8 empty] | Residential | 990 | No | 3.96
205962527 | Central Heat Pump | AMERICAN STANDARD | HRCU-A-CB (Split System: Heat Pump with Remote Outdoor Unit-Air-Source) | 4A6L9048A1 |  |  | 4PX*DD60BS3+HORIZ-RT | P0V0C000M50SB+RP | 46500 | 19 |  | 12.5 | 10 |  | 40500 | 29800 | 73.58% | [8 empty] | Residential | 970 | No | 3.88
206788481 | Central Heat Pump | CARRIER | HRCU-A-CB (Split System: Heat Pump with Remote Outdoor Unit-Air-Source) | 25VNA424A*031* |  |  | CNPV*3617AL*+UI | 58TN*A045C17**12 | 23400 | 21 |  | 14 | 11 |  | 24000 | 24600 | 102.5% | [8 empty] | Residential | 487.5 | No | 1.95
206788487 | Central Heat Pump | CARRIER | HRCU-A-CB (Split System: Heat Pump with Remote Outdoor Unit-Air-Source) | 25VNA424A*031* |  |  | CNPV*3621AL*+UI | 58TN*A070C21**20 | 23400 | 21 |  | 14 | 11 |  | 24000 | 24400 | 101.7% | [8 empty] | Residential | 487.5 | No | 1.95
206788488 | Central Heat Pump | CARRIER | HRCU-A-CB (Split System: Heat Pump with Remote Outdoor Unit-Air-Source) | 25VNA424A*031* |  |  | CNPV*3621AL*+UI | 58TN*A090C21**20 | 23400 | 21 |  | 14 | 11 |  | 24000 | 24400 | 101.7% | [8 empty] | Residential | 487.5 | No | 1.95
207454766 | Central Heat Pump | LENNOX | HRCU-A-CB (Split System: Heat Pump with Remote Outdoor Unit-Air-Source) | SL25XPV-024-230A** | ADP |  | L*30/36U9 | EL296UH110XV60C* | 22600 | 20 |  | 14 | 10 |  | 19800 | 22200 | 112.1% | [8 empty] | Residential | 470 | No | 1.88
207454767 | Central Heat Pump | LENNOX | HRCU-A-CB (Split System: Heat Pump with Remote Outdoor Unit-Air-Source) | SL25XPV-024-230A** | ADP |  | L*35/36U9 | EL296UH110XV60C* | 22800 | 21 |  | 14 | 10 |  | 19800 | 22200 | 112.1% | [8 empty] | Residential | 475 | No | 1.9
207454768 | Central Heat Pump | LENNOX | HRCU-A-CB (Split System: Heat Pump with Remote Outdoor Unit-Air-Source) | SL25XPV-024-230A** | ADP |  | L*35/36S9 | EL296UH110XV60C* | 22800 | 21 |  | 14 | 10 |  | 19800 | 22200 | 112.1% | [8 empty] | Residential | 475 | No | 1.9
207454769 | Central Heat Pump | LENNOX | HRCU-A-CB (Split System: Heat Pump with Remote Outdoor Unit-Air-Source) | SL25XPV-024-230A** | ADP |  | LH18/37D9 | EL296UH110XV60C* | 22400 | 20 |  | 14 | 10 |  | 19800 | 22200 | 112.1% | [8 empty] | Residential | 467.5 | No | 1.87
207454770 | Central Heat Pump | LENNOX | HRCU-A-CB (Split System: Heat Pump with Remote Outdoor Unit-Air-Source) | SL25XPV-024-230A** | ADP |  | LH23/37W9 | EL296UH110XV60C* | 22800 | 21 |  | 14 | 10 |  | 19800 | 22200 | 112.1% | [8 empty] | Residential | 475 | No | 1.9
207454771 | Central Heat Pump | LENNOX | HRCU-A-CB (Split System: Heat Pump with Remote Outdoor Unit-Air-Source) | SL25XPV-024-230A** | ADP |  | L*23/37Z9 | EL296UH110XV60C* | 22800 | 21 |  | 14 | 10 |  | 19800 | 22200 | 112.1% | [8 empty] | Residential | 475 | No | 1.9
207454776 | Central Heat Pump | LENNOX | HRCU-A-CB (Split System: Heat Pump with Remote Outdoor Unit-Air-Source) | SL25XPV-024-230A** | ADP |  | L*23/37Z9 | SL280DF080NV60C* | 23000 | 18 |  | 13 | 10 |  | 20200 | 23200 | 114.9% | [8 empty] | Residential | 480 | No | 1.92
207454781 | Central Heat Pump | LENNOX | HRCU-A-CB (Split System: Heat Pump with Remote Outdoor Unit-Air-Source) | SL25XPV-024-230A** | ADP |  | L*23/37Z9 | SL280DF090V60C* | 23000 | 18 |  | 13 | 10 |  | 20000 | 23200 | 116% | [8 empty] | Residential | 480 | No | 1.92
206788497 | Central Heat Pump | CARRIER | HRCU-A-CB (Split System: Heat Pump with Remote Outdoor Unit-Air-Source) | 25VNA424A*031* |  |  | CNPV*4221AL*+UI | 58TN*A070C21**20 | 23400 | 21 |  | 14 | 11 |  | 24000 | 24400 | 101.7% | [8 empty] | Residential | 487.5 | No | 1.95
206788498 | Central Heat Pump | CARRIER | HRCU-A-CB (Split System: Heat Pump with Remote Outdoor Unit-Air-Source) | 25VNA424A*031* |  |  | CNPV*4221AL*+UI | 58TN*A090C21**20 | 23400 | 21 |  | 14 | 11 |  | 24000 | 24200 | 100.8% | [8 empty] | Residential | 487.5 | No | 1.95
206788501 | Central Heat Pump | CARRIER | HRCU-A-CB (Split System: Heat Pump with Remote Outdoor Unit-Air-Source) | 25VNA424A*031* |  |  | CNPV*4821AL*+UI | 58TN*A045C17**12 | 23400 | 21 |  | 14 | 11 |  | 24000 | 24400 | 101.7% | [8 empty] | Residential | 487.5 | No | 1.95
206788502 | Central Heat Pump | CARRIER | HRCU-A-CB (Split System: Heat Pump with Remote Outdoor Unit-Air-Source) | 25VNA424A*031* |  |  | CNPV*4821AL*+UI | 58TN*A070C17**16 | 23400 | 22 |  | 14 | 11 |  | 24000 | 24200 | 100.8% | [8 empty] | Residential | 487.5 | No | 1.95
206788503 | Central Heat Pump | CARRIER | HRCU-A-CB (Split System: Heat Pump with Remote Outdoor Unit-Air-Source) | 25VNA424A*031* |  |  | CNPV*4821AL*+UI | 58TN*A070C21**20 | 23400 | 22 |  | 14 | 11 |  | 24000 | 24200 | 100.8% | [8 empty] | Residential | 487.5 | No | 1.95
206788504 | Central Heat Pump | CARRIER | HRCU-A-CB (Split System: Heat Pump with Remote Outdoor Unit-Air-Source) | 25VNA424A*031* |  |  | CNPV*4821AL*+UI | 58TN*A090C21**20 | 23400 | 22 |  | 14 | 11 |  | 24000 | 24000 | 100% | [8 empty] | Residential | 487.5 | No | 1.95
205962269 | Central Heat Pump | TRANE | HRCU-A-CB (Split System: Heat Pump with Remote Outdoor Unit-Air-Source) | 4TWL9048A1 |  |  | 4TXCD008DS3 | P0V0D000M50SB+RP | 48000 | 19 |  | 12.5 | 10 |  | 42500 | 31400 | 73.88% | [8 empty] | Residential | 1000 | No | 4
205962270 | Central Heat Pump | TRANE | HRCU-A-CB (Split System: Heat Pump with Remote Outdoor Unit-Air-Source) | 4TWL9048A1 |  |  | 4TXCD010DS3 | P0V0C000M50SB+RP | 48000 | 19 |  | 12.5 | 10 |  | 41000 | 30000 | 73.17% | [8 empty] | Residential | 1000 | No | 4
207454782 | Central Heat Pump | LENNOX | HRCU-A-CB (Split System: Heat Pump with Remote Outdoor Unit-Air-Source) | SL25XPV-024-230A** | ADP |  | L*19/36S9 | SL280DF110V60C* | 22200 | 18 |  | 13 | 10 |  | 20000 | 23200 | 116% | [8 empty] | Residential | 462.5 | No | 1.85
207454783 | Central Heat Pump | LENNOX | HRCU-A-CB (Split System: Heat Pump with Remote Outdoor Unit-Air-Source) | SL25XPV-024-230A** | ADP |  | L*30/36U9 | SL280DF110V60C* | 22600 | 18 |  | 13 | 10 |  | 20000 | 23200 | 116% | [8 empty] | Residential | 470 | No | 1.88
207454784 | Central Heat Pump | LENNOX | HRCU-A-CB (Split System: Heat Pump with Remote Outdoor Unit-Air-Source) | SL25XPV-024-230A** | ADP |  | L*35/36U9 | SL280DF110V60C* | 22800 | 18 |  | 13 | 10 |  | 20000 | 23200 | 116% | [8 empty] | Residential | 475 | No | 1.9
207454785 | Central Heat Pump | LENNOX | HRCU-A-CB (Split System: Heat Pump with Remote Outdoor Unit-Air-Source) | SL25XPV-024-230A** | ADP |  | L*35/36S9 | SL280DF110V60C* | 22800 | 18 |  | 13 | 10 |  | 20000 | 23200 | 116% | [8 empty] | Residential | 475 | No | 1.9
207454786 | Central Heat Pump | LENNOX | HRCU-A-CB (Split System: Heat Pump with Remote Outdoor Unit-Air-Source) | SL25XPV-024-230A** | ADP |  | L*23/37Z9 | SL280DF110V60C* | 23200 | 19 |  | 13.5 | 10 |  | 20000 | 23200 | 116% | [8 empty] | Residential | 482.5 | No | 1.93
207454787 | Central Heat Pump | LENNOX | HRCU-A-CB (Split System: Heat Pump with Remote Outdoor Unit-Air-Source) | SL25XPV-024-230A** | ADP |  | LH29/36F9 | SL280UH060NV36A* | 22800 | 23 |  | 14 | 10 |  | 19800 | 22600 | 114.1% | [8 empty] | Residential | 475 | No | 1.9
207454788 | Central Heat Pump | LENNOX | HRCU-A-CB (Split System: Heat Pump with Remote Outdoor Unit-Air-Source) | SL25XPV-024-230A** | ADP |  | L*19/36S9 | SL280UH060NV36A* | 22800 | 23 |  | 14 | 10 |  | 19800 | 22600 | 114.1% | [8 empty] | Residential | 475 | No | 1.9
207454789 | Central Heat Pump | LENNOX | HRCU-A-CB (Split System: Heat Pump with Remote Outdoor Unit-Air-Source) | SL25XPV-024-230A** | ADP |  | LH18/37D9 | SL280UH060NV36A* | 23000 | 23 |  | 14 | 10 |  | 19800 | 22600 | 114.1% | [8 empty] | Residential | 480 | No | 1.92
205962271 | Central Heat Pump | TRANE | HRCU-A-CB (Split System: Heat Pump with Remote Outdoor Unit-Air-Source) | 4TWL9048A1 |  |  | 4TXCD010DS3 | P0V0D000M50SB+RP | 49500 | 19.5 |  | 12.5 | 10 |  | 42500 | 31000 | 72.94% | [8 empty] | Residential | 1032.5 | No | 4.13
206912337 | Central Heat Pump | TRANE | HRCU-A-CB (Split System: Heat Pump with Remote Outdoor Unit-Air-Source) | 4TWL9024A1 |  |  | 4PX*BD30BS3 | P0V0A000M30SC+RP | 22000 | 18 |  | 12.5 | 10 |  | 19900 | 13100 | 65.83% | 21600 | 15.2 | 12 | 8.2 | 20000 |  |  |  | Residential | 450 | No | 1.8
206912338 | Central Heat Pump | TRANE | HRCU-A-CB (Split System: Heat Pump with Remote Outdoor Unit-Air-Source) | 4TWL9024A1 |  |  | 4PX*BD48BS3 | P0V0A000M30SC+RP | 22600 | 18.5 |  | 13 | 10 |  | 19100 | 12700 | 66.49% | [8 empty] | Residential | 470 | No | 1.88
206912339 | Central Heat Pump | TRANE | HRCU-A-CB (Split System: Heat Pump with Remote Outdoor Unit-Air-Source) | 4TWL9024A1 |  |  | 4PX*BU30BS3 | P0V0A000M30SC+RP | 22200 | 18 |  | 12.5 | 10 |  | 19700 | 13000 | 65.99% | 21800 | 15.2 | 12 | 8.2 | 19800 |  |  |  | Residential | 455 | No | 1.82
206912341 | Central Heat Pump | TRANE | HRCU-A-CB (Split System: Heat Pump with Remote Outdoor Unit-Air-Source) | 4TWL9024A1 |  |  | 4TXCB003DS3 | P0V0A000M30SC+RP | 22200 | 18 |  | 12.5 | 10 |  | 19700 | 13000 | 65.99% | 21800 | 15.2 | 12 | 8.2 | 19800 |  |  |  | Residential | 455 | No | 1.82
206912360 | Central Heat Pump | TRANE | HRCU-A-CB (Split System: Heat Pump with Remote Outdoor Unit-Air-Source) | 4TWL9036A1 |  |  | 4TXCB006DS3 | P0V0B000M40SC+RP | 36000 | 18 |  | 12.5 | 10.5 |  | 32800 | 22400 | 68.29% | [8 empty] | Residential | 750 | No | 3
206912361 | Central Heat Pump | TRANE | HRCU-A-CB (Split System: Heat Pump with Remote Outdoor Unit-Air-Source) | 4TWL9048A1 |  |  | 4PX*CD42BS3 | P0V0C000M50SC+RP | 48000 | 18.5 |  | 12.5 | 10 |  | 41500 | 30800 | 74.22% | [8 empty] | Residential | 1000 | No | 4
206912364 | Central Heat Pump | TRANE | HRCU-A-CB (Split System: Heat Pump with Remote Outdoor Unit-Air-Source) | 4TWL9048A1 |  |  | 4PX*CD60BS3 | P0V0C000M50SC+RP | 49500 | 19.5 |  | 12.5 | 10.5 |  | 42500 | 31000 | 72.94% | [8 empty] | Residential | 1032.5 | No | 4.13
207454790 | Central Heat Pump | LENNOX | HRCU-A-CB (Split System: Heat Pump with Remote Outdoor Unit-Air-Source) | SL25XPV-024-230A** | ADP |  | LH29/36F9 | SL280UH070XV36A* | 22600 | 22 |  | 14 | 10 |  | 20000 | 22600 | 113% | [8 empty] | Residential | 470 | No | 1.88
207454791 | Central Heat Pump | LENNOX | HRCU-A-CB (Split System: Heat Pump with Remote Outdoor Unit-Air-Source) | SL25XPV-024-230A** | ADP |  | LH35/36F9 | SL280UH070XV36A* | 22800 | 23 |  | 14 | 10 |  | 20000 | 22600 | 113% | [8 empty] | Residential | 475 | No | 1.9
207454792 | Central Heat Pump | LENNOX | HRCU-A-CB (Split System: Heat Pump with Remote Outdoor Unit-Air-Source) | SL25XPV-024-230A** | ADP |  | L*19/36S9 | SL280UH070XV36A* | 22600 | 22 |  | 14 | 10 |  | 20000 | 22600 | 113% | [8 empty] | Residential | 470 | No | 1.88
207454793 | Central Heat Pump | LENNOX | HRCU-A-CB (Split System: Heat Pump with Remote Outdoor Unit-Air-Source) | SL25XPV-024-230A** | ADP |  | LH35/38X9 | SL280UH070XV36A* | 22800 | 23 |  | 14 | 10 |  | 20000 | 22600 | 113% | [8 empty] | Residential | 475 | No | 1.9
207454794 | Central Heat Pump | LENNOX | HRCU-A-CB (Split System: Heat Pump with Remote Outdoor Unit-Air-Source) | SL25XPV-024-230A** | ADP |  | LH35/38F9 | SL280UH070XV36A* | 22800 | 23 |  | 14 | 10 |  | 20000 | 22600 | 113% | [8 empty] | Residential | 475 | No | 1.9
207454795 | Central Heat Pump | LENNOX | HRCU-A-CB (Split System: Heat Pump with Remote Outdoor Unit-Air-Source) | SL25XPV-024-230A** | ADP |  | L*30/36U9 | SL280UH070XV36A* | 22800 | 23 |  | 14 | 10 |  | 20000 | 22600 | 113% | [8 empty] | Residential | 475 | No | 1.9
207454796 | Central Heat Pump | LENNOX | HRCU-A-CB (Split System: Heat Pump with Remote Outdoor Unit-Air-Source) | SL25XPV-024-230A** | ADP |  | L*35/36U9 | SL280UH070XV36A* | 22800 | 23 |  | 14 | 10 |  | 20000 | 22600 | 113% | [8 empty] | Residential | 475 | No | 1.9
207454797 | Central Heat Pump | LENNOX | HRCU-A-CB (Split System: Heat Pump with Remote Outdoor Unit-Air-Source) | SL25XPV-024-230A** | ADP |  | L*35/36S9 | SL280UH070XV36A* | 22800 | 23 |  | 14 | 10 |  | 20000 | 22600 | 113% | [8 empty] | Residential | 475 | No | 1.9
206912365 | Central Heat Pump | TRANE | HRCU-A-CB (Split System: Heat Pump with Remote Outdoor Unit-Air-Source) | 4TWL9048A1 |  |  | 4PX*CD60BS3+HORIZ-RT | P0V0C000M50SC+RP | 49500 | 19.5 |  | 12.5 | 10.5 |  | 42500 | 31000 | 72.94% | [8 empty] | Residential | 1032.5 | No | 4.13
206912367 | Central Heat Pump | TRANE | HRCU-A-CB (Split System: Heat Pump with Remote Outdoor Unit-Air-Source) | 4TWL9048A1 |  |  | 4PX*CU48BS3 | P0V0C000M50SC+RP | 48000 | 19 |  | 12.5 | 10 |  | 43000 | 31400 | 73.02% | [8 empty] | Residential | 1000 | No | 4
206912368 | Central Heat Pump | TRANE | HRCU-A-CB (Split System: Heat Pump with Remote Outdoor Unit-Air-Source) | 4TWL9048A1 |  |  | 4PX*CU60BS3 | P0V0C000M50SC+RP | 49000 | 19.5 |  | 12.5 | 11 |  | 42500 | 31000 | 72.94% | [8 empty] | Residential | 1020 | No | 4.08
206912370 | Central Heat Pump | TRANE | HRCU-A-CB (Split System: Heat Pump with Remote Outdoor Unit-Air-Source) | 4TWL9048A1 |  |  | 4PX*DD48BS3 | P0V0D000M50SC+RP | 48000 | 19 |  | 12.5 | 10 |  | 44000 | 31800 | 72.27% | [8 empty] | Residential | 1000 | No | 4
206912372 | Central Heat Pump | TRANE | HRCU-A-CB (Split System: Heat Pump with Remote Outdoor Unit-Air-Source) | 4TWL9048A1 |  |  | 4PX*DD48BS3+HORIZ-RT | P0V0D000M50SC+RP | 48000 | 19 |  | 12.5 | 10 |  | 44000 | 31800 | 72.27% | [8 empty] | Residential | 1000 | No | 4
206912373 | Central Heat Pump | TRANE | HRCU-A-CB (Split System: Heat Pump with Remote Outdoor Unit-Air-Source) | 4TWL9048A1 |  |  | 4PX*DD60BS3 | P0V0D000M50SC+RP | 47500 | 19 |  | 12.5 | 10.5 |  | 41500 | 30600 | 73.73% | 48000 | 19 | 12 | 9 | 43000 |  |  |  | Residential | 1000 | No | 4
206912374 | Central Heat Pump | TRANE | HRCU-A-CB (Split System: Heat Pump with Remote Outdoor Unit-Air-Source) | 4TWL9048A1 |  |  | 4PX*DD60BS3 | P0V0C000M50SC+RP | 46500 | 19 |  | 12.5 | 10 |  | 40500 | 29800 | 73.58% | [8 empty] | Residential | 970 | No | 3.88
206912375 | Central Heat Pump | TRANE | HRCU-A-CB (Split System: Heat Pump with Remote Outdoor Unit-Air-Source) | 4TWL9048A1 |  |  | 4PX*DD60BS3+HORIZ-RT | P0V0D000M50SC+RP | 47500 | 19 |  | 12.5 | 10 |  | 41500 | 30600 | 73.73% | [8 empty] | Residential | 990 | No | 3.96
207454798 | Central Heat Pump | LENNOX | HRCU-A-CB (Split System: Heat Pump with Remote Outdoor Unit-Air-Source) | SL25XPV-024-230A** | ADP |  | LH18/37D9 | SL280UH070XV36A* | 22800 | 22 |  | 14 | 10 |  | 20000 | 22600 | 113% | [8 empty] | Residential | 475 | No | 1.9
207454799 | Central Heat Pump | LENNOX | HRCU-A-CB (Split System: Heat Pump with Remote Outdoor Unit-Air-Source) | SL25XPV-024-230A** | ADP |  | LH23/37W9 | SL280UH070XV36A* | 22800 | 23 |  | 14 | 10 |  | 20000 | 22600 | 113% | [8 empty] | Residential | 475 | No | 1.9
207454800 | Central Heat Pump | LENNOX | HRCU-A-CB (Split System: Heat Pump with Remote Outdoor Unit-Air-Source) | SL25XPV-024-230A** | ADP |  | L*23/37Z9 | SL280UH070XV36A* | 22800 | 23 |  | 14 | 10 |  | 20000 | 22600 | 113% | [8 empty] | Residential | 475 | No | 1.9
207454801 | Central Heat Pump | LENNOX | HRCU-A-CB (Split System: Heat Pump with Remote Outdoor Unit-Air-Source) | SL25XPV-024-230A** | ADP |  | LH29/36F9 | SL280UH080NV48B* | 22800 | 23 |  | 14 | 10 |  | 19800 | 22600 | 114.1% | [8 empty] | Residential | 475 | No | 1.9
207454802 | Central Heat Pump | LENNOX | HRCU-A-CB (Split System: Heat Pump with Remote Outdoor Unit-Air-Source) | SL25XPV-024-230A** | ADP |  | L*19/36S9 | SL280UH080NV48B* | 22800 | 23 |  | 14 | 10 |  | 19800 | 22600 | 114.1% | [8 empty] | Residential | 475 | No | 1.9
207454803 | Central Heat Pump | LENNOX | HRCU-A-CB (Split System: Heat Pump with Remote Outdoor Unit-Air-Source) | SL25XPV-024-230A** | ADP |  | LH18/37D9 | SL280UH080NV48B* | 22000 | 23 |  | 14 | 11 |  | 19800 | 21800 | 110.1% | [8 empty] | Residential | 457.5 | No | 1.83
207454804 | Central Heat Pump | LENNOX | HRCU-A-CB (Split System: Heat Pump with Remote Outdoor Unit-Air-Source) | SL25XPV-024-230A** | ADP |  | LH29/36F9 | SL280UH080NV60C* | 22200 | 21 |  | 14 | 10 |  | 19800 | 22000 | 111.1% | [8 empty] | Residential | 462.5 | No | 1.85
207454805 | Central Heat Pump | LENNOX | HRCU-A-CB (Split System: Heat Pump with Remote Outdoor Unit-Air-Source) | SL25XPV-024-230A** | ADP |  | LH35/36F9 | SL280UH080NV60C* | 22600 | 21 |  | 14 | 10 |  | 19800 | 22000 | 111.1% | [8 empty] | Residential | 470 | No | 1.88
206912376 | Central Heat Pump | TRANE | HRCU-A-CB (Split System: Heat Pump with Remote Outdoor Unit-Air-Source) | 4TWL9048A1 |  |  | 4PX*DD60BS3+HORIZ-RT | P0V0C000M50SC+RP | 46500 | 19 |  | 12.5 | 10 |  | 40500 | 29800 | 73.58% | [8 empty] | Residential | 970 | No | 3.88
206912377 | Central Heat Pump | TRANE | HRCU-A-CB (Split System: Heat Pump with Remote Outdoor Unit-Air-Source) | 4TWL9048A1 |  |  | 4PX*DU48BS3 | P0V0C000M50SC+RP | 46000 | 18.5 |  | 12.5 | 10 |  | 41500 | 30200 | 72.77% | [8 empty] | Residential | 957.5 | No | 3.83
205041833 | Central Heat Pump | LUXAIRE | HRCU-A-CB (Split System: Heat Pump with Remote Outdoor Unit-Air-Source) | HL19B3621 |  |  | CF60CXA2+TXV | LP9C080C16MP13 | 35800 | 18 |  | 13 | 10 |  | 35400 | 22400 | 63.28% | [8 empty] | Residential | 745 | No | 2.98
205041846 | Central Heat Pump | LUXAIRE | HRCU-A-CB (Split System: Heat Pump with Remote Outdoor Unit-Air-Source) | HL19B3621 |  |  | CF60CXA2+TXV | TM9Y100C16MP11 | 36000 | 18 |  | 14 | 10 |  | 35600 | 22400 | 62.92% | [8 empty] | Residential | 750 | No | 3
205041860 | Central Heat Pump | LUXAIRE | HRCU-A-CB (Split System: Heat Pump with Remote Outdoor Unit-Air-Source) | HL19B3621 |  |  | CF60CXA2+TXV | TM8Y120C20MP11 | 36000 | 18 |  | 14 | 10 |  | 35000 | 22400 | 64% | [8 empty] | Residential | 750 | No | 3
205041862 | Central Heat Pump | LUXAIRE | HRCU-A-CB (Split System: Heat Pump with Remote Outdoor Unit-Air-Source) | HL19B3621 |  |  | CF60CXA2+TXV | TM8Y100C20MP11 | 36000 | 18 |  | 14 | 10 |  | 35000 | 22400 | 64% | [8 empty] | Residential | 750 | No | 3
205041872 | Central Heat Pump | LUXAIRE | HRCU-A-CB (Split System: Heat Pump with Remote Outdoor Unit-Air-Source) | HL19B3621 |  |  | CF60CXA2+TXV | TM8Y100C16MP11 | 35800 | 18 |  | 14 | 10 |  | 35200 | 22400 | 63.64% | [8 empty] | Residential | 745 | No | 2.98
205041874 | Central Heat Pump | LUXAIRE | HRCU-A-CB (Split System: Heat Pump with Remote Outdoor Unit-Air-Source) | HL19B3621 |  |  | CF60CXA2+TXV | TM8Y080C16MP11 | 35800 | 18 |  | 14 | 10 |  | 35200 | 22400 | 63.64% | [8 empty] | Residential | 745 | No | 2.98
205041882 | Central Heat Pump | LUXAIRE | HRCU-A-CB (Split System: Heat Pump with Remote Outdoor Unit-Air-Source) | HL19B3621 |  |  | CF60CXA2+TXV | TM8V120C20MP12 | 35800 | 18 |  | 14 | 10 |  | 35000 | 22400 | 64% | [8 empty] | Residential | 745 | No | 2.98
207454806 | Central Heat Pump | LENNOX | HRCU-A-CB (Split System: Heat Pump with Remote Outdoor Unit-Air-Source) | SL25XPV-024-230A** | ADP |  | L*19/36S9 | SL280UH080NV60C* | 22200 | 21 |  | 14 | 10 |  | 19800 | 22000 | 111.1% | [8 empty] | Residential | 462.5 | No | 1.85
207454807 | Central Heat Pump | LENNOX | HRCU-A-CB (Split System: Heat Pump with Remote Outdoor Unit-Air-Source) | SL25XPV-024-230A** | ADP |  | LH35/38X9 | SL280UH080NV60C* | 22800 | 22 |  | 14 | 10 |  | 19800 | 22000 | 111.1% | [8 empty] | Residential | 475 | No | 1.9
207454808 | Central Heat Pump | LENNOX | HRCU-A-CB (Split System: Heat Pump with Remote Outdoor Unit-Air-Source) | SL25XPV-024-230A** | ADP |  | LH35/38F9 | SL280UH080NV60C* | 22800 | 22 |  | 14 | 10 |  | 19800 | 22000 | 111.1% | [8 empty] | Residential | 475 | No | 1.9
207454809 | Central Heat Pump | LENNOX | HRCU-A-CB (Split System: Heat Pump with Remote Outdoor Unit-Air-Source) | SL25XPV-024-230A** | ADP |  | L*30/36U9 | SL280UH080NV60C* | 22600 | 21 |  | 14 | 10 |  | 19800 | 22000 | 111.1% | [8 empty] | Residential | 470 | No | 1.88
207454810 | Central Heat Pump | LENNOX | HRCU-A-CB (Split System: Heat Pump with Remote Outdoor Unit-Air-Source) | SL25XPV-024-230A** | ADP |  | L*35/36U9 | SL280UH080NV60C* | 22800 | 22 |  | 14 | 10 |  | 19800 | 22000 | 111.1% | [8 empty] | Residential | 475 | No | 1.9
207454811 | Central Heat Pump | LENNOX | HRCU-A-CB (Split System: Heat Pump with Remote Outdoor Unit-Air-Source) | SL25XPV-024-230A** | ADP |  | L*35/36S9 | SL280UH080NV60C* | 22800 | 22 |  | 14 | 10 |  | 19800 | 22000 | 111.1% | [8 empty] | Residential | 475 | No | 1.9
207454812 | Central Heat Pump | LENNOX | HRCU-A-CB (Split System: Heat Pump with Remote Outdoor Unit-Air-Source) | SL25XPV-024-230A** | ADP |  | LH18/37D9 | SL280UH080NV60C* | 22400 | 21 |  | 14 | 10 |  | 19800 | 22000 | 111.1% | [8 empty] | Residential | 467.5 | No | 1.87
207454813 | Central Heat Pump | LENNOX | HRCU-A-CB (Split System: Heat Pump with Remote Outdoor Unit-Air-Source) | SL25XPV-024-230A** | ADP |  | LH23/37W9 | SL280UH080NV60C* | 22800 | 22 |  | 14 | 10 |  | 19800 | 22000 | 111.1% | [8 empty] | Residential | 475 | No | 1.9
207454814 | Central Heat Pump | LENNOX | HRCU-A-CB (Split System: Heat Pump with Remote Outdoor Unit-Air-Source) | SL25XPV-024-230A** | ADP |  | L*23/37Z9 | SL280UH080NV60C* | 22800 | 22 |  | 14 | 10 |  | 19800 | 22000 | 111.1% | [8 empty] | Residential | 475 | No | 1.9
207454815 | Central Heat Pump | LENNOX | HRCU-A-CB (Split System: Heat Pump with Remote Outdoor Unit-Air-Source) | SL25XPV-024-230A** | ADP |  | LH29/36F9 | SL280UH090V36B* | 22600 | 23 |  | 14 | 10 |  | 19800 | 22600 | 114.1% | [8 empty] | Residential | 470 | No | 1.88
207454816 | Central Heat Pump | LENNOX | HRCU-A-CB (Split System: Heat Pump with Remote Outdoor Unit-Air-Source) | SL25XPV-024-230A** | ADP |  | L*19/36S9 | SL280UH090V36B* | 22600 | 23 |  | 14 | 10 |  | 19800 | 22600 | 114.1% | [8 empty] | Residential | 470 | No | 1.88
207454817 | Central Heat Pump | LENNOX | HRCU-A-CB (Split System: Heat Pump with Remote Outdoor Unit-Air-Source) | SL25XPV-024-230A** | ADP |  | LH18/37D9 | SL280UH090V36B* | 22000 | 23 |  | 14 | 11 |  | 19800 | 21800 | 110.1% | [8 empty] | Residential | 457.5 | No | 1.83
207454818 | Central Heat Pump | LENNOX | HRCU-A-CB (Split System: Heat Pump with Remote Outdoor Unit-Air-Source) | SL25XPV-024-230A** | ADP |  | LH29/36F9 | SL280UH090V48B* | 22600 | 22 |  | 14 | 10 |  | 20000 | 22600 | 113% | [8 empty] | Residential | 470 | No | 1.88
207454819 | Central Heat Pump | LENNOX | HRCU-A-CB (Split System: Heat Pump with Remote Outdoor Unit-Air-Source) | SL25XPV-024-230A** | ADP |  | LH35/36F9 | SL280UH090V48B* | 22800 | 23 |  | 14 | 10 |  | 20000 | 22600 | 113% | [8 empty] | Residential | 475 | No | 1.9
207454820 | Central Heat Pump | LENNOX | HRCU-A-CB (Split System: Heat Pump with Remote Outdoor Unit-Air-Source) | SL25XPV-024-230A** | ADP |  | L*19/36S9 | SL280UH090V48B* | 22600 | 22 |  | 14 | 10 |  | 20000 | 22600 | 113% | [8 empty] | Residential | 470 | No | 1.88
207454821 | Central Heat Pump | LENNOX | HRCU-A-CB (Split System: Heat Pump with Remote Outdoor Unit-Air-Source) | SL25XPV-024-230A** | ADP |  | LH35/38X9 | SL280UH090V48B* | 22800 | 23 |  | 14 | 10 |  | 20000 | 22600 | 113% | [8 empty] | Residential | 475 | No | 1.9
205041884 | Central Heat Pump | LUXAIRE | HRCU-A-CB (Split System: Heat Pump with Remote Outdoor Unit-Air-Source) | HL19B3621 |  |  | CF60CXA2+TXV | TM8V100C20MP12 | 35800 | 18 |  | 14 | 10 |  | 35000 | 22400 | 64% | [8 empty] | Residential | 745 | No | 2.98
205041888 | Central Heat Pump | LUXAIRE | HRCU-A-CB (Split System: Heat Pump with Remote Outdoor Unit-Air-Source) | HL19B3621 |  |  | CF60CXA2+TXV | TMLV120C20MP12 | 35800 | 18 |  | 14 | 10 |  | 35000 | 22400 | 64% | [8 empty] | Residential | 745 | No | 2.98
205041890 | Central Heat Pump | LUXAIRE | HRCU-A-CB (Split System: Heat Pump with Remote Outdoor Unit-Air-Source) | HL19B3621 |  |  | CF60CXA2+TXV | TPLC100C20MP13 | 35800 | 18 |  | 14 | 10 |  | 35000 | 22400 | 64% | [8 empty] | Residential | 745 | No | 2.98
206912378 | Central Heat Pump | TRANE | HRCU-A-CB (Split System: Heat Pump with Remote Outdoor Unit-Air-Source) | 4TWL9048A1 |  |  | 4PX*DU48BS3 | P0V0D000M50SC+RP | 48000 | 19 |  | 12.5 | 10.5 |  | 42500 | 31400 | 73.88% | 48000 | 19 | 12 | 9 | 43500 |  |  |  | Residential | 1000 | No | 4
206912379 | Central Heat Pump | TRANE | HRCU-A-CB (Split System: Heat Pump with Remote Outdoor Unit-Air-Source) | 4TWL9048A1 |  |  | 4PX*DU60BS3 | P0V0C000M50SC+RP | 48000 | 19.5 |  | 12.5 | 10 |  | 41000 | 30000 | 73.17% | [8 empty] | Residential | 1000 | No | 4
206912380 | Central Heat Pump | TRANE | HRCU-A-CB (Split System: Heat Pump with Remote Outdoor Unit-Air-Source) | 4TWL9048A1 |  |  | 4PX*DU60BS3 | P0V0D000M50SC+RP | 49500 | 19.5 |  | 12.5 | 11 |  | 42000 | 31000 | 73.81% | 49000 | 19 | 12 | 9 | 43000 |  |  |  | Residential | 1020 | No | 4.08
206912382 | Central Heat Pump | TRANE | HRCU-A-CB (Split System: Heat Pump with Remote Outdoor Unit-Air-Source) | 4TWL9048A1 |  |  | 4TXCC007DS3 | P0V0C000M50SC+RP | 48000 | 19 |  | 12.5 | 10 |  | 43000 | 31400 | 73.02% | [8 empty] | Residential | 1000 | No | 4
206912383 | Central Heat Pump | TRANE | HRCU-A-CB (Split System: Heat Pump with Remote Outdoor Unit-Air-Source) | 4TWL9048A1 |  |  | 4TXCC009DS3 | P0V0C000M50SC+RP | 49000 | 19.5 |  | 12.5 | 10 |  | 42500 | 31000 | 72.94% | [8 empty] | Residential | 1020 | No | 4.08
207454822 | Central Heat Pump | LENNOX | HRCU-A-CB (Split System: Heat Pump with Remote Outdoor Unit-Air-Source) | SL25XPV-024-230A** | ADP |  | LH35/38F9 | SL280UH090V48B* | 22800 | 23 |  | 14 | 10 |  | 20000 | 22600 | 113% | [8 empty] | Residential | 475 | No | 1.9
207454823 | Central Heat Pump | LENNOX | HRCU-A-CB (Split System: Heat Pump with Remote Outdoor Unit-Air-Source) | SL25XPV-024-230A** | ADP |  | L*30/36U9 | SL280UH090V48B* | 22800 | 23 |  | 14 | 10 |  | 20000 | 22600 | 113% | [8 empty] | Residential | 475 | No | 1.9
207454824 | Central Heat Pump | LENNOX | HRCU-A-CB (Split System: Heat Pump with Remote Outdoor Unit-Air-Source) | SL25XPV-024-230A** | ADP |  | L*35/36U9 | SL280UH090V48B* | 22800 | 23 |  | 14 | 10 |  | 20000 | 22600 | 113% | [8 empty] | Residential | 475 | No | 1.9
207454825 | Central Heat Pump | LENNOX | HRCU-A-CB (Split System: Heat Pump with Remote Outdoor Unit-Air-Source) | SL25XPV-024-230A** | ADP |  | L*35/36S9 | SL280UH090V48B* | 22800 | 23 |  | 14 | 10 |  | 20000 | 22600 | 113% | [8 empty] | Residential | 475 | No | 1.9
207454826 | Central Heat Pump | LENNOX | HRCU-A-CB (Split System: Heat Pump with Remote Outdoor Unit-Air-Source) | SL25XPV-024-230A** | ADP |  | LH18/37D9 | SL280UH090V48B* | 22800 | 22 |  | 14 | 10 |  | 20000 | 22600 | 113% | [8 empty] | Residential | 475 | No | 1.9
207454827 | Central Heat Pump | LENNOX | HRCU-A-CB (Split System: Heat Pump with Remote Outdoor Unit-Air-Source) | SL25XPV-024-230A** | ADP |  | LH23/37W9 | SL280UH090V48B* | 23200 | 23 |  | 14 | 10 |  | 19800 | 22000 | 111.1% | [8 empty] | Residential | 482.5 | No | 1.93
207454828 | Central Heat Pump | LENNOX | HRCU-A-CB (Split System: Heat Pump with Remote Outdoor Unit-Air-Source) | SL25XPV-024-230A** | ADP |  | L*23/37Z9 | SL280UH090V48B* | 23200 | 23 |  | 14 | 10 |  | 19800 | 22000 | 111.1% | [8 empty] | Residential | 482.5 | No | 1.93
207454829 | Central Heat Pump | LENNOX | HRCU-A-CB (Split System: Heat Pump with Remote Outdoor Unit-Air-Source) | SL25XPV-024-230A** | ADP |  | LH29/36F9 | SL280UH090V60C* | 22200 | 20 |  | 14 | 10 |  | 19800 | 22200 | 112.1% | [8 empty] | Residential | 462.5 | No | 1.85
206912384 | Central Heat Pump | TRANE | HRCU-A-CB (Split System: Heat Pump with Remote Outdoor Unit-Air-Source) | 4TWL9048A1 |  |  | 4TXCD008DS3 | P0V0C000M50SC+RP | 46000 | 18.5 |  | 12.5 | 10 |  | 41500 | 30200 | 72.77% | [8 empty] | Residential | 957.5 | No | 3.83
206912385 | Central Heat Pump | TRANE | HRCU-A-CB (Split System: Heat Pump with Remote Outdoor Unit-Air-Source) | 4TWL9048A1 |  |  | 4TXCD008DS3 | P0V0D000M50SC+RP | 48000 | 19 |  | 12.5 | 10 |  | 42500 | 31400 | 73.88% | 48000 | 19 | 12 | 9 | 43500 |  |  |  | Residential | 1000 | No | 4
206912386 | Central Heat Pump | TRANE | HRCU-A-CB (Split System: Heat Pump with Remote Outdoor Unit-Air-Source) | 4TWL9048A1 |  |  | 4TXCD010DS3 | P0V0C000M50SC+RP | 48000 | 19 |  | 12.5 | 10 |  | 41000 | 30000 | 73.17% | [8 empty] | Residential | 1000 | No | 4
206912387 | Central Heat Pump | TRANE | HRCU-A-CB (Split System: Heat Pump with Remote Outdoor Unit-Air-Source) | 4TWL9048A1 |  |  | 4TXCD010DS3 | P0V0D000M50SC+RP | 49500 | 19.5 |  | 12.5 | 10 |  | 42500 | 31000 | 72.94% | 49000 | 19 | 12 | 9 | 43000 |  |  |  | Residential | 1020 | No | 4.08
207690016 | Central Heat Pump | TRANE | HRCU-A-CB (Split System: Heat Pump with Remote Outdoor Unit-Air-Source) | 4TWL9024A1 |  |  | TAMXA0B30V31 |  | 23600 | 19.5 |  | 13 | 11.5 |  | 19800 | 13000 | 65.66% | [8 empty] | Residential | 492.5 | No | 1.97
205358217 | Central Heat Pump | AMANA | HRCU-A-CB (Split System: Heat Pump with Remote Outdoor Unit-Air-Source) | AVZC200481A* |  |  | CSCF4860N6D*+MBVC2001**-1A*+TXV |  | 45000 | 20 |  | 12.5 | 10 |  | 45000 | 26600 | 59.11% | [8 empty] | Residential | 937.5 | No | 3.75
205358218 | Central Heat Pump | AMANA | HRCU-A-CB (Split System: Heat Pump with Remote Outdoor Unit-Air-Source) | AVZC200481A* |  |  | CA*F4961*6D*+MBVC2001**-1A*+TXV |  | 46500 | 20 |  | 13 | 10 |  | 45000 | 26600 | 59.11% | [8 empty] | Residential | 970 | No | 3.88
205651577 | Central Heat Pump | AMANA | HRCU-A-CB (Split System: Heat Pump with Remote Outdoor Unit-Air-Source) | AVZC200481A* |  |  | CA*F4961*6D*+TXV | A*VS800805CUA* | 45500 | 19.5 |  | 12.5 | 10 |  | 45500 | 27200 | 59.78% | [8 empty] | Residential | 947.5 | No | 3.79
207454830 | Central Heat Pump | LENNOX | HRCU-A-CB (Split System: Heat Pump with Remote Outdoor Unit-Air-Source) | SL25XPV-024-230A** | ADP |  | LH35/36F9 | SL280UH090V60C* | 22600 | 20 |  | 14 | 10 |  | 19800 | 22200 | 112.1% | [8 empty] | Residential | 470 | No | 1.88
207454831 | Central Heat Pump | LENNOX | HRCU-A-CB (Split System: Heat Pump with Remote Outdoor Unit-Air-Source) | SL25XPV-024-230A** | ADP |  | L*19/36S9 | SL280UH090V60C* | 22200 | 20 |  | 14 | 10 |  | 19800 | 22200 | 112.1% | [8 empty] | Residential | 462.5 | No | 1.85
207454832 | Central Heat Pump | LENNOX | HRCU-A-CB (Split System: Heat Pump with Remote Outdoor Unit-Air-Source) | SL25XPV-024-230A** | ADP |  | LH35/38X9 | SL280UH090V60C* | 22800 | 21 |  | 14 | 10 |  | 19800 | 22200 | 112.1% | [8 empty] | Residential | 475 | No | 1.9
207454833 | Central Heat Pump | LENNOX | HRCU-A-CB (Split System: Heat Pump with Remote Outdoor Unit-Air-Source) | SL25XPV-024-230A** | ADP |  | LH35/38F9 | SL280UH090V60C* | 22800 | 21 |  | 14 | 10 |  | 19800 | 22200 | 112.1% | [8 empty] | Residential | 475 | No | 1.9
207454834 | Central Heat Pump | LENNOX | HRCU-A-CB (Split System: Heat Pump with Remote Outdoor Unit-Air-Source) | SL25XPV-024-230A** | ADP |  | L*30/36U9 | SL280UH090V60C* | 22600 | 20 |  | 14 | 10 |  | 19800 | 22200 | 112.1% | [8 empty] | Residential | 470 | No | 1.88
207454835 | Central Heat Pump | LENNOX | HRCU-A-CB (Split System: Heat Pump with Remote Outdoor Unit-Air-Source) | SL25XPV-024-230A** | ADP |  | L*35/36U9 | SL280UH090V60C* | 22800 | 21 |  | 14 | 10 |  | 19800 | 22200 | 112.1% | [8 empty] | Residential | 475 | No | 1.9
207454836 | Central Heat Pump | LENNOX | HRCU-A-CB (Split System: Heat Pump with Remote Outdoor Unit-Air-Source) | SL25XPV-024-230A** | ADP |  | L*35/36S9 | SL280UH090V60C* | 22800 | 21 |  | 14 | 10 |  | 19800 | 22200 | 112.1% | [8 empty] | Residential | 475 | No | 1.9
207454837 | Central Heat Pump | LENNOX | HRCU-A-CB (Split System: Heat Pump with Remote Outdoor Unit-Air-Source) | SL25XPV-024-230A** | ADP |  | LH18/37D9 | SL280UH090V60C* | 22400 | 20 |  | 14 | 10 |  | 19800 | 22200 | 112.1% | [8 empty] | Residential | 467.5 | No | 1.87
206145132 | Central Heat Pump | AMANA | HRCU-A-CB (Split System: Heat Pump with Remote Outdoor Unit-Air-Source) | AVZC200481A* |  |  | CA*F4961*6D*+TXV | A*VC800805C*A* | 46000 | 19.5 |  | 12.5 | 10 |  | 45500 | 27600 | 60.66% | [8 empty] | Residential | 957.5 | No | 3.83
206145133 | Central Heat Pump | AMANA | HRCU-A-CB (Split System: Heat Pump with Remote Outdoor Unit-Air-Source) | AVZC200481A* |  |  | CA*F4961*6D*+TXV | A*VC801005C*A* | 46000 | 19.5 |  | 12.5 | 10 |  | 46000 | 27800 | 60.43% | [8 empty] | Residential | 957.5 | No | 3.83
206145134 | Central Heat Pump | AMANA | HRCU-A-CB (Split System: Heat Pump with Remote Outdoor Unit-Air-Source) | AVZC200481A* |  |  | CA*F4961*6D*+TXV | A*VC960804CNB* | 46000 | 19.5 |  | 12.5 | 10 |  | 45500 | 27600 | 60.66% | [8 empty] | Residential | 957.5 | No | 3.83
206145136 | Central Heat Pump | AMANA | HRCU-A-CB (Split System: Heat Pump with Remote Outdoor Unit-Air-Source) | AVZC200481A* |  |  | CA*F4961*6D*+TXV | A*VC961205DNB* | 46000 | 19.5 |  | 12.5 | 10 |  | 46000 | 27800 | 60.43% | [8 empty] | Residential | 957.5 | No | 3.83
206570666 | Central Heat Pump | AMANA | HRCU-A-CB (Split System: Heat Pump with Remote Outdoor Unit-Air-Source) | AVZC200481A* |  |  | AVPEC61D14B* |  | 45500 | 20 |  | 12.5 | 10 |  | 45500 | 27400 | 60.22% | [8 empty] | Residential | 947.5 | No | 3.79
202132779 | Central Heat Pump | AMANA | HRCU-A-CB (Split System: Heat Pump with Remote Outdoor Unit-Air-Source) | AVZC200241A* |  |  | CHPF3642C6C*+MBVC1200**-1A*+TXV |  | 23400 | 21 |  | 13 | 10 |  | 23400 | 13000 | 55.56% | [8 empty] | Residential | 487.5 | No | 1.95
207562094 | Central Heat Pump | FRIGIDAIRE | HRCU-A-CB (Split System: Heat Pump with Remote Outdoor Unit-Air-Source) | FSH1BG4CVRX24KP |  |  | C6B(A,H)-X26(C,U)-B(*) | MB7VM-1600K-B(*) | 24600 | 19 |  | 13.9 | 10 |  | 22400 | 14200 | 63.39% | [8 empty] | Residential | 512.5 | No | 2.05
205962528 | Central Heat Pump | AMERICAN STANDARD | HRCU-A-CB (Split System: Heat Pump with Remote Outdoor Unit-Air-Source) | 4A6L9048A1 |  |  | 4PX*DU48BS3 | P0V0C000M50SB+RP | 46000 | 18.5 |  | 12.5 | 10 |  | 41500 | 30200 | 72.77% | [8 empty] | Residential | 957.5 | No | 3.83
207454838 | Central Heat Pump | LENNOX | HRCU-A-CB (Split System: Heat Pump with Remote Outdoor Unit-Air-Source) | SL25XPV-024-230A** | ADP |  | LH23/37W9 | SL280UH090V60C* | 22800 | 21 |  | 14 | 10 |  | 19800 | 22200 | 112.1% | [8 empty] | Residential | 475 | No | 1.9
207454839 | Central Heat Pump | LENNOX | HRCU-A-CB (Split System: Heat Pump with Remote Outdoor Unit-Air-Source) | SL25XPV-024-230A** | ADP |  | L*23/37Z9 | SL280UH090V60C* | 22800 | 21 |  | 14 | 10 |  | 19800 | 22200 | 112.1% | [8 empty] | Residential | 475 | No | 1.9
207454840 | Central Heat Pump | LENNOX | HRCU-A-CB (Split System: Heat Pump with Remote Outdoor Unit-Air-Source) | SL25XPV-024-230A** | ADP |  | LH29/36F9 | SL280UH090XV48B* | 22600 | 22 |  | 14 | 10 |  | 20000 | 22600 | 113% | [8 empty] | Residential | 470 | No | 1.88
207454841 | Central Heat Pump | LENNOX | HRCU-A-CB (Split System: Heat Pump with Remote Outdoor Unit-Air-Source) | SL25XPV-024-230A** | ADP |  | LH35/36F9 | SL280UH090XV48B* | 22800 | 23 |  | 14 | 10 |  | 20000 | 22600 | 113% | [8 empty] | Residential | 475 | No | 1.9
207454842 | Central Heat Pump | LENNOX | HRCU-A-CB (Split System: Heat Pump with Remote Outdoor Unit-Air-Source) | SL25XPV-024-230A** | ADP |  | L*19/36S9 | SL280UH090XV48B* | 22600 | 22 |  | 14 | 10 |  | 20000 | 22600 | 113% | [8 empty] | Residential | 470 | No | 1.88
207454843 | Central Heat Pump | LENNOX | HRCU-A-CB (Split System: Heat Pump with Remote Outdoor Unit-Air-Source) | SL25XPV-024-230A** | ADP |  | LH35/38X9 | SL280UH090XV48B* | 22800 | 23 |  | 14 | 10 |  | 20000 | 22600 | 113% | [8 empty] | Residential | 475 | No | 1.9
207454844 | Central Heat Pump | LENNOX | HRCU-A-CB (Split System: Heat Pump with Remote Outdoor Unit-Air-Source) | SL25XPV-024-230A** | ADP |  | LH35/38F9 | SL280UH090XV48B* | 22800 | 23 |  | 14 | 10 |  | 20000 | 22600 | 113% | [8 empty] | Residential | 475 | No | 1.9
207454845 | Central Heat Pump | LENNOX | HRCU-A-CB (Split System: Heat Pump with Remote Outdoor Unit-Air-Source) | SL25XPV-024-230A** | ADP |  | L*30/36U9 | SL280UH090XV48B* | 22800 | 23 |  | 14 | 10 |  | 20000 | 22600 | 113% | [8 empty] | Residential | 475 | No | 1.9
207454846 | Central Heat Pump | LENNOX | HRCU-A-CB (Split System: Heat Pump with Remote Outdoor Unit-Air-Source) | SL25XPV-024-230A** | ADP |  | L*35/36U9 | SL280UH090XV48B* | 22800 | 23 |  | 14 | 10 |  | 20000 | 22600 | 113% | [8 empty] | Residential | 475 | No | 1.9
207454847 | Central Heat Pump | LENNOX | HRCU-A-CB (Split System: Heat Pump with Remote Outdoor Unit-Air-Source) | SL25XPV-024-230A** | ADP |  | L*35/36S9 | SL280UH090XV48B* | 22800 | 23 |  | 14 | 10 |  | 20000 | 22600 | 113% | [8 empty] | Residential | 475 | No | 1.9
207454848 | Central Heat Pump | LENNOX | HRCU-A-CB (Split System: Heat Pump with Remote Outdoor Unit-Air-Source) | SL25XPV-024-230A** | ADP |  | LH18/37D9 | SL280UH090XV48B* | 22800 | 22 |  | 14 | 10 |  | 20000 | 22600 | 113% | [8 empty] | Residential | 475 | No | 1.9
207454849 | Central Heat Pump | LENNOX | HRCU-A-CB (Split System: Heat Pump with Remote Outdoor Unit-Air-Source) | SL25XPV-024-230A** | ADP |  | LH23/37W9 | SL280UH090XV48B* | 23200 | 23 |  | 14 | 10 |  | 19800 | 22000 | 111.1% | [8 empty] | Residential | 482.5 | No | 1.93
207454850 | Central Heat Pump | LENNOX | HRCU-A-CB (Split System: Heat Pump with Remote Outdoor Unit-Air-Source) | SL25XPV-024-230A** | ADP |  | L*23/37Z9 | SL280UH090XV48B* | 23200 | 23 |  | 14 | 10 |  | 19800 | 22000 | 111.1% | [8 empty] | Residential | 482.5 | No | 1.93
207454851 | Central Heat Pump | LENNOX | HRCU-A-CB (Split System: Heat Pump with Remote Outdoor Unit-Air-Source) | SL25XPV-024-230A** | ADP |  | LH29/36F9 | SL280UH090XV60C* | 22200 | 20 |  | 14 | 10 |  | 19800 | 22200 | 112.1% | [8 empty] | Residential | 462.5 | No | 1.85
207454852 | Central Heat Pump | LENNOX | HRCU-A-CB (Split System: Heat Pump with Remote Outdoor Unit-Air-Source) | SL25XPV-024-230A** | ADP |  | LH35/36F9 | SL280UH090XV60C* | 22600 | 20 |  | 14 | 10 |  | 19800 | 22200 | 112.1% | [8 empty] | Residential | 470 | No | 1.88
207454853 | Central Heat Pump | LENNOX | HRCU-A-CB (Split System: Heat Pump with Remote Outdoor Unit-Air-Source) | SL25XPV-024-230A** | ADP |  | L*19/36S9 | SL280UH090XV60C* | 22200 | 20 |  | 14 | 10 |  | 19800 | 22200 | 112.1% | [8 empty] | Residential | 462.5 | No | 1.85
207454854 | Central Heat Pump | LENNOX | HRCU-A-CB (Split System: Heat Pump with Remote Outdoor Unit-Air-Source) | SL25XPV-024-230A** | ADP |  | LH35/38X9 | SL280UH090XV60C* | 22800 | 21 |  | 14 | 10 |  | 19800 | 22200 | 112.1% | [8 empty] | Residential | 475 | No | 1.9
207045685 | Central Heat Pump | LENNOX | HRCU-A-CB (Split System: Heat Pump with Remote Outdoor Unit-Air-Source) | EL18XPV-024-230A** | ADP |  | L*19/36U9 | EL280UH045E36A* | 24000 | 19 |  | 13 | 10 |  | 22200 | 13900 | 62.61% | [8 empty] | Residential | 500 | No | 2
207045690 | Central Heat Pump | LENNOX | HRCU-A-CB (Split System: Heat Pump with Remote Outdoor Unit-Air-Source) | EL18XPV-024-230A** | ADP |  | L*30/36U9 | EL280UH045E36A* | 24000 | 19 |  | 13 | 10 |  | 22200 | 13900 | 62.61% | [8 empty] | Residential | 500 | No | 2
207045697 | Central Heat Pump | LENNOX | HRCU-A-CB (Split System: Heat Pump with Remote Outdoor Unit-Air-Source) | EL18XPV-024-230A** | ADP |  | LH18/37R9 | EL280UH045E36A* | 24000 | 19 |  | 13 | 10 |  | 22200 | 13900 | 62.61% | [8 empty] | Residential | 500 | No | 2
207045702 | Central Heat Pump | LENNOX | HRCU-A-CB (Split System: Heat Pump with Remote Outdoor Unit-Air-Source) | EL18XPV-024-230A** | ADP |  | L*19/36U9 | EL280UH070E36A* | 23800 | 20 |  | 13 | 10 |  | 22000 | 12800 | 58.18% | [8 empty] | Residential | 495 | No | 1.98
207045703 | Central Heat Pump | LENNOX | HRCU-A-CB (Split System: Heat Pump with Remote Outdoor Unit-Air-Source) | EL18XPV-024-230A** | ADP |  | L*30/36U9 | EL280UH070E36A* | 24000 | 20 |  | 13 | 10 |  | 22000 | 12800 | 58.18% | [8 empty] | Residential | 500 | No | 2
207045704 | Central Heat Pump | LENNOX | HRCU-A-CB (Split System: Heat Pump with Remote Outdoor Unit-Air-Source) | EL18XPV-024-230A** | ADP |  | LH18/37R9 | EL280UH070E36A* | 24000 | 20 |  | 13 | 10 |  | 22000 | 12800 | 58.18% | [8 empty] | Residential | 500 | No | 2
207045705 | Central Heat Pump | LENNOX | HRCU-A-CB (Split System: Heat Pump with Remote Outdoor Unit-Air-Source) | EL18XPV-024-230A** | ADP |  | LH35/36X9 | EL280UH070XE36A* | 24000 | 20 |  | 13 | 10 |  | 22000 | 12800 | 58.18% | [8 empty] | Residential | 500 | No | 2
205962529 | Central Heat Pump | AMERICAN STANDARD | HRCU-A-CB (Split System: Heat Pump with Remote Outdoor Unit-Air-Source) | 4A6L9048A1 |  |  | 4PX*DU48BS3 | P0V0D000M50SB+RP | 48000 | 19 |  | 12.5 | 10.5 |  | 42500 | 31400 | 73.88% | [8 empty] | Residential | 1000 | No | 4
205962530 | Central Heat Pump | AMERICAN STANDARD | HRCU-A-CB (Split System: Heat Pump with Remote Outdoor Unit-Air-Source) | 4A6L9048A1 |  |  | 4PX*DU60BS3 | P0V0C000M50SB+RP | 48000 | 19.5 |  | 12.5 | 10 |  | 41000 | 30000 | 73.17% | [8 empty] | Residential | 1000 | No | 4
205962531 | Central Heat Pump | AMERICAN STANDARD | HRCU-A-CB (Split System: Heat Pump with Remote Outdoor Unit-Air-Source) | 4A6L9048A1 |  |  | 4PX*DU60BS3 | P0V0D000M50SB+RP | 49500 | 19.5 |  | 12.5 | 11 |  | 42000 | 31000 | 73.81% | [8 empty] | Residential | 1032.5 | No | 4.13
205962533 | Central Heat Pump | AMERICAN STANDARD | HRCU-A-CB (Split System: Heat Pump with Remote Outdoor Unit-Air-Source) | 4A6L9048A1 |  |  | 4TXCC007DS3 | P0V0C000M50SB+RP | 48000 | 19 |  | 12.5 | 10 |  | 43000 | 31400 | 73.02% | [8 empty] | Residential | 1000 | No | 4
205962534 | Central Heat Pump | AMERICAN STANDARD | HRCU-A-CB (Split System: Heat Pump with Remote Outdoor Unit-Air-Source) | 4A6L9048A1 |  |  | 4TXCC009DS3 | P0V0C000M50SB+RP | 49000 | 19.5 |  | 12.5 | 10 |  | 42500 | 31000 | 72.94% | [8 empty] | Residential | 1020 | No | 4.08
205962535 | Central Heat Pump | AMERICAN STANDARD | HRCU-A-CB (Split System: Heat Pump with Remote Outdoor Unit-Air-Source) | 4A6L9048A1 |  |  | 4TXCD008DS3 | P0V0C000M50SB+RP | 46000 | 18.5 |  | 12.5 | 10 |  | 41500 | 30200 | 72.77% | [8 empty] | Residential | 957.5 | No | 3.83
205962536 | Central Heat Pump | AMERICAN STANDARD | HRCU-A-CB (Split System: Heat Pump with Remote Outdoor Unit-Air-Source) | 4A6L9048A1 |  |  | 4TXCD008DS3 | P0V0D000M50SB+RP | 48000 | 19 |  | 12.5 | 10 |  | 42500 | 31400 | 73.88% | [8 empty] | Residential | 1000 | No | 4
205962537 | Central Heat Pump | AMERICAN STANDARD | HRCU-A-CB (Split System: Heat Pump with Remote Outdoor Unit-Air-Source) | 4A6L9048A1 |  |  | 4TXCD010DS3 | P0V0C000M50SB+RP | 48000 | 19 |  | 12.5 | 10 |  | 41000 | 30000 | 73.17% | [8 empty] | Residential | 1000 | No | 4
205962538 | Central Heat Pump | AMERICAN STANDARD | HRCU-A-CB (Split System: Heat Pump with Remote Outdoor Unit-Air-Source) | 4A6L9048A1 |  |  | 4TXCD010DS3 | P0V0D000M50SB+RP | 49500 | 19.5 |  | 12.5 | 10 |  | 42500 | 31000 | 72.94% | [8 empty] | Residential | 1032.5 | No | 4.13
205274073 | Central Heat Pump | BRYANT HEATING AND COOLING SYSTEMS | HRCU-A-CB (Split System: Heat Pump with Remote Outdoor Unit-Air-Source) | 284ANV036*0**A* |  |  | CNPV*4221AL*+UI | 986TC66100C21*** | 33200 | 20.5 |  | 12.5 | 10 |  | 32200 | 31000 | 96.27% | [8 empty] | Residential | 692.5 | No | 2.77
205274074 | Central Heat Pump | BRYANT HEATING AND COOLING SYSTEMS | HRCU-A-CB (Split System: Heat Pump with Remote Outdoor Unit-Air-Source) | 284ANV036*0**A* |  |  | CNPV*4221AL*+UI | 88*TA48090C17*** | 33200 | 21 |  | 12.5 | 10 |  | 32200 | 31600 | 98.14% | [8 empty] | Residential | 692.5 | No | 2.77
205274075 | Central Heat Pump | BRYANT HEATING AND COOLING SYSTEMS | HRCU-A-CB (Split System: Heat Pump with Remote Outdoor Unit-Air-Source) | 284ANV036*0**A* |  |  | CNPV*4221AL*+UI | 88*TA60110C21*** | 33200 | 21 |  | 12.5 | 10 |  | 32200 | 31400 | 97.52% | [8 empty] | Residential | 692.5 | No | 2.77
205274078 | Central Heat Pump | BRYANT HEATING AND COOLING SYSTEMS | HRCU-A-CB (Split System: Heat Pump with Remote Outdoor Unit-Air-Source) | 284ANV036*0**A* |  |  | CNPV*4821AL*+UI | 88*TA48070C17*** | 33800 | 21 |  | 12.5 | 10.5 |  | 35800 | 33800 | 94.41% | [8 empty] | Residential | 705 | No | 2.82
205274079 | Central Heat Pump | BRYANT HEATING AND COOLING SYSTEMS | HRCU-A-CB (Split System: Heat Pump with Remote Outdoor Unit-Air-Source) | 284ANV036*0**A* |  |  | CNPV*4821AL*+UI | 88*TA60070C21*** | 33800 | 21 |  | 13 | 10.5 |  | 35600 | 33600 | 94.38% | [8 empty] | Residential | 705 | No | 2.82
205274080 | Central Heat Pump | BRYANT HEATING AND COOLING SYSTEMS | HRCU-A-CB (Split System: Heat Pump with Remote Outdoor Unit-Air-Source) | 284ANV036*0**A* |  |  | CNPV*4821AL*+UI | 88*TA60090C21*** | 34000 | 21.5 |  | 13 | 10.5 |  | 35400 | 33400 | 94.35% | [8 empty] | Residential | 707.5 | No | 2.83
205274082 | Central Heat Pump | BRYANT HEATING AND COOLING SYSTEMS | HRCU-A-CB (Split System: Heat Pump with Remote Outdoor Unit-Air-Source) | 284ANV036*0**A* |  |  | CNPV*4821AL*+UI | 986TC42080C17*** | 33600 | 20.5 |  | 12.5 | 10.5 |  | 35800 | 34000 | 94.97% | [8 empty] | Residential | 700 | No | 2.8
207045706 | Central Heat Pump | LENNOX | HRCU-A-CB (Split System: Heat Pump with Remote Outdoor Unit-Air-Source) | EL18XPV-024-230A** | ADP |  | L*19/36U9 | EL280UH070XE36A* | 23800 | 20 |  | 13 | 10 |  | 22000 | 12800 | 58.18% | [8 empty] | Residential | 495 | No | 1.98
207045707 | Central Heat Pump | LENNOX | HRCU-A-CB (Split System: Heat Pump with Remote Outdoor Unit-Air-Source) | EL18XPV-024-230A** | ADP |  | L*30/36U9 | EL280UH070XE36A* | 24000 | 20 |  | 13 | 10 |  | 22000 | 12800 | 58.18% | [8 empty] | Residential | 500 | No | 2
207045708 | Central Heat Pump | LENNOX | HRCU-A-CB (Split System: Heat Pump with Remote Outdoor Unit-Air-Source) | EL18XPV-024-230A** | ADP |  | LH18/37R9 | EL280UH070XE36A* | 24000 | 20 |  | 13 | 10 |  | 22000 | 12800 | 58.18% | [8 empty] | Residential | 500 | No | 2
207045709 | Central Heat Pump | LENNOX | HRCU-A-CB (Split System: Heat Pump with Remote Outdoor Unit-Air-Source) | EL18XPV-024-230A** | ADP |  | LH35/36X9 | EL280UH090E36B* | 23800 | 20 |  | 13 | 10 |  | 22200 | 13300 | 59.91% | [8 empty] | Residential | 495 | No | 1.98
207045710 | Central Heat Pump | LENNOX | HRCU-A-CB (Split System: Heat Pump with Remote Outdoor Unit-Air-Source) | EL18XPV-024-230A** | ADP |  | L*19/36U9 | EL280UH090E36B* | 23800 | 20 |  | 13 | 10 |  | 22200 | 13300 | 59.91% | [8 empty] | Residential | 495 | No | 1.98
207045711 | Central Heat Pump | LENNOX | HRCU-A-CB (Split System: Heat Pump with Remote Outdoor Unit-Air-Source) | EL18XPV-024-230A** | ADP |  | L*30/36U9 | EL280UH090E36B* | 23800 | 20 |  | 13 | 10 |  | 22200 | 13300 | 59.91% | [8 empty] | Residential | 495 | No | 1.98
207045712 | Central Heat Pump | LENNOX | HRCU-A-CB (Split System: Heat Pump with Remote Outdoor Unit-Air-Source) | EL18XPV-024-230A** | ADP |  | LH18/37R9 | EL280UH090E36B* | 23800 | 20 |  | 13 | 10 |  | 22200 | 13300 | 59.91% | [8 empty] | Residential | 495 | No | 1.98
207045736 | Central Heat Pump | LENNOX | HRCU-A-CB (Split System: Heat Pump with Remote Outdoor Unit-Air-Source) | EL18XPV-024-230A** | ADP |  | L*19/36U9 | ML180UH030V36A* | 24000 | 20 |  | 13 | 10 |  | 21600 | 13200 | 61.11% | [8 empty] | Residential | 500 | No | 2
205274084 | Central Heat Pump | BRYANT HEATING AND COOLING SYSTEMS | HRCU-A-CB (Split System: Heat Pump with Remote Outdoor Unit-Air-Source) | 284ANV036*0**A* |  |  | CNPV*4821AL*+UI | 987MB42080C17*** | 33600 | 20.5 |  | 12.5 | 10.5 |  | 35800 | 34000 | 94.97% | [8 empty] | Residential | 700 | No | 2.8
205274085 | Central Heat Pump | BRYANT HEATING AND COOLING SYSTEMS | HRCU-A-CB (Split System: Heat Pump with Remote Outdoor Unit-Air-Source) | 284ANV036*0**A* |  |  | CNPV*4821AL*+UI | 987MB60080C21*** | 33800 | 21 |  | 13 | 10.5 |  | 35600 | 33600 | 94.38% | [8 empty] | Residential | 705 | No | 2.82
204780081 | Central Heat Pump | AMERICAN STANDARD | HRCU-A-CB (Split System: Heat Pump with Remote Outdoor Unit-Air-Source) | 4A6V0036A1 |  |  | 4PX*BU36BS3 | P0V0B000M40SA+RP | 35000 | 20 |  | 12.5 | 10 |  | 30800 | 25600 | 83.12% | [8 empty] | Residential | 730 | No | 2.92
204780083 | Central Heat Pump | AMERICAN STANDARD | HRCU-A-CB (Split System: Heat Pump with Remote Outdoor Unit-Air-Source) | 4A6V0036A1 |  |  | 4PX*BU42BS3 | P0V0B000M40SA+RP | 36200 | 20.5 |  | 13 | 10 |  | 32000 | 26200 | 81.88% | [8 empty] | Residential | 755 | No | 3.02
204780087 | Central Heat Pump | AMERICAN STANDARD | HRCU-A-CB (Split System: Heat Pump with Remote Outdoor Unit-Air-Source) | 4A6V0036A1 |  |  | 4TXCB004DS3 | P0V0B000M40SA+RP | 35000 | 20.5 |  | 12.5 | 10 |  | 30800 | 25600 | 83.12% | [8 empty] | Residential | 730 | No | 2.92
204780127 | Central Heat Pump | AMERICAN STANDARD | HRCU-A-CB (Split System: Heat Pump with Remote Outdoor Unit-Air-Source) | 4A6V8036A1 |  |  | 4PX*BU42BS3 | P0V0B000M40SA+RP | 35800 | 18 |  | 12.5 | 10 |  | 31600 | 26000 | 82.28% | [8 empty] | Residential | 745 | No | 2.98
204780140 | Central Heat Pump | AMERICAN STANDARD | HRCU-A-CB (Split System: Heat Pump with Remote Outdoor Unit-Air-Source) | 4A6V8037A1 |  |  | 4PX*BU36BS3 | P0V0B000M40SA+RP | 35000 | 18 |  | 12.5 | 10 |  | 30800 | 25600 | 83.12% | [8 empty] | Residential | 730 | No | 2.92
204780143 | Central Heat Pump | AMERICAN STANDARD | HRCU-A-CB (Split System: Heat Pump with Remote Outdoor Unit-Air-Source) | 4A6V8037A1 |  |  | 4PX*BU42BS3 | P0V0B000M40SA+RP | 36200 | 18 |  | 12.5 | 10 |  | 32000 | 26200 | 81.88% | [8 empty] | Residential | 755 | No | 3.02
204780147 | Central Heat Pump | AMERICAN STANDARD | HRCU-A-CB (Split System: Heat Pump with Remote Outdoor Unit-Air-Source) | 4A6V8037A1 |  |  | 4TXCB004DS3 | P0V0B000M40SA+RP | 35000 | 18 |  | 12.5 | 10 |  | 30800 | 25400 | 82.47% | [8 empty] | Residential | 730 | No | 2.92
204780164 | Central Heat Pump | AMERICAN STANDARD | HRCU-A-CB (Split System: Heat Pump with Remote Outdoor Unit-Air-Source) | 4A6V8048A1 |  |  | 4PX*DU60BS3 | P0V0D000M50SA+RP | 48000 | 18 |  | 12.5 | 10 |  | 42500 | 36200 | 85.18% | [8 empty] | Residential | 1000 | No | 4
204780170 | Central Heat Pump | AMERICAN STANDARD | HRCU-A-CB (Split System: Heat Pump with Remote Outdoor Unit-Air-Source) | 4A6V8048A1 |  |  | 4TXCD008DS3 | P0V0D000M50SA+RP | 47000 | 18 |  | 12.5 | 10 |  | 43500 | 36600 | 84.14% | [8 empty] | Residential | 980 | No | 3.92
206788505 | Central Heat Pump | CARRIER | HRCU-A-CB (Split System: Heat Pump with Remote Outdoor Unit-Air-Source) | 25VNA424A*031* |  |  | CNPV*4821AL*+UI | 59TN6B060C17**14 | 23400 | 21 |  | 14 | 11 |  | 24000 | 24400 | 101.7% | [8 empty] | Residential | 487.5 | No | 1.95
206788506 | Central Heat Pump | CARRIER | HRCU-A-CB (Split System: Heat Pump with Remote Outdoor Unit-Air-Source) | 25VNA424A*031* |  |  | CNPV*4821AL*+UI | 59TN6B080C17**14 | 23400 | 21 |  | 14 | 11 |  | 24000 | 24400 | 101.7% | [8 empty] | Residential | 487.5 | No | 1.95
206788507 | Central Heat Pump | CARRIER | HRCU-A-CB (Split System: Heat Pump with Remote Outdoor Unit-Air-Source) | 25VNA424A*031* |  |  | CNPV*4824AL*+UI | 58TN*A070C21**20 | 23400 | 22 |  | 14 | 11 |  | 24000 | 24200 | 100.8% | [8 empty] | Residential | 487.5 | No | 1.95
206788508 | Central Heat Pump | CARRIER | HRCU-A-CB (Split System: Heat Pump with Remote Outdoor Unit-Air-Source) | 25VNA424A*031* |  |  | CNPV*4824AL*+UI | 58TN*A090C21**20 | 23400 | 22 |  | 14 | 11 |  | 24000 | 24000 | 100% | [8 empty] | Residential | 487.5 | No | 1.95
206788509 | Central Heat Pump | CARRIER | HRCU-A-CB (Split System: Heat Pump with Remote Outdoor Unit-Air-Source) | 25VNA424A*031* |  |  | CNPV*4824AL*+UI | 58TN*A135C24**22 | 23400 | 22 |  | 14 | 11 |  | 24000 | 24000 | 100% | [8 empty] | Residential | 487.5 | No | 1.95
206788510 | Central Heat Pump | CARRIER | HRCU-A-CB (Split System: Heat Pump with Remote Outdoor Unit-Air-Source) | 25VNA424A*031* |  |  | CNPV*4824AL*+UI | 59TN6B120C24**22 | 23400 | 22 |  | 14 | 11 |  | 24000 | 24200 | 100.8% | [8 empty] | Residential | 487.5 | No | 1.95
206788511 | Central Heat Pump | CARRIER | HRCU-A-CB (Split System: Heat Pump with Remote Outdoor Unit-Air-Source) | 25VNA424A*031* |  |  | CNPV*6024AL*+UI | 58TN*A070C21**20 | 23400 | 22 |  | 14 | 11 |  | 24000 | 24000 | 100% | [8 empty] | Residential | 487.5 | No | 1.95
206788512 | Central Heat Pump | CARRIER | HRCU-A-CB (Split System: Heat Pump with Remote Outdoor Unit-Air-Source) | 25VNA424A*031* |  |  | CNPV*6024AL*+UI | 58TN*A090C21**20 | 23400 | 22 |  | 14 | 11 |  | 24000 | 23800 | 99.17% | [8 empty] | Residential | 487.5 | No | 1.95
206788513 | Central Heat Pump | CARRIER | HRCU-A-CB (Split System: Heat Pump with Remote Outdoor Unit-Air-Source) | 25VNA424A*031* |  |  | CNPV*6024AL*+UI | 58TN*A135C24**22 | 23400 | 22 |  | 14 | 11 |  | 24000 | 23800 | 99.17% | [8 empty] | Residential | 487.5 | No | 1.95
205041892 | Central Heat Pump | LUXAIRE | HRCU-A-CB (Split System: Heat Pump with Remote Outdoor Unit-Air-Source) | HL19B3621 |  |  | CF60CXA2+TXV | TPLC120C20MP13 | 35800 | 18 |  | 14 | 10 |  | 35000 | 22400 | 64% | [8 empty] | Residential | 745 | No | 2.98
205041894 | Central Heat Pump | LUXAIRE | HRCU-A-CB (Split System: Heat Pump with Remote Outdoor Unit-Air-Source) | HL19B3621 |  |  | CF60CXA2+TXV | LPLC100C20MP13 | 35800 | 18 |  | 14 | 10 |  | 35000 | 22400 | 64% | [8 empty] | Residential | 745 | No | 2.98
205041895 | Central Heat Pump | LUXAIRE | HRCU-A-CB (Split System: Heat Pump with Remote Outdoor Unit-Air-Source) | HL19B3621 |  |  | CF60CXA2+TXV | LPLC120C20MP13 | 35800 | 18 |  | 14 | 10 |  | 35000 | 22400 | 64% | [8 empty] | Residential | 745 | No | 2.98
205046045 | Central Heat Pump | LUXAIRE | HRCU-A-CB (Split System: Heat Pump with Remote Outdoor Unit-Air-Source) | HL19B3621 |  |  | CU60CXA2+TXV | TM9V100C20MP12 | 36000 | 19 |  | 14 | 10 |  | 35400 | 22400 | 63.28% | [8 empty] | Residential | 750 | No | 3
207045737 | Central Heat Pump | LENNOX | HRCU-A-CB (Split System: Heat Pump with Remote Outdoor Unit-Air-Source) | EL18XPV-024-230A** | ADP |  | L*30/36U9 | ML180UH030V36A* | 24000 | 20 |  | 13 | 10 |  | 21600 | 13200 | 61.11% | [8 empty] | Residential | 500 | No | 2
207045738 | Central Heat Pump | LENNOX | HRCU-A-CB (Split System: Heat Pump with Remote Outdoor Unit-Air-Source) | EL18XPV-024-230A** | ADP |  | LH18/37R9 | ML180UH030V36A* | 24000 | 20 |  | 13 | 10 |  | 21600 | 13200 | 61.11% | [8 empty] | Residential | 500 | No | 2
207045742 | Central Heat Pump | LENNOX | HRCU-A-CB (Split System: Heat Pump with Remote Outdoor Unit-Air-Source) | EL18XPV-024-230A** | ADP |  | L*19/36U9 | ML180UH045V36A* | 24000 | 20 |  | 13 | 10 |  | 21600 | 13200 | 61.11% | [8 empty] | Residential | 500 | No | 2
207045743 | Central Heat Pump | LENNOX | HRCU-A-CB (Split System: Heat Pump with Remote Outdoor Unit-Air-Source) | EL18XPV-024-230A** | ADP |  | L*30/36U9 | ML180UH045V36A* | 24000 | 20 |  | 13 | 10 |  | 21600 | 13200 | 61.11% | [8 empty] | Residential | 500 | No | 2
207045744 | Central Heat Pump | LENNOX | HRCU-A-CB (Split System: Heat Pump with Remote Outdoor Unit-Air-Source) | EL18XPV-024-230A** | ADP |  | LH18/37R9 | ML180UH045V36A* | 24000 | 20 |  | 13 | 10 |  | 21600 | 13200 | 61.11% | [8 empty] | Residential | 500 | No | 2
207045745 | Central Heat Pump | LENNOX | HRCU-A-CB (Split System: Heat Pump with Remote Outdoor Unit-Air-Source) | EL18XPV-024-230A** | ADP |  | L*19/36U9 | ML180UH070V36A* | 23200 | 20 |  | 13 | 10 |  | 22000 | 13800 | 62.73% | [8 empty] | Residential | 482.5 | No | 1.93
207045746 | Central Heat Pump | LENNOX | HRCU-A-CB (Split System: Heat Pump with Remote Outdoor Unit-Air-Source) | EL18XPV-024-230A** | ADP |  | L*30/36U9 | ML180UH070V36A* | 23200 | 20 |  | 13 | 10 |  | 22000 | 13800 | 62.73% | [8 empty] | Residential | 482.5 | No | 1.93
207045747 | Central Heat Pump | LENNOX | HRCU-A-CB (Split System: Heat Pump with Remote Outdoor Unit-Air-Source) | EL18XPV-024-230A** | ADP |  | LH18/37R9 | ML180UH070V36A* | 23200 | 20 |  | 13 | 10 |  | 22000 | 13800 | 62.73% | [8 empty] | Residential | 482.5 | No | 1.93
205046048 | Central Heat Pump | LUXAIRE | HRCU-A-CB (Split System: Heat Pump with Remote Outdoor Unit-Air-Source) | HL19B3621 |  |  | CU60CXA2+TXV | TP9C100C20MP13 | 36000 | 19 |  | 14 | 10 |  | 35400 | 22400 | 63.28% | [8 empty] | Residential | 750 | No | 3
205046051 | Central Heat Pump | LUXAIRE | HRCU-A-CB (Split System: Heat Pump with Remote Outdoor Unit-Air-Source) | HL19B3621 |  |  | CU60CXA2+TXV | LP9C100C20MP13 | 36000 | 19 |  | 14 | 10 |  | 35400 | 22400 | 63.28% | [8 empty] | Residential | 750 | No | 3
205046063 | Central Heat Pump | LUXAIRE | HRCU-A-CB (Split System: Heat Pump with Remote Outdoor Unit-Air-Source) | HL19B3621 |  |  | CU60CXA2+TXV | TM9V080C16MP12 | 35800 | 18 |  | 13 | 10 |  | 35400 | 22400 | 63.28% | [8 empty] | Residential | 745 | No | 2.98
205046067 | Central Heat Pump | LUXAIRE | HRCU-A-CB (Split System: Heat Pump with Remote Outdoor Unit-Air-Source) | HL19B3621 |  |  | CU60CXA2+TXV | TP9C080C16MP13 | 35800 | 18 |  | 13 | 10 |  | 35400 | 22400 | 63.28% | [8 empty] | Residential | 745 | No | 2.98
205046072 | Central Heat Pump | LUXAIRE | HRCU-A-CB (Split System: Heat Pump with Remote Outdoor Unit-Air-Source) | HL19B3621 |  |  | CU60CXA2+TXV | LP9C080C16MP13 | 35800 | 18 |  | 13 | 10 |  | 35400 | 22400 | 63.28% | [8 empty] | Residential | 745 | No | 2.98
205046097 | Central Heat Pump | LUXAIRE | HRCU-A-CB (Split System: Heat Pump with Remote Outdoor Unit-Air-Source) | HL19B3621 |  |  | CU60CXA2+TXV | TM9Y100C16MP11 | 36000 | 18 |  | 14 | 10 |  | 35600 | 22400 | 62.92% | [8 empty] | Residential | 750 | No | 3
205274086 | Central Heat Pump | BRYANT HEATING AND COOLING SYSTEMS | HRCU-A-CB (Split System: Heat Pump with Remote Outdoor Unit-Air-Source) | 284ANV036*0**A* |  |  | CNPV*4821AL*+UI | 987MB66100C21*** | 33800 | 21 |  | 13 | 10.5 |  | 35400 | 33400 | 94.35% | [8 empty] | Residential | 705 | No | 2.82
205274087 | Central Heat Pump | BRYANT HEATING AND COOLING SYSTEMS | HRCU-A-CB (Split System: Heat Pump with Remote Outdoor Unit-Air-Source) | 284ANV036*0**A* |  |  | CNPV*4821AL*+UI | 986TC60080C21*** | 33800 | 21 |  | 13 | 10.5 |  | 35600 | 33600 | 94.38% | [8 empty] | Residential | 705 | No | 2.82
207045748 | Central Heat Pump | LENNOX | HRCU-A-CB (Split System: Heat Pump with Remote Outdoor Unit-Air-Source) | EL18XPV-024-230A** | ADP |  | LH35/36X9 | ML180UH070V36B* | 24000 | 20 |  | 13 | 10 |  | 21400 | 13100 | 61.21% | [8 empty] | Residential | 500 | No | 2
207045749 | Central Heat Pump | LENNOX | HRCU-A-CB (Split System: Heat Pump with Remote Outdoor Unit-Air-Source) | EL18XPV-024-230A** | ADP |  | L*19/36U9 | ML180UH070V36B* | 24000 | 20 |  | 13 | 10 |  | 21400 | 13100 | 61.21% | [8 empty] | Residential | 500 | No | 2
207045750 | Central Heat Pump | LENNOX | HRCU-A-CB (Split System: Heat Pump with Remote Outdoor Unit-Air-Source) | EL18XPV-024-230A** | ADP |  | L*30/36U9 | ML180UH070V36B* | 24000 | 20 |  | 13 | 10 |  | 21400 | 13100 | 61.21% | [8 empty] | Residential | 500 | No | 2
207045751 | Central Heat Pump | LENNOX | HRCU-A-CB (Split System: Heat Pump with Remote Outdoor Unit-Air-Source) | EL18XPV-024-230A** | ADP |  | LH18/37R9 | ML180UH070V36B* | 24000 | 20 |  | 13 | 10 |  | 21400 | 13100 | 61.21% | [8 empty] | Residential | 500 | No | 2
207045830 | Central Heat Pump | LENNOX | HRCU-A-CB (Split System: Heat Pump with Remote Outdoor Unit-Air-Source) | EL18XPV-024-230A** | ADP |  | L*18/36V9 | EL280UH045E36A* | 24000 | 19 |  | 13 | 10 |  | 22200 | 13900 | 62.61% | [8 empty] | Residential | 500 | No | 2
207045831 | Central Heat Pump | LENNOX | HRCU-A-CB (Split System: Heat Pump with Remote Outdoor Unit-Air-Source) | EL18XPV-024-230A** | ADP |  | LH29/36X9 | EL280UH045E36A* | 24000 | 19 |  | 13 | 10 |  | 22200 | 13900 | 62.61% | [8 empty] | Residential | 500 | No | 2
207682550 | Central Heat Pump | LUXAIRE | HRCU-A-CB (Split System: Heat Pump with Remote Outdoor Unit-Air-Source) | HL19B3621 | ADP |  | H,YE47936 | TM9V100C20MP12 | 36000 | 19 |  | 14 | 10 |  | 33800 | 20800 | 61.54% | [8 empty] | Residential | 750 | No | 3
207682551 | Central Heat Pump | LUXAIRE | HRCU-A-CB (Split System: Heat Pump with Remote Outdoor Unit-Air-Source) | HL19B3621 | ADP |  | H,YE37936 | TM9Y100C16MP11 | 35600 | 18 |  | 13.5 | 10 |  | 34000 | 20800 | 61.18% | [8 empty] | Residential | 742.5 | No | 2.97
9151576 | Central Heat Pump | LUXAIRE | HRCU-A-CB (Split System: Heat Pump with Remote Outdoor Unit-Air-Source) | HL8B036F4 | ADP |  | H,YE47936+MV12D |  | 36600 | 18 |  | 14 | 10 |  | 34400 | 22600 | 65.7% | [8 empty] | Residential | 762.5 | No | 3.05
205274088 | Central Heat Pump | BRYANT HEATING AND COOLING SYSTEMS | HRCU-A-CB (Split System: Heat Pump with Remote Outdoor Unit-Air-Source) | 284ANV036*0**A* |  |  | CNPV*4821AL*+UI | 986TC66100C21*** | 33800 | 21 |  | 13 | 10.5 |  | 35400 | 33400 | 94.35% | [8 empty] | Residential | 705 | No | 2.82
205274089 | Central Heat Pump | BRYANT HEATING AND COOLING SYSTEMS | HRCU-A-CB (Split System: Heat Pump with Remote Outdoor Unit-Air-Source) | 284ANV036*0**A* |  |  | CNPV*4821AL*+UI | 88*TA48090C17*** | 33800 | 21.5 |  | 13 | 10.5 |  | 35400 | 33400 | 94.35% | [8 empty] | Residential | 705 | No | 2.82
205274090 | Central Heat Pump | BRYANT HEATING AND COOLING SYSTEMS | HRCU-A-CB (Split System: Heat Pump with Remote Outdoor Unit-Air-Source) | 284ANV036*0**A* |  |  | CNPV*4821AL*+UI | 88*TA60110C21*** | 34000 | 21.5 |  | 13 | 10.5 |  | 35400 | 33400 | 94.35% | [8 empty] | Residential | 707.5 | No | 2.83
206790205 | Central Heat Pump | BRYANT HEATING AND COOLING SYSTEMS | HRCU-A-CB (Split System: Heat Pump with Remote Outdoor Unit-Air-Source) | 284ANV024*0**B* |  |  | CSPH*3612AL*+UI | 88*TA60070C21*** | 23400 | 21 |  | 14 | 11 |  | 24000 | 24400 | 101.7% | [8 empty] | Residential | 487.5 | No | 1.95
206790206 | Central Heat Pump | BRYANT HEATING AND COOLING SYSTEMS | HRCU-A-CB (Split System: Heat Pump with Remote Outdoor Unit-Air-Source) | 284ANV024*0**B* |  |  | CSPH*3612AL*+UI | 88*TA60090C21*** | 23400 | 21 |  | 14 | 11 |  | 24000 | 24200 | 100.8% | [8 empty] | Residential | 487.5 | No | 1.95
206790207 | Central Heat Pump | BRYANT HEATING AND COOLING SYSTEMS | HRCU-A-CB (Split System: Heat Pump with Remote Outdoor Unit-Air-Source) | 284ANV024*0**B* |  |  | CSPH*3612AL*+UI | 88*TA66135C24*** | 23400 | 21 |  | 14 | 11 |  | 24000 | 24200 | 100.8% | [8 empty] | Residential | 487.5 | No | 1.95
206790210 | Central Heat Pump | BRYANT HEATING AND COOLING SYSTEMS | HRCU-A-CB (Split System: Heat Pump with Remote Outdoor Unit-Air-Source) | 284ANV024*0**B* |  |  | CSPH*3612AL*+UI | 986TC66120C24*** | 23400 | 21 |  | 14 | 11 |  | 24000 | 24200 | 100.8% | [8 empty] | Residential | 487.5 | No | 1.95
207526795 | Central Heat Pump | TRANE | HRCU-A-CB (Split System: Heat Pump with Remote Outdoor Unit-Air-Source) | 4TWV0X36A1 |  |  | 4PX*BU42BS3 | P0V0B000M40SC+RP | 35200 | 20.5 |  | 13 | 10 |  | 32000 | 25400 | 79.38% | [8 empty] | Residential | 732.5 | No | 2.93
207682528 | Central Heat Pump | LUXAIRE | HRCU-A-CB (Split System: Heat Pump with Remote Outdoor Unit-Air-Source) | HL19B3621 | ADP |  | H,YE47936 | LP9C080C16MP13 | 35800 | 18 |  | 14 | 10 |  | 33800 | 20800 | 61.54% | [8 empty] | Residential | 745 | No | 2.98
207682529 | Central Heat Pump | LUXAIRE | HRCU-A-CB (Split System: Heat Pump with Remote Outdoor Unit-Air-Source) | HL19B3621 | ADP |  | H,YE37936 | LP9C100C20MP12 | 35600 | 19 |  | 13.5 | 10 |  | 33800 | 20800 | 61.54% | [8 empty] | Residential | 742.5 | No | 2.97
207682530 | Central Heat Pump | LUXAIRE | HRCU-A-CB (Split System: Heat Pump with Remote Outdoor Unit-Air-Source) | HL19B3621 | ADP |  | H,YE47936 | LP9C100C20MP12 | 36000 | 19 |  | 14 | 10 |  | 33800 | 20800 | 61.54% | [8 empty] | Residential | 750 | No | 3
207682531 | Central Heat Pump | LUXAIRE | HRCU-A-CB (Split System: Heat Pump with Remote Outdoor Unit-Air-Source) | HL19B3621 | ADP |  | H,YE37936 | LP9C100C20MP13 | 35600 | 19 |  | 13.5 | 10 |  | 33800 | 20800 | 61.54% | [8 empty] | Residential | 742.5 | No | 2.97
207682532 | Central Heat Pump | LUXAIRE | HRCU-A-CB (Split System: Heat Pump with Remote Outdoor Unit-Air-Source) | HL19B3621 | ADP |  | H,YE47936 | LP9C100C20MP13 | 36000 | 19 |  | 14 | 10 |  | 33800 | 20800 | 61.54% | [8 empty] | Residential | 750 | No | 3
207682534 | Central Heat Pump | LUXAIRE | HRCU-A-CB (Split System: Heat Pump with Remote Outdoor Unit-Air-Source) | HL19B3621 | ADP |  | H,YE47936 | LPLC080C16MP12 | 35800 | 18 |  | 14 | 10 |  | 33600 | 20800 | 61.9% | [8 empty] | Residential | 745 | No | 2.98
207682535 | Central Heat Pump | LUXAIRE | HRCU-A-CB (Split System: Heat Pump with Remote Outdoor Unit-Air-Source) | HL19B3621 | ADP |  | H,YE47936 | LPLC080C16MP13 | 35800 | 18 |  | 14 | 10 |  | 33600 | 20800 | 61.9% | [8 empty] | Residential | 745 | No | 2.98
207682537 | Central Heat Pump | LUXAIRE | HRCU-A-CB (Split System: Heat Pump with Remote Outdoor Unit-Air-Source) | HL19B3621 | ADP |  | H,YE47936 | LPLC100C16MP12 | 35800 | 18 |  | 14 | 10 |  | 33600 | 20800 | 61.9% | [8 empty] | Residential | 745 | No | 2.98
207682538 | Central Heat Pump | LUXAIRE | HRCU-A-CB (Split System: Heat Pump with Remote Outdoor Unit-Air-Source) | HL19B3621 | ADP |  | H,YE47936 | LPLC100C16MP13 | 35800 | 18 |  | 14 | 10 |  | 33600 | 20800 | 61.9% | [8 empty] | Residential | 745 | No | 2.98
207526858 | Central Heat Pump | TRANE | HRCU-A-CB (Split System: Heat Pump with Remote Outdoor Unit-Air-Source) | 4TWV8X48A1 |  |  | 4PX*DU60BS3 | P0V0D000M50SC+RP | 48000 | 18 |  | 12.5 | 10 |  | 42500 | 36000 | 84.71% | 47000 | 18 | 12 | 8.5 | 43000 |  |  |  | Residential | 980 | No | 3.92
207526863 | Central Heat Pump | TRANE | HRCU-A-CB (Split System: Heat Pump with Remote Outdoor Unit-Air-Source) | 4TWV8X48A1 |  |  | 4TXCD008DS3 | P0V0D000M50SC+RP | 47000 | 18 |  | 12.5 | 10 |  | 43500 | 36600 | 84.14% | 46000 | 18 | 12 | 8.5 | 43500 |  |  |  | Residential | 957.5 | No | 3.83
207526866 | Central Heat Pump | TRANE | HRCU-A-CB (Split System: Heat Pump with Remote Outdoor Unit-Air-Source) | 4TWV8X48A1 |  |  | 4TXCD010DS3 | P0V0D000M50SC+RP | 48000 | 18 |  | 12.5 | 10 |  | 42500 | 36000 | 84.71% | 47000 | 18 | 12 | 8.5 | 43000 |  |  |  | Residential | 980 | No | 3.92
207558934 | Central Heat Pump | TRANE | HRCU-A-CB (Split System: Heat Pump with Remote Outdoor Unit-Air-Source) | 4TWV0X36A1 |  |  | 4TXFH036CZ3 | *UD2C080ACV4 | 35400 | 20 |  | 13 | 10 |  | 31200 | 25600 | 82.05% | [8 empty] | Residential | 737.5 | No | 2.95
207558937 | Central Heat Pump | TRANE | HRCU-A-CB (Split System: Heat Pump with Remote Outdoor Unit-Air-Source) | 4TWV0X36A1 |  |  | 4TXFH036CZ3 | *UHMB060ACV3 | 34800 | 18.75 |  | 12.5 | 10 |  | 30400 | 25600 | 84.21% | [8 empty] | Residential | 725 | No | 2.9
207558938 | Central Heat Pump | TRANE | HRCU-A-CB (Split System: Heat Pump with Remote Outdoor Unit-Air-Source) | 4TWV0X36A1 |  |  | 4TXFH036CZ3 | *DHMB060BCV3 | 34800 | 19.5 |  | 12.5 | 10 |  | 29000 | 25800 | 88.97% | [8 empty] | Residential | 725 | No | 2.9
207559024 | Central Heat Pump | TRANE | HRCU-A-CB (Split System: Heat Pump with Remote Outdoor Unit-Air-Source) | 4TWV0X36A1 |  |  | 4TXFH036CZ3 | *DD2B060ACV3 | 35000 | 19.5 |  | 13 | 10 |  | 32200 | 26400 | 81.99% | [8 empty] | Residential | 730 | No | 2.92
201922996 | Central Heat Pump | TRANE | HRCU-A-CB (Split System: Heat Pump with Remote Outdoor Unit-Air-Source) | 4TWL9024A1 |  |  | 4TXFH024CZ3 | S9V2B060U3PSB+RP | 23400 | 18 |  | 12.5 | 11 |  | 20000 | 13400 | 67% | [8 empty] | Residential | 487.5 | No | 1.95
201922997 | Central Heat Pump | TRANE | HRCU-A-CB (Split System: Heat Pump with Remote Outdoor Unit-Air-Source) | 4TWL9024A1 |  |  | 4TXFH024CZ3 | S9V2B040U3PSB+RP | 23200 | 18 |  | 12.5 | 11 |  | 19800 | 13400 | 67.68% | [8 empty] | Residential | 482.5 | No | 1.93
206788514 | Central Heat Pump | CARRIER | HRCU-A-CB (Split System: Heat Pump with Remote Outdoor Unit-Air-Source) | 25VNA424A*031* |  |  | CNPV*6024AL*+UI | 59TN6B120C24**22 | 23400 | 22 |  | 14 | 11 |  | 24000 | 24000 | 100% | [8 empty] | Residential | 487.5 | No | 1.95
206788517 | Central Heat Pump | CARRIER | HRCU-A-CB (Split System: Heat Pump with Remote Outdoor Unit-Air-Source) | 25VNA424A*031* |  |  | CSPH*3612AL*+UI | 58TN*A070C21**20 | 23400 | 21 |  | 14 | 11 |  | 24000 | 24400 | 101.7% | [8 empty] | Residential | 487.5 | No | 1.95
206788518 | Central Heat Pump | CARRIER | HRCU-A-CB (Split System: Heat Pump with Remote Outdoor Unit-Air-Source) | 25VNA424A*031* |  |  | CSPH*3612AL*+UI | 58TN*A090C21**20 | 23400 | 21 |  | 14 | 11 |  | 24000 | 24200 | 100.8% | [8 empty] | Residential | 487.5 | No | 1.95
206788519 | Central Heat Pump | CARRIER | HRCU-A-CB (Split System: Heat Pump with Remote Outdoor Unit-Air-Source) | 25VNA424A*031* |  |  | CSPH*3612AL*+UI | 58TN*A135C24**22 | 23400 | 21 |  | 14 | 11 |  | 24000 | 24200 | 100.8% | [8 empty] | Residential | 487.5 | No | 1.95
206788522 | Central Heat Pump | CARRIER | HRCU-A-CB (Split System: Heat Pump with Remote Outdoor Unit-Air-Source) | 25VNA424A*031* |  |  | CSPH*3612AL*+UI | 59TN6B120C24**22 | 23400 | 21 |  | 14 | 11 |  | 24000 | 24200 | 100.8% | [8 empty] | Residential | 487.5 | No | 1.95
206788525 | Central Heat Pump | CARRIER | HRCU-A-CB (Split System: Heat Pump with Remote Outdoor Unit-Air-Source) | 25VNA424A*031* |  |  | CSPH*4212AL*+UI | 58TN*A070C21**20 | 23400 | 21 |  | 14 | 11 |  | 24000 | 24200 | 100.8% | [8 empty] | Residential | 487.5 | No | 1.95
206788526 | Central Heat Pump | CARRIER | HRCU-A-CB (Split System: Heat Pump with Remote Outdoor Unit-Air-Source) | 25VNA424A*031* |  |  | CSPH*4212AL*+UI | 58TN*A090C21**20 | 23400 | 21 |  | 14 | 11 |  | 24000 | 24200 | 100.8% | [8 empty] | Residential | 487.5 | No | 1.95
207682539 | Central Heat Pump | LUXAIRE | HRCU-A-CB (Split System: Heat Pump with Remote Outdoor Unit-Air-Source) | HL19B3621 | ADP |  | H,YE47936 | LPLC100C20MP12 | 35800 | 18 |  | 14 | 10 |  | 33400 | 20800 | 62.28% | [8 empty] | Residential | 745 | No | 2.98
207682540 | Central Heat Pump | LUXAIRE | HRCU-A-CB (Split System: Heat Pump with Remote Outdoor Unit-Air-Source) | HL19B3621 | ADP |  | H,YE47936 | LPLC100C20MP13 | 35800 | 18 |  | 14 | 10 |  | 33400 | 20800 | 62.28% | [8 empty] | Residential | 745 | No | 2.98
207682541 | Central Heat Pump | LUXAIRE | HRCU-A-CB (Split System: Heat Pump with Remote Outdoor Unit-Air-Source) | HL19B3621 | ADP |  | H,YE47936 | LPLC120C20MP13 | 35800 | 18 |  | 14 | 10 |  | 33400 | 20800 | 62.28% | [8 empty] | Residential | 745 | No | 2.98
207682542 | Central Heat Pump | LUXAIRE | HRCU-A-CB (Split System: Heat Pump with Remote Outdoor Unit-Air-Source) | HL19B3621 | ADP |  | H,YE47936 | LPLC120D20MP12 | 35800 | 18 |  | 14 | 10 |  | 33400 | 20800 | 62.28% | [8 empty] | Residential | 745 | No | 2.98
207682543 | Central Heat Pump | LUXAIRE | HRCU-A-CB (Split System: Heat Pump with Remote Outdoor Unit-Air-Source) | HL19B3621 | ADP |  | H,YE37936 | TM9E100C16MP11 | 35600 | 18 |  | 13.5 | 10 |  | 34000 | 20800 | 61.18% | [8 empty] | Residential | 742.5 | No | 2.97
207682544 | Central Heat Pump | LUXAIRE | HRCU-A-CB (Split System: Heat Pump with Remote Outdoor Unit-Air-Source) | HL19B3621 | ADP |  | H,YE47936 | TM9E100C16MP11 | 36000 | 18 |  | 14 | 10 |  | 34000 | 20800 | 61.18% | [8 empty] | Residential | 750 | No | 3
207682545 | Central Heat Pump | LUXAIRE | HRCU-A-CB (Split System: Heat Pump with Remote Outdoor Unit-Air-Source) | HL19B3621 | ADP |  | H,YE47936 | TM9E120D20MP11 | 36000 | 18 |  | 14 | 10 |  | 33400 | 20800 | 62.28% | [8 empty] | Residential | 750 | No | 3
207682546 | Central Heat Pump | LUXAIRE | HRCU-A-CB (Split System: Heat Pump with Remote Outdoor Unit-Air-Source) | HL19B3621 | ADP |  | H,YE47936 | TM9V080C16MP12 | 35800 | 18 |  | 14 | 10 |  | 33800 | 20800 | 61.54% | [8 empty] | Residential | 745 | No | 2.98
207045833 | Central Heat Pump | LENNOX | HRCU-A-CB (Split System: Heat Pump with Remote Outdoor Unit-Air-Source) | EL18XPV-024-230A** | ADP |  | LH35/36X9 | EL280UH045E36A* | 24000 | 19 |  | 13 | 10 |  | 22200 | 13900 | 62.61% | [8 empty] | Residential | 500 | No | 2
206788527 | Central Heat Pump | CARRIER | HRCU-A-CB (Split System: Heat Pump with Remote Outdoor Unit-Air-Source) | 25VNA424A*031* |  |  | CSPH*4212AL*+UI | 58TN*A135C24**22 | 23400 | 21 |  | 14 | 11 |  | 24000 | 24200 | 100.8% | [8 empty] | Residential | 487.5 | No | 1.95
206788530 | Central Heat Pump | CARRIER | HRCU-A-CB (Split System: Heat Pump with Remote Outdoor Unit-Air-Source) | 25VNA424A*031* |  |  | CSPH*4212AL*+UI | 59TN6B120C24**22 | 23400 | 21 |  | 14 | 11 |  | 24000 | 24200 | 100.8% | [8 empty] | Residential | 487.5 | No | 1.95
204780171 | Central Heat Pump | AMERICAN STANDARD | HRCU-A-CB (Split System: Heat Pump with Remote Outdoor Unit-Air-Source) | 4A6V8048A1 |  |  | 4TXCD010DS3 | P0V0D000M50SA+RP | 48000 | 18 |  | 12.5 | 10 |  | 42500 | 36200 | 85.18% | [8 empty] | Residential | 1000 | No | 4
205962580 | Central Heat Pump | AMERICAN STANDARD | HRCU-A-CB (Split System: Heat Pump with Remote Outdoor Unit-Air-Source) | 4A6V0036A1 |  |  | 4PX*BU42BS3 | P0V0B000M40SB+RP | 35200 | 20.5 |  | 13 | 10 |  | 32000 | 25400 | 79.38% | [8 empty] | Residential | 732.5 | No | 2.93
205962631 | Central Heat Pump | AMERICAN STANDARD | HRCU-A-CB (Split System: Heat Pump with Remote Outdoor Unit-Air-Source) | 4A6V8037A1 |  |  | 4PX*BU42BS3 | P0V0B000M40SB+RP | 35200 | 18 |  | 12.5 | 10 |  | 32000 | 25400 | 79.38% | [8 empty] | Residential | 732.5 | No | 2.93
205962652 | Central Heat Pump | AMERICAN STANDARD | HRCU-A-CB (Split System: Heat Pump with Remote Outdoor Unit-Air-Source) | 4A6V8048A1 |  |  | 4PX*DU60BS3 | P0V0D000M50SB+RP | 48000 | 18 |  | 12.5 | 10 |  | 42500 | 36000 | 84.71% | [8 empty] | Residential | 1000 | No | 4
205962657 | Central Heat Pump | AMERICAN STANDARD | HRCU-A-CB (Split System: Heat Pump with Remote Outdoor Unit-Air-Source) | 4A6V8048A1 |  |  | 4TXCD008DS3 | P0V0D000M50SB+RP | 47000 | 18 |  | 12.5 | 10 |  | 43500 | 36600 | 84.14% | [8 empty] | Residential | 980 | No | 3.92
205962660 | Central Heat Pump | AMERICAN STANDARD | HRCU-A-CB (Split System: Heat Pump with Remote Outdoor Unit-Air-Source) | 4A6V8048A1 |  |  | 4TXCD010DS3 | P0V0D000M50SB+RP | 48000 | 18 |  | 12.5 | 10 |  | 42500 | 36000 | 84.71% | [8 empty] | Residential | 1000 | No | 4
207045836 | Central Heat Pump | LENNOX | HRCU-A-CB (Split System: Heat Pump with Remote Outdoor Unit-Air-Source) | EL18XPV-024-230A** | ADP |  | LH29/36X9 | EL280UH070E36A* | 23800 | 20 |  | 13 | 10 |  | 22000 | 12800 | 58.18% | [8 empty] | Residential | 495 | No | 1.98
207045838 | Central Heat Pump | LENNOX | HRCU-A-CB (Split System: Heat Pump with Remote Outdoor Unit-Air-Source) | EL18XPV-024-230A** | ADP |  | LH35/36X9 | EL280UH070E36A* | 24000 | 20 |  | 13 | 10 |  | 22000 | 12800 | 58.18% | [8 empty] | Residential | 500 | No | 2
10263328 | Central Heat Pump | LENNOX | HRCU-A-CB (Split System: Heat Pump with Remote Outdoor Unit-Air-Source) | XP25-060-230-** | ADP |  | LH42/62W9 | SL280UH090V60C* | 60000 | 19 |  | 12.5 | 10 |  | 52000 | 31600 | 60.77% | [8 empty] | Residential | 1250 | No | 5
10263330 | Central Heat Pump | LENNOX | HRCU-A-CB (Split System: Heat Pump with Remote Outdoor Unit-Air-Source) | XP25-060-230-** | ADP |  | LH42/62E9 | SL280UH090V60C* | 60000 | 19 |  | 12.5 | 10 |  | 52000 | 31600 | 60.77% | [8 empty] | Residential | 1250 | No | 5
205761337 | Central Heat Pump | LENNOX | HRCU-A-CB (Split System: Heat Pump with Remote Outdoor Unit-Air-Source) | XP20-036-230A** | ADP |  | L*23/37Y9 | SLP99DF090XV36C* | 35000 | 20 |  | 13 | 10 |  | 31600 | 19600 | 62.03% | [8 empty] | Residential | 730 | No | 2.92
207454697 | Central Heat Pump | LENNOX | HRCU-A-CB (Split System: Heat Pump with Remote Outdoor Unit-Air-Source) | SL25XPV-024-230A** | ADP |  | L*23/37Z9 | EL296DF090XV60C* | 23000 | 18 |  | 13 | 10 |  | 20000 | 23200 | 116% | [8 empty] | Residential | 480 | No | 1.92
207454698 | Central Heat Pump | LENNOX | HRCU-A-CB (Split System: Heat Pump with Remote Outdoor Unit-Air-Source) | SL25XPV-024-230A** | ADP |  | L*19/36S9 | EL296DF110XV60C* | 22000 | 18 |  | 12.5 | 10 |  | 20000 | 23200 | 116% | [8 empty] | Residential | 457.5 | No | 1.83
207454699 | Central Heat Pump | LENNOX | HRCU-A-CB (Split System: Heat Pump with Remote Outdoor Unit-Air-Source) | SL25XPV-024-230A** | ADP |  | L*30/36U9 | EL296DF110XV60C* | 22400 | 18 |  | 12.5 | 10 |  | 20000 | 23200 | 116% | [8 empty] | Residential | 467.5 | No | 1.87
206912747 | Central Heat Pump | AMERICAN STANDARD | HRCU-A-CB (Split System: Heat Pump with Remote Outdoor Unit-Air-Source) | 4A6V8037A1 |  |  | 4PX*BU42BS3 | P0V0B000M40SC+RP | 35200 | 18 |  | 12.5 | 10 |  | 32000 | 25400 | 79.38% | [8 empty] | Residential | 732.5 | No | 2.93
206912768 | Central Heat Pump | AMERICAN STANDARD | HRCU-A-CB (Split System: Heat Pump with Remote Outdoor Unit-Air-Source) | 4A6V8048A1 |  |  | 4PX*DU60BS3 | P0V0D000M50SC+RP | 48000 | 18 |  | 12.5 | 10 |  | 42500 | 36000 | 84.71% | [8 empty] | Residential | 1000 | No | 4
206912773 | Central Heat Pump | AMERICAN STANDARD | HRCU-A-CB (Split System: Heat Pump with Remote Outdoor Unit-Air-Source) | 4A6V8048A1 |  |  | 4TXCD008DS3 | P0V0D000M50SC+RP | 47000 | 18 |  | 12.5 | 10 |  | 43500 | 36600 | 84.14% | [8 empty] | Residential | 980 | No | 3.92
206912776 | Central Heat Pump | AMERICAN STANDARD | HRCU-A-CB (Split System: Heat Pump with Remote Outdoor Unit-Air-Source) | 4A6V8048A1 |  |  | 4TXCD010DS3 | P0V0D000M50SC+RP | 48000 | 18 |  | 12.5 | 10 |  | 42500 | 36000 | 84.71% | [8 empty] | Residential | 1000 | No | 4
207689843 | Central Heat Pump | AMERICAN STANDARD | HRCU-A-CB (Split System: Heat Pump with Remote Outdoor Unit-Air-Source) | 4A6V8024A1 |  |  | TAMXA0B30V31 |  | 23800 | 18 |  | 13 | 10 |  | 20000 | 16800 | 84% | [8 empty] | Residential | 495 | No | 1.98
207689846 | Central Heat Pump | AMERICAN STANDARD | HRCU-A-CB (Split System: Heat Pump with Remote Outdoor Unit-Air-Source) | 4A6V8036A1 |  |  | TAMXA0C36V31 |  | 35000 | 18 |  | 13 | 10 |  | 32200 | 25200 | 78.26% | [8 empty] | Residential | 730 | No | 2.92
207782142 | Central Heat Pump | AMERICAN STANDARD | HRCU-A-CB (Split System: Heat Pump with Remote Outdoor Unit-Air-Source) | 4A6V8036A1 |  |  | 4PX*CU48BS3 | S9V2C100U5PSB+RP | 36000 | 18 |  | 12.5 | 10 |  | 32800 | 25600 | 78.05% | [8 empty] | Residential | 750 | No | 3
207782144 | Central Heat Pump | AMERICAN STANDARD | HRCU-A-CB (Split System: Heat Pump with Remote Outdoor Unit-Air-Source) | 4A6V8037A1 |  |  | 4PX*CU36BS3 | S9V2C100U5PSB+RP | 35000 | 18 |  | 12.5 | 10 |  | 32200 | 25200 | 78.26% | [8 empty] | Residential | 730 | No | 2.92
207782145 | Central Heat Pump | AMERICAN STANDARD | HRCU-A-CB (Split System: Heat Pump with Remote Outdoor Unit-Air-Source) | 4A6V8037A1 |  |  | 4PX*CU48BS3 | S9V2C100U5PSB+RP | 36600 | 18 |  | 12.5 | 10 |  | 33000 | 25600 | 77.58% | [8 empty] | Residential | 762.5 | No | 3.05
207782146 | Central Heat Pump | AMERICAN STANDARD | HRCU-A-CB (Split System: Heat Pump with Remote Outdoor Unit-Air-Source) | 4A6V8037A1 |  |  | 4TXCC005DS3 | S9V2C100U5PSB+RP | 35000 | 18 |  | 12.5 | 10 |  | 32200 | 25200 | 78.26% | [8 empty] | Residential | 730 | No | 2.92
207805323 | Central Heat Pump | AMERICAN STANDARD | HRCU-A-CB (Split System: Heat Pump with Remote Outdoor Unit-Air-Source) | 4A6V8037A1 |  |  | 4PX*BU42BS3+P0V0B000M40SC+RP |  | 35200 | 18 |  | 12.5 | 10 |  | 32000 | 25400 | 79.38% | [8 empty] | Residential | 732.5 | No | 2.93
207805344 | Central Heat Pump | AMERICAN STANDARD | HRCU-A-CB (Split System: Heat Pump with Remote Outdoor Unit-Air-Source) | 4A6V8048A1 |  |  | 4PX*DU60BS3+P0V0D000M50SC+RP |  | 48000 | 18 |  | 12.5 | 10 |  | 42500 | 36000 | 84.71% | [8 empty] | Residential | 1000 | No | 4
201922998 | Central Heat Pump | TRANE | HRCU-A-CB (Split System: Heat Pump with Remote Outdoor Unit-Air-Source) | 4TWL9024A1 |  |  | 4TXFH036CZ3 | *UHMB060ACV3 | 23400 | 18 |  | 12.5 | 10 |  | 20000 | 13300 | 66.5% | [8 empty] | Residential | 487.5 | No | 1.95
8759415 | Central Heat Pump | TRANE | HRCU-A-CB (Split System: Heat Pump with Remote Outdoor Unit-Air-Source) | 4TWV0036A1 |  |  | 4PX*CU48BS3 | *UD2C080ACV4 | 36800 | 21 |  | 13 | 10 |  | 33200 | 26600 | 80.12% | [8 empty] | Residential | 767.5 | No | 3.07
8759416 | Central Heat Pump | TRANE | HRCU-A-CB (Split System: Heat Pump with Remote Outdoor Unit-Air-Source) | 4TWV0036A1 |  |  | 4PX*CU48BS3 | *UD2C100ACV5 | 37000 | 21 |  | 13 | 10 |  | 33200 | 26600 | 80.12% | [8 empty] | Residential | 770 | No | 3.08
8759470 | Central Heat Pump | TRANE | HRCU-A-CB (Split System: Heat Pump with Remote Outdoor Unit-Air-Source) | 4TWV8036A1 |  |  | 4PX*CU36BS3 | *UD2C100ACV5 | 35000 | 18 |  | 12.5 | 10 |  | 31800 | 26000 | 81.76% | [8 empty] | Residential | 730 | No | 2.92
207454700 | Central Heat Pump | LENNOX | HRCU-A-CB (Split System: Heat Pump with Remote Outdoor Unit-Air-Source) | SL25XPV-024-230A** | ADP |  | L*35/36U9 | EL296DF110XV60C* | 22600 | 18 |  | 12.5 | 10 |  | 20000 | 23200 | 116% | [8 empty] | Residential | 470 | No | 1.88
206361587 | Central Heat Pump | TRANE | HRCU-A-CB (Split System: Heat Pump with Remote Outdoor Unit-Air-Source) | 4TWL9048A1 | ADP |  | FG84960 | P0V0C000M50SA+RP | 49000 | 19 |  | 12.5 | 10 |  | 40500 | 29400 | 72.59% | [8 empty] | Residential | 1020 | No | 4.08
206361588 | Central Heat Pump | TRANE | HRCU-A-CB (Split System: Heat Pump with Remote Outdoor Unit-Air-Source) | 4TWL9048A1 | ADP |  | FG86960 | P0V0C000M50SA+RP | 49000 | 19 |  | 12.5 | 10 |  | 40500 | 29400 | 72.59% | [8 empty] | Residential | 1020 | No | 4.08
208665664 | Central Heat Pump | TRANE | HRCU-A-CB (Split System: Heat Pump with Remote Outdoor Unit-Air-Source) | 4TWL9048A1 | ADP |  | PL60H210P199 | L8V1C100U5VSA+RP | 46500 | 19 |  | 12.5 | 10 |  | 39000 | 28400 | 72.82% | [8 empty] | Residential | 970 | No | 3.88
207669316 | Central Heat Pump | TRANE | HRCU-A-CB (Split System: Heat Pump with Remote Outdoor Unit-Air-Source) | 4TWV0X36A1 | ADP |  | PL36H175P789 | P0V0B000M40SC+RP | 34800 | 20 |  | 12.5 | 10 |  | 30400 | 23800 | 78.29% | [8 empty] | Residential | 725 | No | 2.9
207669317 | Central Heat Pump | TRANE | HRCU-A-CB (Split System: Heat Pump with Remote Outdoor Unit-Air-Source) | 4TWV0X36A1 | ADP |  | FG47936 | P0V0B000M40SC+RP | 35200 | 20 |  | 13 | 10 |  | 30400 | 23800 | 78.29% | [8 empty] | Residential | 732.5 | No | 2.93
207669318 | Central Heat Pump | TRANE | HRCU-A-CB (Split System: Heat Pump with Remote Outdoor Unit-Air-Source) | 4TWV0X36A1 | ADP |  | FG81936 | P0V0B000M40SC+RP | 35200 | 20 |  | 13 | 10 |  | 30400 | 23800 | 78.29% | [8 empty] | Residential | 732.5 | No | 2.93
207669319 | Central Heat Pump | TRANE | HRCU-A-CB (Split System: Heat Pump with Remote Outdoor Unit-Air-Source) | 4TWV0X36A1 | ADP |  | FG82936 | P0V0B000M40SC+RP | 35200 | 20 |  | 13 | 10 |  | 30400 | 23800 | 78.29% | [8 empty] | Residential | 732.5 | No | 2.93
207669378 | Central Heat Pump | TRANE | HRCU-A-CB (Split System: Heat Pump with Remote Outdoor Unit-Air-Source) | 4TWV8X48A1 | ADP |  | V,T60H245P189 | P0V0D000M50SC+RP | 47000 | 18 |  | 12.5 | 10 |  | 41500 | 35000 | 84.34% | [8 empty] | Residential | 980 | No | 3.92
8759478 | Central Heat Pump | TRANE | HRCU-A-CB (Split System: Heat Pump with Remote Outdoor Unit-Air-Source) | 4TWV8036A1 |  |  | 4PX*CU48BS3 | *UD2C100ACV5 | 36200 | 18 |  | 12.5 | 10 |  | 32600 | 26200 | 80.37% | [8 empty] | Residential | 755 | No | 3.02
8935200 | Central Heat Pump | TRANE | HRCU-A-CB (Split System: Heat Pump with Remote Outdoor Unit-Air-Source) | 4TWV0024A1 |  |  | 4PX*BD36BS3 | *DD2B060ACV3 | 24400 | 19.25 |  | 13.5 | 10 |  | 22200 | 17200 | 77.48% | [8 empty] | Residential | 507.5 | No | 2.03
8935201 | Central Heat Pump | TRANE | HRCU-A-CB (Split System: Heat Pump with Remote Outdoor Unit-Air-Source) | 4TWV0024A1 |  |  | 4PX*BD36BS3 | *DHMB060BCV3 | 24400 | 19 |  | 13 | 10 |  | 22200 | 17400 | 78.38% | [8 empty] | Residential | 507.5 | No | 2.03
8939381 | Central Heat Pump | TRANE | HRCU-A-CB (Split System: Heat Pump with Remote Outdoor Unit-Air-Source) | 4TWV0036A1 |  |  | 4TXFH036CZ3 | *DD2B060ACV3 | 35000 | 19.5 |  | 13 | 10 |  | 32200 | 26400 | 81.99% | [8 empty] | Residential | 730 | No | 2.92
9122738 | Central Heat Pump | TRANE | HRCU-A-CB (Split System: Heat Pump with Remote Outdoor Unit-Air-Source) | 4TWV0024A1 |  |  | 4PX*BU42BS3 | *UHMB060ACV3 | 24600 | 18 |  | 13 | 10 |  | 22200 | 17300 | 77.93% | [8 empty] | Residential | 512.5 | No | 2.05
10093494 | Central Heat Pump | TRANE | HRCU-A-CB (Split System: Heat Pump with Remote Outdoor Unit-Air-Source) | 4TWV0024A1 |  |  | TAM9A0B30V31 |  | 24200 | 19.25 |  | 13.75 | 10 |  | 20200 | 16800 | 83.17% | [8 empty] | Residential | 505 | No | 2.02
207562098 | Central Heat Pump | FRIGIDAIRE | HRCU-A-CB (Split System: Heat Pump with Remote Outdoor Unit-Air-Source) | FSH1BG4CVRX36KP |  |  | C6B(A,H)-X36(C,U)-B(*) | MB7VM-1600K-B(*) | 34800 | 19 |  | 12.6 | 10 |  | 34400 | 21800 | 63.37% | [8 empty] | Residential | 725 | No | 2.9
207564569 | Central Heat Pump | FRIGIDAIRE | HRCU-A-CB (Split System: Heat Pump with Remote Outdoor Unit-Air-Source) | FSH1BG4CVRX24KP |  |  | C6B(A,H)-X26(C,U)-B(*) | FG7T(*)-V(*)B(*) | 24400 | 19 |  | 13.5 | 10 |  | 22200 | 14100 | 63.51% | [8 empty] | Residential | 507.5 | No | 2.03
207564575 | Central Heat Pump | FRIGIDAIRE | HRCU-A-CB (Split System: Heat Pump with Remote Outdoor Unit-Air-Source) | FSH1BG4CVRX36KP |  |  | C6B(A,H)-X36(C,U)-C(*) | FG7T(*)-V(*)C(*) | 34800 | 18.5 |  | 12.5 | 10 |  | 34200 | 21800 | 63.74% | [8 empty] | Residential | 725 | No | 2.9
207669379 | Central Heat Pump | TRANE | HRCU-A-CB (Split System: Heat Pump with Remote Outdoor Unit-Air-Source) | 4TWV8X48A1 | ADP |  | FG49960 | P0V0D000M50SC+RP | 48000 | 18 |  | 12.5 | 10 |  | 40500 | 34400 | 84.94% | [8 empty] | Residential | 1000 | No | 4
207669380 | Central Heat Pump | TRANE | HRCU-A-CB (Split System: Heat Pump with Remote Outdoor Unit-Air-Source) | 4TWV8X48A1 | ADP |  | FG84960 | P0V0D000M50SC+RP | 48000 | 18 |  | 12.5 | 10 |  | 40500 | 34400 | 84.94% | [8 empty] | Residential | 1000 | No | 4
206142336 | Central Heat Pump | AMERICAN STANDARD | HRCU-A-CB (Split System: Heat Pump with Remote Outdoor Unit-Air-Source) | 4A6L9048A1 | ADP |  | H,TG86960 | P0V0C000M50SB+RP | 49000 | 19 |  | 12.5 | 10 |  | 40500 | 29400 | 72.59% | [8 empty] | Residential | 1020 | No | 4.08
206142337 | Central Heat Pump | AMERICAN STANDARD | HRCU-A-CB (Split System: Heat Pump with Remote Outdoor Unit-Air-Source) | 4A6L9048A1 | ADP |  | PL60H245P189 | P0V0D000M50SB+RP | 48000 | 19 |  | 12.5 | 10 |  | 42000 | 30200 | 71.9% | [8 empty] | Residential | 1000 | No | 4
206142338 | Central Heat Pump | AMERICAN STANDARD | HRCU-A-CB (Split System: Heat Pump with Remote Outdoor Unit-Air-Source) | 4A6L9048A1 | ADP |  | V,T60H245P779 | P0V0D000M50SB+RP | 48000 | 19 |  | 12.5 | 10 |  | 42000 | 30200 | 71.9% | [8 empty] | Residential | 1000 | No | 4
206703017 | Central Heat Pump | AMERICAN STANDARD | HRCU-A-CB (Split System: Heat Pump with Remote Outdoor Unit-Air-Source) | 4A6L9024A1 | ADP |  | PL36H175P789 | P0V0A000M30SB+RP | 22200 | 18 |  | 12.5 | 10 |  | 18100 | 11400 | 62.98% | [8 empty] | Residential | 462.5 | No | 1.85
207722823 | Central Heat Pump | AMERICAN STANDARD | HRCU-A-CB (Split System: Heat Pump with Remote Outdoor Unit-Air-Source) | 4A6L9024A1 | ADP |  | V,T36H***P129 | P0V0A000M30SC+RP | 22000 | 18 |  | 12.5 | 10 |  | 18100 | 11400 | 62.98% | [8 empty] | Residential | 457.5 | No | 1.83
207722824 | Central Heat Pump | AMERICAN STANDARD | HRCU-A-CB (Split System: Heat Pump with Remote Outdoor Unit-Air-Source) | 4A6L9024A1 | ADP |  | PL36H175P789 | P0V0A000M30SC+RP | 22200 | 18 |  | 12.5 | 10 |  | 18100 | 11400 | 62.98% | [8 empty] | Residential | 462.5 | No | 1.85
206792492 | Central Heat Pump | FRIGIDAIRE | HRCU-A-CB (Split System: Heat Pump with Remote Outdoor Unit-Air-Source) | FSH1BG4CVRX36KP |  |  | C6B(A,H)-X36(C,U)-C(*) | FG7T(*)-VC(*) | 34800 | 18.5 |  | 12.5 | 10 |  | 34200 | 21800 | 63.74% | [8 empty] | Residential | 725 | No | 2.9
206792609 | Central Heat Pump | FRIGIDAIRE | HRCU-A-CB (Split System: Heat Pump with Remote Outdoor Unit-Air-Source) | FSH1BG4CVRX24KP |  |  | C6B(A,H)-X26(C,U)-B(*) | MB7VM-1600K-B | 24600 | 19 |  | 13.9 | 10 |  | 22400 | 14200 | 63.39% | [8 empty] | Residential | 512.5 | No | 2.05
206792612 | Central Heat Pump | FRIGIDAIRE | HRCU-A-CB (Split System: Heat Pump with Remote Outdoor Unit-Air-Source) | FSH1BG4CVRX36KP |  |  | C6B(A,H)-X36(C,U)-B(*) | MB7VM-1600K-B | 34800 | 19 |  | 12.6 | 10 |  | 34400 | 21800 | 63.37% | [8 empty] | Residential | 725 | No | 2.9
206792480 | Central Heat Pump | FRIGIDAIRE | HRCU-A-CB (Split System: Heat Pump with Remote Outdoor Unit-Air-Source) | FSH1BG4CVRX24KP |  |  | B6VMAX24K-B(*) |  | 24600 | 19 |  | 13.9 | 10 |  | 22400 | 14200 | 63.39% | [8 empty] | Residential | 512.5 | No | 2.05
206792483 | Central Heat Pump | FRIGIDAIRE | HRCU-A-CB (Split System: Heat Pump with Remote Outdoor Unit-Air-Source) | FSH1BG4CVRX24KP |  |  | C6B(A,H)-X26(C,U)-B(*) | FG7T(*)-VB(*) | 24400 | 19 |  | 13.5 | 10 |  | 22200 | 14100 | 63.51% | [8 empty] | Residential | 507.5 | No | 2.03
206792486 | Central Heat Pump | FRIGIDAIRE | HRCU-A-CB (Split System: Heat Pump with Remote Outdoor Unit-Air-Source) | FSH1BG4CVRX36KP |  |  | B6VMAX36K-B(*) |  | 34800 | 19 |  | 12.6 | 10 |  | 34400 | 21800 | 63.37% | [8 empty] | Residential | 725 | No | 2.9
207805349 | Central Heat Pump | AMERICAN STANDARD | HRCU-A-CB (Split System: Heat Pump with Remote Outdoor Unit-Air-Source) | 4A6V8048A1 |  |  | 4TXCD008DS3+P0V0D000M50SC+RP |  | 47000 | 18 |  | 12.5 | 10 |  | 43500 | 36600 | 84.14% | [8 empty] | Residential | 980 | No | 3.92
207805352 | Central Heat Pump | AMERICAN STANDARD | HRCU-A-CB (Split System: Heat Pump with Remote Outdoor Unit-Air-Source) | 4A6V8048A1 |  |  | 4TXCD010DS3+P0V0D000M50SC+RP |  | 48000 | 18 |  | 12.5 | 10 |  | 42500 | 36000 | 84.71% | [8 empty] | Residential | 1000 | No | 4
207722825 | Central Heat Pump | AMERICAN STANDARD | HRCU-A-CB (Split System: Heat Pump with Remote Outdoor Unit-Air-Source) | 4A6L9024A1 | ADP |  | V,T36H***P229 | P0V0A000M30SC+RP | 22200 | 18 |  | 12.5 | 10 |  | 18100 | 11400 | 62.98% | [8 empty] | Residential | 462.5 | No | 1.85
207722826 | Central Heat Pump | AMERICAN STANDARD | HRCU-A-CB (Split System: Heat Pump with Remote Outdoor Unit-Air-Source) | 4A6L9024A1 | ADP |  | H,TG80936 | P0V0A000M30SC+RP | 22200 | 18 |  | 12.5 | 10 |  | 18100 | 11400 | 62.98% | [8 empty] | Residential | 462.5 | No | 1.85
205139848 | Central Heat Pump | AMERICAN STANDARD | HRCU-A-CB (Split System: Heat Pump with Remote Outdoor Unit-Air-Source) | 4A6V8048A1 | ADP |  | PL60H245P189 | P0V0D000M50SA+RP | 47000 | 18 |  | 12.5 | 10 |  | 41500 | 35000 | 84.34% | [8 empty] | Residential | 980 | No | 3.92
205139849 | Central Heat Pump | AMERICAN STANDARD | HRCU-A-CB (Split System: Heat Pump with Remote Outdoor Unit-Air-Source) | 4A6V8048A1 | ADP |  | H,TG84960 | P0V0D000M50SA+RP | 48000 | 18 |  | 12.5 | 10 |  | 40500 | 34600 | 85.43% | [8 empty] | Residential | 1000 | No | 4
205821626 | Central Heat Pump | AMERICAN STANDARD | HRCU-A-CB (Split System: Heat Pump with Remote Outdoor Unit-Air-Source) | 4A6V8048A1 | ADP |  | V,T60H245P589 | P0V0D000M50SA+RP | 48000 | 18 |  | 12.5 | 10 |  | 40500 | 34600 | 85.43% | [8 empty] | Residential | 1000 | No | 4
205821627 | Central Heat Pump | AMERICAN STANDARD | HRCU-A-CB (Split System: Heat Pump with Remote Outdoor Unit-Air-Source) | 4A6V8048A1 | ADP |  | V,T60H245P799 | P0V0D000M50SA+RP | 48000 | 18 |  | 12.5 | 10 |  | 40500 | 34600 | 85.43% | [8 empty] | Residential | 1000 | No | 4
206142339 | Central Heat Pump | AMERICAN STANDARD | HRCU-A-CB (Split System: Heat Pump with Remote Outdoor Unit-Air-Source) | 4A6L9048A1 | ADP |  | V,T60H245P589 | P0V0D000M50SB+RP | 49500 | 19 |  | 12.5 | 11 |  | 40000 | 29400 | 73.5% | [8 empty] | Residential | 1032.5 | No | 4.13
206142340 | Central Heat Pump | AMERICAN STANDARD | HRCU-A-CB (Split System: Heat Pump with Remote Outdoor Unit-Air-Source) | 4A6L9048A1 | ADP |  | V,T60H245P799 | P0V0D000M50SB+RP | 49500 | 19 |  | 12.5 | 10 |  | 40000 | 29400 | 73.5% | [8 empty] | Residential | 1032.5 | No | 4.13
207820994 | Central Heat Pump | AMERICAN STANDARD | HRCU-A-CB (Split System: Heat Pump with Remote Outdoor Unit-Air-Source) | 4A6V8048A1 |  |  | TEM6B0C60H51+TDR+RP |  | 47000 | 18 |  | 12.5 | 10 |  | 42500 | 35600 | 83.76% | [8 empty] | Residential | 980 | No | 3.92
207820995 | Central Heat Pump | AMERICAN STANDARD | HRCU-A-CB (Split System: Heat Pump with Remote Outdoor Unit-Air-Source) | 4A6V8048A1 |  |  | TEM8B0C60V51+TDR |  | 47000 | 18 |  | 12.5 | 10 |  | 42500 | 35600 | 83.76% | [8 empty] | Residential | 980 | No | 3.92
206912604 | Central Heat Pump | AMERICAN STANDARD | HRCU-A-CB (Split System: Heat Pump with Remote Outdoor Unit-Air-Source) | 4A6L9024A1 |  |  | 4PX*BD30BS3 | P0V0A000M30SC+RP | 22000 | 18 |  | 12.5 | 10 |  | 19900 | 13100 | 65.83% | 21600 | 15.2 | 12 | 8.2 | 20000 |  |  |  | Residential | 450 | No | 1.8
206912605 | Central Heat Pump | AMERICAN STANDARD | HRCU-A-CB (Split System: Heat Pump with Remote Outdoor Unit-Air-Source) | 4A6L9024A1 |  |  | 4PX*BD48BS3 | P0V0A000M30SC+RP | 22600 | 18.5 |  | 13 | 10 |  | 19100 | 12700 | 66.49% | [8 empty] | Residential | 470 | No | 1.88
206912606 | Central Heat Pump | AMERICAN STANDARD | HRCU-A-CB (Split System: Heat Pump with Remote Outdoor Unit-Air-Source) | 4A6L9024A1 |  |  | 4PX*BU30BS3 | P0V0A000M30SC+RP | 22200 | 18 |  | 12.5 | 10 |  | 19700 | 13000 | 65.99% | 21800 | 15.2 | 12 | 8.2 | 19800 |  |  |  | Residential | 455 | No | 1.82
206912608 | Central Heat Pump | AMERICAN STANDARD | HRCU-A-CB (Split System: Heat Pump with Remote Outdoor Unit-Air-Source) | 4A6L9024A1 |  |  | 4TXCB003DS3 | P0V0A000M30SC+RP | 22200 | 18 |  | 12.5 | 10 |  | 19700 | 13000 | 65.99% | 21800 | 15.2 | 12 | 8.2 | 19800 |  |  |  | Residential | 455 | No | 1.82
206912627 | Central Heat Pump | AMERICAN STANDARD | HRCU-A-CB (Split System: Heat Pump with Remote Outdoor Unit-Air-Source) | 4A6L9036A1 |  |  | 4TXCB006DS3 | P0V0B000M40SC+RP | 36000 | 18 |  | 12.5 | 10.5 |  | 32800 | 22400 | 68.29% | [8 empty] | Residential | 750 | No | 3
204334003 | Central Heat Pump | FRASER-JOHNSTON | HRCU-A-CB (Split System: Heat Pump with Remote Outdoor Unit-Air-Source) | HL20B4821 |  |  | CM50CE3A1+CC | TPLC100C16MP13 | 45000 | 20 |  | 12.5 | 10 |  | 44500 | 44000 | 98.88% | [8 empty] | Residential | 937.5 | No | 3.75
206142341 | Central Heat Pump | AMERICAN STANDARD | HRCU-A-CB (Split System: Heat Pump with Remote Outdoor Unit-Air-Source) | 4A6L9048A1 | ADP |  | H,TG84960 | P0V0D000M50SB+RP | 49500 | 19 |  | 12.5 | 10 |  | 40000 | 29400 | 73.5% | [8 empty] | Residential | 1032.5 | No | 4.13
206142385 | Central Heat Pump | AMERICAN STANDARD | HRCU-A-CB (Split System: Heat Pump with Remote Outdoor Unit-Air-Source) | 4A6V8048A1 | ADP |  | PL60H245P189 | P0V0D000M50SB+RP | 47000 | 18 |  | 12.5 | 10 |  | 41500 | 35000 | 84.34% | [8 empty] | Residential | 980 | No | 3.92
206142386 | Central Heat Pump | AMERICAN STANDARD | HRCU-A-CB (Split System: Heat Pump with Remote Outdoor Unit-Air-Source) | 4A6V8048A1 | ADP |  | V,T60H245P779 | P0V0D000M50SB+RP | 47000 | 18 |  | 12.5 | 10 |  | 41500 | 35000 | 84.34% | [8 empty] | Residential | 980 | No | 3.92
206142387 | Central Heat Pump | AMERICAN STANDARD | HRCU-A-CB (Split System: Heat Pump with Remote Outdoor Unit-Air-Source) | 4A6V8048A1 | ADP |  | V,T60H245P589 | P0V0D000M50SB+RP | 48000 | 18 |  | 12.5 | 10 |  | 40500 | 34400 | 84.94% | [8 empty] | Residential | 1000 | No | 4
206142388 | Central Heat Pump | AMERICAN STANDARD | HRCU-A-CB (Split System: Heat Pump with Remote Outdoor Unit-Air-Source) | 4A6V8048A1 | ADP |  | V,T60H245P799 | P0V0D000M50SB+RP | 48000 | 18 |  | 12.5 | 10 |  | 40500 | 34400 | 84.94% | [8 empty] | Residential | 1000 | No | 4
206142389 | Central Heat Pump | AMERICAN STANDARD | HRCU-A-CB (Split System: Heat Pump with Remote Outdoor Unit-Air-Source) | 4A6V8048A1 | ADP |  | H,TG84960 | P0V0D000M50SB+RP | 48000 | 18 |  | 12.5 | 10 |  | 40500 | 34400 | 84.94% | [8 empty] | Residential | 1000 | No | 4
206703049 | Central Heat Pump | AMERICAN STANDARD | HRCU-A-CB (Split System: Heat Pump with Remote Outdoor Unit-Air-Source) | 4A6L9048A1 | ADP |  | PL60H210P179 | P0V0C000M50SB+RP | 48000 | 19 |  | 12.5 | 10 |  | 41000 | 29800 | 72.68% | [8 empty] | Residential | 1000 | No | 4
206703050 | Central Heat Pump | AMERICAN STANDARD | HRCU-A-CB (Split System: Heat Pump with Remote Outdoor Unit-Air-Source) | 4A6L9048A1 | ADP |  | PL60H210P199 | P0V0C000M50SB+RP | 49000 | 19 |  | 12.5 | 10 |  | 40500 | 29400 | 72.59% | [8 empty] | Residential | 1020 | No | 4.08
204334017 | Central Heat Pump | FRASER-JOHNSTON | HRCU-A-CB (Split System: Heat Pump with Remote Outdoor Unit-Air-Source) | HL20B4821 |  |  | CM50CE3A1+CC | TM9V100C16MP12 | 45000 | 20 |  | 12.6 | 10 |  | 44000 | 44000 | 100% | [8 empty] | Residential | 937.5 | No | 3.75
204334025 | Central Heat Pump | FRASER-JOHNSTON | HRCU-A-CB (Split System: Heat Pump with Remote Outdoor Unit-Air-Source) | HL20B4821 |  |  | CM50CE3A1+CC | TP9C100C16MP13 | 45000 | 20 |  | 12.6 | 10 |  | 44000 | 44000 | 100% | [8 empty] | Residential | 937.5 | No | 3.75
205558114 | Central Heat Pump | FRASER-JOHNSTON | HRCU-A-CB (Split System: Heat Pump with Remote Outdoor Unit-Air-Source) | HL19B2421 |  |  | CF36CXA1+ME12CN21+TXV |  | 23800 | 19 |  | 15 | 10 |  | 22200 | 13700 | 61.71% | [8 empty] | Residential | 495 | No | 1.98
205558118 | Central Heat Pump | FRASER-JOHNSTON | HRCU-A-CB (Split System: Heat Pump with Remote Outdoor Unit-Air-Source) | HL19B2421 |  |  | CM36CXA1+ME12CN21+TXV |  | 23800 | 19 |  | 15 | 10 |  | 22200 | 13700 | 61.71% | [8 empty] | Residential | 495 | No | 1.98
206264483 | Central Heat Pump | FRASER-JOHNSTON | HRCU-A-CB (Split System: Heat Pump with Remote Outdoor Unit-Air-Source) | HL19B2421 |  |  | CF36CXA1+MVC12CN21+TXV |  | 23600 | 19 |  | 15 | 10 |  | 22600 | 14200 | 62.83% | [8 empty] | Residential | 492.5 | No | 1.97
206264485 | Central Heat Pump | FRASER-JOHNSTON | HRCU-A-CB (Split System: Heat Pump with Remote Outdoor Unit-Air-Source) | HL19B2421 |  |  | CM36CXA1+MVC12CN21+TXV |  | 23600 | 19 |  | 15 | 10 |  | 22600 | 14200 | 62.83% | [8 empty] | Residential | 492.5 | No | 1.97
204334036 | Central Heat Pump | FRASER-JOHNSTON | HRCU-A-CB (Split System: Heat Pump with Remote Outdoor Unit-Air-Source) | HL20B4821 |  |  | CM50DE3A1+CC | TM9V120D20MP12 | 45000 | 20.25 |  | 12.6 | 10.2 |  | 44000 | 44000 | 100% | [8 empty] | Residential | 937.5 | No | 3.75
204334043 | Central Heat Pump | FRASER-JOHNSTON | HRCU-A-CB (Split System: Heat Pump with Remote Outdoor Unit-Air-Source) | HL20B4821 |  |  | CM50DE3A1+CC | TP9C120D20MP13 | 45000 | 20.25 |  | 12.6 | 10.2 |  | 44000 | 44000 | 100% | [8 empty] | Residential | 937.5 | No | 3.75
207722949 | Central Heat Pump | AMERICAN STANDARD | HRCU-A-CB (Split System: Heat Pump with Remote Outdoor Unit-Air-Source) | 4A6L9048A1 | ADP |  | PL60H210P179 | P0V0C000M50SC+RP | 48000 | 19 |  | 12.5 | 10 |  | 41000 | 29800 | 72.68% | [8 empty] | Residential | 1000 | No | 4
207722950 | Central Heat Pump | AMERICAN STANDARD | HRCU-A-CB (Split System: Heat Pump with Remote Outdoor Unit-Air-Source) | 4A6L9048A1 | ADP |  | V,T60H210P179 | P0V0C000M50SC+RP | 48000 | 19 |  | 12.5 | 10 |  | 41000 | 29800 | 72.68% | [8 empty] | Residential | 1000 | No | 4
207722951 | Central Heat Pump | AMERICAN STANDARD | HRCU-A-CB (Split System: Heat Pump with Remote Outdoor Unit-Air-Source) | 4A6L9048A1 | ADP |  | PL60H245P189 | P0V0C000M50SC+RP | 48000 | 19 |  | 12.5 | 10 |  | 41000 | 29800 | 72.68% | [8 empty] | Residential | 1000 | No | 4
207722953 | Central Heat Pump | AMERICAN STANDARD | HRCU-A-CB (Split System: Heat Pump with Remote Outdoor Unit-Air-Source) | 4A6L9048A1 | ADP |  | H,TG3K948 | P0V0C000M50SC+RP | 48000 | 19 |  | 12.5 | 10 |  | 41000 | 29800 | 72.68% | [8 empty] | Residential | 1000 | No | 4
207722954 | Central Heat Pump | AMERICAN STANDARD | HRCU-A-CB (Split System: Heat Pump with Remote Outdoor Unit-Air-Source) | 4A6L9048A1 | ADP |  | PL60H210P199 | P0V0C000M50SC+RP | 49000 | 19 |  | 12.5 | 11 |  | 40500 | 29400 | 72.59% | [8 empty] | Residential | 1020 | No | 4.08
207722955 | Central Heat Pump | AMERICAN STANDARD | HRCU-A-CB (Split System: Heat Pump with Remote Outdoor Unit-Air-Source) | 4A6L9048A1 | ADP |  | V,T60H210P199 | P0V0C000M50SC+RP | 49000 | 19 |  | 12.5 | 11 |  | 40500 | 29400 | 72.59% | [8 empty] | Residential | 1020 | No | 4.08
207722956 | Central Heat Pump | AMERICAN STANDARD | HRCU-A-CB (Split System: Heat Pump with Remote Outdoor Unit-Air-Source) | 4A6L9048A1 | ADP |  | H,TG84960 | P0V0C000M50SC+RP | 49000 | 19 |  | 12.5 | 11 |  | 40500 | 29400 | 72.59% | [8 empty] | Residential | 1020 | No | 4.08
207722957 | Central Heat Pump | AMERICAN STANDARD | HRCU-A-CB (Split System: Heat Pump with Remote Outdoor Unit-Air-Source) | 4A6L9048A1 | ADP |  | H,TG86960 | P0V0C000M50SC+RP | 49000 | 19 |  | 12.5 | 11 |  | 40500 | 29400 | 72.59% | [8 empty] | Residential | 1020 | No | 4.08
204334053 | Central Heat Pump | FRASER-JOHNSTON | HRCU-A-CB (Split System: Heat Pump with Remote Outdoor Unit-Air-Source) | HL20B4821 |  |  | CM50CE3A1+CC | TM8V120C20MP12 | 45000 | 20.5 |  | 12.6 | 10 |  | 44000 | 44000 | 100% | [8 empty] | Residential | 937.5 | No | 3.75
206790213 | Central Heat Pump | BRYANT HEATING AND COOLING SYSTEMS | HRCU-A-CB (Split System: Heat Pump with Remote Outdoor Unit-Air-Source) | 284ANV024*0**B* |  |  | CSPH*4212AL*+UI | 88*TA60070C21*** | 23400 | 21 |  | 14 | 11 |  | 24000 | 24200 | 100.8% | [8 empty] | Residential | 487.5 | No | 1.95
206790214 | Central Heat Pump | BRYANT HEATING AND COOLING SYSTEMS | HRCU-A-CB (Split System: Heat Pump with Remote Outdoor Unit-Air-Source) | 284ANV024*0**B* |  |  | CSPH*4212AL*+UI | 88*TA60090C21*** | 23400 | 21 |  | 14 | 11 |  | 24000 | 24200 | 100.8% | [8 empty] | Residential | 487.5 | No | 1.95
206790215 | Central Heat Pump | BRYANT HEATING AND COOLING SYSTEMS | HRCU-A-CB (Split System: Heat Pump with Remote Outdoor Unit-Air-Source) | 284ANV024*0**B* |  |  | CSPH*4212AL*+UI | 88*TA66135C24*** | 23400 | 21 |  | 14 | 11 |  | 24000 | 24200 | 100.8% | [8 empty] | Residential | 487.5 | No | 1.95
206790218 | Central Heat Pump | BRYANT HEATING AND COOLING SYSTEMS | HRCU-A-CB (Split System: Heat Pump with Remote Outdoor Unit-Air-Source) | 284ANV024*0**B* |  |  | CSPH*4212AL*+UI | 986TC66120C24*** | 23400 | 21 |  | 14 | 11 |  | 24000 | 24200 | 100.8% | [8 empty] | Residential | 487.5 | No | 1.95
206790219 | Central Heat Pump | BRYANT HEATING AND COOLING SYSTEMS | HRCU-A-CB (Split System: Heat Pump with Remote Outdoor Unit-Air-Source) | 284ANV024*0**B* |  |  | CSPH*4812AL*+UI | 88*TA36045C17*** | 23400 | 21 |  | 14 | 11 |  | 24000 | 24400 | 101.7% | [8 empty] | Residential | 487.5 | No | 1.95
206790220 | Central Heat Pump | BRYANT HEATING AND COOLING SYSTEMS | HRCU-A-CB (Split System: Heat Pump with Remote Outdoor Unit-Air-Source) | 284ANV024*0**B* |  |  | CSPH*4812AL*+UI | 88*TA48070C17*** | 23400 | 21 |  | 14 | 11 |  | 24000 | 24200 | 100.8% | [8 empty] | Residential | 487.5 | No | 1.95
206790221 | Central Heat Pump | BRYANT HEATING AND COOLING SYSTEMS | HRCU-A-CB (Split System: Heat Pump with Remote Outdoor Unit-Air-Source) | 284ANV024*0**B* |  |  | CSPH*4812AL*+UI | 88*TA60070C21*** | 23400 | 21 |  | 14 | 11 |  | 24000 | 24200 | 100.8% | [8 empty] | Residential | 487.5 | No | 1.95
206790222 | Central Heat Pump | BRYANT HEATING AND COOLING SYSTEMS | HRCU-A-CB (Split System: Heat Pump with Remote Outdoor Unit-Air-Source) | 284ANV024*0**B* |  |  | CSPH*4812AL*+UI | 88*TA60090C21*** | 23400 | 21 |  | 14 | 11 |  | 24000 | 24200 | 100.8% | [8 empty] | Residential | 487.5 | No | 1.95
206790223 | Central Heat Pump | BRYANT HEATING AND COOLING SYSTEMS | HRCU-A-CB (Split System: Heat Pump with Remote Outdoor Unit-Air-Source) | 284ANV024*0**B* |  |  | CSPH*4812AL*+UI | 88*TA66135C24*** | 23400 | 21 |  | 14 | 11 |  | 24000 | 24000 | 100% | [8 empty] | Residential | 487.5 | No | 1.95
206788531 | Central Heat Pump | CARRIER | HRCU-A-CB (Split System: Heat Pump with Remote Outdoor Unit-Air-Source) | 25VNA424A*031* |  |  | CSPH*4812AL*+UI | 58TN*A045C17**12 | 23400 | 21 |  | 14 | 11 |  | 24000 | 24400 | 101.7% | [8 empty] | Residential | 487.5 | No | 1.95
206788532 | Central Heat Pump | CARRIER | HRCU-A-CB (Split System: Heat Pump with Remote Outdoor Unit-Air-Source) | 25VNA424A*031* |  |  | CSPH*4812AL*+UI | 58TN*A070C17**16 | 23400 | 21 |  | 14 | 11 |  | 24000 | 24200 | 100.8% | [8 empty] | Residential | 487.5 | No | 1.95
206788533 | Central Heat Pump | CARRIER | HRCU-A-CB (Split System: Heat Pump with Remote Outdoor Unit-Air-Source) | 25VNA424A*031* |  |  | CSPH*4812AL*+UI | 58TN*A070C21**20 | 23400 | 21 |  | 14 | 11 |  | 24000 | 24200 | 100.8% | [8 empty] | Residential | 487.5 | No | 1.95
206788534 | Central Heat Pump | CARRIER | HRCU-A-CB (Split System: Heat Pump with Remote Outdoor Unit-Air-Source) | 25VNA424A*031* |  |  | CSPH*4812AL*+UI | 58TN*A090C21**20 | 23400 | 21 |  | 14 | 11 |  | 24000 | 24200 | 100.8% | [8 empty] | Residential | 487.5 | No | 1.95
206788535 | Central Heat Pump | CARRIER | HRCU-A-CB (Split System: Heat Pump with Remote Outdoor Unit-Air-Source) | 25VNA424A*031* |  |  | CSPH*4812AL*+UI | 58TN*A135C24**22 | 23400 | 21 |  | 14 | 11 |  | 24000 | 24000 | 100% | [8 empty] | Residential | 487.5 | No | 1.95
206788536 | Central Heat Pump | CARRIER | HRCU-A-CB (Split System: Heat Pump with Remote Outdoor Unit-Air-Source) | 25VNA424A*031* |  |  | CSPH*4812AL*+UI | 59TN6B060C17**14 | 23400 | 21 |  | 14 | 11 |  | 24000 | 24400 | 101.7% | [8 empty] | Residential | 487.5 | No | 1.95
207682547 | Central Heat Pump | LUXAIRE | HRCU-A-CB (Split System: Heat Pump with Remote Outdoor Unit-Air-Source) | HL19B3621 | ADP |  | H,YE37936 | TM9V100C20MP11 | 35600 | 19 |  | 13.5 | 10 |  | 33800 | 20800 | 61.54% | [8 empty] | Residential | 742.5 | No | 2.97
207682548 | Central Heat Pump | LUXAIRE | HRCU-A-CB (Split System: Heat Pump with Remote Outdoor Unit-Air-Source) | HL19B3621 | ADP |  | H,YE47936 | TM9V100C20MP11 | 36000 | 19 |  | 14 | 10 |  | 33800 | 20800 | 61.54% | [8 empty] | Residential | 750 | No | 3
207682552 | Central Heat Pump | LUXAIRE | HRCU-A-CB (Split System: Heat Pump with Remote Outdoor Unit-Air-Source) | HL19B3621 | ADP |  | H,YE47936 | TM9Y100C16MP11 | 36000 | 18 |  | 14 | 10 |  | 34000 | 20800 | 61.18% | [8 empty] | Residential | 750 | No | 3
207682553 | Central Heat Pump | LUXAIRE | HRCU-A-CB (Split System: Heat Pump with Remote Outdoor Unit-Air-Source) | HL19B3621 | ADP |  | H,YE47936 | TM9Y120D20MP11 | 36000 | 18 |  | 14 | 10 |  | 33400 | 20800 | 62.28% | [8 empty] | Residential | 750 | No | 3
207783550 | Central Heat Pump | AC PRO | HRCU-A-CB (Split System: Heat Pump with Remote Outdoor Unit-Air-Source) | 4HP18V36P | ADP |  | F,PE*TT1931 |  | 24000 | 20 |  | 13 | 10 |  | 22400 | 14000 | 62.5% | [8 empty] | Residential | 500 | No | 2
208127960 | Central Heat Pump | AC PRO | HRCU-A-CB (Split System: Heat Pump with Remote Outdoor Unit-Air-Source) | 4HP18V36P | ADP |  | PL36H210P299 | 80G1UH040AE12X | 24000 | 19 |  | 13 | 10 |  | 22400 | 13500 | 60.27% | [8 empty] | Residential | 500 | No | 2
208127963 | Central Heat Pump | AC PRO | HRCU-A-CB (Split System: Heat Pump with Remote Outdoor Unit-Air-Source) | 4HP18V36P | ADP |  | PL36H175P149 | 80G1UH040AE12X | 23800 | 19 |  | 13 | 10 |  | 22400 | 13500 | 60.27% | [8 empty] | Residential | 495 | No | 1.98
208127964 | Central Heat Pump | AC PRO | HRCU-A-CB (Split System: Heat Pump with Remote Outdoor Unit-Air-Source) | 4HP18V36P | ADP |  | PL36H175P159 | 80G1UH040AE12X | 24000 | 19 |  | 13 | 10 |  | 22400 | 13500 | 60.27% | [8 empty] | Residential | 500 | No | 2
208127965 | Central Heat Pump | AC PRO | HRCU-A-CB (Split System: Heat Pump with Remote Outdoor Unit-Air-Source) | 4HP18V36P | ADP |  | V,A,D36H175D159 | 80G1UH040AE12X | 24000 | 19 |  | 13 | 10 |  | 22400 | 13500 | 60.27% | [8 empty] | Residential | 500 | No | 2
206788537 | Central Heat Pump | CARRIER | HRCU-A-CB (Split System: Heat Pump with Remote Outdoor Unit-Air-Source) | 25VNA424A*031* |  |  | CSPH*4812AL*+UI | 59TN6B080C17**14 | 23400 | 21 |  | 14 | 11 |  | 24000 | 24400 | 101.7% | [8 empty] | Residential | 487.5 | No | 1.95
206788538 | Central Heat Pump | CARRIER | HRCU-A-CB (Split System: Heat Pump with Remote Outdoor Unit-Air-Source) | 25VNA424A*031* |  |  | CSPH*4812AL*+UI | 59TN6B120C24**22 | 23400 | 21 |  | 14 | 11 |  | 24000 | 24200 | 100.8% | [8 empty] | Residential | 487.5 | No | 1.95
206788539 | Central Heat Pump | CARRIER | HRCU-A-CB (Split System: Heat Pump with Remote Outdoor Unit-Air-Source) | 25VNA424A*031* |  |  | CSPH*6012AL*+UI | 58TN*A045C17**12 | 23400 | 21 |  | 14 | 11 |  | 24000 | 24000 | 100% | [8 empty] | Residential | 487.5 | No | 1.95
205046143 | Central Heat Pump | LUXAIRE | HRCU-A-CB (Split System: Heat Pump with Remote Outdoor Unit-Air-Source) | HL19B3621 |  |  | CU60CXA2+TXV | TM8Y120C20MP11 | 36000 | 18 |  | 14 | 10 |  | 35000 | 22400 | 64% | [8 empty] | Residential | 750 | No | 3
205046148 | Central Heat Pump | LUXAIRE | HRCU-A-CB (Split System: Heat Pump with Remote Outdoor Unit-Air-Source) | HL19B3621 |  |  | CU60CXA2+TXV | TM8Y100C20MP11 | 36000 | 18 |  | 14 | 10 |  | 35000 | 22400 | 64% | [8 empty] | Residential | 750 | No | 3
205046179 | Central Heat Pump | LUXAIRE | HRCU-A-CB (Split System: Heat Pump with Remote Outdoor Unit-Air-Source) | HL19B3621 |  |  | CU60CXA2+TXV | TM8Y100C16MP11 | 35800 | 18 |  | 14 | 10 |  | 35200 | 22400 | 63.64% | [8 empty] | Residential | 745 | No | 2.98
205046183 | Central Heat Pump | LUXAIRE | HRCU-A-CB (Split System: Heat Pump with Remote Outdoor Unit-Air-Source) | HL19B3621 |  |  | CU60CXA2+TXV | TM8Y080C16MP11 | 35800 | 18 |  | 14 | 10 |  | 35200 | 22400 | 63.64% | [8 empty] | Residential | 745 | No | 2.98
205046195 | Central Heat Pump | LUXAIRE | HRCU-A-CB (Split System: Heat Pump with Remote Outdoor Unit-Air-Source) | HL19B3621 |  |  | CU60CXA2+TXV | TM8V120C20MP12 | 35800 | 18 |  | 14 | 10 |  | 35000 | 22400 | 64% | [8 empty] | Residential | 745 | No | 2.98
208127966 | Central Heat Pump | AC PRO | HRCU-A-CB (Split System: Heat Pump with Remote Outdoor Unit-Air-Source) | 4HP18V36P | ADP |  | H,A,DE35936 | 80G1UH040AE12X | 24000 | 19 |  | 13 | 10 |  | 22400 | 13500 | 60.27% | [8 empty] | Residential | 500 | No | 2
208127967 | Central Heat Pump | AC PRO | HRCU-A-CB (Split System: Heat Pump with Remote Outdoor Unit-Air-Source) | 4HP18V36P | ADP |  | PL36H210P179 | 80G1UH040AE12X | 24000 | 19 |  | 13 | 10 |  | 22400 | 13500 | 60.27% | [8 empty] | Residential | 500 | No | 2
208127968 | Central Heat Pump | AC PRO | HRCU-A-CB (Split System: Heat Pump with Remote Outdoor Unit-Air-Source) | 4HP18V36P | ADP |  | PL36H***P449 | 80G1UH040AE12X | 24000 | 19 |  | 13 | 10 |  | 22400 | 13500 | 60.27% | [8 empty] | Residential | 500 | No | 2
208127969 | Central Heat Pump | AC PRO | HRCU-A-CB (Split System: Heat Pump with Remote Outdoor Unit-Air-Source) | 4HP18V36P | ADP |  | PL36H175P459 | 80G1UH040AE12X | 24000 | 19 |  | 13 | 10 |  | 22400 | 13500 | 60.27% | [8 empty] | Residential | 500 | No | 2
208127970 | Central Heat Pump | AC PRO | HRCU-A-CB (Split System: Heat Pump with Remote Outdoor Unit-Air-Source) | 4HP18V36P | ADP |  | PL36H210P299 | 80G1UH045AE12 | 24000 | 18 |  | 13 | 10 |  | 22400 | 13600 | 60.71% | [8 empty] | Residential | 500 | No | 2
208127973 | Central Heat Pump | AC PRO | HRCU-A-CB (Split System: Heat Pump with Remote Outdoor Unit-Air-Source) | 4HP18V36P | ADP |  | PL36H175P149 | 80G1UH045AE12 | 23800 | 18 |  | 13 | 10 |  | 22400 | 13600 | 60.71% | [8 empty] | Residential | 495 | No | 1.98
208127974 | Central Heat Pump | AC PRO | HRCU-A-CB (Split System: Heat Pump with Remote Outdoor Unit-Air-Source) | 4HP18V36P | ADP |  | PL36H175P159 | 80G1UH045AE12 | 24000 | 18 |  | 13 | 10 |  | 22400 | 13600 | 60.71% | [8 empty] | Residential | 500 | No | 2
208127975 | Central Heat Pump | AC PRO | HRCU-A-CB (Split System: Heat Pump with Remote Outdoor Unit-Air-Source) | 4HP18V36P | ADP |  | V,A,D36H175D159 | 80G1UH045AE12 | 24000 | 18 |  | 13 | 10 |  | 22400 | 13600 | 60.71% | [8 empty] | Residential | 500 | No | 2
208127976 | Central Heat Pump | AC PRO | HRCU-A-CB (Split System: Heat Pump with Remote Outdoor Unit-Air-Source) | 4HP18V36P | ADP |  | H,A,DE35936 | 80G1UH045AE12 | 24000 | 18 |  | 13 | 10 |  | 22400 | 13600 | 60.71% | [8 empty] | Residential | 500 | No | 2
208127977 | Central Heat Pump | AC PRO | HRCU-A-CB (Split System: Heat Pump with Remote Outdoor Unit-Air-Source) | 4HP18V36P | ADP |  | PL36H210P179 | 80G1UH045AE12 | 24000 | 18 |  | 13 | 10 |  | 22400 | 13600 | 60.71% | [8 empty] | Residential | 500 | No | 2
208127978 | Central Heat Pump | AC PRO | HRCU-A-CB (Split System: Heat Pump with Remote Outdoor Unit-Air-Source) | 4HP18V36P | ADP |  | PL36H***P449 | 80G1UH045AE12 | 24000 | 18 |  | 13 | 10 |  | 22400 | 13600 | 60.71% | [8 empty] | Residential | 500 | No | 2
208127979 | Central Heat Pump | AC PRO | HRCU-A-CB (Split System: Heat Pump with Remote Outdoor Unit-Air-Source) | 4HP18V36P | ADP |  | PL36H175P459 | 80G1UH045AE12 | 24000 | 18 |  | 13 | 10 |  | 22400 | 13600 | 60.71% | [8 empty] | Residential | 500 | No | 2
208127980 | Central Heat Pump | AC PRO | HRCU-A-CB (Split System: Heat Pump with Remote Outdoor Unit-Air-Source) | 4HP18V36P | ADP |  | PL36H210P299 | 80G1UH060AE12X | 24000 | 19 |  | 13 | 10 |  | 22400 | 13500 | 60.27% | [8 empty] | Residential | 500 | No | 2
208127983 | Central Heat Pump | AC PRO | HRCU-A-CB (Split System: Heat Pump with Remote Outdoor Unit-Air-Source) | 4HP18V36P | ADP |  | PL36H175P149 | 80G1UH060AE12X | 23800 | 19 |  | 13 | 10 |  | 22400 | 13500 | 60.27% | [8 empty] | Residential | 495 | No | 1.98
208127984 | Central Heat Pump | AC PRO | HRCU-A-CB (Split System: Heat Pump with Remote Outdoor Unit-Air-Source) | 4HP18V36P | ADP |  | PL36H175P159 | 80G1UH060AE12X | 24000 | 19 |  | 13 | 10 |  | 22400 | 13500 | 60.27% | [8 empty] | Residential | 500 | No | 2
208127985 | Central Heat Pump | AC PRO | HRCU-A-CB (Split System: Heat Pump with Remote Outdoor Unit-Air-Source) | 4HP18V36P | ADP |  | V,A,D36H175D159 | 80G1UH060AE12X | 24000 | 19 |  | 13 | 10 |  | 22400 | 13500 | 60.27% | [8 empty] | Residential | 500 | No | 2
208127986 | Central Heat Pump | AC PRO | HRCU-A-CB (Split System: Heat Pump with Remote Outdoor Unit-Air-Source) | 4HP18V36P | ADP |  | H,A,DE35936 | 80G1UH060AE12X | 24000 | 19 |  | 13 | 10 |  | 22400 | 13500 | 60.27% | [8 empty] | Residential | 500 | No | 2
208127987 | Central Heat Pump | AC PRO | HRCU-A-CB (Split System: Heat Pump with Remote Outdoor Unit-Air-Source) | 4HP18V36P | ADP |  | PL36H210P179 | 80G1UH060AE12X | 24000 | 19 |  | 13 | 10 |  | 22400 | 13500 | 60.27% | [8 empty] | Residential | 500 | No | 2
208127988 | Central Heat Pump | AC PRO | HRCU-A-CB (Split System: Heat Pump with Remote Outdoor Unit-Air-Source) | 4HP18V36P | ADP |  | PL36H***P449 | 80G1UH060AE12X | 24000 | 19 |  | 13 | 10 |  | 22400 | 13500 | 60.27% | [8 empty] | Residential | 500 | No | 2
209949822 | Central Heat Pump | AC PRO | HRCU-A-CB (Split System: Heat Pump with Remote Outdoor Unit-Air-Source) | 4SHP20LX136P | ADP |  | F,PE*CC3937 |  | 34000 | 20 |  | 13.5 | 10 |  | 31400 | 19400 | 61.78% | [8 empty] | Residential | 707.5 | No | 2.83
209950025 | Central Heat Pump | AC PRO | HRCU-A-CB (Split System: Heat Pump with Remote Outdoor Unit-Air-Source) | 4SHP20LX124P | ADP |  | F,PE*E34925 |  | 23000 | 19 |  | 14 | 10 |  | 20200 | 11400 | 56.44% | [8 empty] | Residential | 480 | No | 1.92
207758906 | Central Heat Pump | AMANA | HRCU-A-CB (Split System: Heat Pump with Remote Outdoor Unit-Air-Source) | ASZC180361C* | ADP |  | F,PE*TT1937 |  | 35000 | 18 |  | 13 | 10 |  | 34200 | 21000 | 61.4% | [8 empty] | Residential | 730 | No | 2.92
207783927 | Central Heat Pump | AMANA | HRCU-A-CB (Split System: Heat Pump with Remote Outdoor Unit-Air-Source) | ASZC180241C* | ADP |  | F,PE*TT4931 |  | 23000 | 18 |  | 13.5 | 10 |  | 20600 | 12400 | 60.19% | [8 empty] | Residential | 480 | No | 1.92
10308936 | Central Heat Pump | AMANA | HRCU-A-CB (Split System: Heat Pump with Remote Outdoor Unit-Air-Source) | AVZC200481A* | ADP |  | H,G,JG88960+MBVC1600**-1A* |  | 46500 | 20 |  | 12.5 | 10 |  | 43500 | 25200 | 57.93% | [8 empty] | Residential | 970 | No | 3.88
10308937 | Central Heat Pump | AMANA | HRCU-A-CB (Split System: Heat Pump with Remote Outdoor Unit-Air-Source) | AVZC200481A* | ADP |  | H,G,JG88960+MBVC2000**-1A* |  | 45000 | 20 |  | 12.5 | 10 |  | 43000 | 25000 | 58.14% | [8 empty] | Residential | 937.5 | No | 3.75
10308938 | Central Heat Pump | AMANA | HRCU-A-CB (Split System: Heat Pump with Remote Outdoor Unit-Air-Source) | AVZC200601A* | ADP |  | H,G,JG88960+MBVC2000**-1A* |  | 51500 | 19 |  | 12.5 | 10 |  | 48000 | 32400 | 67.5% | [8 empty] | Residential | 1072.5 | No | 4.29
10308939 | Central Heat Pump | AMANA | HRCU-A-CB (Split System: Heat Pump with Remote Outdoor Unit-Air-Source) | AVZC200361A* | ADP |  | H,G,JG82936+MBVC1200**-1A* |  | 35200 | 20 |  | 13.5 | 10 |  | 33400 | 27200 | 81.44% | [8 empty] | Residential | 732.5 | No | 2.93
206905757 | Central Heat Pump | AC PRO | HRCU-A-CB (Split System: Heat Pump with Remote Outdoor Unit-Air-Source) | 4HP18V36P |  |  | EC4X23A | 80G1UH060AE12X | 23800 | 18.5 |  | 13 | 10 |  | 24000 | 14900 | 62.08% | [8 empty] | Residential | 495 | No | 1.98
206905758 | Central Heat Pump | AC PRO | HRCU-A-CB (Split System: Heat Pump with Remote Outdoor Unit-Air-Source) | 4HP18V36P |  |  | EC4X23A | 80G2UH045AE12 | 23200 | 19 |  | 13 | 10 |  | 24000 | 15000 | 62.5% | [8 empty] | Residential | 482.5 | No | 1.93
206905759 | Central Heat Pump | AC PRO | HRCU-A-CB (Split System: Heat Pump with Remote Outdoor Unit-Air-Source) | 4HP18V36P |  |  | EC4X23A | 80G2UH070AE12 | 23400 | 20 |  | 13 | 10 |  | 24000 | 14900 | 62.08% | [8 empty] | Residential | 487.5 | No | 1.95
206905760 | Central Heat Pump | AC PRO | HRCU-A-CB (Split System: Heat Pump with Remote Outdoor Unit-Air-Source) | 4HP18V36P |  |  | EC4X23A | 80G2UH070AE12L | 23400 | 20 |  | 13 | 10 |  | 24000 | 14900 | 62.08% | [8 empty] | Residential | 487.5 | No | 1.95
206905761 | Central Heat Pump | AC PRO | HRCU-A-CB (Split System: Heat Pump with Remote Outdoor Unit-Air-Source) | 4HP18V36P |  |  | EC4X23A | 80G2UH070AV12* | 23400 | 20 |  | 13 | 10 |  | 24000 | 14900 | 62.08% | [8 empty] | Residential | 487.5 | No | 1.95
204334061 | Central Heat Pump | FRASER-JOHNSTON | HRCU-A-CB (Split System: Heat Pump with Remote Outdoor Unit-Air-Source) | HL20B4821 |  |  | CM50CE3A1+CC | TM8V100C20MP12 | 45000 | 20.5 |  | 12.6 | 10 |  | 44000 | 44000 | 100% | [8 empty] | Residential | 937.5 | No | 3.75
204334075 | Central Heat Pump | FRASER-JOHNSTON | HRCU-A-CB (Split System: Heat Pump with Remote Outdoor Unit-Air-Source) | HL20B4821 |  |  | CM50CE3A1+CC | TMLV120C20MP12 | 45000 | 20.5 |  | 12.6 | 10 |  | 44000 | 44000 | 100% | [8 empty] | Residential | 937.5 | No | 3.75
205047841 | Central Heat Pump | FRASER-JOHNSTON | HRCU-A-CB (Split System: Heat Pump with Remote Outdoor Unit-Air-Source) | HL19B3621 |  |  | CM60DXA2+MVC14DN21+TXV |  | 36000 | 19 |  | 14 | 10 |  | 34600 | 22400 | 64.74% | [8 empty] | Residential | 750 | No | 3
205047849 | Central Heat Pump | FRASER-JOHNSTON | HRCU-A-CB (Split System: Heat Pump with Remote Outdoor Unit-Air-Source) | HL19B3621 |  |  | CM60CXA2+ME16CN21+TXV |  | 35800 | 18 |  | 14 | 10 |  | 34800 | 22400 | 64.37% | [8 empty] | Residential | 745 | No | 2.98
10308940 | Central Heat Pump | AMANA | HRCU-A-CB (Split System: Heat Pump with Remote Outdoor Unit-Air-Source) | AVZC200361A* | ADP |  | H,G,JG82936+MBVC1600**-1A* |  | 35200 | 20 |  | 13.5 | 10 |  | 33400 | 16600 | 49.7% | [8 empty] | Residential | 732.5 | No | 2.93
10308941 | Central Heat Pump | AMANA | HRCU-A-CB (Split System: Heat Pump with Remote Outdoor Unit-Air-Source) | AVZC200241A* | ADP |  | H,G,JG34936+MBVC1200**-1A* |  | 23200 | 20 |  | 13 | 10 |  | 21800 | 13600 | 62.39% | [8 empty] | Residential | 482.5 | No | 1.93
10308942 | Central Heat Pump | AMANA | HRCU-A-CB (Split System: Heat Pump with Remote Outdoor Unit-Air-Source) | AVZC200241A* | ADP |  | H,G,JG82936+MBVC1200**-1A* |  | 23600 | 21 |  | 13 | 10 |  | 22200 | 13600 | 61.26% | [8 empty] | Residential | 492.5 | No | 1.97
207254196 | Central Heat Pump | CARRIER | HRCU-A-CB (Split System: Heat Pump with Remote Outdoor Unit-Air-Source) | 25VNA436A*031* | ADP |  | C36A***L539 | 58TN*A070C17**16 | 34400 | 21 |  | 12.5 | 11 |  | 34200 | 32400 | 94.74% | [8 empty] | Residential | 717.5 | No | 2.87
207615671 | Central Heat Pump | CARRIER | HRCU-A-CB (Split System: Heat Pump with Remote Outdoor Unit-Air-Source) | 25VNA460A*031* | ADP |  | C60A***L889 | 58TN*A090C21**20 | 58000 | 20 |  | 13 | 10 |  | 57000 | 48000 | 84.21% | [8 empty] | Residential | 1207.5 | No | 4.83
208218064 | Central Heat Pump | CARRIER | HRCU-A-CB (Split System: Heat Pump with Remote Outdoor Unit-Air-Source) | 25VNA460A*031* | ADP |  | C60A***L249 | 58TN*A110C21**20 | 57500 | 20 |  | 12.5 | 10 |  | 57000 | 48000 | 84.21% | [8 empty] | Residential | 1197.5 | No | 4.79
208218069 | Central Heat Pump | CARRIER | HRCU-A-CB (Split System: Heat Pump with Remote Outdoor Unit-Air-Source) | 25VNA460A*031* | ADP |  | C60A***L889 | 58TN*A110C21**20 | 58000 | 20 |  | 12.5 | 10 |  | 57000 | 48000 | 84.21% | [8 empty] | Residential | 1207.5 | No | 4.83
208699664 | Central Heat Pump | CARRIER | HRCU-A-CB (Split System: Heat Pump with Remote Outdoor Unit-Air-Source) | 25VNA436A*031* | ADP |  | H,PG34936 | 58TN*A070C21**20 | 33000 | 21 |  | 12.5 | 10 |  | 34000 | 32000 | 94.12% | [8 empty] | Residential | 687.5 | No | 2.75
205561612 | Central Heat Pump | FRASER-JOHNSTON | HRCU-A-CB (Split System: Heat Pump with Remote Outdoor Unit-Air-Source) | HL19B3621 |  |  | CF48DXA1+ME14DN21+TXV |  | 35400 | 18 |  | 14 | 10 |  | 31800 | 18900 | 59.43% | [8 empty] | Residential | 737.5 | No | 2.95
205561616 | Central Heat Pump | FRASER-JOHNSTON | HRCU-A-CB (Split System: Heat Pump with Remote Outdoor Unit-Air-Source) | HL19B3621 |  |  | CM48DXA1+ME14DN21+TXV |  | 35400 | 18 |  | 14 | 10 |  | 31800 | 18900 | 59.43% | [8 empty] | Residential | 737.5 | No | 2.95
202182840 | Central Heat Pump | FRASER-JOHNSTON | HRCU-A-CB (Split System: Heat Pump with Remote Outdoor Unit-Air-Source) | HL19B3621 |  |  | AE48DX21+TXV |  | 36000 | 18.25 |  | 14 | 10 |  | 35000 | 21800 | 62.29% | [8 empty] | Residential | 750 | No | 3
202763673 | Central Heat Pump | FRASER-JOHNSTON | HRCU-A-CB (Split System: Heat Pump with Remote Outdoor Unit-Air-Source) | HL19B3621 |  |  | AVC60CX22+TXV |  | 35800 | 19 |  | 14 | 10 |  | 35200 | 22400 | 63.64% | [8 empty] | Residential | 745 | No | 2.98
202183766 | Central Heat Pump | FRASER-JOHNSTON | HRCU-A-CB (Split System: Heat Pump with Remote Outdoor Unit-Air-Source) | HL19B2421 |  |  | AVC36CX21+TXV |  | 24000 | 19 |  | 15 | 10 |  | 22200 | 13700 | 61.71% | [8 empty] | Residential | 500 | No | 2
202183774 | Central Heat Pump | FRASER-JOHNSTON | HRCU-A-CB (Split System: Heat Pump with Remote Outdoor Unit-Air-Source) | HL19B2421 |  |  | AE36CX21+TXV |  | 24000 | 19 |  | 15 | 10 |  | 22600 | 14100 | 62.39% | [8 empty] | Residential | 500 | No | 2
206905764 | Central Heat Pump | AC PRO | HRCU-A-CB (Split System: Heat Pump with Remote Outdoor Unit-Air-Source) | 4HP18V36P |  |  | EC4X23B | 92G1UH030BE12 | 23400 | 19.5 |  | 13 | 10 |  | 24000 | 15000 | 62.5% | [8 empty] | Residential | 487.5 | No | 1.95
206905765 | Central Heat Pump | AC PRO | HRCU-A-CB (Split System: Heat Pump with Remote Outdoor Unit-Air-Source) | 4HP18V36P |  |  | EC4X23B | 92G1UH045BE12 | 23200 | 19 |  | 13 | 10 |  | 24000 | 14800 | 61.67% | [8 empty] | Residential | 482.5 | No | 1.93
206905766 | Central Heat Pump | AC PRO | HRCU-A-CB (Split System: Heat Pump with Remote Outdoor Unit-Air-Source) | 4HP18V36P |  |  | EC4X23B | 92G1UH070BE12 | 23200 | 19 |  | 13 | 10 |  | 24000 | 14900 | 62.08% | [8 empty] | Residential | 482.5 | No | 1.93
208699665 | Central Heat Pump | CARRIER | HRCU-A-CB (Split System: Heat Pump with Remote Outdoor Unit-Air-Source) | 25VNA436A*031* | ADP |  | H,PE34936 | 58TN*A070C21**20 | 33000 | 21 |  | 12.5 | 10 |  | 34000 | 32000 | 94.12% | [8 empty] | Residential | 687.5 | No | 2.75
208699666 | Central Heat Pump | CARRIER | HRCU-A-CB (Split System: Heat Pump with Remote Outdoor Unit-Air-Source) | 25VNA436A*031* | ADP |  | H,PG34936 | 58TN*A090C17**16 | 33200 | 21 |  | 12.5 | 10 |  | 30000 | 29400 | 98% | [8 empty] | Residential | 692.5 | No | 2.77
208699667 | Central Heat Pump | CARRIER | HRCU-A-CB (Split System: Heat Pump with Remote Outdoor Unit-Air-Source) | 25VNA436A*031* | ADP |  | H,PE34936 | 58TN*A090C17**16 | 33200 | 21 |  | 12.5 | 10 |  | 30000 | 29400 | 98% | [8 empty] | Residential | 692.5 | No | 2.77
208699668 | Central Heat Pump | CARRIER | HRCU-A-CB (Split System: Heat Pump with Remote Outdoor Unit-Air-Source) | 25VNA436A*031* | ADP |  | H,PG34936 | 58TN*A090C21**20 | 33200 | 21 |  | 12.5 | 11 |  | 33600 | 31600 | 94.05% | [8 empty] | Residential | 692.5 | No | 2.77
208699669 | Central Heat Pump | CARRIER | HRCU-A-CB (Split System: Heat Pump with Remote Outdoor Unit-Air-Source) | 25VNA436A*031* | ADP |  | H,PE34936 | 58TN*A090C21**20 | 33200 | 21 |  | 12.5 | 11 |  | 33600 | 31600 | 94.05% | [8 empty] | Residential | 692.5 | No | 2.77
208700304 | Central Heat Pump | CARRIER | HRCU-A-CB (Split System: Heat Pump with Remote Outdoor Unit-Air-Source) | 25VNA448A*031* | ADP |  | H,PG48948 | 58TN*A090C21**20 | 45500 | 21 |  | 12.5 | 10 |  | 40500 | 40500 | 100% | [8 empty] | Residential | 947.5 | No | 3.79
208700306 | Central Heat Pump | CARRIER | HRCU-A-CB (Split System: Heat Pump with Remote Outdoor Unit-Air-Source) | 25VNA448A*031* | ADP |  | H,PG48948 | 58TN*A110C21**20 | 45500 | 21 |  | 12.5 | 10 |  | 44500 | 40500 | 91.01% | [8 empty] | Residential | 947.5 | No | 3.79
208700308 | Central Heat Pump | CARRIER | HRCU-A-CB (Split System: Heat Pump with Remote Outdoor Unit-Air-Source) | 25VNA448A*031* | ADP |  | H,PG48948 | 58TN*A135C24**22 | 45500 | 21 |  | 12.5 | 10 |  | 44000 | 40500 | 92.05% | [8 empty] | Residential | 947.5 | No | 3.79
206905769 | Central Heat Pump | AC PRO | HRCU-A-CB (Split System: Heat Pump with Remote Outdoor Unit-Air-Source) | 4HP18V36P |  |  | EC4X23B | 96G1UH030BE08 | 23200 | 18.5 |  | 13 | 10 |  | 24000 | 14900 | 62.08% | [8 empty] | Residential | 482.5 | No | 1.93
206905772 | Central Heat Pump | AC PRO | HRCU-A-CB (Split System: Heat Pump with Remote Outdoor Unit-Air-Source) | 4HP18V36P |  |  | EC4X23B | 96G2UH045BV12 | 23400 | 20 |  | 13 | 10 |  | 24000 | 14900 | 62.08% | [8 empty] | Residential | 487.5 | No | 1.95
206905773 | Central Heat Pump | AC PRO | HRCU-A-CB (Split System: Heat Pump with Remote Outdoor Unit-Air-Source) | 4HP18V36P |  |  | EC4X23B | 96G2UH070BV12 | 23400 | 20 |  | 13 | 10 |  | 24000 | 14800 | 61.67% | [8 empty] | Residential | 487.5 | No | 1.95
206905774 | Central Heat Pump | AC PRO | HRCU-A-CB (Split System: Heat Pump with Remote Outdoor Unit-Air-Source) | 4HP18V36P |  |  | EC4X23B | EFV08BCA | 23200 | 19.5 |  | 13 | 10 |  | 24000 | 15100 | 62.92% | [8 empty] | Residential | 482.5 | No | 1.93
206905775 | Central Heat Pump | AC PRO | HRCU-A-CB (Split System: Heat Pump with Remote Outdoor Unit-Air-Source) | 4HP18V36P |  |  | EC4X23B | EFV12BCA | 23400 | 20 |  | 13 | 10 |  | 24000 | 14900 | 62.08% | [8 empty] | Residential | 487.5 | No | 1.95
206905708 | Central Heat Pump | AC PRO | HRCU-A-CB (Split System: Heat Pump with Remote Outdoor Unit-Air-Source) | 4HP18V36P |  |  | EAH1P30A+H4TXV01 | 80G2UH070AV12* | 24000 | 20 |  | 13 | 10 |  | 24000 | 15100 | 62.92% | [8 empty] | Residential | 500 | No | 2
206905714 | Central Heat Pump | AC PRO | HRCU-A-CB (Split System: Heat Pump with Remote Outdoor Unit-Air-Source) | 4HP18V36P |  |  | EAH1P30B+H4TXV01 | 95G1UH040BE12X | 24000 | 18.5 |  | 13 | 10 |  | 24000 | 15400 | 64.17% | [8 empty] | Residential | 500 | No | 2
10093495 | Central Heat Pump | TRANE | HRCU-A-CB (Split System: Heat Pump with Remote Outdoor Unit-Air-Source) | 4TWV0036A1 |  |  | TAM9A0B30V31 |  | 35400 | 20 |  | 13 | 10 |  | 32600 | 26200 | 80.37% | [8 empty] | Residential | 737.5 | No | 2.95
10093496 | Central Heat Pump | TRANE | HRCU-A-CB (Split System: Heat Pump with Remote Outdoor Unit-Air-Source) | 4TWV0036A1 |  |  | TAM9A0C36V31 |  | 35000 | 19.75 |  | 13.5 | 10 |  | 33400 | 25200 | 75.45% | [8 empty] | Residential | 730 | No | 2.92
208700309 | Central Heat Pump | CARRIER | HRCU-A-CB (Split System: Heat Pump with Remote Outdoor Unit-Air-Source) | 25VNA448A*031* | ADP |  | H,PE1K948 | 58TN*A135C24**22 | 44500 | 21 |  | 12.5 | 10 |  | 44500 | 40500 | 91.01% | [8 empty] | Residential | 927.5 | No | 3.71
208700310 | Central Heat Pump | CARRIER | HRCU-A-CB (Split System: Heat Pump with Remote Outdoor Unit-Air-Source) | 25VNA448A*031* | ADP |  | H,PG48948 | 59MN7B080C21**20 | 45000 | 20 |  | 12.5 | 10 |  | 44000 | 41000 | 93.18% | [8 empty] | Residential | 937.5 | No | 3.75
208700314 | Central Heat Pump | CARRIER | HRCU-A-CB (Split System: Heat Pump with Remote Outdoor Unit-Air-Source) | 25VNA448A*031* | ADP |  | H,PG48948 | 59MN7B120C24**22 | 45000 | 21 |  | 12.5 | 10 |  | 44500 | 41000 | 92.13% | [8 empty] | Residential | 937.5 | No | 3.75
208700335 | Central Heat Pump | CARRIER | HRCU-A-CB (Split System: Heat Pump with Remote Outdoor Unit-Air-Source) | 25VNA424A*031* | ADP |  | H,PE32924 | 58TN*A045C17**12 | 23200 | 21 |  | 14 | 11 |  | 22400 | 23000 | 102.7% | [8 empty] | Residential | 482.5 | No | 1.93
208700336 | Central Heat Pump | CARRIER | HRCU-A-CB (Split System: Heat Pump with Remote Outdoor Unit-Air-Source) | 25VNA424A*031* | ADP |  | H,PE32924 | 58TN*A070C14**12 | 23200 | 22 |  | 14 | 11 |  | 22400 | 22800 | 101.8% | [8 empty] | Residential | 482.5 | No | 1.93
208700337 | Central Heat Pump | CARRIER | HRCU-A-CB (Split System: Heat Pump with Remote Outdoor Unit-Air-Source) | 25VNA424A*031* | ADP |  | H,PE32924 | 58TN*A070C17**16 | 23200 | 21 |  | 14 | 11 |  | 22400 | 22800 | 101.8% | [8 empty] | Residential | 482.5 | No | 1.93
208700338 | Central Heat Pump | CARRIER | HRCU-A-CB (Split System: Heat Pump with Remote Outdoor Unit-Air-Source) | 25VNA424A*031* | ADP |  | H,PE32924 | 58TN*A070C21**20 | 23200 | 21 |  | 14 | 11 |  | 22400 | 22800 | 101.8% | [8 empty] | Residential | 482.5 | No | 1.93
208700339 | Central Heat Pump | CARRIER | HRCU-A-CB (Split System: Heat Pump with Remote Outdoor Unit-Air-Source) | 25VNA424A*031* | ADP |  | H,PE32924 | 58TN*A090C17**16 | 23200 | 22 |  | 14 | 11 |  | 22400 | 22600 | 100.9% | [8 empty] | Residential | 482.5 | No | 1.93
10093497 | Central Heat Pump | TRANE | HRCU-A-CB (Split System: Heat Pump with Remote Outdoor Unit-Air-Source) | 4TWV0036A1 |  |  | TAM9A0C42V41 |  | 35600 | 21 |  | 13.5 | 10 |  | 33600 | 24800 | 73.81% | [8 empty] | Residential | 742.5 | No | 2.97
10093499 | Central Heat Pump | TRANE | HRCU-A-CB (Split System: Heat Pump with Remote Outdoor Unit-Air-Source) | 4TWV0048A1 |  |  | TAM9A0C48V41 |  | 47000 | 19.25 |  | 12.5 | 10 |  | 42500 | 34000 | 80% | [8 empty] | Residential | 980 | No | 3.92
10093502 | Central Heat Pump | TRANE | HRCU-A-CB (Split System: Heat Pump with Remote Outdoor Unit-Air-Source) | 4TWV8024A1 |  |  | TAM9A0B30V31 |  | 23800 | 18 |  | 13 | 10 |  | 20000 | 16800 | 84% | [8 empty] | Residential | 495 | No | 1.98
10153696 | Central Heat Pump | TRANE | HRCU-A-CB (Split System: Heat Pump with Remote Outdoor Unit-Air-Source) | 4TWV0036A1 |  |  | TEM8A0C36V31+TDR |  | 35400 | 20 |  | 13 | 10 |  | 31800 | 25600 | 80.5% | [8 empty] | Residential | 737.5 | No | 2.95
10153698 | Central Heat Pump | TRANE | HRCU-A-CB (Split System: Heat Pump with Remote Outdoor Unit-Air-Source) | 4TWV0036A1 |  |  | TEM8A0C42V41+TDR |  | 35600 | 20 |  | 13 | 10 |  | 31400 | 25200 | 80.25% | [8 empty] | Residential | 742.5 | No | 2.97
10153699 | Central Heat Pump | TRANE | HRCU-A-CB (Split System: Heat Pump with Remote Outdoor Unit-Air-Source) | 4TWV0036A1 |  |  | TEM8A0C48V41+TDR |  | 35600 | 20 |  | 13 | 10 |  | 31000 | 25200 | 81.29% | [8 empty] | Residential | 742.5 | No | 2.97
10153700 | Central Heat Pump | TRANE | HRCU-A-CB (Split System: Heat Pump with Remote Outdoor Unit-Air-Source) | 4TWV0036A1 |  |  | TEM8A0D48V41+TDR |  | 35800 | 19.5 |  | 13 | 10 |  | 31800 | 25800 | 81.13% | [8 empty] | Residential | 745 | No | 2.98
10511156 | Central Heat Pump | TRANE | HRCU-A-CB (Split System: Heat Pump with Remote Outdoor Unit-Air-Source) | 4TWV0024A1 |  |  | 4PX*BU36BS3 | S9V2B040U3PSB+RP | 24000 | 18.75 |  | 13.5 | 10 |  | 18600 | 16800 | 90.32% | [8 empty] | Residential | 500 | No | 2
206790224 | Central Heat Pump | BRYANT HEATING AND COOLING SYSTEMS | HRCU-A-CB (Split System: Heat Pump with Remote Outdoor Unit-Air-Source) | 284ANV024*0**B* |  |  | CSPH*4812AL*+UI | 986TC42060C17*** | 23400 | 21 |  | 14 | 11 |  | 24000 | 24400 | 101.7% | [8 empty] | Residential | 487.5 | No | 1.95
206790225 | Central Heat Pump | BRYANT HEATING AND COOLING SYSTEMS | HRCU-A-CB (Split System: Heat Pump with Remote Outdoor Unit-Air-Source) | 284ANV024*0**B* |  |  | CSPH*4812AL*+UI | 986TC42080C17*** | 23400 | 21 |  | 14 | 11 |  | 24000 | 24400 | 101.7% | [8 empty] | Residential | 487.5 | No | 1.95
206790226 | Central Heat Pump | BRYANT HEATING AND COOLING SYSTEMS | HRCU-A-CB (Split System: Heat Pump with Remote Outdoor Unit-Air-Source) | 284ANV024*0**B* |  |  | CSPH*4812AL*+UI | 986TC66120C24*** | 23400 | 21 |  | 14 | 11 |  | 24000 | 24200 | 100.8% | [8 empty] | Residential | 487.5 | No | 1.95
206790227 | Central Heat Pump | BRYANT HEATING AND COOLING SYSTEMS | HRCU-A-CB (Split System: Heat Pump with Remote Outdoor Unit-Air-Source) | 284ANV024*0**B* |  |  | CSPH*6012AL*+UI | 88*TA36045C17*** | 23400 | 21 |  | 14 | 11 |  | 24000 | 24000 | 100% | [8 empty] | Residential | 487.5 | No | 1.95
206790228 | Central Heat Pump | BRYANT HEATING AND COOLING SYSTEMS | HRCU-A-CB (Split System: Heat Pump with Remote Outdoor Unit-Air-Source) | 284ANV024*0**B* |  |  | CSPH*6012AL*+UI | 88*TA48070C17*** | 23400 | 21 |  | 14 | 11 |  | 24000 | 24000 | 100% | [8 empty] | Residential | 487.5 | No | 1.95
206790229 | Central Heat Pump | BRYANT HEATING AND COOLING SYSTEMS | HRCU-A-CB (Split System: Heat Pump with Remote Outdoor Unit-Air-Source) | 284ANV024*0**B* |  |  | CSPH*6012AL*+UI | 88*TA60070C21*** | 23400 | 21 |  | 14 | 11 |  | 24000 | 24000 | 100% | [8 empty] | Residential | 487.5 | No | 1.95
206790230 | Central Heat Pump | BRYANT HEATING AND COOLING SYSTEMS | HRCU-A-CB (Split System: Heat Pump with Remote Outdoor Unit-Air-Source) | 284ANV024*0**B* |  |  | CSPH*6012AL*+UI | 88*TA60090C21*** | 23400 | 21 |  | 14 | 11 |  | 24000 | 23800 | 99.17% | [8 empty] | Residential | 487.5 | No | 1.95
206790231 | Central Heat Pump | BRYANT HEATING AND COOLING SYSTEMS | HRCU-A-CB (Split System: Heat Pump with Remote Outdoor Unit-Air-Source) | 284ANV024*0**B* |  |  | CSPH*6012AL*+UI | 88*TA66135C24*** | 23400 | 21 |  | 14 | 11 |  | 24000 | 23800 | 99.17% | [8 empty] | Residential | 487.5 | No | 1.95
206790232 | Central Heat Pump | BRYANT HEATING AND COOLING SYSTEMS | HRCU-A-CB (Split System: Heat Pump with Remote Outdoor Unit-Air-Source) | 284ANV024*0**B* |  |  | CSPH*6012AL*+UI | 986TC42060C17*** | 23400 | 21 |  | 14 | 11 |  | 24000 | 24000 | 100% | [8 empty] | Residential | 487.5 | No | 1.95
208700340 | Central Heat Pump | CARRIER | HRCU-A-CB (Split System: Heat Pump with Remote Outdoor Unit-Air-Source) | 25VNA424A*031* | ADP |  | H,PE32924 | 58TN*A090C21**20 | 23200 | 22 |  | 14 | 11 |  | 22400 | 22600 | 100.9% | [8 empty] | Residential | 482.5 | No | 1.93
208700341 | Central Heat Pump | CARRIER | HRCU-A-CB (Split System: Heat Pump with Remote Outdoor Unit-Air-Source) | 25VNA424A*031* | ADP |  | H,PE32924 | 58TN*A110C21**20 | 23200 | 22 |  | 14 | 11 |  | 22400 | 22800 | 101.8% | [8 empty] | Residential | 482.5 | No | 1.93
208700342 | Central Heat Pump | CARRIER | HRCU-A-CB (Split System: Heat Pump with Remote Outdoor Unit-Air-Source) | 25VNA424A*031* | ADP |  | H,PE32924 | 58TN*A135C24**22 | 22800 | 22 |  | 13.5 | 11 |  | 22400 | 22600 | 100.9% | [8 empty] | Residential | 475 | No | 1.9
208700343 | Central Heat Pump | CARRIER | HRCU-A-CB (Split System: Heat Pump with Remote Outdoor Unit-Air-Source) | 25VNA424A*031* | ADP |  | H,PE32924 | 59MN7B060C17**14 | 23200 | 21 |  | 13 | 11 |  | 22400 | 23000 | 102.7% | [8 empty] | Residential | 482.5 | No | 1.93
208700344 | Central Heat Pump | CARRIER | HRCU-A-CB (Split System: Heat Pump with Remote Outdoor Unit-Air-Source) | 25VNA424A*031* | ADP |  | H,PE32924 | 59MN7B060C21**20 | 23200 | 21 |  | 13 | 11 |  | 22400 | 23000 | 102.7% | [8 empty] | Residential | 482.5 | No | 1.93
208700345 | Central Heat Pump | CARRIER | HRCU-A-CB (Split System: Heat Pump with Remote Outdoor Unit-Air-Source) | 25VNA424A*031* | ADP |  | H,PE32924 | 59MN7B080C17**14 | 23200 | 21 |  | 13 | 11 |  | 22400 | 23000 | 102.7% | [8 empty] | Residential | 482.5 | No | 1.93
208700346 | Central Heat Pump | CARRIER | HRCU-A-CB (Split System: Heat Pump with Remote Outdoor Unit-Air-Source) | 25VNA424A*031* | ADP |  | H,PE32924 | 59MN7B080C21**20 | 23200 | 22 |  | 14 | 11 |  | 22400 | 22800 | 101.8% | [8 empty] | Residential | 482.5 | No | 1.93
208700347 | Central Heat Pump | CARRIER | HRCU-A-CB (Split System: Heat Pump with Remote Outdoor Unit-Air-Source) | 25VNA424A*031* | ADP |  | H,PE32924 | 59MN7B100C21**22 | 23200 | 22 |  | 14 | 11 |  | 22400 | 22800 | 101.8% | [8 empty] | Residential | 482.5 | No | 1.93
206788540 | Central Heat Pump | CARRIER | HRCU-A-CB (Split System: Heat Pump with Remote Outdoor Unit-Air-Source) | 25VNA424A*031* |  |  | CSPH*6012AL*+UI | 58TN*A070C17**16 | 23400 | 21 |  | 14 | 11 |  | 24000 | 24000 | 100% | [8 empty] | Residential | 487.5 | No | 1.95
206788541 | Central Heat Pump | CARRIER | HRCU-A-CB (Split System: Heat Pump with Remote Outdoor Unit-Air-Source) | 25VNA424A*031* |  |  | CSPH*6012AL*+UI | 58TN*A070C21**20 | 23400 | 21 |  | 14 | 11 |  | 24000 | 24000 | 100% | [8 empty] | Residential | 487.5 | No | 1.95
206788542 | Central Heat Pump | CARRIER | HRCU-A-CB (Split System: Heat Pump with Remote Outdoor Unit-Air-Source) | 25VNA424A*031* |  |  | CSPH*6012AL*+UI | 58TN*A090C21**20 | 23400 | 21 |  | 14 | 11 |  | 24000 | 23800 | 99.17% | [8 empty] | Residential | 487.5 | No | 1.95
206788543 | Central Heat Pump | CARRIER | HRCU-A-CB (Split System: Heat Pump with Remote Outdoor Unit-Air-Source) | 25VNA424A*031* |  |  | CSPH*6012AL*+UI | 58TN*A135C24**22 | 23400 | 21 |  | 14 | 11 |  | 24000 | 23800 | 99.17% | [8 empty] | Residential | 487.5 | No | 1.95
206788544 | Central Heat Pump | CARRIER | HRCU-A-CB (Split System: Heat Pump with Remote Outdoor Unit-Air-Source) | 25VNA424A*031* |  |  | CSPH*6012AL*+UI | 59TN6B060C17**14 | 23400 | 21 |  | 14 | 11 |  | 24000 | 24000 | 100% | [8 empty] | Residential | 487.5 | No | 1.95
206788545 | Central Heat Pump | CARRIER | HRCU-A-CB (Split System: Heat Pump with Remote Outdoor Unit-Air-Source) | 25VNA424A*031* |  |  | CSPH*6012AL*+UI | 59TN6B080C17**14 | 23400 | 21 |  | 14 | 11 |  | 24000 | 24000 | 100% | [8 empty] | Residential | 487.5 | No | 1.95
206788546 | Central Heat Pump | CARRIER | HRCU-A-CB (Split System: Heat Pump with Remote Outdoor Unit-Air-Source) | 25VNA424A*031* |  |  | CSPH*6012AL*+UI | 59TN6B120C24**22 | 23400 | 21 |  | 14 | 11 |  | 24000 | 23800 | 99.17% | [8 empty] | Residential | 487.5 | No | 1.95
206788551 | Central Heat Pump | CARRIER | HRCU-A-CB (Split System: Heat Pump with Remote Outdoor Unit-Air-Source) | 25VNA424A*031* |  |  | CAP**3621AL*+UI | 58CU*A080C21**20 | 23800 | 22 |  | 14 | 12 |  | 23600 | 24200 | 102.5% | [8 empty] | Residential | 495 | No | 1.98
208700348 | Central Heat Pump | CARRIER | HRCU-A-CB (Split System: Heat Pump with Remote Outdoor Unit-Air-Source) | 25VNA424A*031* | ADP |  | H,PE32924 | 59MN7B120C24**22 | 22800 | 22 |  | 13.5 | 11 |  | 22400 | 22600 | 100.9% | [8 empty] | Residential | 475 | No | 1.9
208700351 | Central Heat Pump | CARRIER | HRCU-A-CB (Split System: Heat Pump with Remote Outdoor Unit-Air-Source) | 25VNA448A*031* | ADP |  | H,PE48948 | 58TN*A090C21**20 | 45500 | 21 |  | 12.5 | 10 |  | 40500 | 40500 | 100% | [8 empty] | Residential | 947.5 | No | 3.79
208700352 | Central Heat Pump | CARRIER | HRCU-A-CB (Split System: Heat Pump with Remote Outdoor Unit-Air-Source) | 25VNA448A*031* | ADP |  | H,PE48948 | 58TN*A110C21**20 | 45500 | 21 |  | 12.5 | 10 |  | 44500 | 40500 | 91.01% | [8 empty] | Residential | 947.5 | No | 3.79
208700353 | Central Heat Pump | CARRIER | HRCU-A-CB (Split System: Heat Pump with Remote Outdoor Unit-Air-Source) | 25VNA448A*031* | ADP |  | H,PE48948 | 58TN*A135C24**22 | 45500 | 21 |  | 12.5 | 10 |  | 44000 | 40500 | 92.05% | [8 empty] | Residential | 947.5 | No | 3.79
208700354 | Central Heat Pump | CARRIER | HRCU-A-CB (Split System: Heat Pump with Remote Outdoor Unit-Air-Source) | 25VNA448A*031* | ADP |  | H,PE48948 | 59MN7B080C21**20 | 45000 | 20 |  | 12.5 | 10 |  | 44000 | 41000 | 93.18% | [8 empty] | Residential | 937.5 | No | 3.75
208700356 | Central Heat Pump | CARRIER | HRCU-A-CB (Split System: Heat Pump with Remote Outdoor Unit-Air-Source) | 25VNA448A*031* | ADP |  | H,PE48948 | 59MN7B120C24**22 | 45000 | 21 |  | 12.5 | 10 |  | 44500 | 41000 | 92.13% | [8 empty] | Residential | 937.5 | No | 3.75
210033884 | Central Heat Pump | CARRIER | HRCU-A-CB (Split System: Heat Pump with Remote Outdoor Unit-Air-Source) | 25VNA448A*031* | ADP |  | V,C60H210P179 | 59MN7B080C21**20 | 45000 | 20 |  | 12.5 | 10 |  | 44000 | 41000 | 93.18% | [8 empty] | Residential | 937.5 | No | 3.75
201930567 | Central Heat Pump | CARRIER | HRCU-A-CB (Split System: Heat Pump with Remote Outdoor Unit-Air-Source) | 25VNA036A*030* | ADP |  | V,C36H175P459 | 59*N*A060V17**14 | 34200 | 18 |  | 12.5 | 10 |  | 32200 | 31000 | 96.27% | [8 empty] | Residential | 712.5 | No | 2.85
206788552 | Central Heat Pump | CARRIER | HRCU-A-CB (Split System: Heat Pump with Remote Outdoor Unit-Air-Source) | 25VNA424A*031* |  |  | CAP**3621AL*+UI | 58CU*A100C21**20 | 23600 | 22 |  | 14 | 12 |  | 23600 | 24200 | 102.5% | [8 empty] | Residential | 492.5 | No | 1.97
205046715 | Central Heat Pump | FRASER-JOHNSTON | HRCU-A-CB (Split System: Heat Pump with Remote Outdoor Unit-Air-Source) | HL19B3621 |  |  | CM60DXA2+TXV | TM9V100C20MP12 | 36000 | 19 |  | 14 | 10 |  | 35400 | 22400 | 63.28% | [8 empty] | Residential | 750 | No | 3
205046719 | Central Heat Pump | FRASER-JOHNSTON | HRCU-A-CB (Split System: Heat Pump with Remote Outdoor Unit-Air-Source) | HL19B3621 |  |  | CU60DXA2+TXV | TM9V100C20MP12 | 36000 | 19 |  | 14 | 10 |  | 35400 | 22400 | 63.28% | [8 empty] | Residential | 750 | No | 3
205046723 | Central Heat Pump | FRASER-JOHNSTON | HRCU-A-CB (Split System: Heat Pump with Remote Outdoor Unit-Air-Source) | HL19B3621 |  |  | CM60DXA2+TXV | TP9C100C20MP13 | 36000 | 19 |  | 14 | 10 |  | 35400 | 22400 | 63.28% | [8 empty] | Residential | 750 | No | 3
205046727 | Central Heat Pump | FRASER-JOHNSTON | HRCU-A-CB (Split System: Heat Pump with Remote Outdoor Unit-Air-Source) | HL19B3621 |  |  | CU60DXA2+TXV | TP9C100C20MP13 | 36000 | 19 |  | 14 | 10 |  | 35400 | 22400 | 63.28% | [8 empty] | Residential | 750 | No | 3
205046735 | Central Heat Pump | FRASER-JOHNSTON | HRCU-A-CB (Split System: Heat Pump with Remote Outdoor Unit-Air-Source) | HL19B3621 |  |  | CM60CXA2+TXV | TM9V100C20MP12 | 36000 | 19 |  | 14 | 10 |  | 35400 | 22400 | 63.28% | [8 empty] | Residential | 750 | No | 3
205046739 | Central Heat Pump | FRASER-JOHNSTON | HRCU-A-CB (Split System: Heat Pump with Remote Outdoor Unit-Air-Source) | HL19B3621 |  |  | CM60CXA2+TXV | TP9C100C20MP13 | 36000 | 19 |  | 14 | 10 |  | 35400 | 22400 | 63.28% | [8 empty] | Residential | 750 | No | 3
205046775 | Central Heat Pump | FRASER-JOHNSTON | HRCU-A-CB (Split System: Heat Pump with Remote Outdoor Unit-Air-Source) | HL19B3621 |  |  | CM60DXA2+TXV | TM9V080C16MP12 | 35800 | 18 |  | 14 | 10 |  | 35400 | 22400 | 63.28% | [8 empty] | Residential | 745 | No | 2.98
205960241 | Central Heat Pump | CARRIER | HRCU-A-CB (Split System: Heat Pump with Remote Outdoor Unit-Air-Source) | 25VNA424A*030* | ADP |  | H,PE31(1,2)30+TXV | 59MN7B060C17**14 | 22800 | 21 |  | 12.5 | 11 |  | 22400 | 23000 | 102.7% | [8 empty] | Residential | 475 | No | 1.9
205960242 | Central Heat Pump | CARRIER | HRCU-A-CB (Split System: Heat Pump with Remote Outdoor Unit-Air-Source) | 25VNA424A*030* | ADP |  | H,PE32(1,2)36+TXV | 59MN7B060C17**14 | 23200 | 21 |  | 13 | 11 |  | 22400 | 23000 | 102.7% | [8 empty] | Residential | 482.5 | No | 1.93
205960243 | Central Heat Pump | CARRIER | HRCU-A-CB (Split System: Heat Pump with Remote Outdoor Unit-Air-Source) | 25VNA424A*030* | ADP |  | H,PE32936 | 59MN7B060C17**14 | 23200 | 21 |  | 13 | 11 |  | 22400 | 23000 | 102.7% | [8 empty] | Residential | 482.5 | No | 1.93
205960244 | Central Heat Pump | CARRIER | HRCU-A-CB (Split System: Heat Pump with Remote Outdoor Unit-Air-Source) | 25VNA424A*030* | ADP |  | H,PG35936 | 59MN7B060C17**14 | 23400 | 21 |  | 13 | 11 |  | 22400 | 23000 | 102.7% | [8 empty] | Residential | 487.5 | No | 1.95
205960245 | Central Heat Pump | CARRIER | HRCU-A-CB (Split System: Heat Pump with Remote Outdoor Unit-Air-Source) | 25VNA424A*030* | ADP |  | H,PG48936 | 59MN7B060C17**14 | 23400 | 21 |  | 13 | 11 |  | 22400 | 23000 | 102.7% | [8 empty] | Residential | 487.5 | No | 1.95
205960246 | Central Heat Pump | CARRIER | HRCU-A-CB (Split System: Heat Pump with Remote Outdoor Unit-Air-Source) | 25VNA424A*030* | ADP |  | H,PE31(1,2)30+TXV | 59MN7B060C21**20 | 22800 | 21 |  | 12.5 | 11 |  | 22400 | 22800 | 101.8% | [8 empty] | Residential | 475 | No | 1.9
205960247 | Central Heat Pump | CARRIER | HRCU-A-CB (Split System: Heat Pump with Remote Outdoor Unit-Air-Source) | 25VNA424A*030* | ADP |  | H,PE32(1,2)36+TXV | 59MN7B060C21**20 | 23200 | 21 |  | 13 | 11 |  | 22400 | 22800 | 101.8% | [8 empty] | Residential | 482.5 | No | 1.93
205960248 | Central Heat Pump | CARRIER | HRCU-A-CB (Split System: Heat Pump with Remote Outdoor Unit-Air-Source) | 25VNA424A*030* | ADP |  | H,PE32936 | 59MN7B060C21**20 | 23200 | 21 |  | 13 | 11 |  | 22400 | 22800 | 101.8% | [8 empty] | Residential | 482.5 | No | 1.93
205046779 | Central Heat Pump | FRASER-JOHNSTON | HRCU-A-CB (Split System: Heat Pump with Remote Outdoor Unit-Air-Source) | HL19B3621 |  |  | CU60DXA2+TXV | TM9V080C16MP12 | 35800 | 18 |  | 14 | 10 |  | 35400 | 22400 | 63.28% | [8 empty] | Residential | 745 | No | 2.98
205046783 | Central Heat Pump | FRASER-JOHNSTON | HRCU-A-CB (Split System: Heat Pump with Remote Outdoor Unit-Air-Source) | HL19B3621 |  |  | CM60DXA2+TXV | TP9C080C16MP13 | 35800 | 18 |  | 14 | 10 |  | 35400 | 22400 | 63.28% | [8 empty] | Residential | 745 | No | 2.98
205041761 | Central Heat Pump | FRASER-JOHNSTON | HRCU-A-CB (Split System: Heat Pump with Remote Outdoor Unit-Air-Source) | HL19B3621 |  |  | CF60CXA2+TXV | TM8Y080C16MP11 | 35800 | 18 |  | 14 | 10 |  | 35200 | 22400 | 63.64% | [8 empty] | Residential | 745 | No | 2.98
206905716 | Central Heat Pump | AC PRO | HRCU-A-CB (Split System: Heat Pump with Remote Outdoor Unit-Air-Source) | 4HP18V36P |  |  | EAH1P30B+H4TXV01 | 95G1UH070BE12 | 24000 | 18 |  | 13 | 10 |  | 24000 | 15400 | 64.17% | [8 empty] | Residential | 500 | No | 2
206905718 | Central Heat Pump | AC PRO | HRCU-A-CB (Split System: Heat Pump with Remote Outdoor Unit-Air-Source) | 4HP18V36P |  |  | EAH1P30B+H4TXV01 | 96G1UH045BE12 | 24000 | 18.5 |  | 13 | 10 |  | 24000 | 15300 | 63.75% | [8 empty] | Residential | 500 | No | 2
206905755 | Central Heat Pump | AC PRO | HRCU-A-CB (Split System: Heat Pump with Remote Outdoor Unit-Air-Source) | 4HP18V36P |  |  | EC4X23A | 80G1UH040AE12X | 23800 | 18.5 |  | 13 | 10 |  | 24000 | 14900 | 62.08% | [8 empty] | Residential | 495 | No | 1.98
206905473 | Central Heat Pump | AC PRO | HRCU-A-CB (Split System: Heat Pump with Remote Outdoor Unit-Air-Source) | 4HP18V36P |  |  | E*1P23A+H4TXV01 | 80G2UH070AV12* | 23400 | 20 |  | 13 | 10 |  | 24000 | 14900 | 62.08% | [8 empty] | Residential | 487.5 | No | 1.95
206905481 | Central Heat Pump | AC PRO | HRCU-A-CB (Split System: Heat Pump with Remote Outdoor Unit-Air-Source) | 4HP18V36P |  |  | E*1P23B+H4TXV01 | 96G1UH030BE08 | 23200 | 18.5 |  | 13 | 10 |  | 24000 | 14900 | 62.08% | [8 empty] | Residential | 482.5 | No | 1.93
206905545 | Central Heat Pump | AC PRO | HRCU-A-CB (Split System: Heat Pump with Remote Outdoor Unit-Air-Source) | 4HP18V36P |  |  | EA(C,U)1P30A+H4TXV01 | 80G2UH070AV12* | 23800 | 20 |  | 13 | 10 |  | 24000 | 15400 | 64.17% | [8 empty] | Residential | 495 | No | 1.98
205960249 | Central Heat Pump | CARRIER | HRCU-A-CB (Split System: Heat Pump with Remote Outdoor Unit-Air-Source) | 25VNA424A*030* | ADP |  | H,PG35936 | 59MN7B060C21**20 | 23000 | 21 |  | 13.5 | 11 |  | 22400 | 22400 | 100% | [8 empty] | Residential | 480 | No | 1.92
205960250 | Central Heat Pump | CARRIER | HRCU-A-CB (Split System: Heat Pump with Remote Outdoor Unit-Air-Source) | 25VNA424A*030* | ADP |  | H,PG48936 | 59MN7B060C21**20 | 22800 | 22 |  | 13.5 | 11 |  | 22400 | 22200 | 99.11% | [8 empty] | Residential | 475 | No | 1.9
205960251 | Central Heat Pump | CARRIER | HRCU-A-CB (Split System: Heat Pump with Remote Outdoor Unit-Air-Source) | 25VNA424A*030* | ADP |  | H,PE31(1,2)30+TXV | 59MN7B080C17**14 | 21800 | 21 |  | 13 | 11 |  | 22400 | 22400 | 100% | [8 empty] | Residential | 455 | No | 1.82
205960252 | Central Heat Pump | CARRIER | HRCU-A-CB (Split System: Heat Pump with Remote Outdoor Unit-Air-Source) | 25VNA424A*030* | ADP |  | H,PE32(1,2)36+TXV | 59MN7B080C17**14 | 23200 | 21 |  | 13 | 11 |  | 22400 | 22800 | 101.8% | [8 empty] | Residential | 482.5 | No | 1.93
205960253 | Central Heat Pump | CARRIER | HRCU-A-CB (Split System: Heat Pump with Remote Outdoor Unit-Air-Source) | 25VNA424A*030* | ADP |  | H,PE32936 | 59MN7B080C17**14 | 23200 | 21 |  | 13 | 11 |  | 22400 | 22800 | 101.8% | [8 empty] | Residential | 482.5 | No | 1.93
205960254 | Central Heat Pump | CARRIER | HRCU-A-CB (Split System: Heat Pump with Remote Outdoor Unit-Air-Source) | 25VNA424A*030* | ADP |  | H,PG35936 | 59MN7B080C17**14 | 23000 | 22 |  | 13.5 | 11 |  | 22400 | 22400 | 100% | [8 empty] | Residential | 480 | No | 1.92
205960255 | Central Heat Pump | CARRIER | HRCU-A-CB (Split System: Heat Pump with Remote Outdoor Unit-Air-Source) | 25VNA424A*030* | ADP |  | H,PG48936 | 59MN7B080C17**14 | 23400 | 22 |  | 14 | 11 |  | 22400 | 22600 | 100.9% | [8 empty] | Residential | 487.5 | No | 1.95
205960256 | Central Heat Pump | CARRIER | HRCU-A-CB (Split System: Heat Pump with Remote Outdoor Unit-Air-Source) | 25VNA424A*030* | ADP |  | H,PE31(1,2)30+TXV | 59MN7B080C21**20 | 22800 | 22 |  | 13.5 | 11 |  | 22400 | 22600 | 100.9% | [8 empty] | Residential | 475 | No | 1.9
206905637 | Central Heat Pump | AC PRO | HRCU-A-CB (Split System: Heat Pump with Remote Outdoor Unit-Air-Source) | 4HP18V36P |  |  | EAC4X30A | 80G2UH070AV12* | 23800 | 20 |  | 13 | 10 |  | 24000 | 15400 | 64.17% | [8 empty] | Residential | 495 | No | 1.98
206905455 | Central Heat Pump | AC PRO | HRCU-A-CB (Split System: Heat Pump with Remote Outdoor Unit-Air-Source) | 4HP18V36P |  |  | BCE5E30M |  | 24000 | 18 |  | 13 | 10 |  | 24000 | 15600 | 65% | 24200 | 18.5 | 12.3 | 8.5 | 24000 |  |  |  | Residential | 505 | No | 2.02
206905458 | Central Heat Pump | AC PRO | HRCU-A-CB (Split System: Heat Pump with Remote Outdoor Unit-Air-Source) | 4HP18V36P |  |  | BCE5V18M |  | 23800 | 20 |  | 13 | 10 |  | 24000 | 15000 | 62.5% | 23600 | 19 | 12.3 | 8.5 | 24000 |  |  |  | Residential | 492.5 | No | 1.97
206905459 | Central Heat Pump | AC PRO | HRCU-A-CB (Split System: Heat Pump with Remote Outdoor Unit-Air-Source) | 4HP18V36P |  |  | BCE5V24M |  | 23800 | 20 |  | 13 | 10 |  | 24000 | 15900 | 66.25% | 23800 | 19 | 12.3 | 8.1 | 24000 |  |  |  | Residential | 495 | No | 1.98
206790233 | Central Heat Pump | BRYANT HEATING AND COOLING SYSTEMS | HRCU-A-CB (Split System: Heat Pump with Remote Outdoor Unit-Air-Source) | 284ANV024*0**B* |  |  | CSPH*6012AL*+UI | 986TC42080C17*** | 23400 | 21 |  | 14 | 11 |  | 24000 | 24000 | 100% | [8 empty] | Residential | 487.5 | No | 1.95
206790234 | Central Heat Pump | BRYANT HEATING AND COOLING SYSTEMS | HRCU-A-CB (Split System: Heat Pump with Remote Outdoor Unit-Air-Source) | 284ANV024*0**B* |  |  | CSPH*6012AL*+UI | 986TC66120C24*** | 23400 | 21 |  | 14 | 11 |  | 24000 | 23800 | 99.17% | [8 empty] | Residential | 487.5 | No | 1.95
206790239 | Central Heat Pump | BRYANT HEATING AND COOLING SYSTEMS | HRCU-A-CB (Split System: Heat Pump with Remote Outdoor Unit-Air-Source) | 284ANV024*0**B* |  |  | CAP**3621AL*+UI | 83*CA60080C21*** | 23800 | 22 |  | 14 | 12 |  | 23600 | 24200 | 102.5% | [8 empty] | Residential | 495 | No | 1.98
206790240 | Central Heat Pump | BRYANT HEATING AND COOLING SYSTEMS | HRCU-A-CB (Split System: Heat Pump with Remote Outdoor Unit-Air-Source) | 284ANV024*0**B* |  |  | CAP**3621AL*+UI | 83*CA60100C21*** | 23600 | 22 |  | 14 | 12 |  | 23600 | 24200 | 102.5% | [8 empty] | Residential | 492.5 | No | 1.97
205960257 | Central Heat Pump | CARRIER | HRCU-A-CB (Split System: Heat Pump with Remote Outdoor Unit-Air-Source) | 25VNA424A*030* | ADP |  | H,PE32(1,2)36+TXV | 59MN7B080C21**20 | 23200 | 22 |  | 14 | 11 |  | 22400 | 22600 | 100.9% | [8 empty] | Residential | 482.5 | No | 1.93
205960258 | Central Heat Pump | CARRIER | HRCU-A-CB (Split System: Heat Pump with Remote Outdoor Unit-Air-Source) | 25VNA424A*030* | ADP |  | H,PE32936 | 59MN7B080C21**20 | 23200 | 22 |  | 14 | 11 |  | 22400 | 22600 | 100.9% | [8 empty] | Residential | 482.5 | No | 1.93
205960259 | Central Heat Pump | CARRIER | HRCU-A-CB (Split System: Heat Pump with Remote Outdoor Unit-Air-Source) | 25VNA424A*030* | ADP |  | H,PG35936 | 59MN7B080C21**20 | 23400 | 22 |  | 14 | 11 |  | 22400 | 22600 | 100.9% | [8 empty] | Residential | 487.5 | No | 1.95
205960260 | Central Heat Pump | CARRIER | HRCU-A-CB (Split System: Heat Pump with Remote Outdoor Unit-Air-Source) | 25VNA424A*030* | ADP |  | H,PG48936 | 59MN7B080C21**20 | 23400 | 22 |  | 14 | 11 |  | 22400 | 22400 | 100% | [8 empty] | Residential | 487.5 | No | 1.95
205960261 | Central Heat Pump | CARRIER | HRCU-A-CB (Split System: Heat Pump with Remote Outdoor Unit-Air-Source) | 25VNA424A*030* | ADP |  | H,PE31(1,2)30+TXV | 59MN7B100C21**22 | 22800 | 22 |  | 13.5 | 11 |  | 22400 | 22600 | 100.9% | [8 empty] | Residential | 475 | No | 1.9
205960262 | Central Heat Pump | CARRIER | HRCU-A-CB (Split System: Heat Pump with Remote Outdoor Unit-Air-Source) | 25VNA424A*030* | ADP |  | H,PE32(1,2)36+TXV | 59MN7B100C21**22 | 23200 | 22 |  | 14 | 11 |  | 22400 | 22600 | 100.9% | [8 empty] | Residential | 482.5 | No | 1.93
205960263 | Central Heat Pump | CARRIER | HRCU-A-CB (Split System: Heat Pump with Remote Outdoor Unit-Air-Source) | 25VNA424A*030* | ADP |  | H,PE32936 | 59MN7B100C21**22 | 23200 | 22 |  | 14 | 11 |  | 22400 | 22600 | 100.9% | [8 empty] | Residential | 482.5 | No | 1.93
205960264 | Central Heat Pump | CARRIER | HRCU-A-CB (Split System: Heat Pump with Remote Outdoor Unit-Air-Source) | 25VNA424A*030* | ADP |  | H,PG35936 | 59MN7B100C21**22 | 23400 | 22 |  | 14 | 11 |  | 22400 | 22600 | 100.9% | [8 empty] | Residential | 487.5 | No | 1.95
206790245 | Central Heat Pump | BRYANT HEATING AND COOLING SYSTEMS | HRCU-A-CB (Split System: Heat Pump with Remote Outdoor Unit-Air-Source) | 284ANV024*0**B* |  |  | CNPV*3621AL*+UI | 83*CA60080C21*** | 23600 | 22 |  | 14 | 11.5 |  | 23600 | 24400 | 103.4% | [8 empty] | Residential | 492.5 | No | 1.97
206790246 | Central Heat Pump | BRYANT HEATING AND COOLING SYSTEMS | HRCU-A-CB (Split System: Heat Pump with Remote Outdoor Unit-Air-Source) | 284ANV024*0**B* |  |  | CNPV*3621AL*+UI | 83*CA60100C21*** | 23600 | 22 |  | 14 | 11.5 |  | 23600 | 24400 | 103.4% | [8 empty] | Residential | 492.5 | No | 1.97
206790249 | Central Heat Pump | BRYANT HEATING AND COOLING SYSTEMS | HRCU-A-CB (Split System: Heat Pump with Remote Outdoor Unit-Air-Source) | 284ANV024*0**B* |  |  | CSPH*3612AL*+UI | 83*CA60080C21*** | 24200 | 20 |  | 14 | 12 |  | 23600 | 24200 | 102.5% | [8 empty] | Residential | 505 | No | 2.02
206790250 | Central Heat Pump | BRYANT HEATING AND COOLING SYSTEMS | HRCU-A-CB (Split System: Heat Pump with Remote Outdoor Unit-Air-Source) | 284ANV024*0**B* |  |  | CSPH*3612AL*+UI | 83*CA60100C21*** | 24000 | 20 |  | 13.5 | 12 |  | 23600 | 24200 | 102.5% | [8 empty] | Residential | 500 | No | 2
206790268 | Central Heat Pump | BRYANT HEATING AND COOLING SYSTEMS | HRCU-A-CB (Split System: Heat Pump with Remote Outdoor Unit-Air-Source) | 284ANV036*0**B* |  |  | CAP**3721AL*+UI | 88*TA60070C21*** | 34400 | 21 |  | 12.5 | 11 |  | 35600 | 33800 | 94.94% | [8 empty] | Residential | 717.5 | No | 2.87
207256440 | Central Heat Pump | GREE | HRCU-A-CB (Split System: Heat Pump with Remote Outdoor Unit-Air-Source) | FLEXX36HP230V1AO |  |  | FLEXX24HP230V1BH |  | 24000 | 20 |  | 12.5 | 10.5 |  | 24000 | 16000 | 66.67% | 24000 | 17 | 12 | 9 | 24000 | 22000 | 91.67% | 1.8 | Residential | 500 | Yes | 2 | Yes
207742352 | Central Heat Pump | GREE | HRCU-A-CB (Split System: Heat Pump with Remote Outdoor Unit-Air-Source) | FLEXX36HP230V1AO |  |  | FLEXX24C | 80G1UH040AE12X-* | 23000 | 18 |  | 12.5 | 10 |  | 23000 | 16000 | 69.57% | 24000 | 17 | 12 | 8.8 | 24000 |  |  |  | Residential | 500 | No | 2
207742315 | Central Heat Pump | GREE | HRCU-A-CB (Split System: Heat Pump with Remote Outdoor Unit-Air-Source) | GUD36W/A-D(U) |  |  | GCAT24*/NAA | 80G1UH040AE12X-* | 23000 | 18 |  | 12.5 | 10 |  | 23000 | 16000 | 69.57% | 24000 | 17 | 12 | 8.8 | 24000 |  |  |  | Residential | 500 | No | 2
206249116 | Central Heat Pump | GREE | HRCU-A-CB (Split System: Heat Pump with Remote Outdoor Unit-Air-Source) | GUD36W/A-D(U) |  |  | GUD24AH2/A-D(U) |  | 24000 | 20 |  | 12.5 | 10.5 |  | 24000 | 16000 | 66.67% | 24000 | 17 | 12 | 9 | 24000 | 22000 | 91.67% | 1.8 | Residential | 500 | Yes | 2 | Yes
205564529 | Central Heat Pump | GREE | HRCU-A-CB (Split System: Heat Pump with Remote Outdoor Unit-Air-Source) | GUD36W/A-D(U) |  |  | GUD24A/A-D(U) |  | 24000 | 20 |  | 12.5 | 10.5 |  | 24000 | 16300 | 67.92% | [8 empty] | Residential | 500 | No | 2
205993849 | Central Heat Pump | GREE | HRCU-A-CB (Split System: Heat Pump with Remote Outdoor Unit-Air-Source) | FLEXX36HP230V1AO |  |  | FLEXX24HP230V1AH |  | 24000 | 20 |  | 12.5 | 10.5 |  | 24000 | 16300 | 67.92% | [8 empty] | Residential | 500 | No | 2
206853236 | Central Heat Pump | GE Appliances | HRCU-A-CB (Split System: Heat Pump with Remote Outdoor Unit-Air-Source) | AUH2436ZGDA* |  |  | UUY24ZGDAA* |  | 24000 | 20 |  | 12.5 | 10.5 |  | 24000 | 16300 | 67.92% | [8 empty] | Residential | 500 | No | 2
206799410 | Central Heat Pump | GE Appliances | HRCU-A-CB (Split System: Heat Pump with Remote Outdoor Unit-Air-Source) | AUH2436ZGDA* |  |  | UUY24ZGDAB* |  | 24000 | 20 |  | 12.5 | 10.5 |  | 24000 | 16000 | 66.67% | 24000 | 17 | 12 | 9 | 24000 | 22000 | 91.67% | 1.8 | Residential | 500 | Yes | 2 | Yes
209852048 | Central Heat Pump | COMFORTMAKER | HRCU-A-CB (Split System: Heat Pump with Remote Outdoor Unit-Air-Source) | DLCURAH24ABK |  |  | DLFUAAH24XAK |  | 24000 | 20 |  | 12.5 | 12 |  | 24000 | 19200 | 80% | 24000 | 17.4 | 11.7 | 10 | 24000 | 22600 | 94.17% | 1.91 | Residential | 500 | Yes | 2 | Both
207826596 | Central Heat Pump | COMFORTMAKER | HRCU-A-CB (Split System: Heat Pump with Remote Outdoor Unit-Air-Source) | DLCSRBH24AAK |  |  | DLFSABH24XBK |  | 23000 | 21 |  | 12.5 | 11.6 |  | 26000 | 16900 | 65% | 23000 | 18.4 | 11.7 | 9.3 | 26000 | 21200 | 81.54% | 1.9 | Residential | 480 | Yes | 1.92 | Both
207826597 | Central Heat Pump | COMFORTMAKER | HRCU-A-CB (Split System: Heat Pump with Remote Outdoor Unit-Air-Source) | DLCSRBH18AAK |  |  | DLFSABH18XBK |  | 18000 | 20 |  | 12.5 | 10.8 |  | 19000 | 15400 | 81.05% | 18000 | 17.6 | 11.7 | 9.6 | 19000 | 17000 | 89.47% | 2 | Residential | 375 | Yes | 1.5 | Both
205960265 | Central Heat Pump | CARRIER | HRCU-A-CB (Split System: Heat Pump with Remote Outdoor Unit-Air-Source) | 25VNA424A*030* | ADP |  | H,PG48936 | 59MN7B100C21**22 | 23400 | 22 |  | 14 | 11 |  | 22400 | 22400 | 100% | [8 empty] | Residential | 487.5 | No | 1.95
205960266 | Central Heat Pump | CARRIER | HRCU-A-CB (Split System: Heat Pump with Remote Outdoor Unit-Air-Source) | 25VNA424A*030* | ADP |  | H,PE31(1,2)30+TXV | 59MN7B120C24**22 | 22400 | 21 |  | 13.5 | 11 |  | 22400 | 22600 | 100.9% | [8 empty] | Residential | 467.5 | No | 1.87
205960267 | Central Heat Pump | CARRIER | HRCU-A-CB (Split System: Heat Pump with Remote Outdoor Unit-Air-Source) | 25VNA424A*030* | ADP |  | H,PE32(1,2)36+TXV | 59MN7B120C24**22 | 22800 | 22 |  | 13.5 | 11 |  | 22400 | 22600 | 100.9% | [8 empty] | Residential | 475 | No | 1.9
205960268 | Central Heat Pump | CARRIER | HRCU-A-CB (Split System: Heat Pump with Remote Outdoor Unit-Air-Source) | 25VNA424A*030* | ADP |  | H,PE32936 | 59MN7B120C24**22 | 22800 | 22 |  | 13.5 | 11 |  | 22400 | 22600 | 100.9% | [8 empty] | Residential | 475 | No | 1.9
205960269 | Central Heat Pump | CARRIER | HRCU-A-CB (Split System: Heat Pump with Remote Outdoor Unit-Air-Source) | 25VNA424A*030* | ADP |  | H,PG35936 | 59MN7B120C24**22 | 23400 | 22 |  | 14 | 11 |  | 22400 | 22600 | 100.9% | [8 empty] | Residential | 487.5 | No | 1.95
205960270 | Central Heat Pump | CARRIER | HRCU-A-CB (Split System: Heat Pump with Remote Outdoor Unit-Air-Source) | 25VNA424A*030* | ADP |  | H,PG48936 | 59MN7B120C24**22 | 23400 | 22 |  | 14 | 11 |  | 22400 | 22400 | 100% | [8 empty] | Residential | 487.5 | No | 1.95
205960271 | Central Heat Pump | CARRIER | HRCU-A-CB (Split System: Heat Pump with Remote Outdoor Unit-Air-Source) | 25VNA424A*030* | ADP |  | H,PE31(1,2)30+TXV | 59TN6B060C17**14 | 22800 | 21 |  | 13.5 | 11 |  | 22400 | 22800 | 101.8% | [8 empty] | Residential | 475 | No | 1.9
205960272 | Central Heat Pump | CARRIER | HRCU-A-CB (Split System: Heat Pump with Remote Outdoor Unit-Air-Source) | 25VNA424A*030* | ADP |  | H,PE32(1,2)36+TXV | 59TN6B060C17**14 | 23200 | 21 |  | 14 | 11 |  | 22400 | 22800 | 101.8% | [8 empty] | Residential | 482.5 | No | 1.93
208497412 | Central Heat Pump | COMFORTMAKER | HRCU-A-CB (Split System: Heat Pump with Remote Outdoor Unit-Air-Source) | DLCSRBH24AAK |  |  | DLFSAAH24XAK |  | 22000 | 20 |  | 12.5 | 11.6 |  | 27000 | 16500 | 61.11% | [8 empty] | Residential | 457.5 | No | 1.83
209852047 | Central Heat Pump | COMFORTMAKER | HRCU-A-CB (Split System: Heat Pump with Remote Outdoor Unit-Air-Source) | DLCURAH18ABK |  |  | DLFUAAH18XAK |  | 18000 | 20 |  | 12.5 | 11 |  | 19000 | 13500 | 71.05% | 18000 | 18 | 12.4 | 9.3 | 19000 | 16500 | 86.84% | 2.04 | Residential | 375 | Yes | 1.5 | Both
208141205 | Central Heat Pump | Cooper&Hunter | HRCU-A-CB (Split System: Heat Pump with Remote Outdoor Unit-Air-Source) | CH-HPR18-230VO |  |  | CH-M18AHU |  | 18000 | 20 |  | 12.5 | 10.8 |  | 19000 | 15400 | 81.05% | 18000 | 17.6 | 11.7 | 9.6 | 19000 | 17000 | 89.47% | 2 | Residential | 375 | Yes | 1.5 | Both
208101231 | Central Heat Pump | Cooper&Hunter | HRCU-A-CB (Split System: Heat Pump with Remote Outdoor Unit-Air-Source) | CH-ES18-230VO |  |  | CH-M18AHU |  | 18000 | 21.6 |  | 12.5 | 11.5 |  | 19000 | 13200 | 69.47% | 18000 | 17.8 | 11.7 | 9.3 | 19000 |  |  |  | Residential | 375 | No | 1.5 | No
208101233 | Central Heat Pump | Cooper&Hunter | HRCU-A-CB (Split System: Heat Pump with Remote Outdoor Unit-Air-Source) | CH-ES24-230VO |  |  | CH-M24AHU |  | 24000 | 20 |  | 12.5 | 10 |  | 25000 | 17000 | 68% | 24000 | 18 | 11.7 | 8.1 | 25000 |  |  |  | Residential | 500 | No | 2 | No
208101232 | Central Heat Pump | Cooper&Hunter | HRCU-A-CB (Split System: Heat Pump with Remote Outdoor Unit-Air-Source) | CH-HPR24-230VO |  |  | CH-M24AHU |  | 23000 | 21 |  | 12.5 | 11.6 |  | 26000 | 16900 | 65% | 23000 | 18.4 | 11.7 | 9.3 | 26000 | 21200 | 81.54% | 1.9 | Residential | 480 | Yes | 1.92 | Both
211001951 | Central Heat Pump | AC PRO.COM | HRCU-A-CB (Split System: Heat Pump with Remote Outdoor Unit-Air-Source) | AOX430-18HFN1-MT8W |  |  | AVC-18HWFN1-MW(GA) |  | 18000 | 21.6 |  | 12.5 | 11.5 |  | 19000 | 13200 | 69.47% | 18000 | 17.8 | 11.7 | 9.3 | 19000 |  |  |  | Residential | 375 | No | 1.5 | No
211001952 | Central Heat Pump | AC PRO.COM | HRCU-A-CB (Split System: Heat Pump with Remote Outdoor Unit-Air-Source) | AOD32-24HFN1-MT0W |  |  | AVC-23HWFN1-M |  | 24000 | 20 |  | 12.5 | 10 |  | 25000 | 17000 | 68% | 24000 | 18 | 11.7 | 8.1 | 25000 |  |  |  | Residential | 500 | No | 2 | No
10511157 | Central Heat Pump | TRANE | HRCU-A-CB (Split System: Heat Pump with Remote Outdoor Unit-Air-Source) | 4TWV0024A1 |  |  | 4PX*BU36BS3 | S9V2B080U3PSB+RP | 24000 | 19.25 |  | 13.5 | 10 |  | 20600 | 16800 | 81.55% | [8 empty] | Residential | 500 | No | 2
10511158 | Central Heat Pump | TRANE | HRCU-A-CB (Split System: Heat Pump with Remote Outdoor Unit-Air-Source) | 4TWV0024A1 |  |  | 4PX*BU36BS3 | S9V2B060U3PSB+RP | 24000 | 19.25 |  | 13.5 | 10 |  | 20600 | 16700 | 81.07% | [8 empty] | Residential | 500 | No | 2
10511160 | Central Heat Pump | TRANE | HRCU-A-CB (Split System: Heat Pump with Remote Outdoor Unit-Air-Source) | 4TWV0024A1 |  |  | 4TXCB004DS3 | S9V2B080U3PSB+RP | 24000 | 19.25 |  | 13.5 | 10 |  | 20600 | 16800 | 81.55% | [8 empty] | Residential | 500 | No | 2
10511161 | Central Heat Pump | TRANE | HRCU-A-CB (Split System: Heat Pump with Remote Outdoor Unit-Air-Source) | 4TWV0024A1 |  |  | 4TXCB004DS3 | S9V2B060U3PSB+RP | 24000 | 19.25 |  | 13.5 | 10 |  | 20600 | 16700 | 81.07% | [8 empty] | Residential | 500 | No | 2
10511164 | Central Heat Pump | TRANE | HRCU-A-CB (Split System: Heat Pump with Remote Outdoor Unit-Air-Source) | 4TWV0024A1 |  |  | 4TXCB004DS3 | S9V2B040U3PSB+RP | 24000 | 18.75 |  | 13.5 | 10 |  | 18600 | 16800 | 90.32% | [8 empty] | Residential | 500 | No | 2
10511247 | Central Heat Pump | TRANE | HRCU-A-CB (Split System: Heat Pump with Remote Outdoor Unit-Air-Source) | 4TWV8024A1 |  |  | 4PX*BU36BS3 | S9V2B040U3PSB+RP | 24000 | 18 |  | 12.5 | 10 |  | 18600 | 16800 | 90.32% | [8 empty] | Residential | 500 | No | 2
10511248 | Central Heat Pump | TRANE | HRCU-A-CB (Split System: Heat Pump with Remote Outdoor Unit-Air-Source) | 4TWV8024A1 |  |  | 4PX*BU36BS3 | S9V2B060U3PSB+RP | 24000 | 18 |  | 12.5 | 10 |  | 20600 | 16700 | 81.07% | [8 empty] | Residential | 500 | No | 2
10511249 | Central Heat Pump | TRANE | HRCU-A-CB (Split System: Heat Pump with Remote Outdoor Unit-Air-Source) | 4TWV8024A1 |  |  | 4PX*BU36BS3 | S9V2B080U3PSB+RP | 24000 | 18 |  | 12.5 | 10 |  | 20600 | 16800 | 81.55% | [8 empty] | Residential | 500 | No | 2
10511250 | Central Heat Pump | TRANE | HRCU-A-CB (Split System: Heat Pump with Remote Outdoor Unit-Air-Source) | 4TWV8024A1 |  |  | 4TXCB004DS3 | S9V2B080U3PSB+RP | 24000 | 18 |  | 12.5 | 10 |  | 20600 | 16800 | 81.55% | [8 empty] | Residential | 500 | No | 2
205960273 | Central Heat Pump | CARRIER | HRCU-A-CB (Split System: Heat Pump with Remote Outdoor Unit-Air-Source) | 25VNA424A*030* | ADP |  | H,PE32936 | 59TN6B060C17**14 | 23200 | 21 |  | 14 | 11 |  | 22400 | 22800 | 101.8% | [8 empty] | Residential | 482.5 | No | 1.93
205960274 | Central Heat Pump | CARRIER | HRCU-A-CB (Split System: Heat Pump with Remote Outdoor Unit-Air-Source) | 25VNA424A*030* | ADP |  | H,PG35936 | 59TN6B060C17**14 | 23400 | 21 |  | 14 | 11 |  | 22400 | 22800 | 101.8% | [8 empty] | Residential | 487.5 | No | 1.95
205960275 | Central Heat Pump | CARRIER | HRCU-A-CB (Split System: Heat Pump with Remote Outdoor Unit-Air-Source) | 25VNA424A*030* | ADP |  | H,PG48936 | 59TN6B060C17**14 | 23400 | 21 |  | 14 | 11 |  | 22400 | 22600 | 100.9% | [8 empty] | Residential | 487.5 | No | 1.95
205960276 | Central Heat Pump | CARRIER | HRCU-A-CB (Split System: Heat Pump with Remote Outdoor Unit-Air-Source) | 25VNA424A*030* | ADP |  | H,PE31(1,2)30+TXV | 59TN6B080C17**14 | 22800 | 21 |  | 13.5 | 11 |  | 22400 | 22800 | 101.8% | [8 empty] | Residential | 475 | No | 1.9
205960277 | Central Heat Pump | CARRIER | HRCU-A-CB (Split System: Heat Pump with Remote Outdoor Unit-Air-Source) | 25VNA424A*030* | ADP |  | H,PE32(1,2)36+TXV | 59TN6B080C17**14 | 23200 | 21 |  | 14 | 11 |  | 22400 | 22800 | 101.8% | [8 empty] | Residential | 482.5 | No | 1.93
205960278 | Central Heat Pump | CARRIER | HRCU-A-CB (Split System: Heat Pump with Remote Outdoor Unit-Air-Source) | 25VNA424A*030* | ADP |  | H,PE32936 | 59TN6B080C17**14 | 23200 | 21 |  | 14 | 11 |  | 22400 | 22800 | 101.8% | [8 empty] | Residential | 482.5 | No | 1.93
205960279 | Central Heat Pump | CARRIER | HRCU-A-CB (Split System: Heat Pump with Remote Outdoor Unit-Air-Source) | 25VNA424A*030* | ADP |  | H,PG35936 | 59TN6B080C17**14 | 23400 | 21 |  | 14 | 11 |  | 22400 | 22800 | 101.8% | [8 empty] | Residential | 487.5 | No | 1.95
205960280 | Central Heat Pump | CARRIER | HRCU-A-CB (Split System: Heat Pump with Remote Outdoor Unit-Air-Source) | 25VNA424A*030* | ADP |  | H,PG48936 | 59TN6B080C17**14 | 23400 | 21 |  | 14 | 11 |  | 22400 | 22600 | 100.9% | [8 empty] | Residential | 487.5 | No | 1.95
10511251 | Central Heat Pump | TRANE | HRCU-A-CB (Split System: Heat Pump with Remote Outdoor Unit-Air-Source) | 4TWV8024A1 |  |  | 4TXCB004DS3 | S9V2B060D3PSB+RP | 23000 | 18 |  | 12.5 | 10 |  | 20400 | 16500 | 80.88% | [8 empty] | Residential | 480 | No | 1.92
206790269 | Central Heat Pump | BRYANT HEATING AND COOLING SYSTEMS | HRCU-A-CB (Split System: Heat Pump with Remote Outdoor Unit-Air-Source) | 284ANV036*0**B* |  |  | CAP**3721AL*+UI | 88*TA60090C21*** | 34400 | 20.9 |  | 12.5 | 11 |  | 35400 | 33400 | 94.35% | [8 empty] | Residential | 717.5 | No | 2.87
206790273 | Central Heat Pump | BRYANT HEATING AND COOLING SYSTEMS | HRCU-A-CB (Split System: Heat Pump with Remote Outdoor Unit-Air-Source) | 284ANV036*0**B* |  |  | CAP**3721AL*+UI | 987MB60080C21*** | 34400 | 20.65 |  | 12.5 | 11 |  | 35400 | 33600 | 94.92% | [8 empty] | Residential | 717.5 | No | 2.87
206790274 | Central Heat Pump | BRYANT HEATING AND COOLING SYSTEMS | HRCU-A-CB (Split System: Heat Pump with Remote Outdoor Unit-Air-Source) | 284ANV036*0**B* |  |  | CAP**3721AL*+UI | 987MB66100C21*** | 34400 | 20.75 |  | 13 | 11 |  | 35400 | 33600 | 94.92% | [8 empty] | Residential | 717.5 | No | 2.87
206790275 | Central Heat Pump | BRYANT HEATING AND COOLING SYSTEMS | HRCU-A-CB (Split System: Heat Pump with Remote Outdoor Unit-Air-Source) | 284ANV036*0**B* |  |  | CAP**3721AL*+UI | 986TC60080C21*** | 34400 | 20.65 |  | 12.5 | 11 |  | 35400 | 33600 | 94.92% | [8 empty] | Residential | 717.5 | No | 2.87
206790276 | Central Heat Pump | BRYANT HEATING AND COOLING SYSTEMS | HRCU-A-CB (Split System: Heat Pump with Remote Outdoor Unit-Air-Source) | 284ANV036*0**B* |  |  | CAP**3721AL*+UI | 986TC66100C21*** | 34400 | 21 |  | 13 | 11 |  | 35400 | 33600 | 94.92% | [8 empty] | Residential | 717.5 | No | 2.87
206790278 | Central Heat Pump | BRYANT HEATING AND COOLING SYSTEMS | HRCU-A-CB (Split System: Heat Pump with Remote Outdoor Unit-Air-Source) | 284ANV036*0**B* |  |  | CAP**3721AL*+UI | 88*TA60110C21*** | 34600 | 21.5 |  | 13 | 11 |  | 35400 | 33600 | 94.92% | [8 empty] | Residential | 720 | No | 2.88
206790282 | Central Heat Pump | BRYANT HEATING AND COOLING SYSTEMS | HRCU-A-CB (Split System: Heat Pump with Remote Outdoor Unit-Air-Source) | 284ANV036*0**B* |  |  | CAP**4221AL*+UI | 88*TA60090C21*** | 33200 | 21 |  | 12.5 | 10.5 |  | 32400 | 31800 | 98.15% | [8 empty] | Residential | 692.5 | No | 2.77
206790290 | Central Heat Pump | BRYANT HEATING AND COOLING SYSTEMS | HRCU-A-CB (Split System: Heat Pump with Remote Outdoor Unit-Air-Source) | 284ANV036*0**B* |  |  | CAP**4221AL*+UI | 88*TA60110C21*** | 33200 | 21 |  | 12.5 | 10.5 |  | 35800 | 33600 | 93.85% | [8 empty] | Residential | 692.5 | No | 2.77
206790293 | Central Heat Pump | BRYANT HEATING AND COOLING SYSTEMS | HRCU-A-CB (Split System: Heat Pump with Remote Outdoor Unit-Air-Source) | 284ANV036*0**B* |  |  | CAP**4224AL*+UI | 88*TA60090C21*** | 33200 | 21 |  | 12.5 | 10.5 |  | 32400 | 31600 | 97.53% | [8 empty] | Residential | 692.5 | No | 2.77
205041769 | Central Heat Pump | FRASER-JOHNSTON | HRCU-A-CB (Split System: Heat Pump with Remote Outdoor Unit-Air-Source) | HL19B3621 |  |  | CF60CXA2+TXV | TM8V120C20MP12 | 35800 | 18 |  | 14 | 10 |  | 35000 | 22400 | 64% | [8 empty] | Residential | 745 | No | 2.98
205041771 | Central Heat Pump | FRASER-JOHNSTON | HRCU-A-CB (Split System: Heat Pump with Remote Outdoor Unit-Air-Source) | HL19B3621 |  |  | CF60CXA2+TXV | TM8V100C20MP12 | 35800 | 18 |  | 14 | 10 |  | 35000 | 22400 | 64% | [8 empty] | Residential | 745 | No | 2.98
205041775 | Central Heat Pump | FRASER-JOHNSTON | HRCU-A-CB (Split System: Heat Pump with Remote Outdoor Unit-Air-Source) | HL19B3621 |  |  | CF60CXA2+TXV | TMLV120C20MP12 | 35800 | 18 |  | 14 | 10 |  | 35000 | 22400 | 64% | [8 empty] | Residential | 745 | No | 2.98
205041777 | Central Heat Pump | FRASER-JOHNSTON | HRCU-A-CB (Split System: Heat Pump with Remote Outdoor Unit-Air-Source) | HL19B3621 |  |  | CF60CXA2+TXV | TPLC100C20MP13 | 35800 | 18 |  | 14 | 10 |  | 35000 | 22400 | 64% | [8 empty] | Residential | 745 | No | 2.98
205041779 | Central Heat Pump | FRASER-JOHNSTON | HRCU-A-CB (Split System: Heat Pump with Remote Outdoor Unit-Air-Source) | HL19B3621 |  |  | CF60CXA2+TXV | TPLC120C20MP13 | 35800 | 18 |  | 14 | 10 |  | 35000 | 22400 | 64% | [8 empty] | Residential | 745 | No | 2.98
205041897 | Central Heat Pump | FRASER-JOHNSTON | HRCU-A-CB (Split System: Heat Pump with Remote Outdoor Unit-Air-Source) | HL19B3621 |  |  | CF60CXA2+TXV | TM8V100C16MP12 | 35600 | 18 |  | 14 | 10 |  | 35200 | 22400 | 63.64% | [8 empty] | Residential | 742.5 | No | 2.97
205960281 | Central Heat Pump | CARRIER | HRCU-A-CB (Split System: Heat Pump with Remote Outdoor Unit-Air-Source) | 25VNA424A*030* | ADP |  | H,PE31(1,2)30+TXV | 59TN6B120C24**22 | 22400 | 21 |  | 13.5 | 11 |  | 22400 | 22600 | 100.9% | [8 empty] | Residential | 467.5 | No | 1.87
205960282 | Central Heat Pump | CARRIER | HRCU-A-CB (Split System: Heat Pump with Remote Outdoor Unit-Air-Source) | 25VNA424A*030* | ADP |  | H,PE32(1,2)36+TXV | 59TN6B120C24**22 | 22800 | 22 |  | 13.5 | 11 |  | 22400 | 22600 | 100.9% | [8 empty] | Residential | 475 | No | 1.9
205960283 | Central Heat Pump | CARRIER | HRCU-A-CB (Split System: Heat Pump with Remote Outdoor Unit-Air-Source) | 25VNA424A*030* | ADP |  | H,PE32936 | 59TN6B120C24**22 | 22800 | 22 |  | 13.5 | 11 |  | 22400 | 22600 | 100.9% | [8 empty] | Residential | 475 | No | 1.9
205960284 | Central Heat Pump | CARRIER | HRCU-A-CB (Split System: Heat Pump with Remote Outdoor Unit-Air-Source) | 25VNA424A*030* | ADP |  | H,PG35936 | 59TN6B120C24**22 | 23400 | 22 |  | 14 | 11 |  | 22400 | 22600 | 100.9% | [8 empty] | Residential | 487.5 | No | 1.95
205960285 | Central Heat Pump | CARRIER | HRCU-A-CB (Split System: Heat Pump with Remote Outdoor Unit-Air-Source) | 25VNA424A*030* | ADP |  | H,PG48936 | 59TN6B120C24**22 | 23400 | 22 |  | 14 | 11 |  | 22400 | 22400 | 100% | [8 empty] | Residential | 487.5 | No | 1.95
205960292 | Central Heat Pump | CARRIER | HRCU-A-CB (Split System: Heat Pump with Remote Outdoor Unit-Air-Source) | 25VNA436A*030* | ADP |  | H,PG35936 | 59MN7B060C21**20 | 33400 | 20 |  | 12.5 | 11 |  | 34000 | 32200 | 94.71% | [8 empty] | Residential | 695 | No | 2.78
205960293 | Central Heat Pump | CARRIER | HRCU-A-CB (Split System: Heat Pump with Remote Outdoor Unit-Air-Source) | 25VNA436A*030* | ADP |  | H,PG48936 | 59MN7B060C21**20 | 33400 | 21 |  | 12.5 | 10 |  | 33800 | 32000 | 94.67% | [8 empty] | Residential | 695 | No | 2.78
205960300 | Central Heat Pump | CARRIER | HRCU-A-CB (Split System: Heat Pump with Remote Outdoor Unit-Air-Source) | 25VNA436A*030* | ADP |  | H,PG35936 | 59MN7B080C21**20 | 32600 | 21 |  | 12.5 | 11 |  | 33000 | 31400 | 95.15% | [8 empty] | Residential | 680 | No | 2.72
205041899 | Central Heat Pump | FRASER-JOHNSTON | HRCU-A-CB (Split System: Heat Pump with Remote Outdoor Unit-Air-Source) | HL19B3621 |  |  | CF60CXA2+TXV | TM8V080C16MP12 | 35600 | 18 |  | 14 | 10 |  | 35200 | 22400 | 63.64% | [8 empty] | Residential | 742.5 | No | 2.97
205041903 | Central Heat Pump | FRASER-JOHNSTON | HRCU-A-CB (Split System: Heat Pump with Remote Outdoor Unit-Air-Source) | HL19B3621 |  |  | CF60CXA2+TXV | TMLV100C16MP12 | 35600 | 18 |  | 14 | 10 |  | 35200 | 22400 | 63.64% | [8 empty] | Residential | 742.5 | No | 2.97
205041905 | Central Heat Pump | FRASER-JOHNSTON | HRCU-A-CB (Split System: Heat Pump with Remote Outdoor Unit-Air-Source) | HL19B3621 |  |  | CF60CXA2+TXV | TPLC080C16MP13 | 35600 | 18 |  | 14 | 10 |  | 35200 | 22400 | 63.64% | [8 empty] | Residential | 742.5 | No | 2.97
205041907 | Central Heat Pump | FRASER-JOHNSTON | HRCU-A-CB (Split System: Heat Pump with Remote Outdoor Unit-Air-Source) | HL19B3621 |  |  | CF60CXA2+TXV | TPLC100C16MP13 | 35600 | 18 |  | 14 | 10 |  | 35200 | 22400 | 63.64% | [8 empty] | Residential | 742.5 | No | 2.97
206790301 | Central Heat Pump | BRYANT HEATING AND COOLING SYSTEMS | HRCU-A-CB (Split System: Heat Pump with Remote Outdoor Unit-Air-Source) | 284ANV036*0**B* |  |  | CAP**4224AL*+UI | 88*TA60110C21*** | 33200 | 21.5 |  | 12.5 | 10.5 |  | 32400 | 31800 | 98.15% | [8 empty] | Residential | 692.5 | No | 2.77
206790304 | Central Heat Pump | BRYANT HEATING AND COOLING SYSTEMS | HRCU-A-CB (Split System: Heat Pump with Remote Outdoor Unit-Air-Source) | 284ANV036*0**B* |  |  | CAP**4321AL*+UI | 88*TA60070C21*** | 34400 | 21 |  | 12.5 | 11 |  | 35400 | 33600 | 94.92% | [8 empty] | Residential | 717.5 | No | 2.87
206790305 | Central Heat Pump | BRYANT HEATING AND COOLING SYSTEMS | HRCU-A-CB (Split System: Heat Pump with Remote Outdoor Unit-Air-Source) | 284ANV036*0**B* |  |  | CAP**4321AL*+UI | 88*TA60090C21*** | 34600 | 21.4 |  | 13 | 11 |  | 35200 | 33400 | 94.89% | [8 empty] | Residential | 720 | No | 2.88
206790309 | Central Heat Pump | BRYANT HEATING AND COOLING SYSTEMS | HRCU-A-CB (Split System: Heat Pump with Remote Outdoor Unit-Air-Source) | 284ANV036*0**B* |  |  | CAP**4321AL*+UI | 987MB60080C21*** | 34400 | 20.7 |  | 12.5 | 11 |  | 35400 | 33600 | 94.92% | [8 empty] | Residential | 717.5 | No | 2.87
205960301 | Central Heat Pump | CARRIER | HRCU-A-CB (Split System: Heat Pump with Remote Outdoor Unit-Air-Source) | 25VNA436A*030* | ADP |  | H,PG48936 | 59MN7B080C21**20 | 33600 | 21 |  | 12.5 | 10 |  | 33000 | 31400 | 95.15% | [8 empty] | Residential | 700 | No | 2.8
205960304 | Central Heat Pump | CARRIER | HRCU-A-CB (Split System: Heat Pump with Remote Outdoor Unit-Air-Source) | 25VNA436A*030* | ADP |  | H,PG35936 | 59MN7B100C21**22 | 33600 | 21 |  | 12.5 | 11 |  | 33600 | 31800 | 94.64% | [8 empty] | Residential | 700 | No | 2.8
205960305 | Central Heat Pump | CARRIER | HRCU-A-CB (Split System: Heat Pump with Remote Outdoor Unit-Air-Source) | 25VNA436A*030* | ADP |  | H,PG48936 | 59MN7B100C21**22 | 34200 | 21 |  | 12.5 | 10 |  | 33600 | 31800 | 94.64% | [8 empty] | Residential | 712.5 | No | 2.85
205960309 | Central Heat Pump | CARRIER | HRCU-A-CB (Split System: Heat Pump with Remote Outdoor Unit-Air-Source) | 25VNA436A*030* | ADP |  | H,PG48936 | 59MN7B120C24**22 | 33600 | 21 |  | 12.5 | 10 |  | 33000 | 31400 | 95.15% | [8 empty] | Residential | 700 | No | 2.8
205960317 | Central Heat Pump | CARRIER | HRCU-A-CB (Split System: Heat Pump with Remote Outdoor Unit-Air-Source) | 25VNA436A*030* | ADP |  | H,PG48936 | 59TN6B080C17**14 | 33600 | 20 |  | 12.5 | 10 |  | 34200 | 32400 | 94.74% | [8 empty] | Residential | 700 | No | 2.8
207722958 | Central Heat Pump | AMERICAN STANDARD | HRCU-A-CB (Split System: Heat Pump with Remote Outdoor Unit-Air-Source) | 4A6L9048A1 | ADP |  | PL60H245P189 | P0V0D000M50SC+RP | 48000 | 19 |  | 12.5 | 10 |  | 40500 | 29800 | 73.58% | [8 empty] | Residential | 1000 | No | 4
207722959 | Central Heat Pump | AMERICAN STANDARD | HRCU-A-CB (Split System: Heat Pump with Remote Outdoor Unit-Air-Source) | 4A6L9048A1 | ADP |  | V,T60H245P779 | P0V0D000M50SC+RP | 48000 | 19 |  | 12.5 | 10 |  | 40500 | 29800 | 73.58% | [8 empty] | Residential | 1000 | No | 4
207722960 | Central Heat Pump | AMERICAN STANDARD | HRCU-A-CB (Split System: Heat Pump with Remote Outdoor Unit-Air-Source) | 4A6L9048A1 | ADP |  | V,T60H245P799 | P0V0D000M50SC+RP | 49500 | 19 |  | 12.5 | 11 |  | 40000 | 29400 | 73.5% | [8 empty] | Residential | 1032.5 | No | 4.13
206790310 | Central Heat Pump | BRYANT HEATING AND COOLING SYSTEMS | HRCU-A-CB (Split System: Heat Pump with Remote Outdoor Unit-Air-Source) | 284ANV036*0**B* |  |  | CAP**4321AL*+UI | 987MB66100C21*** | 34600 | 20.85 |  | 13 | 11 |  | 35200 | 33400 | 94.89% | [8 empty] | Residential | 720 | No | 2.88
206790311 | Central Heat Pump | BRYANT HEATING AND COOLING SYSTEMS | HRCU-A-CB (Split System: Heat Pump with Remote Outdoor Unit-Air-Source) | 284ANV036*0**B* |  |  | CAP**4321AL*+UI | 986TC60080C21*** | 34400 | 21 |  | 12.5 | 11 |  | 35400 | 33600 | 94.92% | [8 empty] | Residential | 717.5 | No | 2.87
206790312 | Central Heat Pump | BRYANT HEATING AND COOLING SYSTEMS | HRCU-A-CB (Split System: Heat Pump with Remote Outdoor Unit-Air-Source) | 284ANV036*0**B* |  |  | CAP**4321AL*+UI | 986TC66100C21*** | 34600 | 21 |  | 13 | 11 |  | 35200 | 33400 | 94.89% | [8 empty] | Residential | 720 | No | 2.88
206790314 | Central Heat Pump | BRYANT HEATING AND COOLING SYSTEMS | HRCU-A-CB (Split System: Heat Pump with Remote Outdoor Unit-Air-Source) | 284ANV036*0**B* |  |  | CAP**4321AL*+UI | 88*TA60110C21*** | 34600 | 21.5 |  | 13 | 11 |  | 35200 | 33400 | 94.89% | [8 empty] | Residential | 720 | No | 2.88
206790318 | Central Heat Pump | BRYANT HEATING AND COOLING SYSTEMS | HRCU-A-CB (Split System: Heat Pump with Remote Outdoor Unit-Air-Source) | 284ANV036*0**B* |  |  | CAP**4821AL*+UI | 88*TA60090C21*** | 33800 | 21.45 |  | 12.5 | 11 |  | 35200 | 33200 | 94.32% | [8 empty] | Residential | 705 | No | 2.82
206790323 | Central Heat Pump | BRYANT HEATING AND COOLING SYSTEMS | HRCU-A-CB (Split System: Heat Pump with Remote Outdoor Unit-Air-Source) | 284ANV036*0**B* |  |  | CAP**4821AL*+UI | 987MB66100C21*** | 33800 | 20.85 |  | 12.5 | 11 |  | 35200 | 33400 | 94.89% | [8 empty] | Residential | 705 | No | 2.82
206790324 | Central Heat Pump | BRYANT HEATING AND COOLING SYSTEMS | HRCU-A-CB (Split System: Heat Pump with Remote Outdoor Unit-Air-Source) | 284ANV036*0**B* |  |  | CAP**4821AL*+UI | 986TC60080C21*** | 33800 | 21 |  | 12.5 | 11 |  | 35400 | 33400 | 94.35% | [8 empty] | Residential | 705 | No | 2.82
206790325 | Central Heat Pump | BRYANT HEATING AND COOLING SYSTEMS | HRCU-A-CB (Split System: Heat Pump with Remote Outdoor Unit-Air-Source) | 284ANV036*0**B* |  |  | CAP**4821AL*+UI | 986TC66100C21*** | 33800 | 21 |  | 12.5 | 11 |  | 35200 | 33400 | 94.89% | [8 empty] | Residential | 705 | No | 2.82
207722961 | Central Heat Pump | AMERICAN STANDARD | HRCU-A-CB (Split System: Heat Pump with Remote Outdoor Unit-Air-Source) | 4A6L9048A1 | ADP |  | H,TG84960 | P0V0D000M50SC+RP | 49500 | 19 |  | 12.5 | 11 |  | 40000 | 29400 | 73.5% | [8 empty] | Residential | 1032.5 | No | 4.13
8252124 | Central Heat Pump | AMERICAN STANDARD | HRCU-A-CB (Split System: Heat Pump with Remote Outdoor Unit-Air-Source) | 4A6V8048A1 | ADP |  | H,TG50960 | *UHMC100ACV4 | 47000 | 18 |  | 12.5 | 10 |  | 40000 | 33000 | 82.5% | [8 empty] | Residential | 980 | No | 3.92
205139806 | Central Heat Pump | AMERICAN STANDARD | HRCU-A-CB (Split System: Heat Pump with Remote Outdoor Unit-Air-Source) | 4A6V0036A1 | ADP |  | PL36H175P789 | P0V0B000M40SA+RP | 36000 | 20 |  | 13 | 10 |  | 30400 | 24600 | 80.92% | [8 empty] | Residential | 750 | No | 3
205139809 | Central Heat Pump | AMERICAN STANDARD | HRCU-A-CB (Split System: Heat Pump with Remote Outdoor Unit-Air-Source) | 4A6V0036A1 | ADP |  | H,TG81936 | P0V0B000M40SA+RP | 36200 | 20 |  | 13 | 10 |  | 30400 | 24600 | 80.92% | [8 empty] | Residential | 755 | No | 3.02
205139827 | Central Heat Pump | AMERICAN STANDARD | HRCU-A-CB (Split System: Heat Pump with Remote Outdoor Unit-Air-Source) | 4A6V8036A1 | ADP |  | PL36H175P789 | P0V0B000M40SA+RP | 35600 | 18 |  | 12.5 | 10 |  | 30000 | 24400 | 81.33% | [8 empty] | Residential | 742.5 | No | 2.97
205139828 | Central Heat Pump | AMERICAN STANDARD | HRCU-A-CB (Split System: Heat Pump with Remote Outdoor Unit-Air-Source) | 4A6V8036A1 | ADP |  | H,TG81936 | P0V0B000M40SA+RP | 35800 | 18 |  | 12.5 | 10 |  | 30000 | 24400 | 81.33% | [8 empty] | Residential | 745 | No | 2.98
205139830 | Central Heat Pump | AMERICAN STANDARD | HRCU-A-CB (Split System: Heat Pump with Remote Outdoor Unit-Air-Source) | 4A6V8037A1 | ADP |  | PL36H175P789 | P0V0B000M40SA+RP | 36000 | 18 |  | 12.5 | 10 |  | 30400 | 24600 | 80.92% | [8 empty] | Residential | 750 | No | 3
205139832 | Central Heat Pump | AMERICAN STANDARD | HRCU-A-CB (Split System: Heat Pump with Remote Outdoor Unit-Air-Source) | 4A6V8037A1 | ADP |  | H,TG81936 | P0V0B000M40SA+RP | 36200 | 18 |  | 12.5 | 10 |  | 30400 | 24600 | 80.92% | [8 empty] | Residential | 755 | No | 3.02
206790327 | Central Heat Pump | BRYANT HEATING AND COOLING SYSTEMS | HRCU-A-CB (Split System: Heat Pump with Remote Outdoor Unit-Air-Source) | 284ANV036*0**B* |  |  | CAP**4821AL*+UI | 88*TA60110C21*** | 33800 | 21.5 |  | 12.5 | 11 |  | 35200 | 33400 | 94.89% | [8 empty] | Residential | 705 | No | 2.82
206790329 | Central Heat Pump | BRYANT HEATING AND COOLING SYSTEMS | HRCU-A-CB (Split System: Heat Pump with Remote Outdoor Unit-Air-Source) | 284ANV036*0**B* |  |  | CAP**4824AL*+UI | 88*TA60070C21*** | 33800 | 21 |  | 12.5 | 11 |  | 35400 | 33400 | 94.35% | [8 empty] | Residential | 705 | No | 2.82
206790330 | Central Heat Pump | BRYANT HEATING AND COOLING SYSTEMS | HRCU-A-CB (Split System: Heat Pump with Remote Outdoor Unit-Air-Source) | 284ANV036*0**B* |  |  | CAP**4824AL*+UI | 88*TA60090C21*** | 33800 | 21.5 |  | 13 | 11 |  | 35200 | 33200 | 94.32% | [8 empty] | Residential | 705 | No | 2.82
206790334 | Central Heat Pump | BRYANT HEATING AND COOLING SYSTEMS | HRCU-A-CB (Split System: Heat Pump with Remote Outdoor Unit-Air-Source) | 284ANV036*0**B* |  |  | CAP**4824AL*+UI | 987MB66100C21*** | 33800 | 20.9 |  | 12.5 | 11 |  | 35200 | 33200 | 94.32% | [8 empty] | Residential | 705 | No | 2.82
206790337 | Central Heat Pump | BRYANT HEATING AND COOLING SYSTEMS | HRCU-A-CB (Split System: Heat Pump with Remote Outdoor Unit-Air-Source) | 284ANV036*0**B* |  |  | CAP**4824AL*+UI | 986TC66100C21*** | 33800 | 21 |  | 12.5 | 11 |  | 35200 | 33200 | 94.32% | [8 empty] | Residential | 705 | No | 2.82
206790338 | Central Heat Pump | BRYANT HEATING AND COOLING SYSTEMS | HRCU-A-CB (Split System: Heat Pump with Remote Outdoor Unit-Air-Source) | 284ANV036*0**B* |  |  | CAP**4824AL*+UI | 88*TA60110C21*** | 33800 | 21.5 |  | 13 | 11 |  | 35200 | 33200 | 94.32% | [8 empty] | Residential | 705 | No | 2.82
206788557 | Central Heat Pump | CARRIER | HRCU-A-CB (Split System: Heat Pump with Remote Outdoor Unit-Air-Source) | 25VNA424A*031* |  |  | CNPV*3621AL*+UI | 58CU*A080C21**20 | 23600 | 22 |  | 14 | 11.5 |  | 23600 | 24400 | 103.4% | [8 empty] | Residential | 492.5 | No | 1.97
206788558 | Central Heat Pump | CARRIER | HRCU-A-CB (Split System: Heat Pump with Remote Outdoor Unit-Air-Source) | 25VNA424A*031* |  |  | CNPV*3621AL*+UI | 58CU*A100C21**20 | 23600 | 22 |  | 14 | 11.5 |  | 23600 | 24400 | 103.4% | [8 empty] | Residential | 492.5 | No | 1.97
206788561 | Central Heat Pump | CARRIER | HRCU-A-CB (Split System: Heat Pump with Remote Outdoor Unit-Air-Source) | 25VNA424A*031* |  |  | CSPH*3612AL*+UI | 58CU*A080C21**20 | 24200 | 20 |  | 14 | 12 |  | 23600 | 24200 | 102.5% | [8 empty] | Residential | 505 | No | 2.02
206788562 | Central Heat Pump | CARRIER | HRCU-A-CB (Split System: Heat Pump with Remote Outdoor Unit-Air-Source) | 25VNA424A*031* |  |  | CSPH*3612AL*+UI | 58CU*A100C21**20 | 24000 | 20 |  | 13.5 | 12 |  | 23600 | 24200 | 102.5% | [8 empty] | Residential | 500 | No | 2
206788580 | Central Heat Pump | CARRIER | HRCU-A-CB (Split System: Heat Pump with Remote Outdoor Unit-Air-Source) | 25VNA436A*031* |  |  | CAP**3721AL*+UI | 58TN*A070C21**20 | 34400 | 21 |  | 12.5 | 11 |  | 35600 | 33800 | 94.94% | [8 empty] | Residential | 717.5 | No | 2.87
206788581 | Central Heat Pump | CARRIER | HRCU-A-CB (Split System: Heat Pump with Remote Outdoor Unit-Air-Source) | 25VNA436A*031* |  |  | CAP**3721AL*+UI | 58TN*A090C21**20 | 34400 | 20.9 |  | 12.5 | 11 |  | 35400 | 33400 | 94.35% | [8 empty] | Residential | 717.5 | No | 2.87
206788585 | Central Heat Pump | CARRIER | HRCU-A-CB (Split System: Heat Pump with Remote Outdoor Unit-Air-Source) | 25VNA436A*031* |  |  | CAP**3721AL*+UI | 59MN7B080C21**20 | 34400 | 20.65 |  | 12.5 | 11 |  | 35400 | 33600 | 94.92% | [8 empty] | Residential | 717.5 | No | 2.87
206788586 | Central Heat Pump | CARRIER | HRCU-A-CB (Split System: Heat Pump with Remote Outdoor Unit-Air-Source) | 25VNA436A*031* |  |  | CAP**3721AL*+UI | 59MN7B100C21**22 | 34400 | 20.75 |  | 13 | 11 |  | 35400 | 33600 | 94.92% | [8 empty] | Residential | 717.5 | No | 2.87
206788587 | Central Heat Pump | CARRIER | HRCU-A-CB (Split System: Heat Pump with Remote Outdoor Unit-Air-Source) | 25VNA436A*031* |  |  | CAP**3721AL*+UI | 59TN6B080C21**20 | 34400 | 20.65 |  | 12.5 | 11 |  | 35400 | 33600 | 94.92% | [8 empty] | Residential | 717.5 | No | 2.87
205041918 | Central Heat Pump | FRASER-JOHNSTON | HRCU-A-CB (Split System: Heat Pump with Remote Outdoor Unit-Air-Source) | HL19B3621 |  |  | CF60CXA2+MVC16CN21+TXV |  | 36000 | 19 |  | 14 | 10 |  | 35200 | 22400 | 63.64% | [8 empty] | Residential | 750 | No | 3
205143965 | Central Heat Pump | AMERICAN STANDARD | HRCU-A-CB (Split System: Heat Pump with Remote Outdoor Unit-Air-Source) | 4A6V0036A1 | ADP |  | V,T36H175P459 | P0V0B000M40SA+RP | 36200 | 20 |  | 13 | 10 |  | 30400 | 24600 | 80.92% | [8 empty] | Residential | 755 | No | 3.02
205143982 | Central Heat Pump | AMERICAN STANDARD | HRCU-A-CB (Split System: Heat Pump with Remote Outdoor Unit-Air-Source) | 4A6V8036A1 | ADP |  | V,T36H175P459 | P0V0B000M40SA+RP | 35800 | 18 |  | 12.5 | 10 |  | 30000 | 24400 | 81.33% | [8 empty] | Residential | 745 | No | 2.98
205143987 | Central Heat Pump | AMERICAN STANDARD | HRCU-A-CB (Split System: Heat Pump with Remote Outdoor Unit-Air-Source) | 4A6V8037A1 | ADP |  | V,T36H175P459 | P0V0B000M40SA+RP | 36200 | 18 |  | 12.5 | 10 |  | 30400 | 24600 | 80.92% | [8 empty] | Residential | 755 | No | 3.02
206142352 | Central Heat Pump | AMERICAN STANDARD | HRCU-A-CB (Split System: Heat Pump with Remote Outdoor Unit-Air-Source) | 4A6V0036A1 | ADP |  | PL36H175P789 | P0V0B000M40SB+RP | 34800 | 20 |  | 12.5 | 10 |  | 30400 | 23800 | 78.29% | [8 empty] | Residential | 725 | No | 2.9
206142353 | Central Heat Pump | AMERICAN STANDARD | HRCU-A-CB (Split System: Heat Pump with Remote Outdoor Unit-Air-Source) | 4A6V0036A1 | ADP |  | V,T36H175P789 | P0V0B000M40SB+RP | 34800 | 20 |  | 12.5 | 10 |  | 30400 | 23800 | 78.29% | [8 empty] | Residential | 725 | No | 2.9
206142354 | Central Heat Pump | AMERICAN STANDARD | HRCU-A-CB (Split System: Heat Pump with Remote Outdoor Unit-Air-Source) | 4A6V0036A1 | ADP |  | V,T36H175P459 | P0V0B000M40SB+RP | 35200 | 20 |  | 13 | 10 |  | 30400 | 23800 | 78.29% | [8 empty] | Residential | 732.5 | No | 2.93
206142355 | Central Heat Pump | AMERICAN STANDARD | HRCU-A-CB (Split System: Heat Pump with Remote Outdoor Unit-Air-Source) | 4A6V0036A1 | ADP |  | H,TG81936 | P0V0B000M40SB+RP | 35200 | 20 |  | 13 | 10 |  | 30400 | 23800 | 78.29% | [8 empty] | Residential | 732.5 | No | 2.93
207722806 | Central Heat Pump | AMERICAN STANDARD | HRCU-A-CB (Split System: Heat Pump with Remote Outdoor Unit-Air-Source) | 4A6V8048A1 | ADP |  | PL60H245P189 | P0V0D000M50SC+RP | 47000 | 18 |  | 12.5 | 10 |  | 41500 | 35000 | 84.34% | [8 empty] | Residential | 980 | No | 3.92
205041922 | Central Heat Pump | FRASER-JOHNSTON | HRCU-A-CB (Split System: Heat Pump with Remote Outdoor Unit-Air-Source) | HL19B3621 |  |  | CF60CXA2+ME16CN21+TXV |  | 35800 | 18 |  | 14 | 10 |  | 34800 | 22400 | 64.37% | [8 empty] | Residential | 745 | No | 2.98
205045791 | Central Heat Pump | FRASER-JOHNSTON | HRCU-A-CB (Split System: Heat Pump with Remote Outdoor Unit-Air-Source) | HL19B3621 |  |  | CU60CXA2+TXV | TM9V100C20MP12 | 36000 | 19 |  | 14 | 10 |  | 35400 | 22400 | 63.28% | [8 empty] | Residential | 750 | No | 3
205045796 | Central Heat Pump | FRASER-JOHNSTON | HRCU-A-CB (Split System: Heat Pump with Remote Outdoor Unit-Air-Source) | HL19B3621 |  |  | CU60CXA2+TXV | TP9C100C20MP13 | 36000 | 19 |  | 14 | 10 |  | 35400 | 22400 | 63.28% | [8 empty] | Residential | 750 | No | 3
205045814 | Central Heat Pump | FRASER-JOHNSTON | HRCU-A-CB (Split System: Heat Pump with Remote Outdoor Unit-Air-Source) | HL19B3621 |  |  | CU60CXA2+TXV | TM9V080C16MP12 | 35800 | 18 |  | 13 | 10 |  | 35400 | 22400 | 63.28% | [8 empty] | Residential | 745 | No | 2.98
205045819 | Central Heat Pump | FRASER-JOHNSTON | HRCU-A-CB (Split System: Heat Pump with Remote Outdoor Unit-Air-Source) | HL19B3621 |  |  | CU60CXA2+TXV | TP9C080C16MP13 | 35800 | 18 |  | 13 | 10 |  | 35400 | 22400 | 63.28% | [8 empty] | Residential | 745 | No | 2.98
205045858 | Central Heat Pump | FRASER-JOHNSTON | HRCU-A-CB (Split System: Heat Pump with Remote Outdoor Unit-Air-Source) | HL19B3621 |  |  | CU60CXA2+TXV | TM9Y100C16MP11 | 36000 | 18 |  | 14 | 10 |  | 35600 | 22400 | 62.92% | [8 empty] | Residential | 750 | No | 3
205045886 | Central Heat Pump | FRASER-JOHNSTON | HRCU-A-CB (Split System: Heat Pump with Remote Outdoor Unit-Air-Source) | HL19B3621 |  |  | CU60CXA2+TXV | TM8Y120C20MP11 | 36000 | 18 |  | 14 | 10 |  | 35000 | 22400 | 64% | [8 empty] | Residential | 750 | No | 3
205045891 | Central Heat Pump | FRASER-JOHNSTON | HRCU-A-CB (Split System: Heat Pump with Remote Outdoor Unit-Air-Source) | HL19B3621 |  |  | CU60CXA2+TXV | TM8Y100C20MP11 | 36000 | 18 |  | 14 | 10 |  | 35000 | 22400 | 64% | [8 empty] | Residential | 750 | No | 3
207722807 | Central Heat Pump | AMERICAN STANDARD | HRCU-A-CB (Split System: Heat Pump with Remote Outdoor Unit-Air-Source) | 4A6V8048A1 | ADP |  | V,T60H245P779 | P0V0D000M50SC+RP | 47000 | 18 |  | 12.5 | 10 |  | 41500 | 35000 | 84.34% | [8 empty] | Residential | 980 | No | 3.92
205960320 | Central Heat Pump | CARRIER | HRCU-A-CB (Split System: Heat Pump with Remote Outdoor Unit-Air-Source) | 25VNA436A*030* | ADP |  | H,PG35936 | 59TN6B080C21**20 | 33600 | 21 |  | 12.5 | 11 |  | 33800 | 31800 | 94.08% | [8 empty] | Residential | 700 | No | 2.8
205960321 | Central Heat Pump | CARRIER | HRCU-A-CB (Split System: Heat Pump with Remote Outdoor Unit-Air-Source) | 25VNA436A*030* | ADP |  | H,PG48936 | 59TN6B080C21**20 | 33800 | 21 |  | 12.5 | 10 |  | 33800 | 31800 | 94.08% | [8 empty] | Residential | 705 | No | 2.82
205960324 | Central Heat Pump | CARRIER | HRCU-A-CB (Split System: Heat Pump with Remote Outdoor Unit-Air-Source) | 25VNA436A*030* | ADP |  | H,PG35936 | 59TN6B100C21**22 | 33600 | 21 |  | 12.5 | 11 |  | 33600 | 31800 | 94.64% | [8 empty] | Residential | 700 | No | 2.8
205960325 | Central Heat Pump | CARRIER | HRCU-A-CB (Split System: Heat Pump with Remote Outdoor Unit-Air-Source) | 25VNA436A*030* | ADP |  | H,PG48936 | 59TN6B100C21**22 | 34200 | 21 |  | 12.5 | 10 |  | 33600 | 31800 | 94.64% | [8 empty] | Residential | 712.5 | No | 2.85
205960328 | Central Heat Pump | CARRIER | HRCU-A-CB (Split System: Heat Pump with Remote Outdoor Unit-Air-Source) | 25VNA436A*030* | ADP |  | H,PG35936 | 59TN6B120C24**22 | 33600 | 21 |  | 12.5 | 11 |  | 33600 | 31600 | 94.05% | [8 empty] | Residential | 700 | No | 2.8
205960329 | Central Heat Pump | CARRIER | HRCU-A-CB (Split System: Heat Pump with Remote Outdoor Unit-Air-Source) | 25VNA436A*030* | ADP |  | H,PG48936 | 59TN6B120C24**22 | 33800 | 21 |  | 12.5 | 10 |  | 33600 | 31600 | 94.05% | [8 empty] | Residential | 705 | No | 2.82
205960782 | Central Heat Pump | CARRIER | HRCU-A-CB (Split System: Heat Pump with Remote Outdoor Unit-Air-Source) | 25VNA424A*030* | ADP |  | H,PG7J936 | 59MN7B060C17**14 | 23400 | 21 |  | 13 | 11 |  | 22400 | 23000 | 102.7% | [8 empty] | Residential | 487.5 | No | 1.95
205045916 | Central Heat Pump | FRASER-JOHNSTON | HRCU-A-CB (Split System: Heat Pump with Remote Outdoor Unit-Air-Source) | HL19B3621 |  |  | CU60CXA2+TXV | TM8Y100C16MP11 | 35800 | 18 |  | 14 | 10 |  | 35200 | 22400 | 63.64% | [8 empty] | Residential | 745 | No | 2.98
205045922 | Central Heat Pump | FRASER-JOHNSTON | HRCU-A-CB (Split System: Heat Pump with Remote Outdoor Unit-Air-Source) | HL19B3621 |  |  | CU60CXA2+TXV | TM8Y080C16MP11 | 35800 | 18 |  | 14 | 10 |  | 35200 | 22400 | 63.64% | [8 empty] | Residential | 745 | No | 2.98
205045946 | Central Heat Pump | FRASER-JOHNSTON | HRCU-A-CB (Split System: Heat Pump with Remote Outdoor Unit-Air-Source) | HL19B3621 |  |  | CU60CXA2+TXV | TM8V120C20MP12 | 35800 | 18 |  | 14 | 10 |  | 35000 | 22400 | 64% | [8 empty] | Residential | 745 | No | 2.98
205045949 | Central Heat Pump | FRASER-JOHNSTON | HRCU-A-CB (Split System: Heat Pump with Remote Outdoor Unit-Air-Source) | HL19B3621 |  |  | CU60CXA2+TXV | TM8V100C20MP12 | 35800 | 18 |  | 14 | 10 |  | 35000 | 22400 | 64% | [8 empty] | Residential | 745 | No | 2.98
205045959 | Central Heat Pump | FRASER-JOHNSTON | HRCU-A-CB (Split System: Heat Pump with Remote Outdoor Unit-Air-Source) | HL19B3621 |  |  | CU60CXA2+TXV | TMLV120C20MP12 | 35800 | 18 |  | 14 | 10 |  | 35000 | 22400 | 64% | [8 empty] | Residential | 745 | No | 2.98
205045965 | Central Heat Pump | FRASER-JOHNSTON | HRCU-A-CB (Split System: Heat Pump with Remote Outdoor Unit-Air-Source) | HL19B3621 |  |  | CU60CXA2+TXV | TPLC100C20MP13 | 35800 | 18 |  | 14 | 10 |  | 35000 | 22400 | 64% | [8 empty] | Residential | 745 | No | 2.98
205045987 | Central Heat Pump | FRASER-JOHNSTON | HRCU-A-CB (Split System: Heat Pump with Remote Outdoor Unit-Air-Source) | HL19B3621 |  |  | CU60CXA2+TXV | TM8V100C16MP12 | 35600 | 18 |  | 14 | 10 |  | 35200 | 22400 | 63.64% | [8 empty] | Residential | 742.5 | No | 2.97
205045991 | Central Heat Pump | FRASER-JOHNSTON | HRCU-A-CB (Split System: Heat Pump with Remote Outdoor Unit-Air-Source) | HL19B3621 |  |  | CU60CXA2+TXV | TM8V080C16MP12 | 35600 | 18 |  | 14 | 10 |  | 35200 | 22400 | 63.64% | [8 empty] | Residential | 742.5 | No | 2.97
205960783 | Central Heat Pump | CARRIER | HRCU-A-CB (Split System: Heat Pump with Remote Outdoor Unit-Air-Source) | 25VNA424A*030* | ADP |  | H,PE7J936 | 59MN7B060C17**14 | 23400 | 21 |  | 13 | 11 |  | 22400 | 23000 | 102.7% | [8 empty] | Residential | 487.5 | No | 1.95
205960784 | Central Heat Pump | CARRIER | HRCU-A-CB (Split System: Heat Pump with Remote Outdoor Unit-Air-Source) | 25VNA424A*030* | ADP |  | H,PG83936 | 59MN7B060C17**14 | 23400 | 21 |  | 13 | 11 |  | 22400 | 23000 | 102.7% | [8 empty] | Residential | 487.5 | No | 1.95
205960786 | Central Heat Pump | CARRIER | HRCU-A-CB (Split System: Heat Pump with Remote Outdoor Unit-Air-Source) | 25VNA424A*030* | ADP |  | H,PG81936 | 59MN7B060C17**14 | 23400 | 21 |  | 13 | 11 |  | 22400 | 23000 | 102.7% | [8 empty] | Residential | 487.5 | No | 1.95
205960787 | Central Heat Pump | CARRIER | HRCU-A-CB (Split System: Heat Pump with Remote Outdoor Unit-Air-Source) | 25VNA424A*030* | ADP |  | H,PG7J936 | 59MN7B060C21**20 | 23400 | 21 |  | 13 | 11 |  | 22400 | 22800 | 101.8% | [8 empty] | Residential | 487.5 | No | 1.95
205960788 | Central Heat Pump | CARRIER | HRCU-A-CB (Split System: Heat Pump with Remote Outdoor Unit-Air-Source) | 25VNA424A*030* | ADP |  | H,PE7J936 | 59MN7B060C21**20 | 23400 | 21 |  | 13 | 11 |  | 22400 | 22800 | 101.8% | [8 empty] | Residential | 487.5 | No | 1.95
205960789 | Central Heat Pump | CARRIER | HRCU-A-CB (Split System: Heat Pump with Remote Outdoor Unit-Air-Source) | 25VNA424A*030* | ADP |  | H,PG83936 | 59MN7B060C21**20 | 23200 | 22 |  | 14 | 11 |  | 22400 | 22200 | 99.11% | [8 empty] | Residential | 482.5 | No | 1.93
205960790 | Central Heat Pump | CARRIER | HRCU-A-CB (Split System: Heat Pump with Remote Outdoor Unit-Air-Source) | 25VNA424A*030* | ADP |  | H,PG81936 | 59MN7B060C21**20 | 23400 | 21 |  | 14 | 11 |  | 22400 | 22600 | 100.9% | [8 empty] | Residential | 487.5 | No | 1.95
205960800 | Central Heat Pump | CARRIER | HRCU-A-CB (Split System: Heat Pump with Remote Outdoor Unit-Air-Source) | 25VNA424A*030* | ADP |  | H,PG7J936 | 59MN7B080C17**14 | 22400 | 21 |  | 13.5 | 11 |  | 22400 | 22400 | 100% | [8 empty] | Residential | 467.5 | No | 1.87
205045998 | Central Heat Pump | FRASER-JOHNSTON | HRCU-A-CB (Split System: Heat Pump with Remote Outdoor Unit-Air-Source) | HL19B3621 |  |  | CU60CXA2+TXV | TMLV100C16MP12 | 35600 | 18 |  | 14 | 10 |  | 35200 | 22400 | 63.64% | [8 empty] | Residential | 742.5 | No | 2.97
205046003 | Central Heat Pump | FRASER-JOHNSTON | HRCU-A-CB (Split System: Heat Pump with Remote Outdoor Unit-Air-Source) | HL19B3621 |  |  | CU60CXA2+TXV | TPLC080C16MP13 | 35600 | 18 |  | 14 | 10 |  | 35200 | 22400 | 63.64% | [8 empty] | Residential | 742.5 | No | 2.97
205046007 | Central Heat Pump | FRASER-JOHNSTON | HRCU-A-CB (Split System: Heat Pump with Remote Outdoor Unit-Air-Source) | HL19B3621 |  |  | CU60CXA2+TXV | TPLC100C16MP13 | 35600 | 18 |  | 14 | 10 |  | 35200 | 22400 | 63.64% | [8 empty] | Residential | 742.5 | No | 2.97
206912628 | Central Heat Pump | AMERICAN STANDARD | HRCU-A-CB (Split System: Heat Pump with Remote Outdoor Unit-Air-Source) | 4A6L9048A1 |  |  | 4PX*CD42BS3 | P0V0C000M50SC+RP | 48000 | 18.5 |  | 12.5 | 10 |  | 41500 | 30800 | 74.22% | [8 empty] | Residential | 1000 | No | 4
206912631 | Central Heat Pump | AMERICAN STANDARD | HRCU-A-CB (Split System: Heat Pump with Remote Outdoor Unit-Air-Source) | 4A6L9048A1 |  |  | 4PX*CD60BS3 | P0V0C000M50SC+RP | 49500 | 19.5 |  | 12.5 | 10.5 |  | 42500 | 31000 | 72.94% | [8 empty] | Residential | 1032.5 | No | 4.13
206912632 | Central Heat Pump | AMERICAN STANDARD | HRCU-A-CB (Split System: Heat Pump with Remote Outdoor Unit-Air-Source) | 4A6L9048A1 |  |  | 4PX*CD60BS3+HORIZ-RT | P0V0C000M50SC+RP | 49500 | 19.5 |  | 12.5 | 10.5 |  | 42500 | 31000 | 72.94% | [8 empty] | Residential | 1032.5 | No | 4.13
206912634 | Central Heat Pump | AMERICAN STANDARD | HRCU-A-CB (Split System: Heat Pump with Remote Outdoor Unit-Air-Source) | 4A6L9048A1 |  |  | 4PX*CU48BS3 | P0V0C000M50SC+RP | 48000 | 19 |  | 12.5 | 10 |  | 43000 | 31400 | 73.02% | [8 empty] | Residential | 1000 | No | 4
206912635 | Central Heat Pump | AMERICAN STANDARD | HRCU-A-CB (Split System: Heat Pump with Remote Outdoor Unit-Air-Source) | 4A6L9048A1 |  |  | 4PX*CU60BS3 | P0V0C000M50SC+RP | 49000 | 19.5 |  | 12.5 | 11 |  | 42500 | 31000 | 72.94% | [8 empty] | Residential | 1020 | No | 4.08
205960802 | Central Heat Pump | CARRIER | HRCU-A-CB (Split System: Heat Pump with Remote Outdoor Unit-Air-Source) | 25VNA424A*030* | ADP |  | H,PE7J936 | 59MN7B080C17**14 | 22400 | 21 |  | 13.5 | 11 |  | 22400 | 22400 | 100% | [8 empty] | Residential | 467.5 | No | 1.87
205960803 | Central Heat Pump | CARRIER | HRCU-A-CB (Split System: Heat Pump with Remote Outdoor Unit-Air-Source) | 25VNA424A*030* | ADP |  | H,PG83936 | 59MN7B080C17**14 | 23400 | 22 |  | 14 | 11 |  | 22400 | 22600 | 100.9% | [8 empty] | Residential | 487.5 | No | 1.95
205960804 | Central Heat Pump | CARRIER | HRCU-A-CB (Split System: Heat Pump with Remote Outdoor Unit-Air-Source) | 25VNA424A*030* | ADP |  | H,PG81936 | 59MN7B080C17**14 | 23400 | 22 |  | 14 | 11 |  | 22400 | 22600 | 100.9% | [8 empty] | Residential | 487.5 | No | 1.95
205960805 | Central Heat Pump | CARRIER | HRCU-A-CB (Split System: Heat Pump with Remote Outdoor Unit-Air-Source) | 25VNA424A*030* | ADP |  | H,PG7J936 | 59MN7B080C21**20 | 23400 | 22 |  | 14 | 11 |  | 22400 | 22800 | 101.8% | [8 empty] | Residential | 487.5 | No | 1.95
205960807 | Central Heat Pump | CARRIER | HRCU-A-CB (Split System: Heat Pump with Remote Outdoor Unit-Air-Source) | 25VNA424A*030* | ADP |  | H,PE7J936 | 59MN7B080C21**20 | 23400 | 22 |  | 14 | 11 |  | 22400 | 22800 | 101.8% | [8 empty] | Residential | 487.5 | No | 1.95
207669381 | Central Heat Pump | TRANE | HRCU-A-CB (Split System: Heat Pump with Remote Outdoor Unit-Air-Source) | 4TWV8X48A1 | ADP |  | FG86960 | P0V0D000M50SC+RP | 48000 | 18 |  | 12.5 | 10 |  | 40500 | 34400 | 84.94% | [8 empty] | Residential | 1000 | No | 4
206361589 | Central Heat Pump | TRANE | HRCU-A-CB (Split System: Heat Pump with Remote Outdoor Unit-Air-Source) | 4TWL9048A1 | ADP |  | FG88960 | P0V0C000M50SA+RP | 49000 | 19 |  | 12.5 | 10 |  | 40500 | 29400 | 72.59% | [8 empty] | Residential | 1020 | No | 4.08
206361591 | Central Heat Pump | TRANE | HRCU-A-CB (Split System: Heat Pump with Remote Outdoor Unit-Air-Source) | 4TWL9048A1 | ADP |  | FG48960 | P0V0C000M50SB+RP | 48000 | 19 |  | 12.5 | 10 |  | 41000 | 29800 | 72.68% | [8 empty] | Residential | 1000 | No | 4
206361592 | Central Heat Pump | TRANE | HRCU-A-CB (Split System: Heat Pump with Remote Outdoor Unit-Air-Source) | 4TWL9048A1 | ADP |  | FG49960 | P0V0C000M50SB+RP | 49000 | 19 |  | 12.5 | 10 |  | 40500 | 29400 | 72.59% | [8 empty] | Residential | 1020 | No | 4.08
206361593 | Central Heat Pump | TRANE | HRCU-A-CB (Split System: Heat Pump with Remote Outdoor Unit-Air-Source) | 4TWL9048A1 | ADP |  | FG52960 | P0V0C000M50SB+RP | 49000 | 19 |  | 12.5 | 11 |  | 40500 | 29400 | 72.59% | [8 empty] | Residential | 1020 | No | 4.08
206361594 | Central Heat Pump | TRANE | HRCU-A-CB (Split System: Heat Pump with Remote Outdoor Unit-Air-Source) | 4TWL9048A1 | ADP |  | FG84948 | P0V0C000M50SB+RP | 49000 | 19 |  | 12.5 | 10 |  | 40500 | 29400 | 72.59% | [8 empty] | Residential | 1020 | No | 4.08
206361595 | Central Heat Pump | TRANE | HRCU-A-CB (Split System: Heat Pump with Remote Outdoor Unit-Air-Source) | 4TWL9048A1 | ADP |  | FG84960 | P0V0C000M50SB+RP | 49000 | 19 |  | 12.5 | 10 |  | 40500 | 29400 | 72.59% | [8 empty] | Residential | 1020 | No | 4.08
206361596 | Central Heat Pump | TRANE | HRCU-A-CB (Split System: Heat Pump with Remote Outdoor Unit-Air-Source) | 4TWL9048A1 | ADP |  | FG86960 | P0V0C000M50SB+RP | 49000 | 19 |  | 12.5 | 10 |  | 40500 | 29400 | 72.59% | [8 empty] | Residential | 1020 | No | 4.08
206361597 | Central Heat Pump | TRANE | HRCU-A-CB (Split System: Heat Pump with Remote Outdoor Unit-Air-Source) | 4TWL9048A1 | ADP |  | FG88960 | P0V0C000M50SB+RP | 49000 | 19 |  | 12.5 | 10 |  | 40500 | 29400 | 72.59% | [8 empty] | Residential | 1020 | No | 4.08
206361598 | Central Heat Pump | TRANE | HRCU-A-CB (Split System: Heat Pump with Remote Outdoor Unit-Air-Source) | 4TWL9048A1 | ADP |  | FG49960 | P0V0D000M50SA+RP | 49500 | 19 |  | 12.5 | 10 |  | 40000 | 29400 | 73.5% | [8 empty] | Residential | 1032.5 | No | 4.13
206361599 | Central Heat Pump | TRANE | HRCU-A-CB (Split System: Heat Pump with Remote Outdoor Unit-Air-Source) | 4TWL9048A1 | ADP |  | FG84960 | P0V0D000M50SA+RP | 49500 | 19 |  | 12.5 | 10 |  | 40000 | 29400 | 73.5% | [8 empty] | Residential | 1032.5 | No | 4.13
206361600 | Central Heat Pump | TRANE | HRCU-A-CB (Split System: Heat Pump with Remote Outdoor Unit-Air-Source) | 4TWL9048A1 | ADP |  | FG86960 | P0V0D000M50SA+RP | 49500 | 19 |  | 12.5 | 10 |  | 40000 | 29400 | 73.5% | [8 empty] | Residential | 1032.5 | No | 4.13
206912637 | Central Heat Pump | AMERICAN STANDARD | HRCU-A-CB (Split System: Heat Pump with Remote Outdoor Unit-Air-Source) | 4A6L9048A1 |  |  | 4PX*DD48BS3 | P0V0D000M50SC+RP | 48000 | 19 |  | 12.5 | 10 |  | 44000 | 31800 | 72.27% | [8 empty] | Residential | 1000 | No | 4
206912639 | Central Heat Pump | AMERICAN STANDARD | HRCU-A-CB (Split System: Heat Pump with Remote Outdoor Unit-Air-Source) | 4A6L9048A1 |  |  | 4PX*DD48BS3+HORIZ-RT | P0V0D000M50SC+RP | 48000 | 19 |  | 12.5 | 10 |  | 44000 | 31800 | 72.27% | [8 empty] | Residential | 1000 | No | 4
206912640 | Central Heat Pump | AMERICAN STANDARD | HRCU-A-CB (Split System: Heat Pump with Remote Outdoor Unit-Air-Source) | 4A6L9048A1 |  |  | 4PX*DD60BS3 | P0V0D000M50SC+RP | 47500 | 19 |  | 12.5 | 10.5 |  | 41500 | 30600 | 73.73% | 48000 | 19 | 12 | 9 | 43000 |  |  |  | Residential | 1000 | No | 4
206912641 | Central Heat Pump | AMERICAN STANDARD | HRCU-A-CB (Split System: Heat Pump with Remote Outdoor Unit-Air-Source) | 4A6L9048A1 |  |  | 4PX*DD60BS3 | P0V0C000M50SC+RP | 46500 | 19 |  | 12.5 | 10 |  | 40500 | 29800 | 73.58% | [8 empty] | Residential | 970 | No | 3.88
206790340 | Central Heat Pump | BRYANT HEATING AND COOLING SYSTEMS | HRCU-A-CB (Split System: Heat Pump with Remote Outdoor Unit-Air-Source) | 284ANV036*0**B* |  |  | CAP**6024AL*+UI | 88*TA60070C21*** | 34200 | 21 |  | 12.5 | 11 |  | 34800 | 33000 | 94.83% | [8 empty] | Residential | 712.5 | No | 2.85
206790341 | Central Heat Pump | BRYANT HEATING AND COOLING SYSTEMS | HRCU-A-CB (Split System: Heat Pump with Remote Outdoor Unit-Air-Source) | 284ANV036*0**B* |  |  | CAP**6024AL*+UI | 88*TA60090C21*** | 34400 | 21.5 |  | 13 | 11 |  | 34400 | 32800 | 95.35% | [8 empty] | Residential | 717.5 | No | 2.87
206790344 | Central Heat Pump | BRYANT HEATING AND COOLING SYSTEMS | HRCU-A-CB (Split System: Heat Pump with Remote Outdoor Unit-Air-Source) | 284ANV036*0**B* |  |  | CAP**6024AL*+UI | 987MB60080C21*** | 34200 | 21 |  | 13 | 11 |  | 34600 | 33000 | 95.38% | [8 empty] | Residential | 712.5 | No | 2.85
206790345 | Central Heat Pump | BRYANT HEATING AND COOLING SYSTEMS | HRCU-A-CB (Split System: Heat Pump with Remote Outdoor Unit-Air-Source) | 284ANV036*0**B* |  |  | CAP**6024AL*+UI | 987MB66100C21*** | 34400 | 21.1 |  | 13 | 11 |  | 34600 | 32800 | 94.8% | [8 empty] | Residential | 717.5 | No | 2.87
206790347 | Central Heat Pump | BRYANT HEATING AND COOLING SYSTEMS | HRCU-A-CB (Split System: Heat Pump with Remote Outdoor Unit-Air-Source) | 284ANV036*0**B* |  |  | CAP**6024AL*+UI | 986TC60080C21*** | 34200 | 21.35 |  | 13 | 11 |  | 34600 | 33000 | 95.38% | [8 empty] | Residential | 712.5 | No | 2.85
206790348 | Central Heat Pump | BRYANT HEATING AND COOLING SYSTEMS | HRCU-A-CB (Split System: Heat Pump with Remote Outdoor Unit-Air-Source) | 284ANV036*0**B* |  |  | CAP**6024AL*+UI | 986TC66100C21*** | 34400 | 21.45 |  | 13 | 11 |  | 34600 | 32800 | 94.8% | [8 empty] | Residential | 717.5 | No | 2.87
206790349 | Central Heat Pump | BRYANT HEATING AND COOLING SYSTEMS | HRCU-A-CB (Split System: Heat Pump with Remote Outdoor Unit-Air-Source) | 284ANV036*0**B* |  |  | CAP**6024AL*+UI | 88*TA60110C21*** | 34400 | 21 |  | 13 | 11 |  | 34400 | 32800 | 95.35% | [8 empty] | Residential | 717.5 | No | 2.87
206790352 | Central Heat Pump | BRYANT HEATING AND COOLING SYSTEMS | HRCU-A-CB (Split System: Heat Pump with Remote Outdoor Unit-Air-Source) | 284ANV036*0**B* |  |  | CAP**6121AL*+UI | 88*TA60070C21*** | 34800 | 21.4 |  | 13 | 11 |  | 35200 | 33200 | 94.32% | [8 empty] | Residential | 725 | No | 2.9
206790353 | Central Heat Pump | BRYANT HEATING AND COOLING SYSTEMS | HRCU-A-CB (Split System: Heat Pump with Remote Outdoor Unit-Air-Source) | 284ANV036*0**B* |  |  | CAP**6121AL*+UI | 88*TA60090C21*** | 34800 | 21.5 |  | 13 | 11 |  | 34800 | 33000 | 94.83% | [8 empty] | Residential | 725 | No | 2.9
206788588 | Central Heat Pump | CARRIER | HRCU-A-CB (Split System: Heat Pump with Remote Outdoor Unit-Air-Source) | 25VNA436A*031* |  |  | CAP**3721AL*+UI | 59TN6B100C21**22 | 34400 | 21 |  | 13 | 11 |  | 35400 | 33600 | 94.92% | [8 empty] | Residential | 717.5 | No | 2.87
206788590 | Central Heat Pump | CARRIER | HRCU-A-CB (Split System: Heat Pump with Remote Outdoor Unit-Air-Source) | 25VNA436A*031* |  |  | CAP**3721AL*+UI | 58TN*A110C21**20 | 34600 | 21.5 |  | 13 | 11 |  | 35400 | 33600 | 94.92% | [8 empty] | Residential | 720 | No | 2.88
206788594 | Central Heat Pump | CARRIER | HRCU-A-CB (Split System: Heat Pump with Remote Outdoor Unit-Air-Source) | 25VNA436A*031* |  |  | CAP**4221AL*+UI | 58TN*A090C21**20 | 33200 | 21 |  | 12.5 | 10.5 |  | 32400 | 31800 | 98.15% | [8 empty] | Residential | 692.5 | No | 2.77
206361601 | Central Heat Pump | TRANE | HRCU-A-CB (Split System: Heat Pump with Remote Outdoor Unit-Air-Source) | 4TWL9048A1 | ADP |  | FG49960 | P0V0D000M50SB+RP | 49500 | 19 |  | 12.5 | 10 |  | 40000 | 29400 | 73.5% | [8 empty] | Residential | 1032.5 | No | 4.13
206361602 | Central Heat Pump | TRANE | HRCU-A-CB (Split System: Heat Pump with Remote Outdoor Unit-Air-Source) | 4TWL9048A1 | ADP |  | FG84960 | P0V0D000M50SB+RP | 49500 | 19 |  | 12.5 | 10 |  | 40000 | 29400 | 73.5% | [8 empty] | Residential | 1032.5 | No | 4.13
206361603 | Central Heat Pump | TRANE | HRCU-A-CB (Split System: Heat Pump with Remote Outdoor Unit-Air-Source) | 4TWL9048A1 | ADP |  | FG86960 | P0V0D000M50SB+RP | 49500 | 19 |  | 12.5 | 10 |  | 40000 | 29400 | 73.5% | [8 empty] | Residential | 1032.5 | No | 4.13
206400393 | Central Heat Pump | TRANE | HRCU-A-CB (Split System: Heat Pump with Remote Outdoor Unit-Air-Source) | 4TWL9024A1 | ADP |  | PL36H175P069 | P0V0A000M30SB+RP | 22200 | 18 |  | 12.5 | 10 |  | 18100 | 11400 | 62.98% | [8 empty] | Residential | 462.5 | No | 1.85
206400394 | Central Heat Pump | TRANE | HRCU-A-CB (Split System: Heat Pump with Remote Outdoor Unit-Air-Source) | 4TWL9024A1 | ADP |  | FG32936 | P0V0A000M30SB+RP | 22000 | 18 |  | 12.5 | 10 |  | 18100 | 11400 | 62.98% | [8 empty] | Residential | 457.5 | No | 1.83
206400395 | Central Heat Pump | TRANE | HRCU-A-CB (Split System: Heat Pump with Remote Outdoor Unit-Air-Source) | 4TWL9024A1 | ADP |  | PL36H175P159 | P0V0A000M30SB+RP | 22200 | 18 |  | 12.5 | 10 |  | 18100 | 11400 | 62.98% | [8 empty] | Residential | 462.5 | No | 1.85
206400396 | Central Heat Pump | TRANE | HRCU-A-CB (Split System: Heat Pump with Remote Outdoor Unit-Air-Source) | 4TWL9024A1 | ADP |  | V,T36H***P449 | P0V0A000M30SB+RP | 22200 | 18 |  | 12.5 | 10 |  | 18100 | 11400 | 62.98% | [8 empty] | Residential | 462.5 | No | 1.85
206400397 | Central Heat Pump | TRANE | HRCU-A-CB (Split System: Heat Pump with Remote Outdoor Unit-Air-Source) | 4TWL9024A1 | ADP |  | FG81936 | P0V0A000M30SB+RP | 22200 | 18 |  | 12.5 | 10 |  | 18100 | 11400 | 62.98% | [8 empty] | Residential | 462.5 | No | 1.85
205960808 | Central Heat Pump | CARRIER | HRCU-A-CB (Split System: Heat Pump with Remote Outdoor Unit-Air-Source) | 25VNA424A*030* | ADP |  | H,PG83936 | 59MN7B080C21**20 | 23400 | 22 |  | 14 | 11 |  | 22400 | 22800 | 101.8% | [8 empty] | Residential | 487.5 | No | 1.95
206788602 | Central Heat Pump | CARRIER | HRCU-A-CB (Split System: Heat Pump with Remote Outdoor Unit-Air-Source) | 25VNA436A*031* |  |  | CAP**4221AL*+UI | 58TN*A110C21**20 | 33200 | 21 |  | 12.5 | 10.5 |  | 35800 | 33600 | 93.85% | [8 empty] | Residential | 692.5 | No | 2.77
206788605 | Central Heat Pump | CARRIER | HRCU-A-CB (Split System: Heat Pump with Remote Outdoor Unit-Air-Source) | 25VNA436A*031* |  |  | CAP**4224AL*+UI | 58TN*A090C21**20 | 33200 | 21 |  | 12.5 | 10.5 |  | 32400 | 31600 | 97.53% | [8 empty] | Residential | 692.5 | No | 2.77
206788613 | Central Heat Pump | CARRIER | HRCU-A-CB (Split System: Heat Pump with Remote Outdoor Unit-Air-Source) | 25VNA436A*031* |  |  | CAP**4224AL*+UI | 58TN*A110C21**20 | 33200 | 21.5 |  | 12.5 | 10.5 |  | 32400 | 31800 | 98.15% | [8 empty] | Residential | 692.5 | No | 2.77
206788616 | Central Heat Pump | CARRIER | HRCU-A-CB (Split System: Heat Pump with Remote Outdoor Unit-Air-Source) | 25VNA436A*031* |  |  | CAP**4321AL*+UI | 58TN*A070C21**20 | 34400 | 21 |  | 12.5 | 11 |  | 35400 | 33600 | 94.92% | [8 empty] | Residential | 717.5 | No | 2.87
206788617 | Central Heat Pump | CARRIER | HRCU-A-CB (Split System: Heat Pump with Remote Outdoor Unit-Air-Source) | 25VNA436A*031* |  |  | CAP**4321AL*+UI | 58TN*A090C21**20 | 34600 | 21.4 |  | 13 | 11 |  | 35200 | 33400 | 94.89% | [8 empty] | Residential | 720 | No | 2.88
206788621 | Central Heat Pump | CARRIER | HRCU-A-CB (Split System: Heat Pump with Remote Outdoor Unit-Air-Source) | 25VNA436A*031* |  |  | CAP**4321AL*+UI | 59MN7B080C21**20 | 34400 | 20.7 |  | 12.5 | 11 |  | 35400 | 33600 | 94.92% | [8 empty] | Residential | 717.5 | No | 2.87
206905460 | Central Heat Pump | AC PRO | HRCU-A-CB (Split System: Heat Pump with Remote Outdoor Unit-Air-Source) | 4HP18V36P |  |  | BCE5V30M |  | 24000 | 20 |  | 13 | 10 |  | 24000 | 15600 | 65% | 24000 | 19 | 12.3 | 8.5 | 24000 |  |  |  | Residential | 500 | No | 2
206905462 | Central Heat Pump | AC PRO | HRCU-A-CB (Split System: Heat Pump with Remote Outdoor Unit-Air-Source) | 4HP18V36P |  |  | BCE7E18M |  | 23600 | 20 |  | 13 | 10 |  | 24000 | 15100 | 62.92% | 23400 | 19 | 12.3 | 8.5 | 24000 |  |  |  | Residential | 487.5 | No | 1.95
205960809 | Central Heat Pump | CARRIER | HRCU-A-CB (Split System: Heat Pump with Remote Outdoor Unit-Air-Source) | 25VNA424A*030* | ADP |  | H,PG81936 | 59MN7B080C21**20 | 23400 | 22 |  | 14 | 11 |  | 22400 | 22400 | 100% | [8 empty] | Residential | 487.5 | No | 1.95
205960810 | Central Heat Pump | CARRIER | HRCU-A-CB (Split System: Heat Pump with Remote Outdoor Unit-Air-Source) | 25VNA424A*030* | ADP |  | H,PG7J936 | 59MN7B100C21**22 | 23400 | 22 |  | 14 | 11 |  | 22400 | 22800 | 101.8% | [8 empty] | Residential | 487.5 | No | 1.95
205960812 | Central Heat Pump | CARRIER | HRCU-A-CB (Split System: Heat Pump with Remote Outdoor Unit-Air-Source) | 25VNA424A*030* | ADP |  | H,PE7J936 | 59MN7B100C21**22 | 23400 | 22 |  | 14 | 11 |  | 22400 | 22800 | 101.8% | [8 empty] | Residential | 487.5 | No | 1.95
205960815 | Central Heat Pump | CARRIER | HRCU-A-CB (Split System: Heat Pump with Remote Outdoor Unit-Air-Source) | 25VNA424A*030* | ADP |  | H,PG83936 | 59MN7B100C21**22 | 23400 | 22 |  | 14 | 11 |  | 22400 | 22800 | 101.8% | [8 empty] | Residential | 487.5 | No | 1.95
205960817 | Central Heat Pump | CARRIER | HRCU-A-CB (Split System: Heat Pump with Remote Outdoor Unit-Air-Source) | 25VNA424A*030* | ADP |  | H,PG81936 | 59MN7B100C21**22 | 23400 | 22 |  | 14 | 11 |  | 22400 | 22400 | 100% | [8 empty] | Residential | 487.5 | No | 1.95
205960820 | Central Heat Pump | CARRIER | HRCU-A-CB (Split System: Heat Pump with Remote Outdoor Unit-Air-Source) | 25VNA424A*030* | ADP |  | H,PG7J936 | 59MN7B120C24**22 | 23000 | 22 |  | 13.5 | 11 |  | 22400 | 22600 | 100.9% | [8 empty] | Residential | 480 | No | 1.92
205960821 | Central Heat Pump | CARRIER | HRCU-A-CB (Split System: Heat Pump with Remote Outdoor Unit-Air-Source) | 25VNA424A*030* | ADP |  | H,PE7J936 | 59MN7B120C24**22 | 23000 | 22 |  | 13.5 | 11 |  | 22400 | 22600 | 100.9% | [8 empty] | Residential | 480 | No | 1.92
205960822 | Central Heat Pump | CARRIER | HRCU-A-CB (Split System: Heat Pump with Remote Outdoor Unit-Air-Source) | 25VNA424A*030* | ADP |  | H,PG83936 | 59MN7B120C24**22 | 23400 | 22 |  | 14 | 11 |  | 22400 | 22400 | 100% | [8 empty] | Residential | 487.5 | No | 1.95
206905463 | Central Heat Pump | AC PRO | HRCU-A-CB (Split System: Heat Pump with Remote Outdoor Unit-Air-Source) | 4HP18V36P |  |  | BCE7E24M |  | 23600 | 20 |  | 13 | 10 |  | 24000 | 14800 | 61.67% | 23400 | 19 | 12.3 | 8.5 | 24000 |  |  |  | Residential | 487.5 | No | 1.95
206905464 | Central Heat Pump | AC PRO | HRCU-A-CB (Split System: Heat Pump with Remote Outdoor Unit-Air-Source) | 4HP18V36P |  |  | BCE7E30M |  | 24000 | 20 |  | 13 | 10 |  | 24000 | 15000 | 62.5% | 24200 | 19 | 12.3 | 8.5 | 24000 |  |  |  | Residential | 505 | No | 2.02
206905467 | Central Heat Pump | AC PRO | HRCU-A-CB (Split System: Heat Pump with Remote Outdoor Unit-Air-Source) | 4HP18V36P |  |  | E*1P23A+H4TXV01 | 80G1UH040AE12X | 23800 | 18.5 |  | 13 | 10 |  | 24000 | 14900 | 62.08% | 23600 | 19 | 12.3 | 8.1 | 24000 |  |  |  | Residential | 492.5 | No | 1.97
206905469 | Central Heat Pump | AC PRO | HRCU-A-CB (Split System: Heat Pump with Remote Outdoor Unit-Air-Source) | 4HP18V36P |  |  | E*1P23A+H4TXV01 | 80G1UH060AE12X | 23800 | 18.5 |  | 13 | 10 |  | 24000 | 14900 | 62.08% | 23600 | 19 | 12.3 | 8.1 | 24000 |  |  |  | Residential | 492.5 | No | 1.97
206905470 | Central Heat Pump | AC PRO | HRCU-A-CB (Split System: Heat Pump with Remote Outdoor Unit-Air-Source) | 4HP18V36P |  |  | E*1P23A+H4TXV01 | 80G2UH045AE12 | 23200 | 19 |  | 13 | 10 |  | 24000 | 15000 | 62.5% | 23000 | 18.5 | 12.3 | 8.1 | 24000 |  |  |  | Residential | 480 | No | 1.92
206905471 | Central Heat Pump | AC PRO | HRCU-A-CB (Split System: Heat Pump with Remote Outdoor Unit-Air-Source) | 4HP18V36P |  |  | E*1P23A+H4TXV01 | 80G2UH070AE12 | 23400 | 20 |  | 13 | 10 |  | 24000 | 14900 | 62.08% | 23600 | 19 | 12.3 | 8.5 | 24000 |  |  |  | Residential | 492.5 | No | 1.97
206905472 | Central Heat Pump | AC PRO | HRCU-A-CB (Split System: Heat Pump with Remote Outdoor Unit-Air-Source) | 4HP18V36P |  |  | E*1P23A+H4TXV01 | 80G2UH070AE12L | 23400 | 20 |  | 13 | 10 |  | 24000 | 14900 | 62.08% | 23600 | 19 | 12.3 | 8.5 | 24000 |  |  |  | Residential | 492.5 | No | 1.97
205041537 | Central Heat Pump | FRASER-JOHNSTON | HRCU-A-CB (Split System: Heat Pump with Remote Outdoor Unit-Air-Source) | HL19B3621 |  |  | CF60DXA2+TXV | TP9C080C16MP13 | 35800 | 18 |  | 14 | 10 |  | 35400 | 22400 | 63.28% | [8 empty] | Residential | 745 | No | 2.98
205960823 | Central Heat Pump | CARRIER | HRCU-A-CB (Split System: Heat Pump with Remote Outdoor Unit-Air-Source) | 25VNA424A*030* | ADP |  | H,PG81936 | 59MN7B120C24**22 | 23400 | 22 |  | 14 | 11 |  | 22400 | 22400 | 100% | [8 empty] | Residential | 487.5 | No | 1.95
206400483 | Central Heat Pump | TRANE | HRCU-A-CB (Split System: Heat Pump with Remote Outdoor Unit-Air-Source) | 4TWL9048A1 | ADP |  | PL60H210P199 | P0V0C000M50SB+RP | 49000 | 19 |  | 12.5 | 10 |  | 40500 | 29400 | 72.59% | [8 empty] | Residential | 1020 | No | 4.08
206400484 | Central Heat Pump | TRANE | HRCU-A-CB (Split System: Heat Pump with Remote Outdoor Unit-Air-Source) | 4TWL9048A1 | ADP |  | V,T60H210P199 | P0V0C000M50SB+RP | 49000 | 19 |  | 12.5 | 10 |  | 40500 | 29400 | 72.59% | [8 empty] | Residential | 1020 | No | 4.08
206400485 | Central Heat Pump | TRANE | HRCU-A-CB (Split System: Heat Pump with Remote Outdoor Unit-Air-Source) | 4TWL9048A1 | ADP |  | V,T60H245P189 | P0V0D000M50SB+RP | 48000 | 19 |  | 12.5 | 10 |  | 42000 | 30200 | 71.9% | [8 empty] | Residential | 1000 | No | 4
206400630 | Central Heat Pump | TRANE | HRCU-A-CB (Split System: Heat Pump with Remote Outdoor Unit-Air-Source) | 4TWL9048A1 | ADP |  | PL48H210P199 | P0V0C000M50SB+RP | 49000 | 19 |  | 12.5 | 10 |  | 40500 | 29400 | 72.59% | [8 empty] | Residential | 1020 | No | 4.08
206661376 | Central Heat Pump | TRANE | HRCU-A-CB (Split System: Heat Pump with Remote Outdoor Unit-Air-Source) | 4TWL9024A1 | ADP |  | V,T36H175P159 | P0V0A000M30SB+RP | 22200 | 18 |  | 12.5 | 10 |  | 18100 | 11400 | 62.98% | [8 empty] | Residential | 462.5 | No | 1.85
206661377 | Central Heat Pump | TRANE | HRCU-A-CB (Split System: Heat Pump with Remote Outdoor Unit-Air-Source) | 4TWL9024A1 | ADP |  | PL36H175P789 | P0V0A000M30SB+RP | 22200 | 18 |  | 12.5 | 10 |  | 18100 | 11400 | 62.98% | [8 empty] | Residential | 462.5 | No | 1.85
207524935 | Central Heat Pump | TRANE | HRCU-A-CB (Split System: Heat Pump with Remote Outdoor Unit-Air-Source) | 4TWL9024A1 | ADP |  | PL36H175P069 | P0V0A000M30SC+RP | 22200 | 18 |  | 12.5 | 10 |  | 18100 | 11400 | 62.98% | [8 empty] | Residential | 462.5 | No | 1.85
205041542 | Central Heat Pump | FRASER-JOHNSTON | HRCU-A-CB (Split System: Heat Pump with Remote Outdoor Unit-Air-Source) | HL19B3621 |  |  | CF60DXA2+TXV | TM9Y120D20MP11 | 36000 | 18 |  | 14 | 10 |  | 35000 | 22400 | 64% | [8 empty] | Residential | 750 | No | 3
205041546 | Central Heat Pump | FRASER-JOHNSTON | HRCU-A-CB (Split System: Heat Pump with Remote Outdoor Unit-Air-Source) | HL19B3621 |  |  | CF60DXA2+TXV | TM9Y100C16MP11 | 35600 | 18 |  | 13 | 10 |  | 35200 | 22400 | 63.64% | [8 empty] | Residential | 742.5 | No | 2.97
205041556 | Central Heat Pump | FRASER-JOHNSTON | HRCU-A-CB (Split System: Heat Pump with Remote Outdoor Unit-Air-Source) | HL19B3621 |  |  | CF60DXA2+TXV | TM8Y120C20MP11 | 36000 | 18 |  | 14 | 10 |  | 34800 | 22400 | 64.37% | [8 empty] | Residential | 750 | No | 3
205041558 | Central Heat Pump | FRASER-JOHNSTON | HRCU-A-CB (Split System: Heat Pump with Remote Outdoor Unit-Air-Source) | HL19B3621 |  |  | CF60DXA2+TXV | TM8Y100C20MP11 | 36000 | 18 |  | 14 | 10 |  | 34800 | 22400 | 64.37% | [8 empty] | Residential | 750 | No | 3
205041572 | Central Heat Pump | FRASER-JOHNSTON | HRCU-A-CB (Split System: Heat Pump with Remote Outdoor Unit-Air-Source) | HL19B3621 |  |  | CF60DXA2+TXV | TM8V120C20MP12 | 35800 | 18 |  | 14 | 10 |  | 35000 | 22400 | 64% | [8 empty] | Residential | 745 | No | 2.98
205041574 | Central Heat Pump | FRASER-JOHNSTON | HRCU-A-CB (Split System: Heat Pump with Remote Outdoor Unit-Air-Source) | HL19B3621 |  |  | CF60DXA2+TXV | TM8V100C20MP12 | 35800 | 18 |  | 14 | 10 |  | 35000 | 22400 | 64% | [8 empty] | Residential | 745 | No | 2.98
205041578 | Central Heat Pump | FRASER-JOHNSTON | HRCU-A-CB (Split System: Heat Pump with Remote Outdoor Unit-Air-Source) | HL19B3621 |  |  | CF60DXA2+TXV | TMLV120C20MP12 | 35800 | 18 |  | 14 | 10 |  | 35000 | 22400 | 64% | [8 empty] | Residential | 745 | No | 2.98
205041580 | Central Heat Pump | FRASER-JOHNSTON | HRCU-A-CB (Split System: Heat Pump with Remote Outdoor Unit-Air-Source) | HL19B3621 |  |  | CF60DXA2+TXV | TPLC100C20MP13 | 35800 | 18 |  | 14 | 10 |  | 35000 | 22400 | 64% | [8 empty] | Residential | 745 | No | 2.98
205041582 | Central Heat Pump | FRASER-JOHNSTON | HRCU-A-CB (Split System: Heat Pump with Remote Outdoor Unit-Air-Source) | HL19B3621 |  |  | CF60DXA2+TXV | TPLC120C20MP13 | 35800 | 18 |  | 14 | 10 |  | 35000 | 22400 | 64% | [8 empty] | Residential | 745 | No | 2.98
206912642 | Central Heat Pump | AMERICAN STANDARD | HRCU-A-CB (Split System: Heat Pump with Remote Outdoor Unit-Air-Source) | 4A6L9048A1 |  |  | 4PX*DD60BS3+HORIZ-RT | P0V0D000M50SC+RP | 47500 | 19 |  | 12.5 | 10 |  | 41500 | 30600 | 73.73% | [8 empty] | Residential | 990 | No | 3.96
206912643 | Central Heat Pump | AMERICAN STANDARD | HRCU-A-CB (Split System: Heat Pump with Remote Outdoor Unit-Air-Source) | 4A6L9048A1 |  |  | 4PX*DD60BS3+HORIZ-RT | P0V0C000M50SC+RP | 46500 | 19 |  | 12.5 | 10 |  | 40500 | 29800 | 73.58% | [8 empty] | Residential | 970 | No | 3.88
206912644 | Central Heat Pump | AMERICAN STANDARD | HRCU-A-CB (Split System: Heat Pump with Remote Outdoor Unit-Air-Source) | 4A6L9048A1 |  |  | 4PX*DU48BS3 | P0V0C000M50SC+RP | 46000 | 18.5 |  | 12.5 | 10 |  | 41500 | 30200 | 72.77% | [8 empty] | Residential | 957.5 | No | 3.83
206912645 | Central Heat Pump | AMERICAN STANDARD | HRCU-A-CB (Split System: Heat Pump with Remote Outdoor Unit-Air-Source) | 4A6L9048A1 |  |  | 4PX*DU48BS3 | P0V0D000M50SC+RP | 48000 | 19 |  | 12.5 | 10.5 |  | 42500 | 31400 | 73.88% | 48000 | 19 | 12 | 9 | 43500 |  |  |  | Residential | 1000 | No | 4
206912646 | Central Heat Pump | AMERICAN STANDARD | HRCU-A-CB (Split System: Heat Pump with Remote Outdoor Unit-Air-Source) | 4A6L9048A1 |  |  | 4PX*DU60BS3 | P0V0C000M50SC+RP | 48000 | 19.5 |  | 12.5 | 10 |  | 41000 | 30000 | 73.17% | [8 empty] | Residential | 1000 | No | 4
206912647 | Central Heat Pump | AMERICAN STANDARD | HRCU-A-CB (Split System: Heat Pump with Remote Outdoor Unit-Air-Source) | 4A6L9048A1 |  |  | 4PX*DU60BS3 | P0V0D000M50SC+RP | 49500 | 19.5 |  | 12.5 | 11 |  | 42000 | 31000 | 73.81% | 49000 | 19 | 12 | 9 | 43000 |  |  |  | Residential | 1020 | No | 4.08
206912649 | Central Heat Pump | AMERICAN STANDARD | HRCU-A-CB (Split System: Heat Pump with Remote Outdoor Unit-Air-Source) | 4A6L9048A1 |  |  | 4TXCC007DS3 | P0V0C000M50SC+RP | 48000 | 19 |  | 12.5 | 10 |  | 43000 | 31400 | 73.02% | [8 empty] | Residential | 1000 | No | 4
207524936 | Central Heat Pump | TRANE | HRCU-A-CB (Split System: Heat Pump with Remote Outdoor Unit-Air-Source) | 4TWL9024A1 | ADP |  | PL36H210P299 | P0V0A000M30SC+RP | 22600 | 18 |  | 13 | 10 |  | 17500 | 11100 | 63.43% | [8 empty] | Residential | 470 | No | 1.88
207524937 | Central Heat Pump | TRANE | HRCU-A-CB (Split System: Heat Pump with Remote Outdoor Unit-Air-Source) | 4TWL9024A1 | ADP |  | FG33936 | P0V0A000M30SC+RP | 22200 | 18 |  | 12.5 | 10 |  | 18100 | 11400 | 62.98% | [8 empty] | Residential | 462.5 | No | 1.85
207524938 | Central Heat Pump | TRANE | HRCU-A-CB (Split System: Heat Pump with Remote Outdoor Unit-Air-Source) | 4TWL9024A1 | ADP |  | PL36H175P159 | P0V0A000M30SC+RP | 22200 | 18 |  | 12.5 | 10 |  | 18100 | 11400 | 62.98% | [8 empty] | Residential | 462.5 | No | 1.85
205960826 | Central Heat Pump | CARRIER | HRCU-A-CB (Split System: Heat Pump with Remote Outdoor Unit-Air-Source) | 25VNA424A*030* | ADP |  | H,PG7J936 | 59TN6B060C17**14 | 23400 | 21 |  | 14 | 11 |  | 22400 | 22800 | 101.8% | [8 empty] | Residential | 487.5 | No | 1.95
205960827 | Central Heat Pump | CARRIER | HRCU-A-CB (Split System: Heat Pump with Remote Outdoor Unit-Air-Source) | 25VNA424A*030* | ADP |  | H,PE7J936 | 59TN6B060C17**14 | 23400 | 21 |  | 14 | 11 |  | 22400 | 22800 | 101.8% | [8 empty] | Residential | 487.5 | No | 1.95
205960828 | Central Heat Pump | CARRIER | HRCU-A-CB (Split System: Heat Pump with Remote Outdoor Unit-Air-Source) | 25VNA424A*030* | ADP |  | H,PG83936 | 59TN6B060C17**14 | 23400 | 21 |  | 14 | 11 |  | 22400 | 22400 | 100% | [8 empty] | Residential | 487.5 | No | 1.95
205960829 | Central Heat Pump | CARRIER | HRCU-A-CB (Split System: Heat Pump with Remote Outdoor Unit-Air-Source) | 25VNA424A*030* | ADP |  | H,PG81936 | 59TN6B060C17**14 | 23400 | 21 |  | 14 | 11 |  | 22400 | 22800 | 101.8% | [8 empty] | Residential | 487.5 | No | 1.95
205960830 | Central Heat Pump | CARRIER | HRCU-A-CB (Split System: Heat Pump with Remote Outdoor Unit-Air-Source) | 25VNA424A*030* | ADP |  | H,PG7J936 | 59TN6B080C17**14 | 23400 | 21 |  | 14 | 11 |  | 22400 | 22800 | 101.8% | [8 empty] | Residential | 487.5 | No | 1.95
206912650 | Central Heat Pump | AMERICAN STANDARD | HRCU-A-CB (Split System: Heat Pump with Remote Outdoor Unit-Air-Source) | 4A6L9048A1 |  |  | 4TXCC009DS3 | P0V0C000M50SC+RP | 49000 | 19.5 |  | 12.5 | 10 |  | 42500 | 31000 | 72.94% | [8 empty] | Residential | 1020 | No | 4.08
206912651 | Central Heat Pump | AMERICAN STANDARD | HRCU-A-CB (Split System: Heat Pump with Remote Outdoor Unit-Air-Source) | 4A6L9048A1 |  |  | 4TXCD008DS3 | P0V0C000M50SC+RP | 46000 | 18.5 |  | 12.5 | 10 |  | 41500 | 30200 | 72.77% | [8 empty] | Residential | 957.5 | No | 3.83
10511252 | Central Heat Pump | TRANE | HRCU-A-CB (Split System: Heat Pump with Remote Outdoor Unit-Air-Source) | 4TWV8024A1 |  |  | 4TXCB004DS3 | S9V2B080D3PSB+RP | 23200 | 18 |  | 12.5 | 10 |  | 20400 | 16500 | 80.88% | [8 empty] | Residential | 482.5 | No | 1.93
10511253 | Central Heat Pump | TRANE | HRCU-A-CB (Split System: Heat Pump with Remote Outdoor Unit-Air-Source) | 4TWV8024A1 |  |  | 4TXCB004DS3 | S9V2B040U3PSB+RP | 24000 | 18 |  | 12.5 | 10 |  | 18600 | 16800 | 90.32% | [8 empty] | Residential | 500 | No | 2
10511254 | Central Heat Pump | TRANE | HRCU-A-CB (Split System: Heat Pump with Remote Outdoor Unit-Air-Source) | 4TWV8024A1 |  |  | 4TXCB004DS3 | S9V2B040D3PSB+RP | 23400 | 18 |  | 12.5 | 10 |  | 20600 | 16700 | 81.07% | [8 empty] | Residential | 487.5 | No | 1.95
10511255 | Central Heat Pump | TRANE | HRCU-A-CB (Split System: Heat Pump with Remote Outdoor Unit-Air-Source) | 4TWV8024A1 |  |  | 4TXCB004DS3 | S9V2B060U3PSB+RP | 24000 | 18 |  | 12.5 | 10 |  | 20600 | 16700 | 81.07% | [8 empty] | Residential | 500 | No | 2
201808652 | Central Heat Pump | TRANE | HRCU-A-CB (Split System: Heat Pump with Remote Outdoor Unit-Air-Source) | 4TWV0024A1 |  |  | 4PX*BU36BS3 | S9V2B040U3VSA+RP | 24200 | 19 |  | 13 | 10 |  | 18600 | 16800 | 90.32% | [8 empty] | Residential | 505 | No | 2.02
201808656 | Central Heat Pump | TRANE | HRCU-A-CB (Split System: Heat Pump with Remote Outdoor Unit-Air-Source) | 4TWV0024A1 |  |  | 4PX*BU36BS3 | S9V2B060U3VSA+RP | 24200 | 19 |  | 13 | 10 |  | 20600 | 16700 | 81.07% | [8 empty] | Residential | 505 | No | 2.02
201808661 | Central Heat Pump | TRANE | HRCU-A-CB (Split System: Heat Pump with Remote Outdoor Unit-Air-Source) | 4TWV0024A1 |  |  | 4PX*BU36BS3 | S9V2B080U3VSA+RP | 24200 | 19.5 |  | 13 | 10 |  | 20600 | 16800 | 81.55% | [8 empty] | Residential | 505 | No | 2.02
205960831 | Central Heat Pump | CARRIER | HRCU-A-CB (Split System: Heat Pump with Remote Outdoor Unit-Air-Source) | 25VNA424A*030* | ADP |  | H,PE7J936 | 59TN6B080C17**14 | 23400 | 21 |  | 14 | 11 |  | 22400 | 22800 | 101.8% | [8 empty] | Residential | 487.5 | No | 1.95
205960832 | Central Heat Pump | CARRIER | HRCU-A-CB (Split System: Heat Pump with Remote Outdoor Unit-Air-Source) | 25VNA424A*030* | ADP |  | H,PG83936 | 59TN6B080C17**14 | 23400 | 21 |  | 14 | 11 |  | 22400 | 22400 | 100% | [8 empty] | Residential | 487.5 | No | 1.95
205960833 | Central Heat Pump | CARRIER | HRCU-A-CB (Split System: Heat Pump with Remote Outdoor Unit-Air-Source) | 25VNA424A*030* | ADP |  | H,PG81936 | 59TN6B080C17**14 | 23400 | 21 |  | 14 | 11 |  | 22400 | 22800 | 101.8% | [8 empty] | Residential | 487.5 | No | 1.95
205960834 | Central Heat Pump | CARRIER | HRCU-A-CB (Split System: Heat Pump with Remote Outdoor Unit-Air-Source) | 25VNA424A*030* | ADP |  | H,PG7J936 | 59TN6B120C24**22 | 23000 | 22 |  | 13.5 | 11 |  | 22400 | 22600 | 100.9% | [8 empty] | Residential | 480 | No | 1.92
205960835 | Central Heat Pump | CARRIER | HRCU-A-CB (Split System: Heat Pump with Remote Outdoor Unit-Air-Source) | 25VNA424A*030* | ADP |  | H,PE7J936 | 59TN6B120C24**22 | 23000 | 22 |  | 13.5 | 11 |  | 22400 | 22600 | 100.9% | [8 empty] | Residential | 480 | No | 1.92
209950026 | Central Heat Pump | AC PRO | HRCU-A-CB (Split System: Heat Pump with Remote Outdoor Unit-Air-Source) | 4SHP20LX124P | ADP |  | F,PE*TT4931 |  | 23000 | 20 |  | 14 | 10 |  | 20200 | 11400 | 56.44% | [8 empty] | Residential | 480 | No | 1.92
210469401 | Central Heat Pump | AC PRO | HRCU-A-CB (Split System: Heat Pump with Remote Outdoor Unit-Air-Source) | 4SHP20LX136P | ADP |  | F,PE*BB9937 |  | 34000 | 20 |  | 13.5 | 10 |  | 31400 | 19400 | 61.78% | [8 empty] | Residential | 707.5 | No | 2.83
210469408 | Central Heat Pump | AC PRO | HRCU-A-CB (Split System: Heat Pump with Remote Outdoor Unit-Air-Source) | 4SHP20LX124P | ADP |  | F,PE*TT1931 |  | 23000 | 19 |  | 14 | 10 |  | 20200 | 11400 | 56.44% | [8 empty] | Residential | 480 | No | 1.92
208128063 | Central Heat Pump | AC PRO | HRCU-A-CB (Split System: Heat Pump with Remote Outdoor Unit-Air-Source) | 4HP18V36P | ADP |  | V,A,D36H175D159 | 95G1UH070BE12 | 24000 | 18 |  | 13 | 10 |  | 22400 | 13800 | 61.61% | [8 empty] | Residential | 500 | No | 2
201808666 | Central Heat Pump | TRANE | HRCU-A-CB (Split System: Heat Pump with Remote Outdoor Unit-Air-Source) | 4TWV0024A1 |  |  | 4TXCB004DS3 | S9V2B060U3VSA+RP | 24200 | 19 |  | 13 | 10 |  | 20600 | 16700 | 81.07% | [8 empty] | Residential | 505 | No | 2.02
201808669 | Central Heat Pump | TRANE | HRCU-A-CB (Split System: Heat Pump with Remote Outdoor Unit-Air-Source) | 4TWV0024A1 |  |  | 4TXCB004DS3 | S9V2B080U3VSA+RP | 24200 | 19.5 |  | 13 | 10 |  | 20600 | 16800 | 81.55% | [8 empty] | Residential | 505 | No | 2.02
201808672 | Central Heat Pump | TRANE | HRCU-A-CB (Split System: Heat Pump with Remote Outdoor Unit-Air-Source) | 4TWV0024A1 |  |  | 4TXCB004DS3 | S9V2B040U3VSA+RP | 24200 | 19 |  | 13 | 10 |  | 18600 | 16800 | 90.32% | [8 empty] | Residential | 505 | No | 2.02
206788622 | Central Heat Pump | CARRIER | HRCU-A-CB (Split System: Heat Pump with Remote Outdoor Unit-Air-Source) | 25VNA436A*031* |  |  | CAP**4321AL*+UI | 59MN7B100C21**22 | 34600 | 20.85 |  | 13 | 11 |  | 35200 | 33400 | 94.89% | [8 empty] | Residential | 720 | No | 2.88
206788623 | Central Heat Pump | CARRIER | HRCU-A-CB (Split System: Heat Pump with Remote Outdoor Unit-Air-Source) | 25VNA436A*031* |  |  | CAP**4321AL*+UI | 59TN6B080C21**20 | 34400 | 21 |  | 12.5 | 11 |  | 35400 | 33600 | 94.92% | [8 empty] | Residential | 717.5 | No | 2.87
206788624 | Central Heat Pump | CARRIER | HRCU-A-CB (Split System: Heat Pump with Remote Outdoor Unit-Air-Source) | 25VNA436A*031* |  |  | CAP**4321AL*+UI | 59TN6B100C21**22 | 34600 | 21 |  | 13 | 11 |  | 35200 | 33400 | 94.89% | [8 empty] | Residential | 720 | No | 2.88
206788626 | Central Heat Pump | CARRIER | HRCU-A-CB (Split System: Heat Pump with Remote Outdoor Unit-Air-Source) | 25VNA436A*031* |  |  | CAP**4321AL*+UI | 58TN*A110C21**20 | 34600 | 21.5 |  | 13 | 11 |  | 35200 | 33400 | 94.89% | [8 empty] | Residential | 720 | No | 2.88
206788630 | Central Heat Pump | CARRIER | HRCU-A-CB (Split System: Heat Pump with Remote Outdoor Unit-Air-Source) | 25VNA436A*031* |  |  | CAP**4821AL*+UI | 58TN*A090C21**20 | 33800 | 21.45 |  | 12.5 | 11 |  | 35200 | 33200 | 94.32% | [8 empty] | Residential | 705 | No | 2.82
208128064 | Central Heat Pump | AC PRO | HRCU-A-CB (Split System: Heat Pump with Remote Outdoor Unit-Air-Source) | 4HP18V36P | ADP |  | H,A,DE35936 | 95G1UH070BE12 | 24000 | 18 |  | 13 | 10 |  | 22400 | 13800 | 61.61% | [8 empty] | Residential | 500 | No | 2
208128065 | Central Heat Pump | AC PRO | HRCU-A-CB (Split System: Heat Pump with Remote Outdoor Unit-Air-Source) | 4HP18V36P | ADP |  | PL36H210P179 | 95G1UH070BE12 | 24000 | 18 |  | 13 | 10 |  | 22400 | 13800 | 61.61% | [8 empty] | Residential | 500 | No | 2
208128066 | Central Heat Pump | AC PRO | HRCU-A-CB (Split System: Heat Pump with Remote Outdoor Unit-Air-Source) | 4HP18V36P | ADP |  | PL36H***P449 | 95G1UH070BE12 | 24000 | 18 |  | 13 | 10 |  | 22400 | 13800 | 61.61% | [8 empty] | Residential | 500 | No | 2
208128067 | Central Heat Pump | AC PRO | HRCU-A-CB (Split System: Heat Pump with Remote Outdoor Unit-Air-Source) | 4HP18V36P | ADP |  | PL36H175P459 | 95G1UH070BE12 | 24000 | 18 |  | 13 | 10 |  | 22400 | 13800 | 61.61% | [8 empty] | Residential | 500 | No | 2
208128099 | Central Heat Pump | AC PRO | HRCU-A-CB (Split System: Heat Pump with Remote Outdoor Unit-Air-Source) | 4HP18V36P | ADP |  | V,A,D36H175D149 | 80G1UH040AE12X | 23800 | 19 |  | 13 | 10 |  | 22400 | 13500 | 60.27% | [8 empty] | Residential | 495 | No | 1.98
208128100 | Central Heat Pump | AC PRO | HRCU-A-CB (Split System: Heat Pump with Remote Outdoor Unit-Air-Source) | 4HP18V36P | ADP |  | V,A,D36H175D789 | 80G1UH040AE12X | 24000 | 19 |  | 13 | 10 |  | 22400 | 13500 | 60.27% | [8 empty] | Residential | 500 | No | 2
208128101 | Central Heat Pump | AC PRO | HRCU-A-CB (Split System: Heat Pump with Remote Outdoor Unit-Air-Source) | 4HP18V36P | ADP |  | PL36H***P219 | 80G1UH040AE12X | 23800 | 19 |  | 13 | 10 |  | 22400 | 13500 | 60.27% | [8 empty] | Residential | 495 | No | 1.98
208128102 | Central Heat Pump | AC PRO | HRCU-A-CB (Split System: Heat Pump with Remote Outdoor Unit-Air-Source) | 4HP18V36P | ADP |  | V,A,D36H***D449 | 80G1UH040AE12X | 24000 | 19 |  | 13 | 10 |  | 22400 | 13500 | 60.27% | [8 empty] | Residential | 500 | No | 2
208128103 | Central Heat Pump | AC PRO | HRCU-A-CB (Split System: Heat Pump with Remote Outdoor Unit-Air-Source) | 4HP18V36P | ADP |  | V,A,D36H***D229 | 80G1UH040AE12X | 24000 | 19 |  | 13 | 10 |  | 22400 | 13500 | 60.27% | [8 empty] | Residential | 500 | No | 2
206788635 | Central Heat Pump | CARRIER | HRCU-A-CB (Split System: Heat Pump with Remote Outdoor Unit-Air-Source) | 25VNA436A*031* |  |  | CAP**4821AL*+UI | 59MN7B100C21**22 | 33800 | 20.85 |  | 12.5 | 11 |  | 35200 | 33400 | 94.89% | [8 empty] | Residential | 705 | No | 2.82
206788636 | Central Heat Pump | CARRIER | HRCU-A-CB (Split System: Heat Pump with Remote Outdoor Unit-Air-Source) | 25VNA436A*031* |  |  | CAP**4821AL*+UI | 59TN6B080C21**20 | 33800 | 21 |  | 12.5 | 11 |  | 35400 | 33400 | 94.35% | [8 empty] | Residential | 705 | No | 2.82
206788637 | Central Heat Pump | CARRIER | HRCU-A-CB (Split System: Heat Pump with Remote Outdoor Unit-Air-Source) | 25VNA436A*031* |  |  | CAP**4821AL*+UI | 59TN6B100C21**22 | 33800 | 21 |  | 12.5 | 11 |  | 35200 | 33400 | 94.89% | [8 empty] | Residential | 705 | No | 2.82
206788639 | Central Heat Pump | CARRIER | HRCU-A-CB (Split System: Heat Pump with Remote Outdoor Unit-Air-Source) | 25VNA436A*031* |  |  | CAP**4821AL*+UI | 58TN*A110C21**20 | 33800 | 21.5 |  | 12.5 | 11 |  | 35200 | 33400 | 94.89% | [8 empty] | Residential | 705 | No | 2.82
206912652 | Central Heat Pump | AMERICAN STANDARD | HRCU-A-CB (Split System: Heat Pump with Remote Outdoor Unit-Air-Source) | 4A6L9048A1 |  |  | 4TXCD008DS3 | P0V0D000M50SC+RP | 48000 | 19 |  | 12.5 | 10 |  | 42500 | 31400 | 73.88% | 48000 | 19 | 12 | 9 | 43500 |  |  |  | Residential | 1000 | No | 4
206912653 | Central Heat Pump | AMERICAN STANDARD | HRCU-A-CB (Split System: Heat Pump with Remote Outdoor Unit-Air-Source) | 4A6L9048A1 |  |  | 4TXCD010DS3 | P0V0C000M50SC+RP | 48000 | 19 |  | 12.5 | 10 |  | 41000 | 30000 | 73.17% | [8 empty] | Residential | 1000 | No | 4
206912654 | Central Heat Pump | AMERICAN STANDARD | HRCU-A-CB (Split System: Heat Pump with Remote Outdoor Unit-Air-Source) | 4A6L9048A1 |  |  | 4TXCD010DS3 | P0V0D000M50SC+RP | 49500 | 19.5 |  | 12.5 | 10 |  | 42500 | 31000 | 72.94% | 49000 | 19 | 12 | 9 | 43000 |  |  |  | Residential | 1020 | No | 4.08
207690012 | Central Heat Pump | AMERICAN STANDARD | HRCU-A-CB (Split System: Heat Pump with Remote Outdoor Unit-Air-Source) | 4A6L9024A1 |  |  | TAMXA0B30V31 |  | 23600 | 19.5 |  | 13 | 11.5 |  | 19800 | 13000 | 65.66% | [8 empty] | Residential | 492.5 | No | 1.97
208128104 | Central Heat Pump | AC PRO | HRCU-A-CB (Split System: Heat Pump with Remote Outdoor Unit-Air-Source) | 4HP18V36P | ADP |  | V,A,D36H175D149 | 80G1UH045AE12 | 23800 | 18 |  | 13 | 10 |  | 22400 | 13600 | 60.71% | [8 empty] | Residential | 495 | No | 1.98
208128105 | Central Heat Pump | AC PRO | HRCU-A-CB (Split System: Heat Pump with Remote Outdoor Unit-Air-Source) | 4HP18V36P | ADP |  | V,A,D36H175D789 | 80G1UH045AE12 | 24000 | 18 |  | 13 | 10 |  | 22400 | 13600 | 60.71% | [8 empty] | Residential | 500 | No | 2
208128106 | Central Heat Pump | AC PRO | HRCU-A-CB (Split System: Heat Pump with Remote Outdoor Unit-Air-Source) | 4HP18V36P | ADP |  | PL36H***P219 | 80G1UH045AE12 | 23800 | 18 |  | 13 | 10 |  | 22400 | 13600 | 60.71% | [8 empty] | Residential | 495 | No | 1.98
208128107 | Central Heat Pump | AC PRO | HRCU-A-CB (Split System: Heat Pump with Remote Outdoor Unit-Air-Source) | 4HP18V36P | ADP |  | V,A,D36H***D449 | 80G1UH045AE12 | 24000 | 18 |  | 13 | 10 |  | 22400 | 13600 | 60.71% | [8 empty] | Residential | 500 | No | 2
208128108 | Central Heat Pump | AC PRO | HRCU-A-CB (Split System: Heat Pump with Remote Outdoor Unit-Air-Source) | 4HP18V36P | ADP |  | V,A,D36H***D229 | 80G1UH045AE12 | 24000 | 18 |  | 13 | 10 |  | 22400 | 13600 | 60.71% | [8 empty] | Residential | 500 | No | 2
208128109 | Central Heat Pump | AC PRO | HRCU-A-CB (Split System: Heat Pump with Remote Outdoor Unit-Air-Source) | 4HP18V36P | ADP |  | V,A,D36H175D149 | 80G1UH060AE12X | 23800 | 19 |  | 13 | 10 |  | 22400 | 13500 | 60.27% | [8 empty] | Residential | 495 | No | 1.98
208128110 | Central Heat Pump | AC PRO | HRCU-A-CB (Split System: Heat Pump with Remote Outdoor Unit-Air-Source) | 4HP18V36P | ADP |  | V,A,D36H175D789 | 80G1UH060AE12X | 24000 | 19 |  | 13 | 10 |  | 22400 | 13500 | 60.27% | [8 empty] | Residential | 500 | No | 2
208128111 | Central Heat Pump | AC PRO | HRCU-A-CB (Split System: Heat Pump with Remote Outdoor Unit-Air-Source) | 4HP18V36P | ADP |  | PL36H***P219 | 80G1UH060AE12X | 23800 | 19 |  | 13 | 10 |  | 22400 | 13500 | 60.27% | [8 empty] | Residential | 495 | No | 1.98
207590509 | Central Heat Pump | AMERICAN STANDARD | HRCU-A-CB (Split System: Heat Pump with Remote Outdoor Unit-Air-Source) | 4A6V0X36A1 |  |  | 4PX*BU42BS3 | P0V0B000M40SC+RP | 35200 | 20.5 |  | 13 | 10 |  | 32000 | 25400 | 79.38% | [8 empty] | Residential | 732.5 | No | 2.93
207590572 | Central Heat Pump | AMERICAN STANDARD | HRCU-A-CB (Split System: Heat Pump with Remote Outdoor Unit-Air-Source) | 4A6V8X48A1 |  |  | 4PX*DU60BS3 | P0V0D000M50SC+RP | 48000 | 18 |  | 12.5 | 10 |  | 42500 | 36000 | 84.71% | [8 empty] | Residential | 1000 | No | 4
207590577 | Central Heat Pump | AMERICAN STANDARD | HRCU-A-CB (Split System: Heat Pump with Remote Outdoor Unit-Air-Source) | 4A6V8X48A1 |  |  | 4TXCD008DS3 | P0V0D000M50SC+RP | 47000 | 18 |  | 12.5 | 10 |  | 43500 | 36600 | 84.14% | [8 empty] | Residential | 980 | No | 3.92
207590580 | Central Heat Pump | AMERICAN STANDARD | HRCU-A-CB (Split System: Heat Pump with Remote Outdoor Unit-Air-Source) | 4A6V8X48A1 |  |  | 4TXCD010DS3 | P0V0D000M50SC+RP | 48000 | 18 |  | 12.5 | 10 |  | 42500 | 36000 | 84.71% | [8 empty] | Residential | 1000 | No | 4
207590631 | Central Heat Pump | AMERICAN STANDARD | HRCU-A-CB (Split System: Heat Pump with Remote Outdoor Unit-Air-Source) | 4A6V0X36A1 |  |  | 4TXFH036CZ3 | *UD2C080ACV4 | 35400 | 20 |  | 13 | 10 |  | 31200 | 25600 | 82.05% | [8 empty] | Residential | 737.5 | No | 2.95
207590633 | Central Heat Pump | AMERICAN STANDARD | HRCU-A-CB (Split System: Heat Pump with Remote Outdoor Unit-Air-Source) | 4A6V0X36A1 |  |  | 4TXFH036CZ3 | *UHMB060ACV3 | 34800 | 18.75 |  | 12.5 | 10 |  | 30400 | 25600 | 84.21% | [8 empty] | Residential | 725 | No | 2.9
206790357 | Central Heat Pump | BRYANT HEATING AND COOLING SYSTEMS | HRCU-A-CB (Split System: Heat Pump with Remote Outdoor Unit-Air-Source) | 284ANV036*0**B* |  |  | CAP**6121AL*+UI | 987MB60080C21*** | 34800 | 21.05 |  | 13 | 11 |  | 35000 | 33200 | 94.86% | [8 empty] | Residential | 725 | No | 2.9
206790358 | Central Heat Pump | BRYANT HEATING AND COOLING SYSTEMS | HRCU-A-CB (Split System: Heat Pump with Remote Outdoor Unit-Air-Source) | 284ANV036*0**B* |  |  | CAP**6121AL*+UI | 987MB66100C21*** | 34800 | 21.2 |  | 13 | 11 |  | 35000 | 33000 | 94.29% | [8 empty] | Residential | 725 | No | 2.9
208128112 | Central Heat Pump | AC PRO | HRCU-A-CB (Split System: Heat Pump with Remote Outdoor Unit-Air-Source) | 4HP18V36P | ADP |  | V,A,D36H***D449 | 80G1UH060AE12X | 24000 | 19 |  | 13 | 10 |  | 22400 | 13500 | 60.27% | [8 empty] | Residential | 500 | No | 2
208128113 | Central Heat Pump | AC PRO | HRCU-A-CB (Split System: Heat Pump with Remote Outdoor Unit-Air-Source) | 4HP18V36P | ADP |  | V,A,D36H***D229 | 80G1UH060AE12X | 24000 | 19 |  | 13 | 10 |  | 22400 | 13500 | 60.27% | [8 empty] | Residential | 500 | No | 2
208128119 | Central Heat Pump | AC PRO | HRCU-A-CB (Split System: Heat Pump with Remote Outdoor Unit-Air-Source) | 4HP18V36P | ADP |  | V,A,D36H175D149 | 80G1UH070BE12 | 23800 | 18 |  | 13 | 10 |  | 22400 | 13700 | 61.16% | [8 empty] | Residential | 495 | No | 1.98
208128120 | Central Heat Pump | AC PRO | HRCU-A-CB (Split System: Heat Pump with Remote Outdoor Unit-Air-Source) | 4HP18V36P | ADP |  | V,A,D36H175D789 | 80G1UH070BE12 | 24000 | 18 |  | 13 | 10 |  | 22400 | 13700 | 61.16% | [8 empty] | Residential | 500 | No | 2
208128121 | Central Heat Pump | AC PRO | HRCU-A-CB (Split System: Heat Pump with Remote Outdoor Unit-Air-Source) | 4HP18V36P | ADP |  | PL36H***P219 | 80G1UH070BE12 | 23800 | 18 |  | 13 | 10 |  | 22400 | 13700 | 61.16% | [8 empty] | Residential | 495 | No | 1.98
208128122 | Central Heat Pump | AC PRO | HRCU-A-CB (Split System: Heat Pump with Remote Outdoor Unit-Air-Source) | 4HP18V36P | ADP |  | V,A,D36H***D449 | 80G1UH070BE12 | 24000 | 18 |  | 13 | 10 |  | 22400 | 13700 | 61.16% | [8 empty] | Residential | 500 | No | 2
208128123 | Central Heat Pump | AC PRO | HRCU-A-CB (Split System: Heat Pump with Remote Outdoor Unit-Air-Source) | 4HP18V36P | ADP |  | V,A,D36H***D229 | 80G1UH070BE12 | 24000 | 18 |  | 13 | 10 |  | 22400 | 13700 | 61.16% | [8 empty] | Residential | 500 | No | 2
208128134 | Central Heat Pump | AC PRO | HRCU-A-CB (Split System: Heat Pump with Remote Outdoor Unit-Air-Source) | 4HP18V36P | ADP |  | V,A,D36H175D149 | 95G1UH040BE12X | 23800 | 18 |  | 13 | 10 |  | 22400 | 13800 | 61.61% | [8 empty] | Residential | 495 | No | 1.98
206790359 | Central Heat Pump | BRYANT HEATING AND COOLING SYSTEMS | HRCU-A-CB (Split System: Heat Pump with Remote Outdoor Unit-Air-Source) | 284ANV036*0**B* |  |  | CAP**6121AL*+UI | 986TC60080C21*** | 34800 | 21.45 |  | 13 | 11 |  | 35000 | 33200 | 94.86% | [8 empty] | Residential | 725 | No | 2.9
206790360 | Central Heat Pump | BRYANT HEATING AND COOLING SYSTEMS | HRCU-A-CB (Split System: Heat Pump with Remote Outdoor Unit-Air-Source) | 284ANV036*0**B* |  |  | CAP**6121AL*+UI | 986TC66100C21*** | 34800 | 21.5 |  | 13 | 11 |  | 35000 | 33000 | 94.29% | [8 empty] | Residential | 725 | No | 2.9
206790362 | Central Heat Pump | BRYANT HEATING AND COOLING SYSTEMS | HRCU-A-CB (Split System: Heat Pump with Remote Outdoor Unit-Air-Source) | 284ANV036*0**B* |  |  | CAP**6121AL*+UI | 88*TA60110C21*** | 34800 | 22 |  | 13 | 11 |  | 35000 | 33000 | 94.29% | [8 empty] | Residential | 725 | No | 2.9
206790364 | Central Heat Pump | BRYANT HEATING AND COOLING SYSTEMS | HRCU-A-CB (Split System: Heat Pump with Remote Outdoor Unit-Air-Source) | 284ANV036*0**B* |  |  | CAP**6124AL*+UI | 88*TA60070C21*** | 34800 | 21.5 |  | 13 | 11 |  | 35000 | 33200 | 94.86% | [8 empty] | Residential | 725 | No | 2.9
206790365 | Central Heat Pump | BRYANT HEATING AND COOLING SYSTEMS | HRCU-A-CB (Split System: Heat Pump with Remote Outdoor Unit-Air-Source) | 284ANV036*0**B* |  |  | CAP**6124AL*+UI | 88*TA60090C21*** | 34800 | 21.9 |  | 13 | 11 |  | 34800 | 33000 | 94.83% | [8 empty] | Residential | 725 | No | 2.9
206790368 | Central Heat Pump | BRYANT HEATING AND COOLING SYSTEMS | HRCU-A-CB (Split System: Heat Pump with Remote Outdoor Unit-Air-Source) | 284ANV036*0**B* |  |  | CAP**6124AL*+UI | 987MB60080C21*** | 34800 | 21.15 |  | 13 | 11 |  | 35000 | 33200 | 94.86% | [8 empty] | Residential | 725 | No | 2.9
206790369 | Central Heat Pump | BRYANT HEATING AND COOLING SYSTEMS | HRCU-A-CB (Split System: Heat Pump with Remote Outdoor Unit-Air-Source) | 284ANV036*0**B* |  |  | CAP**6124AL*+UI | 987MB66100C21*** | 34800 | 21.3 |  | 13 | 11 |  | 34800 | 33000 | 94.83% | [8 empty] | Residential | 725 | No | 2.9
206905476 | Central Heat Pump | AC PRO | HRCU-A-CB (Split System: Heat Pump with Remote Outdoor Unit-Air-Source) | 4HP18V36P |  |  | E*1P23B+H4TXV01 | 92G1UH030BE12 | 23400 | 19.5 |  | 13 | 10 |  | 24000 | 15000 | 62.5% | 23200 | 18 | 12.3 | 8.1 | 24000 |  |  |  | Residential | 482.5 | No | 1.93
208128135 | Central Heat Pump | AC PRO | HRCU-A-CB (Split System: Heat Pump with Remote Outdoor Unit-Air-Source) | 4HP18V36P | ADP |  | V,A,D36H175D789 | 95G1UH040BE12X | 24000 | 18 |  | 13 | 10 |  | 22400 | 13800 | 61.61% | [8 empty] | Residential | 500 | No | 2
208128136 | Central Heat Pump | AC PRO | HRCU-A-CB (Split System: Heat Pump with Remote Outdoor Unit-Air-Source) | 4HP18V36P | ADP |  | PL36H***P219 | 95G1UH040BE12X | 23800 | 18 |  | 13 | 10 |  | 22400 | 13800 | 61.61% | [8 empty] | Residential | 495 | No | 1.98
208128137 | Central Heat Pump | AC PRO | HRCU-A-CB (Split System: Heat Pump with Remote Outdoor Unit-Air-Source) | 4HP18V36P | ADP |  | V,A,D36H***D449 | 95G1UH040BE12X | 24000 | 18 |  | 13 | 10 |  | 22400 | 13800 | 61.61% | [8 empty] | Residential | 500 | No | 2
208128138 | Central Heat Pump | AC PRO | HRCU-A-CB (Split System: Heat Pump with Remote Outdoor Unit-Air-Source) | 4HP18V36P | ADP |  | V,A,D36H***D229 | 95G1UH040BE12X | 24000 | 18 |  | 13 | 10 |  | 22400 | 13800 | 61.61% | [8 empty] | Residential | 500 | No | 2
208128150 | Central Heat Pump | AC PRO | HRCU-A-CB (Split System: Heat Pump with Remote Outdoor Unit-Air-Source) | 4HP18V36P | ADP |  | V,A,D36H175D789 | 95G1UH070BE12 | 24000 | 18 |  | 13 | 10 |  | 22400 | 13800 | 61.61% | [8 empty] | Residential | 500 | No | 2
208128152 | Central Heat Pump | AC PRO | HRCU-A-CB (Split System: Heat Pump with Remote Outdoor Unit-Air-Source) | 4HP18V36P | ADP |  | V,A,D36H***D449 | 95G1UH070BE12 | 24000 | 18 |  | 13 | 10 |  | 22400 | 13800 | 61.61% | [8 empty] | Residential | 500 | No | 2
208128153 | Central Heat Pump | AC PRO | HRCU-A-CB (Split System: Heat Pump with Remote Outdoor Unit-Air-Source) | 4HP18V36P | ADP |  | V,A,D36H***D229 | 95G1UH070BE12 | 24000 | 18 |  | 13 | 10 |  | 22400 | 13800 | 61.61% | [8 empty] | Residential | 500 | No | 2
208127989 | Central Heat Pump | AC PRO | HRCU-A-CB (Split System: Heat Pump with Remote Outdoor Unit-Air-Source) | 4HP18V36P | ADP |  | PL36H175P459 | 80G1UH060AE12X | 24000 | 19 |  | 13 | 10 |  | 22400 | 13500 | 60.27% | [8 empty] | Residential | 500 | No | 2
206905477 | Central Heat Pump | AC PRO | HRCU-A-CB (Split System: Heat Pump with Remote Outdoor Unit-Air-Source) | 4HP18V36P |  |  | E*1P23B+H4TXV01 | 92G1UH045BE12 | 23200 | 19 |  | 13 | 10 |  | 24000 | 14800 | 61.67% | 23600 | 19 | 12.3 | 8.5 | 24000 |  |  |  | Residential | 492.5 | No | 1.97
206905478 | Central Heat Pump | AC PRO | HRCU-A-CB (Split System: Heat Pump with Remote Outdoor Unit-Air-Source) | 4HP18V36P |  |  | E*1P23B+H4TXV01 | 92G1UH070BE12 | 23200 | 19 |  | 13 | 10 |  | 24000 | 14900 | 62.08% | 23600 | 19 | 12.3 | 8.5 | 24000 |  |  |  | Residential | 492.5 | No | 1.97
206905484 | Central Heat Pump | AC PRO | HRCU-A-CB (Split System: Heat Pump with Remote Outdoor Unit-Air-Source) | 4HP18V36P |  |  | E*1P23B+H4TXV01 | 96G2UH045BV12 | 23400 | 20 |  | 13 | 10 |  | 24000 | 14900 | 62.08% | 23400 | 19 | 12.3 | 8.1 | 24000 |  |  |  | Residential | 487.5 | No | 1.95
206905485 | Central Heat Pump | AC PRO | HRCU-A-CB (Split System: Heat Pump with Remote Outdoor Unit-Air-Source) | 4HP18V36P |  |  | E*1P23B+H4TXV01 | 96G2UH070BV12 | 23400 | 20 |  | 13 | 10 |  | 24000 | 14800 | 61.67% | 23400 | 19 | 12.3 | 8.5 | 24000 |  |  |  | Residential | 487.5 | No | 1.95
206905486 | Central Heat Pump | AC PRO | HRCU-A-CB (Split System: Heat Pump with Remote Outdoor Unit-Air-Source) | 4HP18V36P |  |  | E*1P23B+H4TXV01 | EFV08BCA | 23200 | 19.5 |  | 13 | 10 |  | 24000 | 15100 | 62.92% | 22800 | 17.1 | 12.3 | 8.1 | 24000 |  |  |  | Residential | 475 | No | 1.9
206905487 | Central Heat Pump | AC PRO | HRCU-A-CB (Split System: Heat Pump with Remote Outdoor Unit-Air-Source) | 4HP18V36P |  |  | E*1P23B+H4TXV01 | EFV12BCA | 23400 | 20 |  | 13 | 10 |  | 24000 | 14900 | 62.08% | 23200 | 18 | 12.3 | 8.1 | 24000 |  |  |  | Residential | 482.5 | No | 1.93
206905543 | Central Heat Pump | AC PRO | HRCU-A-CB (Split System: Heat Pump with Remote Outdoor Unit-Air-Source) | 4HP18V36P |  |  | EA(C,U)1P30A+H4TXV01 | 80G2UH070AE12 | 24000 | 19.5 |  | 13 | 10 |  | 24000 | 15400 | 64.17% | 24000 | 19 | 12.3 | 8.1 | 24000 |  |  |  | Residential | 500 | No | 2
206905544 | Central Heat Pump | AC PRO | HRCU-A-CB (Split System: Heat Pump with Remote Outdoor Unit-Air-Source) | 4HP18V36P |  |  | EA(C,U)1P30A+H4TXV01 | 80G2UH070AE12L | 24000 | 19.5 |  | 13 | 10 |  | 24000 | 15400 | 64.17% | 24000 | 19 | 12.3 | 8.1 | 24000 |  |  |  | Residential | 500 | No | 2
201808675 | Central Heat Pump | TRANE | HRCU-A-CB (Split System: Heat Pump with Remote Outdoor Unit-Air-Source) | 4TWV0024A1 |  |  | 4TXCB004DS3 | S9V2B080D3VSA+RP | 23000 | 18.5 |  | 12.5 | 10 |  | 20400 | 16500 | 80.88% | [8 empty] | Residential | 480 | No | 1.92
10511177 | Central Heat Pump | TRANE | HRCU-A-CB (Split System: Heat Pump with Remote Outdoor Unit-Air-Source) | 4TWV0036A1 |  |  | 4PX*BU36BS3 | S9V2B040U3PSB+RP | 35200 | 19.75 |  | 12.75 | 10 |  | 32400 | 26200 | 80.86% | [8 empty] | Residential | 732.5 | No | 2.93
10511178 | Central Heat Pump | TRANE | HRCU-A-CB (Split System: Heat Pump with Remote Outdoor Unit-Air-Source) | 4TWV0036A1 |  |  | 4PX*BU48BS3 | S9V2B060U3PSB+RP | 36200 | 20.5 |  | 13 | 10 |  | 33200 | 26400 | 79.52% | [8 empty] | Residential | 755 | No | 3.02
10511179 | Central Heat Pump | TRANE | HRCU-A-CB (Split System: Heat Pump with Remote Outdoor Unit-Air-Source) | 4TWV0036A1 |  |  | 4PX*BU48BS3 | S9V2B040U3PSB+RP | 36200 | 20.25 |  | 13 | 10 |  | 33200 | 26400 | 79.52% | [8 empty] | Residential | 755 | No | 3.02
10511180 | Central Heat Pump | TRANE | HRCU-A-CB (Split System: Heat Pump with Remote Outdoor Unit-Air-Source) | 4TWV0036A1 |  |  | 4PX*BU48BS3 | S9V2B080U3PSB+RP | 36400 | 20.5 |  | 13 | 10 |  | 33200 | 26600 | 80.12% | [8 empty] | Residential | 757.5 | No | 3.03
10511181 | Central Heat Pump | TRANE | HRCU-A-CB (Split System: Heat Pump with Remote Outdoor Unit-Air-Source) | 4TWV0036A1 |  |  | 4PX*BU48BS3 | S9V2B080U4PSB+RP | 36400 | 20.25 |  | 13 | 10 |  | 33200 | 26600 | 80.12% | [8 empty] | Residential | 757.5 | No | 3.03
10511182 | Central Heat Pump | TRANE | HRCU-A-CB (Split System: Heat Pump with Remote Outdoor Unit-Air-Source) | 4TWV0036A1 |  |  | 4PX*BU48BS3 | S9V2B060U4PSB+RP | 36600 | 21 |  | 13 | 10.5 |  | 33200 | 26400 | 79.52% | [8 empty] | Residential | 762.5 | No | 3.05
10511185 | Central Heat Pump | TRANE | HRCU-A-CB (Split System: Heat Pump with Remote Outdoor Unit-Air-Source) | 4TWV0036A1 |  |  | 4PX*CU36BS3 | S9V2C100U4PSB+RP | 35200 | 20 |  | 13 | 10.5 |  | 32200 | 26000 | 80.75% | [8 empty] | Residential | 732.5 | No | 2.93
10511186 | Central Heat Pump | TRANE | HRCU-A-CB (Split System: Heat Pump with Remote Outdoor Unit-Air-Source) | 4TWV0036A1 |  |  | 4PX*CU48BS3 | S9V2C100U4PSB+RP | 36600 | 20.5 |  | 13.5 | 10.5 |  | 33000 | 26400 | 80% | [8 empty] | Residential | 762.5 | No | 3.05
208127999 | Central Heat Pump | AC PRO | HRCU-A-CB (Split System: Heat Pump with Remote Outdoor Unit-Air-Source) | 4HP18V36P | ADP |  | PL36H210P299 | 80G1UH070BE12 | 24000 | 18 |  | 13 | 10 |  | 22400 | 13700 | 61.16% | [8 empty] | Residential | 500 | No | 2
208128002 | Central Heat Pump | AC PRO | HRCU-A-CB (Split System: Heat Pump with Remote Outdoor Unit-Air-Source) | 4HP18V36P | ADP |  | PL36H175P149 | 80G1UH070BE12 | 23800 | 18 |  | 13 | 10 |  | 22400 | 13700 | 61.16% | [8 empty] | Residential | 495 | No | 1.98
208128003 | Central Heat Pump | AC PRO | HRCU-A-CB (Split System: Heat Pump with Remote Outdoor Unit-Air-Source) | 4HP18V36P | ADP |  | PL36H175P159 | 80G1UH070BE12 | 24000 | 18 |  | 13 | 10 |  | 22400 | 13700 | 61.16% | [8 empty] | Residential | 500 | No | 2
208128004 | Central Heat Pump | AC PRO | HRCU-A-CB (Split System: Heat Pump with Remote Outdoor Unit-Air-Source) | 4HP18V36P | ADP |  | V,A,D36H175D159 | 80G1UH070BE12 | 24000 | 18 |  | 13 | 10 |  | 22400 | 13700 | 61.16% | [8 empty] | Residential | 500 | No | 2
208128005 | Central Heat Pump | AC PRO | HRCU-A-CB (Split System: Heat Pump with Remote Outdoor Unit-Air-Source) | 4HP18V36P | ADP |  | H,A,DE35936 | 80G1UH070BE12 | 24000 | 18 |  | 13 | 10 |  | 22400 | 13700 | 61.16% | [8 empty] | Residential | 500 | No | 2
208128006 | Central Heat Pump | AC PRO | HRCU-A-CB (Split System: Heat Pump with Remote Outdoor Unit-Air-Source) | 4HP18V36P | ADP |  | PL36H210P179 | 80G1UH070BE12 | 24000 | 18 |  | 13 | 10 |  | 22400 | 13700 | 61.16% | [8 empty] | Residential | 500 | No | 2
208128007 | Central Heat Pump | AC PRO | HRCU-A-CB (Split System: Heat Pump with Remote Outdoor Unit-Air-Source) | 4HP18V36P | ADP |  | PL36H***P449 | 80G1UH070BE12 | 24000 | 18 |  | 13 | 10 |  | 22400 | 13700 | 61.16% | [8 empty] | Residential | 500 | No | 2
208128008 | Central Heat Pump | AC PRO | HRCU-A-CB (Split System: Heat Pump with Remote Outdoor Unit-Air-Source) | 4HP18V36P | ADP |  | PL36H175P459 | 80G1UH070BE12 | 24000 | 18 |  | 13 | 10 |  | 22400 | 13700 | 61.16% | [8 empty] | Residential | 500 | No | 2
208128028 | Central Heat Pump | AC PRO | HRCU-A-CB (Split System: Heat Pump with Remote Outdoor Unit-Air-Source) | 4HP18V36P | ADP |  | PL36H210P299 | 95G1UH040BE12X | 24000 | 18 |  | 13 | 10 |  | 22400 | 13800 | 61.61% | [8 empty] | Residential | 500 | No | 2
10511187 | Central Heat Pump | TRANE | HRCU-A-CB (Split System: Heat Pump with Remote Outdoor Unit-Air-Source) | 4TWV0036A1 |  |  | 4TXCB004DS3 | S9V2B040U3PSB+RP | 35200 | 19.75 |  | 12.75 | 10 |  | 32400 | 26200 | 80.86% | [8 empty] | Residential | 732.5 | No | 2.93
207590634 | Central Heat Pump | AMERICAN STANDARD | HRCU-A-CB (Split System: Heat Pump with Remote Outdoor Unit-Air-Source) | 4A6V0X36A1 |  |  | 4TXFH036CZ3 | *DHMB060BCV3 | 34800 | 19.5 |  | 12.5 | 10 |  | 29000 | 25800 | 88.97% | [8 empty] | Residential | 725 | No | 2.9
207590701 | Central Heat Pump | AMERICAN STANDARD | HRCU-A-CB (Split System: Heat Pump with Remote Outdoor Unit-Air-Source) | 4A6V0X36A1 |  |  | 4TXFH036CZ3 | *DD2B060ACV3 | 35000 | 19.5 |  | 13 | 10 |  | 32200 | 26400 | 81.99% | [8 empty] | Residential | 730 | No | 2.92
201800544 | Central Heat Pump | AMERICAN STANDARD | HRCU-A-CB (Split System: Heat Pump with Remote Outdoor Unit-Air-Source) | 4A6V0024A1 |  |  | 4TXCB004DS3 | S9V2B080U3VSA+RP | 24200 | 19.5 |  | 13 | 10 |  | 20600 | 16800 | 81.55% | [8 empty] | Residential | 505 | No | 2.02
201800553 | Central Heat Pump | AMERICAN STANDARD | HRCU-A-CB (Split System: Heat Pump with Remote Outdoor Unit-Air-Source) | 4A6V0024A1 |  |  | 4TXCB004DS3 | S9V2B040U3VSA+RP | 24200 | 19 |  | 13 | 10 |  | 18600 | 16800 | 90.32% | [8 empty] | Residential | 505 | No | 2.02
201800565 | Central Heat Pump | AMERICAN STANDARD | HRCU-A-CB (Split System: Heat Pump with Remote Outdoor Unit-Air-Source) | 4A6V0024A1 |  |  | 4TXCB004DS3 | S9V2B080D3VSA+RP | 23000 | 18.5 |  | 12.5 | 10 |  | 20400 | 16500 | 80.88% | [8 empty] | Residential | 480 | No | 1.92
201800601 | Central Heat Pump | AMERICAN STANDARD | HRCU-A-CB (Split System: Heat Pump with Remote Outdoor Unit-Air-Source) | 4A6V0036A1 |  |  | 4PX*BU36BS3 | S9V2B060U3VSA+RP | 35200 | 20 |  | 12.5 | 10.5 |  | 32400 | 26200 | 80.86% | [8 empty] | Residential | 732.5 | No | 2.93
201800607 | Central Heat Pump | AMERICAN STANDARD | HRCU-A-CB (Split System: Heat Pump with Remote Outdoor Unit-Air-Source) | 4A6V0036A1 |  |  | 4PX*BU36BS3 | S9V2B080U3VSA+RP | 34800 | 20 |  | 12.5 | 10 |  | 32200 | 26000 | 80.75% | [8 empty] | Residential | 725 | No | 2.9
208128031 | Central Heat Pump | AC PRO | HRCU-A-CB (Split System: Heat Pump with Remote Outdoor Unit-Air-Source) | 4HP18V36P | ADP |  | PL36H175P149 | 95G1UH040BE12X | 23800 | 18 |  | 13 | 10 |  | 22400 | 13800 | 61.61% | [8 empty] | Residential | 495 | No | 1.98
208128032 | Central Heat Pump | AC PRO | HRCU-A-CB (Split System: Heat Pump with Remote Outdoor Unit-Air-Source) | 4HP18V36P | ADP |  | PL36H175P159 | 95G1UH040BE12X | 24000 | 18 |  | 13 | 10 |  | 22400 | 13800 | 61.61% | [8 empty] | Residential | 500 | No | 2
208128033 | Central Heat Pump | AC PRO | HRCU-A-CB (Split System: Heat Pump with Remote Outdoor Unit-Air-Source) | 4HP18V36P | ADP |  | V,A,D36H175D159 | 95G1UH040BE12X | 24000 | 18 |  | 13 | 10 |  | 22400 | 13800 | 61.61% | [8 empty] | Residential | 500 | No | 2
208128034 | Central Heat Pump | AC PRO | HRCU-A-CB (Split System: Heat Pump with Remote Outdoor Unit-Air-Source) | 4HP18V36P | ADP |  | H,A,DE35936 | 95G1UH040BE12X | 24000 | 18 |  | 13 | 10 |  | 22400 | 13800 | 61.61% | [8 empty] | Residential | 500 | No | 2
205960837 | Central Heat Pump | CARRIER | HRCU-A-CB (Split System: Heat Pump with Remote Outdoor Unit-Air-Source) | 25VNA424A*030* | ADP |  | H,PG83936 | 59TN6B120C24**22 | 23400 | 22 |  | 14 | 11 |  | 22400 | 22400 | 100% | [8 empty] | Residential | 487.5 | No | 1.95
205960838 | Central Heat Pump | CARRIER | HRCU-A-CB (Split System: Heat Pump with Remote Outdoor Unit-Air-Source) | 25VNA424A*030* | ADP |  | H,PG81936 | 59TN6B120C24**22 | 23400 | 22 |  | 14 | 11 |  | 22400 | 22400 | 100% | [8 empty] | Residential | 487.5 | No | 1.95
205960852 | Central Heat Pump | CARRIER | HRCU-A-CB (Split System: Heat Pump with Remote Outdoor Unit-Air-Source) | 25VNA436A*030* | ADP |  | H,PG81936 | 59MN7B060C21**20 | 33400 | 21 |  | 12.5 | 10 |  | 33800 | 32000 | 94.67% | [8 empty] | Residential | 695 | No | 2.78
205960858 | Central Heat Pump | CARRIER | HRCU-A-CB (Split System: Heat Pump with Remote Outdoor Unit-Air-Source) | 25VNA436A*030* | ADP |  | H,PG83936 | 59MN7B080C21**20 | 34200 | 21 |  | 13 | 10 |  | 33000 | 31400 | 95.15% | [8 empty] | Residential | 712.5 | No | 2.85
201800615 | Central Heat Pump | AMERICAN STANDARD | HRCU-A-CB (Split System: Heat Pump with Remote Outdoor Unit-Air-Source) | 4A6V0036A1 |  |  | 4PX*BU36BS3 | S9V2B040U3VSA+RP | 35200 | 20 |  | 12.5 | 10 |  | 32400 | 26200 | 80.86% | [8 empty] | Residential | 732.5 | No | 2.93
201800622 | Central Heat Pump | AMERICAN STANDARD | HRCU-A-CB (Split System: Heat Pump with Remote Outdoor Unit-Air-Source) | 4A6V0036A1 |  |  | 4PX*BU48BS3 | S9V2B080U3VSA+RP | 36400 | 20.5 |  | 13 | 10 |  | 33200 | 26600 | 80.12% | [8 empty] | Residential | 757.5 | No | 3.03
205041586 | Central Heat Pump | FRASER-JOHNSTON | HRCU-A-CB (Split System: Heat Pump with Remote Outdoor Unit-Air-Source) | HL19B3621 |  |  | CF60DXA2+TXV | TM8V100C16MP12 | 35800 | 18 |  | 14 | 10 |  | 35200 | 22400 | 63.64% | [8 empty] | Residential | 745 | No | 2.98
205041588 | Central Heat Pump | FRASER-JOHNSTON | HRCU-A-CB (Split System: Heat Pump with Remote Outdoor Unit-Air-Source) | HL19B3621 |  |  | CF60DXA2+TXV | TM8V080C16MP12 | 35800 | 18 |  | 14 | 10 |  | 35200 | 22400 | 63.64% | [8 empty] | Residential | 745 | No | 2.98
205041592 | Central Heat Pump | FRASER-JOHNSTON | HRCU-A-CB (Split System: Heat Pump with Remote Outdoor Unit-Air-Source) | HL19B3621 |  |  | CF60DXA2+TXV | TMLV100C16MP12 | 35800 | 18 |  | 14 | 10 |  | 35200 | 22400 | 63.64% | [8 empty] | Residential | 745 | No | 2.98
205041594 | Central Heat Pump | FRASER-JOHNSTON | HRCU-A-CB (Split System: Heat Pump with Remote Outdoor Unit-Air-Source) | HL19B3621 |  |  | CF60DXA2+TXV | TPLC080C16MP13 | 35800 | 18 |  | 14 | 10 |  | 35200 | 22400 | 63.64% | [8 empty] | Residential | 745 | No | 2.98
205041596 | Central Heat Pump | FRASER-JOHNSTON | HRCU-A-CB (Split System: Heat Pump with Remote Outdoor Unit-Air-Source) | HL19B3621 |  |  | CF60DXA2+TXV | TPLC100C16MP13 | 35800 | 18 |  | 14 | 10 |  | 35200 | 22400 | 63.64% | [8 empty] | Residential | 745 | No | 2.98
205041602 | Central Heat Pump | FRASER-JOHNSTON | HRCU-A-CB (Split System: Heat Pump with Remote Outdoor Unit-Air-Source) | HL19B3621 |  |  | CF60DXA2+MVC14DN21+TXV |  | 36000 | 19 |  | 14 | 10 |  | 34600 | 22400 | 64.74% | [8 empty] | Residential | 750 | No | 3
205960859 | Central Heat Pump | CARRIER | HRCU-A-CB (Split System: Heat Pump with Remote Outdoor Unit-Air-Source) | 25VNA436A*030* | ADP |  | H,PG81936 | 59MN7B080C21**20 | 33600 | 21 |  | 12.5 | 10 |  | 33000 | 31400 | 95.15% | [8 empty] | Residential | 700 | No | 2.8
205960861 | Central Heat Pump | CARRIER | HRCU-A-CB (Split System: Heat Pump with Remote Outdoor Unit-Air-Source) | 25VNA436A*030* | ADP |  | H,PG83936 | 59MN7B100C21**22 | 34600 | 21 |  | 13 | 10 |  | 33600 | 31800 | 94.64% | [8 empty] | Residential | 720 | No | 2.88
205960862 | Central Heat Pump | CARRIER | HRCU-A-CB (Split System: Heat Pump with Remote Outdoor Unit-Air-Source) | 25VNA436A*030* | ADP |  | H,PG81936 | 59MN7B100C21**22 | 34200 | 21 |  | 12.5 | 10 |  | 33600 | 31800 | 94.64% | [8 empty] | Residential | 712.5 | No | 2.85
205960864 | Central Heat Pump | CARRIER | HRCU-A-CB (Split System: Heat Pump with Remote Outdoor Unit-Air-Source) | 25VNA436A*030* | ADP |  | H,PG83936 | 59MN7B120C24**22 | 34200 | 21 |  | 13 | 10 |  | 33000 | 31400 | 95.15% | [8 empty] | Residential | 712.5 | No | 2.85
205960865 | Central Heat Pump | CARRIER | HRCU-A-CB (Split System: Heat Pump with Remote Outdoor Unit-Air-Source) | 25VNA436A*030* | ADP |  | H,PG81936 | 59MN7B120C24**22 | 33600 | 21 |  | 12.5 | 10 |  | 33000 | 31400 | 95.15% | [8 empty] | Residential | 700 | No | 2.8
205960871 | Central Heat Pump | CARRIER | HRCU-A-CB (Split System: Heat Pump with Remote Outdoor Unit-Air-Source) | 25VNA436A*030* | ADP |  | H,PG81936 | 59TN6B080C17**14 | 33600 | 20 |  | 12.5 | 10 |  | 34200 | 32400 | 94.74% | [8 empty] | Residential | 700 | No | 2.8
205960873 | Central Heat Pump | CARRIER | HRCU-A-CB (Split System: Heat Pump with Remote Outdoor Unit-Air-Source) | 25VNA436A*030* | ADP |  | H,PG83936 | 59TN6B080C21**20 | 34200 | 21 |  | 13 | 10 |  | 33000 | 31400 | 95.15% | [8 empty] | Residential | 712.5 | No | 2.85
205960874 | Central Heat Pump | CARRIER | HRCU-A-CB (Split System: Heat Pump with Remote Outdoor Unit-Air-Source) | 25VNA436A*030* | ADP |  | H,PG81936 | 59TN6B080C21**20 | 33800 | 21 |  | 12.5 | 10 |  | 33800 | 31800 | 94.08% | [8 empty] | Residential | 705 | No | 2.82
205041604 | Central Heat Pump | FRASER-JOHNSTON | HRCU-A-CB (Split System: Heat Pump with Remote Outdoor Unit-Air-Source) | HL19B3621 |  |  | CF60DXA2+ME14DN21+TXV |  | 34800 | 19 |  | 14 | 10 |  | 35000 | 22400 | 64% | [8 empty] | Residential | 725 | No | 2.9
205041706 | Central Heat Pump | FRASER-JOHNSTON | HRCU-A-CB (Split System: Heat Pump with Remote Outdoor Unit-Air-Source) | HL19B3621 |  |  | CF60CXA2+TXV | TM9V100C20MP12 | 36000 | 19 |  | 14 | 10 |  | 35400 | 22400 | 63.28% | [8 empty] | Residential | 750 | No | 3
205041708 | Central Heat Pump | FRASER-JOHNSTON | HRCU-A-CB (Split System: Heat Pump with Remote Outdoor Unit-Air-Source) | HL19B3621 |  |  | CF60CXA2+TXV | TP9C100C20MP13 | 36000 | 19 |  | 14 | 10 |  | 35400 | 22400 | 63.28% | [8 empty] | Residential | 750 | No | 3
205041716 | Central Heat Pump | FRASER-JOHNSTON | HRCU-A-CB (Split System: Heat Pump with Remote Outdoor Unit-Air-Source) | HL19B3621 |  |  | CF60CXA2+TXV | TM9V080C16MP12 | 35800 | 18 |  | 13 | 10 |  | 35400 | 22400 | 63.28% | [8 empty] | Residential | 745 | No | 2.98
205041718 | Central Heat Pump | FRASER-JOHNSTON | HRCU-A-CB (Split System: Heat Pump with Remote Outdoor Unit-Air-Source) | HL19B3621 |  |  | CF60CXA2+TXV | TP9C080C16MP13 | 35800 | 18 |  | 13 | 10 |  | 35400 | 22400 | 63.28% | [8 empty] | Residential | 745 | No | 2.98
205041733 | Central Heat Pump | FRASER-JOHNSTON | HRCU-A-CB (Split System: Heat Pump with Remote Outdoor Unit-Air-Source) | HL19B3621 |  |  | CF60CXA2+TXV | TM9Y100C16MP11 | 36000 | 18 |  | 14 | 10 |  | 35600 | 22400 | 62.92% | [8 empty] | Residential | 750 | No | 3
205041747 | Central Heat Pump | FRASER-JOHNSTON | HRCU-A-CB (Split System: Heat Pump with Remote Outdoor Unit-Air-Source) | HL19B3621 |  |  | CF60CXA2+TXV | TM8Y120C20MP11 | 36000 | 18 |  | 14 | 10 |  | 35000 | 22400 | 64% | [8 empty] | Residential | 750 | No | 3
205041749 | Central Heat Pump | FRASER-JOHNSTON | HRCU-A-CB (Split System: Heat Pump with Remote Outdoor Unit-Air-Source) | HL19B3621 |  |  | CF60CXA2+TXV | TM8Y100C20MP11 | 36000 | 18 |  | 14 | 10 |  | 35000 | 22400 | 64% | [8 empty] | Residential | 750 | No | 3
205960877 | Central Heat Pump | CARRIER | HRCU-A-CB (Split System: Heat Pump with Remote Outdoor Unit-Air-Source) | 25VNA436A*030* | ADP |  | H,PG83936 | 59TN6B100C21**22 | 34600 | 21 |  | 13 | 10 |  | 33600 | 31800 | 94.64% | [8 empty] | Residential | 720 | No | 2.88
205960878 | Central Heat Pump | CARRIER | HRCU-A-CB (Split System: Heat Pump with Remote Outdoor Unit-Air-Source) | 25VNA436A*030* | ADP |  | H,PG81936 | 59TN6B100C21**22 | 34200 | 21 |  | 12.5 | 10 |  | 33600 | 31800 | 94.64% | [8 empty] | Residential | 712.5 | No | 2.85
205960880 | Central Heat Pump | CARRIER | HRCU-A-CB (Split System: Heat Pump with Remote Outdoor Unit-Air-Source) | 25VNA436A*030* | ADP |  | H,PG83936 | 59TN6B120C24**22 | 34400 | 21 |  | 13 | 10 |  | 32800 | 31200 | 95.12% | [8 empty] | Residential | 717.5 | No | 2.87
205960881 | Central Heat Pump | CARRIER | HRCU-A-CB (Split System: Heat Pump with Remote Outdoor Unit-Air-Source) | 25VNA436A*030* | ADP |  | H,PG81936 | 59TN6B120C24**22 | 33800 | 21 |  | 12.5 | 10 |  | 33600 | 31600 | 94.05% | [8 empty] | Residential | 705 | No | 2.82
205960887 | Central Heat Pump | CARRIER | HRCU-A-CB (Split System: Heat Pump with Remote Outdoor Unit-Air-Source) | 25VNA448A*030* | ADP |  | H,PG48960 | 59MN7B080C21**20 | 44000 | 20 |  | 12.5 | 10 |  | 44000 | 41000 | 93.18% | [8 empty] | Residential | 917.5 | No | 3.67
205960900 | Central Heat Pump | CARRIER | HRCU-A-CB (Split System: Heat Pump with Remote Outdoor Unit-Air-Source) | 25VNA448A*030* | ADP |  | H,PG48960 | 59MN7B120C24**22 | 45000 | 21 |  | 12.5 | 10 |  | 46000 | 41000 | 89.13% | [8 empty] | Residential | 937.5 | No | 3.75
205960914 | Central Heat Pump | CARRIER | HRCU-A-CB (Split System: Heat Pump with Remote Outdoor Unit-Air-Source) | 25VNA448A*030* | ADP |  | H,PE35(1,2)48+TXV | 59TN6B120C24**22 | 44000 | 21 |  | 12.5 | 10 |  | 46000 | 41000 | 89.13% | [8 empty] | Residential | 917.5 | No | 3.67
205960915 | Central Heat Pump | CARRIER | HRCU-A-CB (Split System: Heat Pump with Remote Outdoor Unit-Air-Source) | 25VNA448A*030* | ADP |  | H,PE36(1,2)60+TXV | 59TN6B120C24**22 | 44000 | 21 |  | 12.5 | 10 |  | 46000 | 41000 | 89.13% | [8 empty] | Residential | 917.5 | No | 3.67
205041759 | Central Heat Pump | FRASER-JOHNSTON | HRCU-A-CB (Split System: Heat Pump with Remote Outdoor Unit-Air-Source) | HL19B3621 |  |  | CF60CXA2+TXV | TM8Y100C16MP11 | 35800 | 18 |  | 14 | 10 |  | 35200 | 22400 | 63.64% | [8 empty] | Residential | 745 | No | 2.98
204333867 | Central Heat Pump | FRASER-JOHNSTON | HRCU-A-CB (Split System: Heat Pump with Remote Outdoor Unit-Air-Source) | HL20B3621 |  |  | CM38CE2A1+CC | TPLC100C16MP13 | 33600 | 19.25 |  | 13.25 | 10.75 |  | 32400 | 33400 | 103.1% | [8 empty] | Residential | 700 | No | 2.8
204333913 | Central Heat Pump | FRASER-JOHNSTON | HRCU-A-CB (Split System: Heat Pump with Remote Outdoor Unit-Air-Source) | HL20B3621 |  |  | CM38CE2A1+CC | TM9V080C16MP12 | 33600 | 19 |  | 12.75 | 10.5 |  | 32600 | 31800 | 97.55% | [8 empty] | Residential | 700 | No | 2.8
204333921 | Central Heat Pump | FRASER-JOHNSTON | HRCU-A-CB (Split System: Heat Pump with Remote Outdoor Unit-Air-Source) | HL20B3621 |  |  | CM38CE2A1+CC | TP9C080C16MP13 | 33600 | 19 |  | 12.75 | 10.5 |  | 32600 | 31800 | 97.55% | [8 empty] | Residential | 700 | No | 2.8
204333949 | Central Heat Pump | FRASER-JOHNSTON | HRCU-A-CB (Split System: Heat Pump with Remote Outdoor Unit-Air-Source) | HL20B4821 |  |  | CM50DE3A1+MVC20DN21+CC |  | 45000 | 21 |  | 13.5 | 10.5 |  | 43000 | 42500 | 98.84% | [8 empty] | Residential | 937.5 | No | 3.75
204334494 | Central Heat Pump | FRASER-JOHNSTON | HRCU-A-CB (Split System: Heat Pump with Remote Outdoor Unit-Air-Source) | HL20B6021 |  |  | CM61DE4A1+MVC20DN21+CC |  | 54000 | 20 |  | 12.5 | 10.75 |  | 52000 | 45500 | 87.5% | [8 empty] | Residential | 1125 | No | 4.5
10511189 | Central Heat Pump | TRANE | HRCU-A-CB (Split System: Heat Pump with Remote Outdoor Unit-Air-Source) | 4TWV0036A1 |  |  | 4TXCB004DS3 | S9V2B060U4PSB+RP | 35200 | 20.5 |  | 13 | 10.5 |  | 32200 | 26000 | 80.75% | [8 empty] | Residential | 732.5 | No | 2.93
10511190 | Central Heat Pump | TRANE | HRCU-A-CB (Split System: Heat Pump with Remote Outdoor Unit-Air-Source) | 4TWV0036A1 |  |  | 4TXCB004DS3 | S9V2B080U3PSB+RP | 34800 | 20 |  | 12.75 | 10 |  | 32200 | 26000 | 80.75% | [8 empty] | Residential | 725 | No | 2.9
10511191 | Central Heat Pump | TRANE | HRCU-A-CB (Split System: Heat Pump with Remote Outdoor Unit-Air-Source) | 4TWV0036A1 |  |  | 4TXCB004DS3 | S9V2B080U4PSB+RP | 35200 | 19.75 |  | 12.75 | 10 |  | 32400 | 26000 | 80.25% | [8 empty] | Residential | 732.5 | No | 2.93
10511193 | Central Heat Pump | TRANE | HRCU-A-CB (Split System: Heat Pump with Remote Outdoor Unit-Air-Source) | 4TWV0036A1 |  |  | 4TXCB004DS3 | S9V2B060U3PSB+RP | 35200 | 20 |  | 12.75 | 10.5 |  | 32400 | 26200 | 80.86% | [8 empty] | Residential | 732.5 | No | 2.93
10511196 | Central Heat Pump | TRANE | HRCU-A-CB (Split System: Heat Pump with Remote Outdoor Unit-Air-Source) | 4TWV0036A1 |  |  | 4TXCB006DS3 | S9V2B080U3PSB+RP | 36400 | 20.5 |  | 13 | 10 |  | 33200 | 26600 | 80.12% | [8 empty] | Residential | 757.5 | No | 3.03
10511197 | Central Heat Pump | TRANE | HRCU-A-CB (Split System: Heat Pump with Remote Outdoor Unit-Air-Source) | 4TWV0036A1 |  |  | 4TXCB006DS3 | S9V2B040U3PSB+RP | 36200 | 20.25 |  | 13 | 10 |  | 33200 | 26400 | 79.52% | [8 empty] | Residential | 755 | No | 3.02
10511198 | Central Heat Pump | TRANE | HRCU-A-CB (Split System: Heat Pump with Remote Outdoor Unit-Air-Source) | 4TWV0036A1 |  |  | 4TXCB006DS3 | S9V2B060U4PSB+RP | 36600 | 21 |  | 13 | 10.5 |  | 33200 | 26400 | 79.52% | [8 empty] | Residential | 762.5 | No | 3.05
10511199 | Central Heat Pump | TRANE | HRCU-A-CB (Split System: Heat Pump with Remote Outdoor Unit-Air-Source) | 4TWV0036A1 |  |  | 4TXCB006DS3 | S9V2B060U3PSB+RP | 36200 | 20.5 |  | 13 | 10 |  | 33200 | 26400 | 79.52% | [8 empty] | Residential | 755 | No | 3.02
10511200 | Central Heat Pump | TRANE | HRCU-A-CB (Split System: Heat Pump with Remote Outdoor Unit-Air-Source) | 4TWV0036A1 |  |  | 4TXCB006DS3 | S9V2B080U4PSB+RP | 36400 | 20.25 |  | 13 | 10 |  | 33200 | 26600 | 80.12% | [8 empty] | Residential | 757.5 | No | 3.03
10511201 | Central Heat Pump | TRANE | HRCU-A-CB (Split System: Heat Pump with Remote Outdoor Unit-Air-Source) | 4TWV0036A1 |  |  | 4TXCC005DS3 | S9V2C100U4PSB+RP | 35200 | 20 |  | 13 | 10.5 |  | 32200 | 26000 | 80.75% | [8 empty] | Residential | 732.5 | No | 2.93
201800628 | Central Heat Pump | AMERICAN STANDARD | HRCU-A-CB (Split System: Heat Pump with Remote Outdoor Unit-Air-Source) | 4A6V0036A1 |  |  | 4PX*BU48BS3 | S9V2B060U3VSA+RP | 36200 | 20.5 |  | 13 | 10 |  | 33200 | 26400 | 79.52% | [8 empty] | Residential | 755 | No | 3.02
201800635 | Central Heat Pump | AMERICAN STANDARD | HRCU-A-CB (Split System: Heat Pump with Remote Outdoor Unit-Air-Source) | 4A6V0036A1 |  |  | 4PX*BU48BS3 | S9V2B040U3VSA+RP | 36200 | 20.25 |  | 13 | 10 |  | 33200 | 26400 | 79.52% | [8 empty] | Residential | 755 | No | 3.02
201800654 | Central Heat Pump | AMERICAN STANDARD | HRCU-A-CB (Split System: Heat Pump with Remote Outdoor Unit-Air-Source) | 4A6V0036A1 |  |  | 4PX*CU36BS3 | S9V2C100U4VSA+RP | 35200 | 20 |  | 12.5 | 10 |  | 32200 | 26000 | 80.75% | [8 empty] | Residential | 732.5 | No | 2.93
201800662 | Central Heat Pump | AMERICAN STANDARD | HRCU-A-CB (Split System: Heat Pump with Remote Outdoor Unit-Air-Source) | 4A6V0036A1 |  |  | 4PX*CU48BS3 | S9V2C100U4VSA+RP | 36000 | 21 |  | 13 | 10 |  | 33000 | 26400 | 80% | [8 empty] | Residential | 750 | No | 3
201800670 | Central Heat Pump | AMERICAN STANDARD | HRCU-A-CB (Split System: Heat Pump with Remote Outdoor Unit-Air-Source) | 4A6V0036A1 |  |  | 4TXCB004DS3 | S9V2B040U3VSA+RP | 35200 | 20 |  | 12.5 | 10 |  | 32400 | 26200 | 80.86% | [8 empty] | Residential | 732.5 | No | 2.93
201800678 | Central Heat Pump | AMERICAN STANDARD | HRCU-A-CB (Split System: Heat Pump with Remote Outdoor Unit-Air-Source) | 4A6V0036A1 |  |  | 4TXCB004DS3 | S9V2B060U3VSA+RP | 35200 | 20 |  | 12.5 | 10.5 |  | 32400 | 26200 | 80.86% | [8 empty] | Residential | 732.5 | No | 2.93
201800685 | Central Heat Pump | AMERICAN STANDARD | HRCU-A-CB (Split System: Heat Pump with Remote Outdoor Unit-Air-Source) | 4A6V0036A1 |  |  | 4TXCB004DS3 | S9V2B080U3VSA+RP | 34800 | 20 |  | 12.5 | 10 |  | 32200 | 26000 | 80.75% | [8 empty] | Residential | 725 | No | 2.9
201800696 | Central Heat Pump | AMERICAN STANDARD | HRCU-A-CB (Split System: Heat Pump with Remote Outdoor Unit-Air-Source) | 4A6V0036A1 |  |  | 4TXCB006DS3 | S9V2B060U3VSA+RP | 36200 | 20.5 |  | 13 | 10 |  | 33200 | 26400 | 79.52% | [8 empty] | Residential | 755 | No | 3.02
201800702 | Central Heat Pump | AMERICAN STANDARD | HRCU-A-CB (Split System: Heat Pump with Remote Outdoor Unit-Air-Source) | 4A6V0036A1 |  |  | 4TXCB006DS3 | S9V2B040U3VSA+RP | 36200 | 20.25 |  | 13 | 10 |  | 33200 | 26400 | 79.52% | [8 empty] | Residential | 755 | No | 3.02
204333574 | Central Heat Pump | FRASER-JOHNSTON | HRCU-A-CB (Split System: Heat Pump with Remote Outdoor Unit-Air-Source) | HL20B3621 |  |  | CM38CE2A1+MVC16CN21+CC |  | 33600 | 20 |  | 13.25 | 10.5 |  | 32400 | 33400 | 103.1% | [8 empty] | Residential | 700 | No | 2.8
208128035 | Central Heat Pump | AC PRO | HRCU-A-CB (Split System: Heat Pump with Remote Outdoor Unit-Air-Source) | 4HP18V36P | ADP |  | PL36H210P179 | 95G1UH040BE12X | 24000 | 18 |  | 13 | 10 |  | 22400 | 13800 | 61.61% | [8 empty] | Residential | 500 | No | 2
208128036 | Central Heat Pump | AC PRO | HRCU-A-CB (Split System: Heat Pump with Remote Outdoor Unit-Air-Source) | 4HP18V36P | ADP |  | PL36H***P449 | 95G1UH040BE12X | 24000 | 18 |  | 13 | 10 |  | 22400 | 13800 | 61.61% | [8 empty] | Residential | 500 | No | 2
208128037 | Central Heat Pump | AC PRO | HRCU-A-CB (Split System: Heat Pump with Remote Outdoor Unit-Air-Source) | 4HP18V36P | ADP |  | PL36H175P459 | 95G1UH040BE12X | 24000 | 18 |  | 13 | 10 |  | 22400 | 13800 | 61.61% | [8 empty] | Residential | 500 | No | 2
208128058 | Central Heat Pump | AC PRO | HRCU-A-CB (Split System: Heat Pump with Remote Outdoor Unit-Air-Source) | 4HP18V36P | ADP |  | PL36H210P299 | 95G1UH070BE12 | 24000 | 18 |  | 13 | 10 |  | 22400 | 13800 | 61.61% | [8 empty] | Residential | 500 | No | 2
208128062 | Central Heat Pump | AC PRO | HRCU-A-CB (Split System: Heat Pump with Remote Outdoor Unit-Air-Source) | 4HP18V36P | ADP |  | PL36H175P159 | 95G1UH070BE12 | 24000 | 18 |  | 13 | 10 |  | 22400 | 13800 | 61.61% | [8 empty] | Residential | 500 | No | 2
207524939 | Central Heat Pump | TRANE | HRCU-A-CB (Split System: Heat Pump with Remote Outdoor Unit-Air-Source) | 4TWL9024A1 | ADP |  | PL36H175P789 | P0V0A000M30SC+RP | 22200 | 18 |  | 12.5 | 10 |  | 18100 | 11400 | 62.98% | [8 empty] | Residential | 462.5 | No | 1.85
207524940 | Central Heat Pump | TRANE | HRCU-A-CB (Split System: Heat Pump with Remote Outdoor Unit-Air-Source) | 4TWL9024A1 | ADP |  | FG35936 | P0V0A000M30SC+RP | 22200 | 18 |  | 12.5 | 10 |  | 18100 | 11400 | 62.98% | [8 empty] | Residential | 462.5 | No | 1.85
207524941 | Central Heat Pump | TRANE | HRCU-A-CB (Split System: Heat Pump with Remote Outdoor Unit-Air-Source) | 4TWL9024A1 | ADP |  | V,T36H***P449 | P0V0A000M30SC+RP | 22200 | 18 |  | 12.5 | 10 |  | 18100 | 11400 | 62.98% | [8 empty] | Residential | 462.5 | No | 1.85
207524942 | Central Heat Pump | TRANE | HRCU-A-CB (Split System: Heat Pump with Remote Outdoor Unit-Air-Source) | 4TWL9024A1 | ADP |  | FG47936 | P0V0A000M30SC+RP | 22600 | 18 |  | 13 | 10 |  | 17500 | 11100 | 63.43% | [8 empty] | Residential | 470 | No | 1.88
204333798 | Central Heat Pump | FRASER-JOHNSTON | HRCU-A-CB (Split System: Heat Pump with Remote Outdoor Unit-Air-Source) | HL20B3621 |  |  | CM38CE2A1+CC | TM8V100C16MP12 | 33600 | 19.25 |  | 13.25 | 10.75 |  | 32400 | 33400 | 103.1% | [8 empty] | Residential | 700 | No | 2.8
204333806 | Central Heat Pump | FRASER-JOHNSTON | HRCU-A-CB (Split System: Heat Pump with Remote Outdoor Unit-Air-Source) | HL20B3621 |  |  | CM38CE2A1+CC | TM8V080C16MP12 | 33600 | 19.25 |  | 13.25 | 10.75 |  | 32400 | 33400 | 103.1% | [8 empty] | Residential | 700 | No | 2.8
204333820 | Central Heat Pump | FRASER-JOHNSTON | HRCU-A-CB (Split System: Heat Pump with Remote Outdoor Unit-Air-Source) | HL20B3621 |  |  | CM38CE2A1+CC | TMLV100C16MP12 | 33600 | 19.25 |  | 13.25 | 10.75 |  | 32400 | 33400 | 103.1% | [8 empty] | Residential | 700 | No | 2.8
204333826 | Central Heat Pump | FRASER-JOHNSTON | HRCU-A-CB (Split System: Heat Pump with Remote Outdoor Unit-Air-Source) | HL20B3621 |  |  | CM38CE2A1+CC | TPLC080C16MP13 | 33600 | 19.25 |  | 13.25 | 10.75 |  | 32400 | 33400 | 103.1% | [8 empty] | Residential | 700 | No | 2.8
204334082 | Central Heat Pump | FRASER-JOHNSTON | HRCU-A-CB (Split System: Heat Pump with Remote Outdoor Unit-Air-Source) | HL20B4821 |  |  | CM50CE3A1+CC | TPLC100C20MP13 | 45000 | 20.5 |  | 12.6 | 10 |  | 44000 | 44000 | 100% | [8 empty] | Residential | 937.5 | No | 3.75
204334089 | Central Heat Pump | FRASER-JOHNSTON | HRCU-A-CB (Split System: Heat Pump with Remote Outdoor Unit-Air-Source) | HL20B4821 |  |  | CM50CE3A1+CC | TPLC120C20MP13 | 45000 | 20.5 |  | 12.6 | 10 |  | 44000 | 44000 | 100% | [8 empty] | Residential | 937.5 | No | 3.75
204334463 | Central Heat Pump | FRASER-JOHNSTON | HRCU-A-CB (Split System: Heat Pump with Remote Outdoor Unit-Air-Source) | HL20B4821 |  |  | CM50CE3A1+CC | TM9V100C20MP12 | 45000 | 20.25 |  | 12.5 | 10 |  | 44000 | 44000 | 100% | [8 empty] | Residential | 937.5 | No | 3.75
204334474 | Central Heat Pump | FRASER-JOHNSTON | HRCU-A-CB (Split System: Heat Pump with Remote Outdoor Unit-Air-Source) | HL20B4821 |  |  | CM50CE3A1+CC | TP9C100C20MP13 | 45000 | 20.25 |  | 12.5 | 10 |  | 44000 | 44000 | 100% | [8 empty] | Residential | 937.5 | No | 3.75
205047821 | Central Heat Pump | FRASER-JOHNSTON | HRCU-A-CB (Split System: Heat Pump with Remote Outdoor Unit-Air-Source) | HL19B3621 |  |  | CM60CXA2+TXV | TM8V080C16MP12 | 35600 | 18 |  | 14 | 10 |  | 35200 | 22400 | 63.64% | [8 empty] | Residential | 742.5 | No | 2.97
207524943 | Central Heat Pump | TRANE | HRCU-A-CB (Split System: Heat Pump with Remote Outdoor Unit-Air-Source) | 4TWL9024A1 | ADP |  | FG80936 | P0V0A000M30SC+RP | 22200 | 18 |  | 12.5 | 10 |  | 18100 | 11400 | 62.98% | [8 empty] | Residential | 462.5 | No | 1.85
207524964 | Central Heat Pump | TRANE | HRCU-A-CB (Split System: Heat Pump with Remote Outdoor Unit-Air-Source) | 4TWL9048A1 | ADP |  | FG48960 | P0V0C000M50SC+RP | 48000 | 19 |  | 12.5 | 10 |  | 41000 | 29800 | 72.68% | [8 empty] | Residential | 1000 | No | 4
207524965 | Central Heat Pump | TRANE | HRCU-A-CB (Split System: Heat Pump with Remote Outdoor Unit-Air-Source) | 4TWL9048A1 | ADP |  | FG49960 | P0V0C000M50SC+RP | 49000 | 19 |  | 12.5 | 11 |  | 40500 | 29400 | 72.59% | [8 empty] | Residential | 1020 | No | 4.08
207524966 | Central Heat Pump | TRANE | HRCU-A-CB (Split System: Heat Pump with Remote Outdoor Unit-Air-Source) | 4TWL9048A1 | ADP |  | PL48H210P199 | P0V0C000M50SC+RP | 49000 | 19 |  | 12.5 | 11 |  | 40500 | 29400 | 72.59% | [8 empty] | Residential | 1020 | No | 4.08
207524967 | Central Heat Pump | TRANE | HRCU-A-CB (Split System: Heat Pump with Remote Outdoor Unit-Air-Source) | 4TWL9048A1 | ADP |  | PL60H210P199 | P0V0C000M50SC+RP | 49000 | 19 |  | 12.5 | 11 |  | 40500 | 29400 | 72.59% | [8 empty] | Residential | 1020 | No | 4.08
207524968 | Central Heat Pump | TRANE | HRCU-A-CB (Split System: Heat Pump with Remote Outdoor Unit-Air-Source) | 4TWL9048A1 | ADP |  | V,T60H210P199 | P0V0C000M50SC+RP | 49000 | 19 |  | 12.5 | 11 |  | 40500 | 29400 | 72.59% | [8 empty] | Residential | 1020 | No | 4.08
207524969 | Central Heat Pump | TRANE | HRCU-A-CB (Split System: Heat Pump with Remote Outdoor Unit-Air-Source) | 4TWL9048A1 | ADP |  | FG52960 | P0V0C000M50SC+RP | 49000 | 19 |  | 12.5 | 11 |  | 40500 | 29400 | 72.59% | [8 empty] | Residential | 1020 | No | 4.08
207524970 | Central Heat Pump | TRANE | HRCU-A-CB (Split System: Heat Pump with Remote Outdoor Unit-Air-Source) | 4TWL9048A1 | ADP |  | FG84948 | P0V0C000M50SC+RP | 49000 | 19 |  | 12.5 | 11 |  | 40500 | 29400 | 72.59% | [8 empty] | Residential | 1020 | No | 4.08
207524971 | Central Heat Pump | TRANE | HRCU-A-CB (Split System: Heat Pump with Remote Outdoor Unit-Air-Source) | 4TWL9048A1 | ADP |  | FG84960 | P0V0C000M50SC+RP | 49000 | 19 |  | 12.5 | 11 |  | 40500 | 29400 | 72.59% | [8 empty] | Residential | 1020 | No | 4.08
205047825 | Central Heat Pump | FRASER-JOHNSTON | HRCU-A-CB (Split System: Heat Pump with Remote Outdoor Unit-Air-Source) | HL19B3621 |  |  | CM60CXA2+TXV | TMLV100C16MP12 | 35600 | 18 |  | 14 | 10 |  | 35200 | 22400 | 63.64% | [8 empty] | Residential | 742.5 | No | 2.97
205047829 | Central Heat Pump | FRASER-JOHNSTON | HRCU-A-CB (Split System: Heat Pump with Remote Outdoor Unit-Air-Source) | HL19B3621 |  |  | CM60CXA2+TXV | TPLC100C16MP13 | 35600 | 18 |  | 14 | 10 |  | 35200 | 22400 | 63.64% | [8 empty] | Residential | 742.5 | No | 2.97
204333404 | Central Heat Pump | FRASER-JOHNSTON | HRCU-A-CB (Split System: Heat Pump with Remote Outdoor Unit-Air-Source) | HL20B2421 |  |  | CM25BE1A1+CC | TM8V080B12MP12 | 24000 | 20.5 |  | 13.75 | 10.25 |  | 32600 | 22400 | 68.71% | [8 empty] | Residential | 500 | No | 2
205288326 | Central Heat Pump | FRASER-JOHNSTON | HRCU-A-CB (Split System: Heat Pump with Remote Outdoor Unit-Air-Source) | HL20B2421 |  |  | AVV25BE121+CC |  | 24000 | 21 |  | 14.25 | 10.5 |  | 34400 | 22400 | 65.12% | [8 empty] | Residential | 500 | No | 2
205288330 | Central Heat Pump | FRASER-JOHNSTON | HRCU-A-CB (Split System: Heat Pump with Remote Outdoor Unit-Air-Source) | HL20B4821 |  |  | AVV50DE321+CC |  | 45000 | 20.5 |  | 12.6 | 10.4 |  | 60000 | 44000 | 73.33% | [8 empty] | Residential | 937.5 | No | 3.75
205288336 | Central Heat Pump | FRASER-JOHNSTON | HRCU-A-CB (Split System: Heat Pump with Remote Outdoor Unit-Air-Source) | HL20B6021 |  |  | AVV61DE421+CC |  | 53000 | 19.8 |  | 12.6 | 10.75 |  | 71000 | 46000 | 64.79% | [8 empty] | Residential | 1105 | No | 4.42
205288340 | Central Heat Pump | FRASER-JOHNSTON | HRCU-A-CB (Split System: Heat Pump with Remote Outdoor Unit-Air-Source) | HL20B3621 |  |  | AVV38CE221+CC |  | 33600 | 20 |  | 13.3 | 10.9 |  | 50000 | 33400 | 66.8% | [8 empty] | Residential | 700 | No | 2.8
205046787 | Central Heat Pump | FRASER-JOHNSTON | HRCU-A-CB (Split System: Heat Pump with Remote Outdoor Unit-Air-Source) | HL19B3621 |  |  | CU60DXA2+TXV | TP9C080C16MP13 | 35800 | 18 |  | 14 | 10 |  | 35400 | 22400 | 63.28% | [8 empty] | Residential | 745 | No | 2.98
205046795 | Central Heat Pump | FRASER-JOHNSTON | HRCU-A-CB (Split System: Heat Pump with Remote Outdoor Unit-Air-Source) | HL19B3621 |  |  | CM60CXA2+TXV | TM9V080C16MP12 | 35800 | 18 |  | 13 | 10 |  | 35400 | 22400 | 63.28% | [8 empty] | Residential | 745 | No | 2.98
207524972 | Central Heat Pump | TRANE | HRCU-A-CB (Split System: Heat Pump with Remote Outdoor Unit-Air-Source) | 4TWL9048A1 | ADP |  | FG86960 | P0V0C000M50SC+RP | 49000 | 19 |  | 12.5 | 11 |  | 40500 | 29400 | 72.59% | [8 empty] | Residential | 1020 | No | 4.08
207524973 | Central Heat Pump | TRANE | HRCU-A-CB (Split System: Heat Pump with Remote Outdoor Unit-Air-Source) | 4TWL9048A1 | ADP |  | FG88960 | P0V0C000M50SC+RP | 49000 | 19 |  | 12.5 | 11 |  | 40500 | 29400 | 72.59% | [8 empty] | Residential | 1020 | No | 4.08
207524974 | Central Heat Pump | TRANE | HRCU-A-CB (Split System: Heat Pump with Remote Outdoor Unit-Air-Source) | 4TWL9048A1 | ADP |  | V,T60H245P189 | P0V0D000M50SC+RP | 48000 | 19 |  | 12.5 | 10 |  | 42000 | 30200 | 71.9% | [8 empty] | Residential | 1000 | No | 4
206353500 | Central Heat Pump | TRANE | HRCU-A-CB (Split System: Heat Pump with Remote Outdoor Unit-Air-Source) | 4TWV8036A1 | ADP |  | FG82936 | P0V0B000M40SA+RP | 35800 | 18 |  | 12.5 | 10 |  | 30000 | 24400 | 81.33% | [8 empty] | Residential | 745 | No | 2.98
206358391 | Central Heat Pump | TRANE | HRCU-A-CB (Split System: Heat Pump with Remote Outdoor Unit-Air-Source) | 4TWV0024A1 | ADP |  | FG80936 | *UHMB060ACV3 | 24400 | 18 |  | 13 | 10 |  | 20600 | 15700 | 76.21% | [8 empty] | Residential | 507.5 | No | 2.03
206358392 | Central Heat Pump | TRANE | HRCU-A-CB (Split System: Heat Pump with Remote Outdoor Unit-Air-Source) | 4TWV0024A1 | ADP |  | FG81936 | *UHMB060ACV3 | 24600 | 18 |  | 13 | 10 |  | 20600 | 15700 | 76.21% | [8 empty] | Residential | 512.5 | No | 2.05
206358393 | Central Heat Pump | TRANE | HRCU-A-CB (Split System: Heat Pump with Remote Outdoor Unit-Air-Source) | 4TWV0024A1 | ADP |  | FG82936 | *UHMB060ACV3 | 24600 | 18 |  | 13 | 10 |  | 20600 | 15700 | 76.21% | [8 empty] | Residential | 512.5 | No | 2.05
206358409 | Central Heat Pump | TRANE | HRCU-A-CB (Split System: Heat Pump with Remote Outdoor Unit-Air-Source) | 4TWV0036A1 | ADP |  | FG82936 | *UD2B080ACV3 | 34600 | 20 |  | 13 | 10 |  | 29600 | 24000 | 81.08% | [8 empty] | Residential | 720 | No | 2.88
206358418 | Central Heat Pump | TRANE | HRCU-A-CB (Split System: Heat Pump with Remote Outdoor Unit-Air-Source) | 4TWV0036A1 | ADP |  | FG47936 | P0V0B000M40SA+RP | 36200 | 20 |  | 13 | 10 |  | 30400 | 24600 | 80.92% | [8 empty] | Residential | 755 | No | 3.02
205046799 | Central Heat Pump | FRASER-JOHNSTON | HRCU-A-CB (Split System: Heat Pump with Remote Outdoor Unit-Air-Source) | HL19B3621 |  |  | CM60CXA2+TXV | TP9C080C16MP13 | 35800 | 18 |  | 13 | 10 |  | 35400 | 22400 | 63.28% | [8 empty] | Residential | 745 | No | 2.98
206790371 | Central Heat Pump | BRYANT HEATING AND COOLING SYSTEMS | HRCU-A-CB (Split System: Heat Pump with Remote Outdoor Unit-Air-Source) | 284ANV036*0**B* |  |  | CAP**6124AL*+UI | 986TC60080C21*** | 34800 | 21.5 |  | 13 | 11 |  | 35000 | 33200 | 94.86% | [8 empty] | Residential | 725 | No | 2.9
206790372 | Central Heat Pump | BRYANT HEATING AND COOLING SYSTEMS | HRCU-A-CB (Split System: Heat Pump with Remote Outdoor Unit-Air-Source) | 284ANV036*0**B* |  |  | CAP**6124AL*+UI | 986TC66100C21*** | 34800 | 21.5 |  | 13 | 11 |  | 34800 | 33000 | 94.83% | [8 empty] | Residential | 725 | No | 2.9
206790373 | Central Heat Pump | BRYANT HEATING AND COOLING SYSTEMS | HRCU-A-CB (Split System: Heat Pump with Remote Outdoor Unit-Air-Source) | 284ANV036*0**B* |  |  | CAP**6124AL*+UI | 88*TA60110C21*** | 34800 | 22 |  | 13 | 11 |  | 34800 | 33000 | 94.83% | [8 empty] | Residential | 725 | No | 2.9
206790382 | Central Heat Pump | BRYANT HEATING AND COOLING SYSTEMS | HRCU-A-CB (Split System: Heat Pump with Remote Outdoor Unit-Air-Source) | 284ANV036*0**B* |  |  | CNPV*4221AL*+UI | 88*TA60090C21*** | 33200 | 20.35 |  | 12.5 | 10 |  | 32200 | 31400 | 97.52% | [8 empty] | Residential | 692.5 | No | 2.77
206790386 | Central Heat Pump | BRYANT HEATING AND COOLING SYSTEMS | HRCU-A-CB (Split System: Heat Pump with Remote Outdoor Unit-Air-Source) | 284ANV036*0**B* |  |  | CNPV*4221AL*+UI | 987MB60080C21*** | 33200 | 20.1 |  | 12.5 | 10 |  | 32400 | 31600 | 97.53% | [8 empty] | Residential | 692.5 | No | 2.77
206790387 | Central Heat Pump | BRYANT HEATING AND COOLING SYSTEMS | HRCU-A-CB (Split System: Heat Pump with Remote Outdoor Unit-Air-Source) | 284ANV036*0**B* |  |  | CNPV*4221AL*+UI | 987MB66100C21*** | 33200 | 20.2 |  | 13 | 10 |  | 32200 | 31000 | 96.27% | [8 empty] | Residential | 692.5 | No | 2.77
206790388 | Central Heat Pump | BRYANT HEATING AND COOLING SYSTEMS | HRCU-A-CB (Split System: Heat Pump with Remote Outdoor Unit-Air-Source) | 284ANV036*0**B* |  |  | CNPV*4221AL*+UI | 986TC60080C21*** | 33200 | 20.1 |  | 12.5 | 10 |  | 32400 | 31600 | 97.53% | [8 empty] | Residential | 692.5 | No | 2.77
206358419 | Central Heat Pump | TRANE | HRCU-A-CB (Split System: Heat Pump with Remote Outdoor Unit-Air-Source) | 4TWV0036A1 | ADP |  | FG81936 | P0V0B000M40SA+RP | 36200 | 20 |  | 13 | 10 |  | 30400 | 24600 | 80.92% | [8 empty] | Residential | 755 | No | 3.02
206358420 | Central Heat Pump | TRANE | HRCU-A-CB (Split System: Heat Pump with Remote Outdoor Unit-Air-Source) | 4TWV0036A1 | ADP |  | FG82936 | P0V0B000M40SA+RP | 36200 | 20 |  | 13 | 10 |  | 30400 | 24600 | 80.92% | [8 empty] | Residential | 755 | No | 3.02
206358421 | Central Heat Pump | TRANE | HRCU-A-CB (Split System: Heat Pump with Remote Outdoor Unit-Air-Source) | 4TWV0036A1 | ADP |  | FG47936 | P0V0B000M40SB+RP | 35200 | 20 |  | 13 | 10 |  | 30400 | 23800 | 78.29% | [8 empty] | Residential | 732.5 | No | 2.93
206358422 | Central Heat Pump | TRANE | HRCU-A-CB (Split System: Heat Pump with Remote Outdoor Unit-Air-Source) | 4TWV0036A1 | ADP |  | FG81936 | P0V0B000M40SB+RP | 35200 | 20 |  | 13 | 10 |  | 30400 | 23800 | 78.29% | [8 empty] | Residential | 732.5 | No | 2.93
206358423 | Central Heat Pump | TRANE | HRCU-A-CB (Split System: Heat Pump with Remote Outdoor Unit-Air-Source) | 4TWV0036A1 | ADP |  | FG82936 | P0V0B000M40SB+RP | 35200 | 20 |  | 13 | 10 |  | 30400 | 23800 | 78.29% | [8 empty] | Residential | 732.5 | No | 2.93
206358463 | Central Heat Pump | TRANE | HRCU-A-CB (Split System: Heat Pump with Remote Outdoor Unit-Air-Source) | 4TWV8037A1 | ADP |  | FG47936 | P0V0B000M40SA+RP | 36200 | 18 |  | 12.5 | 10 |  | 30400 | 24600 | 80.92% | [8 empty] | Residential | 755 | No | 3.02
206358464 | Central Heat Pump | TRANE | HRCU-A-CB (Split System: Heat Pump with Remote Outdoor Unit-Air-Source) | 4TWV8037A1 | ADP |  | FG81936 | P0V0B000M40SA+RP | 36200 | 18 |  | 12.5 | 10 |  | 30400 | 24600 | 80.92% | [8 empty] | Residential | 755 | No | 3.02
206358465 | Central Heat Pump | TRANE | HRCU-A-CB (Split System: Heat Pump with Remote Outdoor Unit-Air-Source) | 4TWV8037A1 | ADP |  | FG82936 | P0V0B000M40SA+RP | 36200 | 18 |  | 12.5 | 10 |  | 30400 | 24600 | 80.92% | [8 empty] | Residential | 755 | No | 3.02
206400403 | Central Heat Pump | TRANE | HRCU-A-CB (Split System: Heat Pump with Remote Outdoor Unit-Air-Source) | 4TWV8048A1 | ADP |  | V,T60H245P189 | P0V0D000M50SB+RP | 47000 | 18 |  | 12.5 | 10 |  | 41500 | 35000 | 84.34% | [8 empty] | Residential | 980 | No | 3.92
206400427 | Central Heat Pump | TRANE | HRCU-A-CB (Split System: Heat Pump with Remote Outdoor Unit-Air-Source) | 4TWV0036A1 | ADP |  | PL36H175P789 | P0V0B000M40SB+RP | 34800 | 20 |  | 12.5 | 10 |  | 30400 | 23800 | 78.29% | [8 empty] | Residential | 725 | No | 2.9
207524891 | Central Heat Pump | TRANE | HRCU-A-CB (Split System: Heat Pump with Remote Outdoor Unit-Air-Source) | 4TWV8048A1 | ADP |  | V,T60H245P189 | P0V0D000M50SC+RP | 47000 | 18 |  | 12.5 | 10 |  | 41500 | 35000 | 84.34% | [8 empty] | Residential | 980 | No | 3.92
207524892 | Central Heat Pump | TRANE | HRCU-A-CB (Split System: Heat Pump with Remote Outdoor Unit-Air-Source) | 4TWV8048A1 | ADP |  | FG49960 | P0V0D000M50SC+RP | 48000 | 18 |  | 12.5 | 10 |  | 40500 | 34400 | 84.94% | [8 empty] | Residential | 1000 | No | 4
207524893 | Central Heat Pump | TRANE | HRCU-A-CB (Split System: Heat Pump with Remote Outdoor Unit-Air-Source) | 4TWV8048A1 | ADP |  | FG84960 | P0V0D000M50SC+RP | 48000 | 18 |  | 12.5 | 10 |  | 40500 | 34400 | 84.94% | [8 empty] | Residential | 1000 | No | 4
207524894 | Central Heat Pump | TRANE | HRCU-A-CB (Split System: Heat Pump with Remote Outdoor Unit-Air-Source) | 4TWV8048A1 | ADP |  | FG86960 | P0V0D000M50SC+RP | 48000 | 18 |  | 12.5 | 10 |  | 40500 | 34400 | 84.94% | [8 empty] | Residential | 1000 | No | 4
207525000 | Central Heat Pump | TRANE | HRCU-A-CB (Split System: Heat Pump with Remote Outdoor Unit-Air-Source) | 4TWV0036A1 | ADP |  | FG47936 | P0V0B000M40SC+RP | 35200 | 20 |  | 13 | 10 |  | 30400 | 23800 | 78.29% | [8 empty] | Residential | 732.5 | No | 2.93
207525001 | Central Heat Pump | TRANE | HRCU-A-CB (Split System: Heat Pump with Remote Outdoor Unit-Air-Source) | 4TWV0036A1 | ADP |  | FG81936 | P0V0B000M40SC+RP | 35200 | 20 |  | 13 | 10 |  | 30400 | 23800 | 78.29% | [8 empty] | Residential | 732.5 | No | 2.93
207524975 | Central Heat Pump | TRANE | HRCU-A-CB (Split System: Heat Pump with Remote Outdoor Unit-Air-Source) | 4TWL9048A1 | ADP |  | FG49960 | P0V0D000M50SC+RP | 49500 | 19 |  | 12.5 | 11 |  | 40000 | 29400 | 73.5% | [8 empty] | Residential | 1032.5 | No | 4.13
207524976 | Central Heat Pump | TRANE | HRCU-A-CB (Split System: Heat Pump with Remote Outdoor Unit-Air-Source) | 4TWL9048A1 | ADP |  | FG84960 | P0V0D000M50SC+RP | 49500 | 19 |  | 12.5 | 11 |  | 40000 | 29400 | 73.5% | [8 empty] | Residential | 1032.5 | No | 4.13
206790389 | Central Heat Pump | BRYANT HEATING AND COOLING SYSTEMS | HRCU-A-CB (Split System: Heat Pump with Remote Outdoor Unit-Air-Source) | 284ANV036*0**B* |  |  | CNPV*4221AL*+UI | 986TC66100C21*** | 33200 | 20.5 |  | 12.5 | 10 |  | 32200 | 31000 | 96.27% | [8 empty] | Residential | 692.5 | No | 2.77
206790391 | Central Heat Pump | BRYANT HEATING AND COOLING SYSTEMS | HRCU-A-CB (Split System: Heat Pump with Remote Outdoor Unit-Air-Source) | 284ANV036*0**B* |  |  | CNPV*4221AL*+UI | 88*TA60110C21*** | 33200 | 21 |  | 12.5 | 10 |  | 32200 | 31400 | 97.52% | [8 empty] | Residential | 692.5 | No | 2.77
206905558 | Central Heat Pump | AC PRO | HRCU-A-CB (Split System: Heat Pump with Remote Outdoor Unit-Air-Source) | 4HP18V36P |  |  | EA(C,U)1P30B+H4TXV01 | 96G2UH070BV12 | 23800 | 20 |  | 13 | 10 |  | 24000 | 15400 | 64.17% | 23800 | 19 | 12.3 | 8.1 | 24000 |  |  |  | Residential | 495 | No | 1.98
206905635 | Central Heat Pump | AC PRO | HRCU-A-CB (Split System: Heat Pump with Remote Outdoor Unit-Air-Source) | 4HP18V36P |  |  | EAC4X30A | 80G2UH070AE12 | 24000 | 19.5 |  | 13 | 10 |  | 24000 | 15400 | 64.17% | 24000 | 19 | 12.3 | 8.1 | 24000 |  |  |  | Residential | 500 | No | 2
206905636 | Central Heat Pump | AC PRO | HRCU-A-CB (Split System: Heat Pump with Remote Outdoor Unit-Air-Source) | 4HP18V36P |  |  | EAC4X30A | 80G2UH070AE12L | 24000 | 19.5 |  | 13 | 10 |  | 24000 | 15400 | 64.17% | 24000 | 19 | 12.3 | 8.1 | 24000 |  |  |  | Residential | 500 | No | 2
206905650 | Central Heat Pump | AC PRO | HRCU-A-CB (Split System: Heat Pump with Remote Outdoor Unit-Air-Source) | 4HP18V36P |  |  | EAC4X30B | 96G2UH070BV12 | 23800 | 20 |  | 13 | 10 |  | 24000 | 15400 | 64.17% | 23800 | 19 | 12.3 | 8.1 | 24000 |  |  |  | Residential | 495 | No | 1.98
206905702 | Central Heat Pump | AC PRO | HRCU-A-CB (Split System: Heat Pump with Remote Outdoor Unit-Air-Source) | 4HP18V36P |  |  | EAH1P30A+H4TXV01 | 80G1UH040AE12X | 24000 | 19.5 |  | 13 | 10 |  | 24000 | 15100 | 62.92% | 24000 | 19 | 12.3 | 8.5 | 24000 |  |  |  | Residential | 500 | No | 2
206905703 | Central Heat Pump | AC PRO | HRCU-A-CB (Split System: Heat Pump with Remote Outdoor Unit-Air-Source) | 4HP18V36P |  |  | EAH1P30A+H4TXV01 | 80G1UH045AE12 | 24000 | 18.5 |  | 13 | 10 |  | 24000 | 15200 | 63.33% | 24000 | 19 | 12.3 | 8.5 | 24000 |  |  |  | Residential | 500 | No | 2
207524977 | Central Heat Pump | TRANE | HRCU-A-CB (Split System: Heat Pump with Remote Outdoor Unit-Air-Source) | 4TWL9048A1 | ADP |  | FG86960 | P0V0D000M50SC+RP | 49500 | 19 |  | 12.5 | 11 |  | 40000 | 29400 | 73.5% | [8 empty] | Residential | 1032.5 | No | 4.13
207669009 | Central Heat Pump | TRANE | HRCU-A-CB (Split System: Heat Pump with Remote Outdoor Unit-Air-Source) | 4TWL9024A1 | ADP |  | FG81936 | P0V0A000M30SC+RP | 22200 | 18 |  | 12.5 | 10 |  | 18100 | 11400 | 62.98% | [8 empty] | Residential | 462.5 | No | 1.85
207669010 | Central Heat Pump | TRANE | HRCU-A-CB (Split System: Heat Pump with Remote Outdoor Unit-Air-Source) | 4TWL9024A1 | ADP |  | FG82936 | P0V0A000M30SC+RP | 22200 | 18 |  | 12.5 | 10 |  | 18100 | 11400 | 62.98% | [8 empty] | Residential | 462.5 | No | 1.85
207669011 | Central Heat Pump | TRANE | HRCU-A-CB (Split System: Heat Pump with Remote Outdoor Unit-Air-Source) | 4TWL9024A1 | ADP |  | FG33936 | S9V2B040U3PSB+RP | 23600 | 18 |  | 12.5 | 11 |  | 19600 | 12500 | 63.78% | [8 empty] | Residential | 492.5 | No | 1.97
207669012 | Central Heat Pump | TRANE | HRCU-A-CB (Split System: Heat Pump with Remote Outdoor Unit-Air-Source) | 4TWL9024A1 | ADP |  | FG35936 | S9V2B040U3PSB+RP | 23200 | 19 |  | 12.5 | 11 |  | 18400 | 12000 | 65.22% | [8 empty] | Residential | 482.5 | No | 1.93
207669013 | Central Heat Pump | TRANE | HRCU-A-CB (Split System: Heat Pump with Remote Outdoor Unit-Air-Source) | 4TWL9024A1 | ADP |  | FG47936 | S9V2B040U3PSB+RP | 24400 | 19 |  | 13 | 11 |  | 17800 | 11600 | 65.17% | [8 empty] | Residential | 507.5 | No | 2.03
207669014 | Central Heat Pump | TRANE | HRCU-A-CB (Split System: Heat Pump with Remote Outdoor Unit-Air-Source) | 4TWL9024A1 | ADP |  | FG80936 | S9V2B040U3PSB+RP | 23400 | 19 |  | 12.5 | 11 |  | 19000 | 12200 | 64.21% | [8 empty] | Residential | 487.5 | No | 1.95
207669015 | Central Heat Pump | TRANE | HRCU-A-CB (Split System: Heat Pump with Remote Outdoor Unit-Air-Source) | 4TWL9024A1 | ADP |  | FG81936 | S9V2B040U3PSB+RP | 24200 | 19 |  | 13 | 11 |  | 17800 | 11600 | 65.17% | [8 empty] | Residential | 505 | No | 2.02
207669016 | Central Heat Pump | TRANE | HRCU-A-CB (Split System: Heat Pump with Remote Outdoor Unit-Air-Source) | 4TWL9024A1 | ADP |  | FG82936 | S9V2B040U3PSB+RP | 24400 | 19 |  | 13 | 11 |  | 17800 | 11600 | 65.17% | [8 empty] | Residential | 507.5 | No | 2.03
206905704 | Central Heat Pump | AC PRO | HRCU-A-CB (Split System: Heat Pump with Remote Outdoor Unit-Air-Source) | 4HP18V36P |  |  | EAH1P30A+H4TXV01 | 80G1UH060AE12X | 24000 | 19.5 |  | 13 | 10 |  | 24000 | 15100 | 62.92% | 24000 | 19 | 12.3 | 8.5 | 24000 |  |  |  | Residential | 500 | No | 2
206905705 | Central Heat Pump | AC PRO | HRCU-A-CB (Split System: Heat Pump with Remote Outdoor Unit-Air-Source) | 4HP18V36P |  |  | EAH1P30A+H4TXV01 | 80G2UH045AE12 | 23800 | 20 |  | 13 | 10 |  | 24000 | 15200 | 63.33% | 23800 | 19 | 12.3 | 8.5 | 24000 |  |  |  | Residential | 495 | No | 1.98
206905706 | Central Heat Pump | AC PRO | HRCU-A-CB (Split System: Heat Pump with Remote Outdoor Unit-Air-Source) | 4HP18V36P |  |  | EAH1P30A+H4TXV01 | 80G2UH070AE12 | 24000 | 20 |  | 13 | 10 |  | 24000 | 15100 | 62.92% | 24000 | 19 | 12.3 | 8.5 | 24000 |  |  |  | Residential | 500 | No | 2
206788641 | Central Heat Pump | CARRIER | HRCU-A-CB (Split System: Heat Pump with Remote Outdoor Unit-Air-Source) | 25VNA436A*031* |  |  | CAP**4824AL*+UI | 58TN*A070C21**20 | 33800 | 21 |  | 12.5 | 11 |  | 35400 | 33400 | 94.35% | [8 empty] | Residential | 705 | No | 2.82
206788642 | Central Heat Pump | CARRIER | HRCU-A-CB (Split System: Heat Pump with Remote Outdoor Unit-Air-Source) | 25VNA436A*031* |  |  | CAP**4824AL*+UI | 58TN*A090C21**20 | 33800 | 21.5 |  | 13 | 11 |  | 35200 | 33200 | 94.32% | [8 empty] | Residential | 705 | No | 2.82
206788646 | Central Heat Pump | CARRIER | HRCU-A-CB (Split System: Heat Pump with Remote Outdoor Unit-Air-Source) | 25VNA436A*031* |  |  | CAP**4824AL*+UI | 59MN7B100C21**22 | 33800 | 20.9 |  | 12.5 | 11 |  | 35200 | 33200 | 94.32% | [8 empty] | Residential | 705 | No | 2.82
206788649 | Central Heat Pump | CARRIER | HRCU-A-CB (Split System: Heat Pump with Remote Outdoor Unit-Air-Source) | 25VNA436A*031* |  |  | CAP**4824AL*+UI | 59TN6B100C21**22 | 33800 | 21 |  | 12.5 | 11 |  | 35200 | 33200 | 94.32% | [8 empty] | Residential | 705 | No | 2.82
206788650 | Central Heat Pump | CARRIER | HRCU-A-CB (Split System: Heat Pump with Remote Outdoor Unit-Air-Source) | 25VNA436A*031* |  |  | CAP**4824AL*+UI | 58TN*A110C21**20 | 33800 | 21.5 |  | 13 | 11 |  | 35200 | 33200 | 94.32% | [8 empty] | Residential | 705 | No | 2.82
207669017 | Central Heat Pump | TRANE | HRCU-A-CB (Split System: Heat Pump with Remote Outdoor Unit-Air-Source) | 4TWL9024A1 | ADP |  | FG33936 | S9V2B060U3PSB+RP | 23400 | 18 |  | 12.5 | 11 |  | 18400 | 11800 | 64.13% | [8 empty] | Residential | 487.5 | No | 1.95
207722808 | Central Heat Pump | AMERICAN STANDARD | HRCU-A-CB (Split System: Heat Pump with Remote Outdoor Unit-Air-Source) | 4A6V8048A1 | ADP |  | V,T60H245P799 | P0V0D000M50SC+RP | 48000 | 18 |  | 12.5 | 10 |  | 40500 | 34400 | 84.94% | [8 empty] | Residential | 1000 | No | 4
207722809 | Central Heat Pump | AMERICAN STANDARD | HRCU-A-CB (Split System: Heat Pump with Remote Outdoor Unit-Air-Source) | 4A6V8048A1 | ADP |  | H,TG84960 | P0V0D000M50SC+RP | 48000 | 18 |  | 12.5 | 10 |  | 40500 | 34400 | 84.94% | [8 empty] | Residential | 1000 | No | 4
207722964 | Central Heat Pump | AMERICAN STANDARD | HRCU-A-CB (Split System: Heat Pump with Remote Outdoor Unit-Air-Source) | 4A6V0036A1 | ADP |  | PL36H175P789 | P0V0B000M40SC+RP | 34800 | 20 |  | 12.5 | 10 |  | 30400 | 23800 | 78.29% | [8 empty] | Residential | 725 | No | 2.9
207722965 | Central Heat Pump | AMERICAN STANDARD | HRCU-A-CB (Split System: Heat Pump with Remote Outdoor Unit-Air-Source) | 4A6V0036A1 | ADP |  | V,T36H175P789 | P0V0B000M40SC+RP | 34800 | 20 |  | 12.5 | 10 |  | 30400 | 23800 | 78.29% | [8 empty] | Residential | 725 | No | 2.9
207722966 | Central Heat Pump | AMERICAN STANDARD | HRCU-A-CB (Split System: Heat Pump with Remote Outdoor Unit-Air-Source) | 4A6V0036A1 | ADP |  | V,T36H175P459 | P0V0B000M40SC+RP | 35200 | 20 |  | 13 | 10 |  | 30400 | 23800 | 78.29% | [8 empty] | Residential | 732.5 | No | 2.93
207722967 | Central Heat Pump | AMERICAN STANDARD | HRCU-A-CB (Split System: Heat Pump with Remote Outdoor Unit-Air-Source) | 4A6V0036A1 | ADP |  | H,TG83936 | P0V0B000M40SC+RP | 35200 | 20 |  | 13 | 10 |  | 30400 | 23800 | 78.29% | [8 empty] | Residential | 732.5 | No | 2.93
207722968 | Central Heat Pump | AMERICAN STANDARD | HRCU-A-CB (Split System: Heat Pump with Remote Outdoor Unit-Air-Source) | 4A6V0036A1 | ADP |  | H,TG81936 | P0V0B000M40SC+RP | 35200 | 20 |  | 13 | 10 |  | 30400 | 23800 | 78.29% | [8 empty] | Residential | 732.5 | No | 2.93
206788652 | Central Heat Pump | CARRIER | HRCU-A-CB (Split System: Heat Pump with Remote Outdoor Unit-Air-Source) | 25VNA436A*031* |  |  | CAP**6024AL*+UI | 58TN*A070C21**20 | 34200 | 21 |  | 12.5 | 11 |  | 34800 | 33000 | 94.83% | [8 empty] | Residential | 712.5 | No | 2.85
206788653 | Central Heat Pump | CARRIER | HRCU-A-CB (Split System: Heat Pump with Remote Outdoor Unit-Air-Source) | 25VNA436A*031* |  |  | CAP**6024AL*+UI | 58TN*A090C21**20 | 34400 | 21.5 |  | 13 | 11 |  | 34400 | 32800 | 95.35% | [8 empty] | Residential | 717.5 | No | 2.87
206788656 | Central Heat Pump | CARRIER | HRCU-A-CB (Split System: Heat Pump with Remote Outdoor Unit-Air-Source) | 25VNA436A*031* |  |  | CAP**6024AL*+UI | 59MN7B080C21**20 | 34200 | 21 |  | 13 | 11 |  | 34600 | 33000 | 95.38% | [8 empty] | Residential | 712.5 | No | 2.85
206788657 | Central Heat Pump | CARRIER | HRCU-A-CB (Split System: Heat Pump with Remote Outdoor Unit-Air-Source) | 25VNA436A*031* |  |  | CAP**6024AL*+UI | 59MN7B100C21**22 | 34400 | 21.1 |  | 13 | 11 |  | 34600 | 32800 | 94.8% | [8 empty] | Residential | 717.5 | No | 2.87
205046833 | Central Heat Pump | FRASER-JOHNSTON | HRCU-A-CB (Split System: Heat Pump with Remote Outdoor Unit-Air-Source) | HL19B3621 |  |  | CM60DXA2+TXV | TM9Y120D20MP11 | 36000 | 18 |  | 14 | 10 |  | 35000 | 22400 | 64% | [8 empty] | Residential | 750 | No | 3
205046837 | Central Heat Pump | FRASER-JOHNSTON | HRCU-A-CB (Split System: Heat Pump with Remote Outdoor Unit-Air-Source) | HL19B3621 |  |  | CU60DXA2+TXV | TM9Y120D20MP11 | 36000 | 18 |  | 14 | 10 |  | 35000 | 22400 | 64% | [8 empty] | Residential | 750 | No | 3
205046849 | Central Heat Pump | FRASER-JOHNSTON | HRCU-A-CB (Split System: Heat Pump with Remote Outdoor Unit-Air-Source) | HL19B3621 |  |  | CM60DXA2+TXV | TM9Y100C16MP11 | 35600 | 18 |  | 13 | 10 |  | 35200 | 22400 | 63.64% | [8 empty] | Residential | 742.5 | No | 2.97
205047207 | Central Heat Pump | FRASER-JOHNSTON | HRCU-A-CB (Split System: Heat Pump with Remote Outdoor Unit-Air-Source) | HL19B3621 |  |  | CU60DXA2+TXV | TM8V100C16MP12 | 35800 | 18 |  | 14 | 10 |  | 35200 | 22400 | 63.64% | [8 empty] | Residential | 745 | No | 2.98
207722893 | Central Heat Pump | AMERICAN STANDARD | HRCU-A-CB (Split System: Heat Pump with Remote Outdoor Unit-Air-Source) | 4A6V8X48A1 | ADP |  | PL60H245P189 | P0V0D000M50SC+RP | 47000 | 18 |  | 12.5 | 10 |  | 41500 | 35000 | 84.34% | [8 empty] | Residential | 980 | No | 3.92
207722894 | Central Heat Pump | AMERICAN STANDARD | HRCU-A-CB (Split System: Heat Pump with Remote Outdoor Unit-Air-Source) | 4A6V8X48A1 | ADP |  | V,T60H245P779 | P0V0D000M50SC+RP | 47000 | 18 |  | 12.5 | 10 |  | 41500 | 35000 | 84.34% | [8 empty] | Residential | 980 | No | 3.92
207722895 | Central Heat Pump | AMERICAN STANDARD | HRCU-A-CB (Split System: Heat Pump with Remote Outdoor Unit-Air-Source) | 4A6V8X48A1 | ADP |  | V,T60H245P799 | P0V0D000M50SC+RP | 48000 | 18 |  | 12.5 | 10 |  | 40500 | 34400 | 84.94% | [8 empty] | Residential | 1000 | No | 4
207669018 | Central Heat Pump | TRANE | HRCU-A-CB (Split System: Heat Pump with Remote Outdoor Unit-Air-Source) | 4TWL9024A1 | ADP |  | FG35936 | S9V2B060U3PSB+RP | 23400 | 19 |  | 12.5 | 11 |  | 17600 | 11600 | 65.91% | [8 empty] | Residential | 487.5 | No | 1.95
207669019 | Central Heat Pump | TRANE | HRCU-A-CB (Split System: Heat Pump with Remote Outdoor Unit-Air-Source) | 4TWL9024A1 | ADP |  | FG47936 | S9V2B060U3PSB+RP | 24400 | 19 |  | 13 | 11 |  | 18000 | 11600 | 64.44% | [8 empty] | Residential | 507.5 | No | 2.03
207669020 | Central Heat Pump | TRANE | HRCU-A-CB (Split System: Heat Pump with Remote Outdoor Unit-Air-Source) | 4TWL9024A1 | ADP |  | FG80936 | S9V2B060U3PSB+RP | 23600 | 19 |  | 12.5 | 11 |  | 17600 | 11600 | 65.91% | [8 empty] | Residential | 492.5 | No | 1.97
207669021 | Central Heat Pump | TRANE | HRCU-A-CB (Split System: Heat Pump with Remote Outdoor Unit-Air-Source) | 4TWL9024A1 | ADP |  | FG81936 | S9V2B060U3PSB+RP | 24200 | 19 |  | 13 | 11 |  | 18000 | 11600 | 64.44% | [8 empty] | Residential | 505 | No | 2.02
207669022 | Central Heat Pump | TRANE | HRCU-A-CB (Split System: Heat Pump with Remote Outdoor Unit-Air-Source) | 4TWL9024A1 | ADP |  | FG82936 | S9V2B060U3PSB+RP | 24400 | 19 |  | 13 | 11 |  | 18000 | 11600 | 64.44% | [8 empty] | Residential | 507.5 | No | 2.03
205047213 | Central Heat Pump | FRASER-JOHNSTON | HRCU-A-CB (Split System: Heat Pump with Remote Outdoor Unit-Air-Source) | HL19B3621 |  |  | CM60DXA2+TXV | TM8V080C16MP12 | 35800 | 18 |  | 14 | 10 |  | 35200 | 22400 | 63.64% | [8 empty] | Residential | 745 | No | 2.98
205047225 | Central Heat Pump | FRASER-JOHNSTON | HRCU-A-CB (Split System: Heat Pump with Remote Outdoor Unit-Air-Source) | HL19B3621 |  |  | CU60DXA2+TXV | TM8V080C16MP12 | 35800 | 18 |  | 14 | 10 |  | 35200 | 22400 | 63.64% | [8 empty] | Residential | 745 | No | 2.98
205047251 | Central Heat Pump | FRASER-JOHNSTON | HRCU-A-CB (Split System: Heat Pump with Remote Outdoor Unit-Air-Source) | HL19B3621 |  |  | CM60DXA2+TXV | TMLV100C16MP12 | 35800 | 18 |  | 14 | 10 |  | 35200 | 22400 | 63.64% | [8 empty] | Residential | 745 | No | 2.98
205047260 | Central Heat Pump | FRASER-JOHNSTON | HRCU-A-CB (Split System: Heat Pump with Remote Outdoor Unit-Air-Source) | HL19B3621 |  |  | CU60DXA2+TXV | TMLV100C16MP12 | 35800 | 18 |  | 14 | 10 |  | 35200 | 22400 | 63.64% | [8 empty] | Residential | 745 | No | 2.98
205047268 | Central Heat Pump | FRASER-JOHNSTON | HRCU-A-CB (Split System: Heat Pump with Remote Outdoor Unit-Air-Source) | HL19B3621 |  |  | CM60DXA2+TXV | TPLC080C16MP13 | 35800 | 18 |  | 14 | 10 |  | 35200 | 22400 | 63.64% | [8 empty] | Residential | 745 | No | 2.98
205047275 | Central Heat Pump | FRASER-JOHNSTON | HRCU-A-CB (Split System: Heat Pump with Remote Outdoor Unit-Air-Source) | HL19B3621 |  |  | CU60DXA2+TXV | TPLC080C16MP13 | 35800 | 18 |  | 14 | 10 |  | 35200 | 22400 | 63.64% | [8 empty] | Residential | 745 | No | 2.98
206790394 | Central Heat Pump | BRYANT HEATING AND COOLING SYSTEMS | HRCU-A-CB (Split System: Heat Pump with Remote Outdoor Unit-Air-Source) | 284ANV036*0**B* |  |  | CNPV*4821AL*+UI | 88*TA60070C21*** | 33800 | 21 |  | 13 | 10.5 |  | 35600 | 33600 | 94.38% | [8 empty] | Residential | 705 | No | 2.82
206790395 | Central Heat Pump | BRYANT HEATING AND COOLING SYSTEMS | HRCU-A-CB (Split System: Heat Pump with Remote Outdoor Unit-Air-Source) | 284ANV036*0**B* |  |  | CNPV*4821AL*+UI | 88*TA60090C21*** | 34000 | 21.5 |  | 13 | 10.5 |  | 35400 | 33400 | 94.35% | [8 empty] | Residential | 707.5 | No | 2.83
206790399 | Central Heat Pump | BRYANT HEATING AND COOLING SYSTEMS | HRCU-A-CB (Split System: Heat Pump with Remote Outdoor Unit-Air-Source) | 284ANV036*0**B* |  |  | CNPV*4821AL*+UI | 987MB60080C21*** | 33800 | 20.9 |  | 13 | 10.5 |  | 35600 | 33600 | 94.38% | [8 empty] | Residential | 705 | No | 2.82
206790400 | Central Heat Pump | BRYANT HEATING AND COOLING SYSTEMS | HRCU-A-CB (Split System: Heat Pump with Remote Outdoor Unit-Air-Source) | 284ANV036*0**B* |  |  | CNPV*4821AL*+UI | 987MB66100C21*** | 33800 | 21 |  | 13 | 10.5 |  | 35400 | 33400 | 94.35% | [8 empty] | Residential | 705 | No | 2.82
206790401 | Central Heat Pump | BRYANT HEATING AND COOLING SYSTEMS | HRCU-A-CB (Split System: Heat Pump with Remote Outdoor Unit-Air-Source) | 284ANV036*0**B* |  |  | CNPV*4821AL*+UI | 986TC60080C21*** | 33800 | 20.9 |  | 13 | 10.5 |  | 35600 | 33600 | 94.38% | [8 empty] | Residential | 705 | No | 2.82
206790402 | Central Heat Pump | BRYANT HEATING AND COOLING SYSTEMS | HRCU-A-CB (Split System: Heat Pump with Remote Outdoor Unit-Air-Source) | 284ANV036*0**B* |  |  | CNPV*4821AL*+UI | 986TC66100C21*** | 33800 | 21 |  | 13 | 10.5 |  | 35400 | 33400 | 94.35% | [8 empty] | Residential | 705 | No | 2.82
206790404 | Central Heat Pump | BRYANT HEATING AND COOLING SYSTEMS | HRCU-A-CB (Split System: Heat Pump with Remote Outdoor Unit-Air-Source) | 284ANV036*0**B* |  |  | CNPV*4821AL*+UI | 88*TA60110C21*** | 34000 | 21.5 |  | 13 | 10.5 |  | 35400 | 33400 | 94.35% | [8 empty] | Residential | 707.5 | No | 2.83
206790406 | Central Heat Pump | BRYANT HEATING AND COOLING SYSTEMS | HRCU-A-CB (Split System: Heat Pump with Remote Outdoor Unit-Air-Source) | 284ANV036*0**B* |  |  | CNPV*4824AL*+UI | 88*TA60070C21*** | 33800 | 21 |  | 13 | 10.5 |  | 35600 | 33600 | 94.38% | [8 empty] | Residential | 705 | No | 2.82
206790407 | Central Heat Pump | BRYANT HEATING AND COOLING SYSTEMS | HRCU-A-CB (Split System: Heat Pump with Remote Outdoor Unit-Air-Source) | 284ANV036*0**B* |  |  | CNPV*4824AL*+UI | 88*TA60090C21*** | 34000 | 21.5 |  | 13 | 10.5 |  | 35400 | 33400 | 94.35% | [8 empty] | Residential | 707.5 | No | 2.83
206905707 | Central Heat Pump | AC PRO | HRCU-A-CB (Split System: Heat Pump with Remote Outdoor Unit-Air-Source) | 4HP18V36P |  |  | EAH1P30A+H4TXV01 | 80G2UH070AE12L | 24000 | 20 |  | 13 | 10 |  | 24000 | 15100 | 62.92% | 24000 | 19 | 12.3 | 8.5 | 24000 |  |  |  | Residential | 500 | No | 2
207525002 | Central Heat Pump | TRANE | HRCU-A-CB (Split System: Heat Pump with Remote Outdoor Unit-Air-Source) | 4TWV0036A1 | ADP |  | FG82936 | P0V0B000M40SC+RP | 35200 | 20 |  | 13 | 10 |  | 30400 | 23800 | 78.29% | [8 empty] | Residential | 732.5 | No | 2.93
207669311 | Central Heat Pump | TRANE | HRCU-A-CB (Split System: Heat Pump with Remote Outdoor Unit-Air-Source) | 4TWV0036A1 | ADP |  | PL36H175P789 | P0V0B000M40SC+RP | 34800 | 20 |  | 12.5 | 10 |  | 30400 | 23800 | 78.29% | [8 empty] | Residential | 725 | No | 2.9
205967181 | Central Heat Pump | BRYANT HEATING AND COOLING SYSTEMS | HRCU-A-CB (Split System: Heat Pump with Remote Outdoor Unit-Air-Source) | 284ANV048*0**A* | ADP |  | H,PG2K960 | 88*TA66135C24*** | 44500 | 21 |  | 12.5 | 10 |  | 46000 | 41000 | 89.13% | [8 empty] | Residential | 927.5 | No | 3.71
205967182 | Central Heat Pump | BRYANT HEATING AND COOLING SYSTEMS | HRCU-A-CB (Split System: Heat Pump with Remote Outdoor Unit-Air-Source) | 284ANV048*0**A* | ADP |  | H,PE2K960 | 88*TA66135C24*** | 44500 | 21 |  | 12.5 | 10 |  | 46000 | 41000 | 89.13% | [8 empty] | Residential | 927.5 | No | 3.71
205967183 | Central Heat Pump | BRYANT HEATING AND COOLING SYSTEMS | HRCU-A-CB (Split System: Heat Pump with Remote Outdoor Unit-Air-Source) | 284ANV048*0**A* | ADP |  | H,PG3K960 | 88*TA66135C24*** | 45500 | 21 |  | 12.5 | 10 |  | 46000 | 40500 | 88.04% | [8 empty] | Residential | 947.5 | No | 3.79
205967184 | Central Heat Pump | BRYANT HEATING AND COOLING SYSTEMS | HRCU-A-CB (Split System: Heat Pump with Remote Outdoor Unit-Air-Source) | 284ANV048*0**A* | ADP |  | H,PG48960 | 88*TA66135C24*** | 45500 | 21 |  | 12.5 | 10 |  | 46000 | 40500 | 88.04% | [8 empty] | Residential | 947.5 | No | 3.79
205967185 | Central Heat Pump | BRYANT HEATING AND COOLING SYSTEMS | HRCU-A-CB (Split System: Heat Pump with Remote Outdoor Unit-Air-Source) | 284ANV048*0**A* | ADP |  | H,PE1K948 | 88*TA66135C24*** | 44500 | 21 |  | 12.5 | 10 |  | 46000 | 41000 | 89.13% | [8 empty] | Residential | 927.5 | No | 3.71
205967186 | Central Heat Pump | BRYANT HEATING AND COOLING SYSTEMS | HRCU-A-CB (Split System: Heat Pump with Remote Outdoor Unit-Air-Source) | 284ANV048*0**A* | ADP |  | H,PG51960 | 88*TA66135C24*** | 46000 | 21 |  | 12.5 | 10 |  | 46000 | 40500 | 88.04% | [8 empty] | Residential | 957.5 | No | 3.83
206905709 | Central Heat Pump | AC PRO | HRCU-A-CB (Split System: Heat Pump with Remote Outdoor Unit-Air-Source) | 4HP18V36P |  |  | EAH1P30B+H4TXV01 | 80G1UH070BE12 | 24000 | 18.5 |  | 13 | 10 |  | 24000 | 15300 | 63.75% | 24000 | 19 | 12.3 | 8.5 | 24000 |  |  |  | Residential | 500 | No | 2
206905710 | Central Heat Pump | AC PRO | HRCU-A-CB (Split System: Heat Pump with Remote Outdoor Unit-Air-Source) | 4HP18V36P |  |  | EAH1P30B+H4TXV01 | 80G2UH090BE12 | 24000 | 18 |  | 13 | 10 |  | 24000 | 15400 | 64.17% | 23600 | 19 | 12.3 | 8.5 | 24000 |  |  |  | Residential | 492.5 | No | 1.97
206905711 | Central Heat Pump | AC PRO | HRCU-A-CB (Split System: Heat Pump with Remote Outdoor Unit-Air-Source) | 4HP18V36P |  |  | EAH1P30B+H4TXV01 | 92G1UH030BE12 | 24000 | 20 |  | 13 | 10 |  | 24000 | 15500 | 64.58% | 23600 | 18.5 | 12.3 | 8.1 | 24000 |  |  |  | Residential | 492.5 | No | 1.97
206905712 | Central Heat Pump | AC PRO | HRCU-A-CB (Split System: Heat Pump with Remote Outdoor Unit-Air-Source) | 4HP18V36P |  |  | EAH1P30B+H4TXV01 | 92G1UH045BE12 | 23800 | 19.5 |  | 13 | 10 |  | 24000 | 15300 | 63.75% | 24000 | 19 | 12.3 | 8.5 | 24000 |  |  |  | Residential | 500 | No | 2
206905713 | Central Heat Pump | AC PRO | HRCU-A-CB (Split System: Heat Pump with Remote Outdoor Unit-Air-Source) | 4HP18V36P |  |  | EAH1P30B+H4TXV01 | 92G1UH070BE12 | 24000 | 20 |  | 13 | 10 |  | 24000 | 15300 | 63.75% | 24000 | 19 | 12.3 | 8.5 | 24000 |  |  |  | Residential | 500 | No | 2
206905717 | Central Heat Pump | AC PRO | HRCU-A-CB (Split System: Heat Pump with Remote Outdoor Unit-Air-Source) | 4HP18V36P |  |  | EAH1P30B+H4TXV01 | 96G1UH030BE08 | 24000 | 19.5 |  | 13 | 10 |  | 24000 | 15300 | 63.75% | 23600 | 18.5 | 12.3 | 8.1 | 24000 |  |  |  | Residential | 492.5 | No | 1.97
206905719 | Central Heat Pump | AC PRO | HRCU-A-CB (Split System: Heat Pump with Remote Outdoor Unit-Air-Source) | 4HP18V36P |  |  | EAH1P30B+H4TXV01 | 96G1UH070BE12 | 24000 | 18.5 |  | 13 | 10 |  | 24000 | 15300 | 63.75% | 24000 | 18.5 | 12.3 | 8.5 | 24000 |  |  |  | Residential | 500 | No | 2
206905720 | Central Heat Pump | AC PRO | HRCU-A-CB (Split System: Heat Pump with Remote Outdoor Unit-Air-Source) | 4HP18V36P |  |  | EAH1P30B+H4TXV01 | 96G2UH045BV12 | 24000 | 20 |  | 13 | 10 |  | 24000 | 15300 | 63.75% | 24000 | 19 | 12.3 | 8.5 | 24000 |  |  |  | Residential | 500 | No | 2
205967189 | Central Heat Pump | BRYANT HEATING AND COOLING SYSTEMS | HRCU-A-CB (Split System: Heat Pump with Remote Outdoor Unit-Air-Source) | 284ANV048*0**A* | ADP |  | H,PE1K948 | 986TC66120C24*** | 44000 | 21 |  | 12.5 | 10 |  | 46000 | 41000 | 89.13% | [8 empty] | Residential | 917.5 | No | 3.67
208131803 | Central Heat Pump | BRYANT HEATING AND COOLING SYSTEMS | HRCU-A-CB (Split System: Heat Pump with Remote Outdoor Unit-Air-Source) | 284ANV048*0**B* | ADP |  | H,PG48960 | 88*TA60090C21*** | 45500 | 21 |  | 12.5 | 10 |  | 40500 | 40500 | 100% | [8 empty] | Residential | 947.5 | No | 3.79
208131257 | Central Heat Pump | BRYANT HEATING AND COOLING SYSTEMS | HRCU-A-CB (Split System: Heat Pump with Remote Outdoor Unit-Air-Source) | 284ANV024*0**B* | ADP |  | H,PG34936 | 88*TA36045C17*** | 23400 | 21 |  | 14 | 11 |  | 22400 | 23400 | 104.5% | [8 empty] | Residential | 487.5 | No | 1.95
207091266 | Central Heat Pump | COMFORT-AIRE | HRCU-A-CB (Split System: Heat Pump with Remote Outdoor Unit-Air-Source) | HRG1836S1P | ADP |  | H,A,DE8J(1,2)30+TXV | GUH95C070B3M | 23600 | 18 |  | 12.5 | 10 |  | 22400 | 13800 | 61.61% | [8 empty] | Residential | 492.5 | No | 1.97
207091279 | Central Heat Pump | COMFORT-AIRE | HRCU-A-CB (Split System: Heat Pump with Remote Outdoor Unit-Air-Source) | HRG1836S1P | ADP |  | H,A,DE32(1,2)30+TXV | GUH96T070B3M | 23200 | 20 |  | 13 | 10 |  | 22400 | 13200 | 58.93% | [8 empty] | Residential | 482.5 | No | 1.93
207677913 | Central Heat Pump | COMFORT-AIRE | HRCU-A-CB (Split System: Heat Pump with Remote Outdoor Unit-Air-Source) | HRG1836S1P | ADP |  | H,A,DE8J930 | GUH80C045A3M | 23800 | 18 |  | 13 | 10 |  | 22400 | 13600 | 60.71% | [8 empty] | Residential | 495 | No | 1.98
207677917 | Central Heat Pump | COMFORT-AIRE | HRCU-A-CB (Split System: Heat Pump with Remote Outdoor Unit-Air-Source) | HRG1836S1P | ADP |  | H,A,DE7J924 | GUH92C045B3M | 23200 | 19 |  | 13 | 10 |  | 22400 | 13200 | 58.93% | [8 empty] | Residential | 482.5 | No | 1.93
207677918 | Central Heat Pump | COMFORT-AIRE | HRCU-A-CB (Split System: Heat Pump with Remote Outdoor Unit-Air-Source) | HRG1836S1P | ADP |  | H,A,DE8J930 | GUH92C045B3M | 23200 | 19 |  | 13 | 10 |  | 22400 | 13200 | 58.93% | [8 empty] | Residential | 482.5 | No | 1.93
201800710 | Central Heat Pump | AMERICAN STANDARD | HRCU-A-CB (Split System: Heat Pump with Remote Outdoor Unit-Air-Source) | 4A6V0036A1 |  |  | 4TXCB006DS3 | S9V2B080U3VSA+RP | 36400 | 20.5 |  | 13 | 10 |  | 33200 | 26600 | 80.12% | [8 empty] | Residential | 757.5 | No | 3.03
201800723 | Central Heat Pump | AMERICAN STANDARD | HRCU-A-CB (Split System: Heat Pump with Remote Outdoor Unit-Air-Source) | 4A6V0036A1 |  |  | 4TXCC005DS3 | S9V2C100U4VSA+RP | 35200 | 20 |  | 12.5 | 10 |  | 32200 | 26000 | 80.75% | [8 empty] | Residential | 732.5 | No | 2.93
201800732 | Central Heat Pump | AMERICAN STANDARD | HRCU-A-CB (Split System: Heat Pump with Remote Outdoor Unit-Air-Source) | 4A6V0036A1 |  |  | 4TXCC007DS3 | S9V2C100U4VSA+RP | 36000 | 21 |  | 13 | 10 |  | 33000 | 26400 | 80% | [8 empty] | Residential | 750 | No | 3
201800879 | Central Heat Pump | AMERICAN STANDARD | HRCU-A-CB (Split System: Heat Pump with Remote Outdoor Unit-Air-Source) | 4A6V8024A1 |  |  | 4PX*BU36BS3 | S9V2B040U3VSA+RP | 24200 | 18 |  | 13 | 10 |  | 18600 | 16800 | 90.32% | [8 empty] | Residential | 505 | No | 2.02
201800885 | Central Heat Pump | AMERICAN STANDARD | HRCU-A-CB (Split System: Heat Pump with Remote Outdoor Unit-Air-Source) | 4A6V8024A1 |  |  | 4PX*BU36BS3 | S9V2B060U3VSA+RP | 24200 | 18 |  | 13 | 10 |  | 20600 | 16700 | 81.07% | [8 empty] | Residential | 505 | No | 2.02
201800891 | Central Heat Pump | AMERICAN STANDARD | HRCU-A-CB (Split System: Heat Pump with Remote Outdoor Unit-Air-Source) | 4A6V8024A1 |  |  | 4PX*BU36BS3 | S9V2B080U3VSA+RP | 24200 | 18 |  | 13 | 10 |  | 20600 | 16800 | 81.55% | [8 empty] | Residential | 505 | No | 2.02
201800898 | Central Heat Pump | AMERICAN STANDARD | HRCU-A-CB (Split System: Heat Pump with Remote Outdoor Unit-Air-Source) | 4A6V8024A1 |  |  | 4TXCB004DS3 | S9V2B040U3VSA+RP | 24200 | 18 |  | 13 | 10 |  | 18600 | 16800 | 90.32% | [8 empty] | Residential | 505 | No | 2.02
201800904 | Central Heat Pump | AMERICAN STANDARD | HRCU-A-CB (Split System: Heat Pump with Remote Outdoor Unit-Air-Source) | 4A6V8024A1 |  |  | 4TXCB004DS3 | S9V2B060U3VSA+RP | 24200 | 18 |  | 13 | 10 |  | 20600 | 16700 | 81.07% | [8 empty] | Residential | 505 | No | 2.02
207677919 | Central Heat Pump | COMFORT-AIRE | HRCU-A-CB (Split System: Heat Pump with Remote Outdoor Unit-Air-Source) | HRG1836S1P | ADP |  | H,A,DE7J924 | GUH92C070B3M | 23200 | 19 |  | 13 | 10 |  | 22400 | 13300 | 59.38% | [8 empty] | Residential | 482.5 | No | 1.93
207677920 | Central Heat Pump | COMFORT-AIRE | HRCU-A-CB (Split System: Heat Pump with Remote Outdoor Unit-Air-Source) | HRG1836S1P | ADP |  | H,A,DE8J930 | GUH92C070B3M | 23600 | 20 |  | 12.5 | 10 |  | 22400 | 13700 | 61.16% | [8 empty] | Residential | 492.5 | No | 1.97
207677925 | Central Heat Pump | COMFORT-AIRE | HRCU-A-CB (Split System: Heat Pump with Remote Outdoor Unit-Air-Source) | HRG1836S1P | ADP |  | H,A,DE8J930 | GUH95C070B3M | 23600 | 18 |  | 12.5 | 10 |  | 22400 | 13800 | 61.61% | [8 empty] | Residential | 492.5 | No | 1.97
207677931 | Central Heat Pump | COMFORT-AIRE | HRCU-A-CB (Split System: Heat Pump with Remote Outdoor Unit-Air-Source) | HRG1836S1P | ADP |  | H,A,DE7J924 | GUH96T045B3M | 23400 | 20 |  | 13 | 10 |  | 22400 | 13300 | 59.38% | [8 empty] | Residential | 487.5 | No | 1.95
207677932 | Central Heat Pump | COMFORT-AIRE | HRCU-A-CB (Split System: Heat Pump with Remote Outdoor Unit-Air-Source) | HRG1836S1P | ADP |  | H,A,DE8J930 | GUH96T045B3M | 23400 | 20 |  | 13 | 10 |  | 22400 | 13300 | 59.38% | [8 empty] | Residential | 487.5 | No | 1.95
207677933 | Central Heat Pump | COMFORT-AIRE | HRCU-A-CB (Split System: Heat Pump with Remote Outdoor Unit-Air-Source) | HRG1836S1P | ADP |  | H,A,DE7J924 | GUH96T070B3M | 23400 | 20 |  | 13 | 10 |  | 22400 | 13200 | 58.93% | [8 empty] | Residential | 487.5 | No | 1.95
207677934 | Central Heat Pump | COMFORT-AIRE | HRCU-A-CB (Split System: Heat Pump with Remote Outdoor Unit-Air-Source) | HRG1836S1P | ADP |  | H,A,DE8J930 | GUH96T070B3M | 23800 | 20 |  | 13 | 10 |  | 22400 | 13800 | 61.61% | [8 empty] | Residential | 495 | No | 1.98
207711396 | Central Heat Pump | COMFORT-AIRE | HRCU-A-CB (Split System: Heat Pump with Remote Outdoor Unit-Air-Source) | HRG1836S1P | ADP |  | H,A,DE32(1,2)30+TXV | GUH97M070B3M | 23200 | 19 |  | 12.5 | 10 |  | 22400 | 13200 | 58.93% | [8 empty] | Residential | 482.5 | No | 1.93
201800910 | Central Heat Pump | AMERICAN STANDARD | HRCU-A-CB (Split System: Heat Pump with Remote Outdoor Unit-Air-Source) | 4A6V8024A1 |  |  | 4TXCB004DS3 | S9V2B080U3VSA+RP | 24200 | 18 |  | 13 | 10 |  | 20600 | 16800 | 81.55% | [8 empty] | Residential | 505 | No | 2.02
206790410 | Central Heat Pump | BRYANT HEATING AND COOLING SYSTEMS | HRCU-A-CB (Split System: Heat Pump with Remote Outdoor Unit-Air-Source) | 284ANV036*0**B* |  |  | CNPV*4824AL*+UI | 987MB60080C21*** | 33800 | 20.9 |  | 13 | 10.5 |  | 35600 | 33600 | 94.38% | [8 empty] | Residential | 705 | No | 2.82
206790411 | Central Heat Pump | BRYANT HEATING AND COOLING SYSTEMS | HRCU-A-CB (Split System: Heat Pump with Remote Outdoor Unit-Air-Source) | 284ANV036*0**B* |  |  | CNPV*4824AL*+UI | 987MB66100C21*** | 33800 | 21 |  | 13 | 10.5 |  | 35400 | 33400 | 94.35% | [8 empty] | Residential | 705 | No | 2.82
206790413 | Central Heat Pump | BRYANT HEATING AND COOLING SYSTEMS | HRCU-A-CB (Split System: Heat Pump with Remote Outdoor Unit-Air-Source) | 284ANV036*0**B* |  |  | CNPV*4824AL*+UI | 986TC60080C21*** | 33800 | 21 |  | 13 | 10.5 |  | 35600 | 33600 | 94.38% | [8 empty] | Residential | 705 | No | 2.82
206790414 | Central Heat Pump | BRYANT HEATING AND COOLING SYSTEMS | HRCU-A-CB (Split System: Heat Pump with Remote Outdoor Unit-Air-Source) | 284ANV036*0**B* |  |  | CNPV*4824AL*+UI | 986TC66100C21*** | 33800 | 21 |  | 13 | 10.5 |  | 35400 | 33400 | 94.35% | [8 empty] | Residential | 705 | No | 2.82
206790415 | Central Heat Pump | BRYANT HEATING AND COOLING SYSTEMS | HRCU-A-CB (Split System: Heat Pump with Remote Outdoor Unit-Air-Source) | 284ANV036*0**B* |  |  | CNPV*4824AL*+UI | 88*TA60110C21*** | 34000 | 21.5 |  | 13 | 10.5 |  | 35400 | 33400 | 94.35% | [8 empty] | Residential | 707.5 | No | 2.83
206790417 | Central Heat Pump | BRYANT HEATING AND COOLING SYSTEMS | HRCU-A-CB (Split System: Heat Pump with Remote Outdoor Unit-Air-Source) | 284ANV036*0**B* |  |  | CNPV*6024AL*+UI | 88*TA60070C21*** | 34200 | 21.5 |  | 13 | 10.5 |  | 35200 | 33200 | 94.32% | [8 empty] | Residential | 712.5 | No | 2.85
206790418 | Central Heat Pump | BRYANT HEATING AND COOLING SYSTEMS | HRCU-A-CB (Split System: Heat Pump with Remote Outdoor Unit-Air-Source) | 284ANV036*0**B* |  |  | CNPV*6024AL*+UI | 88*TA60090C21*** | 34400 | 22 |  | 13 | 10.5 |  | 35000 | 33000 | 94.29% | [8 empty] | Residential | 717.5 | No | 2.87
206790421 | Central Heat Pump | BRYANT HEATING AND COOLING SYSTEMS | HRCU-A-CB (Split System: Heat Pump with Remote Outdoor Unit-Air-Source) | 284ANV036*0**B* |  |  | CNPV*6024AL*+UI | 987MB60080C21*** | 34200 | 21.3 |  | 13 | 10.5 |  | 35000 | 33200 | 94.86% | [8 empty] | Residential | 712.5 | No | 2.85
206790422 | Central Heat Pump | BRYANT HEATING AND COOLING SYSTEMS | HRCU-A-CB (Split System: Heat Pump with Remote Outdoor Unit-Air-Source) | 284ANV036*0**B* |  |  | CNPV*6024AL*+UI | 987MB66100C21*** | 34400 | 21.45 |  | 13 | 10.5 |  | 35000 | 33000 | 94.29% | [8 empty] | Residential | 717.5 | No | 2.87
10511203 | Central Heat Pump | TRANE | HRCU-A-CB (Split System: Heat Pump with Remote Outdoor Unit-Air-Source) | 4TWV0036A1 |  |  | 4TXCC007DS3 | S9V2C100U4PSB+RP | 36600 | 20.5 |  | 13.5 | 10.5 |  | 33000 | 26400 | 80% | [8 empty] | Residential | 762.5 | No | 3.05
10511207 | Central Heat Pump | TRANE | HRCU-A-CB (Split System: Heat Pump with Remote Outdoor Unit-Air-Source) | 4TWV0048A1 |  |  | 4PX*CU48BS3 | S9V2C080U5PSB+RP | 46500 | 19.5 |  | 12.5 | 10 |  | 44000 | 36600 | 83.18% | [8 empty] | Residential | 970 | No | 3.88
207526328 | Central Heat Pump | TRANE | HRCU-A-CB (Split System: Heat Pump with Remote Outdoor Unit-Air-Source) | 4TWV0X60A1 |  |  | TAM9A0C60V51 |  | 54500 | 19 |  | 12.7 | 10 |  | 51500 | 49000 | 95.15% | 53000 | 19 | 12 | 8.2 | 50000 |  |  |  | Residential | 1105 | No | 4.42
207526336 | Central Heat Pump | TRANE | HRCU-A-CB (Split System: Heat Pump with Remote Outdoor Unit-Air-Source) | 4TWV8X60A1 |  |  | TAM9A0C60V51 |  | 54000 | 18 |  | 12.5 | 10 |  | 50500 | 49000 | 97.03% | 53000 | 18 | 12 | 8.2 | 50000 |  |  |  | Residential | 1105 | No | 4.42
207526349 | Central Heat Pump | TRANE | HRCU-A-CB (Split System: Heat Pump with Remote Outdoor Unit-Air-Source) | 4TWV0X60A1 |  |  | TEM8A0D48V41+TDR |  | 53500 | 18.5 |  | 12.5 | 10 |  | 52500 | 48500 | 92.38% | 52000 | 18.5 | 11.5 | 8.7 | 50500 |  |  |  | Residential | 1082.5 | No | 4.33
207526432 | Central Heat Pump | TRANE | HRCU-A-CB (Split System: Heat Pump with Remote Outdoor Unit-Air-Source) | 4TWV0X36A1 |  |  | 4TXCC007DS3 | S9V2C100U4VSA+RP | 36000 | 21 |  | 13 | 10 |  | 33000 | 26400 | 80% | [8 empty] | Residential | 750 | No | 3
207711398 | Central Heat Pump | COMFORT-AIRE | HRCU-A-CB (Split System: Heat Pump with Remote Outdoor Unit-Air-Source) | HRG1836S1P | ADP |  | H,A,DE7J(1,2)24+TXV | GUH97M070B3M | 23400 | 20 |  | 13 | 10 |  | 22400 | 13200 | 58.93% | [8 empty] | Residential | 487.5 | No | 1.95
207711400 | Central Heat Pump | COMFORT-AIRE | HRCU-A-CB (Split System: Heat Pump with Remote Outdoor Unit-Air-Source) | HRG1836S1P | ADP |  | H,A,DE7J(1,2)36+TXV | GUH97M070B3M | 23400 | 20 |  | 13 | 10 |  | 22400 | 13200 | 58.93% | [8 empty] | Residential | 487.5 | No | 1.95
207711402 | Central Heat Pump | COMFORT-AIRE | HRCU-A-CB (Split System: Heat Pump with Remote Outdoor Unit-Air-Source) | HRG1836S1P | ADP |  | H,A,DE8J(1,2)30+TXV | GUH97M070B3M | 23400 | 20 |  | 13 | 10 |  | 22400 | 13200 | 58.93% | [8 empty] | Residential | 487.5 | No | 1.95
207711404 | Central Heat Pump | COMFORT-AIRE | HRCU-A-CB (Split System: Heat Pump with Remote Outdoor Unit-Air-Source) | HRG1836S1P | ADP |  | H,A,DE9J(1,2)36+TXV | GUH97M070B3M | 23400 | 20 |  | 13 | 10 |  | 22400 | 13200 | 58.93% | [8 empty] | Residential | 487.5 | No | 1.95
207711406 | Central Heat Pump | COMFORT-AIRE | HRCU-A-CB (Split System: Heat Pump with Remote Outdoor Unit-Air-Source) | HRG1836S1P | ADP |  | H,A,DE9J936 | GUH97M070B3M | 23400 | 20 |  | 13 | 10 |  | 22400 | 13200 | 58.93% | [8 empty] | Residential | 487.5 | No | 1.95
207091244 | Central Heat Pump | COMFORT-AIRE | HRCU-A-CB (Split System: Heat Pump with Remote Outdoor Unit-Air-Source) | HRG1836S1P | ADP |  | H,A,DE8J(1,2)30+TXV | GUH80C045A3M | 23800 | 18 |  | 13 | 10 |  | 22400 | 13600 | 60.71% | 23800 | 18 | 12 | 8.4 | 22400 |  |  |  | Residential | 495 | No | 1.98
207091251 | Central Heat Pump | COMFORT-AIRE | HRCU-A-CB (Split System: Heat Pump with Remote Outdoor Unit-Air-Source) | HRG1836S1P | ADP |  | H,A,DE32(1,2)30+TXV | GUH92C045B3M | 23000 | 19 |  | 13 | 10 |  | 22400 | 13200 | 58.93% | 23400 | 18 | 12 | 8.45 | 22400 |  |  |  | Residential | 487.5 | No | 1.95
207091252 | Central Heat Pump | COMFORT-AIRE | HRCU-A-CB (Split System: Heat Pump with Remote Outdoor Unit-Air-Source) | HRG1836S1P | ADP |  | H,A,DE7J(1,2)24+TXV | GUH92C045B3M | 23200 | 19 |  | 13 | 10 |  | 22400 | 13200 | 58.93% | 23600 | 19 | 12 | 8.5 | 22400 |  |  |  | Residential | 492.5 | No | 1.97
207559019 | Central Heat Pump | TRANE | HRCU-A-CB (Split System: Heat Pump with Remote Outdoor Unit-Air-Source) | 4TWV0X24A1 |  |  | 4PX*BD36BS3 | *DD2B060ACV3 | 24400 | 19.25 |  | 13.5 | 10 |  | 22200 | 17200 | 77.48% | [8 empty] | Residential | 507.5 | No | 2.03
207559020 | Central Heat Pump | TRANE | HRCU-A-CB (Split System: Heat Pump with Remote Outdoor Unit-Air-Source) | 4TWV0X24A1 |  |  | 4PX*BD36BS3 | *DHMB060BCV3 | 24400 | 19 |  | 13 | 10 |  | 22200 | 17400 | 78.38% | [8 empty] | Residential | 507.5 | No | 2.03
207559045 | Central Heat Pump | TRANE | HRCU-A-CB (Split System: Heat Pump with Remote Outdoor Unit-Air-Source) | 4TWV0X24A1 |  |  | 4PX*BU42BS3 | *UHMB060ACV3 | 24600 | 18 |  | 13 | 10 |  | 22200 | 17300 | 77.93% | [8 empty] | Residential | 512.5 | No | 2.05
201923094 | Central Heat Pump | TRANE | HRCU-A-CB (Split System: Heat Pump with Remote Outdoor Unit-Air-Source) | 4TWL9024A1 |  |  | 4PX*BD36BS3+HORIZ-RT | S9V2B060U3PSB+RP | 23600 | 19 |  | 12.5 | 11 |  | 20200 | 13700 | 67.82% | [8 empty] | Residential | 492.5 | No | 1.97
206788659 | Central Heat Pump | CARRIER | HRCU-A-CB (Split System: Heat Pump with Remote Outdoor Unit-Air-Source) | 25VNA436A*031* |  |  | CAP**6024AL*+UI | 59TN6B080C21**20 | 34200 | 21.35 |  | 13 | 11 |  | 34600 | 33000 | 95.38% | [8 empty] | Residential | 712.5 | No | 2.85
206788660 | Central Heat Pump | CARRIER | HRCU-A-CB (Split System: Heat Pump with Remote Outdoor Unit-Air-Source) | 25VNA436A*031* |  |  | CAP**6024AL*+UI | 59TN6B100C21**22 | 34400 | 21.45 |  | 13 | 11 |  | 34600 | 32800 | 94.8% | [8 empty] | Residential | 717.5 | No | 2.87
206788661 | Central Heat Pump | CARRIER | HRCU-A-CB (Split System: Heat Pump with Remote Outdoor Unit-Air-Source) | 25VNA436A*031* |  |  | CAP**6024AL*+UI | 58TN*A110C21**20 | 34400 | 21 |  | 13 | 11 |  | 34400 | 32800 | 95.35% | [8 empty] | Residential | 717.5 | No | 2.87
206788664 | Central Heat Pump | CARRIER | HRCU-A-CB (Split System: Heat Pump with Remote Outdoor Unit-Air-Source) | 25VNA436A*031* |  |  | CAP**6121AL*+UI | 58TN*A070C21**20 | 34800 | 21.4 |  | 13 | 11 |  | 35200 | 33200 | 94.32% | [8 empty] | Residential | 725 | No | 2.9
207091253 | Central Heat Pump | COMFORT-AIRE | HRCU-A-CB (Split System: Heat Pump with Remote Outdoor Unit-Air-Source) | HRG1836S1P | ADP |  | H,A,DE8J(1,2)30+TXV | GUH92C045B3M | 23200 | 19 |  | 13 | 10 |  | 22400 | 13200 | 58.93% | 23600 | 19 | 12 | 8.5 | 22400 |  |  |  | Residential | 492.5 | No | 1.97
207091254 | Central Heat Pump | COMFORT-AIRE | HRCU-A-CB (Split System: Heat Pump with Remote Outdoor Unit-Air-Source) | HRG1836S1P | ADP |  | H,A,DE32(1,2)30+TXV | GUH92C070B3M | 23000 | 19 |  | 13 | 10 |  | 22400 | 13300 | 59.38% | 23400 | 18 | 12 | 8.45 | 22400 |  |  |  | Residential | 487.5 | No | 1.95
207091255 | Central Heat Pump | COMFORT-AIRE | HRCU-A-CB (Split System: Heat Pump with Remote Outdoor Unit-Air-Source) | HRG1836S1P | ADP |  | H,A,DE7J(1,2)24+TXV | GUH92C070B3M | 23200 | 19 |  | 13 | 10 |  | 22400 | 13300 | 59.38% | 23600 | 19 | 12 | 8.5 | 22400 |  |  |  | Residential | 492.5 | No | 1.97
207091256 | Central Heat Pump | COMFORT-AIRE | HRCU-A-CB (Split System: Heat Pump with Remote Outdoor Unit-Air-Source) | HRG1836S1P | ADP |  | H,A,DE8J(1,2)30+TXV | GUH92C070B3M | 23600 | 20 |  | 12.5 | 10 |  | 22400 | 13300 | 59.38% | 23600 | 19 | 12 | 8.5 | 22400 |  |  |  | Residential | 492.5 | No | 1.97
207091276 | Central Heat Pump | COMFORT-AIRE | HRCU-A-CB (Split System: Heat Pump with Remote Outdoor Unit-Air-Source) | HRG1836S1P | ADP |  | H,A,DE32(1,2)30+TXV | GUH96T045B3M | 23200 | 20 |  | 13 | 10 |  | 22400 | 13300 | 59.38% | 23200 | 18 | 12 | 8.05 | 22400 |  |  |  | Residential | 482.5 | No | 1.93
207091277 | Central Heat Pump | COMFORT-AIRE | HRCU-A-CB (Split System: Heat Pump with Remote Outdoor Unit-Air-Source) | HRG1836S1P | ADP |  | H,A,DE7J(1,2)24+TXV | GUH96T045B3M | 23400 | 20 |  | 13 | 10 |  | 22400 | 13300 | 59.38% | 23400 | 19 | 12 | 8.1 | 22400 |  |  |  | Residential | 487.5 | No | 1.95
207091278 | Central Heat Pump | COMFORT-AIRE | HRCU-A-CB (Split System: Heat Pump with Remote Outdoor Unit-Air-Source) | HRG1836S1P | ADP |  | H,A,DE8J(1,2)30+TXV | GUH96T045B3M | 23400 | 20 |  | 13 | 10 |  | 22400 | 13300 | 59.38% | 23400 | 19 | 12 | 8.1 | 22400 |  |  |  | Residential | 487.5 | No | 1.95
207091280 | Central Heat Pump | COMFORT-AIRE | HRCU-A-CB (Split System: Heat Pump with Remote Outdoor Unit-Air-Source) | HRG1836S1P | ADP |  | H,A,DE7J(1,2)24+TXV | GUH96T070B3M | 23400 | 20 |  | 13 | 10 |  | 22400 | 13200 | 58.93% | 23400 | 19 | 12 | 8.5 | 22400 |  |  |  | Residential | 487.5 | No | 1.95
206788665 | Central Heat Pump | CARRIER | HRCU-A-CB (Split System: Heat Pump with Remote Outdoor Unit-Air-Source) | 25VNA436A*031* |  |  | CAP**6121AL*+UI | 58TN*A090C21**20 | 34800 | 21.5 |  | 13 | 11 |  | 34800 | 33000 | 94.83% | [8 empty] | Residential | 725 | No | 2.9
206788669 | Central Heat Pump | CARRIER | HRCU-A-CB (Split System: Heat Pump with Remote Outdoor Unit-Air-Source) | 25VNA436A*031* |  |  | CAP**6121AL*+UI | 59MN7B080C21**20 | 34800 | 21.05 |  | 13 | 11 |  | 35000 | 33200 | 94.86% | [8 empty] | Residential | 725 | No | 2.9
206788670 | Central Heat Pump | CARRIER | HRCU-A-CB (Split System: Heat Pump with Remote Outdoor Unit-Air-Source) | 25VNA436A*031* |  |  | CAP**6121AL*+UI | 59MN7B100C21**22 | 34800 | 21.2 |  | 13 | 11 |  | 35000 | 33000 | 94.29% | [8 empty] | Residential | 725 | No | 2.9
206788671 | Central Heat Pump | CARRIER | HRCU-A-CB (Split System: Heat Pump with Remote Outdoor Unit-Air-Source) | 25VNA436A*031* |  |  | CAP**6121AL*+UI | 59TN6B080C21**20 | 34800 | 21.45 |  | 13 | 11 |  | 35000 | 33200 | 94.86% | [8 empty] | Residential | 725 | No | 2.9
206788672 | Central Heat Pump | CARRIER | HRCU-A-CB (Split System: Heat Pump with Remote Outdoor Unit-Air-Source) | 25VNA436A*031* |  |  | CAP**6121AL*+UI | 59TN6B100C21**22 | 34800 | 21.5 |  | 13 | 11 |  | 35000 | 33000 | 94.29% | [8 empty] | Residential | 725 | No | 2.9
206905721 | Central Heat Pump | AC PRO | HRCU-A-CB (Split System: Heat Pump with Remote Outdoor Unit-Air-Source) | 4HP18V36P |  |  | EAH1P30B+H4TXV01 | 96G2UH070BV12 | 24000 | 20 |  | 13 | 10 |  | 24000 | 15300 | 63.75% | 24000 | 19 | 12.3 | 8.5 | 24000 |  |  |  | Residential | 500 | No | 2
206905722 | Central Heat Pump | AC PRO | HRCU-A-CB (Split System: Heat Pump with Remote Outdoor Unit-Air-Source) | 4HP18V36P |  |  | EAH1P30B+H4TXV01 | EFV08BCA | 23800 | 20 |  | 13 | 10 |  | 24000 | 15500 | 64.58% | 23600 | 17.5 | 12.3 | 8.5 | 24000 |  |  |  | Residential | 492.5 | No | 1.97
206905723 | Central Heat Pump | AC PRO | HRCU-A-CB (Split System: Heat Pump with Remote Outdoor Unit-Air-Source) | 4HP18V36P |  |  | EAH1P30B+H4TXV01 | EFV12BCA | 24000 | 20 |  | 13 | 10 |  | 24000 | 15300 | 63.75% | 24000 | 19 | 12.3 | 8.5 | 24000 |  |  |  | Residential | 500 | No | 2
205960916 | Central Heat Pump | CARRIER | HRCU-A-CB (Split System: Heat Pump with Remote Outdoor Unit-Air-Source) | 25VNA448A*030* | ADP |  | H,PG2K960 | 59TN6B120C24**22 | 44000 | 21 |  | 12.5 | 10 |  | 46000 | 41000 | 89.13% | [8 empty] | Residential | 917.5 | No | 3.67
205960917 | Central Heat Pump | CARRIER | HRCU-A-CB (Split System: Heat Pump with Remote Outdoor Unit-Air-Source) | 25VNA448A*030* | ADP |  | H,PE2K960 | 59TN6B120C24**22 | 44000 | 21 |  | 12.5 | 10 |  | 46000 | 41000 | 89.13% | [8 empty] | Residential | 917.5 | No | 3.67
205960918 | Central Heat Pump | CARRIER | HRCU-A-CB (Split System: Heat Pump with Remote Outdoor Unit-Air-Source) | 25VNA448A*030* | ADP |  | H,PG3K960 | 59TN6B120C24**22 | 45500 | 21 |  | 12.5 | 10 |  | 46000 | 41000 | 89.13% | [8 empty] | Residential | 947.5 | No | 3.79
205960919 | Central Heat Pump | CARRIER | HRCU-A-CB (Split System: Heat Pump with Remote Outdoor Unit-Air-Source) | 25VNA448A*030* | ADP |  | H,PG48960 | 59TN6B120C24**22 | 45500 | 21 |  | 12.5 | 10 |  | 46000 | 41000 | 89.13% | [8 empty] | Residential | 947.5 | No | 3.79
207167644 | Central Heat Pump | CARRIER | HRCU-A-CB (Split System: Heat Pump with Remote Outdoor Unit-Air-Source) | 25VNA424A*031* | ADP |  | V,C36H175P149 | 59TN6B060C17**14 | 23400 | 21 |  | 14 | 11 |  | 22400 | 23000 | 102.7% | [8 empty] | Residential | 487.5 | No | 1.95
207203550 | Central Heat Pump | CARRIER | HRCU-A-CB (Split System: Heat Pump with Remote Outdoor Unit-Air-Source) | 25VNA448A*031* | ADP |  | A60VHA+TXV | 59TN6B080C21**20 | 45000 | 21 |  | 12.5 | 10 |  | 44000 | 41000 | 93.18% | [8 empty] | Residential | 937.5 | No | 3.75
207458073 | Central Heat Pump | CARRIER | HRCU-A-CB (Split System: Heat Pump with Remote Outdoor Unit-Air-Source) | 25VNA448A*031* | ADP |  | C60A***L189 | 59TN6B080C21**20 | 45000 | 21 |  | 12.5 | 10 |  | 44000 | 41000 | 93.18% | [8 empty] | Residential | 937.5 | No | 3.75
208699670 | Central Heat Pump | CARRIER | HRCU-A-CB (Split System: Heat Pump with Remote Outdoor Unit-Air-Source) | 25VNA436A*031* | ADP |  | H,PG34936 | 58TN*A110C21**20 | 33200 | 21 |  | 12.5 | 11 |  | 33600 | 31600 | 94.05% | [8 empty] | Residential | 692.5 | No | 2.77
202849413 | Central Heat Pump | AC PRO | HRCU-A-CB (Split System: Heat Pump with Remote Outdoor Unit-Air-Source) | 4SHP20LX124P |  |  | BCE7S24M |  | 22600 | 20 |  | 14 | 10 |  | 22000 | 13600 | 61.82% | [8 empty] | Residential | 470 | No | 1.88
202849414 | Central Heat Pump | AC PRO | HRCU-A-CB (Split System: Heat Pump with Remote Outdoor Unit-Air-Source) | 4SHP20LX124P |  |  | BCE7S30M |  | 23000 | 19 |  | 14 | 10 |  | 21400 | 14000 | 65.42% | [8 empty] | Residential | 480 | No | 1.92
202849415 | Central Heat Pump | AC PRO | HRCU-A-CB (Split System: Heat Pump with Remote Outdoor Unit-Air-Source) | 4SHP20LX136P |  |  | BCE7S42M |  | 34800 | 20 |  | 13.5 | 10 |  | 33000 | 21400 | 64.85% | [8 empty] | Residential | 725 | No | 2.9
209329549 | Central Heat Pump | AC PRO | HRCU-A-CB (Split System: Heat Pump with Remote Outdoor Unit-Air-Source) | 4HP18V36P |  |  | E*1P23B+H4TXV01 | 96G2UH030BE08 | 23200 | 19 |  | 13 | 10 |  | 24000 | 14600 | 60.83% | [8 empty] | Residential | 482.5 | No | 1.93
209329562 | Central Heat Pump | AC PRO | HRCU-A-CB (Split System: Heat Pump with Remote Outdoor Unit-Air-Source) | 4HP18V36P |  |  | EA(C,U)1P30B+H4TXV01 | 96G2UH030BE08 | 23600 | 19.5 |  | 13 | 10 |  | 24000 | 14600 | 60.83% | [8 empty] | Residential | 492.5 | No | 1.97
209329579 | Central Heat Pump | AC PRO | HRCU-A-CB (Split System: Heat Pump with Remote Outdoor Unit-Air-Source) | 4HP18V36P |  |  | EAC4X30B | 96G2UH030BE08 | 23600 | 19.5 |  | 13 | 10 |  | 24000 | 14600 | 60.83% | [8 empty] | Residential | 492.5 | No | 1.97
209329592 | Central Heat Pump | AC PRO | HRCU-A-CB (Split System: Heat Pump with Remote Outdoor Unit-Air-Source) | 4HP18V36P |  |  | EC4X23B | 96G2UH030BE08 | 23200 | 19 |  | 13 | 10 |  | 24000 | 14600 | 60.83% | [8 empty] | Residential | 482.5 | No | 1.93
206788674 | Central Heat Pump | CARRIER | HRCU-A-CB (Split System: Heat Pump with Remote Outdoor Unit-Air-Source) | 25VNA436A*031* |  |  | CAP**6121AL*+UI | 58TN*A110C21**20 | 34800 | 22 |  | 13 | 11 |  | 35000 | 33000 | 94.29% | [8 empty] | Residential | 725 | No | 2.9
206788676 | Central Heat Pump | CARRIER | HRCU-A-CB (Split System: Heat Pump with Remote Outdoor Unit-Air-Source) | 25VNA436A*031* |  |  | CAP**6124AL*+UI | 58TN*A070C21**20 | 34800 | 21.5 |  | 13 | 11 |  | 35000 | 33200 | 94.86% | [8 empty] | Residential | 725 | No | 2.9
208699671 | Central Heat Pump | CARRIER | HRCU-A-CB (Split System: Heat Pump with Remote Outdoor Unit-Air-Source) | 25VNA436A*031* | ADP |  | H,PE34936 | 58TN*A110C21**20 | 33200 | 21 |  | 12.5 | 11 |  | 33600 | 31600 | 94.05% | [8 empty] | Residential | 692.5 | No | 2.77
208699672 | Central Heat Pump | CARRIER | HRCU-A-CB (Split System: Heat Pump with Remote Outdoor Unit-Air-Source) | 25VNA436A*031* | ADP |  | H,PG34936 | 58TN*A135C24**22 | 33200 | 21 |  | 12.5 | 11 |  | 33600 | 31400 | 93.45% | [8 empty] | Residential | 692.5 | No | 2.77
207091281 | Central Heat Pump | COMFORT-AIRE | HRCU-A-CB (Split System: Heat Pump with Remote Outdoor Unit-Air-Source) | HRG1836S1P | ADP |  | H,A,DE8J(1,2)30+TXV | GUH96T070B3M | 23800 | 20 |  | 13 | 10 |  | 22400 | 13200 | 58.93% | 23400 | 19 | 12 | 8.5 | 22400 |  |  |  | Residential | 487.5 | No | 1.95
207727226 | Central Heat Pump | BOSCH | HRCU-A-CB (Split System: Heat Pump with Remote Outdoor Unit-Air-Source) | BOVB-36HDN1-M20G | ADP |  | BV**B9937 |  | 23600 | 20 |  | 13.5 | 10 |  | 22400 | 20800 | 92.86% | [8 empty] | Residential | 492.5 | No | 1.97
207727231 | Central Heat Pump | BOSCH | HRCU-A-CB (Split System: Heat Pump with Remote Outdoor Unit-Air-Source) | BOVB-36HDN1-M20G | ADP |  | BV**B2925 |  | 22800 | 18 |  | 13 | 10 |  | 22200 | 20800 | 93.69% | [8 empty] | Residential | 475 | No | 1.9
207727829 | Central Heat Pump | BOSCH | HRCU-A-CB (Split System: Heat Pump with Remote Outdoor Unit-Air-Source) | BOVB-60HDN1-M20G | ADP |  | BV**C6960 |  | 46500 | 19 |  | 13 | 10 |  | 46000 | 38000 | 82.61% | [8 empty] | Residential | 970 | No | 3.88
207727831 | Central Heat Pump | BOSCH | HRCU-A-CB (Split System: Heat Pump with Remote Outdoor Unit-Air-Source) | BOVB-60HDN1-M20G | ADP |  | BV**C6948 |  | 46000 | 19 |  | 13 | 10 |  | 46000 | 38000 | 82.61% | [8 empty] | Residential | 957.5 | No | 3.83
207728004 | Central Heat Pump | BOSCH | HRCU-A-CB (Split System: Heat Pump with Remote Outdoor Unit-Air-Source) | BOVB-36HDN1-M20G | ADP |  | F,PE*SS9937 |  | 34400 | 20 |  | 12.5 | 10 |  | 32600 | 26400 | 80.98% | [8 empty] | Residential | 717.5 | No | 2.87
207728370 | Central Heat Pump | BOSCH | HRCU-A-CB (Split System: Heat Pump with Remote Outdoor Unit-Air-Source) | BOVB-60HDN1-M20G | ADP |  | F,PE*CC3960 |  | 46000 | 20 |  | 13 | 10 |  | 46000 | 38000 | 82.61% | [8 empty] | Residential | 957.5 | No | 3.83
206788677 | Central Heat Pump | CARRIER | HRCU-A-CB (Split System: Heat Pump with Remote Outdoor Unit-Air-Source) | 25VNA436A*031* |  |  | CAP**6124AL*+UI | 58TN*A090C21**20 | 34800 | 21.9 |  | 13 | 11 |  | 34800 | 33000 | 94.83% | [8 empty] | Residential | 725 | No | 2.9
206788680 | Central Heat Pump | CARRIER | HRCU-A-CB (Split System: Heat Pump with Remote Outdoor Unit-Air-Source) | 25VNA436A*031* |  |  | CAP**6124AL*+UI | 59MN7B080C21**20 | 34800 | 21.15 |  | 13 | 11 |  | 35000 | 33200 | 94.86% | [8 empty] | Residential | 725 | No | 2.9
206788681 | Central Heat Pump | CARRIER | HRCU-A-CB (Split System: Heat Pump with Remote Outdoor Unit-Air-Source) | 25VNA436A*031* |  |  | CAP**6124AL*+UI | 59MN7B100C21**22 | 34800 | 21.3 |  | 13 | 11 |  | 34800 | 33000 | 94.83% | [8 empty] | Residential | 725 | No | 2.9
206788683 | Central Heat Pump | CARRIER | HRCU-A-CB (Split System: Heat Pump with Remote Outdoor Unit-Air-Source) | 25VNA436A*031* |  |  | CAP**6124AL*+UI | 59TN6B080C21**20 | 34800 | 21.5 |  | 13 | 11 |  | 35000 | 33200 | 94.86% | [8 empty] | Residential | 725 | No | 2.9
206788684 | Central Heat Pump | CARRIER | HRCU-A-CB (Split System: Heat Pump with Remote Outdoor Unit-Air-Source) | 25VNA436A*031* |  |  | CAP**6124AL*+UI | 59TN6B100C21**22 | 34800 | 21.5 |  | 13 | 11 |  | 34800 | 33000 | 94.83% | [8 empty] | Residential | 725 | No | 2.9
206788685 | Central Heat Pump | CARRIER | HRCU-A-CB (Split System: Heat Pump with Remote Outdoor Unit-Air-Source) | 25VNA436A*031* |  |  | CAP**6124AL*+UI | 58TN*A110C21**20 | 34800 | 22 |  | 13 | 11 |  | 34800 | 33000 | 94.83% | [8 empty] | Residential | 725 | No | 2.9
206788694 | Central Heat Pump | CARRIER | HRCU-A-CB (Split System: Heat Pump with Remote Outdoor Unit-Air-Source) | 25VNA436A*031* |  |  | CNPV*4221AL*+UI | 58TN*A090C21**20 | 33200 | 20.35 |  | 12.5 | 10 |  | 32200 | 31400 | 97.52% | [8 empty] | Residential | 692.5 | No | 2.77
206788698 | Central Heat Pump | CARRIER | HRCU-A-CB (Split System: Heat Pump with Remote Outdoor Unit-Air-Source) | 25VNA436A*031* |  |  | CNPV*4221AL*+UI | 59MN7B080C21**20 | 33200 | 20.1 |  | 12.5 | 10 |  | 32400 | 31600 | 97.53% | [8 empty] | Residential | 692.5 | No | 2.77
208106529 | Central Heat Pump | BOSCH | HRCU-A-CB (Split System: Heat Pump with Remote Outdoor Unit-Air-Source) | BOVB-36HDN1-M20G | ADP |  | PL36H175P149 | BGH96M060B3A | 23600 | 18 |  | 13 | 10 |  | 22400 | 18400 | 82.14% | [8 empty] | Residential | 492.5 | No | 1.97
208106530 | Central Heat Pump | BOSCH | HRCU-A-CB (Split System: Heat Pump with Remote Outdoor Unit-Air-Source) | BOVB-36HDN1-M20G | ADP |  | PL36H175P159 | BGH96M060B3A | 24000 | 19 |  | 13.5 | 10 |  | 22400 | 18400 | 82.14% | [8 empty] | Residential | 500 | No | 2
208106531 | Central Heat Pump | BOSCH | HRCU-A-CB (Split System: Heat Pump with Remote Outdoor Unit-Air-Source) | BOVB-36HDN1-M20G | ADP |  | PL36H175P459 | BGH96M060B3A | 24000 | 19 |  | 13.5 | 10 |  | 22400 | 18400 | 82.14% | [8 empty] | Residential | 500 | No | 2
208106533 | Central Heat Pump | BOSCH | HRCU-A-CB (Split System: Heat Pump with Remote Outdoor Unit-Air-Source) | BOVB-36HDN1-M20G | ADP |  | PL36H175P149 | BGH96M060B3B | 23600 | 18 |  | 13 | 10 |  | 22400 | 18400 | 82.14% | [8 empty] | Residential | 492.5 | No | 1.97
208106534 | Central Heat Pump | BOSCH | HRCU-A-CB (Split System: Heat Pump with Remote Outdoor Unit-Air-Source) | BOVB-36HDN1-M20G | ADP |  | PL36H175P159 | BGH96M060B3B | 24000 | 19 |  | 13.5 | 10 |  | 22400 | 18400 | 82.14% | [8 empty] | Residential | 500 | No | 2
208106535 | Central Heat Pump | BOSCH | HRCU-A-CB (Split System: Heat Pump with Remote Outdoor Unit-Air-Source) | BOVB-36HDN1-M20G | ADP |  | PL36H175P459 | BGH96M060B3B | 24000 | 19 |  | 13.5 | 10 |  | 22400 | 18400 | 82.14% | [8 empty] | Residential | 500 | No | 2
208106537 | Central Heat Pump | BOSCH | HRCU-A-CB (Split System: Heat Pump with Remote Outdoor Unit-Air-Source) | BOVB-36HDN1-M20G | ADP |  | PL36H175P149 | BGH96M080B3A | 23800 | 18 |  | 13 | 10 |  | 22400 | 18400 | 82.14% | [8 empty] | Residential | 495 | No | 1.98
208106538 | Central Heat Pump | BOSCH | HRCU-A-CB (Split System: Heat Pump with Remote Outdoor Unit-Air-Source) | BOVB-36HDN1-M20G | ADP |  | PL36H175P159 | BGH96M080B3A | 24000 | 19 |  | 13.5 | 10 |  | 22400 | 18400 | 82.14% | [8 empty] | Residential | 500 | No | 2
208106539 | Central Heat Pump | BOSCH | HRCU-A-CB (Split System: Heat Pump with Remote Outdoor Unit-Air-Source) | BOVB-36HDN1-M20G | ADP |  | PL36H175P459 | BGH96M080B3A | 24000 | 19 |  | 13.5 | 10 |  | 22400 | 18400 | 82.14% | [8 empty] | Residential | 500 | No | 2
206788699 | Central Heat Pump | CARRIER | HRCU-A-CB (Split System: Heat Pump with Remote Outdoor Unit-Air-Source) | 25VNA436A*031* |  |  | CNPV*4221AL*+UI | 59MN7B100C21**22 | 33200 | 20.2 |  | 13 | 10 |  | 32200 | 31000 | 96.27% | [8 empty] | Residential | 692.5 | No | 2.77
206788700 | Central Heat Pump | CARRIER | HRCU-A-CB (Split System: Heat Pump with Remote Outdoor Unit-Air-Source) | 25VNA436A*031* |  |  | CNPV*4221AL*+UI | 59TN6B080C21**20 | 33200 | 20.1 |  | 12.5 | 10 |  | 32400 | 31600 | 97.53% | [8 empty] | Residential | 692.5 | No | 2.77
206788701 | Central Heat Pump | CARRIER | HRCU-A-CB (Split System: Heat Pump with Remote Outdoor Unit-Air-Source) | 25VNA436A*031* |  |  | CNPV*4221AL*+UI | 59TN6B100C21**22 | 33200 | 20.5 |  | 12.5 | 10 |  | 32200 | 31000 | 96.27% | [8 empty] | Residential | 692.5 | No | 2.77
206788703 | Central Heat Pump | CARRIER | HRCU-A-CB (Split System: Heat Pump with Remote Outdoor Unit-Air-Source) | 25VNA436A*031* |  |  | CNPV*4221AL*+UI | 58TN*A110C21**20 | 33200 | 21 |  | 12.5 | 10 |  | 32200 | 31400 | 97.52% | [8 empty] | Residential | 692.5 | No | 2.77
206788706 | Central Heat Pump | CARRIER | HRCU-A-CB (Split System: Heat Pump with Remote Outdoor Unit-Air-Source) | 25VNA436A*031* |  |  | CNPV*4821AL*+UI | 58TN*A070C21**20 | 33800 | 21 |  | 13 | 10.5 |  | 35600 | 33600 | 94.38% | [8 empty] | Residential | 705 | No | 2.82
206788707 | Central Heat Pump | CARRIER | HRCU-A-CB (Split System: Heat Pump with Remote Outdoor Unit-Air-Source) | 25VNA436A*031* |  |  | CNPV*4821AL*+UI | 58TN*A090C21**20 | 34000 | 21.5 |  | 13 | 10.5 |  | 35400 | 33400 | 94.35% | [8 empty] | Residential | 707.5 | No | 2.83
206788711 | Central Heat Pump | CARRIER | HRCU-A-CB (Split System: Heat Pump with Remote Outdoor Unit-Air-Source) | 25VNA436A*031* |  |  | CNPV*4821AL*+UI | 59MN7B080C21**20 | 33800 | 20.9 |  | 13 | 10.5 |  | 35600 | 33600 | 94.38% | [8 empty] | Residential | 705 | No | 2.82
206788712 | Central Heat Pump | CARRIER | HRCU-A-CB (Split System: Heat Pump with Remote Outdoor Unit-Air-Source) | 25VNA436A*031* |  |  | CNPV*4821AL*+UI | 59MN7B100C21**22 | 33800 | 21 |  | 13 | 10.5 |  | 35400 | 33400 | 94.35% | [8 empty] | Residential | 705 | No | 2.82
201800917 | Central Heat Pump | AMERICAN STANDARD | HRCU-A-CB (Split System: Heat Pump with Remote Outdoor Unit-Air-Source) | 4A6V8024A1 |  |  | 4TXCB004DS3 | S9V2B080D3VSA+RP | 23200 | 18 |  | 12.5 | 10 |  | 20400 | 16500 | 80.88% | [8 empty] | Residential | 482.5 | No | 1.93
201800965 | Central Heat Pump | AMERICAN STANDARD | HRCU-A-CB (Split System: Heat Pump with Remote Outdoor Unit-Air-Source) | 4A6V8036A1 |  |  | 4PX*BU48BS3 | S9V2B060U3VSA+RP | 36000 | 18 |  | 12.5 | 10 |  | 33000 | 26400 | 80% | [8 empty] | Residential | 750 | No | 3
201800972 | Central Heat Pump | AMERICAN STANDARD | HRCU-A-CB (Split System: Heat Pump with Remote Outdoor Unit-Air-Source) | 4A6V8036A1 |  |  | 4PX*BU48BS3 | S9V2B040U3VSA+RP | 36000 | 18 |  | 12.5 | 10 |  | 32800 | 26400 | 80.49% | [8 empty] | Residential | 750 | No | 3
201800981 | Central Heat Pump | AMERICAN STANDARD | HRCU-A-CB (Split System: Heat Pump with Remote Outdoor Unit-Air-Source) | 4A6V8036A1 |  |  | 4PX*BU48BS3 | S9V2B080U3VSA+RP | 36000 | 18 |  | 12.5 | 10 |  | 33000 | 26600 | 80.61% | [8 empty] | Residential | 750 | No | 3
201801015 | Central Heat Pump | AMERICAN STANDARD | HRCU-A-CB (Split System: Heat Pump with Remote Outdoor Unit-Air-Source) | 4A6V8036A1 |  |  | 4PX*CU48BS3 | S9V2C100U4VSA+RP | 36000 | 18 |  | 12.5 | 10 |  | 32800 | 26200 | 79.88% | [8 empty] | Residential | 750 | No | 3
201801060 | Central Heat Pump | AMERICAN STANDARD | HRCU-A-CB (Split System: Heat Pump with Remote Outdoor Unit-Air-Source) | 4A6V8036A1 |  |  | 4TXCB006DS3 | S9V2B060U3VSA+RP | 36000 | 18 |  | 12.5 | 10 |  | 33000 | 26400 | 80% | [8 empty] | Residential | 750 | No | 3
201801066 | Central Heat Pump | AMERICAN STANDARD | HRCU-A-CB (Split System: Heat Pump with Remote Outdoor Unit-Air-Source) | 4A6V8036A1 |  |  | 4TXCB006DS3 | S9V2B080U3VSA+RP | 36000 | 18 |  | 12.5 | 10 |  | 33000 | 26600 | 80.61% | [8 empty] | Residential | 750 | No | 3
201801072 | Central Heat Pump | AMERICAN STANDARD | HRCU-A-CB (Split System: Heat Pump with Remote Outdoor Unit-Air-Source) | 4A6V8036A1 |  |  | 4TXCB006DS3 | S9V2B040U3VSA+RP | 36000 | 18 |  | 12.5 | 10 |  | 32800 | 26400 | 80.49% | [8 empty] | Residential | 750 | No | 3
208106541 | Central Heat Pump | BOSCH | HRCU-A-CB (Split System: Heat Pump with Remote Outdoor Unit-Air-Source) | BOVB-36HDN1-M20G | ADP |  | PL36H175P149 | BGH96M080B3B | 23800 | 18 |  | 13 | 10 |  | 22400 | 18400 | 82.14% | [8 empty] | Residential | 495 | No | 1.98
208106542 | Central Heat Pump | BOSCH | HRCU-A-CB (Split System: Heat Pump with Remote Outdoor Unit-Air-Source) | BOVB-36HDN1-M20G | ADP |  | PL36H175P159 | BGH96M080B3B | 24000 | 19 |  | 13.5 | 10 |  | 22400 | 18400 | 82.14% | [8 empty] | Residential | 500 | No | 2
208106543 | Central Heat Pump | BOSCH | HRCU-A-CB (Split System: Heat Pump with Remote Outdoor Unit-Air-Source) | BOVB-36HDN1-M20G | ADP |  | PL36H175P459 | BGH96M080B3B | 24000 | 19 |  | 13.5 | 10 |  | 22400 | 18400 | 82.14% | [8 empty] | Residential | 500 | No | 2
208106581 | Central Heat Pump | BOSCH | HRCU-A-CB (Split System: Heat Pump with Remote Outdoor Unit-Air-Source) | BOVB-60HDN1-M20G | ADP |  | PL60H210P199 | BGH96M100C5A | 45000 | 18 |  | 12.5 | 10 |  | 44500 | 36400 | 81.8% | [8 empty] | Residential | 937.5 | No | 3.75
208106583 | Central Heat Pump | BOSCH | HRCU-A-CB (Split System: Heat Pump with Remote Outdoor Unit-Air-Source) | BOVB-60HDN1-M20G | ADP |  | PL60H210P199 | BGH96M100C5B | 45000 | 18 |  | 12.5 | 10 |  | 44500 | 36400 | 81.8% | [8 empty] | Residential | 937.5 | No | 3.75
204797049 | Central Heat Pump | BOSCH | HRCU-A-CB (Split System: Heat Pump with Remote Outdoor Unit-Air-Source) | BOVA-36HDN1-M20G | ADP |  | F,PE*SS9937 |  | 34400 | 20 |  | 12.5 | 10 |  | 32600 | 26400 | 80.98% | [8 empty] | Residential | 717.5 | No | 2.87
204797052 | Central Heat Pump | BOSCH | HRCU-A-CB (Split System: Heat Pump with Remote Outdoor Unit-Air-Source) | BOVA-36HDN1-M20G | ADP |  | F,PE*TT1937 |  | 34600 | 20 |  | 13 | 10 |  | 32600 | 26400 | 80.98% | [8 empty] | Residential | 720 | No | 2.88
204797056 | Central Heat Pump | BOSCH | HRCU-A-CB (Split System: Heat Pump with Remote Outdoor Unit-Air-Source) | BOVA-36HDN1-M20G | ADP |  | F,PE*TT3937 |  | 34600 | 20 |  | 12.5 | 10 |  | 32600 | 26400 | 80.98% | [8 empty] | Residential | 720 | No | 2.88
204797060 | Central Heat Pump | BOSCH | HRCU-A-CB (Split System: Heat Pump with Remote Outdoor Unit-Air-Source) | BOVA-36HDN1-M20G | ADP |  | F,PE*TT6937 |  | 34600 | 20 |  | 12.5 | 10 |  | 32600 | 26400 | 80.98% | [8 empty] | Residential | 720 | No | 2.88
201801083 | Central Heat Pump | AMERICAN STANDARD | HRCU-A-CB (Split System: Heat Pump with Remote Outdoor Unit-Air-Source) | 4A6V8036A1 |  |  | 4TXCC007DS3 | S9V2C100U4VSA+RP | 36000 | 18 |  | 12.5 | 10 |  | 32800 | 26200 | 79.88% | [8 empty] | Residential | 750 | No | 3
209329588 | Central Heat Pump | AC PRO | HRCU-A-CB (Split System: Heat Pump with Remote Outdoor Unit-Air-Source) | 4HP18V36P |  |  | EAH1P30B+H4TXV01 | 96G2UH045BE12 | 24000 | 18.5 |  | 13 | 10 |  | 24000 | 15100 | 62.92% | 24000 | 18.5 | 12.3 | 8.5 | 24000 |  |  |  | Residential | 500 | No | 2
209329590 | Central Heat Pump | AC PRO | HRCU-A-CB (Split System: Heat Pump with Remote Outdoor Unit-Air-Source) | 4HP18V36P |  |  | EAH1P30B+H4TXV01 | 96G2UH070BE12 | 24000 | 18.5 |  | 13 | 10 |  | 24000 | 15100 | 62.92% | 23800 | 18.5 | 12.3 | 8.5 | 24000 |  |  |  | Residential | 495 | No | 1.98
206414272 | Central Heat Pump | TOSOT | HRCU-A-CB (Split System: Heat Pump with Remote Outdoor Unit-Air-Source) | TU36-24WADU |  |  | TUD24-24AH2ADU |  | 24000 | 20 |  | 12.5 | 10.5 |  | 24000 | 16000 | 66.67% | 24000 | 17 | 12 | 9 | 24000 | 22000 | 91.67% | 1.8 | Residential | 500 | Yes | 2 | Yes
205724726 | Central Heat Pump | TOSOT | HRCU-A-CB (Split System: Heat Pump with Remote Outdoor Unit-Air-Source) | TU36-24WADU |  |  | TU24-24AADU |  | 24000 | 20 |  | 12.5 | 10.5 |  | 24000 | 16300 | 67.92% | [8 empty] | Residential | 500 | No | 2
205756439 | Central Heat Pump | TOSOT | HRCU-A-CB (Split System: Heat Pump with Remote Outdoor Unit-Air-Source) | TU36-24WADU |  |  | TU24-36AADU |  | 24000 | 20 |  | 12.5 | 10.5 |  | 24000 | 16300 | 67.92% | [8 empty] | Residential | 500 | No | 2
206720394 | Central Heat Pump | NORTEK | HRCU-A-CB (Split System: Heat Pump with Remote Outdoor Unit-Air-Source) | GXH24-36MSK4DH |  |  | GMH24-**MSK4DH |  | 24000 | 20 |  | 12.5 | 10.5 |  | 24000 | 16300 | 67.92% | [8 empty] | Residential | 500 | No | 2
206724396 | Central Heat Pump | NORTEK | HRCU-A-CB (Split System: Heat Pump with Remote Outdoor Unit-Air-Source) | GXH24-36MSK4DH |  |  | GMH24-**MSK4DH1 |  | 24000 | 20 |  | 12.5 | 10.5 |  | 24000 | 16000 | 66.67% | 24000 | 17 | 12 | 9 | 24000 | 22000 | 91.67% | 1.8 | Residential | 500 | Yes | 2 | Yes
204802864 | Central Heat Pump | BOSCH | HRCU-A-CB (Split System: Heat Pump with Remote Outdoor Unit-Air-Source) | BOVA-60HDN1-M20G | ADP |  | F,PE*TT1948 |  | 47500 | 20 |  | 13.5 | 10 |  | 46000 | 38000 | 82.61% | [8 empty] | Residential | 990 | No | 3.96
204802865 | Central Heat Pump | BOSCH | HRCU-A-CB (Split System: Heat Pump with Remote Outdoor Unit-Air-Source) | BOVA-60HDN1-M20G | ADP |  | F,PE*TT6948 |  | 46500 | 19 |  | 13 | 10 |  | 46000 | 38000 | 82.61% | [8 empty] | Residential | 970 | No | 3.88
205482436 | Central Heat Pump | BOSCH | HRCU-A-CB (Split System: Heat Pump with Remote Outdoor Unit-Air-Source) | BOVA-36HDN1-M20G | ADP |  | PL36H175P389 | BGH96M080B3A | 32800 | 18 |  | 12.5 | 10 |  | 32600 | 24400 | 74.85% | [8 empty] | Residential | 682.5 | No | 2.73
205483267 | Central Heat Pump | BOSCH | HRCU-A-CB (Split System: Heat Pump with Remote Outdoor Unit-Air-Source) | BOVA-36HDN1-M20G | ADP |  | PL36H175P459 | BGH96M080B3A | 33000 | 18 |  | 12.5 | 10 |  | 32600 | 24400 | 74.85% | [8 empty] | Residential | 687.5 | No | 2.75
207728015 | Central Heat Pump | BOSCH | HRCU-A-CB (Split System: Heat Pump with Remote Outdoor Unit-Air-Source) | BOVB-36HDN1-M20G | ADP |  | F,PE*TT6937 |  | 34600 | 20 |  | 12.5 | 10 |  | 32600 | 26400 | 80.98% | [8 empty] | Residential | 720 | No | 2.88
207728018 | Central Heat Pump | BOSCH | HRCU-A-CB (Split System: Heat Pump with Remote Outdoor Unit-Air-Source) | BOVB-36HDN1-M20G | ADP |  | F,PE*TT6931 |  | 24000 | 20 |  | 14 | 10 |  | 22400 | 21400 | 95.54% | [8 empty] | Residential | 500 | No | 2
207728043 | Central Heat Pump | BOSCH | HRCU-A-CB (Split System: Heat Pump with Remote Outdoor Unit-Air-Source) | BOVB-36HDN1-M20G | ADP |  | F,PE*G33930 |  | 23000 | 20 |  | 13.5 | 10 |  | 22200 | 21400 | 96.4% | [8 empty] | Residential | 480 | No | 1.92
207728045 | Central Heat Pump | BOSCH | HRCU-A-CB (Split System: Heat Pump with Remote Outdoor Unit-Air-Source) | BOVB-36HDN1-M20G | ADP |  | F,PE*G33925 |  | 23000 | 20 |  | 13.5 | 10 |  | 22200 | 21400 | 96.4% | [8 empty] | Residential | 480 | No | 1.92
207727998 | Central Heat Pump | BOSCH | HRCU-A-CB (Split System: Heat Pump with Remote Outdoor Unit-Air-Source) | BOVB-60HDN1-M18M | ADP |  | F,PE*TT7937 |  | 35200 | 18 |  | 12.5 | 10 |  | 33600 | 22400 | 66.67% | [8 empty] | Residential | 732.5 | No | 2.93
206840420 | Central Heat Pump | LBG Products | HRCU-A-CB (Split System: Heat Pump with Remote Outdoor Unit-Air-Source) | LCH24036DO |  |  | LCH24DHNI |  | 24000 | 20 |  | 12.5 | 10.5 |  | 24000 | 16300 | 67.92% | [8 empty] | Residential | 500 | No | 2
206726718 | Central Heat Pump | LBG Products | HRCU-A-CB (Split System: Heat Pump with Remote Outdoor Unit-Air-Source) | LCH24036DO |  |  | LCH24DGHNI |  | 24000 | 20 |  | 12.5 | 10.5 |  | 24000 | 16000 | 66.67% | 24000 | 17 | 12 | 9 | 24000 | 22000 | 91.67% | 1.8 | Residential | 500 | Yes | 2 | Yes
207706559 | Central Heat Pump | MOOVAIR | HRCU-A-CB (Split System: Heat Pump with Remote Outdoor Unit-Air-Source) | DMA24HOS20230E7 |  |  | FMA24HIAHUU230X7 |  | 24000 | 20 |  | 12.5 | 12 |  | 24000 | 19200 | 80% | 24000 | 17.4 | 11.7 | 10 | 24000 | 22600 | 94.17% | 1.91 | Residential | 500 | Yes | 2 | Both
206790424 | Central Heat Pump | BRYANT HEATING AND COOLING SYSTEMS | HRCU-A-CB (Split System: Heat Pump with Remote Outdoor Unit-Air-Source) | 284ANV036*0**B* |  |  | CNPV*6024AL*+UI | 986TC60080C21*** | 34200 | 21.5 |  | 13 | 10.5 |  | 35000 | 33200 | 94.86% | [8 empty] | Residential | 712.5 | No | 2.85
206790425 | Central Heat Pump | BRYANT HEATING AND COOLING SYSTEMS | HRCU-A-CB (Split System: Heat Pump with Remote Outdoor Unit-Air-Source) | 284ANV036*0**B* |  |  | CNPV*6024AL*+UI | 986TC66100C21*** | 34400 | 21.5 |  | 13 | 10.5 |  | 35000 | 33000 | 94.29% | [8 empty] | Residential | 717.5 | No | 2.87
206790426 | Central Heat Pump | BRYANT HEATING AND COOLING SYSTEMS | HRCU-A-CB (Split System: Heat Pump with Remote Outdoor Unit-Air-Source) | 284ANV036*0**B* |  |  | CNPV*6024AL*+UI | 88*TA60110C21*** | 34400 | 22 |  | 13 | 10.5 |  | 35000 | 33000 | 94.29% | [8 empty] | Residential | 717.5 | No | 2.87
206790430 | Central Heat Pump | BRYANT HEATING AND COOLING SYSTEMS | HRCU-A-CB (Split System: Heat Pump with Remote Outdoor Unit-Air-Source) | 284ANV036*0**B* |  |  | CSPH*3612AL*+UI | 88*TA60090C21*** | 33800 | 20 |  | 12.5 | 10.5 |  | 32600 | 31800 | 97.55% | [8 empty] | Residential | 705 | No | 2.82
206790436 | Central Heat Pump | BRYANT HEATING AND COOLING SYSTEMS | HRCU-A-CB (Split System: Heat Pump with Remote Outdoor Unit-Air-Source) | 284ANV036*0**B* |  |  | CSPH*3612AL*+UI | 987MB60080C21*** | 33600 | 20 |  | 12.5 | 10 |  | 32800 | 32000 | 97.56% | [8 empty] | Residential | 700 | No | 2.8
206790437 | Central Heat Pump | BRYANT HEATING AND COOLING SYSTEMS | HRCU-A-CB (Split System: Heat Pump with Remote Outdoor Unit-Air-Source) | 284ANV036*0**B* |  |  | CSPH*3612AL*+UI | 987MB66100C21*** | 33800 | 20 |  | 12.5 | 10 |  | 32600 | 31800 | 97.55% | [8 empty] | Residential | 705 | No | 2.82
206790439 | Central Heat Pump | BRYANT HEATING AND COOLING SYSTEMS | HRCU-A-CB (Split System: Heat Pump with Remote Outdoor Unit-Air-Source) | 284ANV036*0**B* |  |  | CSPH*3612AL*+UI | 986TC60080C21*** | 33600 | 20 |  | 12.5 | 10 |  | 32800 | 32000 | 97.56% | [8 empty] | Residential | 700 | No | 2.8
206790440 | Central Heat Pump | BRYANT HEATING AND COOLING SYSTEMS | HRCU-A-CB (Split System: Heat Pump with Remote Outdoor Unit-Air-Source) | 284ANV036*0**B* |  |  | CSPH*3612AL*+UI | 986TC66100C21*** | 33800 | 20 |  | 12.5 | 10 |  | 32600 | 31800 | 97.55% | [8 empty] | Residential | 705 | No | 2.82
206790442 | Central Heat Pump | BRYANT HEATING AND COOLING SYSTEMS | HRCU-A-CB (Split System: Heat Pump with Remote Outdoor Unit-Air-Source) | 284ANV036*0**B* |  |  | CSPH*3612AL*+UI | 88*TA60110C21*** | 33800 | 20.5 |  | 12.5 | 10.5 |  | 32200 | 31400 | 97.52% | [8 empty] | Residential | 705 | No | 2.82
206788713 | Central Heat Pump | CARRIER | HRCU-A-CB (Split System: Heat Pump with Remote Outdoor Unit-Air-Source) | 25VNA436A*031* |  |  | CNPV*4821AL*+UI | 59TN6B080C21**20 | 33800 | 20.9 |  | 13 | 10.5 |  | 35600 | 33600 | 94.38% | [8 empty] | Residential | 705 | No | 2.82
206788714 | Central Heat Pump | CARRIER | HRCU-A-CB (Split System: Heat Pump with Remote Outdoor Unit-Air-Source) | 25VNA436A*031* |  |  | CNPV*4821AL*+UI | 59TN6B100C21**22 | 33800 | 21 |  | 13 | 10.5 |  | 35400 | 33400 | 94.35% | [8 empty] | Residential | 705 | No | 2.82
206788716 | Central Heat Pump | CARRIER | HRCU-A-CB (Split System: Heat Pump with Remote Outdoor Unit-Air-Source) | 25VNA436A*031* |  |  | CNPV*4821AL*+UI | 58TN*A110C21**20 | 34000 | 21.5 |  | 13 | 10.5 |  | 35400 | 33400 | 94.35% | [8 empty] | Residential | 707.5 | No | 2.83
206788718 | Central Heat Pump | CARRIER | HRCU-A-CB (Split System: Heat Pump with Remote Outdoor Unit-Air-Source) | 25VNA436A*031* |  |  | CNPV*4824AL*+UI | 58TN*A070C21**20 | 33800 | 21 |  | 13 | 10.5 |  | 35600 | 33600 | 94.38% | [8 empty] | Residential | 705 | No | 2.82
206788719 | Central Heat Pump | CARRIER | HRCU-A-CB (Split System: Heat Pump with Remote Outdoor Unit-Air-Source) | 25VNA436A*031* |  |  | CNPV*4824AL*+UI | 58TN*A090C21**20 | 34000 | 21.5 |  | 13 | 10.5 |  | 35400 | 33400 | 94.35% | [8 empty] | Residential | 707.5 | No | 2.83
206788722 | Central Heat Pump | CARRIER | HRCU-A-CB (Split System: Heat Pump with Remote Outdoor Unit-Air-Source) | 25VNA436A*031* |  |  | CNPV*4824AL*+UI | 59MN7B080C21**20 | 33800 | 20.9 |  | 13 | 10.5 |  | 35600 | 33600 | 94.38% | [8 empty] | Residential | 705 | No | 2.82
206788723 | Central Heat Pump | CARRIER | HRCU-A-CB (Split System: Heat Pump with Remote Outdoor Unit-Air-Source) | 25VNA436A*031* |  |  | CNPV*4824AL*+UI | 59MN7B100C21**22 | 33800 | 21 |  | 13 | 10.5 |  | 35400 | 33400 | 94.35% | [8 empty] | Residential | 705 | No | 2.82
206788725 | Central Heat Pump | CARRIER | HRCU-A-CB (Split System: Heat Pump with Remote Outdoor Unit-Air-Source) | 25VNA436A*031* |  |  | CNPV*4824AL*+UI | 59TN6B080C21**20 | 33800 | 21 |  | 13 | 10.5 |  | 35600 | 33600 | 94.38% | [8 empty] | Residential | 705 | No | 2.82
206788726 | Central Heat Pump | CARRIER | HRCU-A-CB (Split System: Heat Pump with Remote Outdoor Unit-Air-Source) | 25VNA436A*031* |  |  | CNPV*4824AL*+UI | 59TN6B100C21**22 | 33800 | 21 |  | 13 | 10.5 |  | 35400 | 33400 | 94.35% | [8 empty] | Residential | 705 | No | 2.82
205047285 | Central Heat Pump | FRASER-JOHNSTON | HRCU-A-CB (Split System: Heat Pump with Remote Outdoor Unit-Air-Source) | HL19B3621 |  |  | CM60DXA2+TXV | TPLC100C16MP13 | 35800 | 18 |  | 14 | 10 |  | 35200 | 22400 | 63.64% | [8 empty] | Residential | 745 | No | 2.98
205047291 | Central Heat Pump | FRASER-JOHNSTON | HRCU-A-CB (Split System: Heat Pump with Remote Outdoor Unit-Air-Source) | HL19B3621 |  |  | CU60DXA2+TXV | TPLC100C16MP13 | 35800 | 18 |  | 14 | 10 |  | 35200 | 22400 | 63.64% | [8 empty] | Residential | 745 | No | 2.98
205047691 | Central Heat Pump | FRASER-JOHNSTON | HRCU-A-CB (Split System: Heat Pump with Remote Outdoor Unit-Air-Source) | HL19B3621 |  |  | CM60CXA2+TXV | TM8V100C16MP12 | 35600 | 18 |  | 14 | 10 |  | 35200 | 22400 | 63.64% | [8 empty] | Residential | 742.5 | No | 2.97
205047699 | Central Heat Pump | FRASER-JOHNSTON | HRCU-A-CB (Split System: Heat Pump with Remote Outdoor Unit-Air-Source) | HL19B3621 |  |  | CM60CXA2+TXV | TPLC080C16MP13 | 35600 | 18 |  | 14 | 10 |  | 35200 | 22400 | 63.64% | [8 empty] | Residential | 742.5 | No | 2.97
205047717 | Central Heat Pump | FRASER-JOHNSTON | HRCU-A-CB (Split System: Heat Pump with Remote Outdoor Unit-Air-Source) | HL19B3621 |  |  | CM60CXA2+MVC16CN21+TXV |  | 36000 | 19 |  | 14 | 10 |  | 35200 | 22400 | 63.64% | [8 empty] | Residential | 750 | No | 3
205047721 | Central Heat Pump | FRASER-JOHNSTON | HRCU-A-CB (Split System: Heat Pump with Remote Outdoor Unit-Air-Source) | HL19B3621 |  |  | CM60DXA2+ME14DN21+TXV |  | 34800 | 19 |  | 14 | 10 |  | 35000 | 22400 | 64% | [8 empty] | Residential | 725 | No | 2.9
205047073 | Central Heat Pump | FRASER-JOHNSTON | HRCU-A-CB (Split System: Heat Pump with Remote Outdoor Unit-Air-Source) | HL19B3621 |  |  | CU60DXA2+TXV | TM8V100C20MP12 | 35800 | 18 |  | 14 | 10 |  | 35000 | 22400 | 64% | [8 empty] | Residential | 745 | No | 2.98
205047092 | Central Heat Pump | FRASER-JOHNSTON | HRCU-A-CB (Split System: Heat Pump with Remote Outdoor Unit-Air-Source) | HL19B3621 |  |  | CM60DXA2+TXV | TMLV120C20MP12 | 35800 | 18 |  | 14 | 10 |  | 35000 | 22400 | 64% | [8 empty] | Residential | 745 | No | 2.98
205047098 | Central Heat Pump | FRASER-JOHNSTON | HRCU-A-CB (Split System: Heat Pump with Remote Outdoor Unit-Air-Source) | HL19B3621 |  |  | CU60DXA2+TXV | TMLV120C20MP12 | 35800 | 18 |  | 14 | 10 |  | 35000 | 22400 | 64% | [8 empty] | Residential | 745 | No | 2.98
205047103 | Central Heat Pump | FRASER-JOHNSTON | HRCU-A-CB (Split System: Heat Pump with Remote Outdoor Unit-Air-Source) | HL19B3621 |  |  | CM60DXA2+TXV | TPLC100C20MP13 | 35800 | 18 |  | 14 | 10 |  | 35000 | 22400 | 64% | [8 empty] | Residential | 745 | No | 2.98
205047109 | Central Heat Pump | FRASER-JOHNSTON | HRCU-A-CB (Split System: Heat Pump with Remote Outdoor Unit-Air-Source) | HL19B3621 |  |  | CU60DXA2+TXV | TPLC100C20MP13 | 35800 | 18 |  | 14 | 10 |  | 35000 | 22400 | 64% | [8 empty] | Residential | 745 | No | 2.98
205047114 | Central Heat Pump | FRASER-JOHNSTON | HRCU-A-CB (Split System: Heat Pump with Remote Outdoor Unit-Air-Source) | HL19B3621 |  |  | CM60DXA2+TXV | TPLC120C20MP13 | 35800 | 18 |  | 14 | 10 |  | 35000 | 22400 | 64% | [8 empty] | Residential | 745 | No | 2.98
205047119 | Central Heat Pump | FRASER-JOHNSTON | HRCU-A-CB (Split System: Heat Pump with Remote Outdoor Unit-Air-Source) | HL19B3621 |  |  | CU60DXA2+TXV | TPLC120C20MP13 | 35800 | 18 |  | 14 | 10 |  | 35000 | 22400 | 64% | [8 empty] | Residential | 745 | No | 2.98
205047140 | Central Heat Pump | FRASER-JOHNSTON | HRCU-A-CB (Split System: Heat Pump with Remote Outdoor Unit-Air-Source) | HL19B3621 |  |  | CM60CXA2+TXV | TM8V120C20MP12 | 35800 | 18 |  | 14 | 10 |  | 35000 | 22400 | 64% | [8 empty] | Residential | 745 | No | 2.98
205047149 | Central Heat Pump | FRASER-JOHNSTON | HRCU-A-CB (Split System: Heat Pump with Remote Outdoor Unit-Air-Source) | HL19B3621 |  |  | CM60CXA2+TXV | TM8V100C20MP12 | 35800 | 18 |  | 14 | 10 |  | 35000 | 22400 | 64% | [8 empty] | Residential | 745 | No | 2.98
205047166 | Central Heat Pump | FRASER-JOHNSTON | HRCU-A-CB (Split System: Heat Pump with Remote Outdoor Unit-Air-Source) | HL19B3621 |  |  | CM60CXA2+TXV | TMLV120C20MP12 | 35800 | 18 |  | 14 | 10 |  | 35000 | 22400 | 64% | [8 empty] | Residential | 745 | No | 2.98
205047174 | Central Heat Pump | FRASER-JOHNSTON | HRCU-A-CB (Split System: Heat Pump with Remote Outdoor Unit-Air-Source) | HL19B3621 |  |  | CM60CXA2+TXV | TPLC100C20MP13 | 35800 | 18 |  | 14 | 10 |  | 35000 | 22400 | 64% | [8 empty] | Residential | 745 | No | 2.98
205047181 | Central Heat Pump | FRASER-JOHNSTON | HRCU-A-CB (Split System: Heat Pump with Remote Outdoor Unit-Air-Source) | HL19B3621 |  |  | CM60CXA2+TXV | TPLC120C20MP13 | 35800 | 18 |  | 14 | 10 |  | 35000 | 22400 | 64% | [8 empty] | Residential | 745 | No | 2.98
205047200 | Central Heat Pump | FRASER-JOHNSTON | HRCU-A-CB (Split System: Heat Pump with Remote Outdoor Unit-Air-Source) | HL19B3621 |  |  | CM60DXA2+TXV | TM8V100C16MP12 | 35800 | 18 |  | 14 | 10 |  | 35200 | 22400 | 63.64% | [8 empty] | Residential | 745 | No | 2.98
205046853 | Central Heat Pump | FRASER-JOHNSTON | HRCU-A-CB (Split System: Heat Pump with Remote Outdoor Unit-Air-Source) | HL19B3621 |  |  | CU60DXA2+TXV | TM9Y100C16MP11 | 35600 | 18 |  | 13 | 10 |  | 35200 | 22400 | 63.64% | [8 empty] | Residential | 742.5 | No | 2.97
206788727 | Central Heat Pump | CARRIER | HRCU-A-CB (Split System: Heat Pump with Remote Outdoor Unit-Air-Source) | 25VNA436A*031* |  |  | CNPV*4824AL*+UI | 58TN*A110C21**20 | 34000 | 21.5 |  | 13 | 10.5 |  | 35400 | 33400 | 94.35% | [8 empty] | Residential | 707.5 | No | 2.83
206788729 | Central Heat Pump | CARRIER | HRCU-A-CB (Split System: Heat Pump with Remote Outdoor Unit-Air-Source) | 25VNA436A*031* |  |  | CNPV*6024AL*+UI | 58TN*A070C21**20 | 34200 | 21.5 |  | 13 | 10.5 |  | 35200 | 33200 | 94.32% | [8 empty] | Residential | 712.5 | No | 2.85
206788730 | Central Heat Pump | CARRIER | HRCU-A-CB (Split System: Heat Pump with Remote Outdoor Unit-Air-Source) | 25VNA436A*031* |  |  | CNPV*6024AL*+UI | 58TN*A090C21**20 | 34400 | 22 |  | 13 | 10.5 |  | 35000 | 33000 | 94.29% | [8 empty] | Residential | 717.5 | No | 2.87
206788733 | Central Heat Pump | CARRIER | HRCU-A-CB (Split System: Heat Pump with Remote Outdoor Unit-Air-Source) | 25VNA436A*031* |  |  | CNPV*6024AL*+UI | 59MN7B080C21**20 | 34200 | 21.3 |  | 13 | 10.5 |  | 35000 | 33200 | 94.86% | [8 empty] | Residential | 712.5 | No | 2.85
206788734 | Central Heat Pump | CARRIER | HRCU-A-CB (Split System: Heat Pump with Remote Outdoor Unit-Air-Source) | 25VNA436A*031* |  |  | CNPV*6024AL*+UI | 59MN7B100C21**22 | 34400 | 21.45 |  | 13 | 10.5 |  | 35000 | 33000 | 94.29% | [8 empty] | Residential | 717.5 | No | 2.87
206788736 | Central Heat Pump | CARRIER | HRCU-A-CB (Split System: Heat Pump with Remote Outdoor Unit-Air-Source) | 25VNA436A*031* |  |  | CNPV*6024AL*+UI | 59TN6B080C21**20 | 34200 | 21.5 |  | 13 | 10.5 |  | 35000 | 33200 | 94.86% | [8 empty] | Residential | 712.5 | No | 2.85
206788737 | Central Heat Pump | CARRIER | HRCU-A-CB (Split System: Heat Pump with Remote Outdoor Unit-Air-Source) | 25VNA436A*031* |  |  | CNPV*6024AL*+UI | 59TN6B100C21**22 | 34400 | 21.5 |  | 13 | 10.5 |  | 35000 | 33000 | 94.29% | [8 empty] | Residential | 717.5 | No | 2.87
206788738 | Central Heat Pump | CARRIER | HRCU-A-CB (Split System: Heat Pump with Remote Outdoor Unit-Air-Source) | 25VNA436A*031* |  |  | CNPV*6024AL*+UI | 58TN*A110C21**20 | 34400 | 22 |  | 13 | 10.5 |  | 35000 | 33000 | 94.29% | [8 empty] | Residential | 717.5 | No | 2.87
206788742 | Central Heat Pump | CARRIER | HRCU-A-CB (Split System: Heat Pump with Remote Outdoor Unit-Air-Source) | 25VNA436A*031* |  |  | CSPH*3612AL*+UI | 58TN*A090C21**20 | 33800 | 20 |  | 12.5 | 10.5 |  | 32600 | 31800 | 97.55% | [8 empty] | Residential | 705 | No | 2.82
206788748 | Central Heat Pump | CARRIER | HRCU-A-CB (Split System: Heat Pump with Remote Outdoor Unit-Air-Source) | 25VNA436A*031* |  |  | CSPH*3612AL*+UI | 59MN7B080C21**20 | 33600 | 20 |  | 12.5 | 10 |  | 32800 | 32000 | 97.56% | [8 empty] | Residential | 700 | No | 2.8
206788749 | Central Heat Pump | CARRIER | HRCU-A-CB (Split System: Heat Pump with Remote Outdoor Unit-Air-Source) | 25VNA436A*031* |  |  | CSPH*3612AL*+UI | 59MN7B100C21**22 | 33800 | 20 |  | 12.5 | 10 |  | 32600 | 31800 | 97.55% | [8 empty] | Residential | 705 | No | 2.82
206788751 | Central Heat Pump | CARRIER | HRCU-A-CB (Split System: Heat Pump with Remote Outdoor Unit-Air-Source) | 25VNA436A*031* |  |  | CSPH*3612AL*+UI | 59TN6B080C21**20 | 33600 | 20 |  | 12.5 | 10 |  | 32800 | 32000 | 97.56% | [8 empty] | Residential | 700 | No | 2.8
206788752 | Central Heat Pump | CARRIER | HRCU-A-CB (Split System: Heat Pump with Remote Outdoor Unit-Air-Source) | 25VNA436A*031* |  |  | CSPH*3612AL*+UI | 59TN6B100C21**22 | 33800 | 20 |  | 12.5 | 10 |  | 32600 | 31800 | 97.55% | [8 empty] | Residential | 705 | No | 2.82
206788754 | Central Heat Pump | CARRIER | HRCU-A-CB (Split System: Heat Pump with Remote Outdoor Unit-Air-Source) | 25VNA436A*031* |  |  | CSPH*3612AL*+UI | 58TN*A110C21**20 | 33800 | 20.5 |  | 12.5 | 10.5 |  | 32200 | 31400 | 97.52% | [8 empty] | Residential | 705 | No | 2.82
206788757 | Central Heat Pump | CARRIER | HRCU-A-CB (Split System: Heat Pump with Remote Outdoor Unit-Air-Source) | 25VNA436A*031* |  |  | CSPH*4212AL*+UI | 58TN*A070C21**20 | 33800 | 20 |  | 12.5 | 10.5 |  | 35600 | 33600 | 94.38% | [8 empty] | Residential | 705 | No | 2.82
206788758 | Central Heat Pump | CARRIER | HRCU-A-CB (Split System: Heat Pump with Remote Outdoor Unit-Air-Source) | 25VNA436A*031* |  |  | CSPH*4212AL*+UI | 58TN*A090C21**20 | 34000 | 20.5 |  | 12.5 | 10.5 |  | 35400 | 33400 | 94.35% | [8 empty] | Residential | 707.5 | No | 2.83
206788764 | Central Heat Pump | CARRIER | HRCU-A-CB (Split System: Heat Pump with Remote Outdoor Unit-Air-Source) | 25VNA436A*031* |  |  | CSPH*4212AL*+UI | 59MN7B080C21**20 | 34000 | 20 |  | 12.5 | 10.5 |  | 35600 | 33600 | 94.38% | [8 empty] | Residential | 707.5 | No | 2.83
206788765 | Central Heat Pump | CARRIER | HRCU-A-CB (Split System: Heat Pump with Remote Outdoor Unit-Air-Source) | 25VNA436A*031* |  |  | CSPH*4212AL*+UI | 59MN7B100C21**22 | 34000 | 20 |  | 12.5 | 10.5 |  | 35400 | 33400 | 94.35% | [8 empty] | Residential | 707.5 | No | 2.83
206788767 | Central Heat Pump | CARRIER | HRCU-A-CB (Split System: Heat Pump with Remote Outdoor Unit-Air-Source) | 25VNA436A*031* |  |  | CSPH*4212AL*+UI | 59TN6B080C21**20 | 34000 | 20 |  | 12.5 | 10.5 |  | 35600 | 33600 | 94.38% | [8 empty] | Residential | 707.5 | No | 2.83
206788768 | Central Heat Pump | CARRIER | HRCU-A-CB (Split System: Heat Pump with Remote Outdoor Unit-Air-Source) | 25VNA436A*031* |  |  | CSPH*4212AL*+UI | 59TN6B100C21**22 | 34000 | 20 |  | 12.5 | 10.5 |  | 35400 | 33400 | 94.35% | [8 empty] | Residential | 707.5 | No | 2.83
206788770 | Central Heat Pump | CARRIER | HRCU-A-CB (Split System: Heat Pump with Remote Outdoor Unit-Air-Source) | 25VNA436A*031* |  |  | CSPH*4212AL*+UI | 58TN*A110C21**20 | 34000 | 20.5 |  | 12.5 | 10.5 |  | 35400 | 33400 | 94.35% | [8 empty] | Residential | 707.5 | No | 2.83
206788773 | Central Heat Pump | CARRIER | HRCU-A-CB (Split System: Heat Pump with Remote Outdoor Unit-Air-Source) | 25VNA436A*031* |  |  | CSPH*4812AL*+UI | 58TN*A070C21**20 | 34000 | 20.5 |  | 12.5 | 10.5 |  | 35600 | 33600 | 94.38% | [8 empty] | Residential | 707.5 | No | 2.83
206788774 | Central Heat Pump | CARRIER | HRCU-A-CB (Split System: Heat Pump with Remote Outdoor Unit-Air-Source) | 25VNA436A*031* |  |  | CSPH*4812AL*+UI | 58TN*A090C21**20 | 34200 | 20.5 |  | 12.5 | 10.5 |  | 35200 | 33400 | 94.89% | [8 empty] | Residential | 712.5 | No | 2.85
206788780 | Central Heat Pump | CARRIER | HRCU-A-CB (Split System: Heat Pump with Remote Outdoor Unit-Air-Source) | 25VNA436A*031* |  |  | CSPH*4812AL*+UI | 59MN7B080C21**20 | 34200 | 20.5 |  | 12.5 | 10.5 |  | 35400 | 33600 | 94.92% | [8 empty] | Residential | 712.5 | No | 2.85
206788781 | Central Heat Pump | CARRIER | HRCU-A-CB (Split System: Heat Pump with Remote Outdoor Unit-Air-Source) | 25VNA436A*031* |  |  | CSPH*4812AL*+UI | 59MN7B100C21**22 | 34200 | 20.5 |  | 12.5 | 10.5 |  | 35400 | 33400 | 94.35% | [8 empty] | Residential | 712.5 | No | 2.85
206788783 | Central Heat Pump | CARRIER | HRCU-A-CB (Split System: Heat Pump with Remote Outdoor Unit-Air-Source) | 25VNA436A*031* |  |  | CSPH*4812AL*+UI | 59TN6B080C21**20 | 34200 | 20.5 |  | 12.5 | 10.5 |  | 35400 | 33600 | 94.92% | [8 empty] | Residential | 712.5 | No | 2.85
206788784 | Central Heat Pump | CARRIER | HRCU-A-CB (Split System: Heat Pump with Remote Outdoor Unit-Air-Source) | 25VNA436A*031* |  |  | CSPH*4812AL*+UI | 59TN6B100C21**22 | 34200 | 20.5 |  | 12.5 | 10.5 |  | 35400 | 33400 | 94.35% | [8 empty] | Residential | 712.5 | No | 2.85
207742581 | Central Heat Pump | MOOVAIR | HRCU-A-CB (Split System: Heat Pump with Remote Outdoor Unit-Air-Source) | DM24HOS25230E3 |  |  | FM24HIAHUU230X6 |  | 20800 | 20 |  | 12.5 | 10 |  | 29000 | 17500 | 60.34% | [8 empty] | Residential | 432.5 | No | 1.73
207742582 | Central Heat Pump | MOOVAIR | HRCU-A-CB (Split System: Heat Pump with Remote Outdoor Unit-Air-Source) | DM24HOS25230E3A |  |  | FM24HIAHUU230X6 |  | 22000 | 20 |  | 12.5 | 11.6 |  | 27000 | 16500 | 61.11% | [8 empty] | Residential | 457.5 | No | 1.83
207706558 | Central Heat Pump | MOOVAIR | HRCU-A-CB (Split System: Heat Pump with Remote Outdoor Unit-Air-Source) | DMA18HOS20230E7 |  |  | DMA18HOS20230E7 |  | 18000 | 20 |  | 12.5 | 11 |  | 19000 | 13500 | 71.05% | 18000 | 18 | 12.4 | 9.3 | 19000 | 16500 | 86.84% | 2.04 | Residential | 375 | Yes | 1.5 | Both
207764688 | Central Heat Pump | MOOVAIR | HRCU-A-CB (Split System: Heat Pump with Remote Outdoor Unit-Air-Source) | DMA18HOS20230E7 |  |  | FMA18HIAHUU230X7 |  | 18000 | 20 |  | 12.5 | 11 |  | 19000 | 13500 | 71.05% | 18000 | 18 | 12.4 | 9.3 | 19000 | 16500 | 86.84% | 2.04 | Residential | 375 | Yes | 1.5 | Both
210295922 | Central Heat Pump | MOOVAIR | HRCU-A-CB (Split System: Heat Pump with Remote Outdoor Unit-Air-Source) | DMA24HOS28230E8 |  |  | FM24HIAHUU230X6 |  | 22000 | 20 |  | 12.5 | 11.6 |  | 27000 | 16500 | 61.11% | [8 empty] | Residential | 457.5 | No | 1.83
208141269 | Central Heat Pump | TRANE | HRCU-A-CB (Split System: Heat Pump with Remote Outdoor Unit-Air-Source) | 4TXD2036A10NU** |  |  | 4MXA2024A10NU** |  | 24000 | 20 |  | 12.5 | 10.5 |  | 24000 | 16000 | 66.67% | 24000 | 17 | 12 | 9 | 24000 | 22000 | 91.67% | 1.8 | Residential | 500 | Yes | 2 | Yes
210365431 | Central Heat Pump | Dettson | HRCU-A-CB (Split System: Heat Pump with Remote Outdoor Unit-Air-Source) | EVD-18-O |  |  | EVD-18-I |  | 18000 | 20 |  | 12.5 | 11 |  | 19000 | 13500 | 71.05% | 18000 | 18 | 12.4 | 9.3 | 19000 | 16500 | 86.84% | 2.04 | Residential | 375 | Yes | 1.5 | Both
210365432 | Central Heat Pump | Dettson | HRCU-A-CB (Split System: Heat Pump with Remote Outdoor Unit-Air-Source) | EVD-24-O |  |  | EVD-24-I |  | 24000 | 20 |  | 12.5 | 12 |  | 24000 | 19200 | 80% | 24000 | 17.4 | 11.7 | 10 | 24000 | 22600 | 94.17% | 1.91 | Residential | 500 | Yes | 2 | Both
201923096 | Central Heat Pump | TRANE | HRCU-A-CB (Split System: Heat Pump with Remote Outdoor Unit-Air-Source) | 4TWL9024A1 |  |  | 4PX*BD42BS3 | S9V2B040D3PSB+RP | 24400 | 18.5 |  | 13 | 11 |  | 19400 | 13200 | 68.04% | [8 empty] | Residential | 507.5 | No | 2.03
201923099 | Central Heat Pump | TRANE | HRCU-A-CB (Split System: Heat Pump with Remote Outdoor Unit-Air-Source) | 4TWL9024A1 |  |  | 4PX*BD42BS3 | S9V2B060D3PSB+RP | 24200 | 19 |  | 13 | 11 |  | 19400 | 13200 | 68.04% | [8 empty] | Residential | 505 | No | 2.02
201923100 | Central Heat Pump | TRANE | HRCU-A-CB (Split System: Heat Pump with Remote Outdoor Unit-Air-Source) | 4TWL9024A1 |  |  | 4PX*BD42BS3 | S9V2B080D3PSB+RP | 24000 | 19 |  | 13 | 11 |  | 19400 | 13100 | 67.53% | [8 empty] | Residential | 500 | No | 2
201923101 | Central Heat Pump | TRANE | HRCU-A-CB (Split System: Heat Pump with Remote Outdoor Unit-Air-Source) | 4TWL9024A1 |  |  | 4PX*BD42BS3+HORIZ-RT | S9V2B060U3PSB+RP | 24400 | 19 |  | 13 | 11 |  | 19600 | 13200 | 67.35% | [8 empty] | Residential | 507.5 | No | 2.03
201923104 | Central Heat Pump | TRANE | HRCU-A-CB (Split System: Heat Pump with Remote Outdoor Unit-Air-Source) | 4TWL9024A1 |  |  | 4PX*BD42BS3+HORIZ-RT | S9V2B040U3PSB+RP | 24400 | 19 |  | 13 | 11 |  | 19400 | 13200 | 68.04% | [8 empty] | Residential | 507.5 | No | 2.03
201923106 | Central Heat Pump | TRANE | HRCU-A-CB (Split System: Heat Pump with Remote Outdoor Unit-Air-Source) | 4TWL9024A1 |  |  | 4PX*BD48BS3 | S9V2B060D3PSB+RP | 24200 | 19 |  | 13 | 11 |  | 20400 | 13800 | 67.65% | [8 empty] | Residential | 505 | No | 2.02
201923107 | Central Heat Pump | TRANE | HRCU-A-CB (Split System: Heat Pump with Remote Outdoor Unit-Air-Source) | 4TWL9024A1 |  |  | 4PX*BD48BS3 | S9V2B040D3PSB+RP | 24200 | 19 |  | 13 | 11.5 |  | 20000 | 13900 | 69.5% | [8 empty] | Residential | 505 | No | 2.02
201923109 | Central Heat Pump | TRANE | HRCU-A-CB (Split System: Heat Pump with Remote Outdoor Unit-Air-Source) | 4TWL9024A1 |  |  | 4PX*BD48BS3+HORIZ-RT | S9V2B060U3PSB+RP | 24200 | 19 |  | 13 | 11 |  | 20600 | 13800 | 66.99% | [8 empty] | Residential | 505 | No | 2.02
201923110 | Central Heat Pump | TRANE | HRCU-A-CB (Split System: Heat Pump with Remote Outdoor Unit-Air-Source) | 4TWL9024A1 |  |  | 4PX*BD48BS3+HORIZ-RT | S9V2B040U3PSB+RP | 24200 | 19 |  | 13 | 11.5 |  | 20000 | 13900 | 69.5% | [8 empty] | Residential | 505 | No | 2.02
201923111 | Central Heat Pump | TRANE | HRCU-A-CB (Split System: Heat Pump with Remote Outdoor Unit-Air-Source) | 4TWL9024A1 |  |  | 4PX*BU24BS3 | S9V2B060U3PSB+RP | 22600 | 18 |  | 12.5 | 11 |  | 20600 | 14300 | 69.42% | 22400 | 16.5 | 11.7 | 8.2 | 21800 |  |  |  | Residential | 467.5 | No | 1.87
201801106 | Central Heat Pump | AMERICAN STANDARD | HRCU-A-CB (Split System: Heat Pump with Remote Outdoor Unit-Air-Source) | 4A6V8037A1 |  |  | 4PX*BU36BS3 | S9V2B060U3VSA+RP | 35200 | 18 |  | 12.5 | 10 |  | 32400 | 26200 | 80.86% | [8 empty] | Residential | 732.5 | No | 2.93
201801113 | Central Heat Pump | AMERICAN STANDARD | HRCU-A-CB (Split System: Heat Pump with Remote Outdoor Unit-Air-Source) | 4A6V8037A1 |  |  | 4PX*BU36BS3 | S9V2B040U3VSA+RP | 35200 | 18 |  | 12.5 | 10 |  | 32400 | 26200 | 80.86% | [8 empty] | Residential | 732.5 | No | 2.93
201801121 | Central Heat Pump | AMERICAN STANDARD | HRCU-A-CB (Split System: Heat Pump with Remote Outdoor Unit-Air-Source) | 4A6V8037A1 |  |  | 4PX*BU36BS3 | S9V2B080U3VSA+RP | 34800 | 18 |  | 12.5 | 10 |  | 32200 | 26000 | 80.75% | [8 empty] | Residential | 725 | No | 2.9
201801126 | Central Heat Pump | AMERICAN STANDARD | HRCU-A-CB (Split System: Heat Pump with Remote Outdoor Unit-Air-Source) | 4A6V8037A1 |  |  | 4PX*BU48BS3 | S9V2B080U3VSA+RP | 36400 | 18 |  | 13 | 10 |  | 33200 | 26600 | 80.12% | [8 empty] | Residential | 757.5 | No | 3.03
201801132 | Central Heat Pump | AMERICAN STANDARD | HRCU-A-CB (Split System: Heat Pump with Remote Outdoor Unit-Air-Source) | 4A6V8037A1 |  |  | 4PX*BU48BS3 | S9V2B060U3VSA+RP | 36200 | 18 |  | 13 | 10 |  | 33200 | 26400 | 79.52% | [8 empty] | Residential | 755 | No | 3.02
201801137 | Central Heat Pump | AMERICAN STANDARD | HRCU-A-CB (Split System: Heat Pump with Remote Outdoor Unit-Air-Source) | 4A6V8037A1 |  |  | 4PX*BU48BS3 | S9V2B040U3VSA+RP | 36200 | 18 |  | 13 | 10 |  | 33200 | 26400 | 79.52% | [8 empty] | Residential | 755 | No | 3.02
204779979 | Central Heat Pump | AMERICAN STANDARD | HRCU-A-CB (Split System: Heat Pump with Remote Outdoor Unit-Air-Source) | 4A6L9024A1 |  |  | 4PX*BD30BS3 | P0V0A000M30SA+RP | 22400 | 18 |  | 12.5 | 10 |  | 19900 | 13300 | 66.83% | [8 empty] | Residential | 467.5 | No | 1.87
204779980 | Central Heat Pump | AMERICAN STANDARD | HRCU-A-CB (Split System: Heat Pump with Remote Outdoor Unit-Air-Source) | 4A6L9024A1 |  |  | 4PX*BD48BS3 | P0V0A000M30SA+RP | 23200 | 18.5 |  | 13 | 10 |  | 19300 | 13000 | 67.36% | [8 empty] | Residential | 482.5 | No | 1.93
204779981 | Central Heat Pump | AMERICAN STANDARD | HRCU-A-CB (Split System: Heat Pump with Remote Outdoor Unit-Air-Source) | 4A6L9024A1 |  |  | 4PX*BD48BS3+HORIZ-RT | P0V0A000M30SA+RP | 23200 | 18.5 |  | 13 | 10 |  | 19300 | 13000 | 67.36% | [8 empty] | Residential | 482.5 | No | 1.93
205046861 | Central Heat Pump | FRASER-JOHNSTON | HRCU-A-CB (Split System: Heat Pump with Remote Outdoor Unit-Air-Source) | HL19B3621 |  |  | CM60CXA2+TXV | TM9Y100C16MP11 | 36000 | 18 |  | 14 | 10 |  | 35600 | 22400 | 62.92% | [8 empty] | Residential | 750 | No | 3
205046905 | Central Heat Pump | FRASER-JOHNSTON | HRCU-A-CB (Split System: Heat Pump with Remote Outdoor Unit-Air-Source) | HL19B3621 |  |  | CM60DXA2+TXV | TM8Y120C20MP11 | 36000 | 18 |  | 14 | 10 |  | 34800 | 22400 | 64.37% | [8 empty] | Residential | 750 | No | 3
205046909 | Central Heat Pump | FRASER-JOHNSTON | HRCU-A-CB (Split System: Heat Pump with Remote Outdoor Unit-Air-Source) | HL19B3621 |  |  | CU60DXA2+TXV | TM8Y120C20MP11 | 36000 | 18 |  | 14 | 10 |  | 34800 | 22400 | 64.37% | [8 empty] | Residential | 750 | No | 3
205046913 | Central Heat Pump | FRASER-JOHNSTON | HRCU-A-CB (Split System: Heat Pump with Remote Outdoor Unit-Air-Source) | HL19B3621 |  |  | CM60DXA2+TXV | TM8Y100C20MP11 | 36000 | 18 |  | 14 | 10 |  | 34800 | 22400 | 64.37% | [8 empty] | Residential | 750 | No | 3
205046917 | Central Heat Pump | FRASER-JOHNSTON | HRCU-A-CB (Split System: Heat Pump with Remote Outdoor Unit-Air-Source) | HL19B3621 |  |  | CU60DXA2+TXV | TM8Y100C20MP11 | 36000 | 18 |  | 14 | 10 |  | 34800 | 22400 | 64.37% | [8 empty] | Residential | 750 | No | 3
205046937 | Central Heat Pump | FRASER-JOHNSTON | HRCU-A-CB (Split System: Heat Pump with Remote Outdoor Unit-Air-Source) | HL19B3621 |  |  | CM60CXA2+TXV | TM8Y120C20MP11 | 36000 | 18 |  | 14 | 10 |  | 35000 | 22400 | 64% | [8 empty] | Residential | 750 | No | 3
205046941 | Central Heat Pump | FRASER-JOHNSTON | HRCU-A-CB (Split System: Heat Pump with Remote Outdoor Unit-Air-Source) | HL19B3621 |  |  | CM60CXA2+TXV | TM8Y100C20MP11 | 36000 | 18 |  | 14 | 10 |  | 35000 | 22400 | 64% | [8 empty] | Residential | 750 | No | 3
205047018 | Central Heat Pump | FRASER-JOHNSTON | HRCU-A-CB (Split System: Heat Pump with Remote Outdoor Unit-Air-Source) | HL19B3621 |  |  | CM60CXA2+TXV | TM8Y100C16MP11 | 35800 | 18 |  | 14 | 10 |  | 35200 | 22400 | 63.64% | [8 empty] | Residential | 745 | No | 2.98
205047025 | Central Heat Pump | FRASER-JOHNSTON | HRCU-A-CB (Split System: Heat Pump with Remote Outdoor Unit-Air-Source) | HL19B3621 |  |  | CM60CXA2+TXV | TM8Y080C16MP11 | 35800 | 18 |  | 14 | 10 |  | 35200 | 22400 | 63.64% | [8 empty] | Residential | 745 | No | 2.98
205047056 | Central Heat Pump | FRASER-JOHNSTON | HRCU-A-CB (Split System: Heat Pump with Remote Outdoor Unit-Air-Source) | HL19B3621 |  |  | CM60DXA2+TXV | TM8V120C20MP12 | 35800 | 18 |  | 14 | 10 |  | 35000 | 22400 | 64% | [8 empty] | Residential | 745 | No | 2.98
205047062 | Central Heat Pump | FRASER-JOHNSTON | HRCU-A-CB (Split System: Heat Pump with Remote Outdoor Unit-Air-Source) | HL19B3621 |  |  | CU60DXA2+TXV | TM8V120C20MP12 | 35800 | 18 |  | 14 | 10 |  | 35000 | 22400 | 64% | [8 empty] | Residential | 745 | No | 2.98
205047067 | Central Heat Pump | FRASER-JOHNSTON | HRCU-A-CB (Split System: Heat Pump with Remote Outdoor Unit-Air-Source) | HL19B3621 |  |  | CM60DXA2+TXV | TM8V100C20MP12 | 35800 | 18 |  | 14 | 10 |  | 35000 | 22400 | 64% | [8 empty] | Residential | 745 | No | 2.98
204333423 | Central Heat Pump | FRASER-JOHNSTON | HRCU-A-CB (Split System: Heat Pump with Remote Outdoor Unit-Air-Source) | HL20B2421 |  |  | CM25BE1A1+CC | TPLC080B12MP13 | 24000 | 20.5 |  | 13.75 | 10.25 |  | 32600 | 22400 | 68.71% | [8 empty] | Residential | 500 | No | 2
204333457 | Central Heat Pump | FRASER-JOHNSTON | HRCU-A-CB (Split System: Heat Pump with Remote Outdoor Unit-Air-Source) | HL20B2421 |  |  | CM25BE1A1+CC | TM9V080B12MP12 | 24000 | 20.75 |  | 14 | 10.25 |  | 32800 | 22400 | 68.29% | [8 empty] | Residential | 500 | No | 2
204333546 | Central Heat Pump | FRASER-JOHNSTON | HRCU-A-CB (Split System: Heat Pump with Remote Outdoor Unit-Air-Source) | HL20B2421 |  |  | CM25BE1A1+CC | TP9C080B12MP13 | 24000 | 20.75 |  | 14 | 10.25 |  | 32800 | 22400 | 68.29% | [8 empty] | Residential | 500 | No | 2
204333558 | Central Heat Pump | FRASER-JOHNSTON | HRCU-A-CB (Split System: Heat Pump with Remote Outdoor Unit-Air-Source) | HL20B2421 |  |  | CM25BE1A1+CC | TM9V060B12MP12 | 24000 | 20.5 |  | 13.75 | 10.25 |  | 32600 | 21200 | 65.03% | [8 empty] | Residential | 500 | No | 2
204333562 | Central Heat Pump | FRASER-JOHNSTON | HRCU-A-CB (Split System: Heat Pump with Remote Outdoor Unit-Air-Source) | HL20B2421 |  |  | CM25BE1A1+CC | TP9C060B12MP13 | 24000 | 20.5 |  | 13.75 | 10.25 |  | 32600 | 21200 | 65.03% | [8 empty] | Residential | 500 | No | 2
204333931 | Central Heat Pump | FRASER-JOHNSTON | HRCU-A-CB (Split System: Heat Pump with Remote Outdoor Unit-Air-Source) | HL20B3621 |  |  | CM38CE2A1+CC | TM9V100C16MP12 | 33600 | 19.25 |  | 13 | 10.75 |  | 32600 | 31600 | 96.93% | [8 empty] | Residential | 700 | No | 2.8
204333937 | Central Heat Pump | FRASER-JOHNSTON | HRCU-A-CB (Split System: Heat Pump with Remote Outdoor Unit-Air-Source) | HL20B3621 |  |  | CM38CE2A1+CC | TP9C100C16MP13 | 33600 | 19.25 |  | 13 | 10.75 |  | 32600 | 31600 | 96.93% | [8 empty] | Residential | 700 | No | 2.8
204333961 | Central Heat Pump | FRASER-JOHNSTON | HRCU-A-CB (Split System: Heat Pump with Remote Outdoor Unit-Air-Source) | HL20B4821 |  |  | AVV50CE321+CC |  | 45000 | 20.5 |  | 12.5 | 10.2 |  | 44000 | 43500 | 98.86% | [8 empty] | Residential | 937.5 | No | 3.75
206790445 | Central Heat Pump | BRYANT HEATING AND COOLING SYSTEMS | HRCU-A-CB (Split System: Heat Pump with Remote Outdoor Unit-Air-Source) | 284ANV036*0**B* |  |  | CSPH*4212AL*+UI | 88*TA60070C21*** | 33800 | 20 |  | 12.5 | 10.5 |  | 35600 | 33600 | 94.38% | [8 empty] | Residential | 705 | No | 2.82
206790446 | Central Heat Pump | BRYANT HEATING AND COOLING SYSTEMS | HRCU-A-CB (Split System: Heat Pump with Remote Outdoor Unit-Air-Source) | 284ANV036*0**B* |  |  | CSPH*4212AL*+UI | 88*TA60090C21*** | 34000 | 20.5 |  | 12.5 | 10.5 |  | 35400 | 33400 | 94.35% | [8 empty] | Residential | 707.5 | No | 2.83
206790452 | Central Heat Pump | BRYANT HEATING AND COOLING SYSTEMS | HRCU-A-CB (Split System: Heat Pump with Remote Outdoor Unit-Air-Source) | 284ANV036*0**B* |  |  | CSPH*4212AL*+UI | 987MB60080C21*** | 34000 | 20 |  | 12.5 | 10.5 |  | 35600 | 33600 | 94.38% | [8 empty] | Residential | 707.5 | No | 2.83
206790453 | Central Heat Pump | BRYANT HEATING AND COOLING SYSTEMS | HRCU-A-CB (Split System: Heat Pump with Remote Outdoor Unit-Air-Source) | 284ANV036*0**B* |  |  | CSPH*4212AL*+UI | 987MB66100C21*** | 34000 | 20 |  | 12.5 | 10.5 |  | 35400 | 33400 | 94.35% | [8 empty] | Residential | 707.5 | No | 2.83
206790455 | Central Heat Pump | BRYANT HEATING AND COOLING SYSTEMS | HRCU-A-CB (Split System: Heat Pump with Remote Outdoor Unit-Air-Source) | 284ANV036*0**B* |  |  | CSPH*4212AL*+UI | 986TC60080C21*** | 34000 | 20 |  | 12.5 | 10.5 |  | 35600 | 33600 | 94.38% | [8 empty] | Residential | 707.5 | No | 2.83
206790456 | Central Heat Pump | BRYANT HEATING AND COOLING SYSTEMS | HRCU-A-CB (Split System: Heat Pump with Remote Outdoor Unit-Air-Source) | 284ANV036*0**B* |  |  | CSPH*4212AL*+UI | 986TC66100C21*** | 34000 | 20 |  | 12.5 | 10.5 |  | 35400 | 33400 | 94.35% | [8 empty] | Residential | 707.5 | No | 2.83
206790458 | Central Heat Pump | BRYANT HEATING AND COOLING SYSTEMS | HRCU-A-CB (Split System: Heat Pump with Remote Outdoor Unit-Air-Source) | 284ANV036*0**B* |  |  | CSPH*4212AL*+UI | 88*TA60110C21*** | 34000 | 20.5 |  | 12.5 | 10.5 |  | 35400 | 33400 | 94.35% | [8 empty] | Residential | 707.5 | No | 2.83
206790461 | Central Heat Pump | BRYANT HEATING AND COOLING SYSTEMS | HRCU-A-CB (Split System: Heat Pump with Remote Outdoor Unit-Air-Source) | 284ANV036*0**B* |  |  | CSPH*4812AL*+UI | 88*TA60070C21*** | 34000 | 20.5 |  | 12.5 | 10.5 |  | 35600 | 33600 | 94.38% | [8 empty] | Residential | 707.5 | No | 2.83
206790462 | Central Heat Pump | BRYANT HEATING AND COOLING SYSTEMS | HRCU-A-CB (Split System: Heat Pump with Remote Outdoor Unit-Air-Source) | 284ANV036*0**B* |  |  | CSPH*4812AL*+UI | 88*TA60090C21*** | 34200 | 20.5 |  | 12.5 | 10.5 |  | 35200 | 33400 | 94.89% | [8 empty] | Residential | 712.5 | No | 2.85
206790468 | Central Heat Pump | BRYANT HEATING AND COOLING SYSTEMS | HRCU-A-CB (Split System: Heat Pump with Remote Outdoor Unit-Air-Source) | 284ANV036*0**B* |  |  | CSPH*4812AL*+UI | 987MB60080C21*** | 34200 | 20.5 |  | 12.5 | 10.5 |  | 35400 | 33600 | 94.92% | [8 empty] | Residential | 712.5 | No | 2.85
206790469 | Central Heat Pump | BRYANT HEATING AND COOLING SYSTEMS | HRCU-A-CB (Split System: Heat Pump with Remote Outdoor Unit-Air-Source) | 284ANV036*0**B* |  |  | CSPH*4812AL*+UI | 987MB66100C21*** | 34200 | 20.5 |  | 12.5 | 10.5 |  | 35400 | 33400 | 94.35% | [8 empty] | Residential | 712.5 | No | 2.85
206790471 | Central Heat Pump | BRYANT HEATING AND COOLING SYSTEMS | HRCU-A-CB (Split System: Heat Pump with Remote Outdoor Unit-Air-Source) | 284ANV036*0**B* |  |  | CSPH*4812AL*+UI | 986TC60080C21*** | 34200 | 20.5 |  | 12.5 | 10.5 |  | 35400 | 33600 | 94.92% | [8 empty] | Residential | 712.5 | No | 2.85
206790472 | Central Heat Pump | BRYANT HEATING AND COOLING SYSTEMS | HRCU-A-CB (Split System: Heat Pump with Remote Outdoor Unit-Air-Source) | 284ANV036*0**B* |  |  | CSPH*4812AL*+UI | 986TC66100C21*** | 34200 | 20.5 |  | 12.5 | 10.5 |  | 35400 | 33400 | 94.35% | [8 empty] | Residential | 712.5 | No | 2.85
206790474 | Central Heat Pump | BRYANT HEATING AND COOLING SYSTEMS | HRCU-A-CB (Split System: Heat Pump with Remote Outdoor Unit-Air-Source) | 284ANV036*0**B* |  |  | CSPH*4812AL*+UI | 88*TA60110C21*** | 34200 | 21 |  | 12.5 | 10.5 |  | 35400 | 33400 | 94.35% | [8 empty] | Residential | 712.5 | No | 2.85
206790477 | Central Heat Pump | BRYANT HEATING AND COOLING SYSTEMS | HRCU-A-CB (Split System: Heat Pump with Remote Outdoor Unit-Air-Source) | 284ANV036*0**B* |  |  | CSPH*6012AL*+UI | 88*TA60070C21*** | 34400 | 20.5 |  | 12.5 | 10.5 |  | 35000 | 33200 | 94.86% | [8 empty] | Residential | 717.5 | No | 2.87
206790478 | Central Heat Pump | BRYANT HEATING AND COOLING SYSTEMS | HRCU-A-CB (Split System: Heat Pump with Remote Outdoor Unit-Air-Source) | 284ANV036*0**B* |  |  | CSPH*6012AL*+UI | 88*TA60090C21*** | 34600 | 20 |  | 13 | 11 |  | 34600 | 32800 | 94.8% | [8 empty] | Residential | 720 | No | 2.88
206790484 | Central Heat Pump | BRYANT HEATING AND COOLING SYSTEMS | HRCU-A-CB (Split System: Heat Pump with Remote Outdoor Unit-Air-Source) | 284ANV036*0**B* |  |  | CSPH*6012AL*+UI | 987MB60080C21*** | 34400 | 20.5 |  | 12.5 | 10.5 |  | 34800 | 33000 | 94.83% | [8 empty] | Residential | 717.5 | No | 2.87
206790485 | Central Heat Pump | BRYANT HEATING AND COOLING SYSTEMS | HRCU-A-CB (Split System: Heat Pump with Remote Outdoor Unit-Air-Source) | 284ANV036*0**B* |  |  | CSPH*6012AL*+UI | 987MB66100C21*** | 34600 | 19.5 |  | 13 | 10.5 |  | 34800 | 33000 | 94.83% | [8 empty] | Residential | 720 | No | 2.88
201923112 | Central Heat Pump | TRANE | HRCU-A-CB (Split System: Heat Pump with Remote Outdoor Unit-Air-Source) | 4TWL9024A1 |  |  | 4PX*BU24BS3 | S9V2B040U3PSB+RP | 22200 | 18 |  | 12.5 | 10 |  | 21000 | 14400 | 68.57% | 22600 | 16.5 | 11.7 | 8.2 | 21600 |  |  |  | Residential | 470 | No | 1.88
201923113 | Central Heat Pump | TRANE | HRCU-A-CB (Split System: Heat Pump with Remote Outdoor Unit-Air-Source) | 4TWL9024A1 |  |  | 4PX*BU30BS3 | S9V2B040U3PSB+RP | 23600 | 18.5 |  | 12.5 | 11 |  | 21200 | 14100 | 66.51% | 23400 | 17 | 12 | 8.7 | 20800 |  |  |  | Residential | 487.5 | No | 1.95
201923114 | Central Heat Pump | TRANE | HRCU-A-CB (Split System: Heat Pump with Remote Outdoor Unit-Air-Source) | 4TWL9024A1 |  |  | 4PX*BU30BS3 | S9V2B060U3PSB+RP | 23200 | 18.5 |  | 12.5 | 11.5 |  | 21200 | 14200 | 66.98% | 23200 | 17 | 12 | 8.7 | 21400 |  |  |  | Residential | 482.5 | No | 1.93
201923120 | Central Heat Pump | TRANE | HRCU-A-CB (Split System: Heat Pump with Remote Outdoor Unit-Air-Source) | 4TWL9024A1 |  |  | 4PX*BU42BS3 | S9V2B040U3PSB+RP | 24000 | 19 |  | 13 | 11.5 |  | 20200 | 13800 | 68.32% | 24000 | 17.5 | 12.5 | 8.7 | 20600 |  |  |  | Residential | 500 | No | 2
201923121 | Central Heat Pump | TRANE | HRCU-A-CB (Split System: Heat Pump with Remote Outdoor Unit-Air-Source) | 4TWL9024A1 |  |  | 4PX*BU48BS3 | S9V2B060U3PSB+RP | 24200 | 19.5 |  | 13 | 11.5 |  | 20000 | 13500 | 67.5% | [8 empty] | Residential | 505 | No | 2.02
201923122 | Central Heat Pump | TRANE | HRCU-A-CB (Split System: Heat Pump with Remote Outdoor Unit-Air-Source) | 4TWL9024A1 |  |  | 4PX*BU48BS3 | S9V2B040U3PSB+RP | 24000 | 19.5 |  | 13 | 11 |  | 20000 | 13600 | 68% | [8 empty] | Residential | 500 | No | 2
201923126 | Central Heat Pump | TRANE | HRCU-A-CB (Split System: Heat Pump with Remote Outdoor Unit-Air-Source) | 4TWL9024A1 |  |  | 4PX*CU60BS3 | *UHMC100ACV4 | 25000 | 19 |  | 13 | 11 |  | 20400 | 13500 | 66.18% | [8 empty] | Residential | 520 | No | 2.08
201923128 | Central Heat Pump | TRANE | HRCU-A-CB (Split System: Heat Pump with Remote Outdoor Unit-Air-Source) | 4TWL9024A1 |  |  | 4TXCB003DS3 | S9V2B040U3PSB+RP | 23600 | 18.5 |  | 12.5 | 11 |  | 21200 | 14300 | 67.45% | 23400 | 17 | 12 | 8.7 | 21400 |  |  |  | Residential | 487.5 | No | 1.95
201923129 | Central Heat Pump | TRANE | HRCU-A-CB (Split System: Heat Pump with Remote Outdoor Unit-Air-Source) | 4TWL9024A1 |  |  | 4TXCB003DS3 | S9V2B060U3PSB+RP | 23200 | 18.5 |  | 12.5 | 11.5 |  | 21200 | 14100 | 66.51% | [8 empty] | Residential | 482.5 | No | 1.93
201923139 | Central Heat Pump | TRANE | HRCU-A-CB (Split System: Heat Pump with Remote Outdoor Unit-Air-Source) | 4TWL9024A1 |  |  | 4TXCB006DS3 | S9V2B060D3PSB+RP | 22400 | 18 |  | 12.5 | 11 |  | 19400 | 13300 | 68.56% | [8 empty] | Residential | 467.5 | No | 1.87
206788786 | Central Heat Pump | CARRIER | HRCU-A-CB (Split System: Heat Pump with Remote Outdoor Unit-Air-Source) | 25VNA436A*031* |  |  | CSPH*4812AL*+UI | 58TN*A110C21**20 | 34200 | 21 |  | 12.5 | 10.5 |  | 35400 | 33400 | 94.35% | [8 empty] | Residential | 712.5 | No | 2.85
206788789 | Central Heat Pump | CARRIER | HRCU-A-CB (Split System: Heat Pump with Remote Outdoor Unit-Air-Source) | 25VNA436A*031* |  |  | CSPH*6012AL*+UI | 58TN*A070C21**20 | 34400 | 20.5 |  | 12.5 | 10.5 |  | 35000 | 33200 | 94.86% | [8 empty] | Residential | 717.5 | No | 2.87
206788790 | Central Heat Pump | CARRIER | HRCU-A-CB (Split System: Heat Pump with Remote Outdoor Unit-Air-Source) | 25VNA436A*031* |  |  | CSPH*6012AL*+UI | 58TN*A090C21**20 | 34600 | 20 |  | 13 | 11 |  | 34600 | 32800 | 94.8% | [8 empty] | Residential | 720 | No | 2.88
206788796 | Central Heat Pump | CARRIER | HRCU-A-CB (Split System: Heat Pump with Remote Outdoor Unit-Air-Source) | 25VNA436A*031* |  |  | CSPH*6012AL*+UI | 59MN7B080C21**20 | 34400 | 20.5 |  | 12.5 | 10.5 |  | 34800 | 33000 | 94.83% | [8 empty] | Residential | 717.5 | No | 2.87
206788797 | Central Heat Pump | CARRIER | HRCU-A-CB (Split System: Heat Pump with Remote Outdoor Unit-Air-Source) | 25VNA436A*031* |  |  | CSPH*6012AL*+UI | 59MN7B100C21**22 | 34600 | 19.5 |  | 13 | 10.5 |  | 34800 | 33000 | 94.83% | [8 empty] | Residential | 720 | No | 2.88
206788799 | Central Heat Pump | CARRIER | HRCU-A-CB (Split System: Heat Pump with Remote Outdoor Unit-Air-Source) | 25VNA436A*031* |  |  | CSPH*6012AL*+UI | 59TN6B080C21**20 | 34400 | 20.5 |  | 12.5 | 10.5 |  | 34800 | 33000 | 94.83% | [8 empty] | Residential | 717.5 | No | 2.87
206788800 | Central Heat Pump | CARRIER | HRCU-A-CB (Split System: Heat Pump with Remote Outdoor Unit-Air-Source) | 25VNA436A*031* |  |  | CSPH*6012AL*+UI | 59TN6B100C21**22 | 34600 | 20.5 |  | 13 | 10.5 |  | 34800 | 33000 | 94.83% | [8 empty] | Residential | 720 | No | 2.88
206788802 | Central Heat Pump | CARRIER | HRCU-A-CB (Split System: Heat Pump with Remote Outdoor Unit-Air-Source) | 25VNA436A*031* |  |  | CSPH*6012AL*+UI | 58TN*A110C21**20 | 34600 | 21 |  | 13 | 11 |  | 34800 | 33000 | 94.83% | [8 empty] | Residential | 720 | No | 2.88
206788811 | Central Heat Pump | CARRIER | HRCU-A-CB (Split System: Heat Pump with Remote Outdoor Unit-Air-Source) | 25VNA436A*031* |  |  | CAP**4221AL*+UI | 58CU*A080C21**20 | 33200 | 20.65 |  | 12.5 | 10.5 |  | 31800 | 31200 | 98.11% | [8 empty] | Residential | 692.5 | No | 2.77
206790487 | Central Heat Pump | BRYANT HEATING AND COOLING SYSTEMS | HRCU-A-CB (Split System: Heat Pump with Remote Outdoor Unit-Air-Source) | 284ANV036*0**B* |  |  | CSPH*6012AL*+UI | 986TC60080C21*** | 34400 | 20.5 |  | 12.5 | 10.5 |  | 34800 | 33000 | 94.83% | [8 empty] | Residential | 717.5 | No | 2.87
206790488 | Central Heat Pump | BRYANT HEATING AND COOLING SYSTEMS | HRCU-A-CB (Split System: Heat Pump with Remote Outdoor Unit-Air-Source) | 284ANV036*0**B* |  |  | CSPH*6012AL*+UI | 986TC66100C21*** | 34600 | 20.5 |  | 13 | 10.5 |  | 34800 | 33000 | 94.83% | [8 empty] | Residential | 720 | No | 2.88
206790490 | Central Heat Pump | BRYANT HEATING AND COOLING SYSTEMS | HRCU-A-CB (Split System: Heat Pump with Remote Outdoor Unit-Air-Source) | 284ANV036*0**B* |  |  | CSPH*6012AL*+UI | 88*TA60110C21*** | 34600 | 21 |  | 13 | 11 |  | 34800 | 33000 | 94.83% | [8 empty] | Residential | 720 | No | 2.88
206790499 | Central Heat Pump | BRYANT HEATING AND COOLING SYSTEMS | HRCU-A-CB (Split System: Heat Pump with Remote Outdoor Unit-Air-Source) | 284ANV036*0**B* |  |  | CAP**4221AL*+UI | 83*CA60080C21*** | 33200 | 20.65 |  | 12.5 | 10.5 |  | 31800 | 31200 | 98.11% | [8 empty] | Residential | 692.5 | No | 2.77
206790501 | Central Heat Pump | BRYANT HEATING AND COOLING SYSTEMS | HRCU-A-CB (Split System: Heat Pump with Remote Outdoor Unit-Air-Source) | 284ANV036*0**B* |  |  | CAP**4224AL*+UI | 83*CA60080C21*** | 33200 | 21 |  | 12.5 | 11 |  | 32400 | 31600 | 97.53% | [8 empty] | Residential | 692.5 | No | 2.77
206790505 | Central Heat Pump | BRYANT HEATING AND COOLING SYSTEMS | HRCU-A-CB (Split System: Heat Pump with Remote Outdoor Unit-Air-Source) | 284ANV036*0**B* |  |  | CAP**4321AL*+UI | 83*CA60080C21*** | 34600 | 21 |  | 13 | 11 |  | 33400 | 33000 | 98.8% | [8 empty] | Residential | 720 | No | 2.88
206790509 | Central Heat Pump | BRYANT HEATING AND COOLING SYSTEMS | HRCU-A-CB (Split System: Heat Pump with Remote Outdoor Unit-Air-Source) | 284ANV036*0**B* |  |  | CAP**4821AL*+UI | 83*CA60080C21*** | 33800 | 21 |  | 13 | 11 |  | 34600 | 32800 | 94.8% | [8 empty] | Residential | 705 | No | 2.82
206790511 | Central Heat Pump | BRYANT HEATING AND COOLING SYSTEMS | HRCU-A-CB (Split System: Heat Pump with Remote Outdoor Unit-Air-Source) | 284ANV036*0**B* |  |  | CAP**4824AL*+UI | 83*CA60080C21*** | 33800 | 21 |  | 13 | 11 |  | 34400 | 32800 | 95.35% | [8 empty] | Residential | 705 | No | 2.82
206790515 | Central Heat Pump | BRYANT HEATING AND COOLING SYSTEMS | HRCU-A-CB (Split System: Heat Pump with Remote Outdoor Unit-Air-Source) | 284ANV036*0**B* |  |  | CNPV*4221AL*+UI | 83*CA60080C21*** | 33200 | 20 |  | 13 | 10.5 |  | 32000 | 31200 | 97.5% | [8 empty] | Residential | 692.5 | No | 2.77
201923140 | Central Heat Pump | TRANE | HRCU-A-CB (Split System: Heat Pump with Remote Outdoor Unit-Air-Source) | 4TWL9024A1 |  |  | 4TXCB006DS3 | S9V2B060U3PSB+RP | 24200 | 19.5 |  | 13 | 11.5 |  | 20000 | 13500 | 67.5% | [8 empty] | Residential | 505 | No | 2.02
201923141 | Central Heat Pump | TRANE | HRCU-A-CB (Split System: Heat Pump with Remote Outdoor Unit-Air-Source) | 4TWL9024A1 |  |  | 4TXCB006DS3 | S9V2B040U3PSB+RP | 24000 | 19.5 |  | 13 | 11 |  | 20000 | 13600 | 68% | [8 empty] | Residential | 500 | No | 2
201923143 | Central Heat Pump | TRANE | HRCU-A-CB (Split System: Heat Pump with Remote Outdoor Unit-Air-Source) | 4TWL9024A1 |  |  | 4TXCC009DS3 | *UHMC100ACV4 | 25000 | 19 |  | 13 | 11 |  | 20400 | 13500 | 66.18% | [8 empty] | Residential | 520 | No | 2.08
201923158 | Central Heat Pump | TRANE | HRCU-A-CB (Split System: Heat Pump with Remote Outdoor Unit-Air-Source) | 4TWL9024A1 |  |  | TEM8A0B24V21+TDR |  | 23800 | 19 |  | 12.5 | 11 |  | 20000 | 14100 | 70.5% | 23400 | 18 | 12 | 9 | 21000 |  |  |  | Residential | 487.5 | No | 1.95
201923696 | Central Heat Pump | TRANE | HRCU-A-CB (Split System: Heat Pump with Remote Outdoor Unit-Air-Source) | 4TWL9024A1 |  |  | TAM9A0B30V31 |  | 23600 | 19.5 |  | 13 | 11.5 |  | 19800 | 13000 | 65.66% | [8 empty] | Residential | 492.5 | No | 1.97
201978188 | Central Heat Pump | TRANE | HRCU-A-CB (Split System: Heat Pump with Remote Outdoor Unit-Air-Source) | 4TWL9024A1 |  |  | TAM9A0A24V21 |  | 23000 | 18.5 |  | 12.5 | 11 |  | 20000 | 14100 | 70.5% | 23000 | 18 | 12 | 8.7 | 20800 |  |  |  | Residential | 480 | No | 1.92
209844545 | Central Heat Pump | TRANE | HRCU-A-CB (Split System: Heat Pump with Remote Outdoor Unit-Air-Source) | 4TWV0X36A1 |  |  | 4PX*CU48BS3 | S9V2C080U5PSB+RP | 35800 | 21 |  | 13.5 | 10 |  | 31600 | 25600 | 81.01% | [8 empty] | Residential | 745 | No | 2.98
210653483 | Central Heat Pump | TRANE | HRCU-A-CB (Split System: Heat Pump with Remote Outdoor Unit-Air-Source) | 4TWV0X36A1 |  |  | 4PX*BU42BS3 | S9V2B040U3VSA+RP | 34800 | 20 |  | 13 | 10 |  | 31800 | 26600 | 83.65% | 35400 | 20 | 12 | 8.5 | 32800 |  |  |  | Residential | 737.5 | No | 2.95
210653484 | Central Heat Pump | TRANE | HRCU-A-CB (Split System: Heat Pump with Remote Outdoor Unit-Air-Source) | 4TWV0X36A1 |  |  | 4PX*BU42BS3 | S9V2B040U3PSB+RP | 35800 | 20.5 |  | 13 | 10 |  | 32400 | 26600 | 82.1% | 35400 | 20 | 12 | 8.5 | 32800 |  |  |  | Residential | 737.5 | No | 2.95
206908444 | Central Heat Pump | TRANE | HRCU-A-CB (Split System: Heat Pump with Remote Outdoor Unit-Air-Source) | 4TWL9024A1 |  |  | 4TXCB003DS3 | S9V2B060U3PSA+RP | 23000 | 18.5 |  | 12.5 | 11 |  | 20600 | 13600 | 66.02% | [8 empty] | Residential | 480 | No | 1.92
206790517 | Central Heat Pump | BRYANT HEATING AND COOLING SYSTEMS | HRCU-A-CB (Split System: Heat Pump with Remote Outdoor Unit-Air-Source) | 284ANV036*0**B* |  |  | CNPV*4821AL*+UI | 83*CA60080C21*** | 34000 | 20 |  | 13 | 10 |  | 33400 | 33000 | 98.8% | [8 empty] | Residential | 707.5 | No | 2.83
206790524 | Central Heat Pump | BRYANT HEATING AND COOLING SYSTEMS | HRCU-A-CB (Split System: Heat Pump with Remote Outdoor Unit-Air-Source) | 284ANV036*0**B* |  |  | CSPH*4212AL*+UI | 83*CA60080C21*** | 34000 | 20 |  | 12.5 | 10 |  | 33400 | 33000 | 98.8% | [8 empty] | Residential | 707.5 | No | 2.83
206790528 | Central Heat Pump | BRYANT HEATING AND COOLING SYSTEMS | HRCU-A-CB (Split System: Heat Pump with Remote Outdoor Unit-Air-Source) | 284ANV036*0**B* |  |  | CSPH*4812AL*+UI | 83*CA60080C21*** | 34200 | 20 |  | 12.5 | 10 |  | 33400 | 33000 | 98.8% | [8 empty] | Residential | 712.5 | No | 2.85
206790594 | Central Heat Pump | BRYANT HEATING AND COOLING SYSTEMS | HRCU-A-CB (Split System: Heat Pump with Remote Outdoor Unit-Air-Source) | 284ANV048*0**B* |  |  | CAP**6121AL*+UI | 88*TA60110C21*** | 46000 | 21 |  | 12.5 | 11 |  | 46500 | 43000 | 92.47% | [8 empty] | Residential | 957.5 | No | 3.83
206790596 | Central Heat Pump | BRYANT HEATING AND COOLING SYSTEMS | HRCU-A-CB (Split System: Heat Pump with Remote Outdoor Unit-Air-Source) | 284ANV048*0**B* |  |  | CNPV*6024AL*+UI | 88*TA66135C24*** | 45000 | 21 |  | 12.5 | 10.5 |  | 46500 | 42500 | 91.4% | [8 empty] | Residential | 937.5 | No | 3.75
206790601 | Central Heat Pump | BRYANT HEATING AND COOLING SYSTEMS | HRCU-A-CB (Split System: Heat Pump with Remote Outdoor Unit-Air-Source) | 284ANV048*0**B* |  |  | CSPH*6012AL*+UI | 88*TA60110C21*** | 45500 | 21 |  | 12.5 | 10 |  | 46500 | 42500 | 91.4% | [8 empty] | Residential | 947.5 | No | 3.79
206790610 | Central Heat Pump | BRYANT HEATING AND COOLING SYSTEMS | HRCU-A-CB (Split System: Heat Pump with Remote Outdoor Unit-Air-Source) | 284ANV048*0**B* |  |  | CNPV*6024AL*+UI | 987MB60080C21*** | 45000 | 20 |  | 12.5 | 10 |  | 46000 | 43000 | 93.48% | [8 empty] | Residential | 937.5 | No | 3.75
206790611 | Central Heat Pump | BRYANT HEATING AND COOLING SYSTEMS | HRCU-A-CB (Split System: Heat Pump with Remote Outdoor Unit-Air-Source) | 284ANV048*0**B* |  |  | CNPV*6024AL*+UI | 987MB66100C21*** | 45000 | 20 |  | 12.5 | 10 |  | 46000 | 43000 | 93.48% | [8 empty] | Residential | 937.5 | No | 3.75
206790612 | Central Heat Pump | BRYANT HEATING AND COOLING SYSTEMS | HRCU-A-CB (Split System: Heat Pump with Remote Outdoor Unit-Air-Source) | 284ANV048*0**B* |  |  | CNPV*6024AL*+UI | 987MB66120C24*** | 45000 | 21 |  | 12.5 | 10 |  | 46500 | 43000 | 92.47% | [8 empty] | Residential | 937.5 | No | 3.75
206909920 | Central Heat Pump | TRANE | HRCU-A-CB (Split System: Heat Pump with Remote Outdoor Unit-Air-Source) | 4TWL9024A1 |  |  | 4TXCB003DS3 | S9V2B060U3VSA+RP | 23000 | 18.5 |  | 12.5 | 11 |  | 20600 | 14300 | 69.42% | 23200 | 17 | 12 | 8.7 | 21400 |  |  |  | Residential | 482.5 | No | 1.93
207062438 | Central Heat Pump | TRANE | HRCU-A-CB (Split System: Heat Pump with Remote Outdoor Unit-Air-Source) | 4TWL9024A1 |  |  | 4TXCB003DS3 | S9V2B040U3VSA+RP | 23000 | 18 |  | 13 | 11 |  | 20600 | 14300 | 69.42% | 23400 | 17 | 12 | 8.7 | 21400 |  |  |  | Residential | 487.5 | No | 1.95
206912429 | Central Heat Pump | TRANE | HRCU-A-CB (Split System: Heat Pump with Remote Outdoor Unit-Air-Source) | 4TWV0036A1 |  |  | 4PX*BU42BS3 | P0V0B000M40SC+RP | 35200 | 20.5 |  | 13 | 10 |  | 32000 | 25400 | 79.38% | [8 empty] | Residential | 732.5 | No | 2.93
202141080 | Central Heat Pump | RHEEM | HRCU-A-CB (Split System: Heat Pump with Remote Outdoor Unit-Air-Source) | RP2036BJV |  |  | RCF6021SEA | R98VB100M521U | 35000 | 20 |  | 14 | 11 |  | 32600 | 37000 | 113.5% | [8 empty] | Residential | 730 | No | 2.92
202141081 | Central Heat Pump | RHEEM | HRCU-A-CB (Split System: Heat Pump with Remote Outdoor Unit-Air-Source) | RP2036BJV |  |  | RCF6021SEA | R98VB115M524U | 35000 | 19.5 |  | 13 | 11 |  | 32600 | 37000 | 113.5% | [8 empty] | Residential | 730 | No | 2.92
205760823 | Central Heat Pump | RHEEM | HRCU-A-CB (Split System: Heat Pump with Remote Outdoor Unit-Air-Source) | RP2024BJV |  |  | RCF6021SEA | R97VA060M317K | 24000 | 21.5 |  | 14.7 | 11.85 |  | 24000 | 38000 | 158.3% | [8 empty] | Residential | 500 | No | 2
205760826 | Central Heat Pump | RHEEM | HRCU-A-CB (Split System: Heat Pump with Remote Outdoor Unit-Air-Source) | RP2024BJV |  |  | RCF6021SEA | R97VA070M317K | 24000 | 21.5 |  | 14.85 | 11.9 |  | 24000 | 38000 | 158.3% | [8 empty] | Residential | 500 | No | 2
205760828 | Central Heat Pump | RHEEM | HRCU-A-CB (Split System: Heat Pump with Remote Outdoor Unit-Air-Source) | RP2024BJV |  |  | RCF6021SEA | R97VA085M521K | 24200 | 21.55 |  | 15.05 | 11.9 |  | 24200 | 38000 | 157% | [8 empty] | Residential | 505 | No | 2.02
205760829 | Central Heat Pump | RHEEM | HRCU-A-CB (Split System: Heat Pump with Remote Outdoor Unit-Air-Source) | RP2024BJV |  |  | RCF6021SEA | R97VA100M521K | 24200 | 21.95 |  | 15.3 | 12.05 |  | 24200 | 38000 | 157% | [8 empty] | Residential | 505 | No | 2.02
205760832 | Central Heat Pump | RHEEM | HRCU-A-CB (Split System: Heat Pump with Remote Outdoor Unit-Air-Source) | RP2024BJV |  |  | RCF6021SEA | R97VA115M524K | 24200 | 21.6 |  | 15.05 | 11.9 |  | 24200 | 38000 | 157% | [8 empty] | Residential | 505 | No | 2.02
206348262 | Central Heat Pump | RHEEM | HRCU-A-CB (Split System: Heat Pump with Remote Outdoor Unit-Air-Source) | RP2060BJV |  |  | RCF6021SEA | R802VA100521M | 54500 | 21.1 |  | 12.5 | 12.05 |  | 54500 | 70500 | 129.4% | [8 empty] | Residential | 1135 | No | 4.54
206348263 | Central Heat Pump | RHEEM | HRCU-A-CB (Split System: Heat Pump with Remote Outdoor Unit-Air-Source) | RP2060BJV |  |  | RCF6021SEA | R802VA125524M | 54500 | 20.9 |  | 12.5 | 11.95 |  | 54500 | 70500 | 129.4% | [8 empty] | Residential | 1135 | No | 4.54
202140938 | Central Heat Pump | RHEEM | HRCU-A-CB (Split System: Heat Pump with Remote Outdoor Unit-Air-Source) | RP2036BJV |  |  | RHMV6021SEAC |  | 34200 | 20 |  | 14 | 11.5 |  | 33000 | 37400 | 113.3% | [8 empty] | Residential | 712.5 | No | 2.85
202141048 | Central Heat Pump | RHEEM | HRCU-A-CB (Split System: Heat Pump with Remote Outdoor Unit-Air-Source) | RP2024BJV |  |  | RHMV2421UEAC |  | 22800 | 20 |  | 14 | 11 |  | 22400 | 23000 | 102.7% | [8 empty] | Residential | 475 | No | 1.9
202141052 | Central Heat Pump | RHEEM | HRCU-A-CB (Split System: Heat Pump with Remote Outdoor Unit-Air-Source) | RP2024BJV |  |  | RCF2421UEA | R802VA050317M | 22600 | 19.5 |  | 13 | 10.5 |  | 22000 | 22800 | 103.6% | [8 empty] | Residential | 470 | No | 1.88
202141053 | Central Heat Pump | RHEEM | HRCU-A-CB (Split System: Heat Pump with Remote Outdoor Unit-Air-Source) | RP2024BJV |  |  | RCF2421UEA | R802VA075317M | 22800 | 20 |  | 14 | 10.5 |  | 22000 | 22600 | 102.7% | [8 empty] | Residential | 475 | No | 1.9
202141054 | Central Heat Pump | RHEEM | HRCU-A-CB (Split System: Heat Pump with Remote Outdoor Unit-Air-Source) | RP2024BJV |  |  | RCF2421UEA | R802VA075421Z | 22800 | 20 |  | 14 | 10.5 |  | 22000 | 22600 | 102.7% | [8 empty] | Residential | 475 | No | 1.9
202141055 | Central Heat Pump | RHEEM | HRCU-A-CB (Split System: Heat Pump with Remote Outdoor Unit-Air-Source) | RP2024BJV |  |  | RCF2421UEA | R802VA100521M | 22800 | 20 |  | 14 | 10.5 |  | 21800 | 22600 | 103.7% | [8 empty] | Residential | 475 | No | 1.9
202141056 | Central Heat Pump | RHEEM | HRCU-A-CB (Split System: Heat Pump with Remote Outdoor Unit-Air-Source) | RP2024BJV |  |  | RCF2421UEA | R802VA100521Z | 22800 | 20 |  | 14 | 10.5 |  | 22000 | 22600 | 102.7% | [8 empty] | Residential | 475 | No | 1.9
202141057 | Central Heat Pump | RHEEM | HRCU-A-CB (Split System: Heat Pump with Remote Outdoor Unit-Air-Source) | RP2024BJV |  |  | RCF2421UEA | R96VA0602317M | 22600 | 19.5 |  | 13 | 10.5 |  | 22000 | 22800 | 103.6% | [8 empty] | Residential | 470 | No | 1.88
202141062 | Central Heat Pump | RHEEM | HRCU-A-CB (Split System: Heat Pump with Remote Outdoor Unit-Air-Source) | RP2024BJV |  |  | RCF2421UEA | R98VB060M317U | 22600 | 19.5 |  | 13 | 10.5 |  | 22000 | 22800 | 103.6% | [8 empty] | Residential | 470 | No | 1.88
206788813 | Central Heat Pump | CARRIER | HRCU-A-CB (Split System: Heat Pump with Remote Outdoor Unit-Air-Source) | 25VNA436A*031* |  |  | CAP**4224AL*+UI | 58CU*A080C21**20 | 33200 | 21 |  | 12.5 | 11 |  | 32400 | 31600 | 97.53% | [8 empty] | Residential | 692.5 | No | 2.77
206788817 | Central Heat Pump | CARRIER | HRCU-A-CB (Split System: Heat Pump with Remote Outdoor Unit-Air-Source) | 25VNA436A*031* |  |  | CAP**4321AL*+UI | 58CU*A080C21**20 | 34600 | 21 |  | 13 | 11 |  | 33400 | 33000 | 98.8% | [8 empty] | Residential | 720 | No | 2.88
206788821 | Central Heat Pump | CARRIER | HRCU-A-CB (Split System: Heat Pump with Remote Outdoor Unit-Air-Source) | 25VNA436A*031* |  |  | CAP**4821AL*+UI | 58CU*A080C21**20 | 33800 | 21 |  | 13 | 11 |  | 34600 | 32800 | 94.8% | [8 empty] | Residential | 705 | No | 2.82
206788823 | Central Heat Pump | CARRIER | HRCU-A-CB (Split System: Heat Pump with Remote Outdoor Unit-Air-Source) | 25VNA436A*031* |  |  | CAP**4824AL*+UI | 58CU*A080C21**20 | 33800 | 21 |  | 13 | 11 |  | 34400 | 32800 | 95.35% | [8 empty] | Residential | 705 | No | 2.82
206788827 | Central Heat Pump | CARRIER | HRCU-A-CB (Split System: Heat Pump with Remote Outdoor Unit-Air-Source) | 25VNA436A*031* |  |  | CNPV*4221AL*+UI | 58CU*A080C21**20 | 33200 | 20 |  | 13 | 10.5 |  | 32000 | 31200 | 97.5% | [8 empty] | Residential | 692.5 | No | 2.77
206788829 | Central Heat Pump | CARRIER | HRCU-A-CB (Split System: Heat Pump with Remote Outdoor Unit-Air-Source) | 25VNA436A*031* |  |  | CNPV*4821AL*+UI | 58CU*A080C21**20 | 34000 | 20 |  | 13 | 10 |  | 33400 | 33000 | 98.8% | [8 empty] | Residential | 707.5 | No | 2.83
206788836 | Central Heat Pump | CARRIER | HRCU-A-CB (Split System: Heat Pump with Remote Outdoor Unit-Air-Source) | 25VNA436A*031* |  |  | CSPH*4212AL*+UI | 58CU*A080C21**20 | 34000 | 20 |  | 12.5 | 10 |  | 33400 | 33000 | 98.8% | [8 empty] | Residential | 707.5 | No | 2.83
206788840 | Central Heat Pump | CARRIER | HRCU-A-CB (Split System: Heat Pump with Remote Outdoor Unit-Air-Source) | 25VNA436A*031* |  |  | CSPH*4812AL*+UI | 58CU*A080C21**20 | 34200 | 20 |  | 12.5 | 10 |  | 33400 | 33000 | 98.8% | [8 empty] | Residential | 712.5 | No | 2.85
206788906 | Central Heat Pump | CARRIER | HRCU-A-CB (Split System: Heat Pump with Remote Outdoor Unit-Air-Source) | 25VNA448A*031* |  |  | CAP**6121AL*+UI | 58TN*A110C21**20 | 46000 | 21 |  | 12.5 | 11 |  | 46500 | 43000 | 92.47% | [8 empty] | Residential | 957.5 | No | 3.83
205966378 | Central Heat Pump | ONE HOUR AIR CONDITIONING AND HEATING | HRCU-A-CB (Split System: Heat Pump with Remote Outdoor Unit-Air-Source) | GVZC200361A* |  |  | CHPF3743C6B*+MBVC1201**-1A*+TXV |  | 35000 | 20 |  | 13.5 | 10 |  | 35000 | 18200 | 52% | [8 empty] | Residential | 730 | No | 2.92
205966379 | Central Heat Pump | ONE HOUR AIR CONDITIONING AND HEATING | HRCU-A-CB (Split System: Heat Pump with Remote Outdoor Unit-Air-Source) | GVZC200361A* |  |  | CHPF3743C6B*+MBVC1601**-1A*+TXV |  | 35200 | 20 |  | 13.5 | 10 |  | 35000 | 18200 | 52% | [8 empty] | Residential | 732.5 | No | 2.93
205966380 | Central Heat Pump | ONE HOUR AIR CONDITIONING AND HEATING | HRCU-A-CB (Split System: Heat Pump with Remote Outdoor Unit-Air-Source) | GVZC200361A* |  |  | CSCF3642N6D*+MBVC1201**-1A*+TXV |  | 34800 | 20 |  | 13.5 | 10 |  | 35000 | 18200 | 52% | [8 empty] | Residential | 725 | No | 2.9
205966381 | Central Heat Pump | ONE HOUR AIR CONDITIONING AND HEATING | HRCU-A-CB (Split System: Heat Pump with Remote Outdoor Unit-Air-Source) | GVZC200361A* |  |  | CSCF3642N6D*+MBVC1601**-1A*+TXV |  | 35000 | 20 |  | 13.5 | 10 |  | 35000 | 18200 | 52% | [8 empty] | Residential | 730 | No | 2.92
205966351 | Central Heat Pump | ONE HOUR AIR CONDITIONING AND HEATING | HRCU-A-CB (Split System: Heat Pump with Remote Outdoor Unit-Air-Source) | GVZC200361A* |  |  | CHPF3743C6B*+MBVC1200**-1A*+TXV |  | 35000 | 20 |  | 13.5 | 10 |  | 35000 | 18200 | 52% | [8 empty] | Residential | 730 | No | 2.92
205966352 | Central Heat Pump | ONE HOUR AIR CONDITIONING AND HEATING | HRCU-A-CB (Split System: Heat Pump with Remote Outdoor Unit-Air-Source) | GVZC200361A* |  |  | CHPF3743C6B*+MBVC1600**-1A*+TXV |  | 35200 | 20 |  | 13.5 | 10 |  | 35000 | 18200 | 52% | [8 empty] | Residential | 732.5 | No | 2.93
205966362 | Central Heat Pump | ONE HOUR AIR CONDITIONING AND HEATING | HRCU-A-CB (Split System: Heat Pump with Remote Outdoor Unit-Air-Source) | GVZC200361A* |  |  | CSCF3642N6D*+MBVC1200**-1A*+TXV |  | 34800 | 20 |  | 13.5 | 10 |  | 35000 | 18200 | 52% | [8 empty] | Residential | 725 | No | 2.9
205966363 | Central Heat Pump | ONE HOUR AIR CONDITIONING AND HEATING | HRCU-A-CB (Split System: Heat Pump with Remote Outdoor Unit-Air-Source) | GVZC200361A* |  |  | CSCF3642N6D*+MBVC1600**-1A*+TXV |  | 35000 | 20 |  | 13.5 | 10 |  | 35000 | 18200 | 52% | [8 empty] | Residential | 730 | No | 2.92
205966369 | Central Heat Pump | ONE HOUR AIR CONDITIONING AND HEATING | HRCU-A-CB (Split System: Heat Pump with Remote Outdoor Unit-Air-Source) | GVZC200361A* |  |  | AVPEC59D14A* |  | 35800 | 20 |  | 14 | 10 |  | 35400 | 18900 | 53.39% | [8 empty] | Residential | 745 | No | 2.98
205966370 | Central Heat Pump | ONE HOUR AIR CONDITIONING AND HEATING | HRCU-A-CB (Split System: Heat Pump with Remote Outdoor Unit-Air-Source) | GVZC200361A* |  |  | CA*F3137*6A*+MBVC1201**-1A*+TXV |  | 34800 | 20 |  | 13.5 | 10 |  | 35000 | 18000 | 51.43% | [8 empty] | Residential | 725 | No | 2.9
205966372 | Central Heat Pump | ONE HOUR AIR CONDITIONING AND HEATING | HRCU-A-CB (Split System: Heat Pump with Remote Outdoor Unit-Air-Source) | GVZC200361A* |  |  | CA*F3642*6D*+MBVC1201**-1A*+TXV |  | 34600 | 20 |  | 13 | 10 |  | 34800 | 18000 | 51.72% | [8 empty] | Residential | 720 | No | 2.88
205966373 | Central Heat Pump | ONE HOUR AIR CONDITIONING AND HEATING | HRCU-A-CB (Split System: Heat Pump with Remote Outdoor Unit-Air-Source) | GVZC200361A* |  |  | CA*F3642*6D*+MBVC1601**-1A*+TXV |  | 34600 | 20 |  | 13.5 | 10 |  | 34800 | 18000 | 51.72% | [8 empty] | Residential | 720 | No | 2.88
205966374 | Central Heat Pump | ONE HOUR AIR CONDITIONING AND HEATING | HRCU-A-CB (Split System: Heat Pump with Remote Outdoor Unit-Air-Source) | GVZC200361A* |  |  | CA*F3743*6D*+MBVC1201**-1A*+TXV |  | 35200 | 20 |  | 13.5 | 10 |  | 35000 | 18200 | 52% | [8 empty] | Residential | 732.5 | No | 2.93
205966375 | Central Heat Pump | ONE HOUR AIR CONDITIONING AND HEATING | HRCU-A-CB (Split System: Heat Pump with Remote Outdoor Unit-Air-Source) | GVZC200361A* |  |  | CA*F3743*6D*+MBVC1601**-1A*+TXV |  | 35400 | 21 |  | 14 | 10 |  | 35000 | 18200 | 52% | [8 empty] | Residential | 737.5 | No | 2.95
205966376 | Central Heat Pump | ONE HOUR AIR CONDITIONING AND HEATING | HRCU-A-CB (Split System: Heat Pump with Remote Outdoor Unit-Air-Source) | GVZC200361A* |  |  | CHPF3642C6C*+MBVC1201**-1A*+TXV |  | 34800 | 20 |  | 13 | 10 |  | 34800 | 18000 | 51.72% | [8 empty] | Residential | 725 | No | 2.9
205966377 | Central Heat Pump | ONE HOUR AIR CONDITIONING AND HEATING | HRCU-A-CB (Split System: Heat Pump with Remote Outdoor Unit-Air-Source) | GVZC200361A* |  |  | CHPF3642C6C*+MBVC1601**-1A*+TXV |  | 35000 | 20 |  | 13.5 | 10 |  | 34800 | 18000 | 51.72% | [8 empty] | Residential | 730 | No | 2.92
205966274 | Central Heat Pump | ONE HOUR AIR CONDITIONING AND HEATING | HRCU-A-CB (Split System: Heat Pump with Remote Outdoor Unit-Air-Source) | GVZC200241A* |  |  | CA*F3642*6D*+MBVC1200**-1A*+TX |  | 23400 | 21 |  | 13 | 10 |  | 23600 | 13000 | 55.08% | [8 empty] | Residential | 487.5 | No | 1.95
205966275 | Central Heat Pump | ONE HOUR AIR CONDITIONING AND HEATING | HRCU-A-CB (Split System: Heat Pump with Remote Outdoor Unit-Air-Source) | GVZC200361A* |  |  | CA*F3743*6D*+MBVC1600**-1A*+TX |  | 35400 | 21 |  | 14 | 10 |  | 35000 | 18200 | 52% | [8 empty] | Residential | 737.5 | No | 2.95
204779983 | Central Heat Pump | AMERICAN STANDARD | HRCU-A-CB (Split System: Heat Pump with Remote Outdoor Unit-Air-Source) | 4A6L9024A1 |  |  | 4PX*BU30BS3 | P0V0A000M30SA+RP | 22800 | 18 |  | 13 | 10 |  | 19900 | 13300 | 66.83% | [8 empty] | Residential | 475 | No | 1.9
204779985 | Central Heat Pump | AMERICAN STANDARD | HRCU-A-CB (Split System: Heat Pump with Remote Outdoor Unit-Air-Source) | 4A6L9024A1 |  |  | 4TXCB003DS3 | P0V0A000M30SA+RP | 22600 | 18 |  | 13 | 10 |  | 19800 | 13300 | 67.17% | [8 empty] | Residential | 470 | No | 1.88
204780019 | Central Heat Pump | AMERICAN STANDARD | HRCU-A-CB (Split System: Heat Pump with Remote Outdoor Unit-Air-Source) | 4A6L9048A1 |  |  | 4PX*CD42BS3 | P0V0C000M50SA+RP | 48000 | 18.5 |  | 12.5 | 10 |  | 41500 | 30800 | 74.22% | [8 empty] | Residential | 1000 | No | 4
204780022 | Central Heat Pump | AMERICAN STANDARD | HRCU-A-CB (Split System: Heat Pump with Remote Outdoor Unit-Air-Source) | 4A6L9048A1 |  |  | 4PX*CD60BS3 | P0V0C000M50SA+RP | 49500 | 19.5 |  | 12.5 | 10.5 |  | 42500 | 31000 | 72.94% | [8 empty] | Residential | 1032.5 | No | 4.13
204780023 | Central Heat Pump | AMERICAN STANDARD | HRCU-A-CB (Split System: Heat Pump with Remote Outdoor Unit-Air-Source) | 4A6L9048A1 |  |  | 4PX*CD60BS3+HORIZ-RT | P0V0C000M50SA+RP | 49500 | 19.5 |  | 12.5 | 10.5 |  | 42500 | 31000 | 72.94% | [8 empty] | Residential | 1032.5 | No | 4.13
204780025 | Central Heat Pump | AMERICAN STANDARD | HRCU-A-CB (Split System: Heat Pump with Remote Outdoor Unit-Air-Source) | 4A6L9048A1 |  |  | 4PX*CU48BS3 | P0V0C000M50SA+RP | 48000 | 19 |  | 12.5 | 10 |  | 43000 | 31600 | 73.49% | [8 empty] | Residential | 1000 | No | 4
204780026 | Central Heat Pump | AMERICAN STANDARD | HRCU-A-CB (Split System: Heat Pump with Remote Outdoor Unit-Air-Source) | 4A6L9048A1 |  |  | 4PX*CU60BS3 | P0V0C000M50SA+RP | 49000 | 19.5 |  | 12.5 | 11 |  | 42500 | 31000 | 72.94% | [8 empty] | Residential | 1020 | No | 4.08
204780028 | Central Heat Pump | AMERICAN STANDARD | HRCU-A-CB (Split System: Heat Pump with Remote Outdoor Unit-Air-Source) | 4A6L9048A1 |  |  | 4PX*DD48BS3 | P0V0D000M50SA+RP | 48000 | 19 |  | 12.5 | 10 |  | 44000 | 32000 | 72.73% | [8 empty] | Residential | 1000 | No | 4
204780029 | Central Heat Pump | AMERICAN STANDARD | HRCU-A-CB (Split System: Heat Pump with Remote Outdoor Unit-Air-Source) | 4A6L9048A1 |  |  | 4PX*DD48BS3+HORIZ-RT | P0V0D000M50SA+RP | 48000 | 19 |  | 12.5 | 10 |  | 44000 | 32000 | 72.73% | [8 empty] | Residential | 1000 | No | 4
204780031 | Central Heat Pump | AMERICAN STANDARD | HRCU-A-CB (Split System: Heat Pump with Remote Outdoor Unit-Air-Source) | 4A6L9048A1 |  |  | 4PX*DD60BS3 | P0V0C000M50SA+RP | 46500 | 19 |  | 12.5 | 10 |  | 40500 | 30000 | 74.07% | [8 empty] | Residential | 970 | No | 3.88
204780032 | Central Heat Pump | AMERICAN STANDARD | HRCU-A-CB (Split System: Heat Pump with Remote Outdoor Unit-Air-Source) | 4A6L9048A1 |  |  | 4PX*DD60BS3 | P0V0D000M50SA+RP | 47500 | 19 |  | 12.5 | 10.5 |  | 41500 | 30800 | 74.22% | [8 empty] | Residential | 990 | No | 3.96
204780033 | Central Heat Pump | AMERICAN STANDARD | HRCU-A-CB (Split System: Heat Pump with Remote Outdoor Unit-Air-Source) | 4A6L9048A1 |  |  | 4PX*DD60BS3+HORIZ-RT | P0V0C000M50SA+RP | 46500 | 19 |  | 12.5 | 10 |  | 40500 | 30000 | 74.07% | [8 empty] | Residential | 970 | No | 3.88
204780034 | Central Heat Pump | AMERICAN STANDARD | HRCU-A-CB (Split System: Heat Pump with Remote Outdoor Unit-Air-Source) | 4A6L9048A1 |  |  | 4PX*DD60BS3+HORIZ-RT | P0V0D000M50SA+RP | 47500 | 19 |  | 12.5 | 10 |  | 41500 | 30800 | 74.22% | [8 empty] | Residential | 990 | No | 3.96
204780035 | Central Heat Pump | AMERICAN STANDARD | HRCU-A-CB (Split System: Heat Pump with Remote Outdoor Unit-Air-Source) | 4A6L9048A1 |  |  | 4PX*DU48BS3 | P0V0D000M50SA+RP | 48000 | 19 |  | 12.5 | 10.5 |  | 42500 | 31400 | 73.88% | [8 empty] | Residential | 1000 | No | 4
204780036 | Central Heat Pump | AMERICAN STANDARD | HRCU-A-CB (Split System: Heat Pump with Remote Outdoor Unit-Air-Source) | 4A6L9048A1 |  |  | 4PX*DU48BS3 | P0V0C000M50SA+RP | 46000 | 18.5 |  | 12.5 | 10 |  | 41500 | 30200 | 72.77% | [8 empty] | Residential | 957.5 | No | 3.83
204780037 | Central Heat Pump | AMERICAN STANDARD | HRCU-A-CB (Split System: Heat Pump with Remote Outdoor Unit-Air-Source) | 4A6L9048A1 |  |  | 4PX*DU60BS3 | P0V0C000M50SA+RP | 48000 | 19.5 |  | 12.5 | 10 |  | 41000 | 30200 | 73.66% | [8 empty] | Residential | 1000 | No | 4
201801160 | Central Heat Pump | AMERICAN STANDARD | HRCU-A-CB (Split System: Heat Pump with Remote Outdoor Unit-Air-Source) | 4A6V8037A1 |  |  | 4PX*CD48BS3 | S9V2C100D4VSA+RP | 36600 | 18 |  | 13 | 10 |  | 33800 | 26600 | 78.7% | [8 empty] | Residential | 762.5 | No | 3.05
201801165 | Central Heat Pump | AMERICAN STANDARD | HRCU-A-CB (Split System: Heat Pump with Remote Outdoor Unit-Air-Source) | 4A6V8037A1 |  |  | 4PX*CU36BS3 | S9V2C100U4VSA+RP | 35200 | 18 |  | 12.5 | 10 |  | 32200 | 26000 | 80.75% | [8 empty] | Residential | 732.5 | No | 2.93
205966277 | Central Heat Pump | ONE HOUR AIR CONDITIONING AND HEATING | HRCU-A-CB (Split System: Heat Pump with Remote Outdoor Unit-Air-Source) | GVZC200241A* |  |  | CA*F3137*6A*+TXV | G*VM970603BNB* | 23400 | 20 |  | 13 | 10 |  | 23800 | 13000 | 54.62% | [8 empty] | Residential | 487.5 | No | 1.95
205966278 | Central Heat Pump | ONE HOUR AIR CONDITIONING AND HEATING | HRCU-A-CB (Split System: Heat Pump with Remote Outdoor Unit-Air-Source) | GVZC200241A* |  |  | CA*F3137*6A*+TXV | G*VM970803BNB* | 23200 | 20 |  | 13 | 10 |  | 23800 | 13000 | 54.62% | [8 empty] | Residential | 482.5 | No | 1.93
205966279 | Central Heat Pump | ONE HOUR AIR CONDITIONING AND HEATING | HRCU-A-CB (Split System: Heat Pump with Remote Outdoor Unit-Air-Source) | GVZC200241A* |  |  | CA*F3137*6A*+MBVC1200**-1A*+TXV |  | 23800 | 21 |  | 13 | 10 |  | 23800 | 13000 | 54.62% | [8 empty] | Residential | 495 | No | 1.98
205966280 | Central Heat Pump | ONE HOUR AIR CONDITIONING AND HEATING | HRCU-A-CB (Split System: Heat Pump with Remote Outdoor Unit-Air-Source) | GVZC200241A* |  |  | CA*F3137*6A*+TXV | G*VS800604BUA* | 23400 | 20 |  | 13 | 10 |  | 23600 | 13000 | 55.08% | [8 empty] | Residential | 487.5 | No | 1.95
205966281 | Central Heat Pump | ONE HOUR AIR CONDITIONING AND HEATING | HRCU-A-CB (Split System: Heat Pump with Remote Outdoor Unit-Air-Source) | GVZC200241A* |  |  | CA*F3137*6A*+TXV | G*VS960603BUA* | 23400 | 20 |  | 13 | 10 |  | 23600 | 13000 | 55.08% | [8 empty] | Residential | 487.5 | No | 1.95
205966285 | Central Heat Pump | ONE HOUR AIR CONDITIONING AND HEATING | HRCU-A-CB (Split System: Heat Pump with Remote Outdoor Unit-Air-Source) | GVZC200241A* |  |  | CA*F3636*6D*+MBVC1200**-1A*+TXV |  | 23200 | 20 |  | 13 | 10 |  | 23400 | 13000 | 55.56% | [8 empty] | Residential | 482.5 | No | 1.93
205966290 | Central Heat Pump | ONE HOUR AIR CONDITIONING AND HEATING | HRCU-A-CB (Split System: Heat Pump with Remote Outdoor Unit-Air-Source) | GVZC200241A* |  |  | CA*F3642*6D*+TXV | G*VM970804CNB* | 23200 | 20 |  | 13 | 10 |  | 23600 | 13000 | 55.08% | [8 empty] | Residential | 482.5 | No | 1.93
205966291 | Central Heat Pump | ONE HOUR AIR CONDITIONING AND HEATING | HRCU-A-CB (Split System: Heat Pump with Remote Outdoor Unit-Air-Source) | GVZC200241A* |  |  | CA*F3743*6D*+TXV | G*VM970603BNB* | 23400 | 20 |  | 13 | 10 |  | 23800 | 13000 | 54.62% | [8 empty] | Residential | 487.5 | No | 1.95
205966292 | Central Heat Pump | ONE HOUR AIR CONDITIONING AND HEATING | HRCU-A-CB (Split System: Heat Pump with Remote Outdoor Unit-Air-Source) | GVZC200241A* |  |  | CA*F3743*6D*+TXV | G*VM970803BNB* | 23400 | 20 |  | 13 | 10 |  | 23800 | 13000 | 54.62% | [8 empty] | Residential | 487.5 | No | 1.95
202141063 | Central Heat Pump | RHEEM | HRCU-A-CB (Split System: Heat Pump with Remote Outdoor Unit-Air-Source) | RP2024BJV |  |  | RCF2421UEA | R98VB070M317U | 22800 | 19.5 |  | 13 | 10.5 |  | 22000 | 22800 | 103.6% | [8 empty] | Residential | 475 | No | 1.9
202141064 | Central Heat Pump | RHEEM | HRCU-A-CB (Split System: Heat Pump with Remote Outdoor Unit-Air-Source) | RP2036BJV |  |  | RCF6021SEA | R802VA050317M | 34200 | 19.5 |  | 13 | 10.5 |  | 33000 | 37400 | 113.3% | [8 empty] | Residential | 712.5 | No | 2.85
202141065 | Central Heat Pump | RHEEM | HRCU-A-CB (Split System: Heat Pump with Remote Outdoor Unit-Air-Source) | RP2036BJV |  |  | RCF6021SEA | R802VA075317M | 34200 | 19.5 |  | 13 | 11 |  | 32600 | 36800 | 112.9% | [8 empty] | Residential | 712.5 | No | 2.85
202141066 | Central Heat Pump | RHEEM | HRCU-A-CB (Split System: Heat Pump with Remote Outdoor Unit-Air-Source) | RP2036BJV |  |  | RCF6021SEA | R802VA075421Z | 34200 | 19.5 |  | 13 | 11 |  | 32800 | 37000 | 112.8% | [8 empty] | Residential | 712.5 | No | 2.85
202141067 | Central Heat Pump | RHEEM | HRCU-A-CB (Split System: Heat Pump with Remote Outdoor Unit-Air-Source) | RP2036BJV |  |  | RCF6021SEA | R802VA100521M | 34200 | 20 |  | 14 | 11 |  | 32200 | 36600 | 113.7% | [8 empty] | Residential | 712.5 | No | 2.85
202141068 | Central Heat Pump | RHEEM | HRCU-A-CB (Split System: Heat Pump with Remote Outdoor Unit-Air-Source) | RP2036BJV |  |  | RCF6021SEA | R802VA100521Z | 34200 | 19.5 |  | 13 | 11 |  | 32600 | 36800 | 112.9% | [8 empty] | Residential | 712.5 | No | 2.85
202141069 | Central Heat Pump | RHEEM | HRCU-A-CB (Split System: Heat Pump with Remote Outdoor Unit-Air-Source) | RP2036BJV |  |  | RCF6021SEA | R802VA125524M | 34200 | 19.5 |  | 13 | 11 |  | 32400 | 36600 | 113% | [8 empty] | Residential | 712.5 | No | 2.85
202141070 | Central Heat Pump | RHEEM | HRCU-A-CB (Split System: Heat Pump with Remote Outdoor Unit-Air-Source) | RP2036BJV |  |  | RCF6021SEA | R96VA0852521M | 34200 | 19.5 |  | 13 | 11 |  | 32800 | 37000 | 112.8% | [8 empty] | Residential | 712.5 | No | 2.85
202141071 | Central Heat Pump | RHEEM | HRCU-A-CB (Split System: Heat Pump with Remote Outdoor Unit-Air-Source) | RP2036BJV |  |  | RCF6021SEA | R96VA1002521M | 34200 | 20 |  | 14 | 11 |  | 32600 | 37000 | 113.5% | [8 empty] | Residential | 712.5 | No | 2.85
202141072 | Central Heat Pump | RHEEM | HRCU-A-CB (Split System: Heat Pump with Remote Outdoor Unit-Air-Source) | RP2036BJV |  |  | RCF6021SEA | R96VA1152524M | 34200 | 19.5 |  | 13 | 11 |  | 32600 | 37000 | 113.5% | [8 empty] | Residential | 712.5 | No | 2.85
205966293 | Central Heat Pump | ONE HOUR AIR CONDITIONING AND HEATING | HRCU-A-CB (Split System: Heat Pump with Remote Outdoor Unit-Air-Source) | GVZC200241A* |  |  | CA*F3743*6D*+TXV | G*VM970804CNB* | 23400 | 20 |  | 13 | 10 |  | 23800 | 13000 | 54.62% | [8 empty] | Residential | 487.5 | No | 1.95
205966294 | Central Heat Pump | ONE HOUR AIR CONDITIONING AND HEATING | HRCU-A-CB (Split System: Heat Pump with Remote Outdoor Unit-Air-Source) | GVZC200241A* |  |  | CA*F3743*6D*+MBVC1200**-1A*+TXV |  | 23800 | 21 |  | 13 | 10 |  | 23800 | 13000 | 54.62% | [8 empty] | Residential | 495 | No | 1.98
205966295 | Central Heat Pump | ONE HOUR AIR CONDITIONING AND HEATING | HRCU-A-CB (Split System: Heat Pump with Remote Outdoor Unit-Air-Source) | GVZC200241A* |  |  | CA*F3743*6D*+TXV | G*VS800604BUA* | 23400 | 20 |  | 13 | 10 |  | 23600 | 13000 | 55.08% | [8 empty] | Residential | 487.5 | No | 1.95
205966296 | Central Heat Pump | ONE HOUR AIR CONDITIONING AND HEATING | HRCU-A-CB (Split System: Heat Pump with Remote Outdoor Unit-Air-Source) | GVZC200241A* |  |  | CA*F3743*6D*+TXV | G*VS960603BUA* | 23400 | 20 |  | 13 | 10 |  | 23800 | 13000 | 54.62% | [8 empty] | Residential | 487.5 | No | 1.95
205966299 | Central Heat Pump | ONE HOUR AIR CONDITIONING AND HEATING | HRCU-A-CB (Split System: Heat Pump with Remote Outdoor Unit-Air-Source) | GVZC200241A* |  |  | CHPF3636B6C*+MBVC1200**-1A*+TXV |  | 23400 | 21 |  | 13 | 10 |  | 23400 | 13000 | 55.56% | [8 empty] | Residential | 487.5 | No | 1.95
205966302 | Central Heat Pump | ONE HOUR AIR CONDITIONING AND HEATING | HRCU-A-CB (Split System: Heat Pump with Remote Outdoor Unit-Air-Source) | GVZC200241A* |  |  | CHPF3642C6C*+MBVC1200**-1A*+TXV |  | 23400 | 21 |  | 13 | 10 |  | 23400 | 13000 | 55.56% | [8 empty] | Residential | 487.5 | No | 1.95
205966303 | Central Heat Pump | ONE HOUR AIR CONDITIONING AND HEATING | HRCU-A-CB (Split System: Heat Pump with Remote Outdoor Unit-Air-Source) | GVZC200241A* |  |  | CSCF3642N6D*+TXV | G*VS800604BUA* | 23600 | 20 |  | 13 | 10 |  | 23600 | 13000 | 55.08% | [8 empty] | Residential | 492.5 | No | 1.97
205966304 | Central Heat Pump | ONE HOUR AIR CONDITIONING AND HEATING | HRCU-A-CB (Split System: Heat Pump with Remote Outdoor Unit-Air-Source) | GVZC200241A* |  |  | CSCF3642N6D*+TXV | G*VS960603BUA* | 23400 | 20 |  | 13 | 10 |  | 23800 | 13000 | 54.62% | [8 empty] | Residential | 487.5 | No | 1.95
205966305 | Central Heat Pump | ONE HOUR AIR CONDITIONING AND HEATING | HRCU-A-CB (Split System: Heat Pump with Remote Outdoor Unit-Air-Source) | GVZC200241A* |  |  | AVPEC25B14A* |  | 23000 | 21 |  | 13 | 10 |  | 23600 | 13600 | 57.63% | [8 empty] | Residential | 480 | No | 1.92
206788908 | Central Heat Pump | CARRIER | HRCU-A-CB (Split System: Heat Pump with Remote Outdoor Unit-Air-Source) | 25VNA448A*031* |  |  | CNPV*6024AL*+UI | 58TN*A135C24**22 | 45000 | 21 |  | 12.5 | 10.5 |  | 46500 | 42500 | 91.4% | [8 empty] | Residential | 937.5 | No | 3.75
206788913 | Central Heat Pump | CARRIER | HRCU-A-CB (Split System: Heat Pump with Remote Outdoor Unit-Air-Source) | 25VNA448A*031* |  |  | CSPH*6012AL*+UI | 58TN*A110C21**20 | 45500 | 21 |  | 12.5 | 10 |  | 46500 | 42500 | 91.4% | [8 empty] | Residential | 947.5 | No | 3.79
206788922 | Central Heat Pump | CARRIER | HRCU-A-CB (Split System: Heat Pump with Remote Outdoor Unit-Air-Source) | 25VNA448A*031* |  |  | CNPV*6024AL*+UI | 59MN7B080C21**20 | 45000 | 20 |  | 12.5 | 10 |  | 46000 | 43000 | 93.48% | [8 empty] | Residential | 937.5 | No | 3.75
206788923 | Central Heat Pump | CARRIER | HRCU-A-CB (Split System: Heat Pump with Remote Outdoor Unit-Air-Source) | 25VNA448A*031* |  |  | CNPV*6024AL*+UI | 59MN7B100C21**22 | 45000 | 20 |  | 12.5 | 10 |  | 46000 | 43000 | 93.48% | [8 empty] | Residential | 937.5 | No | 3.75
206788924 | Central Heat Pump | CARRIER | HRCU-A-CB (Split System: Heat Pump with Remote Outdoor Unit-Air-Source) | 25VNA448A*031* |  |  | CNPV*6024AL*+UI | 59MN7B120C24**22 | 45000 | 21 |  | 12.5 | 10 |  | 46500 | 43000 | 92.47% | [8 empty] | Residential | 937.5 | No | 3.75
206788936 | Central Heat Pump | CARRIER | HRCU-A-CB (Split System: Heat Pump with Remote Outdoor Unit-Air-Source) | 25VNA448A*031* |  |  | CNPV*6024AL*+UI | 59TN6B120C24**22 | 45000 | 21 |  | 12.5 | 10 |  | 46500 | 43000 | 92.47% | [8 empty] | Residential | 937.5 | No | 3.75
206788937 | Central Heat Pump | CARRIER | HRCU-A-CB (Split System: Heat Pump with Remote Outdoor Unit-Air-Source) | 25VNA448A*031* |  |  | CNPV*6024AL*+UI | 59TN6B080C21**20 | 45000 | 21 |  | 12.5 | 10.5 |  | 46000 | 43000 | 93.48% | [8 empty] | Residential | 937.5 | No | 3.75
206788938 | Central Heat Pump | CARRIER | HRCU-A-CB (Split System: Heat Pump with Remote Outdoor Unit-Air-Source) | 25VNA448A*031* |  |  | CNPV*6024AL*+UI | 59TN6B100C21**22 | 45000 | 20 |  | 12.5 | 10.5 |  | 46000 | 43000 | 93.48% | [8 empty] | Residential | 937.5 | No | 3.75
206788942 | Central Heat Pump | CARRIER | HRCU-A-CB (Split System: Heat Pump with Remote Outdoor Unit-Air-Source) | 25VNA448A*031* |  |  | CAP**4821AL*+UI | 58CU*A080C21**20 | 44500 | 20 |  | 12.5 | 11 |  | 46500 | 43000 | 92.47% | [8 empty] | Residential | 927.5 | No | 3.71
201801171 | Central Heat Pump | AMERICAN STANDARD | HRCU-A-CB (Split System: Heat Pump with Remote Outdoor Unit-Air-Source) | 4A6V8037A1 |  |  | 4PX*CU48BS3 | S9V2C100U4VSA+RP | 36000 | 18 |  | 13 | 10 |  | 33000 | 26400 | 80% | [8 empty] | Residential | 750 | No | 3
201801177 | Central Heat Pump | AMERICAN STANDARD | HRCU-A-CB (Split System: Heat Pump with Remote Outdoor Unit-Air-Source) | 4A6V8037A1 |  |  | 4TXCB004DS3 | S9V2B060U3VSA+RP | 35200 | 18 |  | 12.5 | 10 |  | 32400 | 26200 | 80.86% | [8 empty] | Residential | 732.5 | No | 2.93
201801183 | Central Heat Pump | AMERICAN STANDARD | HRCU-A-CB (Split System: Heat Pump with Remote Outdoor Unit-Air-Source) | 4A6V8037A1 |  |  | 4TXCB004DS3 | S9V2B040U3VSA+RP | 35200 | 18 |  | 12.5 | 10 |  | 32400 | 26200 | 80.86% | [8 empty] | Residential | 732.5 | No | 2.93
201801197 | Central Heat Pump | AMERICAN STANDARD | HRCU-A-CB (Split System: Heat Pump with Remote Outdoor Unit-Air-Source) | 4A6V8037A1 |  |  | 4TXCB004DS3 | S9V2B080U3VSA+RP | 34800 | 18 |  | 12.5 | 10 |  | 32200 | 26000 | 80.75% | [8 empty] | Residential | 725 | No | 2.9
201801210 | Central Heat Pump | AMERICAN STANDARD | HRCU-A-CB (Split System: Heat Pump with Remote Outdoor Unit-Air-Source) | 4A6V8037A1 |  |  | 4TXCB006DS3 | S9V2B040U3VSA+RP | 36200 | 18 |  | 13 | 10 |  | 33200 | 26400 | 79.52% | [8 empty] | Residential | 755 | No | 3.02
201801222 | Central Heat Pump | AMERICAN STANDARD | HRCU-A-CB (Split System: Heat Pump with Remote Outdoor Unit-Air-Source) | 4A6V8037A1 |  |  | 4TXCB006DS3 | S9V2B060U3VSA+RP | 36200 | 18 |  | 13 | 10 |  | 33200 | 26400 | 79.52% | [8 empty] | Residential | 755 | No | 3.02
201803243 | Central Heat Pump | AMERICAN STANDARD | HRCU-A-CB (Split System: Heat Pump with Remote Outdoor Unit-Air-Source) | 4A6V8037A1 |  |  | 4TXCB006DS3 | S9V2B080U3VSA+RP | 36400 | 18 |  | 13 | 10 |  | 33200 | 26600 | 80.12% | [8 empty] | Residential | 757.5 | No | 3.03
201803245 | Central Heat Pump | AMERICAN STANDARD | HRCU-A-CB (Split System: Heat Pump with Remote Outdoor Unit-Air-Source) | 4A6V8037A1 |  |  | 4TXCC005DS3 | S9V2C100U4VSA+RP | 35200 | 18 |  | 12.5 | 10 |  | 32200 | 26000 | 80.75% | [8 empty] | Residential | 732.5 | No | 2.93
201803249 | Central Heat Pump | AMERICAN STANDARD | HRCU-A-CB (Split System: Heat Pump with Remote Outdoor Unit-Air-Source) | 4A6V8037A1 |  |  | 4TXCC007DS3 | S9V2C100U4VSA+RP | 36000 | 18 |  | 13 | 10 |  | 33000 | 26400 | 80% | [8 empty] | Residential | 750 | No | 3
206790624 | Central Heat Pump | BRYANT HEATING AND COOLING SYSTEMS | HRCU-A-CB (Split System: Heat Pump with Remote Outdoor Unit-Air-Source) | 284ANV048*0**B* |  |  | CNPV*6024AL*+UI | 986TC66120C24*** | 45000 | 21 |  | 12.5 | 10 |  | 46500 | 43000 | 92.47% | [8 empty] | Residential | 937.5 | No | 3.75
206790625 | Central Heat Pump | BRYANT HEATING AND COOLING SYSTEMS | HRCU-A-CB (Split System: Heat Pump with Remote Outdoor Unit-Air-Source) | 284ANV048*0**B* |  |  | CNPV*6024AL*+UI | 986TC60080C21*** | 45000 | 21 |  | 12.5 | 10.5 |  | 46000 | 43000 | 93.48% | [8 empty] | Residential | 937.5 | No | 3.75
206790626 | Central Heat Pump | BRYANT HEATING AND COOLING SYSTEMS | HRCU-A-CB (Split System: Heat Pump with Remote Outdoor Unit-Air-Source) | 284ANV048*0**B* |  |  | CNPV*6024AL*+UI | 986TC66100C21*** | 45000 | 20 |  | 12.5 | 10.5 |  | 46000 | 43000 | 93.48% | [8 empty] | Residential | 937.5 | No | 3.75
206790630 | Central Heat Pump | BRYANT HEATING AND COOLING SYSTEMS | HRCU-A-CB (Split System: Heat Pump with Remote Outdoor Unit-Air-Source) | 284ANV048*0**B* |  |  | CAP**4821AL*+UI | 83*CA60080C21*** | 44500 | 20 |  | 12.5 | 11 |  | 46500 | 43000 | 92.47% | [8 empty] | Residential | 927.5 | No | 3.71
206790632 | Central Heat Pump | BRYANT HEATING AND COOLING SYSTEMS | HRCU-A-CB (Split System: Heat Pump with Remote Outdoor Unit-Air-Source) | 284ANV048*0**B* |  |  | CAP**4824AL*+UI | 83*CA60080C21*** | 44500 | 20 |  | 12.5 | 11 |  | 46500 | 42500 | 91.4% | [8 empty] | Residential | 927.5 | No | 3.71
206790634 | Central Heat Pump | BRYANT HEATING AND COOLING SYSTEMS | HRCU-A-CB (Split System: Heat Pump with Remote Outdoor Unit-Air-Source) | 284ANV048*0**B* |  |  | CAP**6024AL*+UI | 83*CA60080C21*** | 45500 | 21 |  | 12.5 | 11 |  | 46000 | 42500 | 92.39% | [8 empty] | Residential | 947.5 | No | 3.79
206790636 | Central Heat Pump | BRYANT HEATING AND COOLING SYSTEMS | HRCU-A-CB (Split System: Heat Pump with Remote Outdoor Unit-Air-Source) | 284ANV048*0**B* |  |  | CAP**6121AL*+UI | 83*CA60080C21*** | 46000 | 21 |  | 12.5 | 11 |  | 46500 | 43000 | 92.47% | [8 empty] | Residential | 957.5 | No | 3.83
206790637 | Central Heat Pump | BRYANT HEATING AND COOLING SYSTEMS | HRCU-A-CB (Split System: Heat Pump with Remote Outdoor Unit-Air-Source) | 284ANV048*0**B* |  |  | CAP**6121AL*+UI | 83*CA60100C21*** | 46000 | 21 |  | 12.5 | 11 |  | 46500 | 43000 | 92.47% | [8 empty] | Residential | 957.5 | No | 3.83
206790638 | Central Heat Pump | BRYANT HEATING AND COOLING SYSTEMS | HRCU-A-CB (Split System: Heat Pump with Remote Outdoor Unit-Air-Source) | 284ANV048*0**B* |  |  | CAP**6124AL*+UI | 83*CA60080C21*** | 46000 | 21 |  | 12.5 | 11 |  | 46500 | 42500 | 91.4% | [8 empty] | Residential | 957.5 | No | 3.83
205966306 | Central Heat Pump | ONE HOUR AIR CONDITIONING AND HEATING | HRCU-A-CB (Split System: Heat Pump with Remote Outdoor Unit-Air-Source) | GVZC200241A* |  |  | CA*F3137*6A*+MBVC1201**-1A*+TXV |  | 23800 | 21 |  | 13 | 10 |  | 23800 | 13000 | 54.62% | [8 empty] | Residential | 495 | No | 1.98
205966307 | Central Heat Pump | ONE HOUR AIR CONDITIONING AND HEATING | HRCU-A-CB (Split System: Heat Pump with Remote Outdoor Unit-Air-Source) | GVZC200241A* |  |  | CA*F3636*6D*+MBVC1201**-1A*+TXV |  | 23200 | 20 |  | 13 | 10 |  | 23400 | 13000 | 55.56% | [8 empty] | Residential | 482.5 | No | 1.93
205966308 | Central Heat Pump | ONE HOUR AIR CONDITIONING AND HEATING | HRCU-A-CB (Split System: Heat Pump with Remote Outdoor Unit-Air-Source) | GVZC200241A* |  |  | CA*F3642*6D*+MBVC1201**-1A*+TXV |  | 23400 | 21 |  | 13 | 10 |  | 23600 | 13000 | 55.08% | [8 empty] | Residential | 487.5 | No | 1.95
205966309 | Central Heat Pump | ONE HOUR AIR CONDITIONING AND HEATING | HRCU-A-CB (Split System: Heat Pump with Remote Outdoor Unit-Air-Source) | GVZC200241A* |  |  | CA*F3743*6D*+MBVC1201**-1A*+TXV |  | 23800 | 21 |  | 13 | 10 |  | 23800 | 13000 | 54.62% | [8 empty] | Residential | 495 | No | 1.98
205966310 | Central Heat Pump | ONE HOUR AIR CONDITIONING AND HEATING | HRCU-A-CB (Split System: Heat Pump with Remote Outdoor Unit-Air-Source) | GVZC200241A* |  |  | CHPF3636B6C*+MBVC1201**-1A*+TXV |  | 23400 | 21 |  | 13 | 10 |  | 23400 | 13000 | 55.56% | [8 empty] | Residential | 487.5 | No | 1.95
205966311 | Central Heat Pump | ONE HOUR AIR CONDITIONING AND HEATING | HRCU-A-CB (Split System: Heat Pump with Remote Outdoor Unit-Air-Source) | GVZC200241A* |  |  | CHPF3642C6C*+MBVC1201**-1A*+TXV |  | 23400 | 21 |  | 13 | 10 |  | 23400 | 13000 | 55.56% | [8 empty] | Residential | 487.5 | No | 1.95
205966314 | Central Heat Pump | ONE HOUR AIR CONDITIONING AND HEATING | HRCU-A-CB (Split System: Heat Pump with Remote Outdoor Unit-Air-Source) | GVZC200361A* |  |  | CA*F3137*6A*+MBVC1200**-1A*+TXV |  | 34800 | 20 |  | 13.5 | 10 |  | 35000 | 18000 | 51.43% | [8 empty] | Residential | 725 | No | 2.9
205966320 | Central Heat Pump | ONE HOUR AIR CONDITIONING AND HEATING | HRCU-A-CB (Split System: Heat Pump with Remote Outdoor Unit-Air-Source) | GVZC200361A* |  |  | CA*F3642*6D*+TXV | G*VM970804CNB* | 35800 | 20 |  | 12.5 | 10 |  | 35000 | 18200 | 52% | [8 empty] | Residential | 745 | No | 2.98
205966323 | Central Heat Pump | ONE HOUR AIR CONDITIONING AND HEATING | HRCU-A-CB (Split System: Heat Pump with Remote Outdoor Unit-Air-Source) | GVZC200361A* |  |  | CA*F3642*6D*+MBVC1200**-1A*+TXV |  | 34600 | 20 |  | 13 | 10 |  | 34800 | 18000 | 51.72% | [8 empty] | Residential | 720 | No | 2.88
202141079 | Central Heat Pump | RHEEM | HRCU-A-CB (Split System: Heat Pump with Remote Outdoor Unit-Air-Source) | RP2036BJV |  |  | RCF6021SEA | R98VB085M521U | 35000 | 19.5 |  | 13 | 11 |  | 32800 | 37000 | 112.8% | [8 empty] | Residential | 730 | No | 2.92
205760852 | Central Heat Pump | RHEEM | HRCU-A-CB (Split System: Heat Pump with Remote Outdoor Unit-Air-Source) | RP2048BJV |  |  | RCF6021SEA | R97VA085M521K | 45000 | 20.25 |  | 12.5 | 12.15 |  | 45000 | 62000 | 137.8% | [8 empty] | Residential | 937.5 | No | 3.75
205760854 | Central Heat Pump | RHEEM | HRCU-A-CB (Split System: Heat Pump with Remote Outdoor Unit-Air-Source) | RP2048BJV |  |  | RCF6021SEA | R97VA100M521K | 45000 | 20.6 |  | 12.5 | 12.25 |  | 45000 | 62000 | 137.8% | [8 empty] | Residential | 937.5 | No | 3.75
205760856 | Central Heat Pump | RHEEM | HRCU-A-CB (Split System: Heat Pump with Remote Outdoor Unit-Air-Source) | RP2048BJV |  |  | RCF6021SEA | R97VA115M524K | 45500 | 20.3 |  | 12.55 | 12.15 |  | 45500 | 62000 | 136.3% | [8 empty] | Residential | 947.5 | No | 3.79
206334379 | Central Heat Pump | RHEEM | HRCU-A-CB (Split System: Heat Pump with Remote Outdoor Unit-Air-Source) | RP2036BJV |  |  | RCF6021SEA | R96VA0702317M | 34200 | 20.25 |  | 14 | 12.65 |  | 34200 | 58000 | 169.6% | [8 empty] | Residential | 712.5 | No | 2.85
202140939 | Central Heat Pump | RHEEM | HRCU-A-CB (Split System: Heat Pump with Remote Outdoor Unit-Air-Source) | RP2048BJV |  |  | RHMV6021SEAC |  | 45000 | 19.5 |  | 12.5 | 11 |  | 42000 | 41000 | 97.62% | [8 empty] | Residential | 937.5 | No | 3.75
202141084 | Central Heat Pump | RHEEM | HRCU-A-CB (Split System: Heat Pump with Remote Outdoor Unit-Air-Source) | RP2048BJV |  |  | RCF6021SEA | R802VA100521M | 45500 | 19.5 |  | 12.5 | 11 |  | 41000 | 40000 | 97.56% | [8 empty] | Residential | 947.5 | No | 3.79
202141086 | Central Heat Pump | RHEEM | HRCU-A-CB (Split System: Heat Pump with Remote Outdoor Unit-Air-Source) | RP2048BJV |  |  | RCF6021SEA | R802VA125524M | 45500 | 19 |  | 12.5 | 11 |  | 41000 | 40000 | 97.56% | [8 empty] | Residential | 947.5 | No | 3.79
205760841 | Central Heat Pump | RHEEM | HRCU-A-CB (Split System: Heat Pump with Remote Outdoor Unit-Air-Source) | RP2036BJV |  |  | RCF6021SEA | R97VA085M521K | 34200 | 20.45 |  | 14.55 | 12.75 |  | 34200 | 57500 | 168.1% | [8 empty] | Residential | 712.5 | No | 2.85
205760842 | Central Heat Pump | RHEEM | HRCU-A-CB (Split System: Heat Pump with Remote Outdoor Unit-Air-Source) | RP2036BJV |  |  | RCF6021SEA | R97VA100M521K | 34200 | 20.85 |  | 14.65 | 12.85 |  | 34200 | 57500 | 168.1% | [8 empty] | Residential | 712.5 | No | 2.85
205760845 | Central Heat Pump | RHEEM | HRCU-A-CB (Split System: Heat Pump with Remote Outdoor Unit-Air-Source) | RP2036BJV |  |  | RCF6021SEA | R97VA115M524K | 34200 | 20.55 |  | 14.7 | 12.85 |  | 34200 | 57500 | 168.1% | [8 empty] | Residential | 712.5 | No | 2.85
206790642 | Central Heat Pump | BRYANT HEATING AND COOLING SYSTEMS | HRCU-A-CB (Split System: Heat Pump with Remote Outdoor Unit-Air-Source) | 284ANV048*0**B* |  |  | CSPH*6012AL*+UI | 83*CA60080C21*** | 45500 | 20 |  | 12.5 | 11 |  | 42500 | 42500 | 100% | [8 empty] | Residential | 947.5 | No | 3.79
206790679 | Central Heat Pump | BRYANT HEATING AND COOLING SYSTEMS | HRCU-A-CB (Split System: Heat Pump with Remote Outdoor Unit-Air-Source) | 284ANV060*0**B* |  |  | CNPV*6124AL*+UI | 88*TA60070C21*** | 58000 | 19 |  | 12.5 | 10 |  | 59000 | 50500 | 85.59% | [8 empty] | Residential | 1207.5 | No | 4.83
206790680 | Central Heat Pump | BRYANT HEATING AND COOLING SYSTEMS | HRCU-A-CB (Split System: Heat Pump with Remote Outdoor Unit-Air-Source) | 284ANV060*0**B* |  |  | CNPV*6124AL*+UI | 88*TA60090C21*** | 58000 | 20 |  | 13 | 10 |  | 59000 | 50000 | 84.75% | [8 empty] | Residential | 1207.5 | No | 4.83
206790681 | Central Heat Pump | BRYANT HEATING AND COOLING SYSTEMS | HRCU-A-CB (Split System: Heat Pump with Remote Outdoor Unit-Air-Source) | 284ANV060*0**B* |  |  | CNPV*6124AL*+UI | 88*TA66135C24*** | 58500 | 20 |  | 13 | 10 |  | 59000 | 49500 | 83.9% | [8 empty] | Residential | 1220 | No | 4.88
206790682 | Central Heat Pump | BRYANT HEATING AND COOLING SYSTEMS | HRCU-A-CB (Split System: Heat Pump with Remote Outdoor Unit-Air-Source) | 284ANV060*0**B* |  |  | CNPV*6124AL*+UI | 986TC66120C24*** | 58000 | 20 |  | 12.5 | 10 |  | 59000 | 50000 | 84.75% | [8 empty] | Residential | 1207.5 | No | 4.83
206790683 | Central Heat Pump | BRYANT HEATING AND COOLING SYSTEMS | HRCU-A-CB (Split System: Heat Pump with Remote Outdoor Unit-Air-Source) | 284ANV060*0**B* |  |  | CNPV*6124AL*+UI | 987MB60080C21*** | 58000 | 20 |  | 12.5 | 10 |  | 59000 | 49500 | 83.9% | [8 empty] | Residential | 1207.5 | No | 4.83
206790684 | Central Heat Pump | BRYANT HEATING AND COOLING SYSTEMS | HRCU-A-CB (Split System: Heat Pump with Remote Outdoor Unit-Air-Source) | 284ANV060*0**B* |  |  | CNPV*6124AL*+UI | 987MB66100C21*** | 58000 | 20 |  | 12.5 | 10 |  | 59000 | 50500 | 85.59% | [8 empty] | Residential | 1207.5 | No | 4.83
206790685 | Central Heat Pump | BRYANT HEATING AND COOLING SYSTEMS | HRCU-A-CB (Split System: Heat Pump with Remote Outdoor Unit-Air-Source) | 284ANV060*0**B* |  |  | CNPV*6124AL*+UI | 987MB66120C24*** | 58000 | 20 |  | 12.5 | 10 |  | 59000 | 49500 | 83.9% | [8 empty] | Residential | 1207.5 | No | 4.83
206790686 | Central Heat Pump | BRYANT HEATING AND COOLING SYSTEMS | HRCU-A-CB (Split System: Heat Pump with Remote Outdoor Unit-Air-Source) | 284ANV060*0**B* |  |  | CNPV*6124AL*+UI | 986TC60080C21*** | 58000 | 20 |  | 12.5 | 10 |  | 59000 | 49500 | 83.9% | [8 empty] | Residential | 1207.5 | No | 4.83
206790687 | Central Heat Pump | BRYANT HEATING AND COOLING SYSTEMS | HRCU-A-CB (Split System: Heat Pump with Remote Outdoor Unit-Air-Source) | 284ANV060*0**B* |  |  | CNPV*6124AL*+UI | 986TC66100C21*** | 58000 | 20 |  | 12.5 | 10 |  | 59000 | 50500 | 85.59% | [8 empty] | Residential | 1207.5 | No | 4.83
206790688 | Central Heat Pump | BRYANT HEATING AND COOLING SYSTEMS | HRCU-A-CB (Split System: Heat Pump with Remote Outdoor Unit-Air-Source) | 284ANV060*0**B* |  |  | CNPV*6124AL*+UI | 88*TA60110C21*** | 58000 | 20 |  | 12.5 | 10 |  | 59000 | 50000 | 84.75% | [8 empty] | Residential | 1207.5 | No | 4.83
209860925 | Central Heat Pump | BRYANT HEATING AND COOLING SYSTEMS | HRCU-A-CB (Split System: Heat Pump with Remote Outdoor Unit-Air-Source) | 284ANV024*0**B* |  |  | CAP**3017AL*+UI | 987MB42060C17*** | 23400 | 21 |  | 13.5 | 10 |  | 26400 | 24600 | 93.18% | [8 empty] | Residential | 487.5 | No | 1.95
206330276 | Central Heat Pump | BRYANT HEATING AND COOLING SYSTEMS | HRCU-A-CB (Split System: Heat Pump with Remote Outdoor Unit-Air-Source) | 284ANV048*0**A* |  |  | CAP**6024AL*+UI | 986TC66100C21*** | 45000 | 20 |  | 12.5 | 11 |  | 45500 | 42500 | 93.41% | [8 empty] | Residential | 937.5 | No | 3.75
205274173 | Central Heat Pump | BRYANT HEATING AND COOLING SYSTEMS | HRCU-A-CB (Split System: Heat Pump with Remote Outdoor Unit-Air-Source) | 284ANV036*0**A* |  |  | CSPH*6012AL*+UI | 88*TA60070C21*** | 34400 | 20.5 |  | 12.5 | 10.5 |  | 35000 | 33200 | 94.86% | [8 empty] | Residential | 717.5 | No | 2.87
205274174 | Central Heat Pump | BRYANT HEATING AND COOLING SYSTEMS | HRCU-A-CB (Split System: Heat Pump with Remote Outdoor Unit-Air-Source) | 284ANV036*0**A* |  |  | CSPH*6012AL*+UI | 88*TA60090C21*** | 34600 | 20 |  | 13 | 11 |  | 34600 | 32800 | 94.8% | [8 empty] | Residential | 720 | No | 2.88
205274175 | Central Heat Pump | BRYANT HEATING AND COOLING SYSTEMS | HRCU-A-CB (Split System: Heat Pump with Remote Outdoor Unit-Air-Source) | 284ANV036*0**A* |  |  | CSPH*6012AL*+UI | 88*TA66135C24*** | 34600 | 20 |  | 13 | 11 |  | 34600 | 32800 | 94.8% | [8 empty] | Residential | 720 | No | 2.88
205274177 | Central Heat Pump | BRYANT HEATING AND COOLING SYSTEMS | HRCU-A-CB (Split System: Heat Pump with Remote Outdoor Unit-Air-Source) | 284ANV036*0**A* |  |  | CSPH*6012AL*+UI | 986TC42080C17*** | 34200 | 20 |  | 12.5 | 10.5 |  | 35200 | 33600 | 95.45% | [8 empty] | Residential | 712.5 | No | 2.85
205274178 | Central Heat Pump | BRYANT HEATING AND COOLING SYSTEMS | HRCU-A-CB (Split System: Heat Pump with Remote Outdoor Unit-Air-Source) | 284ANV036*0**A* |  |  | CSPH*6012AL*+UI | 986TC66120C24*** | 34600 | 20.5 |  | 13 | 11 |  | 34800 | 33000 | 94.83% | [8 empty] | Residential | 720 | No | 2.88
201864502 | Central Heat Pump | TCL | HRCU-A-CB (Split System: Heat Pump with Remote Outdoor Unit-Air-Source) | TCE-60HA/DV2O |  |  | TCE-36D7HWA/DV2I |  | 36000 | 20 |  | 13 | 10 |  | 36000 | 24000 | 66.67% | 36000 | 17.5 | 12 | 8.5 | 36000 | 28000 | 77.78% | 2.1 | Residential | 750 | Yes | 3 | Both
202329929 | Central Heat Pump | TCL | HRCU-A-CB (Split System: Heat Pump with Remote Outdoor Unit-Air-Source) | TCE-36HA/DV2O |  |  | TCE-24D7HWA/DV2I |  | 23400 | 20 |  | 13 | 10 |  | 24000 | 19200 | 80% | 23400 | 18 | 12 | 8.5 | 24000 | 17600 | 73.33% | 2.1 | Residential | 487.5 | Yes | 1.95 | Both
207698166 | Central Heat Pump | TCL | HRCU-A-CB (Split System: Heat Pump with Remote Outdoor Unit-Air-Source) | TCE-36HA/DV2ON |  |  | TCE-24D7HWA/DV2I |  | 23600 | 18 |  | 12.5 | 10 |  | 24000 | 21000 | 87.5% | 23600 | 17 | 11.7 | 8.5 | 24000 | 17600 | 73.33% | 2.1 | Residential | 492.5 | Yes | 1.97 | Both
207698168 | Central Heat Pump | TCL | HRCU-A-CB (Split System: Heat Pump with Remote Outdoor Unit-Air-Source) | TCE-60HA/DV2ON |  |  | TCE-36D7HWA/DV2I |  | 35000 | 18 |  | 12.5 | 10 |  | 35400 | 30000 | 84.75% | 35000 | 17 | 11.7 | 8.5 | 35400 | 28400 | 80.23% | 2 | Residential | 730 | Yes | 2.92 | Both
207827229 | Central Heat Pump | TCL | HRCU-A-CB (Split System: Heat Pump with Remote Outdoor Unit-Air-Source) | TCU-36D7HEWA/DV2O |  |  | TCU-24D7HWA/DV2I |  | 24000 | 20.5 |  | 13.5 | 10.5 |  | 24000 | 22400 | 93.33% | 24000 | 20 | 13 | 9.2 | 24000 | 19600 | 81.67% | 2.1 | Residential | 500 | Yes | 2 | Both
207827231 | Central Heat Pump | TCL | HRCU-A-CB (Split System: Heat Pump with Remote Outdoor Unit-Air-Source) | TCU-60D7HEWA/DV2O |  |  | TCU-36D7HWA/DV2I |  | 35200 | 20 |  | 12.5 | 10.5 |  | 36000 | 32000 | 88.89% | 35200 | 19 | 12 | 9.2 | 36000 | 29200 | 81.11% | 2.1 | Residential | 732.5 | Yes | 2.93 | Both
208141129 | Central Heat Pump | TCL | HRCU-A-CB (Split System: Heat Pump with Remote Outdoor Unit-Air-Source) | TCU-36D7HEWA/DV2O |  |  | TCE-2430D6HWA/DVOE(01) | MGH96M080B3A | 24000 | 18.5 |  | 13 | 10 |  | 24000 | 22400 | 93.33% | 22800 | 18 | 12.5 | 8.8 | 24000 |  |  |  | Residential | 475 | No | 1.9
208141130 | Central Heat Pump | TCL | HRCU-A-CB (Split System: Heat Pump with Remote Outdoor Unit-Air-Source) | TCU-36D7HEWA/DV2O |  |  | TCE-2430D6HWA/DVOE(02) | MGH96M080B3A | 24000 | 19 |  | 13 | 10 |  | 24000 | 23600 | 98.33% | 22800 | 18 | 12.5 | 8.8 | 24000 | 19200 | 80% | 2.1 | Residential | 475 | Yes | 1.9 | Both
208141131 | Central Heat Pump | TCL | HRCU-A-CB (Split System: Heat Pump with Remote Outdoor Unit-Air-Source) | TCU-36D7HEWA/DV2O |  |  | TCE-2430D6HWA/DVOE(01) | MGH96M060B3A | 24000 | 18.5 |  | 13 | 10 |  | 24000 | 22400 | 93.33% | 22800 | 18 | 12.5 | 8.8 | 24000 |  |  |  | Residential | 475 | No | 1.9
208141132 | Central Heat Pump | TCL | HRCU-A-CB (Split System: Heat Pump with Remote Outdoor Unit-Air-Source) | TCU-36D7HEWA/DV2O |  |  | TCE-2430D6HWA/DVOE(02) | MGH96M060B3A | 24000 | 19 |  | 13 | 10 |  | 24000 | 23600 | 98.33% | 22800 | 18 | 12.5 | 8.8 | 24000 | 19200 | 80% | 2.1 | Residential | 475 | Yes | 1.9 | Both
210328839 | Central Heat Pump | ALLIED | HRCU-A-CB (Split System: Heat Pump with Remote Outdoor Unit-Air-Source) | 4HP17L24P-**A |  |  | EAH1P30B+TDR+TXV | 80G1UH070BE12 | 23800 | 18 |  | 14.5 | 10 |  | 21200 | 13600 | 64.15% | 23600 | 16.8 | 13.5 | 8.5 | 21600 |  |  |  | Residential | 492.5 | No | 1.97 | No
210329015 | Central Heat Pump | ALLIED | HRCU-A-CB (Split System: Heat Pump with Remote Outdoor Unit-Air-Source) | 4HP17L18P-**A |  |  | EAH1P30B+TDR+TXV | 96G2UH045BV12 | 18000 | 18 |  | 14.5 | 10 |  | 16800 | 10600 | 63.1% | 18000 | 16.6 | 13.5 | 8.5 | 17400 |  |  |  | Residential | 375 | No | 1.5 | No
210329020 | Central Heat Pump | ALLIED | HRCU-A-CB (Split System: Heat Pump with Remote Outdoor Unit-Air-Source) | 4HP17L18P-**A |  |  | EAH1P30B+TDR+TXV | 96G2UH070BV12 | 18000 | 18.2 |  | 14.5 | 10 |  | 16800 | 10600 | 63.1% | 18000 | 16.8 | 14 | 8.5 | 17400 |  |  |  | Residential | 375 | No | 1.5 | No
206337968 | Central Heat Pump | Bryant | HRCU-A-CB (Split System: Heat Pump with Remote Outdoor Unit-Air-Source) | 38MAQB12R--3 |  |  | CAP**2414AL* | 915SB30040E14*** | 12300 | 19 |  | 12.95 | 14 |  | 12500 | 7900 | 63.2% | [8 empty] | Residential | 257.5 | No | 1.03
206314493 | Central Heat Pump | Bryant | HRCU-A-CB (Split System: Heat Pump with Remote Outdoor Unit-Air-Source) | 38MAQB12R--3 |  |  | CAP**2417AL* | 83*SA36040E17*** | 12300 | 21.5 |  | 13.5 | 10 |  | 12400 | 7800 | 62.9% | [8 empty] | Residential | 257.5 | No | 1.03
207335556 | Central Heat Pump | CONTINENTAL | HRCU-A-CB (Split System: Heat Pump with Remote Outdoor Unit-Air-Source) | CS18HV24A36 |  |  | CPFX24A |  | 24000 | 20 |  | 12.5 | 10.5 |  | 24000 | 16000 | 66.67% | 24000 | 17 | 12 | 9 | 24000 | 22000 | 91.67% | 1.8 | Residential | 500 | Yes | 2 | Yes
207826664 | Central Heat Pump | BRYANT | HRCU-A-CB (Split System: Heat Pump with Remote Outdoor Unit-Air-Source) | 38MARBQ18AA3 |  |  | 40MBABQ18XB3 |  | 18000 | 20 |  | 12.5 | 10.8 |  | 19000 | 15400 | 81.05% | 18000 | 17.6 | 11.7 | 9.6 | 19000 | 17000 | 89.47% | 2 | Residential | 375 | Yes | 1.5 | Both
209852177 | Central Heat Pump | BRYANT | HRCU-A-CB (Split System: Heat Pump with Remote Outdoor Unit-Air-Source) | 38MAQB24R--3 |  |  | 40MBAAQ24XA3 |  | 20800 | 20 |  | 12.5 | 10 |  | 29000 | 17500 | 60.34% | [8 empty] | Residential | 432.5 | No | 1.73
207826665 | Central Heat Pump | BRYANT | HRCU-A-CB (Split System: Heat Pump with Remote Outdoor Unit-Air-Source) | 38MARBQ24AA3 |  |  | 40MBABQ24XB3 |  | 23000 | 21 |  | 12.5 | 11.6 |  | 26000 | 16900 | 65% | 23000 | 18.4 | 11.7 | 9.3 | 26000 | 21200 | 81.54% | 1.9 | Residential | 480 | Yes | 1.92 | Both
206788944 | Central Heat Pump | CARRIER | HRCU-A-CB (Split System: Heat Pump with Remote Outdoor Unit-Air-Source) | 25VNA448A*031* |  |  | CAP**4824AL*+UI | 58CU*A080C21**20 | 44500 | 20 |  | 12.5 | 11 |  | 46500 | 42500 | 91.4% | [8 empty] | Residential | 927.5 | No | 3.71
206788946 | Central Heat Pump | CARRIER | HRCU-A-CB (Split System: Heat Pump with Remote Outdoor Unit-Air-Source) | 25VNA448A*031* |  |  | CAP**6024AL*+UI | 58CU*A080C21**20 | 45500 | 21 |  | 12.5 | 11 |  | 46000 | 42500 | 92.39% | [8 empty] | Residential | 947.5 | No | 3.79
206788948 | Central Heat Pump | CARRIER | HRCU-A-CB (Split System: Heat Pump with Remote Outdoor Unit-Air-Source) | 25VNA448A*031* |  |  | CAP**6121AL*+UI | 58CU*A080C21**20 | 46000 | 21 |  | 12.5 | 11 |  | 46500 | 43000 | 92.47% | [8 empty] | Residential | 957.5 | No | 3.83
206788949 | Central Heat Pump | CARRIER | HRCU-A-CB (Split System: Heat Pump with Remote Outdoor Unit-Air-Source) | 25VNA448A*031* |  |  | CAP**6121AL*+UI | 58CU*A100C21**20 | 46000 | 21 |  | 12.5 | 11 |  | 46500 | 43000 | 92.47% | [8 empty] | Residential | 957.5 | No | 3.83
206788950 | Central Heat Pump | CARRIER | HRCU-A-CB (Split System: Heat Pump with Remote Outdoor Unit-Air-Source) | 25VNA448A*031* |  |  | CAP**6124AL*+UI | 58CU*A080C21**20 | 46000 | 21 |  | 12.5 | 11 |  | 46500 | 42500 | 91.4% | [8 empty] | Residential | 957.5 | No | 3.83
206788954 | Central Heat Pump | CARRIER | HRCU-A-CB (Split System: Heat Pump with Remote Outdoor Unit-Air-Source) | 25VNA448A*031* |  |  | CSPH*6012AL*+UI | 58CU*A080C21**20 | 45500 | 20 |  | 12.5 | 11 |  | 42500 | 42500 | 100% | [8 empty] | Residential | 947.5 | No | 3.79
206788991 | Central Heat Pump | CARRIER | HRCU-A-CB (Split System: Heat Pump with Remote Outdoor Unit-Air-Source) | 25VNA460A*031* |  |  | CNPV*6124AL*+UI | 58TN*A070C21**20 | 58000 | 19 |  | 12.5 | 10 |  | 59000 | 50500 | 85.59% | [8 empty] | Residential | 1207.5 | No | 4.83
206788992 | Central Heat Pump | CARRIER | HRCU-A-CB (Split System: Heat Pump with Remote Outdoor Unit-Air-Source) | 25VNA460A*031* |  |  | CNPV*6124AL*+UI | 58TN*A090C21**20 | 58000 | 20 |  | 13 | 10 |  | 59000 | 50000 | 84.75% | [8 empty] | Residential | 1207.5 | No | 4.83
206788993 | Central Heat Pump | CARRIER | HRCU-A-CB (Split System: Heat Pump with Remote Outdoor Unit-Air-Source) | 25VNA460A*031* |  |  | CNPV*6124AL*+UI | 58TN*A135C24**22 | 58500 | 20 |  | 13 | 10 |  | 59000 | 49500 | 83.9% | [8 empty] | Residential | 1220 | No | 4.88
206788994 | Central Heat Pump | CARRIER | HRCU-A-CB (Split System: Heat Pump with Remote Outdoor Unit-Air-Source) | 25VNA460A*031* |  |  | CNPV*6124AL*+UI | 59TN6B120C24**22 | 58000 | 20 |  | 12.5 | 10 |  | 59000 | 50000 | 84.75% | [8 empty] | Residential | 1207.5 | No | 4.83
206788995 | Central Heat Pump | CARRIER | HRCU-A-CB (Split System: Heat Pump with Remote Outdoor Unit-Air-Source) | 25VNA460A*031* |  |  | CNPV*6124AL*+UI | 59MN7B080C21**20 | 58000 | 20 |  | 12.5 | 10 |  | 59000 | 49500 | 83.9% | [8 empty] | Residential | 1207.5 | No | 4.83
206788996 | Central Heat Pump | CARRIER | HRCU-A-CB (Split System: Heat Pump with Remote Outdoor Unit-Air-Source) | 25VNA460A*031* |  |  | CNPV*6124AL*+UI | 59MN7B100C21**22 | 58000 | 20 |  | 12.5 | 10 |  | 59000 | 50500 | 85.59% | [8 empty] | Residential | 1207.5 | No | 4.83
206788997 | Central Heat Pump | CARRIER | HRCU-A-CB (Split System: Heat Pump with Remote Outdoor Unit-Air-Source) | 25VNA460A*031* |  |  | CNPV*6124AL*+UI | 59MN7B120C24**22 | 58000 | 20 |  | 12.5 | 10 |  | 59000 | 49500 | 83.9% | [8 empty] | Residential | 1207.5 | No | 4.83
206788998 | Central Heat Pump | CARRIER | HRCU-A-CB (Split System: Heat Pump with Remote Outdoor Unit-Air-Source) | 25VNA460A*031* |  |  | CNPV*6124AL*+UI | 59TN6B080C21**20 | 58000 | 20 |  | 12.5 | 10 |  | 59000 | 49500 | 83.9% | [8 empty] | Residential | 1207.5 | No | 4.83
206788999 | Central Heat Pump | CARRIER | HRCU-A-CB (Split System: Heat Pump with Remote Outdoor Unit-Air-Source) | 25VNA460A*031* |  |  | CNPV*6124AL*+UI | 59TN6B100C21**22 | 58000 | 20 |  | 12.5 | 10 |  | 59000 | 50500 | 85.59% | [8 empty] | Residential | 1207.5 | No | 4.83
206789000 | Central Heat Pump | CARRIER | HRCU-A-CB (Split System: Heat Pump with Remote Outdoor Unit-Air-Source) | 25VNA460A*031* |  |  | CNPV*6124AL*+UI | 58TN*A110C21**20 | 58000 | 20 |  | 12.5 | 10 |  | 59000 | 50000 | 84.75% | [8 empty] | Residential | 1207.5 | No | 4.83
205272774 | Central Heat Pump | CARRIER | HRCU-A-CB (Split System: Heat Pump with Remote Outdoor Unit-Air-Source) | 25VNA448A*030* |  |  | CAP**6121AL*+UI | 59MN7B100C21**22 | 46000 | 21 |  | 12.5 | 10.5 |  | 46500 | 43000 | 92.47% | [8 empty] | Residential | 957.5 | No | 3.83
205272775 | Central Heat Pump | CARRIER | HRCU-A-CB (Split System: Heat Pump with Remote Outdoor Unit-Air-Source) | 25VNA448A*030* |  |  | CAP**6121AL*+UI | 59TN6B100C21**22 | 46000 | 21 |  | 12.5 | 11 |  | 46500 | 43000 | 92.47% | [8 empty] | Residential | 957.5 | No | 3.83
205274180 | Central Heat Pump | BRYANT HEATING AND COOLING SYSTEMS | HRCU-A-CB (Split System: Heat Pump with Remote Outdoor Unit-Air-Source) | 284ANV036*0**A* |  |  | CSPH*6012AL*+UI | 987MB42080C17*** | 34200 | 20 |  | 12.5 | 10.5 |  | 35200 | 33600 | 95.45% | [8 empty] | Residential | 712.5 | No | 2.85
205274181 | Central Heat Pump | BRYANT HEATING AND COOLING SYSTEMS | HRCU-A-CB (Split System: Heat Pump with Remote Outdoor Unit-Air-Source) | 284ANV036*0**A* |  |  | CSPH*6012AL*+UI | 987MB60080C21*** | 34400 | 20.5 |  | 12.5 | 10.5 |  | 34800 | 33000 | 94.83% | [8 empty] | Residential | 717.5 | No | 2.87
205274182 | Central Heat Pump | BRYANT HEATING AND COOLING SYSTEMS | HRCU-A-CB (Split System: Heat Pump with Remote Outdoor Unit-Air-Source) | 284ANV036*0**A* |  |  | CSPH*6012AL*+UI | 987MB66100C21*** | 34600 | 19.5 |  | 13 | 10.5 |  | 34800 | 33000 | 94.83% | [8 empty] | Residential | 720 | No | 2.88
205274183 | Central Heat Pump | BRYANT HEATING AND COOLING SYSTEMS | HRCU-A-CB (Split System: Heat Pump with Remote Outdoor Unit-Air-Source) | 284ANV036*0**A* |  |  | CSPH*6012AL*+UI | 987MB66120C24*** | 34400 | 20.5 |  | 12.5 | 10.5 |  | 34800 | 33000 | 94.83% | [8 empty] | Residential | 717.5 | No | 2.87
205274184 | Central Heat Pump | BRYANT HEATING AND COOLING SYSTEMS | HRCU-A-CB (Split System: Heat Pump with Remote Outdoor Unit-Air-Source) | 284ANV036*0**A* |  |  | CSPH*6012AL*+UI | 986TC60080C21*** | 34400 | 20.5 |  | 12.5 | 10.5 |  | 34800 | 33000 | 94.83% | [8 empty] | Residential | 717.5 | No | 2.87
205274185 | Central Heat Pump | BRYANT HEATING AND COOLING SYSTEMS | HRCU-A-CB (Split System: Heat Pump with Remote Outdoor Unit-Air-Source) | 284ANV036*0**A* |  |  | CSPH*6012AL*+UI | 986TC66100C21*** | 34600 | 20.5 |  | 13 | 10.5 |  | 34800 | 33000 | 94.83% | [8 empty] | Residential | 720 | No | 2.88
205274186 | Central Heat Pump | BRYANT HEATING AND COOLING SYSTEMS | HRCU-A-CB (Split System: Heat Pump with Remote Outdoor Unit-Air-Source) | 284ANV036*0**A* |  |  | CSPH*6012AL*+UI | 88*TA36070C14*** | 34400 | 20.5 |  | 12.5 | 10.5 |  | 33600 | 32600 | 97.02% | [8 empty] | Residential | 717.5 | No | 2.87
205274187 | Central Heat Pump | BRYANT HEATING AND COOLING SYSTEMS | HRCU-A-CB (Split System: Heat Pump with Remote Outdoor Unit-Air-Source) | 284ANV036*0**A* |  |  | CSPH*6012AL*+UI | 88*TA48090C17*** | 34600 | 21 |  | 13 | 11 |  | 34800 | 33000 | 94.83% | [8 empty] | Residential | 720 | No | 2.88
205274188 | Central Heat Pump | BRYANT HEATING AND COOLING SYSTEMS | HRCU-A-CB (Split System: Heat Pump with Remote Outdoor Unit-Air-Source) | 284ANV036*0**A* |  |  | CSPH*6012AL*+UI | 88*TA60110C21*** | 34600 | 21 |  | 13 | 11 |  | 34800 | 33000 | 94.83% | [8 empty] | Residential | 720 | No | 2.88
205272776 | Central Heat Pump | CARRIER | HRCU-A-CB (Split System: Heat Pump with Remote Outdoor Unit-Air-Source) | 25VNA448A*030* |  |  | CAP**6121AL*+UI | 58TN*A110C21**20 | 46000 | 21 |  | 12.5 | 11 |  | 46500 | 43000 | 92.47% | [8 empty] | Residential | 957.5 | No | 3.83
205272777 | Central Heat Pump | CARRIER | HRCU-A-CB (Split System: Heat Pump with Remote Outdoor Unit-Air-Source) | 25VNA448A*030* |  |  | CAP**6124AL*+UI | 58TN*A135C24**22 | 46000 | 21 |  | 12.5 | 11 |  | 46500 | 42500 | 91.4% | [8 empty] | Residential | 957.5 | No | 3.83
205272778 | Central Heat Pump | CARRIER | HRCU-A-CB (Split System: Heat Pump with Remote Outdoor Unit-Air-Source) | 25VNA448A*030* |  |  | CAP**6124AL*+UI | 59TN6B120C24**22 | 46000 | 21 |  | 12.5 | 11 |  | 46500 | 43000 | 92.47% | [8 empty] | Residential | 957.5 | No | 3.83
205272779 | Central Heat Pump | CARRIER | HRCU-A-CB (Split System: Heat Pump with Remote Outdoor Unit-Air-Source) | 25VNA448A*030* |  |  | CAP**6124AL*+UI | 59MN7B120C24**22 | 46000 | 21 |  | 12.5 | 11 |  | 46500 | 43000 | 92.47% | [8 empty] | Residential | 957.5 | No | 3.83
205272780 | Central Heat Pump | CARRIER | HRCU-A-CB (Split System: Heat Pump with Remote Outdoor Unit-Air-Source) | 25VNA448A*030* |  |  | CNPV*6024AL*+UI | 58TN*A135C24**22 | 45000 | 21 |  | 12.5 | 10.5 |  | 46500 | 42500 | 91.4% | [8 empty] | Residential | 937.5 | No | 3.75
205272781 | Central Heat Pump | CARRIER | HRCU-A-CB (Split System: Heat Pump with Remote Outdoor Unit-Air-Source) | 25VNA448A*030* |  |  | CNPV*6024AL*+UI | 59TN6B120C24**22 | 45000 | 21 |  | 12.5 | 10 |  | 46500 | 43000 | 92.47% | [8 empty] | Residential | 937.5 | No | 3.75
205272782 | Central Heat Pump | CARRIER | HRCU-A-CB (Split System: Heat Pump with Remote Outdoor Unit-Air-Source) | 25VNA448A*030* |  |  | CNPV*6024AL*+UI | 59MN7B120C24**22 | 45000 | 21 |  | 12.5 | 10 |  | 46500 | 43000 | 92.47% | [8 empty] | Residential | 937.5 | No | 3.75
205272792 | Central Heat Pump | CARRIER | HRCU-A-CB (Split System: Heat Pump with Remote Outdoor Unit-Air-Source) | 25VNA448A*030* |  |  | CSPH*6012AL*+UI | 58TN*A090C21**20 | 45500 | 21 |  | 12.5 | 10 |  | 42500 | 42500 | 100% | [8 empty] | Residential | 947.5 | No | 3.79
205272793 | Central Heat Pump | CARRIER | HRCU-A-CB (Split System: Heat Pump with Remote Outdoor Unit-Air-Source) | 25VNA448A*030* |  |  | CSPH*6012AL*+UI | 58TN*A135C24**22 | 45500 | 21 |  | 12.5 | 10 |  | 43500 | 42500 | 97.7% | [8 empty] | Residential | 947.5 | No | 3.79
201803267 | Central Heat Pump | AMERICAN STANDARD | HRCU-A-CB (Split System: Heat Pump with Remote Outdoor Unit-Air-Source) | 4A6V8048A1 |  |  | 4PX*DU60BS3 | S9V2D120U5VSA+RP | 48000 | 18 |  | 12.5 | 10 |  | 45000 | 37200 | 82.67% | [8 empty] | Residential | 1000 | No | 4
201803281 | Central Heat Pump | AMERICAN STANDARD | HRCU-A-CB (Split System: Heat Pump with Remote Outdoor Unit-Air-Source) | 4A6V8048A1 |  |  | 4TXCD010DS3 | S9V2D120U5VSA+RP | 48000 | 18 |  | 12.5 | 10 |  | 45000 | 37200 | 82.67% | [8 empty] | Residential | 1000 | No | 4
204780038 | Central Heat Pump | AMERICAN STANDARD | HRCU-A-CB (Split System: Heat Pump with Remote Outdoor Unit-Air-Source) | 4A6L9048A1 |  |  | 4PX*DU60BS3 | P0V0D000M50SA+RP | 49500 | 19.5 |  | 12.5 | 11 |  | 42000 | 31000 | 73.81% | [8 empty] | Residential | 1032.5 | No | 4.13
204780041 | Central Heat Pump | AMERICAN STANDARD | HRCU-A-CB (Split System: Heat Pump with Remote Outdoor Unit-Air-Source) | 4A6L9048A1 |  |  | 4TXCC007DS3 | P0V0C000M50SA+RP | 48000 | 19 |  | 12.5 | 10 |  | 43000 | 31600 | 73.49% | [8 empty] | Residential | 1000 | No | 4
204780042 | Central Heat Pump | AMERICAN STANDARD | HRCU-A-CB (Split System: Heat Pump with Remote Outdoor Unit-Air-Source) | 4A6L9048A1 |  |  | 4TXCC009DS3 | P0V0C000M50SA+RP | 49000 | 19.5 |  | 12.5 | 10 |  | 42500 | 31000 | 72.94% | [8 empty] | Residential | 1020 | No | 4.08
204780043 | Central Heat Pump | AMERICAN STANDARD | HRCU-A-CB (Split System: Heat Pump with Remote Outdoor Unit-Air-Source) | 4A6L9048A1 |  |  | 4TXCD008DS3 | P0V0C000M50SA+RP | 46000 | 18.5 |  | 12.5 | 10 |  | 41500 | 30200 | 72.77% | [8 empty] | Residential | 957.5 | No | 3.83
204780044 | Central Heat Pump | AMERICAN STANDARD | HRCU-A-CB (Split System: Heat Pump with Remote Outdoor Unit-Air-Source) | 4A6L9048A1 |  |  | 4TXCD008DS3 | P0V0D000M50SA+RP | 48000 | 19 |  | 12.5 | 10 |  | 42500 | 31400 | 73.88% | [8 empty] | Residential | 1000 | No | 4
204780045 | Central Heat Pump | AMERICAN STANDARD | HRCU-A-CB (Split System: Heat Pump with Remote Outdoor Unit-Air-Source) | 4A6L9048A1 |  |  | 4TXCD010DS3 | P0V0D000M50SA+RP | 49500 | 19.5 |  | 12.5 | 10 |  | 42500 | 31000 | 72.94% | [8 empty] | Residential | 1032.5 | No | 4.13
204780046 | Central Heat Pump | AMERICAN STANDARD | HRCU-A-CB (Split System: Heat Pump with Remote Outdoor Unit-Air-Source) | 4A6L9048A1 |  |  | 4TXCD010DS3 | P0V0C000M50SA+RP | 48000 | 19 |  | 12.5 | 10 |  | 41000 | 30200 | 73.66% | [8 empty] | Residential | 1000 | No | 4
208497407 | Central Heat Pump | BRYANT | HRCU-A-CB (Split System: Heat Pump with Remote Outdoor Unit-Air-Source) | 38MARBQ24AA3 |  |  | 40MBAAQ24XA3 |  | 22000 | 20 |  | 12.5 | 11.6 |  | 27000 | 16500 | 61.11% | [8 empty] | Residential | 457.5 | No | 1.83
208447894 | Central Heat Pump | BRYANT | HRCU-A-CB (Split System: Heat Pump with Remote Outdoor Unit-Air-Source) | 38MURAQ18AB3 |  |  | 40MUAAQ18XA3 |  | 18000 | 20 |  | 12.5 | 11 |  | 19000 | 13500 | 71.05% | 18000 | 18 | 12.4 | 9.3 | 19000 | 16500 | 86.84% | 2.04 | Residential | 375 | Yes | 1.5 | Both
208447896 | Central Heat Pump | BRYANT | HRCU-A-CB (Split System: Heat Pump with Remote Outdoor Unit-Air-Source) | 38MURAQ24AB3 |  |  | 40MUAAQ24XA3 |  | 24000 | 20 |  | 12.5 | 12 |  | 24000 | 19200 | 80% | 24000 | 17.4 | 11.7 | 10 | 24000 | 22600 | 94.17% | 1.91 | Residential | 500 | Yes | 2 | Both
208447921 | Central Heat Pump | MIDEA | HRCU-A-CB (Split System: Heat Pump with Remote Outdoor Unit-Air-Source) | 38MURAQ18AB3 |  |  | 40MUAAQ18XA3 |  | 18000 | 20 |  | 12.5 | 11 |  | 19000 | 13500 | 71.05% | 18000 | 18 | 12.4 | 9.3 | 19000 | 16500 | 86.84% | 2.04 | Residential | 375 | Yes | 1.5 | Both
208497410 | Central Heat Pump | MIDEA | HRCU-A-CB (Split System: Heat Pump with Remote Outdoor Unit-Air-Source) | 38MARBQ24AA3 |  |  | 40MBAAQ24XA3 |  | 22000 | 20 |  | 12.5 | 11.6 |  | 27000 | 16500 | 61.11% | [8 empty] | Residential | 457.5 | No | 1.83
208497417 | Central Heat Pump | MIDEA | HRCU-A-CB (Split System: Heat Pump with Remote Outdoor Unit-Air-Source) | DLCSRBH24AAK |  |  | DLFSAAH24XAK |  | 22000 | 20 |  | 12.5 | 11.6 |  | 27000 | 16500 | 61.11% | [8 empty] | Residential | 457.5 | No | 1.83
209852102 | Central Heat Pump | MIDEA | HRCU-A-CB (Split System: Heat Pump with Remote Outdoor Unit-Air-Source) | DLCURAH18ABK |  |  | DLFUAAH18XAK |  | 18000 | 20 |  | 12.5 | 11 |  | 19000 | 13500 | 71.05% | 18000 | 18 | 12.4 | 9.3 | 19000 | 16500 | 86.84% | 2.04 | Residential | 375 | Yes | 1.5 | Both
207826680 | Central Heat Pump | MIDEA | HRCU-A-CB (Split System: Heat Pump with Remote Outdoor Unit-Air-Source) | 38MARBQ24AA3 |  |  | 40MBABQ24XB3 |  | 23000 | 21 |  | 12.5 | 11.6 |  | 26000 | 16900 | 65% | 23000 | 18.4 | 11.7 | 9.3 | 26000 | 21200 | 81.54% | 1.9 | Residential | 480 | Yes | 1.92 | Both
209852180 | Central Heat Pump | MIDEA | HRCU-A-CB (Split System: Heat Pump with Remote Outdoor Unit-Air-Source) | 38MAQB24R--3 |  |  | 40MBAAQ24XA3 |  | 20800 | 20 |  | 12.5 | 10 |  | 29000 | 17500 | 60.34% | [8 empty] | Residential | 432.5 | No | 1.73
207826679 | Central Heat Pump | MIDEA | HRCU-A-CB (Split System: Heat Pump with Remote Outdoor Unit-Air-Source) | 38MARBQ18AA3 |  |  | 40MBABQ18XB3 |  | 18000 | 20 |  | 12.5 | 10.8 |  | 19000 | 15400 | 81.05% | 18000 | 17.6 | 11.7 | 9.6 | 19000 | 17000 | 89.47% | 2 | Residential | 375 | Yes | 1.5 | Both
205274189 | Central Heat Pump | BRYANT HEATING AND COOLING SYSTEMS | HRCU-A-CB (Split System: Heat Pump with Remote Outdoor Unit-Air-Source) | 284ANV036*0**A* |  |  | CSPH*6012AL*+UI | 987MB60060C21*** | 34400 | 20 |  | 12.5 | 10.5 |  | 35200 | 33400 | 94.89% | [8 empty] | Residential | 717.5 | No | 2.87
205274190 | Central Heat Pump | BRYANT HEATING AND COOLING SYSTEMS | HRCU-A-CB (Split System: Heat Pump with Remote Outdoor Unit-Air-Source) | 284ANV048*0**A* |  |  | FE4ANB006L+UI |  | 46000 | 22 |  | 13.5 | 11 |  | 46000 | 42500 | 92.39% | [8 empty] | Residential | 957.5 | No | 3.83
205274191 | Central Heat Pump | BRYANT HEATING AND COOLING SYSTEMS | HRCU-A-CB (Split System: Heat Pump with Remote Outdoor Unit-Air-Source) | 284ANV048*0**A* |  |  | FE4AN(B,F)005L+UI |  | 45500 | 22 |  | 13 | 10.5 |  | 45000 | 42500 | 94.44% | [8 empty] | Residential | 947.5 | No | 3.79
205274196 | Central Heat Pump | BRYANT HEATING AND COOLING SYSTEMS | HRCU-A-CB (Split System: Heat Pump with Remote Outdoor Unit-Air-Source) | 284ANV048*0**A* |  |  | CAP**4824AL*+UI | 88*TA66135C24*** | 44500 | 21 |  | 12.5 | 10.5 |  | 46500 | 42500 | 91.4% | [8 empty] | Residential | 927.5 | No | 3.71
205274197 | Central Heat Pump | BRYANT HEATING AND COOLING SYSTEMS | HRCU-A-CB (Split System: Heat Pump with Remote Outdoor Unit-Air-Source) | 284ANV048*0**A* |  |  | CAP**4824AL*+UI | 986TC66120C24*** | 44000 | 21 |  | 12.5 | 10.5 |  | 47000 | 43000 | 91.49% | [8 empty] | Residential | 917.5 | No | 3.67
205274199 | Central Heat Pump | BRYANT HEATING AND COOLING SYSTEMS | HRCU-A-CB (Split System: Heat Pump with Remote Outdoor Unit-Air-Source) | 284ANV048*0**A* |  |  | CAP**6024AL*+UI | 88*TA66135C24*** | 45500 | 21 |  | 12.5 | 10.5 |  | 46000 | 42500 | 92.39% | [8 empty] | Residential | 947.5 | No | 3.79
205274200 | Central Heat Pump | BRYANT HEATING AND COOLING SYSTEMS | HRCU-A-CB (Split System: Heat Pump with Remote Outdoor Unit-Air-Source) | 284ANV048*0**A* |  |  | CAP**6024AL*+UI | 986TC66120C24*** | 45000 | 21 |  | 12.5 | 10.5 |  | 46500 | 42500 | 91.4% | [8 empty] | Residential | 937.5 | No | 3.75
205274201 | Central Heat Pump | BRYANT HEATING AND COOLING SYSTEMS | HRCU-A-CB (Split System: Heat Pump with Remote Outdoor Unit-Air-Source) | 284ANV048*0**A* |  |  | CAP**6024AL*+UI | 987MB66120C24*** | 45000 | 21 |  | 12.5 | 10.5 |  | 46500 | 43000 | 92.47% | [8 empty] | Residential | 937.5 | No | 3.75
205274202 | Central Heat Pump | BRYANT HEATING AND COOLING SYSTEMS | HRCU-A-CB (Split System: Heat Pump with Remote Outdoor Unit-Air-Source) | 284ANV048*0**A* |  |  | CAP**6121AL*+UI | 88*TA60090C21*** | 46000 | 21 |  | 12.5 | 10.5 |  | 46500 | 43000 | 92.47% | [8 empty] | Residential | 957.5 | No | 3.83
205274203 | Central Heat Pump | BRYANT HEATING AND COOLING SYSTEMS | HRCU-A-CB (Split System: Heat Pump with Remote Outdoor Unit-Air-Source) | 284ANV048*0**A* |  |  | CAP**6121AL*+UI | 987MB66100C21*** | 46000 | 21 |  | 12.5 | 10.5 |  | 46500 | 43000 | 92.47% | [8 empty] | Residential | 957.5 | No | 3.83
205274204 | Central Heat Pump | BRYANT HEATING AND COOLING SYSTEMS | HRCU-A-CB (Split System: Heat Pump with Remote Outdoor Unit-Air-Source) | 284ANV048*0**A* |  |  | CAP**6121AL*+UI | 986TC66100C21*** | 46000 | 21 |  | 12.5 | 11 |  | 46500 | 43000 | 92.47% | [8 empty] | Residential | 957.5 | No | 3.83
205274205 | Central Heat Pump | BRYANT HEATING AND COOLING SYSTEMS | HRCU-A-CB (Split System: Heat Pump with Remote Outdoor Unit-Air-Source) | 284ANV048*0**A* |  |  | CAP**6121AL*+UI | 88*TA60110C21*** | 46000 | 21 |  | 12.5 | 11 |  | 46500 | 43000 | 92.47% | [8 empty] | Residential | 957.5 | No | 3.83
205274206 | Central Heat Pump | BRYANT HEATING AND COOLING SYSTEMS | HRCU-A-CB (Split System: Heat Pump with Remote Outdoor Unit-Air-Source) | 284ANV048*0**A* |  |  | CAP**6124AL*+UI | 88*TA66135C24*** | 46000 | 21 |  | 12.5 | 11 |  | 46500 | 42500 | 91.4% | [8 empty] | Residential | 957.5 | No | 3.83
205274207 | Central Heat Pump | BRYANT HEATING AND COOLING SYSTEMS | HRCU-A-CB (Split System: Heat Pump with Remote Outdoor Unit-Air-Source) | 284ANV048*0**A* |  |  | CAP**6124AL*+UI | 986TC66120C24*** | 46000 | 21 |  | 12.5 | 11 |  | 46500 | 43000 | 92.47% | [8 empty] | Residential | 957.5 | No | 3.83
205274208 | Central Heat Pump | BRYANT HEATING AND COOLING SYSTEMS | HRCU-A-CB (Split System: Heat Pump with Remote Outdoor Unit-Air-Source) | 284ANV048*0**A* |  |  | CAP**6124AL*+UI | 987MB66120C24*** | 46000 | 21 |  | 12.5 | 11 |  | 46500 | 43000 | 92.47% | [8 empty] | Residential | 957.5 | No | 3.83
205274209 | Central Heat Pump | BRYANT HEATING AND COOLING SYSTEMS | HRCU-A-CB (Split System: Heat Pump with Remote Outdoor Unit-Air-Source) | 284ANV048*0**A* |  |  | CNPV*6024AL*+UI | 88*TA66135C24*** | 45000 | 21 |  | 12.5 | 10.5 |  | 46500 | 42500 | 91.4% | [8 empty] | Residential | 937.5 | No | 3.75
205274210 | Central Heat Pump | BRYANT HEATING AND COOLING SYSTEMS | HRCU-A-CB (Split System: Heat Pump with Remote Outdoor Unit-Air-Source) | 284ANV048*0**A* |  |  | CNPV*6024AL*+UI | 986TC66120C24*** | 45000 | 21 |  | 12.5 | 10 |  | 46500 | 43000 | 92.47% | [8 empty] | Residential | 937.5 | No | 3.75
205274211 | Central Heat Pump | BRYANT HEATING AND COOLING SYSTEMS | HRCU-A-CB (Split System: Heat Pump with Remote Outdoor Unit-Air-Source) | 284ANV048*0**A* |  |  | CNPV*6024AL*+UI | 987MB66120C24*** | 45000 | 21 |  | 12.5 | 10 |  | 46500 | 43000 | 92.47% | [8 empty] | Residential | 937.5 | No | 3.75
205966324 | Central Heat Pump | ONE HOUR AIR CONDITIONING AND HEATING | HRCU-A-CB (Split System: Heat Pump with Remote Outdoor Unit-Air-Source) | GVZC200361A* |  |  | CA*F3642*6D*+MBVC1600**-1A*+TXV |  | 34600 | 20 |  | 13.5 | 10 |  | 34800 | 18000 | 51.72% | [8 empty] | Residential | 720 | No | 2.88
205966331 | Central Heat Pump | ONE HOUR AIR CONDITIONING AND HEATING | HRCU-A-CB (Split System: Heat Pump with Remote Outdoor Unit-Air-Source) | GVZC200361A* |  |  | CA*F3743*6D*+TXV | G*VM971205DNB* | 35800 | 20 |  | 13 | 10 |  | 35000 | 18200 | 52% | [8 empty] | Residential | 745 | No | 2.98
205966332 | Central Heat Pump | ONE HOUR AIR CONDITIONING AND HEATING | HRCU-A-CB (Split System: Heat Pump with Remote Outdoor Unit-Air-Source) | GVZC200361A* |  |  | CA*F3743*6D*+MBVC1200**-1A*+TXV |  | 35200 | 20 |  | 13.5 | 10 |  | 35000 | 18200 | 52% | [8 empty] | Residential | 732.5 | No | 2.93
205966334 | Central Heat Pump | ONE HOUR AIR CONDITIONING AND HEATING | HRCU-A-CB (Split System: Heat Pump with Remote Outdoor Unit-Air-Source) | GVZC200361A* |  |  | CA*F3743*6D*+TXV | G*VS800805CUA* | 35400 | 20 |  | 13.5 | 10 |  | 35000 | 18200 | 52% | [8 empty] | Residential | 737.5 | No | 2.95
205966336 | Central Heat Pump | ONE HOUR AIR CONDITIONING AND HEATING | HRCU-A-CB (Split System: Heat Pump with Remote Outdoor Unit-Air-Source) | GVZC200361A* |  |  | CA*F3743*6D*+TXV | G*VS960805CUA* | 35400 | 20 |  | 12.5 | 10 |  | 35000 | 18200 | 52% | [8 empty] | Residential | 737.5 | No | 2.95
205966341 | Central Heat Pump | ONE HOUR AIR CONDITIONING AND HEATING | HRCU-A-CB (Split System: Heat Pump with Remote Outdoor Unit-Air-Source) | GVZC200361A* |  |  | CHPF3642C6C*+MBVC1200**-1A*+TXV |  | 34800 | 20 |  | 13 | 10 |  | 34800 | 18000 | 51.72% | [8 empty] | Residential | 725 | No | 2.9
205966342 | Central Heat Pump | ONE HOUR AIR CONDITIONING AND HEATING | HRCU-A-CB (Split System: Heat Pump with Remote Outdoor Unit-Air-Source) | GVZC200361A* |  |  | CHPF3642C6C*+MBVC1600**-1A*+TXV |  | 35000 | 20 |  | 13.5 | 10 |  | 34800 | 18000 | 51.72% | [8 empty] | Residential | 730 | No | 2.92
205966350 | Central Heat Pump | ONE HOUR AIR CONDITIONING AND HEATING | HRCU-A-CB (Split System: Heat Pump with Remote Outdoor Unit-Air-Source) | GVZC200361A* |  |  | CA*F3743*6D*+TXV | G*VM971005CNB* | 35800 | 20 |  | 12.5 | 10 |  | 35000 | 18200 | 52% | [8 empty] | Residential | 745 | No | 2.98
202547391 | Central Heat Pump | ONE HOUR AIR CONDITIONING AND HEATING | HRCU-A-CB (Split System: Heat Pump with Remote Outdoor Unit-Air-Source) | GSZC180241C* |  |  | AVPTC29B14B* |  | 23000 | 18 |  | 13.5 | 10 |  | 22200 | 14000 | 63.06% | [8 empty] | Residential | 480 | No | 1.92
207826607 | Central Heat Pump | MIDEA | HRCU-A-CB (Split System: Heat Pump with Remote Outdoor Unit-Air-Source) | DLCSRBH18AAK |  |  | DLFSABH18XBK |  | 18000 | 20 |  | 12.5 | 10.8 |  | 19000 | 15400 | 81.05% | 18000 | 17.6 | 11.7 | 9.6 | 19000 | 17000 | 89.47% | 2 | Residential | 375 | Yes | 1.5 | Both
208447923 | Central Heat Pump | MIDEA | HRCU-A-CB (Split System: Heat Pump with Remote Outdoor Unit-Air-Source) | 38MURAQ24AB3 |  |  | 40MUAAQ24XA3 |  | 24000 | 20 |  | 12.5 | 12 |  | 24000 | 19200 | 80% | 24000 | 17.4 | 11.7 | 10 | 24000 | 22600 | 94.17% | 1.91 | Residential | 500 | Yes | 2 | Both
209852103 | Central Heat Pump | MIDEA | HRCU-A-CB (Split System: Heat Pump with Remote Outdoor Unit-Air-Source) | DLCURAH24ABK |  |  | DLFUAAH24XAK |  | 24000 | 20 |  | 12.5 | 12 |  | 24000 | 19200 | 80% | 24000 | 17.4 | 11.7 | 10 | 24000 | 22600 | 94.17% | 1.91 | Residential | 500 | Yes | 2 | Both
207826606 | Central Heat Pump | MIDEA | HRCU-A-CB (Split System: Heat Pump with Remote Outdoor Unit-Air-Source) | DLCSRBH24AAK |  |  | DLFSABH24XBK |  | 23000 | 21 |  | 12.5 | 11.6 |  | 26000 | 16900 | 65% | 23000 | 18.4 | 11.7 | 9.3 | 26000 | 21200 | 81.54% | 1.9 | Residential | 480 | Yes | 1.92 | Both
211126509 | Central Heat Pump | THERMAL ZONE | HRCU-A-CB (Split System: Heat Pump with Remote Outdoor Unit-Air-Source) | TZPLV182PA |  |  | TZHVLE1817JA |  | 18000 | 20 |  | 12.5 | 11 |  | 19000 | 13500 | 71.05% | 18000 | 18 | 12.4 | 9.3 | 19000 | 16500 | 86.84% | 2.04 | Residential | 375 | Yes | 1.5 | Both
211126503 | Central Heat Pump | THERMAL ZONE | HRCU-A-CB (Split System: Heat Pump with Remote Outdoor Unit-Air-Source) | TZPLV242PA |  |  | TZHVLE2417JA |  | 24000 | 20 |  | 12.5 | 12 |  | 24000 | 19200 | 80% | 24000 | 17.4 | 11.7 | 10 | 24000 | 22600 | 94.17% | 1.91 | Residential | 500 | Yes | 2 | Both
205272794 | Central Heat Pump | CARRIER | HRCU-A-CB (Split System: Heat Pump with Remote Outdoor Unit-Air-Source) | 25VNA448A*030* |  |  | CSPH*6012AL*+UI | 59TN6B120C24**22 | 45500 | 21 |  | 12.5 | 10 |  | 46500 | 42500 | 91.4% | [8 empty] | Residential | 947.5 | No | 3.79
205272796 | Central Heat Pump | CARRIER | HRCU-A-CB (Split System: Heat Pump with Remote Outdoor Unit-Air-Source) | 25VNA448A*030* |  |  | CSPH*6012AL*+UI | 59MN7B100C21**22 | 45500 | 20 |  | 12.5 | 10 |  | 46500 | 42500 | 91.4% | [8 empty] | Residential | 947.5 | No | 3.79
205272797 | Central Heat Pump | CARRIER | HRCU-A-CB (Split System: Heat Pump with Remote Outdoor Unit-Air-Source) | 25VNA448A*030* |  |  | CSPH*6012AL*+UI | 59MN7B120C24**22 | 45500 | 20 |  | 12.5 | 10 |  | 46500 | 43000 | 92.47% | [8 empty] | Residential | 947.5 | No | 3.79
205272799 | Central Heat Pump | CARRIER | HRCU-A-CB (Split System: Heat Pump with Remote Outdoor Unit-Air-Source) | 25VNA448A*030* |  |  | CSPH*6012AL*+UI | 59TN6B100C21**22 | 45500 | 20 |  | 12.5 | 10 |  | 42500 | 43000 | 101.2% | [8 empty] | Residential | 947.5 | No | 3.79
205272801 | Central Heat Pump | CARRIER | HRCU-A-CB (Split System: Heat Pump with Remote Outdoor Unit-Air-Source) | 25VNA448A*030* |  |  | CSPH*6012AL*+UI | 58TN*A110C21**20 | 45500 | 21 |  | 12.5 | 10 |  | 46500 | 42500 | 91.4% | [8 empty] | Residential | 947.5 | No | 3.79
205272802 | Central Heat Pump | CARRIER | HRCU-A-CB (Split System: Heat Pump with Remote Outdoor Unit-Air-Source) | 25VNA460A*030* |  |  | FE4ANB006L+UI |  | 58500 | 21 |  | 13 | 11 |  | 59000 | 49500 | 83.9% | [8 empty] | Residential | 1220 | No | 4.88
205272814 | Central Heat Pump | CARRIER | HRCU-A-CB (Split System: Heat Pump with Remote Outdoor Unit-Air-Source) | 25VNA460A*030* |  |  | CAP**6121AL*+UI | 58TN*A110C21**20 | 58000 | 20 |  | 12.5 | 10 |  | 59000 | 50500 | 85.59% | [8 empty] | Residential | 1207.5 | No | 4.83
205272817 | Central Heat Pump | CARRIER | HRCU-A-CB (Split System: Heat Pump with Remote Outdoor Unit-Air-Source) | 25VNA460A*030* |  |  | CAP**6124AL*+UI | 59MN7B100C21**22 | 58000 | 20 |  | 12.5 | 10.5 |  | 59000 | 50500 | 85.59% | [8 empty] | Residential | 1207.5 | No | 4.83
205272820 | Central Heat Pump | CARRIER | HRCU-A-CB (Split System: Heat Pump with Remote Outdoor Unit-Air-Source) | 25VNA460A*030* |  |  | CAP**6124AL*+UI | 59TN6B100C21**22 | 58000 | 20 |  | 12.5 | 11 |  | 59000 | 50000 | 84.75% | [8 empty] | Residential | 1207.5 | No | 4.83
202547393 | Central Heat Pump | ONE HOUR AIR CONDITIONING AND HEATING | HRCU-A-CB (Split System: Heat Pump with Remote Outdoor Unit-Air-Source) | GSZC180361C* |  |  | AVPTC37C14B* |  | 35600 | 18 |  | 13.5 | 10 |  | 35800 | 22600 | 63.13% | [8 empty] | Residential | 742.5 | No | 2.97
202547399 | Central Heat Pump | ONE HOUR AIR CONDITIONING AND HEATING | HRCU-A-CB (Split System: Heat Pump with Remote Outdoor Unit-Air-Source) | GSZC180361C* |  |  | AVPTC37D14B* |  | 35800 | 18 |  | 13.5 | 10 |  | 36000 | 22800 | 63.33% | [8 empty] | Residential | 745 | No | 2.98
201691129 | Central Heat Pump | ONE HOUR AIR CONDITIONING AND HEATING | HRCU-A-CB (Split System: Heat Pump with Remote Outdoor Unit-Air-Source) | GSZC180361C* |  |  | CHPF4860D6D*+MBVC2000**-1A*+TXV |  | 35600 | 18.5 |  | 14 | 10 |  | 36000 | 23200 | 64.44% | [8 empty] | Residential | 742.5 | No | 2.97
201691115 | Central Heat Pump | ONE HOUR AIR CONDITIONING AND HEATING | HRCU-A-CB (Split System: Heat Pump with Remote Outdoor Unit-Air-Source) | GSZC180361C* |  |  | CA*F4961*6D*+MBVC2000**-1A*+TXV |  | 36000 | 19 |  | 14 | 10 |  | 36600 | 23200 | 63.39% | [8 empty] | Residential | 750 | No | 3
205966276 | Central Heat Pump | ONE HOUR AIR CONDITIONING AND HEATING | HRCU-A-CB (Split System: Heat Pump with Remote Outdoor Unit-Air-Source) | GVZC200481A* |  |  | CA*F4961*6D*+MBVC2000**-1A*+TX |  | 46500 | 20 |  | 13 | 10 |  | 45000 | 26600 | 59.11% | [8 empty] | Residential | 970 | No | 3.88
205966386 | Central Heat Pump | ONE HOUR AIR CONDITIONING AND HEATING | HRCU-A-CB (Split System: Heat Pump with Remote Outdoor Unit-Air-Source) | GVZC200481A* |  |  | CA*F4860*6D*+MBVC2000**-1A*+TXV |  | 45000 | 20 |  | 12.5 | 10 |  | 45000 | 26600 | 59.11% | [8 empty] | Residential | 937.5 | No | 3.75
205966398 | Central Heat Pump | ONE HOUR AIR CONDITIONING AND HEATING | HRCU-A-CB (Split System: Heat Pump with Remote Outdoor Unit-Air-Source) | GVZC200481A* |  |  | CSCF4860N6D*+MBVC2000**-1A*+TXV |  | 45000 | 20 |  | 12.5 | 10 |  | 45000 | 26600 | 59.11% | [8 empty] | Residential | 937.5 | No | 3.75
205966404 | Central Heat Pump | ONE HOUR AIR CONDITIONING AND HEATING | HRCU-A-CB (Split System: Heat Pump with Remote Outdoor Unit-Air-Source) | GVZC200481A* |  |  | CA*F4860*6D*+MBVC2001**-1A*+TXV |  | 45000 | 19.5 |  | 12.5 | 10 |  | 45000 | 26600 | 59.11% | [8 empty] | Residential | 937.5 | No | 3.75
205966406 | Central Heat Pump | ONE HOUR AIR CONDITIONING AND HEATING | HRCU-A-CB (Split System: Heat Pump with Remote Outdoor Unit-Air-Source) | GVZC200481A* |  |  | CHPF4860D6D*+MBVC2001**-1A*+TXV |  | 45000 | 20 |  | 12.5 | 10 |  | 45000 | 26600 | 59.11% | [8 empty] | Residential | 937.5 | No | 3.75
205274221 | Central Heat Pump | BRYANT HEATING AND COOLING SYSTEMS | HRCU-A-CB (Split System: Heat Pump with Remote Outdoor Unit-Air-Source) | 284ANV048*0**A* |  |  | CSPH*6012AL*+UI | 88*TA60090C21*** | 45500 | 21 |  | 12.5 | 10 |  | 42500 | 42500 | 100% | [8 empty] | Residential | 947.5 | No | 3.79
205274222 | Central Heat Pump | BRYANT HEATING AND COOLING SYSTEMS | HRCU-A-CB (Split System: Heat Pump with Remote Outdoor Unit-Air-Source) | 284ANV048*0**A* |  |  | CSPH*6012AL*+UI | 88*TA66135C24*** | 45500 | 21 |  | 12.5 | 10 |  | 43500 | 42500 | 97.7% | [8 empty] | Residential | 947.5 | No | 3.79
205274223 | Central Heat Pump | BRYANT HEATING AND COOLING SYSTEMS | HRCU-A-CB (Split System: Heat Pump with Remote Outdoor Unit-Air-Source) | 284ANV048*0**A* |  |  | CSPH*6012AL*+UI | 986TC66120C24*** | 45500 | 21 |  | 12.5 | 10 |  | 46500 | 42500 | 91.4% | [8 empty] | Residential | 947.5 | No | 3.79
205274225 | Central Heat Pump | BRYANT HEATING AND COOLING SYSTEMS | HRCU-A-CB (Split System: Heat Pump with Remote Outdoor Unit-Air-Source) | 284ANV048*0**A* |  |  | CSPH*6012AL*+UI | 987MB66100C21*** | 45500 | 20 |  | 12.5 | 10 |  | 46500 | 42500 | 91.4% | [8 empty] | Residential | 947.5 | No | 3.79
205274226 | Central Heat Pump | BRYANT HEATING AND COOLING SYSTEMS | HRCU-A-CB (Split System: Heat Pump with Remote Outdoor Unit-Air-Source) | 284ANV048*0**A* |  |  | CSPH*6012AL*+UI | 987MB66120C24*** | 45500 | 20 |  | 12.5 | 10 |  | 46500 | 43000 | 92.47% | [8 empty] | Residential | 947.5 | No | 3.79
205274228 | Central Heat Pump | BRYANT HEATING AND COOLING SYSTEMS | HRCU-A-CB (Split System: Heat Pump with Remote Outdoor Unit-Air-Source) | 284ANV048*0**A* |  |  | CSPH*6012AL*+UI | 986TC66100C21*** | 45500 | 20 |  | 12.5 | 10 |  | 42500 | 43000 | 101.2% | [8 empty] | Residential | 947.5 | No | 3.79
205274230 | Central Heat Pump | BRYANT HEATING AND COOLING SYSTEMS | HRCU-A-CB (Split System: Heat Pump with Remote Outdoor Unit-Air-Source) | 284ANV048*0**A* |  |  | CSPH*6012AL*+UI | 88*TA60110C21*** | 45500 | 21 |  | 12.5 | 10 |  | 46500 | 42500 | 91.4% | [8 empty] | Residential | 947.5 | No | 3.79
205274231 | Central Heat Pump | BRYANT HEATING AND COOLING SYSTEMS | HRCU-A-CB (Split System: Heat Pump with Remote Outdoor Unit-Air-Source) | 284ANV060*0**A* |  |  | FE4ANB006L+UI |  | 58500 | 21 |  | 13 | 11 |  | 59000 | 49500 | 83.9% | [8 empty] | Residential | 1220 | No | 4.88
205274243 | Central Heat Pump | BRYANT HEATING AND COOLING SYSTEMS | HRCU-A-CB (Split System: Heat Pump with Remote Outdoor Unit-Air-Source) | 284ANV060*0**A* |  |  | CAP**6121AL*+UI | 88*TA60110C21*** | 58000 | 20 |  | 12.5 | 10 |  | 59000 | 50500 | 85.59% | [8 empty] | Residential | 1207.5 | No | 4.83
205274246 | Central Heat Pump | BRYANT HEATING AND COOLING SYSTEMS | HRCU-A-CB (Split System: Heat Pump with Remote Outdoor Unit-Air-Source) | 284ANV060*0**A* |  |  | CAP**6124AL*+UI | 987MB66100C21*** | 58000 | 20 |  | 12.5 | 10.5 |  | 59000 | 50500 | 85.59% | [8 empty] | Residential | 1207.5 | No | 4.83
205274249 | Central Heat Pump | BRYANT HEATING AND COOLING SYSTEMS | HRCU-A-CB (Split System: Heat Pump with Remote Outdoor Unit-Air-Source) | 284ANV060*0**A* |  |  | CAP**6124AL*+UI | 986TC66100C21*** | 58000 | 20 |  | 12.5 | 11 |  | 59000 | 50000 | 84.75% | [8 empty] | Residential | 1207.5 | No | 4.83
205274250 | Central Heat Pump | BRYANT HEATING AND COOLING SYSTEMS | HRCU-A-CB (Split System: Heat Pump with Remote Outdoor Unit-Air-Source) | 284ANV060*0**A* |  |  | CAP**6124AL*+UI | 88*TA60110C21*** | 58000 | 20 |  | 12.5 | 10.5 |  | 59000 | 50500 | 85.59% | [8 empty] | Residential | 1207.5 | No | 4.83
205274252 | Central Heat Pump | BRYANT HEATING AND COOLING SYSTEMS | HRCU-A-CB (Split System: Heat Pump with Remote Outdoor Unit-Air-Source) | 284ANV060*0**A* |  |  | CNPV*6124AL*+UI | 88*TA60070C21*** | 58000 | 19 |  | 12.5 | 10 |  | 59000 | 51000 | 86.44% | [8 empty] | Residential | 1207.5 | No | 4.83
205274253 | Central Heat Pump | BRYANT HEATING AND COOLING SYSTEMS | HRCU-A-CB (Split System: Heat Pump with Remote Outdoor Unit-Air-Source) | 284ANV060*0**A* |  |  | CNPV*6124AL*+UI | 88*TA60090C21*** | 58000 | 20 |  | 13 | 10 |  | 59000 | 50500 | 85.59% | [8 empty] | Residential | 1207.5 | No | 4.83
205274254 | Central Heat Pump | BRYANT HEATING AND COOLING SYSTEMS | HRCU-A-CB (Split System: Heat Pump with Remote Outdoor Unit-Air-Source) | 284ANV060*0**A* |  |  | CNPV*6124AL*+UI | 88*TA66135C24*** | 58500 | 20 |  | 13 | 10 |  | 59000 | 50000 | 84.75% | [8 empty] | Residential | 1220 | No | 4.88
205274255 | Central Heat Pump | BRYANT HEATING AND COOLING SYSTEMS | HRCU-A-CB (Split System: Heat Pump with Remote Outdoor Unit-Air-Source) | 284ANV060*0**A* |  |  | CNPV*6124AL*+UI | 986TC66120C24*** | 58000 | 20 |  | 12.5 | 10 |  | 59000 | 50500 | 85.59% | [8 empty] | Residential | 1207.5 | No | 4.83
205274256 | Central Heat Pump | BRYANT HEATING AND COOLING SYSTEMS | HRCU-A-CB (Split System: Heat Pump with Remote Outdoor Unit-Air-Source) | 284ANV060*0**A* |  |  | CNPV*6124AL*+UI | 987MB60080C21*** | 58000 | 20 |  | 12.5 | 10 |  | 59000 | 50500 | 85.59% | [8 empty] | Residential | 1207.5 | No | 4.83
205274257 | Central Heat Pump | BRYANT HEATING AND COOLING SYSTEMS | HRCU-A-CB (Split System: Heat Pump with Remote Outdoor Unit-Air-Source) | 284ANV060*0**A* |  |  | CNPV*6124AL*+UI | 987MB66100C21*** | 58000 | 20 |  | 12.5 | 10 |  | 59000 | 50000 | 84.75% | [8 empty] | Residential | 1207.5 | No | 4.83
205966408 | Central Heat Pump | ONE HOUR AIR CONDITIONING AND HEATING | HRCU-A-CB (Split System: Heat Pump with Remote Outdoor Unit-Air-Source) | GVZC200481A* |  |  | CSCF4860N6D*+MBVC2001**-1A*+TXV |  | 45000 | 20 |  | 12.5 | 10 |  | 45000 | 26600 | 59.11% | [8 empty] | Residential | 937.5 | No | 3.75
205966409 | Central Heat Pump | ONE HOUR AIR CONDITIONING AND HEATING | HRCU-A-CB (Split System: Heat Pump with Remote Outdoor Unit-Air-Source) | GVZC200481A* |  |  | CA*F4961*6D*+TXV | G*VM970804CNB* | 46000 | 19.5 |  | 12.5 | 10 |  | 46000 | 27800 | 60.43% | [8 empty] | Residential | 957.5 | No | 3.83
205966411 | Central Heat Pump | ONE HOUR AIR CONDITIONING AND HEATING | HRCU-A-CB (Split System: Heat Pump with Remote Outdoor Unit-Air-Source) | GVZC200481A* |  |  | CA*F4961*6D*+TXV | G*VM971205DNB* | 46000 | 19.5 |  | 12.5 | 10 |  | 46000 | 27800 | 60.43% | [8 empty] | Residential | 957.5 | No | 3.83
205966412 | Central Heat Pump | ONE HOUR AIR CONDITIONING AND HEATING | HRCU-A-CB (Split System: Heat Pump with Remote Outdoor Unit-Air-Source) | GVZC200481A* |  |  | CA*F4961*6D*+MBVC1600**-1A*+TXV |  | 46500 | 20 |  | 12.5 | 10 |  | 45500 | 26800 | 58.9% | [8 empty] | Residential | 970 | No | 3.88
205966414 | Central Heat Pump | ONE HOUR AIR CONDITIONING AND HEATING | HRCU-A-CB (Split System: Heat Pump with Remote Outdoor Unit-Air-Source) | GVZC200481A* |  |  | CA*F4961*6D*+TXV | G*VS800805CUA* | 45500 | 19.5 |  | 12.5 | 10 |  | 45500 | 27200 | 59.78% | [8 empty] | Residential | 947.5 | No | 3.79
205966416 | Central Heat Pump | ONE HOUR AIR CONDITIONING AND HEATING | HRCU-A-CB (Split System: Heat Pump with Remote Outdoor Unit-Air-Source) | GVZC200481A* |  |  | CHPF4860D6D*+MBVC2000**-1A*+TXV |  | 45000 | 20 |  | 12.5 | 10 |  | 45000 | 26600 | 59.11% | [8 empty] | Residential | 937.5 | No | 3.75
201690723 | Central Heat Pump | ONE HOUR AIR CONDITIONING AND HEATING | HRCU-A-CB (Split System: Heat Pump with Remote Outdoor Unit-Air-Source) | GSZC180241C* |  |  | CA*F3137*6A*+MBVC1200**-1A*+TX |  | 23800 | 18 |  | 14 | 10 |  | 23000 | 14800 | 64.35% | [8 empty] | Residential | 495 | No | 1.98
201690730 | Central Heat Pump | ONE HOUR AIR CONDITIONING AND HEATING | HRCU-A-CB (Split System: Heat Pump with Remote Outdoor Unit-Air-Source) | GSZC180361C* |  |  | CA*F3743*6D*+MBVC1600**-1A*+TX |  | 34800 | 18 |  | 14 | 10 |  | 35000 | 22600 | 64.57% | [8 empty] | Residential | 725 | No | 2.9
205966417 | Central Heat Pump | ONE HOUR AIR CONDITIONING AND HEATING | HRCU-A-CB (Split System: Heat Pump with Remote Outdoor Unit-Air-Source) | GVZC200481A* |  |  | CA*F4961*6D*+MBVC1601**-1A*+TXV |  | 46500 | 20 |  | 12.5 | 10 |  | 45500 | 26800 | 58.9% | [8 empty] | Residential | 970 | No | 3.88
205966418 | Central Heat Pump | ONE HOUR AIR CONDITIONING AND HEATING | HRCU-A-CB (Split System: Heat Pump with Remote Outdoor Unit-Air-Source) | GVZC200481A* |  |  | CA*F4961*6D*+MBVC2001**-1A*+TXV |  | 46500 | 20 |  | 13 | 10 |  | 45000 | 26600 | 59.11% | [8 empty] | Residential | 970 | No | 3.88
207208030 | Central Heat Pump | ONE HOUR AIR CONDITIONING AND HEATING | HRCU-A-CB (Split System: Heat Pump with Remote Outdoor Unit-Air-Source) | GVZC200361A* |  |  | CA*F3743*6D*+TXV | G*VC800804C*A* | 35800 | 20 |  | 13.5 | 10 |  | 35000 | 18200 | 52% | [8 empty] | Residential | 745 | No | 2.98
207208031 | Central Heat Pump | ONE HOUR AIR CONDITIONING AND HEATING | HRCU-A-CB (Split System: Heat Pump with Remote Outdoor Unit-Air-Source) | GVZC200361A* |  |  | CHPF3642C6C*+TXV | G*VC800804C*A* | 35400 | 20 |  | 13 | 10 |  | 34800 | 18000 | 51.72% | [8 empty] | Residential | 737.5 | No | 2.95
207208032 | Central Heat Pump | ONE HOUR AIR CONDITIONING AND HEATING | HRCU-A-CB (Split System: Heat Pump with Remote Outdoor Unit-Air-Source) | GVZC200361A* |  |  | CHPF3743C6B*+TXV | G*VC800804C*A* | 35600 | 20 |  | 13.5 | 10 |  | 35000 | 18200 | 52% | [8 empty] | Residential | 742.5 | No | 2.97
207208033 | Central Heat Pump | ONE HOUR AIR CONDITIONING AND HEATING | HRCU-A-CB (Split System: Heat Pump with Remote Outdoor Unit-Air-Source) | GVZC200361A* |  |  | CSCF3642N6D*+TXV | G*VC800804C*A* | 35400 | 20 |  | 13 | 10 |  | 35200 | 18200 | 51.7% | [8 empty] | Residential | 737.5 | No | 2.95
205180270 | Central Heat Pump | ONE HOUR AIR CONDITIONING AND HEATING | HRCU-A-CB (Split System: Heat Pump with Remote Outdoor Unit-Air-Source) | GSZC180241C* |  |  | CA*F3137*6A*+TXV | G*VM970803BNB* | 23600 | 18 |  | 14 | 10 |  | 22600 | 13000 | 57.52% | [8 empty] | Residential | 492.5 | No | 1.97
205180284 | Central Heat Pump | ONE HOUR AIR CONDITIONING AND HEATING | HRCU-A-CB (Split System: Heat Pump with Remote Outdoor Unit-Air-Source) | GSZC180361C* |  |  | CA*F4961*6D*+TXV | G*VM971005CNB* | 35400 | 18 |  | 14 | 10 |  | 36400 | 22800 | 62.64% | [8 empty] | Residential | 737.5 | No | 2.95
205180867 | Central Heat Pump | ONE HOUR AIR CONDITIONING AND HEATING | HRCU-A-CB (Split System: Heat Pump with Remote Outdoor Unit-Air-Source) | GSZC180361C* |  |  | CHPF4860D6D*+TXV | G*VC800805C*A* | 35000 | 18 |  | 13.5 | 10 |  | 36000 | 22600 | 62.78% | [8 empty] | Residential | 730 | No | 2.92
205180871 | Central Heat Pump | ONE HOUR AIR CONDITIONING AND HEATING | HRCU-A-CB (Split System: Heat Pump with Remote Outdoor Unit-Air-Source) | GSZC180361C* |  |  | CHPF4860D6D*+TXV | G*VC800805D*A* | 35000 | 18 |  | 13.5 | 10 |  | 36000 | 22600 | 62.78% | [8 empty] | Residential | 730 | No | 2.92
205272821 | Central Heat Pump | CARRIER | HRCU-A-CB (Split System: Heat Pump with Remote Outdoor Unit-Air-Source) | 25VNA460A*030* |  |  | CAP**6124AL*+UI | 58TN*A110C21**20 | 58000 | 20 |  | 12.5 | 10.5 |  | 59000 | 50500 | 85.59% | [8 empty] | Residential | 1207.5 | No | 4.83
205272823 | Central Heat Pump | CARRIER | HRCU-A-CB (Split System: Heat Pump with Remote Outdoor Unit-Air-Source) | 25VNA460A*030* |  |  | CNPV*6124AL*+UI | 58TN*A070C21**20 | 58000 | 19 |  | 12.5 | 10 |  | 59000 | 51000 | 86.44% | [8 empty] | Residential | 1207.5 | No | 4.83
205272824 | Central Heat Pump | CARRIER | HRCU-A-CB (Split System: Heat Pump with Remote Outdoor Unit-Air-Source) | 25VNA460A*030* |  |  | CNPV*6124AL*+UI | 58TN*A090C21**20 | 58000 | 20 |  | 13 | 10 |  | 59000 | 50500 | 85.59% | [8 empty] | Residential | 1207.5 | No | 4.83
205272825 | Central Heat Pump | CARRIER | HRCU-A-CB (Split System: Heat Pump with Remote Outdoor Unit-Air-Source) | 25VNA460A*030* |  |  | CNPV*6124AL*+UI | 58TN*A135C24**22 | 58500 | 20 |  | 13 | 10 |  | 59000 | 50000 | 84.75% | [8 empty] | Residential | 1220 | No | 4.88
205272826 | Central Heat Pump | CARRIER | HRCU-A-CB (Split System: Heat Pump with Remote Outdoor Unit-Air-Source) | 25VNA460A*030* |  |  | CNPV*6124AL*+UI | 59TN6B120C24**22 | 58000 | 20 |  | 12.5 | 10 |  | 59000 | 50500 | 85.59% | [8 empty] | Residential | 1207.5 | No | 4.83
205272827 | Central Heat Pump | CARRIER | HRCU-A-CB (Split System: Heat Pump with Remote Outdoor Unit-Air-Source) | 25VNA460A*030* |  |  | CNPV*6124AL*+UI | 59MN7B080C21**20 | 58000 | 20 |  | 12.5 | 10 |  | 59000 | 50500 | 85.59% | [8 empty] | Residential | 1207.5 | No | 4.83
205272828 | Central Heat Pump | CARRIER | HRCU-A-CB (Split System: Heat Pump with Remote Outdoor Unit-Air-Source) | 25VNA460A*030* |  |  | CNPV*6124AL*+UI | 59MN7B100C21**22 | 58000 | 20 |  | 12.5 | 10 |  | 59000 | 50000 | 84.75% | [8 empty] | Residential | 1207.5 | No | 4.83
205272829 | Central Heat Pump | CARRIER | HRCU-A-CB (Split System: Heat Pump with Remote Outdoor Unit-Air-Source) | 25VNA460A*030* |  |  | CNPV*6124AL*+UI | 59MN7B120C24**22 | 58000 | 20 |  | 12.5 | 10 |  | 59000 | 50500 | 85.59% | [8 empty] | Residential | 1207.5 | No | 4.83
205272830 | Central Heat Pump | CARRIER | HRCU-A-CB (Split System: Heat Pump with Remote Outdoor Unit-Air-Source) | 25VNA460A*030* |  |  | CNPV*6124AL*+UI | 59TN6B080C21**20 | 58000 | 20 |  | 12.5 | 10 |  | 59000 | 50500 | 85.59% | [8 empty] | Residential | 1207.5 | No | 4.83
205272831 | Central Heat Pump | CARRIER | HRCU-A-CB (Split System: Heat Pump with Remote Outdoor Unit-Air-Source) | 25VNA460A*030* |  |  | CNPV*6124AL*+UI | 59TN6B100C21**22 | 58000 | 20 |  | 12.5 | 10 |  | 59000 | 50000 | 84.75% | [8 empty] | Residential | 1207.5 | No | 4.83
205272832 | Central Heat Pump | CARRIER | HRCU-A-CB (Split System: Heat Pump with Remote Outdoor Unit-Air-Source) | 25VNA460A*030* |  |  | CNPV*6124AL*+UI | 58TN*A110C21**20 | 58000 | 20 |  | 12.5 | 10 |  | 59000 | 50000 | 84.75% | [8 empty] | Residential | 1207.5 | No | 4.83
209860924 | Central Heat Pump | CARRIER | HRCU-A-CB (Split System: Heat Pump with Remote Outdoor Unit-Air-Source) | 25VNA424A*031* |  |  | CAP**3017AL*+UI | 59MN7B060C17**14 | 23400 | 21 |  | 13.5 | 10 |  | 26400 | 24600 | 93.18% | [8 empty] | Residential | 487.5 | No | 1.95
206330275 | Central Heat Pump | CARRIER | HRCU-A-CB (Split System: Heat Pump with Remote Outdoor Unit-Air-Source) | 25VNA448A*030* |  |  | CAP**6024AL*+UI | 59TN6B100C21**22 | 45000 | 20 |  | 12.5 | 11 |  | 45500 | 42500 | 93.41% | [8 empty] | Residential | 937.5 | No | 3.75
205272715 | Central Heat Pump | CARRIER | HRCU-A-CB (Split System: Heat Pump with Remote Outdoor Unit-Air-Source) | 25VNA436A*030* |  |  | CSPH*4212AL*+UI | 59MN7B100C21**22 | 34000 | 20 |  | 12.5 | 10.5 |  | 35400 | 33400 | 94.35% | [8 empty] | Residential | 707.5 | No | 2.83
205272716 | Central Heat Pump | CARRIER | HRCU-A-CB (Split System: Heat Pump with Remote Outdoor Unit-Air-Source) | 25VNA436A*030* |  |  | CSPH*4212AL*+UI | 59MN7B120C24**22 | 34000 | 20 |  | 12.5 | 10.5 |  | 35600 | 33600 | 94.38% | [8 empty] | Residential | 707.5 | No | 2.83
205272717 | Central Heat Pump | CARRIER | HRCU-A-CB (Split System: Heat Pump with Remote Outdoor Unit-Air-Source) | 25VNA436A*030* |  |  | CSPH*4212AL*+UI | 59TN6B080C21**20 | 34000 | 20 |  | 12.5 | 10.5 |  | 35600 | 33600 | 94.38% | [8 empty] | Residential | 707.5 | No | 2.83
205272718 | Central Heat Pump | CARRIER | HRCU-A-CB (Split System: Heat Pump with Remote Outdoor Unit-Air-Source) | 25VNA436A*030* |  |  | CSPH*4212AL*+UI | 59TN6B100C21**22 | 34000 | 20 |  | 12.5 | 10.5 |  | 35400 | 33400 | 94.35% | [8 empty] | Residential | 707.5 | No | 2.83
205272720 | Central Heat Pump | CARRIER | HRCU-A-CB (Split System: Heat Pump with Remote Outdoor Unit-Air-Source) | 25VNA436A*030* |  |  | CSPH*4212AL*+UI | 58TN*A090C17**16 | 34000 | 20.5 |  | 12.5 | 10.5 |  | 35600 | 33600 | 94.38% | [8 empty] | Residential | 707.5 | No | 2.83
205274258 | Central Heat Pump | BRYANT HEATING AND COOLING SYSTEMS | HRCU-A-CB (Split System: Heat Pump with Remote Outdoor Unit-Air-Source) | 284ANV060*0**A* |  |  | CNPV*6124AL*+UI | 987MB66120C24*** | 58000 | 20 |  | 12.5 | 10 |  | 59000 | 50500 | 85.59% | [8 empty] | Residential | 1207.5 | No | 4.83
205274259 | Central Heat Pump | BRYANT HEATING AND COOLING SYSTEMS | HRCU-A-CB (Split System: Heat Pump with Remote Outdoor Unit-Air-Source) | 284ANV060*0**A* |  |  | CNPV*6124AL*+UI | 986TC60080C21*** | 58000 | 20 |  | 12.5 | 10 |  | 59000 | 50500 | 85.59% | [8 empty] | Residential | 1207.5 | No | 4.83
205274260 | Central Heat Pump | BRYANT HEATING AND COOLING SYSTEMS | HRCU-A-CB (Split System: Heat Pump with Remote Outdoor Unit-Air-Source) | 284ANV060*0**A* |  |  | CNPV*6124AL*+UI | 986TC66100C21*** | 58000 | 20 |  | 12.5 | 10 |  | 59000 | 50000 | 84.75% | [8 empty] | Residential | 1207.5 | No | 4.83
205274261 | Central Heat Pump | BRYANT HEATING AND COOLING SYSTEMS | HRCU-A-CB (Split System: Heat Pump with Remote Outdoor Unit-Air-Source) | 284ANV060*0**A* |  |  | CNPV*6124AL*+UI | 88*TA60110C21*** | 58000 | 20 |  | 12.5 | 10 |  | 59000 | 50000 | 84.75% | [8 empty] | Residential | 1207.5 | No | 4.83
205652571 | Central Heat Pump | BRYANT HEATING AND COOLING SYSTEMS | HRCU-A-CB (Split System: Heat Pump with Remote Outdoor Unit-Air-Source) | 284ANV048*0**A* |  |  | CAP**4821AL*+UI | 83*CA60080C21*** | 44500 | 20 |  | 12.5 | 11 |  | 46500 | 43000 | 92.47% | [8 empty] | Residential | 927.5 | No | 3.71
205652575 | Central Heat Pump | BRYANT HEATING AND COOLING SYSTEMS | HRCU-A-CB (Split System: Heat Pump with Remote Outdoor Unit-Air-Source) | 284ANV048*0**A* |  |  | CAP**4824AL*+UI | 83*CA60080C21*** | 44500 | 20 |  | 12.5 | 11 |  | 46500 | 42500 | 91.4% | [8 empty] | Residential | 927.5 | No | 3.71
205652579 | Central Heat Pump | BRYANT HEATING AND COOLING SYSTEMS | HRCU-A-CB (Split System: Heat Pump with Remote Outdoor Unit-Air-Source) | 284ANV048*0**A* |  |  | CAP**6024AL*+UI | 83*CA60080C21*** | 45500 | 21 |  | 12.5 | 11 |  | 46000 | 42500 | 92.39% | [8 empty] | Residential | 947.5 | No | 3.79
205652581 | Central Heat Pump | BRYANT HEATING AND COOLING SYSTEMS | HRCU-A-CB (Split System: Heat Pump with Remote Outdoor Unit-Air-Source) | 284ANV048*0**A* |  |  | CAP**6024AL*+UI | 83*CA60100C21*** | 45000 | 21 |  | 12.5 | 11 |  | 46500 | 43000 | 92.47% | [8 empty] | Residential | 937.5 | No | 3.75
205652583 | Central Heat Pump | BRYANT HEATING AND COOLING SYSTEMS | HRCU-A-CB (Split System: Heat Pump with Remote Outdoor Unit-Air-Source) | 284ANV048*0**A* |  |  | CAP**6121AL*+UI | 83*CA60080C21*** | 46000 | 21 |  | 12.5 | 11 |  | 46500 | 43000 | 92.47% | [8 empty] | Residential | 957.5 | No | 3.83
205652585 | Central Heat Pump | BRYANT HEATING AND COOLING SYSTEMS | HRCU-A-CB (Split System: Heat Pump with Remote Outdoor Unit-Air-Source) | 284ANV048*0**A* |  |  | CAP**6121AL*+UI | 83*CA60100C21*** | 46000 | 21 |  | 12.5 | 11 |  | 46500 | 43000 | 92.47% | [8 empty] | Residential | 957.5 | No | 3.83
205652587 | Central Heat Pump | BRYANT HEATING AND COOLING SYSTEMS | HRCU-A-CB (Split System: Heat Pump with Remote Outdoor Unit-Air-Source) | 284ANV048*0**A* |  |  | CAP**6124AL*+UI | 83*CA60080C21*** | 46000 | 21 |  | 12.5 | 11 |  | 46500 | 42500 | 91.4% | [8 empty] | Residential | 957.5 | No | 3.83
205652589 | Central Heat Pump | BRYANT HEATING AND COOLING SYSTEMS | HRCU-A-CB (Split System: Heat Pump with Remote Outdoor Unit-Air-Source) | 284ANV048*0**A* |  |  | CAP**6124AL*+UI | 83*CA60100C21*** | 46000 | 21 |  | 12.5 | 11 |  | 46500 | 43000 | 92.47% | [8 empty] | Residential | 957.5 | No | 3.83
205652601 | Central Heat Pump | BRYANT HEATING AND COOLING SYSTEMS | HRCU-A-CB (Split System: Heat Pump with Remote Outdoor Unit-Air-Source) | 284ANV048*0**A* |  |  | CNPV*6024AL*+UI | 83*CA60080C21*** | 45000 | 20 |  | 13 | 10.5 |  | 46500 | 42500 | 91.4% | [8 empty] | Residential | 937.5 | No | 3.75
205652603 | Central Heat Pump | BRYANT HEATING AND COOLING SYSTEMS | HRCU-A-CB (Split System: Heat Pump with Remote Outdoor Unit-Air-Source) | 284ANV048*0**A* |  |  | CNPV*6024AL*+UI | 83*CA60100C21*** | 45000 | 20 |  | 12.5 | 10.5 |  | 47000 | 43000 | 91.49% | [8 empty] | Residential | 937.5 | No | 3.75
205652613 | Central Heat Pump | BRYANT HEATING AND COOLING SYSTEMS | HRCU-A-CB (Split System: Heat Pump with Remote Outdoor Unit-Air-Source) | 284ANV048*0**A* |  |  | CSPH*6012AL*+UI | 83*CA60080C21*** | 45500 | 20 |  | 12.5 | 11 |  | 42500 | 42500 | 100% | [8 empty] | Residential | 947.5 | No | 3.79
205961428 | Central Heat Pump | BRYANT HEATING AND COOLING SYSTEMS | HRCU-A-CB (Split System: Heat Pump with Remote Outdoor Unit-Air-Source) | 284ANV048*0**A* |  |  | CNPV*6024AL*+UI | 986TC60080C21*** | 45000 | 21 |  | 12.5 | 10.5 |  | 46000 | 43000 | 93.48% | [8 empty] | Residential | 937.5 | No | 3.75
205976982 | Central Heat Pump | BRYANT HEATING AND COOLING SYSTEMS | HRCU-A-CB (Split System: Heat Pump with Remote Outdoor Unit-Air-Source) | 284ANV048*0**A* |  |  | CNPV*6024AL*+UI | 986TC66100C21*** | 45000 | 20 |  | 12.5 | 10.5 |  | 46000 | 43000 | 93.48% | [8 empty] | Residential | 937.5 | No | 3.75
206132477 | Central Heat Pump | BRYANT HEATING AND COOLING SYSTEMS | HRCU-A-CB (Split System: Heat Pump with Remote Outdoor Unit-Air-Source) | 284ANV024*0**A* |  |  | CAP**3617AL*+UI | 83*CA36040C17*** | 23600 | 22 |  | 13.5 | 12 |  | 23600 | 24200 | 102.5% | [8 empty] | Residential | 492.5 | No | 1.97
205962488 | Central Heat Pump | AMERICAN STANDARD | HRCU-A-CB (Split System: Heat Pump with Remote Outdoor Unit-Air-Source) | 4A6L9024A1 |  |  | 4PX*BD30BS3 | P0V0A000M30SB+RP | 22000 | 18 |  | 12.5 | 10 |  | 19900 | 13100 | 65.83% | [8 empty] | Residential | 457.5 | No | 1.83
205962489 | Central Heat Pump | AMERICAN STANDARD | HRCU-A-CB (Split System: Heat Pump with Remote Outdoor Unit-Air-Source) | 4A6L9024A1 |  |  | 4PX*BD48BS3 | P0V0A000M30SB+RP | 22600 | 18.5 |  | 13 | 10 |  | 19100 | 12700 | 66.49% | [8 empty] | Residential | 470 | No | 1.88
205962490 | Central Heat Pump | AMERICAN STANDARD | HRCU-A-CB (Split System: Heat Pump with Remote Outdoor Unit-Air-Source) | 4A6L9024A1 |  |  | 4PX*BU30BS3 | P0V0A000M30SB+RP | 22200 | 18 |  | 12.5 | 10 |  | 19700 | 13000 | 65.99% | [8 empty] | Residential | 462.5 | No | 1.85
205962492 | Central Heat Pump | AMERICAN STANDARD | HRCU-A-CB (Split System: Heat Pump with Remote Outdoor Unit-Air-Source) | 4A6L9024A1 |  |  | 4TXCB003DS3 | P0V0A000M30SB+RP | 22200 | 18 |  | 12.5 | 10 |  | 19700 | 13000 | 65.99% | [8 empty] | Residential | 462.5 | No | 1.85
205962512 | Central Heat Pump | AMERICAN STANDARD | HRCU-A-CB (Split System: Heat Pump with Remote Outdoor Unit-Air-Source) | 4A6L9048A1 |  |  | 4PX*CD42BS3 | P0V0C000M50SB+RP | 48000 | 18.5 |  | 12.5 | 10 |  | 41500 | 30800 | 74.22% | [8 empty] | Residential | 1000 | No | 4
205962515 | Central Heat Pump | AMERICAN STANDARD | HRCU-A-CB (Split System: Heat Pump with Remote Outdoor Unit-Air-Source) | 4A6L9048A1 |  |  | 4PX*CD60BS3 | P0V0C000M50SB+RP | 49500 | 19.5 |  | 12.5 | 10.5 |  | 42500 | 31000 | 72.94% | [8 empty] | Residential | 1032.5 | No | 4.13
205962516 | Central Heat Pump | AMERICAN STANDARD | HRCU-A-CB (Split System: Heat Pump with Remote Outdoor Unit-Air-Source) | 4A6L9048A1 |  |  | 4PX*CD60BS3+HORIZ-RT | P0V0C000M50SB+RP | 49500 | 19.5 |  | 12.5 | 10.5 |  | 42500 | 31000 | 72.94% | [8 empty] | Residential | 1032.5 | No | 4.13
205962518 | Central Heat Pump | AMERICAN STANDARD | HRCU-A-CB (Split System: Heat Pump with Remote Outdoor Unit-Air-Source) | 4A6L9048A1 |  |  | 4PX*CU48BS3 | P0V0C000M50SB+RP | 48000 | 19 |  | 12.5 | 10 |  | 43000 | 31400 | 73.02% | [8 empty] | Residential | 1000 | No | 4
205962519 | Central Heat Pump | AMERICAN STANDARD | HRCU-A-CB (Split System: Heat Pump with Remote Outdoor Unit-Air-Source) | 4A6L9048A1 |  |  | 4PX*CU60BS3 | P0V0C000M50SB+RP | 49000 | 19.5 |  | 12.5 | 11 |  | 42500 | 31000 | 72.94% | [8 empty] | Residential | 1020 | No | 4.08
205180941 | Central Heat Pump | ONE HOUR AIR CONDITIONING AND HEATING | HRCU-A-CB (Split System: Heat Pump with Remote Outdoor Unit-Air-Source) | GSZC180241C* |  |  | CA*F3137*6A*+TXV | G*VC800603B*A* | 23800 | 18.5 |  | 14 | 10 |  | 22800 | 13000 | 57.02% | [8 empty] | Residential | 495 | No | 1.98
205181033 | Central Heat Pump | ONE HOUR AIR CONDITIONING AND HEATING | HRCU-A-CB (Split System: Heat Pump with Remote Outdoor Unit-Air-Source) | GSZC180361C* |  |  | CA*F3743*6D*+TXV | G*VC801005C*A* | 35000 | 18 |  | 13.5 | 10 |  | 36000 | 22600 | 62.78% | [8 empty] | Residential | 730 | No | 2.92
205181035 | Central Heat Pump | ONE HOUR AIR CONDITIONING AND HEATING | HRCU-A-CB (Split System: Heat Pump with Remote Outdoor Unit-Air-Source) | GSZC180361C* |  |  | CA*F4961*6D*+TXV | G*VC801005C*A* | 35600 | 18 |  | 14 | 10 |  | 36000 | 23000 | 63.89% | [8 empty] | Residential | 742.5 | No | 2.97
205181045 | Central Heat Pump | ONE HOUR AIR CONDITIONING AND HEATING | HRCU-A-CB (Split System: Heat Pump with Remote Outdoor Unit-Air-Source) | GSZC180361C* |  |  | CA*F4961*6D*+TXV | G*VC800805D*A* | 35000 | 18 |  | 13.5 | 10 |  | 36000 | 22600 | 62.78% | [8 empty] | Residential | 730 | No | 2.92
205181051 | Central Heat Pump | ONE HOUR AIR CONDITIONING AND HEATING | HRCU-A-CB (Split System: Heat Pump with Remote Outdoor Unit-Air-Source) | GSZC180361C* |  |  | CA*F4961*6D*+TXV | G*VC800805C*A* | 35600 | 18 |  | 14 | 10 |  | 36600 | 23000 | 62.84% | [8 empty] | Residential | 742.5 | No | 2.97
205181059 | Central Heat Pump | ONE HOUR AIR CONDITIONING AND HEATING | HRCU-A-CB (Split System: Heat Pump with Remote Outdoor Unit-Air-Source) | GSZC180361C* |  |  | CA*F4961*6D*+TXV | G*VC800804C*A* | 35000 | 18 |  | 13.5 | 10 |  | 36000 | 23000 | 63.89% | [8 empty] | Residential | 730 | No | 2.92
205417224 | Central Heat Pump | ONE HOUR AIR CONDITIONING AND HEATING | HRCU-A-CB (Split System: Heat Pump with Remote Outdoor Unit-Air-Source) | GSZC180241C* |  |  | CA*F3137*6A*+MBVC1201**-1A*+TXV |  | 23800 | 18 |  | 14 | 10 |  | 23000 | 14600 | 63.48% | [8 empty] | Residential | 495 | No | 1.98
205417231 | Central Heat Pump | ONE HOUR AIR CONDITIONING AND HEATING | HRCU-A-CB (Split System: Heat Pump with Remote Outdoor Unit-Air-Source) | GSZC180361C* |  |  | CA*F3743*6D*+MBVC1601**-1A*+TXV |  | 34800 | 18 |  | 14 | 10 |  | 35000 | 22600 | 64.57% | [8 empty] | Residential | 725 | No | 2.9
205417232 | Central Heat Pump | ONE HOUR AIR CONDITIONING AND HEATING | HRCU-A-CB (Split System: Heat Pump with Remote Outdoor Unit-Air-Source) | GSZC180361C* |  |  | CA*F4961*6D*+MBVC1601**-1A*+TXV |  | 36000 | 18.5 |  | 14 | 10 |  | 36400 | 23000 | 63.19% | [8 empty] | Residential | 750 | No | 3
205417235 | Central Heat Pump | ONE HOUR AIR CONDITIONING AND HEATING | HRCU-A-CB (Split System: Heat Pump with Remote Outdoor Unit-Air-Source) | GSZC180361C* |  |  | CA*F4961*6D*+MBVC2001**-1A*+TXV |  | 36000 | 19 |  | 14 | 10 |  | 36600 | 23000 | 62.84% | [8 empty] | Residential | 750 | No | 3
205417236 | Central Heat Pump | ONE HOUR AIR CONDITIONING AND HEATING | HRCU-A-CB (Split System: Heat Pump with Remote Outdoor Unit-Air-Source) | GSZC180361C* |  |  | CHPF4860D6D*+MBVC2001**-1A*+TXV |  | 35600 | 18.5 |  | 14 | 10 |  | 36000 | 23000 | 63.89% | [8 empty] | Residential | 742.5 | No | 2.97
205645622 | Central Heat Pump | ONE HOUR AIR CONDITIONING AND HEATING | HRCU-A-CB (Split System: Heat Pump with Remote Outdoor Unit-Air-Source) | GSZC180361C* |  |  | CA*F4961*6D*+TXV | G*VS800805CUA* | 35600 | 18 |  | 14 | 10 |  | 36000 | 23000 | 63.89% | [8 empty] | Residential | 742.5 | No | 2.97
205645624 | Central Heat Pump | ONE HOUR AIR CONDITIONING AND HEATING | HRCU-A-CB (Split System: Heat Pump with Remote Outdoor Unit-Air-Source) | GSZC180361C* |  |  | CHPF4860D6D*+TXV | G*VS800805CUA* | 35000 | 18 |  | 13.5 | 10 |  | 36000 | 22600 | 62.78% | [8 empty] | Residential | 730 | No | 2.92
205645629 | Central Heat Pump | ONE HOUR AIR CONDITIONING AND HEATING | HRCU-A-CB (Split System: Heat Pump with Remote Outdoor Unit-Air-Source) | GSZC180361C* |  |  | CA*F4961*6D*+TXV | G*VS960805CUA* | 35400 | 18 |  | 14 | 10 |  | 36000 | 22800 | 63.33% | [8 empty] | Residential | 737.5 | No | 2.95
201895079 | Central Heat Pump | ONE HOUR AIR CONDITIONING AND HEATING | HRCU-A-CB (Split System: Heat Pump with Remote Outdoor Unit-Air-Source) | GSZC180241C* |  |  | CA*F3137*6A*+TXV | G*VC960803BNB* | 23600 | 18 |  | 14 | 10 |  | 22600 | 13000 | 57.52% | [8 empty] | Residential | 492.5 | No | 1.97
201895117 | Central Heat Pump | ONE HOUR AIR CONDITIONING AND HEATING | HRCU-A-CB (Split System: Heat Pump with Remote Outdoor Unit-Air-Source) | GSZC180361C* |  |  | CA*F4961*6D*+TXV | G*VC961005CNB* | 35400 | 18 |  | 14 | 10 |  | 36400 | 22800 | 62.64% | [8 empty] | Residential | 737.5 | No | 2.95
201691094 | Central Heat Pump | ONE HOUR AIR CONDITIONING AND HEATING | HRCU-A-CB (Split System: Heat Pump with Remote Outdoor Unit-Air-Source) | GSZC180361C* |  |  | CA*F4961*6D*+MBVC1600**-1A*+TXV |  | 36000 | 18.5 |  | 14 | 10 |  | 36400 | 23000 | 63.19% | [8 empty] | Residential | 750 | No | 3
201691095 | Central Heat Pump | ENERGI AIR | HRCU-A-CB (Split System: Heat Pump with Remote Outdoor Unit-Air-Source) | GSZC180361C* |  |  | CA*F4961*6D*+MBVC1600**-1A*+TXV |  | 36000 | 18.5 |  | 14 | 10 |  | 36400 | 23000 | 63.19% | [8 empty] | Residential | 750 | No | 3
206790142 | Central Heat Pump | BRYANT HEATING AND COOLING SYSTEMS | HRCU-A-CB (Split System: Heat Pump with Remote Outdoor Unit-Air-Source) | 284ANV024*0**B* |  |  | CAP**3621AL*+UI | 88*TA60090C21*** | 23400 | 22 |  | 14 | 11 |  | 24000 | 24200 | 100.8% | [8 empty] | Residential | 487.5 | No | 1.95
206790147 | Central Heat Pump | BRYANT HEATING AND COOLING SYSTEMS | HRCU-A-CB (Split System: Heat Pump with Remote Outdoor Unit-Air-Source) | 284ANV024*0**B* |  |  | CAP**4221AL*+UI | 88*TA60070C21*** | 23400 | 21 |  | 14 | 11 |  | 24000 | 24200 | 100.8% | [8 empty] | Residential | 487.5 | No | 1.95
206790148 | Central Heat Pump | BRYANT HEATING AND COOLING SYSTEMS | HRCU-A-CB (Split System: Heat Pump with Remote Outdoor Unit-Air-Source) | 284ANV024*0**B* |  |  | CAP**4221AL*+UI | 88*TA60090C21*** | 23400 | 22 |  | 14 | 11 |  | 24000 | 24200 | 100.8% | [8 empty] | Residential | 487.5 | No | 1.95
206790151 | Central Heat Pump | BRYANT HEATING AND COOLING SYSTEMS | HRCU-A-CB (Split System: Heat Pump with Remote Outdoor Unit-Air-Source) | 284ANV024*0**B* |  |  | CAP**4224AL*+UI | 88*TA60070C21*** | 23400 | 21 |  | 14 | 11 |  | 24000 | 24200 | 100.8% | [8 empty] | Residential | 487.5 | No | 1.95
206790152 | Central Heat Pump | BRYANT HEATING AND COOLING SYSTEMS | HRCU-A-CB (Split System: Heat Pump with Remote Outdoor Unit-Air-Source) | 284ANV024*0**B* |  |  | CAP**4224AL*+UI | 88*TA60090C21*** | 23400 | 22 |  | 14 | 11 |  | 24000 | 24200 | 100.8% | [8 empty] | Residential | 487.5 | No | 1.95
206790153 | Central Heat Pump | BRYANT HEATING AND COOLING SYSTEMS | HRCU-A-CB (Split System: Heat Pump with Remote Outdoor Unit-Air-Source) | 284ANV024*0**B* |  |  | CAP**4224AL*+UI | 88*TA66135C24*** | 23400 | 22 |  | 14 | 11 |  | 24000 | 24200 | 100.8% | [8 empty] | Residential | 487.5 | No | 1.95
206790154 | Central Heat Pump | BRYANT HEATING AND COOLING SYSTEMS | HRCU-A-CB (Split System: Heat Pump with Remote Outdoor Unit-Air-Source) | 284ANV024*0**B* |  |  | CAP**4224AL*+UI | 986TC66120C24*** | 23400 | 22 |  | 14 | 11 |  | 24000 | 24200 | 100.8% | [8 empty] | Residential | 487.5 | No | 1.95
206790155 | Central Heat Pump | BRYANT HEATING AND COOLING SYSTEMS | HRCU-A-CB (Split System: Heat Pump with Remote Outdoor Unit-Air-Source) | 284ANV024*0**B* |  |  | CAP**4821AL*+UI | 88*TA36045C17*** | 23400 | 21 |  | 14 | 11 |  | 24000 | 24200 | 100.8% | [8 empty] | Residential | 487.5 | No | 1.95
206790156 | Central Heat Pump | BRYANT HEATING AND COOLING SYSTEMS | HRCU-A-CB (Split System: Heat Pump with Remote Outdoor Unit-Air-Source) | 284ANV024*0**B* |  |  | CAP**4821AL*+UI | 88*TA48070C17*** | 23400 | 22 |  | 14 | 11 |  | 24000 | 24000 | 100% | [8 empty] | Residential | 487.5 | No | 1.95
206790157 | Central Heat Pump | BRYANT HEATING AND COOLING SYSTEMS | HRCU-A-CB (Split System: Heat Pump with Remote Outdoor Unit-Air-Source) | 284ANV024*0**B* |  |  | CAP**4821AL*+UI | 88*TA60070C21*** | 23400 | 22 |  | 14 | 11 |  | 24000 | 24000 | 100% | [8 empty] | Residential | 487.5 | No | 1.95
206790158 | Central Heat Pump | BRYANT HEATING AND COOLING SYSTEMS | HRCU-A-CB (Split System: Heat Pump with Remote Outdoor Unit-Air-Source) | 284ANV024*0**B* |  |  | CAP**4821AL*+UI | 88*TA60090C21*** | 23400 | 22 |  | 14 | 11 |  | 24000 | 24000 | 100% | [8 empty] | Residential | 487.5 | No | 1.95
206790159 | Central Heat Pump | BRYANT HEATING AND COOLING SYSTEMS | HRCU-A-CB (Split System: Heat Pump with Remote Outdoor Unit-Air-Source) | 284ANV024*0**B* |  |  | CAP**4821AL*+UI | 986TC42060C17*** | 23400 | 21 |  | 14 | 11 |  | 24000 | 24200 | 100.8% | [8 empty] | Residential | 487.5 | No | 1.95
206132479 | Central Heat Pump | BRYANT HEATING AND COOLING SYSTEMS | HRCU-A-CB (Split System: Heat Pump with Remote Outdoor Unit-Air-Source) | 284ANV024*0**A* |  |  | CAP**3617AL*+UI | 83*CA48060C17*** | 23600 | 22 |  | 13.5 | 12 |  | 23600 | 24200 | 102.5% | [8 empty] | Residential | 492.5 | No | 1.97
206132481 | Central Heat Pump | BRYANT HEATING AND COOLING SYSTEMS | HRCU-A-CB (Split System: Heat Pump with Remote Outdoor Unit-Air-Source) | 284ANV024*0**A* |  |  | CAP**3621AL*+UI | 83*CA36040C17*** | 23600 | 22 |  | 14 | 12 |  | 23600 | 24200 | 102.5% | [8 empty] | Residential | 492.5 | No | 1.97
206132483 | Central Heat Pump | BRYANT HEATING AND COOLING SYSTEMS | HRCU-A-CB (Split System: Heat Pump with Remote Outdoor Unit-Air-Source) | 284ANV024*0**A* |  |  | CAP**3621AL*+UI | 83*CA48060C17*** | 23600 | 22 |  | 14 | 12 |  | 23600 | 24200 | 102.5% | [8 empty] | Residential | 492.5 | No | 1.97
206132485 | Central Heat Pump | BRYANT HEATING AND COOLING SYSTEMS | HRCU-A-CB (Split System: Heat Pump with Remote Outdoor Unit-Air-Source) | 284ANV024*0**A* |  |  | CAP**3621AL*+UI | 83*CA60080C21*** | 23800 | 22 |  | 14 | 12 |  | 23600 | 24200 | 102.5% | [8 empty] | Residential | 495 | No | 1.98
206132487 | Central Heat Pump | BRYANT HEATING AND COOLING SYSTEMS | HRCU-A-CB (Split System: Heat Pump with Remote Outdoor Unit-Air-Source) | 284ANV024*0**A* |  |  | CAP**3621AL*+UI | 83*CA60100C21*** | 23600 | 22 |  | 14 | 12 |  | 23600 | 24200 | 102.5% | [8 empty] | Residential | 492.5 | No | 1.97
206132489 | Central Heat Pump | BRYANT HEATING AND COOLING SYSTEMS | HRCU-A-CB (Split System: Heat Pump with Remote Outdoor Unit-Air-Source) | 284ANV024*0**A* |  |  | CNPV*3617AL*+UI | 83*CA36040C17*** | 23600 | 22 |  | 14 | 11.5 |  | 23600 | 24400 | 103.4% | [8 empty] | Residential | 492.5 | No | 1.97
205272721 | Central Heat Pump | CARRIER | HRCU-A-CB (Split System: Heat Pump with Remote Outdoor Unit-Air-Source) | 25VNA436A*030* |  |  | CSPH*4212AL*+UI | 58TN*A110C21**20 | 34000 | 20.5 |  | 12.5 | 10.5 |  | 35400 | 33400 | 94.35% | [8 empty] | Residential | 707.5 | No | 2.83
205272724 | Central Heat Pump | CARRIER | HRCU-A-CB (Split System: Heat Pump with Remote Outdoor Unit-Air-Source) | 25VNA436A*030* |  |  | CSPH*4812AL*+UI | 58TN*A070C17**16 | 34000 | 20.5 |  | 12.5 | 10.5 |  | 35800 | 33800 | 94.41% | [8 empty] | Residential | 707.5 | No | 2.83
205272725 | Central Heat Pump | CARRIER | HRCU-A-CB (Split System: Heat Pump with Remote Outdoor Unit-Air-Source) | 25VNA436A*030* |  |  | CSPH*4812AL*+UI | 58TN*A070C21**20 | 34000 | 20.5 |  | 12.5 | 10.5 |  | 35600 | 33600 | 94.38% | [8 empty] | Residential | 707.5 | No | 2.83
205272726 | Central Heat Pump | CARRIER | HRCU-A-CB (Split System: Heat Pump with Remote Outdoor Unit-Air-Source) | 25VNA436A*030* |  |  | CSPH*4812AL*+UI | 58TN*A090C21**20 | 34200 | 20.5 |  | 12.5 | 10.5 |  | 35200 | 33400 | 94.89% | [8 empty] | Residential | 712.5 | No | 2.85
205272727 | Central Heat Pump | CARRIER | HRCU-A-CB (Split System: Heat Pump with Remote Outdoor Unit-Air-Source) | 25VNA436A*030* |  |  | CSPH*4812AL*+UI | 58TN*A135C24**22 | 34200 | 20.5 |  | 12.5 | 10.5 |  | 35200 | 33200 | 94.32% | [8 empty] | Residential | 712.5 | No | 2.85
205272730 | Central Heat Pump | CARRIER | HRCU-A-CB (Split System: Heat Pump with Remote Outdoor Unit-Air-Source) | 25VNA436A*030* |  |  | CSPH*4812AL*+UI | 59TN6B120C24**22 | 34200 | 20.5 |  | 12.5 | 10.5 |  | 35200 | 33400 | 94.89% | [8 empty] | Residential | 712.5 | No | 2.85
205272733 | Central Heat Pump | CARRIER | HRCU-A-CB (Split System: Heat Pump with Remote Outdoor Unit-Air-Source) | 25VNA436A*030* |  |  | CSPH*4812AL*+UI | 59MN7B080C21**20 | 34200 | 20.5 |  | 12.5 | 10.5 |  | 35400 | 33600 | 94.92% | [8 empty] | Residential | 712.5 | No | 2.85
205272734 | Central Heat Pump | CARRIER | HRCU-A-CB (Split System: Heat Pump with Remote Outdoor Unit-Air-Source) | 25VNA436A*030* |  |  | CSPH*4812AL*+UI | 59MN7B100C21**22 | 34200 | 20.5 |  | 12.5 | 10.5 |  | 35400 | 33400 | 94.35% | [8 empty] | Residential | 712.5 | No | 2.85
205272735 | Central Heat Pump | CARRIER | HRCU-A-CB (Split System: Heat Pump with Remote Outdoor Unit-Air-Source) | 25VNA436A*030* |  |  | CSPH*4812AL*+UI | 59MN7B120C24**22 | 34200 | 20 |  | 12.5 | 10.5 |  | 35400 | 33600 | 94.92% | [8 empty] | Residential | 712.5 | No | 2.85
205272736 | Central Heat Pump | CARRIER | HRCU-A-CB (Split System: Heat Pump with Remote Outdoor Unit-Air-Source) | 25VNA436A*030* |  |  | CSPH*4812AL*+UI | 59TN6B080C21**20 | 34200 | 20.5 |  | 12.5 | 10.5 |  | 35400 | 33600 | 94.92% | [8 empty] | Residential | 712.5 | No | 2.85
205272737 | Central Heat Pump | CARRIER | HRCU-A-CB (Split System: Heat Pump with Remote Outdoor Unit-Air-Source) | 25VNA436A*030* |  |  | CSPH*4812AL*+UI | 59TN6B100C21**22 | 34200 | 20.5 |  | 12.5 | 10.5 |  | 35400 | 33400 | 94.35% | [8 empty] | Residential | 712.5 | No | 2.85
205272739 | Central Heat Pump | CARRIER | HRCU-A-CB (Split System: Heat Pump with Remote Outdoor Unit-Air-Source) | 25VNA436A*030* |  |  | CSPH*4812AL*+UI | 58TN*A090C17**16 | 34200 | 21 |  | 12.5 | 10.5 |  | 35400 | 33400 | 94.35% | [8 empty] | Residential | 712.5 | No | 2.85
205272740 | Central Heat Pump | CARRIER | HRCU-A-CB (Split System: Heat Pump with Remote Outdoor Unit-Air-Source) | 25VNA436A*030* |  |  | CSPH*4812AL*+UI | 58TN*A110C21**20 | 34200 | 21 |  | 12.5 | 10.5 |  | 35400 | 33400 | 94.35% | [8 empty] | Residential | 712.5 | No | 2.85
205272743 | Central Heat Pump | CARRIER | HRCU-A-CB (Split System: Heat Pump with Remote Outdoor Unit-Air-Source) | 25VNA436A*030* |  |  | CSPH*6012AL*+UI | 58TN*A070C17**16 | 34400 | 20.5 |  | 12.5 | 10.5 |  | 35200 | 33400 | 94.89% | [8 empty] | Residential | 717.5 | No | 2.87
205272744 | Central Heat Pump | CARRIER | HRCU-A-CB (Split System: Heat Pump with Remote Outdoor Unit-Air-Source) | 25VNA436A*030* |  |  | CSPH*6012AL*+UI | 58TN*A070C21**20 | 34400 | 20.5 |  | 12.5 | 10.5 |  | 35000 | 33200 | 94.86% | [8 empty] | Residential | 717.5 | No | 2.87
205272745 | Central Heat Pump | CARRIER | HRCU-A-CB (Split System: Heat Pump with Remote Outdoor Unit-Air-Source) | 25VNA436A*030* |  |  | CSPH*6012AL*+UI | 58TN*A090C21**20 | 34600 | 20 |  | 13 | 11 |  | 34600 | 32800 | 94.8% | [8 empty] | Residential | 720 | No | 2.88
205272746 | Central Heat Pump | CARRIER | HRCU-A-CB (Split System: Heat Pump with Remote Outdoor Unit-Air-Source) | 25VNA436A*030* |  |  | CSPH*6012AL*+UI | 58TN*A135C24**22 | 34600 | 20 |  | 13 | 11 |  | 34600 | 32800 | 94.8% | [8 empty] | Residential | 720 | No | 2.88
205272748 | Central Heat Pump | CARRIER | HRCU-A-CB (Split System: Heat Pump with Remote Outdoor Unit-Air-Source) | 25VNA436A*030* |  |  | CSPH*6012AL*+UI | 59TN6B080C17**14 | 34200 | 20 |  | 12.5 | 10.5 |  | 35200 | 33600 | 95.45% | [8 empty] | Residential | 712.5 | No | 2.85
206132491 | Central Heat Pump | BRYANT HEATING AND COOLING SYSTEMS | HRCU-A-CB (Split System: Heat Pump with Remote Outdoor Unit-Air-Source) | 284ANV024*0**A* |  |  | CNPV*3617AL*+UI | 83*CA48060C17*** | 23600 | 22 |  | 14 | 11.5 |  | 23600 | 24400 | 103.4% | [8 empty] | Residential | 492.5 | No | 1.97
206132493 | Central Heat Pump | BRYANT HEATING AND COOLING SYSTEMS | HRCU-A-CB (Split System: Heat Pump with Remote Outdoor Unit-Air-Source) | 284ANV024*0**A* |  |  | CNPV*3621AL*+UI | 83*CA36040C17*** | 23600 | 22 |  | 14 | 11.5 |  | 23600 | 24400 | 103.4% | [8 empty] | Residential | 492.5 | No | 1.97
206132495 | Central Heat Pump | BRYANT HEATING AND COOLING SYSTEMS | HRCU-A-CB (Split System: Heat Pump with Remote Outdoor Unit-Air-Source) | 284ANV024*0**A* |  |  | CNPV*3621AL*+UI | 83*CA48060C17*** | 23600 | 22 |  | 14 | 11.5 |  | 23600 | 24400 | 103.4% | [8 empty] | Residential | 492.5 | No | 1.97
206132497 | Central Heat Pump | BRYANT HEATING AND COOLING SYSTEMS | HRCU-A-CB (Split System: Heat Pump with Remote Outdoor Unit-Air-Source) | 284ANV024*0**A* |  |  | CNPV*3621AL*+UI | 83*CA60080C21*** | 23600 | 22 |  | 14 | 11.5 |  | 23600 | 24400 | 103.4% | [8 empty] | Residential | 492.5 | No | 1.97
206132499 | Central Heat Pump | BRYANT HEATING AND COOLING SYSTEMS | HRCU-A-CB (Split System: Heat Pump with Remote Outdoor Unit-Air-Source) | 284ANV024*0**A* |  |  | CNPV*3621AL*+UI | 83*CA60100C21*** | 23600 | 22 |  | 14 | 11.5 |  | 23600 | 24400 | 103.4% | [8 empty] | Residential | 492.5 | No | 1.97
206132501 | Central Heat Pump | BRYANT HEATING AND COOLING SYSTEMS | HRCU-A-CB (Split System: Heat Pump with Remote Outdoor Unit-Air-Source) | 284ANV024*0**A* |  |  | CSPH*3612AL*+UI | 83*CA36040C17*** | 24000 | 20 |  | 13.5 | 12 |  | 23600 | 24200 | 102.5% | [8 empty] | Residential | 500 | No | 2
206132503 | Central Heat Pump | BRYANT HEATING AND COOLING SYSTEMS | HRCU-A-CB (Split System: Heat Pump with Remote Outdoor Unit-Air-Source) | 284ANV024*0**A* |  |  | CSPH*3612AL*+UI | 83*CA48060C17*** | 24000 | 20 |  | 13.5 | 12 |  | 23600 | 24200 | 102.5% | [8 empty] | Residential | 500 | No | 2
206132505 | Central Heat Pump | BRYANT HEATING AND COOLING SYSTEMS | HRCU-A-CB (Split System: Heat Pump with Remote Outdoor Unit-Air-Source) | 284ANV024*0**A* |  |  | CSPH*3612AL*+UI | 83*CA60080C21*** | 24200 | 20 |  | 14 | 12 |  | 23600 | 24200 | 102.5% | [8 empty] | Residential | 505 | No | 2.02
206132507 | Central Heat Pump | BRYANT HEATING AND COOLING SYSTEMS | HRCU-A-CB (Split System: Heat Pump with Remote Outdoor Unit-Air-Source) | 284ANV024*0**A* |  |  | CSPH*3612AL*+UI | 83*CA60100C21*** | 24000 | 20 |  | 13.5 | 12 |  | 23600 | 24200 | 102.5% | [8 empty] | Residential | 500 | No | 2
206132509 | Central Heat Pump | BRYANT HEATING AND COOLING SYSTEMS | HRCU-A-CB (Split System: Heat Pump with Remote Outdoor Unit-Air-Source) | 284ANV024*0**A* |  |  | CAP**3617AL*+UI | 935CA48060C17*** | 23600 | 21 |  | 13.5 | 11 |  | 23600 | 24400 | 103.4% | [8 empty] | Residential | 492.5 | No | 1.97
206132511 | Central Heat Pump | BRYANT HEATING AND COOLING SYSTEMS | HRCU-A-CB (Split System: Heat Pump with Remote Outdoor Unit-Air-Source) | 284ANV024*0**A* |  |  | CAP**3621AL*+UI | 935CA48060C17*** | 23600 | 21 |  | 13.5 | 11 |  | 23600 | 24400 | 103.4% | [8 empty] | Residential | 492.5 | No | 1.97
206132513 | Central Heat Pump | BRYANT HEATING AND COOLING SYSTEMS | HRCU-A-CB (Split System: Heat Pump with Remote Outdoor Unit-Air-Source) | 284ANV024*0**A* |  |  | CAP**3621AL*+UI | 935CA60080C21*** | 23600 | 22 |  | 14 | 12 |  | 23600 | 24200 | 102.5% | [8 empty] | Residential | 492.5 | No | 1.97
206132515 | Central Heat Pump | BRYANT HEATING AND COOLING SYSTEMS | HRCU-A-CB (Split System: Heat Pump with Remote Outdoor Unit-Air-Source) | 284ANV024*0**A* |  |  | CAP**3621AL*+UI | 935CA66100C21*** | 23800 | 22 |  | 14 | 12 |  | 23600 | 24200 | 102.5% | [8 empty] | Residential | 495 | No | 1.98
206790027 | Central Heat Pump | BRYANT HEATING AND COOLING SYSTEMS | HRCU-A-CB (Split System: Heat Pump with Remote Outdoor Unit-Air-Source) | 284ANV024*0**B* |  |  | CAP**3621AL*+UI | 987MB60080C21*** | 23400 | 22 |  | 14 | 11 |  | 24000 | 24400 | 101.7% | [8 empty] | Residential | 487.5 | No | 1.95
206790028 | Central Heat Pump | BRYANT HEATING AND COOLING SYSTEMS | HRCU-A-CB (Split System: Heat Pump with Remote Outdoor Unit-Air-Source) | 284ANV024*0**B* |  |  | CAP**3621AL*+UI | 987MB66100C21*** | 23400 | 22 |  | 14 | 11 |  | 24000 | 24200 | 100.8% | [8 empty] | Residential | 487.5 | No | 1.95
206790030 | Central Heat Pump | BRYANT HEATING AND COOLING SYSTEMS | HRCU-A-CB (Split System: Heat Pump with Remote Outdoor Unit-Air-Source) | 284ANV024*0**B* |  |  | CAP**3621AL*+UI | 88*TA60110C21*** | 23400 | 22 |  | 14 | 11 |  | 24000 | 24200 | 100.8% | [8 empty] | Residential | 487.5 | No | 1.95
206790034 | Central Heat Pump | BRYANT HEATING AND COOLING SYSTEMS | HRCU-A-CB (Split System: Heat Pump with Remote Outdoor Unit-Air-Source) | 284ANV024*0**B* |  |  | CAP**4221AL*+UI | 987MB60080C21*** | 23400 | 22 |  | 14 | 11 |  | 24000 | 24200 | 100.8% | [8 empty] | Residential | 487.5 | No | 1.95
206790035 | Central Heat Pump | BRYANT HEATING AND COOLING SYSTEMS | HRCU-A-CB (Split System: Heat Pump with Remote Outdoor Unit-Air-Source) | 284ANV024*0**B* |  |  | CAP**4221AL*+UI | 987MB66100C21*** | 23400 | 22 |  | 14 | 11 |  | 24000 | 24200 | 100.8% | [8 empty] | Residential | 487.5 | No | 1.95
205966044 | Central Heat Pump | ENERGI AIR | HRCU-A-CB (Split System: Heat Pump with Remote Outdoor Unit-Air-Source) | GVZC200361A* |  |  | CA*F3137*6A*+MBVC1201**-1A*+TXV |  | 34800 | 20 |  | 13.5 | 10 |  | 35000 | 18000 | 51.43% | [8 empty] | Residential | 725 | No | 2.9
205645322 | Central Heat Pump | ENERGI AIR | HRCU-A-CB (Split System: Heat Pump with Remote Outdoor Unit-Air-Source) | GSZC180361C* |  |  | CA*F4961*6D*+TXV | G*VS800805CUA* | 35600 | 18 |  | 14 | 10 |  | 36000 | 23000 | 63.89% | [8 empty] | Residential | 742.5 | No | 2.97
205645324 | Central Heat Pump | ENERGI AIR | HRCU-A-CB (Split System: Heat Pump with Remote Outdoor Unit-Air-Source) | GSZC180361C* |  |  | CHPF4860D6D*+TXV | G*VS800805CUA* | 35000 | 18 |  | 13.5 | 10 |  | 36000 | 22600 | 62.78% | [8 empty] | Residential | 730 | No | 2.92
205645329 | Central Heat Pump | ENERGI AIR | HRCU-A-CB (Split System: Heat Pump with Remote Outdoor Unit-Air-Source) | GSZC180361C* |  |  | CA*F4961*6D*+TXV | G*VS960805CUA* | 35400 | 18 |  | 14 | 10 |  | 36000 | 22800 | 63.33% | [8 empty] | Residential | 737.5 | No | 2.95
201894536 | Central Heat Pump | ENERGI AIR | HRCU-A-CB (Split System: Heat Pump with Remote Outdoor Unit-Air-Source) | GSZC180241C* |  |  | CA*F3137*6A*+TXV | G*VC960803BNB* | 23600 | 18 |  | 14 | 10 |  | 22600 | 13000 | 57.52% | [8 empty] | Residential | 492.5 | No | 1.97
201894574 | Central Heat Pump | ENERGI AIR | HRCU-A-CB (Split System: Heat Pump with Remote Outdoor Unit-Air-Source) | GSZC180361C* |  |  | CA*F4961*6D*+TXV | G*VC961005CNB* | 35400 | 18 |  | 14 | 10 |  | 36400 | 22800 | 62.64% | [8 empty] | Residential | 737.5 | No | 2.95
205416614 | Central Heat Pump | ENERGI AIR | HRCU-A-CB (Split System: Heat Pump with Remote Outdoor Unit-Air-Source) | GSZC180241C* |  |  | CA*F3137*6A*+MBVC1201**-1A*+TXV |  | 23800 | 18 |  | 14 | 10 |  | 23000 | 14600 | 63.48% | [8 empty] | Residential | 495 | No | 1.98
205416621 | Central Heat Pump | ENERGI AIR | HRCU-A-CB (Split System: Heat Pump with Remote Outdoor Unit-Air-Source) | GSZC180361C* |  |  | CA*F3743*6D*+MBVC1601**-1A*+TXV |  | 34800 | 18 |  | 14 | 10 |  | 35000 | 22600 | 64.57% | [8 empty] | Residential | 725 | No | 2.9
205416622 | Central Heat Pump | ENERGI AIR | HRCU-A-CB (Split System: Heat Pump with Remote Outdoor Unit-Air-Source) | GSZC180361C* |  |  | CA*F4961*6D*+MBVC1601**-1A*+TXV |  | 36000 | 18.5 |  | 14 | 10 |  | 36400 | 23000 | 63.19% | [8 empty] | Residential | 750 | No | 3
205416625 | Central Heat Pump | ENERGI AIR | HRCU-A-CB (Split System: Heat Pump with Remote Outdoor Unit-Air-Source) | GSZC180361C* |  |  | CA*F4961*6D*+MBVC2001**-1A*+TXV |  | 36000 | 19 |  | 14 | 10 |  | 36600 | 23000 | 62.84% | [8 empty] | Residential | 750 | No | 3
205416626 | Central Heat Pump | ENERGI AIR | HRCU-A-CB (Split System: Heat Pump with Remote Outdoor Unit-Air-Source) | GSZC180361C* |  |  | CHPF4860D6D*+MBVC2001**-1A*+TXV |  | 35600 | 18.5 |  | 14 | 10 |  | 36000 | 23000 | 63.89% | [8 empty] | Residential | 742.5 | No | 2.97
205966443 | Central Heat Pump | ENERGI AIR | HRCU-A-CB (Split System: Heat Pump with Remote Outdoor Unit-Air-Source) | GVZC200361A* |  |  | CA*F3642*6D*+MBVC1201**-1A*+TXV |  | 34600 | 20 |  | 13 | 10 |  | 34800 | 18000 | 51.72% | [8 empty] | Residential | 720 | No | 2.88
205966444 | Central Heat Pump | ENERGI AIR | HRCU-A-CB (Split System: Heat Pump with Remote Outdoor Unit-Air-Source) | GVZC200361A* |  |  | CA*F3642*6D*+MBVC1601**-1A*+TXV |  | 34600 | 20 |  | 13.5 | 10 |  | 34800 | 18000 | 51.72% | [8 empty] | Residential | 720 | No | 2.88
205966445 | Central Heat Pump | ENERGI AIR | HRCU-A-CB (Split System: Heat Pump with Remote Outdoor Unit-Air-Source) | GVZC200361A* |  |  | CA*F3743*6D*+MBVC1201**-1A*+TXV |  | 35200 | 20 |  | 13.5 | 10 |  | 35000 | 18200 | 52% | [8 empty] | Residential | 732.5 | No | 2.93
205966446 | Central Heat Pump | ENERGI AIR | HRCU-A-CB (Split System: Heat Pump with Remote Outdoor Unit-Air-Source) | GVZC200361A* |  |  | CA*F3743*6D*+MBVC1601**-1A*+TXV |  | 35400 | 21 |  | 14 | 10 |  | 35000 | 18200 | 52% | [8 empty] | Residential | 737.5 | No | 2.95
205966447 | Central Heat Pump | ENERGI AIR | HRCU-A-CB (Split System: Heat Pump with Remote Outdoor Unit-Air-Source) | GVZC200361A* |  |  | CHPF3642C6C*+MBVC1201**-1A*+TXV |  | 34800 | 20 |  | 13 | 10 |  | 34800 | 18000 | 51.72% | [8 empty] | Residential | 725 | No | 2.9
205966448 | Central Heat Pump | ENERGI AIR | HRCU-A-CB (Split System: Heat Pump with Remote Outdoor Unit-Air-Source) | GVZC200361A* |  |  | CHPF3642C6C*+MBVC1601**-1A*+TXV |  | 35000 | 20 |  | 13.5 | 10 |  | 34800 | 18000 | 51.72% | [8 empty] | Residential | 730 | No | 2.92
205966449 | Central Heat Pump | ENERGI AIR | HRCU-A-CB (Split System: Heat Pump with Remote Outdoor Unit-Air-Source) | GVZC200361A* |  |  | CHPF3743C6B*+MBVC1201**-1A*+TXV |  | 35000 | 20 |  | 13.5 | 10 |  | 35000 | 18200 | 52% | [8 empty] | Residential | 730 | No | 2.92
205966450 | Central Heat Pump | ENERGI AIR | HRCU-A-CB (Split System: Heat Pump with Remote Outdoor Unit-Air-Source) | GVZC200361A* |  |  | CHPF3743C6B*+MBVC1601**-1A*+TXV |  | 35200 | 20 |  | 13.5 | 10 |  | 35000 | 18200 | 52% | [8 empty] | Residential | 732.5 | No | 2.93
205966451 | Central Heat Pump | ENERGI AIR | HRCU-A-CB (Split System: Heat Pump with Remote Outdoor Unit-Air-Source) | GVZC200361A* |  |  | CSCF3642N6D*+MBVC1201**-1A*+TXV |  | 34800 | 20 |  | 13.5 | 10 |  | 35000 | 18200 | 52% | [8 empty] | Residential | 725 | No | 2.9
205966452 | Central Heat Pump | ENERGI AIR | HRCU-A-CB (Split System: Heat Pump with Remote Outdoor Unit-Air-Source) | GVZC200361A* |  |  | CSCF3642N6D*+MBVC1601**-1A*+TXV |  | 35000 | 20 |  | 13.5 | 10 |  | 35000 | 18200 | 52% | [8 empty] | Residential | 730 | No | 2.92
205966457 | Central Heat Pump | ENERGI AIR | HRCU-A-CB (Split System: Heat Pump with Remote Outdoor Unit-Air-Source) | GVZC200481A* |  |  | CHPF4860D6D*+MBVC2001**-1A*+TXV |  | 45000 | 20 |  | 12.5 | 10 |  | 45000 | 26600 | 59.11% | [8 empty] | Residential | 937.5 | No | 3.75
201690731 | Central Heat Pump | ENERGI AIR | HRCU-A-CB (Split System: Heat Pump with Remote Outdoor Unit-Air-Source) | GSZC180361C* |  |  | CA*F3743*6D*+MBVC1600**-1A*+TX |  | 34800 | 18 |  | 14 | 10 |  | 35000 | 22600 | 64.57% | [8 empty] | Residential | 725 | No | 2.9
201690724 | Central Heat Pump | ENERGI AIR | HRCU-A-CB (Split System: Heat Pump with Remote Outdoor Unit-Air-Source) | GSZC180241C* |  |  | CA*F3137*6A*+MBVC1200**-1A*+TX |  | 23800 | 18 |  | 14 | 10 |  | 23000 | 14800 | 64.35% | [8 empty] | Residential | 495 | No | 1.98
205965873 | Central Heat Pump | ENERGI AIR | HRCU-A-CB (Split System: Heat Pump with Remote Outdoor Unit-Air-Source) | GVZC200481A* |  |  | CA*F4961*6D*+MBVC2000**-1A*+TX |  | 46500 | 20 |  | 13 | 10 |  | 45000 | 26600 | 59.11% | [8 empty] | Residential | 970 | No | 3.88
205965968 | Central Heat Pump | ENERGI AIR | HRCU-A-CB (Split System: Heat Pump with Remote Outdoor Unit-Air-Source) | GVZC200481A* |  |  | CA*F4860*6D*+MBVC2000**-1A*+TXV |  | 45000 | 20 |  | 12.5 | 10 |  | 45000 | 26600 | 59.11% | [8 empty] | Residential | 937.5 | No | 3.75
205965979 | Central Heat Pump | ENERGI AIR | HRCU-A-CB (Split System: Heat Pump with Remote Outdoor Unit-Air-Source) | GVZC200481A* |  |  | CSCF4860N6D*+MBVC2000**-1A*+TXV |  | 45000 | 20 |  | 12.5 | 10 |  | 45000 | 26600 | 59.11% | [8 empty] | Residential | 937.5 | No | 3.75
205965985 | Central Heat Pump | ENERGI AIR | HRCU-A-CB (Split System: Heat Pump with Remote Outdoor Unit-Air-Source) | GVZC200481A* |  |  | CA*F4860*6D*+MBVC2001**-1A*+TXV |  | 45000 | 19.5 |  | 12.5 | 10 |  | 45000 | 26600 | 59.11% | [8 empty] | Residential | 937.5 | No | 3.75
205965988 | Central Heat Pump | ENERGI AIR | HRCU-A-CB (Split System: Heat Pump with Remote Outdoor Unit-Air-Source) | GVZC200481A* |  |  | CSCF4860N6D*+MBVC2001**-1A*+TXV |  | 45000 | 20 |  | 12.5 | 10 |  | 45000 | 26600 | 59.11% | [8 empty] | Residential | 937.5 | No | 3.75
205965989 | Central Heat Pump | ENERGI AIR | HRCU-A-CB (Split System: Heat Pump with Remote Outdoor Unit-Air-Source) | GVZC200481A* |  |  | CA*F4961*6D*+TXV | G*VM970804CNB* | 46000 | 19.5 |  | 12.5 | 10 |  | 46000 | 27800 | 60.43% | [8 empty] | Residential | 957.5 | No | 3.83
205272749 | Central Heat Pump | CARRIER | HRCU-A-CB (Split System: Heat Pump with Remote Outdoor Unit-Air-Source) | 25VNA436A*030* |  |  | CSPH*6012AL*+UI | 59TN6B120C24**22 | 34600 | 20.5 |  | 13 | 11 |  | 34800 | 33000 | 94.83% | [8 empty] | Residential | 720 | No | 2.88
205272751 | Central Heat Pump | CARRIER | HRCU-A-CB (Split System: Heat Pump with Remote Outdoor Unit-Air-Source) | 25VNA436A*030* |  |  | CSPH*6012AL*+UI | 59MN7B080C17**14 | 34200 | 20 |  | 12.5 | 10.5 |  | 35200 | 33600 | 95.45% | [8 empty] | Residential | 712.5 | No | 2.85
205272752 | Central Heat Pump | CARRIER | HRCU-A-CB (Split System: Heat Pump with Remote Outdoor Unit-Air-Source) | 25VNA436A*030* |  |  | CSPH*6012AL*+UI | 59MN7B080C21**20 | 34400 | 20.5 |  | 12.5 | 10.5 |  | 34800 | 33000 | 94.83% | [8 empty] | Residential | 717.5 | No | 2.87
205272753 | Central Heat Pump | CARRIER | HRCU-A-CB (Split System: Heat Pump with Remote Outdoor Unit-Air-Source) | 25VNA436A*030* |  |  | CSPH*6012AL*+UI | 59MN7B100C21**22 | 34600 | 19.5 |  | 13 | 10.5 |  | 34800 | 33000 | 94.83% | [8 empty] | Residential | 720 | No | 2.88
205272754 | Central Heat Pump | CARRIER | HRCU-A-CB (Split System: Heat Pump with Remote Outdoor Unit-Air-Source) | 25VNA436A*030* |  |  | CSPH*6012AL*+UI | 59MN7B120C24**22 | 34400 | 20.5 |  | 12.5 | 10.5 |  | 34800 | 33000 | 94.83% | [8 empty] | Residential | 717.5 | No | 2.87
205272755 | Central Heat Pump | CARRIER | HRCU-A-CB (Split System: Heat Pump with Remote Outdoor Unit-Air-Source) | 25VNA436A*030* |  |  | CSPH*6012AL*+UI | 59TN6B080C21**20 | 34400 | 20.5 |  | 12.5 | 10.5 |  | 34800 | 33000 | 94.83% | [8 empty] | Residential | 717.5 | No | 2.87
205272756 | Central Heat Pump | CARRIER | HRCU-A-CB (Split System: Heat Pump with Remote Outdoor Unit-Air-Source) | 25VNA436A*030* |  |  | CSPH*6012AL*+UI | 59TN6B100C21**22 | 34600 | 20.5 |  | 13 | 10.5 |  | 34800 | 33000 | 94.83% | [8 empty] | Residential | 720 | No | 2.88
205272757 | Central Heat Pump | CARRIER | HRCU-A-CB (Split System: Heat Pump with Remote Outdoor Unit-Air-Source) | 25VNA436A*030* |  |  | CSPH*6012AL*+UI | 58TN*A070C14**12 | 34400 | 20.5 |  | 12.5 | 10.5 |  | 33600 | 32600 | 97.02% | [8 empty] | Residential | 717.5 | No | 2.87
205272758 | Central Heat Pump | CARRIER | HRCU-A-CB (Split System: Heat Pump with Remote Outdoor Unit-Air-Source) | 25VNA436A*030* |  |  | CSPH*6012AL*+UI | 58TN*A090C17**16 | 34600 | 21 |  | 13 | 11 |  | 34800 | 33000 | 94.83% | [8 empty] | Residential | 720 | No | 2.88
205272759 | Central Heat Pump | CARRIER | HRCU-A-CB (Split System: Heat Pump with Remote Outdoor Unit-Air-Source) | 25VNA436A*030* |  |  | CSPH*6012AL*+UI | 58TN*A110C21**20 | 34600 | 21 |  | 13 | 11 |  | 34800 | 33000 | 94.83% | [8 empty] | Residential | 720 | No | 2.88
205272760 | Central Heat Pump | CARRIER | HRCU-A-CB (Split System: Heat Pump with Remote Outdoor Unit-Air-Source) | 25VNA436A*030* |  |  | CSPH*6012AL*+UI | 59MN7B060C21**20 | 34400 | 20 |  | 12.5 | 10.5 |  | 35200 | 33400 | 94.89% | [8 empty] | Residential | 717.5 | No | 2.87
205272761 | Central Heat Pump | CARRIER | HRCU-A-CB (Split System: Heat Pump with Remote Outdoor Unit-Air-Source) | 25VNA448A*030* |  |  | FE4ANB006L+UI |  | 46000 | 22 |  | 13.5 | 11 |  | 46000 | 42500 | 92.39% | [8 empty] | Residential | 957.5 | No | 3.83
205272762 | Central Heat Pump | CARRIER | HRCU-A-CB (Split System: Heat Pump with Remote Outdoor Unit-Air-Source) | 25VNA448A*030* |  |  | FE4AN(B,F)005L+UI |  | 45500 | 22 |  | 13 | 10.5 |  | 45000 | 42500 | 94.44% | [8 empty] | Residential | 947.5 | No | 3.79
205272767 | Central Heat Pump | CARRIER | HRCU-A-CB (Split System: Heat Pump with Remote Outdoor Unit-Air-Source) | 25VNA448A*030* |  |  | CAP**4824AL*+UI | 58TN*A135C24**22 | 44500 | 21 |  | 12.5 | 10.5 |  | 46500 | 42500 | 91.4% | [8 empty] | Residential | 927.5 | No | 3.71
205272768 | Central Heat Pump | CARRIER | HRCU-A-CB (Split System: Heat Pump with Remote Outdoor Unit-Air-Source) | 25VNA448A*030* |  |  | CAP**4824AL*+UI | 59TN6B120C24**22 | 44000 | 21 |  | 12.5 | 10.5 |  | 47000 | 43000 | 91.49% | [8 empty] | Residential | 917.5 | No | 3.67
205272770 | Central Heat Pump | CARRIER | HRCU-A-CB (Split System: Heat Pump with Remote Outdoor Unit-Air-Source) | 25VNA448A*030* |  |  | CAP**6024AL*+UI | 58TN*A135C24**22 | 45500 | 21 |  | 12.5 | 10.5 |  | 46000 | 42500 | 92.39% | [8 empty] | Residential | 947.5 | No | 3.79
205272771 | Central Heat Pump | CARRIER | HRCU-A-CB (Split System: Heat Pump with Remote Outdoor Unit-Air-Source) | 25VNA448A*030* |  |  | CAP**6024AL*+UI | 59TN6B120C24**22 | 45000 | 21 |  | 12.5 | 10.5 |  | 46500 | 42500 | 91.4% | [8 empty] | Residential | 937.5 | No | 3.75
205272772 | Central Heat Pump | CARRIER | HRCU-A-CB (Split System: Heat Pump with Remote Outdoor Unit-Air-Source) | 25VNA448A*030* |  |  | CAP**6024AL*+UI | 59MN7B120C24**22 | 45000 | 21 |  | 12.5 | 10.5 |  | 46500 | 43000 | 92.47% | [8 empty] | Residential | 937.5 | No | 3.75
206790037 | Central Heat Pump | BRYANT HEATING AND COOLING SYSTEMS | HRCU-A-CB (Split System: Heat Pump with Remote Outdoor Unit-Air-Source) | 284ANV024*0**B* |  |  | CAP**4221AL*+UI | 88*TA60110C21*** | 23400 | 22 |  | 14 | 11 |  | 24000 | 24200 | 100.8% | [8 empty] | Residential | 487.5 | No | 1.95
206790039 | Central Heat Pump | BRYANT HEATING AND COOLING SYSTEMS | HRCU-A-CB (Split System: Heat Pump with Remote Outdoor Unit-Air-Source) | 284ANV024*0**B* |  |  | CAP**4224AL*+UI | 987MB60080C21*** | 23400 | 22 |  | 14 | 11 |  | 24000 | 24200 | 100.8% | [8 empty] | Residential | 487.5 | No | 1.95
206790040 | Central Heat Pump | BRYANT HEATING AND COOLING SYSTEMS | HRCU-A-CB (Split System: Heat Pump with Remote Outdoor Unit-Air-Source) | 284ANV024*0**B* |  |  | CAP**4224AL*+UI | 987MB66100C21*** | 23400 | 22 |  | 14 | 11 |  | 24000 | 24200 | 100.8% | [8 empty] | Residential | 487.5 | No | 1.95
206790041 | Central Heat Pump | BRYANT HEATING AND COOLING SYSTEMS | HRCU-A-CB (Split System: Heat Pump with Remote Outdoor Unit-Air-Source) | 284ANV024*0**B* |  |  | CAP**4224AL*+UI | 987MB66120C24*** | 23400 | 22 |  | 14 | 11 |  | 24000 | 24200 | 100.8% | [8 empty] | Residential | 487.5 | No | 1.95
206790042 | Central Heat Pump | BRYANT HEATING AND COOLING SYSTEMS | HRCU-A-CB (Split System: Heat Pump with Remote Outdoor Unit-Air-Source) | 284ANV024*0**B* |  |  | CAP**4224AL*+UI | 88*TA60110C21*** | 23400 | 22 |  | 14 | 11 |  | 24000 | 24200 | 100.8% | [8 empty] | Residential | 487.5 | No | 1.95
206790043 | Central Heat Pump | BRYANT HEATING AND COOLING SYSTEMS | HRCU-A-CB (Split System: Heat Pump with Remote Outdoor Unit-Air-Source) | 284ANV024*0**B* |  |  | CAP**4821AL*+UI | 987MB42060C17*** | 23400 | 21 |  | 13 | 11 |  | 24000 | 24200 | 100.8% | [8 empty] | Residential | 487.5 | No | 1.95
206790044 | Central Heat Pump | BRYANT HEATING AND COOLING SYSTEMS | HRCU-A-CB (Split System: Heat Pump with Remote Outdoor Unit-Air-Source) | 284ANV024*0**B* |  |  | CAP**4821AL*+UI | 987MB42080C17*** | 23400 | 22 |  | 14 | 11 |  | 24000 | 24200 | 100.8% | [8 empty] | Residential | 487.5 | No | 1.95
206790045 | Central Heat Pump | BRYANT HEATING AND COOLING SYSTEMS | HRCU-A-CB (Split System: Heat Pump with Remote Outdoor Unit-Air-Source) | 284ANV024*0**B* |  |  | CAP**4821AL*+UI | 987MB60060C21*** | 23400 | 21 |  | 14 | 11 |  | 24000 | 24200 | 100.8% | [8 empty] | Residential | 487.5 | No | 1.95
206790046 | Central Heat Pump | BRYANT HEATING AND COOLING SYSTEMS | HRCU-A-CB (Split System: Heat Pump with Remote Outdoor Unit-Air-Source) | 284ANV024*0**B* |  |  | CAP**4821AL*+UI | 987MB60080C21*** | 23400 | 22 |  | 14 | 11 |  | 24000 | 24000 | 100% | [8 empty] | Residential | 487.5 | No | 1.95
206790047 | Central Heat Pump | BRYANT HEATING AND COOLING SYSTEMS | HRCU-A-CB (Split System: Heat Pump with Remote Outdoor Unit-Air-Source) | 284ANV024*0**B* |  |  | CAP**4821AL*+UI | 987MB66100C21*** | 23400 | 22 |  | 14 | 11 |  | 24000 | 24000 | 100% | [8 empty] | Residential | 487.5 | No | 1.95
206790048 | Central Heat Pump | BRYANT HEATING AND COOLING SYSTEMS | HRCU-A-CB (Split System: Heat Pump with Remote Outdoor Unit-Air-Source) | 284ANV024*0**B* |  |  | CAP**4821AL*+UI | 88*TA48090C17*** | 23400 | 22 |  | 14 | 11 |  | 24000 | 24000 | 100% | [8 empty] | Residential | 487.5 | No | 1.95
206790049 | Central Heat Pump | BRYANT HEATING AND COOLING SYSTEMS | HRCU-A-CB (Split System: Heat Pump with Remote Outdoor Unit-Air-Source) | 284ANV024*0**B* |  |  | CAP**4821AL*+UI | 88*TA60110C21*** | 23400 | 22 |  | 14 | 11 |  | 24000 | 24000 | 100% | [8 empty] | Residential | 487.5 | No | 1.95
206790050 | Central Heat Pump | BRYANT HEATING AND COOLING SYSTEMS | HRCU-A-CB (Split System: Heat Pump with Remote Outdoor Unit-Air-Source) | 284ANV024*0**B* |  |  | CAP**4824AL*+UI | 987MB60060C21*** | 23400 | 21 |  | 14 | 11 |  | 24000 | 24200 | 100.8% | [8 empty] | Residential | 487.5 | No | 1.95
206790051 | Central Heat Pump | BRYANT HEATING AND COOLING SYSTEMS | HRCU-A-CB (Split System: Heat Pump with Remote Outdoor Unit-Air-Source) | 284ANV024*0**B* |  |  | CAP**4824AL*+UI | 987MB60080C21*** | 23400 | 22 |  | 14 | 11 |  | 24000 | 24000 | 100% | [8 empty] | Residential | 487.5 | No | 1.95
205273727 | Central Heat Pump | BRYANT HEATING AND COOLING SYSTEMS | HRCU-A-CB (Split System: Heat Pump with Remote Outdoor Unit-Air-Source) | 284ANV024*0**A* |  |  | CAP**3621AL*+UI | 987MB66100C21*** | 23400 | 22 |  | 14 | 11 |  | 24000 | 24200 | 100.8% | [8 empty] | Residential | 487.5 | No | 1.95
205273728 | Central Heat Pump | BRYANT HEATING AND COOLING SYSTEMS | HRCU-A-CB (Split System: Heat Pump with Remote Outdoor Unit-Air-Source) | 284ANV024*0**A* |  |  | CAP**3621AL*+UI | 88*TA48090C17*** | 23400 | 22 |  | 14 | 11 |  | 24000 | 24200 | 100.8% | [8 empty] | Residential | 487.5 | No | 1.95
205273729 | Central Heat Pump | BRYANT HEATING AND COOLING SYSTEMS | HRCU-A-CB (Split System: Heat Pump with Remote Outdoor Unit-Air-Source) | 284ANV024*0**A* |  |  | CAP**3621AL*+UI | 88*TA60110C21*** | 23400 | 22 |  | 14 | 11 |  | 24000 | 24200 | 100.8% | [8 empty] | Residential | 487.5 | No | 1.95
205273730 | Central Heat Pump | BRYANT HEATING AND COOLING SYSTEMS | HRCU-A-CB (Split System: Heat Pump with Remote Outdoor Unit-Air-Source) | 284ANV024*0**A* |  |  | CAP**4221AL*+UI | 987MB42060C17*** | 23400 | 21 |  | 13 | 11 |  | 24000 | 24400 | 101.7% | [8 empty] | Residential | 487.5 | No | 1.95
205965991 | Central Heat Pump | ENERGI AIR | HRCU-A-CB (Split System: Heat Pump with Remote Outdoor Unit-Air-Source) | GVZC200481A* |  |  | CA*F4961*6D*+TXV | G*VM971205DNB* | 46000 | 19.5 |  | 12.5 | 10 |  | 46000 | 27800 | 60.43% | [8 empty] | Residential | 957.5 | No | 3.83
205965992 | Central Heat Pump | ENERGI AIR | HRCU-A-CB (Split System: Heat Pump with Remote Outdoor Unit-Air-Source) | GVZC200481A* |  |  | CA*F4961*6D*+MBVC1600**-1A*+TXV |  | 46500 | 20 |  | 12.5 | 10 |  | 45500 | 26800 | 58.9% | [8 empty] | Residential | 970 | No | 3.88
205965994 | Central Heat Pump | ENERGI AIR | HRCU-A-CB (Split System: Heat Pump with Remote Outdoor Unit-Air-Source) | GVZC200481A* |  |  | CA*F4961*6D*+TXV | G*VS800805CUA* | 45500 | 19.5 |  | 12.5 | 10 |  | 45500 | 27200 | 59.78% | [8 empty] | Residential | 947.5 | No | 3.79
205965996 | Central Heat Pump | ENERGI AIR | HRCU-A-CB (Split System: Heat Pump with Remote Outdoor Unit-Air-Source) | GVZC200481A* |  |  | CHPF4860D6D*+MBVC2000**-1A*+TXV |  | 45000 | 20 |  | 12.5 | 10 |  | 45000 | 26600 | 59.11% | [8 empty] | Residential | 937.5 | No | 3.75
205965997 | Central Heat Pump | ENERGI AIR | HRCU-A-CB (Split System: Heat Pump with Remote Outdoor Unit-Air-Source) | GVZC200481A* |  |  | CA*F4961*6D*+MBVC1601**-1A*+TXV |  | 46500 | 20 |  | 12.5 | 10 |  | 45500 | 26800 | 58.9% | [8 empty] | Residential | 970 | No | 3.88
205965998 | Central Heat Pump | ENERGI AIR | HRCU-A-CB (Split System: Heat Pump with Remote Outdoor Unit-Air-Source) | GVZC200481A* |  |  | CA*F4961*6D*+MBVC2001**-1A*+TXV |  | 46500 | 20 |  | 13 | 10 |  | 45000 | 26600 | 59.11% | [8 empty] | Residential | 970 | No | 3.88
201691116 | Central Heat Pump | ENERGI AIR | HRCU-A-CB (Split System: Heat Pump with Remote Outdoor Unit-Air-Source) | GSZC180361C* |  |  | CA*F4961*6D*+MBVC2000**-1A*+TXV |  | 36000 | 19 |  | 14 | 10 |  | 36600 | 23200 | 63.39% | [8 empty] | Residential | 750 | No | 3
207208009 | Central Heat Pump | ENERGI AIR | HRCU-A-CB (Split System: Heat Pump with Remote Outdoor Unit-Air-Source) | GVZC200361A* |  |  | CA*F3743*6D*+TXV | G*VC800804C*A* | 35800 | 20 |  | 13.5 | 10 |  | 35000 | 18200 | 52% | [8 empty] | Residential | 745 | No | 2.98
207208010 | Central Heat Pump | ENERGI AIR | HRCU-A-CB (Split System: Heat Pump with Remote Outdoor Unit-Air-Source) | GVZC200361A* |  |  | CHPF3642C6C*+TXV | G*VC800804C*A* | 35400 | 20 |  | 13 | 10 |  | 34800 | 18000 | 51.72% | [8 empty] | Residential | 737.5 | No | 2.95
207208011 | Central Heat Pump | ENERGI AIR | HRCU-A-CB (Split System: Heat Pump with Remote Outdoor Unit-Air-Source) | GVZC200361A* |  |  | CHPF3743C6B*+TXV | G*VC800804C*A* | 35600 | 20 |  | 13.5 | 10 |  | 35000 | 18200 | 52% | [8 empty] | Residential | 742.5 | No | 2.97
207208013 | Central Heat Pump | ENERGI AIR | HRCU-A-CB (Split System: Heat Pump with Remote Outdoor Unit-Air-Source) | GVZC200361A* |  |  | CSCF3642N6D*+TXV | G*VC800804C*A* | 35400 | 20 |  | 13 | 10 |  | 35200 | 18200 | 51.7% | [8 empty] | Residential | 737.5 | No | 2.95
205175083 | Central Heat Pump | ENERGI AIR | HRCU-A-CB (Split System: Heat Pump with Remote Outdoor Unit-Air-Source) | GSZC180241C* |  |  | CA*F3137*6A*+TXV | G*VM970803BNB* | 23600 | 18 |  | 14 | 10 |  | 22600 | 13000 | 57.52% | [8 empty] | Residential | 492.5 | No | 1.97
205175100 | Central Heat Pump | ENERGI AIR | HRCU-A-CB (Split System: Heat Pump with Remote Outdoor Unit-Air-Source) | GSZC180361C* |  |  | CA*F4961*6D*+TXV | G*VM971005CNB* | 35400 | 18 |  | 14 | 10 |  | 36400 | 22800 | 62.64% | [8 empty] | Residential | 737.5 | No | 2.95
205175931 | Central Heat Pump | ENERGI AIR | HRCU-A-CB (Split System: Heat Pump with Remote Outdoor Unit-Air-Source) | GSZC180361C* |  |  | CHPF4860D6D*+TXV | G*VC800805C*A* | 35000 | 18 |  | 13.5 | 10 |  | 36000 | 22600 | 62.78% | [8 empty] | Residential | 730 | No | 2.92
205175936 | Central Heat Pump | ENERGI AIR | HRCU-A-CB (Split System: Heat Pump with Remote Outdoor Unit-Air-Source) | GSZC180361C* |  |  | CHPF4860D6D*+TXV | G*VC800805D*A* | 35000 | 18 |  | 13.5 | 10 |  | 36000 | 22600 | 62.78% | [8 empty] | Residential | 730 | No | 2.92
205176026 | Central Heat Pump | ENERGI AIR | HRCU-A-CB (Split System: Heat Pump with Remote Outdoor Unit-Air-Source) | GSZC180241C* |  |  | CA*F3137*6A*+TXV | G*VC800603B*A* | 23800 | 18.5 |  | 14 | 10 |  | 22800 | 13000 | 57.02% | [8 empty] | Residential | 495 | No | 1.98
205176140 | Central Heat Pump | ENERGI AIR | HRCU-A-CB (Split System: Heat Pump with Remote Outdoor Unit-Air-Source) | GSZC180361C* |  |  | CA*F3743*6D*+TXV | G*VC801005C*A* | 35000 | 18 |  | 13.5 | 10 |  | 36000 | 22600 | 62.78% | [8 empty] | Residential | 730 | No | 2.92
205176142 | Central Heat Pump | ENERGI AIR | HRCU-A-CB (Split System: Heat Pump with Remote Outdoor Unit-Air-Source) | GSZC180361C* |  |  | CA*F4961*6D*+TXV | G*VC801005C*A* | 35600 | 18 |  | 14 | 10 |  | 36000 | 23000 | 63.89% | [8 empty] | Residential | 742.5 | No | 2.97
205176153 | Central Heat Pump | ENERGI AIR | HRCU-A-CB (Split System: Heat Pump with Remote Outdoor Unit-Air-Source) | GSZC180361C* |  |  | CA*F4961*6D*+TXV | G*VC800805D*A* | 35000 | 18 |  | 13.5 | 10 |  | 36000 | 22600 | 62.78% | [8 empty] | Residential | 730 | No | 2.92
205176159 | Central Heat Pump | ENERGI AIR | HRCU-A-CB (Split System: Heat Pump with Remote Outdoor Unit-Air-Source) | GSZC180361C* |  |  | CA*F4961*6D*+TXV | G*VC800805C*A* | 35600 | 18 |  | 14 | 10 |  | 36600 | 23000 | 62.84% | [8 empty] | Residential | 742.5 | No | 2.97
205176168 | Central Heat Pump | ENERGI AIR | HRCU-A-CB (Split System: Heat Pump with Remote Outdoor Unit-Air-Source) | GSZC180361C* |  |  | CA*F4961*6D*+TXV | G*VC800804C*A* | 35000 | 18 |  | 13.5 | 10 |  | 36000 | 23000 | 63.89% | [8 empty] | Residential | 730 | No | 2.92
201691130 | Central Heat Pump | ENERGI AIR | HRCU-A-CB (Split System: Heat Pump with Remote Outdoor Unit-Air-Source) | GSZC180361C* |  |  | CHPF4860D6D*+MBVC2000**-1A*+TXV |  | 35600 | 18.5 |  | 14 | 10 |  | 36000 | 23200 | 64.44% | [8 empty] | Residential | 742.5 | No | 2.97
202547311 | Central Heat Pump | ENERGI AIR | HRCU-A-CB (Split System: Heat Pump with Remote Outdoor Unit-Air-Source) | GSZC180241C* |  |  | AVPTC29B14B* |  | 23000 | 18 |  | 13.5 | 10 |  | 22200 | 14000 | 63.06% | [8 empty] | Residential | 480 | No | 1.92
202547313 | Central Heat Pump | ENERGI AIR | HRCU-A-CB (Split System: Heat Pump with Remote Outdoor Unit-Air-Source) | GSZC180361C* |  |  | AVPTC37C14B* |  | 35600 | 18 |  | 13.5 | 10 |  | 35800 | 22600 | 63.13% | [8 empty] | Residential | 742.5 | No | 2.97
202547319 | Central Heat Pump | ENERGI AIR | HRCU-A-CB (Split System: Heat Pump with Remote Outdoor Unit-Air-Source) | GSZC180361C* |  |  | AVPTC37D14B* |  | 35800 | 18 |  | 13.5 | 10 |  | 36000 | 22800 | 63.33% | [8 empty] | Residential | 745 | No | 2.98
205965871 | Central Heat Pump | ENERGI AIR | HRCU-A-CB (Split System: Heat Pump with Remote Outdoor Unit-Air-Source) | GVZC200241A* |  |  | CA*F3642*6D*+MBVC1200**-1A*+TX |  | 23400 | 21 |  | 13 | 10 |  | 23600 | 13000 | 55.08% | [8 empty] | Residential | 487.5 | No | 1.95
205965872 | Central Heat Pump | ENERGI AIR | HRCU-A-CB (Split System: Heat Pump with Remote Outdoor Unit-Air-Source) | GVZC200361A* |  |  | CA*F3743*6D*+MBVC1600**-1A*+TX |  | 35400 | 21 |  | 14 | 10 |  | 35000 | 18200 | 52% | [8 empty] | Residential | 737.5 | No | 2.95
205965874 | Central Heat Pump | ENERGI AIR | HRCU-A-CB (Split System: Heat Pump with Remote Outdoor Unit-Air-Source) | GVZC200241A* |  |  | CA*F3137*6A*+TXV | G*VM970603BNB* | 23400 | 20 |  | 13 | 10 |  | 23800 | 13000 | 54.62% | [8 empty] | Residential | 487.5 | No | 1.95
205965875 | Central Heat Pump | ENERGI AIR | HRCU-A-CB (Split System: Heat Pump with Remote Outdoor Unit-Air-Source) | GVZC200241A* |  |  | CA*F3137*6A*+TXV | G*VM970803BNB* | 23200 | 20 |  | 13 | 10 |  | 23800 | 13000 | 54.62% | [8 empty] | Residential | 482.5 | No | 1.93
205965876 | Central Heat Pump | ENERGI AIR | HRCU-A-CB (Split System: Heat Pump with Remote Outdoor Unit-Air-Source) | GVZC200241A* |  |  | CA*F3137*6A*+MBVC1200**-1A*+TXV |  | 23800 | 21 |  | 13 | 10 |  | 23800 | 13000 | 54.62% | [8 empty] | Residential | 495 | No | 1.98
205273731 | Central Heat Pump | BRYANT HEATING AND COOLING SYSTEMS | HRCU-A-CB (Split System: Heat Pump with Remote Outdoor Unit-Air-Source) | 284ANV024*0**A* |  |  | CAP**4221AL*+UI | 987MB42080C17*** | 23400 | 21 |  | 13 | 11 |  | 24000 | 24400 | 101.7% | [8 empty] | Residential | 487.5 | No | 1.95
205273732 | Central Heat Pump | BRYANT HEATING AND COOLING SYSTEMS | HRCU-A-CB (Split System: Heat Pump with Remote Outdoor Unit-Air-Source) | 284ANV024*0**A* |  |  | CAP**4221AL*+UI | 987MB60060C21*** | 23400 | 21 |  | 13 | 11 |  | 24000 | 24200 | 100.8% | [8 empty] | Residential | 487.5 | No | 1.95
205273733 | Central Heat Pump | BRYANT HEATING AND COOLING SYSTEMS | HRCU-A-CB (Split System: Heat Pump with Remote Outdoor Unit-Air-Source) | 284ANV024*0**A* |  |  | CAP**4221AL*+UI | 987MB60080C21*** | 23400 | 22 |  | 14 | 11 |  | 24000 | 24200 | 100.8% | [8 empty] | Residential | 487.5 | No | 1.95
205273734 | Central Heat Pump | BRYANT HEATING AND COOLING SYSTEMS | HRCU-A-CB (Split System: Heat Pump with Remote Outdoor Unit-Air-Source) | 284ANV024*0**A* |  |  | CAP**4221AL*+UI | 987MB66100C21*** | 23400 | 22 |  | 14 | 11 |  | 24000 | 24200 | 100.8% | [8 empty] | Residential | 487.5 | No | 1.95
205273735 | Central Heat Pump | BRYANT HEATING AND COOLING SYSTEMS | HRCU-A-CB (Split System: Heat Pump with Remote Outdoor Unit-Air-Source) | 284ANV024*0**A* |  |  | CAP**4221AL*+UI | 88*TA48090C17*** | 23400 | 22 |  | 14 | 11 |  | 24000 | 24200 | 100.8% | [8 empty] | Residential | 487.5 | No | 1.95
205273736 | Central Heat Pump | BRYANT HEATING AND COOLING SYSTEMS | HRCU-A-CB (Split System: Heat Pump with Remote Outdoor Unit-Air-Source) | 284ANV024*0**A* |  |  | CAP**4221AL*+UI | 88*TA60110C21*** | 23400 | 22 |  | 14 | 11 |  | 24000 | 24200 | 100.8% | [8 empty] | Residential | 487.5 | No | 1.95
205273737 | Central Heat Pump | BRYANT HEATING AND COOLING SYSTEMS | HRCU-A-CB (Split System: Heat Pump with Remote Outdoor Unit-Air-Source) | 284ANV024*0**A* |  |  | CAP**4224AL*+UI | 987MB60060C21*** | 23400 | 21 |  | 13 | 11 |  | 24000 | 24200 | 100.8% | [8 empty] | Residential | 487.5 | No | 1.95
205273738 | Central Heat Pump | BRYANT HEATING AND COOLING SYSTEMS | HRCU-A-CB (Split System: Heat Pump with Remote Outdoor Unit-Air-Source) | 284ANV024*0**A* |  |  | CAP**4224AL*+UI | 987MB60080C21*** | 23400 | 22 |  | 14 | 11 |  | 24000 | 24200 | 100.8% | [8 empty] | Residential | 487.5 | No | 1.95
205273739 | Central Heat Pump | BRYANT HEATING AND COOLING SYSTEMS | HRCU-A-CB (Split System: Heat Pump with Remote Outdoor Unit-Air-Source) | 284ANV024*0**A* |  |  | CAP**4224AL*+UI | 987MB66100C21*** | 23400 | 22 |  | 14 | 11 |  | 24000 | 24200 | 100.8% | [8 empty] | Residential | 487.5 | No | 1.95
205273740 | Central Heat Pump | BRYANT HEATING AND COOLING SYSTEMS | HRCU-A-CB (Split System: Heat Pump with Remote Outdoor Unit-Air-Source) | 284ANV024*0**A* |  |  | CAP**4224AL*+UI | 987MB66120C24*** | 23400 | 22 |  | 14 | 11 |  | 24000 | 24200 | 100.8% | [8 empty] | Residential | 487.5 | No | 1.95
205273741 | Central Heat Pump | BRYANT HEATING AND COOLING SYSTEMS | HRCU-A-CB (Split System: Heat Pump with Remote Outdoor Unit-Air-Source) | 284ANV024*0**A* |  |  | CAP**4224AL*+UI | 88*TA60110C21*** | 23400 | 22 |  | 14 | 11 |  | 24000 | 24200 | 100.8% | [8 empty] | Residential | 487.5 | No | 1.95
205273742 | Central Heat Pump | BRYANT HEATING AND COOLING SYSTEMS | HRCU-A-CB (Split System: Heat Pump with Remote Outdoor Unit-Air-Source) | 284ANV024*0**A* |  |  | CAP**4821AL*+UI | 987MB42060C17*** | 23400 | 21 |  | 13 | 11 |  | 24000 | 24200 | 100.8% | [8 empty] | Residential | 487.5 | No | 1.95
205273743 | Central Heat Pump | BRYANT HEATING AND COOLING SYSTEMS | HRCU-A-CB (Split System: Heat Pump with Remote Outdoor Unit-Air-Source) | 284ANV024*0**A* |  |  | CAP**4821AL*+UI | 987MB42080C17*** | 23400 | 22 |  | 14 | 11 |  | 24000 | 24000 | 100% | [8 empty] | Residential | 487.5 | No | 1.95
205273744 | Central Heat Pump | BRYANT HEATING AND COOLING SYSTEMS | HRCU-A-CB (Split System: Heat Pump with Remote Outdoor Unit-Air-Source) | 284ANV024*0**A* |  |  | CAP**4821AL*+UI | 987MB60060C21*** | 23400 | 21 |  | 14 | 11 |  | 24000 | 24000 | 100% | [8 empty] | Residential | 487.5 | No | 1.95
205273745 | Central Heat Pump | BRYANT HEATING AND COOLING SYSTEMS | HRCU-A-CB (Split System: Heat Pump with Remote Outdoor Unit-Air-Source) | 284ANV024*0**A* |  |  | CAP**4821AL*+UI | 987MB60080C21*** | 23400 | 22 |  | 14 | 11 |  | 24000 | 24000 | 100% | [8 empty] | Residential | 487.5 | No | 1.95
205273746 | Central Heat Pump | BRYANT HEATING AND COOLING SYSTEMS | HRCU-A-CB (Split System: Heat Pump with Remote Outdoor Unit-Air-Source) | 284ANV024*0**A* |  |  | CAP**4821AL*+UI | 987MB66100C21*** | 23400 | 22 |  | 14 | 11 |  | 24000 | 24000 | 100% | [8 empty] | Residential | 487.5 | No | 1.95
205273747 | Central Heat Pump | BRYANT HEATING AND COOLING SYSTEMS | HRCU-A-CB (Split System: Heat Pump with Remote Outdoor Unit-Air-Source) | 284ANV024*0**A* |  |  | CAP**4821AL*+UI | 88*TA48090C17*** | 23400 | 22 |  | 14 | 11 |  | 24000 | 23800 | 99.17% | [8 empty] | Residential | 487.5 | No | 1.95
205273748 | Central Heat Pump | BRYANT HEATING AND COOLING SYSTEMS | HRCU-A-CB (Split System: Heat Pump with Remote Outdoor Unit-Air-Source) | 284ANV024*0**A* |  |  | CAP**4821AL*+UI | 88*TA60110C21*** | 23400 | 22 |  | 14 | 11 |  | 24000 | 23800 | 99.17% | [8 empty] | Residential | 487.5 | No | 1.95
205962521 | Central Heat Pump | AMERICAN STANDARD | HRCU-A-CB (Split System: Heat Pump with Remote Outdoor Unit-Air-Source) | 4A6L9048A1 |  |  | 4PX*DD48BS3 | P0V0D000M50SB+RP | 48000 | 19 |  | 12.5 | 10 |  | 44000 | 31800 | 72.27% | [8 empty] | Residential | 1000 | No | 4
205962523 | Central Heat Pump | AMERICAN STANDARD | HRCU-A-CB (Split System: Heat Pump with Remote Outdoor Unit-Air-Source) | 4A6L9048A1 |  |  | 4PX*DD48BS3+HORIZ-RT | P0V0D000M50SB+RP | 48000 | 19 |  | 12.5 | 10 |  | 44000 | 31800 | 72.27% | [8 empty] | Residential | 1000 | No | 4
205962524 | Central Heat Pump | AMERICAN STANDARD | HRCU-A-CB (Split System: Heat Pump with Remote Outdoor Unit-Air-Source) | 4A6L9048A1 |  |  | 4PX*DD60BS3 | P0V0D000M50SB+RP | 47500 | 19 |  | 12.5 | 10.5 |  | 41500 | 30600 | 73.73% | [8 empty] | Residential | 990 | No | 3.96
205962525 | Central Heat Pump | AMERICAN STANDARD | HRCU-A-CB (Split System: Heat Pump with Remote Outdoor Unit-Air-Source) | 4A6L9048A1 |  |  | 4PX*DD60BS3 | P0V0C000M50SB+RP | 46500 | 19 |  | 12.5 | 10 |  | 40500 | 29800 | 73.58% | [8 empty] | Residential | 970 | No | 3.88
201922918 | Central Heat Pump | AMERICAN STANDARD | HRCU-A-CB (Split System: Heat Pump with Remote Outdoor Unit-Air-Source) | 4A6L9024A1 |  |  | 4TXFH024CZ3 | S9V2B060U3PSB+RP | 23400 | 18 |  | 12.5 | 11 |  | 20000 | 13400 | 67% | [8 empty] | Residential | 487.5 | No | 1.95
201922919 | Central Heat Pump | AMERICAN STANDARD | HRCU-A-CB (Split System: Heat Pump with Remote Outdoor Unit-Air-Source) | 4A6L9024A1 |  |  | 4TXFH024CZ3 | S9V2B040U3PSB+RP | 23200 | 18 |  | 12.5 | 11 |  | 19800 | 13400 | 67.68% | [8 empty] | Residential | 482.5 | No | 1.93
201922920 | Central Heat Pump | AMERICAN STANDARD | HRCU-A-CB (Split System: Heat Pump with Remote Outdoor Unit-Air-Source) | 4A6L9024A1 |  |  | 4TXFH036CZ3 | *UHMB060ACV3 | 23400 | 18 |  | 12.5 | 10 |  | 20000 | 13300 | 66.5% | [8 empty] | Residential | 487.5 | No | 1.95
10510903 | Central Heat Pump | AMERICAN STANDARD | HRCU-A-CB (Split System: Heat Pump with Remote Outdoor Unit-Air-Source) | 4A6V0036A1 |  |  | 4TXCC005DS3 | S9V2C100U4PSB+RP | 35200 | 20 |  | 13 | 10.5 |  | 32200 | 26000 | 80.75% | [8 empty] | Residential | 732.5 | No | 2.93
10510905 | Central Heat Pump | AMERICAN STANDARD | HRCU-A-CB (Split System: Heat Pump with Remote Outdoor Unit-Air-Source) | 4A6V0036A1 |  |  | 4TXCC007DS3 | S9V2C100U4PSB+RP | 36600 | 20.5 |  | 13.5 | 10.5 |  | 33000 | 26400 | 80% | [8 empty] | Residential | 762.5 | No | 3.05
10510909 | Central Heat Pump | AMERICAN STANDARD | HRCU-A-CB (Split System: Heat Pump with Remote Outdoor Unit-Air-Source) | 4A6V0048A1 |  |  | 4PX*CU48BS3 | S9V2C080U5PSB+RP | 46500 | 19.5 |  | 12.5 | 10 |  | 44000 | 36600 | 83.18% | [8 empty] | Residential | 970 | No | 3.88
205272773 | Central Heat Pump | CARRIER | HRCU-A-CB (Split System: Heat Pump with Remote Outdoor Unit-Air-Source) | 25VNA448A*030* |  |  | CAP**6121AL*+UI | 58TN*A090C21**20 | 46000 | 21 |  | 12.5 | 10.5 |  | 46500 | 43000 | 92.47% | [8 empty] | Residential | 957.5 | No | 3.83
206132476 | Central Heat Pump | CARRIER | HRCU-A-CB (Split System: Heat Pump with Remote Outdoor Unit-Air-Source) | 25VNA424A*030* |  |  | CAP**3617AL*+UI | 58CU*A040C17**12 | 23600 | 22 |  | 13.5 | 12 |  | 23600 | 24200 | 102.5% | [8 empty] | Residential | 492.5 | No | 1.97
206132478 | Central Heat Pump | CARRIER | HRCU-A-CB (Split System: Heat Pump with Remote Outdoor Unit-Air-Source) | 25VNA424A*030* |  |  | CAP**3617AL*+UI | 58CU*A060C17**16 | 23600 | 22 |  | 13.5 | 12 |  | 23600 | 24200 | 102.5% | [8 empty] | Residential | 492.5 | No | 1.97
206132480 | Central Heat Pump | CARRIER | HRCU-A-CB (Split System: Heat Pump with Remote Outdoor Unit-Air-Source) | 25VNA424A*030* |  |  | CAP**3621AL*+UI | 58CU*A040C17**12 | 23600 | 22 |  | 14 | 12 |  | 23600 | 24200 | 102.5% | [8 empty] | Residential | 492.5 | No | 1.97
206132482 | Central Heat Pump | CARRIER | HRCU-A-CB (Split System: Heat Pump with Remote Outdoor Unit-Air-Source) | 25VNA424A*030* |  |  | CAP**3621AL*+UI | 58CU*A060C17**16 | 23600 | 22 |  | 14 | 12 |  | 23600 | 24200 | 102.5% | [8 empty] | Residential | 492.5 | No | 1.97
206132484 | Central Heat Pump | CARRIER | HRCU-A-CB (Split System: Heat Pump with Remote Outdoor Unit-Air-Source) | 25VNA424A*030* |  |  | CAP**3621AL*+UI | 58CU*A080C21**20 | 23800 | 22 |  | 14 | 12 |  | 23600 | 24200 | 102.5% | [8 empty] | Residential | 495 | No | 1.98
206132486 | Central Heat Pump | CARRIER | HRCU-A-CB (Split System: Heat Pump with Remote Outdoor Unit-Air-Source) | 25VNA424A*030* |  |  | CAP**3621AL*+UI | 58CU*A100C21**20 | 23600 | 22 |  | 14 | 12 |  | 23600 | 24200 | 102.5% | [8 empty] | Residential | 492.5 | No | 1.97
206132488 | Central Heat Pump | CARRIER | HRCU-A-CB (Split System: Heat Pump with Remote Outdoor Unit-Air-Source) | 25VNA424A*030* |  |  | CNPV*3617AL*+UI | 58CU*A040C17**12 | 23600 | 22 |  | 14 | 11.5 |  | 23600 | 24400 | 103.4% | [8 empty] | Residential | 492.5 | No | 1.97
206132490 | Central Heat Pump | CARRIER | HRCU-A-CB (Split System: Heat Pump with Remote Outdoor Unit-Air-Source) | 25VNA424A*030* |  |  | CNPV*3617AL*+UI | 58CU*A060C17**16 | 23600 | 22 |  | 14 | 11.5 |  | 23600 | 24400 | 103.4% | [8 empty] | Residential | 492.5 | No | 1.97
206132492 | Central Heat Pump | CARRIER | HRCU-A-CB (Split System: Heat Pump with Remote Outdoor Unit-Air-Source) | 25VNA424A*030* |  |  | CNPV*3621AL*+UI | 58CU*A040C17**12 | 23600 | 22 |  | 14 | 11.5 |  | 23600 | 24400 | 103.4% | [8 empty] | Residential | 492.5 | No | 1.97
206132494 | Central Heat Pump | CARRIER | HRCU-A-CB (Split System: Heat Pump with Remote Outdoor Unit-Air-Source) | 25VNA424A*030* |  |  | CNPV*3621AL*+UI | 58CU*A060C17**16 | 23600 | 22 |  | 14 | 11.5 |  | 23600 | 24400 | 103.4% | [8 empty] | Residential | 492.5 | No | 1.97
206132496 | Central Heat Pump | CARRIER | HRCU-A-CB (Split System: Heat Pump with Remote Outdoor Unit-Air-Source) | 25VNA424A*030* |  |  | CNPV*3621AL*+UI | 58CU*A080C21**20 | 23600 | 22 |  | 14 | 11.5 |  | 23600 | 24400 | 103.4% | [8 empty] | Residential | 492.5 | No | 1.97
206132498 | Central Heat Pump | CARRIER | HRCU-A-CB (Split System: Heat Pump with Remote Outdoor Unit-Air-Source) | 25VNA424A*030* |  |  | CNPV*3621AL*+UI | 58CU*A100C21**20 | 23600 | 22 |  | 14 | 11.5 |  | 23600 | 24400 | 103.4% | [8 empty] | Residential | 492.5 | No | 1.97
206132500 | Central Heat Pump | CARRIER | HRCU-A-CB (Split System: Heat Pump with Remote Outdoor Unit-Air-Source) | 25VNA424A*030* |  |  | CSPH*3612AL*+UI | 58CU*A040C17**12 | 24000 | 20 |  | 13.5 | 12 |  | 23600 | 24200 | 102.5% | [8 empty] | Residential | 500 | No | 2
206132502 | Central Heat Pump | CARRIER | HRCU-A-CB (Split System: Heat Pump with Remote Outdoor Unit-Air-Source) | 25VNA424A*030* |  |  | CSPH*3612AL*+UI | 58CU*A060C17**16 | 24000 | 20 |  | 13.5 | 12 |  | 23600 | 24200 | 102.5% | [8 empty] | Residential | 500 | No | 2
206132504 | Central Heat Pump | CARRIER | HRCU-A-CB (Split System: Heat Pump with Remote Outdoor Unit-Air-Source) | 25VNA424A*030* |  |  | CSPH*3612AL*+UI | 58CU*A080C21**20 | 24200 | 20 |  | 14 | 12 |  | 23600 | 24200 | 102.5% | [8 empty] | Residential | 505 | No | 2.02
206132506 | Central Heat Pump | CARRIER | HRCU-A-CB (Split System: Heat Pump with Remote Outdoor Unit-Air-Source) | 25VNA424A*030* |  |  | CSPH*3612AL*+UI | 58CU*A100C21**20 | 24000 | 20 |  | 13.5 | 12 |  | 23600 | 24200 | 102.5% | [8 empty] | Residential | 500 | No | 2
206132508 | Central Heat Pump | CARRIER | HRCU-A-CB (Split System: Heat Pump with Remote Outdoor Unit-Air-Source) | 25VNA424A*030* |  |  | CAP**3617AL*+UI | 59CU5A060C17**16 | 23600 | 21 |  | 13.5 | 11 |  | 23600 | 24400 | 103.4% | [8 empty] | Residential | 492.5 | No | 1.97
205273749 | Central Heat Pump | BRYANT HEATING AND COOLING SYSTEMS | HRCU-A-CB (Split System: Heat Pump with Remote Outdoor Unit-Air-Source) | 284ANV024*0**A* |  |  | CAP**4824AL*+UI | 987MB60060C21*** | 23400 | 21 |  | 14 | 11 |  | 24000 | 24000 | 100% | [8 empty] | Residential | 487.5 | No | 1.95
205273750 | Central Heat Pump | BRYANT HEATING AND COOLING SYSTEMS | HRCU-A-CB (Split System: Heat Pump with Remote Outdoor Unit-Air-Source) | 284ANV024*0**A* |  |  | CAP**4824AL*+UI | 987MB60080C21*** | 23400 | 22 |  | 14 | 11 |  | 24000 | 24000 | 100% | [8 empty] | Residential | 487.5 | No | 1.95
205273751 | Central Heat Pump | BRYANT HEATING AND COOLING SYSTEMS | HRCU-A-CB (Split System: Heat Pump with Remote Outdoor Unit-Air-Source) | 284ANV024*0**A* |  |  | CAP**4824AL*+UI | 987MB66100C21*** | 23400 | 22 |  | 14 | 11 |  | 24000 | 23800 | 99.17% | [8 empty] | Residential | 487.5 | No | 1.95
205273752 | Central Heat Pump | BRYANT HEATING AND COOLING SYSTEMS | HRCU-A-CB (Split System: Heat Pump with Remote Outdoor Unit-Air-Source) | 284ANV024*0**A* |  |  | CAP**4824AL*+UI | 987MB66120C24*** | 23400 | 22 |  | 14 | 11 |  | 24000 | 24000 | 100% | [8 empty] | Residential | 487.5 | No | 1.95
205273753 | Central Heat Pump | BRYANT HEATING AND COOLING SYSTEMS | HRCU-A-CB (Split System: Heat Pump with Remote Outdoor Unit-Air-Source) | 284ANV024*0**A* |  |  | CAP**4824AL*+UI | 88*TA60110C21*** | 23400 | 22 |  | 14 | 11 |  | 24000 | 23800 | 99.17% | [8 empty] | Residential | 487.5 | No | 1.95
205273754 | Central Heat Pump | BRYANT HEATING AND COOLING SYSTEMS | HRCU-A-CB (Split System: Heat Pump with Remote Outdoor Unit-Air-Source) | 284ANV024*0**A* |  |  | CAP**6024AL*+UI | 987MB60060C21*** | 23400 | 22 |  | 14 | 11 |  | 24000 | 23800 | 99.17% | [8 empty] | Residential | 487.5 | No | 1.95
205273755 | Central Heat Pump | BRYANT HEATING AND COOLING SYSTEMS | HRCU-A-CB (Split System: Heat Pump with Remote Outdoor Unit-Air-Source) | 284ANV024*0**A* |  |  | CAP**6024AL*+UI | 987MB60080C21*** | 23400 | 22 |  | 14 | 11 |  | 24000 | 23600 | 98.33% | [8 empty] | Residential | 487.5 | No | 1.95
205273756 | Central Heat Pump | BRYANT HEATING AND COOLING SYSTEMS | HRCU-A-CB (Split System: Heat Pump with Remote Outdoor Unit-Air-Source) | 284ANV024*0**A* |  |  | CAP**6024AL*+UI | 987MB66100C21*** | 23400 | 22 |  | 14 | 11 |  | 24000 | 23600 | 98.33% | [8 empty] | Residential | 487.5 | No | 1.95
205273757 | Central Heat Pump | BRYANT HEATING AND COOLING SYSTEMS | HRCU-A-CB (Split System: Heat Pump with Remote Outdoor Unit-Air-Source) | 284ANV024*0**A* |  |  | CAP**6024AL*+UI | 987MB66120C24*** | 23400 | 22 |  | 14 | 11 |  | 24000 | 23600 | 98.33% | [8 empty] | Residential | 487.5 | No | 1.95
205273758 | Central Heat Pump | BRYANT HEATING AND COOLING SYSTEMS | HRCU-A-CB (Split System: Heat Pump with Remote Outdoor Unit-Air-Source) | 284ANV024*0**A* |  |  | CAP**6024AL*+UI | 88*TA60110C21*** | 23400 | 22 |  | 14 | 11 |  | 24000 | 23600 | 98.33% | [8 empty] | Residential | 487.5 | No | 1.95
205273759 | Central Heat Pump | BRYANT HEATING AND COOLING SYSTEMS | HRCU-A-CB (Split System: Heat Pump with Remote Outdoor Unit-Air-Source) | 284ANV024*0**A* |  |  | CNPV*3617AL*+UI | 987MB42060C17*** | 23400 | 21 |  | 13 | 11 |  | 24000 | 24600 | 102.5% | [8 empty] | Residential | 487.5 | No | 1.95
205273760 | Central Heat Pump | BRYANT HEATING AND COOLING SYSTEMS | HRCU-A-CB (Split System: Heat Pump with Remote Outdoor Unit-Air-Source) | 284ANV024*0**A* |  |  | CNPV*3617AL*+UI | 987MB42080C17*** | 23400 | 21 |  | 13 | 11 |  | 24000 | 24400 | 101.7% | [8 empty] | Residential | 487.5 | No | 1.95
205273761 | Central Heat Pump | BRYANT HEATING AND COOLING SYSTEMS | HRCU-A-CB (Split System: Heat Pump with Remote Outdoor Unit-Air-Source) | 284ANV024*0**A* |  |  | CNPV*3617AL*+UI | 88*TA36070C14*** | 23400 | 22 |  | 14 | 11 |  | 24000 | 24400 | 101.7% | [8 empty] | Residential | 487.5 | No | 1.95
205273762 | Central Heat Pump | BRYANT HEATING AND COOLING SYSTEMS | HRCU-A-CB (Split System: Heat Pump with Remote Outdoor Unit-Air-Source) | 284ANV024*0**A* |  |  | CNPV*3617AL*+UI | 88*TA48090C17*** | 23400 | 22 |  | 14 | 11 |  | 24000 | 24200 | 100.8% | [8 empty] | Residential | 487.5 | No | 1.95
205273763 | Central Heat Pump | BRYANT HEATING AND COOLING SYSTEMS | HRCU-A-CB (Split System: Heat Pump with Remote Outdoor Unit-Air-Source) | 284ANV024*0**A* |  |  | CNPV*3621AL*+UI | 987MB42060C17*** | 23400 | 21 |  | 13 | 11 |  | 24000 | 24600 | 102.5% | [8 empty] | Residential | 487.5 | No | 1.95
205273764 | Central Heat Pump | BRYANT HEATING AND COOLING SYSTEMS | HRCU-A-CB (Split System: Heat Pump with Remote Outdoor Unit-Air-Source) | 284ANV024*0**A* |  |  | CNPV*3621AL*+UI | 987MB42080C17*** | 23400 | 21 |  | 13 | 11 |  | 24000 | 24400 | 101.7% | [8 empty] | Residential | 487.5 | No | 1.95
205273765 | Central Heat Pump | BRYANT HEATING AND COOLING SYSTEMS | HRCU-A-CB (Split System: Heat Pump with Remote Outdoor Unit-Air-Source) | 284ANV024*0**A* |  |  | CNPV*3621AL*+UI | 987MB60060C21*** | 23400 | 21 |  | 13 | 11 |  | 24000 | 24400 | 101.7% | [8 empty] | Residential | 487.5 | No | 1.95
205273766 | Central Heat Pump | BRYANT HEATING AND COOLING SYSTEMS | HRCU-A-CB (Split System: Heat Pump with Remote Outdoor Unit-Air-Source) | 284ANV024*0**A* |  |  | CNPV*3621AL*+UI | 987MB60080C21*** | 23400 | 22 |  | 14 | 11 |  | 24000 | 24400 | 101.7% | [8 empty] | Residential | 487.5 | No | 1.95
206132510 | Central Heat Pump | CARRIER | HRCU-A-CB (Split System: Heat Pump with Remote Outdoor Unit-Air-Source) | 25VNA424A*030* |  |  | CAP**3621AL*+UI | 59CU5A060C17**16 | 23600 | 21 |  | 13.5 | 11 |  | 23600 | 24400 | 103.4% | [8 empty] | Residential | 492.5 | No | 1.97
206132512 | Central Heat Pump | CARRIER | HRCU-A-CB (Split System: Heat Pump with Remote Outdoor Unit-Air-Source) | 25VNA424A*030* |  |  | CAP**3621AL*+UI | 59CU5A080C21**20 | 23600 | 22 |  | 14 | 12 |  | 23600 | 24200 | 102.5% | [8 empty] | Residential | 492.5 | No | 1.97
206132514 | Central Heat Pump | CARRIER | HRCU-A-CB (Split System: Heat Pump with Remote Outdoor Unit-Air-Source) | 25VNA424A*030* |  |  | CAP**3621AL*+UI | 59CU5A100C21**22 | 23800 | 22 |  | 14 | 12 |  | 23600 | 24200 | 102.5% | [8 empty] | Residential | 495 | No | 1.98
206132516 | Central Heat Pump | CARRIER | HRCU-A-CB (Split System: Heat Pump with Remote Outdoor Unit-Air-Source) | 25VNA424A*030* |  |  | CNPV*3617AL*+UI | 59CU5A060C17**16 | 23400 | 21 |  | 13.5 | 11 |  | 23600 | 24600 | 104.2% | [8 empty] | Residential | 487.5 | No | 1.95
206132518 | Central Heat Pump | CARRIER | HRCU-A-CB (Split System: Heat Pump with Remote Outdoor Unit-Air-Source) | 25VNA424A*030* |  |  | CNPV*3621AL*+UI | 59CU5A060C17**16 | 23400 | 21 |  | 13.5 | 11 |  | 23600 | 24400 | 103.4% | [8 empty] | Residential | 487.5 | No | 1.95
206132520 | Central Heat Pump | CARRIER | HRCU-A-CB (Split System: Heat Pump with Remote Outdoor Unit-Air-Source) | 25VNA424A*030* |  |  | CNPV*3621AL*+UI | 59CU5A080C21**20 | 23600 | 22 |  | 14 | 11.5 |  | 23600 | 24400 | 103.4% | [8 empty] | Residential | 492.5 | No | 1.97
206132522 | Central Heat Pump | CARRIER | HRCU-A-CB (Split System: Heat Pump with Remote Outdoor Unit-Air-Source) | 25VNA424A*030* |  |  | CNPV*3621AL*+UI | 59CU5A100C21**22 | 23600 | 22 |  | 14 | 11.5 |  | 23600 | 24400 | 103.4% | [8 empty] | Residential | 492.5 | No | 1.97
206764293 | Central Heat Pump | CARRIER | HRCU-A-CB (Split System: Heat Pump with Remote Outdoor Unit-Air-Source) | 25VNA825A*032* |  |  | FE4AN(B,F)005L+UI |  | 24000 | 18 |  | 12.5 | 10 |  | 20200 | 20200 | 100% | 24400 | 17.5 | 11.5 | 8.5 | 20600 |  |  |  | Residential | 507.5 | No | 2.03
206788329 | Central Heat Pump | CARRIER | HRCU-A-CB (Split System: Heat Pump with Remote Outdoor Unit-Air-Source) | 25VNA424A*031* |  |  | FE4ANF002L+UI |  | 23400 | 22 |  | 14 | 12 |  | 24000 | 24800 | 103.3% | 23400 | 21 | 13.5 | 10 | 26600 |  |  |  | Residential | 487.5 | No | 1.95
206788330 | Central Heat Pump | CARRIER | HRCU-A-CB (Split System: Heat Pump with Remote Outdoor Unit-Air-Source) | 25VNA424A*031* |  |  | FE4AN(B,F)003L+UI |  | 23400 | 22 |  | 14.5 | 12 |  | 24000 | 24800 | 103.3% | 23400 | 21.5 | 13.5 | 10 | 26400 |  |  |  | Residential | 487.5 | No | 1.95
206788333 | Central Heat Pump | CARRIER | HRCU-A-CB (Split System: Heat Pump with Remote Outdoor Unit-Air-Source) | 25VNA424A*031* |  |  | CAP**3617AL*+UI | 59MN7B080C17**14 | 23400 | 21 |  | 13 | 11 |  | 24000 | 25000 | 104.2% | 23200 | 20 | 13 | 10 | 26800 |  |  |  | Residential | 482.5 | No | 1.93
206788334 | Central Heat Pump | CARRIER | HRCU-A-CB (Split System: Heat Pump with Remote Outdoor Unit-Air-Source) | 25VNA424A*031* |  |  | CAP**3617AL*+UI | 58TN*A070C14**12 | 23400 | 22 |  | 14 | 11 |  | 24000 | 24800 | 103.3% | 23400 | 21.5 | 13.5 | 10 | 26600 |  |  |  | Residential | 487.5 | No | 1.95
206788335 | Central Heat Pump | CARRIER | HRCU-A-CB (Split System: Heat Pump with Remote Outdoor Unit-Air-Source) | 25VNA424A*031* |  |  | CAP**3617AL*+UI | 58TN*A090C17**16 | 23400 | 22 |  | 14 | 11 |  | 24000 | 24800 | 103.3% | 23400 | 21.5 | 13.5 | 10 | 26600 |  |  |  | Residential | 487.5 | No | 1.95
206788336 | Central Heat Pump | CARRIER | HRCU-A-CB (Split System: Heat Pump with Remote Outdoor Unit-Air-Source) | 25VNA424A*031* |  |  | CAP**3621AL*+UI | 59MN7B060C17**14 | 23400 | 21 |  | 13 | 11 |  | 24000 | 25200 | 105% | 23200 | 19.5 | 12.5 | 10 | 26800 |  |  |  | Residential | 482.5 | No | 1.93
206788337 | Central Heat Pump | CARRIER | HRCU-A-CB (Split System: Heat Pump with Remote Outdoor Unit-Air-Source) | 25VNA424A*031* |  |  | CAP**3621AL*+UI | 59MN7B080C17**14 | 23400 | 21 |  | 13 | 11 |  | 24000 | 25000 | 104.2% | 23200 | 20.5 | 13 | 10 | 26600 |  |  |  | Residential | 482.5 | No | 1.93
206788338 | Central Heat Pump | CARRIER | HRCU-A-CB (Split System: Heat Pump with Remote Outdoor Unit-Air-Source) | 25VNA424A*031* |  |  | CAP**3621AL*+UI | 59MN7B060C21**20 | 23400 | 21 |  | 13 | 11 |  | 24000 | 25000 | 104.2% | 23200 | 20 | 13 | 10 | 26600 |  |  |  | Residential | 482.5 | No | 1.93
206788341 | Central Heat Pump | CARRIER | HRCU-A-CB (Split System: Heat Pump with Remote Outdoor Unit-Air-Source) | 25VNA424A*031* |  |  | CAP**3621AL*+UI | 58TN*A090C17**16 | 23400 | 22 |  | 14 | 11 |  | 24000 | 24800 | 103.3% | 23400 | 21.5 | 13.5 | 10 | 26600 |  |  |  | Residential | 487.5 | No | 1.95
206788343 | Central Heat Pump | CARRIER | HRCU-A-CB (Split System: Heat Pump with Remote Outdoor Unit-Air-Source) | 25VNA424A*031* |  |  | CAP**4221AL*+UI | 59MN7B060C17**14 | 23400 | 21 |  | 13 | 11 |  | 24000 | 25000 | 104.2% | 23200 | 19.5 | 12.5 | 10 | 26800 |  |  |  | Residential | 482.5 | No | 1.93
205273767 | Central Heat Pump | BRYANT HEATING AND COOLING SYSTEMS | HRCU-A-CB (Split System: Heat Pump with Remote Outdoor Unit-Air-Source) | 284ANV024*0**A* |  |  | CNPV*3621AL*+UI | 987MB66100C21*** | 23400 | 22 |  | 14 | 11 |  | 24000 | 24400 | 101.7% | [8 empty] | Residential | 487.5 | No | 1.95
206132517 | Central Heat Pump | BRYANT HEATING AND COOLING SYSTEMS | HRCU-A-CB (Split System: Heat Pump with Remote Outdoor Unit-Air-Source) | 284ANV024*0**A* |  |  | CNPV*3617AL*+UI | 935CA48060C17*** | 23400 | 21 |  | 13.5 | 11 |  | 23600 | 24600 | 104.2% | [8 empty] | Residential | 487.5 | No | 1.95
206132519 | Central Heat Pump | BRYANT HEATING AND COOLING SYSTEMS | HRCU-A-CB (Split System: Heat Pump with Remote Outdoor Unit-Air-Source) | 284ANV024*0**A* |  |  | CNPV*3621AL*+UI | 935CA48060C17*** | 23400 | 21 |  | 13.5 | 11 |  | 23600 | 24400 | 103.4% | [8 empty] | Residential | 487.5 | No | 1.95
206132521 | Central Heat Pump | BRYANT HEATING AND COOLING SYSTEMS | HRCU-A-CB (Split System: Heat Pump with Remote Outdoor Unit-Air-Source) | 284ANV024*0**A* |  |  | CNPV*3621AL*+UI | 935CA60080C21*** | 23600 | 22 |  | 14 | 11.5 |  | 23600 | 24400 | 103.4% | [8 empty] | Residential | 492.5 | No | 1.97
206132523 | Central Heat Pump | BRYANT HEATING AND COOLING SYSTEMS | HRCU-A-CB (Split System: Heat Pump with Remote Outdoor Unit-Air-Source) | 284ANV024*0**A* |  |  | CNPV*3621AL*+UI | 935CA66100C21*** | 23600 | 22 |  | 14 | 11.5 |  | 23600 | 24400 | 103.4% | [8 empty] | Residential | 492.5 | No | 1.97
206132525 | Central Heat Pump | BRYANT HEATING AND COOLING SYSTEMS | HRCU-A-CB (Split System: Heat Pump with Remote Outdoor Unit-Air-Source) | 284ANV024*0**A* |  |  | CSPH*3612AL*+UI | 935CA48060C17*** | 24000 | 20 |  | 13.5 | 11 |  | 23600 | 24400 | 103.4% | [8 empty] | Residential | 500 | No | 2
206132527 | Central Heat Pump | BRYANT HEATING AND COOLING SYSTEMS | HRCU-A-CB (Split System: Heat Pump with Remote Outdoor Unit-Air-Source) | 284ANV024*0**A* |  |  | CSPH*3612AL*+UI | 935CA60080C21*** | 24000 | 20 |  | 13.5 | 12 |  | 23600 | 24200 | 102.5% | [8 empty] | Residential | 500 | No | 2
206132542 | Central Heat Pump | BRYANT HEATING AND COOLING SYSTEMS | HRCU-A-CB (Split System: Heat Pump with Remote Outdoor Unit-Air-Source) | 284ANV036*0**A* |  |  | CAP**3721AL*+UI | 83*CA36040C17*** | 34400 | 21 |  | 12.5 | 11 |  | 34600 | 33400 | 96.53% | [8 empty] | Residential | 717.5 | No | 2.87
206132544 | Central Heat Pump | BRYANT HEATING AND COOLING SYSTEMS | HRCU-A-CB (Split System: Heat Pump with Remote Outdoor Unit-Air-Source) | 284ANV036*0**A* |  |  | CAP**3721AL*+UI | 83*CA48060C17*** | 34400 | 21 |  | 12.5 | 11 |  | 34400 | 33200 | 96.51% | [8 empty] | Residential | 717.5 | No | 2.87
206132546 | Central Heat Pump | BRYANT HEATING AND COOLING SYSTEMS | HRCU-A-CB (Split System: Heat Pump with Remote Outdoor Unit-Air-Source) | 284ANV036*0**A* |  |  | CAP**3721AL*+UI | 83*CA60100C21*** | 34400 | 20 |  | 12.5 | 11 |  | 34400 | 33200 | 96.51% | [8 empty] | Residential | 717.5 | No | 2.87
206132550 | Central Heat Pump | BRYANT HEATING AND COOLING SYSTEMS | HRCU-A-CB (Split System: Heat Pump with Remote Outdoor Unit-Air-Source) | 284ANV036*0**A* |  |  | CAP**4221AL*+UI | 83*CA60080C21*** | 33200 | 21 |  | 12.5 | 10.5 |  | 31800 | 31200 | 98.11% | [8 empty] | Residential | 692.5 | No | 2.77
206132553 | Central Heat Pump | BRYANT HEATING AND COOLING SYSTEMS | HRCU-A-CB (Split System: Heat Pump with Remote Outdoor Unit-Air-Source) | 284ANV036*0**A* |  |  | CAP**4224AL*+UI | 83*CA60080C21*** | 33200 | 21 |  | 12.5 | 11 |  | 32400 | 31600 | 97.53% | [8 empty] | Residential | 692.5 | No | 2.77
206132557 | Central Heat Pump | BRYANT HEATING AND COOLING SYSTEMS | HRCU-A-CB (Split System: Heat Pump with Remote Outdoor Unit-Air-Source) | 284ANV036*0**A* |  |  | CAP**4321AL*+UI | 83*CA36040C17*** | 34400 | 21 |  | 12.5 | 11 |  | 34600 | 33400 | 96.53% | [8 empty] | Residential | 717.5 | No | 2.87
9895949 | Central Heat Pump | BRYANT HEATING AND COOLING SYSTEMS | HRCU-A-CB (Split System: Heat Pump with Remote Outdoor Unit-Air-Source) | 288BNV037*0**A* |  |  | FE4ANB006L+UI |  | 33600 | 19 |  | 13 | 10 |  | 31000 | 31000 | 100% | 33200 | 18.5 | 12 | 8.5 | 31600 |  |  |  | Residential | 692.5 | No | 2.77
9895950 | Central Heat Pump | BRYANT HEATING AND COOLING SYSTEMS | HRCU-A-CB (Split System: Heat Pump with Remote Outdoor Unit-Air-Source) | 288BNV037*0**A* |  |  | FE4AN(B,F)005L+UI |  | 33400 | 18.5 |  | 13 | 10 |  | 31400 | 31000 | 98.73% | 32800 | 18.5 | 12 | 8.5 | 32000 |  |  |  | Residential | 682.5 | No | 2.73
204456328 | Central Heat Pump | BRYANT HEATING AND COOLING SYSTEMS | HRCU-A-CB (Split System: Heat Pump with Remote Outdoor Unit-Air-Source) | 288BNV025*0**B* |  |  | FE4AN(B,F)005L+UI |  | 24000 | 18 |  | 12.5 | 10 |  | 20200 | 20200 | 100% | 24400 | 17.5 | 11.5 | 8.5 | 20600 |  |  |  | Residential | 507.5 | No | 2.03
207071256 | Central Heat Pump | COMFORT-AIRE | HRCU-A-CB (Split System: Heat Pump with Remote Outdoor Unit-Air-Source) | HRG1836S1P |  |  | HMG30X1P |  | 24000 | 18 |  | 13 | 10 |  | 24000 | 15600 | 65% | 24200 | 18.5 | 12.3 | 8.5 | 24000 |  |  |  | Residential | 505 | No | 2.02
207071258 | Central Heat Pump | COMFORT-AIRE | HRCU-A-CB (Split System: Heat Pump with Remote Outdoor Unit-Air-Source) | HRG1836S1P |  |  | HCG24V1P |  | 23800 | 20 |  | 13 | 10 |  | 24000 | 15900 | 66.25% | 23800 | 19 | 12.3 | 8.1 | 24000 |  |  |  | Residential | 495 | No | 1.98
207071260 | Central Heat Pump | COMFORT-AIRE | HRCU-A-CB (Split System: Heat Pump with Remote Outdoor Unit-Air-Source) | HRG1836S1P |  |  | HCG30V1P |  | 24000 | 20 |  | 13 | 10 |  | 24000 | 15600 | 65% | 24000 | 19 | 12.3 | 8.5 | 24000 |  |  |  | Residential | 500 | No | 2
207071380 | Central Heat Pump | COMFORT-AIRE | HRCU-A-CB (Split System: Heat Pump with Remote Outdoor Unit-Air-Source) | HRG1836S1P |  |  | EAH1P30B+H4TXV01 | GUH96C070B3M | 24000 | 18.5 |  | 13 | 10 |  | 24000 | 15300 | 63.75% | 24000 | 18.5 | 12.3 | 8.5 | 24000 |  |  |  | Residential | 500 | No | 2
207071384 | Central Heat Pump | COMFORT-AIRE | HRCU-A-CB (Split System: Heat Pump with Remote Outdoor Unit-Air-Source) | HRG1836S1P |  |  | EC4X23B | GUH96T045B3M | 23400 | 20 |  | 13 | 10 |  | 24000 | 14900 | 62.08% | [8 empty] | Residential | 487.5 | No | 1.95
207071386 | Central Heat Pump | COMFORT-AIRE | HRCU-A-CB (Split System: Heat Pump with Remote Outdoor Unit-Air-Source) | HRG1836S1P |  |  | EC4X23B | GUH96T070B3M | 23400 | 20 |  | 13 | 10 |  | 24000 | 14800 | 61.67% | [8 empty] | Residential | 487.5 | No | 1.95
207071390 | Central Heat Pump | COMFORT-AIRE | HRCU-A-CB (Split System: Heat Pump with Remote Outdoor Unit-Air-Source) | HRG1836S1P |  |  | EC4X23B | GUH92C045B3M | 23200 | 19 |  | 13 | 10 |  | 24000 | 14800 | 61.67% | [8 empty] | Residential | 482.5 | No | 1.93
207071392 | Central Heat Pump | COMFORT-AIRE | HRCU-A-CB (Split System: Heat Pump with Remote Outdoor Unit-Air-Source) | HRG1836S1P |  |  | EC4X23B | GUH92C070B3M | 23200 | 19 |  | 13 | 10 |  | 24000 | 14900 | 62.08% | [8 empty] | Residential | 482.5 | No | 1.93
207071264 | Central Heat Pump | COMFORT-AIRE | HRCU-A-CB (Split System: Heat Pump with Remote Outdoor Unit-Air-Source) | HRG1836S1P |  |  | E*1P23B+H4TXV01 | GUH96T045B3M | 23400 | 20 |  | 13 | 10 |  | 24000 | 14900 | 62.08% | 23400 | 19 | 12.3 | 8.1 | 24000 |  |  |  | Residential | 487.5 | No | 1.95
207071266 | Central Heat Pump | COMFORT-AIRE | HRCU-A-CB (Split System: Heat Pump with Remote Outdoor Unit-Air-Source) | HRG1836S1P |  |  | E*1P23B+H4TXV01 | GUH96T070B3M | 23400 | 20 |  | 13 | 10 |  | 24000 | 14800 | 61.67% | 23400 | 19 | 12.3 | 8.5 | 24000 |  |  |  | Residential | 487.5 | No | 1.95
207071270 | Central Heat Pump | COMFORT-AIRE | HRCU-A-CB (Split System: Heat Pump with Remote Outdoor Unit-Air-Source) | HRG1836S1P |  |  | E*1P23B+H4TXV01 | GUH92C045B3M | 23200 | 19 |  | 13 | 10 |  | 24000 | 14800 | 61.67% | 23600 | 19 | 12.3 | 8.5 | 24000 |  |  |  | Residential | 492.5 | No | 1.97
207071272 | Central Heat Pump | COMFORT-AIRE | HRCU-A-CB (Split System: Heat Pump with Remote Outdoor Unit-Air-Source) | HRG1836S1P |  |  | E*1P23B+H4TXV01 | GUH92C070B3M | 23200 | 19 |  | 13 | 10 |  | 24000 | 14900 | 62.08% | 23600 | 19 | 12.3 | 8.5 | 24000 |  |  |  | Residential | 492.5 | No | 1.97
207071306 | Central Heat Pump | COMFORT-AIRE | HRCU-A-CB (Split System: Heat Pump with Remote Outdoor Unit-Air-Source) | HRG1836S1P |  |  | EA(C,U)1P30B+H4TXV01 | GUH96T070B3M | 23800 | 20 |  | 13 | 10 |  | 24000 | 15400 | 64.17% | 23800 | 19 | 12.3 | 8.1 | 24000 |  |  |  | Residential | 495 | No | 1.98
207071346 | Central Heat Pump | COMFORT-AIRE | HRCU-A-CB (Split System: Heat Pump with Remote Outdoor Unit-Air-Source) | HRG1836S1P |  |  | EAC4X30B | GUH96T070B3M | 23800 | 20 |  | 13 | 10 |  | 24000 | 15400 | 64.17% | 23800 | 19 | 12.3 | 8.1 | 24000 |  |  |  | Residential | 495 | No | 1.98
207071362 | Central Heat Pump | COMFORT-AIRE | HRCU-A-CB (Split System: Heat Pump with Remote Outdoor Unit-Air-Source) | HRG1836S1P |  |  | EAH1P30A+H4TXV01 | GUH80C045A3M | 24000 | 18.5 |  | 13 | 10 |  | 24000 | 15200 | 63.33% | 24000 | 19 | 12.3 | 8.5 | 24000 |  |  |  | Residential | 500 | No | 2
207071364 | Central Heat Pump | COMFORT-AIRE | HRCU-A-CB (Split System: Heat Pump with Remote Outdoor Unit-Air-Source) | HRG1836S1P |  |  | EAH1P30B+H4TXV01 | GUH96T045B3M | 24000 | 20 |  | 13 | 10 |  | 24000 | 15300 | 63.75% | 24000 | 19 | 12.3 | 8.5 | 24000 |  |  |  | Residential | 500 | No | 2
207071366 | Central Heat Pump | COMFORT-AIRE | HRCU-A-CB (Split System: Heat Pump with Remote Outdoor Unit-Air-Source) | HRG1836S1P |  |  | EAH1P30B+H4TXV01 | GUH96T070B3M | 24000 | 20 |  | 13 | 10 |  | 24000 | 15300 | 63.75% | 24000 | 19 | 12.3 | 8.5 | 24000 |  |  |  | Residential | 500 | No | 2
207071368 | Central Heat Pump | COMFORT-AIRE | HRCU-A-CB (Split System: Heat Pump with Remote Outdoor Unit-Air-Source) | HRG1836S1P |  |  | EAH1P30B+H4TXV01 | GUH80C070B3M | 24000 | 18.5 |  | 13 | 10 |  | 24000 | 15300 | 63.75% | 24000 | 19 | 12.3 | 8.5 | 24000 |  |  |  | Residential | 500 | No | 2
207071370 | Central Heat Pump | COMFORT-AIRE | HRCU-A-CB (Split System: Heat Pump with Remote Outdoor Unit-Air-Source) | HRG1836S1P |  |  | EAH1P30B+H4TXV01 | GUH92C045B3M | 23800 | 19.5 |  | 13 | 10 |  | 24000 | 15300 | 63.75% | 24000 | 19 | 12.3 | 8.5 | 24000 |  |  |  | Residential | 500 | No | 2
207071372 | Central Heat Pump | COMFORT-AIRE | HRCU-A-CB (Split System: Heat Pump with Remote Outdoor Unit-Air-Source) | HRG1836S1P |  |  | EAH1P30B+H4TXV01 | GUH92C070B3M | 24000 | 20 |  | 13 | 10 |  | 24000 | 15300 | 63.75% | 24000 | 19 | 12.3 | 8.5 | 24000 |  |  |  | Residential | 500 | No | 2
205965877 | Central Heat Pump | ENERGI AIR | HRCU-A-CB (Split System: Heat Pump with Remote Outdoor Unit-Air-Source) | GVZC200241A* |  |  | CA*F3137*6A*+TXV | G*VS800604BUA* | 23400 | 20 |  | 13 | 10 |  | 23600 | 13000 | 55.08% | [8 empty] | Residential | 487.5 | No | 1.95
205965878 | Central Heat Pump | ENERGI AIR | HRCU-A-CB (Split System: Heat Pump with Remote Outdoor Unit-Air-Source) | GVZC200241A* |  |  | CA*F3137*6A*+TXV | G*VS960603BUA* | 23400 | 20 |  | 13 | 10 |  | 23600 | 13000 | 55.08% | [8 empty] | Residential | 487.5 | No | 1.95
205965882 | Central Heat Pump | ENERGI AIR | HRCU-A-CB (Split System: Heat Pump with Remote Outdoor Unit-Air-Source) | GVZC200241A* |  |  | CA*F3636*6D*+MBVC1200**-1A*+TXV |  | 23200 | 20 |  | 13 | 10 |  | 23400 | 13000 | 55.56% | [8 empty] | Residential | 482.5 | No | 1.93
205965887 | Central Heat Pump | ENERGI AIR | HRCU-A-CB (Split System: Heat Pump with Remote Outdoor Unit-Air-Source) | GVZC200241A* |  |  | CA*F3642*6D*+TXV | G*VM970804CNB* | 23200 | 20 |  | 13 | 10 |  | 23600 | 13000 | 55.08% | [8 empty] | Residential | 482.5 | No | 1.93
205965888 | Central Heat Pump | ENERGI AIR | HRCU-A-CB (Split System: Heat Pump with Remote Outdoor Unit-Air-Source) | GVZC200241A* |  |  | CA*F3743*6D*+TXV | G*VM970603BNB* | 23400 | 20 |  | 13 | 10 |  | 23800 | 13000 | 54.62% | [8 empty] | Residential | 487.5 | No | 1.95
205965889 | Central Heat Pump | ENERGI AIR | HRCU-A-CB (Split System: Heat Pump with Remote Outdoor Unit-Air-Source) | GVZC200241A* |  |  | CA*F3743*6D*+TXV | G*VM970803BNB* | 23400 | 20 |  | 13 | 10 |  | 23800 | 13000 | 54.62% | [8 empty] | Residential | 487.5 | No | 1.95
205965890 | Central Heat Pump | ENERGI AIR | HRCU-A-CB (Split System: Heat Pump with Remote Outdoor Unit-Air-Source) | GVZC200241A* |  |  | CA*F3743*6D*+TXV | G*VM970804CNB* | 23400 | 20 |  | 13 | 10 |  | 23800 | 13000 | 54.62% | [8 empty] | Residential | 487.5 | No | 1.95
205965891 | Central Heat Pump | ENERGI AIR | HRCU-A-CB (Split System: Heat Pump with Remote Outdoor Unit-Air-Source) | GVZC200241A* |  |  | CA*F3743*6D*+MBVC1200**-1A*+TXV |  | 23800 | 21 |  | 13 | 10 |  | 23800 | 13000 | 54.62% | [8 empty] | Residential | 495 | No | 1.98
205965892 | Central Heat Pump | ENERGI AIR | HRCU-A-CB (Split System: Heat Pump with Remote Outdoor Unit-Air-Source) | GVZC200241A* |  |  | CA*F3743*6D*+TXV | G*VS800604BUA* | 23400 | 20 |  | 13 | 10 |  | 23600 | 13000 | 55.08% | [8 empty] | Residential | 487.5 | No | 1.95
205965893 | Central Heat Pump | ENERGI AIR | HRCU-A-CB (Split System: Heat Pump with Remote Outdoor Unit-Air-Source) | GVZC200241A* |  |  | CA*F3743*6D*+TXV | G*VS960603BUA* | 23400 | 20 |  | 13 | 10 |  | 23800 | 13000 | 54.62% | [8 empty] | Residential | 487.5 | No | 1.95
205965896 | Central Heat Pump | ENERGI AIR | HRCU-A-CB (Split System: Heat Pump with Remote Outdoor Unit-Air-Source) | GVZC200241A* |  |  | CHPF3636B6C*+MBVC1200**-1A*+TXV |  | 23400 | 21 |  | 13 | 10 |  | 23400 | 13000 | 55.56% | [8 empty] | Residential | 487.5 | No | 1.95
205965899 | Central Heat Pump | ENERGI AIR | HRCU-A-CB (Split System: Heat Pump with Remote Outdoor Unit-Air-Source) | GVZC200241A* |  |  | CHPF3642C6C*+MBVC1200**-1A*+TXV |  | 23400 | 21 |  | 13 | 10 |  | 23400 | 13000 | 55.56% | [8 empty] | Residential | 487.5 | No | 1.95
205965900 | Central Heat Pump | ENERGI AIR | HRCU-A-CB (Split System: Heat Pump with Remote Outdoor Unit-Air-Source) | GVZC200241A* |  |  | CSCF3642N6D*+TXV | G*VS800604BUA* | 23600 | 20 |  | 13 | 10 |  | 23600 | 13000 | 55.08% | [8 empty] | Residential | 492.5 | No | 1.97
205965901 | Central Heat Pump | ENERGI AIR | HRCU-A-CB (Split System: Heat Pump with Remote Outdoor Unit-Air-Source) | GVZC200241A* |  |  | CSCF3642N6D*+TXV | G*VS960603BUA* | 23400 | 20 |  | 13 | 10 |  | 23800 | 13000 | 54.62% | [8 empty] | Residential | 487.5 | No | 1.95
205965902 | Central Heat Pump | ENERGI AIR | HRCU-A-CB (Split System: Heat Pump with Remote Outdoor Unit-Air-Source) | GVZC200241A* |  |  | AVPEC25B14A* |  | 23000 | 21 |  | 13 | 10 |  | 23600 | 13600 | 57.63% | [8 empty] | Residential | 480 | No | 1.92
205965903 | Central Heat Pump | ENERGI AIR | HRCU-A-CB (Split System: Heat Pump with Remote Outdoor Unit-Air-Source) | GVZC200241A* |  |  | CA*F3137*6A*+MBVC1201**-1A*+TXV |  | 23800 | 21 |  | 13 | 10 |  | 23800 | 13000 | 54.62% | [8 empty] | Residential | 495 | No | 1.98
205965904 | Central Heat Pump | ENERGI AIR | HRCU-A-CB (Split System: Heat Pump with Remote Outdoor Unit-Air-Source) | GVZC200241A* |  |  | CA*F3636*6D*+MBVC1201**-1A*+TXV |  | 23200 | 20 |  | 13 | 10 |  | 23400 | 13000 | 55.56% | [8 empty] | Residential | 482.5 | No | 1.93
205965905 | Central Heat Pump | ENERGI AIR | HRCU-A-CB (Split System: Heat Pump with Remote Outdoor Unit-Air-Source) | GVZC200241A* |  |  | CA*F3642*6D*+MBVC1201**-1A*+TXV |  | 23400 | 21 |  | 13 | 10 |  | 23600 | 13000 | 55.08% | [8 empty] | Residential | 487.5 | No | 1.95
205965906 | Central Heat Pump | ENERGI AIR | HRCU-A-CB (Split System: Heat Pump with Remote Outdoor Unit-Air-Source) | GVZC200241A* |  |  | CA*F3743*6D*+MBVC1201**-1A*+TXV |  | 23800 | 21 |  | 13 | 10 |  | 23800 | 13000 | 54.62% | [8 empty] | Residential | 495 | No | 1.98
205965907 | Central Heat Pump | ENERGI AIR | HRCU-A-CB (Split System: Heat Pump with Remote Outdoor Unit-Air-Source) | GVZC200241A* |  |  | CHPF3636B6C*+MBVC1201**-1A*+TXV |  | 23400 | 21 |  | 13 | 10 |  | 23400 | 13000 | 55.56% | [8 empty] | Residential | 487.5 | No | 1.95
205965908 | Central Heat Pump | ENERGI AIR | HRCU-A-CB (Split System: Heat Pump with Remote Outdoor Unit-Air-Source) | GVZC200241A* |  |  | CHPF3642C6C*+MBVC1201**-1A*+TXV |  | 23400 | 21 |  | 13 | 10 |  | 23400 | 13000 | 55.56% | [8 empty] | Residential | 487.5 | No | 1.95
205965911 | Central Heat Pump | ENERGI AIR | HRCU-A-CB (Split System: Heat Pump with Remote Outdoor Unit-Air-Source) | GVZC200361A* |  |  | CA*F3137*6A*+MBVC1200**-1A*+TXV |  | 34800 | 20 |  | 13.5 | 10 |  | 35000 | 18000 | 51.43% | [8 empty] | Residential | 725 | No | 2.9
205965917 | Central Heat Pump | ENERGI AIR | HRCU-A-CB (Split System: Heat Pump with Remote Outdoor Unit-Air-Source) | GVZC200361A* |  |  | CA*F3642*6D*+TXV | G*VM970804CNB* | 35800 | 20 |  | 12.5 | 10 |  | 35000 | 18200 | 52% | [8 empty] | Residential | 745 | No | 2.98
205965920 | Central Heat Pump | ENERGI AIR | HRCU-A-CB (Split System: Heat Pump with Remote Outdoor Unit-Air-Source) | GVZC200361A* |  |  | CA*F3642*6D*+MBVC1200**-1A*+TXV |  | 34600 | 20 |  | 13 | 10 |  | 34800 | 18000 | 51.72% | [8 empty] | Residential | 720 | No | 2.88
205965921 | Central Heat Pump | ENERGI AIR | HRCU-A-CB (Split System: Heat Pump with Remote Outdoor Unit-Air-Source) | GVZC200361A* |  |  | CA*F3642*6D*+MBVC1600**-1A*+TXV |  | 34600 | 20 |  | 13.5 | 10 |  | 34800 | 18000 | 51.72% | [8 empty] | Residential | 720 | No | 2.88
205965928 | Central Heat Pump | ENERGI AIR | HRCU-A-CB (Split System: Heat Pump with Remote Outdoor Unit-Air-Source) | GVZC200361A* |  |  | CA*F3743*6D*+TXV | G*VM971205DNB* | 35800 | 20 |  | 13 | 10 |  | 35000 | 18200 | 52% | [8 empty] | Residential | 745 | No | 2.98
205965929 | Central Heat Pump | ENERGI AIR | HRCU-A-CB (Split System: Heat Pump with Remote Outdoor Unit-Air-Source) | GVZC200361A* |  |  | CA*F3743*6D*+MBVC1200**-1A*+TXV |  | 35200 | 20 |  | 13.5 | 10 |  | 35000 | 18200 | 52% | [8 empty] | Residential | 732.5 | No | 2.93
205965931 | Central Heat Pump | ENERGI AIR | HRCU-A-CB (Split System: Heat Pump with Remote Outdoor Unit-Air-Source) | GVZC200361A* |  |  | CA*F3743*6D*+TXV | G*VS800805CUA* | 35400 | 20 |  | 13.5 | 10 |  | 35000 | 18200 | 52% | [8 empty] | Residential | 737.5 | No | 2.95
205965933 | Central Heat Pump | ENERGI AIR | HRCU-A-CB (Split System: Heat Pump with Remote Outdoor Unit-Air-Source) | GVZC200361A* |  |  | CA*F3743*6D*+TXV | G*VS960805CUA* | 35400 | 20 |  | 12.5 | 10 |  | 35000 | 18200 | 52% | [8 empty] | Residential | 737.5 | No | 2.95
205965938 | Central Heat Pump | ENERGI AIR | HRCU-A-CB (Split System: Heat Pump with Remote Outdoor Unit-Air-Source) | GVZC200361A* |  |  | CHPF3642C6C*+MBVC1200**-1A*+TXV |  | 34800 | 20 |  | 13 | 10 |  | 34800 | 18000 | 51.72% | [8 empty] | Residential | 725 | No | 2.9
206788344 | Central Heat Pump | CARRIER | HRCU-A-CB (Split System: Heat Pump with Remote Outdoor Unit-Air-Source) | 25VNA424A*031* |  |  | CAP**4221AL*+UI | 59MN7B080C17**14 | 23400 | 21 |  | 13 | 11 |  | 24000 | 25000 | 104.2% | 23400 | 20.5 | 13 | 10 | 26600 |  |  |  | Residential | 487.5 | No | 1.95
206788345 | Central Heat Pump | CARRIER | HRCU-A-CB (Split System: Heat Pump with Remote Outdoor Unit-Air-Source) | 25VNA424A*031* |  |  | CAP**4221AL*+UI | 59MN7B060C21**20 | 23400 | 21 |  | 13 | 11 |  | 24000 | 25000 | 104.2% | 23400 | 20 | 13 | 10 | 26600 |  |  |  | Residential | 487.5 | No | 1.95
206788348 | Central Heat Pump | CARRIER | HRCU-A-CB (Split System: Heat Pump with Remote Outdoor Unit-Air-Source) | 25VNA424A*031* |  |  | CAP**4221AL*+UI | 58TN*A090C17**16 | 23400 | 22 |  | 14 | 11 |  | 24000 | 24600 | 102.5% | 23600 | 21.5 | 13.5 | 10 | 26400 |  |  |  | Residential | 492.5 | No | 1.97
206788350 | Central Heat Pump | CARRIER | HRCU-A-CB (Split System: Heat Pump with Remote Outdoor Unit-Air-Source) | 25VNA424A*031* |  |  | CAP**4224AL*+UI | 59MN7B060C21**20 | 23400 | 21 |  | 13 | 11 |  | 24000 | 25000 | 104.2% | 23400 | 20 | 13 | 10 | 26600 |  |  |  | Residential | 487.5 | No | 1.95
206788373 | Central Heat Pump | CARRIER | HRCU-A-CB (Split System: Heat Pump with Remote Outdoor Unit-Air-Source) | 25VNA424A*031* |  |  | CNPV*3617AL*+UI | 59MN7B080C17**14 | 23400 | 21 |  | 13 | 11 |  | 24000 | 25200 | 105% | 23200 | 20 | 13 | 9.5 | 26800 |  |  |  | Residential | 482.5 | No | 1.93
206788374 | Central Heat Pump | CARRIER | HRCU-A-CB (Split System: Heat Pump with Remote Outdoor Unit-Air-Source) | 25VNA424A*031* |  |  | CNPV*3617AL*+UI | 58TN*A070C14**12 | 23400 | 22 |  | 14 | 11 |  | 24000 | 25000 | 104.2% | 23200 | 21.5 | 13 | 9.5 | 26600 |  |  |  | Residential | 482.5 | No | 1.93
206788375 | Central Heat Pump | CARRIER | HRCU-A-CB (Split System: Heat Pump with Remote Outdoor Unit-Air-Source) | 25VNA424A*031* |  |  | CNPV*3617AL*+UI | 58TN*A090C17**16 | 23400 | 22 |  | 14 | 11 |  | 24000 | 24800 | 103.3% | 23400 | 21.5 | 13.5 | 9.5 | 26600 |  |  |  | Residential | 487.5 | No | 1.95
206788377 | Central Heat Pump | CARRIER | HRCU-A-CB (Split System: Heat Pump with Remote Outdoor Unit-Air-Source) | 25VNA424A*031* |  |  | CNPV*3621AL*+UI | 59MN7B080C17**14 | 23400 | 21 |  | 13 | 11 |  | 24000 | 25200 | 105% | 23200 | 20 | 13 | 9.5 | 26800 |  |  |  | Residential | 482.5 | No | 1.93
207071376 | Central Heat Pump | COMFORT-AIRE | HRCU-A-CB (Split System: Heat Pump with Remote Outdoor Unit-Air-Source) | HRG1836S1P |  |  | EAH1P30B+H4TXV01 | GUH95C070B3M | 24000 | 18 |  | 13 | 10 |  | 24000 | 15400 | 64.17% | [8 empty] | Residential | 500 | No | 2
206788378 | Central Heat Pump | CARRIER | HRCU-A-CB (Split System: Heat Pump with Remote Outdoor Unit-Air-Source) | 25VNA424A*031* |  |  | CNPV*3621AL*+UI | 59MN7B060C21**20 | 23400 | 21 |  | 13 | 11 |  | 24000 | 25200 | 105% | 23200 | 19.5 | 13 | 9.5 | 26800 |  |  |  | Residential | 482.5 | No | 1.93
206788381 | Central Heat Pump | CARRIER | HRCU-A-CB (Split System: Heat Pump with Remote Outdoor Unit-Air-Source) | 25VNA424A*031* |  |  | CNPV*3621AL*+UI | 58TN*A090C17**16 | 23400 | 22 |  | 14 | 11 |  | 24000 | 24800 | 103.3% | 23400 | 21.5 | 13.5 | 9.5 | 26600 |  |  |  | Residential | 487.5 | No | 1.95
206788384 | Central Heat Pump | CARRIER | HRCU-A-CB (Split System: Heat Pump with Remote Outdoor Unit-Air-Source) | 25VNA424A*031* |  |  | CNPV*4217AL*+UI | 59MN7B080C17**14 | 23400 | 21 |  | 13 | 11 |  | 24000 | 25000 | 104.2% | 23600 | 20 | 13 | 10 | 26600 |  |  |  | Residential | 492.5 | No | 1.97
206788385 | Central Heat Pump | CARRIER | HRCU-A-CB (Split System: Heat Pump with Remote Outdoor Unit-Air-Source) | 25VNA424A*031* |  |  | CNPV*4217AL*+UI | 58TN*A070C14**12 | 23400 | 22 |  | 14 | 11 |  | 24000 | 24800 | 103.3% | 23800 | 21.5 | 13.5 | 10 | 26600 |  |  |  | Residential | 495 | No | 1.98
206788386 | Central Heat Pump | CARRIER | HRCU-A-CB (Split System: Heat Pump with Remote Outdoor Unit-Air-Source) | 25VNA424A*031* |  |  | CNPV*4217AL*+UI | 58TN*A090C17**16 | 23400 | 22 |  | 14 | 11 |  | 24000 | 24600 | 102.5% | 23800 | 21.5 | 13.5 | 10 | 26400 |  |  |  | Residential | 495 | No | 1.98
206788388 | Central Heat Pump | CARRIER | HRCU-A-CB (Split System: Heat Pump with Remote Outdoor Unit-Air-Source) | 25VNA424A*031* |  |  | CNPV*4221AL*+UI | 59MN7B080C17**14 | 23400 | 21 |  | 13 | 11 |  | 24000 | 25000 | 104.2% | 23400 | 20 | 13 | 9.5 | 26800 |  |  |  | Residential | 487.5 | No | 1.95
206788389 | Central Heat Pump | CARRIER | HRCU-A-CB (Split System: Heat Pump with Remote Outdoor Unit-Air-Source) | 25VNA424A*031* |  |  | CNPV*4221AL*+UI | 59MN7B060C21**20 | 23400 | 21 |  | 13 | 11 |  | 24000 | 25000 | 104.2% | 23400 | 19.5 | 13 | 9.5 | 26800 |  |  |  | Residential | 487.5 | No | 1.95
206788392 | Central Heat Pump | CARRIER | HRCU-A-CB (Split System: Heat Pump with Remote Outdoor Unit-Air-Source) | 25VNA424A*031* |  |  | CNPV*4221AL*+UI | 58TN*A090C17**16 | 23400 | 22 |  | 14 | 11 |  | 24000 | 24800 | 103.3% | 23600 | 21.5 | 13.5 | 10 | 26600 |  |  |  | Residential | 492.5 | No | 1.97
206788412 | Central Heat Pump | CARRIER | HRCU-A-CB (Split System: Heat Pump with Remote Outdoor Unit-Air-Source) | 25VNA424A*031* |  |  | CSPH*3612AL*+UI | 59MN7B080C17**14 | 23400 | 21 |  | 13 | 11 |  | 24000 | 25000 | 104.2% | 23600 | 19.5 | 12.5 | 10 | 26600 |  |  |  | Residential | 492.5 | No | 1.97
206788413 | Central Heat Pump | CARRIER | HRCU-A-CB (Split System: Heat Pump with Remote Outdoor Unit-Air-Source) | 25VNA424A*031* |  |  | CSPH*3612AL*+UI | 59MN7B060C21**20 | 23400 | 20 |  | 13 | 11 |  | 24000 | 25000 | 104.2% | 23600 | 19 | 12.5 | 10 | 26600 |  |  |  | Residential | 492.5 | No | 1.97
206788417 | Central Heat Pump | CARRIER | HRCU-A-CB (Split System: Heat Pump with Remote Outdoor Unit-Air-Source) | 25VNA424A*031* |  |  | CSPH*3612AL*+UI | 58TN*A070C14**12 | 23400 | 22 |  | 14 | 11 |  | 24000 | 24800 | 103.3% | 23800 | 20.5 | 13 | 10 | 26600 |  |  |  | Residential | 495 | No | 1.98
206788418 | Central Heat Pump | CARRIER | HRCU-A-CB (Split System: Heat Pump with Remote Outdoor Unit-Air-Source) | 25VNA424A*031* |  |  | CSPH*3612AL*+UI | 58TN*A090C17**16 | 23400 | 22 |  | 14 | 11 |  | 24000 | 24600 | 102.5% | 23800 | 20.5 | 13 | 10 | 26400 |  |  |  | Residential | 495 | No | 1.98
206788421 | Central Heat Pump | CARRIER | HRCU-A-CB (Split System: Heat Pump with Remote Outdoor Unit-Air-Source) | 25VNA424A*031* |  |  | CSPH*4212AL*+UI | 59MN7B080C17**14 | 23400 | 21 |  | 13 | 11 |  | 24000 | 24800 | 103.3% | 23800 | 19.5 | 12.5 | 10 | 26600 |  |  |  | Residential | 495 | No | 1.98
206788422 | Central Heat Pump | CARRIER | HRCU-A-CB (Split System: Heat Pump with Remote Outdoor Unit-Air-Source) | 25VNA424A*031* |  |  | CSPH*4212AL*+UI | 59MN7B060C21**20 | 23400 | 20 |  | 13 | 11 |  | 24000 | 24800 | 103.3% | 23800 | 19 | 12.5 | 10 | 26600 |  |  |  | Residential | 495 | No | 1.98
206788426 | Central Heat Pump | CARRIER | HRCU-A-CB (Split System: Heat Pump with Remote Outdoor Unit-Air-Source) | 25VNA424A*031* |  |  | CSPH*4212AL*+UI | 58TN*A070C14**12 | 23400 | 22 |  | 14 | 11 |  | 24000 | 24600 | 102.5% | 24000 | 20.5 | 13 | 10 | 26400 |  |  |  | Residential | 500 | No | 2
206788427 | Central Heat Pump | CARRIER | HRCU-A-CB (Split System: Heat Pump with Remote Outdoor Unit-Air-Source) | 25VNA424A*031* |  |  | CSPH*4212AL*+UI | 58TN*A090C17**16 | 23400 | 22 |  | 14 | 11 |  | 24000 | 24600 | 102.5% | 24000 | 20.5 | 13 | 10 | 26400 |  |  |  | Residential | 500 | No | 2
206788447 | Central Heat Pump | CARRIER | HRCU-A-CB (Split System: Heat Pump with Remote Outdoor Unit-Air-Source) | 25VNA424A*031* |  |  | CAP**3617AL*+UI | 58TN*A045C17**12 | 23400 | 21 |  | 14 | 11 |  | 24000 | 25200 | 105% | 23200 | 19.5 | 12.5 | 10 | 26800 |  |  |  | Residential | 482.5 | No | 1.93
206788448 | Central Heat Pump | CARRIER | HRCU-A-CB (Split System: Heat Pump with Remote Outdoor Unit-Air-Source) | 25VNA424A*031* |  |  | CAP**3617AL*+UI | 58TN*A070C17**16 | 23400 | 21 |  | 14 | 11 |  | 24000 | 25000 | 104.2% | 23200 | 20.5 | 13 | 10 | 26600 |  |  |  | Residential | 482.5 | No | 1.93
206788449 | Central Heat Pump | CARRIER | HRCU-A-CB (Split System: Heat Pump with Remote Outdoor Unit-Air-Source) | 25VNA424A*031* |  |  | CAP**3617AL*+UI | 59TN6B060C17**14 | 23400 | 21 |  | 14 | 11 |  | 24000 | 25000 | 104.2% | 23200 | 19.5 | 13 | 10 | 26800 |  |  |  | Residential | 482.5 | No | 1.93
206788450 | Central Heat Pump | CARRIER | HRCU-A-CB (Split System: Heat Pump with Remote Outdoor Unit-Air-Source) | 25VNA424A*031* |  |  | CAP**3617AL*+UI | 59TN6B080C17**14 | 23400 | 21 |  | 14 | 11 |  | 24000 | 25000 | 104.2% | 23200 | 20 | 13 | 10 | 26600 |  |  |  | Residential | 482.5 | No | 1.93
206788451 | Central Heat Pump | CARRIER | HRCU-A-CB (Split System: Heat Pump with Remote Outdoor Unit-Air-Source) | 25VNA424A*031* |  |  | CAP**3621AL*+UI | 58TN*A045C17**12 | 23400 | 21 |  | 14 | 11 |  | 24000 | 25000 | 104.2% | 23200 | 20 | 13 | 10 | 26800 |  |  |  | Residential | 482.5 | No | 1.93
206788452 | Central Heat Pump | CARRIER | HRCU-A-CB (Split System: Heat Pump with Remote Outdoor Unit-Air-Source) | 25VNA424A*031* |  |  | CAP**3621AL*+UI | 58TN*A070C17**16 | 23400 | 21 |  | 14 | 11 |  | 24000 | 24800 | 103.3% | 23400 | 21 | 13 | 10 | 26600 |  |  |  | Residential | 487.5 | No | 1.95
206788455 | Central Heat Pump | CARRIER | HRCU-A-CB (Split System: Heat Pump with Remote Outdoor Unit-Air-Source) | 25VNA424A*031* |  |  | CAP**3621AL*+UI | 59TN6B060C17**14 | 23400 | 21 |  | 14 | 11 |  | 24000 | 25000 | 104.2% | 23200 | 20 | 13 | 10 | 26600 |  |  |  | Residential | 482.5 | No | 1.93
9893095 | Central Heat Pump | CARRIER | HRCU-A-CB (Split System: Heat Pump with Remote Outdoor Unit-Air-Source) | 25VNA837A*030* |  |  | FE4ANB006L+UI |  | 33600 | 19 |  | 13 | 10 |  | 31000 | 31000 | 100% | 33200 | 18.5 | 12 | 8.5 | 31600 |  |  |  | Residential | 692.5 | No | 2.77
9893096 | Central Heat Pump | CARRIER | HRCU-A-CB (Split System: Heat Pump with Remote Outdoor Unit-Air-Source) | 25VNA837A*030* |  |  | FE4AN(B,F)005L+UI |  | 33400 | 18.5 |  | 13 | 10 |  | 31400 | 31000 | 98.73% | 32800 | 18.5 | 12 | 8.5 | 32000 |  |  |  | Residential | 682.5 | No | 2.73
206788456 | Central Heat Pump | CARRIER | HRCU-A-CB (Split System: Heat Pump with Remote Outdoor Unit-Air-Source) | 25VNA424A*031* |  |  | CAP**3621AL*+UI | 59TN6B080C17**14 | 23400 | 21 |  | 14 | 11 |  | 24000 | 25000 | 104.2% | 23200 | 20.5 | 13 | 10 | 26600 |  |  |  | Residential | 482.5 | No | 1.93
206788457 | Central Heat Pump | CARRIER | HRCU-A-CB (Split System: Heat Pump with Remote Outdoor Unit-Air-Source) | 25VNA424A*031* |  |  | CAP**4221AL*+UI | 58TN*A045C17**12 | 23400 | 21 |  | 14 | 11 |  | 24000 | 25000 | 104.2% | 23400 | 20 | 13 | 10 | 26600 |  |  |  | Residential | 487.5 | No | 1.95
206788458 | Central Heat Pump | CARRIER | HRCU-A-CB (Split System: Heat Pump with Remote Outdoor Unit-Air-Source) | 25VNA424A*031* |  |  | CAP**4221AL*+UI | 58TN*A070C17**16 | 23400 | 21 |  | 14 | 11 |  | 24000 | 24800 | 103.3% | 23400 | 21 | 13.5 | 10 | 26600 |  |  |  | Residential | 487.5 | No | 1.95
206788461 | Central Heat Pump | CARRIER | HRCU-A-CB (Split System: Heat Pump with Remote Outdoor Unit-Air-Source) | 25VNA424A*031* |  |  | CAP**4221AL*+UI | 59TN6B060C17**14 | 23400 | 21 |  | 14 | 11 |  | 24000 | 25000 | 104.2% | 23400 | 20 | 13 | 10 | 26600 |  |  |  | Residential | 487.5 | No | 1.95
206788462 | Central Heat Pump | CARRIER | HRCU-A-CB (Split System: Heat Pump with Remote Outdoor Unit-Air-Source) | 25VNA424A*031* |  |  | CAP**4221AL*+UI | 59TN6B080C17**14 | 23400 | 21 |  | 14 | 11 |  | 24000 | 24800 | 103.3% | 23400 | 20.5 | 13 | 10 | 26600 |  |  |  | Residential | 487.5 | No | 1.95
206788482 | Central Heat Pump | CARRIER | HRCU-A-CB (Split System: Heat Pump with Remote Outdoor Unit-Air-Source) | 25VNA424A*031* |  |  | CNPV*3617AL*+UI | 58TN*A070C17**16 | 23400 | 21 |  | 14 | 11 |  | 24000 | 25000 | 104.2% | 23200 | 20.5 | 13 | 9.5 | 26800 |  |  |  | Residential | 482.5 | No | 1.93
206788483 | Central Heat Pump | CARRIER | HRCU-A-CB (Split System: Heat Pump with Remote Outdoor Unit-Air-Source) | 25VNA424A*031* |  |  | CNPV*3617AL*+UI | 59TN6B060C17**14 | 23400 | 21 |  | 14 | 11 |  | 24000 | 25200 | 105% | 23200 | 19.5 | 13 | 9.5 | 26800 |  |  |  | Residential | 482.5 | No | 1.93
206788484 | Central Heat Pump | CARRIER | HRCU-A-CB (Split System: Heat Pump with Remote Outdoor Unit-Air-Source) | 25VNA424A*031* |  |  | CNPV*3617AL*+UI | 59TN6B080C17**14 | 23400 | 21 |  | 14 | 11 |  | 24000 | 25000 | 104.2% | 23200 | 20 | 13 | 9.5 | 26800 |  |  |  | Residential | 482.5 | No | 1.93
10510911 | Central Heat Pump | AMERICAN STANDARD | HRCU-A-CB (Split System: Heat Pump with Remote Outdoor Unit-Air-Source) | 4A6V0048A1 |  |  | 4PX*CU60BS3 | S9V2C100U4PSB+RP | 47500 | 19.25 |  | 12.5 | 10 |  | 44000 | 36600 | 83.18% | [8 empty] | Residential | 990 | No | 3.96
10510913 | Central Heat Pump | AMERICAN STANDARD | HRCU-A-CB (Split System: Heat Pump with Remote Outdoor Unit-Air-Source) | 4A6V0048A1 |  |  | 4PX*DU60BS3 | S9V2D120U5PSB+RP | 48000 | 19.5 |  | 12.5 | 10 |  | 43500 | 36400 | 83.68% | [8 empty] | Residential | 1000 | No | 4
10510915 | Central Heat Pump | AMERICAN STANDARD | HRCU-A-CB (Split System: Heat Pump with Remote Outdoor Unit-Air-Source) | 4A6V0048A1 |  |  | 4PX*DU60BS3 | S9V2C080U5PSB+RP | 47000 | 19.5 |  | 12.5 | 10 |  | 43000 | 36400 | 84.65% | [8 empty] | Residential | 980 | No | 3.92
10510920 | Central Heat Pump | AMERICAN STANDARD | HRCU-A-CB (Split System: Heat Pump with Remote Outdoor Unit-Air-Source) | 4A6V0048A1 |  |  | 4TXCC007DS3 | S9V2C080U5PSB+RP | 46500 | 19.5 |  | 12.5 | 10 |  | 44000 | 36600 | 83.18% | [8 empty] | Residential | 970 | No | 3.88
10510923 | Central Heat Pump | AMERICAN STANDARD | HRCU-A-CB (Split System: Heat Pump with Remote Outdoor Unit-Air-Source) | 4A6V0048A1 |  |  | 4TXCC009DS3 | S9V2C100U4PSB+RP | 47500 | 19.25 |  | 12.5 | 10 |  | 44000 | 36600 | 83.18% | [8 empty] | Residential | 990 | No | 3.96
10510925 | Central Heat Pump | AMERICAN STANDARD | HRCU-A-CB (Split System: Heat Pump with Remote Outdoor Unit-Air-Source) | 4A6V0048A1 |  |  | 4TXCD010DS3 | S9V2C080U5PSB+RP | 47000 | 19.5 |  | 12.5 | 10 |  | 43000 | 36400 | 84.65% | [8 empty] | Residential | 980 | No | 3.92
202868494 | Central Heat Pump | BOSCH | HRCU-A-CB (Split System: Heat Pump with Remote Outdoor Unit-Air-Source) | BOVA-36HDN1-M20G |  |  | BVA-24WN1-M20 |  | 24000 | 20.5 |  | 14 | 10.5 |  | 24000 | 22400 | 93.33% | 24000 | 20 | 13 | 9.5 | 24000 | 17600 | 73.33% | 2 | Residential | 500 | Yes | 2 | Both
202868495 | Central Heat Pump | BOSCH | HRCU-A-CB (Split System: Heat Pump with Remote Outdoor Unit-Air-Source) | BOVA-60HDN1-M20G |  |  | BVA-48WN1-M20 |  | 47500 | 20 |  | 13.5 | 10.5 |  | 48000 | 40000 | 83.33% | 47000 | 18.5 | 12 | 9.5 | 48000 | 33600 | 70% | 2 | Residential | 980 | Yes | 3.92 | Both
206788354 | Central Heat Pump | CARRIER | HRCU-A-CB (Split System: Heat Pump with Remote Outdoor Unit-Air-Source) | 25VNA424A*031* |  |  | CAP**4224AL*+UI | 58TN*A110C21**20 | 23400 | 22 |  | 14 | 11 |  | 24000 | 24200 | 100.8% | [8 empty] | Residential | 487.5 | No | 1.95
206788355 | Central Heat Pump | CARRIER | HRCU-A-CB (Split System: Heat Pump with Remote Outdoor Unit-Air-Source) | 25VNA424A*031* |  |  | CAP**4821AL*+UI | 59MN7B060C17**14 | 23400 | 21 |  | 13 | 11 |  | 24000 | 24200 | 100.8% | [8 empty] | Residential | 487.5 | No | 1.95
206788356 | Central Heat Pump | CARRIER | HRCU-A-CB (Split System: Heat Pump with Remote Outdoor Unit-Air-Source) | 25VNA424A*031* |  |  | CAP**4821AL*+UI | 59MN7B080C17**14 | 23400 | 22 |  | 14 | 11 |  | 24000 | 24200 | 100.8% | [8 empty] | Residential | 487.5 | No | 1.95
206788357 | Central Heat Pump | CARRIER | HRCU-A-CB (Split System: Heat Pump with Remote Outdoor Unit-Air-Source) | 25VNA424A*031* |  |  | CAP**4821AL*+UI | 59MN7B060C21**20 | 23400 | 21 |  | 14 | 11 |  | 24000 | 24200 | 100.8% | [8 empty] | Residential | 487.5 | No | 1.95
206788358 | Central Heat Pump | CARRIER | HRCU-A-CB (Split System: Heat Pump with Remote Outdoor Unit-Air-Source) | 25VNA424A*031* |  |  | CAP**4821AL*+UI | 59MN7B080C21**20 | 23400 | 22 |  | 14 | 11 |  | 24000 | 24000 | 100% | [8 empty] | Residential | 487.5 | No | 1.95
206788359 | Central Heat Pump | CARRIER | HRCU-A-CB (Split System: Heat Pump with Remote Outdoor Unit-Air-Source) | 25VNA424A*031* |  |  | CAP**4821AL*+UI | 59MN7B100C21**22 | 23400 | 22 |  | 14 | 11 |  | 24000 | 24000 | 100% | [8 empty] | Residential | 487.5 | No | 1.95
206788360 | Central Heat Pump | CARRIER | HRCU-A-CB (Split System: Heat Pump with Remote Outdoor Unit-Air-Source) | 25VNA424A*031* |  |  | CAP**4821AL*+UI | 58TN*A090C17**16 | 23400 | 22 |  | 14 | 11 |  | 24000 | 24000 | 100% | [8 empty] | Residential | 487.5 | No | 1.95
206788361 | Central Heat Pump | CARRIER | HRCU-A-CB (Split System: Heat Pump with Remote Outdoor Unit-Air-Source) | 25VNA424A*031* |  |  | CAP**4821AL*+UI | 58TN*A110C21**20 | 23400 | 22 |  | 14 | 11 |  | 24000 | 24000 | 100% | [8 empty] | Residential | 487.5 | No | 1.95
206788362 | Central Heat Pump | CARRIER | HRCU-A-CB (Split System: Heat Pump with Remote Outdoor Unit-Air-Source) | 25VNA424A*031* |  |  | CAP**4824AL*+UI | 59MN7B060C21**20 | 23400 | 21 |  | 14 | 11 |  | 24000 | 24200 | 100.8% | [8 empty] | Residential | 487.5 | No | 1.95
206788363 | Central Heat Pump | CARRIER | HRCU-A-CB (Split System: Heat Pump with Remote Outdoor Unit-Air-Source) | 25VNA424A*031* |  |  | CAP**4824AL*+UI | 59MN7B080C21**20 | 23400 | 22 |  | 14 | 11 |  | 24000 | 24000 | 100% | [8 empty] | Residential | 487.5 | No | 1.95
206788364 | Central Heat Pump | CARRIER | HRCU-A-CB (Split System: Heat Pump with Remote Outdoor Unit-Air-Source) | 25VNA424A*031* |  |  | CAP**4824AL*+UI | 59MN7B100C21**22 | 23400 | 22 |  | 14 | 11 |  | 24000 | 24000 | 100% | [8 empty] | Residential | 487.5 | No | 1.95
206788365 | Central Heat Pump | CARRIER | HRCU-A-CB (Split System: Heat Pump with Remote Outdoor Unit-Air-Source) | 25VNA424A*031* |  |  | CAP**4824AL*+UI | 59MN7B120C24**22 | 23400 | 22 |  | 14 | 11 |  | 24000 | 24000 | 100% | [8 empty] | Residential | 487.5 | No | 1.95
206788366 | Central Heat Pump | CARRIER | HRCU-A-CB (Split System: Heat Pump with Remote Outdoor Unit-Air-Source) | 25VNA424A*031* |  |  | CAP**4824AL*+UI | 58TN*A110C21**20 | 23400 | 22 |  | 14 | 11 |  | 24000 | 24000 | 100% | [8 empty] | Residential | 487.5 | No | 1.95
206788367 | Central Heat Pump | CARRIER | HRCU-A-CB (Split System: Heat Pump with Remote Outdoor Unit-Air-Source) | 25VNA424A*031* |  |  | CAP**6024AL*+UI | 59MN7B060C21**20 | 23400 | 22 |  | 14 | 11 |  | 24000 | 23800 | 99.17% | [8 empty] | Residential | 487.5 | No | 1.95
206788368 | Central Heat Pump | CARRIER | HRCU-A-CB (Split System: Heat Pump with Remote Outdoor Unit-Air-Source) | 25VNA424A*031* |  |  | CAP**6024AL*+UI | 59MN7B080C21**20 | 23400 | 22 |  | 14 | 11 |  | 24000 | 23600 | 98.33% | [8 empty] | Residential | 487.5 | No | 1.95
206788369 | Central Heat Pump | CARRIER | HRCU-A-CB (Split System: Heat Pump with Remote Outdoor Unit-Air-Source) | 25VNA424A*031* |  |  | CAP**6024AL*+UI | 59MN7B100C21**22 | 23400 | 22 |  | 14 | 11 |  | 24000 | 23600 | 98.33% | [8 empty] | Residential | 487.5 | No | 1.95
206788370 | Central Heat Pump | CARRIER | HRCU-A-CB (Split System: Heat Pump with Remote Outdoor Unit-Air-Source) | 25VNA424A*031* |  |  | CAP**6024AL*+UI | 59MN7B120C24**22 | 23400 | 22 |  | 14 | 11 |  | 24000 | 23600 | 98.33% | [8 empty] | Residential | 487.5 | No | 1.95
206788371 | Central Heat Pump | CARRIER | HRCU-A-CB (Split System: Heat Pump with Remote Outdoor Unit-Air-Source) | 25VNA424A*031* |  |  | CAP**6024AL*+UI | 58TN*A110C21**20 | 23400 | 22 |  | 14 | 11 |  | 24000 | 23600 | 98.33% | [8 empty] | Residential | 487.5 | No | 1.95
202868496 | Central Heat Pump | BOSCH | HRCU-A-CB (Split System: Heat Pump with Remote Outdoor Unit-Air-Source) | BOVA-36HDN1-M20G |  |  | BVA-36WN1-M20 |  | 34600 | 20 |  | 12.5 | 10.5 |  | 34200 | 28000 | 81.87% | 34200 | 19 | 12 | 9.5 | 34200 |  |  |  | Residential | 712.5 | No | 2.85 | No
202868497 | Central Heat Pump | BOSCH | HRCU-A-CB (Split System: Heat Pump with Remote Outdoor Unit-Air-Source) | BOVA-60HDN1-M20G |  |  | BVA-60WN1-M20 |  | 54500 | 19 |  | 12.5 | 10.5 |  | 56000 | 43500 | 77.68% | 52000 | 18 | 11.7 | 9.5 | 55000 |  |  |  | Residential | 1082.5 | No | 4.33 | No
203024976 | Central Heat Pump | BOSCH | HRCU-A-CB (Split System: Heat Pump with Remote Outdoor Unit-Air-Source) | BOVA-36HDN1-M20G |  |  | BMA*2430ANTD | BGH96M060B3A | 24000 | 18.5 |  | 13 | 10 |  | 24000 | 19600 | 81.67% | 23800 | 18 | 12 | 9 | 24000 | 17200 | 71.67% | 1.85 | Residential | 495 | Yes | 1.98 | Both
203025005 | Central Heat Pump | BOSCH | HRCU-A-CB (Split System: Heat Pump with Remote Outdoor Unit-Air-Source) | BOVA-36HDN1-M20G |  |  | BMA*2430ANTD | BGH96M080B3A | 24000 | 18.5 |  | 13 | 10 |  | 24000 | 19600 | 81.67% | 23800 | 18 | 12 | 9 | 24000 | 17200 | 71.67% | 1.85 | Residential | 495 | Yes | 1.98 | Both
203025008 | Central Heat Pump | BOSCH | HRCU-A-CB (Split System: Heat Pump with Remote Outdoor Unit-Air-Source) | BOVA-36HDN1-M20G |  |  | BMA*2430BNTD | BGH96M060B3A | 24000 | 19 |  | 13.5 | 10 |  | 24000 | 20000 | 83.33% | 24000 | 18.5 | 12 | 9 | 24000 | 17400 | 72.5% | 1.9 | Residential | 500 | Yes | 2 | Both
203025011 | Central Heat Pump | BOSCH | HRCU-A-CB (Split System: Heat Pump with Remote Outdoor Unit-Air-Source) | BOVA-36HDN1-M20G |  |  | BMA*2430BNTD | BGH96M080B3A | 24000 | 19 |  | 13.5 | 10 |  | 24000 | 20000 | 83.33% | 24000 | 18.5 | 12 | 9 | 24000 | 17400 | 72.5% | 1.9 | Residential | 500 | Yes | 2 | Both
203025014 | Central Heat Pump | BOSCH | HRCU-A-CB (Split System: Heat Pump with Remote Outdoor Unit-Air-Source) | BOVA-36HDN1-M20G |  |  | BMA*4248BNTF | BGH96M080B3A | 33000 | 18.5 |  | 12.5 | 10 |  | 34200 | 25600 | 74.85% | 33000 | 18.5 | 11.2 | 9 | 34200 |  |  |  | Residential | 687.5 | No | 2.75
203025017 | Central Heat Pump | BOSCH | HRCU-A-CB (Split System: Heat Pump with Remote Outdoor Unit-Air-Source) | BOVA-36HDN1-M20G |  |  | BMA*4248CNTF | BGH96M100C5A | 33000 | 18.5 |  | 12.5 | 10 |  | 34200 | 25600 | 74.85% | 33000 | 18.5 | 12 | 9 | 34200 |  |  |  | Residential | 687.5 | No | 2.75 | No
203025020 | Central Heat Pump | BOSCH | HRCU-A-CB (Split System: Heat Pump with Remote Outdoor Unit-Air-Source) | BOVA-60HDN1-M20G |  |  | BMA*4248CNTF | BGH96M100C5A | 45000 | 18.5 |  | 12.5 | 10 |  | 46500 | 35600 | 76.56% | 45000 | 17.5 | 11.7 | 8.8 | 46500 | 32800 | 70.54% | 1.9 | Residential | 937.5 | Yes | 3.75 | Both
203025023 | Central Heat Pump | BOSCH | HRCU-A-CB (Split System: Heat Pump with Remote Outdoor Unit-Air-Source) | BOVA-60HDN1-M20G |  |  | BMA*4248DNTF | BGH96M100D5A | 45500 | 18.5 |  | 12.5 | 10 |  | 47000 | 35600 | 75.74% | 45500 | 17.5 | 11.7 | 9 | 47000 | 33200 | 70.64% | 1.9 | Residential | 947.5 | Yes | 3.79 | Both
203025026 | Central Heat Pump | BOSCH | HRCU-A-CB (Split System: Heat Pump with Remote Outdoor Unit-Air-Source) | BOVA-60HDN1-M20G |  |  | BMA*4248DNTF | BGH96M120D5A | 45500 | 18.5 |  | 12.5 | 10 |  | 47000 | 35600 | 75.74% | 45500 | 17.5 | 11.7 | 9 | 47000 | 33400 | 71.06% | 1.9 | Residential | 947.5 | Yes | 3.79 | Both
203025029 | Central Heat Pump | BOSCH | HRCU-A-CB (Split System: Heat Pump with Remote Outdoor Unit-Air-Source) | BOVA-60HDN1-M20G |  |  | BMA*4860DNTF | BGH96M100D5A | 52000 | 18.5 |  | 12.5 | 10 |  | 54000 | 38500 | 71.3% | 52000 | 18 | 11.7 | 8.5 | 54000 |  |  |  | Residential | 1082.5 | No | 4.33 | No
203025032 | Central Heat Pump | BOSCH | HRCU-A-CB (Split System: Heat Pump with Remote Outdoor Unit-Air-Source) | BOVA-60HDN1-M20G |  |  | BMA*4860DNTF | BGH96M120D5A | 52000 | 18.5 |  | 12.5 | 10 |  | 54000 | 38500 | 71.3% | 52000 | 18 | 11.7 | 8.5 | 54000 |  |  |  | Residential | 1082.5 | No | 4.33 | No
202680590 | Central Heat Pump | BOSCH | HSP-A (Single-Package Heat Pump Air-Source) | BRB-60HWD1N1-M19 |  |  |  |  | 57000 | 19 |  | 12.5 | 10 |  | 57000 | 46500 | 81.58% | 57000 | 18 | 11.2 | 9 | 57000 |  |  |  | Residential | 1187.5 | No | 4.75
207658522 | Central Heat Pump | BOSCH | HRCU-A-CB (Split System: Heat Pump with Remote Outdoor Unit-Air-Source) | BOVB-36HDN1-M20G |  |  | BVA-24WN1-M20 |  | 24000 | 20.5 |  | 14 | 10.5 |  | 24000 | 22400 | 93.33% | 24000 | 20 | 13 | 9.5 | 24000 | 17600 | 73.33% | 2 | Residential | 500 | Yes | 2 | Both
207658523 | Central Heat Pump | BOSCH | HRCU-A-CB (Split System: Heat Pump with Remote Outdoor Unit-Air-Source) | BOVB-60HDN1-M20G |  |  | BVA-48WN1-M20 |  | 47500 | 20 |  | 13.5 | 10.5 |  | 48000 | 40000 | 83.33% | 47000 | 18.5 | 12 | 9.5 | 48000 | 33600 | 70% | 2 | Residential | 980 | Yes | 3.92 | Both
207658524 | Central Heat Pump | BOSCH | HRCU-A-CB (Split System: Heat Pump with Remote Outdoor Unit-Air-Source) | BOVB-36HDN1-M20G |  |  | BVA-36WN1-M20 |  | 34600 | 20 |  | 12.5 | 10.5 |  | 34200 | 28000 | 81.87% | 34200 | 19 | 12 | 9.5 | 34200 |  |  |  | Residential | 712.5 | No | 2.85 | No
207658525 | Central Heat Pump | BOSCH | HRCU-A-CB (Split System: Heat Pump with Remote Outdoor Unit-Air-Source) | BOVB-60HDN1-M20G |  |  | BVA-60WN1-M20 |  | 54500 | 19 |  | 12.5 | 10.5 |  | 56000 | 43500 | 77.68% | 52000 | 18 | 11.7 | 9.5 | 55000 |  |  |  | Residential | 1082.5 | No | 4.33 | No
207658536 | Central Heat Pump | BOSCH | HRCU-A-CB (Split System: Heat Pump with Remote Outdoor Unit-Air-Source) | BOVB-36HDN1-M20G |  |  | BMA*2430ANTD | BGH96M060B3A | 24000 | 18.5 |  | 13 | 10 |  | 24000 | 19600 | 81.67% | 23800 | 18 | 12 | 9 | 24000 | 17200 | 71.67% | 1.85 | Residential | 495 | Yes | 1.98 | Both
202843115 | Central Heat Pump | FUJITSU | HRCU-A-CB (Split System: Heat Pump with Remote Outdoor Unit-Air-Source) | FO4820RVJCAB |  |  | FH6021ELVJSC |  | 45000 | 19.5 |  | 12.5 | 11 |  | 42000 | 41000 | 97.62% | [8 empty] | Residential | 937.5 | No | 3.75
202843140 | Central Heat Pump | FUJITSU | HRCU-A-CB (Split System: Heat Pump with Remote Outdoor Unit-Air-Source) | FO4820RVJCAB |  |  | FCC6021ESA | FF100215LT80M | 45500 | 19.5 |  | 12.5 | 11 |  | 41000 | 40000 | 97.56% | [8 empty] | Residential | 947.5 | No | 3.79
202843142 | Central Heat Pump | FUJITSU | HRCU-A-CB (Split System: Heat Pump with Remote Outdoor Unit-Air-Source) | FO4820RVJCAB |  |  | FCC6021ESA | FF125245LT80M | 45500 | 19 |  | 12.5 | 11 |  | 41000 | 40000 | 97.56% | [8 empty] | Residential | 947.5 | No | 3.79
203308010 | Central Heat Pump | FUJITSU | HRCU-A-CB (Split System: Heat Pump with Remote Outdoor Unit-Air-Source) | FO3620RVJCAB |  |  | FCC6021ESA | FF85215LT96M | 34200 | 19.5 |  | 13 | 11 |  | 32800 | 37000 | 112.8% | [8 empty] | Residential | 712.5 | No | 2.85
205772878 | Central Heat Pump | FUJITSU | HRCU-A-CB (Split System: Heat Pump with Remote Outdoor Unit-Air-Source) | FO3620RVJCAB |  |  | FCC6021ESA | FF85215LM97K | 34200 | 20.45 |  | 14.55 | 12.75 |  | 34200 | 57500 | 168.1% | [8 empty] | Residential | 712.5 | No | 2.85
205772879 | Central Heat Pump | FUJITSU | HRCU-A-CB (Split System: Heat Pump with Remote Outdoor Unit-Air-Source) | FO3620RVJCAB |  |  | FCC6021ESA | FF100215LM97K | 34200 | 20.85 |  | 14.65 | 12.85 |  | 34200 | 57500 | 168.1% | [8 empty] | Residential | 712.5 | No | 2.85
205772880 | Central Heat Pump | FUJITSU | HRCU-A-CB (Split System: Heat Pump with Remote Outdoor Unit-Air-Source) | FO3620RVJCAB |  |  | FCC6021ESA | FF115245LM97K | 34200 | 20.55 |  | 14.7 | 12.85 |  | 34200 | 57500 | 168.1% | [8 empty] | Residential | 712.5 | No | 2.85
205772881 | Central Heat Pump | FUJITSU | HRCU-A-CB (Split System: Heat Pump with Remote Outdoor Unit-Air-Source) | FO4820RVJCAB |  |  | FCC6021ESA | FF85215LM97K | 45000 | 20.25 |  | 12.5 | 12.15 |  | 45000 | 62000 | 137.8% | [8 empty] | Residential | 937.5 | No | 3.75
205772882 | Central Heat Pump | FUJITSU | HRCU-A-CB (Split System: Heat Pump with Remote Outdoor Unit-Air-Source) | FO4820RVJCAB |  |  | FCC6021ESA | FF100215LM97K | 45000 | 20.6 |  | 12.5 | 12.25 |  | 45000 | 62000 | 137.8% | [8 empty] | Residential | 937.5 | No | 3.75
205772883 | Central Heat Pump | FUJITSU | HRCU-A-CB (Split System: Heat Pump with Remote Outdoor Unit-Air-Source) | FO4820RVJCAB |  |  | FCC6021ESA | FF115245LM97K | 45500 | 20.3 |  | 12.55 | 12.15 |  | 45500 | 62000 | 136.3% | [8 empty] | Residential | 947.5 | No | 3.79
205965611 | Central Heat Pump | FRANKLIN | HRCU-A-CB (Split System: Heat Pump with Remote Outdoor Unit-Air-Source) | GVZC200241A* |  |  | CA*F3137*6A*+MBVC1200**-1A*+TXV |  | 23800 | 21 |  | 13 | 10 |  | 23800 | 13000 | 54.62% | [8 empty] | Residential | 495 | No | 1.98
205965612 | Central Heat Pump | FRANKLIN | HRCU-A-CB (Split System: Heat Pump with Remote Outdoor Unit-Air-Source) | GVZC200241A* |  |  | CA*F3137*6A*+TXV | G*VS800604BUA* | 23400 | 20 |  | 13 | 10 |  | 23600 | 13000 | 55.08% | [8 empty] | Residential | 487.5 | No | 1.95
205965613 | Central Heat Pump | FRANKLIN | HRCU-A-CB (Split System: Heat Pump with Remote Outdoor Unit-Air-Source) | GVZC200241A* |  |  | CA*F3137*6A*+TXV | G*VS960603BUA* | 23400 | 20 |  | 13 | 10 |  | 23600 | 13000 | 55.08% | [8 empty] | Residential | 487.5 | No | 1.95
205965617 | Central Heat Pump | FRANKLIN | HRCU-A-CB (Split System: Heat Pump with Remote Outdoor Unit-Air-Source) | GVZC200241A* |  |  | CA*F3636*6D*+MBVC1200**-1A*+TXV |  | 23200 | 20 |  | 13 | 10 |  | 23400 | 13000 | 55.56% | [8 empty] | Residential | 482.5 | No | 1.93
205965622 | Central Heat Pump | FRANKLIN | HRCU-A-CB (Split System: Heat Pump with Remote Outdoor Unit-Air-Source) | GVZC200241A* |  |  | CA*F3642*6D*+TXV | G*VM970804CNB* | 23200 | 20 |  | 13 | 10 |  | 23600 | 13000 | 55.08% | [8 empty] | Residential | 482.5 | No | 1.93
205965623 | Central Heat Pump | FRANKLIN | HRCU-A-CB (Split System: Heat Pump with Remote Outdoor Unit-Air-Source) | GVZC200241A* |  |  | CA*F3743*6D*+TXV | G*VM970603BNB* | 23400 | 20 |  | 13 | 10 |  | 23800 | 13000 | 54.62% | [8 empty] | Residential | 487.5 | No | 1.95
205965624 | Central Heat Pump | FRANKLIN | HRCU-A-CB (Split System: Heat Pump with Remote Outdoor Unit-Air-Source) | GVZC200241A* |  |  | CA*F3743*6D*+TXV | G*VM970803BNB* | 23400 | 20 |  | 13 | 10 |  | 23800 | 13000 | 54.62% | [8 empty] | Residential | 487.5 | No | 1.95
205965625 | Central Heat Pump | FRANKLIN | HRCU-A-CB (Split System: Heat Pump with Remote Outdoor Unit-Air-Source) | GVZC200241A* |  |  | CA*F3743*6D*+TXV | G*VM970804CNB* | 23400 | 20 |  | 13 | 10 |  | 23800 | 13000 | 54.62% | [8 empty] | Residential | 487.5 | No | 1.95
205965626 | Central Heat Pump | FRANKLIN | HRCU-A-CB (Split System: Heat Pump with Remote Outdoor Unit-Air-Source) | GVZC200241A* |  |  | CA*F3743*6D*+MBVC1200**-1A*+TXV |  | 23800 | 21 |  | 13 | 10 |  | 23800 | 13000 | 54.62% | [8 empty] | Residential | 495 | No | 1.98
205965627 | Central Heat Pump | FRANKLIN | HRCU-A-CB (Split System: Heat Pump with Remote Outdoor Unit-Air-Source) | GVZC200241A* |  |  | CA*F3743*6D*+TXV | G*VS800604BUA* | 23400 | 20 |  | 13 | 10 |  | 23600 | 13000 | 55.08% | [8 empty] | Residential | 487.5 | No | 1.95
205965628 | Central Heat Pump | FRANKLIN | HRCU-A-CB (Split System: Heat Pump with Remote Outdoor Unit-Air-Source) | GVZC200241A* |  |  | CA*F3743*6D*+TXV | G*VS960603BUA* | 23400 | 20 |  | 13 | 10 |  | 23800 | 13000 | 54.62% | [8 empty] | Residential | 487.5 | No | 1.95
205965631 | Central Heat Pump | FRANKLIN | HRCU-A-CB (Split System: Heat Pump with Remote Outdoor Unit-Air-Source) | GVZC200241A* |  |  | CHPF3636B6C*+MBVC1200**-1A*+TXV |  | 23400 | 21 |  | 13 | 10 |  | 23400 | 13000 | 55.56% | [8 empty] | Residential | 487.5 | No | 1.95
205965634 | Central Heat Pump | FRANKLIN | HRCU-A-CB (Split System: Heat Pump with Remote Outdoor Unit-Air-Source) | GVZC200241A* |  |  | CHPF3642C6C*+MBVC1200**-1A*+TXV |  | 23400 | 21 |  | 13 | 10 |  | 23400 | 13000 | 55.56% | [8 empty] | Residential | 487.5 | No | 1.95
205965635 | Central Heat Pump | FRANKLIN | HRCU-A-CB (Split System: Heat Pump with Remote Outdoor Unit-Air-Source) | GVZC200241A* |  |  | CSCF3642N6D*+TXV | G*VS800604BUA* | 23600 | 20 |  | 13 | 10 |  | 23600 | 13000 | 55.08% | [8 empty] | Residential | 492.5 | No | 1.97
205965636 | Central Heat Pump | FRANKLIN | HRCU-A-CB (Split System: Heat Pump with Remote Outdoor Unit-Air-Source) | GVZC200241A* |  |  | CSCF3642N6D*+TXV | G*VS960603BUA* | 23400 | 20 |  | 13 | 10 |  | 23800 | 13000 | 54.62% | [8 empty] | Residential | 487.5 | No | 1.95
205965637 | Central Heat Pump | FRANKLIN | HRCU-A-CB (Split System: Heat Pump with Remote Outdoor Unit-Air-Source) | GVZC200241A* |  |  | AVPEC25B14A* |  | 23000 | 21 |  | 13 | 10 |  | 23600 | 13600 | 57.63% | [8 empty] | Residential | 480 | No | 1.92
205965638 | Central Heat Pump | FRANKLIN | HRCU-A-CB (Split System: Heat Pump with Remote Outdoor Unit-Air-Source) | GVZC200241A* |  |  | CA*F3137*6A*+MBVC1201**-1A*+TXV |  | 23800 | 21 |  | 13 | 10 |  | 23800 | 13000 | 54.62% | [8 empty] | Residential | 495 | No | 1.98
205965639 | Central Heat Pump | FRANKLIN | HRCU-A-CB (Split System: Heat Pump with Remote Outdoor Unit-Air-Source) | GVZC200241A* |  |  | CA*F3636*6D*+MBVC1201**-1A*+TXV |  | 23200 | 20 |  | 13 | 10 |  | 23400 | 13000 | 55.56% | [8 empty] | Residential | 482.5 | No | 1.93
205965640 | Central Heat Pump | FRANKLIN | HRCU-A-CB (Split System: Heat Pump with Remote Outdoor Unit-Air-Source) | GVZC200241A* |  |  | CA*F3642*6D*+MBVC1201**-1A*+TXV |  | 23400 | 21 |  | 13 | 10 |  | 23600 | 13000 | 55.08% | [8 empty] | Residential | 487.5 | No | 1.95
205965641 | Central Heat Pump | FRANKLIN | HRCU-A-CB (Split System: Heat Pump with Remote Outdoor Unit-Air-Source) | GVZC200241A* |  |  | CA*F3743*6D*+MBVC1201**-1A*+TXV |  | 23800 | 21 |  | 13 | 10 |  | 23800 | 13000 | 54.62% | [8 empty] | Residential | 495 | No | 1.98
206788372 | Central Heat Pump | CARRIER | HRCU-A-CB (Split System: Heat Pump with Remote Outdoor Unit-Air-Source) | 25VNA424A*031* |  |  | CNPV*3617AL*+UI | 59MN7B060C17**14 | 23400 | 21 |  | 13 | 11 |  | 24000 | 24600 | 102.5% | [8 empty] | Residential | 487.5 | No | 1.95
206788376 | Central Heat Pump | CARRIER | HRCU-A-CB (Split System: Heat Pump with Remote Outdoor Unit-Air-Source) | 25VNA424A*031* |  |  | CNPV*3621AL*+UI | 59MN7B060C17**14 | 23400 | 21 |  | 13 | 11 |  | 24000 | 24600 | 102.5% | [8 empty] | Residential | 487.5 | No | 1.95
206788379 | Central Heat Pump | CARRIER | HRCU-A-CB (Split System: Heat Pump with Remote Outdoor Unit-Air-Source) | 25VNA424A*031* |  |  | CNPV*3621AL*+UI | 59MN7B080C21**20 | 23400 | 22 |  | 14 | 11 |  | 24000 | 24400 | 101.7% | [8 empty] | Residential | 487.5 | No | 1.95
206788380 | Central Heat Pump | CARRIER | HRCU-A-CB (Split System: Heat Pump with Remote Outdoor Unit-Air-Source) | 25VNA424A*031* |  |  | CNPV*3621AL*+UI | 59MN7B100C21**22 | 23400 | 22 |  | 14 | 11 |  | 24000 | 24400 | 101.7% | [8 empty] | Residential | 487.5 | No | 1.95
206788382 | Central Heat Pump | CARRIER | HRCU-A-CB (Split System: Heat Pump with Remote Outdoor Unit-Air-Source) | 25VNA424A*031* |  |  | CNPV*3621AL*+UI | 58TN*A110C21**20 | 23400 | 22 |  | 14 | 11 |  | 24000 | 24400 | 101.7% | [8 empty] | Residential | 487.5 | No | 1.95
206788383 | Central Heat Pump | CARRIER | HRCU-A-CB (Split System: Heat Pump with Remote Outdoor Unit-Air-Source) | 25VNA424A*031* |  |  | CNPV*4217AL*+UI | 59MN7B060C17**14 | 23400 | 21 |  | 13 | 11 |  | 24000 | 24600 | 102.5% | [8 empty] | Residential | 487.5 | No | 1.95
206788387 | Central Heat Pump | CARRIER | HRCU-A-CB (Split System: Heat Pump with Remote Outdoor Unit-Air-Source) | 25VNA424A*031* |  |  | CNPV*4221AL*+UI | 59MN7B060C17**14 | 23400 | 21 |  | 13 | 11 |  | 24000 | 24600 | 102.5% | [8 empty] | Residential | 487.5 | No | 1.95
206788390 | Central Heat Pump | CARRIER | HRCU-A-CB (Split System: Heat Pump with Remote Outdoor Unit-Air-Source) | 25VNA424A*031* |  |  | CNPV*4221AL*+UI | 59MN7B080C21**20 | 23400 | 22 |  | 14 | 11 |  | 24000 | 24400 | 101.7% | [8 empty] | Residential | 487.5 | No | 1.95
206788391 | Central Heat Pump | CARRIER | HRCU-A-CB (Split System: Heat Pump with Remote Outdoor Unit-Air-Source) | 25VNA424A*031* |  |  | CNPV*4221AL*+UI | 59MN7B100C21**22 | 23400 | 22 |  | 14 | 11 |  | 24000 | 24400 | 101.7% | [8 empty] | Residential | 487.5 | No | 1.95
206788393 | Central Heat Pump | CARRIER | HRCU-A-CB (Split System: Heat Pump with Remote Outdoor Unit-Air-Source) | 25VNA424A*031* |  |  | CNPV*4221AL*+UI | 58TN*A110C21**20 | 23400 | 22 |  | 14 | 11 |  | 24000 | 24200 | 100.8% | [8 empty] | Residential | 487.5 | No | 1.95
206788394 | Central Heat Pump | CARRIER | HRCU-A-CB (Split System: Heat Pump with Remote Outdoor Unit-Air-Source) | 25VNA424A*031* |  |  | CNPV*4821AL*+UI | 59MN7B060C17**14 | 23400 | 21 |  | 13 | 11 |  | 24000 | 24400 | 101.7% | [8 empty] | Residential | 487.5 | No | 1.95
206788395 | Central Heat Pump | CARRIER | HRCU-A-CB (Split System: Heat Pump with Remote Outdoor Unit-Air-Source) | 25VNA424A*031* |  |  | CNPV*4821AL*+UI | 59MN7B080C17**14 | 23400 | 22 |  | 14 | 11 |  | 24000 | 24200 | 100.8% | [8 empty] | Residential | 487.5 | No | 1.95
206788396 | Central Heat Pump | CARRIER | HRCU-A-CB (Split System: Heat Pump with Remote Outdoor Unit-Air-Source) | 25VNA424A*031* |  |  | CNPV*4821AL*+UI | 59MN7B060C21**20 | 23400 | 21 |  | 14 | 11 |  | 24000 | 24200 | 100.8% | [8 empty] | Residential | 487.5 | No | 1.95
206788397 | Central Heat Pump | CARRIER | HRCU-A-CB (Split System: Heat Pump with Remote Outdoor Unit-Air-Source) | 25VNA424A*031* |  |  | CNPV*4821AL*+UI | 59MN7B080C21**20 | 23400 | 22 |  | 14 | 11 |  | 24000 | 24200 | 100.8% | [8 empty] | Residential | 487.5 | No | 1.95
206788398 | Central Heat Pump | CARRIER | HRCU-A-CB (Split System: Heat Pump with Remote Outdoor Unit-Air-Source) | 25VNA424A*031* |  |  | CNPV*4821AL*+UI | 59MN7B100C21**22 | 23400 | 22 |  | 14 | 11 |  | 24000 | 24200 | 100.8% | [8 empty] | Residential | 487.5 | No | 1.95
206788399 | Central Heat Pump | CARRIER | HRCU-A-CB (Split System: Heat Pump with Remote Outdoor Unit-Air-Source) | 25VNA424A*031* |  |  | CNPV*4821AL*+UI | 58TN*A090C17**16 | 23400 | 22 |  | 14 | 11 |  | 24000 | 24200 | 100.8% | [8 empty] | Residential | 487.5 | No | 1.95
206788400 | Central Heat Pump | CARRIER | HRCU-A-CB (Split System: Heat Pump with Remote Outdoor Unit-Air-Source) | 25VNA424A*031* |  |  | CNPV*4821AL*+UI | 58TN*A110C21**20 | 23400 | 22 |  | 14 | 11 |  | 24000 | 24000 | 100% | [8 empty] | Residential | 487.5 | No | 1.95
206788401 | Central Heat Pump | CARRIER | HRCU-A-CB (Split System: Heat Pump with Remote Outdoor Unit-Air-Source) | 25VNA424A*031* |  |  | CNPV*4824AL*+UI | 59MN7B060C21**20 | 23400 | 21 |  | 14 | 11 |  | 24000 | 24200 | 100.8% | [8 empty] | Residential | 487.5 | No | 1.95
206338213 | Central Heat Pump | FUJITSU | HRCU-A-CB (Split System: Heat Pump with Remote Outdoor Unit-Air-Source) | FO3620RVJCAB |  |  | FCC6021ESA | FF70173LT96M | 34200 | 20.25 |  | 14 | 12.65 |  | 34200 | 58000 | 169.6% | [8 empty] | Residential | 712.5 | No | 2.85
202843114 | Central Heat Pump | FUJITSU | HRCU-A-CB (Split System: Heat Pump with Remote Outdoor Unit-Air-Source) | FO3620RVJCAB |  |  | FH6021ELVJSC |  | 34200 | 20 |  | 14 | 11.5 |  | 33000 | 37400 | 113.3% | [8 empty] | Residential | 712.5 | No | 2.85
202843117 | Central Heat Pump | FUJITSU | HRCU-A-CB (Split System: Heat Pump with Remote Outdoor Unit-Air-Source) | FO2420RVJCAB |  |  | FH2421ELVJUC |  | 22800 | 20 |  | 14 | 11 |  | 22400 | 23000 | 102.7% | [8 empty] | Residential | 475 | No | 1.9
202843118 | Central Heat Pump | FUJITSU | HRCU-A-CB (Split System: Heat Pump with Remote Outdoor Unit-Air-Source) | FO2420RVJCAB |  |  | FCC2421EUA | FF50173LT80M | 22600 | 19.5 |  | 13 | 10.5 |  | 22000 | 22800 | 103.6% | [8 empty] | Residential | 470 | No | 1.88
202843119 | Central Heat Pump | FUJITSU | HRCU-A-CB (Split System: Heat Pump with Remote Outdoor Unit-Air-Source) | FO2420RVJCAB |  |  | FCC2421EUA | FF75173LT80M | 22800 | 20 |  | 14 | 10.5 |  | 22000 | 22600 | 102.7% | [8 empty] | Residential | 475 | No | 1.9
202843120 | Central Heat Pump | FUJITSU | HRCU-A-CB (Split System: Heat Pump with Remote Outdoor Unit-Air-Source) | FO2420RVJCAB |  |  | FCC2421EUA | FF75214LT80D | 22800 | 20 |  | 14 | 10.5 |  | 22000 | 22600 | 102.7% | [8 empty] | Residential | 475 | No | 1.9
202843121 | Central Heat Pump | FUJITSU | HRCU-A-CB (Split System: Heat Pump with Remote Outdoor Unit-Air-Source) | FO2420RVJCAB |  |  | FCC2421EUA | FF100215LT80M | 22800 | 20 |  | 14 | 10.5 |  | 21800 | 22600 | 103.7% | [8 empty] | Residential | 475 | No | 1.9
202843122 | Central Heat Pump | FUJITSU | HRCU-A-CB (Split System: Heat Pump with Remote Outdoor Unit-Air-Source) | FO2420RVJCAB |  |  | FCC2421EUA | FF100215LT80D | 22800 | 20 |  | 14 | 10.5 |  | 22000 | 22600 | 102.7% | [8 empty] | Residential | 475 | No | 1.9
202843126 | Central Heat Pump | FUJITSU | HRCU-A-CB (Split System: Heat Pump with Remote Outdoor Unit-Air-Source) | FO3620RVJCAB |  |  | FCC6021ESA | FF50173LT80M | 34200 | 19.5 |  | 13 | 10.5 |  | 33000 | 37400 | 113.3% | [8 empty] | Residential | 712.5 | No | 2.85
202843127 | Central Heat Pump | FUJITSU | HRCU-A-CB (Split System: Heat Pump with Remote Outdoor Unit-Air-Source) | FO3620RVJCAB |  |  | FCC6021ESA | FF75173LT80M | 34200 | 19.5 |  | 13 | 11 |  | 32600 | 36800 | 112.9% | [8 empty] | Residential | 712.5 | No | 2.85
202843128 | Central Heat Pump | FUJITSU | HRCU-A-CB (Split System: Heat Pump with Remote Outdoor Unit-Air-Source) | FO3620RVJCAB |  |  | FCC6021ESA | FF75214LT80D | 34200 | 19.5 |  | 13 | 11 |  | 32800 | 37000 | 112.8% | [8 empty] | Residential | 712.5 | No | 2.85
202843129 | Central Heat Pump | FUJITSU | HRCU-A-CB (Split System: Heat Pump with Remote Outdoor Unit-Air-Source) | FO3620RVJCAB |  |  | FCC6021ESA | FF100215LT80M | 34200 | 20 |  | 14 | 11 |  | 32200 | 36600 | 113.7% | [8 empty] | Residential | 712.5 | No | 2.85
202843130 | Central Heat Pump | FUJITSU | HRCU-A-CB (Split System: Heat Pump with Remote Outdoor Unit-Air-Source) | FO3620RVJCAB |  |  | FCC6021ESA | FF100215LT80D | 34200 | 19.5 |  | 13 | 11 |  | 32600 | 36800 | 112.9% | [8 empty] | Residential | 712.5 | No | 2.85
202843131 | Central Heat Pump | FUJITSU | HRCU-A-CB (Split System: Heat Pump with Remote Outdoor Unit-Air-Source) | FO3620RVJCAB |  |  | FCC6021ESA | FF125245LT80M | 34200 | 19.5 |  | 13 | 11 |  | 32400 | 36600 | 113% | [8 empty] | Residential | 712.5 | No | 2.85
203307984 | Central Heat Pump | FUJITSU | HRCU-A-CB (Split System: Heat Pump with Remote Outdoor Unit-Air-Source) | FO2420RVJCAB |  |  | FCC2421EUA | FF60173LM98U | 22600 | 19.5 |  | 13 | 10.5 |  | 22000 | 22800 | 103.6% | [8 empty] | Residential | 470 | No | 1.88
203307985 | Central Heat Pump | FUJITSU | HRCU-A-CB (Split System: Heat Pump with Remote Outdoor Unit-Air-Source) | FO2420RVJCAB |  |  | FCC2421EUA | FF60173LT96M | 22600 | 19.5 |  | 13 | 10.5 |  | 22000 | 22800 | 103.6% | [8 empty] | Residential | 470 | No | 1.88
203307986 | Central Heat Pump | FUJITSU | HRCU-A-CB (Split System: Heat Pump with Remote Outdoor Unit-Air-Source) | FO2420RVJCAB |  |  | FCC2421EUA | FF70173LM98U | 22800 | 19.5 |  | 13 | 10.5 |  | 22000 | 22800 | 103.6% | [8 empty] | Residential | 475 | No | 1.9
203308005 | Central Heat Pump | FUJITSU | HRCU-A-CB (Split System: Heat Pump with Remote Outdoor Unit-Air-Source) | FO3620RVJCAB |  |  | FCC6021ESA | FF100215LM98U | 35000 | 20 |  | 14 | 11 |  | 32600 | 37000 | 113.5% | [8 empty] | Residential | 730 | No | 2.92
203308006 | Central Heat Pump | FUJITSU | HRCU-A-CB (Split System: Heat Pump with Remote Outdoor Unit-Air-Source) | FO3620RVJCAB |  |  | FCC6021ESA | FF100215LT96M | 34200 | 20 |  | 14 | 11 |  | 32600 | 37000 | 113.5% | [8 empty] | Residential | 712.5 | No | 2.85
205772873 | Central Heat Pump | FUJITSU | HRCU-A-CB (Split System: Heat Pump with Remote Outdoor Unit-Air-Source) | FO2420RVJCAB |  |  | FCC6021ESA | FF60173LM97K | 24000 | 21.5 |  | 14.7 | 11.85 |  | 24000 | 38000 | 158.3% | [8 empty] | Residential | 500 | No | 2
205965642 | Central Heat Pump | FRANKLIN | HRCU-A-CB (Split System: Heat Pump with Remote Outdoor Unit-Air-Source) | GVZC200241A* |  |  | CHPF3636B6C*+MBVC1201**-1A*+TXV |  | 23400 | 21 |  | 13 | 10 |  | 23400 | 13000 | 55.56% | [8 empty] | Residential | 487.5 | No | 1.95
205965643 | Central Heat Pump | FRANKLIN | HRCU-A-CB (Split System: Heat Pump with Remote Outdoor Unit-Air-Source) | GVZC200241A* |  |  | CHPF3642C6C*+MBVC1201**-1A*+TXV |  | 23400 | 21 |  | 13 | 10 |  | 23400 | 13000 | 55.56% | [8 empty] | Residential | 487.5 | No | 1.95
205965646 | Central Heat Pump | FRANKLIN | HRCU-A-CB (Split System: Heat Pump with Remote Outdoor Unit-Air-Source) | GVZC200361A* |  |  | CA*F3137*6A*+MBVC1200**-1A*+TXV |  | 34800 | 20 |  | 13.5 | 10 |  | 35000 | 18000 | 51.43% | [8 empty] | Residential | 725 | No | 2.9
205965652 | Central Heat Pump | FRANKLIN | HRCU-A-CB (Split System: Heat Pump with Remote Outdoor Unit-Air-Source) | GVZC200361A* |  |  | CA*F3642*6D*+TXV | G*VM970804CNB* | 35800 | 20 |  | 12.5 | 10 |  | 35000 | 18200 | 52% | [8 empty] | Residential | 745 | No | 2.98
205965655 | Central Heat Pump | FRANKLIN | HRCU-A-CB (Split System: Heat Pump with Remote Outdoor Unit-Air-Source) | GVZC200361A* |  |  | CA*F3642*6D*+MBVC1200**-1A*+TXV |  | 34600 | 20 |  | 13 | 10 |  | 34800 | 18000 | 51.72% | [8 empty] | Residential | 720 | No | 2.88
205965656 | Central Heat Pump | FRANKLIN | HRCU-A-CB (Split System: Heat Pump with Remote Outdoor Unit-Air-Source) | GVZC200361A* |  |  | CA*F3642*6D*+MBVC1600**-1A*+TXV |  | 34600 | 20 |  | 13.5 | 10 |  | 34800 | 18000 | 51.72% | [8 empty] | Residential | 720 | No | 2.88
205965663 | Central Heat Pump | FRANKLIN | HRCU-A-CB (Split System: Heat Pump with Remote Outdoor Unit-Air-Source) | GVZC200361A* |  |  | CA*F3743*6D*+TXV | G*VM971205DNB* | 35800 | 20 |  | 13 | 10 |  | 35000 | 18200 | 52% | [8 empty] | Residential | 745 | No | 2.98
205965664 | Central Heat Pump | FRANKLIN | HRCU-A-CB (Split System: Heat Pump with Remote Outdoor Unit-Air-Source) | GVZC200361A* |  |  | CA*F3743*6D*+MBVC1200**-1A*+TXV |  | 35200 | 20 |  | 13.5 | 10 |  | 35000 | 18200 | 52% | [8 empty] | Residential | 732.5 | No | 2.93
205965666 | Central Heat Pump | FRANKLIN | HRCU-A-CB (Split System: Heat Pump with Remote Outdoor Unit-Air-Source) | GVZC200361A* |  |  | CA*F3743*6D*+TXV | G*VS800805CUA* | 35400 | 20 |  | 13.5 | 10 |  | 35000 | 18200 | 52% | [8 empty] | Residential | 737.5 | No | 2.95
205965668 | Central Heat Pump | FRANKLIN | HRCU-A-CB (Split System: Heat Pump with Remote Outdoor Unit-Air-Source) | GVZC200361A* |  |  | CA*F3743*6D*+TXV | G*VS960805CUA* | 35400 | 20 |  | 12.5 | 10 |  | 35000 | 18200 | 52% | [8 empty] | Residential | 737.5 | No | 2.95
205965689 | Central Heat Pump | FRANKLIN | HRCU-A-CB (Split System: Heat Pump with Remote Outdoor Unit-Air-Source) | GVZC200361A* |  |  | CSCF3642N6D*+MBVC1200**-1A*+TXV |  | 34800 | 20 |  | 13.5 | 10 |  | 35000 | 18200 | 52% | [8 empty] | Residential | 725 | No | 2.9
202547331 | Central Heat Pump | FRANKLIN | HRCU-A-CB (Split System: Heat Pump with Remote Outdoor Unit-Air-Source) | GSZC180241C* |  |  | AVPTC29B14B* |  | 23000 | 18 |  | 13.5 | 10 |  | 22200 | 14000 | 63.06% | [8 empty] | Residential | 480 | No | 1.92
202547333 | Central Heat Pump | FRANKLIN | HRCU-A-CB (Split System: Heat Pump with Remote Outdoor Unit-Air-Source) | GSZC180361C* |  |  | AVPTC37C14B* |  | 35600 | 18 |  | 13.5 | 10 |  | 35800 | 22600 | 63.13% | [8 empty] | Residential | 742.5 | No | 2.97
202547339 | Central Heat Pump | FRANKLIN | HRCU-A-CB (Split System: Heat Pump with Remote Outdoor Unit-Air-Source) | GSZC180361C* |  |  | AVPTC37D14B* |  | 35800 | 18 |  | 13.5 | 10 |  | 36000 | 22800 | 63.33% | [8 empty] | Residential | 745 | No | 2.98
201691131 | Central Heat Pump | FRANKLIN | HRCU-A-CB (Split System: Heat Pump with Remote Outdoor Unit-Air-Source) | GSZC180361C* |  |  | CHPF4860D6D*+MBVC2000**-1A*+TXV |  | 35600 | 18.5 |  | 14 | 10 |  | 36000 | 23200 | 64.44% | [8 empty] | Residential | 742.5 | No | 2.97
201866187 | Central Heat Pump | FRANKLIN | HRCU-A-CB (Split System: Heat Pump with Remote Outdoor Unit-Air-Source) | AVZC200241A* |  |  | CA*F3137*6A*+MBVC1200**-1A*+TXV |  | 23800 | 21 |  | 13 | 10 |  | 23800 | 13000 | 54.62% | [8 empty] | Residential | 495 | No | 1.98
201866188 | Central Heat Pump | FRANKLIN | HRCU-A-CB (Split System: Heat Pump with Remote Outdoor Unit-Air-Source) | AVZC200361A* |  |  | CA*F3137*6A*+MBVC1200**-1A*+TXV |  | 34800 | 20 |  | 13.5 | 10 |  | 35000 | 18000 | 51.43% | [8 empty] | Residential | 725 | No | 2.9
201866196 | Central Heat Pump | FRANKLIN | HRCU-A-CB (Split System: Heat Pump with Remote Outdoor Unit-Air-Source) | AVZC200361A* |  |  | CA*F3642*6D*+MBVC1200**-1A*+TXV |  | 34600 | 20 |  | 13 | 10 |  | 34800 | 18000 | 51.72% | [8 empty] | Residential | 720 | No | 2.88
201866197 | Central Heat Pump | FRANKLIN | HRCU-A-CB (Split System: Heat Pump with Remote Outdoor Unit-Air-Source) | AVZC200361A* |  |  | CA*F3642*6D*+MBVC1600**-1A*+TXV |  | 34600 | 20 |  | 13.5 | 10 |  | 34800 | 18000 | 51.72% | [8 empty] | Residential | 720 | No | 2.88
201866208 | Central Heat Pump | FRANKLIN | HRCU-A-CB (Split System: Heat Pump with Remote Outdoor Unit-Air-Source) | AVZC200361A* |  |  | CA*F3743*6D*+MBVC1200**-1A*+TXV |  | 35200 | 20 |  | 13.5 | 10 |  | 35000 | 18200 | 52% | [8 empty] | Residential | 732.5 | No | 2.93
207658538 | Central Heat Pump | BOSCH | HRCU-A-CB (Split System: Heat Pump with Remote Outdoor Unit-Air-Source) | BOVB-36HDN1-M20G |  |  | BMA*2430ANTD | BGH96M060B3B | 24000 | 18.5 |  | 13 | 10 |  | 24000 | 19600 | 81.67% | 23800 | 18 | 12 | 9 | 24000 | 17200 | 71.67% | 1.85 | Residential | 495 | Yes | 1.98 | Both
207658544 | Central Heat Pump | BOSCH | HRCU-A-CB (Split System: Heat Pump with Remote Outdoor Unit-Air-Source) | BOVB-36HDN1-M20G |  |  | BMA*2430ANTD | BGH96M080B3A | 24000 | 18.5 |  | 13 | 10 |  | 24000 | 19600 | 81.67% | 23800 | 18 | 12 | 9 | 24000 | 17200 | 71.67% | 1.85 | Residential | 495 | Yes | 1.98 | Both
207658552 | Central Heat Pump | BOSCH | HRCU-A-CB (Split System: Heat Pump with Remote Outdoor Unit-Air-Source) | BOVB-36HDN1-M20G |  |  | BMA*2430BNTD | BGH96M060B3A | 24000 | 19 |  | 13.5 | 10 |  | 24000 | 20000 | 83.33% | 24000 | 18.5 | 12 | 9 | 24000 | 17400 | 72.5% | 1.9 | Residential | 500 | Yes | 2 | Both
207658553 | Central Heat Pump | BOSCH | HRCU-A-CB (Split System: Heat Pump with Remote Outdoor Unit-Air-Source) | BOVB-36HDN1-M20G |  |  | BMA*2430BNTD | BGH96M080B3A | 24000 | 19 |  | 13.5 | 10 |  | 24000 | 20000 | 83.33% | 24000 | 18.5 | 12 | 9 | 24000 | 17400 | 72.5% | 1.9 | Residential | 500 | Yes | 2 | Both
207658554 | Central Heat Pump | BOSCH | HRCU-A-CB (Split System: Heat Pump with Remote Outdoor Unit-Air-Source) | BOVB-36HDN1-M20G |  |  | BMA*4248BNTF | BGH96M080B3A | 33000 | 18.5 |  | 12.5 | 10 |  | 34200 | 25600 | 74.85% | 33000 | 18.5 | 11.2 | 9 | 34200 |  |  |  | Residential | 687.5 | No | 2.75
207658555 | Central Heat Pump | BOSCH | HRCU-A-CB (Split System: Heat Pump with Remote Outdoor Unit-Air-Source) | BOVB-36HDN1-M20G |  |  | BMA*4248CNTF | BGH96M100C5A | 33000 | 18.5 |  | 12.5 | 10 |  | 34200 | 25600 | 74.85% | 33000 | 18.5 | 12 | 9 | 34200 |  |  |  | Residential | 687.5 | No | 2.75 | No
207658556 | Central Heat Pump | BOSCH | HRCU-A-CB (Split System: Heat Pump with Remote Outdoor Unit-Air-Source) | BOVB-60HDN1-M20G |  |  | BMA*4248CNTF | BGH96M100C5A | 45000 | 18.5 |  | 12.5 | 10 |  | 46500 | 35600 | 76.56% | 45000 | 17.5 | 11.7 | 8.8 | 46500 | 32800 | 70.54% | 1.9 | Residential | 937.5 | Yes | 3.75 | Both
207658557 | Central Heat Pump | BOSCH | HRCU-A-CB (Split System: Heat Pump with Remote Outdoor Unit-Air-Source) | BOVB-60HDN1-M20G |  |  | BMA*4248DNTF | BGH96M100D5A | 45500 | 18.5 |  | 12.5 | 10 |  | 47000 | 35600 | 75.74% | 45500 | 17.5 | 11.7 | 9 | 47000 | 33200 | 70.64% | 1.9 | Residential | 947.5 | Yes | 3.79 | Both
207658558 | Central Heat Pump | BOSCH | HRCU-A-CB (Split System: Heat Pump with Remote Outdoor Unit-Air-Source) | BOVB-60HDN1-M20G |  |  | BMA*4248DNTF | BGH96M120D5A | 45500 | 18.5 |  | 12.5 | 10 |  | 47000 | 35600 | 75.74% | 45500 | 17.5 | 11.7 | 9 | 47000 | 33400 | 71.06% | 1.9 | Residential | 947.5 | Yes | 3.79 | Both
207658559 | Central Heat Pump | BOSCH | HRCU-A-CB (Split System: Heat Pump with Remote Outdoor Unit-Air-Source) | BOVB-60HDN1-M20G |  |  | BMA*4860DNTF | BGH96M100D5A | 52000 | 18.5 |  | 12.5 | 10 |  | 54000 | 38500 | 71.3% | 52000 | 18 | 11.7 | 8.5 | 54000 |  |  |  | Residential | 1082.5 | No | 4.33 | No
207658560 | Central Heat Pump | BOSCH | HRCU-A-CB (Split System: Heat Pump with Remote Outdoor Unit-Air-Source) | BOVB-60HDN1-M20G |  |  | BMA*4860DNTF | BGH96M120D5A | 52000 | 18.5 |  | 12.5 | 10 |  | 54000 | 38500 | 71.3% | 52000 | 18 | 11.7 | 8.5 | 54000 |  |  |  | Residential | 1082.5 | No | 4.33 | No
207658566 | Central Heat Pump | BOSCH | HRCU-A-CB (Split System: Heat Pump with Remote Outdoor Unit-Air-Source) | BOVB-36HDN1-M20G |  |  | BMA*2430ANTD | BGH96M080B3B | 24000 | 18.5 |  | 13 | 10 |  | 24000 | 19600 | 81.67% | 23800 | 18 | 12 | 9 | 24000 | 17200 | 71.67% | 1.85 | Residential | 495 | Yes | 1.98 | Both
207658567 | Central Heat Pump | BOSCH | HRCU-A-CB (Split System: Heat Pump with Remote Outdoor Unit-Air-Source) | BOVB-36HDN1-M20G |  |  | BMA*2430BNTD | BGH96M060B3B | 24000 | 19 |  | 13.5 | 10 |  | 24000 | 20000 | 83.33% | 24000 | 18.5 | 12 | 9 | 24000 | 17400 | 72.5% | 1.9 | Residential | 500 | Yes | 2 | Both
207658568 | Central Heat Pump | BOSCH | HRCU-A-CB (Split System: Heat Pump with Remote Outdoor Unit-Air-Source) | BOVB-36HDN1-M20G |  |  | BMA*2430BNTD | BGH96M080B3B | 24000 | 19 |  | 13.5 | 10 |  | 24000 | 20000 | 83.33% | 24000 | 18.5 | 12 | 9 | 24000 | 17400 | 72.5% | 1.9 | Residential | 500 | Yes | 2 | Both
207658569 | Central Heat Pump | BOSCH | HRCU-A-CB (Split System: Heat Pump with Remote Outdoor Unit-Air-Source) | BOVB-36HDN1-M20G |  |  | BMA*4248BNTF | BGH96M080B3B | 33000 | 18.5 |  | 12.5 | 10 |  | 34200 | 25600 | 74.85% | 33000 | 18.5 | 11.2 | 9 | 34200 |  |  |  | Residential | 687.5 | No | 2.75
207658570 | Central Heat Pump | BOSCH | HRCU-A-CB (Split System: Heat Pump with Remote Outdoor Unit-Air-Source) | BOVB-36HDN1-M20G |  |  | BMA*4248CNTF | BGH96M100C5B | 33000 | 18.5 |  | 12.5 | 10 |  | 34200 | 25600 | 74.85% | 33000 | 18.5 | 12 | 9 | 34200 |  |  |  | Residential | 687.5 | No | 2.75 | No
207658571 | Central Heat Pump | BOSCH | HRCU-A-CB (Split System: Heat Pump with Remote Outdoor Unit-Air-Source) | BOVB-60HDN1-M20G |  |  | BMA*4248CNTF | BGH96M100C5B | 45000 | 18.5 |  | 12.5 | 10 |  | 46500 | 35600 | 76.56% | 45000 | 17.5 | 11.7 | 8.8 | 46500 | 32800 | 70.54% | 1.9 | Residential | 937.5 | Yes | 3.75 | Both
207658572 | Central Heat Pump | BOSCH | HRCU-A-CB (Split System: Heat Pump with Remote Outdoor Unit-Air-Source) | BOVB-60HDN1-M20G |  |  | BMA*4248DNTF | BGH96M100D5B | 45500 | 18.5 |  | 12.5 | 10 |  | 47000 | 35600 | 75.74% | 45500 | 17.5 | 11.7 | 9 | 47000 | 33200 | 70.64% | 1.9 | Residential | 947.5 | Yes | 3.79 | Both
205652570 | Central Heat Pump | CARRIER | HRCU-A-CB (Split System: Heat Pump with Remote Outdoor Unit-Air-Source) | 25VNA448A*030* |  |  | CAP**4821AL*+UI | 58CU*A080C21**20 | 44500 | 20 |  | 12.5 | 11 |  | 46500 | 43000 | 92.47% | [8 empty] | Residential | 927.5 | No | 3.71
205652574 | Central Heat Pump | CARRIER | HRCU-A-CB (Split System: Heat Pump with Remote Outdoor Unit-Air-Source) | 25VNA448A*030* |  |  | CAP**4824AL*+UI | 58CU*A080C21**20 | 44500 | 20 |  | 12.5 | 11 |  | 46500 | 42500 | 91.4% | [8 empty] | Residential | 927.5 | No | 3.71
206792493 | Central Heat Pump | NUTONE | HRCU-A-CB (Split System: Heat Pump with Remote Outdoor Unit-Air-Source) | FSH1BG4CVRX36KP |  |  | C6B(A,H)-X36(C,U)-C(*) | FG7T(*)-VC(*) | 34800 | 18.5 |  | 12.5 | 10 |  | 34200 | 21800 | 63.74% | [8 empty] | Residential | 725 | No | 2.9
206792610 | Central Heat Pump | NUTONE | HRCU-A-CB (Split System: Heat Pump with Remote Outdoor Unit-Air-Source) | FSH1BG4CVRX24KP |  |  | C6B(A,H)-X26(C,U)-B(*) | MB7VM-1600K-B | 24600 | 19 |  | 13.9 | 10 |  | 22400 | 14200 | 63.39% | [8 empty] | Residential | 512.5 | No | 2.05
206792613 | Central Heat Pump | NUTONE | HRCU-A-CB (Split System: Heat Pump with Remote Outdoor Unit-Air-Source) | FSH1BG4CVRX36KP |  |  | C6B(A,H)-X36(C,U)-B(*) | MB7VM-1600K-B | 34800 | 19 |  | 12.6 | 10 |  | 34400 | 21800 | 63.37% | [8 empty] | Residential | 725 | No | 2.9
207562095 | Central Heat Pump | NUTONE | HRCU-A-CB (Split System: Heat Pump with Remote Outdoor Unit-Air-Source) | FSH1BG4CVRX24KP |  |  | C6B(A,H)-X26(C,U)-B(*) | MB7VM-1600K-B(*) | 24600 | 19 |  | 13.9 | 10 |  | 22400 | 14200 | 63.39% | [8 empty] | Residential | 512.5 | No | 2.05
207562099 | Central Heat Pump | NUTONE | HRCU-A-CB (Split System: Heat Pump with Remote Outdoor Unit-Air-Source) | FSH1BG4CVRX36KP |  |  | C6B(A,H)-X36(C,U)-B(*) | MB7VM-1600K-B(*) | 34800 | 19 |  | 12.6 | 10 |  | 34400 | 21800 | 63.37% | [8 empty] | Residential | 725 | No | 2.9
207564570 | Central Heat Pump | NUTONE | HRCU-A-CB (Split System: Heat Pump with Remote Outdoor Unit-Air-Source) | FSH1BG4CVRX24KP |  |  | C6B(A,H)-X26(C,U)-B(*) | FG7T(*)-V(*)B(*) | 24400 | 19 |  | 13.5 | 10 |  | 22200 | 14100 | 63.51% | [8 empty] | Residential | 507.5 | No | 2.03
207564576 | Central Heat Pump | NUTONE | HRCU-A-CB (Split System: Heat Pump with Remote Outdoor Unit-Air-Source) | FSH1BG4CVRX36KP |  |  | C6B(A,H)-X36(C,U)-C(*) | FG7T(*)-V(*)C(*) | 34800 | 18.5 |  | 12.5 | 10 |  | 34200 | 21800 | 63.74% | [8 empty] | Residential | 725 | No | 2.9
201866222 | Central Heat Pump | FRANKLIN | HRCU-A-CB (Split System: Heat Pump with Remote Outdoor Unit-Air-Source) | AVZC200361A* |  |  | CHPF3642C6C*+MBVC1200**-1A*+TXV |  | 34800 | 20 |  | 13 | 10 |  | 34800 | 18000 | 51.72% | [8 empty] | Residential | 725 | No | 2.9
201866223 | Central Heat Pump | FRANKLIN | HRCU-A-CB (Split System: Heat Pump with Remote Outdoor Unit-Air-Source) | AVZC200361A* |  |  | CHPF3642C6C*+MBVC1600**-1A*+TXV |  | 35000 | 20 |  | 13.5 | 10 |  | 34800 | 18000 | 51.72% | [8 empty] | Residential | 730 | No | 2.92
201866235 | Central Heat Pump | FRANKLIN | HRCU-A-CB (Split System: Heat Pump with Remote Outdoor Unit-Air-Source) | AVZC200361A* |  |  | CHPF3743C6B*+MBVC1200**-1A*+TXV |  | 35000 | 20 |  | 13.5 | 10 |  | 35000 | 18200 | 52% | [8 empty] | Residential | 730 | No | 2.92
201866236 | Central Heat Pump | FRANKLIN | HRCU-A-CB (Split System: Heat Pump with Remote Outdoor Unit-Air-Source) | AVZC200361A* |  |  | CHPF3743C6B*+MBVC1600**-1A*+TXV |  | 35200 | 20 |  | 13.5 | 10 |  | 35000 | 18200 | 52% | [8 empty] | Residential | 732.5 | No | 2.93
201866251 | Central Heat Pump | FRANKLIN | HRCU-A-CB (Split System: Heat Pump with Remote Outdoor Unit-Air-Source) | AVZC200361A* |  |  | CSCF3642N6D*+MBVC1200**-1A*+TXV |  | 34800 | 20 |  | 13.5 | 10 |  | 35000 | 18200 | 52% | [8 empty] | Residential | 725 | No | 2.9
201866252 | Central Heat Pump | FRANKLIN | HRCU-A-CB (Split System: Heat Pump with Remote Outdoor Unit-Air-Source) | AVZC200361A* |  |  | CSCF3642N6D*+MBVC1600**-1A*+TXV |  | 35000 | 20 |  | 13.5 | 10 |  | 35000 | 18200 | 52% | [8 empty] | Residential | 730 | No | 2.92
201866268 | Central Heat Pump | FRANKLIN | HRCU-A-CB (Split System: Heat Pump with Remote Outdoor Unit-Air-Source) | AVZC200481A* |  |  | CA*F4860*6D*+MBVC2000**-1A*+TXV |  | 45000 | 20 |  | 12.5 | 10 |  | 45000 | 26600 | 59.11% | [8 empty] | Residential | 937.5 | No | 3.75
201866278 | Central Heat Pump | FRANKLIN | HRCU-A-CB (Split System: Heat Pump with Remote Outdoor Unit-Air-Source) | AVZC200481A* |  |  | CA*F4961*6D*+MBVC1600**-1A*+TXV |  | 46500 | 20 |  | 12.5 | 10 |  | 45500 | 26800 | 58.9% | [8 empty] | Residential | 970 | No | 3.88
201866289 | Central Heat Pump | FRANKLIN | HRCU-A-CB (Split System: Heat Pump with Remote Outdoor Unit-Air-Source) | AVZC200481A* |  |  | CHPF4860D6D*+MBVC2000**-1A*+TXV |  | 45000 | 20 |  | 12.5 | 10 |  | 45000 | 26600 | 59.11% | [8 empty] | Residential | 937.5 | No | 3.75
201866300 | Central Heat Pump | FRANKLIN | HRCU-A-CB (Split System: Heat Pump with Remote Outdoor Unit-Air-Source) | AVZC200481A* |  |  | CSCF4860N6D*+MBVC2000**-1A*+TXV |  | 45000 | 20 |  | 12.5 | 10 |  | 45000 | 26600 | 59.11% | [8 empty] | Residential | 937.5 | No | 3.75
206792481 | Central Heat Pump | NUTONE | HRCU-A-CB (Split System: Heat Pump with Remote Outdoor Unit-Air-Source) | FSH1BG4CVRX24KP |  |  | B6VMAX24K-B(*) |  | 24600 | 19 |  | 13.9 | 10 |  | 22400 | 14200 | 63.39% | [8 empty] | Residential | 512.5 | No | 2.05
206792484 | Central Heat Pump | NUTONE | HRCU-A-CB (Split System: Heat Pump with Remote Outdoor Unit-Air-Source) | FSH1BG4CVRX24KP |  |  | C6B(A,H)-X26(C,U)-B(*) | FG7T(*)-VB(*) | 24400 | 19 |  | 13.5 | 10 |  | 22200 | 14100 | 63.51% | [8 empty] | Residential | 507.5 | No | 2.03
206792487 | Central Heat Pump | NUTONE | HRCU-A-CB (Split System: Heat Pump with Remote Outdoor Unit-Air-Source) | FSH1BG4CVRX36KP |  |  | B6VMAX36K-B(*) |  | 34800 | 19 |  | 12.6 | 10 |  | 34400 | 21800 | 63.37% | [8 empty] | Residential | 725 | No | 2.9
203258672 | Central Heat Pump | TGM | HSP-A (Single-Package Heat Pump Air-Source) | MRB60HWD |  |  |  |  | 57000 | 19 |  | 12.5 | 10 |  | 57000 | 46500 | 81.58% | 57000 | 18 | 11.2 | 9 | 57000 |  |  |  | Residential | 1187.5 | No | 4.75
206724400 | Central Heat Pump | REZNOR | HRCU-A-CB (Split System: Heat Pump with Remote Outdoor Unit-Air-Source) | GXH24-36MSK4DH |  |  | GMH24-**MSK4DH1 |  | 24000 | 20 |  | 12.5 | 10.5 |  | 24000 | 16000 | 66.67% | 24000 | 17 | 12 | 9 | 24000 | 22000 | 91.67% | 1.8 | Residential | 500 | Yes | 2 | Yes
206720398 | Central Heat Pump | REZNOR | HRCU-A-CB (Split System: Heat Pump with Remote Outdoor Unit-Air-Source) | GXH24-36MSK4DH |  |  | GMH24-**MSK4DH |  | 24000 | 20 |  | 12.5 | 10.5 |  | 24000 | 16300 | 67.92% | [8 empty] | Residential | 500 | No | 2
206799638 | Central Heat Pump | MAXI AIR CENTRAL | HRCU-A-CB (Split System: Heat Pump with Remote Outdoor Unit-Air-Source) | CLASS24CC |  |  | AHAN2410 |  | 23400 | 19 |  | 12.5 | 10 |  | 23000 | 15400 | 66.96% | 22000 | 17.8 | 11.7 | 8.5 | 24000 |  |  |  | Residential | 457.5 | No | 1.83
206799639 | Central Heat Pump | MAXI AIR CENTRAL | HRCU-A-CB (Split System: Heat Pump with Remote Outdoor Unit-Air-Source) | CLASS24CC |  |  | AHAN3615 |  | 23400 | 19 |  | 12.5 | 10 |  | 23000 | 15400 | 66.96% | 22000 | 17.6 | 11.7 | 8.3 | 24000 |  |  |  | Residential | 457.5 | No | 1.83
206799641 | Central Heat Pump | SUPREME CENTRAL | HRCU-A-CB (Split System: Heat Pump with Remote Outdoor Unit-Air-Source) | SUPRM24CC |  |  | AHAN2410 |  | 23400 | 19 |  | 12.5 | 10 |  | 23000 | 15400 | 66.96% | 22000 | 17.8 | 11.7 | 8.5 | 24000 |  |  |  | Residential | 457.5 | No | 1.83
206799642 | Central Heat Pump | SUPREME CENTRAL | HRCU-A-CB (Split System: Heat Pump with Remote Outdoor Unit-Air-Source) | SUPRM24CC |  |  | AHAN3615 |  | 23400 | 19 |  | 12.5 | 10 |  | 23000 | 15400 | 66.96% | 22000 | 17.6 | 11.7 | 8.3 | 24000 |  |  |  | Residential | 457.5 | No | 1.83
201866415 | Central Heat Pump | FRANKLIN | HRCU-A-CB (Split System: Heat Pump with Remote Outdoor Unit-Air-Source) | AVZC200361A* |  |  | AVPEC59D14A* |  | 35800 | 20 |  | 14 | 10 |  | 35400 | 18900 | 53.39% | [8 empty] | Residential | 745 | No | 2.98
201866416 | Central Heat Pump | FRANKLIN | HRCU-A-CB (Split System: Heat Pump with Remote Outdoor Unit-Air-Source) | AVZC200481A* |  |  | AVPEC61D14A* |  | 45500 | 20 |  | 12.5 | 10 |  | 45500 | 27400 | 60.22% | [8 empty] | Residential | 947.5 | No | 3.79
201888227 | Central Heat Pump | FRANKLIN | HRCU-A-CB (Split System: Heat Pump with Remote Outdoor Unit-Air-Source) | AVZC200241A* |  |  | CA*F3642*6D*+MBVC1200**-1A*+TX |  | 23400 | 21 |  | 13 | 10 |  | 23600 | 13000 | 55.08% | [8 empty] | Residential | 487.5 | No | 1.95
206192227 | Central Heat Pump | FRANKLIN | HRCU-A-CB (Split System: Heat Pump with Remote Outdoor Unit-Air-Source) | AVZC200361A* |  |  | CA*F3743*6D*+TXV | G*VS800805CUA* | 35400 | 20 |  | 13.5 | 10 |  | 35000 | 18200 | 52% | [8 empty] | Residential | 737.5 | No | 2.95
206192112 | Central Heat Pump | FRANKLIN | HRCU-A-CB (Split System: Heat Pump with Remote Outdoor Unit-Air-Source) | AVZC200241A* |  |  | CA*F3743*6D*+TXV | G*VM970603BNB* | 23400 | 20 |  | 13 | 10 |  | 23800 | 13000 | 54.62% | [8 empty] | Residential | 487.5 | No | 1.95
206192113 | Central Heat Pump | FRANKLIN | HRCU-A-CB (Split System: Heat Pump with Remote Outdoor Unit-Air-Source) | AVZC200241A* |  |  | CA*F3743*6D*+TXV | G*VM970803BNB* | 23400 | 20 |  | 13 | 10 |  | 23800 | 13000 | 54.62% | [8 empty] | Residential | 487.5 | No | 1.95
206192124 | Central Heat Pump | FRANKLIN | HRCU-A-CB (Split System: Heat Pump with Remote Outdoor Unit-Air-Source) | AVZC200361A* |  |  | CA*F3743*6D*+TXV | G*VM971005CNB* | 35800 | 20 |  | 12.5 | 10 |  | 35000 | 18200 | 52% | [8 empty] | Residential | 745 | No | 2.98
206192125 | Central Heat Pump | FRANKLIN | HRCU-A-CB (Split System: Heat Pump with Remote Outdoor Unit-Air-Source) | AVZC200361A* |  |  | CA*F3743*6D*+TXV | G*VM971205DNB* | 35800 | 20 |  | 13 | 10 |  | 35000 | 18200 | 52% | [8 empty] | Residential | 745 | No | 2.98
206192131 | Central Heat Pump | FRANKLIN | HRCU-A-CB (Split System: Heat Pump with Remote Outdoor Unit-Air-Source) | AVZC200361A* |  |  | CHPF3743C6B*+TXV | G*VM971005CNB* | 35600 | 20 |  | 12.5 | 10 |  | 35000 | 18200 | 52% | [8 empty] | Residential | 742.5 | No | 2.97
206192150 | Central Heat Pump | FRANKLIN | HRCU-A-CB (Split System: Heat Pump with Remote Outdoor Unit-Air-Source) | AVZC200241A* |  |  | CA*F3137*6A*+TXV | G*VS800604BUA* | 23400 | 20 |  | 13 | 10 |  | 23600 | 13000 | 55.08% | [8 empty] | Residential | 487.5 | No | 1.95
205772874 | Central Heat Pump | FUJITSU | HRCU-A-CB (Split System: Heat Pump with Remote Outdoor Unit-Air-Source) | FO2420RVJCAB |  |  | FCC6021ESA | FF70173LM97K | 24000 | 21.5 |  | 14.85 | 11.9 |  | 24000 | 38000 | 158.3% | [8 empty] | Residential | 500 | No | 2
205772875 | Central Heat Pump | FUJITSU | HRCU-A-CB (Split System: Heat Pump with Remote Outdoor Unit-Air-Source) | FO2420RVJCAB |  |  | FCC6021ESA | FF85215LM97K | 24200 | 21.55 |  | 15.05 | 11.9 |  | 24200 | 38000 | 157% | [8 empty] | Residential | 505 | No | 2.02
205772876 | Central Heat Pump | FUJITSU | HRCU-A-CB (Split System: Heat Pump with Remote Outdoor Unit-Air-Source) | FO2420RVJCAB |  |  | FCC6021ESA | FF100215LM97K | 24200 | 21.95 |  | 15.3 | 12.05 |  | 24200 | 38000 | 157% | [8 empty] | Residential | 505 | No | 2.02
205772877 | Central Heat Pump | FUJITSU | HRCU-A-CB (Split System: Heat Pump with Remote Outdoor Unit-Air-Source) | FO2420RVJCAB |  |  | FCC6021ESA | FF115245LM97K | 24200 | 21.6 |  | 15.05 | 11.9 |  | 24200 | 38000 | 157% | [8 empty] | Residential | 505 | No | 2.02
204333564 | Central Heat Pump | COLEMAN | HRCU-A-CB (Split System: Heat Pump with Remote Outdoor Unit-Air-Source) | HC20B2421 |  |  | CM25BE1A1+MVC12BN21+CC |  | 24000 | 20.75 |  | 14 | 10.5 |  | 32600 | 22400 | 68.71% | [8 empty] | Residential | 500 | No | 2
205558112 | Central Heat Pump | COLEMAN | HRCU-A-CB (Split System: Heat Pump with Remote Outdoor Unit-Air-Source) | HC19B2421 |  |  | CF36CXA1+ME12CN21+TXV |  | 23800 | 19 |  | 15 | 10 |  | 22200 | 13700 | 61.71% | [8 empty] | Residential | 495 | No | 1.98
205558116 | Central Heat Pump | COLEMAN | HRCU-A-CB (Split System: Heat Pump with Remote Outdoor Unit-Air-Source) | HC19B2421 |  |  | CM36CXA1+ME12CN21+TXV |  | 23800 | 19 |  | 15 | 10 |  | 22200 | 13700 | 61.71% | [8 empty] | Residential | 495 | No | 1.98
204333560 | Central Heat Pump | COLEMAN | HRCU-A-CB (Split System: Heat Pump with Remote Outdoor Unit-Air-Source) | HC20B2421 |  |  | CM25BE1A1+CC | TP9C060B12MP13 | 24000 | 20.5 |  | 13.75 | 10.25 |  | 32600 | 21200 | 65.03% | [8 empty] | Residential | 500 | No | 2
204333568 | Central Heat Pump | COLEMAN | HRCU-A-CB (Split System: Heat Pump with Remote Outdoor Unit-Air-Source) | HC20B2421 |  |  | CM25BE1A1+CC | CP9C060B12MP13 | 24000 | 20.5 |  | 13.75 | 10.25 |  | 32600 | 21200 | 65.03% | [8 empty] | Residential | 500 | No | 2
205288325 | Central Heat Pump | COLEMAN | HRCU-A-CB (Split System: Heat Pump with Remote Outdoor Unit-Air-Source) | HC20B2421 |  |  | AVV25BE121+CC |  | 24000 | 21 |  | 14.25 | 10.5 |  | 34400 | 22400 | 65.12% | [8 empty] | Residential | 500 | No | 2
207658573 | Central Heat Pump | BOSCH | HRCU-A-CB (Split System: Heat Pump with Remote Outdoor Unit-Air-Source) | BOVB-60HDN1-M20G |  |  | BMA*4248DNTF | BGH96M120D5B | 45500 | 18.5 |  | 12.5 | 10 |  | 47000 | 35600 | 75.74% | 45500 | 17.5 | 11.7 | 9 | 47000 | 33400 | 71.06% | 1.9 | Residential | 947.5 | Yes | 3.79 | Both
207658574 | Central Heat Pump | BOSCH | HRCU-A-CB (Split System: Heat Pump with Remote Outdoor Unit-Air-Source) | BOVB-60HDN1-M20G |  |  | BMA*4860DNTF | BGH96M100D5B | 52000 | 18.5 |  | 12.5 | 10 |  | 54000 | 38500 | 71.3% | 52000 | 18 | 11.7 | 8.5 | 54000 |  |  |  | Residential | 1082.5 | No | 4.33 | No
207658575 | Central Heat Pump | BOSCH | HRCU-A-CB (Split System: Heat Pump with Remote Outdoor Unit-Air-Source) | BOVB-60HDN1-M20G |  |  | BMA*4860DNTF | BGH96M120D5B | 52000 | 18.5 |  | 12.5 | 10 |  | 54000 | 38500 | 71.3% | 52000 | 18 | 11.7 | 8.5 | 54000 |  |  |  | Residential | 1082.5 | No | 4.33 | No
206396007 | Central Heat Pump | BOSCH | HRCU-A-CB (Split System: Heat Pump with Remote Outdoor Unit-Air-Source) | BOVB-60HDN1-M18M |  |  | BVA-36WN1-M18B |  | 35200 | 18.5 |  | 12.5 | 10.5 |  | 35200 | 24000 | 68.18% | [8 empty] | Residential | 732.5 | No | 2.93
206396001 | Central Heat Pump | BOSCH | HRCU-A-CB (Split System: Heat Pump with Remote Outdoor Unit-Air-Source) | BOVB-60HDN1-M18M |  |  | BVA-36WN1-M20 |  | 35200 | 18.5 |  | 12.5 | 10.5 |  | 35200 | 25000 | 71.02% | 35200 | 18 | 12 | 8.2 | 35200 |  |  |  | Residential | 732.5 | No | 2.93
207454632 | Central Heat Pump | BOSCH | HRCU-A-CB (Split System: Heat Pump with Remote Outdoor Unit-Air-Source) | BOVA-36HDN1-M20G |  |  | BMA*2430ANTD | BGH96M060B3B | 24000 | 18.5 |  | 13 | 10 |  | 24000 | 19600 | 81.67% | 23800 | 18 | 12 | 9 | 24000 | 17200 | 71.67% | 1.85 | Residential | 495 | Yes | 1.98 | Both
207454642 | Central Heat Pump | BOSCH | HRCU-A-CB (Split System: Heat Pump with Remote Outdoor Unit-Air-Source) | BOVA-36HDN1-M20G |  |  | BMA*2430ANTD | BGH96M080B3B | 24000 | 18.5 |  | 13 | 10 |  | 24000 | 19600 | 81.67% | 23800 | 18 | 12 | 9 | 24000 | 17200 | 71.67% | 1.85 | Residential | 495 | Yes | 1.98 | Both
207454643 | Central Heat Pump | BOSCH | HRCU-A-CB (Split System: Heat Pump with Remote Outdoor Unit-Air-Source) | BOVA-36HDN1-M20G |  |  | BMA*2430BNTD | BGH96M060B3B | 24000 | 19 |  | 13.5 | 10 |  | 24000 | 20000 | 83.33% | 24000 | 18.5 | 12 | 9 | 24000 | 17400 | 72.5% | 1.9 | Residential | 500 | Yes | 2 | Both
207454644 | Central Heat Pump | BOSCH | HRCU-A-CB (Split System: Heat Pump with Remote Outdoor Unit-Air-Source) | BOVA-36HDN1-M20G |  |  | BMA*2430BNTD | BGH96M080B3B | 24000 | 19 |  | 13.5 | 10 |  | 24000 | 20000 | 83.33% | 24000 | 18.5 | 12 | 9 | 24000 | 17400 | 72.5% | 1.9 | Residential | 500 | Yes | 2 | Both
206799644 | Central Heat Pump | MAXI AIR | HRCU-A-CB (Split System: Heat Pump with Remote Outdoor Unit-Air-Source) | BE-F44-CLASS24E |  |  | F44-GCHV2410 |  | 23400 | 19 |  | 12.5 | 10 |  | 23000 | 15400 | 66.96% | 22000 | 17.8 | 11.7 | 8.5 | 24000 |  |  |  | Residential | 457.5 | No | 1.83
206799645 | Central Heat Pump | MAXI AIR | HRCU-A-CB (Split System: Heat Pump with Remote Outdoor Unit-Air-Source) | BE-F44-CLASS24E |  |  | F44-GCHV3615 |  | 23400 | 19 |  | 12.5 | 10 |  | 23000 | 15400 | 66.96% | 22000 | 17.6 | 11.7 | 8.3 | 24000 |  |  |  | Residential | 457.5 | No | 1.83
206901389 | Central Heat Pump | MAXI AIR | HRCU-A-CB (Split System: Heat Pump with Remote Outdoor Unit-Air-Source) | COU-D24HNR1-D01-J0 |  |  | AHAN2410 |  | 23400 | 19 |  | 12.5 | 10 |  | 23000 | 15400 | 66.96% | 22000 | 17.8 | 11.7 | 8.5 | 24000 |  |  |  | Residential | 457.5 | No | 1.83
206901390 | Central Heat Pump | MAXI AIR | HRCU-A-CB (Split System: Heat Pump with Remote Outdoor Unit-Air-Source) | COU-D24HNR1-D01-J0 |  |  | AHAN3615 |  | 23400 | 19 |  | 12.5 | 10 |  | 23000 | 15400 | 66.96% | 22000 | 17.6 | 11.7 | 8.3 | 24000 |  |  |  | Residential | 457.5 | No | 1.83
206901392 | Central Heat Pump | MAXI AIR | HRCU-A-CB (Split System: Heat Pump with Remote Outdoor Unit-Air-Source) | COU-D24HNR1-D01-J0 |  |  | F44-GCHV2410 |  | 23400 | 19 |  | 12.5 | 10 |  | 23000 | 15400 | 66.96% | 22000 | 17.8 | 11.7 | 8.5 | 24000 |  |  |  | Residential | 457.5 | No | 1.83
206901393 | Central Heat Pump | MAXI AIR | HRCU-A-CB (Split System: Heat Pump with Remote Outdoor Unit-Air-Source) | COU-D24HNR1-D01-J0 |  |  | F44-GCHV3615 |  | 23400 | 19 |  | 12.5 | 10 |  | 23000 | 15400 | 66.96% | 22000 | 17.6 | 11.7 | 8.3 | 24000 |  |  |  | Residential | 457.5 | No | 1.83
207698173 | Central Heat Pump | Honeywell | HRCU-A-CB (Split System: Heat Pump with Remote Outdoor Unit-Air-Source) | HOH16S-36AA |  |  | HVTAN-24A |  | 23600 | 18 |  | 12.5 | 10 |  | 24000 | 21000 | 87.5% | 23600 | 17 | 11.7 | 8.5 | 24000 | 17600 | 73.33% | 2.1 | Residential | 492.5 | Yes | 1.97 | Both
207698174 | Central Heat Pump | Honeywell | HRCU-A-CB (Split System: Heat Pump with Remote Outdoor Unit-Air-Source) | HOH16S-60AA |  |  | HVTAN-36A |  | 35000 | 18 |  | 12.5 | 10 |  | 35400 | 30000 | 84.75% | 35000 | 17 | 11.7 | 8.5 | 35400 | 28400 | 80.23% | 2 | Residential | 730 | Yes | 2.92 | Both
208105136 | Central Heat Pump | Moss Mechanical | HRCU-A-CB (Split System: Heat Pump with Remote Outdoor Unit-Air-Source) | FSH1BG4CVRX24KP |  |  | B6VMAX24K-B(*) |  | 24600 | 19 |  | 13.9 | 10 |  | 22400 | 14200 | 63.39% | [8 empty] | Residential | 512.5 | No | 2.05
208105137 | Central Heat Pump | Moss Mechanical | HRCU-A-CB (Split System: Heat Pump with Remote Outdoor Unit-Air-Source) | FSH1BG4CVRX36KP |  |  | B6VMAX36K-B(*) |  | 34800 | 19 |  | 12.6 | 10 |  | 34400 | 21800 | 63.37% | [8 empty] | Residential | 725 | No | 2.9
204334079 | Central Heat Pump | COLEMAN | HRCU-A-CB (Split System: Heat Pump with Remote Outdoor Unit-Air-Source) | HC20B4821 |  |  | CM50CE3A1+CC | TPLC100C20MP13 | 45000 | 20.5 |  | 12.6 | 10 |  | 44000 | 44000 | 100% | [8 empty] | Residential | 937.5 | No | 3.75
204334085 | Central Heat Pump | COLEMAN | HRCU-A-CB (Split System: Heat Pump with Remote Outdoor Unit-Air-Source) | HC20B4821 |  |  | CM50CE3A1+CC | TPLC120C20MP13 | 45000 | 20.5 |  | 12.6 | 10 |  | 44000 | 44000 | 100% | [8 empty] | Residential | 937.5 | No | 3.75
204334097 | Central Heat Pump | COLEMAN | HRCU-A-CB (Split System: Heat Pump with Remote Outdoor Unit-Air-Source) | HC20B4821 |  |  | CM50CE3A1+CC | CPLC120C20MP13 | 45000 | 20.5 |  | 12.6 | 10 |  | 44000 | 44000 | 100% | [8 empty] | Residential | 937.5 | No | 3.75
204334455 | Central Heat Pump | COLEMAN | HRCU-A-CB (Split System: Heat Pump with Remote Outdoor Unit-Air-Source) | HC20B4821 |  |  | CM50CE3A1+CC | TM9V100C20MP12 | 45000 | 20.25 |  | 12.5 | 10 |  | 44000 | 44000 | 100% | [8 empty] | Residential | 937.5 | No | 3.75
204334468 | Central Heat Pump | COLEMAN | HRCU-A-CB (Split System: Heat Pump with Remote Outdoor Unit-Air-Source) | HC20B4821 |  |  | CM50CE3A1+CC | TP9C100C20MP13 | 45000 | 20.25 |  | 12.5 | 10 |  | 44000 | 44000 | 100% | [8 empty] | Residential | 937.5 | No | 3.75
204334478 | Central Heat Pump | COLEMAN | HRCU-A-CB (Split System: Heat Pump with Remote Outdoor Unit-Air-Source) | HC20B4821 |  |  | CM50CE3A1+CC | CP9C100C20MP13 | 45000 | 20.25 |  | 12.5 | 10 |  | 44000 | 44000 | 100% | [8 empty] | Residential | 937.5 | No | 3.75
202183246 | Central Heat Pump | COLEMAN | HRCU-A-CB (Split System: Heat Pump with Remote Outdoor Unit-Air-Source) | HC19B2421 |  |  | CF/CM36C+MVC12CN21+TXV |  | 23600 | 19 |  | 15 | 10 |  | 22600 | 14200 | 62.83% | [8 empty] | Residential | 492.5 | No | 1.97
202183764 | Central Heat Pump | COLEMAN | HRCU-A-CB (Split System: Heat Pump with Remote Outdoor Unit-Air-Source) | HC19B2421 |  |  | AVC36CX21+TXV |  | 24000 | 19 |  | 15 | 10 |  | 22200 | 13700 | 61.71% | [8 empty] | Residential | 500 | No | 2
202183772 | Central Heat Pump | COLEMAN | HRCU-A-CB (Split System: Heat Pump with Remote Outdoor Unit-Air-Source) | HC19B2421 |  |  | AE36CX21+TXV |  | 24000 | 19 |  | 15 | 10 |  | 22600 | 14100 | 62.39% | [8 empty] | Residential | 500 | No | 2
204333792 | Central Heat Pump | COLEMAN | HRCU-A-CB (Split System: Heat Pump with Remote Outdoor Unit-Air-Source) | HC20B3621 |  |  | CM38CE2A1+CC | TM8V100C16MP12 | 33600 | 19.25 |  | 13.25 | 10.75 |  | 32400 | 33400 | 103.1% | [8 empty] | Residential | 700 | No | 2.8
207454645 | Central Heat Pump | BOSCH | HRCU-A-CB (Split System: Heat Pump with Remote Outdoor Unit-Air-Source) | BOVA-36HDN1-M20G |  |  | BMA*4248BNTF | BGH96M080B3B | 33000 | 18.5 |  | 12.5 | 10 |  | 34200 | 25600 | 74.85% | 33000 | 18.5 | 11.2 | 9 | 34200 |  |  |  | Residential | 687.5 | No | 2.75
207454646 | Central Heat Pump | BOSCH | HRCU-A-CB (Split System: Heat Pump with Remote Outdoor Unit-Air-Source) | BOVA-36HDN1-M20G |  |  | BMA*4248CNTF | BGH96M100C5B | 33000 | 18.5 |  | 12.5 | 10 |  | 34200 | 25600 | 74.85% | 33000 | 18.5 | 12 | 9 | 34200 |  |  |  | Residential | 687.5 | No | 2.75 | No
207454647 | Central Heat Pump | BOSCH | HRCU-A-CB (Split System: Heat Pump with Remote Outdoor Unit-Air-Source) | BOVA-60HDN1-M20G |  |  | BMA*4248CNTF | BGH96M100C5B | 45000 | 18.5 |  | 12.5 | 10 |  | 46500 | 35600 | 76.56% | 45000 | 17.5 | 11.7 | 8.8 | 46500 | 32800 | 70.54% | 1.9 | Residential | 937.5 | Yes | 3.75 | Both
207454648 | Central Heat Pump | BOSCH | HRCU-A-CB (Split System: Heat Pump with Remote Outdoor Unit-Air-Source) | BOVA-60HDN1-M20G |  |  | BMA*4248DNTF | BGH96M100D5B | 45500 | 18.5 |  | 12.5 | 10 |  | 47000 | 35600 | 75.74% | 45500 | 17.5 | 11.7 | 9 | 47000 | 33200 | 70.64% | 1.9 | Residential | 947.5 | Yes | 3.79 | Both
207454649 | Central Heat Pump | BOSCH | HRCU-A-CB (Split System: Heat Pump with Remote Outdoor Unit-Air-Source) | BOVA-60HDN1-M20G |  |  | BMA*4248DNTF | BGH96M120D5B | 45500 | 18.5 |  | 12.5 | 10 |  | 47000 | 35600 | 75.74% | 45500 | 17.5 | 11.7 | 9 | 47000 | 33400 | 71.06% | 1.9 | Residential | 947.5 | Yes | 3.79 | Both
207454650 | Central Heat Pump | BOSCH | HRCU-A-CB (Split System: Heat Pump with Remote Outdoor Unit-Air-Source) | BOVA-60HDN1-M20G |  |  | BMA*4860DNTF | BGH96M100D5B | 52000 | 18.5 |  | 12.5 | 10 |  | 54000 | 38500 | 71.3% | 52000 | 18 | 11.7 | 8.5 | 54000 |  |  |  | Residential | 1082.5 | No | 4.33 | No
207454651 | Central Heat Pump | BOSCH | HRCU-A-CB (Split System: Heat Pump with Remote Outdoor Unit-Air-Source) | BOVA-60HDN1-M20G |  |  | BMA*4860DNTF | BGH96M120D5B | 52000 | 18.5 |  | 12.5 | 10 |  | 54000 | 38500 | 71.3% | 52000 | 18 | 11.7 | 8.5 | 54000 |  |  |  | Residential | 1082.5 | No | 4.33 | No
10333757 | Central Heat Pump | BOSCH | HRCU-A-CB (Split System: Heat Pump with Remote Outdoor Unit-Air-Source) | BOVA-60HDN1-M18M |  |  | BVA-36WN1-M18B |  | 35200 | 18.5 |  | 12.5 | 10.5 |  | 35200 | 24000 | 68.18% | [8 empty] | Residential | 732.5 | No | 2.93
204456331 | Central Heat Pump | ARCOAIRE | HRCU-A-CB (Split System: Heat Pump with Remote Outdoor Unit-Air-Source) | HVH825GKA2* |  |  | FCM4X48***L+WALLCON |  | 24000 | 18 |  | 12.5 | 10 |  | 20200 | 20200 | 100% | 24400 | 17.5 | 11.5 | 8.5 | 20600 |  |  |  | Residential | 507.5 | No | 2.03
204333802 | Central Heat Pump | COLEMAN | HRCU-A-CB (Split System: Heat Pump with Remote Outdoor Unit-Air-Source) | HC20B3621 |  |  | CM38CE2A1+CC | TM8V080C16MP12 | 33600 | 19.25 |  | 13.25 | 10.75 |  | 32400 | 33400 | 103.1% | [8 empty] | Residential | 700 | No | 2.8
204333816 | Central Heat Pump | COLEMAN | HRCU-A-CB (Split System: Heat Pump with Remote Outdoor Unit-Air-Source) | HC20B3621 |  |  | CM38CE2A1+CC | TMLV100C16MP12 | 33600 | 19.25 |  | 13.25 | 10.75 |  | 32400 | 33400 | 103.1% | [8 empty] | Residential | 700 | No | 2.8
204333822 | Central Heat Pump | COLEMAN | HRCU-A-CB (Split System: Heat Pump with Remote Outdoor Unit-Air-Source) | HC20B3621 |  |  | CM38CE2A1+CC | TPLC080C16MP13 | 33600 | 19.25 |  | 13.25 | 10.75 |  | 32400 | 33400 | 103.1% | [8 empty] | Residential | 700 | No | 2.8
204333842 | Central Heat Pump | COLEMAN | HRCU-A-CB (Split System: Heat Pump with Remote Outdoor Unit-Air-Source) | HC20B3621 |  |  | CM38CE2A1+CC | TPLC100C16MP13 | 33600 | 19.25 |  | 13.25 | 10.75 |  | 32400 | 33400 | 103.1% | [8 empty] | Residential | 700 | No | 2.8
204333875 | Central Heat Pump | COLEMAN | HRCU-A-CB (Split System: Heat Pump with Remote Outdoor Unit-Air-Source) | HC20B3621 |  |  | CM38CE2A1+CC | CPLC080C16MP13 | 33600 | 19.25 |  | 13.25 | 10.75 |  | 32400 | 33400 | 103.1% | [8 empty] | Residential | 700 | No | 2.8
204333891 | Central Heat Pump | COLEMAN | HRCU-A-CB (Split System: Heat Pump with Remote Outdoor Unit-Air-Source) | HC20B3621 |  |  | CM38CE2A1+CC | CPLC100C16MP13 | 33600 | 19.25 |  | 13.25 | 10.75 |  | 32400 | 33400 | 103.1% | [8 empty] | Residential | 700 | No | 2.8
204333911 | Central Heat Pump | COLEMAN | HRCU-A-CB (Split System: Heat Pump with Remote Outdoor Unit-Air-Source) | HC20B3621 |  |  | CM38CE2A1+CC | TM9V080C16MP12 | 33600 | 19 |  | 12.75 | 10.5 |  | 32600 | 31800 | 97.55% | [8 empty] | Residential | 700 | No | 2.8
204333917 | Central Heat Pump | COLEMAN | HRCU-A-CB (Split System: Heat Pump with Remote Outdoor Unit-Air-Source) | HC20B3621 |  |  | CM38CE2A1+CC | TP9C080C16MP13 | 33600 | 19 |  | 12.75 | 10.5 |  | 32600 | 31800 | 97.55% | [8 empty] | Residential | 700 | No | 2.8
204333923 | Central Heat Pump | COLEMAN | HRCU-A-CB (Split System: Heat Pump with Remote Outdoor Unit-Air-Source) | HC20B3621 |  |  | CM38CE2A1+CC | CP9C080C16MP13 | 33600 | 19 |  | 12.75 | 10.5 |  | 32600 | 31800 | 97.55% | [8 empty] | Residential | 700 | No | 2.8
204333927 | Central Heat Pump | COLEMAN | HRCU-A-CB (Split System: Heat Pump with Remote Outdoor Unit-Air-Source) | HC20B3621 |  |  | CM38CE2A1+CC | TM9V100C16MP12 | 33600 | 19.25 |  | 13 | 10.75 |  | 32600 | 31600 | 96.93% | [8 empty] | Residential | 700 | No | 2.8
204333933 | Central Heat Pump | COLEMAN | HRCU-A-CB (Split System: Heat Pump with Remote Outdoor Unit-Air-Source) | HC20B3621 |  |  | CM38CE2A1+CC | TP9C100C16MP13 | 33600 | 19.25 |  | 13 | 10.75 |  | 32600 | 31600 | 96.93% | [8 empty] | Residential | 700 | No | 2.8
204333941 | Central Heat Pump | COLEMAN | HRCU-A-CB (Split System: Heat Pump with Remote Outdoor Unit-Air-Source) | HC20B3621 |  |  | CM38CE2A1+CC | CP9C100C16MP13 | 33600 | 19.25 |  | 13 | 10.75 |  | 32600 | 31600 | 96.93% | [8 empty] | Residential | 700 | No | 2.8
204333401 | Central Heat Pump | COLEMAN | HRCU-A-CB (Split System: Heat Pump with Remote Outdoor Unit-Air-Source) | HC20B2421 |  |  | CM25BE1A1+CC | TM8V080B12MP12 | 24000 | 20.5 |  | 13.75 | 10.25 |  | 32600 | 22400 | 68.71% | [8 empty] | Residential | 500 | No | 2
204333419 | Central Heat Pump | COLEMAN | HRCU-A-CB (Split System: Heat Pump with Remote Outdoor Unit-Air-Source) | HC20B2421 |  |  | CM25BE1A1+CC | TPLC080B12MP13 | 24000 | 20.5 |  | 13.75 | 10.25 |  | 32600 | 22400 | 68.71% | [8 empty] | Residential | 500 | No | 2
204333453 | Central Heat Pump | COLEMAN | HRCU-A-CB (Split System: Heat Pump with Remote Outdoor Unit-Air-Source) | HC20B2421 |  |  | CM25BE1A1+CC | TM9V080B12MP12 | 24000 | 20.75 |  | 14 | 10.25 |  | 32800 | 22400 | 68.29% | [8 empty] | Residential | 500 | No | 2
204333471 | Central Heat Pump | COLEMAN | HRCU-A-CB (Split System: Heat Pump with Remote Outdoor Unit-Air-Source) | HC20B2421 |  |  | CM25BE1A1+CC | TP9C080B12MP13 | 24000 | 20.75 |  | 14 | 10.25 |  | 32800 | 22400 | 68.29% | [8 empty] | Residential | 500 | No | 2
204333549 | Central Heat Pump | COLEMAN | HRCU-A-CB (Split System: Heat Pump with Remote Outdoor Unit-Air-Source) | HC20B2421 |  |  | CM25BE1A1+CC | CP9C080B12MP13 | 24000 | 20.75 |  | 14 | 10.25 |  | 32800 | 22400 | 68.29% | [8 empty] | Residential | 500 | No | 2
204333555 | Central Heat Pump | COLEMAN | HRCU-A-CB (Split System: Heat Pump with Remote Outdoor Unit-Air-Source) | HC20B2421 |  |  | CM25BE1A1+CC | TM9V060B12MP12 | 24000 | 20.5 |  | 13.75 | 10.25 |  | 32600 | 21200 | 65.03% | [8 empty] | Residential | 500 | No | 2
205288339 | Central Heat Pump | COLEMAN | HRCU-A-CB (Split System: Heat Pump with Remote Outdoor Unit-Air-Source) | HC20B3621 |  |  | AVV38CE221+CC |  | 33600 | 20 |  | 13.3 | 10.9 |  | 50000 | 33400 | 66.8% | [8 empty] | Residential | 700 | No | 2.8
205288329 | Central Heat Pump | COLEMAN | HRCU-A-CB (Split System: Heat Pump with Remote Outdoor Unit-Air-Source) | HC20B4821 |  |  | AVV50DE321+CC |  | 45000 | 20.5 |  | 12.6 | 10.4 |  | 60000 | 44000 | 73.33% | [8 empty] | Residential | 937.5 | No | 3.75
9896519 | Central Heat Pump | ARCOAIRE | HRCU-A-CB (Split System: Heat Pump with Remote Outdoor Unit-Air-Source) | HVH837GKA** |  |  | FCM4X60***L+WALLCON |  | 33600 | 19 |  | 13 | 10 |  | 31000 | 31000 | 100% | 33200 | 18.5 | 12 | 8.5 | 31600 |  |  |  | Residential | 692.5 | No | 2.77
9896520 | Central Heat Pump | ARCOAIRE | HRCU-A-CB (Split System: Heat Pump with Remote Outdoor Unit-Air-Source) | HVH837GKA** |  |  | FCM4X48***L+WALLCON |  | 33400 | 18.5 |  | 13 | 10 |  | 31400 | 31000 | 98.73% | 32800 | 18.5 | 12 | 8.5 | 32000 |  |  |  | Residential | 682.5 | No | 2.73
206765380 | Central Heat Pump | ARCOAIRE | HRCU-A-CB (Split System: Heat Pump with Remote Outdoor Unit-Air-Source) | HVH825GKA3* |  |  | FCM4X48***L+WALLCON |  | 24000 | 18 |  | 12.5 | 10 |  | 20200 | 20200 | 100% | 24400 | 17.5 | 11.5 | 8.5 | 20600 |  |  |  | Residential | 507.5 | No | 2.03
206770950 | Central Heat Pump | ARCOAIRE | HRCU-A-CB (Split System: Heat Pump with Remote Outdoor Unit-Air-Source) | HVH837GKA2* |  |  | FCM4X48***L+WALLCON |  | 33400 | 18.5 |  | 13 | 10 |  | 31400 | 31000 | 98.73% | 32800 | 18.5 | 12 | 8.5 | 32000 |  |  |  | Residential | 682.5 | No | 2.73
206770941 | Central Heat Pump | ARCOAIRE | HRCU-A-CB (Split System: Heat Pump with Remote Outdoor Unit-Air-Source) | HVH837GKA2* |  |  | FCM4X60***L+WALLCON |  | 33600 | 19 |  | 13 | 10 |  | 31000 | 31000 | 100% | 33200 | 18.5 | 12 | 8.5 | 31600 |  |  |  | Residential | 692.5 | No | 2.77
207698291 | Central Heat Pump | XAAE | HRCU-A-CB (Split System: Heat Pump with Remote Outdoor Unit-Air-Source) | 4HP18V36P |  |  | E*1P23B+H4TXV01 | A97USMV070B12 | 23400 | 20 |  | 13 | 10 |  | 24000 | 14800 | 61.67% | [8 empty] | Residential | 487.5 | No | 1.95
207698293 | Central Heat Pump | XAAE | HRCU-A-CB (Split System: Heat Pump with Remote Outdoor Unit-Air-Source) | 4HP18V36P |  |  | EA(C,U)1P30B+H4TXV01 | A97USMV070B12 | 23400 | 20 |  | 13 | 10 |  | 24000 | 15400 | 64.17% | [8 empty] | Residential | 487.5 | No | 1.95
207698295 | Central Heat Pump | XAAE | HRCU-A-CB (Split System: Heat Pump with Remote Outdoor Unit-Air-Source) | 4HP18V36P |  |  | EAC4X30B | A97USMV070B12 | 23400 | 20 |  | 13 | 10 |  | 24000 | 15400 | 64.17% | [8 empty] | Residential | 487.5 | No | 1.95
207698296 | Central Heat Pump | XAAE | HRCU-A-CB (Split System: Heat Pump with Remote Outdoor Unit-Air-Source) | 4HP18V36P |  |  | EAH1P30B+H4TXV01 | A97USMV070B12 | 23400 | 20 |  | 13 | 10 |  | 24000 | 15300 | 63.75% | [8 empty] | Residential | 487.5 | No | 1.95
207698297 | Central Heat Pump | XAAE | HRCU-A-CB (Split System: Heat Pump with Remote Outdoor Unit-Air-Source) | 4HP18V36P |  |  | EC4X23B | A97USMV070B12 | 23400 | 20 |  | 13 | 10 |  | 24000 | 14800 | 61.67% | [8 empty] | Residential | 487.5 | No | 1.95
208105195 | Central Heat Pump | Moss Mechanical | HRCU-A-CB (Split System: Heat Pump with Remote Outdoor Unit-Air-Source) | FSH1BG4CVRX24KP |  |  | C6B(A,H)-X26(C,U)-B(*) | MB7VM-1600K-B(*) | 24600 | 19 |  | 13.9 | 10 |  | 22400 | 14200 | 63.39% | [8 empty] | Residential | 512.5 | No | 2.05
208105196 | Central Heat Pump | Moss Mechanical | HRCU-A-CB (Split System: Heat Pump with Remote Outdoor Unit-Air-Source) | FSH1BG4CVRX36KP |  |  | C6B(A,H)-X36(C,U)-B(*) | MB7VM-1600K-B(*) | 34800 | 19 |  | 12.6 | 10 |  | 34400 | 21800 | 63.37% | [8 empty] | Residential | 725 | No | 2.9
208105247 | Central Heat Pump | Moss Mechanical | HRCU-A-CB (Split System: Heat Pump with Remote Outdoor Unit-Air-Source) | FSH1BG4CVRX24KP |  |  | C6B(A,H)-X26(C,U)-B(*) | FG7T(*)-V(*)B(*) | 24400 | 19 |  | 13.5 | 10 |  | 22200 | 14100 | 63.51% | [8 empty] | Residential | 507.5 | No | 2.03
208105249 | Central Heat Pump | Moss Mechanical | HRCU-A-CB (Split System: Heat Pump with Remote Outdoor Unit-Air-Source) | FSH1BG4CVRX36KP |  |  | C6B(A,H)-X36(C,U)-C(*) | FG7T(*)-V(*)C(*) | 34800 | 18.5 |  | 12.5 | 10 |  | 34200 | 21800 | 63.74% | [8 empty] | Residential | 725 | No | 2.9
206192152 | Central Heat Pump | FRANKLIN | HRCU-A-CB (Split System: Heat Pump with Remote Outdoor Unit-Air-Source) | AVZC200241A* |  |  | CA*F3743*6D*+TXV | G*VS800604BUA* | 23400 | 20 |  | 13 | 10 |  | 23600 | 13000 | 55.08% | [8 empty] | Residential | 487.5 | No | 1.95
206192154 | Central Heat Pump | FRANKLIN | HRCU-A-CB (Split System: Heat Pump with Remote Outdoor Unit-Air-Source) | AVZC200241A* |  |  | CSCF3642N6D*+TXV | G*VS800604BUA* | 23600 | 20 |  | 13 | 10 |  | 23600 | 13000 | 55.08% | [8 empty] | Residential | 492.5 | No | 1.97
206192155 | Central Heat Pump | FRANKLIN | HRCU-A-CB (Split System: Heat Pump with Remote Outdoor Unit-Air-Source) | AVZC200241A* |  |  | CA*F3137*6A*+TXV | G*VS960603BUA* | 23400 | 20 |  | 13 | 10 |  | 23600 | 13000 | 55.08% | [8 empty] | Residential | 487.5 | No | 1.95
206192157 | Central Heat Pump | FRANKLIN | HRCU-A-CB (Split System: Heat Pump with Remote Outdoor Unit-Air-Source) | AVZC200241A* |  |  | CA*F3743*6D*+TXV | G*VS960603BUA* | 23400 | 20 |  | 13 | 10 |  | 23800 | 13000 | 54.62% | [8 empty] | Residential | 487.5 | No | 1.95
206192159 | Central Heat Pump | FRANKLIN | HRCU-A-CB (Split System: Heat Pump with Remote Outdoor Unit-Air-Source) | AVZC200241A* |  |  | CSCF3642N6D*+TXV | G*VS960603BUA* | 23400 | 20 |  | 13 | 10 |  | 23800 | 13000 | 54.62% | [8 empty] | Residential | 487.5 | No | 1.95
206192167 | Central Heat Pump | FRANKLIN | HRCU-A-CB (Split System: Heat Pump with Remote Outdoor Unit-Air-Source) | AVZC200361A* |  |  | CA*F3743*6D*+TXV | G*VS960805CUA* | 35400 | 20 |  | 12.5 | 10 |  | 35000 | 18200 | 52% | [8 empty] | Residential | 737.5 | No | 2.95
206192095 | Central Heat Pump | FRANKLIN | HRCU-A-CB (Split System: Heat Pump with Remote Outdoor Unit-Air-Source) | AVZC200241A* |  |  | CA*F3642*6D*+TXV | G*VM970804CNB* | 23200 | 20 |  | 13 | 10 |  | 23600 | 13000 | 55.08% | [8 empty] | Residential | 482.5 | No | 1.93
206192096 | Central Heat Pump | FRANKLIN | HRCU-A-CB (Split System: Heat Pump with Remote Outdoor Unit-Air-Source) | AVZC200241A* |  |  | CA*F3743*6D*+TXV | G*VM970804CNB* | 23400 | 20 |  | 13 | 10 |  | 23800 | 13000 | 54.62% | [8 empty] | Residential | 487.5 | No | 1.95
206192097 | Central Heat Pump | FRANKLIN | HRCU-A-CB (Split System: Heat Pump with Remote Outdoor Unit-Air-Source) | AVZC200361A* |  |  | CA*F3642*6D*+TXV | G*VM970804CNB* | 35800 | 20 |  | 12.5 | 10 |  | 35000 | 18200 | 52% | [8 empty] | Residential | 745 | No | 2.98
206192100 | Central Heat Pump | FRANKLIN | HRCU-A-CB (Split System: Heat Pump with Remote Outdoor Unit-Air-Source) | AVZC200361A* |  |  | CHPF3743C6B*+TXV | G*VM970804CNB* | 35600 | 20 |  | 12.5 | 10 |  | 35000 | 18200 | 52% | [8 empty] | Residential | 742.5 | No | 2.97
205288335 | Central Heat Pump | COLEMAN | HRCU-A-CB (Split System: Heat Pump with Remote Outdoor Unit-Air-Source) | HC20B6021 |  |  | AVV61DE421+CC |  | 53000 | 19.8 |  | 12.6 | 10.75 |  | 71000 | 46000 | 64.79% | [8 empty] | Residential | 1105 | No | 4.42
204333959 | Central Heat Pump | COLEMAN | HRCU-A-CB (Split System: Heat Pump with Remote Outdoor Unit-Air-Source) | HC20B4821 |  |  | AVV50CE321+CC |  | 45000 | 20.5 |  | 12.5 | 10.2 |  | 44000 | 43500 | 98.86% | [8 empty] | Residential | 937.5 | No | 3.75
205041909 | Central Heat Pump | COLEMAN | HRCU-A-CB (Split System: Heat Pump with Remote Outdoor Unit-Air-Source) | HC19B3621 |  |  | CF60CXA2+TXV | CPLC100C16MP13 | 35600 | 18 |  | 14 | 10 |  | 35200 | 22400 | 63.64% | [8 empty] | Residential | 742.5 | No | 2.97
205041917 | Central Heat Pump | COLEMAN | HRCU-A-CB (Split System: Heat Pump with Remote Outdoor Unit-Air-Source) | HC19B3621 |  |  | CF60CXA2+MVC16CN21+TXV |  | 36000 | 19 |  | 14 | 10 |  | 35200 | 22400 | 63.64% | [8 empty] | Residential | 750 | No | 3
205041921 | Central Heat Pump | COLEMAN | HRCU-A-CB (Split System: Heat Pump with Remote Outdoor Unit-Air-Source) | HC19B3621 |  |  | CF60CXA2+ME16CN21+TXV |  | 35800 | 18 |  | 14 | 10 |  | 34800 | 22400 | 64.37% | [8 empty] | Residential | 745 | No | 2.98
205045789 | Central Heat Pump | COLEMAN | HRCU-A-CB (Split System: Heat Pump with Remote Outdoor Unit-Air-Source) | HC19B3621 |  |  | CU60CXA2+TXV | TM9V100C20MP12 | 36000 | 19 |  | 14 | 10 |  | 35400 | 22400 | 63.28% | [8 empty] | Residential | 750 | No | 3
205045794 | Central Heat Pump | COLEMAN | HRCU-A-CB (Split System: Heat Pump with Remote Outdoor Unit-Air-Source) | HC19B3621 |  |  | CU60CXA2+TXV | TP9C100C20MP13 | 36000 | 19 |  | 14 | 10 |  | 35400 | 22400 | 63.28% | [8 empty] | Residential | 750 | No | 3
205045798 | Central Heat Pump | COLEMAN | HRCU-A-CB (Split System: Heat Pump with Remote Outdoor Unit-Air-Source) | HC19B3621 |  |  | CU60CXA2+TXV | CP9C100C20MP13 | 36000 | 19 |  | 14 | 10 |  | 35400 | 22400 | 63.28% | [8 empty] | Residential | 750 | No | 3
205045812 | Central Heat Pump | COLEMAN | HRCU-A-CB (Split System: Heat Pump with Remote Outdoor Unit-Air-Source) | HC19B3621 |  |  | CU60CXA2+TXV | TM9V080C16MP12 | 35800 | 18 |  | 13 | 10 |  | 35400 | 22400 | 63.28% | [8 empty] | Residential | 745 | No | 2.98
205045816 | Central Heat Pump | COLEMAN | HRCU-A-CB (Split System: Heat Pump with Remote Outdoor Unit-Air-Source) | HC19B3621 |  |  | CU60CXA2+TXV | TP9C080C16MP13 | 35800 | 18 |  | 13 | 10 |  | 35400 | 22400 | 63.28% | [8 empty] | Residential | 745 | No | 2.98
206192106 | Central Heat Pump | FRANKLIN | HRCU-A-CB (Split System: Heat Pump with Remote Outdoor Unit-Air-Source) | AVZC200241A* |  |  | CA*F3137*6A*+TXV | G*VM970603BNB* | 23400 | 20 |  | 13 | 10 |  | 23800 | 13000 | 54.62% | [8 empty] | Residential | 487.5 | No | 1.95
206192107 | Central Heat Pump | FRANKLIN | HRCU-A-CB (Split System: Heat Pump with Remote Outdoor Unit-Air-Source) | AVZC200241A* |  |  | CA*F3137*6A*+TXV | G*VM970803BNB* | 23200 | 20 |  | 13 | 10 |  | 23800 | 13000 | 54.62% | [8 empty] | Residential | 482.5 | No | 1.93
205965608 | Central Heat Pump | FRANKLIN | HRCU-A-CB (Split System: Heat Pump with Remote Outdoor Unit-Air-Source) | GVZC200481A* |  |  | CA*F4961*6D*+MBVC2000**-1A*+TX |  | 46500 | 20 |  | 13 | 10 |  | 45000 | 26600 | 59.11% | [8 empty] | Residential | 970 | No | 3.88
205965705 | Central Heat Pump | FRANKLIN | HRCU-A-CB (Split System: Heat Pump with Remote Outdoor Unit-Air-Source) | GVZC200481A* |  |  | CSCF4860N6D*+MBVC2000**-1A*+TXV |  | 45000 | 20 |  | 12.5 | 10 |  | 45000 | 26600 | 59.11% | [8 empty] | Residential | 937.5 | No | 3.75
205965711 | Central Heat Pump | FRANKLIN | HRCU-A-CB (Split System: Heat Pump with Remote Outdoor Unit-Air-Source) | GVZC200481A* |  |  | CA*F4860*6D*+MBVC2001**-1A*+TXV |  | 45000 | 19.5 |  | 12.5 | 10 |  | 45000 | 26600 | 59.11% | [8 empty] | Residential | 937.5 | No | 3.75
205965713 | Central Heat Pump | FRANKLIN | HRCU-A-CB (Split System: Heat Pump with Remote Outdoor Unit-Air-Source) | GVZC200481A* |  |  | CHPF4860D6D*+MBVC2001**-1A*+TXV |  | 45000 | 20 |  | 12.5 | 10 |  | 45000 | 26600 | 59.11% | [8 empty] | Residential | 937.5 | No | 3.75
205965715 | Central Heat Pump | FRANKLIN | HRCU-A-CB (Split System: Heat Pump with Remote Outdoor Unit-Air-Source) | GVZC200481A* |  |  | CSCF4860N6D*+MBVC2001**-1A*+TXV |  | 45000 | 20 |  | 12.5 | 10 |  | 45000 | 26600 | 59.11% | [8 empty] | Residential | 937.5 | No | 3.75
205965716 | Central Heat Pump | FRANKLIN | HRCU-A-CB (Split System: Heat Pump with Remote Outdoor Unit-Air-Source) | GVZC200481A* |  |  | CA*F4961*6D*+TXV | G*VM970804CNB* | 46000 | 19.5 |  | 12.5 | 10 |  | 46000 | 27800 | 60.43% | [8 empty] | Residential | 957.5 | No | 3.83
205965718 | Central Heat Pump | FRANKLIN | HRCU-A-CB (Split System: Heat Pump with Remote Outdoor Unit-Air-Source) | GVZC200481A* |  |  | CA*F4961*6D*+TXV | G*VM971205DNB* | 46000 | 19.5 |  | 12.5 | 10 |  | 46000 | 27800 | 60.43% | [8 empty] | Residential | 957.5 | No | 3.83
205965719 | Central Heat Pump | FRANKLIN | HRCU-A-CB (Split System: Heat Pump with Remote Outdoor Unit-Air-Source) | GVZC200481A* |  |  | CA*F4961*6D*+MBVC1600**-1A*+TXV |  | 46500 | 20 |  | 12.5 | 10 |  | 45500 | 26800 | 58.9% | [8 empty] | Residential | 970 | No | 3.88
205965721 | Central Heat Pump | FRANKLIN | HRCU-A-CB (Split System: Heat Pump with Remote Outdoor Unit-Air-Source) | GVZC200481A* |  |  | CA*F4961*6D*+TXV | G*VS800805CUA* | 45500 | 19.5 |  | 12.5 | 10 |  | 45500 | 27200 | 59.78% | [8 empty] | Residential | 947.5 | No | 3.79
205965723 | Central Heat Pump | FRANKLIN | HRCU-A-CB (Split System: Heat Pump with Remote Outdoor Unit-Air-Source) | GVZC200481A* |  |  | CHPF4860D6D*+MBVC2000**-1A*+TXV |  | 45000 | 20 |  | 12.5 | 10 |  | 45000 | 26600 | 59.11% | [8 empty] | Residential | 937.5 | No | 3.75
205965724 | Central Heat Pump | FRANKLIN | HRCU-A-CB (Split System: Heat Pump with Remote Outdoor Unit-Air-Source) | GVZC200481A* |  |  | CA*F4961*6D*+MBVC1601**-1A*+TXV |  | 46500 | 20 |  | 12.5 | 10 |  | 45500 | 26800 | 58.9% | [8 empty] | Residential | 970 | No | 3.88
205965725 | Central Heat Pump | FRANKLIN | HRCU-A-CB (Split System: Heat Pump with Remote Outdoor Unit-Air-Source) | GVZC200481A* |  |  | CA*F4961*6D*+MBVC2001**-1A*+TXV |  | 46500 | 20 |  | 13 | 10 |  | 45000 | 26600 | 59.11% | [8 empty] | Residential | 970 | No | 3.88
206192328 | Central Heat Pump | FRANKLIN | HRCU-A-CB (Split System: Heat Pump with Remote Outdoor Unit-Air-Source) | AVZC200361A* |  |  | CHPF3642C6C*+TXV | G*VC800604B*A* | 35400 | 20 |  | 13 | 10 |  | 34800 | 18000 | 51.72% | [8 empty] | Residential | 737.5 | No | 2.95
206192329 | Central Heat Pump | FRANKLIN | HRCU-A-CB (Split System: Heat Pump with Remote Outdoor Unit-Air-Source) | AVZC200361A* |  |  | CHPF3642C6C*+TXV | G*VC800805C*A* | 35400 | 20 |  | 13 | 10 |  | 34800 | 18000 | 51.72% | [8 empty] | Residential | 737.5 | No | 2.95
206192330 | Central Heat Pump | FRANKLIN | HRCU-A-CB (Split System: Heat Pump with Remote Outdoor Unit-Air-Source) | AVZC200361A* |  |  | CHPF3642C6C*+TXV | G*VC801005C*A* | 35400 | 20 |  | 13 | 10 |  | 34800 | 18000 | 51.72% | [8 empty] | Residential | 737.5 | No | 2.95
206192336 | Central Heat Pump | FRANKLIN | HRCU-A-CB (Split System: Heat Pump with Remote Outdoor Unit-Air-Source) | AVZC200361A* |  |  | CHPF3743C6B*+TXV | G*VC800604B*A* | 35600 | 20 |  | 13 | 10 |  | 35000 | 18200 | 52% | [8 empty] | Residential | 742.5 | No | 2.97
206192337 | Central Heat Pump | FRANKLIN | HRCU-A-CB (Split System: Heat Pump with Remote Outdoor Unit-Air-Source) | AVZC200361A* |  |  | CHPF3743C6B*+TXV | G*VC800805C*A* | 35600 | 20 |  | 13.5 | 10 |  | 35000 | 18200 | 52% | [8 empty] | Residential | 742.5 | No | 2.97
206192338 | Central Heat Pump | FRANKLIN | HRCU-A-CB (Split System: Heat Pump with Remote Outdoor Unit-Air-Source) | AVZC200361A* |  |  | CHPF3743C6B*+TXV | G*VC801005C*A* | 35600 | 20 |  | 13 | 10 |  | 35000 | 18200 | 52% | [8 empty] | Residential | 742.5 | No | 2.97
205045821 | Central Heat Pump | COLEMAN | HRCU-A-CB (Split System: Heat Pump with Remote Outdoor Unit-Air-Source) | HC19B3621 |  |  | CU60CXA2+TXV | CP9C080C16MP13 | 35800 | 18 |  | 13 | 10 |  | 35400 | 22400 | 63.28% | [8 empty] | Residential | 745 | No | 2.98
205045854 | Central Heat Pump | COLEMAN | HRCU-A-CB (Split System: Heat Pump with Remote Outdoor Unit-Air-Source) | HC19B3621 |  |  | CU60CXA2+TXV | TM9Y100C16MP11 | 36000 | 18 |  | 14 | 10 |  | 35600 | 22400 | 62.92% | [8 empty] | Residential | 750 | No | 3
205045884 | Central Heat Pump | COLEMAN | HRCU-A-CB (Split System: Heat Pump with Remote Outdoor Unit-Air-Source) | HC19B3621 |  |  | CU60CXA2+TXV | TM8Y120C20MP11 | 36000 | 18 |  | 14 | 10 |  | 35000 | 22400 | 64% | [8 empty] | Residential | 750 | No | 3
205045888 | Central Heat Pump | COLEMAN | HRCU-A-CB (Split System: Heat Pump with Remote Outdoor Unit-Air-Source) | HC19B3621 |  |  | CU60CXA2+TXV | TM8Y100C20MP11 | 36000 | 18 |  | 14 | 10 |  | 35000 | 22400 | 64% | [8 empty] | Residential | 750 | No | 3
205045914 | Central Heat Pump | COLEMAN | HRCU-A-CB (Split System: Heat Pump with Remote Outdoor Unit-Air-Source) | HC19B3621 |  |  | CU60CXA2+TXV | TM8Y100C16MP11 | 35800 | 18 |  | 14 | 10 |  | 35200 | 22400 | 63.64% | [8 empty] | Residential | 745 | No | 2.98
205045919 | Central Heat Pump | COLEMAN | HRCU-A-CB (Split System: Heat Pump with Remote Outdoor Unit-Air-Source) | HC19B3621 |  |  | CU60CXA2+TXV | TM8Y080C16MP11 | 35800 | 18 |  | 14 | 10 |  | 35200 | 22400 | 63.64% | [8 empty] | Residential | 745 | No | 2.98
205045944 | Central Heat Pump | COLEMAN | HRCU-A-CB (Split System: Heat Pump with Remote Outdoor Unit-Air-Source) | HC19B3621 |  |  | CU60CXA2+TXV | TM8V120C20MP12 | 35800 | 18 |  | 14 | 10 |  | 35000 | 22400 | 64% | [8 empty] | Residential | 745 | No | 2.98
205045947 | Central Heat Pump | COLEMAN | HRCU-A-CB (Split System: Heat Pump with Remote Outdoor Unit-Air-Source) | HC19B3621 |  |  | CU60CXA2+TXV | TM8V100C20MP12 | 35800 | 18 |  | 14 | 10 |  | 35000 | 22400 | 64% | [8 empty] | Residential | 745 | No | 2.98
205045956 | Central Heat Pump | COLEMAN | HRCU-A-CB (Split System: Heat Pump with Remote Outdoor Unit-Air-Source) | HC19B3621 |  |  | CU60CXA2+TXV | TMLV120C20MP12 | 35800 | 18 |  | 14 | 10 |  | 35000 | 22400 | 64% | [8 empty] | Residential | 745 | No | 2.98
205045962 | Central Heat Pump | COLEMAN | HRCU-A-CB (Split System: Heat Pump with Remote Outdoor Unit-Air-Source) | HC19B3621 |  |  | CU60CXA2+TXV | TPLC100C20MP13 | 35800 | 18 |  | 14 | 10 |  | 35000 | 22400 | 64% | [8 empty] | Residential | 745 | No | 2.98
206192342 | Central Heat Pump | FRANKLIN | HRCU-A-CB (Split System: Heat Pump with Remote Outdoor Unit-Air-Source) | AVZC200361A* |  |  | CHPF3743C6B*+TXV | G*VC960804CNB* | 35600 | 20 |  | 12.5 | 10 |  | 35000 | 18200 | 52% | [8 empty] | Residential | 742.5 | No | 2.97
206192343 | Central Heat Pump | FRANKLIN | HRCU-A-CB (Split System: Heat Pump with Remote Outdoor Unit-Air-Source) | AVZC200361A* |  |  | CHPF3743C6B*+TXV | G*VC961005CNB* | 35600 | 20 |  | 12.5 | 10 |  | 35000 | 18200 | 52% | [8 empty] | Residential | 742.5 | No | 2.97
206192344 | Central Heat Pump | FRANKLIN | HRCU-A-CB (Split System: Heat Pump with Remote Outdoor Unit-Air-Source) | AVZC200361A* |  |  | CSCF3642N6D*+TXV | G*VC800604B*A* | 35400 | 20 |  | 13 | 10 |  | 35000 | 18200 | 52% | [8 empty] | Residential | 737.5 | No | 2.95
206192345 | Central Heat Pump | FRANKLIN | HRCU-A-CB (Split System: Heat Pump with Remote Outdoor Unit-Air-Source) | AVZC200361A* |  |  | CSCF3642N6D*+TXV | G*VC800805C*A* | 35400 | 20 |  | 13 | 10 |  | 35200 | 18200 | 51.7% | [8 empty] | Residential | 737.5 | No | 2.95
206192346 | Central Heat Pump | FRANKLIN | HRCU-A-CB (Split System: Heat Pump with Remote Outdoor Unit-Air-Source) | AVZC200361A* |  |  | CSCF3642N6D*+TXV | G*VC801005C*A* | 35400 | 20 |  | 13 | 10 |  | 35200 | 18200 | 51.7% | [8 empty] | Residential | 737.5 | No | 2.95
206192306 | Central Heat Pump | FRANKLIN | HRCU-A-CB (Split System: Heat Pump with Remote Outdoor Unit-Air-Source) | AVZC200361A* |  |  | CA*F3137*6A*+TXV | G*VC800604B*A* | 35400 | 20 |  | 13 | 10 |  | 35000 | 18200 | 52% | [8 empty] | Residential | 737.5 | No | 2.95
206192310 | Central Heat Pump | FRANKLIN | HRCU-A-CB (Split System: Heat Pump with Remote Outdoor Unit-Air-Source) | AVZC200361A* |  |  | CA*F3642*6D*+TXV | G*VC800604B*A* | 35800 | 20 |  | 13 | 10 |  | 35000 | 18200 | 52% | [8 empty] | Residential | 745 | No | 2.98
206192311 | Central Heat Pump | FRANKLIN | HRCU-A-CB (Split System: Heat Pump with Remote Outdoor Unit-Air-Source) | AVZC200361A* |  |  | CA*F3642*6D*+TXV | G*VC800805C*A* | 35200 | 20 |  | 13 | 10 |  | 34800 | 18000 | 51.72% | [8 empty] | Residential | 732.5 | No | 2.93
206192312 | Central Heat Pump | FRANKLIN | HRCU-A-CB (Split System: Heat Pump with Remote Outdoor Unit-Air-Source) | AVZC200361A* |  |  | CA*F3642*6D*+TXV | G*VC801005C*A* | 35200 | 20 |  | 13 | 10 |  | 34800 | 18000 | 51.72% | [8 empty] | Residential | 732.5 | No | 2.93
206192316 | Central Heat Pump | FRANKLIN | HRCU-A-CB (Split System: Heat Pump with Remote Outdoor Unit-Air-Source) | AVZC200361A* |  |  | CA*F3642*6D*+TXV | G*VC960804CNB* | 35800 | 20 |  | 12.5 | 10 |  | 35000 | 18200 | 52% | [8 empty] | Residential | 745 | No | 2.98
205045977 | Central Heat Pump | COLEMAN | HRCU-A-CB (Split System: Heat Pump with Remote Outdoor Unit-Air-Source) | HC19B3621 |  |  | CU60CXA2+TXV | CPLC100C20MP13 | 35800 | 18 |  | 14 | 10 |  | 35000 | 22400 | 64% | [8 empty] | Residential | 745 | No | 2.98
205045981 | Central Heat Pump | COLEMAN | HRCU-A-CB (Split System: Heat Pump with Remote Outdoor Unit-Air-Source) | HC19B3621 |  |  | CU60CXA2+TXV | CPLC120C20MP13 | 35800 | 18 |  | 14 | 10 |  | 35000 | 22400 | 64% | [8 empty] | Residential | 745 | No | 2.98
205045984 | Central Heat Pump | COLEMAN | HRCU-A-CB (Split System: Heat Pump with Remote Outdoor Unit-Air-Source) | HC19B3621 |  |  | CU60CXA2+TXV | TM8V100C16MP12 | 35600 | 18 |  | 14 | 10 |  | 35200 | 22400 | 63.64% | [8 empty] | Residential | 742.5 | No | 2.97
205045989 | Central Heat Pump | COLEMAN | HRCU-A-CB (Split System: Heat Pump with Remote Outdoor Unit-Air-Source) | HC19B3621 |  |  | CU60CXA2+TXV | TM8V080C16MP12 | 35600 | 18 |  | 14 | 10 |  | 35200 | 22400 | 63.64% | [8 empty] | Residential | 742.5 | No | 2.97
204333570 | Central Heat Pump | COLEMAN | HRCU-A-CB (Split System: Heat Pump with Remote Outdoor Unit-Air-Source) | HC20B3621 |  |  | CM38CE2A1+MVC16CN21+CC |  | 33600 | 20 |  | 13.25 | 10.5 |  | 32400 | 33400 | 103.1% | [8 empty] | Residential | 700 | No | 2.8
204333965 | Central Heat Pump | COLEMAN | HRCU-A-CB (Split System: Heat Pump with Remote Outdoor Unit-Air-Source) | HC20B4821 |  |  | CM50CE3A1+CC | TM8V100C16MP12 | 45000 | 20 |  | 12.5 | 10 |  | 44500 | 44000 | 98.88% | [8 empty] | Residential | 937.5 | No | 3.75
204333973 | Central Heat Pump | COLEMAN | HRCU-A-CB (Split System: Heat Pump with Remote Outdoor Unit-Air-Source) | HC20B4821 |  |  | CM50CE3A1+CC | TM8V080C16MP12 | 45000 | 20 |  | 12.5 | 10 |  | 44500 | 44000 | 98.88% | [8 empty] | Residential | 937.5 | No | 3.75
204333987 | Central Heat Pump | COLEMAN | HRCU-A-CB (Split System: Heat Pump with Remote Outdoor Unit-Air-Source) | HC20B4821 |  |  | CM50CE3A1+CC | TMLV100C16MP12 | 45000 | 20 |  | 12.5 | 10 |  | 44500 | 44000 | 98.88% | [8 empty] | Residential | 937.5 | No | 3.75
204333993 | Central Heat Pump | COLEMAN | HRCU-A-CB (Split System: Heat Pump with Remote Outdoor Unit-Air-Source) | HC20B4821 |  |  | CM50CE3A1+CC | TPLC080C16MP13 | 45000 | 20 |  | 12.5 | 10 |  | 44500 | 44000 | 98.88% | [8 empty] | Residential | 937.5 | No | 3.75
204334001 | Central Heat Pump | COLEMAN | HRCU-A-CB (Split System: Heat Pump with Remote Outdoor Unit-Air-Source) | HC20B4821 |  |  | CM50CE3A1+CC | TPLC100C16MP13 | 45000 | 20 |  | 12.5 | 10 |  | 44500 | 44000 | 98.88% | [8 empty] | Residential | 937.5 | No | 3.75
206192319 | Central Heat Pump | FRANKLIN | HRCU-A-CB (Split System: Heat Pump with Remote Outdoor Unit-Air-Source) | AVZC200361A* |  |  | CA*F3743*6D*+TXV | G*VC800604B*A* | 35200 | 20 |  | 13 | 10 |  | 34800 | 18000 | 51.72% | [8 empty] | Residential | 732.5 | No | 2.93
206192320 | Central Heat Pump | FRANKLIN | HRCU-A-CB (Split System: Heat Pump with Remote Outdoor Unit-Air-Source) | AVZC200361A* |  |  | CA*F3743*6D*+TXV | G*VC800805C*A* | 35800 | 20 |  | 13.5 | 10 |  | 35000 | 18200 | 52% | [8 empty] | Residential | 745 | No | 2.98
206192321 | Central Heat Pump | FRANKLIN | HRCU-A-CB (Split System: Heat Pump with Remote Outdoor Unit-Air-Source) | AVZC200361A* |  |  | CA*F3743*6D*+TXV | G*VC801005C*A* | 35800 | 20 |  | 13 | 10 |  | 35000 | 18200 | 52% | [8 empty] | Residential | 745 | No | 2.98
206192326 | Central Heat Pump | FRANKLIN | HRCU-A-CB (Split System: Heat Pump with Remote Outdoor Unit-Air-Source) | AVZC200361A* |  |  | CA*F3743*6D*+TXV | G*VC961005CNB* | 35800 | 20 |  | 12.5 | 10 |  | 35000 | 18200 | 52% | [8 empty] | Residential | 745 | No | 2.98
206192327 | Central Heat Pump | FRANKLIN | HRCU-A-CB (Split System: Heat Pump with Remote Outdoor Unit-Air-Source) | AVZC200361A* |  |  | CA*F3743*6D*+TXV | G*VC961205DNB* | 35800 | 20 |  | 13 | 10 |  | 35000 | 18200 | 52% | [8 empty] | Residential | 745 | No | 2.98
206192268 | Central Heat Pump | FRANKLIN | HRCU-A-CB (Split System: Heat Pump with Remote Outdoor Unit-Air-Source) | AVZC200241A* |  |  | CSCF3642N6D*+TXV | G*VC960403BNB* | 23400 | 20 |  | 13 | 10 |  | 23800 | 13000 | 54.62% | [8 empty] | Residential | 487.5 | No | 1.95
206192269 | Central Heat Pump | FRANKLIN | HRCU-A-CB (Split System: Heat Pump with Remote Outdoor Unit-Air-Source) | AVZC200241A* |  |  | CSCF3642N6D*+TXV | G*VC960603BNB* | 23400 | 20 |  | 13 | 10 |  | 23800 | 13000 | 54.62% | [8 empty] | Residential | 487.5 | No | 1.95
206192270 | Central Heat Pump | FRANKLIN | HRCU-A-CB (Split System: Heat Pump with Remote Outdoor Unit-Air-Source) | AVZC200241A* |  |  | CSCF3642N6D*+TXV | G*VC960803BNB* | 23400 | 20 |  | 13 | 10 |  | 23800 | 13000 | 54.62% | [8 empty] | Residential | 487.5 | No | 1.95
206192271 | Central Heat Pump | FRANKLIN | HRCU-A-CB (Split System: Heat Pump with Remote Outdoor Unit-Air-Source) | AVZC200241A* |  |  | CSCF3642N6D*+TXV | G*VC960804CNB* | 23400 | 20 |  | 13 | 10 |  | 23800 | 13000 | 54.62% | [8 empty] | Residential | 487.5 | No | 1.95
206192272 | Central Heat Pump | FRANKLIN | HRCU-A-CB (Split System: Heat Pump with Remote Outdoor Unit-Air-Source) | AVZC200241A* |  |  | CSCF3642N6D*+TXV | G*VM970603BNB* | 23400 | 20 |  | 13 | 10 |  | 23800 | 13000 | 54.62% | [8 empty] | Residential | 487.5 | No | 1.95
204334007 | Central Heat Pump | COLEMAN | HRCU-A-CB (Split System: Heat Pump with Remote Outdoor Unit-Air-Source) | HC20B4821 |  |  | CM50CE3A1+CC | CPLC080C16MP13 | 45000 | 20 |  | 12.5 | 10 |  | 44500 | 44000 | 98.88% | [8 empty] | Residential | 937.5 | No | 3.75
204334011 | Central Heat Pump | COLEMAN | HRCU-A-CB (Split System: Heat Pump with Remote Outdoor Unit-Air-Source) | HC20B4821 |  |  | CM50CE3A1+CC | CPLC100C16MP13 | 45000 | 20 |  | 12.5 | 10 |  | 44500 | 44000 | 98.88% | [8 empty] | Residential | 937.5 | No | 3.75
204334015 | Central Heat Pump | COLEMAN | HRCU-A-CB (Split System: Heat Pump with Remote Outdoor Unit-Air-Source) | HC20B4821 |  |  | CM50CE3A1+CC | TM9V100C16MP12 | 45000 | 20 |  | 12.6 | 10 |  | 44000 | 44000 | 100% | [8 empty] | Residential | 937.5 | No | 3.75
204334021 | Central Heat Pump | COLEMAN | HRCU-A-CB (Split System: Heat Pump with Remote Outdoor Unit-Air-Source) | HC20B4821 |  |  | CM50CE3A1+CC | TP9C100C16MP13 | 45000 | 20 |  | 12.6 | 10 |  | 44000 | 44000 | 100% | [8 empty] | Residential | 937.5 | No | 3.75
204334029 | Central Heat Pump | COLEMAN | HRCU-A-CB (Split System: Heat Pump with Remote Outdoor Unit-Air-Source) | HC20B4821 |  |  | CM50CE3A1+CC | CP9C100C16MP13 | 45000 | 20 |  | 12.6 | 10 |  | 44000 | 44000 | 100% | [8 empty] | Residential | 937.5 | No | 3.75
205561610 | Central Heat Pump | COLEMAN | HRCU-A-CB (Split System: Heat Pump with Remote Outdoor Unit-Air-Source) | HC19B3621 |  |  | CF48DXA1+ME14DN21+TXV |  | 35400 | 18 |  | 14 | 10 |  | 31800 | 18900 | 59.43% | [8 empty] | Residential | 737.5 | No | 2.95
205561614 | Central Heat Pump | COLEMAN | HRCU-A-CB (Split System: Heat Pump with Remote Outdoor Unit-Air-Source) | HC19B3621 |  |  | CM48DXA1+ME14DN21+TXV |  | 35400 | 18 |  | 14 | 10 |  | 31800 | 18900 | 59.43% | [8 empty] | Residential | 737.5 | No | 2.95
204334033 | Central Heat Pump | COLEMAN | HRCU-A-CB (Split System: Heat Pump with Remote Outdoor Unit-Air-Source) | HC20B4821 |  |  | CM50DE3A1+CC | TM9V120D20MP12 | 45000 | 20.25 |  | 12.6 | 10.2 |  | 44000 | 44000 | 100% | [8 empty] | Residential | 937.5 | No | 3.75
204334039 | Central Heat Pump | COLEMAN | HRCU-A-CB (Split System: Heat Pump with Remote Outdoor Unit-Air-Source) | HC20B4821 |  |  | CM50DE3A1+CC | TP9C120D20MP13 | 45000 | 20.25 |  | 12.6 | 10.2 |  | 44000 | 44000 | 100% | [8 empty] | Residential | 937.5 | No | 3.75
204334047 | Central Heat Pump | COLEMAN | HRCU-A-CB (Split System: Heat Pump with Remote Outdoor Unit-Air-Source) | HC20B4821 |  |  | CM50DE3A1+CC | CP9C120D20MP13 | 45000 | 20.25 |  | 12.6 | 10.2 |  | 44000 | 44000 | 100% | [8 empty] | Residential | 937.5 | No | 3.75
204334050 | Central Heat Pump | COLEMAN | HRCU-A-CB (Split System: Heat Pump with Remote Outdoor Unit-Air-Source) | HC20B4821 |  |  | CM50CE3A1+CC | TM8V120C20MP12 | 45000 | 20.5 |  | 12.6 | 10 |  | 44000 | 44000 | 100% | [8 empty] | Residential | 937.5 | No | 3.75
204334057 | Central Heat Pump | COLEMAN | HRCU-A-CB (Split System: Heat Pump with Remote Outdoor Unit-Air-Source) | HC20B4821 |  |  | CM50CE3A1+CC | TM8V100C20MP12 | 45000 | 20.5 |  | 12.6 | 10 |  | 44000 | 44000 | 100% | [8 empty] | Residential | 937.5 | No | 3.75
204334071 | Central Heat Pump | COLEMAN | HRCU-A-CB (Split System: Heat Pump with Remote Outdoor Unit-Air-Source) | HC20B4821 |  |  | CM50CE3A1+CC | TMLV120C20MP12 | 45000 | 20.5 |  | 12.6 | 10 |  | 44000 | 44000 | 100% | [8 empty] | Residential | 937.5 | No | 3.75
205045996 | Central Heat Pump | COLEMAN | HRCU-A-CB (Split System: Heat Pump with Remote Outdoor Unit-Air-Source) | HC19B3621 |  |  | CU60CXA2+TXV | TMLV100C16MP12 | 35600 | 18 |  | 14 | 10 |  | 35200 | 22400 | 63.64% | [8 empty] | Residential | 742.5 | No | 2.97
205046000 | Central Heat Pump | COLEMAN | HRCU-A-CB (Split System: Heat Pump with Remote Outdoor Unit-Air-Source) | HC19B3621 |  |  | CU60CXA2+TXV | TPLC080C16MP13 | 35600 | 18 |  | 14 | 10 |  | 35200 | 22400 | 63.64% | [8 empty] | Residential | 742.5 | No | 2.97
205046005 | Central Heat Pump | COLEMAN | HRCU-A-CB (Split System: Heat Pump with Remote Outdoor Unit-Air-Source) | HC19B3621 |  |  | CU60CXA2+TXV | TPLC100C16MP13 | 35600 | 18 |  | 14 | 10 |  | 35200 | 22400 | 63.64% | [8 empty] | Residential | 742.5 | No | 2.97
205046009 | Central Heat Pump | COLEMAN | HRCU-A-CB (Split System: Heat Pump with Remote Outdoor Unit-Air-Source) | HC19B3621 |  |  | CU60CXA2+TXV | CPLC080C16MP13 | 35600 | 18 |  | 14 | 10 |  | 35200 | 22400 | 63.64% | [8 empty] | Residential | 742.5 | No | 2.97
205046011 | Central Heat Pump | COLEMAN | HRCU-A-CB (Split System: Heat Pump with Remote Outdoor Unit-Air-Source) | HC19B3621 |  |  | CU60CXA2+TXV | CPLC100C16MP13 | 35600 | 18 |  | 14 | 10 |  | 35200 | 22400 | 63.64% | [8 empty] | Residential | 742.5 | No | 2.97
205046713 | Central Heat Pump | COLEMAN | HRCU-A-CB (Split System: Heat Pump with Remote Outdoor Unit-Air-Source) | HC19B3621 |  |  | CM60DXA2+TXV | TM9V100C20MP12 | 36000 | 19 |  | 14 | 10 |  | 35400 | 22400 | 63.28% | [8 empty] | Residential | 750 | No | 3
205046717 | Central Heat Pump | COLEMAN | HRCU-A-CB (Split System: Heat Pump with Remote Outdoor Unit-Air-Source) | HC19B3621 |  |  | CU60DXA2+TXV | TM9V100C20MP12 | 36000 | 19 |  | 14 | 10 |  | 35400 | 22400 | 63.28% | [8 empty] | Residential | 750 | No | 3
206192273 | Central Heat Pump | FRANKLIN | HRCU-A-CB (Split System: Heat Pump with Remote Outdoor Unit-Air-Source) | AVZC200241A* |  |  | CSCF3642N6D*+TXV | G*VM970803BNB* | 23400 | 20 |  | 13 | 10 |  | 23800 | 13000 | 54.62% | [8 empty] | Residential | 487.5 | No | 1.95
206192274 | Central Heat Pump | FRANKLIN | HRCU-A-CB (Split System: Heat Pump with Remote Outdoor Unit-Air-Source) | AVZC200241A* |  |  | CSCF3642N6D*+TXV | G*VM970804CNB* | 23600 | 20 |  | 13 | 10 |  | 23600 | 13000 | 55.08% | [8 empty] | Residential | 492.5 | No | 1.97
206192244 | Central Heat Pump | FRANKLIN | HRCU-A-CB (Split System: Heat Pump with Remote Outdoor Unit-Air-Source) | AVZC200241A* |  |  | CA*F3137*6A*+TXV | G*VC800604B*A* | 23400 | 20 |  | 13 | 10 |  | 23600 | 13000 | 55.08% | [8 empty] | Residential | 487.5 | No | 1.95
206192245 | Central Heat Pump | FRANKLIN | HRCU-A-CB (Split System: Heat Pump with Remote Outdoor Unit-Air-Source) | AVZC200241A* |  |  | CA*F3137*6A*+TXV | G*VC960403BNB* | 23200 | 20 |  | 13 | 10 |  | 23600 | 13000 | 55.08% | [8 empty] | Residential | 482.5 | No | 1.93
206192246 | Central Heat Pump | FRANKLIN | HRCU-A-CB (Split System: Heat Pump with Remote Outdoor Unit-Air-Source) | AVZC200241A* |  |  | CA*F3137*6A*+TXV | G*VC960603BNB* | 23400 | 20 |  | 13 | 10 |  | 23600 | 13000 | 55.08% | [8 empty] | Residential | 487.5 | No | 1.95
206192247 | Central Heat Pump | FRANKLIN | HRCU-A-CB (Split System: Heat Pump with Remote Outdoor Unit-Air-Source) | AVZC200241A* |  |  | CA*F3137*6A*+TXV | G*VC960803BNB* | 23200 | 20 |  | 13 | 10 |  | 23600 | 13000 | 55.08% | [8 empty] | Residential | 482.5 | No | 1.93
206192257 | Central Heat Pump | FRANKLIN | HRCU-A-CB (Split System: Heat Pump with Remote Outdoor Unit-Air-Source) | AVZC200241A* |  |  | CA*F3642*6D*+TXV | G*VC960804CNB* | 23200 | 20 |  | 13 | 10 |  | 23400 | 13000 | 55.56% | [8 empty] | Residential | 482.5 | No | 1.93
206192258 | Central Heat Pump | FRANKLIN | HRCU-A-CB (Split System: Heat Pump with Remote Outdoor Unit-Air-Source) | AVZC200241A* |  |  | CA*F3743*6D*+TXV | G*VC800604B*A* | 23400 | 20 |  | 13 | 10 |  | 23600 | 13000 | 55.08% | [8 empty] | Residential | 487.5 | No | 1.95
206192259 | Central Heat Pump | FRANKLIN | HRCU-A-CB (Split System: Heat Pump with Remote Outdoor Unit-Air-Source) | AVZC200241A* |  |  | CA*F3743*6D*+TXV | G*VC960403BNB* | 23200 | 20 |  | 13 | 10 |  | 23800 | 13000 | 54.62% | [8 empty] | Residential | 482.5 | No | 1.93
206192260 | Central Heat Pump | FRANKLIN | HRCU-A-CB (Split System: Heat Pump with Remote Outdoor Unit-Air-Source) | AVZC200241A* |  |  | CA*F3743*6D*+TXV | G*VC960603BNB* | 23400 | 20 |  | 13 | 10 |  | 23800 | 13000 | 54.62% | [8 empty] | Residential | 487.5 | No | 1.95
205046721 | Central Heat Pump | COLEMAN | HRCU-A-CB (Split System: Heat Pump with Remote Outdoor Unit-Air-Source) | HC19B3621 |  |  | CM60DXA2+TXV | TP9C100C20MP13 | 36000 | 19 |  | 14 | 10 |  | 35400 | 22400 | 63.28% | [8 empty] | Residential | 750 | No | 3
205046725 | Central Heat Pump | COLEMAN | HRCU-A-CB (Split System: Heat Pump with Remote Outdoor Unit-Air-Source) | HC19B3621 |  |  | CU60DXA2+TXV | TP9C100C20MP13 | 36000 | 19 |  | 14 | 10 |  | 35400 | 22400 | 63.28% | [8 empty] | Residential | 750 | No | 3
205046729 | Central Heat Pump | COLEMAN | HRCU-A-CB (Split System: Heat Pump with Remote Outdoor Unit-Air-Source) | HC19B3621 |  |  | CM60DXA2+TXV | CP9C100C20MP13 | 36000 | 19 |  | 14 | 10 |  | 35400 | 22400 | 63.28% | [8 empty] | Residential | 750 | No | 3
205046731 | Central Heat Pump | COLEMAN | HRCU-A-CB (Split System: Heat Pump with Remote Outdoor Unit-Air-Source) | HC19B3621 |  |  | CU60DXA2+TXV | CP9C100C20MP13 | 36000 | 19 |  | 14 | 10 |  | 35400 | 22400 | 63.28% | [8 empty] | Residential | 750 | No | 3
205046733 | Central Heat Pump | COLEMAN | HRCU-A-CB (Split System: Heat Pump with Remote Outdoor Unit-Air-Source) | HC19B3621 |  |  | CM60CXA2+TXV | TM9V100C20MP12 | 36000 | 19 |  | 14 | 10 |  | 35400 | 22400 | 63.28% | [8 empty] | Residential | 750 | No | 3
205046737 | Central Heat Pump | COLEMAN | HRCU-A-CB (Split System: Heat Pump with Remote Outdoor Unit-Air-Source) | HC19B3621 |  |  | CM60CXA2+TXV | TP9C100C20MP13 | 36000 | 19 |  | 14 | 10 |  | 35400 | 22400 | 63.28% | [8 empty] | Residential | 750 | No | 3
205046741 | Central Heat Pump | COLEMAN | HRCU-A-CB (Split System: Heat Pump with Remote Outdoor Unit-Air-Source) | HC19B3621 |  |  | CM60CXA2+TXV | CP9C100C20MP13 | 36000 | 19 |  | 14 | 10 |  | 35400 | 22400 | 63.28% | [8 empty] | Residential | 750 | No | 3
205046773 | Central Heat Pump | COLEMAN | HRCU-A-CB (Split System: Heat Pump with Remote Outdoor Unit-Air-Source) | HC19B3621 |  |  | CM60DXA2+TXV | TM9V080C16MP12 | 35800 | 18 |  | 14 | 10 |  | 35400 | 22400 | 63.28% | [8 empty] | Residential | 745 | No | 2.98
205046777 | Central Heat Pump | COLEMAN | HRCU-A-CB (Split System: Heat Pump with Remote Outdoor Unit-Air-Source) | HC19B3621 |  |  | CU60DXA2+TXV | TM9V080C16MP12 | 35800 | 18 |  | 14 | 10 |  | 35400 | 22400 | 63.28% | [8 empty] | Residential | 745 | No | 2.98
205046781 | Central Heat Pump | COLEMAN | HRCU-A-CB (Split System: Heat Pump with Remote Outdoor Unit-Air-Source) | HC19B3621 |  |  | CM60DXA2+TXV | TP9C080C16MP13 | 35800 | 18 |  | 14 | 10 |  | 35400 | 22400 | 63.28% | [8 empty] | Residential | 745 | No | 2.98
206192261 | Central Heat Pump | FRANKLIN | HRCU-A-CB (Split System: Heat Pump with Remote Outdoor Unit-Air-Source) | AVZC200241A* |  |  | CA*F3743*6D*+TXV | G*VC960803BNB* | 23200 | 20 |  | 13 | 10 |  | 23800 | 13000 | 54.62% | [8 empty] | Residential | 482.5 | No | 1.93
206192262 | Central Heat Pump | FRANKLIN | HRCU-A-CB (Split System: Heat Pump with Remote Outdoor Unit-Air-Source) | AVZC200241A* |  |  | CA*F3743*6D*+TXV | G*VC960804CNB* | 23400 | 20 |  | 13 | 10 |  | 23800 | 13000 | 54.62% | [8 empty] | Residential | 487.5 | No | 1.95
206192267 | Central Heat Pump | FRANKLIN | HRCU-A-CB (Split System: Heat Pump with Remote Outdoor Unit-Air-Source) | AVZC200241A* |  |  | CSCF3642N6D*+TXV | G*VC800604B*A* | 23600 | 20 |  | 13 | 10 |  | 23600 | 13000 | 55.08% | [8 empty] | Residential | 492.5 | No | 1.97
207208014 | Central Heat Pump | FRANKLIN | HRCU-A-CB (Split System: Heat Pump with Remote Outdoor Unit-Air-Source) | GVZC200361A* |  |  | CA*F3743*6D*+TXV | G*VC800804C*A* | 35800 | 20 |  | 13.5 | 10 |  | 35000 | 18200 | 52% | [8 empty] | Residential | 745 | No | 2.98
207208015 | Central Heat Pump | FRANKLIN | HRCU-A-CB (Split System: Heat Pump with Remote Outdoor Unit-Air-Source) | GVZC200361A* |  |  | CHPF3642C6C*+TXV | G*VC800804C*A* | 35400 | 20 |  | 13 | 10 |  | 34800 | 18000 | 51.72% | [8 empty] | Residential | 737.5 | No | 2.95
207208016 | Central Heat Pump | FRANKLIN | HRCU-A-CB (Split System: Heat Pump with Remote Outdoor Unit-Air-Source) | GVZC200361A* |  |  | CHPF3743C6B*+TXV | G*VC800804C*A* | 35600 | 20 |  | 13.5 | 10 |  | 35000 | 18200 | 52% | [8 empty] | Residential | 742.5 | No | 2.97
207208018 | Central Heat Pump | FRANKLIN | HRCU-A-CB (Split System: Heat Pump with Remote Outdoor Unit-Air-Source) | GVZC200361A* |  |  | CSCF3642N6D*+TXV | G*VC800804C*A* | 35400 | 20 |  | 13 | 10 |  | 35200 | 18200 | 51.7% | [8 empty] | Residential | 737.5 | No | 2.95
206145003 | Central Heat Pump | FRANKLIN | HRCU-A-CB (Split System: Heat Pump with Remote Outdoor Unit-Air-Source) | GVZC200361A* |  |  | CHPF3642C6C*+TXV | G*VC800805C*A* | 35400 | 20 |  | 13 | 10 |  | 34800 | 18000 | 51.72% | [8 empty] | Residential | 737.5 | No | 2.95
206145004 | Central Heat Pump | FRANKLIN | HRCU-A-CB (Split System: Heat Pump with Remote Outdoor Unit-Air-Source) | GVZC200361A* |  |  | CHPF3642C6C*+TXV | G*VC801005C*A* | 35400 | 20 |  | 13 | 10 |  | 34800 | 18000 | 51.72% | [8 empty] | Residential | 737.5 | No | 2.95
206145010 | Central Heat Pump | FRANKLIN | HRCU-A-CB (Split System: Heat Pump with Remote Outdoor Unit-Air-Source) | GVZC200361A* |  |  | CHPF3743C6B*+TXV | G*VC800604B*A* | 35600 | 20 |  | 13 | 10 |  | 35000 | 18200 | 52% | [8 empty] | Residential | 742.5 | No | 2.97
205046785 | Central Heat Pump | COLEMAN | HRCU-A-CB (Split System: Heat Pump with Remote Outdoor Unit-Air-Source) | HC19B3621 |  |  | CU60DXA2+TXV | TP9C080C16MP13 | 35800 | 18 |  | 14 | 10 |  | 35400 | 22400 | 63.28% | [8 empty] | Residential | 745 | No | 2.98
205046789 | Central Heat Pump | COLEMAN | HRCU-A-CB (Split System: Heat Pump with Remote Outdoor Unit-Air-Source) | HC19B3621 |  |  | CM60DXA2+TXV | CP9C080C16MP13 | 35800 | 18 |  | 14 | 10 |  | 35400 | 22400 | 63.28% | [8 empty] | Residential | 745 | No | 2.98
205046791 | Central Heat Pump | COLEMAN | HRCU-A-CB (Split System: Heat Pump with Remote Outdoor Unit-Air-Source) | HC19B3621 |  |  | CU60DXA2+TXV | CP9C080C16MP13 | 35800 | 18 |  | 14 | 10 |  | 35400 | 22400 | 63.28% | [8 empty] | Residential | 745 | No | 2.98
205046793 | Central Heat Pump | COLEMAN | HRCU-A-CB (Split System: Heat Pump with Remote Outdoor Unit-Air-Source) | HC19B3621 |  |  | CM60CXA2+TXV | TM9V080C16MP12 | 35800 | 18 |  | 13 | 10 |  | 35400 | 22400 | 63.28% | [8 empty] | Residential | 745 | No | 2.98
205046797 | Central Heat Pump | COLEMAN | HRCU-A-CB (Split System: Heat Pump with Remote Outdoor Unit-Air-Source) | HC19B3621 |  |  | CM60CXA2+TXV | TP9C080C16MP13 | 35800 | 18 |  | 13 | 10 |  | 35400 | 22400 | 63.28% | [8 empty] | Residential | 745 | No | 2.98
205046801 | Central Heat Pump | COLEMAN | HRCU-A-CB (Split System: Heat Pump with Remote Outdoor Unit-Air-Source) | HC19B3621 |  |  | CM60CXA2+TXV | CP9C080C16MP13 | 35800 | 18 |  | 13 | 10 |  | 35400 | 22400 | 63.28% | [8 empty] | Residential | 745 | No | 2.98
205046831 | Central Heat Pump | COLEMAN | HRCU-A-CB (Split System: Heat Pump with Remote Outdoor Unit-Air-Source) | HC19B3621 |  |  | CM60DXA2+TXV | TM9Y120D20MP11 | 36000 | 18 |  | 14 | 10 |  | 35000 | 22400 | 64% | [8 empty] | Residential | 750 | No | 3
205046835 | Central Heat Pump | COLEMAN | HRCU-A-CB (Split System: Heat Pump with Remote Outdoor Unit-Air-Source) | HC19B3621 |  |  | CU60DXA2+TXV | TM9Y120D20MP11 | 36000 | 18 |  | 14 | 10 |  | 35000 | 22400 | 64% | [8 empty] | Residential | 750 | No | 3
205046847 | Central Heat Pump | COLEMAN | HRCU-A-CB (Split System: Heat Pump with Remote Outdoor Unit-Air-Source) | HC19B3621 |  |  | CM60DXA2+TXV | TM9Y100C16MP11 | 35600 | 18 |  | 13 | 10 |  | 35200 | 22400 | 63.64% | [8 empty] | Residential | 742.5 | No | 2.97
205046851 | Central Heat Pump | COLEMAN | HRCU-A-CB (Split System: Heat Pump with Remote Outdoor Unit-Air-Source) | HC19B3621 |  |  | CU60DXA2+TXV | TM9Y100C16MP11 | 35600 | 18 |  | 13 | 10 |  | 35200 | 22400 | 63.64% | [8 empty] | Residential | 742.5 | No | 2.97
205046859 | Central Heat Pump | COLEMAN | HRCU-A-CB (Split System: Heat Pump with Remote Outdoor Unit-Air-Source) | HC19B3621 |  |  | CM60CXA2+TXV | TM9Y100C16MP11 | 36000 | 18 |  | 14 | 10 |  | 35600 | 22400 | 62.92% | [8 empty] | Residential | 750 | No | 3
205046903 | Central Heat Pump | COLEMAN | HRCU-A-CB (Split System: Heat Pump with Remote Outdoor Unit-Air-Source) | HC19B3621 |  |  | CM60DXA2+TXV | TM8Y120C20MP11 | 36000 | 18 |  | 14 | 10 |  | 34800 | 22400 | 64.37% | [8 empty] | Residential | 750 | No | 3
205046907 | Central Heat Pump | COLEMAN | HRCU-A-CB (Split System: Heat Pump with Remote Outdoor Unit-Air-Source) | HC19B3621 |  |  | CU60DXA2+TXV | TM8Y120C20MP11 | 36000 | 18 |  | 14 | 10 |  | 34800 | 22400 | 64.37% | [8 empty] | Residential | 750 | No | 3
205046911 | Central Heat Pump | COLEMAN | HRCU-A-CB (Split System: Heat Pump with Remote Outdoor Unit-Air-Source) | HC19B3621 |  |  | CM60DXA2+TXV | TM8Y100C20MP11 | 36000 | 18 |  | 14 | 10 |  | 34800 | 22400 | 64.37% | [8 empty] | Residential | 750 | No | 3
205046915 | Central Heat Pump | COLEMAN | HRCU-A-CB (Split System: Heat Pump with Remote Outdoor Unit-Air-Source) | HC19B3621 |  |  | CU60DXA2+TXV | TM8Y100C20MP11 | 36000 | 18 |  | 14 | 10 |  | 34800 | 22400 | 64.37% | [8 empty] | Residential | 750 | No | 3
205046935 | Central Heat Pump | COLEMAN | HRCU-A-CB (Split System: Heat Pump with Remote Outdoor Unit-Air-Source) | HC19B3621 |  |  | CM60CXA2+TXV | TM8Y120C20MP11 | 36000 | 18 |  | 14 | 10 |  | 35000 | 22400 | 64% | [8 empty] | Residential | 750 | No | 3
205046939 | Central Heat Pump | COLEMAN | HRCU-A-CB (Split System: Heat Pump with Remote Outdoor Unit-Air-Source) | HC19B3621 |  |  | CM60CXA2+TXV | TM8Y100C20MP11 | 36000 | 18 |  | 14 | 10 |  | 35000 | 22400 | 64% | [8 empty] | Residential | 750 | No | 3
205047015 | Central Heat Pump | COLEMAN | HRCU-A-CB (Split System: Heat Pump with Remote Outdoor Unit-Air-Source) | HC19B3621 |  |  | CM60CXA2+TXV | TM8Y100C16MP11 | 35800 | 18 |  | 14 | 10 |  | 35200 | 22400 | 63.64% | [8 empty] | Residential | 745 | No | 2.98
205047021 | Central Heat Pump | COLEMAN | HRCU-A-CB (Split System: Heat Pump with Remote Outdoor Unit-Air-Source) | HC19B3621 |  |  | CM60CXA2+TXV | TM8Y080C16MP11 | 35800 | 18 |  | 14 | 10 |  | 35200 | 22400 | 63.64% | [8 empty] | Residential | 745 | No | 2.98
205047052 | Central Heat Pump | COLEMAN | HRCU-A-CB (Split System: Heat Pump with Remote Outdoor Unit-Air-Source) | HC19B3621 |  |  | CM60DXA2+TXV | TM8V120C20MP12 | 35800 | 18 |  | 14 | 10 |  | 35000 | 22400 | 64% | [8 empty] | Residential | 745 | No | 2.98
207335552 | Central Heat Pump | NAPOLEON | HRCU-A-CB (Split System: Heat Pump with Remote Outdoor Unit-Air-Source) | NS18HV24A36 |  |  | NPFX24A |  | 24000 | 20 |  | 12.5 | 10.5 |  | 24000 | 16000 | 66.67% | 24000 | 17 | 12 | 9 | 24000 | 22000 | 91.67% | 1.8 | Residential | 500 | Yes | 2 | Yes
211253516 | Central Heat Pump | ECO AC | HRCU-A-CB (Split System: Heat Pump with Remote Outdoor Unit-Air-Source) | EHI-O24BAH |  |  | EHI-V24BA |  | 24000 | 20 |  | 12.5 | 12 |  | 24000 | 19200 | 80% | 24000 | 17.4 | 11.7 | 10 | 24000 | 22600 | 94.17% | 1.91 | Residential | 500 | Yes | 2 | Both
211253515 | Central Heat Pump | ECO AC | HRCU-A-CB (Split System: Heat Pump with Remote Outdoor Unit-Air-Source) | EHI-O18BAH |  |  | EHI-V18BA |  | 18000 | 20 |  | 12.5 | 11 |  | 19000 | 13500 | 71.05% | 18000 | 18 | 12.4 | 9.3 | 19000 | 16500 | 86.84% | 2.04 | Residential | 375 | Yes | 1.5 | Both
205047059 | Central Heat Pump | COLEMAN | HRCU-A-CB (Split System: Heat Pump with Remote Outdoor Unit-Air-Source) | HC19B3621 |  |  | CU60DXA2+TXV | TM8V120C20MP12 | 35800 | 18 |  | 14 | 10 |  | 35000 | 22400 | 64% | [8 empty] | Residential | 745 | No | 2.98
205047064 | Central Heat Pump | COLEMAN | HRCU-A-CB (Split System: Heat Pump with Remote Outdoor Unit-Air-Source) | HC19B3621 |  |  | CM60DXA2+TXV | TM8V100C20MP12 | 35800 | 18 |  | 14 | 10 |  | 35000 | 22400 | 64% | [8 empty] | Residential | 745 | No | 2.98
205047070 | Central Heat Pump | COLEMAN | HRCU-A-CB (Split System: Heat Pump with Remote Outdoor Unit-Air-Source) | HC19B3621 |  |  | CU60DXA2+TXV | TM8V100C20MP12 | 35800 | 18 |  | 14 | 10 |  | 35000 | 22400 | 64% | [8 empty] | Residential | 745 | No | 2.98
205047089 | Central Heat Pump | COLEMAN | HRCU-A-CB (Split System: Heat Pump with Remote Outdoor Unit-Air-Source) | HC19B3621 |  |  | CM60DXA2+TXV | TMLV120C20MP12 | 35800 | 18 |  | 14 | 10 |  | 35000 | 22400 | 64% | [8 empty] | Residential | 745 | No | 2.98
205047095 | Central Heat Pump | COLEMAN | HRCU-A-CB (Split System: Heat Pump with Remote Outdoor Unit-Air-Source) | HC19B3621 |  |  | CU60DXA2+TXV | TMLV120C20MP12 | 35800 | 18 |  | 14 | 10 |  | 35000 | 22400 | 64% | [8 empty] | Residential | 745 | No | 2.98
205047100 | Central Heat Pump | COLEMAN | HRCU-A-CB (Split System: Heat Pump with Remote Outdoor Unit-Air-Source) | HC19B3621 |  |  | CM60DXA2+TXV | TPLC100C20MP13 | 35800 | 18 |  | 14 | 10 |  | 35000 | 22400 | 64% | [8 empty] | Residential | 745 | No | 2.98
205047106 | Central Heat Pump | COLEMAN | HRCU-A-CB (Split System: Heat Pump with Remote Outdoor Unit-Air-Source) | HC19B3621 |  |  | CU60DXA2+TXV | TPLC100C20MP13 | 35800 | 18 |  | 14 | 10 |  | 35000 | 22400 | 64% | [8 empty] | Residential | 745 | No | 2.98
205047111 | Central Heat Pump | COLEMAN | HRCU-A-CB (Split System: Heat Pump with Remote Outdoor Unit-Air-Source) | HC19B3621 |  |  | CM60DXA2+TXV | TPLC120C20MP13 | 35800 | 18 |  | 14 | 10 |  | 35000 | 22400 | 64% | [8 empty] | Residential | 745 | No | 2.98
205047117 | Central Heat Pump | COLEMAN | HRCU-A-CB (Split System: Heat Pump with Remote Outdoor Unit-Air-Source) | HC19B3621 |  |  | CU60DXA2+TXV | TPLC120C20MP13 | 35800 | 18 |  | 14 | 10 |  | 35000 | 22400 | 64% | [8 empty] | Residential | 745 | No | 2.98
205047121 | Central Heat Pump | COLEMAN | HRCU-A-CB (Split System: Heat Pump with Remote Outdoor Unit-Air-Source) | HC19B3621 |  |  | CM60DXA2+TXV | CPLC100C20MP13 | 35800 | 18 |  | 14 | 10 |  | 35000 | 22400 | 64% | [8 empty] | Residential | 745 | No | 2.98
205047124 | Central Heat Pump | COLEMAN | HRCU-A-CB (Split System: Heat Pump with Remote Outdoor Unit-Air-Source) | HC19B3621 |  |  | CU60DXA2+TXV | CPLC100C20MP13 | 35800 | 18 |  | 14 | 10 |  | 35000 | 22400 | 64% | [8 empty] | Residential | 745 | No | 2.98
205047126 | Central Heat Pump | COLEMAN | HRCU-A-CB (Split System: Heat Pump with Remote Outdoor Unit-Air-Source) | HC19B3621 |  |  | CM60DXA2+TXV | CPLC120C20MP13 | 35800 | 18 |  | 14 | 10 |  | 35000 | 22400 | 64% | [8 empty] | Residential | 745 | No | 2.98
205047129 | Central Heat Pump | COLEMAN | HRCU-A-CB (Split System: Heat Pump with Remote Outdoor Unit-Air-Source) | HC19B3621 |  |  | CU60DXA2+TXV | CPLC120C20MP13 | 35800 | 18 |  | 14 | 10 |  | 35000 | 22400 | 64% | [8 empty] | Residential | 745 | No | 2.98
205047136 | Central Heat Pump | COLEMAN | HRCU-A-CB (Split System: Heat Pump with Remote Outdoor Unit-Air-Source) | HC19B3621 |  |  | CM60CXA2+TXV | TM8V120C20MP12 | 35800 | 18 |  | 14 | 10 |  | 35000 | 22400 | 64% | [8 empty] | Residential | 745 | No | 2.98
205047144 | Central Heat Pump | COLEMAN | HRCU-A-CB (Split System: Heat Pump with Remote Outdoor Unit-Air-Source) | HC19B3621 |  |  | CM60CXA2+TXV | TM8V100C20MP12 | 35800 | 18 |  | 14 | 10 |  | 35000 | 22400 | 64% | [8 empty] | Residential | 745 | No | 2.98
205047163 | Central Heat Pump | COLEMAN | HRCU-A-CB (Split System: Heat Pump with Remote Outdoor Unit-Air-Source) | HC19B3621 |  |  | CM60CXA2+TXV | TMLV120C20MP12 | 35800 | 18 |  | 14 | 10 |  | 35000 | 22400 | 64% | [8 empty] | Residential | 745 | No | 2.98
205047170 | Central Heat Pump | COLEMAN | HRCU-A-CB (Split System: Heat Pump with Remote Outdoor Unit-Air-Source) | HC19B3621 |  |  | CM60CXA2+TXV | TPLC100C20MP13 | 35800 | 18 |  | 14 | 10 |  | 35000 | 22400 | 64% | [8 empty] | Residential | 745 | No | 2.98
205047177 | Central Heat Pump | COLEMAN | HRCU-A-CB (Split System: Heat Pump with Remote Outdoor Unit-Air-Source) | HC19B3621 |  |  | CM60CXA2+TXV | TPLC120C20MP13 | 35800 | 18 |  | 14 | 10 |  | 35000 | 22400 | 64% | [8 empty] | Residential | 745 | No | 2.98
205047184 | Central Heat Pump | COLEMAN | HRCU-A-CB (Split System: Heat Pump with Remote Outdoor Unit-Air-Source) | HC19B3621 |  |  | CM60CXA2+TXV | CPLC100C20MP13 | 35800 | 18 |  | 14 | 10 |  | 35000 | 22400 | 64% | [8 empty] | Residential | 745 | No | 2.98
205047190 | Central Heat Pump | COLEMAN | HRCU-A-CB (Split System: Heat Pump with Remote Outdoor Unit-Air-Source) | HC19B3621 |  |  | CM60CXA2+TXV | CPLC120C20MP13 | 35800 | 18 |  | 14 | 10 |  | 35000 | 22400 | 64% | [8 empty] | Residential | 745 | No | 2.98
206145011 | Central Heat Pump | FRANKLIN | HRCU-A-CB (Split System: Heat Pump with Remote Outdoor Unit-Air-Source) | GVZC200361A* |  |  | CHPF3743C6B*+TXV | G*VC800805C*A* | 35600 | 20 |  | 13.5 | 10 |  | 35000 | 18200 | 52% | [8 empty] | Residential | 742.5 | No | 2.97
206145012 | Central Heat Pump | FRANKLIN | HRCU-A-CB (Split System: Heat Pump with Remote Outdoor Unit-Air-Source) | GVZC200361A* |  |  | CHPF3743C6B*+TXV | G*VC801005C*A* | 35600 | 20 |  | 13 | 10 |  | 35000 | 18200 | 52% | [8 empty] | Residential | 742.5 | No | 2.97
206145016 | Central Heat Pump | FRANKLIN | HRCU-A-CB (Split System: Heat Pump with Remote Outdoor Unit-Air-Source) | GVZC200361A* |  |  | CHPF3743C6B*+TXV | G*VC960804CNB* | 35600 | 20 |  | 12.5 | 10 |  | 35000 | 18200 | 52% | [8 empty] | Residential | 742.5 | No | 2.97
206145017 | Central Heat Pump | FRANKLIN | HRCU-A-CB (Split System: Heat Pump with Remote Outdoor Unit-Air-Source) | GVZC200361A* |  |  | CHPF3743C6B*+TXV | G*VC961005CNB* | 35600 | 20 |  | 12.5 | 10 |  | 35000 | 18200 | 52% | [8 empty] | Residential | 742.5 | No | 2.97
206145018 | Central Heat Pump | FRANKLIN | HRCU-A-CB (Split System: Heat Pump with Remote Outdoor Unit-Air-Source) | GVZC200361A* |  |  | CHPF3743C6B*+TXV | G*VM970804CNB* | 35600 | 20 |  | 12.5 | 10 |  | 35000 | 18200 | 52% | [8 empty] | Residential | 742.5 | No | 2.97
206145019 | Central Heat Pump | FRANKLIN | HRCU-A-CB (Split System: Heat Pump with Remote Outdoor Unit-Air-Source) | GVZC200361A* |  |  | CHPF3743C6B*+TXV | G*VM971005CNB* | 35600 | 20 |  | 12.5 | 10 |  | 35000 | 18200 | 52% | [8 empty] | Residential | 742.5 | No | 2.97
206145020 | Central Heat Pump | FRANKLIN | HRCU-A-CB (Split System: Heat Pump with Remote Outdoor Unit-Air-Source) | GVZC200361A* |  |  | CSCF3642N6D*+TXV | G*VC800604B*A* | 35400 | 20 |  | 13 | 10 |  | 35000 | 18200 | 52% | [8 empty] | Residential | 737.5 | No | 2.95
206145021 | Central Heat Pump | FRANKLIN | HRCU-A-CB (Split System: Heat Pump with Remote Outdoor Unit-Air-Source) | GVZC200361A* |  |  | CSCF3642N6D*+TXV | G*VC800805C*A* | 35400 | 20 |  | 13 | 10 |  | 35200 | 18200 | 51.7% | [8 empty] | Residential | 737.5 | No | 2.95
206145022 | Central Heat Pump | FRANKLIN | HRCU-A-CB (Split System: Heat Pump with Remote Outdoor Unit-Air-Source) | GVZC200361A* |  |  | CSCF3642N6D*+TXV | G*VC801005C*A* | 35400 | 20 |  | 13 | 10 |  | 35200 | 18200 | 51.7% | [8 empty] | Residential | 737.5 | No | 2.95
201691117 | Central Heat Pump | FRANKLIN | HRCU-A-CB (Split System: Heat Pump with Remote Outdoor Unit-Air-Source) | GSZC180361C* |  |  | CA*F4961*6D*+MBVC2000**-1A*+TXV |  | 36000 | 19 |  | 14 | 10 |  | 36600 | 23200 | 63.39% | [8 empty] | Residential | 750 | No | 3
205047195 | Central Heat Pump | COLEMAN | HRCU-A-CB (Split System: Heat Pump with Remote Outdoor Unit-Air-Source) | HC19B3621 |  |  | CM60DXA2+TXV | TM8V100C16MP12 | 35800 | 18 |  | 14 | 10 |  | 35200 | 22400 | 63.64% | [8 empty] | Residential | 745 | No | 2.98
205047205 | Central Heat Pump | COLEMAN | HRCU-A-CB (Split System: Heat Pump with Remote Outdoor Unit-Air-Source) | HC19B3621 |  |  | CU60DXA2+TXV | TM8V100C16MP12 | 35800 | 18 |  | 14 | 10 |  | 35200 | 22400 | 63.64% | [8 empty] | Residential | 745 | No | 2.98
205047210 | Central Heat Pump | COLEMAN | HRCU-A-CB (Split System: Heat Pump with Remote Outdoor Unit-Air-Source) | HC19B3621 |  |  | CM60DXA2+TXV | TM8V080C16MP12 | 35800 | 18 |  | 14 | 10 |  | 35200 | 22400 | 63.64% | [8 empty] | Residential | 745 | No | 2.98
205047216 | Central Heat Pump | COLEMAN | HRCU-A-CB (Split System: Heat Pump with Remote Outdoor Unit-Air-Source) | HC19B3621 |  |  | CU60DXA2+TXV | TM8V080C16MP12 | 35800 | 18 |  | 14 | 10 |  | 35200 | 22400 | 63.64% | [8 empty] | Residential | 745 | No | 2.98
205047248 | Central Heat Pump | COLEMAN | HRCU-A-CB (Split System: Heat Pump with Remote Outdoor Unit-Air-Source) | HC19B3621 |  |  | CM60DXA2+TXV | TMLV100C16MP12 | 35800 | 18 |  | 14 | 10 |  | 35200 | 22400 | 63.64% | [8 empty] | Residential | 745 | No | 2.98
205047254 | Central Heat Pump | COLEMAN | HRCU-A-CB (Split System: Heat Pump with Remote Outdoor Unit-Air-Source) | HC19B3621 |  |  | CU60DXA2+TXV | TMLV100C16MP12 | 35800 | 18 |  | 14 | 10 |  | 35200 | 22400 | 63.64% | [8 empty] | Residential | 745 | No | 2.98
205047264 | Central Heat Pump | COLEMAN | HRCU-A-CB (Split System: Heat Pump with Remote Outdoor Unit-Air-Source) | HC19B3621 |  |  | CM60DXA2+TXV | TPLC080C16MP13 | 35800 | 18 |  | 14 | 10 |  | 35200 | 22400 | 63.64% | [8 empty] | Residential | 745 | No | 2.98
205047272 | Central Heat Pump | COLEMAN | HRCU-A-CB (Split System: Heat Pump with Remote Outdoor Unit-Air-Source) | HC19B3621 |  |  | CU60DXA2+TXV | TPLC080C16MP13 | 35800 | 18 |  | 14 | 10 |  | 35200 | 22400 | 63.64% | [8 empty] | Residential | 745 | No | 2.98
205047280 | Central Heat Pump | COLEMAN | HRCU-A-CB (Split System: Heat Pump with Remote Outdoor Unit-Air-Source) | HC19B3621 |  |  | CM60DXA2+TXV | TPLC100C16MP13 | 35800 | 18 |  | 14 | 10 |  | 35200 | 22400 | 63.64% | [8 empty] | Residential | 745 | No | 2.98
205047288 | Central Heat Pump | COLEMAN | HRCU-A-CB (Split System: Heat Pump with Remote Outdoor Unit-Air-Source) | HC19B3621 |  |  | CU60DXA2+TXV | TPLC100C16MP13 | 35800 | 18 |  | 14 | 10 |  | 35200 | 22400 | 63.64% | [8 empty] | Residential | 745 | No | 2.98
201690725 | Central Heat Pump | FRANKLIN | HRCU-A-CB (Split System: Heat Pump with Remote Outdoor Unit-Air-Source) | GSZC180241C* |  |  | CA*F3137*6A*+MBVC1200**-1A*+TX |  | 23800 | 18 |  | 14 | 10 |  | 23000 | 14800 | 64.35% | [8 empty] | Residential | 495 | No | 1.98
201690732 | Central Heat Pump | FRANKLIN | HRCU-A-CB (Split System: Heat Pump with Remote Outdoor Unit-Air-Source) | GSZC180361C* |  |  | CA*F3743*6D*+MBVC1600**-1A*+TX |  | 34800 | 18 |  | 14 | 10 |  | 35000 | 22600 | 64.57% | [8 empty] | Residential | 725 | No | 2.9
201900291 | Central Heat Pump | FRANKLIN | HRCU-A-CB (Split System: Heat Pump with Remote Outdoor Unit-Air-Source) | AVZC180241A* |  |  | AVPEC37C14A* |  | 22400 | 19 |  | 13 | 10 |  | 22200 | 14000 | 63.06% | [8 empty] | Residential | 467.5 | No | 1.87
206144980 | Central Heat Pump | FRANKLIN | HRCU-A-CB (Split System: Heat Pump with Remote Outdoor Unit-Air-Source) | GVZC200361A* |  |  | CA*F3137*6A*+TXV | G*VC800604B*A* | 35400 | 20 |  | 13 | 10 |  | 35000 | 18200 | 52% | [8 empty] | Residential | 737.5 | No | 2.95
206144984 | Central Heat Pump | FRANKLIN | HRCU-A-CB (Split System: Heat Pump with Remote Outdoor Unit-Air-Source) | GVZC200361A* |  |  | CA*F3642*6D*+TXV | G*VC800604B*A* | 35800 | 20 |  | 13 | 10 |  | 35000 | 18200 | 52% | [8 empty] | Residential | 745 | No | 2.98
206144985 | Central Heat Pump | FRANKLIN | HRCU-A-CB (Split System: Heat Pump with Remote Outdoor Unit-Air-Source) | GVZC200361A* |  |  | CA*F3642*6D*+TXV | G*VC800805C*A* | 35200 | 20 |  | 13 | 10 |  | 34800 | 18000 | 51.72% | [8 empty] | Residential | 732.5 | No | 2.93
206144986 | Central Heat Pump | FRANKLIN | HRCU-A-CB (Split System: Heat Pump with Remote Outdoor Unit-Air-Source) | GVZC200361A* |  |  | CA*F3642*6D*+TXV | G*VC801005C*A* | 35200 | 20 |  | 13 | 10 |  | 34800 | 18000 | 51.72% | [8 empty] | Residential | 732.5 | No | 2.93
206144990 | Central Heat Pump | FRANKLIN | HRCU-A-CB (Split System: Heat Pump with Remote Outdoor Unit-Air-Source) | GVZC200361A* |  |  | CA*F3642*6D*+TXV | G*VC960804CNB* | 35800 | 20 |  | 12.5 | 10 |  | 35000 | 18200 | 52% | [8 empty] | Residential | 745 | No | 2.98
206144993 | Central Heat Pump | FRANKLIN | HRCU-A-CB (Split System: Heat Pump with Remote Outdoor Unit-Air-Source) | GVZC200361A* |  |  | CA*F3743*6D*+TXV | G*VC800604B*A* | 35200 | 20 |  | 13 | 10 |  | 34800 | 18000 | 51.72% | [8 empty] | Residential | 732.5 | No | 2.93
206144994 | Central Heat Pump | FRANKLIN | HRCU-A-CB (Split System: Heat Pump with Remote Outdoor Unit-Air-Source) | GVZC200361A* |  |  | CA*F3743*6D*+TXV | G*VC800805C*A* | 35800 | 20 |  | 13.5 | 10 |  | 35000 | 18200 | 52% | [8 empty] | Residential | 745 | No | 2.98
205047296 | Central Heat Pump | COLEMAN | HRCU-A-CB (Split System: Heat Pump with Remote Outdoor Unit-Air-Source) | HC19B3621 |  |  | CM60DXA2+TXV | CPLC080C16MP13 | 35800 | 18 |  | 14 | 10 |  | 35200 | 22400 | 63.64% | [8 empty] | Residential | 745 | No | 2.98
205047300 | Central Heat Pump | COLEMAN | HRCU-A-CB (Split System: Heat Pump with Remote Outdoor Unit-Air-Source) | HC19B3621 |  |  | CU60DXA2+TXV | CPLC080C16MP13 | 35800 | 18 |  | 14 | 10 |  | 35200 | 22400 | 63.64% | [8 empty] | Residential | 745 | No | 2.98
205047304 | Central Heat Pump | COLEMAN | HRCU-A-CB (Split System: Heat Pump with Remote Outdoor Unit-Air-Source) | HC19B3621 |  |  | CM60DXA2+TXV | CPLC100C16MP13 | 35800 | 18 |  | 14 | 10 |  | 35200 | 22400 | 63.64% | [8 empty] | Residential | 745 | No | 2.98
205047312 | Central Heat Pump | COLEMAN | HRCU-A-CB (Split System: Heat Pump with Remote Outdoor Unit-Air-Source) | HC19B3621 |  |  | CU60DXA2+TXV | CPLC100C16MP13 | 35800 | 18 |  | 14 | 10 |  | 35200 | 22400 | 63.64% | [8 empty] | Residential | 745 | No | 2.98
205047689 | Central Heat Pump | COLEMAN | HRCU-A-CB (Split System: Heat Pump with Remote Outdoor Unit-Air-Source) | HC19B3621 |  |  | CM60CXA2+TXV | TM8V100C16MP12 | 35600 | 18 |  | 14 | 10 |  | 35200 | 22400 | 63.64% | [8 empty] | Residential | 742.5 | No | 2.97
205047697 | Central Heat Pump | COLEMAN | HRCU-A-CB (Split System: Heat Pump with Remote Outdoor Unit-Air-Source) | HC19B3621 |  |  | CM60CXA2+TXV | TPLC080C16MP13 | 35600 | 18 |  | 14 | 10 |  | 35200 | 22400 | 63.64% | [8 empty] | Residential | 742.5 | No | 2.97
205047701 | Central Heat Pump | COLEMAN | HRCU-A-CB (Split System: Heat Pump with Remote Outdoor Unit-Air-Source) | HC19B3621 |  |  | CM60CXA2+TXV | CPLC080C16MP13 | 35600 | 18 |  | 14 | 10 |  | 35200 | 22400 | 63.64% | [8 empty] | Residential | 742.5 | No | 2.97
205047715 | Central Heat Pump | COLEMAN | HRCU-A-CB (Split System: Heat Pump with Remote Outdoor Unit-Air-Source) | HC19B3621 |  |  | CM60CXA2+MVC16CN21+TXV |  | 36000 | 19 |  | 14 | 10 |  | 35200 | 22400 | 63.64% | [8 empty] | Residential | 750 | No | 3
205047719 | Central Heat Pump | COLEMAN | HRCU-A-CB (Split System: Heat Pump with Remote Outdoor Unit-Air-Source) | HC19B3621 |  |  | CM60DXA2+ME14DN21+TXV |  | 34800 | 19 |  | 14 | 10 |  | 35000 | 22400 | 64% | [8 empty] | Residential | 725 | No | 2.9
205047819 | Central Heat Pump | COLEMAN | HRCU-A-CB (Split System: Heat Pump with Remote Outdoor Unit-Air-Source) | HC19B3621 |  |  | CM60CXA2+TXV | TM8V080C16MP12 | 35600 | 18 |  | 14 | 10 |  | 35200 | 22400 | 63.64% | [8 empty] | Residential | 742.5 | No | 2.97
206144995 | Central Heat Pump | FRANKLIN | HRCU-A-CB (Split System: Heat Pump with Remote Outdoor Unit-Air-Source) | GVZC200361A* |  |  | CA*F3743*6D*+TXV | G*VC801005C*A* | 35800 | 20 |  | 13 | 10 |  | 35000 | 18200 | 52% | [8 empty] | Residential | 745 | No | 2.98
206145000 | Central Heat Pump | FRANKLIN | HRCU-A-CB (Split System: Heat Pump with Remote Outdoor Unit-Air-Source) | GVZC200361A* |  |  | CA*F3743*6D*+TXV | G*VC961005CNB* | 35800 | 20 |  | 12.5 | 10 |  | 35000 | 18200 | 52% | [8 empty] | Residential | 745 | No | 2.98
206145001 | Central Heat Pump | FRANKLIN | HRCU-A-CB (Split System: Heat Pump with Remote Outdoor Unit-Air-Source) | GVZC200361A* |  |  | CA*F3743*6D*+TXV | G*VC961205DNB* | 35800 | 20 |  | 13 | 10 |  | 35000 | 18200 | 52% | [8 empty] | Residential | 745 | No | 2.98
206145002 | Central Heat Pump | FRANKLIN | HRCU-A-CB (Split System: Heat Pump with Remote Outdoor Unit-Air-Source) | GVZC200361A* |  |  | CHPF3642C6C*+TXV | G*VC800604B*A* | 35400 | 20 |  | 13 | 10 |  | 34800 | 18000 | 51.72% | [8 empty] | Residential | 737.5 | No | 2.95
205966421 | Central Heat Pump | FRANKLIN | HRCU-A-CB (Split System: Heat Pump with Remote Outdoor Unit-Air-Source) | GVZC200361A* |  |  | CHPF3743C6B*+MBVC1200**-1A*+TXV |  | 35000 | 20 |  | 13.5 | 10 |  | 35000 | 18200 | 52% | [8 empty] | Residential | 730 | No | 2.92
205966422 | Central Heat Pump | FRANKLIN | HRCU-A-CB (Split System: Heat Pump with Remote Outdoor Unit-Air-Source) | GVZC200361A* |  |  | CHPF3743C6B*+MBVC1600**-1A*+TXV |  | 35200 | 20 |  | 13.5 | 10 |  | 35000 | 18200 | 52% | [8 empty] | Residential | 732.5 | No | 2.93
205966423 | Central Heat Pump | FRANKLIN | HRCU-A-CB (Split System: Heat Pump with Remote Outdoor Unit-Air-Source) | GVZC200361A* |  |  | CSCF3642N6D*+MBVC1600**-1A*+TXV |  | 35000 | 20 |  | 13.5 | 10 |  | 35000 | 18200 | 52% | [8 empty] | Residential | 730 | No | 2.92
205966425 | Central Heat Pump | FRANKLIN | HRCU-A-CB (Split System: Heat Pump with Remote Outdoor Unit-Air-Source) | GVZC200361A* |  |  | AVPEC59D14A* |  | 35800 | 20 |  | 14 | 10 |  | 35400 | 18900 | 53.39% | [8 empty] | Residential | 745 | No | 2.98
205966426 | Central Heat Pump | FRANKLIN | HRCU-A-CB (Split System: Heat Pump with Remote Outdoor Unit-Air-Source) | GVZC200361A* |  |  | CA*F3137*6A*+MBVC1201**-1A*+TXV |  | 34800 | 20 |  | 13.5 | 10 |  | 35000 | 18000 | 51.43% | [8 empty] | Residential | 725 | No | 2.9
205966428 | Central Heat Pump | FRANKLIN | HRCU-A-CB (Split System: Heat Pump with Remote Outdoor Unit-Air-Source) | GVZC200361A* |  |  | CA*F3642*6D*+MBVC1201**-1A*+TXV |  | 34600 | 20 |  | 13 | 10 |  | 34800 | 18000 | 51.72% | [8 empty] | Residential | 720 | No | 2.88
205047823 | Central Heat Pump | COLEMAN | HRCU-A-CB (Split System: Heat Pump with Remote Outdoor Unit-Air-Source) | HC19B3621 |  |  | CM60CXA2+TXV | TMLV100C16MP12 | 35600 | 18 |  | 14 | 10 |  | 35200 | 22400 | 63.64% | [8 empty] | Residential | 742.5 | No | 2.97
205047827 | Central Heat Pump | COLEMAN | HRCU-A-CB (Split System: Heat Pump with Remote Outdoor Unit-Air-Source) | HC19B3621 |  |  | CM60CXA2+TXV | TPLC100C16MP13 | 35600 | 18 |  | 14 | 10 |  | 35200 | 22400 | 63.64% | [8 empty] | Residential | 742.5 | No | 2.97
205047831 | Central Heat Pump | COLEMAN | HRCU-A-CB (Split System: Heat Pump with Remote Outdoor Unit-Air-Source) | HC19B3621 |  |  | CM60CXA2+TXV | CPLC100C16MP13 | 35600 | 18 |  | 14 | 10 |  | 35200 | 22400 | 63.64% | [8 empty] | Residential | 742.5 | No | 2.97
205047839 | Central Heat Pump | COLEMAN | HRCU-A-CB (Split System: Heat Pump with Remote Outdoor Unit-Air-Source) | HC19B3621 |  |  | CM60DXA2+MVC14DN21+TXV |  | 36000 | 19 |  | 14 | 10 |  | 34600 | 22400 | 64.74% | [8 empty] | Residential | 750 | No | 3
205047847 | Central Heat Pump | COLEMAN | HRCU-A-CB (Split System: Heat Pump with Remote Outdoor Unit-Air-Source) | HC19B3621 |  |  | CM60CXA2+ME16CN21+TXV |  | 35800 | 18 |  | 14 | 10 |  | 34800 | 22400 | 64.37% | [8 empty] | Residential | 745 | No | 2.98
204333945 | Central Heat Pump | COLEMAN | HRCU-A-CB (Split System: Heat Pump with Remote Outdoor Unit-Air-Source) | HC20B4821 |  |  | CM50DE3A1+MVC20DN21+CC |  | 45000 | 21 |  | 13.5 | 10.5 |  | 43000 | 42500 | 98.84% | [8 empty] | Residential | 937.5 | No | 3.75
204333951 | Central Heat Pump | COLEMAN | HRCU-A-CB (Split System: Heat Pump with Remote Outdoor Unit-Air-Source) | HC20B4821 |  |  | CM50CE3A1+MVC16CN21+CC |  | 45000 | 20.75 |  | 12.75 | 10.4 |  | 43500 | 43500 | 100% | [8 empty] | Residential | 937.5 | No | 3.75
204334485 | Central Heat Pump | COLEMAN | HRCU-A-CB (Split System: Heat Pump with Remote Outdoor Unit-Air-Source) | HC20B6021 |  |  | CM61DE4A1+MVC20DN21+CC |  | 54000 | 20 |  | 12.5 | 10.75 |  | 52000 | 45500 | 87.5% | [8 empty] | Residential | 1125 | No | 4.5
206264482 | Central Heat Pump | COLEMAN | HRCU-A-CB (Split System: Heat Pump with Remote Outdoor Unit-Air-Source) | HC19B2421 |  |  | CF36CXA1+MVC12CN21+TXV |  | 23600 | 19 |  | 15 | 10 |  | 22600 | 14200 | 62.83% | [8 empty] | Residential | 492.5 | No | 1.97
206264484 | Central Heat Pump | COLEMAN | HRCU-A-CB (Split System: Heat Pump with Remote Outdoor Unit-Air-Source) | HC19B2421 |  |  | CM36CXA1+MVC12CN21+TXV |  | 23600 | 19 |  | 15 | 10 |  | 22600 | 14200 | 62.83% | [8 empty] | Residential | 492.5 | No | 1.97
205966429 | Central Heat Pump | FRANKLIN | HRCU-A-CB (Split System: Heat Pump with Remote Outdoor Unit-Air-Source) | GVZC200361A* |  |  | CA*F3642*6D*+MBVC1601**-1A*+TXV |  | 34600 | 20 |  | 13.5 | 10 |  | 34800 | 18000 | 51.72% | [8 empty] | Residential | 720 | No | 2.88
205966430 | Central Heat Pump | FRANKLIN | HRCU-A-CB (Split System: Heat Pump with Remote Outdoor Unit-Air-Source) | GVZC200361A* |  |  | CA*F3743*6D*+MBVC1201**-1A*+TXV |  | 35200 | 20 |  | 13.5 | 10 |  | 35000 | 18200 | 52% | [8 empty] | Residential | 732.5 | No | 2.93
205966431 | Central Heat Pump | FRANKLIN | HRCU-A-CB (Split System: Heat Pump with Remote Outdoor Unit-Air-Source) | GVZC200361A* |  |  | CA*F3743*6D*+MBVC1601**-1A*+TXV |  | 35400 | 21 |  | 14 | 10 |  | 35000 | 18200 | 52% | [8 empty] | Residential | 737.5 | No | 2.95
205966432 | Central Heat Pump | FRANKLIN | HRCU-A-CB (Split System: Heat Pump with Remote Outdoor Unit-Air-Source) | GVZC200361A* |  |  | CHPF3642C6C*+MBVC1201**-1A*+TXV |  | 34800 | 20 |  | 13 | 10 |  | 34800 | 18000 | 51.72% | [8 empty] | Residential | 725 | No | 2.9
205966433 | Central Heat Pump | FRANKLIN | HRCU-A-CB (Split System: Heat Pump with Remote Outdoor Unit-Air-Source) | GVZC200361A* |  |  | CHPF3642C6C*+MBVC1601**-1A*+TXV |  | 35000 | 20 |  | 13.5 | 10 |  | 34800 | 18000 | 51.72% | [8 empty] | Residential | 730 | No | 2.92
205966434 | Central Heat Pump | FRANKLIN | HRCU-A-CB (Split System: Heat Pump with Remote Outdoor Unit-Air-Source) | GVZC200361A* |  |  | CHPF3743C6B*+MBVC1201**-1A*+TXV |  | 35000 | 20 |  | 13.5 | 10 |  | 35000 | 18200 | 52% | [8 empty] | Residential | 730 | No | 2.92
205966435 | Central Heat Pump | FRANKLIN | HRCU-A-CB (Split System: Heat Pump with Remote Outdoor Unit-Air-Source) | GVZC200361A* |  |  | CHPF3743C6B*+MBVC1601**-1A*+TXV |  | 35200 | 20 |  | 13.5 | 10 |  | 35000 | 18200 | 52% | [8 empty] | Residential | 732.5 | No | 2.93
205966436 | Central Heat Pump | FRANKLIN | HRCU-A-CB (Split System: Heat Pump with Remote Outdoor Unit-Air-Source) | GVZC200361A* |  |  | CSCF3642N6D*+MBVC1201**-1A*+TXV |  | 34800 | 20 |  | 13.5 | 10 |  | 35000 | 18200 | 52% | [8 empty] | Residential | 725 | No | 2.9
205966437 | Central Heat Pump | FRANKLIN | HRCU-A-CB (Split System: Heat Pump with Remote Outdoor Unit-Air-Source) | GVZC200361A* |  |  | CSCF3642N6D*+MBVC1601**-1A*+TXV |  | 35000 | 20 |  | 13.5 | 10 |  | 35000 | 18200 | 52% | [8 empty] | Residential | 730 | No | 2.92
205966441 | Central Heat Pump | FRANKLIN | HRCU-A-CB (Split System: Heat Pump with Remote Outdoor Unit-Air-Source) | GVZC200481A* |  |  | CA*F4860*6D*+MBVC2000**-1A*+TXV |  | 45000 | 20 |  | 12.5 | 10 |  | 45000 | 26600 | 59.11% | [8 empty] | Residential | 937.5 | No | 3.75
202182838 | Central Heat Pump | COLEMAN | HRCU-A-CB (Split System: Heat Pump with Remote Outdoor Unit-Air-Source) | HC19B3621 |  |  | AE48DX21+TXV |  | 36000 | 18.25 |  | 14 | 10 |  | 35000 | 21800 | 62.29% | [8 empty] | Residential | 750 | No | 3
202763671 | Central Heat Pump | COLEMAN | HRCU-A-CB (Split System: Heat Pump with Remote Outdoor Unit-Air-Source) | HC19B3621 |  |  | AVC60CX22+TXV |  | 35800 | 19 |  | 14 | 10 |  | 35200 | 22400 | 63.64% | [8 empty] | Residential | 745 | No | 2.98
205041524 | Central Heat Pump | COLEMAN | HRCU-A-CB (Split System: Heat Pump with Remote Outdoor Unit-Air-Source) | HC19B3621 |  |  | CF60DXA2+TXV | TM9V100C20MP12 | 36000 | 19 |  | 14 | 10 |  | 35400 | 22400 | 63.28% | [8 empty] | Residential | 750 | No | 3
205041526 | Central Heat Pump | COLEMAN | HRCU-A-CB (Split System: Heat Pump with Remote Outdoor Unit-Air-Source) | HC19B3621 |  |  | CF60DXA2+TXV | TP9C100C20MP13 | 36000 | 19 |  | 14 | 10 |  | 35400 | 22400 | 63.28% | [8 empty] | Residential | 750 | No | 3
205041528 | Central Heat Pump | COLEMAN | HRCU-A-CB (Split System: Heat Pump with Remote Outdoor Unit-Air-Source) | HC19B3621 |  |  | CF60DXA2+TXV | CP9C100C20MP13 | 36000 | 19 |  | 14 | 10 |  | 35400 | 22400 | 63.28% | [8 empty] | Residential | 750 | No | 3
205041534 | Central Heat Pump | COLEMAN | HRCU-A-CB (Split System: Heat Pump with Remote Outdoor Unit-Air-Source) | HC19B3621 |  |  | CF60DXA2+TXV | TM9V080C16MP12 | 35800 | 18 |  | 14 | 10 |  | 35400 | 22400 | 63.28% | [8 empty] | Residential | 745 | No | 2.98
205041536 | Central Heat Pump | COLEMAN | HRCU-A-CB (Split System: Heat Pump with Remote Outdoor Unit-Air-Source) | HC19B3621 |  |  | CF60DXA2+TXV | TP9C080C16MP13 | 35800 | 18 |  | 14 | 10 |  | 35400 | 22400 | 63.28% | [8 empty] | Residential | 745 | No | 2.98
205041538 | Central Heat Pump | COLEMAN | HRCU-A-CB (Split System: Heat Pump with Remote Outdoor Unit-Air-Source) | HC19B3621 |  |  | CF60DXA2+TXV | CP9C080C16MP13 | 35800 | 18 |  | 14 | 10 |  | 35400 | 22400 | 63.28% | [8 empty] | Residential | 745 | No | 2.98
205041541 | Central Heat Pump | COLEMAN | HRCU-A-CB (Split System: Heat Pump with Remote Outdoor Unit-Air-Source) | HC19B3621 |  |  | CF60DXA2+TXV | TM9Y120D20MP11 | 36000 | 18 |  | 14 | 10 |  | 35000 | 22400 | 64% | [8 empty] | Residential | 750 | No | 3
205041545 | Central Heat Pump | COLEMAN | HRCU-A-CB (Split System: Heat Pump with Remote Outdoor Unit-Air-Source) | HC19B3621 |  |  | CF60DXA2+TXV | TM9Y100C16MP11 | 35600 | 18 |  | 13 | 10 |  | 35200 | 22400 | 63.64% | [8 empty] | Residential | 742.5 | No | 2.97
205041555 | Central Heat Pump | COLEMAN | HRCU-A-CB (Split System: Heat Pump with Remote Outdoor Unit-Air-Source) | HC19B3621 |  |  | CF60DXA2+TXV | TM8Y120C20MP11 | 36000 | 18 |  | 14 | 10 |  | 34800 | 22400 | 64.37% | [8 empty] | Residential | 750 | No | 3
205041557 | Central Heat Pump | COLEMAN | HRCU-A-CB (Split System: Heat Pump with Remote Outdoor Unit-Air-Source) | HC19B3621 |  |  | CF60DXA2+TXV | TM8Y100C20MP11 | 36000 | 18 |  | 14 | 10 |  | 34800 | 22400 | 64.37% | [8 empty] | Residential | 750 | No | 3
205041571 | Central Heat Pump | COLEMAN | HRCU-A-CB (Split System: Heat Pump with Remote Outdoor Unit-Air-Source) | HC19B3621 |  |  | CF60DXA2+TXV | TM8V120C20MP12 | 35800 | 18 |  | 14 | 10 |  | 35000 | 22400 | 64% | [8 empty] | Residential | 745 | No | 2.98
205041573 | Central Heat Pump | COLEMAN | HRCU-A-CB (Split System: Heat Pump with Remote Outdoor Unit-Air-Source) | HC19B3621 |  |  | CF60DXA2+TXV | TM8V100C20MP12 | 35800 | 18 |  | 14 | 10 |  | 35000 | 22400 | 64% | [8 empty] | Residential | 745 | No | 2.98
205041577 | Central Heat Pump | COLEMAN | HRCU-A-CB (Split System: Heat Pump with Remote Outdoor Unit-Air-Source) | HC19B3621 |  |  | CF60DXA2+TXV | TMLV120C20MP12 | 35800 | 18 |  | 14 | 10 |  | 35000 | 22400 | 64% | [8 empty] | Residential | 745 | No | 2.98
205041579 | Central Heat Pump | COLEMAN | HRCU-A-CB (Split System: Heat Pump with Remote Outdoor Unit-Air-Source) | HC19B3621 |  |  | CF60DXA2+TXV | TPLC100C20MP13 | 35800 | 18 |  | 14 | 10 |  | 35000 | 22400 | 64% | [8 empty] | Residential | 745 | No | 2.98
205041581 | Central Heat Pump | COLEMAN | HRCU-A-CB (Split System: Heat Pump with Remote Outdoor Unit-Air-Source) | HC19B3621 |  |  | CF60DXA2+TXV | TPLC120C20MP13 | 35800 | 18 |  | 14 | 10 |  | 35000 | 22400 | 64% | [8 empty] | Residential | 745 | No | 2.98
205041583 | Central Heat Pump | COLEMAN | HRCU-A-CB (Split System: Heat Pump with Remote Outdoor Unit-Air-Source) | HC19B3621 |  |  | CF60DXA2+TXV | CPLC100C20MP13 | 35800 | 18 |  | 14 | 10 |  | 35000 | 22400 | 64% | [8 empty] | Residential | 745 | No | 2.98
205041584 | Central Heat Pump | COLEMAN | HRCU-A-CB (Split System: Heat Pump with Remote Outdoor Unit-Air-Source) | HC19B3621 |  |  | CF60DXA2+TXV | CPLC120C20MP13 | 35800 | 18 |  | 14 | 10 |  | 35000 | 22400 | 64% | [8 empty] | Residential | 745 | No | 2.98
205041585 | Central Heat Pump | COLEMAN | HRCU-A-CB (Split System: Heat Pump with Remote Outdoor Unit-Air-Source) | HC19B3621 |  |  | CF60DXA2+TXV | TM8V100C16MP12 | 35800 | 18 |  | 14 | 10 |  | 35200 | 22400 | 63.64% | [8 empty] | Residential | 745 | No | 2.98
206144806 | Central Heat Pump | FRANKLIN | HRCU-A-CB (Split System: Heat Pump with Remote Outdoor Unit-Air-Source) | GVZC200241A* |  |  | CA*F3137*6A*+TXV | G*VC800604B*A* | 23400 | 20 |  | 13 | 10 |  | 23600 | 13000 | 55.08% | [8 empty] | Residential | 487.5 | No | 1.95
206144807 | Central Heat Pump | FRANKLIN | HRCU-A-CB (Split System: Heat Pump with Remote Outdoor Unit-Air-Source) | GVZC200241A* |  |  | CA*F3137*6A*+TXV | G*VC960403BNB* | 23200 | 20 |  | 13 | 10 |  | 23600 | 13000 | 55.08% | [8 empty] | Residential | 482.5 | No | 1.93
205416744 | Central Heat Pump | FRANKLIN | HRCU-A-CB (Split System: Heat Pump with Remote Outdoor Unit-Air-Source) | GSZC180241C* |  |  | CA*F3137*6A*+MBVC1201**-1A*+TXV |  | 23800 | 18 |  | 14 | 10 |  | 23000 | 14600 | 63.48% | [8 empty] | Residential | 495 | No | 1.98
205416751 | Central Heat Pump | FRANKLIN | HRCU-A-CB (Split System: Heat Pump with Remote Outdoor Unit-Air-Source) | GSZC180361C* |  |  | CA*F3743*6D*+MBVC1601**-1A*+TXV |  | 34800 | 18 |  | 14 | 10 |  | 35000 | 22600 | 64.57% | [8 empty] | Residential | 725 | No | 2.9
205416752 | Central Heat Pump | FRANKLIN | HRCU-A-CB (Split System: Heat Pump with Remote Outdoor Unit-Air-Source) | GSZC180361C* |  |  | CA*F4961*6D*+MBVC1601**-1A*+TXV |  | 36000 | 18.5 |  | 14 | 10 |  | 36400 | 23000 | 63.19% | [8 empty] | Residential | 750 | No | 3
205416755 | Central Heat Pump | FRANKLIN | HRCU-A-CB (Split System: Heat Pump with Remote Outdoor Unit-Air-Source) | GSZC180361C* |  |  | CA*F4961*6D*+MBVC2001**-1A*+TXV |  | 36000 | 19 |  | 14 | 10 |  | 36600 | 23000 | 62.84% | [8 empty] | Residential | 750 | No | 3
205416756 | Central Heat Pump | FRANKLIN | HRCU-A-CB (Split System: Heat Pump with Remote Outdoor Unit-Air-Source) | GSZC180361C* |  |  | CHPF4860D6D*+MBVC2001**-1A*+TXV |  | 35600 | 18.5 |  | 14 | 10 |  | 36000 | 23000 | 63.89% | [8 empty] | Residential | 742.5 | No | 2.97
206145201 | Central Heat Pump | FRANKLIN | HRCU-A-CB (Split System: Heat Pump with Remote Outdoor Unit-Air-Source) | GVZC200481A* |  |  | CA*F4961*6D*+TXV | G*VC800805C*A* | 46000 | 19.5 |  | 12.5 | 10 |  | 45500 | 27600 | 60.66% | [8 empty] | Residential | 957.5 | No | 3.83
206145202 | Central Heat Pump | FRANKLIN | HRCU-A-CB (Split System: Heat Pump with Remote Outdoor Unit-Air-Source) | GVZC200481A* |  |  | CA*F4961*6D*+TXV | G*VC801005C*A* | 46000 | 19.5 |  | 12.5 | 10 |  | 46000 | 27800 | 60.43% | [8 empty] | Residential | 957.5 | No | 3.83
206145203 | Central Heat Pump | FRANKLIN | HRCU-A-CB (Split System: Heat Pump with Remote Outdoor Unit-Air-Source) | GVZC200481A* |  |  | CA*F4961*6D*+TXV | G*VC960804CNB* | 46000 | 19.5 |  | 12.5 | 10 |  | 45500 | 27600 | 60.66% | [8 empty] | Residential | 957.5 | No | 3.83
205041587 | Central Heat Pump | COLEMAN | HRCU-A-CB (Split System: Heat Pump with Remote Outdoor Unit-Air-Source) | HC19B3621 |  |  | CF60DXA2+TXV | TM8V080C16MP12 | 35800 | 18 |  | 14 | 10 |  | 35200 | 22400 | 63.64% | [8 empty] | Residential | 745 | No | 2.98
205041591 | Central Heat Pump | COLEMAN | HRCU-A-CB (Split System: Heat Pump with Remote Outdoor Unit-Air-Source) | HC19B3621 |  |  | CF60DXA2+TXV | TMLV100C16MP12 | 35800 | 18 |  | 14 | 10 |  | 35200 | 22400 | 63.64% | [8 empty] | Residential | 745 | No | 2.98
205041593 | Central Heat Pump | COLEMAN | HRCU-A-CB (Split System: Heat Pump with Remote Outdoor Unit-Air-Source) | HC19B3621 |  |  | CF60DXA2+TXV | TPLC080C16MP13 | 35800 | 18 |  | 14 | 10 |  | 35200 | 22400 | 63.64% | [8 empty] | Residential | 745 | No | 2.98
205041595 | Central Heat Pump | COLEMAN | HRCU-A-CB (Split System: Heat Pump with Remote Outdoor Unit-Air-Source) | HC19B3621 |  |  | CF60DXA2+TXV | TPLC100C16MP13 | 35800 | 18 |  | 14 | 10 |  | 35200 | 22400 | 63.64% | [8 empty] | Residential | 745 | No | 2.98
205041597 | Central Heat Pump | COLEMAN | HRCU-A-CB (Split System: Heat Pump with Remote Outdoor Unit-Air-Source) | HC19B3621 |  |  | CF60DXA2+TXV | CPLC080C16MP13 | 35800 | 18 |  | 14 | 10 |  | 35200 | 22400 | 63.64% | [8 empty] | Residential | 745 | No | 2.98
205041598 | Central Heat Pump | COLEMAN | HRCU-A-CB (Split System: Heat Pump with Remote Outdoor Unit-Air-Source) | HC19B3621 |  |  | CF60DXA2+TXV | CPLC100C16MP13 | 35800 | 18 |  | 14 | 10 |  | 35200 | 22400 | 63.64% | [8 empty] | Residential | 745 | No | 2.98
205041601 | Central Heat Pump | COLEMAN | HRCU-A-CB (Split System: Heat Pump with Remote Outdoor Unit-Air-Source) | HC19B3621 |  |  | CF60DXA2+MVC14DN21+TXV |  | 36000 | 19 |  | 14 | 10 |  | 34600 | 22400 | 64.74% | [8 empty] | Residential | 750 | No | 3
205041603 | Central Heat Pump | COLEMAN | HRCU-A-CB (Split System: Heat Pump with Remote Outdoor Unit-Air-Source) | HC19B3621 |  |  | CF60DXA2+ME14DN21+TXV |  | 34800 | 19 |  | 14 | 10 |  | 35000 | 22400 | 64% | [8 empty] | Residential | 725 | No | 2.9
205041705 | Central Heat Pump | COLEMAN | HRCU-A-CB (Split System: Heat Pump with Remote Outdoor Unit-Air-Source) | HC19B3621 |  |  | CF60CXA2+TXV | TM9V100C20MP12 | 36000 | 19 |  | 14 | 10 |  | 35400 | 22400 | 63.28% | [8 empty] | Residential | 750 | No | 3
205041707 | Central Heat Pump | COLEMAN | HRCU-A-CB (Split System: Heat Pump with Remote Outdoor Unit-Air-Source) | HC19B3621 |  |  | CF60CXA2+TXV | TP9C100C20MP13 | 36000 | 19 |  | 14 | 10 |  | 35400 | 22400 | 63.28% | [8 empty] | Residential | 750 | No | 3
206145205 | Central Heat Pump | FRANKLIN | HRCU-A-CB (Split System: Heat Pump with Remote Outdoor Unit-Air-Source) | GVZC200481A* |  |  | CA*F4961*6D*+TXV | G*VC961205DNB* | 46000 | 19.5 |  | 12.5 | 10 |  | 46000 | 27800 | 60.43% | [8 empty] | Residential | 957.5 | No | 3.83
205182350 | Central Heat Pump | FRANKLIN | HRCU-A-CB (Split System: Heat Pump with Remote Outdoor Unit-Air-Source) | GSZC180361C* |  |  | CHPF4860D6D*+TXV | G*VC800805C*A* | 35000 | 18 |  | 13.5 | 10 |  | 36000 | 22600 | 62.78% | [8 empty] | Residential | 730 | No | 2.92
205182355 | Central Heat Pump | FRANKLIN | HRCU-A-CB (Split System: Heat Pump with Remote Outdoor Unit-Air-Source) | GSZC180361C* |  |  | CHPF4860D6D*+TXV | G*VC800805D*A* | 35000 | 18 |  | 13.5 | 10 |  | 36000 | 22600 | 62.78% | [8 empty] | Residential | 730 | No | 2.92
205182463 | Central Heat Pump | FRANKLIN | HRCU-A-CB (Split System: Heat Pump with Remote Outdoor Unit-Air-Source) | GSZC180241C* |  |  | CA*F3137*6A*+TXV | G*VC800603B*A* | 23800 | 18.5 |  | 14 | 10 |  | 22800 | 13000 | 57.02% | [8 empty] | Residential | 495 | No | 1.98
205182607 | Central Heat Pump | FRANKLIN | HRCU-A-CB (Split System: Heat Pump with Remote Outdoor Unit-Air-Source) | GSZC180361C* |  |  | CA*F3743*6D*+TXV | G*VC801005C*A* | 35000 | 18 |  | 13.5 | 10 |  | 36000 | 22600 | 62.78% | [8 empty] | Residential | 730 | No | 2.92
205182611 | Central Heat Pump | FRANKLIN | HRCU-A-CB (Split System: Heat Pump with Remote Outdoor Unit-Air-Source) | GSZC180361C* |  |  | CA*F4961*6D*+TXV | G*VC801005C*A* | 35600 | 18 |  | 14 | 10 |  | 36000 | 23000 | 63.89% | [8 empty] | Residential | 742.5 | No | 2.97
205182627 | Central Heat Pump | FRANKLIN | HRCU-A-CB (Split System: Heat Pump with Remote Outdoor Unit-Air-Source) | GSZC180361C* |  |  | CA*F4961*6D*+TXV | G*VC800805D*A* | 35000 | 18 |  | 13.5 | 10 |  | 36000 | 22600 | 62.78% | [8 empty] | Residential | 730 | No | 2.92
205182638 | Central Heat Pump | FRANKLIN | HRCU-A-CB (Split System: Heat Pump with Remote Outdoor Unit-Air-Source) | GSZC180361C* |  |  | CA*F4961*6D*+TXV | G*VC800805C*A* | 35600 | 18 |  | 14 | 10 |  | 36600 | 23000 | 62.84% | [8 empty] | Residential | 742.5 | No | 2.97
205182651 | Central Heat Pump | FRANKLIN | HRCU-A-CB (Split System: Heat Pump with Remote Outdoor Unit-Air-Source) | GSZC180361C* |  |  | CA*F4961*6D*+TXV | G*VC800804C*A* | 35000 | 18 |  | 13.5 | 10 |  | 36000 | 23000 | 63.89% | [8 empty] | Residential | 730 | No | 2.92
205358240 | Central Heat Pump | FRANKLIN | HRCU-A-CB (Split System: Heat Pump with Remote Outdoor Unit-Air-Source) | AVZC200481A* |  |  | CA*F4961*6D*+MBVC1601**-1A*+TXV |  | 46500 | 20 |  | 12.5 | 10 |  | 45500 | 26800 | 58.9% | [8 empty] | Residential | 970 | No | 3.88
205041709 | Central Heat Pump | COLEMAN | HRCU-A-CB (Split System: Heat Pump with Remote Outdoor Unit-Air-Source) | HC19B3621 |  |  | CF60CXA2+TXV | CP9C100C20MP13 | 36000 | 19 |  | 14 | 10 |  | 35400 | 22400 | 63.28% | [8 empty] | Residential | 750 | No | 3
205041715 | Central Heat Pump | COLEMAN | HRCU-A-CB (Split System: Heat Pump with Remote Outdoor Unit-Air-Source) | HC19B3621 |  |  | CF60CXA2+TXV | TM9V080C16MP12 | 35800 | 18 |  | 13 | 10 |  | 35400 | 22400 | 63.28% | [8 empty] | Residential | 745 | No | 2.98
205041717 | Central Heat Pump | COLEMAN | HRCU-A-CB (Split System: Heat Pump with Remote Outdoor Unit-Air-Source) | HC19B3621 |  |  | CF60CXA2+TXV | TP9C080C16MP13 | 35800 | 18 |  | 13 | 10 |  | 35400 | 22400 | 63.28% | [8 empty] | Residential | 745 | No | 2.98
205041719 | Central Heat Pump | COLEMAN | HRCU-A-CB (Split System: Heat Pump with Remote Outdoor Unit-Air-Source) | HC19B3621 |  |  | CF60CXA2+TXV | CP9C080C16MP13 | 35800 | 18 |  | 13 | 10 |  | 35400 | 22400 | 63.28% | [8 empty] | Residential | 745 | No | 2.98
205041732 | Central Heat Pump | COLEMAN | HRCU-A-CB (Split System: Heat Pump with Remote Outdoor Unit-Air-Source) | HC19B3621 |  |  | CF60CXA2+TXV | TM9Y100C16MP11 | 36000 | 18 |  | 14 | 10 |  | 35600 | 22400 | 62.92% | [8 empty] | Residential | 750 | No | 3
205041746 | Central Heat Pump | COLEMAN | HRCU-A-CB (Split System: Heat Pump with Remote Outdoor Unit-Air-Source) | HC19B3621 |  |  | CF60CXA2+TXV | TM8Y120C20MP11 | 36000 | 18 |  | 14 | 10 |  | 35000 | 22400 | 64% | [8 empty] | Residential | 750 | No | 3
205041748 | Central Heat Pump | COLEMAN | HRCU-A-CB (Split System: Heat Pump with Remote Outdoor Unit-Air-Source) | HC19B3621 |  |  | CF60CXA2+TXV | TM8Y100C20MP11 | 36000 | 18 |  | 14 | 10 |  | 35000 | 22400 | 64% | [8 empty] | Residential | 750 | No | 3
205041758 | Central Heat Pump | COLEMAN | HRCU-A-CB (Split System: Heat Pump with Remote Outdoor Unit-Air-Source) | HC19B3621 |  |  | CF60CXA2+TXV | TM8Y100C16MP11 | 35800 | 18 |  | 14 | 10 |  | 35200 | 22400 | 63.64% | [8 empty] | Residential | 745 | No | 2.98
205041760 | Central Heat Pump | COLEMAN | HRCU-A-CB (Split System: Heat Pump with Remote Outdoor Unit-Air-Source) | HC19B3621 |  |  | CF60CXA2+TXV | TM8Y080C16MP11 | 35800 | 18 |  | 14 | 10 |  | 35200 | 22400 | 63.64% | [8 empty] | Residential | 745 | No | 2.98
205041768 | Central Heat Pump | COLEMAN | HRCU-A-CB (Split System: Heat Pump with Remote Outdoor Unit-Air-Source) | HC19B3621 |  |  | CF60CXA2+TXV | TM8V120C20MP12 | 35800 | 18 |  | 14 | 10 |  | 35000 | 22400 | 64% | [8 empty] | Residential | 745 | No | 2.98
205358243 | Central Heat Pump | FRANKLIN | HRCU-A-CB (Split System: Heat Pump with Remote Outdoor Unit-Air-Source) | AVZC200481A* |  |  | CA*F4860*6D*+MBVC2001**-1A*+TXV |  | 45000 | 20 |  | 12.5 | 10 |  | 45000 | 26600 | 59.11% | [8 empty] | Residential | 937.5 | No | 3.75
205358244 | Central Heat Pump | FRANKLIN | HRCU-A-CB (Split System: Heat Pump with Remote Outdoor Unit-Air-Source) | AVZC200481A* |  |  | CHPF4860D6D*+MBVC2001**-1A*+TXV |  | 45000 | 20 |  | 12.5 | 10 |  | 45000 | 26600 | 59.11% | [8 empty] | Residential | 937.5 | No | 3.75
205358245 | Central Heat Pump | FRANKLIN | HRCU-A-CB (Split System: Heat Pump with Remote Outdoor Unit-Air-Source) | AVZC200481A* |  |  | CSCF4860N6D*+MBVC2001**-1A*+TXV |  | 45000 | 20 |  | 12.5 | 10 |  | 45000 | 26600 | 59.11% | [8 empty] | Residential | 937.5 | No | 3.75
205358246 | Central Heat Pump | FRANKLIN | HRCU-A-CB (Split System: Heat Pump with Remote Outdoor Unit-Air-Source) | AVZC200481A* |  |  | CA*F4961*6D*+MBVC2001**-1A*+TXV |  | 46500 | 20 |  | 13 | 10 |  | 45000 | 26600 | 59.11% | [8 empty] | Residential | 970 | No | 3.88
201894717 | Central Heat Pump | FRANKLIN | HRCU-A-CB (Split System: Heat Pump with Remote Outdoor Unit-Air-Source) | GSZC180241C* |  |  | CA*F3137*6A*+TXV | G*VC960803BNB* | 23600 | 18 |  | 14 | 10 |  | 22600 | 13000 | 57.52% | [8 empty] | Residential | 492.5 | No | 1.97
201894755 | Central Heat Pump | FRANKLIN | HRCU-A-CB (Split System: Heat Pump with Remote Outdoor Unit-Air-Source) | GSZC180361C* |  |  | CA*F4961*6D*+TXV | G*VC961005CNB* | 35400 | 18 |  | 14 | 10 |  | 36400 | 22800 | 62.64% | [8 empty] | Residential | 737.5 | No | 2.95
205645397 | Central Heat Pump | FRANKLIN | HRCU-A-CB (Split System: Heat Pump with Remote Outdoor Unit-Air-Source) | GSZC180361C* |  |  | CA*F4961*6D*+TXV | G*VS800805CUA* | 35600 | 18 |  | 14 | 10 |  | 36000 | 23000 | 63.89% | [8 empty] | Residential | 742.5 | No | 2.97
205645399 | Central Heat Pump | FRANKLIN | HRCU-A-CB (Split System: Heat Pump with Remote Outdoor Unit-Air-Source) | GSZC180361C* |  |  | CHPF4860D6D*+TXV | G*VS800805CUA* | 35000 | 18 |  | 13.5 | 10 |  | 36000 | 22600 | 62.78% | [8 empty] | Residential | 730 | No | 2.92
205645404 | Central Heat Pump | FRANKLIN | HRCU-A-CB (Split System: Heat Pump with Remote Outdoor Unit-Air-Source) | GSZC180361C* |  |  | CA*F4961*6D*+TXV | G*VS960805CUA* | 35400 | 18 |  | 14 | 10 |  | 36000 | 22800 | 63.33% | [8 empty] | Residential | 737.5 | No | 2.95
201900162 | Central Heat Pump | FRANKLIN | HRCU-A-CB (Split System: Heat Pump with Remote Outdoor Unit-Air-Source) | AVZC200241A* |  |  | CA*F3636*6D*+MBVC1200**-1A*+TXV |  | 23200 | 20 |  | 13 | 10 |  | 23400 | 13000 | 55.56% | [8 empty] | Residential | 482.5 | No | 1.93
201900179 | Central Heat Pump | FRANKLIN | HRCU-A-CB (Split System: Heat Pump with Remote Outdoor Unit-Air-Source) | AVZC200241A* |  |  | CA*F3743*6D*+MBVC1200**-1A*+TXV |  | 23800 | 21 |  | 13 | 10 |  | 23800 | 13000 | 54.62% | [8 empty] | Residential | 495 | No | 1.98
201900188 | Central Heat Pump | FRANKLIN | HRCU-A-CB (Split System: Heat Pump with Remote Outdoor Unit-Air-Source) | AVZC200241A* |  |  | CHPF3636B6C*+MBVC1200**-1A*+TXV |  | 23400 | 21 |  | 13 | 10 |  | 23400 | 13000 | 55.56% | [8 empty] | Residential | 487.5 | No | 1.95
201900299 | Central Heat Pump | FRANKLIN | HRCU-A-CB (Split System: Heat Pump with Remote Outdoor Unit-Air-Source) | AVZC200241A* |  |  | AVPEC25B14A* |  | 23000 | 21 |  | 13 | 10 |  | 23600 | 13600 | 57.63% | [8 empty] | Residential | 480 | No | 1.92
201900300 | Central Heat Pump | FRANKLIN | HRCU-A-CB (Split System: Heat Pump with Remote Outdoor Unit-Air-Source) | AVZC200361A* |  |  | CA*F3743*6D*+MBVC1600**-1A*+TX |  | 35400 | 21 |  | 14 | 10 |  | 35000 | 18200 | 52% | [8 empty] | Residential | 737.5 | No | 2.95
201900301 | Central Heat Pump | FRANKLIN | HRCU-A-CB (Split System: Heat Pump with Remote Outdoor Unit-Air-Source) | AVZC200481A* |  |  | CA*F4961*6D*+MBVC2000**-1A*+TX |  | 46500 | 20 |  | 13 | 10 |  | 45000 | 26600 | 59.11% | [8 empty] | Residential | 970 | No | 3.88
206192103 | Central Heat Pump | FRANKLIN | HRCU-A-CB (Split System: Heat Pump with Remote Outdoor Unit-Air-Source) | AVZC200481A* |  |  | CA*F4961*6D*+TXV | G*VM970804CNB* | 46000 | 19.5 |  | 12.5 | 10 |  | 45500 | 27800 | 61.1% | [8 empty] | Residential | 957.5 | No | 3.83
206192139 | Central Heat Pump | FRANKLIN | HRCU-A-CB (Split System: Heat Pump with Remote Outdoor Unit-Air-Source) | AVZC200481A* |  |  | CA*F4961*6D*+TXV | G*VM971205DNB* | 46000 | 19.5 |  | 12.5 | 10 |  | 46000 | 27800 | 60.43% | [8 empty] | Residential | 957.5 | No | 3.83
206192176 | Central Heat Pump | FRANKLIN | HRCU-A-CB (Split System: Heat Pump with Remote Outdoor Unit-Air-Source) | AVZC200481A* |  |  | CA*F4961*6D*+TXV | G*VS800805CUA* | 45500 | 19.5 |  | 12.5 | 10 |  | 45500 | 27200 | 59.78% | [8 empty] | Residential | 947.5 | No | 3.79
206192407 | Central Heat Pump | FRANKLIN | HRCU-A-CB (Split System: Heat Pump with Remote Outdoor Unit-Air-Source) | AVZC200481A* |  |  | CA*F4961*6D*+TXV | G*VC800805C*A* | 46000 | 19.5 |  | 12.5 | 10 |  | 45500 | 27600 | 60.66% | [8 empty] | Residential | 957.5 | No | 3.83
206192408 | Central Heat Pump | FRANKLIN | HRCU-A-CB (Split System: Heat Pump with Remote Outdoor Unit-Air-Source) | AVZC200481A* |  |  | CA*F4961*6D*+TXV | G*VC801005C*A* | 46000 | 19.5 |  | 12.5 | 10 |  | 46000 | 27800 | 60.43% | [8 empty] | Residential | 957.5 | No | 3.83
205041770 | Central Heat Pump | COLEMAN | HRCU-A-CB (Split System: Heat Pump with Remote Outdoor Unit-Air-Source) | HC19B3621 |  |  | CF60CXA2+TXV | TM8V100C20MP12 | 35800 | 18 |  | 14 | 10 |  | 35000 | 22400 | 64% | [8 empty] | Residential | 745 | No | 2.98
205041774 | Central Heat Pump | COLEMAN | HRCU-A-CB (Split System: Heat Pump with Remote Outdoor Unit-Air-Source) | HC19B3621 |  |  | CF60CXA2+TXV | TMLV120C20MP12 | 35800 | 18 |  | 14 | 10 |  | 35000 | 22400 | 64% | [8 empty] | Residential | 745 | No | 2.98
205041776 | Central Heat Pump | COLEMAN | HRCU-A-CB (Split System: Heat Pump with Remote Outdoor Unit-Air-Source) | HC19B3621 |  |  | CF60CXA2+TXV | TPLC100C20MP13 | 35800 | 18 |  | 14 | 10 |  | 35000 | 22400 | 64% | [8 empty] | Residential | 745 | No | 2.98
205041778 | Central Heat Pump | COLEMAN | HRCU-A-CB (Split System: Heat Pump with Remote Outdoor Unit-Air-Source) | HC19B3621 |  |  | CF60CXA2+TXV | TPLC120C20MP13 | 35800 | 18 |  | 14 | 10 |  | 35000 | 22400 | 64% | [8 empty] | Residential | 745 | No | 2.98
205041780 | Central Heat Pump | COLEMAN | HRCU-A-CB (Split System: Heat Pump with Remote Outdoor Unit-Air-Source) | HC19B3621 |  |  | CF60CXA2+TXV | CPLC100C20MP13 | 35800 | 18 |  | 14 | 10 |  | 35000 | 22400 | 64% | [8 empty] | Residential | 745 | No | 2.98
205041781 | Central Heat Pump | COLEMAN | HRCU-A-CB (Split System: Heat Pump with Remote Outdoor Unit-Air-Source) | HC19B3621 |  |  | CF60CXA2+TXV | CPLC120C20MP13 | 35800 | 18 |  | 14 | 10 |  | 35000 | 22400 | 64% | [8 empty] | Residential | 745 | No | 2.98
205041896 | Central Heat Pump | COLEMAN | HRCU-A-CB (Split System: Heat Pump with Remote Outdoor Unit-Air-Source) | HC19B3621 |  |  | CF60CXA2+TXV | TM8V100C16MP12 | 35600 | 18 |  | 14 | 10 |  | 35200 | 22400 | 63.64% | [8 empty] | Residential | 742.5 | No | 2.97
205041898 | Central Heat Pump | COLEMAN | HRCU-A-CB (Split System: Heat Pump with Remote Outdoor Unit-Air-Source) | HC19B3621 |  |  | CF60CXA2+TXV | TM8V080C16MP12 | 35600 | 18 |  | 14 | 10 |  | 35200 | 22400 | 63.64% | [8 empty] | Residential | 742.5 | No | 2.97
205041902 | Central Heat Pump | COLEMAN | HRCU-A-CB (Split System: Heat Pump with Remote Outdoor Unit-Air-Source) | HC19B3621 |  |  | CF60CXA2+TXV | TMLV100C16MP12 | 35600 | 18 |  | 14 | 10 |  | 35200 | 22400 | 63.64% | [8 empty] | Residential | 742.5 | No | 2.97
205041904 | Central Heat Pump | COLEMAN | HRCU-A-CB (Split System: Heat Pump with Remote Outdoor Unit-Air-Source) | HC19B3621 |  |  | CF60CXA2+TXV | TPLC080C16MP13 | 35600 | 18 |  | 14 | 10 |  | 35200 | 22400 | 63.64% | [8 empty] | Residential | 742.5 | No | 2.97
206192409 | Central Heat Pump | FRANKLIN | HRCU-A-CB (Split System: Heat Pump with Remote Outdoor Unit-Air-Source) | AVZC200481A* |  |  | CA*F4961*6D*+TXV | G*VC960804CNB* | 46000 | 19.5 |  | 12.5 | 10 |  | 45500 | 27600 | 60.66% | [8 empty] | Residential | 957.5 | No | 3.83
206192411 | Central Heat Pump | FRANKLIN | HRCU-A-CB (Split System: Heat Pump with Remote Outdoor Unit-Air-Source) | AVZC200481A* |  |  | CA*F4961*6D*+TXV | G*VC961205DNB* | 46000 | 19.5 |  | 12.5 | 10 |  | 46000 | 27800 | 60.43% | [8 empty] | Residential | 957.5 | No | 3.83
201691096 | Central Heat Pump | FRANKLIN | HRCU-A-CB (Split System: Heat Pump with Remote Outdoor Unit-Air-Source) | GSZC180361C* |  |  | CA*F4961*6D*+MBVC1600**-1A*+TXV |  | 36000 | 18.5 |  | 14 | 10 |  | 36400 | 23000 | 63.19% | [8 empty] | Residential | 750 | No | 3
202253193 | Central Heat Pump | EverRest Extreme Comfort | HRCU-A-CB (Split System: Heat Pump with Remote Outdoor Unit-Air-Source) | GSZC180241C* |  |  | CA*F3137*6A*+MBVC1200**-1A*+TX |  | 23800 | 18 |  | 14 | 10 |  | 23000 | 14800 | 64.35% | [8 empty] | Residential | 495 | No | 1.98
202253194 | Central Heat Pump | EverRest Extreme Comfort | HRCU-A-CB (Split System: Heat Pump with Remote Outdoor Unit-Air-Source) | ASZC180241C* |  |  | CA*F3137*6A*+MBVC1200**-1A*+TX |  | 23800 | 18 |  | 14 | 10 |  | 23000 | 14800 | 64.35% | [8 empty] | Residential | 495 | No | 1.98
202253293 | Central Heat Pump | EverRest Extreme Comfort | HRCU-A-CB (Split System: Heat Pump with Remote Outdoor Unit-Air-Source) | ASZC180361C* |  |  | CA*F4961*6D*+MBVC1600**-1A*+TXV |  | 36000 | 18.5 |  | 14 | 10 |  | 36400 | 23000 | 63.19% | [8 empty] | Residential | 750 | No | 3
202253294 | Central Heat Pump | EverRest Extreme Comfort | HRCU-A-CB (Split System: Heat Pump with Remote Outdoor Unit-Air-Source) | GSZC180361C* |  |  | CA*F4961*6D*+MBVC1600**-1A*+TXV |  | 36000 | 18.5 |  | 14 | 10 |  | 36400 | 23000 | 63.19% | [8 empty] | Residential | 750 | No | 3
202253299 | Central Heat Pump | EverRest Extreme Comfort | HRCU-A-CB (Split System: Heat Pump with Remote Outdoor Unit-Air-Source) | ASZC180361C* |  |  | CA*F4961*6D*+MBVC2000**-1A*+TXV |  | 36000 | 19 |  | 14 | 10 |  | 36600 | 23200 | 63.39% | [8 empty] | Residential | 750 | No | 3
202481154 | Central Heat Pump | EverRest Extreme Comfort | HRCU-A-CB (Split System: Heat Pump with Remote Outdoor Unit-Air-Source) | ASZC180241C* |  |  | CA*F3137*6A*+TXV | A*VC960803BNB* | 23600 | 18 |  | 14 | 10 |  | 22600 | 13000 | 57.52% | [8 empty] | Residential | 492.5 | No | 1.97
202481204 | Central Heat Pump | EverRest Extreme Comfort | HRCU-A-CB (Split System: Heat Pump with Remote Outdoor Unit-Air-Source) | ASZC180361C* |  |  | CA*F4961*6D*+TXV | A*VC961005CNB* | 35400 | 18 |  | 14 | 10 |  | 36400 | 22800 | 62.64% | [8 empty] | Residential | 737.5 | No | 2.95
202253300 | Central Heat Pump | EverRest Extreme Comfort | HRCU-A-CB (Split System: Heat Pump with Remote Outdoor Unit-Air-Source) | GSZC180361C* |  |  | CA*F4961*6D*+MBVC2000**-1A*+TXV |  | 36000 | 19 |  | 14 | 10 |  | 36600 | 23200 | 63.39% | [8 empty] | Residential | 750 | No | 3
202253303 | Central Heat Pump | EverRest Extreme Comfort | HRCU-A-CB (Split System: Heat Pump with Remote Outdoor Unit-Air-Source) | ASZC180361C* |  |  | CHPF4860D6D*+MBVC2000**-1A*+TXV |  | 35600 | 18.5 |  | 14 | 10 |  | 36000 | 23200 | 64.44% | [8 empty] | Residential | 742.5 | No | 2.97
202253304 | Central Heat Pump | EverRest Extreme Comfort | HRCU-A-CB (Split System: Heat Pump with Remote Outdoor Unit-Air-Source) | GSZC180361C* |  |  | CHPF4860D6D*+MBVC2000**-1A*+TXV |  | 35600 | 18.5 |  | 14 | 10 |  | 36000 | 23200 | 64.44% | [8 empty] | Residential | 742.5 | No | 2.97
202481284 | Central Heat Pump | EverRest Extreme Comfort | HRCU-A-CB (Split System: Heat Pump with Remote Outdoor Unit-Air-Source) | AVZC200241A* |  |  | CHPF3642C6C*+MBVC1200**-1A*+TXV |  | 23400 | 21 |  | 13 | 10 |  | 23400 | 13000 | 55.56% | [8 empty] | Residential | 487.5 | No | 1.95
202482793 | Central Heat Pump | EverRest Extreme Comfort | HRCU-A-CB (Split System: Heat Pump with Remote Outdoor Unit-Air-Source) | GSZC180241C* |  |  | CA*F3137*6A*+TXV | G*VC960803BNB* | 23600 | 18 |  | 14 | 10 |  | 22600 | 13000 | 57.52% | [8 empty] | Residential | 492.5 | No | 1.97
202482843 | Central Heat Pump | EverRest Extreme Comfort | HRCU-A-CB (Split System: Heat Pump with Remote Outdoor Unit-Air-Source) | GSZC180361C* |  |  | CA*F4961*6D*+TXV | G*VC961005CNB* | 35400 | 18 |  | 14 | 10 |  | 36400 | 22800 | 62.64% | [8 empty] | Residential | 737.5 | No | 2.95
208130264 | Central Heat Pump | BOREAL | HRCU-A-CB (Split System: Heat Pump with Remote Outdoor Unit-Air-Source) | ENVBR36HPJ1OA |  |  | ENVBR24HPJ1IB |  | 24000 | 20 |  | 12.5 | 10.5 |  | 24000 | 16000 | 66.67% | 24000 | 17 | 12 | 9 | 24000 | 22000 | 91.67% | 1.8 | Residential | 500 | Yes | 2 | Yes
208130268 | Central Heat Pump | BOREAL | HRCU-A-CB (Split System: Heat Pump with Remote Outdoor Unit-Air-Source) | ENVBR36HPJ1OA |  |  | ENVBR24C | 80G1UH040AE12X-* | 23000 | 18 |  | 12.5 | 10 |  | 23000 | 16000 | 69.57% | 24000 | 17 | 12 | 8.8 | 24000 |  |  |  | Residential | 500 | No | 2
208939391 | Central Heat Pump | ForestAir | HRCU-A-CB (Split System: Heat Pump with Remote Outdoor Unit-Air-Source) | FAD36W/A-D(U) |  |  | FAD24AH2/A-D(U) |  | 24000 | 20 |  | 12.5 | 10.5 |  | 24000 | 16000 | 66.67% | 24000 | 17 | 12 | 9 | 24000 | 22000 | 91.67% | 1.8 | Residential | 500 | Yes | 2 | Yes
205041906 | Central Heat Pump | COLEMAN | HRCU-A-CB (Split System: Heat Pump with Remote Outdoor Unit-Air-Source) | HC19B3621 |  |  | CF60CXA2+TXV | TPLC100C16MP13 | 35600 | 18 |  | 14 | 10 |  | 35200 | 22400 | 63.64% | [8 empty] | Residential | 742.5 | No | 2.97
205041908 | Central Heat Pump | COLEMAN | HRCU-A-CB (Split System: Heat Pump with Remote Outdoor Unit-Air-Source) | HC19B3621 |  |  | CF60CXA2+TXV | CPLC080C16MP13 | 35600 | 18 |  | 14 | 10 |  | 35200 | 22400 | 63.64% | [8 empty] | Residential | 742.5 | No | 2.97
206720406 | Central Heat Pump | AIRTEMP | HRCU-A-CB (Split System: Heat Pump with Remote Outdoor Unit-Air-Source) | GXH24-36MSK4DH |  |  | GMH24-**MSK4DH |  | 24000 | 20 |  | 12.5 | 10.5 |  | 24000 | 16300 | 67.92% | [8 empty] | Residential | 500 | No | 2
206724408 | Central Heat Pump | AIRTEMP | HRCU-A-CB (Split System: Heat Pump with Remote Outdoor Unit-Air-Source) | GXH24-36MSK4DH |  |  | GMH24-**MSK4DH1 |  | 24000 | 20 |  | 12.5 | 10.5 |  | 24000 | 16000 | 66.67% | 24000 | 17 | 12 | 9 | 24000 | 22000 | 91.67% | 1.8 | Residential | 500 | Yes | 2 | Yes
209852179 | Central Heat Pump | PAYNE | HRCU-A-CB (Split System: Heat Pump with Remote Outdoor Unit-Air-Source) | 38MAQB24R--3 |  |  | 40MBAAQ24XA3 |  | 20800 | 20 |  | 12.5 | 10 |  | 29000 | 17500 | 60.34% | [8 empty] | Residential | 432.5 | No | 1.73
207826669 | Central Heat Pump | PAYNE | HRCU-A-CB (Split System: Heat Pump with Remote Outdoor Unit-Air-Source) | 38MARBQ18AA3 |  |  | 40MBABQ18XB3 |  | 18000 | 20 |  | 12.5 | 10.8 |  | 19000 | 15400 | 81.05% | 18000 | 17.6 | 11.7 | 9.6 | 19000 | 17000 | 89.47% | 2 | Residential | 375 | Yes | 1.5 | Both
208447905 | Central Heat Pump | PAYNE | HRCU-A-CB (Split System: Heat Pump with Remote Outdoor Unit-Air-Source) | 38MURAQ24AB3 |  |  | 40MUAAQ24XA3 |  | 24000 | 20 |  | 12.5 | 12 |  | 24000 | 19200 | 80% | 24000 | 17.4 | 11.7 | 10 | 24000 | 22600 | 94.17% | 1.91 | Residential | 500 | Yes | 2 | Both
207826670 | Central Heat Pump | PAYNE | HRCU-A-CB (Split System: Heat Pump with Remote Outdoor Unit-Air-Source) | 38MARBQ24AA3 |  |  | 40MBABQ24XB3 |  | 23000 | 21 |  | 12.5 | 11.6 |  | 26000 | 16900 | 65% | 23000 | 18.4 | 11.7 | 9.3 | 26000 | 21200 | 81.54% | 1.9 | Residential | 480 | Yes | 1.92 | Both
208447903 | Central Heat Pump | PAYNE | HRCU-A-CB (Split System: Heat Pump with Remote Outdoor Unit-Air-Source) | 38MURAQ18AB3 |  |  | 40MUAAQ18XA3 |  | 18000 | 20 |  | 12.5 | 11 |  | 19000 | 13500 | 71.05% | 18000 | 18 | 12.4 | 9.3 | 19000 | 16500 | 86.84% | 2.04 | Residential | 375 | Yes | 1.5 | Both
208497409 | Central Heat Pump | PAYNE | HRCU-A-CB (Split System: Heat Pump with Remote Outdoor Unit-Air-Source) | 38MARBQ24AA3 |  |  | 40MBAAQ24XA3 |  | 22000 | 20 |  | 12.5 | 11.6 |  | 27000 | 16500 | 61.11% | [8 empty] | Residential | 457.5 | No | 1.83
208497414 | Central Heat Pump | HEIL | HRCU-A-CB (Split System: Heat Pump with Remote Outdoor Unit-Air-Source) | DLCSRBH24AAK |  |  | DLFSAAH24XAK |  | 22000 | 20 |  | 12.5 | 11.6 |  | 27000 | 16500 | 61.11% | [8 empty] | Residential | 457.5 | No | 1.83
209852069 | Central Heat Pump | HEIL | HRCU-A-CB (Split System: Heat Pump with Remote Outdoor Unit-Air-Source) | DLCURAH18ABK |  |  | DLFUAAH18XAK |  | 18000 | 20 |  | 12.5 | 11 |  | 19000 | 13500 | 71.05% | 18000 | 18 | 12.4 | 9.3 | 19000 | 16500 | 86.84% | 2.04 | Residential | 375 | Yes | 1.5 | Both
209852070 | Central Heat Pump | HEIL | HRCU-A-CB (Split System: Heat Pump with Remote Outdoor Unit-Air-Source) | DLCURAH24ABK |  |  | DLFUAAH24XAK |  | 24000 | 20 |  | 12.5 | 12 |  | 24000 | 19200 | 80% | 24000 | 17.4 | 11.7 | 10 | 24000 | 22600 | 94.17% | 1.91 | Residential | 500 | Yes | 2 | Both
207826600 | Central Heat Pump | HEIL | HRCU-A-CB (Split System: Heat Pump with Remote Outdoor Unit-Air-Source) | DLCSRBH24AAK |  |  | DLFSABH24XBK |  | 23000 | 21 |  | 12.5 | 11.6 |  | 26000 | 16900 | 65% | 23000 | 18.4 | 11.7 | 9.3 | 26000 | 21200 | 81.54% | 1.9 | Residential | 480 | Yes | 1.92 | Both
207826601 | Central Heat Pump | HEIL | HRCU-A-CB (Split System: Heat Pump with Remote Outdoor Unit-Air-Source) | DLCSRBH18AAK |  |  | DLFSABH18XBK |  | 18000 | 20 |  | 12.5 | 10.8 |  | 19000 | 15400 | 81.05% | 18000 | 17.6 | 11.7 | 9.6 | 19000 | 17000 | 89.47% | 2 | Residential | 375 | Yes | 1.5 | Both
208284015 | Central Heat Pump | TRUST AIR CONDITIONERS | HRCU-A-CB (Split System: Heat Pump with Remote Outdoor Unit-Air-Source) | AA24H/O44P |  |  | AH24H/I44P |  | 24000 | 20 |  | 12.5 | 12 |  | 24000 | 19200 | 80% | 24000 | 17.4 | 11.7 | 10 | 24000 | 22600 | 94.17% | 1.91 | Residential | 500 | Yes | 2 | Both
208284014 | Central Heat Pump | TRUST AIR CONDITIONERS | HRCU-A-CB (Split System: Heat Pump with Remote Outdoor Unit-Air-Source) | AA18H/O44P |  |  | AH18H/I44P |  | 18000 | 20 |  | 12.5 | 11 |  | 19000 | 13500 | 71.05% | 18000 | 18 | 12.4 | 9.3 | 19000 | 16500 | 86.84% | 2.04 | Residential | 375 | Yes | 1.5 | Both
210331425 | Central Heat Pump | Century | HRCU-A-CB (Split System: Heat Pump with Remote Outdoor Unit-Air-Source) | HRG1524S1R-**A |  |  | EAH1P30B+TDR+TXV | GUH80C070B3M | 23800 | 18 |  | 14.5 | 10 |  | 21200 | 13600 | 64.15% | 23600 | 16.8 | 13.5 | 8.5 | 21600 |  |  |  | Residential | 492.5 | No | 1.97 | No
210331482 | Central Heat Pump | Century | HRCU-A-CB (Split System: Heat Pump with Remote Outdoor Unit-Air-Source) | HRG1**8S1R-**A |  |  | EAH1P30B+TDR+TXV | GUH96T045B3M | 18000 | 18 |  | 14.5 | 10 |  | 16800 | 10600 | 63.1% | 18000 | 16.6 | 13.5 | 8.5 | 17400 |  |  |  | Residential | 375 | No | 1.5 | No
210331484 | Central Heat Pump | Century | HRCU-A-CB (Split System: Heat Pump with Remote Outdoor Unit-Air-Source) | HRG1**8S1R-**A |  |  | EAH1P30B+TDR+TXV | GUH96T070B3M | 18000 | 18.2 |  | 14.5 | 10 |  | 16800 | 10600 | 63.1% | 18000 | 16.8 | 14 | 8.5 | 17400 |  |  |  | Residential | 375 | No | 1.5 | No
210331485 | Central Heat Pump | Century | HRCU-A-CB (Split System: Heat Pump with Remote Outdoor Unit-Air-Source) | HRG1**8S1R-**A |  |  | EAH1P30B+TDR+TXV | GUH97M070B3M | 18000 | 18.2 |  | 14.5 | 10 |  | 16800 | 10600 | 63.1% | 18000 | 16.8 | 14 | 8.5 | 17400 |  |  |  | Residential | 375 | No | 1.5 | No
210421141 | Central Heat Pump | Century | HRCU-A-CB (Split System: Heat Pump with Remote Outdoor Unit-Air-Source) | HRG1518S1R-**A |  |  | EAH1P30B+TDR+TXV | GUH96T045B3M | 18000 | 18 |  | 14.5 | 10 |  | 16800 | 10600 | 63.1% | 18000 | 16.6 | 13.5 | 8.5 | 17400 |  |  |  | Residential | 375 | No | 1.5 | No
210421143 | Central Heat Pump | Century | HRCU-A-CB (Split System: Heat Pump with Remote Outdoor Unit-Air-Source) | HRG1518S1R-**A |  |  | EAH1P30B+TDR+TXV | GUH96T070B3M | 18000 | 18.2 |  | 14.5 | 10 |  | 16800 | 10600 | 63.1% | 18000 | 16.8 | 14 | 8.5 | 17400 |  |  |  | Residential | 375 | No | 1.5 | No
210421144 | Central Heat Pump | Century | HRCU-A-CB (Split System: Heat Pump with Remote Outdoor Unit-Air-Source) | HRG1518S1R-**A |  |  | EAH1P30B+TDR+TXV | GUH97M070B3M | 18000 | 18.2 |  | 14.5 | 10 |  | 16800 | 10600 | 63.1% | 18000 | 16.8 | 14 | 8.5 | 17400 |  |  |  | Residential | 375 | No | 1.5 | No
210325538 | Central Heat Pump | BLUERIDGE | HRCU-A-CB (Split System: Heat Pump with Remote Outdoor Unit-Air-Source) | BHP17L24P-**A |  |  | BH1P30B+TDR+TXV | BG801UH070BE12 | 23800 | 18 |  | 14.5 | 10 |  | 21200 | 13600 | 64.15% | 23600 | 16.8 | 13.5 | 8.5 | 21600 |  |  |  | Residential | 492.5 | No | 1.97 | No
210325677 | Central Heat Pump | BLUERIDGE | HRCU-A-CB (Split System: Heat Pump with Remote Outdoor Unit-Air-Source) | BHP17L18P-**A |  |  | BH1P30B+TDR+TXV | BG962UH070BV12 | 18000 | 18.2 |  | 14.5 | 10 |  | 16800 | 10600 | 63.1% | 18000 | 16.8 | 14 | 8.5 | 17400 |  |  |  | Residential | 375 | No | 1.5 | No
210327283 | Central Heat Pump | ROYALTON | HRCU-A-CB (Split System: Heat Pump with Remote Outdoor Unit-Air-Source) | 4HP17L24P-**A |  |  | EAH1P30B+TDR+TXV | 80G1UH070BE12 | 23800 | 18 |  | 14.5 | 10 |  | 21200 | 13600 | 64.15% | 23600 | 16.8 | 13.5 | 8.5 | 21600 |  |  |  | Residential | 492.5 | No | 1.97 | No
210327459 | Central Heat Pump | ROYALTON | HRCU-A-CB (Split System: Heat Pump with Remote Outdoor Unit-Air-Source) | 4HP17L18P-**A |  |  | EAH1P30B+TDR+TXV | 96G2UH045BV12 | 18000 | 18 |  | 14.5 | 10 |  | 16800 | 10600 | 63.1% | 18000 | 16.6 | 13.5 | 8.5 | 17400 |  |  |  | Residential | 375 | No | 1.5 | No
210327464 | Central Heat Pump | ROYALTON | HRCU-A-CB (Split System: Heat Pump with Remote Outdoor Unit-Air-Source) | 4HP17L18P-**A |  |  | EAH1P30B+TDR+TXV | 96G2UH070BV12 | 18000 | 18.2 |  | 14.5 | 10 |  | 16800 | 10600 | 63.1% | 18000 | 16.8 | 14 | 8.5 | 17400 |  |  |  | Residential | 375 | No | 1.5 | No
208497415 | Central Heat Pump | KEEPRITE | HRCU-A-CB (Split System: Heat Pump with Remote Outdoor Unit-Air-Source) | DLCSRBH24AAK |  |  | DLFSAAH24XAK |  | 22000 | 20 |  | 12.5 | 11.6 |  | 27000 | 16500 | 61.11% | [8 empty] | Residential | 457.5 | No | 1.83
207826603 | Central Heat Pump | KEEPRITE | HRCU-A-CB (Split System: Heat Pump with Remote Outdoor Unit-Air-Source) | DLCSRBH18AAK |  |  | DLFSABH18XBK |  | 18000 | 20 |  | 12.5 | 10.8 |  | 19000 | 15400 | 81.05% | 18000 | 17.6 | 11.7 | 9.6 | 19000 | 17000 | 89.47% | 2 | Residential | 375 | Yes | 1.5 | Both
207826602 | Central Heat Pump | KEEPRITE | HRCU-A-CB (Split System: Heat Pump with Remote Outdoor Unit-Air-Source) | DLCSRBH24AAK |  |  | DLFSABH24XBK |  | 23000 | 21 |  | 12.5 | 11.6 |  | 26000 | 16900 | 65% | 23000 | 18.4 | 11.7 | 9.3 | 26000 | 21200 | 81.54% | 1.9 | Residential | 480 | Yes | 1.92 | Both
209852081 | Central Heat Pump | KEEPRITE | HRCU-A-CB (Split System: Heat Pump with Remote Outdoor Unit-Air-Source) | DLCURAH24ABK |  |  | DLFUAAH24XAK |  | 24000 | 20 |  | 12.5 | 12 |  | 24000 | 19200 | 80% | 24000 | 17.4 | 11.7 | 10 | 24000 | 22600 | 94.17% | 1.91 | Residential | 500 | Yes | 2 | Both
209852080 | Central Heat Pump | KEEPRITE | HRCU-A-CB (Split System: Heat Pump with Remote Outdoor Unit-Air-Source) | DLCURAH18ABK |  |  | DLFUAAH18XAK |  | 18000 | 20 |  | 12.5 | 11 |  | 19000 | 13500 | 71.05% | 18000 | 18 | 12.4 | 9.3 | 19000 | 16500 | 86.84% | 2.04 | Residential | 375 | Yes | 1.5 | Both
209852113 | Central Heat Pump | TEMPSTAR | HRCU-A-CB (Split System: Heat Pump with Remote Outdoor Unit-Air-Source) | DLCURAH18ABK |  |  | DLFUAAH18XAK |  | 18000 | 20 |  | 12.5 | 11 |  | 19000 | 13500 | 71.05% | 18000 | 18 | 12.4 | 9.3 | 19000 | 16500 | 86.84% | 2.04 | Residential | 375 | Yes | 1.5 | Both
209852114 | Central Heat Pump | TEMPSTAR | HRCU-A-CB (Split System: Heat Pump with Remote Outdoor Unit-Air-Source) | DLCURAH24ABK |  |  | DLFUAAH24XAK |  | 24000 | 20 |  | 12.5 | 12 |  | 24000 | 19200 | 80% | 24000 | 17.4 | 11.7 | 10 | 24000 | 22600 | 94.17% | 1.91 | Residential | 500 | Yes | 2 | Both
207826609 | Central Heat Pump | TEMPSTAR | HRCU-A-CB (Split System: Heat Pump with Remote Outdoor Unit-Air-Source) | DLCSRBH18AAK |  |  | DLFSABH18XBK |  | 18000 | 20 |  | 12.5 | 10.8 |  | 19000 | 15400 | 81.05% | 18000 | 17.6 | 11.7 | 9.6 | 19000 | 17000 | 89.47% | 2 | Residential | 375 | Yes | 1.5 | Both
208497418 | Central Heat Pump | TEMPSTAR | HRCU-A-CB (Split System: Heat Pump with Remote Outdoor Unit-Air-Source) | DLCSRBH24AAK |  |  | DLFSAAH24XAK |  | 22000 | 20 |  | 12.5 | 11.6 |  | 27000 | 16500 | 61.11% | [8 empty] | Residential | 457.5 | No | 1.83
207826608 | Central Heat Pump | TEMPSTAR | HRCU-A-CB (Split System: Heat Pump with Remote Outdoor Unit-Air-Source) | DLCSRBH24AAK |  |  | DLFSABH24XBK |  | 23000 | 21 |  | 12.5 | 11.6 |  | 26000 | 16900 | 65% | 23000 | 18.4 | 11.7 | 9.3 | 26000 | 21200 | 81.54% | 1.9 | Residential | 480 | Yes | 1.92 | Both
210343158 | Central Heat Pump | INNOVAIR | HRCU-A-CB (Split System: Heat Pump with Remote Outdoor Unit-Air-Source) | SHV24H2R20 |  |  | DEV24H2R19 |  | 24000 | 20 |  | 12.5 | 12 |  | 24000 | 19200 | 80% | 24000 | 17.4 | 11.7 | 10 | 24000 | 22600 | 94.17% | 1.91 | Residential | 500 | Yes | 2 | Both
206903141 | Central Heat Pump | DUCANE | HRCU-A-CB (Split System: Heat Pump with Remote Outdoor Unit-Air-Source) | 4HP18V36P |  |  | BCE5E30M |  | 24000 | 18 |  | 13 | 10 |  | 24000 | 15600 | 65% | 24200 | 18.5 | 12.3 | 8.5 | 24000 |  |  |  | Residential | 505 | No | 2.02
206903142 | Central Heat Pump | DUCANE | HRCU-A-CB (Split System: Heat Pump with Remote Outdoor Unit-Air-Source) | 4HP18V36P |  |  | BCE5V18M |  | 23800 | 20 |  | 13 | 10 |  | 24000 | 15000 | 62.5% | 23600 | 19 | 12.3 | 8.5 | 24000 |  |  |  | Residential | 492.5 | No | 1.97
206903143 | Central Heat Pump | DUCANE | HRCU-A-CB (Split System: Heat Pump with Remote Outdoor Unit-Air-Source) | 4HP18V36P |  |  | BCE5V24M |  | 23800 | 20 |  | 13 | 10 |  | 24000 | 15900 | 66.25% | 23800 | 19 | 12.3 | 8.1 | 24000 |  |  |  | Residential | 495 | No | 1.98
206903144 | Central Heat Pump | DUCANE | HRCU-A-CB (Split System: Heat Pump with Remote Outdoor Unit-Air-Source) | 4HP18V36P |  |  | BCE5V30M |  | 24000 | 20 |  | 13 | 10 |  | 24000 | 15600 | 65% | 24000 | 19 | 12.3 | 8.5 | 24000 |  |  |  | Residential | 500 | No | 2
206903145 | Central Heat Pump | DUCANE | HRCU-A-CB (Split System: Heat Pump with Remote Outdoor Unit-Air-Source) | 4HP18V36P |  |  | BCE7E18M |  | 23600 | 20 |  | 13 | 10 |  | 24000 | 15100 | 62.92% | 23400 | 19 | 12.3 | 8.5 | 24000 |  |  |  | Residential | 487.5 | No | 1.95
206903146 | Central Heat Pump | DUCANE | HRCU-A-CB (Split System: Heat Pump with Remote Outdoor Unit-Air-Source) | 4HP18V36P |  |  | BCE7E24M |  | 23600 | 20 |  | 13 | 10 |  | 24000 | 14800 | 61.67% | 23400 | 19 | 12.3 | 8.5 | 24000 |  |  |  | Residential | 487.5 | No | 1.95
206903147 | Central Heat Pump | DUCANE | HRCU-A-CB (Split System: Heat Pump with Remote Outdoor Unit-Air-Source) | 4HP18V36P |  |  | BCE7E30M |  | 24000 | 20 |  | 13 | 10 |  | 24000 | 15000 | 62.5% | 24200 | 19 | 12.3 | 8.5 | 24000 |  |  |  | Residential | 505 | No | 2.02
206903149 | Central Heat Pump | DUCANE | HRCU-A-CB (Split System: Heat Pump with Remote Outdoor Unit-Air-Source) | 4HP18V36P |  |  | E*1P23A+H4TXV01 | 80G1UH040AE12X | 23800 | 18.5 |  | 13 | 10 |  | 24000 | 14900 | 62.08% | 23600 | 19 | 12.3 | 8.1 | 24000 |  |  |  | Residential | 492.5 | No | 1.97
206903151 | Central Heat Pump | DUCANE | HRCU-A-CB (Split System: Heat Pump with Remote Outdoor Unit-Air-Source) | 4HP18V36P |  |  | E*1P23A+H4TXV01 | 80G1UH060AE12X | 23800 | 18.5 |  | 13 | 10 |  | 24000 | 14900 | 62.08% | 23600 | 19 | 12.3 | 8.1 | 24000 |  |  |  | Residential | 492.5 | No | 1.97
206903152 | Central Heat Pump | DUCANE | HRCU-A-CB (Split System: Heat Pump with Remote Outdoor Unit-Air-Source) | 4HP18V36P |  |  | E*1P23A+H4TXV01 | 80G2UH045AE12 | 23200 | 19 |  | 13 | 10 |  | 24000 | 15000 | 62.5% | 23000 | 18.5 | 12.3 | 8.1 | 24000 |  |  |  | Residential | 480 | No | 1.92
206903153 | Central Heat Pump | DUCANE | HRCU-A-CB (Split System: Heat Pump with Remote Outdoor Unit-Air-Source) | 4HP18V36P |  |  | E*1P23A+H4TXV01 | 80G2UH070AE12 | 23400 | 20 |  | 13 | 10 |  | 24000 | 14900 | 62.08% | 23600 | 19 | 12.3 | 8.5 | 24000 |  |  |  | Residential | 492.5 | No | 1.97
206903154 | Central Heat Pump | DUCANE | HRCU-A-CB (Split System: Heat Pump with Remote Outdoor Unit-Air-Source) | 4HP18V36P |  |  | E*1P23A+H4TXV01 | 80G2UH070AE12L | 23400 | 20 |  | 13 | 10 |  | 24000 | 14900 | 62.08% | 23600 | 19 | 12.3 | 8.5 | 24000 |  |  |  | Residential | 492.5 | No | 1.97
206903155 | Central Heat Pump | DUCANE | HRCU-A-CB (Split System: Heat Pump with Remote Outdoor Unit-Air-Source) | 4HP18V36P |  |  | E*1P23B+H4TXV01 | 96G2UH045BV12 | 23400 | 20 |  | 13 | 10 |  | 24000 | 14900 | 62.08% | 23400 | 19 | 12.3 | 8.1 | 24000 |  |  |  | Residential | 487.5 | No | 1.95
206903156 | Central Heat Pump | DUCANE | HRCU-A-CB (Split System: Heat Pump with Remote Outdoor Unit-Air-Source) | 4HP18V36P |  |  | E*1P23B+H4TXV01 | 96G2UH070BV12 | 23400 | 20 |  | 13 | 10 |  | 24000 | 14800 | 61.67% | 23400 | 19 | 12.3 | 8.5 | 24000 |  |  |  | Residential | 487.5 | No | 1.95
206903157 | Central Heat Pump | DUCANE | HRCU-A-CB (Split System: Heat Pump with Remote Outdoor Unit-Air-Source) | 4HP18V36P |  |  | E*1P23B+H4TXV01 | EFV08BCA | 23200 | 19.5 |  | 13 | 10 |  | 24000 | 15100 | 62.92% | 22800 | 17.1 | 12.3 | 8.1 | 24000 |  |  |  | Residential | 475 | No | 1.9
206903158 | Central Heat Pump | DUCANE | HRCU-A-CB (Split System: Heat Pump with Remote Outdoor Unit-Air-Source) | 4HP18V36P |  |  | E*1P23B+H4TXV01 | EFV12BCA | 23400 | 20 |  | 13 | 10 |  | 24000 | 14900 | 62.08% | 23200 | 18 | 12.3 | 8.1 | 24000 |  |  |  | Residential | 482.5 | No | 1.93
206903161 | Central Heat Pump | DUCANE | HRCU-A-CB (Split System: Heat Pump with Remote Outdoor Unit-Air-Source) | 4HP18V36P |  |  | E*1P23B+H4TXV01 | 92G1UH030BE12 | 23400 | 19.5 |  | 13 | 10 |  | 24000 | 15000 | 62.5% | 23200 | 18 | 12.3 | 8.1 | 24000 |  |  |  | Residential | 482.5 | No | 1.93
206903162 | Central Heat Pump | DUCANE | HRCU-A-CB (Split System: Heat Pump with Remote Outdoor Unit-Air-Source) | 4HP18V36P |  |  | E*1P23B+H4TXV01 | 92G1UH045BE12 | 23200 | 19 |  | 13 | 10 |  | 24000 | 14800 | 61.67% | 23600 | 19 | 12.3 | 8.5 | 24000 |  |  |  | Residential | 492.5 | No | 1.97
206903163 | Central Heat Pump | DUCANE | HRCU-A-CB (Split System: Heat Pump with Remote Outdoor Unit-Air-Source) | 4HP18V36P |  |  | E*1P23B+H4TXV01 | 92G1UH070BE12 | 23200 | 19 |  | 13 | 10 |  | 24000 | 14900 | 62.08% | 23600 | 19 | 12.3 | 8.5 | 24000 |  |  |  | Residential | 492.5 | No | 1.97
206903195 | Central Heat Pump | DUCANE | HRCU-A-CB (Split System: Heat Pump with Remote Outdoor Unit-Air-Source) | 4HP18V36P |  |  | EA(C,U)1P30A+H4TXV01 | 80G2UH070AE12 | 24000 | 19.5 |  | 13 | 10 |  | 24000 | 15400 | 64.17% | 24000 | 19 | 12.3 | 8.1 | 24000 |  |  |  | Residential | 500 | No | 2
206903196 | Central Heat Pump | DUCANE | HRCU-A-CB (Split System: Heat Pump with Remote Outdoor Unit-Air-Source) | 4HP18V36P |  |  | EA(C,U)1P30A+H4TXV01 | 80G2UH070AE12L | 24000 | 19.5 |  | 13 | 10 |  | 24000 | 15400 | 64.17% | 24000 | 19 | 12.3 | 8.1 | 24000 |  |  |  | Residential | 500 | No | 2
206903198 | Central Heat Pump | DUCANE | HRCU-A-CB (Split System: Heat Pump with Remote Outdoor Unit-Air-Source) | 4HP18V36P |  |  | EA(C,U)1P30B+H4TXV01 | 96G2UH070BV12 | 23800 | 20 |  | 13 | 10 |  | 24000 | 15400 | 64.17% | 23800 | 19 | 12.3 | 8.1 | 24000 |  |  |  | Residential | 495 | No | 1.98
206903238 | Central Heat Pump | DUCANE | HRCU-A-CB (Split System: Heat Pump with Remote Outdoor Unit-Air-Source) | 4HP18V36P |  |  | EAC4X30A | 80G2UH070AE12 | 24000 | 19.5 |  | 13 | 10 |  | 24000 | 15400 | 64.17% | 24000 | 19 | 12.3 | 8.1 | 24000 |  |  |  | Residential | 500 | No | 2
206903239 | Central Heat Pump | DUCANE | HRCU-A-CB (Split System: Heat Pump with Remote Outdoor Unit-Air-Source) | 4HP18V36P |  |  | EAC4X30A | 80G2UH070AE12L | 24000 | 19.5 |  | 13 | 10 |  | 24000 | 15400 | 64.17% | 24000 | 19 | 12.3 | 8.1 | 24000 |  |  |  | Residential | 500 | No | 2
206903241 | Central Heat Pump | DUCANE | HRCU-A-CB (Split System: Heat Pump with Remote Outdoor Unit-Air-Source) | 4HP18V36P |  |  | EAC4X30B | 96G2UH070BV12 | 23800 | 20 |  | 13 | 10 |  | 24000 | 15400 | 64.17% | 23800 | 19 | 12.3 | 8.1 | 24000 |  |  |  | Residential | 495 | No | 1.98
206903256 | Central Heat Pump | DUCANE | HRCU-A-CB (Split System: Heat Pump with Remote Outdoor Unit-Air-Source) | 4HP18V36P |  |  | EAH1P30A+H4TXV01 | 80G1UH040AE12X | 24000 | 19.5 |  | 13 | 10 |  | 24000 | 15100 | 62.92% | 24000 | 19 | 12.3 | 8.5 | 24000 |  |  |  | Residential | 500 | No | 2
206903257 | Central Heat Pump | DUCANE | HRCU-A-CB (Split System: Heat Pump with Remote Outdoor Unit-Air-Source) | 4HP18V36P |  |  | EAH1P30A+H4TXV01 | 80G1UH045AE12 | 24000 | 18.5 |  | 13 | 10 |  | 24000 | 15200 | 63.33% | 24000 | 19 | 12.3 | 8.5 | 24000 |  |  |  | Residential | 500 | No | 2
206903258 | Central Heat Pump | DUCANE | HRCU-A-CB (Split System: Heat Pump with Remote Outdoor Unit-Air-Source) | 4HP18V36P |  |  | EAH1P30A+H4TXV01 | 80G1UH060AE12X | 24000 | 19.5 |  | 13 | 10 |  | 24000 | 15100 | 62.92% | 24000 | 19 | 12.3 | 8.5 | 24000 |  |  |  | Residential | 500 | No | 2
206903259 | Central Heat Pump | DUCANE | HRCU-A-CB (Split System: Heat Pump with Remote Outdoor Unit-Air-Source) | 4HP18V36P |  |  | EAH1P30A+H4TXV01 | 80G2UH045AE12 | 23800 | 20 |  | 13 | 10 |  | 24000 | 15200 | 63.33% | 23800 | 19 | 12.3 | 8.5 | 24000 |  |  |  | Residential | 495 | No | 1.98
206903260 | Central Heat Pump | DUCANE | HRCU-A-CB (Split System: Heat Pump with Remote Outdoor Unit-Air-Source) | 4HP18V36P |  |  | EAH1P30A+H4TXV01 | 80G2UH070AE12 | 24000 | 20 |  | 13 | 10 |  | 24000 | 15100 | 62.92% | 24000 | 19 | 12.3 | 8.5 | 24000 |  |  |  | Residential | 500 | No | 2
206903261 | Central Heat Pump | DUCANE | HRCU-A-CB (Split System: Heat Pump with Remote Outdoor Unit-Air-Source) | 4HP18V36P |  |  | EAH1P30A+H4TXV01 | 80G2UH070AE12L | 24000 | 20 |  | 13 | 10 |  | 24000 | 15100 | 62.92% | 24000 | 19 | 12.3 | 8.5 | 24000 |  |  |  | Residential | 500 | No | 2
206903262 | Central Heat Pump | DUCANE | HRCU-A-CB (Split System: Heat Pump with Remote Outdoor Unit-Air-Source) | 4HP18V36P |  |  | EAH1P30B+H4TXV01 | 96G2UH045BV12 | 24000 | 20 |  | 13 | 10 |  | 24000 | 15300 | 63.75% | 24000 | 19 | 12.3 | 8.5 | 24000 |  |  |  | Residential | 500 | No | 2
206903263 | Central Heat Pump | DUCANE | HRCU-A-CB (Split System: Heat Pump with Remote Outdoor Unit-Air-Source) | 4HP18V36P |  |  | EAH1P30B+H4TXV01 | 96G2UH070BV12 | 24000 | 20 |  | 13 | 10 |  | 24000 | 15300 | 63.75% | 24000 | 19 | 12.3 | 8.5 | 24000 |  |  |  | Residential | 500 | No | 2
206903264 | Central Heat Pump | DUCANE | HRCU-A-CB (Split System: Heat Pump with Remote Outdoor Unit-Air-Source) | 4HP18V36P |  |  | EAH1P30B+H4TXV01 | EFV08BCA | 23800 | 20 |  | 13 | 10 |  | 24000 | 15500 | 64.58% | 23600 | 17.5 | 12.3 | 8.5 | 24000 |  |  |  | Residential | 492.5 | No | 1.97
206903265 | Central Heat Pump | DUCANE | HRCU-A-CB (Split System: Heat Pump with Remote Outdoor Unit-Air-Source) | 4HP18V36P |  |  | EAH1P30B+H4TXV01 | EFV12BCA | 24000 | 20 |  | 13 | 10 |  | 24000 | 15300 | 63.75% | 24000 | 19 | 12.3 | 8.5 | 24000 |  |  |  | Residential | 500 | No | 2
206903266 | Central Heat Pump | DUCANE | HRCU-A-CB (Split System: Heat Pump with Remote Outdoor Unit-Air-Source) | 4HP18V36P |  |  | EAH1P30B+H4TXV01 | 80G1UH070BE12 | 24000 | 18.5 |  | 13 | 10 |  | 24000 | 15300 | 63.75% | 24000 | 19 | 12.3 | 8.5 | 24000 |  |  |  | Residential | 500 | No | 2
206903267 | Central Heat Pump | DUCANE | HRCU-A-CB (Split System: Heat Pump with Remote Outdoor Unit-Air-Source) | 4HP18V36P |  |  | EAH1P30B+H4TXV01 | 80G2UH090BE12 | 24000 | 18 |  | 13 | 10 |  | 24000 | 15400 | 64.17% | 23600 | 19 | 12.3 | 8.5 | 24000 |  |  |  | Residential | 492.5 | No | 1.97
206903268 | Central Heat Pump | DUCANE | HRCU-A-CB (Split System: Heat Pump with Remote Outdoor Unit-Air-Source) | 4HP18V36P |  |  | EAH1P30B+H4TXV01 | 92G1UH030BE12 | 24000 | 20 |  | 13 | 10 |  | 24000 | 15500 | 64.58% | 23600 | 18.5 | 12.3 | 8.1 | 24000 |  |  |  | Residential | 492.5 | No | 1.97
209329452 | Central Heat Pump | DUCANE | HRCU-A-CB (Split System: Heat Pump with Remote Outdoor Unit-Air-Source) | 4HP18V36P |  |  | E*1P23B+H4TXV01 | 96G2UH030BE08 | 23200 | 19 |  | 13 | 10 |  | 24000 | 14600 | 60.83% | [8 empty] | Residential | 482.5 | No | 1.93
209329465 | Central Heat Pump | DUCANE | HRCU-A-CB (Split System: Heat Pump with Remote Outdoor Unit-Air-Source) | 4HP18V36P |  |  | EA(C,U)1P30B+H4TXV01 | 96G2UH030BE08 | 23600 | 19.5 |  | 13 | 10 |  | 24000 | 14600 | 60.83% | [8 empty] | Residential | 492.5 | No | 1.97
209329477 | Central Heat Pump | DUCANE | HRCU-A-CB (Split System: Heat Pump with Remote Outdoor Unit-Air-Source) | 4HP18V36P |  |  | EAC4X30B | 96G2UH030BE08 | 23600 | 19.5 |  | 13 | 10 |  | 24000 | 14600 | 60.83% | [8 empty] | Residential | 492.5 | No | 1.97
209329488 | Central Heat Pump | DUCANE | HRCU-A-CB (Split System: Heat Pump with Remote Outdoor Unit-Air-Source) | 4HP18V36P |  |  | EC4X23B | 96G2UH030BE08 | 23200 | 19 |  | 13 | 10 |  | 24000 | 14600 | 60.83% | [8 empty] | Residential | 482.5 | No | 1.93
209329485 | Central Heat Pump | DUCANE | HRCU-A-CB (Split System: Heat Pump with Remote Outdoor Unit-Air-Source) | 4HP18V36P |  |  | EAH1P30B+H4TXV01 | 96G2UH045BE12 | 24000 | 18.5 |  | 13 | 10 |  | 24000 | 15100 | 62.92% | 24000 | 18.5 | 12.3 | 8.5 | 24000 |  |  |  | Residential | 500 | No | 2
209329487 | Central Heat Pump | DUCANE | HRCU-A-CB (Split System: Heat Pump with Remote Outdoor Unit-Air-Source) | 4HP18V36P |  |  | EAH1P30B+H4TXV01 | 96G2UH070BE12 | 24000 | 18.5 |  | 13 | 10 |  | 24000 | 15100 | 62.92% | 23800 | 18.5 | 12.3 | 8.5 | 24000 |  |  |  | Residential | 495 | No | 1.98
206903269 | Central Heat Pump | DUCANE | HRCU-A-CB (Split System: Heat Pump with Remote Outdoor Unit-Air-Source) | 4HP18V36P |  |  | EAH1P30B+H4TXV01 | 92G1UH045BE12 | 23800 | 19.5 |  | 13 | 10 |  | 24000 | 15300 | 63.75% | 24000 | 19 | 12.3 | 8.5 | 24000 |  |  |  | Residential | 500 | No | 2
206903270 | Central Heat Pump | DUCANE | HRCU-A-CB (Split System: Heat Pump with Remote Outdoor Unit-Air-Source) | 4HP18V36P |  |  | EAH1P30B+H4TXV01 | 92G1UH070BE12 | 24000 | 20 |  | 13 | 10 |  | 24000 | 15300 | 63.75% | 24000 | 19 | 12.3 | 8.5 | 24000 |  |  |  | Residential | 500 | No | 2
206903274 | Central Heat Pump | DUCANE | HRCU-A-CB (Split System: Heat Pump with Remote Outdoor Unit-Air-Source) | 4HP18V36P |  |  | EAH1P30B+H4TXV01 | 96G1UH030BE08 | 24000 | 19.5 |  | 13 | 10 |  | 24000 | 15300 | 63.75% | 23600 | 18.5 | 12.3 | 8.1 | 24000 |  |  |  | Residential | 492.5 | No | 1.97
206903276 | Central Heat Pump | DUCANE | HRCU-A-CB (Split System: Heat Pump with Remote Outdoor Unit-Air-Source) | 4HP18V36P |  |  | EAH1P30B+H4TXV01 | 96G1UH070BE12 | 24000 | 18.5 |  | 13 | 10 |  | 24000 | 15300 | 63.75% | 24000 | 18.5 | 12.3 | 8.5 | 24000 |  |  |  | Residential | 500 | No | 2
206903148 | Central Heat Pump | DUCANE | HRCU-A-CB (Split System: Heat Pump with Remote Outdoor Unit-Air-Source) | 4HP18V36P |  |  | E*1P23A+H4TXV01 | 80G2UH070AV12* | 23400 | 20 |  | 13 | 10 |  | 24000 | 14900 | 62.08% | [8 empty] | Residential | 487.5 | No | 1.95
206903166 | Central Heat Pump | DUCANE | HRCU-A-CB (Split System: Heat Pump with Remote Outdoor Unit-Air-Source) | 4HP18V36P |  |  | E*1P23B+H4TXV01 | 96G1UH030BE08 | 23200 | 18.5 |  | 13 | 10 |  | 24000 | 14900 | 62.08% | [8 empty] | Residential | 482.5 | No | 1.93
206903190 | Central Heat Pump | DUCANE | HRCU-A-CB (Split System: Heat Pump with Remote Outdoor Unit-Air-Source) | 4HP18V36P |  |  | EA(C,U)1P30A+H4TXV01 | 80G2UH070AV12* | 23800 | 20 |  | 13 | 10 |  | 24000 | 15400 | 64.17% | [8 empty] | Residential | 495 | No | 1.98
206903233 | Central Heat Pump | DUCANE | HRCU-A-CB (Split System: Heat Pump with Remote Outdoor Unit-Air-Source) | 4HP18V36P |  |  | EAC4X30A | 80G2UH070AV12* | 23800 | 20 |  | 13 | 10 |  | 24000 | 15400 | 64.17% | [8 empty] | Residential | 495 | No | 1.98
206903255 | Central Heat Pump | DUCANE | HRCU-A-CB (Split System: Heat Pump with Remote Outdoor Unit-Air-Source) | 4HP18V36P |  |  | EAH1P30A+H4TXV01 | 80G2UH070AV12* | 24000 | 20 |  | 13 | 10 |  | 24000 | 15100 | 62.92% | [8 empty] | Residential | 500 | No | 2
206903271 | Central Heat Pump | DUCANE | HRCU-A-CB (Split System: Heat Pump with Remote Outdoor Unit-Air-Source) | 4HP18V36P |  |  | EAH1P30B+H4TXV01 | 95G1UH040BE12X | 24000 | 18.5 |  | 13 | 10 |  | 24000 | 15400 | 64.17% | [8 empty] | Residential | 500 | No | 2
206903273 | Central Heat Pump | DUCANE | HRCU-A-CB (Split System: Heat Pump with Remote Outdoor Unit-Air-Source) | 4HP18V36P |  |  | EAH1P30B+H4TXV01 | 95G1UH070BE12 | 24000 | 18 |  | 13 | 10 |  | 24000 | 15400 | 64.17% | [8 empty] | Residential | 500 | No | 2
206903275 | Central Heat Pump | DUCANE | HRCU-A-CB (Split System: Heat Pump with Remote Outdoor Unit-Air-Source) | 4HP18V36P |  |  | EAH1P30B+H4TXV01 | 96G1UH045BE12 | 24000 | 18.5 |  | 13 | 10 |  | 24000 | 15300 | 63.75% | [8 empty] | Residential | 500 | No | 2
206903277 | Central Heat Pump | DUCANE | HRCU-A-CB (Split System: Heat Pump with Remote Outdoor Unit-Air-Source) | 4HP18V36P |  |  | EC4X23A | 80G2UH070AV12* | 23400 | 20 |  | 13 | 10 |  | 24000 | 14900 | 62.08% | [8 empty] | Residential | 487.5 | No | 1.95
206903278 | Central Heat Pump | DUCANE | HRCU-A-CB (Split System: Heat Pump with Remote Outdoor Unit-Air-Source) | 4HP18V36P |  |  | EC4X23A | 80G1UH040AE12X | 23800 | 18.5 |  | 13 | 10 |  | 24000 | 14900 | 62.08% | [8 empty] | Residential | 495 | No | 1.98
206903280 | Central Heat Pump | DUCANE | HRCU-A-CB (Split System: Heat Pump with Remote Outdoor Unit-Air-Source) | 4HP18V36P |  |  | EC4X23A | 80G1UH060AE12X | 23800 | 18.5 |  | 13 | 10 |  | 24000 | 14900 | 62.08% | [8 empty] | Residential | 495 | No | 1.98
206903281 | Central Heat Pump | DUCANE | HRCU-A-CB (Split System: Heat Pump with Remote Outdoor Unit-Air-Source) | 4HP18V36P |  |  | EC4X23A | 80G2UH045AE12 | 23200 | 19 |  | 13 | 10 |  | 24000 | 15000 | 62.5% | [8 empty] | Residential | 482.5 | No | 1.93
206903282 | Central Heat Pump | DUCANE | HRCU-A-CB (Split System: Heat Pump with Remote Outdoor Unit-Air-Source) | 4HP18V36P |  |  | EC4X23A | 80G2UH070AE12 | 23400 | 20 |  | 13 | 10 |  | 24000 | 14900 | 62.08% | [8 empty] | Residential | 487.5 | No | 1.95
206903283 | Central Heat Pump | DUCANE | HRCU-A-CB (Split System: Heat Pump with Remote Outdoor Unit-Air-Source) | 4HP18V36P |  |  | EC4X23A | 80G2UH070AE12L | 23400 | 20 |  | 13 | 10 |  | 24000 | 14900 | 62.08% | [8 empty] | Residential | 487.5 | No | 1.95
206903284 | Central Heat Pump | DUCANE | HRCU-A-CB (Split System: Heat Pump with Remote Outdoor Unit-Air-Source) | 4HP18V36P |  |  | EC4X23B | 96G2UH045BV12 | 23400 | 20 |  | 13 | 10 |  | 24000 | 14900 | 62.08% | [8 empty] | Residential | 487.5 | No | 1.95
206903285 | Central Heat Pump | DUCANE | HRCU-A-CB (Split System: Heat Pump with Remote Outdoor Unit-Air-Source) | 4HP18V36P |  |  | EC4X23B | 96G2UH070BV12 | 23400 | 20 |  | 13 | 10 |  | 24000 | 14800 | 61.67% | [8 empty] | Residential | 487.5 | No | 1.95
206903286 | Central Heat Pump | DUCANE | HRCU-A-CB (Split System: Heat Pump with Remote Outdoor Unit-Air-Source) | 4HP18V36P |  |  | EC4X23B | EFV08BCA | 23200 | 19.5 |  | 13 | 10 |  | 24000 | 15100 | 62.92% | [8 empty] | Residential | 482.5 | No | 1.93
206903287 | Central Heat Pump | DUCANE | HRCU-A-CB (Split System: Heat Pump with Remote Outdoor Unit-Air-Source) | 4HP18V36P |  |  | EC4X23B | EFV12BCA | 23400 | 20 |  | 13 | 10 |  | 24000 | 14900 | 62.08% | [8 empty] | Residential | 487.5 | No | 1.95
206903290 | Central Heat Pump | DUCANE | HRCU-A-CB (Split System: Heat Pump with Remote Outdoor Unit-Air-Source) | 4HP18V36P |  |  | EC4X23B | 92G1UH030BE12 | 23400 | 19.5 |  | 13 | 10 |  | 24000 | 15000 | 62.5% | [8 empty] | Residential | 487.5 | No | 1.95
206903291 | Central Heat Pump | DUCANE | HRCU-A-CB (Split System: Heat Pump with Remote Outdoor Unit-Air-Source) | 4HP18V36P |  |  | EC4X23B | 92G1UH045BE12 | 23200 | 19 |  | 13 | 10 |  | 24000 | 14800 | 61.67% | [8 empty] | Residential | 482.5 | No | 1.93
206903292 | Central Heat Pump | DUCANE | HRCU-A-CB (Split System: Heat Pump with Remote Outdoor Unit-Air-Source) | 4HP18V36P |  |  | EC4X23B | 92G1UH070BE12 | 23200 | 19 |  | 13 | 10 |  | 24000 | 14900 | 62.08% | [8 empty] | Residential | 482.5 | No | 1.93
206903295 | Central Heat Pump | DUCANE | HRCU-A-CB (Split System: Heat Pump with Remote Outdoor Unit-Air-Source) | 4HP18V36P |  |  | EC4X23B | 96G1UH030BE08 | 23200 | 18.5 |  | 13 | 10 |  | 24000 | 14900 | 62.08% | [8 empty] | Residential | 482.5 | No | 1.93
207560481 | Central Heat Pump | MAYTAG | HRCU-A-CB (Split System: Heat Pump with Remote Outdoor Unit-Air-Source) | PSH1BG4CVRX24K |  |  | B6VMAX24K-B(*) |  | 24600 | 19 |  | 13.9 | 10 |  | 22400 | 14200 | 63.39% | [8 empty] | Residential | 512.5 | No | 2.05
207560482 | Central Heat Pump | MAYTAG | HRCU-A-CB (Split System: Heat Pump with Remote Outdoor Unit-Air-Source) | PSH1BG4CVRX24K |  |  | C6B(A,H)-X26(C,U)-B(*) | PGC2T(*)VB(*) | 24400 | 19 |  | 13.5 | 10 |  | 22200 | 14100 | 63.51% | [8 empty] | Residential | 507.5 | No | 2.03
10296728 | Central Heat Pump | MAYTAG | HRCU-A-CB (Split System: Heat Pump with Remote Outdoor Unit-Air-Source) | PSH1BG4CVRX24K |  |  | B6VMAX24K-B |  | 24600 | 19 |  | 13.9 | 10 |  | 22400 | 14200 | 63.39% | [8 empty] | Residential | 512.5 | No | 2.05
10296730 | Central Heat Pump | MAYTAG | HRCU-A-CB (Split System: Heat Pump with Remote Outdoor Unit-Air-Source) | PSH1BG4CVRX24K |  |  | C6B(A,H)-X26(C,U)-B | PGC2T(*)VB(*) | 24400 | 19 |  | 13.5 | 10 |  | 22200 | 14100 | 63.51% | [8 empty] | Residential | 507.5 | No | 2.03
10296733 | Central Heat Pump | MAYTAG | HRCU-A-CB (Split System: Heat Pump with Remote Outdoor Unit-Air-Source) | PSH1BG4CVRX36K |  |  | B6VMAX36K-B |  | 34800 | 19 |  | 12.6 | 10 |  | 34400 | 21800 | 63.37% | [8 empty] | Residential | 725 | No | 2.9
10296737 | Central Heat Pump | MAYTAG | HRCU-A-CB (Split System: Heat Pump with Remote Outdoor Unit-Air-Source) | PSH1BG4CVRX36K |  |  | C6B(A,H)-X36(C,U)-C | PGC2T(*)VC(*) | 34800 | 18.5 |  | 12.5 | 10 |  | 34200 | 21800 | 63.74% | [8 empty] | Residential | 725 | No | 2.9
204303170 | Central Heat Pump | MAYTAG | HRCU-A-CB (Split System: Heat Pump with Remote Outdoor Unit-Air-Source) | PSH1BG4CVRX24K |  |  | C6B(A,H)-X26(C,U)-B | MB7VM-1600K-B | 24600 | 19 |  | 13.9 | 10 |  | 22400 | 14200 | 63.39% | [8 empty] | Residential | 512.5 | No | 2.05
204303172 | Central Heat Pump | MAYTAG | HRCU-A-CB (Split System: Heat Pump with Remote Outdoor Unit-Air-Source) | PSH1BG4CVRX36K |  |  | C6B(A,H)-X36(C,U)-B | MB7VM-1600K-B | 34800 | 19 |  | 12.6 | 10 |  | 34400 | 21800 | 63.37% | [8 empty] | Residential | 725 | No | 2.9
207560483 | Central Heat Pump | MAYTAG | HRCU-A-CB (Split System: Heat Pump with Remote Outdoor Unit-Air-Source) | PSH1BG4CVRX36K |  |  | B6VMAX36K-B(*) |  | 34800 | 19 |  | 12.6 | 10 |  | 34400 | 21800 | 63.37% | [8 empty] | Residential | 725 | No | 2.9
207560486 | Central Heat Pump | MAYTAG | HRCU-A-CB (Split System: Heat Pump with Remote Outdoor Unit-Air-Source) | PSH1BG4CVRX36K |  |  | C6B(A,H)-X36(C,U)-C(*) | PGC2T(*)VC(*) | 34800 | 18.5 |  | 12.5 | 10 |  | 34200 | 21800 | 63.74% | [8 empty] | Residential | 725 | No | 2.9
207561232 | Central Heat Pump | MAYTAG | HRCU-A-CB (Split System: Heat Pump with Remote Outdoor Unit-Air-Source) | PSH1BG4CVRX24K |  |  | C6B(A,H)-X26(C,U)-B(*) | MB7VM-1600K-B(*) | 24600 | 19 |  | 13.9 | 10 |  | 22400 | 14200 | 63.39% | [8 empty] | Residential | 512.5 | No | 2.05
207561233 | Central Heat Pump | MAYTAG | HRCU-A-CB (Split System: Heat Pump with Remote Outdoor Unit-Air-Source) | PSH1BG4CVRX36K |  |  | C6B(A,H)-X36(C,U)-B(*) | MB7VM-1600K-B(*) | 34800 | 19 |  | 12.6 | 10 |  | 34400 | 21800 | 63.37% | [8 empty] | Residential | 725 | No | 2.9
207564643 | Central Heat Pump | MAYTAG | HRCU-A-CB (Split System: Heat Pump with Remote Outdoor Unit-Air-Source) | PSH1BG4CVRX24K |  |  | C6B(A,H)-X26(C,U)-B(*) | PGC2T(*)V(*)B(*) | 24400 | 19 |  | 13.5 | 10 |  | 22200 | 14100 | 63.51% | [8 empty] | Residential | 507.5 | No | 2.03
207564645 | Central Heat Pump | MAYTAG | HRCU-A-CB (Split System: Heat Pump with Remote Outdoor Unit-Air-Source) | PSH1BG4CVRX36K |  |  | C6B(A,H)-X36(C,U)-C(*) | PGC2T(*)V(*)C(*) | 34800 | 18.5 |  | 12.5 | 10 |  | 34200 | 21800 | 63.74% | [8 empty] | Residential | 725 | No | 2.9
206724404 | Central Heat Pump | AireForce | HRCU-A-CB (Split System: Heat Pump with Remote Outdoor Unit-Air-Source) | GXH24-36MSK4DH |  |  | GMH24-**MSK4DH1 |  | 24000 | 20 |  | 12.5 | 10.5 |  | 24000 | 16000 | 66.67% | 24000 | 17 | 12 | 9 | 24000 | 22000 | 91.67% | 1.8 | Residential | 500 | Yes | 2 | Yes
206720402 | Central Heat Pump | AireForce | HRCU-A-CB (Split System: Heat Pump with Remote Outdoor Unit-Air-Source) | GXH24-36MSK4DH |  |  | GMH24-**MSK4DH |  | 24000 | 20 |  | 12.5 | 10.5 |  | 24000 | 16300 | 67.92% | [8 empty] | Residential | 500 | No | 2
207706568 | Central Heat Pump | CanAir | HRCU-A-CB (Split System: Heat Pump with Remote Outdoor Unit-Air-Source) | CDH2018C21 |  |  | CDH2018F21 |  | 18000 | 20 |  | 12.5 | 11 |  | 19000 | 13500 | 71.05% | 18000 | 18 | 12.4 | 9.3 | 19000 | 16500 | 86.84% | 2.04 | Residential | 375 | Yes | 1.5 | Both
207706569 | Central Heat Pump | CanAir | HRCU-A-CB (Split System: Heat Pump with Remote Outdoor Unit-Air-Source) | CDH2024C21 |  |  | CDH2024F21 |  | 24000 | 20 |  | 12.5 | 12 |  | 24000 | 19200 | 80% | 24000 | 17.4 | 11.7 | 10 | 24000 | 22600 | 94.17% | 1.91 | Residential | 500 | Yes | 2 | Both
207826612 | Central Heat Pump | AIRQUEST | HRCU-A-CB (Split System: Heat Pump with Remote Outdoor Unit-Air-Source) | DLCSRBH24AAK |  |  | DLFSABH24XBK |  | 23000 | 21 |  | 12.5 | 11.6 |  | 26000 | 16900 | 65% | 23000 | 18.4 | 11.7 | 9.3 | 26000 | 21200 | 81.54% | 1.9 | Residential | 480 | Yes | 1.92 | Both
209852136 | Central Heat Pump | AIRQUEST | HRCU-A-CB (Split System: Heat Pump with Remote Outdoor Unit-Air-Source) | DLCURAH24ABK |  |  | DLFUAAH24XAK |  | 24000 | 20 |  | 12.5 | 12 |  | 24000 | 19200 | 80% | 24000 | 17.4 | 11.7 | 10 | 24000 | 22600 | 94.17% | 1.91 | Residential | 500 | Yes | 2 | Both
207826613 | Central Heat Pump | AIRQUEST | HRCU-A-CB (Split System: Heat Pump with Remote Outdoor Unit-Air-Source) | DLCSRBH18AAK |  |  | DLFSABH18XBK |  | 18000 | 20 |  | 12.5 | 10.8 |  | 19000 | 15400 | 81.05% | 18000 | 17.6 | 11.7 | 9.6 | 19000 | 17000 | 89.47% | 2 | Residential | 375 | Yes | 1.5 | Both
208497420 | Central Heat Pump | AIRQUEST | HRCU-A-CB (Split System: Heat Pump with Remote Outdoor Unit-Air-Source) | DLCSRBH24AAK |  |  | DLFSAAH24XAK |  | 22000 | 20 |  | 12.5 | 11.6 |  | 27000 | 16500 | 61.11% | [8 empty] | Residential | 457.5 | No | 1.83
209852135 | Central Heat Pump | AIRQUEST | HRCU-A-CB (Split System: Heat Pump with Remote Outdoor Unit-Air-Source) | DLCURAH18ABK |  |  | DLFUAAH18XAK |  | 18000 | 20 |  | 12.5 | 11 |  | 19000 | 13500 | 71.05% | 18000 | 18 | 12.4 | 9.3 | 19000 | 16500 | 86.84% | 2.04 | Residential | 375 | Yes | 1.5 | Both
208130402 | Central Heat Pump | ECO-AIR | HRCU-A-CB (Split System: Heat Pump with Remote Outdoor Unit-Air-Source) | MOX430U-18HFN1-M |  |  | MVC-18HWFN1-M |  | 18000 | 20 |  | 12.5 | 11 |  | 19000 | 13500 | 71.05% | 18000 | 18 | 12.4 | 9.3 | 19000 | 16500 | 86.84% | 2.04 | Residential | 375 | Yes | 1.5 | Both
208130403 | Central Heat Pump | ECO-AIR | HRCU-A-CB (Split System: Heat Pump with Remote Outdoor Unit-Air-Source) | MOD30-24HFN1-MW |  |  | MVC-24HWFN1-M |  | 24000 | 20 |  | 12.5 | 12 |  | 24000 | 19200 | 80% | 24000 | 17.4 | 11.7 | 10 | 24000 | 22600 | 94.17% | 1.91 | Residential | 500 | Yes | 2 | Both
210261902 | Central Heat Pump | GE | HRCU-A-CB (Split System: Heat Pump with Remote Outdoor Unit-Air-Source) | NS17H18SA4-**A |  |  | NCUU24BP4+TDR+TXV | NF80X080V4B-* | 18000 | 18 |  | 15 | 10.2 |  | 17000 | 11200 | 65.88% | 18000 | 16.4 | 13.5 | 8.5 | 17600 |  |  |  | Residential | 375 | No | 1.5 | No
210261914 | Central Heat Pump | GE | HRCU-A-CB (Split System: Heat Pump with Remote Outdoor Unit-Air-Source) | NS17H18SA4-**A |  |  | NCUU30AP4+TDR+TXV | NF80X060V3A-* | 18000 | 18.2 |  | 15 | 10 |  | 16800 | 10600 | 63.1% | 18000 | 16.8 | 14 | 8.5 | 17200 |  |  |  | Residential | 375 | No | 1.5 | No
210261926 | Central Heat Pump | GE | HRCU-A-CB (Split System: Heat Pump with Remote Outdoor Unit-Air-Source) | NS17H18SA4-**A |  |  | NCUU30BP4+TDR+TXV | NF80X080V4B-* | 18000 | 18.6 |  | 15 | 10.2 |  | 17000 | 10600 | 62.35% | 18000 | 16.8 | 14 | 8.5 | 17600 |  |  |  | Residential | 375 | No | 1.5 | No
210261928 | Central Heat Pump | GE | HRCU-A-CB (Split System: Heat Pump with Remote Outdoor Unit-Air-Source) | NS17H18SA4-**A |  |  | NCUU30BP4+TDR+TXV | NF97X040V3B-* | 18000 | 18.2 |  | 15 | 10 |  | 16800 | 10600 | 63.1% | 18000 | 16.8 | 13.5 | 8.5 | 17400 |  |  |  | Residential | 375 | No | 1.5 | No
210261929 | Central Heat Pump | GE | HRCU-A-CB (Split System: Heat Pump with Remote Outdoor Unit-Air-Source) | NS17H18SA4-**A |  |  | NCUU30BP4+TDR+TXV | NF97X060V3B-* | 18000 | 18 |  | 14.5 | 10 |  | 16800 | 10600 | 63.1% | 18000 | 16.8 | 13.5 | 8.5 | 17400 |  |  |  | Residential | 375 | No | 1.5 | No
210261950 | Central Heat Pump | GE | HRCU-A-CB (Split System: Heat Pump with Remote Outdoor Unit-Air-Source) | NS17H18SA4-**A |  |  | NCHC24BT4+TDR | NF80X080V4B-* | 18000 | 18.4 |  | 15 | 10.2 |  | 18000 | 11200 | 62.22% | 18000 | 16.8 | 14 | 8.5 | 18000 |  |  |  | Residential | 375 | No | 1.5 | No
210261952 | Central Heat Pump | GE | HRCU-A-CB (Split System: Heat Pump with Remote Outdoor Unit-Air-Source) | NS17H18SA4-**A |  |  | NCHC24BT4+TDR | NF97X040V3B-* | 18000 | 18 |  | 14.5 | 10 |  | 18000 | 11200 | 62.22% | 18000 | 16.4 | 13.5 | 8.5 | 18000 |  |  |  | Residential | 375 | No | 1.5 | No
210261959 | Central Heat Pump | GE | HRCU-A-CB (Split System: Heat Pump with Remote Outdoor Unit-Air-Source) | NS17H18SA4-**A |  |  | NCHC30BT4+TDR | NF96U045V3B-* | 18000 | 18 |  | 14.5 | 10 |  | 16800 | 10600 | 63.1% | 18000 | 16.6 | 13.5 | 8.5 | 17400 |  |  |  | Residential | 375 | No | 1.5 | No
210261960 | Central Heat Pump | GE | HRCU-A-CB (Split System: Heat Pump with Remote Outdoor Unit-Air-Source) | NS17H18SA4-**A |  |  | NCHC30BT4+TDR | NF96U070V3B-* | 18000 | 18.2 |  | 14.5 | 10 |  | 16800 | 10600 | 63.1% | 18000 | 16.8 | 14 | 8.5 | 17400 |  |  |  | Residential | 375 | No | 1.5 | No
210261965 | Central Heat Pump | GE | HRCU-A-CB (Split System: Heat Pump with Remote Outdoor Unit-Air-Source) | NS17H18SA4-**A |  |  | NCHC30BT4+TDR | NF80X080V4B-* | 18000 | 18.6 |  | 15 | 10.2 |  | 17000 | 10800 | 63.53% | 18000 | 16.8 | 14 | 8.5 | 17600 |  |  |  | Residential | 375 | No | 1.5 | No
210261967 | Central Heat Pump | GE | HRCU-A-CB (Split System: Heat Pump with Remote Outdoor Unit-Air-Source) | NS17H18SA4-**A |  |  | NCHC30BT4+TDR | NF97X040V3B-* | 18000 | 18.4 |  | 15 | 10 |  | 16800 | 10600 | 63.1% | 18000 | 16.8 | 14 | 8.5 | 17400 |  |  |  | Residential | 375 | No | 1.5 | No
210261968 | Central Heat Pump | GE | HRCU-A-CB (Split System: Heat Pump with Remote Outdoor Unit-Air-Source) | NS17H18SA4-**A |  |  | NCHC30BT4+TDR | NF97X060V3B-* | 18000 | 18.2 |  | 14.5 | 10 |  | 16800 | 10600 | 63.1% | 18000 | 16.8 | 14 | 8.5 | 17400 |  |  |  | Residential | 375 | No | 1.5 | No
210261969 | Central Heat Pump | GE | HRCU-A-CB (Split System: Heat Pump with Remote Outdoor Unit-Air-Source) | NS17H18SA4-**A |  |  | NCHC30BT4+TDR | NF97U070M3B-* | 18000 | 18.2 |  | 14.5 | 10 |  | 16800 | 10600 | 63.1% | 18000 | 16.8 | 14 | 8.5 | 17400 |  |  |  | Residential | 375 | No | 1.5 | No
210261989 | Central Heat Pump | GE | HRCU-A-CB (Split System: Heat Pump with Remote Outdoor Unit-Air-Source) | NS17H18SA4-**A |  |  | NCUC24BT4+TDR | NF80X080V4B-* | 18000 | 18 |  | 15 | 10.2 |  | 17000 | 11200 | 65.88% | 18000 | 16.4 | 13.5 | 8.5 | 17600 |  |  |  | Residential | 375 | No | 1.5 | No
210262001 | Central Heat Pump | GE | HRCU-A-CB (Split System: Heat Pump with Remote Outdoor Unit-Air-Source) | NS17H18SA4-**A |  |  | NCUC30AT4+TDR | NF80X060V3A-* | 18000 | 18.2 |  | 15 | 10 |  | 16800 | 10600 | 63.1% | 18000 | 16.8 | 14 | 8.5 | 17200 |  |  |  | Residential | 375 | No | 1.5 | No
210262013 | Central Heat Pump | GE | HRCU-A-CB (Split System: Heat Pump with Remote Outdoor Unit-Air-Source) | NS17H18SA4-**A |  |  | NCUC30BT4+TDR | NF80X080V4B-* | 18000 | 18.6 |  | 15 | 10.2 |  | 17000 | 10600 | 62.35% | 18000 | 16.8 | 14 | 8.5 | 17600 |  |  |  | Residential | 375 | No | 1.5 | No
210262015 | Central Heat Pump | GE | HRCU-A-CB (Split System: Heat Pump with Remote Outdoor Unit-Air-Source) | NS17H18SA4-**A |  |  | NCUC30BT4+TDR | NF97X040V3B-* | 18000 | 18.2 |  | 15 | 10 |  | 16800 | 10600 | 63.1% | 18000 | 16.8 | 13.5 | 8.5 | 17400 |  |  |  | Residential | 375 | No | 1.5 | No
210262016 | Central Heat Pump | GE | HRCU-A-CB (Split System: Heat Pump with Remote Outdoor Unit-Air-Source) | NS17H18SA4-**A |  |  | NCUC30BT4+TDR | NF97X060V3B-* | 18000 | 18 |  | 14.5 | 10 |  | 16800 | 10600 | 63.1% | 18000 | 16.8 | 13.5 | 8.5 | 17400 |  |  |  | Residential | 375 | No | 1.5 | No
210262090 | Central Heat Pump | GE | HRCU-A-CB (Split System: Heat Pump with Remote Outdoor Unit-Air-Source) | NS17H24SA4-**A |  |  | NCHC30BT4+TDR | NF80U070S3B-* | 23800 | 18 |  | 14.5 | 10 |  | 21200 | 13600 | 64.15% | 23600 | 16.8 | 13.5 | 8.5 | 21600 |  |  |  | Residential | 492.5 | No | 1.97 | No
210262094 | Central Heat Pump | GE | HRCU-A-CB (Split System: Heat Pump with Remote Outdoor Unit-Air-Source) | NS17H24SA4-**A |  |  | NCHC30BT4+TDR | NF80X080V4B-* | 23800 | 18.2 |  | 14.5 | 10 |  | 21200 | 13600 | 64.15% | 23600 | 16.8 | 14 | 8.5 | 21400 |  |  |  | Residential | 492.5 | No | 1.97 | No
206852863 | Central Heat Pump | NORTEK GLOBAL HVAC LLC | HRCU-A-CB (Split System: Heat Pump with Remote Outdoor Unit-Air-Source) | SH1BG4CVRX36KP |  |  | C6B(A,H)-X36(C,U)-C(*) | G7T(*)-VC(*) | 34800 | 18.5 |  | 12.5 | 10 |  | 34200 | 21800 | 63.74% | [8 empty] | Residential | 725 | No | 2.9
204302953 | Central Heat Pump | NORTEK GLOBAL HVAC LLC | HRCU-A-CB (Split System: Heat Pump with Remote Outdoor Unit-Air-Source) | SH1BG4CVRX24K |  |  | C6B(A,H)-X26(C,U)-B | MB7VM-1600K-B | 24600 | 19 |  | 13.9 | 10 |  | 22400 | 14200 | 63.39% | [8 empty] | Residential | 512.5 | No | 2.05
204302954 | Central Heat Pump | NORTEK GLOBAL HVAC LLC | HRCU-A-CB (Split System: Heat Pump with Remote Outdoor Unit-Air-Source) | SH1BG4CVRX36K |  |  | C6B(A,H)-X36(C,U)-B | MB7VM-1600K-B | 34800 | 19 |  | 12.6 | 10 |  | 34400 | 21800 | 63.37% | [8 empty] | Residential | 725 | No | 2.9
205311835 | Central Heat Pump | NORTEK GLOBAL HVAC LLC | HRCU-A-CB (Split System: Heat Pump with Remote Outdoor Unit-Air-Source) | SH1BG4CVRX36K |  |  | C6B(A,H)-X36(C,U)-C | G7T(*)-VC(*) | 34800 | 18.5 |  | 12.5 | 10 |  | 34200 | 21800 | 63.74% | [8 empty] | Residential | 725 | No | 2.9
205311843 | Central Heat Pump | NORTEK GLOBAL HVAC LLC | HRCU-A-CB (Split System: Heat Pump with Remote Outdoor Unit-Air-Source) | SH1BG4CVRX36K |  |  | B6VMAX36K-B |  | 34800 | 19 |  | 12.6 | 10 |  | 34400 | 21800 | 63.37% | [8 empty] | Residential | 725 | No | 2.9
207561172 | Central Heat Pump | NORTEK GLOBAL HVAC LLC | HRCU-A-CB (Split System: Heat Pump with Remote Outdoor Unit-Air-Source) | SH1BG4CVRX36K |  |  | C6B(A,H)-X36(C,U)-B(*) | MB7VM-1600K-B(*) | 34800 | 19 |  | 12.6 | 10 |  | 34400 | 21800 | 63.37% | [8 empty] | Residential | 725 | No | 2.9
207561596 | Central Heat Pump | NORTEK GLOBAL HVAC LLC | HRCU-A-CB (Split System: Heat Pump with Remote Outdoor Unit-Air-Source) | SH1BG4CVRX36K |  |  | C6B(A,H)-X36(C,U)-C(*) | G7T(*)-VC(*) | 34800 | 18.5 |  | 12.5 | 10 |  | 34200 | 21800 | 63.74% | [8 empty] | Residential | 725 | No | 2.9
207561605 | Central Heat Pump | NORTEK GLOBAL HVAC LLC | HRCU-A-CB (Split System: Heat Pump with Remote Outdoor Unit-Air-Source) | SH1BG4CVRX24K |  |  | B6VMAX24K-B(*) |  | 24600 | 19 |  | 13.9 | 10 |  | 22400 | 14200 | 63.39% | [8 empty] | Residential | 512.5 | No | 2.05
207561606 | Central Heat Pump | NORTEK GLOBAL HVAC LLC | HRCU-A-CB (Split System: Heat Pump with Remote Outdoor Unit-Air-Source) | SH1BG4CVRX36K |  |  | B6VMAX36K-B(*) |  | 34800 | 19 |  | 12.6 | 10 |  | 34400 | 21800 | 63.37% | [8 empty] | Residential | 725 | No | 2.9
205965939 | Central Heat Pump | ENERGI AIR | HRCU-A-CB (Split System: Heat Pump with Remote Outdoor Unit-Air-Source) | GVZC200361A* |  |  | CHPF3642C6C*+MBVC1600**-1A*+TXV |  | 35000 | 20 |  | 13.5 | 10 |  | 34800 | 18000 | 51.72% | [8 empty] | Residential | 730 | No | 2.92
205965947 | Central Heat Pump | ENERGI AIR | HRCU-A-CB (Split System: Heat Pump with Remote Outdoor Unit-Air-Source) | GVZC200361A* |  |  | CA*F3743*6D*+TXV | G*VM971005CNB* | 35800 | 20 |  | 12.5 | 10 |  | 35000 | 18200 | 52% | [8 empty] | Residential | 745 | No | 2.98
205965948 | Central Heat Pump | ENERGI AIR | HRCU-A-CB (Split System: Heat Pump with Remote Outdoor Unit-Air-Source) | GVZC200361A* |  |  | CHPF3743C6B*+MBVC1200**-1A*+TXV |  | 35000 | 20 |  | 13.5 | 10 |  | 35000 | 18200 | 52% | [8 empty] | Residential | 730 | No | 2.92
205965949 | Central Heat Pump | ENERGI AIR | HRCU-A-CB (Split System: Heat Pump with Remote Outdoor Unit-Air-Source) | GVZC200361A* |  |  | CHPF3743C6B*+MBVC1600**-1A*+TXV |  | 35200 | 20 |  | 13.5 | 10 |  | 35000 | 18200 | 52% | [8 empty] | Residential | 732.5 | No | 2.93
205965959 | Central Heat Pump | ENERGI AIR | HRCU-A-CB (Split System: Heat Pump with Remote Outdoor Unit-Air-Source) | GVZC200361A* |  |  | CSCF3642N6D*+MBVC1200**-1A*+TXV |  | 34800 | 20 |  | 13.5 | 10 |  | 35000 | 18200 | 52% | [8 empty] | Residential | 725 | No | 2.9
205965960 | Central Heat Pump | ENERGI AIR | HRCU-A-CB (Split System: Heat Pump with Remote Outdoor Unit-Air-Source) | GVZC200361A* |  |  | CSCF3642N6D*+MBVC1600**-1A*+TXV |  | 35000 | 20 |  | 13.5 | 10 |  | 35000 | 18200 | 52% | [8 empty] | Residential | 730 | No | 2.92
205965966 | Central Heat Pump | ENERGI AIR | HRCU-A-CB (Split System: Heat Pump with Remote Outdoor Unit-Air-Source) | GVZC200361A* |  |  | AVPEC59D14A* |  | 35800 | 20 |  | 14 | 10 |  | 35400 | 18900 | 53.39% | [8 empty] | Residential | 745 | No | 2.98
205966043 | Central Heat Pump | FRANKLIN | HRCU-A-CB (Split System: Heat Pump with Remote Outdoor Unit-Air-Source) | GVZC200361A* |  |  | CHPF3642C6C*+MBVC1200**-1A*+TXV |  | 34800 | 20 |  | 13 | 10 |  | 34800 | 18000 | 51.72% | [8 empty] | Residential | 725 | No | 2.9
203327612 | Central Heat Pump | FRANKLIN | HRCU-A-CB (Split System: Heat Pump with Remote Outdoor Unit-Air-Source) | AVZC200241A* |  |  | CHPF3642C6C*+MBVC1200**-1A*+TXV |  | 23400 | 21 |  | 13 | 10 |  | 23400 | 13000 | 55.56% | [8 empty] | Residential | 487.5 | No | 1.95
203327779 | Central Heat Pump | FRANKLIN | HRCU-A-CB (Split System: Heat Pump with Remote Outdoor Unit-Air-Source) | GSZC180241C* |  |  | CA*F3137*6A*+TXV | G*VM970803BNB* | 23600 | 18 |  | 14 | 10 |  | 22600 | 13000 | 57.52% | [8 empty] | Residential | 492.5 | No | 1.97
203327787 | Central Heat Pump | FRANKLIN | HRCU-A-CB (Split System: Heat Pump with Remote Outdoor Unit-Air-Source) | GSZC180361C* |  |  | CA*F4961*6D*+TXV | G*VM971005CNB* | 35400 | 18 |  | 14 | 10 |  | 36400 | 22800 | 62.64% | [8 empty] | Residential | 737.5 | No | 2.95
205358221 | Central Heat Pump | FRANKLIN | HRCU-A-CB (Split System: Heat Pump with Remote Outdoor Unit-Air-Source) | AVZC200241A* |  |  | CA*F3137*6A*+MBVC1201**-1A*+TXV |  | 23800 | 21 |  | 13 | 10 |  | 23800 | 13000 | 54.62% | [8 empty] | Residential | 495 | No | 1.98
205358222 | Central Heat Pump | FRANKLIN | HRCU-A-CB (Split System: Heat Pump with Remote Outdoor Unit-Air-Source) | AVZC200241A* |  |  | CA*F3636*6D*+MBVC1201**-1A*+TXV |  | 23200 | 20 |  | 13 | 10 |  | 23400 | 13000 | 55.56% | [8 empty] | Residential | 482.5 | No | 1.93
205358223 | Central Heat Pump | FRANKLIN | HRCU-A-CB (Split System: Heat Pump with Remote Outdoor Unit-Air-Source) | AVZC200241A* |  |  | CA*F3743*6D*+MBVC1201**-1A*+TXV |  | 23800 | 21 |  | 13 | 10 |  | 23800 | 13000 | 54.62% | [8 empty] | Residential | 495 | No | 1.98
205358224 | Central Heat Pump | FRANKLIN | HRCU-A-CB (Split System: Heat Pump with Remote Outdoor Unit-Air-Source) | AVZC200241A* |  |  | CHPF3636B6C*+MBVC1201**-1A*+TXV |  | 23400 | 21 |  | 13 | 10 |  | 23400 | 13000 | 55.56% | [8 empty] | Residential | 487.5 | No | 1.95
205358225 | Central Heat Pump | FRANKLIN | HRCU-A-CB (Split System: Heat Pump with Remote Outdoor Unit-Air-Source) | AVZC200241A* |  |  | CA*F3642*6D*+MBVC1201**-1A*+TXV |  | 23400 | 21 |  | 13 | 10 |  | 23600 | 13000 | 55.08% | [8 empty] | Residential | 487.5 | No | 1.95
205358226 | Central Heat Pump | FRANKLIN | HRCU-A-CB (Split System: Heat Pump with Remote Outdoor Unit-Air-Source) | AVZC200241A* |  |  | CHPF3642C6C*+MBVC1201**-1A*+TXV |  | 23400 | 21 |  | 13 | 10 |  | 23400 | 13000 | 55.56% | [8 empty] | Residential | 487.5 | No | 1.95
205358227 | Central Heat Pump | FRANKLIN | HRCU-A-CB (Split System: Heat Pump with Remote Outdoor Unit-Air-Source) | AVZC200361A* |  |  | CA*F3137*6A*+MBVC1201**-1A*+TXV |  | 34800 | 20 |  | 13.5 | 10 |  | 35000 | 18000 | 51.43% | [8 empty] | Residential | 725 | No | 2.9
205358228 | Central Heat Pump | FRANKLIN | HRCU-A-CB (Split System: Heat Pump with Remote Outdoor Unit-Air-Source) | AVZC200361A* |  |  | CA*F3642*6D*+MBVC1201**-1A*+TXV |  | 34600 | 20 |  | 13 | 10 |  | 34800 | 18000 | 51.72% | [8 empty] | Residential | 720 | No | 2.88
205358229 | Central Heat Pump | FRANKLIN | HRCU-A-CB (Split System: Heat Pump with Remote Outdoor Unit-Air-Source) | AVZC200361A* |  |  | CA*F3743*6D*+MBVC1201**-1A*+TXV |  | 35200 | 20 |  | 13.5 | 10 |  | 35000 | 18200 | 52% | [8 empty] | Residential | 732.5 | No | 2.93
207564664 | Central Heat Pump | NORTEK GLOBAL HVAC LLC | HRCU-A-CB (Split System: Heat Pump with Remote Outdoor Unit-Air-Source) | SH1BG4CVRX24K |  |  | C6B(A,H)-X26(C,U)-B(*) | G7T(*)-V(*)B(*) | 24400 | 19 |  | 13.5 | 10 |  | 22200 | 14100 | 63.51% | [8 empty] | Residential | 507.5 | No | 2.03
207564666 | Central Heat Pump | NORTEK GLOBAL HVAC LLC | HRCU-A-CB (Split System: Heat Pump with Remote Outdoor Unit-Air-Source) | SH1BG4CVRX36K |  |  | C6B(A,H)-X36(C,U)-C(*) | G7T(*)-V(*)C(*) | 34800 | 18.5 |  | 12.5 | 10 |  | 34200 | 21800 | 63.74% | [8 empty] | Residential | 725 | No | 2.9
205311833 | Central Heat Pump | NORTEK GLOBAL HVAC LLC | HRCU-A-CB (Split System: Heat Pump with Remote Outdoor Unit-Air-Source) | SH1BG4CVRX24K |  |  | C6B(A,H)-X26(C,U)-B | G7T(*)-VB(*) | 24400 | 19 |  | 13.5 | 10 |  | 22200 | 14100 | 63.51% | [8 empty] | Residential | 507.5 | No | 2.03
205311842 | Central Heat Pump | NORTEK GLOBAL HVAC LLC | HRCU-A-CB (Split System: Heat Pump with Remote Outdoor Unit-Air-Source) | SH1BG4CVRX24K |  |  | B6VMAX24K-B |  | 24600 | 19 |  | 13.9 | 10 |  | 22400 | 14200 | 63.39% | [8 empty] | Residential | 512.5 | No | 2.05
207561170 | Central Heat Pump | NORTEK GLOBAL HVAC LLC | HRCU-A-CB (Split System: Heat Pump with Remote Outdoor Unit-Air-Source) | SH1BG4CVRX24K |  |  | C6B(A,H)-X26(C,U)-B(*) | MB7VM-1600K-B(*) | 24600 | 19 |  | 13.9 | 10 |  | 22400 | 14200 | 63.39% | [8 empty] | Residential | 512.5 | No | 2.05
207561593 | Central Heat Pump | NORTEK GLOBAL HVAC LLC | HRCU-A-CB (Split System: Heat Pump with Remote Outdoor Unit-Air-Source) | SH1BG4CVRX24K |  |  | C6B(A,H)-X26(C,U)-B(*) | G7T(*)-VB(*) | 24400 | 19 |  | 13.5 | 10 |  | 22200 | 14100 | 63.51% | [8 empty] | Residential | 507.5 | No | 2.03
207561892 | Central Heat Pump | NORTEK GLOBAL HVAC LLC | HRCU-A-CB (Split System: Heat Pump with Remote Outdoor Unit-Air-Source) | SH1BG4CVRX24KP |  |  | C6B(A,H)-X26(C,U)-B(*) | MB7VM-1600K-B(*) | 24600 | 19 |  | 13.9 | 10 |  | 22400 | 14200 | 63.39% | [8 empty] | Residential | 512.5 | No | 2.05
207561893 | Central Heat Pump | NORTEK GLOBAL HVAC LLC | HRCU-A-CB (Split System: Heat Pump with Remote Outdoor Unit-Air-Source) | SH1BG4CVRX36KP |  |  | C6B(A,H)-X36(C,U)-B(*) | MB7VM-1600K-B(*) | 34800 | 19 |  | 12.6 | 10 |  | 34400 | 21800 | 63.37% | [8 empty] | Residential | 725 | No | 2.9
207564626 | Central Heat Pump | NORTEK GLOBAL HVAC LLC | HRCU-A-CB (Split System: Heat Pump with Remote Outdoor Unit-Air-Source) | SH1BG4CVRX24KP |  |  | C6B(A,H)-X26(C,U)-B(*) | G7T(*)-V(*)B(*) | 24400 | 19 |  | 13.5 | 10 |  | 22200 | 14100 | 63.51% | [8 empty] | Residential | 507.5 | No | 2.03
207564628 | Central Heat Pump | NORTEK GLOBAL HVAC LLC | HRCU-A-CB (Split System: Heat Pump with Remote Outdoor Unit-Air-Source) | SH1BG4CVRX36KP |  |  | C6B(A,H)-X36(C,U)-C(*) | G7T(*)-V(*)C(*) | 34800 | 18.5 |  | 12.5 | 10 |  | 34200 | 21800 | 63.74% | [8 empty] | Residential | 725 | No | 2.9
206792177 | Central Heat Pump | NORTEK GLOBAL HVAC LLC | HRCU-A-CB (Split System: Heat Pump with Remote Outdoor Unit-Air-Source) | SH1BG4CVRX24KP |  |  | B6VMAX24K-B(*) |  | 24600 | 19 |  | 13.9 | 10 |  | 22400 | 14200 | 63.39% | [8 empty] | Residential | 512.5 | No | 2.05
206792178 | Central Heat Pump | NORTEK GLOBAL HVAC LLC | HRCU-A-CB (Split System: Heat Pump with Remote Outdoor Unit-Air-Source) | SH1BG4CVRX36KP |  |  | B6VMAX36K-B(*) |  | 34800 | 19 |  | 12.6 | 10 |  | 34400 | 21800 | 63.37% | [8 empty] | Residential | 725 | No | 2.9
206792197 | Central Heat Pump | NORTEK GLOBAL HVAC LLC | HRCU-A-CB (Split System: Heat Pump with Remote Outdoor Unit-Air-Source) | SH1BG4CVRX24KP |  |  | C6B(A,H)-X26(C,U)-B(*) | MB7VM-1600K-B | 24600 | 19 |  | 13.9 | 10 |  | 22400 | 14200 | 63.39% | [8 empty] | Residential | 512.5 | No | 2.05
206792198 | Central Heat Pump | NORTEK GLOBAL HVAC LLC | HRCU-A-CB (Split System: Heat Pump with Remote Outdoor Unit-Air-Source) | SH1BG4CVRX36KP |  |  | C6B(A,H)-X36(C,U)-B(*) | MB7VM-1600K-B | 34800 | 19 |  | 12.6 | 10 |  | 34400 | 21800 | 63.37% | [8 empty] | Residential | 725 | No | 2.9
207699007 | Central Heat Pump | MDV | HRCU-A-CB (Split System: Heat Pump with Remote Outdoor Unit-Air-Source) | MOX430U-18HFN1-M |  |  | MVC-18HWFN1-M |  | 18000 | 20 |  | 12.5 | 11 |  | 19000 | 13500 | 71.05% | 18000 | 18 | 12.4 | 9.3 | 19000 | 16500 | 86.84% | 2.04 | Residential | 375 | Yes | 1.5 | Both
207785322 | Central Heat Pump | MDV | HRCU-A-CB (Split System: Heat Pump with Remote Outdoor Unit-Air-Source) | MOX430-18HFN1-MT2Q1W |  |  | MVC-18HWFN1-MQ1W |  | 18000 | 22 |  | 12.5 | 11 |  | 18000 | 14800 | 82.22% | 17000 | 16.6 | 11.7 | 10.2 | 18000 |  |  |  | Residential | 355 | No | 1.42 | No
207785323 | Central Heat Pump | MDV | HRCU-A-CB (Split System: Heat Pump with Remote Outdoor Unit-Air-Source) | MOD31-23HFN1-MT2Q1W |  |  | MVC-23HWFN1-MQ1W |  | 24000 | 19.2 |  | 12.5 | 10 |  | 24000 | 18000 | 75% | 24000 | 16.7 | 11.7 | 9.1 | 24000 | 18100 | 75.42% | 2.29 | Residential | 500 | Yes | 2 | Both
207803596 | Central Heat Pump | MDV | HRCU-A-CB (Split System: Heat Pump with Remote Outdoor Unit-Air-Source) | MOX430-17HFN1-MT0W |  |  | MVC-18HWFN1-MW(GA) |  | 18000 | 20 |  | 12.5 | 10.8 |  | 19000 | 15400 | 81.05% | 18000 | 17.6 | 11.7 | 9.6 | 19000 | 17000 | 89.47% | 2 | Residential | 375 | Yes | 1.5 | Both
207699008 | Central Heat Pump | MDV | HRCU-A-CB (Split System: Heat Pump with Remote Outdoor Unit-Air-Source) | MOD30-24HFN1-MW |  |  | MVC-24HWFN1-M |  | 24000 | 20 |  | 12.5 | 12 |  | 24000 | 19200 | 80% | 24000 | 17.4 | 11.7 | 10 | 24000 | 22600 | 94.17% | 1.91 | Residential | 500 | Yes | 2 | Both
207742577 | Central Heat Pump | MDV | HRCU-A-CB (Split System: Heat Pump with Remote Outdoor Unit-Air-Source) | MOX430-18HFN1-MU0W |  |  | MVC-18HWFN1-MW(GA) |  | 18000 | 21.6 |  | 12.5 | 11.5 |  | 19000 | 13200 | 69.47% | 18000 | 17.8 | 11.7 | 9.3 | 19000 |  |  |  | Residential | 375 | No | 1.5 | No
207742578 | Central Heat Pump | MDV | HRCU-A-CB (Split System: Heat Pump with Remote Outdoor Unit-Air-Source) | MOD33-24HFN1-MT0W |  |  | MVC-23HWFN1-M |  | 24000 | 20 |  | 12.5 | 10 |  | 25000 | 17000 | 68% | 24000 | 18 | 11.7 | 8.1 | 25000 |  |  |  | Residential | 500 | No | 2 | No
207742579 | Central Heat Pump | MDV | HRCU-A-CB (Split System: Heat Pump with Remote Outdoor Unit-Air-Source) | MOD30-24HFN1-MT0W |  |  | MVB-24HWFN1-M |  | 20800 | 20 |  | 12.5 | 10 |  | 29000 | 17500 | 60.34% | [8 empty] | Residential | 432.5 | No | 1.73
207742580 | Central Heat Pump | MDV | HRCU-A-CB (Split System: Heat Pump with Remote Outdoor Unit-Air-Source) | MOD30-24HFN1-MU0W |  |  | MVB-24HWFN1-M |  | 22000 | 20 |  | 12.5 | 11.6 |  | 27000 | 16500 | 61.11% | [8 empty] | Residential | 457.5 | No | 1.83
207802615 | Central Heat Pump | MDV | HRCU-A-CB (Split System: Heat Pump with Remote Outdoor Unit-Air-Source) | MOD30-24HFN1-MU0W |  |  | MVC-23HWFN1-M |  | 23000 | 21 |  | 12.5 | 11.6 |  | 26000 | 16900 | 65% | 23000 | 18.4 | 11.7 | 9.3 | 26000 | 21200 | 81.54% | 1.9 | Residential | 480 | Yes | 1.92 | Both
209960479 | Central Heat Pump | MDV | HRCU-A-CB (Split System: Heat Pump with Remote Outdoor Unit-Air-Source) | MOX430-17HFN1-MT0Q1W |  |  | MVC-18HWFN1-MQ1W |  | 18000 | 20.4 |  | 12.5 | 11.6 |  | 20000 | 15000 | 75% | 18000 | 17.5 | 11.7 | 10 | 20000 | 18000 | 90% | 2.13 | Residential | 375 | Yes | 1.5 | Both
203308007 | Central Heat Pump | FUJITSU | HRCU-A-CB (Split System: Heat Pump with Remote Outdoor Unit-Air-Source) | FO3620RVJCAB |  |  | FCC6021ESA | FF115245LM98U | 35000 | 19.5 |  | 13 | 11 |  | 32600 | 37000 | 113.5% | [8 empty] | Residential | 730 | No | 2.92
203308008 | Central Heat Pump | FUJITSU | HRCU-A-CB (Split System: Heat Pump with Remote Outdoor Unit-Air-Source) | FO3620RVJCAB |  |  | FCC6021ESA | FF115245LT96M | 34200 | 19.5 |  | 13 | 11 |  | 32600 | 37000 | 113.5% | [8 empty] | Residential | 712.5 | No | 2.85
203308009 | Central Heat Pump | FUJITSU | HRCU-A-CB (Split System: Heat Pump with Remote Outdoor Unit-Air-Source) | FO3620RVJCAB |  |  | FCC6021ESA | FF85215LM98U | 35000 | 19.5 |  | 13 | 11 |  | 32800 | 37000 | 112.8% | [8 empty] | Residential | 730 | No | 2.92
206788485 | Central Heat Pump | CARRIER | HRCU-A-CB (Split System: Heat Pump with Remote Outdoor Unit-Air-Source) | 25VNA424A*031* |  |  | CNPV*3621AL*+UI | 58TN*A045C17**12 | 23400 | 21 |  | 14 | 11 |  | 24000 | 25200 | 105% | 23000 | 19.5 | 12.5 | 9.5 | 26800 |  |  |  | Residential | 480 | No | 1.92
206788486 | Central Heat Pump | CARRIER | HRCU-A-CB (Split System: Heat Pump with Remote Outdoor Unit-Air-Source) | 25VNA424A*031* |  |  | CNPV*3621AL*+UI | 58TN*A070C17**16 | 23400 | 21 |  | 14 | 11 |  | 24000 | 25000 | 104.2% | 23200 | 20.5 | 13 | 9.5 | 26800 |  |  |  | Residential | 482.5 | No | 1.93
206788489 | Central Heat Pump | CARRIER | HRCU-A-CB (Split System: Heat Pump with Remote Outdoor Unit-Air-Source) | 25VNA424A*031* |  |  | CNPV*3621AL*+UI | 59TN6B060C17**14 | 23400 | 21 |  | 14 | 11 |  | 24000 | 25200 | 105% | 23200 | 19.5 | 13 | 9.5 | 26800 |  |  |  | Residential | 482.5 | No | 1.93
206788490 | Central Heat Pump | CARRIER | HRCU-A-CB (Split System: Heat Pump with Remote Outdoor Unit-Air-Source) | 25VNA424A*031* |  |  | CNPV*3621AL*+UI | 59TN6B080C17**14 | 23400 | 21 |  | 14 | 11 |  | 24000 | 25000 | 104.2% | 23200 | 20 | 13 | 9.5 | 26800 |  |  |  | Residential | 482.5 | No | 1.93
206788491 | Central Heat Pump | CARRIER | HRCU-A-CB (Split System: Heat Pump with Remote Outdoor Unit-Air-Source) | 25VNA424A*031* |  |  | CNPV*4217AL*+UI | 58TN*A045C17**12 | 23400 | 21 |  | 14 | 11 |  | 24000 | 25000 | 104.2% | 23600 | 19.5 | 13 | 10 | 26800 |  |  |  | Residential | 492.5 | No | 1.97
206788492 | Central Heat Pump | CARRIER | HRCU-A-CB (Split System: Heat Pump with Remote Outdoor Unit-Air-Source) | 25VNA424A*031* |  |  | CNPV*4217AL*+UI | 58TN*A070C17**16 | 23400 | 21 |  | 14 | 11 |  | 24000 | 24800 | 103.3% | 23600 | 20.5 | 13.5 | 10 | 26600 |  |  |  | Residential | 492.5 | No | 1.97
206788493 | Central Heat Pump | CARRIER | HRCU-A-CB (Split System: Heat Pump with Remote Outdoor Unit-Air-Source) | 25VNA424A*031* |  |  | CNPV*4217AL*+UI | 59TN6B060C17**14 | 23400 | 21 |  | 14 | 11 |  | 24000 | 25000 | 104.2% | 23600 | 20 | 13 | 10 | 26600 |  |  |  | Residential | 492.5 | No | 1.97
206788494 | Central Heat Pump | CARRIER | HRCU-A-CB (Split System: Heat Pump with Remote Outdoor Unit-Air-Source) | 25VNA424A*031* |  |  | CNPV*4217AL*+UI | 59TN6B080C17**14 | 23400 | 21 |  | 14 | 11 |  | 24000 | 24800 | 103.3% | 23600 | 20 | 13 | 10 | 26600 |  |  |  | Residential | 492.5 | No | 1.97
206788495 | Central Heat Pump | CARRIER | HRCU-A-CB (Split System: Heat Pump with Remote Outdoor Unit-Air-Source) | 25VNA424A*031* |  |  | CNPV*4221AL*+UI | 58TN*A045C17**12 | 23400 | 21 |  | 14 | 11 |  | 24000 | 25000 | 104.2% | 23400 | 19.5 | 13 | 9.5 | 26800 |  |  |  | Residential | 487.5 | No | 1.95
206788496 | Central Heat Pump | CARRIER | HRCU-A-CB (Split System: Heat Pump with Remote Outdoor Unit-Air-Source) | 25VNA424A*031* |  |  | CNPV*4221AL*+UI | 58TN*A070C17**16 | 23400 | 21 |  | 14 | 11 |  | 24000 | 24800 | 103.3% | 23400 | 20.5 | 13 | 9.5 | 26600 |  |  |  | Residential | 487.5 | No | 1.95
206788499 | Central Heat Pump | CARRIER | HRCU-A-CB (Split System: Heat Pump with Remote Outdoor Unit-Air-Source) | 25VNA424A*031* |  |  | CNPV*4221AL*+UI | 59TN6B060C17**14 | 23400 | 21 |  | 14 | 11 |  | 24000 | 25000 | 104.2% | 23400 | 20 | 13 | 9.5 | 26800 |  |  |  | Residential | 487.5 | No | 1.95
206788500 | Central Heat Pump | CARRIER | HRCU-A-CB (Split System: Heat Pump with Remote Outdoor Unit-Air-Source) | 25VNA424A*031* |  |  | CNPV*4221AL*+UI | 59TN6B080C17**14 | 23400 | 21 |  | 14 | 11 |  | 24000 | 25000 | 104.2% | 23400 | 20 | 13 | 9.5 | 26600 |  |  |  | Residential | 487.5 | No | 1.95
206788515 | Central Heat Pump | CARRIER | HRCU-A-CB (Split System: Heat Pump with Remote Outdoor Unit-Air-Source) | 25VNA424A*031* |  |  | CSPH*3612AL*+UI | 58TN*A045C17**12 | 23400 | 21 |  | 14 | 11 |  | 24000 | 25000 | 104.2% | 23600 | 19 | 12.5 | 10 | 26800 |  |  |  | Residential | 492.5 | No | 1.97
206788516 | Central Heat Pump | CARRIER | HRCU-A-CB (Split System: Heat Pump with Remote Outdoor Unit-Air-Source) | 25VNA424A*031* |  |  | CSPH*3612AL*+UI | 58TN*A070C17**16 | 23400 | 21 |  | 14 | 11 |  | 24000 | 24800 | 103.3% | 23800 | 19.5 | 13 | 10 | 26600 |  |  |  | Residential | 495 | No | 1.98
206788520 | Central Heat Pump | CARRIER | HRCU-A-CB (Split System: Heat Pump with Remote Outdoor Unit-Air-Source) | 25VNA424A*031* |  |  | CSPH*3612AL*+UI | 59TN6B060C17**14 | 23400 | 21 |  | 14 | 11 |  | 24000 | 25000 | 104.2% | 23600 | 19 | 12.5 | 10 | 26600 |  |  |  | Residential | 492.5 | No | 1.97
206788521 | Central Heat Pump | CARRIER | HRCU-A-CB (Split System: Heat Pump with Remote Outdoor Unit-Air-Source) | 25VNA424A*031* |  |  | CSPH*3612AL*+UI | 59TN6B080C17**14 | 23400 | 21 |  | 14 | 11 |  | 24000 | 24800 | 103.3% | 23600 | 19.5 | 12.5 | 10 | 26600 |  |  |  | Residential | 492.5 | No | 1.97
206788523 | Central Heat Pump | CARRIER | HRCU-A-CB (Split System: Heat Pump with Remote Outdoor Unit-Air-Source) | 25VNA424A*031* |  |  | CSPH*4212AL*+UI | 58TN*A045C17**12 | 23400 | 21 |  | 14 | 11 |  | 24000 | 25000 | 104.2% | 23800 | 19 | 12.5 | 10 | 26600 |  |  |  | Residential | 495 | No | 1.98
206788524 | Central Heat Pump | CARRIER | HRCU-A-CB (Split System: Heat Pump with Remote Outdoor Unit-Air-Source) | 25VNA424A*031* |  |  | CSPH*4212AL*+UI | 58TN*A070C17**16 | 23400 | 21 |  | 14 | 11 |  | 24000 | 24800 | 103.3% | 23800 | 20 | 13 | 10 | 26600 |  |  |  | Residential | 495 | No | 1.98
206788528 | Central Heat Pump | CARRIER | HRCU-A-CB (Split System: Heat Pump with Remote Outdoor Unit-Air-Source) | 25VNA424A*031* |  |  | CSPH*4212AL*+UI | 59TN6B060C17**14 | 23400 | 21 |  | 14 | 11 |  | 24000 | 24800 | 103.3% | 23800 | 19 | 12.5 | 10 | 26600 |  |  |  | Residential | 495 | No | 1.98
206788529 | Central Heat Pump | CARRIER | HRCU-A-CB (Split System: Heat Pump with Remote Outdoor Unit-Air-Source) | 25VNA424A*031* |  |  | CSPH*4212AL*+UI | 59TN6B080C17**14 | 23400 | 21 |  | 14 | 11 |  | 24000 | 24800 | 103.3% | 23800 | 19.5 | 12.5 | 10 | 26600 |  |  |  | Residential | 495 | No | 1.98
206788547 | Central Heat Pump | CARRIER | HRCU-A-CB (Split System: Heat Pump with Remote Outdoor Unit-Air-Source) | 25VNA424A*031* |  |  | CAP**3617AL*+UI | 58CU*A040C17**12 | 23600 | 22 |  | 13.5 | 12 |  | 23600 | 24800 | 105.1% | 23400 | 21 | 13 | 10 | 26600 |  |  |  | Residential | 487.5 | No | 1.95
206788548 | Central Heat Pump | CARRIER | HRCU-A-CB (Split System: Heat Pump with Remote Outdoor Unit-Air-Source) | 25VNA424A*031* |  |  | CAP**3617AL*+UI | 58CU*A060C17**16 | 23600 | 22 |  | 13.5 | 12 |  | 23600 | 24800 | 105.1% | 23200 | 20.5 | 13 | 10 | 26600 |  |  |  | Residential | 482.5 | No | 1.93
206788549 | Central Heat Pump | CARRIER | HRCU-A-CB (Split System: Heat Pump with Remote Outdoor Unit-Air-Source) | 25VNA424A*031* |  |  | CAP**3621AL*+UI | 58CU*A040C17**12 | 23600 | 22 |  | 14 | 12 |  | 23600 | 24800 | 105.1% | 23400 | 21 | 13.5 | 10 | 26600 |  |  |  | Residential | 487.5 | No | 1.95
206788550 | Central Heat Pump | CARRIER | HRCU-A-CB (Split System: Heat Pump with Remote Outdoor Unit-Air-Source) | 25VNA424A*031* |  |  | CAP**3621AL*+UI | 58CU*A060C17**16 | 23600 | 22 |  | 14 | 12 |  | 23600 | 24800 | 105.1% | 23400 | 21 | 13 | 10 | 26600 |  |  |  | Residential | 487.5 | No | 1.95
206788553 | Central Heat Pump | CARRIER | HRCU-A-CB (Split System: Heat Pump with Remote Outdoor Unit-Air-Source) | 25VNA424A*031* |  |  | CNPV*3617AL*+UI | 58CU*A040C17**12 | 23600 | 22 |  | 14 | 11.5 |  | 23600 | 25000 | 105.9% | 23200 | 20.5 | 13 | 9.5 | 26600 |  |  |  | Residential | 482.5 | No | 1.93
206788554 | Central Heat Pump | CARRIER | HRCU-A-CB (Split System: Heat Pump with Remote Outdoor Unit-Air-Source) | 25VNA424A*031* |  |  | CNPV*3617AL*+UI | 58CU*A060C17**16 | 23600 | 22 |  | 14 | 11.5 |  | 23600 | 25000 | 105.9% | 23200 | 20.5 | 13 | 9.5 | 26800 |  |  |  | Residential | 482.5 | No | 1.93
206132524 | Central Heat Pump | CARRIER | HRCU-A-CB (Split System: Heat Pump with Remote Outdoor Unit-Air-Source) | 25VNA424A*030* |  |  | CSPH*3612AL*+UI | 59CU5A060C17**16 | 24000 | 20 |  | 13.5 | 11 |  | 23600 | 24400 | 103.4% | [8 empty] | Residential | 500 | No | 2
206132526 | Central Heat Pump | CARRIER | HRCU-A-CB (Split System: Heat Pump with Remote Outdoor Unit-Air-Source) | 25VNA424A*030* |  |  | CSPH*3612AL*+UI | 59CU5A080C21**20 | 24000 | 20 |  | 13.5 | 12 |  | 23600 | 24200 | 102.5% | [8 empty] | Residential | 500 | No | 2
206143078 | Central Heat Pump | CARRIER | HRCU-A-CB (Split System: Heat Pump with Remote Outdoor Unit-Air-Source) | 25VNA424A*030* |  |  | CSPH*3612AL*+UI | 59CU5A100C21**22 | 24000 | 20 |  | 13.5 | 12 |  | 23600 | 24200 | 102.5% | [8 empty] | Residential | 500 | No | 2
206314385 | Central Heat Pump | CARRIER | HRCU-A-CB (Split System: Heat Pump with Remote Outdoor Unit-Air-Source) | 38MAQB12R--3 |  |  | CAP**2417AL* | 58SU*A040E17**12 | 12300 | 21.5 |  | 13.5 | 10 |  | 12400 | 7800 | 62.9% | [8 empty] | Residential | 257.5 | No | 1.03
206337849 | Central Heat Pump | CARRIER | HRCU-A-CB (Split System: Heat Pump with Remote Outdoor Unit-Air-Source) | 38MAQB12R--3 |  |  | CAP**2414AL* | 59SC5B040E14**10 | 12300 | 19 |  | 12.95 | 14 |  | 12500 | 7900 | 63.2% | [8 empty] | Residential | 257.5 | No | 1.03
206788331 | Central Heat Pump | CARRIER | HRCU-A-CB (Split System: Heat Pump with Remote Outdoor Unit-Air-Source) | 25VNA424A*031* |  |  | FE4AN(B,F)005L+UI |  | 24000 | 24 |  | 15 | 13 |  | 24000 | 23800 | 99.17% | [8 empty] | Residential | 500 | No | 2
206788332 | Central Heat Pump | CARRIER | HRCU-A-CB (Split System: Heat Pump with Remote Outdoor Unit-Air-Source) | 25VNA424A*031* |  |  | CAP**3617AL*+UI | 59MN7B060C17**14 | 23400 | 21 |  | 13 | 11 |  | 24000 | 24600 | 102.5% | [8 empty] | Residential | 487.5 | No | 1.95
205358230 | Central Heat Pump | FRANKLIN | HRCU-A-CB (Split System: Heat Pump with Remote Outdoor Unit-Air-Source) | AVZC200361A* |  |  | CHPF3642C6C*+MBVC1201**-1A*+TXV |  | 34800 | 20 |  | 13 | 10 |  | 34800 | 18000 | 51.72% | [8 empty] | Residential | 725 | No | 2.9
205358231 | Central Heat Pump | FRANKLIN | HRCU-A-CB (Split System: Heat Pump with Remote Outdoor Unit-Air-Source) | AVZC200361A* |  |  | CHPF3743C6B*+MBVC1201**-1A*+TXV |  | 35000 | 20 |  | 13.5 | 10 |  | 35000 | 18200 | 52% | [8 empty] | Residential | 730 | No | 2.92
205358232 | Central Heat Pump | FRANKLIN | HRCU-A-CB (Split System: Heat Pump with Remote Outdoor Unit-Air-Source) | AVZC200361A* |  |  | CSCF3642N6D*+MBVC1201**-1A*+TXV |  | 34800 | 20 |  | 13.5 | 10 |  | 35000 | 18200 | 52% | [8 empty] | Residential | 725 | No | 2.9
205358234 | Central Heat Pump | FRANKLIN | HRCU-A-CB (Split System: Heat Pump with Remote Outdoor Unit-Air-Source) | AVZC200361A* |  |  | CA*F3642*6D*+MBVC1601**-1A*+TXV |  | 34600 | 20 |  | 13.5 | 10 |  | 34800 | 18000 | 51.72% | [8 empty] | Residential | 720 | No | 2.88
206144808 | Central Heat Pump | FRANKLIN | HRCU-A-CB (Split System: Heat Pump with Remote Outdoor Unit-Air-Source) | GVZC200241A* |  |  | CA*F3137*6A*+TXV | G*VC960603BNB* | 23400 | 20 |  | 13 | 10 |  | 23600 | 13000 | 55.08% | [8 empty] | Residential | 487.5 | No | 1.95
206144809 | Central Heat Pump | FRANKLIN | HRCU-A-CB (Split System: Heat Pump with Remote Outdoor Unit-Air-Source) | GVZC200241A* |  |  | CA*F3137*6A*+TXV | G*VC960803BNB* | 23200 | 20 |  | 13 | 10 |  | 23600 | 13000 | 55.08% | [8 empty] | Residential | 482.5 | No | 1.93
206144819 | Central Heat Pump | FRANKLIN | HRCU-A-CB (Split System: Heat Pump with Remote Outdoor Unit-Air-Source) | GVZC200241A* |  |  | CA*F3642*6D*+TXV | G*VC960804CNB* | 23200 | 20 |  | 13 | 10 |  | 23400 | 13000 | 55.56% | [8 empty] | Residential | 482.5 | No | 1.93
206144820 | Central Heat Pump | FRANKLIN | HRCU-A-CB (Split System: Heat Pump with Remote Outdoor Unit-Air-Source) | GVZC200241A* |  |  | CA*F3743*6D*+TXV | G*VC800604B*A* | 23400 | 20 |  | 13 | 10 |  | 23600 | 13000 | 55.08% | [8 empty] | Residential | 487.5 | No | 1.95
206144821 | Central Heat Pump | FRANKLIN | HRCU-A-CB (Split System: Heat Pump with Remote Outdoor Unit-Air-Source) | GVZC200241A* |  |  | CA*F3743*6D*+TXV | G*VC960403BNB* | 23200 | 20 |  | 13 | 10 |  | 23800 | 13000 | 54.62% | [8 empty] | Residential | 482.5 | No | 1.93
206144822 | Central Heat Pump | FRANKLIN | HRCU-A-CB (Split System: Heat Pump with Remote Outdoor Unit-Air-Source) | GVZC200241A* |  |  | CA*F3743*6D*+TXV | G*VC960603BNB* | 23400 | 20 |  | 13 | 10 |  | 23800 | 13000 | 54.62% | [8 empty] | Residential | 487.5 | No | 1.95
206144823 | Central Heat Pump | FRANKLIN | HRCU-A-CB (Split System: Heat Pump with Remote Outdoor Unit-Air-Source) | GVZC200241A* |  |  | CA*F3743*6D*+TXV | G*VC960803BNB* | 23200 | 20 |  | 13 | 10 |  | 23800 | 13000 | 54.62% | [8 empty] | Residential | 482.5 | No | 1.93
206144824 | Central Heat Pump | FRANKLIN | HRCU-A-CB (Split System: Heat Pump with Remote Outdoor Unit-Air-Source) | GVZC200241A* |  |  | CA*F3743*6D*+TXV | G*VC960804CNB* | 23400 | 20 |  | 13 | 10 |  | 23800 | 13000 | 54.62% | [8 empty] | Residential | 487.5 | No | 1.95
206144829 | Central Heat Pump | FRANKLIN | HRCU-A-CB (Split System: Heat Pump with Remote Outdoor Unit-Air-Source) | GVZC200241A* |  |  | CSCF3642N6D*+TXV | G*VC800604B*A* | 23600 | 20 |  | 13 | 10 |  | 23600 | 13000 | 55.08% | [8 empty] | Residential | 492.5 | No | 1.97
206144830 | Central Heat Pump | FRANKLIN | HRCU-A-CB (Split System: Heat Pump with Remote Outdoor Unit-Air-Source) | GVZC200241A* |  |  | CSCF3642N6D*+TXV | G*VC960403BNB* | 23400 | 20 |  | 13 | 10 |  | 23800 | 13000 | 54.62% | [8 empty] | Residential | 487.5 | No | 1.95
206144831 | Central Heat Pump | FRANKLIN | HRCU-A-CB (Split System: Heat Pump with Remote Outdoor Unit-Air-Source) | GVZC200241A* |  |  | CSCF3642N6D*+TXV | G*VC960603BNB* | 23400 | 20 |  | 13 | 10 |  | 23800 | 13000 | 54.62% | [8 empty] | Residential | 487.5 | No | 1.95
206144832 | Central Heat Pump | FRANKLIN | HRCU-A-CB (Split System: Heat Pump with Remote Outdoor Unit-Air-Source) | GVZC200241A* |  |  | CSCF3642N6D*+TXV | G*VC960803BNB* | 23400 | 20 |  | 13 | 10 |  | 23800 | 13000 | 54.62% | [8 empty] | Residential | 487.5 | No | 1.95
206144833 | Central Heat Pump | FRANKLIN | HRCU-A-CB (Split System: Heat Pump with Remote Outdoor Unit-Air-Source) | GVZC200241A* |  |  | CSCF3642N6D*+TXV | G*VC960804CNB* | 23400 | 20 |  | 13 | 10 |  | 23800 | 13000 | 54.62% | [8 empty] | Residential | 487.5 | No | 1.95
206144834 | Central Heat Pump | FRANKLIN | HRCU-A-CB (Split System: Heat Pump with Remote Outdoor Unit-Air-Source) | GVZC200241A* |  |  | CSCF3642N6D*+TXV | G*VM970603BNB* | 23400 | 20 |  | 13 | 10 |  | 23800 | 13000 | 54.62% | [8 empty] | Residential | 487.5 | No | 1.95
206144835 | Central Heat Pump | FRANKLIN | HRCU-A-CB (Split System: Heat Pump with Remote Outdoor Unit-Air-Source) | GVZC200241A* |  |  | CSCF3642N6D*+TXV | G*VM970803BNB* | 23400 | 20 |  | 13 | 10 |  | 23800 | 13000 | 54.62% | [8 empty] | Residential | 487.5 | No | 1.95
206144836 | Central Heat Pump | FRANKLIN | HRCU-A-CB (Split System: Heat Pump with Remote Outdoor Unit-Air-Source) | GVZC200241A* |  |  | CSCF3642N6D*+TXV | G*VM970804CNB* | 23600 | 20 |  | 13 | 10 |  | 23600 | 13000 | 55.08% | [8 empty] | Residential | 492.5 | No | 1.97
205966419 | Central Heat Pump | FRANKLIN | HRCU-A-CB (Split System: Heat Pump with Remote Outdoor Unit-Air-Source) | GVZC200361A* |  |  | CHPF3642C6C*+MBVC1600**-1A*+TXV |  | 35000 | 20 |  | 13.5 | 10 |  | 34800 | 18000 | 51.72% | [8 empty] | Residential | 730 | No | 2.92
205966420 | Central Heat Pump | FRANKLIN | HRCU-A-CB (Split System: Heat Pump with Remote Outdoor Unit-Air-Source) | GVZC200361A* |  |  | CA*F3743*6D*+TXV | G*VM971005CNB* | 35800 | 20 |  | 12.5 | 10 |  | 35000 | 18200 | 52% | [8 empty] | Residential | 745 | No | 2.98
205358235 | Central Heat Pump | FRANKLIN | HRCU-A-CB (Split System: Heat Pump with Remote Outdoor Unit-Air-Source) | AVZC200361A* |  |  | CHPF3642C6C*+MBVC1601**-1A*+TXV |  | 35000 | 20 |  | 13.5 | 10 |  | 34800 | 18000 | 51.72% | [8 empty] | Residential | 730 | No | 2.92
205358236 | Central Heat Pump | FRANKLIN | HRCU-A-CB (Split System: Heat Pump with Remote Outdoor Unit-Air-Source) | AVZC200361A* |  |  | CHPF3743C6B*+MBVC1601**-1A*+TXV |  | 35200 | 20 |  | 13.5 | 10 |  | 35000 | 18200 | 52% | [8 empty] | Residential | 732.5 | No | 2.93
205358237 | Central Heat Pump | FRANKLIN | HRCU-A-CB (Split System: Heat Pump with Remote Outdoor Unit-Air-Source) | AVZC200361A* |  |  | CSCF3642N6D*+MBVC1601**-1A*+TXV |  | 35000 | 20 |  | 13.5 | 10 |  | 35000 | 18200 | 52% | [8 empty] | Residential | 730 | No | 2.92
205358238 | Central Heat Pump | FRANKLIN | HRCU-A-CB (Split System: Heat Pump with Remote Outdoor Unit-Air-Source) | AVZC200361A* |  |  | CA*F3743*6D*+MBVC1601**-1A*+TXV |  | 35400 | 21 |  | 14 | 10 |  | 35000 | 18200 | 52% | [8 empty] | Residential | 737.5 | No | 2.95
205965606 | Central Heat Pump | FRANKLIN | HRCU-A-CB (Split System: Heat Pump with Remote Outdoor Unit-Air-Source) | GVZC200241A* |  |  | CA*F3642*6D*+MBVC1200**-1A*+TX |  | 23400 | 21 |  | 13 | 10 |  | 23600 | 13000 | 55.08% | [8 empty] | Residential | 487.5 | No | 1.95
205965607 | Central Heat Pump | FRANKLIN | HRCU-A-CB (Split System: Heat Pump with Remote Outdoor Unit-Air-Source) | GVZC200361A* |  |  | CA*F3743*6D*+MBVC1600**-1A*+TX |  | 35400 | 21 |  | 14 | 10 |  | 35000 | 18200 | 52% | [8 empty] | Residential | 737.5 | No | 2.95
205965609 | Central Heat Pump | FRANKLIN | HRCU-A-CB (Split System: Heat Pump with Remote Outdoor Unit-Air-Source) | GVZC200241A* |  |  | CA*F3137*6A*+TXV | G*VM970603BNB* | 23400 | 20 |  | 13 | 10 |  | 23800 | 13000 | 54.62% | [8 empty] | Residential | 487.5 | No | 1.95
205965610 | Central Heat Pump | FRANKLIN | HRCU-A-CB (Split System: Heat Pump with Remote Outdoor Unit-Air-Source) | GVZC200241A* |  |  | CA*F3137*6A*+TXV | G*VM970803BNB* | 23200 | 20 |  | 13 | 10 |  | 23800 | 13000 | 54.62% | [8 empty] | Residential | 482.5 | No | 1.93
10510926 | Central Heat Pump | AMERICAN STANDARD | HRCU-A-CB (Split System: Heat Pump with Remote Outdoor Unit-Air-Source) | 4A6V0048A1 |  |  | 4TXCD010DS3 | S9V2D120U5PSB+RP | 48000 | 19.5 |  | 12.5 | 10 |  | 43500 | 36400 | 83.68% | [8 empty] | Residential | 1000 | No | 4
10510931 | Central Heat Pump | AMERICAN STANDARD | HRCU-A-CB (Split System: Heat Pump with Remote Outdoor Unit-Air-Source) | 4A6V0060A1 |  |  | 4PX*CU60BS3 | S9V2C100U5PSB+RP | 55500 | 19.5 |  | 12.5 | 10 |  | 53000 | 50000 | 94.34% | [8 empty] | Residential | 1157.5 | No | 4.63
10510933 | Central Heat Pump | AMERICAN STANDARD | HRCU-A-CB (Split System: Heat Pump with Remote Outdoor Unit-Air-Source) | 4A6V0060A1 |  |  | 4PX*DU60BS3 | S9V2D120U5PSB+RP | 55500 | 19.25 |  | 12.5 | 10 |  | 53000 | 50000 | 94.34% | [8 empty] | Residential | 1157.5 | No | 4.63
10510936 | Central Heat Pump | AMERICAN STANDARD | HRCU-A-CB (Split System: Heat Pump with Remote Outdoor Unit-Air-Source) | 4A6V0060A1 |  |  | 4TXCC009DS3 | S9V2C100U5PSB+RP | 55500 | 19.5 |  | 12.5 | 10 |  | 53000 | 50000 | 94.34% | [8 empty] | Residential | 1157.5 | No | 4.63
10510937 | Central Heat Pump | AMERICAN STANDARD | HRCU-A-CB (Split System: Heat Pump with Remote Outdoor Unit-Air-Source) | 4A6V0060A1 |  |  | 4TXCC009DS3 | S9V2C080U5PSB+RP | 55500 | 19.25 |  | 12.5 | 10 |  | 52500 | 50500 | 96.19% | [8 empty] | Residential | 1157.5 | No | 4.63
10510943 | Central Heat Pump | AMERICAN STANDARD | HRCU-A-CB (Split System: Heat Pump with Remote Outdoor Unit-Air-Source) | 4A6V0060A1 |  |  | 4TXCD010DS3 | S9V2D120U5PSB+RP | 55500 | 19.25 |  | 12.5 | 10 |  | 53000 | 50000 | 94.34% | [8 empty] | Residential | 1157.5 | No | 4.63
10510949 | Central Heat Pump | AMERICAN STANDARD | HRCU-A-CB (Split System: Heat Pump with Remote Outdoor Unit-Air-Source) | 4A6V8024A1 |  |  | 4PX*BU36BS3 | S9V2B040U3PSB+RP | 24000 | 18 |  | 12.5 | 10 |  | 18600 | 16800 | 90.32% | [8 empty] | Residential | 500 | No | 2
10510950 | Central Heat Pump | AMERICAN STANDARD | HRCU-A-CB (Split System: Heat Pump with Remote Outdoor Unit-Air-Source) | 4A6V8024A1 |  |  | 4PX*BU36BS3 | S9V2B060U3PSB+RP | 24000 | 18 |  | 12.5 | 10 |  | 20600 | 16700 | 81.07% | [8 empty] | Residential | 500 | No | 2
10510951 | Central Heat Pump | AMERICAN STANDARD | HRCU-A-CB (Split System: Heat Pump with Remote Outdoor Unit-Air-Source) | 4A6V8024A1 |  |  | 4PX*BU36BS3 | S9V2B080U3PSB+RP | 24000 | 18 |  | 12.5 | 10 |  | 20600 | 16800 | 81.55% | [8 empty] | Residential | 500 | No | 2
10510952 | Central Heat Pump | AMERICAN STANDARD | HRCU-A-CB (Split System: Heat Pump with Remote Outdoor Unit-Air-Source) | 4A6V8024A1 |  |  | 4TXCB004DS3 | S9V2B080U3PSB+RP | 24000 | 18 |  | 12.5 | 10 |  | 20600 | 16800 | 81.55% | [8 empty] | Residential | 500 | No | 2
10510953 | Central Heat Pump | AMERICAN STANDARD | HRCU-A-CB (Split System: Heat Pump with Remote Outdoor Unit-Air-Source) | 4A6V8024A1 |  |  | 4TXCB004DS3 | S9V2B060D3PSB+RP | 23000 | 18 |  | 12.5 | 10 |  | 20400 | 16500 | 80.88% | [8 empty] | Residential | 480 | No | 1.92
10510954 | Central Heat Pump | AMERICAN STANDARD | HRCU-A-CB (Split System: Heat Pump with Remote Outdoor Unit-Air-Source) | 4A6V8024A1 |  |  | 4TXCB004DS3 | S9V2B080D3PSB+RP | 23200 | 18 |  | 12.5 | 10 |  | 20400 | 16500 | 80.88% | [8 empty] | Residential | 482.5 | No | 1.93
206852861 | Central Heat Pump | NORTEK GLOBAL HVAC LLC | HRCU-A-CB (Split System: Heat Pump with Remote Outdoor Unit-Air-Source) | SH1BG4CVRX24KP |  |  | C6B(A,H)-X26(C,U)-B(*) | G7T(*)-VB(*) | 24400 | 19 |  | 13.5 | 10 |  | 22200 | 14100 | 63.51% | [8 empty] | Residential | 507.5 | No | 2.03
207071378 | Central Heat Pump | COMFORT-AIRE | HRCU-A-CB (Split System: Heat Pump with Remote Outdoor Unit-Air-Source) | HRG1836S1P |  |  | EAH1P30B+H4TXV01 | GUH96C045B3M | 24000 | 18.5 |  | 13 | 10 |  | 24000 | 15300 | 63.75% | [8 empty] | Residential | 500 | No | 2
207698840 | Central Heat Pump | COMFORT-AIRE | HRCU-A-CB (Split System: Heat Pump with Remote Outdoor Unit-Air-Source) | HRG1836S1P |  |  | E*1P23B+H4TXV01 | GUH97M070B3M | 23400 | 20 |  | 13 | 10 |  | 24000 | 14800 | 61.67% | [8 empty] | Residential | 487.5 | No | 1.95
207698842 | Central Heat Pump | COMFORT-AIRE | HRCU-A-CB (Split System: Heat Pump with Remote Outdoor Unit-Air-Source) | HRG1836S1P |  |  | EA(C,U)1P30B+H4TXV01 | GUH97M070B3M | 23400 | 20 |  | 13 | 10 |  | 24000 | 15400 | 64.17% | [8 empty] | Residential | 487.5 | No | 1.95
207698844 | Central Heat Pump | COMFORT-AIRE | HRCU-A-CB (Split System: Heat Pump with Remote Outdoor Unit-Air-Source) | HRG1836S1P |  |  | EAC4X30B | GUH97M070B3M | 23400 | 20 |  | 13 | 10 |  | 24000 | 15400 | 64.17% | [8 empty] | Residential | 487.5 | No | 1.95
207698845 | Central Heat Pump | COMFORT-AIRE | HRCU-A-CB (Split System: Heat Pump with Remote Outdoor Unit-Air-Source) | HRG1836S1P |  |  | EAH1P30B+H4TXV01 | GUH97M070B3M | 23400 | 20 |  | 13 | 10 |  | 24000 | 15300 | 63.75% | [8 empty] | Residential | 487.5 | No | 1.95
207698846 | Central Heat Pump | COMFORT-AIRE | HRCU-A-CB (Split System: Heat Pump with Remote Outdoor Unit-Air-Source) | HRG1836S1P |  |  | EC4X23B | GUH97M070B3M | 23400 | 20 |  | 13 | 10 |  | 24000 | 14800 | 61.67% | [8 empty] | Residential | 487.5 | No | 1.95
206788339 | Central Heat Pump | CARRIER | HRCU-A-CB (Split System: Heat Pump with Remote Outdoor Unit-Air-Source) | 25VNA424A*031* |  |  | CAP**3621AL*+UI | 59MN7B080C21**20 | 23400 | 22 |  | 14 | 11 |  | 24000 | 24400 | 101.7% | [8 empty] | Residential | 487.5 | No | 1.95
206788340 | Central Heat Pump | CARRIER | HRCU-A-CB (Split System: Heat Pump with Remote Outdoor Unit-Air-Source) | 25VNA424A*031* |  |  | CAP**3621AL*+UI | 59MN7B100C21**22 | 23400 | 22 |  | 14 | 11 |  | 24000 | 24200 | 100.8% | [8 empty] | Residential | 487.5 | No | 1.95
206788342 | Central Heat Pump | CARRIER | HRCU-A-CB (Split System: Heat Pump with Remote Outdoor Unit-Air-Source) | 25VNA424A*031* |  |  | CAP**3621AL*+UI | 58TN*A110C21**20 | 23400 | 22 |  | 14 | 11 |  | 24000 | 24200 | 100.8% | [8 empty] | Residential | 487.5 | No | 1.95
206788346 | Central Heat Pump | CARRIER | HRCU-A-CB (Split System: Heat Pump with Remote Outdoor Unit-Air-Source) | 25VNA424A*031* |  |  | CAP**4221AL*+UI | 59MN7B080C21**20 | 23400 | 22 |  | 14 | 11 |  | 24000 | 24200 | 100.8% | [8 empty] | Residential | 487.5 | No | 1.95
206788347 | Central Heat Pump | CARRIER | HRCU-A-CB (Split System: Heat Pump with Remote Outdoor Unit-Air-Source) | 25VNA424A*031* |  |  | CAP**4221AL*+UI | 59MN7B100C21**22 | 23400 | 22 |  | 14 | 11 |  | 24000 | 24200 | 100.8% | [8 empty] | Residential | 487.5 | No | 1.95
206788349 | Central Heat Pump | CARRIER | HRCU-A-CB (Split System: Heat Pump with Remote Outdoor Unit-Air-Source) | 25VNA424A*031* |  |  | CAP**4221AL*+UI | 58TN*A110C21**20 | 23400 | 22 |  | 14 | 11 |  | 24000 | 24200 | 100.8% | [8 empty] | Residential | 487.5 | No | 1.95
206788351 | Central Heat Pump | CARRIER | HRCU-A-CB (Split System: Heat Pump with Remote Outdoor Unit-Air-Source) | 25VNA424A*031* |  |  | CAP**4224AL*+UI | 59MN7B080C21**20 | 23400 | 22 |  | 14 | 11 |  | 24000 | 24200 | 100.8% | [8 empty] | Residential | 487.5 | No | 1.95
206788352 | Central Heat Pump | CARRIER | HRCU-A-CB (Split System: Heat Pump with Remote Outdoor Unit-Air-Source) | 25VNA424A*031* |  |  | CAP**4224AL*+UI | 59MN7B100C21**22 | 23400 | 22 |  | 14 | 11 |  | 24000 | 24200 | 100.8% | [8 empty] | Residential | 487.5 | No | 1.95
206788353 | Central Heat Pump | CARRIER | HRCU-A-CB (Split System: Heat Pump with Remote Outdoor Unit-Air-Source) | 25VNA424A*031* |  |  | CAP**4224AL*+UI | 59MN7B120C24**22 | 23400 | 22 |  | 14 | 11 |  | 24000 | 24200 | 100.8% | [8 empty] | Residential | 487.5 | No | 1.95
10511209 | Central Heat Pump | TRANE | HRCU-A-CB (Split System: Heat Pump with Remote Outdoor Unit-Air-Source) | 4TWV0048A1 |  |  | 4PX*CU60BS3 | S9V2C100U4PSB+RP | 47500 | 19.25 |  | 12.5 | 10 |  | 44000 | 36600 | 83.18% | [8 empty] | Residential | 990 | No | 3.96
10511211 | Central Heat Pump | TRANE | HRCU-A-CB (Split System: Heat Pump with Remote Outdoor Unit-Air-Source) | 4TWV0048A1 |  |  | 4PX*DU60BS3 | S9V2D120U5PSB+RP | 48000 | 19.5 |  | 12.5 | 10 |  | 43500 | 36400 | 83.68% | [8 empty] | Residential | 1000 | No | 4
10511213 | Central Heat Pump | TRANE | HRCU-A-CB (Split System: Heat Pump with Remote Outdoor Unit-Air-Source) | 4TWV0048A1 |  |  | 4PX*DU60BS3 | S9V2C080U5PSB+RP | 47000 | 19.5 |  | 12.5 | 10 |  | 43000 | 36400 | 84.65% | [8 empty] | Residential | 980 | No | 3.92
10511218 | Central Heat Pump | TRANE | HRCU-A-CB (Split System: Heat Pump with Remote Outdoor Unit-Air-Source) | 4TWV0048A1 |  |  | 4TXCC007DS3 | S9V2C080U5PSB+RP | 46500 | 19.5 |  | 12.5 | 10 |  | 44000 | 36600 | 83.18% | [8 empty] | Residential | 970 | No | 3.88
10511221 | Central Heat Pump | TRANE | HRCU-A-CB (Split System: Heat Pump with Remote Outdoor Unit-Air-Source) | 4TWV0048A1 |  |  | 4TXCC009DS3 | S9V2C100U4PSB+RP | 47500 | 19.25 |  | 12.5 | 10 |  | 44000 | 36600 | 83.18% | [8 empty] | Residential | 990 | No | 3.96
10511223 | Central Heat Pump | TRANE | HRCU-A-CB (Split System: Heat Pump with Remote Outdoor Unit-Air-Source) | 4TWV0048A1 |  |  | 4TXCD010DS3 | S9V2C080U5PSB+RP | 47000 | 19.5 |  | 12.5 | 10 |  | 43000 | 36400 | 84.65% | [8 empty] | Residential | 980 | No | 3.92
10511224 | Central Heat Pump | TRANE | HRCU-A-CB (Split System: Heat Pump with Remote Outdoor Unit-Air-Source) | 4TWV0048A1 |  |  | 4TXCD010DS3 | S9V2D120U5PSB+RP | 48000 | 19.5 |  | 12.5 | 10 |  | 43500 | 36400 | 83.68% | [8 empty] | Residential | 1000 | No | 4
10511228 | Central Heat Pump | TRANE | HRCU-A-CB (Split System: Heat Pump with Remote Outdoor Unit-Air-Source) | 4TWV0060A1 |  |  | 4PX*CU60BS3 | S9V2C080U5PSB+RP | 55500 | 19.25 |  | 12.5 | 10 |  | 52500 | 50500 | 96.19% | [8 empty] | Residential | 1157.5 | No | 4.63
10511229 | Central Heat Pump | TRANE | HRCU-A-CB (Split System: Heat Pump with Remote Outdoor Unit-Air-Source) | 4TWV0060A1 |  |  | 4PX*CU60BS3 | S9V2C100U5PSB+RP | 55500 | 19.5 |  | 12.5 | 10 |  | 53000 | 50000 | 94.34% | [8 empty] | Residential | 1157.5 | No | 4.63
10511231 | Central Heat Pump | TRANE | HRCU-A-CB (Split System: Heat Pump with Remote Outdoor Unit-Air-Source) | 4TWV0060A1 |  |  | 4PX*DU60BS3 | S9V2D120U5PSB+RP | 55500 | 19.25 |  | 12.5 | 10 |  | 53000 | 50000 | 94.34% | [8 empty] | Residential | 1157.5 | No | 4.63
206792479 | Central Heat Pump | BROAN | HRCU-A-CB (Split System: Heat Pump with Remote Outdoor Unit-Air-Source) | FSH1BG4CVRX24KP |  |  | B6VMAX24K-B(*) |  | 24600 | 19 |  | 13.9 | 10 |  | 22400 | 14200 | 63.39% | [8 empty] | Residential | 512.5 | No | 2.05
206792482 | Central Heat Pump | BROAN | HRCU-A-CB (Split System: Heat Pump with Remote Outdoor Unit-Air-Source) | FSH1BG4CVRX24KP |  |  | C6B(A,H)-X26(C,U)-B(*) | FG7T(*)-VB(*) | 24400 | 19 |  | 13.5 | 10 |  | 22200 | 14100 | 63.51% | [8 empty] | Residential | 507.5 | No | 2.03
206792485 | Central Heat Pump | BROAN | HRCU-A-CB (Split System: Heat Pump with Remote Outdoor Unit-Air-Source) | FSH1BG4CVRX36KP |  |  | B6VMAX36K-B(*) |  | 34800 | 19 |  | 12.6 | 10 |  | 34400 | 21800 | 63.37% | [8 empty] | Residential | 725 | No | 2.9
206792491 | Central Heat Pump | BROAN | HRCU-A-CB (Split System: Heat Pump with Remote Outdoor Unit-Air-Source) | FSH1BG4CVRX36KP |  |  | C6B(A,H)-X36(C,U)-C(*) | FG7T(*)-VC(*) | 34800 | 18.5 |  | 12.5 | 10 |  | 34200 | 21800 | 63.74% | [8 empty] | Residential | 725 | No | 2.9
206792608 | Central Heat Pump | BROAN | HRCU-A-CB (Split System: Heat Pump with Remote Outdoor Unit-Air-Source) | FSH1BG4CVRX24KP |  |  | C6B(A,H)-X26(C,U)-B(*) | MB7VM-1600K-B | 24600 | 19 |  | 13.9 | 10 |  | 22400 | 14200 | 63.39% | [8 empty] | Residential | 512.5 | No | 2.05
206792611 | Central Heat Pump | BROAN | HRCU-A-CB (Split System: Heat Pump with Remote Outdoor Unit-Air-Source) | FSH1BG4CVRX36KP |  |  | C6B(A,H)-X36(C,U)-B(*) | MB7VM-1600K-B | 34800 | 19 |  | 12.6 | 10 |  | 34400 | 21800 | 63.37% | [8 empty] | Residential | 725 | No | 2.9
207562093 | Central Heat Pump | BROAN | HRCU-A-CB (Split System: Heat Pump with Remote Outdoor Unit-Air-Source) | FSH1BG4CVRX24KP |  |  | C6B(A,H)-X26(C,U)-B(*) | MB7VM-1600K-B(*) | 24600 | 19 |  | 13.9 | 10 |  | 22400 | 14200 | 63.39% | [8 empty] | Residential | 512.5 | No | 2.05
207562096 | Central Heat Pump | BROAN | HRCU-A-CB (Split System: Heat Pump with Remote Outdoor Unit-Air-Source) | FSH1BG4CVRX36KP |  |  | C6B(A,H)-X36(C,U)-B(*) | MB7VM-1600K-B(*) | 34800 | 19 |  | 12.6 | 10 |  | 34400 | 21800 | 63.37% | [8 empty] | Residential | 725 | No | 2.9
207564568 | Central Heat Pump | BROAN | HRCU-A-CB (Split System: Heat Pump with Remote Outdoor Unit-Air-Source) | FSH1BG4CVRX24KP |  |  | C6B(A,H)-X26(C,U)-B(*) | FG7T(*)-V(*)B(*) | 24400 | 19 |  | 13.5 | 10 |  | 22200 | 14100 | 63.51% | [8 empty] | Residential | 507.5 | No | 2.03
202760835 | Central Heat Pump | ARMSTRONG AIR | HRCU-A-CB (Split System: Heat Pump with Remote Outdoor Unit-Air-Source) | 4SHP20LX124P |  |  | BCE7S24M |  | 22600 | 20 |  | 14 | 10 |  | 22000 | 13600 | 61.82% | [8 empty] | Residential | 470 | No | 1.88
202760837 | Central Heat Pump | ARMSTRONG AIR | HRCU-A-CB (Split System: Heat Pump with Remote Outdoor Unit-Air-Source) | 4SHP20LX124P |  |  | BCE7S30M |  | 23000 | 19 |  | 14 | 10 |  | 21400 | 14000 | 65.42% | [8 empty] | Residential | 480 | No | 1.92
202760839 | Central Heat Pump | ARMSTRONG AIR | HRCU-A-CB (Split System: Heat Pump with Remote Outdoor Unit-Air-Source) | 4SHP20LX136P |  |  | BCE7S42M |  | 34800 | 20 |  | 13.5 | 10 |  | 33000 | 21400 | 64.85% | [8 empty] | Residential | 725 | No | 2.9
207256749 | Central Heat Pump | ARMSTRONG AIR | HRCU-A-CB (Split System: Heat Pump with Remote Outdoor Unit-Air-Source) | 4SHP20LX136P |  |  | BCE7S36M |  | 34000 | 20 |  | 13 | 10 |  | 32000 | 21400 | 66.88% | [8 empty] | Residential | 707.5 | No | 2.83
210807756 | Central Heat Pump | JOHNSON CONTROLS | HRCU-A-CB (Split System: Heat Pump with Remote Outdoor Unit-Air-Source) | HL19B3621 |  |  | CM60DXA2+TXV | TP9C100C20MP13 | 36000 | 19 |  | 14 | 10 |  | 35400 | 22400 | 63.28% | [8 empty] | Residential | 750 | No | 3
210807762 | Central Heat Pump | JOHNSON CONTROLS | HRCU-A-CB (Split System: Heat Pump with Remote Outdoor Unit-Air-Source) | HL19B3621 |  |  | CM60DXA2+TXV | TMLV120C20MP12 | 35800 | 18 |  | 14 | 10 |  | 35000 | 22400 | 64% | [8 empty] | Residential | 745 | No | 2.98
210807764 | Central Heat Pump | JOHNSON CONTROLS | HRCU-A-CB (Split System: Heat Pump with Remote Outdoor Unit-Air-Source) | HL19B3621 |  |  | CM60CXA2+TXV | TPLC120C20MP13 | 35800 | 18 |  | 14 | 10 |  | 35000 | 22400 | 64% | [8 empty] | Residential | 745 | No | 2.98
210807765 | Central Heat Pump | JOHNSON CONTROLS | HRCU-A-CB (Split System: Heat Pump with Remote Outdoor Unit-Air-Source) | HL19B3621 |  |  | CM60DXA2+TXV | TM8V100C16MP12 | 35800 | 18 |  | 14 | 10 |  | 35200 | 22400 | 63.64% | [8 empty] | Residential | 745 | No | 2.98
210807767 | Central Heat Pump | JOHNSON CONTROLS | HRCU-A-CB (Split System: Heat Pump with Remote Outdoor Unit-Air-Source) | HL19B3621 |  |  | CM60CXA2+TXV | TMLV100C16MP12 | 35600 | 18 |  | 14 | 10 |  | 35200 | 22400 | 63.64% | [8 empty] | Residential | 742.5 | No | 2.97
210808979 | Central Heat Pump | JOHNSON CONTROLS | HRCU-A-CB (Split System: Heat Pump with Remote Outdoor Unit-Air-Source) | HL19B3621 |  |  | CM60DXA2+TXV | TM9V100C20MP12 | 36000 | 19 |  | 14 | 10 |  | 35400 | 22400 | 63.28% | [8 empty] | Residential | 750 | No | 3
207590040 | Central Heat Pump | AMERICAN STANDARD | HRCU-A-CB (Split System: Heat Pump with Remote Outdoor Unit-Air-Source) | 4A6V0X36A1 |  |  | TAM9A0C36V31 |  | 35000 | 19.75 |  | 13.5 | 10 |  | 33400 | 26000 | 77.84% | 35000 | 19.5 | 12.7 | 8.7 | 31600 |  |  |  | Residential | 730 | No | 2.92
207590041 | Central Heat Pump | AMERICAN STANDARD | HRCU-A-CB (Split System: Heat Pump with Remote Outdoor Unit-Air-Source) | 4A6V0X36A1 |  |  | TAM9A0C42V41 |  | 35600 | 21 |  | 13.5 | 10 |  | 33600 | 24800 | 73.81% | [8 empty] | Residential | 742.5 | No | 2.97
207590050 | Central Heat Pump | AMERICAN STANDARD | HRCU-A-CB (Split System: Heat Pump with Remote Outdoor Unit-Air-Source) | 4A6V8X60A1 |  |  | TAM9A0C60V51 |  | 54000 | 18 |  | 12.5 | 10 |  | 50500 | 49000 | 97.03% | 53000 | 18 | 12 | 8.2 | 50000 |  |  |  | Residential | 1105 | No | 4.42
207590053 | Central Heat Pump | AMERICAN STANDARD | HRCU-A-CB (Split System: Heat Pump with Remote Outdoor Unit-Air-Source) | 4A6V0X36A1 |  |  | TEM8A0C36V31+TDR |  | 35400 | 20 |  | 13 | 10 |  | 31800 | 26400 | 83.02% | 35200 | 20.5 | 12.5 | 9 | 32400 |  |  |  | Residential | 732.5 | No | 2.93
207590054 | Central Heat Pump | AMERICAN STANDARD | HRCU-A-CB (Split System: Heat Pump with Remote Outdoor Unit-Air-Source) | 4A6V0X36A1 |  |  | TEM8A0C42V41+TDR |  | 35600 | 20 |  | 13 | 10 |  | 31400 | 26400 | 84.08% | 35200 | 20.5 | 12.5 | 9 | 32400 |  |  |  | Residential | 732.5 | No | 2.93
207590055 | Central Heat Pump | AMERICAN STANDARD | HRCU-A-CB (Split System: Heat Pump with Remote Outdoor Unit-Air-Source) | 4A6V0X36A1 |  |  | TEM8A0C48V41+TDR |  | 35600 | 20 |  | 13 | 10 |  | 31000 | 25200 | 81.29% | [8 empty] | Residential | 742.5 | No | 2.97
207590056 | Central Heat Pump | AMERICAN STANDARD | HRCU-A-CB (Split System: Heat Pump with Remote Outdoor Unit-Air-Source) | 4A6V0X36A1 |  |  | TEM8A0D48V41+TDR |  | 35800 | 19.5 |  | 13 | 10 |  | 31800 | 25800 | 81.13% | [8 empty] | Residential | 745 | No | 2.98
207590082 | Central Heat Pump | AMERICAN STANDARD | HRCU-A-CB (Split System: Heat Pump with Remote Outdoor Unit-Air-Source) | 4A6V0X24A1 |  |  | 4PX*BU36BS3 | S9V2B040U3PSB+RP | 24000 | 18.75 |  | 13.5 | 10 |  | 18600 | 17000 | 91.4% | 23800 | 19 | 12.5 | 8.5 | 20400 |  |  |  | Residential | 495 | No | 1.98
207590083 | Central Heat Pump | AMERICAN STANDARD | HRCU-A-CB (Split System: Heat Pump with Remote Outdoor Unit-Air-Source) | 4A6V0X24A1 |  |  | 4PX*BU36BS3 | S9V2B080U3PSB+RP | 24000 | 19.25 |  | 13.5 | 10 |  | 20600 | 16800 | 81.55% | [8 empty] | Residential | 500 | No | 2
207590084 | Central Heat Pump | AMERICAN STANDARD | HRCU-A-CB (Split System: Heat Pump with Remote Outdoor Unit-Air-Source) | 4A6V0X24A1 |  |  | 4TXCB004DS3 | S9V2B080U3PSB+RP | 24000 | 19.25 |  | 13.5 | 10 |  | 20600 | 16800 | 81.55% | [8 empty] | Residential | 500 | No | 2
202850897 | Central Heat Pump | MIDEA | HRCU-A-CB (Split System: Heat Pump with Remote Outdoor Unit-Air-Source) | MOVA-36HDN1-M20G |  |  | MVME24B2MN1TA |  | 24000 | 20.5 |  | 14 | 10.5 |  | 24000 | 22400 | 93.33% | 24000 | 20 | 13 | 9.5 | 24000 | 17600 | 73.33% | 2 | Residential | 500 | Yes | 2 | Both
202850898 | Central Heat Pump | MIDEA | HRCU-A-CB (Split System: Heat Pump with Remote Outdoor Unit-Air-Source) | MOVA-60HDN1-M20G |  |  | MVME48C2MN1TA |  | 47500 | 20 |  | 13.5 | 10.5 |  | 48000 | 40000 | 83.33% | 47000 | 18.5 | 12 | 9.5 | 48000 | 33600 | 70% | 2 | Residential | 980 | Yes | 3.92 | Both
202850899 | Central Heat Pump | MIDEA | HRCU-A-CB (Split System: Heat Pump with Remote Outdoor Unit-Air-Source) | MOVA-36HDN1-M20G |  |  | MVME36B2MN1TA |  | 34600 | 20 |  | 12.5 | 10.5 |  | 34200 | 28000 | 81.87% | 34200 | 19 | 12 | 9.5 | 34200 |  |  |  | Residential | 712.5 | No | 2.85 | No
202850900 | Central Heat Pump | MIDEA | HRCU-A-CB (Split System: Heat Pump with Remote Outdoor Unit-Air-Source) | MOVA-60HDN1-M20G |  |  | MVME60C2MN1TA |  | 54500 | 19 |  | 12.5 | 10.5 |  | 56000 | 43500 | 77.68% | 52000 | 18 | 11.7 | 9.5 | 55000 |  |  |  | Residential | 1082.5 | No | 4.33 | No
202902422 | Central Heat Pump | MIDEA | HRCU-A-CB (Split System: Heat Pump with Remote Outdoor Unit-Air-Source) | MOVA-36HDN1-M20G |  |  | MC**2430ANTF | MGH96M080B3A | 24000 | 18.5 |  | 13 | 10 |  | 24000 | 19600 | 81.67% | 23800 | 18 | 12 | 9 | 24000 | 17200 | 71.67% | 1.85 | Residential | 495 | Yes | 1.98 | Both
202902423 | Central Heat Pump | MIDEA | HRCU-A-CB (Split System: Heat Pump with Remote Outdoor Unit-Air-Source) | MOVA-36HDN1-M20G |  |  | MC**2430BNTF | MGH96M060B3A | 24000 | 19 |  | 13.5 | 10 |  | 24000 | 20000 | 83.33% | 24000 | 18.5 | 12 | 9 | 24000 | 17400 | 72.5% | 1.9 | Residential | 500 | Yes | 2 | Both
202902424 | Central Heat Pump | MIDEA | HRCU-A-CB (Split System: Heat Pump with Remote Outdoor Unit-Air-Source) | MOVA-36HDN1-M20G |  |  | MC**2430BNTF | MGH96M080B3A | 24000 | 19 |  | 13.5 | 10 |  | 24000 | 20000 | 83.33% | 24000 | 18.5 | 12 | 9 | 24000 | 17400 | 72.5% | 1.9 | Residential | 500 | Yes | 2 | Both
202902425 | Central Heat Pump | MIDEA | HRCU-A-CB (Split System: Heat Pump with Remote Outdoor Unit-Air-Source) | MOVA-36HDN1-M20G |  |  | MC**4248BNTF | MGH96M080B3A | 33000 | 18.5 |  | 12.5 | 10 |  | 34200 | 25600 | 74.85% | 33000 | 18.5 | 11.2 | 9 | 34200 |  |  |  | Residential | 687.5 | No | 2.75
202902426 | Central Heat Pump | MIDEA | HRCU-A-CB (Split System: Heat Pump with Remote Outdoor Unit-Air-Source) | MOVA-36HDN1-M20G |  |  | MC**4248CNTF | MGH96M100C5A | 33000 | 18.5 |  | 12.5 | 10 |  | 34200 | 25600 | 74.85% | 33000 | 18.5 | 12 | 9 | 34200 |  |  |  | Residential | 687.5 | No | 2.75 | No
205564494 | Central Heat Pump | INTENSITY | HSP-A (Single-Package Heat Pump Air-Source) | IPRCI6019KC-3 |  |  |  |  | 57000 | 19 |  | 12.5 | 10 |  | 57000 | 46500 | 81.58% | 57000 | 18 | 11.2 | 9 | 57000 |  |  |  | Residential | 1187.5 | No | 4.75
202141115 | Central Heat Pump | RUUD | HRCU-A-CB (Split System: Heat Pump with Remote Outdoor Unit-Air-Source) | UP2024BJV |  |  | RCF2421UEA | U98VB070M317U | 22800 | 19.5 |  | 13 | 10.5 |  | 22000 | 22800 | 103.6% | [8 empty] | Residential | 475 | No | 1.9
202141136 | Central Heat Pump | RUUD | HRCU-A-CB (Split System: Heat Pump with Remote Outdoor Unit-Air-Source) | UP2048BJV |  |  | RCF6021SEA | U802VA100521M | 45500 | 19.5 |  | 12.5 | 11 |  | 41000 | 40000 | 97.56% | [8 empty] | Residential | 947.5 | No | 3.79
202141138 | Central Heat Pump | RUUD | HRCU-A-CB (Split System: Heat Pump with Remote Outdoor Unit-Air-Source) | UP2048BJV |  |  | RCF6021SEA | U802VA125524M | 45500 | 19 |  | 12.5 | 11 |  | 41000 | 40000 | 97.56% | [8 empty] | Residential | 947.5 | No | 3.79
202141158 | Central Heat Pump | RUUD | HRCU-A-CB (Split System: Heat Pump with Remote Outdoor Unit-Air-Source) | UP2024BJV |  |  | RHMV2421UEAC |  | 22800 | 20 |  | 14 | 11 |  | 22400 | 23000 | 102.7% | [8 empty] | Residential | 475 | No | 1.9
205760833 | Central Heat Pump | RUUD | HRCU-A-CB (Split System: Heat Pump with Remote Outdoor Unit-Air-Source) | UP2024BJV |  |  | RCF6021SEA | U97VA060M317K | 24000 | 21.5 |  | 14.7 | 11.85 |  | 24000 | 38000 | 158.3% | [8 empty] | Residential | 500 | No | 2
205760834 | Central Heat Pump | RUUD | HRCU-A-CB (Split System: Heat Pump with Remote Outdoor Unit-Air-Source) | UP2024BJV |  |  | RCF6021SEA | U97VA070M317K | 24000 | 21.5 |  | 14.85 | 11.9 |  | 24000 | 38000 | 158.3% | [8 empty] | Residential | 500 | No | 2
205760836 | Central Heat Pump | RUUD | HRCU-A-CB (Split System: Heat Pump with Remote Outdoor Unit-Air-Source) | UP2024BJV |  |  | RCF6021SEA | U97VA085M521K | 24200 | 21.55 |  | 15.05 | 11.9 |  | 24200 | 38000 | 157% | [8 empty] | Residential | 505 | No | 2.02
205760838 | Central Heat Pump | RUUD | HRCU-A-CB (Split System: Heat Pump with Remote Outdoor Unit-Air-Source) | UP2024BJV |  |  | RCF6021SEA | U97VA100M521K | 24200 | 21.95 |  | 15.3 | 12.05 |  | 24200 | 38000 | 157% | [8 empty] | Residential | 505 | No | 2.02
205760840 | Central Heat Pump | RUUD | HRCU-A-CB (Split System: Heat Pump with Remote Outdoor Unit-Air-Source) | UP2024BJV |  |  | RCF6021SEA | U97VA115M524K | 24200 | 21.6 |  | 15.05 | 11.9 |  | 24200 | 38000 | 157% | [8 empty] | Residential | 505 | No | 2.02
206348266 | Central Heat Pump | RUUD | HRCU-A-CB (Split System: Heat Pump with Remote Outdoor Unit-Air-Source) | UP2060BJV |  |  | RCF6021SEA | U802VA100521M | 54500 | 21.1 |  | 12.5 | 12.05 |  | 54500 | 70500 | 129.4% | [8 empty] | Residential | 1135 | No | 4.54
206770948 | Central Heat Pump | HEIL | HRCU-A-CB (Split System: Heat Pump with Remote Outdoor Unit-Air-Source) | HVH837GKA2* |  |  | FCM4X48***L+WALLCON |  | 33400 | 18.5 |  | 13 | 10 |  | 31400 | 31000 | 98.73% | 32800 | 18.5 | 12 | 8.5 | 32000 |  |  |  | Residential | 682.5 | No | 2.73
206770939 | Central Heat Pump | HEIL | HRCU-A-CB (Split System: Heat Pump with Remote Outdoor Unit-Air-Source) | HVH837GKA2* |  |  | FCM4X60***L+WALLCON |  | 33600 | 19 |  | 13 | 10 |  | 31000 | 31000 | 100% | 33200 | 18.5 | 12 | 8.5 | 31600 |  |  |  | Residential | 692.5 | No | 2.77
206765378 | Central Heat Pump | HEIL | HRCU-A-CB (Split System: Heat Pump with Remote Outdoor Unit-Air-Source) | HVH825GKA3* |  |  | FCM4X48***L+WALLCON |  | 24000 | 18 |  | 12.5 | 10 |  | 20200 | 20200 | 100% | 24400 | 17.5 | 11.5 | 8.5 | 20600 |  |  |  | Residential | 507.5 | No | 2.03
9896145 | Central Heat Pump | HEIL | HRCU-A-CB (Split System: Heat Pump with Remote Outdoor Unit-Air-Source) | HVH837GKA** |  |  | FCM4X60***L+WALLCON |  | 33600 | 19 |  | 13 | 10 |  | 31000 | 31000 | 100% | 33200 | 18.5 | 12 | 8.5 | 31600 |  |  |  | Residential | 692.5 | No | 2.77
9896146 | Central Heat Pump | HEIL | HRCU-A-CB (Split System: Heat Pump with Remote Outdoor Unit-Air-Source) | HVH837GKA** |  |  | FCM4X48***L+WALLCON |  | 33400 | 18.5 |  | 13 | 10 |  | 31400 | 31000 | 98.73% | 32800 | 18.5 | 12 | 8.5 | 32000 |  |  |  | Residential | 682.5 | No | 2.73
204456329 | Central Heat Pump | HEIL | HRCU-A-CB (Split System: Heat Pump with Remote Outdoor Unit-Air-Source) | HVH825GKA2* |  |  | FCM4X48***L+WALLCON |  | 24000 | 18 |  | 12.5 | 10 |  | 20200 | 20200 | 100% | 24400 | 17.5 | 11.5 | 8.5 | 20600 |  |  |  | Residential | 507.5 | No | 2.03
204456334 | Central Heat Pump | KEEPRITE | HRCU-A-CB (Split System: Heat Pump with Remote Outdoor Unit-Air-Source) | CVH825GKA2* |  |  | FCM4X48***L+WALLCON |  | 24000 | 18 |  | 12.5 | 10 |  | 20200 | 20200 | 100% | 24400 | 17.5 | 11.5 | 8.5 | 20600 |  |  |  | Residential | 507.5 | No | 2.03
9897080 | Central Heat Pump | KEEPRITE | HRCU-A-CB (Split System: Heat Pump with Remote Outdoor Unit-Air-Source) | CVH837GKA** |  |  | FCM4X60***L+WALLCON |  | 33600 | 19 |  | 13 | 10 |  | 31000 | 31000 | 100% | 33200 | 18.5 | 12 | 8.5 | 31600 |  |  |  | Residential | 692.5 | No | 2.77
9897081 | Central Heat Pump | KEEPRITE | HRCU-A-CB (Split System: Heat Pump with Remote Outdoor Unit-Air-Source) | CVH837GKA** |  |  | FCM4X48***L+WALLCON |  | 33400 | 18.5 |  | 13 | 10 |  | 31400 | 31000 | 98.73% | 32800 | 18.5 | 12 | 8.5 | 32000 |  |  |  | Residential | 682.5 | No | 2.73
206790203 | Central Heat Pump | BRYANT HEATING AND COOLING SYSTEMS | HRCU-A-CB (Split System: Heat Pump with Remote Outdoor Unit-Air-Source) | 284ANV024*0**B* |  |  | CSPH*3612AL*+UI | 88*TA36045C17*** | 23400 | 21 |  | 14 | 11 |  | 24000 | 25000 | 104.2% | 23600 | 19 | 12.5 | 10 | 26800 |  |  |  | Residential | 492.5 | No | 1.97
206790204 | Central Heat Pump | BRYANT HEATING AND COOLING SYSTEMS | HRCU-A-CB (Split System: Heat Pump with Remote Outdoor Unit-Air-Source) | 284ANV024*0**B* |  |  | CSPH*3612AL*+UI | 88*TA48070C17*** | 23400 | 21 |  | 14 | 11 |  | 24000 | 24800 | 103.3% | 23800 | 19.5 | 13 | 10 | 26600 |  |  |  | Residential | 495 | No | 1.98
206790208 | Central Heat Pump | BRYANT HEATING AND COOLING SYSTEMS | HRCU-A-CB (Split System: Heat Pump with Remote Outdoor Unit-Air-Source) | 284ANV024*0**B* |  |  | CSPH*3612AL*+UI | 986TC42060C17*** | 23400 | 21 |  | 14 | 11 |  | 24000 | 25000 | 104.2% | 23600 | 19 | 12.5 | 10 | 26600 |  |  |  | Residential | 492.5 | No | 1.97
206790209 | Central Heat Pump | BRYANT HEATING AND COOLING SYSTEMS | HRCU-A-CB (Split System: Heat Pump with Remote Outdoor Unit-Air-Source) | 284ANV024*0**B* |  |  | CSPH*3612AL*+UI | 986TC42080C17*** | 23400 | 21 |  | 14 | 11 |  | 24000 | 24800 | 103.3% | 23600 | 19.5 | 12.5 | 10 | 26600 |  |  |  | Residential | 492.5 | No | 1.97
206790211 | Central Heat Pump | BRYANT HEATING AND COOLING SYSTEMS | HRCU-A-CB (Split System: Heat Pump with Remote Outdoor Unit-Air-Source) | 284ANV024*0**B* |  |  | CSPH*4212AL*+UI | 88*TA36045C17*** | 23400 | 21 |  | 14 | 11 |  | 24000 | 25000 | 104.2% | 23800 | 19 | 12.5 | 10 | 26600 |  |  |  | Residential | 495 | No | 1.98
206790212 | Central Heat Pump | BRYANT HEATING AND COOLING SYSTEMS | HRCU-A-CB (Split System: Heat Pump with Remote Outdoor Unit-Air-Source) | 284ANV024*0**B* |  |  | CSPH*4212AL*+UI | 88*TA48070C17*** | 23400 | 21 |  | 14 | 11 |  | 24000 | 24800 | 103.3% | 23800 | 20 | 13 | 10 | 26600 |  |  |  | Residential | 495 | No | 1.98
206790216 | Central Heat Pump | BRYANT HEATING AND COOLING SYSTEMS | HRCU-A-CB (Split System: Heat Pump with Remote Outdoor Unit-Air-Source) | 284ANV024*0**B* |  |  | CSPH*4212AL*+UI | 986TC42060C17*** | 23400 | 21 |  | 14 | 11 |  | 24000 | 24800 | 103.3% | 23800 | 19 | 12.5 | 10 | 26600 |  |  |  | Residential | 495 | No | 1.98
206790217 | Central Heat Pump | BRYANT HEATING AND COOLING SYSTEMS | HRCU-A-CB (Split System: Heat Pump with Remote Outdoor Unit-Air-Source) | 284ANV024*0**B* |  |  | CSPH*4212AL*+UI | 986TC42080C17*** | 23400 | 21 |  | 14 | 11 |  | 24000 | 24800 | 103.3% | 23800 | 19.5 | 12.5 | 10 | 26600 |  |  |  | Residential | 495 | No | 1.98
206788402 | Central Heat Pump | CARRIER | HRCU-A-CB (Split System: Heat Pump with Remote Outdoor Unit-Air-Source) | 25VNA424A*031* |  |  | CNPV*4824AL*+UI | 59MN7B080C21**20 | 23400 | 22 |  | 14 | 11 |  | 24000 | 24200 | 100.8% | [8 empty] | Residential | 487.5 | No | 1.95
206788403 | Central Heat Pump | CARRIER | HRCU-A-CB (Split System: Heat Pump with Remote Outdoor Unit-Air-Source) | 25VNA424A*031* |  |  | CNPV*4824AL*+UI | 59MN7B100C21**22 | 23400 | 22 |  | 14 | 11 |  | 24000 | 24200 | 100.8% | [8 empty] | Residential | 487.5 | No | 1.95
206788404 | Central Heat Pump | CARRIER | HRCU-A-CB (Split System: Heat Pump with Remote Outdoor Unit-Air-Source) | 25VNA424A*031* |  |  | CNPV*4824AL*+UI | 59MN7B120C24**22 | 23400 | 22 |  | 14 | 11 |  | 24000 | 24200 | 100.8% | [8 empty] | Residential | 487.5 | No | 1.95
206788405 | Central Heat Pump | CARRIER | HRCU-A-CB (Split System: Heat Pump with Remote Outdoor Unit-Air-Source) | 25VNA424A*031* |  |  | CNPV*4824AL*+UI | 58TN*A110C21**20 | 23400 | 22 |  | 14 | 11 |  | 24000 | 24000 | 100% | [8 empty] | Residential | 487.5 | No | 1.95
206788406 | Central Heat Pump | CARRIER | HRCU-A-CB (Split System: Heat Pump with Remote Outdoor Unit-Air-Source) | 25VNA424A*031* |  |  | CNPV*6024AL*+UI | 59MN7B060C21**20 | 23400 | 22 |  | 14 | 11 |  | 24000 | 24000 | 100% | [8 empty] | Residential | 487.5 | No | 1.95
206788407 | Central Heat Pump | CARRIER | HRCU-A-CB (Split System: Heat Pump with Remote Outdoor Unit-Air-Source) | 25VNA424A*031* |  |  | CNPV*6024AL*+UI | 59MN7B080C21**20 | 23400 | 22 |  | 14 | 11 |  | 24000 | 24000 | 100% | [8 empty] | Residential | 487.5 | No | 1.95
206788408 | Central Heat Pump | CARRIER | HRCU-A-CB (Split System: Heat Pump with Remote Outdoor Unit-Air-Source) | 25VNA424A*031* |  |  | CNPV*6024AL*+UI | 59MN7B100C21**22 | 23400 | 22 |  | 14 | 11 |  | 24000 | 23800 | 99.17% | [8 empty] | Residential | 487.5 | No | 1.95
206788409 | Central Heat Pump | CARRIER | HRCU-A-CB (Split System: Heat Pump with Remote Outdoor Unit-Air-Source) | 25VNA424A*031* |  |  | CNPV*6024AL*+UI | 59MN7B120C24**22 | 23400 | 22 |  | 14 | 11 |  | 24000 | 24000 | 100% | [8 empty] | Residential | 487.5 | No | 1.95
206788410 | Central Heat Pump | CARRIER | HRCU-A-CB (Split System: Heat Pump with Remote Outdoor Unit-Air-Source) | 25VNA424A*031* |  |  | CNPV*6024AL*+UI | 58TN*A110C21**20 | 23400 | 22 |  | 14 | 11 |  | 24000 | 23800 | 99.17% | [8 empty] | Residential | 487.5 | No | 1.95
206840766 | Central Heat Pump | LENNOX | HRCU-A-CB (Split System: Heat Pump with Remote Outdoor Unit-Air-Source) | EL18XPV-024-230A** |  |  | CBA27UHE-024-230*+TDR |  | 24000 | 19 |  | 13 | 10 |  | 24000 | 14800 | 61.67% | 23800 | 20.2 | 12.5 | 8.3 | 24000 |  |  |  | Residential | 495 | No | 1.98 | No
206840767 | Central Heat Pump | LENNOX | HRCU-A-CB (Split System: Heat Pump with Remote Outdoor Unit-Air-Source) | EL18XPV-024-230A** |  |  | CBA38MV-030-230*+TDR |  | 24000 | 20 |  | 13 | 10 |  | 23400 | 15100 | 64.53% | 23400 | 20.8 | 13.4 | 8.4 | 23400 |  |  |  | Residential | 487.5 | No | 1.95 | No
206840773 | Central Heat Pump | LENNOX | HRCU-A-CB (Split System: Heat Pump with Remote Outdoor Unit-Air-Source) | EL18XPV-024-230A** |  |  | CX35-24A+TDR | ML180UH030V36A* | 23400 | 20 |  | 13 | 10 |  | 23200 | 14800 | 63.79% | 22400 | 21 | 12.5 | 8 | 23000 |  |  |  | Residential | 467.5 | No | 1.87 | No
206840775 | Central Heat Pump | LENNOX | HRCU-A-CB (Split System: Heat Pump with Remote Outdoor Unit-Air-Source) | EL18XPV-024-230A** |  |  | CX35-24A+TDR | ML180UH045V36A* | 23400 | 20 |  | 13 | 10 |  | 23200 | 14800 | 63.79% | 22400 | 21 | 12.5 | 8 | 23000 |  |  |  | Residential | 467.5 | No | 1.87 | No
206840787 | Central Heat Pump | LENNOX | HRCU-A-CB (Split System: Heat Pump with Remote Outdoor Unit-Air-Source) | EL18XPV-024-230A** |  |  | CX35-24B+TDR | ML180UH070V36B* | 23400 | 20 |  | 13 | 10 |  | 23200 | 14800 | 63.79% | 22800 | 21.2 | 13 | 8.1 | 23200 |  |  |  | Residential | 475 | No | 1.9 | No
207256754 | Central Heat Pump | LENNOX | HRCU-A-CB (Split System: Heat Pump with Remote Outdoor Unit-Air-Source) | EL18XPV-024-230A** |  |  | CBA27UHE-030-230*+TDR |  | 24000 | 20 |  | 13 | 10 |  | 23400 | 15200 | 64.96% | 23800 | 21.6 | 13.5 | 8.7 | 23400 |  |  |  | Residential | 495 | No | 1.98 | No
207436142 | Central Heat Pump | LENNOX | HRCU-A-CB (Split System: Heat Pump with Remote Outdoor Unit-Air-Source) | SL25XPV-024-230A** |  |  | CBA38MV-042-230*+TDR |  | 23200 | 24 |  | 15.5 | 11 |  | 22200 | 25200 | 113.5% | 22400 | 22 | 14 | 10 | 22200 | 19900 | 89.64% | 1.94 | Residential | 467.5 | Yes | 1.87 | Yes
207436143 | Central Heat Pump | LENNOX | HRCU-A-CB (Split System: Heat Pump with Remote Outdoor Unit-Air-Source) | SL25XPV-036-230A** |  |  | CBA38MV-060-230*+TDR |  | 34600 | 22 |  | 14 | 11.2 |  | 35200 | 31800 | 90.34% | 33800 | 20 | 13.4 | 9.1 | 35200 |  |  |  | Residential | 705 | No | 2.82 | No
207436144 | Central Heat Pump | LENNOX | HRCU-A-CB (Split System: Heat Pump with Remote Outdoor Unit-Air-Source) | SL25XPV-048-230A** |  |  | CBA38MV-060-230*+TDR |  | 45500 | 20 |  | 12.5 | 11.6 |  | 44500 | 43000 | 96.63% | 44500 | 20 | 12 | 9.3 | 44500 | 36800 | 82.7% | 1.96 | Residential | 927.5 | Yes | 3.71 | Yes
206765379 | Central Heat Pump | AIRQUEST | HRCU-A-CB (Split System: Heat Pump with Remote Outdoor Unit-Air-Source) | HVH825GKA3* |  |  | FCM4X48***L+WALLCON |  | 24000 | 18 |  | 12.5 | 10 |  | 20200 | 20200 | 100% | 24400 | 17.5 | 11.5 | 8.5 | 20600 |  |  |  | Residential | 507.5 | No | 2.03
9896332 | Central Heat Pump | AIRQUEST | HRCU-A-CB (Split System: Heat Pump with Remote Outdoor Unit-Air-Source) | HVH837GKA** |  |  | FCM4X60***L+WALLCON |  | 33600 | 19 |  | 13 | 10 |  | 31000 | 31000 | 100% | 33200 | 18.5 | 12 | 8.5 | 31600 |  |  |  | Residential | 692.5 | No | 2.77
9896333 | Central Heat Pump | AIRQUEST | HRCU-A-CB (Split System: Heat Pump with Remote Outdoor Unit-Air-Source) | HVH837GKA** |  |  | FCM4X48***L+WALLCON |  | 33400 | 18.5 |  | 13 | 10 |  | 31400 | 31000 | 98.73% | 32800 | 18.5 | 12 | 8.5 | 32000 |  |  |  | Residential | 682.5 | No | 2.73
206770940 | Central Heat Pump | AIRQUEST | HRCU-A-CB (Split System: Heat Pump with Remote Outdoor Unit-Air-Source) | HVH837GKA2* |  |  | FCM4X60***L+WALLCON |  | 33600 | 19 |  | 13 | 10 |  | 31000 | 31000 | 100% | 33200 | 18.5 | 12 | 8.5 | 31600 |  |  |  | Residential | 692.5 | No | 2.77
206770949 | Central Heat Pump | AIRQUEST | HRCU-A-CB (Split System: Heat Pump with Remote Outdoor Unit-Air-Source) | HVH837GKA2* |  |  | FCM4X48***L+WALLCON |  | 33400 | 18.5 |  | 13 | 10 |  | 31400 | 31000 | 98.73% | 32800 | 18.5 | 12 | 8.5 | 32000 |  |  |  | Residential | 682.5 | No | 2.73
204456330 | Central Heat Pump | AIRQUEST | HRCU-A-CB (Split System: Heat Pump with Remote Outdoor Unit-Air-Source) | HVH825GKA2* |  |  | FCM4X48***L+WALLCON |  | 24000 | 18 |  | 12.5 | 10 |  | 20200 | 20200 | 100% | 24400 | 17.5 | 11.5 | 8.5 | 20600 |  |  |  | Residential | 507.5 | No | 2.03
204456335 | Central Heat Pump | KENMORE | HRCU-A-CB (Split System: Heat Pump with Remote Outdoor Unit-Air-Source) | (C,H,T)VH825GKA2* |  |  | FCM4X48***L+WALLCON |  | 24000 | 18 |  | 12.5 | 10 |  | 20200 | 20200 | 100% | 24400 | 17.5 | 11.5 | 8.5 | 20600 |  |  |  | Residential | 507.5 | No | 2.03
9897267 | Central Heat Pump | KENMORE | HRCU-A-CB (Split System: Heat Pump with Remote Outdoor Unit-Air-Source) | (C,H,T)VH837GKA** |  |  | FCM4X60***L+WALLCON |  | 33600 | 19 |  | 13 | 10 |  | 31000 | 31000 | 100% | 33200 | 18.5 | 12 | 8.5 | 31600 |  |  |  | Residential | 692.5 | No | 2.77
9897268 | Central Heat Pump | KENMORE | HRCU-A-CB (Split System: Heat Pump with Remote Outdoor Unit-Air-Source) | (C,H,T)VH837GKA** |  |  | FCM4X48***L+WALLCON |  | 33400 | 18.5 |  | 13 | 10 |  | 31400 | 31000 | 98.73% | 32800 | 18.5 | 12 | 8.5 | 32000 |  |  |  | Residential | 682.5 | No | 2.73
10570308 | Central Heat Pump | AMANA | HRCU-A-CB (Split System: Heat Pump with Remote Outdoor Unit-Air-Source) | ASZC180241C* |  |  | CA*F3137*6A*+MBVC1200**-1A*+TX |  | 23800 | 18 |  | 14 | 10 |  | 23000 | 14800 | 64.35% | [8 empty] | Residential | 495 | No | 1.98
10570358 | Central Heat Pump | AMANA | HRCU-A-CB (Split System: Heat Pump with Remote Outdoor Unit-Air-Source) | ASZC180361C* |  |  | CA*F3743*6D*+MBVC1600**-1A*+TX |  | 34800 | 18 |  | 14 | 10 |  | 35000 | 22600 | 64.57% | [8 empty] | Residential | 725 | No | 2.9
10570359 | Central Heat Pump | AMANA | HRCU-A-CB (Split System: Heat Pump with Remote Outdoor Unit-Air-Source) | ASZC180361C* |  |  | CA*F4961*6D*+MBVC1600**-1A*+TXV |  | 36000 | 18.5 |  | 14 | 10 |  | 36400 | 23000 | 63.19% | [8 empty] | Residential | 750 | No | 3
10570362 | Central Heat Pump | AMANA | HRCU-A-CB (Split System: Heat Pump with Remote Outdoor Unit-Air-Source) | ASZC180361C* |  |  | CA*F4961*6D*+MBVC2000**-1A*+TXV |  | 36000 | 19 |  | 14 | 10 |  | 36600 | 23200 | 63.39% | [8 empty] | Residential | 750 | No | 3
10570364 | Central Heat Pump | AMANA | HRCU-A-CB (Split System: Heat Pump with Remote Outdoor Unit-Air-Source) | ASZC180361C* |  |  | CHPF4860D6D*+MBVC2000**-1A*+TXV |  | 35600 | 18.5 |  | 14 | 10 |  | 36000 | 23200 | 64.44% | [8 empty] | Residential | 742.5 | No | 2.97
201893798 | Central Heat Pump | AMANA | HRCU-A-CB (Split System: Heat Pump with Remote Outdoor Unit-Air-Source) | ASZC180241C* |  |  | CA*F3137*6A*+TXV | A*VC960803BNB* | 23600 | 18 |  | 14 | 10 |  | 22600 | 13000 | 57.52% | [8 empty] | Residential | 492.5 | No | 1.97
201893837 | Central Heat Pump | AMANA | HRCU-A-CB (Split System: Heat Pump with Remote Outdoor Unit-Air-Source) | ASZC180361C* |  |  | CA*F4961*6D*+TXV | A*VC961005CNB* | 35400 | 18 |  | 14 | 10 |  | 36400 | 22800 | 62.64% | [8 empty] | Residential | 737.5 | No | 2.95
202541877 | Central Heat Pump | AMANA | HRCU-A-CB (Split System: Heat Pump with Remote Outdoor Unit-Air-Source) | ASZC180241C* |  |  | AVPTC29B14B* |  | 23000 | 18 |  | 13.5 | 10 |  | 22200 | 14000 | 63.06% | [8 empty] | Residential | 480 | No | 1.92
202541882 | Central Heat Pump | AMANA | HRCU-A-CB (Split System: Heat Pump with Remote Outdoor Unit-Air-Source) | ASZC180361C* |  |  | AVPTC37C14B* |  | 35600 | 18 |  | 13.5 | 10 |  | 35800 | 22600 | 63.13% | [8 empty] | Residential | 742.5 | No | 2.97
202542902 | Central Heat Pump | AMANA | HRCU-A-CB (Split System: Heat Pump with Remote Outdoor Unit-Air-Source) | ASZC180361C* |  |  | AVPTC37D14B* |  | 35800 | 18 |  | 13.5 | 10 |  | 36000 | 22800 | 63.33% | [8 empty] | Residential | 745 | No | 2.98
206770946 | Central Heat Pump | TEMPSTAR | HRCU-A-CB (Split System: Heat Pump with Remote Outdoor Unit-Air-Source) | TVH837GKA2* |  |  | FCM4X60***L+WALLCON |  | 33600 | 19 |  | 13 | 10 |  | 31000 | 31000 | 100% | 33200 | 18.5 | 12 | 8.5 | 31600 |  |  |  | Residential | 692.5 | No | 2.77
206770955 | Central Heat Pump | TEMPSTAR | HRCU-A-CB (Split System: Heat Pump with Remote Outdoor Unit-Air-Source) | TVH837GKA2* |  |  | FCM4X48***L+WALLCON |  | 33400 | 18.5 |  | 13 | 10 |  | 31400 | 31000 | 98.73% | 32800 | 18.5 | 12 | 8.5 | 32000 |  |  |  | Residential | 682.5 | No | 2.73
204456336 | Central Heat Pump | TEMPSTAR | HRCU-A-CB (Split System: Heat Pump with Remote Outdoor Unit-Air-Source) | TVH825GKA2* |  |  | FCM4X48***L+WALLCON |  | 24000 | 18 |  | 12.5 | 10 |  | 20200 | 20200 | 100% | 24400 | 17.5 | 11.5 | 8.5 | 20600 |  |  |  | Residential | 507.5 | No | 2.03
9897454 | Central Heat Pump | TEMPSTAR | HRCU-A-CB (Split System: Heat Pump with Remote Outdoor Unit-Air-Source) | TVH837GKA** |  |  | FCM4X60***L+WALLCON |  | 33600 | 19 |  | 13 | 10 |  | 31000 | 31000 | 100% | 33200 | 18.5 | 12 | 8.5 | 31600 |  |  |  | Residential | 692.5 | No | 2.77
206765385 | Central Heat Pump | TEMPSTAR | HRCU-A-CB (Split System: Heat Pump with Remote Outdoor Unit-Air-Source) | TVH825GKA3* |  |  | FCM4X48***L+WALLCON |  | 24000 | 18 |  | 12.5 | 10 |  | 20200 | 20200 | 100% | 24400 | 17.5 | 11.5 | 8.5 | 20600 |  |  |  | Residential | 507.5 | No | 2.03
9897455 | Central Heat Pump | TEMPSTAR | HRCU-A-CB (Split System: Heat Pump with Remote Outdoor Unit-Air-Source) | TVH837GKA** |  |  | FCM4X48***L+WALLCON |  | 33400 | 18.5 |  | 13 | 10 |  | 31400 | 31000 | 98.73% | 32800 | 18.5 | 12 | 8.5 | 32000 |  |  |  | Residential | 682.5 | No | 2.73
205288328 | Central Heat Pump | CHAMPION HEATING AND COOLING | HRCU-A-CB (Split System: Heat Pump with Remote Outdoor Unit-Air-Source) | HL20B3621 |  |  | AVV38CE221+CC |  | 33600 | 20 |  | 13.3 | 10.9 |  | 50000 | 33400 | 66.8% | [8 empty] | Residential | 700 | No | 2.8
205288332 | Central Heat Pump | CHAMPION HEATING AND COOLING | HRCU-A-CB (Split System: Heat Pump with Remote Outdoor Unit-Air-Source) | HL20B6021 |  |  | AVV61DE421+CC |  | 53000 | 19.8 |  | 12.6 | 10.75 |  | 71000 | 46000 | 64.79% | [8 empty] | Residential | 1105 | No | 4.42
205288334 | Central Heat Pump | CHAMPION HEATING AND COOLING | HRCU-A-CB (Split System: Heat Pump with Remote Outdoor Unit-Air-Source) | HL20B4821 |  |  | AVV50DE321+CC |  | 45000 | 20.5 |  | 12.6 | 10.4 |  | 60000 | 44000 | 73.33% | [8 empty] | Residential | 937.5 | No | 3.75
10511234 | Central Heat Pump | TRANE | HRCU-A-CB (Split System: Heat Pump with Remote Outdoor Unit-Air-Source) | 4TWV0060A1 |  |  | 4TXCC009DS3 | S9V2C100U5PSB+RP | 55500 | 19.5 |  | 12.5 | 10 |  | 53000 | 50000 | 94.34% | [8 empty] | Residential | 1157.5 | No | 4.63
10511235 | Central Heat Pump | TRANE | HRCU-A-CB (Split System: Heat Pump with Remote Outdoor Unit-Air-Source) | 4TWV0060A1 |  |  | 4TXCC009DS3 | S9V2C080U5PSB+RP | 55500 | 19.25 |  | 12.5 | 10 |  | 52500 | 50500 | 96.19% | [8 empty] | Residential | 1157.5 | No | 4.63
10511241 | Central Heat Pump | TRANE | HRCU-A-CB (Split System: Heat Pump with Remote Outdoor Unit-Air-Source) | 4TWV0060A1 |  |  | 4TXCD010DS3 | S9V2D120U5PSB+RP | 55500 | 19.25 |  | 12.5 | 10 |  | 53000 | 50000 | 94.34% | [8 empty] | Residential | 1157.5 | No | 4.63
10511264 | Central Heat Pump | TRANE | HRCU-A-CB (Split System: Heat Pump with Remote Outdoor Unit-Air-Source) | 4TWV8036A1 |  |  | 4PX*BU36BS3 | S9V2B080U4PSB+RP | 34800 | 18 |  | 12.5 | 10 |  | 32200 | 26200 | 81.37% | [8 empty] | Residential | 725 | No | 2.9
10511265 | Central Heat Pump | TRANE | HRCU-A-CB (Split System: Heat Pump with Remote Outdoor Unit-Air-Source) | 4TWV8036A1 |  |  | 4PX*BU36BS3 | S9V2B040U3PSB+RP | 34800 | 18 |  | 12.5 | 10 |  | 32200 | 26200 | 81.37% | [8 empty] | Residential | 725 | No | 2.9
10511266 | Central Heat Pump | TRANE | HRCU-A-CB (Split System: Heat Pump with Remote Outdoor Unit-Air-Source) | 4TWV8036A1 |  |  | 4PX*BU36BS3 | S9V2B060U3PSB+RP | 34800 | 18 |  | 12.5 | 10 |  | 32200 | 26200 | 81.37% | [8 empty] | Residential | 725 | No | 2.9
10511267 | Central Heat Pump | TRANE | HRCU-A-CB (Split System: Heat Pump with Remote Outdoor Unit-Air-Source) | 4TWV8036A1 |  |  | 4PX*BU36BS3 | S9V2B060U4PSB+RP | 34800 | 18 |  | 12.5 | 10 |  | 32000 | 26000 | 81.25% | [8 empty] | Residential | 725 | No | 2.9
10511268 | Central Heat Pump | TRANE | HRCU-A-CB (Split System: Heat Pump with Remote Outdoor Unit-Air-Source) | 4TWV8036A1 |  |  | 4PX*BU36BS3 | S9V2B080U3PSB+RP | 34600 | 18 |  | 12.5 | 10 |  | 32000 | 26000 | 81.25% | [8 empty] | Residential | 720 | No | 2.88
10511269 | Central Heat Pump | TRANE | HRCU-A-CB (Split System: Heat Pump with Remote Outdoor Unit-Air-Source) | 4TWV8036A1 |  |  | 4PX*BU48BS3 | S9V2B060U3PSB+RP | 36000 | 18 |  | 12.5 | 10 |  | 33000 | 26400 | 80% | [8 empty] | Residential | 750 | No | 3
10511270 | Central Heat Pump | TRANE | HRCU-A-CB (Split System: Heat Pump with Remote Outdoor Unit-Air-Source) | 4TWV8036A1 |  |  | 4PX*BU48BS3 | S9V2B060U4PSB+RP | 36200 | 18 |  | 12.5 | 10 |  | 33000 | 26400 | 80% | [8 empty] | Residential | 755 | No | 3.02
207590085 | Central Heat Pump | AMERICAN STANDARD | HRCU-A-CB (Split System: Heat Pump with Remote Outdoor Unit-Air-Source) | 4A6V0X24A1 |  |  | 4TXCB004DS3 | S9V2B060U3PSB+RP | 24000 | 19.25 |  | 13.5 | 10 |  | 20600 | 16700 | 81.07% | [8 empty] | Residential | 500 | No | 2
207590086 | Central Heat Pump | AMERICAN STANDARD | HRCU-A-CB (Split System: Heat Pump with Remote Outdoor Unit-Air-Source) | 4A6V0X24A1 |  |  | 4TXCB004DS3 | S9V2B040U3PSB+RP | 24000 | 18.75 |  | 13.5 | 10 |  | 18600 | 16800 | 90.32% | [8 empty] | Residential | 500 | No | 2
207590095 | Central Heat Pump | AMERICAN STANDARD | HRCU-A-CB (Split System: Heat Pump with Remote Outdoor Unit-Air-Source) | 4A6V0X36A1 |  |  | 4PX*BU36BS3 | S9V2B080U3PSB+RP | 34800 | 20 |  | 12.75 | 10 |  | 32200 | 26000 | 80.75% | [8 empty] | Residential | 725 | No | 2.9
207590096 | Central Heat Pump | AMERICAN STANDARD | HRCU-A-CB (Split System: Heat Pump with Remote Outdoor Unit-Air-Source) | 4A6V0X36A1 |  |  | 4PX*BU48BS3 | S9V2B080U3PSB+RP | 36400 | 20.5 |  | 13 | 10 |  | 33200 | 26600 | 80.12% | [8 empty] | Residential | 757.5 | No | 3.03
207590099 | Central Heat Pump | AMERICAN STANDARD | HRCU-A-CB (Split System: Heat Pump with Remote Outdoor Unit-Air-Source) | 4A6V0X36A1 |  |  | 4PX*CU48BS3 | S9V2C100U4PSB+RP | 36600 | 20.5 |  | 13.5 | 10.5 |  | 33000 | 26200 | 79.39% | 35600 | 20.5 | 12.7 | 8.7 | 32000 |  |  |  | Residential | 742.5 | No | 2.97
207590100 | Central Heat Pump | AMERICAN STANDARD | HRCU-A-CB (Split System: Heat Pump with Remote Outdoor Unit-Air-Source) | 4A6V0X36A1 |  |  | 4TXCB004DS3 | S9V2B080U3PSB+RP | 34800 | 20 |  | 12.75 | 10 |  | 32200 | 26000 | 80.75% | [8 empty] | Residential | 725 | No | 2.9
207590101 | Central Heat Pump | AMERICAN STANDARD | HRCU-A-CB (Split System: Heat Pump with Remote Outdoor Unit-Air-Source) | 4A6V0X36A1 |  |  | 4TXCB006DS3 | S9V2B080U3PSB+RP | 36400 | 20.5 |  | 13 | 10 |  | 33200 | 26600 | 80.12% | [8 empty] | Residential | 757.5 | No | 3.03
207590118 | Central Heat Pump | AMERICAN STANDARD | HRCU-A-CB (Split System: Heat Pump with Remote Outdoor Unit-Air-Source) | 4A6V0X24A1 |  |  | 4PX*BU36BS3 | S9V2B040U3VSA+RP | 24200 | 19 |  | 13 | 10 |  | 18600 | 17000 | 91.4% | 23800 | 19 | 12.5 | 8.5 | 20400 |  |  |  | Residential | 495 | No | 1.98
207590119 | Central Heat Pump | AMERICAN STANDARD | HRCU-A-CB (Split System: Heat Pump with Remote Outdoor Unit-Air-Source) | 4A6V0X24A1 |  |  | 4PX*BU36BS3 | S9V2B060U3VSA+RP | 24200 | 19 |  | 13 | 10 |  | 20600 | 16900 | 82.04% | 23600 | 19.5 | 12.5 | 8.5 | 20200 |  |  |  | Residential | 492.5 | No | 1.97
207590120 | Central Heat Pump | AMERICAN STANDARD | HRCU-A-CB (Split System: Heat Pump with Remote Outdoor Unit-Air-Source) | 4A6V0X24A1 |  |  | 4PX*BU36BS3 | S9V2B080U3VSA+RP | 24200 | 19.5 |  | 13 | 10 |  | 20600 | 16800 | 81.55% | [8 empty] | Residential | 505 | No | 2.02
206790235 | Central Heat Pump | BRYANT HEATING AND COOLING SYSTEMS | HRCU-A-CB (Split System: Heat Pump with Remote Outdoor Unit-Air-Source) | 284ANV024*0**B* |  |  | CAP**3617AL*+UI | 83*CA36040C17*** | 23600 | 22 |  | 13.5 | 12 |  | 23600 | 24800 | 105.1% | 23400 | 21 | 13 | 10 | 26600 |  |  |  | Residential | 487.5 | No | 1.95
206790236 | Central Heat Pump | BRYANT HEATING AND COOLING SYSTEMS | HRCU-A-CB (Split System: Heat Pump with Remote Outdoor Unit-Air-Source) | 284ANV024*0**B* |  |  | CAP**3617AL*+UI | 83*CA48060C17*** | 23600 | 22 |  | 13.5 | 12 |  | 23600 | 24800 | 105.1% | 23200 | 20.5 | 13 | 10 | 26600 |  |  |  | Residential | 482.5 | No | 1.93
206790237 | Central Heat Pump | BRYANT HEATING AND COOLING SYSTEMS | HRCU-A-CB (Split System: Heat Pump with Remote Outdoor Unit-Air-Source) | 284ANV024*0**B* |  |  | CAP**3621AL*+UI | 83*CA36040C17*** | 23600 | 22 |  | 14 | 12 |  | 23600 | 24800 | 105.1% | 23400 | 21 | 13.5 | 10 | 26600 |  |  |  | Residential | 487.5 | No | 1.95
206790238 | Central Heat Pump | BRYANT HEATING AND COOLING SYSTEMS | HRCU-A-CB (Split System: Heat Pump with Remote Outdoor Unit-Air-Source) | 284ANV024*0**B* |  |  | CAP**3621AL*+UI | 83*CA48060C17*** | 23600 | 22 |  | 14 | 12 |  | 23600 | 24800 | 105.1% | 23400 | 21 | 13 | 10 | 26600 |  |  |  | Residential | 487.5 | No | 1.95
206790241 | Central Heat Pump | BRYANT HEATING AND COOLING SYSTEMS | HRCU-A-CB (Split System: Heat Pump with Remote Outdoor Unit-Air-Source) | 284ANV024*0**B* |  |  | CNPV*3617AL*+UI | 83*CA36040C17*** | 23600 | 22 |  | 14 | 11.5 |  | 23600 | 25000 | 105.9% | 23200 | 20.5 | 13 | 9.5 | 26600 |  |  |  | Residential | 482.5 | No | 1.93
206790242 | Central Heat Pump | BRYANT HEATING AND COOLING SYSTEMS | HRCU-A-CB (Split System: Heat Pump with Remote Outdoor Unit-Air-Source) | 284ANV024*0**B* |  |  | CNPV*3617AL*+UI | 83*CA48060C17*** | 23600 | 22 |  | 14 | 11.5 |  | 23600 | 25000 | 105.9% | 23200 | 20.5 | 13 | 9.5 | 26800 |  |  |  | Residential | 482.5 | No | 1.93
206790243 | Central Heat Pump | BRYANT HEATING AND COOLING SYSTEMS | HRCU-A-CB (Split System: Heat Pump with Remote Outdoor Unit-Air-Source) | 284ANV024*0**B* |  |  | CNPV*3621AL*+UI | 83*CA36040C17*** | 23600 | 22 |  | 14 | 11.5 |  | 23600 | 25000 | 105.9% | 23200 | 21 | 13 | 9.5 | 26600 |  |  |  | Residential | 482.5 | No | 1.93
206790244 | Central Heat Pump | BRYANT HEATING AND COOLING SYSTEMS | HRCU-A-CB (Split System: Heat Pump with Remote Outdoor Unit-Air-Source) | 284ANV024*0**B* |  |  | CNPV*3621AL*+UI | 83*CA48060C17*** | 23600 | 22 |  | 14 | 11.5 |  | 23600 | 25000 | 105.9% | 23200 | 20.5 | 13 | 9.5 | 26800 |  |  |  | Residential | 482.5 | No | 1.93
210808985 | Central Heat Pump | JOHNSON CONTROLS | HRCU-A-CB (Split System: Heat Pump with Remote Outdoor Unit-Air-Source) | HL19B3621 |  |  | CM60DXA2+TXV | TM8V100C20MP12 | 35800 | 18 |  | 14 | 10 |  | 35000 | 22400 | 64% | [8 empty] | Residential | 745 | No | 2.98
210808987 | Central Heat Pump | JOHNSON CONTROLS | HRCU-A-CB (Split System: Heat Pump with Remote Outdoor Unit-Air-Source) | HL19B3621 |  |  | CM60CXA2+TXV | TPLC100C20MP13 | 35800 | 18 |  | 14 | 10 |  | 35000 | 22400 | 64% | [8 empty] | Residential | 745 | No | 2.98
210808990 | Central Heat Pump | JOHNSON CONTROLS | HRCU-A-CB (Split System: Heat Pump with Remote Outdoor Unit-Air-Source) | HL19B3621 |  |  | CM60CXA2+TXV | TM8V080C16MP12 | 35600 | 18 |  | 14 | 10 |  | 35200 | 22400 | 63.64% | [8 empty] | Residential | 742.5 | No | 2.97
210818541 | Central Heat Pump | JOHNSON CONTROLS | HRCU-A-CB (Split System: Heat Pump with Remote Outdoor Unit-Air-Source) | HL19B3621 |  |  | CF60CXA2+TXV | TM9V100C20MP12 | 36000 | 19 |  | 14 | 10 |  | 35400 | 22400 | 63.28% | [8 empty] | Residential | 750 | No | 3
210818543 | Central Heat Pump | JOHNSON CONTROLS | HRCU-A-CB (Split System: Heat Pump with Remote Outdoor Unit-Air-Source) | HL19B3621 |  |  | CF60DXA2+TXV | TM9V080C16MP12 | 35800 | 18 |  | 14 | 10 |  | 35400 | 22400 | 63.28% | [8 empty] | Residential | 745 | No | 2.98
210818546 | Central Heat Pump | JOHNSON CONTROLS | HRCU-A-CB (Split System: Heat Pump with Remote Outdoor Unit-Air-Source) | HL19B3621 |  |  | CF60DXA2+TXV | TMLV120C20MP12 | 35800 | 18 |  | 14 | 10 |  | 35000 | 22400 | 64% | [8 empty] | Residential | 745 | No | 2.98
210818548 | Central Heat Pump | JOHNSON CONTROLS | HRCU-A-CB (Split System: Heat Pump with Remote Outdoor Unit-Air-Source) | HL19B3621 |  |  | CF60CXA2+TXV | TPLC120C20MP13 | 35800 | 18 |  | 14 | 10 |  | 35000 | 22400 | 64% | [8 empty] | Residential | 745 | No | 2.98
210818549 | Central Heat Pump | JOHNSON CONTROLS | HRCU-A-CB (Split System: Heat Pump with Remote Outdoor Unit-Air-Source) | HL19B3621 |  |  | CF60DXA2+TXV | TM8V100C16MP12 | 35800 | 18 |  | 14 | 10 |  | 35200 | 22400 | 63.64% | [8 empty] | Residential | 745 | No | 2.98
210818551 | Central Heat Pump | JOHNSON CONTROLS | HRCU-A-CB (Split System: Heat Pump with Remote Outdoor Unit-Air-Source) | HL19B3621 |  |  | CF60CXA2+TXV | TMLV100C16MP12 | 35600 | 18 |  | 14 | 10 |  | 35200 | 22400 | 63.64% | [8 empty] | Residential | 742.5 | No | 2.97
210801245 | Central Heat Pump | JOHNSON CONTROLS | HRCU-A-CB (Split System: Heat Pump with Remote Outdoor Unit-Air-Source) | HL20B3621 |  |  | AVV38CE221+CC |  | 33600 | 20 |  | 13.3 | 10.9 |  | 50000 | 33400 | 66.8% | [8 empty] | Residential | 700 | No | 2.8
202902427 | Central Heat Pump | MIDEA | HRCU-A-CB (Split System: Heat Pump with Remote Outdoor Unit-Air-Source) | MOVA-60HDN1-M20G |  |  | MC**4248CNTF | MGH96M100C5A | 45000 | 18.5 |  | 12.5 | 10 |  | 46500 | 35600 | 76.56% | 45000 | 17.5 | 11.7 | 8.8 | 46500 | 32800 | 70.54% | 1.9 | Residential | 937.5 | Yes | 3.75 | Both
202902428 | Central Heat Pump | MIDEA | HRCU-A-CB (Split System: Heat Pump with Remote Outdoor Unit-Air-Source) | MOVA-60HDN1-M20G |  |  | MC**4248DNTF | MGH96M100D5A | 45500 | 18.5 |  | 12.5 | 10 |  | 47000 | 35600 | 75.74% | 45500 | 17.5 | 11.7 | 9 | 47000 | 33200 | 70.64% | 1.9 | Residential | 947.5 | Yes | 3.79 | Both
202902430 | Central Heat Pump | MIDEA | HRCU-A-CB (Split System: Heat Pump with Remote Outdoor Unit-Air-Source) | MOVA-60HDN1-M20G |  |  | MC**4248DNTF | MGH96M120D5A | 45500 | 18.5 |  | 12.5 | 10 |  | 47000 | 35600 | 75.74% | 45500 | 17.5 | 11.7 | 9 | 47000 | 33400 | 71.06% | 1.9 | Residential | 947.5 | Yes | 3.79 | Both
202902431 | Central Heat Pump | MIDEA | HRCU-A-CB (Split System: Heat Pump with Remote Outdoor Unit-Air-Source) | MOVA-60HDN1-M20G |  |  | MC**4860DNTF | MGH96M100D5A | 52000 | 18.5 |  | 12.5 | 10 |  | 54000 | 38500 | 71.3% | 52000 | 18 | 11.7 | 8.5 | 54000 |  |  |  | Residential | 1082.5 | No | 4.33 | No
202902433 | Central Heat Pump | MIDEA | HRCU-A-CB (Split System: Heat Pump with Remote Outdoor Unit-Air-Source) | MOVA-60HDN1-M20G |  |  | MC**4860DNTF | MGH96M120D5A | 52000 | 18.5 |  | 12.5 | 10 |  | 54000 | 38500 | 71.3% | 52000 | 18 | 11.7 | 8.5 | 54000 |  |  |  | Residential | 1082.5 | No | 4.33 | No
202902833 | Central Heat Pump | MIDEA | HRCU-A-CB (Split System: Heat Pump with Remote Outdoor Unit-Air-Source) | MOVA-36HDN1-M20G |  |  | MC**2430ANTF | MGH96M060B3A | 24000 | 18.5 |  | 13 | 10 |  | 24000 | 19600 | 81.67% | 23800 | 18 | 12 | 9 | 24000 | 17200 | 71.67% | 1.85 | Residential | 495 | Yes | 1.98 | Both
206395037 | Central Heat Pump | MIDEA | HRCU-A-CB (Split System: Heat Pump with Remote Outdoor Unit-Air-Source) | MOVB-60HDN1-M18M |  |  | MVME36B2MN1TA |  | 35200 | 18.5 |  | 12.5 | 10.5 |  | 35200 | 25000 | 71.02% | 35200 | 18 | 12 | 8.2 | 35200 |  |  |  | Residential | 732.5 | No | 2.93
202680577 | Central Heat Pump | MIDEA | HSP-A (Single-Package Heat Pump Air-Source) | MRB-60HWD1N1-M19 |  |  |  |  | 57000 | 19 |  | 12.5 | 10 |  | 57000 | 46500 | 81.58% | 57000 | 18 | 11.2 | 9 | 57000 |  |  |  | Residential | 1187.5 | No | 4.75
206395056 | Central Heat Pump | MIDEA | HRCU-A-CB (Split System: Heat Pump with Remote Outdoor Unit-Air-Source) | MOVB-60HDN1-M18M |  |  | MVA-36WN1-M18B |  | 35200 | 18.5 |  | 12.5 | 10.5 |  | 35200 | 24000 | 68.18% | [8 empty] | Residential | 732.5 | No | 2.93
10324733 | Central Heat Pump | MIDEA | HRCU-A-CB (Split System: Heat Pump with Remote Outdoor Unit-Air-Source) | MOVA-60HDN1-M18M |  |  | MVA-36WN1-M18B |  | 35200 | 18.5 |  | 12.5 | 10.5 |  | 35200 | 24000 | 68.18% | [8 empty] | Residential | 732.5 | No | 2.93
207560169 | Central Heat Pump | NORDYNE | HRCU-A-CB (Split System: Heat Pump with Remote Outdoor Unit-Air-Source) | SH1BG4CVRX24K |  |  | C6B(A,H)-X26(C,U)-B(*) | G7T(*)-VB(*) | 24400 | 19 |  | 13.5 | 10 |  | 22200 | 14100 | 63.51% | [8 empty] | Residential | 507.5 | No | 2.03
207560185 | Central Heat Pump | NORDYNE | HRCU-A-CB (Split System: Heat Pump with Remote Outdoor Unit-Air-Source) | SH1BG4CVRX24K |  |  | B6VMAX24K-B(*) |  | 24600 | 19 |  | 13.9 | 10 |  | 22400 | 14200 | 63.39% | [8 empty] | Residential | 512.5 | No | 2.05
10201207 | Central Heat Pump | NORDYNE | HRCU-A-CB (Split System: Heat Pump with Remote Outdoor Unit-Air-Source) | SH1BG4CVRX36K |  |  | C6B(A,H)-X36(C,U)-C | G7T(*)-VC(*) | 34800 | 18.5 |  | 12.5 | 10 |  | 34200 | 21800 | 63.74% | [8 empty] | Residential | 725 | No | 2.9
10201252 | Central Heat Pump | NORDYNE | HRCU-A-CB (Split System: Heat Pump with Remote Outdoor Unit-Air-Source) | SH1BG4CVRX36K |  |  | B6VMAX36K-B |  | 34800 | 19 |  | 12.6 | 10 |  | 34400 | 21800 | 63.37% | [8 empty] | Residential | 725 | No | 2.9
207560172 | Central Heat Pump | NORDYNE | HRCU-A-CB (Split System: Heat Pump with Remote Outdoor Unit-Air-Source) | SH1BG4CVRX36K |  |  | C6B(A,H)-X36(C,U)-C(*) | G7T(*)-VC(*) | 34800 | 18.5 |  | 12.5 | 10 |  | 34200 | 21800 | 63.74% | [8 empty] | Residential | 725 | No | 2.9
207560186 | Central Heat Pump | NORDYNE | HRCU-A-CB (Split System: Heat Pump with Remote Outdoor Unit-Air-Source) | SH1BG4CVRX36K |  |  | B6VMAX36K-B(*) |  | 34800 | 19 |  | 12.6 | 10 |  | 34400 | 21800 | 63.37% | [8 empty] | Residential | 725 | No | 2.9
207564632 | Central Heat Pump | NORDYNE | HRCU-A-CB (Split System: Heat Pump with Remote Outdoor Unit-Air-Source) | SH1BG4CVRX24K |  |  | C6B(A,H)-X26(C,U)-B(*) | G7T(*)-V(*)B(*) | 24400 | 19 |  | 13.5 | 10 |  | 22200 | 14100 | 63.51% | [8 empty] | Residential | 507.5 | No | 2.03
207564634 | Central Heat Pump | NORDYNE | HRCU-A-CB (Split System: Heat Pump with Remote Outdoor Unit-Air-Source) | SH1BG4CVRX36K |  |  | C6B(A,H)-X36(C,U)-C(*) | G7T(*)-V(*)C(*) | 34800 | 18.5 |  | 12.5 | 10 |  | 34200 | 21800 | 63.74% | [8 empty] | Residential | 725 | No | 2.9
10201201 | Central Heat Pump | NORDYNE | HRCU-A-CB (Split System: Heat Pump with Remote Outdoor Unit-Air-Source) | SH1BG4CVRX24K |  |  | C6B(A,H)-X26(C,U)-B | G7T(*)-VB(*) | 24400 | 19 |  | 13.5 | 10 |  | 22200 | 14100 | 63.51% | [8 empty] | Residential | 507.5 | No | 2.03
206348267 | Central Heat Pump | RUUD | HRCU-A-CB (Split System: Heat Pump with Remote Outdoor Unit-Air-Source) | UP2060BJV |  |  | RCF6021SEA | U802VA125524M | 54500 | 20.9 |  | 12.5 | 11.95 |  | 54500 | 70500 | 129.4% | [8 empty] | Residential | 1135 | No | 4.54
205760846 | Central Heat Pump | RUUD | HRCU-A-CB (Split System: Heat Pump with Remote Outdoor Unit-Air-Source) | UP2036BJV |  |  | RCF6021SEA | U97VA085M521K | 34200 | 20.45 |  | 14.55 | 12.75 |  | 34200 | 57500 | 168.1% | [8 empty] | Residential | 712.5 | No | 2.85
205760847 | Central Heat Pump | RUUD | HRCU-A-CB (Split System: Heat Pump with Remote Outdoor Unit-Air-Source) | UP2036BJV |  |  | RCF6021SEA | U97VA100M521K | 34200 | 20.85 |  | 14.65 | 12.85 |  | 34200 | 57500 | 168.1% | [8 empty] | Residential | 712.5 | No | 2.85
205760850 | Central Heat Pump | RUUD | HRCU-A-CB (Split System: Heat Pump with Remote Outdoor Unit-Air-Source) | UP2036BJV |  |  | RCF6021SEA | U97VA115M524K | 34200 | 20.55 |  | 14.7 | 12.85 |  | 34200 | 57500 | 168.1% | [8 empty] | Residential | 712.5 | No | 2.85
205760857 | Central Heat Pump | RUUD | HRCU-A-CB (Split System: Heat Pump with Remote Outdoor Unit-Air-Source) | UP2048BJV |  |  | RCF6021SEA | U97VA085M521K | 45000 | 20.25 |  | 12.5 | 12.15 |  | 45000 | 62000 | 137.8% | [8 empty] | Residential | 937.5 | No | 3.75
205760861 | Central Heat Pump | RUUD | HRCU-A-CB (Split System: Heat Pump with Remote Outdoor Unit-Air-Source) | UP2048BJV |  |  | RCF6021SEA | U97VA100M521K | 45000 | 20.6 |  | 12.5 | 12.25 |  | 45000 | 62000 | 137.8% | [8 empty] | Residential | 937.5 | No | 3.75
205760862 | Central Heat Pump | RUUD | HRCU-A-CB (Split System: Heat Pump with Remote Outdoor Unit-Air-Source) | UP2048BJV |  |  | RCF6021SEA | U97VA115M524K | 45500 | 20.3 |  | 12.55 | 12.15 |  | 45500 | 62000 | 136.3% | [8 empty] | Residential | 947.5 | No | 3.79
206338214 | Central Heat Pump | RUUD | HRCU-A-CB (Split System: Heat Pump with Remote Outdoor Unit-Air-Source) | UP2036BJV |  |  | RCF6021SEA | U96VA0702317MSA | 34200 | 20.25 |  | 14 | 12.65 |  | 34200 | 58000 | 169.6% | [8 empty] | Residential | 712.5 | No | 2.85
206338215 | Central Heat Pump | RUUD | HRCU-A-CB (Split System: Heat Pump with Remote Outdoor Unit-Air-Source) | UP2036BJV |  |  | RCF6021SEA | U96VA0702317M | 34200 | 20.25 |  | 14 | 12.65 |  | 34200 | 58000 | 169.6% | [8 empty] | Residential | 712.5 | No | 2.85
202141050 | Central Heat Pump | RUUD | HRCU-A-CB (Split System: Heat Pump with Remote Outdoor Unit-Air-Source) | UP2048BJV |  |  | RHMV6021SEAC |  | 45000 | 19.5 |  | 12.5 | 11 |  | 42000 | 41000 | 97.62% | [8 empty] | Residential | 937.5 | No | 3.75
202141104 | Central Heat Pump | RUUD | HRCU-A-CB (Split System: Heat Pump with Remote Outdoor Unit-Air-Source) | UP2024BJV |  |  | RCF2421UEA | U802VA050317M | 22600 | 19.5 |  | 13 | 10.5 |  | 22000 | 22800 | 103.6% | [8 empty] | Residential | 470 | No | 1.88
206788411 | Central Heat Pump | CARRIER | HRCU-A-CB (Split System: Heat Pump with Remote Outdoor Unit-Air-Source) | 25VNA424A*031* |  |  | CSPH*3612AL*+UI | 59MN7B060C17**14 | 23400 | 20 |  | 13 | 11 |  | 24000 | 24600 | 102.5% | [8 empty] | Residential | 487.5 | No | 1.95
206788414 | Central Heat Pump | CARRIER | HRCU-A-CB (Split System: Heat Pump with Remote Outdoor Unit-Air-Source) | 25VNA424A*031* |  |  | CSPH*3612AL*+UI | 59MN7B080C21**20 | 23400 | 21 |  | 13 | 11 |  | 24000 | 24200 | 100.8% | [8 empty] | Residential | 487.5 | No | 1.95
206788564 | Central Heat Pump | CARRIER | HRCU-A-CB (Split System: Heat Pump with Remote Outdoor Unit-Air-Source) | 25VNA424A*031* |  |  | CAP**3621AL*+UI | 59CU5A060C17**16 | 23600 | 21 |  | 13.5 | 11 |  | 23600 | 25000 | 105.9% | 23200 | 20 | 13 | 10 | 26600 |  |  |  | Residential | 482.5 | No | 1.93
206788565 | Central Heat Pump | CARRIER | HRCU-A-CB (Split System: Heat Pump with Remote Outdoor Unit-Air-Source) | 25VNA424A*031* |  |  | CAP**3621AL*+UI | 59CU5A080C21**20 | 23600 | 22 |  | 14 | 12 |  | 23600 | 24800 | 105.1% | 23400 | 21 | 13.5 | 10 | 26600 |  |  |  | Residential | 487.5 | No | 1.95
206788566 | Central Heat Pump | CARRIER | HRCU-A-CB (Split System: Heat Pump with Remote Outdoor Unit-Air-Source) | 25VNA424A*031* |  |  | CAP**3621AL*+UI | 59CU5A100C21**22 | 23800 | 22 |  | 14 | 12 |  | 23600 | 24800 | 105.1% | 23400 | 21 | 13.5 | 10 | 26600 |  |  |  | Residential | 487.5 | No | 1.95
206788567 | Central Heat Pump | CARRIER | HRCU-A-CB (Split System: Heat Pump with Remote Outdoor Unit-Air-Source) | 25VNA424A*031* |  |  | CNPV*3617AL*+UI | 59CU5A060C17**16 | 23400 | 21 |  | 13.5 | 11 |  | 23600 | 25200 | 106.8% | 23200 | 20 | 13 | 9.5 | 26800 |  |  |  | Residential | 482.5 | No | 1.93
206788568 | Central Heat Pump | CARRIER | HRCU-A-CB (Split System: Heat Pump with Remote Outdoor Unit-Air-Source) | 25VNA424A*031* |  |  | CNPV*3621AL*+UI | 59CU5A060C17**16 | 23400 | 21 |  | 13.5 | 11 |  | 23600 | 25200 | 106.8% | 23200 | 20 | 13 | 9.5 | 26800 |  |  |  | Residential | 482.5 | No | 1.93
206788569 | Central Heat Pump | CARRIER | HRCU-A-CB (Split System: Heat Pump with Remote Outdoor Unit-Air-Source) | 25VNA424A*031* |  |  | CNPV*3621AL*+UI | 59CU5A080C21**20 | 23600 | 22 |  | 14 | 11.5 |  | 23600 | 24800 | 105.1% | 23200 | 20.5 | 13 | 9.5 | 26600 |  |  |  | Residential | 482.5 | No | 1.93
206788570 | Central Heat Pump | CARRIER | HRCU-A-CB (Split System: Heat Pump with Remote Outdoor Unit-Air-Source) | 25VNA424A*031* |  |  | CNPV*3621AL*+UI | 59CU5A100C21**22 | 23600 | 22 |  | 14 | 11.5 |  | 23600 | 24800 | 105.1% | 23200 | 20.5 | 13 | 9.5 | 26600 |  |  |  | Residential | 482.5 | No | 1.93
207436146 | Central Heat Pump | LENNOX | HRCU-A-CB (Split System: Heat Pump with Remote Outdoor Unit-Air-Source) | SL25XPV-024-230A** |  |  | C35-36A+TDR+TXV | SL280UH060NV36A* | 23000 | 24 |  | 15.5 | 10.8 |  | 21400 | 24200 | 113.1% | 22400 | 22 | 14.5 | 9.9 | 21400 | 20400 | 95.33% | 1.84 | Residential | 467.5 | Yes | 1.87 | Yes
207436147 | Central Heat Pump | LENNOX | HRCU-A-CB (Split System: Heat Pump with Remote Outdoor Unit-Air-Source) | SL25XPV-024-230A** |  |  | C35-36A+TDR+TXV | SL280UH070XV36A* | 22800 | 23 |  | 15 | 10.6 |  | 21600 | 24200 | 112% | 22200 | 21.8 | 14.3 | 10 | 21600 | 20400 | 94.44% | 1.84 | Residential | 462.5 | Yes | 1.85 | Yes
207436148 | Central Heat Pump | LENNOX | HRCU-A-CB (Split System: Heat Pump with Remote Outdoor Unit-Air-Source) | SL25XPV-024-230A** |  |  | C35-36B+TDR+TXV | EL296UH045XV36B* | 22800 | 23 |  | 15 | 10.6 |  | 21600 | 24200 | 112% | 22200 | 22.2 | 14 | 9.8 | 21600 | 20600 | 95.37% | 1.84 | Residential | 462.5 | Yes | 1.85 | Yes
207436149 | Central Heat Pump | LENNOX | HRCU-A-CB (Split System: Heat Pump with Remote Outdoor Unit-Air-Source) | SL25XPV-024-230A** |  |  | C35-36B+TDR+TXV | EL296UH070XV36B* | 22800 | 24 |  | 15 | 10.6 |  | 21600 | 24200 | 112% | 22200 | 22.6 | 14.3 | 10 | 21600 | 20400 | 94.44% | 1.84 | Residential | 462.5 | Yes | 1.85 | Yes
207436150 | Central Heat Pump | LENNOX | HRCU-A-CB (Split System: Heat Pump with Remote Outdoor Unit-Air-Source) | SL25XPV-024-230A** |  |  | C35-36B+TDR+TXV | SL280UH080NV48B* | 23000 | 24 |  | 15.5 | 10.8 |  | 21400 | 24200 | 113.1% | 22200 | 21.4 | 14 | 9.7 | 21400 | 20600 | 96.26% | 1.84 | Residential | 462.5 | Yes | 1.85 | Yes
207436151 | Central Heat Pump | LENNOX | HRCU-A-CB (Split System: Heat Pump with Remote Outdoor Unit-Air-Source) | SL25XPV-024-230A** |  |  | C35-36B+TDR+TXV | SL280UH090V36B* | 22800 | 24 |  | 15 | 10.8 |  | 21400 | 24200 | 113.1% | 22400 | 22.8 | 14.5 | 10.2 | 21400 | 20400 | 95.33% | 1.84 | Residential | 467.5 | Yes | 1.87 | Yes
207436152 | Central Heat Pump | LENNOX | HRCU-A-CB (Split System: Heat Pump with Remote Outdoor Unit-Air-Source) | SL25XPV-024-230A** |  |  | C35-36B+TDR+TXV | SL280UH090V48B* | 22800 | 23 |  | 15 | 10.4 |  | 21600 | 24200 | 112% | 22400 | 22 | 14.5 | 10.1 | 21600 | 20400 | 94.44% | 1.84 | Residential | 467.5 | Yes | 1.87 | Yes
207436153 | Central Heat Pump | LENNOX | HRCU-A-CB (Split System: Heat Pump with Remote Outdoor Unit-Air-Source) | SL25XPV-024-230A** |  |  | C35-36B+TDR+TXV | SL280UH090XV48B* | 22800 | 23 |  | 15 | 10.4 |  | 21600 | 24200 | 112% | 22400 | 22 | 14.5 | 10.1 | 21600 | 20400 | 94.44% | 1.84 | Residential | 467.5 | Yes | 1.87 | Yes
202681188 | Central Heat Pump | AMANA | HRCU-A-CB (Split System: Heat Pump with Remote Outdoor Unit-Air-Source) | ASZC180241C* |  |  | CA*F3137*6A*+TXV | A*VM970803BNB* | 23600 | 18 |  | 14 | 10 |  | 22600 | 13000 | 57.52% | [8 empty] | Residential | 492.5 | No | 1.97
202681196 | Central Heat Pump | AMANA | HRCU-A-CB (Split System: Heat Pump with Remote Outdoor Unit-Air-Source) | ASZC180361C* |  |  | CA*F4961*6D*+TXV | A*VM971005CNB* | 35400 | 18 |  | 14 | 10 |  | 36400 | 22800 | 62.64% | [8 empty] | Residential | 737.5 | No | 2.95
204646105 | Central Heat Pump | AMANA | HRCU-A-CB (Split System: Heat Pump with Remote Outdoor Unit-Air-Source) | ASZC180241C* |  |  | CA*F3137*6A*+TXV | A*VC800603B*A* | 23800 | 18.5 |  | 14 | 10 |  | 22800 | 13000 | 57.02% | [8 empty] | Residential | 495 | No | 1.98
204646108 | Central Heat Pump | AMANA | HRCU-A-CB (Split System: Heat Pump with Remote Outdoor Unit-Air-Source) | ASZC180361C* |  |  | CA*F3743*6D*+TXV | A*VC801005C*A* | 35000 | 18 |  | 13.5 | 10 |  | 36000 | 22600 | 62.78% | [8 empty] | Residential | 730 | No | 2.92
204646110 | Central Heat Pump | AMANA | HRCU-A-CB (Split System: Heat Pump with Remote Outdoor Unit-Air-Source) | ASZC180361C* |  |  | CA*F4961*6D*+TXV | A*VC801005C*A* | 35600 | 18 |  | 14 | 10 |  | 36000 | 23000 | 63.89% | [8 empty] | Residential | 742.5 | No | 2.97
204646318 | Central Heat Pump | AMANA | HRCU-A-CB (Split System: Heat Pump with Remote Outdoor Unit-Air-Source) | ASZC180361C* |  |  | CHPF4860D6D*+TXV | A*VC800805D*A* | 35000 | 18 |  | 13.5 | 10 |  | 36000 | 22600 | 62.78% | [8 empty] | Residential | 730 | No | 2.92
204646331 | Central Heat Pump | AMANA | HRCU-A-CB (Split System: Heat Pump with Remote Outdoor Unit-Air-Source) | ASZC180361C* |  |  | CHPF4860D6D*+TXV | A*VC800805C*A* | 35000 | 18 |  | 13.5 | 10 |  | 36000 | 22600 | 62.78% | [8 empty] | Residential | 730 | No | 2.92
204646390 | Central Heat Pump | AMANA | HRCU-A-CB (Split System: Heat Pump with Remote Outdoor Unit-Air-Source) | ASZC180361C* |  |  | CA*F4961*6D*+TXV | A*VC800805D*A* | 35000 | 18 |  | 13.5 | 10 |  | 36000 | 22600 | 62.78% | [8 empty] | Residential | 730 | No | 2.92
204646393 | Central Heat Pump | AMANA | HRCU-A-CB (Split System: Heat Pump with Remote Outdoor Unit-Air-Source) | ASZC180361C* |  |  | CA*F4961*6D*+TXV | A*VC800805C*A* | 35600 | 18 |  | 14 | 10 |  | 36600 | 23000 | 62.84% | [8 empty] | Residential | 742.5 | No | 2.97
204646396 | Central Heat Pump | AMANA | HRCU-A-CB (Split System: Heat Pump with Remote Outdoor Unit-Air-Source) | ASZC180361C* |  |  | CA*F4961*6D*+TXV | A*VC800804C*A* | 35000 | 18 |  | 13.5 | 10 |  | 36000 | 23000 | 63.89% | [8 empty] | Residential | 730 | No | 2.92
205288338 | Central Heat Pump | CHAMPION HEATING AND COOLING | HRCU-A-CB (Split System: Heat Pump with Remote Outdoor Unit-Air-Source) | HL20B2421 |  |  | AVV25BE121+CC |  | 24000 | 21 |  | 14.25 | 10.5 |  | 34400 | 22400 | 65.12% | [8 empty] | Residential | 500 | No | 2
204333410 | Central Heat Pump | CHAMPION HEATING AND COOLING | HRCU-A-CB (Split System: Heat Pump with Remote Outdoor Unit-Air-Source) | HL20B2421 |  |  | CM25BE1A1+CC | TM8V080B12MP12 | 24000 | 20.5 |  | 13.75 | 10.25 |  | 32600 | 22400 | 68.71% | [8 empty] | Residential | 500 | No | 2
202182841 | Central Heat Pump | CHAMPION HEATING AND COOLING | HRCU-A-CB (Split System: Heat Pump with Remote Outdoor Unit-Air-Source) | HL19B3621 |  |  | AE48DX21+TXV |  | 36000 | 18.25 |  | 14 | 10 |  | 35000 | 21800 | 62.29% | [8 empty] | Residential | 750 | No | 3
202763674 | Central Heat Pump | CHAMPION HEATING AND COOLING | HRCU-A-CB (Split System: Heat Pump with Remote Outdoor Unit-Air-Source) | HL19B3621 |  |  | AVC60CX22+TXV |  | 35800 | 19 |  | 14 | 10 |  | 35200 | 22400 | 63.64% | [8 empty] | Residential | 745 | No | 2.98
205047069 | Central Heat Pump | CHAMPION HEATING AND COOLING | HRCU-A-CB (Split System: Heat Pump with Remote Outdoor Unit-Air-Source) | HL19B3621 |  |  | CM60DXA2+TXV | TM8V100C20MP12 | 35800 | 18 |  | 14 | 10 |  | 35000 | 22400 | 64% | [8 empty] | Residential | 745 | No | 2.98
205047074 | Central Heat Pump | CHAMPION HEATING AND COOLING | HRCU-A-CB (Split System: Heat Pump with Remote Outdoor Unit-Air-Source) | HL19B3621 |  |  | CU60DXA2+TXV | TM8V100C20MP12 | 35800 | 18 |  | 14 | 10 |  | 35000 | 22400 | 64% | [8 empty] | Residential | 745 | No | 2.98
205047093 | Central Heat Pump | CHAMPION HEATING AND COOLING | HRCU-A-CB (Split System: Heat Pump with Remote Outdoor Unit-Air-Source) | HL19B3621 |  |  | CM60DXA2+TXV | TMLV120C20MP12 | 35800 | 18 |  | 14 | 10 |  | 35000 | 22400 | 64% | [8 empty] | Residential | 745 | No | 2.98
205047099 | Central Heat Pump | CHAMPION HEATING AND COOLING | HRCU-A-CB (Split System: Heat Pump with Remote Outdoor Unit-Air-Source) | HL19B3621 |  |  | CU60DXA2+TXV | TMLV120C20MP12 | 35800 | 18 |  | 14 | 10 |  | 35000 | 22400 | 64% | [8 empty] | Residential | 745 | No | 2.98
205047105 | Central Heat Pump | CHAMPION HEATING AND COOLING | HRCU-A-CB (Split System: Heat Pump with Remote Outdoor Unit-Air-Source) | HL19B3621 |  |  | CM60DXA2+TXV | TPLC100C20MP13 | 35800 | 18 |  | 14 | 10 |  | 35000 | 22400 | 64% | [8 empty] | Residential | 745 | No | 2.98
205047110 | Central Heat Pump | CHAMPION HEATING AND COOLING | HRCU-A-CB (Split System: Heat Pump with Remote Outdoor Unit-Air-Source) | HL19B3621 |  |  | CU60DXA2+TXV | TPLC100C20MP13 | 35800 | 18 |  | 14 | 10 |  | 35000 | 22400 | 64% | [8 empty] | Residential | 745 | No | 2.98
206790247 | Central Heat Pump | BRYANT HEATING AND COOLING SYSTEMS | HRCU-A-CB (Split System: Heat Pump with Remote Outdoor Unit-Air-Source) | 284ANV024*0**B* |  |  | CSPH*3612AL*+UI | 83*CA36040C17*** | 24000 | 20 |  | 13.5 | 12 |  | 23600 | 24800 | 105.1% | 23800 | 20 | 13 | 10 | 26600 |  |  |  | Residential | 495 | No | 1.98
206790248 | Central Heat Pump | BRYANT HEATING AND COOLING SYSTEMS | HRCU-A-CB (Split System: Heat Pump with Remote Outdoor Unit-Air-Source) | 284ANV024*0**B* |  |  | CSPH*3612AL*+UI | 83*CA48060C17*** | 24000 | 20 |  | 13.5 | 12 |  | 23600 | 24800 | 105.1% | 23800 | 19.5 | 13 | 10 | 26600 |  |  |  | Residential | 495 | No | 1.98
206790251 | Central Heat Pump | BRYANT HEATING AND COOLING SYSTEMS | HRCU-A-CB (Split System: Heat Pump with Remote Outdoor Unit-Air-Source) | 284ANV024*0**B* |  |  | CAP**3617AL*+UI | 935CA48060C17*** | 23600 | 21 |  | 13.5 | 11 |  | 23600 | 25000 | 105.9% | 23200 | 20 | 13 | 10 | 26800 |  |  |  | Residential | 482.5 | No | 1.93
206790252 | Central Heat Pump | BRYANT HEATING AND COOLING SYSTEMS | HRCU-A-CB (Split System: Heat Pump with Remote Outdoor Unit-Air-Source) | 284ANV024*0**B* |  |  | CAP**3621AL*+UI | 935CA48060C17*** | 23600 | 21 |  | 13.5 | 11 |  | 23600 | 25000 | 105.9% | 23200 | 20 | 13 | 10 | 26600 |  |  |  | Residential | 482.5 | No | 1.93
206790253 | Central Heat Pump | BRYANT HEATING AND COOLING SYSTEMS | HRCU-A-CB (Split System: Heat Pump with Remote Outdoor Unit-Air-Source) | 284ANV024*0**B* |  |  | CAP**3621AL*+UI | 935CA60080C21*** | 23600 | 22 |  | 14 | 12 |  | 23600 | 24800 | 105.1% | 23400 | 21 | 13.5 | 10 | 26600 |  |  |  | Residential | 487.5 | No | 1.95
206790254 | Central Heat Pump | BRYANT HEATING AND COOLING SYSTEMS | HRCU-A-CB (Split System: Heat Pump with Remote Outdoor Unit-Air-Source) | 284ANV024*0**B* |  |  | CAP**3621AL*+UI | 935CA66100C21*** | 23800 | 22 |  | 14 | 12 |  | 23600 | 24800 | 105.1% | 23400 | 21 | 13.5 | 10 | 26600 |  |  |  | Residential | 487.5 | No | 1.95
206790255 | Central Heat Pump | BRYANT HEATING AND COOLING SYSTEMS | HRCU-A-CB (Split System: Heat Pump with Remote Outdoor Unit-Air-Source) | 284ANV024*0**B* |  |  | CNPV*3617AL*+UI | 935CA48060C17*** | 23400 | 21 |  | 13.5 | 11 |  | 23600 | 25200 | 106.8% | 23200 | 20 | 13 | 9.5 | 26800 |  |  |  | Residential | 482.5 | No | 1.93
206790256 | Central Heat Pump | BRYANT HEATING AND COOLING SYSTEMS | HRCU-A-CB (Split System: Heat Pump with Remote Outdoor Unit-Air-Source) | 284ANV024*0**B* |  |  | CNPV*3621AL*+UI | 935CA48060C17*** | 23400 | 21 |  | 13.5 | 11 |  | 23600 | 25200 | 106.8% | 23200 | 20 | 13 | 9.5 | 26800 |  |  |  | Residential | 482.5 | No | 1.93
10511271 | Central Heat Pump | TRANE | HRCU-A-CB (Split System: Heat Pump with Remote Outdoor Unit-Air-Source) | 4TWV8036A1 |  |  | 4PX*BU48BS3 | S9V2B080U3PSB+RP | 36000 | 18 |  | 12.5 | 10 |  | 33000 | 26600 | 80.61% | [8 empty] | Residential | 750 | No | 3
10511272 | Central Heat Pump | TRANE | HRCU-A-CB (Split System: Heat Pump with Remote Outdoor Unit-Air-Source) | 4TWV8036A1 |  |  | 4PX*BU48BS3 | S9V2B080U4PSB+RP | 35800 | 18 |  | 12.5 | 10 |  | 32800 | 26400 | 80.49% | [8 empty] | Residential | 745 | No | 2.98
10511273 | Central Heat Pump | TRANE | HRCU-A-CB (Split System: Heat Pump with Remote Outdoor Unit-Air-Source) | 4TWV8036A1 |  |  | 4PX*BU48BS3 | S9V2B040U3PSB+RP | 36000 | 18 |  | 12.5 | 10 |  | 32800 | 26400 | 80.49% | [8 empty] | Residential | 750 | No | 3
10511276 | Central Heat Pump | TRANE | HRCU-A-CB (Split System: Heat Pump with Remote Outdoor Unit-Air-Source) | 4TWV8036A1 |  |  | 4PX*CU36BS3 | S9V2C100U4PSB+RP | 34800 | 18 |  | 12.5 | 10 |  | 32000 | 26000 | 81.25% | [8 empty] | Residential | 725 | No | 2.9
10511277 | Central Heat Pump | TRANE | HRCU-A-CB (Split System: Heat Pump with Remote Outdoor Unit-Air-Source) | 4TWV8036A1 |  |  | 4PX*CU48BS3 | S9V2C100U4PSB+RP | 36000 | 18 |  | 12.5 | 10 |  | 32800 | 26200 | 79.88% | [8 empty] | Residential | 750 | No | 3