## Read Me
NHSaves Air Source Heat Pumps Minimum Efficiency Requirements
This Qualified Products List (QPL) is dated 1/5/2024. Equipment must meet all efficiency requirements listed in the table below in order to qualify for incentives. Equipment must be listed on AHRI or proof that the equipment meets the program requirements at AHRI test conditions must be provided.
Equipment Type | Ducting Type | HSPF2 | SEER2 | HCR @5°F | COP @5°F | Customer Incentive
Air Source Heat Pumps < 5.4 tons | Ductless | 8.5 | 15.2 | 70% | 1.75 | $250/ton
| Ducted | 8.1 | 15.2 | 70% | 1.75
Equipment Type | Size Category | EER | IEER | COP @47°F | COP @17°F | Customer Incentive
Air Source Heat Pumps ≥ 5.4 tons | ≥ 5.4 Tons and < 11.3 Tons | 11.8 | 15.4 | 3.5 | 2.25 | $250/ton
| ≥ 11.3 Tons and < 20 Tons | 10.9 | 14.6 | 3.4 | 2.05
| ≥ 20 Tons | 10.1 | 13 | 3.3 | 2.05
Air Source Variable Refrigerant Flow (VRF) | ≥ 5.4 Tons and < 11.3 Tons | 11.5 | 18.9 | 3.4 | 2.25
| ≥ 11.3 Tons and < 20 Tons | 11 | 18 | 3.25 | 2.07
| ≥ 20 Tons | 9.6 | 16.4 | 3.25 | 2.07
For units not listed by AHRI or on this QPL, please contact HVAC-NE@Energy-Solution.com for guidance.

## Commercial Air Source VRF
AHRI Certified Reference Number | Outdoor Unit Brand Name | Outdoor Unit Model Number | Indoor Type | Full Load Cooling Capacity (Btuh) | EER | IEER | Heating Capacity 47oF (Btuh) | COP 47oF | Heating Capacity 17oF (Btuh) | COP 17oF | Commercial Customer Incentive* *See Read Me tab for eligibility details
10509441 | AC PRO.COM | GMV-96WM/B-F(U) | Non-Ducted Indoor Units | 92000 | 12.6 | 26 | 103000 | 3.9 | 67000 | 2.5 | 1917.5
10509445 | AC PRO.COM | GMV-Q72WM/B-F(U) | Non-Ducted Indoor Units | 67000 | 11.5 | 22 | 75000 | 3.4 | 51000 | 2.4 | 1395
207574204 | ComfortStar | CSCVA-APV072-9AB | Non-Ducted Indoor Units | 69000 | 13.8 | 23.6 | 77000 | 4.25 | 54000 | 2.65 | 1437.5
207574205 | ComfortStar | CSCVA-APV072-9AB | Ducted Indoor Units | 69000 | 12 | 22.7 | 77000 | 3.69 | 54000 | 2.41 | 1437.5
207574206 | ComfortStar | CSCVA-APV072-9AB | Mixed Ducted and Non-Ducted Indoor Units | 69000 | 12.9 | 23.15 | 77000 | 3.97 | 54000 | 2.53 | 1437.5
207574207 | ComfortStar | CSCVA-APV096-9AB | Non-Ducted Indoor Units | 92000 | 12.4 | 23.5 | 103000 | 3.8 | 72000 | 2.46 | 1917.5
207574208 | ComfortStar | CSCVA-APV096-9AB | Ducted Indoor Units | 92000 | 11.7 | 22.5 | 103000 | 3.57 | 72000 | 2.3 | 1917.5
207574209 | ComfortStar | CSCVA-APV096-9AB | Mixed Ducted and Non-Ducted Indoor Units | 92000 | 12.05 | 23 | 103000 | 3.68 | 72000 | 2.38 | 1917.5
207574216 | ComfortStar | CSCVA-APV072-4AB | Non-Ducted Indoor Units | 69000 | 13.8 | 23.6 | 77000 | 4.25 | 54000 | 2.65 | 1437.5
207574217 | ComfortStar | CSCVA-APV072-4AB | Ducted Indoor Units | 69000 | 12 | 22.7 | 77000 | 3.69 | 54000 | 2.41 | 1437.5
207574218 | ComfortStar | CSCVA-APV072-4AB | Mixed Ducted and Non-Ducted Indoor Units | 69000 | 12.9 | 23.15 | 77000 | 3.97 | 54000 | 2.53 | 1437.5
207574219 | ComfortStar | CSCVA-APV096-4AB | Non-Ducted Indoor Units | 92000 | 12.4 | 23.5 | 103000 | 3.8 | 72000 | 2.46 | 1917.5
207574220 | ComfortStar | CSCVA-APV096-4AB | Ducted Indoor Units | 92000 | 11.7 | 22.5 | 103000 | 3.57 | 72000 | 2.3 | 1917.5
207574221 | ComfortStar | CSCVA-APV096-4AB | Mixed Ducted and Non-Ducted Indoor Units | 92000 | 12.05 | 23 | 103000 | 3.68 | 72000 | 2.38 | 1917.5
207574228 | ComfortStar | CSCVA-APV072-9AH | Non-Ducted Indoor Units | 69000 | 13.8 | 23.6 | 77000 | 4.25 | 54000 | 2.65 | 1437.5
207574229 | ComfortStar | CSCVA-APV072-9AH | Ducted Indoor Units | 69000 | 12 | 22.7 | 77000 | 3.69 | 54000 | 2.41 | 1437.5
207574230 | ComfortStar | CSCVA-APV072-9AH | Mixed Ducted and Non-Ducted Indoor Units | 69000 | 12.9 | 23.15 | 77000 | 3.97 | 54000 | 2.53 | 1437.5
207574231 | ComfortStar | CSCVA-APV096-9AH | Non-Ducted Indoor Units | 92000 | 12.4 | 23.5 | 103000 | 3.8 | 72000 | 2.46 | 1917.5
207574232 | ComfortStar | CSCVA-APV096-9AH | Ducted Indoor Units | 92000 | 11.7 | 22.5 | 103000 | 3.57 | 72000 | 2.3 | 1917.5
207574233 | ComfortStar | CSCVA-APV096-9AH | Mixed Ducted and Non-Ducted Indoor Units | 92000 | 12.05 | 23 | 103000 | 3.68 | 72000 | 2.38 | 1917.5
207574240 | ComfortStar | CSCVA-APV072-4AH | Non-Ducted Indoor Units | 69000 | 13.8 | 23.6 | 77000 | 4.25 | 54000 | 2.65 | 1437.5
207574241 | ComfortStar | CSCVA-APV072-4AH | Ducted Indoor Units | 69000 | 12 | 22.7 | 77000 | 3.69 | 54000 | 2.41 | 1437.5
207574242 | ComfortStar | CSCVA-APV072-4AH | Mixed Ducted and Non-Ducted Indoor Units | 69000 | 12.9 | 23.15 | 77000 | 3.97 | 54000 | 2.53 | 1437.5
207574243 | ComfortStar | CSCVA-APV096-4AH | Non-Ducted Indoor Units | 92000 | 12.4 | 23.5 | 103000 | 3.8 | 72000 | 2.46 | 1917.5
207574244 | ComfortStar | CSCVA-APV096-4AH | Ducted Indoor Units | 92000 | 11.7 | 22.5 | 103000 | 3.57 | 72000 | 2.3 | 1917.5
207574245 | ComfortStar | CSCVA-APV096-4AH | Mixed Ducted and Non-Ducted Indoor Units | 92000 | 12.05 | 23 | 103000 | 3.68 | 72000 | 2.38 | 1917.5
208758265 | Cooper & Hunter | CHV6-072URB | Non-Ducted Indoor Units | 69000 | 13.9 | 29.1 | 75000 | 4.03 | 52500 | 2.61 | 1437.5
208758266 | Cooper & Hunter | CHV6-072URB | Mixed Ducted and Non-Ducted Indoor Units | 69000 | 12.65 | 25.5 | 75000 | 3.71 | 52500 | 2.43 | 1437.5
208758268 | Cooper & Hunter | CHV6-096URB | Non-Ducted Indoor Units | 92000 | 13.2 | 29.7 | 100000 | 3.98 | 70000 | 2.57 | 1917.5
208758269 | Cooper & Hunter | CHV6-096URB | Mixed Ducted and Non-Ducted Indoor Units | 92000 | 12.15 | 25.75 | 100000 | 3.74 | 70000 | 2.44 | 1917.5
208758271 | Cooper & Hunter | CHV6-120URB | Non-Ducted Indoor Units | 114000 | 13 | 29.4 | 126000 | 4.17 | 81000 | 2.73 | 2375
208758274 | Cooper & Hunter | CHV6-144URB | Non-Ducted Indoor Units | 138000 | 11.4 | 25.5 | 150000 | 3.5 | 105000 | 2.41 | 2875
208758277 | Cooper & Hunter | CHV6-168URB | Non-Ducted Indoor Units | 160000 | 11.1 | 24.1 | 170000 | 3.39 | 115000 | 2.28 | 3332.5
208758280 | Cooper & Hunter | CHV6-192URB | Non-Ducted Indoor Units | 184000 | 11.2 | 24.5 | 200000 | 3.4 | 140000 | 2.43 | 3832.5
208758282 | Cooper & Hunter | CHV6-216URB | Ducted Indoor Units | 206000 | 11.1 | 20.7 | 226000 | 3.4 | 150000 | 2.32 | 4292.5
208758283 | Cooper & Hunter | CHV6-216URB | Non-Ducted Indoor Units | 206000 | 12.4 | 23.2 | 226000 | 3.88 | 150000 | 2.52 | 4292.5
208758284 | Cooper & Hunter | CHV6-216URB | Mixed Ducted and Non-Ducted Indoor Units | 206000 | 11.75 | 21.95 | 226000 | 3.64 | 150000 | 2.42 | 4292.5
208758285 | Cooper & Hunter | CHV6-240URB | Ducted Indoor Units | 228000 | 11.1 | 20.4 | 252000 | 3.35 | 162000 | 2.32 | 4750
208758286 | Cooper & Hunter | CHV6-240URB | Non-Ducted Indoor Units | 228000 | 12.4 | 22.8 | 252000 | 3.8 | 162000 | 2.59 | 4750
208758287 | Cooper & Hunter | CHV6-240URB | Mixed Ducted and Non-Ducted Indoor Units | 228000 | 11.75 | 21.6 | 252000 | 3.57 | 162000 | 2.45 | 4750
208758288 | Cooper & Hunter | CHV6-264URB | Ducted Indoor Units | 252000 | 10.5 | 19.5 | 276000 | 3.28 | 186000 | 2.3 | 5250
208758289 | Cooper & Hunter | CHV6-264URB | Non-Ducted Indoor Units | 252000 | 11.5 | 20.9 | 276000 | 3.59 | 186000 | 2.41 | 5250
208758290 | Cooper & Hunter | CHV6-264URB | Mixed Ducted and Non-Ducted Indoor Units | 252000 | 11 | 20.2 | 276000 | 3.43 | 186000 | 2.35 | 5250
208758292 | Cooper & Hunter | CHV6-288URB | Non-Ducted Indoor Units | 276000 | 10.8 | 20.5 | 300000 | 3.33 | 210000 | 2.29 | 5750
208758293 | Cooper & Hunter | CHV6-288URB | Mixed Ducted and Non-Ducted Indoor Units | 276000 | 10.5 | 19.8 | 300000 | 3.28 | 210000 | 2.25 | 5750
208758295 | Cooper & Hunter | CHV6-312URB | Non-Ducted Indoor Units | 298000 | 10.7 | 19.8 | 320000 | 3.26 | 220000 | 2.22 | 6207.5
208758307 | Cooper & Hunter | CHV6-408URB | Non-Ducted Indoor Units | 388000 | 11 | 18.1 | 426000 | 3.4 | 290000 | 2.36 | 8082.5
208758308 | Cooper & Hunter | CHV6-408URB | Mixed Ducted and Non-Ducted Indoor Units | 388000 | 10.7 | 17.85 | 426000 | 3.3 | 290000 | 2.32 | 8082.5
208758310 | Cooper & Hunter | CHV6-432URB | Non-Ducted Indoor Units | 414000 | 10.8 | 18.3 | 450000 | 3.33 | 314000 | 2.29 | 8625
208758311 | Cooper & Hunter | CHV6-432URB | Mixed Ducted and Non-Ducted Indoor Units | 414000 | 10.5 | 17.95 | 450000 | 3.27 | 314000 | 2.26 | 8625
208758313 | Cooper & Hunter | CHV6-456URB | Non-Ducted Indoor Units | 436000 | 10.7 | 17.6 | 470000 | 3.29 | 324000 | 2.24 | 9082.5
214314796 | Cooper & Hunter | CHV6-072URBHH | Ducted Indoor Units | 72000 | 12 | 19.5 | 81000 | 3.65 | 52500 | 2.45 | 1500
214314797 | Cooper & Hunter | CHV6-072URBHH | Non-Ducted Indoor Units | 72000 | 12.5 | 23 | 81000 | 4.25 | 52500 | 2.67 | 1500
214314798 | Cooper & Hunter | CHV6-096URBHH | Ducted Indoor Units | 96000 | 11.7 | 19.7 | 103000 | 3.75 | 70000 | 2.45 | 2000
214314799 | Cooper & Hunter | CHV6-096URBHH | Non-Ducted Indoor Units | 96000 | 12.5 | 22.6 | 103000 | 4.05 | 70000 | 2.55 | 2000
214314800 | Cooper & Hunter | CHV6-120URBHH | Ducted Indoor Units | 120000 | 12 | 20.65 | 129000 | 3.71 | 81000 | 2.4 | 2500
214314801 | Cooper & Hunter | CHV6-120URBHH | Non-Ducted Indoor Units | 120000 | 12 | 22.1 | 129000 | 3.9 | 81000 | 2.53 | 2500
214314802 | Cooper & Hunter | CHV6-072SRBHH | Ducted Indoor Units | 72000 | 12 | 19.5 | 81000 | 3.65 | 52500 | 2.45 | 1500
214314803 | Cooper & Hunter | CHV6-072SRBHH | Non-Ducted Indoor Units | 72000 | 12.5 | 23 | 81000 | 4.25 | 52500 | 2.67 | 1500
214314804 | Cooper & Hunter | CHV6-096SRBHH | Ducted Indoor Units | 96000 | 11.7 | 19.7 | 103000 | 3.75 | 70000 | 2.45 | 2000
214314805 | Cooper & Hunter | CHV6-096SRBHH | Non-Ducted Indoor Units | 96000 | 12.5 | 22.6 | 103000 | 4.05 | 70000 | 2.55 | 2000
214314806 | Cooper & Hunter | CHV6-120SRBHH | Ducted Indoor Units | 120000 | 12 | 20.65 | 129000 | 3.71 | 81000 | 2.4 | 2500
214314807 | Cooper & Hunter | CHV6-120SRBHH | Non-Ducted Indoor Units | 120000 | 12 | 22.1 | 129000 | 3.9 | 81000 | 2.53 | 2500
214314808 | Cooper & Hunter | CHV6-072URBHH | Mixed Ducted and Non-Ducted Indoor Units | 72000 | 12.25 | 21.25 | 81000 | 3.95 | 52500 | 2.56 | 1500
214314809 | Cooper & Hunter | CHV6-096URBHH | Mixed Ducted and Non-Ducted Indoor Units | 96000 | 12.1 | 21.15 | 103000 | 3.9 | 70000 | 2.5 | 2000
214314810 | Cooper & Hunter | CHV6-120URBHH | Mixed Ducted and Non-Ducted Indoor Units | 120000 | 12 | 21.37 | 129000 | 3.8 | 81000 | 2.46 | 2500
214314811 | Cooper & Hunter | CHV6-072SRBHH | Mixed Ducted and Non-Ducted Indoor Units | 72000 | 12.25 | 21.25 | 81000 | 3.95 | 52500 | 2.56 | 1500
214314812 | Cooper & Hunter | CHV6-096SRBHH | Mixed Ducted and Non-Ducted Indoor Units | 96000 | 12.1 | 21.15 | 103000 | 3.9 | 70000 | 2.5 | 2000
214314813 | Cooper & Hunter | CHV6-120SRBHH | Mixed Ducted and Non-Ducted Indoor Units | 120000 | 12 | 21.37 | 129000 | 3.8 | 81000 | 2.46 | 2500
214314818 | Cooper & Hunter | CHV6-072URBHH | Ducted Indoor Units | 72000 | 12 | 19.5 | 81000 | 3.65 | 52500 | 2.45 | 1500
214314819 | Cooper & Hunter | CHV6-072URBHH | Non-Ducted Indoor Units | 72000 | 12.5 | 23 | 81000 | 4.25 | 52500 | 2.67 | 1500
214314820 | Cooper & Hunter | CHV6-096URBHH | Ducted Indoor Units | 96000 | 11.7 | 19.7 | 103000 | 3.75 | 70000 | 2.45 | 2000
214314821 | Cooper & Hunter | CHV6-096URBHH | Non-Ducted Indoor Units | 96000 | 12.5 | 22.6 | 103000 | 4.05 | 70000 | 2.55 | 2000
214314822 | Cooper & Hunter | CHV6-120URBHH | Ducted Indoor Units | 120000 | 12 | 20.65 | 129000 | 3.71 | 81000 | 2.4 | 2500
214314823 | Cooper & Hunter | CHV6-120URBHH | Non-Ducted Indoor Units | 120000 | 12 | 22.1 | 129000 | 3.9 | 81000 | 2.53 | 2500
214314824 | Cooper & Hunter | CHV6-072SRBHH | Ducted Indoor Units | 72000 | 12 | 19.5 | 81000 | 3.65 | 52500 | 2.45 | 1500
214314825 | Cooper & Hunter | CHV6-072SRBHH | Non-Ducted Indoor Units | 72000 | 12.5 | 23 | 81000 | 4.25 | 52500 | 2.67 | 1500
214314826 | Cooper & Hunter | CHV6-096SRBHH | Ducted Indoor Units | 96000 | 11.7 | 19.7 | 103000 | 3.75 | 70000 | 2.45 | 2000
214314827 | Cooper & Hunter | CHV6-096SRBHH | Non-Ducted Indoor Units | 96000 | 12.5 | 22.6 | 103000 | 4.05 | 70000 | 2.55 | 2000
214314828 | Cooper & Hunter | CHV6-120SRBHH | Ducted Indoor Units | 120000 | 12 | 20.65 | 129000 | 3.71 | 81000 | 2.4 | 2500
214314829 | Cooper & Hunter | CHV6-120SRBHH | Non-Ducted Indoor Units | 120000 | 12 | 22.1 | 129000 | 3.9 | 81000 | 2.53 | 2500
214314830 | Cooper & Hunter | CHV6-072URBHH | Mixed Ducted and Non-Ducted Indoor Units | 72000 | 12.25 | 21.25 | 81000 | 3.95 | 52500 | 2.56 | 1500
214314831 | Cooper & Hunter | CHV6-096URBHH | Mixed Ducted and Non-Ducted Indoor Units | 96000 | 12.1 | 21.15 | 103000 | 3.9 | 70000 | 2.5 | 2000
214314832 | Cooper & Hunter | CHV6-120URBHH | Mixed Ducted and Non-Ducted Indoor Units | 120000 | 12 | 21.37 | 129000 | 3.8 | 81000 | 2.46 | 2500
214314833 | Cooper & Hunter | CHV6-072SRBHH | Mixed Ducted and Non-Ducted Indoor Units | 72000 | 12.25 | 21.25 | 81000 | 3.95 | 52500 | 2.56 | 1500
214314834 | Cooper & Hunter | CHV6-096SRBHH | Mixed Ducted and Non-Ducted Indoor Units | 96000 | 12.1 | 21.15 | 103000 | 3.9 | 70000 | 2.5 | 2000
214314835 | Cooper & Hunter | CHV6-120SRBHH | Mixed Ducted and Non-Ducted Indoor Units | 120000 | 12 | 21.37 | 129000 | 3.8 | 81000 | 2.46 | 2500
214314836 | Cooper & Hunter | CHV6-96URBM | Non-Ducted Indoor Units | 92000 | 11.5 | 25.4 | 103000 | 3.6 | 70000 | 2.4 | 1917.5
214314837 | Cooper & Hunter | CHV6-76URBM | Non-Ducted Indoor Units | 72000 | 11.6 | 26.5 | 81000 | 3.7 | 52500 | 2.6 | 1500
214387757 | Cooper & Hunter | CHV6-072URBHH | Ducted Indoor Units | 72000 | 12 | 19.5 | 81000 | 3.65 | 52500 | 2.45 | 1500
214387758 | Cooper & Hunter | CHV6-072URBHH | Non-Ducted Indoor Units | 72000 | 12.5 | 23 | 81000 | 4.25 | 52500 | 2.67 | 1500
214387759 | Cooper & Hunter | CHV6-096URBHH | Ducted Indoor Units | 96000 | 11.7 | 19.7 | 103000 | 3.75 | 70000 | 2.45 | 2000
214387760 | Cooper & Hunter | CHV6-096URBHH | Non-Ducted Indoor Units | 96000 | 12.5 | 22.6 | 103000 | 4.05 | 70000 | 2.55 | 2000
214387761 | Cooper & Hunter | CHV6-120URBHH | Ducted Indoor Units | 120000 | 12 | 20.65 | 129000 | 3.71 | 81000 | 2.4 | 2500
214387762 | Cooper & Hunter | CHV6-120URBHH | Non-Ducted Indoor Units | 120000 | 12 | 22.1 | 129000 | 3.9 | 81000 | 2.53 | 2500
214387763 | Cooper & Hunter | CHV6-072SRBHH | Ducted Indoor Units | 72000 | 12 | 19.5 | 81000 | 3.65 | 52500 | 2.45 | 1500
214387764 | Cooper & Hunter | CHV6-072SRBHH | Non-Ducted Indoor Units | 72000 | 12.5 | 23 | 81000 | 4.25 | 52500 | 2.67 | 1500
214387765 | Cooper & Hunter | CHV6-096SRBHH | Ducted Indoor Units | 96000 | 11.7 | 19.7 | 103000 | 3.75 | 70000 | 2.45 | 2000
214387766 | Cooper & Hunter | CHV6-096SRBHH | Non-Ducted Indoor Units | 96000 | 12.5 | 22.6 | 103000 | 4.05 | 70000 | 2.55 | 2000
214387767 | Cooper & Hunter | CHV6-120SRBHH | Ducted Indoor Units | 120000 | 12 | 20.65 | 129000 | 3.71 | 81000 | 2.4 | 2500
214387768 | Cooper & Hunter | CHV6-120SRBHH | Non-Ducted Indoor Units | 120000 | 12 | 22.1 | 129000 | 3.9 | 81000 | 2.53 | 2500
214387769 | Cooper & Hunter | CHV6-072URBHH | Mixed Ducted and Non-Ducted Indoor Units | 72000 | 12.25 | 21.25 | 81000 | 3.95 | 52500 | 2.56 | 1500
214387770 | Cooper & Hunter | CHV6-096URBHH | Mixed Ducted and Non-Ducted Indoor Units | 96000 | 12.1 | 21.15 | 103000 | 3.9 | 70000 | 2.5 | 2000
214387771 | Cooper & Hunter | CHV6-120URBHH | Mixed Ducted and Non-Ducted Indoor Units | 120000 | 12 | 21.37 | 129000 | 3.8 | 81000 | 2.46 | 2500
214387772 | Cooper & Hunter | CHV6-072SRBHH | Mixed Ducted and Non-Ducted Indoor Units | 72000 | 12.25 | 21.25 | 81000 | 3.95 | 52500 | 2.56 | 1500
214387773 | Cooper & Hunter | CHV6-096SRBHH | Mixed Ducted and Non-Ducted Indoor Units | 96000 | 12.1 | 21.15 | 103000 | 3.9 | 70000 | 2.5 | 2000
214387774 | Cooper & Hunter | CHV6-120SRBHH | Mixed Ducted and Non-Ducted Indoor Units | 120000 | 12 | 21.37 | 129000 | 3.8 | 81000 | 2.46 | 2500
214438212 | Cooper & Hunter | CHV6-072URBHH | Ducted Indoor Units | 72000 | 12 | 19.5 | 81000 | 3.65 | 52500 | 2.45 | 1500
214438213 | Cooper & Hunter | CHV6-072URBHH | Non-Ducted Indoor Units | 72000 | 12.5 | 23 | 81000 | 4.25 | 52500 | 2.67 | 1500
214438214 | Cooper & Hunter | CHV6-096URBHH | Ducted Indoor Units | 96000 | 11.7 | 19.7 | 103000 | 3.75 | 70000 | 2.45 | 2000
214438215 | Cooper & Hunter | CHV6-096URBHH | Non-Ducted Indoor Units | 96000 | 12.5 | 22.6 | 103000 | 4.05 | 70000 | 2.55 | 2000
214438216 | Cooper & Hunter | CHV6-120URBHH | Ducted Indoor Units | 120000 | 12 | 20.65 | 129000 | 3.71 | 81000 | 2.4 | 2500
214438217 | Cooper & Hunter | CHV6-120URBHH | Non-Ducted Indoor Units | 120000 | 12 | 22.1 | 129000 | 3.9 | 81000 | 2.53 | 2500
214438218 | Cooper & Hunter | CHV6-072SRBHH | Ducted Indoor Units | 72000 | 12 | 19.5 | 81000 | 3.65 | 52500 | 2.45 | 1500
214438219 | Cooper & Hunter | CHV6-072SRBHH | Non-Ducted Indoor Units | 72000 | 12.5 | 23 | 81000 | 4.25 | 52500 | 2.67 | 1500
214438220 | Cooper & Hunter | CHV6-096SRBHH | Ducted Indoor Units | 96000 | 11.7 | 19.7 | 103000 | 3.75 | 70000 | 2.45 | 2000
214438221 | Cooper & Hunter | CHV6-096SRBHH | Non-Ducted Indoor Units | 96000 | 12.5 | 22.6 | 103000 | 4.05 | 70000 | 2.55 | 2000
214438222 | Cooper & Hunter | CHV6-120SRBHH | Ducted Indoor Units | 120000 | 12 | 20.65 | 129000 | 3.71 | 81000 | 2.4 | 2500
214438223 | Cooper & Hunter | CHV6-120SRBHH | Non-Ducted Indoor Units | 120000 | 12 | 22.1 | 129000 | 3.9 | 81000 | 2.53 | 2500
214438224 | Cooper & Hunter | CHV6-072URBHH | Mixed Ducted and Non-Ducted Indoor Units | 72000 | 12.25 | 21.25 | 81000 | 3.95 | 52500 | 2.56 | 1500
214438225 | Cooper & Hunter | CHV6-096URBHH | Mixed Ducted and Non-Ducted Indoor Units | 96000 | 12.1 | 21.15 | 103000 | 3.9 | 70000 | 2.5 | 2000
214438226 | Cooper & Hunter | CHV6-120URBHH | Mixed Ducted and Non-Ducted Indoor Units | 120000 | 12 | 21.37 | 129000 | 3.8 | 81000 | 2.46 | 2500
214438227 | Cooper & Hunter | CHV6-072SRBHH | Mixed Ducted and Non-Ducted Indoor Units | 72000 | 12.25 | 21.25 | 81000 | 3.95 | 52500 | 2.56 | 1500
214438228 | Cooper & Hunter | CHV6-096SRBHH | Mixed Ducted and Non-Ducted Indoor Units | 96000 | 12.1 | 21.15 | 103000 | 3.9 | 70000 | 2.5 | 2000
214438229 | Cooper & Hunter | CHV6-120SRBHH | Mixed Ducted and Non-Ducted Indoor Units | 120000 | 12 | 21.37 | 129000 | 3.8 | 81000 | 2.46 | 2500
214606016 | Cooper & Hunter | CHV6-072URBHH | Ducted Indoor Units | 72000 | 12 | 19.5 | 81000 | 3.65 | 52500 | 2.45 | 1500
214606017 | Cooper & Hunter | CHV6-072URBHH | Non-Ducted Indoor Units | 72000 | 12.5 | 23 | 81000 | 4.25 | 52500 | 2.67 | 1500
214606018 | Cooper & Hunter | CHV6-096URBHH | Ducted Indoor Units | 96000 | 11.7 | 19.7 | 103000 | 3.75 | 70000 | 2.45 | 2000
214606019 | Cooper & Hunter | CHV6-096URBHH | Non-Ducted Indoor Units | 96000 | 12.5 | 22.6 | 103000 | 4.05 | 70000 | 2.55 | 2000
214606020 | Cooper & Hunter | CHV6-120URBHH | Ducted Indoor Units | 120000 | 12 | 20.65 | 129000 | 3.71 | 81000 | 2.4 | 2500
214606021 | Cooper & Hunter | CHV6-120URBHH | Non-Ducted Indoor Units | 120000 | 12 | 22.1 | 129000 | 3.9 | 81000 | 2.53 | 2500
214606022 | Cooper & Hunter | CHV6-144URBHH | Non-Ducted Indoor Units | 144000 | 12.2 | 20 | 162000 | 4.1 | 105000 | 2.45 | 3000
214606023 | Cooper & Hunter | CHV6-072SRBHH | Ducted Indoor Units | 72000 | 12 | 19.5 | 81000 | 3.65 | 52500 | 2.45 | 1500
214606024 | Cooper & Hunter | CHV6-072SRBHH | Non-Ducted Indoor Units | 72000 | 12.5 | 23 | 81000 | 4.25 | 52500 | 2.67 | 1500
214606025 | Cooper & Hunter | CHV6-096SRBHH | Ducted Indoor Units | 96000 | 11.7 | 19.7 | 103000 | 3.75 | 70000 | 2.45 | 2000
214606026 | Cooper & Hunter | CHV6-096SRBHH | Non-Ducted Indoor Units | 96000 | 12.5 | 22.6 | 103000 | 4.05 | 70000 | 2.55 | 2000
214606027 | Cooper & Hunter | CHV6-120SRBHH | Ducted Indoor Units | 120000 | 12 | 20.65 | 129000 | 3.71 | 81000 | 2.4 | 2500
214606028 | Cooper & Hunter | CHV6-120SRBHH | Non-Ducted Indoor Units | 120000 | 12 | 22.1 | 129000 | 3.9 | 81000 | 2.53 | 2500
214606029 | Cooper & Hunter | CHV6-144SRBHH | Non-Ducted Indoor Units | 144000 | 12.2 | 20 | 162000 | 4.1 | 105000 | 2.45 | 3000
214606030 | Cooper & Hunter | CHV6-072URBHH | Mixed Ducted and Non-Ducted Indoor Units | 72000 | 12.25 | 21.25 | 81000 | 3.95 | 52500 | 2.56 | 1500
214606031 | Cooper & Hunter | CHV6-096URBHH | Mixed Ducted and Non-Ducted Indoor Units | 96000 | 12.1 | 21.15 | 103000 | 3.9 | 70000 | 2.5 | 2000
214606032 | Cooper & Hunter | CHV6-120URBHH | Mixed Ducted and Non-Ducted Indoor Units | 120000 | 12 | 21.37 | 129000 | 3.8 | 81000 | 2.46 | 2500
214606033 | Cooper & Hunter | CHV6-072SRBHH | Mixed Ducted and Non-Ducted Indoor Units | 72000 | 12.25 | 21.25 | 81000 | 3.95 | 52500 | 2.56 | 1500
214606034 | Cooper & Hunter | CHV6-096SRBHH | Mixed Ducted and Non-Ducted Indoor Units | 96000 | 12.1 | 21.15 | 103000 | 3.9 | 70000 | 2.5 | 2000
214606035 | Cooper & Hunter | CHV6-120SRBHH | Mixed Ducted and Non-Ducted Indoor Units | 120000 | 12 | 21.37 | 129000 | 3.8 | 81000 | 2.46 | 2500
214606036 | Cooper & Hunter | CHV6-144URBHH | Ducted Indoor Units | 144000 | 12.5 | 18.5 | 162000 | 3.72 | 105000 | 2.45 | 3000
214606037 | Cooper & Hunter | CHV6-192URBHH | Ducted Indoor Units | 192000 | 11.5 | 19 | 206000 | 3.6 | 140000 | 2.37 | 4000
214606038 | Cooper & Hunter | CHV6-192URBHH | Non-Ducted Indoor Units | 192000 | 11.8 | 19.5 | 206000 | 3.94 | 140000 | 2.4 | 4000
214606039 | Cooper & Hunter | CHV6-240URBHH | Ducted Indoor Units | 240000 | 11.4 | 18.7 | 258000 | 3.5 | 162000 | 2.36 | 5000
214606040 | Cooper & Hunter | CHV6-240URBHH | Non-Ducted Indoor Units | 240000 | 11.8 | 19 | 258000 | 3.8 | 162000 | 2.38 | 5000
214606041 | Cooper & Hunter | CHV6-144SRBHH | Ducted Indoor Units | 144000 | 12.5 | 18.5 | 162000 | 3.72 | 105000 | 2.45 | 3000
214606042 | Cooper & Hunter | CHV6-192SRBHH | Ducted Indoor Units | 192000 | 11.5 | 19 | 206000 | 3.6 | 140000 | 2.37 | 4000
214606043 | Cooper & Hunter | CHV6-192SRBHH | Non-Ducted Indoor Units | 192000 | 11.8 | 19.5 | 206000 | 3.94 | 140000 | 2.4 | 4000
214606044 | Cooper & Hunter | CHV6-240SRBHH | Ducted Indoor Units | 240000 | 11.4 | 18.7 | 258000 | 3.5 | 162000 | 2.36 | 5000
214606045 | Cooper & Hunter | CHV6-240SRBHH | Non-Ducted Indoor Units | 240000 | 11.8 | 19 | 258000 | 3.8 | 162000 | 2.38 | 5000
214606046 | Cooper & Hunter | CHV6-144URBHH | Mixed Ducted and Non-Ducted Indoor Units | 144000 | 12.35 | 19.25 | 162000 | 3.91 | 105000 | 2.45 | 3000
214606047 | Cooper & Hunter | CHV6-192URBHH | Mixed Ducted and Non-Ducted Indoor Units | 192000 | 11.65 | 19.25 | 206000 | 3.77 | 140000 | 2.38 | 4000
214606048 | Cooper & Hunter | CHV6-240URBHH | Mixed Ducted and Non-Ducted Indoor Units | 240000 | 11.6 | 18.85 | 258000 | 3.65 | 162000 | 2.37 | 5000
214606049 | Cooper & Hunter | CHV6-144SRBHH | Mixed Ducted and Non-Ducted Indoor Units | 144000 | 12.35 | 19.25 | 162000 | 3.91 | 105000 | 2.45 | 3000
214606050 | Cooper & Hunter | CHV6-192SRBHH | Mixed Ducted and Non-Ducted Indoor Units | 192000 | 11.65 | 19.25 | 206000 | 3.77 | 140000 | 2.38 | 4000
214606051 | Cooper & Hunter | CHV6-240SRBHH | Mixed Ducted and Non-Ducted Indoor Units | 240000 | 11.6 | 18.85 | 258000 | 3.65 | 162000 | 2.37 | 5000
213896679 | DAIKIN | REYQ72XBTJ* | Non-Ducted Indoor Units | 69000 | 12.2 | 19.4 | 69000 | 3.82 | 52000 | 2.36 | 1437.5
213896682 | DAIKIN | REYQ192XBTJ* | Non-Ducted Indoor Units | 184000 | 11.5 | 19.2 | 184000 | 3.58 | 128000 | 2.15 | 3832.5
213896683 | DAIKIN | REYQ216XBTJ* | Non-Ducted Indoor Units | 206000 | 11.1 | 19.2 | 206000 | 3.53 | 142000 | 2.15 | 4292.5
213896685 | DAIKIN | REYQ264XBTJ* | Non-Ducted Indoor Units | 252000 | 10.4 | 19.1 | 252000 | 3.41 | 176000 | 2.09 | 5250
213896688 | DAIKIN | REYQ360XBTJ* | Non-Ducted Indoor Units | 342000 | 10.2 | 18 | 330000 | 3.52 | 234000 | 2.15 | 7125
213896696 | DAIKIN | REYQ72XBYD* | Non-Ducted Indoor Units | 69000 | 12.2 | 19.4 | 69000 | 3.82 | 52000 | 2.36 | 1437.5
213896699 | DAIKIN | REYQ192XBYD* | Non-Ducted Indoor Units | 184000 | 11.5 | 19.2 | 184000 | 3.58 | 128000 | 2.15 | 3832.5
213896700 | DAIKIN | REYQ216XBYD* | Non-Ducted Indoor Units | 206000 | 11.1 | 19.2 | 206000 | 3.53 | 142000 | 2.15 | 4292.5
213896703 | DAIKIN | REYQ72XBYC* | Non-Ducted Indoor Units | 69000 | 12.2 | 19.4 | 69000 | 3.82 | 52000 | 2.36 | 1437.5
213896706 | DAIKIN | REYQ192XBYC* | Non-Ducted Indoor Units | 184000 | 11.5 | 19.2 | 184000 | 3.58 | 128000 | 2.15 | 3832.5
213896707 | DAIKIN | REYQ216XBYC* | Non-Ducted Indoor Units | 206000 | 11.1 | 19.2 | 206000 | 3.53 | 142000 | 2.15 | 4292.5
213896710 | DAIKIN | REYQ72XBTJ* | Ducted Indoor Units | 69000 | 12.8 | 18.9 | 69000 | 3.6 | 52000 | 2.25 | 1437.5
213896712 | DAIKIN | REYQ192XBTJ* | Ducted Indoor Units | 184000 | 11.4 | 18 | 184000 | 3.46 | 128000 | 2.25 | 3832.5
213896716 | DAIKIN | REYQ72XBYD* | Ducted Indoor Units | 69000 | 12.8 | 18.9 | 69000 | 3.6 | 52000 | 2.25 | 1437.5
213896718 | DAIKIN | REYQ192XBYD* | Ducted Indoor Units | 184000 | 11.4 | 18 | 184000 | 3.46 | 128000 | 2.25 | 3832.5
213896722 | DAIKIN | REYQ72XBYC* | Ducted Indoor Units | 69000 | 12.8 | 18.9 | 69000 | 3.6 | 52000 | 2.25 | 1437.5
213896724 | DAIKIN | REYQ192XBYC* | Ducted Indoor Units | 184000 | 11.4 | 18 | 184000 | 3.46 | 128000 | 2.25 | 3832.5
213896728 | DAIKIN | REYQ72XBTJ* | Mixed Ducted and Non-Ducted Indoor Units | 69000 | 12.5 | 19.15 | 69000 | 3.71 | 52000 | 2.3 | 1437.5
213896729 | DAIKIN | REYQ96XBTJ* | Mixed Ducted and Non-Ducted Indoor Units | 92000 | 11.5 | 19.35 | 92000 | 3.62 | 64000 | 2.29 | 1917.5
213896730 | DAIKIN | REYQ192XBTJ* | Mixed Ducted and Non-Ducted Indoor Units | 184000 | 11.45 | 18.6 | 184000 | 3.52 | 128000 | 2.2 | 3832.5
213896731 | DAIKIN | REYQ216XBTJ* | Mixed Ducted and Non-Ducted Indoor Units | 206000 | 11.05 | 18.5 | 206000 | 3.47 | 142000 | 2.19 | 4292.5
213896734 | DAIKIN | REYQ72XBYD* | Mixed Ducted and Non-Ducted Indoor Units | 69000 | 12.5 | 19.15 | 69000 | 3.71 | 52000 | 2.3 | 1437.5
213896735 | DAIKIN | REYQ96XBYD* | Mixed Ducted and Non-Ducted Indoor Units | 92000 | 11.5 | 19.35 | 92000 | 3.62 | 64000 | 2.29 | 1917.5
213896736 | DAIKIN | REYQ192XBYD* | Mixed Ducted and Non-Ducted Indoor Units | 184000 | 11.45 | 18.6 | 184000 | 3.52 | 128000 | 2.2 | 3832.5
213896737 | DAIKIN | REYQ216XBYD* | Mixed Ducted and Non-Ducted Indoor Units | 206000 | 11.05 | 18.5 | 206000 | 3.47 | 142000 | 2.19 | 4292.5
213896740 | DAIKIN | REYQ72XBYC* | Mixed Ducted and Non-Ducted Indoor Units | 69000 | 12.5 | 19.15 | 69000 | 3.71 | 52000 | 2.3 | 1437.5
213896741 | DAIKIN | REYQ96XBYC* | Mixed Ducted and Non-Ducted Indoor Units | 92000 | 11.5 | 19.35 | 92000 | 3.62 | 64000 | 2.29 | 1917.5
213896742 | DAIKIN | REYQ192XBYC* | Mixed Ducted and Non-Ducted Indoor Units | 184000 | 11.45 | 18.6 | 184000 | 3.52 | 128000 | 2.2 | 3832.5
213896743 | DAIKIN | REYQ216XBYC* | Mixed Ducted and Non-Ducted Indoor Units | 206000 | 11.05 | 18.5 | 206000 | 3.47 | 142000 | 2.19 | 4292.5
213896746 | DAIKIN | RXYQ72XBYC* | Non-Ducted Indoor Units | 69000 | 11.5 | 18.9 | 69000 | 3.82 | 52000 | 2.36 | 1437.5
213896748 | DAIKIN | RXYQ264XBYC* | Non-Ducted Indoor Units | 252000 | 9.8 | 18.4 | 252000 | 3.41 | 176000 | 2.09 | 5250
213896751 | DAIKIN | REYQ264XBYD* | Non-Ducted Indoor Units | 252000 | 10.4 | 19.1 | 252000 | 3.41 | 176000 | 2.09 | 5250
213896752 | DAIKIN | REYQ360XBYD* | Non-Ducted Indoor Units | 342000 | 10.2 | 18 | 330000 | 3.52 | 234000 | 2.15 | 7125
213896755 | DAIKIN | REYQ264XBYC* | Non-Ducted Indoor Units | 252000 | 10.4 | 19.1 | 252000 | 3.41 | 176000 | 2.09 | 5250
213896756 | DAIKIN | REYQ360XBYC* | Non-Ducted Indoor Units | 342000 | 10.2 | 18 | 330000 | 3.52 | 234000 | 2.15 | 7125
213896775 | DAIKIN | REYQ264XBTJ* | Mixed Ducted and Non-Ducted Indoor Units | 252000 | 10.15 | 17.95 | 252000 | 3.3 | 176000 | 2.09 | 5250
213896776 | DAIKIN | REYQ360XBTJ* | Mixed Ducted and Non-Ducted Indoor Units | 342000 | 9.85 | 17 | 330000 | 3.36 | 234000 | 2.15 | 7125
213896779 | DAIKIN | REYQ264XBYD* | Mixed Ducted and Non-Ducted Indoor Units | 252000 | 10.15 | 17.95 | 252000 | 3.3 | 176000 | 2.09 | 5250
213896780 | DAIKIN | REYQ360XBYD* | Mixed Ducted and Non-Ducted Indoor Units | 342000 | 9.85 | 17 | 330000 | 3.36 | 234000 | 2.15 | 7125
213896783 | DAIKIN | REYQ264XBYC* | Mixed Ducted and Non-Ducted Indoor Units | 252000 | 10.15 | 17.95 | 252000 | 3.3 | 176000 | 2.09 | 5250
213896784 | DAIKIN | REYQ360XBYC* | Mixed Ducted and Non-Ducted Indoor Units | 342000 | 9.85 | 17 | 330000 | 3.36 | 234000 | 2.15 | 7125
213896871 | DAIKIN | RXLQ72TBTJ* | Non-Ducted Indoor Units | 69000 | 11.5 | 19 | 69000 | 3.78 | 52000 | 2.28 | 1437.5
213896876 | DAIKIN | RELQ72TBTJ* | Non-Ducted Indoor Units | 69000 | 11.5 | 19 | 69000 | 3.78 | 52000 | 2.28 | 1437.5
213896883 | DAIKIN | RXLQ72TBYD* | Non-Ducted Indoor Units | 69000 | 11.5 | 19 | 69000 | 3.78 | 52000 | 2.28 | 1437.5
213896887 | DAIKIN | RXLQ72TBYC* | Non-Ducted Indoor Units | 69000 | 11.5 | 19 | 69000 | 3.78 | 52000 | 2.28 | 1437.5
213896909 | DAIKIN | RELQ72TBYD* | Non-Ducted Indoor Units | 69000 | 11.5 | 19 | 69000 | 3.78 | 52000 | 2.28 | 1437.5
213896915 | DAIKIN | RELQ72TBYC* | Non-Ducted Indoor Units | 69000 | 11.5 | 19 | 69000 | 3.78 | 52000 | 2.28 | 1437.5
213897015 | DAIKIN | RXYQ72AATJ* | Non-Ducted Indoor Units | 69000 | 12.5 | 23.2 | 69000 | 3.64 | 51000 | 2.4 | 1437.5
213897016 | DAIKIN | RXYQ96AATJ* | Non-Ducted Indoor Units | 92000 | 12.2 | 23.6 | 92000 | 3.5 | 66000 | 2.4 | 1917.5
213897018 | DAIKIN | RXYQ144AATJ* | Non-Ducted Indoor Units | 138000 | 11 | 21.8 | 138000 | 3.3 | 90000 | 2.1 | 2875
213897019 | DAIKIN | RXYQ192AATJ* | Non-Ducted Indoor Units | 184000 | 11.3 | 21.8 | 184000 | 3.48 | 130000 | 2.22 | 3832.5
213897021 | DAIKIN | RXYQ264AATJ* | Non-Ducted Indoor Units | 252000 | 11 | 21.6 | 252000 | 3.4 | 168000 | 2.2 | 5250
213897022 | DAIKIN | RXYQ288AATJ* | Non-Ducted Indoor Units | 274000 | 10.8 | 20.7 | 274000 | 3.5 | 194000 | 2.2 | 5707.5
213897023 | DAIKIN | RXYQ312AATJ* | Non-Ducted Indoor Units | 296000 | 10.2 | 20.6 | 296000 | 3.5 | 212000 | 2.2 | 6167.5
213897024 | DAIKIN | RXYQ360AATJ* | Non-Ducted Indoor Units | 342000 | 10.3 | 19.8 | 342000 | 3.5 | 244000 | 2.1 | 7125
213897025 | DAIKIN | RXYQ384AATJ* | Non-Ducted Indoor Units | 364000 | 10.4 | 20 | 364000 | 3.45 | 264000 | 2.1 | 7582.5
213897026 | DAIKIN | RXYQ408AATJ* | Non-Ducted Indoor Units | 388000 | 10 | 19.6 | 388000 | 3.45 | 276000 | 2.1 | 8082.5
213897027 | DAIKIN | RXYQ432AATJ* | Non-Ducted Indoor Units | 404000 | 9.6 | 19 | 404000 | 3.3 | 278000 | 2.07 | 8417.5
213897028 | DAIKIN | RXYQ72AAYD* | Non-Ducted Indoor Units | 69000 | 12.5 | 23.2 | 69000 | 3.64 | 51000 | 2.4 | 1437.5
213897029 | DAIKIN | RXYQ96AAYD* | Non-Ducted Indoor Units | 92000 | 12.2 | 23.6 | 92000 | 3.5 | 66000 | 2.4 | 1917.5
213897031 | DAIKIN | RXYQ144AAYD* | Non-Ducted Indoor Units | 138000 | 11 | 21.8 | 138000 | 3.3 | 90000 | 2.1 | 2875
213897032 | DAIKIN | RXYQ192AAYD* | Non-Ducted Indoor Units | 184000 | 11.3 | 21.8 | 184000 | 3.48 | 130000 | 2.22 | 3832.5
213897034 | DAIKIN | RXYQ264AAYD* | Non-Ducted Indoor Units | 252000 | 11 | 21.6 | 252000 | 3.4 | 168000 | 2.2 | 5250
213897035 | DAIKIN | RXYQ288AAYD* | Non-Ducted Indoor Units | 274000 | 10.8 | 20.7 | 274000 | 3.5 | 194000 | 2.2 | 5707.5
213897036 | DAIKIN | RXYQ312AAYD* | Non-Ducted Indoor Units | 296000 | 10.2 | 20.6 | 296000 | 3.5 | 212000 | 2.2 | 6167.5
213897037 | DAIKIN | RXYQ360AAYD* | Non-Ducted Indoor Units | 342000 | 10.3 | 19.8 | 342000 | 3.5 | 244000 | 2.1 | 7125
213897038 | DAIKIN | RXYQ384AAYD* | Non-Ducted Indoor Units | 364000 | 10.4 | 20 | 364000 | 3.45 | 264000 | 2.1 | 7582.5
213897039 | DAIKIN | RXYQ408AAYD* | Non-Ducted Indoor Units | 388000 | 10 | 19.6 | 388000 | 3.45 | 276000 | 2.1 | 8082.5
213897040 | DAIKIN | RXYQ432AAYD* | Non-Ducted Indoor Units | 404000 | 9.6 | 19 | 404000 | 3.3 | 278000 | 2.07 | 8417.5
213897041 | DAIKIN | RXYQ72AATJ* | Ducted Indoor Units | 69000 | 12.2 | 19.8 | 69000 | 3.6 | 51000 | 2.4 | 1437.5
213897042 | DAIKIN | RXYQ96AATJ* | Ducted Indoor Units | 92000 | 12 | 19.4 | 92000 | 3.4 | 66000 | 2.4 | 1917.5
213897045 | DAIKIN | RXYQ192AATJ* | Ducted Indoor Units | 184000 | 11.2 | 18.6 | 184000 | 3.4 | 130000 | 2.22 | 3832.5
213897047 | DAIKIN | RXYQ288AATJ* | Ducted Indoor Units | 274000 | 10.4 | 18 | 274000 | 3.25 | 194000 | 2.1 | 5707.5
213897049 | DAIKIN | RXYQ384AATJ* | Ducted Indoor Units | 364000 | 9.8 | 17.6 | 364000 | 3.25 | 264000 | 2.1 | 7582.5
213897050 | DAIKIN | RXYQ72AAYD* | Ducted Indoor Units | 69000 | 12.2 | 19.8 | 69000 | 3.6 | 51000 | 2.4 | 1437.5
213897051 | DAIKIN | RXYQ96AAYD* | Ducted Indoor Units | 92000 | 12 | 19.4 | 92000 | 3.4 | 66000 | 2.4 | 1917.5
213897054 | DAIKIN | RXYQ192AAYD* | Ducted Indoor Units | 184000 | 11.2 | 18.6 | 184000 | 3.4 | 130000 | 2.22 | 3832.5
213897056 | DAIKIN | RXYQ288AAYD* | Ducted Indoor Units | 274000 | 10.4 | 18 | 274000 | 3.25 | 194000 | 2.1 | 5707.5
213897058 | DAIKIN | RXYQ384AAYD* | Ducted Indoor Units | 364000 | 9.8 | 17.6 | 364000 | 3.25 | 264000 | 2.1 | 7582.5
213897059 | DAIKIN | RXYQ72AATJ* | Mixed Ducted and Non-Ducted Indoor Units | 69000 | 12.35 | 21.5 | 69000 | 3.62 | 51000 | 2.4 | 1437.5
213897060 | DAIKIN | RXYQ96AATJ* | Mixed Ducted and Non-Ducted Indoor Units | 92000 | 12.1 | 21.5 | 92000 | 3.45 | 66000 | 2.4 | 1917.5
213897063 | DAIKIN | RXYQ192AATJ* | Mixed Ducted and Non-Ducted Indoor Units | 184000 | 11.25 | 20.2 | 184000 | 3.44 | 130000 | 2.22 | 3832.5
213897064 | DAIKIN | RXYQ264AATJ* | Mixed Ducted and Non-Ducted Indoor Units | 252000 | 10.55 | 19.9 | 252000 | 3.3 | 168000 | 2.2 | 5250
213897065 | DAIKIN | RXYQ288AATJ* | Mixed Ducted and Non-Ducted Indoor Units | 274000 | 10.6 | 19.35 | 274000 | 3.37 | 194000 | 2.15 | 5707.5
213897066 | DAIKIN | RXYQ312AATJ* | Mixed Ducted and Non-Ducted Indoor Units | 296000 | 10.1 | 19 | 296000 | 3.35 | 212000 | 2.13 | 6167.5
213897067 | DAIKIN | RXYQ384AATJ* | Mixed Ducted and Non-Ducted Indoor Units | 364000 | 10.1 | 18.8 | 364000 | 3.35 | 264000 | 2.1 | 7582.5
213897068 | DAIKIN | RXYQ72AAYD* | Mixed Ducted and Non-Ducted Indoor Units | 69000 | 12.35 | 21.5 | 69000 | 3.62 | 51000 | 2.4 | 1437.5
213897069 | DAIKIN | RXYQ96AAYD* | Mixed Ducted and Non-Ducted Indoor Units | 92000 | 12.1 | 21.5 | 92000 | 3.45 | 66000 | 2.4 | 1917.5
213897072 | DAIKIN | RXYQ192AAYD* | Mixed Ducted and Non-Ducted Indoor Units | 184000 | 11.25 | 20.2 | 184000 | 3.44 | 130000 | 2.22 | 3832.5
213897073 | DAIKIN | RXYQ264AAYD* | Mixed Ducted and Non-Ducted Indoor Units | 252000 | 10.55 | 19.9 | 252000 | 3.3 | 168000 | 2.2 | 5250
213897074 | DAIKIN | RXYQ288AAYD* | Mixed Ducted and Non-Ducted Indoor Units | 274000 | 10.6 | 19.35 | 274000 | 3.37 | 194000 | 2.15 | 5707.5
213897075 | DAIKIN | RXYQ312AAYD* | Mixed Ducted and Non-Ducted Indoor Units | 296000 | 10.1 | 19 | 296000 | 3.35 | 212000 | 2.13 | 6167.5
213897076 | DAIKIN | RXYQ384AAYD* | Mixed Ducted and Non-Ducted Indoor Units | 364000 | 10.1 | 18.8 | 364000 | 3.35 | 264000 | 2.1 | 7582.5
207776291 | DAIKIN | REYQ72AATJ* | Non-Ducted Indoor Units | 69000 | 15.7 | 28 | 77000 | 4.35 | 54000 | 2.5 | 1437.5
207776292 | DAIKIN | REYQ96AATJ* | Non-Ducted Indoor Units | 92000 | 14.6 | 30 | 103000 | 4.3 | 81000 | 2.48 | 1917.5
207776293 | DAIKIN | REYQ120AATJ* | Non-Ducted Indoor Units | 114000 | 13.2 | 27.5 | 129000 | 4 | 95000 | 2.38 | 2375
207776294 | DAIKIN | REYQ144AATJ* | Non-Ducted Indoor Units | 138000 | 12.5 | 26.5 | 154000 | 3.8 | 105000 | 2.2 | 2875
207776295 | DAIKIN | REYQ168AATJ* | Non-Ducted Indoor Units | 160000 | 11.5 | 24 | 180000 | 3.5 | 122000 | 2.1 | 3332.5
207776299 | DAIKIN | REYQ264AATJ* | Non-Ducted Indoor Units | 252000 | 12 | 23.9 | 282000 | 3.7 | 190000 | 2.35 | 5250
207776300 | DAIKIN | REYQ288AATJ* | Non-Ducted Indoor Units | 274000 | 12 | 23.2 | 294000 | 3.6 | 210000 | 2.41 | 5707.5
207776301 | DAIKIN | REYQ312AATJ* | Non-Ducted Indoor Units | 296000 | 11.3 | 22.8 | 320000 | 3.6 | 230000 | 2.35 | 6167.5
207776302 | DAIKIN | REYQ336AATJ* | Non-Ducted Indoor Units | 320000 | 10.5 | 22.1 | 338000 | 3.6 | 238000 | 2.2 | 6667.5
207776309 | DAIKIN | REYQ72AAYD* | Non-Ducted Indoor Units | 69000 | 15.7 | 28 | 77000 | 4.35 | 54000 | 2.5 | 1437.5
207776310 | DAIKIN | REYQ96AAYD* | Non-Ducted Indoor Units | 92000 | 14.6 | 30 | 103000 | 4.3 | 81000 | 2.48 | 1917.5
207776311 | DAIKIN | REYQ120AAYD* | Non-Ducted Indoor Units | 114000 | 13.2 | 27.5 | 129000 | 4 | 95000 | 2.38 | 2375
207776312 | DAIKIN | REYQ144AAYD* | Non-Ducted Indoor Units | 138000 | 12.5 | 26.5 | 154000 | 3.8 | 105000 | 2.2 | 2875
207776313 | DAIKIN | REYQ168AAYD* | Non-Ducted Indoor Units | 160000 | 11.5 | 24 | 180000 | 3.5 | 122000 | 2.1 | 3332.5
207776317 | DAIKIN | REYQ264AAYD* | Non-Ducted Indoor Units | 252000 | 12 | 23.9 | 282000 | 3.7 | 190000 | 2.35 | 5250
207776318 | DAIKIN | REYQ288AAYD* | Non-Ducted Indoor Units | 274000 | 12 | 23.2 | 294000 | 3.6 | 210000 | 2.41 | 5707.5
207776319 | DAIKIN | REYQ312AAYD* | Non-Ducted Indoor Units | 296000 | 11.3 | 22.8 | 320000 | 3.6 | 230000 | 2.35 | 6167.5
207776320 | DAIKIN | REYQ336AAYD* | Non-Ducted Indoor Units | 320000 | 10.5 | 22.1 | 338000 | 3.6 | 238000 | 2.2 | 6667.5
207776327 | DAIKIN | REYQ72AATJ* | Ducted Indoor Units | 69000 | 12.8 | 23 | 77000 | 3.58 | 54000 | 2.4 | 1437.5
207776328 | DAIKIN | REYQ96AATJ* | Ducted Indoor Units | 92000 | 12.8 | 25.3 | 103000 | 3.56 | 81000 | 2.25 | 1917.5
207776329 | DAIKIN | REYQ120AATJ* | Ducted Indoor Units | 114000 | 12.4 | 23.5 | 129000 | 3.48 | 95000 | 2.25 | 2375
207776330 | DAIKIN | REYQ144AATJ* | Ducted Indoor Units | 138000 | 12 | 22.5 | 154000 | 3.35 | 105000 | 2.1 | 2875
207776336 | DAIKIN | REYQ288AATJ* | Ducted Indoor Units | 274000 | 11 | 19.3 | 294000 | 3.27 | 210000 | 2.13 | 5707.5
207776337 | DAIKIN | REYQ312AATJ* | Ducted Indoor Units | 296000 | 10.8 | 19.2 | 320000 | 3.25 | 230000 | 2.1 | 6167.5
207776345 | DAIKIN | REYQ72AAYD* | Ducted Indoor Units | 69000 | 12.8 | 23 | 77000 | 3.58 | 54000 | 2.4 | 1437.5
207776346 | DAIKIN | REYQ96AAYD* | Ducted Indoor Units | 92000 | 12.8 | 25.3 | 103000 | 3.56 | 81000 | 2.25 | 1917.5
207776347 | DAIKIN | REYQ120AAYD* | Ducted Indoor Units | 114000 | 12.4 | 23.5 | 129000 | 3.48 | 95000 | 2.25 | 2375
207776348 | DAIKIN | REYQ144AAYD* | Ducted Indoor Units | 138000 | 12 | 22.5 | 154000 | 3.35 | 105000 | 2.1 | 2875
207776354 | DAIKIN | REYQ288AAYD* | Ducted Indoor Units | 274000 | 11 | 19.3 | 294000 | 3.27 | 210000 | 2.13 | 5707.5
207776355 | DAIKIN | REYQ312AAYD* | Ducted Indoor Units | 296000 | 10.8 | 19.2 | 320000 | 3.25 | 230000 | 2.1 | 6167.5
207776363 | DAIKIN | REYQ72AATJ* | Mixed Ducted and Non-Ducted Indoor Units | 69000 | 14.25 | 25.5 | 77000 | 3.96 | 54000 | 2.45 | 1437.5
207776364 | DAIKIN | REYQ96AATJ* | Mixed Ducted and Non-Ducted Indoor Units | 92000 | 13.7 | 27.65 | 103000 | 3.93 | 81000 | 2.36 | 1917.5
207776365 | DAIKIN | REYQ120AATJ* | Mixed Ducted and Non-Ducted Indoor Units | 114000 | 12.8 | 25.5 | 129000 | 3.74 | 95000 | 2.31 | 2375
207776366 | DAIKIN | REYQ144AATJ* | Mixed Ducted and Non-Ducted Indoor Units | 138000 | 12.25 | 24.5 | 154000 | 3.57 | 105000 | 2.15 | 2875
207776367 | DAIKIN | REYQ168AATJ* | Mixed Ducted and Non-Ducted Indoor Units | 160000 | 11.3 | 22.7 | 180000 | 3.35 | 122000 | 2.1 | 3332.5
207776371 | DAIKIN | REYQ264AATJ* | Mixed Ducted and Non-Ducted Indoor Units | 252000 | 11.3 | 21.55 | 282000 | 3.45 | 190000 | 2.22 | 5250
207776372 | DAIKIN | REYQ288AATJ* | Mixed Ducted and Non-Ducted Indoor Units | 274000 | 11.5 | 21.25 | 294000 | 3.43 | 210000 | 2.27 | 5707.5
207776373 | DAIKIN | REYQ312AATJ* | Mixed Ducted and Non-Ducted Indoor Units | 296000 | 11.05 | 21 | 320000 | 3.42 | 230000 | 2.22 | 6167.5
207776374 | DAIKIN | REYQ336AATJ* | Mixed Ducted and Non-Ducted Indoor Units | 320000 | 10.55 | 20.35 | 338000 | 3.41 | 238000 | 2.15 | 6667.5
207776381 | DAIKIN | REYQ72AAYD* | Mixed Ducted and Non-Ducted Indoor Units | 69000 | 14.25 | 25.5 | 77000 | 3.96 | 54000 | 2.45 | 1437.5
207776382 | DAIKIN | REYQ96AAYD* | Mixed Ducted and Non-Ducted Indoor Units | 92000 | 13.7 | 27.65 | 103000 | 3.93 | 81000 | 2.36 | 1917.5
207776383 | DAIKIN | REYQ120AAYD* | Mixed Ducted and Non-Ducted Indoor Units | 114000 | 12.8 | 25.5 | 129000 | 3.74 | 95000 | 2.31 | 2375
207776384 | DAIKIN | REYQ144AAYD* | Mixed Ducted and Non-Ducted Indoor Units | 138000 | 12.25 | 24.5 | 154000 | 3.57 | 105000 | 2.15 | 2875
207776385 | DAIKIN | REYQ168AAYD* | Mixed Ducted and Non-Ducted Indoor Units | 160000 | 11.3 | 22.7 | 180000 | 3.35 | 122000 | 2.1 | 3332.5
207776389 | DAIKIN | REYQ264AAYD* | Mixed Ducted and Non-Ducted Indoor Units | 252000 | 11.3 | 21.55 | 282000 | 3.45 | 190000 | 2.22 | 5250
207776390 | DAIKIN | REYQ288AAYD* | Mixed Ducted and Non-Ducted Indoor Units | 274000 | 11.5 | 21.25 | 294000 | 3.43 | 210000 | 2.27 | 5707.5
207776391 | DAIKIN | REYQ312AAYD* | Mixed Ducted and Non-Ducted Indoor Units | 296000 | 11.05 | 21 | 320000 | 3.42 | 230000 | 2.22 | 6167.5
207776392 | DAIKIN | REYQ336AAYD* | Mixed Ducted and Non-Ducted Indoor Units | 320000 | 10.55 | 20.35 | 338000 | 3.41 | 238000 | 2.15 | 6667.5
203364244 | DAIKIN | REYQ72XATJ* | Mixed Ducted and Non-Ducted Indoor Units | 69000 | 14.85 | 23.25 | 77000 | 3.99 | 58000 | 2.37 | 1437.5
203364245 | DAIKIN | REYQ96XATJ* | Mixed Ducted and Non-Ducted Indoor Units | 92000 | 13.55 | 24.85 | 103000 | 3.89 | 72000 | 2.47 | 1917.5
203364246 | DAIKIN | REYQ120XATJ* | Mixed Ducted and Non-Ducted Indoor Units | 114000 | 12.75 | 24.05 | 129000 | 3.64 | 88000 | 2.41 | 2375
203364247 | DAIKIN | REYQ144XATJ* | Mixed Ducted and Non-Ducted Indoor Units | 138000 | 11.75 | 22.55 | 154000 | 3.58 | 109000 | 2.14 | 2875
203364249 | DAIKIN | REYQ192XATJ* | Mixed Ducted and Non-Ducted Indoor Units | 184000 | 13 | 22 | 206000 | 3.76 | 150000 | 2.43 | 3832.5
203364250 | DAIKIN | REYQ216XATJ* | Mixed Ducted and Non-Ducted Indoor Units | 206000 | 12.35 | 22.4 | 232000 | 3.64 | 164000 | 2.27 | 4292.5
203364251 | DAIKIN | REYQ240XATJ* | Mixed Ducted and Non-Ducted Indoor Units | 228000 | 11.65 | 21.1 | 256000 | 3.53 | 182000 | 2.25 | 4750
203364252 | DAIKIN | REYQ264XATJ* | Mixed Ducted and Non-Ducted Indoor Units | 252000 | 10.8 | 19.8 | 282000 | 3.41 | 200000 | 2.14 | 5250
203364253 | DAIKIN | REYQ288XATJ* | Mixed Ducted and Non-Ducted Indoor Units | 274000 | 10.65 | 19.45 | 294000 | 3.35 | 208000 | 2.13 | 5707.5
203364254 | DAIKIN | REYQ312XATJ* | Mixed Ducted and Non-Ducted Indoor Units | 296000 | 10 | 19.2 | 320000 | 3.38 | 214000 | 2.07 | 6167.5
203364255 | DAIKIN | REYQ336XATJ* | Mixed Ducted and Non-Ducted Indoor Units | 320000 | 9.7 | 18.65 | 338000 | 3.36 | 224000 | 2.08 | 6667.5
203364256 | DAIKIN | REYQ360XATJ* | Mixed Ducted and Non-Ducted Indoor Units | 342000 | 10.75 | 19.4 | 376000 | 3.38 | 270000 | 2.17 | 7125
203364261 | DAIKIN | REYQ72XAYD* | Mixed Ducted and Non-Ducted Indoor Units | 69000 | 14.85 | 23.25 | 77000 | 3.99 | 58000 | 2.37 | 1437.5
203364262 | DAIKIN | REYQ96XAYD* | Mixed Ducted and Non-Ducted Indoor Units | 92000 | 13.55 | 24.85 | 103000 | 3.89 | 72000 | 2.47 | 1917.5
203364263 | DAIKIN | REYQ120XAYD* | Mixed Ducted and Non-Ducted Indoor Units | 114000 | 12.75 | 24.05 | 129000 | 3.64 | 88000 | 2.41 | 2375
203364264 | DAIKIN | REYQ144XAYD* | Mixed Ducted and Non-Ducted Indoor Units | 138000 | 11.75 | 22.55 | 154000 | 3.58 | 109000 | 2.14 | 2875
203364266 | DAIKIN | REYQ192XAYD* | Mixed Ducted and Non-Ducted Indoor Units | 184000 | 13 | 22 | 206000 | 3.76 | 150000 | 2.43 | 3832.5
203364267 | DAIKIN | REYQ216XAYD* | Mixed Ducted and Non-Ducted Indoor Units | 206000 | 12.35 | 22.4 | 232000 | 3.64 | 164000 | 2.27 | 4292.5
203364268 | DAIKIN | REYQ240XAYD* | Mixed Ducted and Non-Ducted Indoor Units | 228000 | 11.65 | 21.1 | 256000 | 3.53 | 182000 | 2.25 | 4750
203364269 | DAIKIN | REYQ264XAYD* | Mixed Ducted and Non-Ducted Indoor Units | 252000 | 10.8 | 19.8 | 282000 | 3.41 | 200000 | 2.14 | 5250
203364270 | DAIKIN | REYQ288XAYD* | Mixed Ducted and Non-Ducted Indoor Units | 274000 | 10.65 | 19.45 | 294000 | 3.35 | 208000 | 2.13 | 5707.5
203364271 | DAIKIN | REYQ312XAYD* | Mixed Ducted and Non-Ducted Indoor Units | 296000 | 10 | 19.2 | 320000 | 3.38 | 214000 | 2.07 | 6167.5
203364272 | DAIKIN | REYQ336XAYD* | Mixed Ducted and Non-Ducted Indoor Units | 320000 | 9.7 | 18.65 | 338000 | 3.36 | 224000 | 2.08 | 6667.5
203364273 | DAIKIN | REYQ360XAYD* | Mixed Ducted and Non-Ducted Indoor Units | 342000 | 10.75 | 19.4 | 376000 | 3.38 | 270000 | 2.17 | 7125
203364278 | DAIKIN | REYQ72XAYC* | Mixed Ducted and Non-Ducted Indoor Units | 69000 | 14.85 | 23.25 | 77000 | 3.99 | 58000 | 2.37 | 1437.5
203364279 | DAIKIN | REYQ96XAYC* | Mixed Ducted and Non-Ducted Indoor Units | 92000 | 13.55 | 24.85 | 103000 | 3.89 | 72000 | 2.47 | 1917.5
203364280 | DAIKIN | REYQ120XAYC* | Mixed Ducted and Non-Ducted Indoor Units | 114000 | 12.75 | 24.05 | 129000 | 3.64 | 88000 | 2.41 | 2375
203364281 | DAIKIN | REYQ144XAYC* | Mixed Ducted and Non-Ducted Indoor Units | 138000 | 11.75 | 22.55 | 154000 | 3.58 | 109000 | 2.14 | 2875
203364283 | DAIKIN | REYQ192XAYC* | Mixed Ducted and Non-Ducted Indoor Units | 184000 | 13 | 22 | 206000 | 3.76 | 150000 | 2.43 | 3832.5
203364284 | DAIKIN | REYQ216XAYC* | Mixed Ducted and Non-Ducted Indoor Units | 206000 | 12.35 | 22.4 | 232000 | 3.64 | 164000 | 2.27 | 4292.5
203364285 | DAIKIN | REYQ240XAYC* | Mixed Ducted and Non-Ducted Indoor Units | 228000 | 11.65 | 21.1 | 256000 | 3.53 | 182000 | 2.25 | 4750
203364286 | DAIKIN | REYQ264XAYC* | Mixed Ducted and Non-Ducted Indoor Units | 252000 | 10.8 | 19.8 | 282000 | 3.41 | 200000 | 2.14 | 5250
203364287 | DAIKIN | REYQ288XAYC* | Mixed Ducted and Non-Ducted Indoor Units | 274000 | 10.65 | 19.45 | 294000 | 3.35 | 208000 | 2.13 | 5707.5
203364288 | DAIKIN | REYQ312XAYC* | Mixed Ducted and Non-Ducted Indoor Units | 296000 | 10 | 19.2 | 320000 | 3.38 | 214000 | 2.07 | 6167.5
203364289 | DAIKIN | REYQ336XAYC* | Mixed Ducted and Non-Ducted Indoor Units | 320000 | 9.7 | 18.65 | 338000 | 3.36 | 224000 | 2.08 | 6667.5
203364290 | DAIKIN | REYQ360XAYC* | Mixed Ducted and Non-Ducted Indoor Units | 342000 | 10.75 | 19.4 | 376000 | 3.38 | 270000 | 2.17 | 7125
212578547 | DAIKIN | RXYQ72AATJ* | Non-Ducted Indoor Units | 69000 | 15.2 | 27 | 77000 | 4 | 54000 | 2.49 | 1437.5
212578548 | DAIKIN | RXYQ96AATJ* | Non-Ducted Indoor Units | 92000 | 14.3 | 28.5 | 103000 | 4.1 | 73000 | 2.53 | 1917.5
212578549 | DAIKIN | RXYQ120AATJ* | Non-Ducted Indoor Units | 114000 | 12.6 | 26.6 | 126000 | 3.77 | 79000 | 2.46 | 2375
212578550 | DAIKIN | RXYQ144AATJ* | Non-Ducted Indoor Units | 138000 | 12.4 | 25.4 | 154000 | 3.7 | 105000 | 2.18 | 2875
212578551 | DAIKIN | RXYQ168AATJ* | Non-Ducted Indoor Units | 160000 | 11.2 | 23.4 | 180000 | 3.4 | 117000 | 2.18 | 3332.5
212578552 | DAIKIN | RXYQ192AATJ* | Non-Ducted Indoor Units | 184000 | 11.6 | 23.6 | 206000 | 3.66 | 146000 | 2.22 | 3832.5
212578553 | DAIKIN | RXYQ216AATJ* | Non-Ducted Indoor Units | 206000 | 11.05 | 22.2 | 232000 | 3.62 | 154000 | 2.18 | 4292.5
212578554 | DAIKIN | RXYQ240AATJ* | Non-Ducted Indoor Units | 228000 | 11 | 21.8 | 248000 | 3.42 | 160000 | 2.16 | 4750
212578555 | DAIKIN | RXYQ264AATJ* | Non-Ducted Indoor Units | 252000 | 11.2 | 22.6 | 282000 | 3.5 | 190000 | 2.33 | 5250
212578556 | DAIKIN | RXYQ288AATJ* | Non-Ducted Indoor Units | 274000 | 11.4 | 22.4 | 294000 | 3.5 | 210000 | 2.41 | 5707.5
212578557 | DAIKIN | RXYQ312AATJ* | Non-Ducted Indoor Units | 296000 | 10.7 | 21.8 | 320000 | 3.5 | 230000 | 2.35 | 6167.5
212578558 | DAIKIN | RXYQ336AATJ* | Non-Ducted Indoor Units | 320000 | 10.1 | 21.4 | 338000 | 3.5 | 238000 | 2.18 | 6667.5
212578559 | DAIKIN | RXYQ360AATJ* | Non-Ducted Indoor Units | 342000 | 11 | 20.4 | 376000 | 3.5 | 270000 | 2.14 | 7125
212578560 | DAIKIN | RXYQ384AATJ* | Non-Ducted Indoor Units | 364000 | 10.2 | 21.4 | 386000 | 3.35 | 274000 | 2.18 | 7582.5
212578561 | DAIKIN | RXYQ408AATJ* | Non-Ducted Indoor Units | 388000 | 10.2 | 21.3 | 394000 | 3.35 | 276000 | 2.18 | 8082.5
212578562 | DAIKIN | RXYQ432AATJ* | Non-Ducted Indoor Units | 410000 | 10.2 | 20.6 | 404000 | 3.35 | 278000 | 2.18 | 8542.5
212578563 | DAIKIN | RXYQ456AATJ* | Non-Ducted Indoor Units | 434000 | 9.6 | 19.8 | 414000 | 3.3 | 280000 | 2.18 | 9042.5
212578565 | DAIKIN | RXYQ72AAYD* | Non-Ducted Indoor Units | 69000 | 15.2 | 27 | 77000 | 4 | 54000 | 2.49 | 1437.5
212578566 | DAIKIN | RXYQ96AAYD* | Non-Ducted Indoor Units | 92000 | 14.3 | 28.5 | 103000 | 4.1 | 73000 | 2.53 | 1917.5
212578567 | DAIKIN | RXYQ120AAYD* | Non-Ducted Indoor Units | 114000 | 12.6 | 26.6 | 126000 | 3.77 | 79000 | 2.46 | 2375
212578568 | DAIKIN | RXYQ144AAYD* | Non-Ducted Indoor Units | 138000 | 12.4 | 25.4 | 154000 | 3.7 | 105000 | 2.18 | 2875
212578569 | DAIKIN | RXYQ216AAYD* | Non-Ducted Indoor Units | 206000 | 11.05 | 22.2 | 232000 | 3.62 | 154000 | 2.18 | 4292.5
212578570 | DAIKIN | RXYQ240AAYD* | Non-Ducted Indoor Units | 228000 | 11 | 21.8 | 248000 | 3.42 | 160000 | 2.16 | 4750
212578571 | DAIKIN | RXYQ264AAYD* | Non-Ducted Indoor Units | 252000 | 11.2 | 22.6 | 282000 | 3.5 | 190000 | 2.33 | 5250
212578572 | DAIKIN | RXYQ288AAYD* | Non-Ducted Indoor Units | 274000 | 11.4 | 22.4 | 294000 | 3.5 | 210000 | 2.41 | 5707.5
212578573 | DAIKIN | RXYQ312AAYD* | Non-Ducted Indoor Units | 296000 | 10.7 | 21.8 | 320000 | 3.5 | 230000 | 2.35 | 6167.5
212578574 | DAIKIN | RXYQ336AAYD* | Non-Ducted Indoor Units | 320000 | 10.1 | 21.4 | 338000 | 3.5 | 238000 | 2.18 | 6667.5
212578575 | DAIKIN | RXYQ360AAYD* | Non-Ducted Indoor Units | 342000 | 11 | 20.4 | 376000 | 3.5 | 270000 | 2.14 | 7125
212578576 | DAIKIN | RXYQ384AAYD* | Non-Ducted Indoor Units | 364000 | 10.2 | 21.4 | 386000 | 3.35 | 274000 | 2.18 | 7582.5
212578577 | DAIKIN | RXYQ408AAYD* | Non-Ducted Indoor Units | 388000 | 10.2 | 21.3 | 394000 | 3.35 | 276000 | 2.18 | 8082.5
212578578 | DAIKIN | RXYQ432AAYD* | Non-Ducted Indoor Units | 410000 | 10.2 | 20.6 | 404000 | 3.35 | 278000 | 2.18 | 8542.5
212578579 | DAIKIN | RXYQ456AAYD* | Non-Ducted Indoor Units | 434000 | 9.6 | 19.8 | 414000 | 3.3 | 280000 | 2.18 | 9042.5
212578581 | DAIKIN | RXYQ72AATJ* | Ducted Indoor Units | 69000 | 13 | 21.4 | 77000 | 3.54 | 54000 | 2.42 | 1437.5
212578582 | DAIKIN | RXYQ96AATJ* | Ducted Indoor Units | 92000 | 12.8 | 24.8 | 103000 | 3.52 | 73000 | 2.42 | 1917.5
212578583 | DAIKIN | RXYQ120AATJ* | Ducted Indoor Units | 114000 | 12 | 23.4 | 126000 | 3.43 | 79000 | 2.42 | 2375
212578584 | DAIKIN | RXYQ144AATJ* | Ducted Indoor Units | 138000 | 11.7 | 22.9 | 154000 | 3.36 | 105000 | 2.12 | 2875
212578585 | DAIKIN | RXYQ168AATJ* | Ducted Indoor Units | 160000 | 11 | 21.2 | 180000 | 3.33 | 117000 | 2.12 | 3332.5
212578586 | DAIKIN | RXYQ192AATJ* | Ducted Indoor Units | 184000 | 11.6 | 21.2 | 206000 | 3.4 | 146000 | 2.12 | 3832.5
212578590 | DAIKIN | RXYQ288AATJ* | Ducted Indoor Units | 274000 | 10.3 | 19.2 | 294000 | 3.31 | 210000 | 2.12 | 5707.5
212578599 | DAIKIN | RXYQ72AAYD* | Ducted Indoor Units | 69000 | 13 | 21.4 | 77000 | 3.54 | 54000 | 2.42 | 1437.5
212578600 | DAIKIN | RXYQ96AAYD* | Ducted Indoor Units | 92000 | 12.8 | 24.8 | 103000 | 3.52 | 73000 | 2.42 | 1917.5
212578601 | DAIKIN | RXYQ120AAYD* | Ducted Indoor Units | 114000 | 12 | 23.4 | 126000 | 3.43 | 79000 | 2.42 | 2375
212578602 | DAIKIN | RXYQ144AAYD* | Ducted Indoor Units | 138000 | 11.7 | 22.9 | 154000 | 3.36 | 105000 | 2.12 | 2875
212578606 | DAIKIN | RXYQ288AAYD* | Ducted Indoor Units | 274000 | 10.3 | 19.2 | 294000 | 3.31 | 210000 | 2.12 | 5707.5
212578615 | DAIKIN | RXYQ72AATJ* | Mixed Ducted and Non-Ducted Indoor Units | 69000 | 14.1 | 24.2 | 77000 | 3.77 | 54000 | 2.45 | 1437.5
212578616 | DAIKIN | RXYQ96AATJ* | Mixed Ducted and Non-Ducted Indoor Units | 92000 | 13.55 | 26.65 | 103000 | 3.81 | 73000 | 2.47 | 1917.5
212578617 | DAIKIN | RXYQ120AATJ* | Mixed Ducted and Non-Ducted Indoor Units | 114000 | 12.3 | 25 | 126000 | 3.6 | 79000 | 2.44 | 2375
212578618 | DAIKIN | RXYQ144AATJ* | Mixed Ducted and Non-Ducted Indoor Units | 138000 | 12.05 | 24.15 | 154000 | 3.53 | 105000 | 2.15 | 2875
212578619 | DAIKIN | RXYQ168AATJ* | Mixed Ducted and Non-Ducted Indoor Units | 160000 | 11.1 | 22.3 | 180000 | 3.36 | 117000 | 2.15 | 3332.5
212578620 | DAIKIN | RXYQ192AATJ* | Mixed Ducted and Non-Ducted Indoor Units | 184000 | 11.6 | 22.4 | 206000 | 3.53 | 146000 | 2.17 | 3832.5
212578623 | DAIKIN | RXYQ264AATJ* | Mixed Ducted and Non-Ducted Indoor Units | 252000 | 10.6 | 20.9 | 282000 | 3.37 | 190000 | 2.22 | 5250
212578624 | DAIKIN | RXYQ288AATJ* | Mixed Ducted and Non-Ducted Indoor Units | 274000 | 10.85 | 20.8 | 294000 | 3.4 | 210000 | 2.26 | 5707.5
212578625 | DAIKIN | RXYQ312AATJ* | Mixed Ducted and Non-Ducted Indoor Units | 296000 | 10.45 | 20.5 | 320000 | 3.36 | 230000 | 2.23 | 6167.5
212578626 | DAIKIN | RXYQ336AATJ* | Mixed Ducted and Non-Ducted Indoor Units | 320000 | 10.15 | 19.95 | 338000 | 3.35 | 238000 | 2.15 | 6667.5
212578627 | DAIKIN | RXYQ360AATJ* | Mixed Ducted and Non-Ducted Indoor Units | 342000 | 10.55 | 19.45 | 376000 | 3.35 | 270000 | 2.13 | 7125
212578628 | DAIKIN | RXYQ384AATJ* | Mixed Ducted and Non-Ducted Indoor Units | 364000 | 10.15 | 20.1 | 386000 | 3.29 | 274000 | 2.15 | 7582.5
212578629 | DAIKIN | RXYQ408AATJ* | Mixed Ducted and Non-Ducted Indoor Units | 388000 | 10 | 19.7 | 394000 | 3.29 | 276000 | 2.15 | 8082.5
212578630 | DAIKIN | RXYQ432AATJ* | Mixed Ducted and Non-Ducted Indoor Units | 410000 | 9.85 | 18.9 | 404000 | 3.29 | 278000 | 2.15 | 8542.5
212578633 | DAIKIN | RXYQ72AAYD* | Mixed Ducted and Non-Ducted Indoor Units | 69000 | 14.1 | 24.2 | 77000 | 3.77 | 54000 | 2.45 | 1437.5
212578634 | DAIKIN | RXYQ96AAYD* | Mixed Ducted and Non-Ducted Indoor Units | 92000 | 13.55 | 26.65 | 103000 | 3.81 | 73000 | 2.47 | 1917.5
212578635 | DAIKIN | RXYQ120AAYD* | Mixed Ducted and Non-Ducted Indoor Units | 114000 | 12.3 | 25 | 126000 | 3.6 | 79000 | 2.44 | 2375
212578636 | DAIKIN | RXYQ144AAYD* | Mixed Ducted and Non-Ducted Indoor Units | 138000 | 12.05 | 24.15 | 154000 | 3.53 | 105000 | 2.15 | 2875
212578639 | DAIKIN | RXYQ264AAYD* | Mixed Ducted and Non-Ducted Indoor Units | 252000 | 10.6 | 20.9 | 282000 | 3.37 | 190000 | 2.22 | 5250
212578640 | DAIKIN | RXYQ288AAYD* | Mixed Ducted and Non-Ducted Indoor Units | 274000 | 10.85 | 20.8 | 294000 | 3.4 | 210000 | 2.26 | 5707.5
212578641 | DAIKIN | RXYQ312AAYD* | Mixed Ducted and Non-Ducted Indoor Units | 296000 | 10.45 | 20.5 | 320000 | 3.36 | 230000 | 2.23 | 6167.5
212578642 | DAIKIN | RXYQ336AAYD* | Mixed Ducted and Non-Ducted Indoor Units | 320000 | 10.15 | 19.95 | 338000 | 3.35 | 238000 | 2.15 | 6667.5
212578643 | DAIKIN | RXYQ360AAYD* | Mixed Ducted and Non-Ducted Indoor Units | 342000 | 10.55 | 19.45 | 376000 | 3.35 | 270000 | 2.13 | 7125
212578644 | DAIKIN | RXYQ384AAYD* | Mixed Ducted and Non-Ducted Indoor Units | 364000 | 10.15 | 20.1 | 386000 | 3.29 | 274000 | 2.15 | 7582.5
212578645 | DAIKIN | RXYQ408AAYD* | Mixed Ducted and Non-Ducted Indoor Units | 388000 | 10 | 19.7 | 394000 | 3.29 | 276000 | 2.15 | 8082.5
212578646 | DAIKIN | RXYQ432AAYD* | Mixed Ducted and Non-Ducted Indoor Units | 410000 | 9.85 | 18.9 | 404000 | 3.29 | 278000 | 2.15 | 8542.5
213895710 | DAIKIN | REYQ144AATJ* | Non-Ducted Indoor Units | 138000 | 11.2 | 21.5 | 138000 | 3.3 | 90000 | 2.1 | 2875
213895713 | DAIKIN | REYQ144AAYD* | Non-Ducted Indoor Units | 138000 | 11.2 | 21.5 | 138000 | 3.3 | 90000 | 2.1 | 2875
213895716 | DAIKIN | REYQ96AATJ* | Ducted Indoor Units | 92000 | 11.9 | 19.3 | 92000 | 3.6 | 72000 | 2.25 | 1917.5
213895718 | DAIKIN | REYQ96AAYD* | Ducted Indoor Units | 92000 | 11.9 | 19.3 | 92000 | 3.6 | 72000 | 2.25 | 1917.5
213895897 | DAIKIN | REYQ72AATJ* | Non-Ducted Indoor Units | 69000 | 12.2 | 21 | 69000 | 3.8 | 51000 | 2.3 | 1437.5
213895899 | DAIKIN | REYQ264AATJ* | Non-Ducted Indoor Units | 252000 | 11.2 | 21.2 | 252000 | 3.7 | 168000 | 2.2 | 5250
213895900 | DAIKIN | REYQ288AATJ* | Non-Ducted Indoor Units | 274000 | 11.4 | 20.7 | 274000 | 3.4 | 194000 | 2.2 | 5707.5
213895901 | DAIKIN | REYQ312AATJ* | Non-Ducted Indoor Units | 296000 | 10.9 | 20.4 | 296000 | 3.4 | 212000 | 2.2 | 6167.5
213895902 | DAIKIN | REYQ336AATJ* | Non-Ducted Indoor Units | 316000 | 9.8 | 19.7 | 310000 | 3.4 | 222000 | 2.1 | 6582.5
213895908 | DAIKIN | REYQ72AAYD* | Non-Ducted Indoor Units | 69000 | 12.2 | 21 | 69000 | 3.8 | 51000 | 2.3 | 1437.5
213895910 | DAIKIN | REYQ264AAYD* | Non-Ducted Indoor Units | 252000 | 11.2 | 21.2 | 252000 | 3.7 | 168000 | 2.2 | 5250
213895911 | DAIKIN | REYQ288AAYD* | Non-Ducted Indoor Units | 274000 | 11.4 | 20.7 | 274000 | 3.4 | 194000 | 2.2 | 5707.5
213895912 | DAIKIN | REYQ312AAYD* | Non-Ducted Indoor Units | 296000 | 10.9 | 20.4 | 296000 | 3.4 | 212000 | 2.2 | 6167.5
213895913 | DAIKIN | REYQ336AAYD* | Non-Ducted Indoor Units | 316000 | 9.8 | 19.7 | 310000 | 3.4 | 222000 | 2.1 | 6582.5
213895919 | DAIKIN | REYQ72AATJ* | Ducted Indoor Units | 69000 | 11.8 | 19 | 69000 | 3.6 | 51000 | 2.4 | 1437.5
213895928 | DAIKIN | REYQ72AAYD* | Ducted Indoor Units | 69000 | 11.8 | 19 | 69000 | 3.6 | 51000 | 2.4 | 1437.5
213895937 | DAIKIN | REYQ72AATJ* | Mixed Ducted and Non-Ducted Indoor Units | 69000 | 12 | 20 | 69000 | 3.7 | 51000 | 2.35 | 1437.5
213895938 | DAIKIN | REYQ96AATJ* | Mixed Ducted and Non-Ducted Indoor Units | 92000 | 11.65 | 20.7 | 92000 | 3.7 | 72000 | 2.27 | 1917.5
213895940 | DAIKIN | REYQ264AATJ* | Mixed Ducted and Non-Ducted Indoor Units | 252000 | 10.65 | 19.6 | 252000 | 3.45 | 168000 | 2.2 | 5250
213895941 | DAIKIN | REYQ288AATJ* | Mixed Ducted and Non-Ducted Indoor Units | 274000 | 10.9 | 19.25 | 274000 | 3.3 | 194000 | 2.15 | 5707.5
213895942 | DAIKIN | REYQ312AATJ* | Mixed Ducted and Non-Ducted Indoor Units | 296000 | 10.55 | 19 | 296000 | 3.3 | 212000 | 2.15 | 6167.5
213895943 | DAIKIN | REYQ336AATJ* | Mixed Ducted and Non-Ducted Indoor Units | 316000 | 9.9 | 18.5 | 310000 | 3.3 | 222000 | 2.1 | 6582.5
213895947 | DAIKIN | REYQ72AAYD* | Mixed Ducted and Non-Ducted Indoor Units | 69000 | 12 | 20 | 69000 | 3.7 | 51000 | 2.35 | 1437.5
213895948 | DAIKIN | REYQ96AAYD* | Mixed Ducted and Non-Ducted Indoor Units | 92000 | 11.65 | 20.7 | 92000 | 3.7 | 72000 | 2.27 | 1917.5
213895950 | DAIKIN | REYQ264AAYD* | Mixed Ducted and Non-Ducted Indoor Units | 252000 | 10.65 | 19.6 | 252000 | 3.45 | 168000 | 2.2 | 5250
213895951 | DAIKIN | REYQ288AAYD* | Mixed Ducted and Non-Ducted Indoor Units | 274000 | 10.9 | 19.25 | 274000 | 3.3 | 194000 | 2.15 | 5707.5
213895952 | DAIKIN | REYQ312AAYD* | Mixed Ducted and Non-Ducted Indoor Units | 296000 | 10.55 | 19 | 296000 | 3.3 | 212000 | 2.15 | 6167.5
213895953 | DAIKIN | REYQ336AAYD* | Mixed Ducted and Non-Ducted Indoor Units | 316000 | 9.9 | 18.5 | 310000 | 3.3 | 222000 | 2.1 | 6582.5
203334936 | DAIKIN | REYQ72XATJ* | Non-Ducted Indoor Units | 69000 | 15.8 | 25.2 | 77000 | 4.3 | 58000 | 2.5 | 1437.5
203334937 | DAIKIN | REYQ96XATJ* | Non-Ducted Indoor Units | 92000 | 14.6 | 27.8 | 103000 | 4.23 | 72000 | 2.63 | 1917.5
203334938 | DAIKIN | REYQ120XATJ* | Non-Ducted Indoor Units | 114000 | 13.2 | 25.5 | 129000 | 3.81 | 88000 | 2.54 | 2375
203334939 | DAIKIN | REYQ144XATJ* | Non-Ducted Indoor Units | 138000 | 11.9 | 23.5 | 154000 | 3.75 | 109000 | 2.16 | 2875
203334941 | DAIKIN | REYQ192XATJ* | Non-Ducted Indoor Units | 184000 | 13 | 22.6 | 206000 | 3.85 | 150000 | 2.5 | 3832.5
203334942 | DAIKIN | REYQ216XATJ* | Non-Ducted Indoor Units | 206000 | 12.4 | 23.1 | 232000 | 3.76 | 164000 | 2.34 | 4292.5
203334943 | DAIKIN | REYQ240XATJ* | Non-Ducted Indoor Units | 228000 | 11.6 | 22.2 | 256000 | 3.68 | 182000 | 2.34 | 4750
203334944 | DAIKIN | REYQ264XATJ* | Non-Ducted Indoor Units | 252000 | 11.2 | 21.6 | 282000 | 3.62 | 200000 | 2.22 | 5250
203334945 | DAIKIN | REYQ288XATJ* | Non-Ducted Indoor Units | 274000 | 11 | 21 | 294000 | 3.51 | 208000 | 2.2 | 5707.5
203334946 | DAIKIN | REYQ312XATJ* | Non-Ducted Indoor Units | 296000 | 10.1 | 20.4 | 320000 | 3.56 | 214000 | 2.09 | 6167.5
203334947 | DAIKIN | REYQ336XATJ* | Non-Ducted Indoor Units | 320000 | 9.9 | 20 | 338000 | 3.53 | 224000 | 2.12 | 6667.5
203334948 | DAIKIN | REYQ360XATJ* | Non-Ducted Indoor Units | 342000 | 10.9 | 20 | 376000 | 3.56 | 270000 | 2.25 | 7125
203334953 | DAIKIN | REYQ72XAYD* | Non-Ducted Indoor Units | 69000 | 15.8 | 25.2 | 77000 | 4.3 | 58000 | 2.5 | 1437.5
203334954 | DAIKIN | REYQ96XAYD* | Non-Ducted Indoor Units | 92000 | 14.6 | 27.8 | 103000 | 4.23 | 72000 | 2.63 | 1917.5
203334955 | DAIKIN | REYQ120XAYD* | Non-Ducted Indoor Units | 114000 | 13.2 | 25.5 | 129000 | 3.81 | 88000 | 2.54 | 2375
203334956 | DAIKIN | REYQ144XAYD* | Non-Ducted Indoor Units | 138000 | 11.9 | 23.5 | 154000 | 3.75 | 109000 | 2.16 | 2875
203334958 | DAIKIN | REYQ192XAYD* | Non-Ducted Indoor Units | 184000 | 13 | 22.6 | 206000 | 3.85 | 150000 | 2.5 | 3832.5
203334959 | DAIKIN | REYQ216XAYD* | Non-Ducted Indoor Units | 206000 | 12.4 | 23.1 | 232000 | 3.76 | 164000 | 2.34 | 4292.5
203334960 | DAIKIN | REYQ240XAYD* | Non-Ducted Indoor Units | 228000 | 11.6 | 22.2 | 256000 | 3.68 | 182000 | 2.34 | 4750
203334961 | DAIKIN | REYQ264XAYD* | Non-Ducted Indoor Units | 252000 | 11.2 | 21.6 | 282000 | 3.62 | 200000 | 2.22 | 5250
203334962 | DAIKIN | REYQ288XAYD* | Non-Ducted Indoor Units | 274000 | 11 | 21 | 294000 | 3.51 | 208000 | 2.2 | 5707.5
203334963 | DAIKIN | REYQ312XAYD* | Non-Ducted Indoor Units | 296000 | 10.1 | 20.4 | 320000 | 3.56 | 214000 | 2.09 | 6167.5
203334964 | DAIKIN | REYQ336XAYD* | Non-Ducted Indoor Units | 320000 | 9.9 | 20 | 338000 | 3.53 | 224000 | 2.12 | 6667.5
203334965 | DAIKIN | REYQ360XAYD* | Non-Ducted Indoor Units | 342000 | 10.9 | 20 | 376000 | 3.56 | 270000 | 2.25 | 7125
203334970 | DAIKIN | REYQ72XAYC* | Non-Ducted Indoor Units | 69000 | 15.8 | 25.2 | 77000 | 4.3 | 58000 | 2.5 | 1437.5
203334971 | DAIKIN | REYQ96XAYC* | Non-Ducted Indoor Units | 92000 | 14.6 | 27.8 | 103000 | 4.23 | 72000 | 2.63 | 1917.5
203334972 | DAIKIN | REYQ120XAYC* | Non-Ducted Indoor Units | 114000 | 13.2 | 25.5 | 129000 | 3.81 | 88000 | 2.54 | 2375
203334973 | DAIKIN | REYQ144XAYC* | Non-Ducted Indoor Units | 138000 | 11.9 | 23.5 | 154000 | 3.75 | 109000 | 2.16 | 2875
203334975 | DAIKIN | REYQ192XAYC* | Non-Ducted Indoor Units | 184000 | 13 | 22.6 | 206000 | 3.85 | 150000 | 2.5 | 3832.5
203334976 | DAIKIN | REYQ216XAYC* | Non-Ducted Indoor Units | 206000 | 12.4 | 23.1 | 232000 | 3.76 | 164000 | 2.34 | 4292.5
203334977 | DAIKIN | REYQ240XAYC* | Non-Ducted Indoor Units | 228000 | 11.6 | 22.2 | 256000 | 3.68 | 182000 | 2.34 | 4750
203334978 | DAIKIN | REYQ264XAYC* | Non-Ducted Indoor Units | 252000 | 11.2 | 21.6 | 282000 | 3.62 | 200000 | 2.22 | 5250
203334979 | DAIKIN | REYQ288XAYC* | Non-Ducted Indoor Units | 274000 | 11 | 21 | 294000 | 3.51 | 208000 | 2.2 | 5707.5
203334980 | DAIKIN | REYQ312XAYC* | Non-Ducted Indoor Units | 296000 | 10.1 | 20.4 | 320000 | 3.56 | 214000 | 2.09 | 6167.5
203334981 | DAIKIN | REYQ336XAYC* | Non-Ducted Indoor Units | 320000 | 9.9 | 20 | 338000 | 3.53 | 224000 | 2.12 | 6667.5
203334982 | DAIKIN | REYQ360XAYC* | Non-Ducted Indoor Units | 342000 | 10.9 | 20 | 376000 | 3.56 | 270000 | 2.25 | 7125
203334986 | DAIKIN | REYQ72XATJ* | Ducted Indoor Units | 69000 | 13.9 | 21.3 | 77000 | 3.68 | 58000 | 2.25 | 1437.5
203334987 | DAIKIN | REYQ96XATJ* | Ducted Indoor Units | 92000 | 12.5 | 21.9 | 103000 | 3.56 | 72000 | 2.31 | 1917.5
203334988 | DAIKIN | REYQ120XATJ* | Ducted Indoor Units | 114000 | 12.3 | 22.6 | 129000 | 3.48 | 88000 | 2.28 | 2375
203334989 | DAIKIN | REYQ144XATJ* | Ducted Indoor Units | 138000 | 11.6 | 21.6 | 154000 | 3.42 | 109000 | 2.12 | 2875
203334991 | DAIKIN | REYQ192XATJ* | Ducted Indoor Units | 184000 | 13 | 21.4 | 206000 | 3.67 | 150000 | 2.37 | 3832.5
203334992 | DAIKIN | REYQ216XATJ* | Ducted Indoor Units | 206000 | 12.3 | 21.7 | 232000 | 3.52 | 164000 | 2.2 | 4292.5
203334993 | DAIKIN | REYQ240XATJ* | Ducted Indoor Units | 228000 | 11.7 | 20 | 256000 | 3.39 | 182000 | 2.16 | 4750
203335003 | DAIKIN | REYQ72XAYD* | Ducted Indoor Units | 69000 | 13.9 | 21.3 | 77000 | 3.68 | 58000 | 2.25 | 1437.5
203335004 | DAIKIN | REYQ96XAYD* | Ducted Indoor Units | 92000 | 12.5 | 21.9 | 103000 | 3.56 | 72000 | 2.31 | 1917.5
203335005 | DAIKIN | REYQ120XAYD* | Ducted Indoor Units | 114000 | 12.3 | 22.6 | 129000 | 3.48 | 88000 | 2.28 | 2375
203335006 | DAIKIN | REYQ144XAYD* | Ducted Indoor Units | 138000 | 11.6 | 21.6 | 154000 | 3.42 | 109000 | 2.12 | 2875
203335008 | DAIKIN | REYQ192XAYD* | Ducted Indoor Units | 184000 | 13 | 21.4 | 206000 | 3.67 | 150000 | 2.37 | 3832.5
203335009 | DAIKIN | REYQ216XAYD* | Ducted Indoor Units | 206000 | 12.3 | 21.7 | 232000 | 3.52 | 164000 | 2.2 | 4292.5
203335010 | DAIKIN | REYQ240XAYD* | Ducted Indoor Units | 228000 | 11.7 | 20 | 256000 | 3.39 | 182000 | 2.16 | 4750
203335020 | DAIKIN | REYQ72XAYC* | Ducted Indoor Units | 69000 | 13.9 | 21.3 | 77000 | 3.68 | 58000 | 2.25 | 1437.5
203335021 | DAIKIN | REYQ96XAYC* | Ducted Indoor Units | 92000 | 12.5 | 21.9 | 103000 | 3.56 | 72000 | 2.31 | 1917.5
203335022 | DAIKIN | REYQ120XAYC* | Ducted Indoor Units | 114000 | 12.3 | 22.6 | 129000 | 3.48 | 88000 | 2.28 | 2375
203335023 | DAIKIN | REYQ144XAYC* | Ducted Indoor Units | 138000 | 11.6 | 21.6 | 154000 | 3.42 | 109000 | 2.12 | 2875
203335025 | DAIKIN | REYQ192XAYC* | Ducted Indoor Units | 184000 | 13 | 21.4 | 206000 | 3.67 | 150000 | 2.37 | 3832.5
203335026 | DAIKIN | REYQ216XAYC* | Ducted Indoor Units | 206000 | 12.3 | 21.7 | 232000 | 3.52 | 164000 | 2.2 | 4292.5
203335027 | DAIKIN | REYQ240XAYC* | Ducted Indoor Units | 228000 | 11.7 | 20 | 256000 | 3.39 | 182000 | 2.16 | 4750
10515227 | DAIKIN | RELQ72TATJ* | Non-Ducted Indoor Units | 69000 | 15.8 | 24 | 77000 | 4.3 | 58000 | 2.5 | 1437.5
10515228 | DAIKIN | RELQ72TAYD* | Non-Ducted Indoor Units | 69000 | 15.8 | 24 | 77000 | 4.3 | 58000 | 2.5 | 1437.5
10515229 | DAIKIN | RELQ96TATJ* | Non-Ducted Indoor Units | 92000 | 15.3 | 24.8 | 103000 | 4.23 | 86000 | 2.5 | 1917.5
10515230 | DAIKIN | RELQ96TAYD* | Non-Ducted Indoor Units | 92000 | 15.3 | 24.8 | 103000 | 4.23 | 86000 | 2.5 | 1917.5
10515231 | DAIKIN | RELQ120TATJ* | Non-Ducted Indoor Units | 114000 | 13.7 | 23.4 | 129000 | 3.98 | 110000 | 2.25 | 2375
10515232 | DAIKIN | RELQ120TAYD* | Non-Ducted Indoor Units | 114000 | 13.7 | 23.4 | 129000 | 3.98 | 110000 | 2.25 | 2375
10515233 | DAIKIN | RELQ144TATJ* | Non-Ducted Indoor Units | 138000 | 12.9 | 22.5 | 154000 | 3.81 | 131000 | 2.2 | 2875
10515234 | DAIKIN | RELQ144TAYD* | Non-Ducted Indoor Units | 138000 | 12.9 | 22.5 | 154000 | 3.81 | 131000 | 2.2 | 2875
10515235 | DAIKIN | RELQ240TATJ* | Non-Ducted Indoor Units | 228000 | 12.3 | 21.1 | 256000 | 3.68 | 218000 | 2.2 | 4750
10515236 | DAIKIN | RELQ240TAYD* | Non-Ducted Indoor Units | 228000 | 12.3 | 21.1 | 256000 | 3.68 | 218000 | 2.2 | 4750
10515237 | DAIKIN | RELQ72TATJ* | Ducted Indoor Units | 69000 | 13.7 | 20.8 | 77000 | 3.68 | 58000 | 2.3 | 1437.5
10515238 | DAIKIN | RELQ72TAYD* | Ducted Indoor Units | 69000 | 13.7 | 20.8 | 77000 | 3.68 | 58000 | 2.3 | 1437.5
10515239 | DAIKIN | RELQ96TATJ* | Ducted Indoor Units | 92000 | 12.5 | 19.1 | 103000 | 3.42 | 86000 | 2.25 | 1917.5
10515240 | DAIKIN | RELQ96TAYD* | Ducted Indoor Units | 92000 | 12.5 | 19.1 | 103000 | 3.42 | 86000 | 2.25 | 1917.5
10515241 | DAIKIN | RELQ120TATJ* | Ducted Indoor Units | 114000 | 12.4 | 19.6 | 129000 | 3.51 | 110000 | 2.25 | 2375
10515242 | DAIKIN | RELQ120TAYD* | Ducted Indoor Units | 114000 | 12.4 | 19.6 | 129000 | 3.51 | 110000 | 2.25 | 2375
10515243 | DAIKIN | RELQ144TATJ* | Ducted Indoor Units | 138000 | 12.6 | 18.6 | 154000 | 3.55 | 131000 | 2.2 | 2875
10515244 | DAIKIN | RELQ144TAYD* | Ducted Indoor Units | 138000 | 12.6 | 18.6 | 154000 | 3.55 | 131000 | 2.2 | 2875
10515245 | DAIKIN | RELQ240TATJ* | Ducted Indoor Units | 228000 | 11.7 | 18.6 | 256000 | 3.49 | 218000 | 2.13 | 4750
10515246 | DAIKIN | RELQ240TAYD* | Ducted Indoor Units | 228000 | 11.7 | 18.6 | 256000 | 3.49 | 218000 | 2.13 | 4750
10515247 | DAIKIN | RELQ72TATJ* | Mixed Ducted and Non-Ducted Indoor Units | 69000 | 14.75 | 22.4 | 77000 | 3.99 | 58000 | 2.4 | 1437.5
10515248 | DAIKIN | RELQ72TAYD* | Mixed Ducted and Non-Ducted Indoor Units | 69000 | 14.75 | 22.4 | 77000 | 3.99 | 58000 | 2.4 | 1437.5
10515249 | DAIKIN | RELQ96TATJ* | Mixed Ducted and Non-Ducted Indoor Units | 92000 | 13.9 | 21.95 | 103000 | 3.82 | 86000 | 2.37 | 1917.5
10515250 | DAIKIN | RELQ96TAYD* | Mixed Ducted and Non-Ducted Indoor Units | 92000 | 13.9 | 21.95 | 103000 | 3.82 | 86000 | 2.37 | 1917.5
10515251 | DAIKIN | RELQ120TATJ* | Mixed Ducted and Non-Ducted Indoor Units | 114000 | 13.05 | 21.5 | 129000 | 3.74 | 110000 | 2.25 | 2375
10515252 | DAIKIN | RELQ120TAYD* | Mixed Ducted and Non-Ducted Indoor Units | 114000 | 13.05 | 21.5 | 129000 | 3.74 | 110000 | 2.25 | 2375
10515253 | DAIKIN | RELQ144TATJ* | Mixed Ducted and Non-Ducted Indoor Units | 138000 | 12.75 | 20.55 | 154000 | 3.68 | 131000 | 2.2 | 2875
10515254 | DAIKIN | RELQ144TAYD* | Mixed Ducted and Non-Ducted Indoor Units | 138000 | 12.75 | 20.55 | 154000 | 3.68 | 131000 | 2.2 | 2875
10515255 | DAIKIN | RELQ240TATJ* | Mixed Ducted and Non-Ducted Indoor Units | 228000 | 12 | 19.85 | 256000 | 3.58 | 218000 | 2.16 | 4750
10515256 | DAIKIN | RELQ240TAYD* | Mixed Ducted and Non-Ducted Indoor Units | 228000 | 12 | 19.85 | 256000 | 3.58 | 218000 | 2.16 | 4750
10515257 | DAIKIN | RELQ192TATJ* | Non-Ducted Indoor Units | 184000 | 12.5 | 22.1 | 206000 | 3.85 | 176000 | 2.2 | 3832.5
10515258 | DAIKIN | RELQ192TAYD* | Non-Ducted Indoor Units | 184000 | 12.5 | 22.1 | 206000 | 3.85 | 176000 | 2.2 | 3832.5
10515259 | DAIKIN | RELQ192TATJ* | Ducted Indoor Units | 184000 | 12.7 | 19 | 206000 | 3.57 | 176000 | 2.15 | 3832.5
10515260 | DAIKIN | RELQ192TAYD* | Ducted Indoor Units | 184000 | 12.7 | 19 | 206000 | 3.57 | 176000 | 2.15 | 3832.5
10515261 | DAIKIN | RELQ192TATJ* | Mixed Ducted and Non-Ducted Indoor Units | 184000 | 12.6 | 20.55 | 206000 | 3.71 | 176000 | 2.17 | 3832.5
10515262 | DAIKIN | RELQ192TAYD* | Mixed Ducted and Non-Ducted Indoor Units | 184000 | 12.6 | 20.55 | 206000 | 3.71 | 176000 | 2.17 | 3832.5
201992871 | DAIKIN | RXLQ72TAYC* | Non-Ducted Indoor Units | 69000 | 15.1 | 24 | 77000 | 4.37 | 58000 | 2.52 | 1437.5
201992879 | DAIKIN | RXLQ72TATJ* | Non-Ducted Indoor Units | 69000 | 15.1 | 24 | 77000 | 4.37 | 58000 | 2.52 | 1437.5
201992880 | DAIKIN | RXLQ72TAYD* | Non-Ducted Indoor Units | 69000 | 15.1 | 24 | 77000 | 4.37 | 58000 | 2.52 | 1437.5
201993173 | DAIKIN | RXLQ96TAYC* | Non-Ducted Indoor Units | 92000 | 14.9 | 24.7 | 103000 | 4.29 | 86000 | 2.51 | 1917.5
201993174 | DAIKIN | RXLQ120TAYC* | Non-Ducted Indoor Units | 114000 | 13.5 | 23.3 | 129000 | 4.05 | 110000 | 2.27 | 2375
201993477 | DAIKIN | RXLQ96TATJ* | Non-Ducted Indoor Units | 92000 | 14.9 | 24.7 | 103000 | 4.29 | 86000 | 2.51 | 1917.5
201993478 | DAIKIN | RXLQ96TAYD* | Non-Ducted Indoor Units | 92000 | 14.9 | 24.7 | 103000 | 4.29 | 86000 | 2.51 | 1917.5
201993479 | DAIKIN | RXLQ120TATJ* | Non-Ducted Indoor Units | 114000 | 13.5 | 23.3 | 129000 | 4.05 | 110000 | 2.27 | 2375
201993480 | DAIKIN | RXLQ120TAYD* | Non-Ducted Indoor Units | 114000 | 13.5 | 23.3 | 129000 | 4.05 | 110000 | 2.27 | 2375
202016269 | DAIKIN | RXLQ192TAYC* | Non-Ducted Indoor Units | 184000 | 12.3 | 22 | 206000 | 3.9 | 176000 | 2.22 | 3832.5
202016271 | DAIKIN | RXLQ240TAYC* | Non-Ducted Indoor Units | 228000 | 12.1 | 21 | 256000 | 3.77 | 218000 | 2.22 | 4750
202021855 | DAIKIN | RXLQ144TAYC* | Non-Ducted Indoor Units | 138000 | 12.7 | 22.4 | 154000 | 3.86 | 131000 | 2.21 | 2875
202021856 | DAIKIN | RXLQ192TATJ* | Non-Ducted Indoor Units | 184000 | 12.3 | 22 | 206000 | 3.9 | 176000 | 2.22 | 3832.5
202021857 | DAIKIN | RXLQ192TAYD* | Non-Ducted Indoor Units | 184000 | 12.3 | 22 | 206000 | 3.9 | 176000 | 2.22 | 3832.5
202021858 | DAIKIN | RXLQ240TATJ* | Non-Ducted Indoor Units | 228000 | 12.1 | 21 | 256000 | 3.77 | 218000 | 2.22 | 4750
202021859 | DAIKIN | RXLQ240TAYD* | Non-Ducted Indoor Units | 228000 | 12.1 | 21 | 256000 | 3.77 | 218000 | 2.22 | 4750
202021860 | DAIKIN | RXLQ144TATJ* | Non-Ducted Indoor Units | 138000 | 12.7 | 22.4 | 154000 | 3.86 | 131000 | 2.21 | 2875
202021861 | DAIKIN | RXLQ144TAYD* | Non-Ducted Indoor Units | 138000 | 12.7 | 22.4 | 154000 | 3.86 | 131000 | 2.21 | 2875
202021864 | DAIKIN | RXLQ72TATJ* | Ducted Indoor Units | 69000 | 13 | 20.4 | 77000 | 3.73 | 58000 | 2.31 | 1437.5
202021865 | DAIKIN | RXLQ72TAYD* | Ducted Indoor Units | 69000 | 13 | 20.4 | 77000 | 3.73 | 58000 | 2.31 | 1437.5
202021866 | DAIKIN | RXLQ72TAYC* | Ducted Indoor Units | 69000 | 13 | 20.4 | 77000 | 3.73 | 58000 | 2.31 | 1437.5
202021867 | DAIKIN | RXLQ96TATJ* | Ducted Indoor Units | 92000 | 12.3 | 18.9 | 103000 | 3.49 | 86000 | 2.26 | 1917.5
202021868 | DAIKIN | RXLQ96TAYD* | Ducted Indoor Units | 92000 | 12.3 | 18.9 | 103000 | 3.49 | 86000 | 2.26 | 1917.5
202021869 | DAIKIN | RXLQ96TAYC* | Ducted Indoor Units | 92000 | 12.3 | 18.9 | 103000 | 3.49 | 86000 | 2.26 | 1917.5
202021870 | DAIKIN | RXLQ120TATJ* | Ducted Indoor Units | 114000 | 12.2 | 19.4 | 129000 | 3.56 | 110000 | 2.26 | 2375
202021871 | DAIKIN | RXLQ120TAYD* | Ducted Indoor Units | 114000 | 12.2 | 19.4 | 129000 | 3.56 | 110000 | 2.26 | 2375
202021872 | DAIKIN | RXLQ120TAYC* | Ducted Indoor Units | 114000 | 12.2 | 19.4 | 129000 | 3.56 | 110000 | 2.26 | 2375
202021873 | DAIKIN | RXLQ144TATJ* | Ducted Indoor Units | 138000 | 12.4 | 18.2 | 154000 | 3.56 | 131000 | 2.21 | 2875
202021874 | DAIKIN | RXLQ144TAYD* | Ducted Indoor Units | 138000 | 12.4 | 18.2 | 154000 | 3.56 | 131000 | 2.21 | 2875
202021875 | DAIKIN | RXLQ144TAYC* | Ducted Indoor Units | 138000 | 12.4 | 18.2 | 154000 | 3.56 | 131000 | 2.21 | 2875
202021876 | DAIKIN | RXLQ192TATJ* | Ducted Indoor Units | 184000 | 12.5 | 18.8 | 206000 | 3.61 | 176000 | 2.16 | 3832.5
202021877 | DAIKIN | RXLQ192TAYD* | Ducted Indoor Units | 184000 | 12.5 | 18.8 | 206000 | 3.61 | 176000 | 2.16 | 3832.5
202021878 | DAIKIN | RXLQ192TAYC* | Ducted Indoor Units | 184000 | 12.5 | 18.8 | 206000 | 3.61 | 176000 | 2.16 | 3832.5
202021879 | DAIKIN | RXLQ240TATJ* | Ducted Indoor Units | 228000 | 11.5 | 18.6 | 256000 | 3.53 | 218000 | 2.13 | 4750
202021880 | DAIKIN | RXLQ240TAYD* | Ducted Indoor Units | 228000 | 11.5 | 18.6 | 256000 | 3.53 | 218000 | 2.13 | 4750
202021881 | DAIKIN | RXLQ240TAYC* | Ducted Indoor Units | 228000 | 11.5 | 18.6 | 256000 | 3.53 | 218000 | 2.13 | 4750
202022813 | DAIKIN | RXLQ72TATJ* | Mixed Ducted and Non-Ducted Indoor Units | 69000 | 14.05 | 22.2 | 77000 | 4.05 | 58000 | 2.41 | 1437.5
202022814 | DAIKIN | RXLQ72TAYD* | Mixed Ducted and Non-Ducted Indoor Units | 69000 | 14.05 | 22.2 | 77000 | 4.05 | 58000 | 2.41 | 1437.5
202022815 | DAIKIN | RXLQ72TAYC* | Mixed Ducted and Non-Ducted Indoor Units | 69000 | 14.05 | 22.2 | 77000 | 4.05 | 58000 | 2.41 | 1437.5
202022816 | DAIKIN | RXLQ96TATJ* | Mixed Ducted and Non-Ducted Indoor Units | 92000 | 13.6 | 21.8 | 103000 | 3.89 | 86000 | 2.38 | 1917.5
202022817 | DAIKIN | RXLQ96TAYD* | Mixed Ducted and Non-Ducted Indoor Units | 92000 | 13.6 | 21.8 | 103000 | 3.89 | 86000 | 2.38 | 1917.5
202022818 | DAIKIN | RXLQ96TAYC* | Mixed Ducted and Non-Ducted Indoor Units | 92000 | 13.6 | 21.8 | 103000 | 3.89 | 86000 | 2.38 | 1917.5
202022819 | DAIKIN | RXLQ120TATJ* | Mixed Ducted and Non-Ducted Indoor Units | 114000 | 12.85 | 21.35 | 129000 | 3.8 | 110000 | 2.26 | 2375
202022820 | DAIKIN | RXLQ120TAYD* | Mixed Ducted and Non-Ducted Indoor Units | 114000 | 12.85 | 21.35 | 129000 | 3.8 | 110000 | 2.26 | 2375
202022821 | DAIKIN | RXLQ120TAYC* | Mixed Ducted and Non-Ducted Indoor Units | 114000 | 12.85 | 21.35 | 129000 | 3.8 | 110000 | 2.26 | 2375
202022822 | DAIKIN | RXLQ144TATJ* | Mixed Ducted and Non-Ducted Indoor Units | 138000 | 12.55 | 20.3 | 154000 | 3.71 | 131000 | 2.21 | 2875
202022823 | DAIKIN | RXLQ144TAYD* | Mixed Ducted and Non-Ducted Indoor Units | 138000 | 12.55 | 20.3 | 154000 | 3.71 | 131000 | 2.21 | 2875
202022824 | DAIKIN | RXLQ144TAYC* | Mixed Ducted and Non-Ducted Indoor Units | 138000 | 12.55 | 20.3 | 154000 | 3.71 | 131000 | 2.21 | 2875
202022825 | DAIKIN | RXLQ192TATJ* | Mixed Ducted and Non-Ducted Indoor Units | 184000 | 12.4 | 20.4 | 206000 | 3.75 | 176000 | 2.19 | 3832.5
202022826 | DAIKIN | RXLQ192TAYD* | Mixed Ducted and Non-Ducted Indoor Units | 184000 | 12.4 | 20.4 | 206000 | 3.75 | 176000 | 2.19 | 3832.5
202022827 | DAIKIN | RXLQ192TAYC* | Mixed Ducted and Non-Ducted Indoor Units | 184000 | 12.4 | 20.4 | 206000 | 3.75 | 176000 | 2.19 | 3832.5
202022828 | DAIKIN | RXLQ240TATJ* | Mixed Ducted and Non-Ducted Indoor Units | 228000 | 11.8 | 19.8 | 256000 | 3.65 | 218000 | 2.17 | 4750
202022829 | DAIKIN | RXLQ240TAYD* | Mixed Ducted and Non-Ducted Indoor Units | 228000 | 11.8 | 19.8 | 256000 | 3.65 | 218000 | 2.17 | 4750
202022830 | DAIKIN | RXLQ240TAYC* | Mixed Ducted and Non-Ducted Indoor Units | 228000 | 11.8 | 19.8 | 256000 | 3.65 | 218000 | 2.17 | 4750
10103102 | DAIKIN | RELQ72TAYC* | Non-Ducted Indoor Units | 69000 | 15.8 | 24 | 77000 | 4.3 | 58000 | 2.5 | 1437.5
10103103 | DAIKIN | RELQ96TAYC* | Non-Ducted Indoor Units | 92000 | 15.3 | 24.8 | 103000 | 4.23 | 86000 | 2.5 | 1917.5
10103104 | DAIKIN | RELQ120TAYC* | Non-Ducted Indoor Units | 114000 | 13.7 | 23.4 | 129000 | 3.98 | 110000 | 2.25 | 2375
10103105 | DAIKIN | RELQ144TAYC* | Non-Ducted Indoor Units | 138000 | 12.9 | 22.5 | 154000 | 3.81 | 131000 | 2.2 | 2875
10103106 | DAIKIN | RELQ192TAYC* | Non-Ducted Indoor Units | 184000 | 12.5 | 22.1 | 206000 | 3.85 | 176000 | 2.2 | 3832.5
10103107 | DAIKIN | RELQ240TAYC* | Non-Ducted Indoor Units | 228000 | 12.3 | 21.1 | 256000 | 3.68 | 218000 | 2.2 | 4750
10103123 | DAIKIN | RELQ72TAYC* | Ducted Indoor Units | 69000 | 13.7 | 20.8 | 77000 | 3.68 | 58000 | 2.3 | 1437.5
10103124 | DAIKIN | RELQ96TAYC* | Ducted Indoor Units | 92000 | 12.5 | 19.1 | 103000 | 3.42 | 86000 | 2.25 | 1917.5
10103125 | DAIKIN | RELQ120TAYC* | Ducted Indoor Units | 114000 | 12.4 | 19.6 | 129000 | 3.51 | 110000 | 2.25 | 2375
10103126 | DAIKIN | RELQ144TAYC* | Ducted Indoor Units | 138000 | 12.6 | 18.6 | 154000 | 3.55 | 131000 | 2.2 | 2875
10103127 | DAIKIN | RELQ192TAYC* | Ducted Indoor Units | 184000 | 12.7 | 19 | 206000 | 3.57 | 176000 | 2.15 | 3832.5
10103128 | DAIKIN | RELQ240TAYC* | Ducted Indoor Units | 228000 | 11.7 | 18.6 | 256000 | 3.49 | 218000 | 2.13 | 4750
10103129 | DAIKIN | RELQ72TAYC* | Mixed Ducted and Non-Ducted Indoor Units | 69000 | 14.75 | 22.4 | 77000 | 3.99 | 58000 | 2.4 | 1437.5
10103130 | DAIKIN | RELQ96TAYC* | Mixed Ducted and Non-Ducted Indoor Units | 92000 | 13.9 | 21.95 | 103000 | 3.82 | 86000 | 2.37 | 1917.5
10103131 | DAIKIN | RELQ120TAYC* | Mixed Ducted and Non-Ducted Indoor Units | 114000 | 13.05 | 21.5 | 129000 | 3.74 | 110000 | 2.25 | 2375
10103132 | DAIKIN | RELQ144TAYC* | Mixed Ducted and Non-Ducted Indoor Units | 138000 | 12.75 | 20.55 | 154000 | 3.68 | 131000 | 2.2 | 2875
10103133 | DAIKIN | RELQ192TAYC* | Mixed Ducted and Non-Ducted Indoor Units | 184000 | 12.6 | 20.55 | 206000 | 3.71 | 176000 | 2.17 | 3832.5
10103134 | DAIKIN | RELQ240TAYC* | Mixed Ducted and Non-Ducted Indoor Units | 228000 | 12 | 19.85 | 256000 | 3.58 | 218000 | 2.16 | 4750
9989442 | DAIKIN | REYQ120TATJ* | Non-Ducted Indoor Units | 114000 | 12.9 | 25.4 | 126000 | 4 | 81000 | 2.45 | 2375
9989449 | DAIKIN | REYQ72TATJ* | Non-Ducted Indoor Units | 69000 | 15 | 24.9 | 75000 | 4.31 | 54000 | 2.7 | 1437.5
9989450 | DAIKIN | REYQ96TATJ* | Non-Ducted Indoor Units | 92000 | 14.2 | 29.3 | 100000 | 4.25 | 68000 | 2.47 | 1917.5
9989451 | DAIKIN | REYQ144TATJ* | Non-Ducted Indoor Units | 138000 | 12.4 | 23.5 | 150000 | 3.81 | 106000 | 2.52 | 2875
9989452 | DAIKIN | REYQ168TATJ* | Non-Ducted Indoor Units | 160000 | 11.3 | 21.9 | 176000 | 3.64 | 128000 | 2.2 | 3332.5
9989457 | DAIKIN | REYQ192TATJ* | Non-Ducted Indoor Units | 184000 | 12.5 | 22.9 | 200000 | 3.85 | 146000 | 2.38 | 3832.5
9989759 | DAIKIN | REYQ216TATJ* | Non-Ducted Indoor Units | 206000 | 12.5 | 23 | 226000 | 3.74 | 160000 | 2.32 | 4292.5
9989777 | DAIKIN | REYQ72TAYD* | Non-Ducted Indoor Units | 69000 | 15 | 24.9 | 75000 | 4.31 | 54000 | 2.7 | 1437.5
9989778 | DAIKIN | REYQ96TAYD* | Non-Ducted Indoor Units | 92000 | 14.2 | 29.3 | 100000 | 4.25 | 68000 | 2.47 | 1917.5
9989779 | DAIKIN | REYQ120TAYD* | Non-Ducted Indoor Units | 114000 | 12.9 | 25.4 | 126000 | 4 | 81000 | 2.45 | 2375
9989780 | DAIKIN | REYQ144TAYD* | Non-Ducted Indoor Units | 138000 | 12.4 | 23.5 | 150000 | 3.81 | 106000 | 2.52 | 2875
9989781 | DAIKIN | REYQ168TAYD* | Non-Ducted Indoor Units | 160000 | 11.3 | 21.9 | 176000 | 3.64 | 128000 | 2.2 | 3332.5
9989782 | DAIKIN | REYQ192TAYD* | Non-Ducted Indoor Units | 184000 | 12.5 | 22.9 | 200000 | 3.85 | 146000 | 2.38 | 3832.5
9989783 | DAIKIN | REYQ216TAYD* | Non-Ducted Indoor Units | 206000 | 12.5 | 23 | 226000 | 3.74 | 160000 | 2.32 | 4292.5
9989784 | DAIKIN | REYQ72TATJ* | Ducted Indoor Units | 69000 | 12.2 | 20.9 | 75000 | 3.58 | 54000 | 2.43 | 1437.5
9989785 | DAIKIN | REYQ72TAYD* | Ducted Indoor Units | 69000 | 12.2 | 20.9 | 75000 | 3.58 | 54000 | 2.43 | 1437.5
9989786 | DAIKIN | REYQ96TATJ* | Ducted Indoor Units | 92000 | 12.4 | 23.1 | 100000 | 3.67 | 68000 | 2.25 | 1917.5
9989787 | DAIKIN | REYQ96TAYD* | Ducted Indoor Units | 92000 | 12.4 | 23.1 | 100000 | 3.67 | 68000 | 2.25 | 1917.5
9989788 | DAIKIN | REYQ120TATJ* | Ducted Indoor Units | 114000 | 12.1 | 22.6 | 126000 | 3.51 | 81000 | 2.25 | 2375
9989789 | DAIKIN | REYQ120TAYD* | Ducted Indoor Units | 114000 | 12.1 | 22.6 | 126000 | 3.51 | 81000 | 2.25 | 2375
9989790 | DAIKIN | REYQ144TATJ* | Ducted Indoor Units | 138000 | 11.9 | 21.6 | 150000 | 3.48 | 106000 | 2.28 | 2875
9989791 | DAIKIN | REYQ144TAYD* | Ducted Indoor Units | 138000 | 11.9 | 21.6 | 150000 | 3.48 | 106000 | 2.28 | 2875
9989794 | DAIKIN | REYQ192TATJ* | Ducted Indoor Units | 184000 | 12.3 | 21.1 | 200000 | 3.67 | 146000 | 2.26 | 3832.5
9989795 | DAIKIN | REYQ192TAYD* | Ducted Indoor Units | 184000 | 12.3 | 21.1 | 200000 | 3.67 | 146000 | 2.26 | 3832.5
9989796 | DAIKIN | REYQ216TATJ* | Ducted Indoor Units | 206000 | 12.2 | 20.8 | 226000 | 3.66 | 160000 | 2.18 | 4292.5
9989797 | DAIKIN | REYQ216TAYD* | Ducted Indoor Units | 206000 | 12.2 | 20.8 | 226000 | 3.66 | 160000 | 2.18 | 4292.5
9989799 | DAIKIN | REYQ240TATJ* | Non-Ducted Indoor Units | 228000 | 11.9 | 21.9 | 250000 | 3.68 | 178000 | 2.24 | 4750
9989800 | DAIKIN | REYQ264TATJ* | Non-Ducted Indoor Units | 252000 | 11.6 | 21.6 | 274000 | 3.55 | 196000 | 2.33 | 5250
9989801 | DAIKIN | REYQ288TATJ* | Non-Ducted Indoor Units | 274000 | 11.4 | 21 | 288000 | 3.51 | 210000 | 2.41 | 5707.5
9989802 | DAIKIN | REYQ312TATJ* | Non-Ducted Indoor Units | 296000 | 11 | 20.2 | 306000 | 3.57 | 230000 | 2.35 | 6167.5
9989803 | DAIKIN | REYQ336TATJ* | Non-Ducted Indoor Units | 320000 | 10.3 | 19 | 316000 | 3.53 | 244000 | 2.18 | 6667.5
9989804 | DAIKIN | REYQ360TATJ* | Non-Ducted Indoor Units | 342000 | 10.8 | 19.6 | 376000 | 3.52 | 258000 | 2.28 | 7125
9989809 | DAIKIN | REYQ240TAYD* | Non-Ducted Indoor Units | 228000 | 11.9 | 21.9 | 250000 | 3.68 | 178000 | 2.24 | 4750
9989810 | DAIKIN | REYQ264TAYD* | Non-Ducted Indoor Units | 252000 | 11.6 | 21.6 | 274000 | 3.55 | 196000 | 2.33 | 5250
9989811 | DAIKIN | REYQ288TAYD* | Non-Ducted Indoor Units | 274000 | 11.4 | 21 | 288000 | 3.51 | 210000 | 2.41 | 5707.5
9989812 | DAIKIN | REYQ312TAYD* | Non-Ducted Indoor Units | 296000 | 11 | 20.2 | 306000 | 3.57 | 230000 | 2.35 | 6167.5
9989813 | DAIKIN | REYQ336TAYD* | Non-Ducted Indoor Units | 320000 | 10.3 | 19 | 316000 | 3.53 | 244000 | 2.18 | 6667.5
9989814 | DAIKIN | REYQ360TAYD* | Non-Ducted Indoor Units | 342000 | 10.8 | 19.6 | 376000 | 3.52 | 258000 | 2.28 | 7125
9989819 | DAIKIN | REYQ240TATJ* | Ducted Indoor Units | 228000 | 11.6 | 19.8 | 250000 | 3.51 | 178000 | 2.09 | 4750
9989820 | DAIKIN | REYQ240TAYD* | Ducted Indoor Units | 228000 | 11.6 | 19.8 | 250000 | 3.51 | 178000 | 2.09 | 4750
9989839 | DAIKIN | REYQ72TATJ* | Mixed Ducted and Non-Ducted Indoor Units | 69000 | 13.6 | 22.9 | 75000 | 3.94 | 54000 | 2.56 | 1437.5
9989840 | DAIKIN | REYQ72TAYD* | Mixed Ducted and Non-Ducted Indoor Units | 69000 | 13.6 | 22.9 | 75000 | 3.94 | 54000 | 2.56 | 1437.5
9989841 | DAIKIN | REYQ96TATJ* | Mixed Ducted and Non-Ducted Indoor Units | 92000 | 13.3 | 26.2 | 100000 | 3.96 | 68000 | 2.36 | 1917.5
9989842 | DAIKIN | REYQ96TAYD* | Mixed Ducted and Non-Ducted Indoor Units | 92000 | 13.3 | 26.2 | 100000 | 3.96 | 68000 | 2.36 | 1917.5
9989843 | DAIKIN | REYQ120TATJ* | Mixed Ducted and Non-Ducted Indoor Units | 114000 | 12.5 | 24 | 126000 | 3.75 | 81000 | 2.35 | 2375
9989844 | DAIKIN | REYQ120TAYD* | Mixed Ducted and Non-Ducted Indoor Units | 114000 | 12.5 | 24 | 126000 | 3.75 | 81000 | 2.35 | 2375
9989845 | DAIKIN | REYQ144TATJ* | Mixed Ducted and Non-Ducted Indoor Units | 138000 | 12.15 | 22.55 | 150000 | 3.64 | 106000 | 2.4 | 2875
9989846 | DAIKIN | REYQ144TAYD* | Mixed Ducted and Non-Ducted Indoor Units | 138000 | 12.15 | 22.55 | 150000 | 3.64 | 106000 | 2.4 | 2875
9989847 | DAIKIN | REYQ168TATJ* | Mixed Ducted and Non-Ducted Indoor Units | 160000 | 11.1 | 21.15 | 176000 | 3.42 | 128000 | 2.14 | 3332.5
9989848 | DAIKIN | REYQ168TAYD* | Mixed Ducted and Non-Ducted Indoor Units | 160000 | 11.1 | 21.15 | 176000 | 3.42 | 128000 | 2.14 | 3332.5
9989849 | DAIKIN | REYQ192TATJ* | Mixed Ducted and Non-Ducted Indoor Units | 184000 | 12.4 | 22 | 200000 | 3.76 | 146000 | 2.32 | 3832.5
9989850 | DAIKIN | REYQ192TAYD* | Mixed Ducted and Non-Ducted Indoor Units | 184000 | 12.4 | 22 | 200000 | 3.76 | 146000 | 2.32 | 3832.5
9989851 | DAIKIN | REYQ216TATJ* | Mixed Ducted and Non-Ducted Indoor Units | 206000 | 12.35 | 21.9 | 226000 | 3.7 | 160000 | 2.25 | 4292.5
9989852 | DAIKIN | REYQ216TAYD* | Mixed Ducted and Non-Ducted Indoor Units | 206000 | 12.35 | 21.9 | 226000 | 3.7 | 160000 | 2.25 | 4292.5
9989853 | DAIKIN | REYQ240TATJ* | Mixed Ducted and Non-Ducted Indoor Units | 228000 | 11.75 | 20.85 | 250000 | 3.59 | 178000 | 2.16 | 4750
9989854 | DAIKIN | REYQ240TAYD* | Mixed Ducted and Non-Ducted Indoor Units | 228000 | 11.75 | 20.85 | 250000 | 3.59 | 178000 | 2.16 | 4750
9989855 | DAIKIN | REYQ264TATJ* | Mixed Ducted and Non-Ducted Indoor Units | 252000 | 11 | 20.1 | 274000 | 3.37 | 196000 | 2.2 | 5250
9989856 | DAIKIN | REYQ264TAYD* | Mixed Ducted and Non-Ducted Indoor Units | 252000 | 11 | 20.1 | 274000 | 3.37 | 196000 | 2.2 | 5250
9989857 | DAIKIN | REYQ288TATJ* | Mixed Ducted and Non-Ducted Indoor Units | 274000 | 10.85 | 19.45 | 288000 | 3.35 | 210000 | 2.27 | 5707.5
9989858 | DAIKIN | REYQ288TAYD* | Mixed Ducted and Non-Ducted Indoor Units | 274000 | 10.85 | 19.45 | 288000 | 3.35 | 210000 | 2.27 | 5707.5
9989859 | DAIKIN | REYQ312TATJ* | Mixed Ducted and Non-Ducted Indoor Units | 296000 | 10.5 | 19.1 | 306000 | 3.38 | 230000 | 2.22 | 6167.5
9989860 | DAIKIN | REYQ312TAYD* | Mixed Ducted and Non-Ducted Indoor Units | 296000 | 10.5 | 19.1 | 306000 | 3.38 | 230000 | 2.22 | 6167.5
9989861 | DAIKIN | REYQ336TATJ* | Mixed Ducted and Non-Ducted Indoor Units | 320000 | 9.95 | 18.15 | 316000 | 3.36 | 244000 | 2.11 | 6667.5
9989862 | DAIKIN | REYQ336TAYD* | Mixed Ducted and Non-Ducted Indoor Units | 320000 | 9.95 | 18.15 | 316000 | 3.36 | 244000 | 2.11 | 6667.5
9989863 | DAIKIN | REYQ360TATJ* | Mixed Ducted and Non-Ducted Indoor Units | 342000 | 10.75 | 19.2 | 376000 | 3.39 | 258000 | 2.16 | 7125
9989864 | DAIKIN | REYQ360TAYD* | Mixed Ducted and Non-Ducted Indoor Units | 342000 | 10.75 | 19.2 | 376000 | 3.39 | 258000 | 2.16 | 7125
205233054 | DAIKIN | RXYQ72XATJ* | Non-Ducted Indoor Units | 69000 | 14.7 | 25.8 | 73000 | 3.67 | 39000 | 2.44 | 1437.5
205233055 | DAIKIN | RXYQ96XATJ* | Non-Ducted Indoor Units | 92000 | 14 | 27.3 | 103000 | 4 | 67000 | 2.63 | 1917.5
205233056 | DAIKIN | RXYQ120XATJ* | Non-Ducted Indoor Units | 114000 | 12 | 25.4 | 129000 | 3.5 | 81000 | 2.25 | 2375
205233057 | DAIKIN | RXYQ144XATJ* | Non-Ducted Indoor Units | 138000 | 12.1 | 24.8 | 154000 | 3.64 | 96000 | 2.33 | 2875
205233059 | DAIKIN | RXYQ72XAYD* | Non-Ducted Indoor Units | 69000 | 14.7 | 25.8 | 73000 | 3.67 | 39000 | 2.44 | 1437.5
205233060 | DAIKIN | RXYQ96XAYD* | Non-Ducted Indoor Units | 92000 | 14 | 27.3 | 103000 | 4 | 67000 | 2.63 | 1917.5
205233061 | DAIKIN | RXYQ120XAYD* | Non-Ducted Indoor Units | 114000 | 12 | 25.4 | 129000 | 3.5 | 81000 | 2.25 | 2375
205233062 | DAIKIN | RXYQ144XAYD* | Non-Ducted Indoor Units | 138000 | 12.1 | 24.8 | 154000 | 3.64 | 96000 | 2.33 | 2875
205233065 | DAIKIN | RXYQ96XATJ* | Ducted Indoor Units | 92000 | 12.6 | 22.5 | 103000 | 3.49 | 67000 | 2.48 | 1917.5
205233067 | DAIKIN | RXYQ144XATJ* | Ducted Indoor Units | 138000 | 11.5 | 22.6 | 154000 | 3.34 | 96000 | 2.2 | 2875
205233070 | DAIKIN | RXYQ96XAYD* | Ducted Indoor Units | 92000 | 12.6 | 22.5 | 103000 | 3.49 | 67000 | 2.48 | 1917.5
205233072 | DAIKIN | RXYQ144XAYD* | Ducted Indoor Units | 138000 | 11.5 | 22.6 | 154000 | 3.34 | 96000 | 2.2 | 2875
205234700 | DAIKIN | RXYQ192XATJ* | Non-Ducted Indoor Units | 184000 | 11.1 | 22.2 | 206000 | 3.62 | 134000 | 2.27 | 3832.5
205234702 | DAIKIN | RXYQ240XATJ* | Non-Ducted Indoor Units | 228000 | 11 | 20.8 | 256000 | 3.63 | 170000 | 2.41 | 4750
205234703 | DAIKIN | RXYQ264XATJ* | Non-Ducted Indoor Units | 252000 | 10.3 | 20.3 | 282000 | 3.33 | 186000 | 2.43 | 5250
205234704 | DAIKIN | RXYQ288XATJ* | Non-Ducted Indoor Units | 274000 | 10.5 | 20.1 | 308000 | 3.25 | 200000 | 2.07 | 5707.5
205234705 | DAIKIN | RXYQ312XATJ* | Non-Ducted Indoor Units | 296000 | 9.8 | 19.9 | 334000 | 3.3 | 206000 | 2.32 | 6167.5
205234707 | DAIKIN | RXYQ360XATJ* | Non-Ducted Indoor Units | 342000 | 10.3 | 19.4 | 372000 | 3.46 | 250000 | 2.47 | 7125
205234710 | DAIKIN | RXYQ360XAYC* | Non-Ducted Indoor Units | 342000 | 10.5 | 19.1 | 384000 | 3.62 | 270000 | 2.28 | 7125
205234711 | DAIKIN | RXYQ384XAYC* | Non-Ducted Indoor Units | 352000 | 9.6 | 18.3 | 398000 | 3.26 | 280000 | 2.24 | 7332.5
205234770 | DAIKIN | RXYQ192XAYD* | Non-Ducted Indoor Units | 184000 | 11.1 | 22.2 | 206000 | 3.62 | 134000 | 2.27 | 3832.5
205234772 | DAIKIN | RXYQ240XAYD* | Non-Ducted Indoor Units | 228000 | 11 | 20.8 | 256000 | 3.63 | 170000 | 2.41 | 4750
205234773 | DAIKIN | RXYQ264XAYD* | Non-Ducted Indoor Units | 252000 | 10.3 | 20.3 | 282000 | 3.33 | 186000 | 2.43 | 5250
205234774 | DAIKIN | RXYQ288XAYD* | Non-Ducted Indoor Units | 274000 | 10.5 | 20.1 | 308000 | 3.25 | 200000 | 2.07 | 5707.5
205234775 | DAIKIN | RXYQ312XAYD* | Non-Ducted Indoor Units | 296000 | 9.8 | 19.9 | 334000 | 3.3 | 206000 | 2.32 | 6167.5
205234777 | DAIKIN | RXYQ360XAYD* | Non-Ducted Indoor Units | 342000 | 10.3 | 19.4 | 372000 | 3.46 | 250000 | 2.47 | 7125
205234780 | DAIKIN | RXYQ72XAYC* | Non-Ducted Indoor Units | 69000 | 15.1 | 24 | 77000 | 4.37 | 58000 | 2.52 | 1437.5
205234781 | DAIKIN | RXYQ96XAYC* | Non-Ducted Indoor Units | 92000 | 13.6 | 24.3 | 103000 | 4.33 | 72000 | 2.66 | 1917.5
205234782 | DAIKIN | RXYQ120XAYC* | Non-Ducted Indoor Units | 114000 | 12.5 | 23.3 | 129000 | 3.89 | 88000 | 2.58 | 2375
205234783 | DAIKIN | RXYQ144XAYC* | Non-Ducted Indoor Units | 138000 | 11.5 | 22.2 | 154000 | 3.84 | 109000 | 2.2 | 2875
205234785 | DAIKIN | RXYQ192XAYC* | Non-Ducted Indoor Units | 184000 | 12.4 | 21.9 | 206000 | 3.91 | 150000 | 2.52 | 3832.5
205234786 | DAIKIN | RXYQ216XAYC* | Non-Ducted Indoor Units | 206000 | 11.8 | 21.7 | 232000 | 3.84 | 164000 | 2.35 | 4292.5
205234787 | DAIKIN | RXYQ240XAYC* | Non-Ducted Indoor Units | 228000 | 11.1 | 20.8 | 256000 | 3.77 | 182000 | 2.39 | 4750
205234788 | DAIKIN | RXYQ264XAYC* | Non-Ducted Indoor Units | 252000 | 10.8 | 20.1 | 282000 | 3.71 | 200000 | 2.27 | 5250
205234789 | DAIKIN | RXYQ288XAYC* | Non-Ducted Indoor Units | 274000 | 10.8 | 20.1 | 306000 | 3.48 | 216000 | 2.24 | 5707.5
205234791 | DAIKIN | RXYQ336XAYC* | Non-Ducted Indoor Units | 308000 | 9.8 | 18.9 | 338000 | 3.6 | 228000 | 2.11 | 6417.5
205234792 | DAIKIN | RXYQ192XATJ* | Ducted Indoor Units | 184000 | 11.6 | 21.2 | 206000 | 3.29 | 134000 | 2.23 | 3832.5
205234794 | DAIKIN | RXYQ240XATJ* | Ducted Indoor Units | 228000 | 11.2 | 20.9 | 256000 | 3.33 | 170000 | 2.34 | 4750
205234796 | DAIKIN | RXYQ288XATJ* | Ducted Indoor Units | 274000 | 10.1 | 19.6 | 308000 | 3.3 | 200000 | 2.13 | 5707.5
205234802 | DAIKIN | RXYQ192XAYD* | Ducted Indoor Units | 184000 | 11.6 | 21.2 | 206000 | 3.29 | 134000 | 2.23 | 3832.5
205234804 | DAIKIN | RXYQ240XAYD* | Ducted Indoor Units | 228000 | 11.2 | 20.9 | 256000 | 3.33 | 170000 | 2.34 | 4750
205234806 | DAIKIN | RXYQ288XAYD* | Ducted Indoor Units | 274000 | 10.1 | 19.6 | 308000 | 3.3 | 200000 | 2.13 | 5707.5
205234814 | DAIKIN | RXYQ72XATJ* | Mixed Ducted and Non-Ducted Indoor Units | 69000 | 13.7 | 23.25 | 73000 | 3.48 | 39000 | 2.34 | 1437.5
205234815 | DAIKIN | RXYQ96XATJ* | Mixed Ducted and Non-Ducted Indoor Units | 92000 | 13.3 | 24.9 | 103000 | 3.74 | 67000 | 2.55 | 1917.5
205234816 | DAIKIN | RXYQ120XATJ* | Mixed Ducted and Non-Ducted Indoor Units | 114000 | 11.8 | 23.7 | 129000 | 3.4 | 81000 | 2.31 | 2375
205234817 | DAIKIN | RXYQ144XATJ* | Mixed Ducted and Non-Ducted Indoor Units | 138000 | 11.8 | 23.7 | 154000 | 3.49 | 96000 | 2.26 | 2875
205234819 | DAIKIN | RXYQ72XAYD* | Mixed Ducted and Non-Ducted Indoor Units | 69000 | 13.7 | 23.25 | 73000 | 3.48 | 39000 | 2.34 | 1437.5
205234820 | DAIKIN | RXYQ96XAYD* | Mixed Ducted and Non-Ducted Indoor Units | 92000 | 13.3 | 24.9 | 103000 | 3.74 | 67000 | 2.55 | 1917.5
205234821 | DAIKIN | RXYQ120XAYD* | Mixed Ducted and Non-Ducted Indoor Units | 114000 | 11.8 | 23.7 | 129000 | 3.4 | 81000 | 2.31 | 2375
205234822 | DAIKIN | RXYQ144XAYD* | Mixed Ducted and Non-Ducted Indoor Units | 138000 | 11.8 | 23.7 | 154000 | 3.49 | 96000 | 2.26 | 2875
205234828 | DAIKIN | RXYQ72XAYC* | Ducted Indoor Units | 69000 | 13 | 20.4 | 77000 | 3.73 | 58000 | 2.31 | 1437.5
205234833 | DAIKIN | RXYQ192XAYC* | Ducted Indoor Units | 184000 | 11.8 | 19.2 | 206000 | 3.72 | 150000 | 2.39 | 3832.5
205234834 | DAIKIN | RXYQ216XAYC* | Ducted Indoor Units | 206000 | 11.3 | 19.1 | 232000 | 3.58 | 164000 | 2.22 | 4292.5
205234840 | DAIKIN | RXYQ192XATJ* | Mixed Ducted and Non-Ducted Indoor Units | 184000 | 11.35 | 21.7 | 206000 | 3.45 | 134000 | 2.25 | 3832.5
205234842 | DAIKIN | RXYQ240XATJ* | Mixed Ducted and Non-Ducted Indoor Units | 228000 | 11.1 | 20.85 | 256000 | 3.48 | 170000 | 2.37 | 4750
205234843 | DAIKIN | RXYQ264XATJ* | Mixed Ducted and Non-Ducted Indoor Units | 252000 | 9.95 | 19.95 | 282000 | 3.28 | 186000 | 2.36 | 5250
205234844 | DAIKIN | RXYQ288XATJ* | Mixed Ducted and Non-Ducted Indoor Units | 274000 | 10.3 | 19.85 | 308000 | 3.27 | 200000 | 2.1 | 5707.5
205234845 | DAIKIN | RXYQ312XATJ* | Mixed Ducted and Non-Ducted Indoor Units | 296000 | 9.7 | 19.35 | 334000 | 3.25 | 206000 | 2.26 | 6167.5
205234847 | DAIKIN | RXYQ360XATJ* | Mixed Ducted and Non-Ducted Indoor Units | 342000 | 10.05 | 18.95 | 372000 | 3.33 | 250000 | 2.41 | 7125
205234850 | DAIKIN | RXYQ192XAYD* | Mixed Ducted and Non-Ducted Indoor Units | 184000 | 11.35 | 21.7 | 206000 | 3.45 | 134000 | 2.25 | 3832.5
205234852 | DAIKIN | RXYQ240XAYD* | Mixed Ducted and Non-Ducted Indoor Units | 228000 | 11.1 | 20.85 | 256000 | 3.48 | 170000 | 2.37 | 4750
205234853 | DAIKIN | RXYQ264XAYD* | Mixed Ducted and Non-Ducted Indoor Units | 252000 | 9.95 | 19.95 | 282000 | 3.28 | 186000 | 2.36 | 5250
205234854 | DAIKIN | RXYQ288XAYD* | Mixed Ducted and Non-Ducted Indoor Units | 274000 | 10.3 | 19.85 | 308000 | 3.27 | 200000 | 2.1 | 5707.5
205234855 | DAIKIN | RXYQ312XAYD* | Mixed Ducted and Non-Ducted Indoor Units | 296000 | 9.7 | 19.35 | 334000 | 3.25 | 206000 | 2.26 | 6167.5
205234857 | DAIKIN | RXYQ360XAYD* | Mixed Ducted and Non-Ducted Indoor Units | 342000 | 10.05 | 18.95 | 372000 | 3.33 | 250000 | 2.41 | 7125
205234860 | DAIKIN | RXYQ72XAYC* | Mixed Ducted and Non-Ducted Indoor Units | 69000 | 14.05 | 22.2 | 77000 | 4.05 | 58000 | 2.41 | 1437.5
205234861 | DAIKIN | RXYQ96XAYC* | Mixed Ducted and Non-Ducted Indoor Units | 92000 | 12.5 | 21.6 | 103000 | 3.97 | 72000 | 2.49 | 1917.5
205234862 | DAIKIN | RXYQ120XAYC* | Mixed Ducted and Non-Ducted Indoor Units | 114000 | 11.8 | 21.15 | 129000 | 3.71 | 88000 | 2.44 | 2375
205234863 | DAIKIN | RXYQ144XAYC* | Mixed Ducted and Non-Ducted Indoor Units | 138000 | 11.15 | 20.2 | 154000 | 3.65 | 109000 | 2.17 | 2875
205234865 | DAIKIN | RXYQ192XAYC* | Mixed Ducted and Non-Ducted Indoor Units | 184000 | 12.1 | 20.55 | 206000 | 3.81 | 150000 | 2.45 | 3832.5
205234866 | DAIKIN | RXYQ216XAYC* | Mixed Ducted and Non-Ducted Indoor Units | 206000 | 11.55 | 20.4 | 232000 | 3.71 | 164000 | 2.28 | 4292.5
205234868 | DAIKIN | RXYQ264XAYC* | Mixed Ducted and Non-Ducted Indoor Units | 252000 | 10.2 | 18.3 | 282000 | 3.47 | 200000 | 2.18 | 5250
205234869 | DAIKIN | RXYQ288XAYC* | Mixed Ducted and Non-Ducted Indoor Units | 274000 | 10.3 | 18.6 | 306000 | 3.34 | 216000 | 2.16 | 5707.5
205234871 | DAIKIN | RXYQ336XAYC* | Mixed Ducted and Non-Ducted Indoor Units | 308000 | 9.65 | 17.8 | 338000 | 3.4 | 228000 | 2.08 | 6417.5
205234872 | DAIKIN | RXYQ360XAYC* | Mixed Ducted and Non-Ducted Indoor Units | 342000 | 10.05 | 18.1 | 384000 | 3.42 | 270000 | 2.19 | 7125
212021456 | DAIKIN | RXYQ168AAYD* | Non-Ducted Indoor Units | 160000 | 11.2 | 23.4 | 180000 | 3.4 | 117000 | 2.18 | 3332.5
212021459 | DAIKIN | RXYQ192AAYD* | Non-Ducted Indoor Units | 184000 | 11.6 | 23.6 | 206000 | 3.66 | 146000 | 2.22 | 3832.5
212021462 | DAIKIN | RXYQ168AAYD* | Ducted Indoor Units | 160000 | 11 | 21.2 | 180000 | 3.33 | 117000 | 2.12 | 3332.5
212021463 | DAIKIN | RXYQ192AAYD* | Ducted Indoor Units | 184000 | 11.6 | 21.2 | 206000 | 3.4 | 146000 | 2.12 | 3832.5
212021465 | DAIKIN | RXYQ168AAYD* | Mixed Ducted and Non-Ducted Indoor Units | 160000 | 11.1 | 22.3 | 180000 | 3.36 | 117000 | 2.15 | 3332.5
212021468 | DAIKIN | RXYQ192AAYD* | Mixed Ducted and Non-Ducted Indoor Units | 184000 | 11.6 | 22.4 | 206000 | 3.53 | 146000 | 2.17 | 3832.5
208811482 | FUJITSU | AOUA72ULBV5 | Non-Ducted Indoor Units | 69000 | 14.9 | 29 | 77000 | 4.42 | 56000 | 2.65 | 1437.5
208811483 | FUJITSU | AOUA96ULBV5 | Non-Ducted Indoor Units | 92000 | 13.2 | 28 | 103000 | 4 | 73000 | 2.52 | 1917.5
208811484 | FUJITSU | AOUA120ULBV5 | Non-Ducted Indoor Units | 115000 | 13.5 | 28.4 | 129000 | 3.69 | 87000 | 2.43 | 2395
208811487 | FUJITSU | AOUA72ULCV5 | Non-Ducted Indoor Units | 69000 | 14.9 | 29 | 77000 | 4.42 | 56000 | 2.65 | 1437.5
208811488 | FUJITSU | AOUA96ULCV5 | Non-Ducted Indoor Units | 92000 | 13.2 | 28 | 103000 | 4 | 73000 | 2.52 | 1917.5
208811489 | FUJITSU | AOUA120ULCV5 | Non-Ducted Indoor Units | 115000 | 13.5 | 28.4 | 129000 | 3.69 | 87000 | 2.43 | 2395
208812532 | FUJITSU | AOUA72ULBV5 | Ducted Indoor Units | 69000 | 12.3 | 21.2 | 77000 | 3.77 | 56000 | 2.45 | 1437.5
208812533 | FUJITSU | AOUA96ULBV5 | Ducted Indoor Units | 92000 | 11.7 | 19.9 | 103000 | 3.72 | 73000 | 2.46 | 1917.5
208812537 | FUJITSU | AOUA72ULCV5 | Ducted Indoor Units | 69000 | 12.3 | 21.2 | 77000 | 3.77 | 56000 | 2.45 | 1437.5
208812538 | FUJITSU | AOUA96ULCV5 | Ducted Indoor Units | 92000 | 11.7 | 19.9 | 103000 | 3.72 | 73000 | 2.46 | 1917.5
208812542 | FUJITSU | AOUA72ULBV5 | Mixed Ducted and Non-Ducted Indoor Units | 69000 | 13.6 | 25.1 | 77000 | 4.09 | 56000 | 2.55 | 1437.5
208812543 | FUJITSU | AOUA96ULBV5 | Mixed Ducted and Non-Ducted Indoor Units | 92000 | 12.45 | 23.95 | 103000 | 3.86 | 73000 | 2.49 | 1917.5
208812544 | FUJITSU | AOUA120ULBV5 | Mixed Ducted and Non-Ducted Indoor Units | 115000 | 12.4 | 24.1 | 129000 | 3.67 | 87000 | 2.43 | 2395
208812547 | FUJITSU | AOUA72ULCV5 | Mixed Ducted and Non-Ducted Indoor Units | 69000 | 13.6 | 25.1 | 77000 | 4.09 | 56000 | 2.55 | 1437.5
208812548 | FUJITSU | AOUA96ULCV5 | Mixed Ducted and Non-Ducted Indoor Units | 92000 | 12.45 | 23.95 | 103000 | 3.86 | 73000 | 2.49 | 1917.5
208812549 | FUJITSU | AOUA120ULCV5 | Mixed Ducted and Non-Ducted Indoor Units | 115000 | 12.4 | 24.1 | 129000 | 3.67 | 87000 | 2.43 | 2395
208931709 | FUJITSU | AOUA144ULBV5 | Non-Ducted Indoor Units | 138000 | 14.4 | 28.2 | 154000 | 4.07 | 106000 | 2.48 | 2875
208931711 | FUJITSU | AOUA168ULBV5 | Non-Ducted Indoor Units | 160000 | 12.2 | 25.7 | 180000 | 3.78 | 124000 | 2.32 | 3332.5
208931713 | FUJITSU | AOUA192ULBV5 | Non-Ducted Indoor Units | 184000 | 11 | 24.6 | 206000 | 3.48 | 140000 | 2.16 | 3832.5
208931715 | FUJITSU | AOUA264ULBVG5 | Non-Ducted Indoor Units | 252000 | 11.7 | 22.9 | 282000 | 3.52 | 194000 | 2.31 | 5250
208931718 | FUJITSU | AOUA288ULBVG5 | Non-Ducted Indoor Units | 276000 | 9.8 | 22.4 | 308000 | 3.39 | 210000 | 2.16 | 5750
208931721 | FUJITSU | AOUA312ULBVG5 | Non-Ducted Indoor Units | 298000 | 9.8 | 22.4 | 320000 | 3.39 | 214000 | 2.16 | 6207.5
208931723 | FUJITSU | AOUA336ULBVG5 | Non-Ducted Indoor Units | 320000 | 9.8 | 22.4 | 338000 | 3.39 | 224000 | 2.16 | 6667.5
208931725 | FUJITSU | AOUA360ULBVG5 | Non-Ducted Indoor Units | 344000 | 9.8 | 22.4 | 346000 | 3.39 | 232000 | 2.16 | 7167.5
208931726 | FUJITSU | AOUA384ULBVG5 | Non-Ducted Indoor Units | 366000 | 9.8 | 22.4 | 354000 | 3.39 | 240000 | 2.16 | 7625
208931728 | FUJITSU | AOUA408ULBVG5 | Non-Ducted Indoor Units | 390000 | 11 | 22.7 | 394000 | 3.46 | 260000 | 2.31 | 8125
208931729 | FUJITSU | AOUA432ULBVG5 | Non-Ducted Indoor Units | 412000 | 10.8 | 22.9 | 404000 | 3.53 | 280000 | 2.3 | 8582.5
208931731 | FUJITSU | AOUA144ULCV5 | Non-Ducted Indoor Units | 138000 | 14.4 | 28.2 | 154000 | 4.07 | 106000 | 2.48 | 2875
208931732 | FUJITSU | AOUA168ULCV5 | Non-Ducted Indoor Units | 160000 | 12.2 | 25.7 | 180000 | 3.78 | 124000 | 2.32 | 3332.5
208931734 | FUJITSU | AOUA192ULCV5 | Non-Ducted Indoor Units | 184000 | 11 | 24.6 | 206000 | 3.48 | 140000 | 2.16 | 3832.5
208931736 | FUJITSU | AOUA264ULCVG5 | Non-Ducted Indoor Units | 252000 | 11.7 | 22.9 | 282000 | 3.52 | 194000 | 2.31 | 5250
208931738 | FUJITSU | AOUA288ULCVG5 | Non-Ducted Indoor Units | 276000 | 9.8 | 22.4 | 308000 | 3.39 | 210000 | 2.16 | 5750
208931741 | FUJITSU | AOUA312ULCVG5 | Non-Ducted Indoor Units | 298000 | 9.8 | 22.4 | 320000 | 3.39 | 214000 | 2.16 | 6207.5
208931743 | FUJITSU | AOUA336ULCVG5 | Non-Ducted Indoor Units | 320000 | 9.8 | 22.4 | 338000 | 3.39 | 224000 | 2.16 | 6667.5
208931745 | FUJITSU | AOUA360ULCVG5 | Non-Ducted Indoor Units | 344000 | 9.8 | 22.4 | 346000 | 3.39 | 232000 | 2.16 | 7167.5
208931747 | FUJITSU | AOUA384ULCVG5 | Non-Ducted Indoor Units | 366000 | 9.8 | 22.4 | 354000 | 3.39 | 240000 | 2.16 | 7625
208931749 | FUJITSU | AOUA408ULCVG5 | Non-Ducted Indoor Units | 390000 | 11 | 22.7 | 394000 | 3.46 | 260000 | 2.31 | 8125
208931751 | FUJITSU | AOUA432ULCVG5 | Non-Ducted Indoor Units | 412000 | 10.8 | 22.9 | 404000 | 3.53 | 280000 | 2.3 | 8582.5
208931864 | FUJITSU | AOUA144ULBV5 | Ducted Indoor Units | 138000 | 12.2 | 20.4 | 154000 | 3.82 | 106000 | 2.4 | 2875
208931865 | FUJITSU | AOUA144ULBV5 | Mixed Ducted and Non-Ducted Indoor Units | 138000 | 13.3 | 24.3 | 154000 | 3.94 | 106000 | 2.44 | 2875
208931866 | FUJITSU | AOUA168ULBV5 | Ducted Indoor Units | 160000 | 11.5 | 19.9 | 180000 | 3.61 | 124000 | 2.3 | 3332.5
208931867 | FUJITSU | AOUA168ULBV5 | Mixed Ducted and Non-Ducted Indoor Units | 160000 | 11.85 | 22.8 | 180000 | 3.69 | 124000 | 2.31 | 3332.5
208931870 | FUJITSU | AOUA264ULBVG5 | Ducted Indoor Units | 252000 | 11.2 | 17.3 | 282000 | 3.52 | 194000 | 2.31 | 5250
208931871 | FUJITSU | AOUA264ULBVG5 | Mixed Ducted and Non-Ducted Indoor Units | 252000 | 11.45 | 20.1 | 282000 | 3.52 | 194000 | 2.31 | 5250
208931872 | FUJITSU | AOUA288ULBVG5 | Ducted Indoor Units | 276000 | 10 | 17.2 | 308000 | 3.37 | 210000 | 2.16 | 5750
208931873 | FUJITSU | AOUA288ULBVG5 | Mixed Ducted and Non-Ducted Indoor Units | 276000 | 9.9 | 19.8 | 308000 | 3.38 | 210000 | 2.16 | 5750
208931874 | FUJITSU | AOUA312ULBVG5 | Ducted Indoor Units | 298000 | 10 | 17.2 | 320000 | 3.37 | 214000 | 2.16 | 6207.5
208931875 | FUJITSU | AOUA312ULBVG5 | Mixed Ducted and Non-Ducted Indoor Units | 298000 | 9.9 | 19.8 | 320000 | 3.38 | 214000 | 2.16 | 6207.5
208931876 | FUJITSU | AOUA336ULBVG5 | Ducted Indoor Units | 320000 | 10 | 17.2 | 338000 | 3.37 | 224000 | 2.16 | 6667.5
208931877 | FUJITSU | AOUA336ULBVG5 | Mixed Ducted and Non-Ducted Indoor Units | 320000 | 9.9 | 19.8 | 338000 | 3.38 | 224000 | 2.16 | 6667.5
208931878 | FUJITSU | AOUA360ULBVG5 | Ducted Indoor Units | 344000 | 10 | 17.2 | 346000 | 3.37 | 232000 | 2.16 | 7167.5
208931879 | FUJITSU | AOUA360ULBVG5 | Mixed Ducted and Non-Ducted Indoor Units | 344000 | 9.9 | 19.8 | 346000 | 3.38 | 232000 | 2.16 | 7167.5
208931880 | FUJITSU | AOUA384ULBVG5 | Ducted Indoor Units | 366000 | 10 | 17.2 | 354000 | 3.37 | 240000 | 2.16 | 7625
208931881 | FUJITSU | AOUA384ULBVG5 | Mixed Ducted and Non-Ducted Indoor Units | 366000 | 9.9 | 19.8 | 354000 | 3.38 | 240000 | 2.16 | 7625
208931882 | FUJITSU | AOUA408ULBVG5 | Ducted Indoor Units | 390000 | 11 | 17.6 | 394000 | 3.46 | 260000 | 2.31 | 8125
208931883 | FUJITSU | AOUA408ULBVG5 | Mixed Ducted and Non-Ducted Indoor Units | 390000 | 11 | 20.15 | 394000 | 3.46 | 260000 | 2.31 | 8125
208931884 | FUJITSU | AOUA432ULBVG5 | Ducted Indoor Units | 412000 | 10.8 | 17.5 | 404000 | 3.53 | 280000 | 2.3 | 8582.5
208931885 | FUJITSU | AOUA432ULBVG5 | Mixed Ducted and Non-Ducted Indoor Units | 412000 | 10.8 | 20.2 | 404000 | 3.53 | 280000 | 2.3 | 8582.5
208931886 | FUJITSU | AOUA144ULCV5 | Ducted Indoor Units | 138000 | 12.2 | 20.4 | 154000 | 3.82 | 106000 | 2.4 | 2875
208931887 | FUJITSU | AOUA144ULCV5 | Mixed Ducted and Non-Ducted Indoor Units | 138000 | 13.3 | 24.3 | 154000 | 3.94 | 106000 | 2.44 | 2875
208931888 | FUJITSU | AOUA168ULCV5 | Ducted Indoor Units | 160000 | 11.5 | 19.9 | 180000 | 3.61 | 124000 | 2.3 | 3332.5
208931889 | FUJITSU | AOUA168ULCV5 | Mixed Ducted and Non-Ducted Indoor Units | 160000 | 11.85 | 22.8 | 180000 | 3.69 | 124000 | 2.31 | 3332.5
208931892 | FUJITSU | AOUA264ULCVG5 | Ducted Indoor Units | 252000 | 11.2 | 17.3 | 282000 | 3.52 | 194000 | 2.31 | 5250
208931893 | FUJITSU | AOUA264ULCVG5 | Mixed Ducted and Non-Ducted Indoor Units | 252000 | 11.45 | 20.1 | 282000 | 3.52 | 194000 | 2.31 | 5250
208931894 | FUJITSU | AOUA288ULCVG5 | Ducted Indoor Units | 276000 | 10 | 17.2 | 308000 | 3.37 | 210000 | 2.16 | 5750
208931895 | FUJITSU | AOUA288ULCVG5 | Mixed Ducted and Non-Ducted Indoor Units | 276000 | 9.9 | 19.8 | 308000 | 3.38 | 210000 | 2.16 | 5750
208931896 | FUJITSU | AOUA312ULCVG5 | Ducted Indoor Units | 298000 | 10 | 17.2 | 320000 | 3.37 | 214000 | 2.16 | 6207.5
208931897 | FUJITSU | AOUA312ULCVG5 | Mixed Ducted and Non-Ducted Indoor Units | 298000 | 9.9 | 19.8 | 320000 | 3.38 | 214000 | 2.16 | 6207.5
208931898 | FUJITSU | AOUA336ULCVG5 | Ducted Indoor Units | 320000 | 10 | 17.2 | 338000 | 3.37 | 224000 | 2.16 | 6667.5
208931899 | FUJITSU | AOUA336ULCVG5 | Mixed Ducted and Non-Ducted Indoor Units | 320000 | 9.9 | 19.8 | 338000 | 3.38 | 224000 | 2.16 | 6667.5
208931900 | FUJITSU | AOUA360ULCVG5 | Ducted Indoor Units | 344000 | 10 | 17.2 | 346000 | 3.37 | 232000 | 2.16 | 7167.5
208931901 | FUJITSU | AOUA360ULCVG5 | Mixed Ducted and Non-Ducted Indoor Units | 344000 | 9.9 | 19.8 | 346000 | 3.38 | 232000 | 2.16 | 7167.5
208931902 | FUJITSU | AOUA384ULCVG5 | Ducted Indoor Units | 366000 | 10 | 17.2 | 354000 | 3.37 | 240000 | 2.16 | 7625
208931903 | FUJITSU | AOUA384ULCVG5 | Mixed Ducted and Non-Ducted Indoor Units | 366000 | 9.9 | 19.8 | 354000 | 3.38 | 240000 | 2.16 | 7625
208931904 | FUJITSU | AOUA408ULCVG5 | Ducted Indoor Units | 390000 | 11 | 17.6 | 394000 | 3.46 | 260000 | 2.31 | 8125
208931905 | FUJITSU | AOUA408ULCVG5 | Mixed Ducted and Non-Ducted Indoor Units | 390000 | 11 | 20.15 | 394000 | 3.46 | 260000 | 2.31 | 8125
208931906 | FUJITSU | AOUA432ULCVG5 | Ducted Indoor Units | 412000 | 10.8 | 17.5 | 404000 | 3.53 | 280000 | 2.3 | 8582.5
208931907 | FUJITSU | AOUA432ULCVG5 | Mixed Ducted and Non-Ducted Indoor Units | 412000 | 10.8 | 20.2 | 404000 | 3.53 | 280000 | 2.3 | 8582.5
207742258 | FUJITSU | AOUA72TLBV | Ducted Indoor Units | 69000 | 12.3 | 20 | 77000 | 3.64 | 56000 | 2.38 | 1437.5
207742259 | FUJITSU | AOUA168TLBVG | Ducted Indoor Units | 160000 | 11 | 20 | 180000 | 3.48 | 124000 | 2.32 | 3332.5
202583511 | FUJITSU | AOU72RLAVL | Non-Ducted Indoor Units | 69000 | 12.1 | 23.9 | 77000 | 4.19 | 56000 | 2.64 | 1437.5
202583512 | FUJITSU | AOU96RLAVL | Non-Ducted Indoor Units | 92000 | 11.6 | 23.1 | 103000 | 3.87 | 73000 | 2.52 | 1917.5
202583513 | FUJITSU | AOU120RLAVL | Non-Ducted Indoor Units | 114000 | 11.6 | 24.2 | 129000 | 3.77 | 87000 | 2.42 | 2375
202583517 | FUJITSU | AOU72RLAVL | Mixed Ducted and Non-Ducted Indoor Units | 69000 | 12 | 22.7 | 77000 | 4.1 | 56000 | 2.64 | 1437.5
202583518 | FUJITSU | AOU96RLAVL | Mixed Ducted and Non-Ducted Indoor Units | 92000 | 11.6 | 22.1 | 103000 | 3.76 | 73000 | 2.49 | 1917.5
202583519 | FUJITSU | AOU120RLAVL | Mixed Ducted and Non-Ducted Indoor Units | 114000 | 11.6 | 22.55 | 129000 | 3.7 | 87000 | 2.38 | 2375
6687539 | FUJITSU | AOUA72TLBV | Non-Ducted Indoor Units | 69000 | 12.5 | 24.1 | 77000 | 4.06 | 56000 | 2.53 | 1437.5
6687541 | FUJITSU | AOUA96TLBV | Non-Ducted Indoor Units | 92000 | 11.7 | 23.6 | 103000 | 3.72 | 73000 | 2.46 | 1917.5
6687545 | FUJITSU | AOUA144TLBVG | Non-Ducted Indoor Units | 138000 | 11.4 | 22.2 | 154000 | 3.44 | 106000 | 2.28 | 2875
6687547 | FUJITSU | AOUA168TLBVG | Non-Ducted Indoor Units | 160000 | 11 | 22.2 | 180000 | 3.48 | 124000 | 2.32 | 3332.5
6687549 | FUJITSU | AOUA192TLBVG | Non-Ducted Indoor Units | 184000 | 11.2 | 24.3 | 206000 | 3.75 | 142000 | 2.49 | 3832.5
6687555 | FUJITSU | AOUA264TLBVG | Non-Ducted Indoor Units | 252000 | 10.9 | 20.8 | 282000 | 3.45 | 194000 | 2.29 | 5250
6687557 | FUJITSU | AOUA288TLBVG | Non-Ducted Indoor Units | 274000 | 10.6 | 20.8 | 308000 | 3.36 | 210000 | 2.29 | 5707.5
6691437 | FUJITSU | AOUA72TLBV | Mixed Ducted and Non-Ducted Indoor Units | 69000 | 12.4 | 22.05 | 77000 | 3.85 | 56000 | 2.45 | 1437.5
6691438 | FUJITSU | AOUA96TLBV | Mixed Ducted and Non-Ducted Indoor Units | 92000 | 11.5 | 21.9 | 103000 | 3.66 | 73000 | 2.44 | 1917.5
6691440 | FUJITSU | AOUA144TLBVG | Mixed Ducted and Non-Ducted Indoor Units | 138000 | 11.4 | 21.3 | 154000 | 3.44 | 106000 | 2.28 | 2875
6691441 | FUJITSU | AOUA168TLBVG | Mixed Ducted and Non-Ducted Indoor Units | 160000 | 11 | 21.1 | 180000 | 3.48 | 124000 | 2.32 | 3332.5
6691442 | FUJITSU | AOUA192TLBVG | Mixed Ducted and Non-Ducted Indoor Units | 184000 | 11.15 | 22.4 | 206000 | 3.66 | 142000 | 2.42 | 3832.5
6691445 | FUJITSU | AOUA264TLBVG | Mixed Ducted and Non-Ducted Indoor Units | 252000 | 10.9 | 20.45 | 282000 | 3.42 | 194000 | 2.28 | 5250
6691446 | FUJITSU | AOUA288TLBVG | Mixed Ducted and Non-Ducted Indoor Units | 274000 | 10.6 | 20.45 | 308000 | 3.33 | 210000 | 2.28 | 5707.5
7850818 | FUJITSU | AOUA72TLCV | Non-Ducted Indoor Units | 69000 | 12.5 | 24.1 | 77000 | 4.06 | 56000 | 2.53 | 1437.5
7850820 | FUJITSU | AOUA96TLCV | Non-Ducted Indoor Units | 92000 | 11.7 | 23.6 | 103000 | 3.72 | 73000 | 2.46 | 1917.5
7850824 | FUJITSU | AOUA144TLCVG | Non-Ducted Indoor Units | 138000 | 11.4 | 22.2 | 154000 | 3.44 | 106000 | 2.28 | 2875
7850826 | FUJITSU | AOUA168TLCVG | Non-Ducted Indoor Units | 160000 | 11 | 22.2 | 180000 | 3.48 | 124000 | 2.32 | 3332.5
7850828 | FUJITSU | AOUA192TLCVG | Non-Ducted Indoor Units | 184000 | 11.2 | 24.3 | 206000 | 3.75 | 142000 | 2.49 | 3832.5
7850834 | FUJITSU | AOUA264TLCVG | Non-Ducted Indoor Units | 252000 | 10.9 | 20.8 | 282000 | 3.45 | 194000 | 2.29 | 5250
7850836 | FUJITSU | AOUA288TLCVG | Non-Ducted Indoor Units | 274000 | 10.6 | 20.8 | 308000 | 3.36 | 210000 | 2.29 | 5707.5
7850838 | FUJITSU | AOUA72RLCV | Non-Ducted Indoor Units | 69000 | 12.5 | 24.1 | 77000 | 4.06 | 56000 | 2.53 | 1437.5
7850840 | FUJITSU | AOUA96RLCV | Non-Ducted Indoor Units | 92000 | 11.7 | 23.6 | 103000 | 3.72 | 73000 | 2.46 | 1917.5
7850844 | FUJITSU | AOUA144RLCVG | Non-Ducted Indoor Units | 138000 | 11.4 | 22.2 | 154000 | 3.44 | 106000 | 2.28 | 2875
7850846 | FUJITSU | AOUA168RLCVG | Non-Ducted Indoor Units | 160000 | 11 | 22.2 | 180000 | 3.48 | 124000 | 2.32 | 3332.5
7850848 | FUJITSU | AOUA192RLCVG | Non-Ducted Indoor Units | 184000 | 11.2 | 24.3 | 206000 | 3.75 | 142000 | 2.49 | 3832.5
7850854 | FUJITSU | AOUA264RLCVG | Non-Ducted Indoor Units | 252000 | 10.9 | 20.8 | 282000 | 3.45 | 194000 | 2.29 | 5250
7850856 | FUJITSU | AOUA288RLCVG | Non-Ducted Indoor Units | 274000 | 10.6 | 20.8 | 308000 | 3.36 | 210000 | 2.29 | 5707.5
7850858 | FUJITSU | AOUA72TLCV | Mixed Ducted and Non-Ducted Indoor Units | 69000 | 12.4 | 22.05 | 77000 | 3.85 | 56000 | 2.45 | 1437.5
7850859 | FUJITSU | AOUA96TLCV | Mixed Ducted and Non-Ducted Indoor Units | 92000 | 11.5 | 21.9 | 103000 | 3.66 | 73000 | 2.44 | 1917.5
7850861 | FUJITSU | AOUA144TLCVG | Mixed Ducted and Non-Ducted Indoor Units | 138000 | 11.4 | 21.3 | 154000 | 3.44 | 106000 | 2.28 | 2875
7850862 | FUJITSU | AOUA168TLCVG | Mixed Ducted and Non-Ducted Indoor Units | 160000 | 11 | 21.1 | 180000 | 3.48 | 124000 | 2.32 | 3332.5
7850863 | FUJITSU | AOUA192TLCVG | Mixed Ducted and Non-Ducted Indoor Units | 184000 | 11.15 | 22.4 | 206000 | 3.66 | 142000 | 2.42 | 3832.5
7850866 | FUJITSU | AOUA264TLCVG | Mixed Ducted and Non-Ducted Indoor Units | 252000 | 10.9 | 20.45 | 282000 | 3.42 | 194000 | 2.28 | 5250
7850867 | FUJITSU | AOUA288TLCVG | Mixed Ducted and Non-Ducted Indoor Units | 274000 | 10.6 | 20.45 | 308000 | 3.33 | 210000 | 2.28 | 5707.5
7850868 | FUJITSU | AOUA72RLCV | Mixed Ducted and Non-Ducted Indoor Units | 69000 | 12.4 | 22.05 | 77000 | 3.85 | 56000 | 2.45 | 1437.5
7850869 | FUJITSU | AOUA96RLCV | Mixed Ducted and Non-Ducted Indoor Units | 92000 | 11.5 | 21.9 | 103000 | 3.66 | 73000 | 2.44 | 1917.5
7850871 | FUJITSU | AOUA144RLCVG | Mixed Ducted and Non-Ducted Indoor Units | 138000 | 11.4 | 21.3 | 154000 | 3.44 | 106000 | 2.28 | 2875
7850872 | FUJITSU | AOUA168RLCVG | Mixed Ducted and Non-Ducted Indoor Units | 160000 | 11 | 21.1 | 180000 | 3.48 | 124000 | 2.32 | 3332.5
7850873 | FUJITSU | AOUA192RLCVG | Mixed Ducted and Non-Ducted Indoor Units | 184000 | 11.15 | 22.4 | 206000 | 3.66 | 142000 | 2.42 | 3832.5
7850876 | FUJITSU | AOUA264RLCVG | Mixed Ducted and Non-Ducted Indoor Units | 252000 | 10.9 | 20.45 | 282000 | 3.42 | 194000 | 2.28 | 5250
7850877 | FUJITSU | AOUA288RLCVG | Mixed Ducted and Non-Ducted Indoor Units | 274000 | 10.6 | 20.45 | 308000 | 3.33 | 210000 | 2.28 | 5707.5
9990277 | FUJITSU | AOUA72RLBV1 | Non-Ducted Indoor Units | 69000 | 12.5 | 24.1 | 77000 | 4.06 | 56000 | 2.53 | 1437.5
9990278 | FUJITSU | AOUA96RLBV1 | Non-Ducted Indoor Units | 92000 | 11.7 | 23.6 | 103000 | 3.72 | 73000 | 2.46 | 1917.5
9990280 | FUJITSU | AOUA144RLBVG1 | Non-Ducted Indoor Units | 138000 | 11.4 | 22.2 | 154000 | 3.44 | 106000 | 2.28 | 2875
9990281 | FUJITSU | AOUA168RLBVG1 | Non-Ducted Indoor Units | 160000 | 11 | 22.2 | 180000 | 3.48 | 124000 | 2.32 | 3332.5
9990282 | FUJITSU | AOUA192RLBVG1 | Non-Ducted Indoor Units | 184000 | 11.2 | 24.3 | 206000 | 3.75 | 142000 | 2.49 | 3832.5
9990285 | FUJITSU | AOUA264RLBVG1 | Non-Ducted Indoor Units | 252000 | 10.9 | 20.8 | 282000 | 3.45 | 194000 | 2.29 | 5250
9990286 | FUJITSU | AOUA288RLBVG1 | Non-Ducted Indoor Units | 274000 | 10.6 | 20.8 | 308000 | 3.36 | 210000 | 2.29 | 5707.5
9990290 | FUJITSU | AOUA72RLBV1 | Mixed Ducted and Non-Ducted Indoor Units | 69000 | 12.4 | 22.05 | 77000 | 3.85 | 56000 | 2.45 | 1437.5
9990291 | FUJITSU | AOUA96RLBV1 | Mixed Ducted and Non-Ducted Indoor Units | 92000 | 11.5 | 21.9 | 103000 | 3.66 | 73000 | 2.44 | 1917.5
9990309 | FUJITSU | AOUA144RLBVG1 | Mixed Ducted and Non-Ducted Indoor Units | 138000 | 11.4 | 21.3 | 154000 | 3.44 | 106000 | 2.28 | 2875
9990310 | FUJITSU | AOUA168RLBVG1 | Mixed Ducted and Non-Ducted Indoor Units | 160000 | 11 | 21.1 | 180000 | 3.48 | 124000 | 2.32 | 3332.5
9990311 | FUJITSU | AOUA192RLBVG1 | Mixed Ducted and Non-Ducted Indoor Units | 184000 | 11.15 | 22.4 | 206000 | 3.66 | 142000 | 2.42 | 3832.5
9990314 | FUJITSU | AOUA264RLBVG1 | Mixed Ducted and Non-Ducted Indoor Units | 252000 | 10.9 | 20.45 | 282000 | 3.42 | 194000 | 2.28 | 5250
9990315 | FUJITSU | AOUA288RLBVG1 | Mixed Ducted and Non-Ducted Indoor Units | 274000 | 10.6 | 20.45 | 308000 | 3.33 | 210000 | 2.28 | 5707.5
212437182 | GREE | GMV-VQ72WM/C-F(U) | Non-Ducted Indoor Units | 69000 | 13 | 28.7 | 77000 | 4.06 | 58000 | 2.25 | 1437.5
212437183 | GREE | GMV-VQ96WM/C-F(U) | Non-Ducted Indoor Units | 92000 | 12.5 | 25.9 | 103000 | 4.1 | 72000 | 2.25 | 1917.5
212437184 | GREE | GMV-VQ120WM/C-F(U) | Non-Ducted Indoor Units | 114000 | 11.8 | 24.7 | 129000 | 4.01 | 81000 | 2.25 | 2375
212437185 | GREE | GMV-VQ72WM/C-F(U) | Ducted Indoor Units | 69000 | 12.7 | 23 | 77000 | 3.86 | 58000 | 2.25 | 1437.5
212437186 | GREE | GMV-VQ96WM/C-F(U) | Ducted Indoor Units | 92000 | 12.3 | 21.1 | 103000 | 3.67 | 72000 | 2.25 | 1917.5
212437187 | GREE | GMV-VQ120WM/C-F(U) | Ducted Indoor Units | 114000 | 11.7 | 21.1 | 129000 | 3.64 | 81000 | 2.25 | 2375
213885853 | GREE | GMV-VQ72WM/C-F(U) | Non-Ducted Indoor Units | 69000 | 11.8 | 23.8 | 77000 | 4.4 | 68000 | 2.25 | 1437.5
213885857 | GREE | GMV-VQ96WM/C-F(U) | Ducted Indoor Units | 92000 | 11.6 | 20.2 | 103000 | 3.9 | 78000 | 2.25 | 1917.5
10032811 | GREE | GMV-264WM/B-F(U) | Non-Ducted Indoor Units | 250000 | 10.5 | 20.5 | 282000 | 3.35 | 186000 | 2.2 | 5207.5
10035095 | GREE | GMV-288WM/B-F(U) | Non-Ducted Indoor Units | 274000 | 10.2 | 20.5 | 308000 | 3.3 | 200000 | 2.2 | 5707.5
10267488 | GREE | GMV-288WM/B-U(U) | Non-Ducted Indoor Units | 274000 | 10.2 | 20.5 | 308000 | 3.3 | 200000 | 2.2 | 5707.5
10267489 | GREE | GMV-288WM/B-U(U) | Mixed Ducted and Non-Ducted Indoor Units | 274000 | 10.35 | 20.25 | 308000 | 3.27 | 200000 | 2.2 | 5707.5
10267485 | GREE | GMV-264WM/B-U(U) | Non-Ducted Indoor Units | 250000 | 10.5 | 20.5 | 282000 | 3.35 | 186000 | 2.2 | 5207.5
10267486 | GREE | GMV-264WM/B-U(U) | Mixed Ducted and Non-Ducted Indoor Units | 250000 | 10.5 | 20.5 | 282000 | 3.32 | 186000 | 2.2 | 5207.5
10267492 | GREE | GMV-312WM/B-U(U) | Mixed Ducted and Non-Ducted Indoor Units | 296000 | 10.35 | 20 | 334000 | 3.25 | 206000 | 2.2 | 6167.5
10267498 | GREE | GMV-360WM/B-U(U) | Mixed Ducted and Non-Ducted Indoor Units | 342000 | 10.2 | 19.25 | 384000 | 3.25 | 250000 | 2.2 | 7125
10267505 | GREE | GMV-96WM/B-U(U) | Mixed Ducted and Non-Ducted Indoor Units | 92000 | 11.9 | 22.5 | 103000 | 3.65 | 67000 | 2.44 | 1917.5
7849629 | GREE | GMV-96WM/B-F(U) | Mixed Ducted and Non-Ducted Indoor Units | 92000 | 11.9 | 23 | 103000 | 3.65 | 67000 | 2.44 | 1917.5
203400954 | GREE | GMV-Q120WM/B-U(U) | Non-Ducted Indoor Units | 114000 | 11.5 | 22 | 126000 | 3.5 | 81000 | 2.25 | 2375
203266412 | GREE | GMV-Q120WM/B-F(U) | Non-Ducted Indoor Units | 114000 | 11.5 | 22 | 126000 | 3.5 | 81000 | 2.25 | 2375
10342541 | GREE | GMV-Q144WM/B-F(U) | Non-Ducted Indoor Units | 134000 | 11.6 | 23 | 150000 | 3.65 | 106000 | 2.35 | 2792.5
10344560 | GREE | GMV-Q216WM/B-F(U) | Non-Ducted Indoor Units | 200000 | 11.2 | 21 | 226000 | 3.3 | 160000 | 2.1 | 4167.5
10341433 | GREE | GMV-Q72WM/B-U(U) | Non-Ducted Indoor Units | 67000 | 11.5 | 22 | 75000 | 3.4 | 51000 | 2.4 | 1395
10341439 | GREE | GMV-Q144WM/B-U(U) | Non-Ducted Indoor Units | 134000 | 11.6 | 23 | 150000 | 3.65 | 106000 | 2.35 | 2792.5
10341446 | GREE | GMV-Q216WM/B-U(U) | Non-Ducted Indoor Units | 200000 | 11.2 | 21 | 226000 | 3.3 | 160000 | 2.1 | 4167.5
10032555 | GREE | GMV-264WM/B-F(U) | Ducted Indoor Units | 250000 | 10.5 | 20.5 | 282000 | 3.3 | 186000 | 2.2 | 5207.5
8176006 | GREE | GMV-192WM/B-F(U) | Non-Ducted Indoor Units | 184000 | 11.3 | 23 | 206000 | 3.4 | 134000 | 2.1 | 3832.5
8176007 | GREE | GMV-216WM/B-F(U) | Non-Ducted Indoor Units | 206000 | 11 | 24.7 | 230000 | 3.52 | 150000 | 2.25 | 4292.5
7835428 | GREE | GMV-96WM/B-F(U) | Non-Ducted Indoor Units | 92000 | 12.6 | 26 | 103000 | 3.9 | 67000 | 2.5 | 1917.5
8849290 | GREE | GMV-Q72WM/B-F(U) | Non-Ducted Indoor Units | 67000 | 11.5 | 22 | 75000 | 3.4 | 51000 | 2.4 | 1395
9964029 | GREE | GMV-360WM/B-F(U) | Ducted Indoor Units | 342000 | 10.5 | 19 | 384000 | 3.25 | 250000 | 2.2 | 7125
10267504 | GREE | GMV-96WM/B-U(U) | Non-Ducted Indoor Units | 92000 | 12.6 | 26 | 103000 | 3.9 | 67000 | 2.5 | 1917.5
10267496 | GREE | GMV-360WM/B-U(U) | Ducted Indoor Units | 342000 | 10.5 | 19 | 384000 | 3.25 | 250000 | 2.2 | 7125
10267497 | GREE | GMV-360WM/B-U(U) | Non-Ducted Indoor Units | 342000 | 9.9 | 19.5 | 384000 | 3.25 | 250000 | 2.2 | 7125
10267493 | GREE | GMV-336WM/B-U(U) | Ducted Indoor Units | 320000 | 10.5 | 19 | 360000 | 3.25 | 210000 | 2.2 | 6667.5
10267487 | GREE | GMV-288WM/B-U(U) | Ducted Indoor Units | 274000 | 10.5 | 20 | 308000 | 3.25 | 200000 | 2.2 | 5707.5
10267490 | GREE | GMV-312WM/B-U(U) | Ducted Indoor Units | 296000 | 10.5 | 20 | 334000 | 3.25 | 206000 | 2.2 | 6167.5
10267491 | GREE | GMV-312WM/B-U(U) | Non-Ducted Indoor Units | 296000 | 10.2 | 20 | 334000 | 3.25 | 206000 | 2.2 | 6167.5
10267484 | GREE | GMV-264WM/B-U(U) | Ducted Indoor Units | 250000 | 10.5 | 20.5 | 282000 | 3.3 | 186000 | 2.2 | 5207.5
10267479 | GREE | GMV-216WM/B-U(U) | Non-Ducted Indoor Units | 206000 | 11 | 23 | 230000 | 3.52 | 150000 | 2.25 | 4292.5
10267476 | GREE | GMV-192WM/B-U(U) | Non-Ducted Indoor Units | 184000 | 11.3 | 23 | 206000 | 3.4 | 134000 | 2.1 | 3832.5
10035096 | GREE | GMV-312WM/B-F(U) | Ducted Indoor Units | 296000 | 10.5 | 20 | 334000 | 3.25 | 206000 | 2.2 | 6167.5
10035094 | GREE | GMV-288WM/B-F(U) | Ducted Indoor Units | 274000 | 10.5 | 20 | 308000 | 3.25 | 200000 | 2.2 | 5707.5
10035097 | GREE | GMV-312WM/B-F(U) | Non-Ducted Indoor Units | 296000 | 10.2 | 20 | 334000 | 3.25 | 206000 | 2.2 | 6167.5
10035098 | GREE | GMV-336WM/B-F(U) | Ducted Indoor Units | 320000 | 10.5 | 19 | 360000 | 3.25 | 210000 | 2.2 | 6667.5
204793015 | HAIER | MVHP072ME2CA* | Ducted Indoor Units | 69000 | 12.1 | 21 | 77000 | 3.6 | 54000 | 2.5 | 1437.5
204793016 | HAIER | MVHP072ME2CA* | Non-Ducted Indoor Units | 69000 | 13.5 | 25 | 77000 | 3.6 | 54000 | 2.5 | 1437.5
204793017 | HAIER | MVHR072ME2CA* | Ducted Indoor Units | 69000 | 11.9 | 20 | 77000 | 3.6 | 54000 | 2.5 | 1437.5
204793018 | HAIER | MVHR072ME2CA* | Non-Ducted Indoor Units | 69000 | 13 | 24.5 | 77000 | 3.6 | 54000 | 2.5 | 1437.5
204793019 | HAIER | MVHP096ME2CA* | Ducted Indoor Units | 92000 | 12.1 | 22.8 | 103000 | 3.6 | 72000 | 2.5 | 1917.5
204793020 | HAIER | MVHP096ME2CA* | Non-Ducted Indoor Units | 92000 | 12 | 23 | 103000 | 3.6 | 72000 | 2.5 | 1917.5
204793021 | HAIER | MVHR096ME2CA* | Ducted Indoor Units | 92000 | 11.9 | 21.8 | 103000 | 3.6 | 72000 | 2.5 | 1917.5
204793022 | HAIER | MVHR096ME2CA* | Non-Ducted Indoor Units | 92000 | 12.3 | 23 | 103000 | 3.6 | 72000 | 2.5 | 1917.5
204793023 | HAIER | MVHP120ME2CA* | Ducted Indoor Units | 115000 | 12.1 | 23 | 129000 | 3.6 | 84000 | 2.5 | 2395
204793024 | HAIER | MVHP120ME2CA* | Non-Ducted Indoor Units | 115000 | 12.1 | 22 | 129000 | 3.6 | 84000 | 2.5 | 2395
204793025 | HAIER | MVHR120ME2CA* | Ducted Indoor Units | 115000 | 11.9 | 21.9 | 129000 | 3.6 | 84000 | 2.5 | 2395
204793026 | HAIER | MVHR120ME2CA* | Non-Ducted Indoor Units | 115000 | 11.9 | 22 | 129000 | 3.6 | 84000 | 2.5 | 2395
204793027 | HAIER | MVHP144ME2CA* | Ducted Indoor Units | 138000 | 11.7 | 21.8 | 154000 | 3.5 | 108000 | 2.3 | 2875
204793028 | HAIER | MVHP144ME2CA* | Non-Ducted Indoor Units | 138000 | 11.6 | 22 | 154000 | 3.5 | 108000 | 2.3 | 2875
204793029 | HAIER | MVHR144ME2CA* | Ducted Indoor Units | 138000 | 11 | 20.8 | 154000 | 3.5 | 108000 | 2.3 | 2875
204793030 | HAIER | MVHR144ME2CA* | Non-Ducted Indoor Units | 138000 | 11.4 | 22 | 154000 | 3.5 | 108000 | 2.3 | 2875
205749941 | HAIER | MVHP168ME2CA* | Ducted Indoor Units | 161000 | 11.4 | 21.6 | 180000 | 3.4 | 126000 | 2.3 | 3355
205749942 | HAIER | MVHR168ME2CA* | Ducted Indoor Units | 161000 | 11.2 | 20.7 | 180000 | 3.4 | 126000 | 2.3 | 3355
205749943 | HAIER | MVHP192ME2CA* | Ducted Indoor Units | 184000 | 11.1 | 20.6 | 206000 | 3.3 | 138000 | 2.3 | 3832.5
205749944 | HAIER | MVHR192ME2CA* | Ducted Indoor Units | 184000 | 11.2 | 19.7 | 206000 | 3.3 | 138000 | 2.3 | 3832.5
205749966 | HAIER | MVHP168ME2CA* | Non-Ducted Indoor Units | 161000 | 11.6 | 22.6 | 180000 | 3.4 | 126000 | 2.3 | 3355
205749967 | HAIER | MVHR168ME2CA* | Non-Ducted Indoor Units | 161000 | 11.4 | 22 | 180000 | 3.4 | 126000 | 2.3 | 3355
205749968 | HAIER | MVHP192ME2CA* | Non-Ducted Indoor Units | 184000 | 11.6 | 21.4 | 206000 | 3.3 | 138000 | 2.3 | 3832.5
205749969 | HAIER | MVHR192ME2CA* | Non-Ducted Indoor Units | 184000 | 11.4 | 20.4 | 206000 | 3.4 | 138000 | 2.3 | 3832.5
205749970 | HAIER | MVHP216ME2CA* | Non-Ducted Indoor Units | 207000 | 11.5 | 20.9 | 232000 | 3.3 | 156000 | 2.3 | 4312.5
205749971 | HAIER | MVHR216ME2CA* | Non-Ducted Indoor Units | 207000 | 11.4 | 19.9 | 232000 | 3.3 | 156000 | 2.3 | 4312.5
206568879 | HAIER | MVHP072ME4CA* | Ducted Indoor Units | 69000 | 12.1 | 21 | 77000 | 3.6 | 54000 | 2.5 | 1437.5
206568881 | HAIER | MVHP072ME4CA* | Non-Ducted Indoor Units | 69000 | 13.5 | 25 | 77000 | 3.6 | 54000 | 2.5 | 1437.5
206568882 | HAIER | MVHR072ME4CA* | Ducted Indoor Units | 69000 | 11.9 | 20 | 77000 | 3.6 | 54000 | 2.5 | 1437.5
206568883 | HAIER | MVHR072ME4CA* | Non-Ducted Indoor Units | 69000 | 13 | 24.5 | 77000 | 3.6 | 54000 | 2.5 | 1437.5
206568885 | HAIER | MVHP096ME4CA* | Ducted Indoor Units | 92000 | 12.1 | 22.8 | 103000 | 3.6 | 72000 | 2.5 | 1917.5
206568886 | HAIER | MVHP096ME4CA* | Non-Ducted Indoor Units | 92000 | 12 | 23 | 103000 | 3.6 | 72000 | 2.5 | 1917.5
206568887 | HAIER | MVHR096ME4CA* | Ducted Indoor Units | 92000 | 11.9 | 21.8 | 103000 | 3.6 | 72000 | 2.5 | 1917.5
206568888 | HAIER | MVHR096ME4CA* | Non-Ducted Indoor Units | 92000 | 12.3 | 23 | 103000 | 3.6 | 72000 | 2.5 | 1917.5
206568890 | HAIER | MVHP120ME4CA* | Ducted Indoor Units | 115000 | 12.1 | 23 | 129000 | 3.6 | 84000 | 2.5 | 2395
206568891 | HAIER | MVHP120ME4CA* | Non-Ducted Indoor Units | 115000 | 12.1 | 22 | 129000 | 3.6 | 84000 | 2.5 | 2395
206568892 | HAIER | MVHR120ME4CA* | Ducted Indoor Units | 115000 | 11.9 | 21.9 | 129000 | 3.6 | 84000 | 2.5 | 2395
206568893 | HAIER | MVHR120ME4CA* | Non-Ducted Indoor Units | 115000 | 11.9 | 22 | 129000 | 3.6 | 84000 | 2.5 | 2395
206568895 | HAIER | MVHP144ME4CA* | Ducted Indoor Units | 138000 | 11.7 | 21.8 | 154000 | 3.5 | 108000 | 2.3 | 2875
206568896 | HAIER | MVHP144ME4CA* | Non-Ducted Indoor Units | 138000 | 11.6 | 22 | 154000 | 3.5 | 108000 | 2.3 | 2875
206568897 | HAIER | MVHR144ME4CA* | Ducted Indoor Units | 138000 | 11 | 20.8 | 154000 | 3.5 | 108000 | 2.3 | 2875
206568898 | HAIER | MVHR144ME4CA* | Non-Ducted Indoor Units | 138000 | 11.4 | 22 | 154000 | 3.5 | 108000 | 2.3 | 2875
207168488 | HAIER | MVHP168ME4CA* | Ducted Indoor Units | 161000 | 11.4 | 21.6 | 180000 | 3.4 | 126000 | 2.3 | 3355
207168489 | HAIER | MVHP168ME4CA* | Non-Ducted Indoor Units | 161000 | 11.6 | 22.6 | 180000 | 3.4 | 126000 | 2.3 | 3355
207168490 | HAIER | MVHR168ME4CA* | Ducted Indoor Units | 161000 | 11.2 | 20.7 | 180000 | 3.4 | 126000 | 2.3 | 3355
207168491 | HAIER | MVHR168ME4CA* | Non-Ducted Indoor Units | 161000 | 11.4 | 22 | 180000 | 3.4 | 126000 | 2.3 | 3355
207168492 | HAIER | MVHP192ME4CA* | Ducted Indoor Units | 184000 | 11.1 | 20.6 | 206000 | 3.3 | 138000 | 2.3 | 3832.5
207168493 | HAIER | MVHP192ME4CA* | Non-Ducted Indoor Units | 184000 | 11.6 | 21.4 | 206000 | 3.3 | 138000 | 2.3 | 3832.5
207168494 | HAIER | MVHR192ME4CA* | Ducted Indoor Units | 184000 | 11.2 | 19.7 | 206000 | 3.3 | 138000 | 2.3 | 3832.5
207168495 | HAIER | MVHR192ME4CA* | Non-Ducted Indoor Units | 184000 | 11.4 | 20.4 | 206000 | 3.4 | 138000 | 2.3 | 3832.5
207168497 | HAIER | MVHP216ME4CA* | Non-Ducted Indoor Units | 207000 | 11.5 | 20.9 | 232000 | 3.3 | 156000 | 2.3 | 4312.5
207168499 | HAIER | MVHR216ME4CA* | Non-Ducted Indoor Units | 207000 | 11.4 | 19.9 | 232000 | 3.3 | 156000 | 2.3 | 4312.5
214065405 | HAIER | MVHQ216ME4CA* | Ducted Indoor Units | 206000 | 11.3 | 20.8 | 232000 | 3.3 | 156000 | 2.4 | 4292.5
214097889 | HAIER | MVHQ216ME2CA* | Ducted Indoor Units | 206000 | 11.3 | 20.8 | 232000 | 3.3 | 156000 | 2.4 | 4292.5
214229577 | HAIER | MVHQ168ME2CA* | Ducted Indoor Units | 160000 | 11.5 | 21.5 | 180000 | 3.4 | 122000 | 2.4 | 3332.5
214229578 | HAIER | MVHQ168ME2CA* | Non-Ducted Indoor Units | 160000 | 11.4 | 23.2 | 180000 | 3.6 | 122000 | 2.5 | 3332.5
214229579 | HAIER | MVHQ168ME4CA* | Ducted Indoor Units | 160000 | 11.5 | 21.5 | 180000 | 3.4 | 122000 | 2.4 | 3332.5
214229580 | HAIER | MVHQ168ME4CA* | Non-Ducted Indoor Units | 160000 | 11.4 | 23.2 | 180000 | 3.6 | 122000 | 2.5 | 3332.5
214264484 | HAIER | MVHQ192ME2CA* | Ducted Indoor Units | 184000 | 11.3 | 21.1 | 206000 | 3.3 | 138000 | 2.4 | 3832.5
214264485 | HAIER | MVHQ192ME2CA* | Non-Ducted Indoor Units | 184000 | 11.2 | 22.2 | 206000 | 3.5 | 138000 | 2.4 | 3832.5
214264486 | HAIER | MVHQ192ME4CA* | Ducted Indoor Units | 184000 | 11.3 | 21.1 | 206000 | 3.3 | 138000 | 2.4 | 3832.5
214264487 | HAIER | MVHQ192ME4CA* | Non-Ducted Indoor Units | 184000 | 11.2 | 22.2 | 206000 | 3.5 | 138000 | 2.4 | 3832.5
214289936 | HAIER | MVHQ072ME2CA* | Ducted Indoor Units | 69000 | 12 | 20.5 | 77000 | 3.5 | 53000 | 2.4 | 1437.5
214289937 | HAIER | MVHQ072ME2CA* | Non-Ducted Indoor Units | 69000 | 12.6 | 23.6 | 77000 | 3.5 | 53000 | 2.4 | 1437.5
214289938 | HAIER | MVHQ072ME4CA* | Ducted Indoor Units | 69000 | 12 | 20.5 | 77000 | 3.5 | 53000 | 2.4 | 1437.5
214289939 | HAIER | MVHQ072ME4CA* | Non-Ducted Indoor Units | 69000 | 12.6 | 23.6 | 77000 | 3.5 | 53000 | 2.4 | 1437.5
214289957 | HAIER | MVHQ096ME2CA* | Ducted Indoor Units | 91000 | 12.2 | 21.8 | 103000 | 3.5 | 72000 | 2.4 | 1895
214289958 | HAIER | MVHQ096ME2CA* | Non-Ducted Indoor Units | 91000 | 11.9 | 23.1 | 103000 | 3.5 | 72000 | 2.4 | 1895
214289959 | HAIER | MVHQ096ME4CA* | Ducted Indoor Units | 91000 | 12.2 | 21.8 | 103000 | 3.5 | 72000 | 2.4 | 1895
214289960 | HAIER | MVHQ096ME4CA* | Non-Ducted Indoor Units | 91000 | 11.9 | 23.1 | 103000 | 3.5 | 72000 | 2.4 | 1895
214289973 | HAIER | MVHQ120ME2CA* | Non-Ducted Indoor Units | 115000 | 11.6 | 23 | 129000 | 3.5 | 84000 | 2.5 | 2395
214289975 | HAIER | MVHQ120ME4CA* | Non-Ducted Indoor Units | 115000 | 11.6 | 23 | 129000 | 3.5 | 84000 | 2.5 | 2395
214608165 | HAIER | MVHQ264ME2CA* | Ducted Indoor Units | 252000 | 9.8 | 19.4 | 282000 | 3.3 | 192000 | 2.3 | 5250
214608166 | HAIER | MVHQ264ME2CA* | Non-Ducted Indoor Units | 252000 | 10.1 | 18.8 | 282000 | 3.3 | 192000 | 2.3 | 5250
214608167 | HAIER | MVHQ264ME4CA* | Ducted Indoor Units | 252000 | 9.8 | 19.4 | 282000 | 3.3 | 192000 | 2.3 | 5250
214608168 | HAIER | MVHQ264ME4CA* | Non-Ducted Indoor Units | 252000 | 10.1 | 18.8 | 282000 | 3.3 | 192000 | 2.3 | 5250
210135410 | HISENSE | AVWT - 96FFFH | Non-Ducted Indoor Units | 92000 | 13.2 | 29.7 | 100000 | 3.98 | 70000 | 2.57 | 1917.5
210135412 | HISENSE | AVWT - 120FFFH | Non-Ducted Indoor Units | 114000 | 13 | 29.4 | 126000 | 4.17 | 81000 | 2.73 | 2375
210135414 | HISENSE | AVWT - 144FFFH | Non-Ducted Indoor Units | 138000 | 11.4 | 25.5 | 150000 | 3.5 | 105000 | 2.41 | 2875
210135416 | HISENSE | AVWT - 192FFFH | Non-Ducted Indoor Units | 184000 | 11.2 | 24.5 | 200000 | 3.4 | 140000 | 2.43 | 3832.5
210135419 | HISENSE | AVWT - 168FFFH | Non-Ducted Indoor Units | 160000 | 11.1 | 24.1 | 170000 | 3.39 | 115000 | 2.28 | 3332.5
210135420 | HISENSE | AVWT - 72FFFH | Non-Ducted Indoor Units | 69000 | 13.9 | 29.1 | 75000 | 4.03 | 52500 | 2.61 | 1437.5
210135423 | HISENSE | AVWT - 72FFFH | Mixed Ducted and Non-Ducted Indoor Units | 69000 | 12.65 | 25.5 | 75000 | 3.71 | 52500 | 2.43 | 1437.5
210135424 | HISENSE | AVWT - 96FFFH | Mixed Ducted and Non-Ducted Indoor Units | 92000 | 12.15 | 25.75 | 100000 | 3.74 | 70000 | 2.44 | 1917.5
210135425 | HISENSE | AVWT - 120FFFH | Mixed Ducted and Non-Ducted Indoor Units | 114000 | 12.05 | 25.5 | 126000 | 3.79 | 81000 | 2.52 | 2375
210691222 | HISENSE | AVWT-96FHFSHA | Non-Ducted Indoor Units | 92000 | 13.2 | 29.7 | 100000 | 3.98 | 70000 | 2.57 | 1917.5
210691223 | HISENSE | AVWT-96FHFSHA | Mixed Ducted and Non-Ducted Indoor Units | 92000 | 12.15 | 25.75 | 100000 | 3.74 | 70000 | 2.44 | 1917.5
210691225 | HISENSE | AVWT-120FHFSHA | Non-Ducted Indoor Units | 114000 | 13 | 29.4 | 126000 | 4.17 | 81000 | 2.73 | 2375
210691226 | HISENSE | AVWT-120FHFSHA | Mixed Ducted and Non-Ducted Indoor Units | 114000 | 12.05 | 25.5 | 126000 | 3.79 | 81000 | 2.52 | 2375
210691228 | HISENSE | AVWT-144FHFSHA | Non-Ducted Indoor Units | 138000 | 11.4 | 25.5 | 150000 | 3.5 | 105000 | 2.41 | 2875
210691231 | HISENSE | AVWT-168FHFSHA | Non-Ducted Indoor Units | 160000 | 11.1 | 24.1 | 170000 | 3.39 | 115000 | 2.28 | 3332.5
210691234 | HISENSE | AVWT-192FHFSHA | Non-Ducted Indoor Units | 184000 | 11.2 | 24.5 | 200000 | 3.4 | 140000 | 2.43 | 3832.5
210691236 | HISENSE | AVWT-216FHFSHA | Ducted Indoor Units | 206000 | 11.1 | 20.7 | 226000 | 3.4 | 150000 | 2.32 | 4292.5
210691237 | HISENSE | AVWT-216FHFSHA | Non-Ducted Indoor Units | 206000 | 12.4 | 23.2 | 226000 | 3.88 | 150000 | 2.52 | 4292.5
210691238 | HISENSE | AVWT-216FHFSHA | Mixed Ducted and Non-Ducted Indoor Units | 206000 | 11.75 | 21.95 | 226000 | 3.64 | 150000 | 2.42 | 4292.5
210691239 | HISENSE | AVWT-240FHFSHA | Ducted Indoor Units | 228000 | 11.1 | 20.4 | 252000 | 3.35 | 162000 | 2.32 | 4750
210691240 | HISENSE | AVWT-240FHFSHA | Non-Ducted Indoor Units | 228000 | 12.4 | 22.8 | 252000 | 3.8 | 162000 | 2.59 | 4750
210691241 | HISENSE | AVWT-240FHFSHA | Mixed Ducted and Non-Ducted Indoor Units | 228000 | 11.75 | 21.6 | 252000 | 3.57 | 162000 | 2.45 | 4750
210691242 | HISENSE | AVWT-264FHFSHA | Ducted Indoor Units | 252000 | 10.5 | 19.5 | 276000 | 3.28 | 186000 | 2.3 | 5250
210691243 | HISENSE | AVWT-264FHFSHA | Non-Ducted Indoor Units | 252000 | 11.5 | 20.9 | 276000 | 3.59 | 186000 | 2.41 | 5250
210691244 | HISENSE | AVWT-264FHFSHA | Mixed Ducted and Non-Ducted Indoor Units | 252000 | 11 | 20.2 | 276000 | 3.43 | 186000 | 2.35 | 5250
210691246 | HISENSE | AVWT-288FHFSHA | Non-Ducted Indoor Units | 276000 | 10.8 | 20.5 | 300000 | 3.33 | 210000 | 2.29 | 5750
210691247 | HISENSE | AVWT-288FHFSHA | Mixed Ducted and Non-Ducted Indoor Units | 276000 | 10.5 | 19.8 | 300000 | 3.28 | 210000 | 2.25 | 5750
210691249 | HISENSE | AVWT-312FHFSHA | Non-Ducted Indoor Units | 298000 | 10.7 | 19.8 | 320000 | 3.26 | 220000 | 2.22 | 6207.5
210691261 | HISENSE | AVWT-408FHFSHA | Non-Ducted Indoor Units | 388000 | 11 | 18.1 | 426000 | 3.4 | 290000 | 2.36 | 8082.5
210691262 | HISENSE | AVWT-408FHFSHA | Mixed Ducted and Non-Ducted Indoor Units | 388000 | 10.7 | 17.85 | 426000 | 3.3 | 290000 | 2.32 | 8082.5
210691264 | HISENSE | AVWT-432FHFSHA | Non-Ducted Indoor Units | 414000 | 10.8 | 18.3 | 450000 | 3.33 | 314000 | 2.29 | 8625
210691265 | HISENSE | AVWT-432FHFSHA | Mixed Ducted and Non-Ducted Indoor Units | 414000 | 10.5 | 17.95 | 450000 | 3.27 | 314000 | 2.26 | 8625
210691267 | HISENSE | AVWT-456FHFSHA | Non-Ducted Indoor Units | 436000 | 10.7 | 17.6 | 470000 | 3.29 | 324000 | 2.24 | 9082.5
210713380 | HISENSE | AVWT-72FHFSHA | Non-Ducted Indoor Units | 69000 | 13.9 | 29.1 | 75000 | 4.03 | 52500 | 2.61 | 1437.5
210713381 | HISENSE | AVWT-72FHFSHA | Mixed Ducted and Non-Ducted Indoor Units | 69000 | 12.65 | 25.5 | 75000 | 3.71 | 52500 | 2.43 | 1437.5
208685681 | HISENSE | AVWT-216FFFH | Ducted Indoor Units | 206000 | 11.1 | 20.7 | 226000 | 3.4 | 150000 | 2.32 | 4292.5
208685682 | HISENSE | AVWT-216FFFH | Non-Ducted Indoor Units | 206000 | 12.4 | 23.2 | 226000 | 3.88 | 150000 | 2.52 | 4292.5
208685683 | HISENSE | AVWT-216FFFH | Mixed Ducted and Non-Ducted Indoor Units | 206000 | 11.75 | 21.95 | 226000 | 3.64 | 150000 | 2.42 | 4292.5
208685684 | HISENSE | AVWT-240FFFH | Non-Ducted Indoor Units | 228000 | 12.4 | 22.8 | 252000 | 3.8 | 162000 | 2.59 | 4750
208685685 | HISENSE | AVWT-264FFFH | Ducted Indoor Units | 252000 | 10.5 | 19.5 | 276000 | 3.28 | 186000 | 2.3 | 5250
208685686 | HISENSE | AVWT-264FFFH | Non-Ducted Indoor Units | 252000 | 11.5 | 20.9 | 276000 | 3.59 | 186000 | 2.41 | 5250
208685687 | HISENSE | AVWT-264FFFH | Mixed Ducted and Non-Ducted Indoor Units | 252000 | 11 | 20.2 | 276000 | 3.43 | 186000 | 2.35 | 5250
208685689 | HISENSE | AVWT-288FFFH | Non-Ducted Indoor Units | 276000 | 10.8 | 20.5 | 300000 | 3.33 | 210000 | 2.29 | 5750
208685690 | HISENSE | AVWT-288FFFH | Mixed Ducted and Non-Ducted Indoor Units | 276000 | 10.5 | 19.8 | 300000 | 3.28 | 210000 | 2.25 | 5750
208685692 | HISENSE | AVWT-312FFFH | Non-Ducted Indoor Units | 298000 | 10.7 | 19.8 | 320000 | 3.26 | 220000 | 2.22 | 6207.5
208685704 | HISENSE | AVWT-408FFFH | Non-Ducted Indoor Units | 388000 | 11 | 18.1 | 426000 | 3.4 | 290000 | 2.36 | 8082.5
208685705 | HISENSE | AVWT-408FFFH | Mixed Ducted and Non-Ducted Indoor Units | 388000 | 10.7 | 17.85 | 426000 | 3.3 | 290000 | 2.32 | 8082.5
208685707 | HISENSE | AVWT-432FFFH | Non-Ducted Indoor Units | 414000 | 10.8 | 18.3 | 450000 | 3.33 | 314000 | 2.29 | 8625
208685708 | HISENSE | AVWT-432FFFH | Mixed Ducted and Non-Ducted Indoor Units | 414000 | 10.5 | 17.95 | 450000 | 3.27 | 314000 | 2.26 | 8625
208685710 | HISENSE | AVWT-456FFFH | Non-Ducted Indoor Units | 436000 | 10.7 | 17.6 | 470000 | 3.29 | 324000 | 2.24 | 9082.5
208685712 | HISENSE | AVWT-240FFFH | Ducted Indoor Units | 228000 | 11.1 | 20.4 | 252000 | 3.35 | 162000 | 2.32 | 4750
208685713 | HISENSE | AVWT-240FFFH | Mixed Ducted and Non-Ducted Indoor Units | 228000 | 11.75 | 21.6 | 252000 | 3.57 | 162000 | 2.45 | 4750
212924814 | HISENSE | AVWT-72FFFSHB | Ducted Indoor Units | 72000 | 12 | 19.5 | 81000 | 3.65 | 52500 | 2.45 | 1500
212924815 | HISENSE | AVWT-72FFFSHB | Non-Ducted Indoor Units | 72000 | 12.5 | 23 | 81000 | 4.25 | 52500 | 2.67 | 1500
212924816 | HISENSE | AVWT-96FFFSHB | Ducted Indoor Units | 96000 | 11.7 | 19.7 | 103000 | 3.75 | 70000 | 2.45 | 2000
212924817 | HISENSE | AVWT-96FFFSHB | Non-Ducted Indoor Units | 96000 | 12.5 | 22.6 | 103000 | 4.05 | 70000 | 2.55 | 2000
212924818 | HISENSE | AVWT-120FFFSHB | Ducted Indoor Units | 120000 | 12 | 20.65 | 129000 | 3.71 | 81000 | 2.4 | 2500
212924819 | HISENSE | AVWT-120FFFSHB | Non-Ducted Indoor Units | 120000 | 12 | 22.1 | 129000 | 3.9 | 81000 | 2.53 | 2500
212924820 | HISENSE | AVWT-144FFFSHB | Non-Ducted Indoor Units | 144000 | 12.2 | 20 | 162000 | 4.1 | 105000 | 2.45 | 3000
212924821 | HISENSE | AVWT-72FHFSHB | Ducted Indoor Units | 72000 | 12 | 19.5 | 81000 | 3.65 | 52500 | 2.45 | 1500
212924822 | HISENSE | AVWT-72FHFSHB | Non-Ducted Indoor Units | 72000 | 12.5 | 23 | 81000 | 4.25 | 52500 | 2.67 | 1500
212924823 | HISENSE | AVWT-96FHFSHB | Ducted Indoor Units | 96000 | 11.7 | 19.7 | 103000 | 3.75 | 70000 | 2.45 | 2000
212924824 | HISENSE | AVWT-96FHFSHB | Non-Ducted Indoor Units | 96000 | 12.5 | 22.6 | 103000 | 4.05 | 70000 | 2.55 | 2000
212924825 | HISENSE | AVWT-120FHFSHB | Ducted Indoor Units | 120000 | 12 | 20.65 | 129000 | 3.71 | 81000 | 2.4 | 2500
212924826 | HISENSE | AVWT-120FHFSHB | Non-Ducted Indoor Units | 120000 | 12 | 22.1 | 129000 | 3.9 | 81000 | 2.53 | 2500
212924827 | HISENSE | AVWT-144FHFSHB | Non-Ducted Indoor Units | 144000 | 12.2 | 20 | 162000 | 4.1 | 105000 | 2.45 | 3000
212924829 | HISENSE | AVWT-72FFFSHB | Mixed Ducted and Non-Ducted Indoor Units | 72000 | 12.25 | 21.25 | 81000 | 3.95 | 52500 | 2.56 | 1500
212924830 | HISENSE | AVWT-96FFFSHB | Mixed Ducted and Non-Ducted Indoor Units | 96000 | 12.1 | 21.15 | 103000 | 3.9 | 70000 | 2.5 | 2000
212924831 | HISENSE | AVWT-120FFFSHB | Mixed Ducted and Non-Ducted Indoor Units | 120000 | 12 | 21.37 | 129000 | 3.8 | 81000 | 2.46 | 2500
212924832 | HISENSE | AVWT-72FHFSHB | Mixed Ducted and Non-Ducted Indoor Units | 72000 | 12.25 | 21.25 | 81000 | 3.95 | 52500 | 2.56 | 1500
212924833 | HISENSE | AVWT-96FHFSHB | Mixed Ducted and Non-Ducted Indoor Units | 96000 | 12.1 | 21.15 | 103000 | 3.9 | 70000 | 2.5 | 2000
212924834 | HISENSE | AVWT-120FHFSHB | Mixed Ducted and Non-Ducted Indoor Units | 120000 | 12 | 21.37 | 129000 | 3.8 | 81000 | 2.46 | 2500
212928533 | HISENSE | AVWT-144FFFSHB | Ducted Indoor Units | 144000 | 12.5 | 18.5 | 162000 | 3.72 | 105000 | 2.45 | 3000
212928534 | HISENSE | AVWT-192FFFSHB | Ducted Indoor Units | 192000 | 11.5 | 19 | 206000 | 3.6 | 140000 | 2.37 | 4000
212928535 | HISENSE | AVWT-192FFFSHB | Non-Ducted Indoor Units | 192000 | 11.8 | 19.5 | 206000 | 3.94 | 140000 | 2.4 | 4000
212928536 | HISENSE | AVWT-240FFFSHB | Ducted Indoor Units | 240000 | 11.4 | 18.7 | 258000 | 3.5 | 162000 | 2.36 | 5000
212928537 | HISENSE | AVWT-240FFFSHB | Non-Ducted Indoor Units | 240000 | 11.8 | 19 | 258000 | 3.8 | 162000 | 2.38 | 5000
212928538 | HISENSE | AVWT-144FHFSHB | Ducted Indoor Units | 144000 | 12.5 | 18.5 | 162000 | 3.72 | 105000 | 2.45 | 3000
212928539 | HISENSE | AVWT-192FHFSHB | Ducted Indoor Units | 192000 | 11.5 | 19 | 206000 | 3.6 | 140000 | 2.37 | 4000
212928540 | HISENSE | AVWT-192FHFSHB | Non-Ducted Indoor Units | 192000 | 11.8 | 19.5 | 206000 | 3.94 | 140000 | 2.4 | 4000
212928541 | HISENSE | AVWT-240FHFSHB | Ducted Indoor Units | 240000 | 11.4 | 18.7 | 258000 | 3.5 | 162000 | 2.36 | 5000
212928542 | HISENSE | AVWT-240FHFSHB | Non-Ducted Indoor Units | 240000 | 11.8 | 19 | 258000 | 3.8 | 162000 | 2.38 | 5000
212928543 | HISENSE | AVWT-144FFFSHB | Mixed Ducted and Non-Ducted Indoor Units | 144000 | 12.35 | 19.25 | 162000 | 3.91 | 105000 | 2.45 | 3000
212928544 | HISENSE | AVWT-192FFFSHB | Mixed Ducted and Non-Ducted Indoor Units | 192000 | 11.65 | 19.25 | 206000 | 3.77 | 140000 | 2.38 | 4000
212928545 | HISENSE | AVWT-240FFFSHB | Mixed Ducted and Non-Ducted Indoor Units | 240000 | 11.6 | 18.85 | 258000 | 3.65 | 162000 | 2.37 | 5000
212928546 | HISENSE | AVWT-144FHFSHB | Mixed Ducted and Non-Ducted Indoor Units | 144000 | 12.35 | 19.25 | 162000 | 3.91 | 105000 | 2.45 | 3000
212928547 | HISENSE | AVWT-192FHFSHB | Mixed Ducted and Non-Ducted Indoor Units | 192000 | 11.65 | 19.25 | 206000 | 3.77 | 140000 | 2.38 | 4000
212928548 | HISENSE | AVWT-240FHFSHB | Mixed Ducted and Non-Ducted Indoor Units | 240000 | 11.6 | 18.85 | 258000 | 3.65 | 162000 | 2.37 | 5000
213500518 | HISENSE | AVW-96H8FH3H2 | Non-Ducted Indoor Units | 92000 | 11.5 | 25.4 | 103000 | 3.6 | 70000 | 2.4 | 1917.5
213500519 | HISENSE | AVW-76H8FH3H2 | Non-Ducted Indoor Units | 72000 | 11.6 | 26.5 | 81000 | 3.7 | 52500 | 2.6 | 1500
213686136 | HISENSE | AVWT-72FLFSH | Non-Ducted Indoor Units | 69000 | 13.9 | 29.1 | 75000 | 4.03 | 52500 | 2.61 | 1437.5
213686137 | HISENSE | AVWT-72FLFSH | Mixed Ducted and Non-Ducted Indoor Units | 69000 | 12.65 | 25.5 | 75000 | 3.71 | 52500 | 2.43 | 1437.5
213686139 | HISENSE | AVWT-96FLFSH | Non-Ducted Indoor Units | 92000 | 13.2 | 29.7 | 100000 | 3.98 | 70000 | 2.57 | 1917.5
213686140 | HISENSE | AVWT-96FLFSH | Mixed Ducted and Non-Ducted Indoor Units | 92000 | 12.15 | 25.75 | 100000 | 3.74 | 70000 | 2.44 | 1917.5
213686142 | HISENSE | AVWT-120FLFSH | Non-Ducted Indoor Units | 114000 | 13 | 29.4 | 126000 | 4.17 | 81000 | 2.73 | 2375
213686143 | HISENSE | AVWT-120FLFSH | Mixed Ducted and Non-Ducted Indoor Units | 114000 | 12.05 | 25.5 | 126000 | 3.79 | 81000 | 2.52 | 2375
213686145 | HISENSE | AVWT-144FLFSH | Non-Ducted Indoor Units | 138000 | 11.4 | 25.5 | 150000 | 3.5 | 105000 | 2.41 | 2875
213686148 | HISENSE | AVWT-168FLFSH | Non-Ducted Indoor Units | 160000 | 11.1 | 24.1 | 170000 | 3.39 | 115000 | 2.28 | 3332.5
213686151 | HISENSE | AVWT-192FLFSH | Non-Ducted Indoor Units | 184000 | 11.2 | 24.5 | 200000 | 3.4 | 140000 | 2.43 | 3832.5
213686153 | HISENSE | AVWT-216FLFSH | Ducted Indoor Units | 206000 | 11.1 | 20.7 | 226000 | 3.4 | 150000 | 2.32 | 4292.5
213686154 | HISENSE | AVWT-216FLFSH | Non-Ducted Indoor Units | 206000 | 12.4 | 23.2 | 226000 | 3.88 | 150000 | 2.52 | 4292.5
213686155 | HISENSE | AVWT-216FLFSH | Mixed Ducted and Non-Ducted Indoor Units | 206000 | 11.75 | 21.95 | 226000 | 3.64 | 150000 | 2.42 | 4292.5
213686156 | HISENSE | AVWT-240FLFSH | Ducted Indoor Units | 228000 | 11.1 | 20.4 | 252000 | 3.35 | 162000 | 2.32 | 4750
213686157 | HISENSE | AVWT-240FLFSH | Non-Ducted Indoor Units | 228000 | 12.4 | 22.8 | 252000 | 3.8 | 162000 | 2.59 | 4750
213686158 | HISENSE | AVWT-240FLFSH | Mixed Ducted and Non-Ducted Indoor Units | 228000 | 11.75 | 21.6 | 252000 | 3.57 | 162000 | 2.45 | 4750
213686159 | HISENSE | AVWT-264FLFSH | Ducted Indoor Units | 252000 | 10.5 | 19.5 | 276000 | 3.28 | 186000 | 2.3 | 5250
213686160 | HISENSE | AVWT-264FLFSH | Non-Ducted Indoor Units | 252000 | 11.5 | 20.9 | 276000 | 3.59 | 186000 | 2.41 | 5250
213686161 | HISENSE | AVWT-264FLFSH | Mixed Ducted and Non-Ducted Indoor Units | 252000 | 11 | 20.2 | 276000 | 3.43 | 186000 | 2.35 | 5250
213686163 | HISENSE | AVWT-288FLFSH | Non-Ducted Indoor Units | 276000 | 10.8 | 20.5 | 300000 | 3.33 | 210000 | 2.29 | 5750
213686164 | HISENSE | AVWT-288FLFSH | Mixed Ducted and Non-Ducted Indoor Units | 276000 | 10.5 | 19.8 | 300000 | 3.28 | 210000 | 2.25 | 5750
213686166 | HISENSE | AVWT-312FLFSH | Non-Ducted Indoor Units | 298000 | 10.7 | 19.8 | 320000 | 3.26 | 220000 | 2.22 | 6207.5
213686178 | HISENSE | AVWT-408FLFSH | Non-Ducted Indoor Units | 388000 | 11 | 18.1 | 426000 | 3.4 | 290000 | 2.36 | 8082.5
213686179 | HISENSE | AVWT-408FLFSH | Mixed Ducted and Non-Ducted Indoor Units | 388000 | 10.7 | 17.85 | 426000 | 3.3 | 290000 | 2.32 | 8082.5
213686181 | HISENSE | AVWT-432FLFSH | Non-Ducted Indoor Units | 414000 | 10.8 | 18.3 | 450000 | 3.33 | 314000 | 2.29 | 8625
213686182 | HISENSE | AVWT-432FLFSH | Mixed Ducted and Non-Ducted Indoor Units | 414000 | 10.5 | 17.95 | 450000 | 3.27 | 314000 | 2.26 | 8625
213686184 | HISENSE | AVWT-456FLFSH | Non-Ducted Indoor Units | 436000 | 10.7 | 17.6 | 470000 | 3.29 | 324000 | 2.24 | 9082.5
203993361 | HITACHI | HVAHP432B32S | Ducted Indoor Units | 400000 | 9.6 | 19 | 460000 | 3.35 | 300000 | 2.19 | 8332.5
203993369 | HITACHI | HVAHP432B42S | Ducted Indoor Units | 400000 | 9.6 | 19 | 460000 | 3.35 | 300000 | 2.19 | 8332.5
203993379 | HITACHI | HVAHP384B32S | Non-Ducted Indoor Units | 366000 | 9.6 | 19.6 | 410000 | 3.37 | 276000 | 2.2 | 7625
203993393 | HITACHI | HVAHP384B42S | Non-Ducted Indoor Units | 366000 | 9.6 | 19.6 | 410000 | 3.37 | 276000 | 2.2 | 7625
203993441 | HITACHI | HVAHR384B32S | Non-Ducted Indoor Units | 366000 | 9.6 | 19.6 | 410000 | 3.37 | 276000 | 2.2 | 7625
203993462 | HITACHI | HVAHR384B42S | Non-Ducted Indoor Units | 366000 | 9.6 | 19.6 | 410000 | 3.37 | 276000 | 2.2 | 7625
203993487 | HITACHI | HVAHR432B32S | Ducted Indoor Units | 400000 | 9.6 | 19 | 460000 | 3.35 | 300000 | 2.19 | 8332.5
203993502 | HITACHI | HVAHR432B42S | Ducted Indoor Units | 400000 | 9.6 | 19 | 460000 | 3.35 | 300000 | 2.19 | 8332.5
203993677 | HITACHI | HVAHP072B32S | Ducted Indoor Units | 69000 | 12.2 | 21.1 | 77000 | 3.54 | 56000 | 2.38 | 1437.5
203993684 | HITACHI | HVAHP072B42S | Ducted Indoor Units | 69000 | 12.2 | 21.1 | 77000 | 3.54 | 56000 | 2.38 | 1437.5
203993690 | HITACHI | HVAHR072B32S | Ducted Indoor Units | 69000 | 12.2 | 21.1 | 77000 | 3.54 | 56000 | 2.38 | 1437.5
203993697 | HITACHI | HVAHR072B42S | Ducted Indoor Units | 69000 | 12.2 | 21.1 | 77000 | 3.54 | 56000 | 2.38 | 1437.5
203993704 | HITACHI | HVAHP072B32S | Non-Ducted Indoor Units | 69000 | 14.9 | 26.5 | 77000 | 4.25 | 56000 | 2.6 | 1437.5
203993711 | HITACHI | HVAHP072B42S | Non-Ducted Indoor Units | 69000 | 14.9 | 26.5 | 77000 | 4.25 | 56000 | 2.6 | 1437.5
203993718 | HITACHI | HVAHR072B32S | Non-Ducted Indoor Units | 69000 | 14.9 | 26.5 | 77000 | 4.25 | 56000 | 2.6 | 1437.5
203993725 | HITACHI | HVAHR072B42S | Non-Ducted Indoor Units | 69000 | 14.9 | 26.5 | 77000 | 4.25 | 56000 | 2.6 | 1437.5
203993732 | HITACHI | HVAHP096B32S | Ducted Indoor Units | 92000 | 12.4 | 22.1 | 103000 | 3.65 | 76000 | 2.36 | 1917.5
203993739 | HITACHI | HVAHP096B42S | Ducted Indoor Units | 92000 | 12.4 | 22.1 | 103000 | 3.65 | 76000 | 2.36 | 1917.5
203993746 | HITACHI | HVAHR096B32S | Ducted Indoor Units | 92000 | 12.4 | 22.1 | 103000 | 3.65 | 76000 | 2.36 | 1917.5
203993753 | HITACHI | HVAHR096B42S | Ducted Indoor Units | 92000 | 12.4 | 22.1 | 103000 | 3.65 | 76000 | 2.36 | 1917.5
203993760 | HITACHI | HVAHP096B32S | Non-Ducted Indoor Units | 92000 | 12.4 | 23.9 | 103000 | 3.77 | 76000 | 2.4 | 1917.5
203993767 | HITACHI | HVAHP096B42S | Non-Ducted Indoor Units | 92000 | 12.4 | 23.9 | 103000 | 3.77 | 76000 | 2.4 | 1917.5
203993774 | HITACHI | HVAHR096B32S | Non-Ducted Indoor Units | 92000 | 12.4 | 23.9 | 103000 | 3.77 | 76000 | 2.4 | 1917.5
203993781 | HITACHI | HVAHR096B42S | Non-Ducted Indoor Units | 92000 | 12.4 | 23.9 | 103000 | 3.77 | 76000 | 2.4 | 1917.5
203993788 | HITACHI | HVAHP120B32S | Ducted Indoor Units | 115000 | 12.2 | 21.7 | 129000 | 3.55 | 92000 | 2.3 | 2395
203993795 | HITACHI | HVAHP120B42S | Ducted Indoor Units | 115000 | 12.2 | 21.7 | 129000 | 3.55 | 92000 | 2.3 | 2395
203993802 | HITACHI | HVAHR120B32S | Ducted Indoor Units | 115000 | 12.2 | 21.7 | 129000 | 3.55 | 92000 | 2.3 | 2395
203993809 | HITACHI | HVAHR120B42S | Ducted Indoor Units | 115000 | 12.2 | 21.7 | 129000 | 3.55 | 92000 | 2.3 | 2395
203993816 | HITACHI | HVAHP144B32S | Ducted Indoor Units | 138000 | 11.2 | 21.2 | 154000 | 3.4 | 110000 | 2.15 | 2875
203993823 | HITACHI | HVAHP144B42S | Ducted Indoor Units | 138000 | 11.2 | 21.2 | 154000 | 3.4 | 110000 | 2.15 | 2875
203993830 | HITACHI | HVAHR144B32S | Ducted Indoor Units | 138000 | 11.2 | 21.2 | 154000 | 3.4 | 110000 | 2.15 | 2875
203993837 | HITACHI | HVAHR144B42S | Ducted Indoor Units | 138000 | 11.2 | 21.2 | 154000 | 3.4 | 110000 | 2.15 | 2875
203993844 | HITACHI | HVAHP168B32S | Ducted Indoor Units | 160000 | 11.8 | 21.4 | 180000 | 3.56 | 124000 | 2.4 | 3332.5
203993851 | HITACHI | HVAHP168B42S | Ducted Indoor Units | 160000 | 11.8 | 21.4 | 180000 | 3.56 | 124000 | 2.4 | 3332.5
203993857 | HITACHI | HVAHR168B32S | Ducted Indoor Units | 160000 | 11.8 | 21.4 | 180000 | 3.56 | 124000 | 2.4 | 3332.5
203993864 | HITACHI | HVAHR168B42S | Ducted Indoor Units | 160000 | 11.8 | 21.4 | 180000 | 3.56 | 124000 | 2.4 | 3332.5
203993871 | HITACHI | HVAHP192B32S | Ducted Indoor Units | 184000 | 11.1 | 20.8 | 206000 | 3.38 | 140000 | 2.15 | 3832.5
203993878 | HITACHI | HVAHP192B42S | Ducted Indoor Units | 184000 | 11.1 | 20.8 | 206000 | 3.38 | 140000 | 2.15 | 3832.5
203993886 | HITACHI | HVAHR192B32S | Ducted Indoor Units | 184000 | 11.1 | 20.8 | 206000 | 3.38 | 140000 | 2.15 | 3832.5
203993892 | HITACHI | HVAHR192B42S | Ducted Indoor Units | 184000 | 11.1 | 20.8 | 206000 | 3.38 | 140000 | 2.15 | 3832.5
203993927 | HITACHI | HVAHP120B32S | Non-Ducted Indoor Units | 115000 | 12.7 | 24.4 | 129000 | 3.84 | 92000 | 2.37 | 2395
203993934 | HITACHI | HVAHP120B42S | Non-Ducted Indoor Units | 115000 | 12.7 | 24.4 | 129000 | 3.84 | 92000 | 2.37 | 2395
203993940 | HITACHI | HVAHR120B32S | Non-Ducted Indoor Units | 115000 | 12.7 | 24.4 | 129000 | 3.84 | 92000 | 2.37 | 2395
203993947 | HITACHI | HVAHR120B42S | Non-Ducted Indoor Units | 115000 | 12.7 | 24.4 | 129000 | 3.84 | 92000 | 2.37 | 2395
203994007 | HITACHI | HVAHP168B32S | Non-Ducted Indoor Units | 160000 | 11.6 | 23.4 | 180000 | 3.65 | 124000 | 2.16 | 3332.5
203994014 | HITACHI | HVAHP168B42S | Non-Ducted Indoor Units | 160000 | 11.6 | 23.4 | 180000 | 3.65 | 124000 | 2.16 | 3332.5
203994021 | HITACHI | HVAHR168B32S | Non-Ducted Indoor Units | 160000 | 11.6 | 23.4 | 180000 | 3.65 | 124000 | 2.16 | 3332.5
203994027 | HITACHI | HVAHR168B42S | Non-Ducted Indoor Units | 160000 | 11.6 | 23.4 | 180000 | 3.65 | 124000 | 2.16 | 3332.5
203994047 | HITACHI | HVAHP216B32S | Ducted Indoor Units | 206000 | 11.2 | 20.7 | 232000 | 3.51 | 164000 | 2.29 | 4292.5
203994054 | HITACHI | HVAHP216B42S | Ducted Indoor Units | 206000 | 11.2 | 20.7 | 232000 | 3.51 | 164000 | 2.29 | 4292.5
203994061 | HITACHI | HVAHR216B32S | Ducted Indoor Units | 206000 | 11.2 | 20.7 | 232000 | 3.51 | 164000 | 2.29 | 4292.5
203994068 | HITACHI | HVAHR216B42S | Ducted Indoor Units | 206000 | 11.2 | 20.7 | 232000 | 3.51 | 164000 | 2.29 | 4292.5
203994128 | HITACHI | HVAHP240B32S | Non-Ducted Indoor Units | 230000 | 11.1 | 20.8 | 258000 | 3.67 | 178000 | 2.35 | 4792.5
203994134 | HITACHI | HVAHP240B42S | Non-Ducted Indoor Units | 230000 | 11.1 | 20.8 | 258000 | 3.67 | 178000 | 2.35 | 4792.5
203994137 | HITACHI | HVAHR240B32S | Non-Ducted Indoor Units | 230000 | 11.1 | 20.8 | 258000 | 3.67 | 178000 | 2.35 | 4792.5
203994140 | HITACHI | HVAHR240B42S | Non-Ducted Indoor Units | 230000 | 11.1 | 20.8 | 258000 | 3.67 | 178000 | 2.35 | 4792.5
203994143 | HITACHI | HVAHP264B32S | Ducted Indoor Units | 252000 | 10.5 | 20.8 | 282000 | 3.56 | 200000 | 2.26 | 5250
203994146 | HITACHI | HVAHP264B42S | Ducted Indoor Units | 252000 | 10.5 | 20.8 | 282000 | 3.56 | 200000 | 2.26 | 5250
203994149 | HITACHI | HVAHR264B32S | Ducted Indoor Units | 252000 | 10.5 | 20.8 | 282000 | 3.56 | 200000 | 2.26 | 5250
203994152 | HITACHI | HVAHR264B42S | Ducted Indoor Units | 252000 | 10.5 | 20.8 | 282000 | 3.56 | 200000 | 2.26 | 5250
203994155 | HITACHI | HVAHP264B32S | Non-Ducted Indoor Units | 252000 | 10 | 21.1 | 282000 | 3.7 | 200000 | 2.26 | 5250
203994158 | HITACHI | HVAHP264B42S | Non-Ducted Indoor Units | 252000 | 10 | 21.1 | 282000 | 3.7 | 200000 | 2.26 | 5250
203994161 | HITACHI | HVAHR264B32S | Non-Ducted Indoor Units | 252000 | 10 | 21.1 | 282000 | 3.7 | 200000 | 2.26 | 5250
203994164 | HITACHI | HVAHR264B42S | Non-Ducted Indoor Units | 252000 | 10 | 21.1 | 282000 | 3.7 | 200000 | 2.26 | 5250
203994173 | HITACHI | HVAHP288B32S | Ducted Indoor Units | 276000 | 9.9 | 20.7 | 308000 | 3.42 | 214000 | 2.24 | 5750
203994176 | HITACHI | HVAHP288B42S | Ducted Indoor Units | 276000 | 9.9 | 20.7 | 308000 | 3.42 | 214000 | 2.24 | 5750
203994179 | HITACHI | HVAHR288B32S | Ducted Indoor Units | 276000 | 9.9 | 20.7 | 308000 | 3.42 | 214000 | 2.24 | 5750
203994182 | HITACHI | HVAHR288B42S | Ducted Indoor Units | 276000 | 9.9 | 20.7 | 308000 | 3.42 | 214000 | 2.24 | 5750
203994197 | HITACHI | HVAHP312B32S | Ducted Indoor Units | 298000 | 10 | 19.5 | 334000 | 3.31 | 232000 | 2.12 | 6207.5
203994200 | HITACHI | HVAHP312B42S | Ducted Indoor Units | 298000 | 10 | 19.5 | 334000 | 3.31 | 232000 | 2.12 | 6207.5
203994203 | HITACHI | HVAHR312B32S | Ducted Indoor Units | 298000 | 10 | 19.5 | 334000 | 3.31 | 232000 | 2.12 | 6207.5
203994206 | HITACHI | HVAHR312B42S | Ducted Indoor Units | 298000 | 10 | 19.5 | 334000 | 3.31 | 232000 | 2.12 | 6207.5
203994221 | HITACHI | HVAHP336B32S | Ducted Indoor Units | 320000 | 9.8 | 19.1 | 360000 | 3.32 | 250000 | 2.25 | 6667.5
203994224 | HITACHI | HVAHP336B42S | Ducted Indoor Units | 320000 | 9.8 | 19.1 | 360000 | 3.32 | 250000 | 2.25 | 6667.5
203994227 | HITACHI | HVAHR336B32S | Ducted Indoor Units | 320000 | 9.8 | 19.1 | 360000 | 3.32 | 250000 | 2.25 | 6667.5
203994230 | HITACHI | HVAHR336B42S | Ducted Indoor Units | 320000 | 9.8 | 19.1 | 360000 | 3.32 | 250000 | 2.25 | 6667.5
203994563 | HITACHI | HVAHP072B32S | Mixed Ducted and Non-Ducted Indoor Units | 69000 | 13.55 | 23.8 | 77000 | 3.89 | 56000 | 2.49 | 1437.5
203994566 | HITACHI | HVAHP072B42S | Mixed Ducted and Non-Ducted Indoor Units | 69000 | 13.55 | 23.8 | 77000 | 3.89 | 56000 | 2.49 | 1437.5
203994569 | HITACHI | HVAHR072B32S | Mixed Ducted and Non-Ducted Indoor Units | 69000 | 13.55 | 23.8 | 77000 | 3.89 | 56000 | 2.49 | 1437.5
203994572 | HITACHI | HVAHR072B42S | Mixed Ducted and Non-Ducted Indoor Units | 69000 | 13.55 | 23.8 | 77000 | 3.89 | 56000 | 2.49 | 1437.5
203994581 | HITACHI | HVAHP096B32S | Mixed Ducted and Non-Ducted Indoor Units | 92000 | 12.4 | 23 | 103000 | 3.71 | 76000 | 2.38 | 1917.5
203994584 | HITACHI | HVAHP096B42S | Mixed Ducted and Non-Ducted Indoor Units | 92000 | 12.4 | 23 | 103000 | 3.71 | 76000 | 2.38 | 1917.5
203994587 | HITACHI | HVAHR096B32S | Mixed Ducted and Non-Ducted Indoor Units | 92000 | 12.4 | 23 | 103000 | 3.71 | 76000 | 2.38 | 1917.5
203994590 | HITACHI | HVAHR096B42S | Mixed Ducted and Non-Ducted Indoor Units | 92000 | 12.4 | 23 | 103000 | 3.71 | 76000 | 2.38 | 1917.5
203994593 | HITACHI | HVAHP120B32S | Mixed Ducted and Non-Ducted Indoor Units | 115000 | 12.45 | 23.05 | 129000 | 3.69 | 92000 | 2.33 | 2395
203994596 | HITACHI | HVAHP120B42S | Mixed Ducted and Non-Ducted Indoor Units | 115000 | 12.45 | 23.05 | 129000 | 3.69 | 92000 | 2.33 | 2395
203994599 | HITACHI | HVAHR120B32S | Mixed Ducted and Non-Ducted Indoor Units | 115000 | 12.45 | 23.05 | 129000 | 3.69 | 92000 | 2.33 | 2395
203994602 | HITACHI | HVAHR120B42S | Mixed Ducted and Non-Ducted Indoor Units | 115000 | 12.45 | 23.05 | 129000 | 3.69 | 92000 | 2.33 | 2395
203994611 | HITACHI | HVAHP144B32S | Mixed Ducted and Non-Ducted Indoor Units | 138000 | 11.05 | 22.55 | 154000 | 3.41 | 110000 | 2.13 | 2875
203994614 | HITACHI | HVAHP144B42S | Mixed Ducted and Non-Ducted Indoor Units | 138000 | 11.05 | 22.55 | 154000 | 3.41 | 110000 | 2.13 | 2875
203994617 | HITACHI | HVAHR144B32S | Mixed Ducted and Non-Ducted Indoor Units | 138000 | 11.05 | 22.55 | 154000 | 3.41 | 110000 | 2.13 | 2875
203994620 | HITACHI | HVAHR144B42S | Mixed Ducted and Non-Ducted Indoor Units | 138000 | 11.05 | 22.55 | 154000 | 3.41 | 110000 | 2.13 | 2875
203994629 | HITACHI | HVAHP168B32S | Mixed Ducted and Non-Ducted Indoor Units | 160000 | 11.7 | 22.4 | 180000 | 3.6 | 124000 | 2.28 | 3332.5
203994632 | HITACHI | HVAHP168B42S | Mixed Ducted and Non-Ducted Indoor Units | 160000 | 11.7 | 22.4 | 180000 | 3.6 | 124000 | 2.28 | 3332.5
203994635 | HITACHI | HVAHR168B32S | Mixed Ducted and Non-Ducted Indoor Units | 160000 | 11.7 | 22.4 | 180000 | 3.6 | 124000 | 2.28 | 3332.5
203994638 | HITACHI | HVAHR168B42S | Mixed Ducted and Non-Ducted Indoor Units | 160000 | 11.7 | 22.4 | 180000 | 3.6 | 124000 | 2.28 | 3332.5
203994659 | HITACHI | HVAHP216B32S | Mixed Ducted and Non-Ducted Indoor Units | 206000 | 11.05 | 20.8 | 232000 | 3.66 | 164000 | 2.3 | 4292.5
203994662 | HITACHI | HVAHP216B42S | Mixed Ducted and Non-Ducted Indoor Units | 206000 | 11.05 | 20.8 | 232000 | 3.66 | 164000 | 2.3 | 4292.5
203994665 | HITACHI | HVAHR216B32S | Mixed Ducted and Non-Ducted Indoor Units | 206000 | 11.05 | 20.8 | 232000 | 3.66 | 164000 | 2.3 | 4292.5
203994668 | HITACHI | HVAHR216B42S | Mixed Ducted and Non-Ducted Indoor Units | 206000 | 11.05 | 20.8 | 232000 | 3.66 | 164000 | 2.3 | 4292.5
203994683 | HITACHI | HVAHP264B32S | Mixed Ducted and Non-Ducted Indoor Units | 252000 | 10.25 | 20.95 | 282000 | 3.63 | 200000 | 2.26 | 5250
203994686 | HITACHI | HVAHP264B42S | Mixed Ducted and Non-Ducted Indoor Units | 252000 | 10.25 | 20.95 | 282000 | 3.63 | 200000 | 2.26 | 5250
203994689 | HITACHI | HVAHR264B32S | Mixed Ducted and Non-Ducted Indoor Units | 252000 | 10.25 | 20.95 | 282000 | 3.63 | 200000 | 2.26 | 5250
203994692 | HITACHI | HVAHR264B42S | Mixed Ducted and Non-Ducted Indoor Units | 252000 | 10.25 | 20.95 | 282000 | 3.63 | 200000 | 2.26 | 5250
203994701 | HITACHI | HVAHP288B32S | Mixed Ducted and Non-Ducted Indoor Units | 276000 | 9.7 | 20.05 | 308000 | 3.42 | 214000 | 2.22 | 5750
203994704 | HITACHI | HVAHP288B42S | Mixed Ducted and Non-Ducted Indoor Units | 276000 | 9.7 | 20.05 | 308000 | 3.42 | 214000 | 2.22 | 5750
203994707 | HITACHI | HVAHR288B32S | Mixed Ducted and Non-Ducted Indoor Units | 276000 | 9.7 | 20.05 | 308000 | 3.42 | 214000 | 2.22 | 5750
203994710 | HITACHI | HVAHR288B42S | Mixed Ducted and Non-Ducted Indoor Units | 276000 | 9.7 | 20.05 | 308000 | 3.42 | 214000 | 2.22 | 5750
203994713 | HITACHI | HVAHP312B32S | Mixed Ducted and Non-Ducted Indoor Units | 298000 | 9.85 | 19.9 | 334000 | 3.34 | 232000 | 2.08 | 6207.5
203994716 | HITACHI | HVAHP312B42S | Mixed Ducted and Non-Ducted Indoor Units | 298000 | 9.85 | 19.9 | 334000 | 3.34 | 232000 | 2.08 | 6207.5
203994719 | HITACHI | HVAHR312B32S | Mixed Ducted and Non-Ducted Indoor Units | 298000 | 9.85 | 19.9 | 334000 | 3.34 | 232000 | 2.08 | 6207.5
203994722 | HITACHI | HVAHR312B42S | Mixed Ducted and Non-Ducted Indoor Units | 298000 | 9.85 | 19.9 | 334000 | 3.34 | 232000 | 2.08 | 6207.5
203994725 | HITACHI | HVAHP336B32S | Mixed Ducted and Non-Ducted Indoor Units | 320000 | 9.65 | 19.95 | 360000 | 3.29 | 250000 | 2.28 | 6667.5
203994728 | HITACHI | HVAHP336B42S | Mixed Ducted and Non-Ducted Indoor Units | 320000 | 9.65 | 19.95 | 360000 | 3.29 | 250000 | 2.28 | 6667.5
203994731 | HITACHI | HVAHR336B32S | Mixed Ducted and Non-Ducted Indoor Units | 320000 | 9.65 | 19.95 | 360000 | 3.29 | 250000 | 2.28 | 6667.5
203994734 | HITACHI | HVAHR336B42S | Mixed Ducted and Non-Ducted Indoor Units | 320000 | 9.65 | 19.95 | 360000 | 3.29 | 250000 | 2.28 | 6667.5
204269136 | HITACHI | HVAHR072B52S | Non-Ducted Indoor Units | 69000 | 14.9 | 26.5 | 77000 | 4.25 | 56000 | 2.6 | 1437.5
204269137 | HITACHI | HVAHR096B52S | Non-Ducted Indoor Units | 92000 | 12.4 | 23.9 | 103000 | 3.77 | 76000 | 2.4 | 1917.5
204269138 | HITACHI | HVAHR120B52S | Non-Ducted Indoor Units | 114000 | 12.7 | 24.4 | 129000 | 3.84 | 92000 | 2.37 | 2375
204269140 | HITACHI | HVAHR168B52S | Non-Ducted Indoor Units | 160000 | 11.6 | 23.4 | 180000 | 3.65 | 124000 | 2.16 | 3332.5
204269143 | HITACHI | HVAHR240B52S | Non-Ducted Indoor Units | 228000 | 11.1 | 20.8 | 258000 | 3.67 | 178000 | 2.35 | 4750
204269144 | HITACHI | HVAHR264B52S | Non-Ducted Indoor Units | 252000 | 10 | 21.1 | 282000 | 3.7 | 200000 | 2.26 | 5250
204269149 | HITACHI | HVAHR384B52S | Non-Ducted Indoor Units | 366000 | 9.6 | 19.6 | 410000 | 3.37 | 276000 | 2.2 | 7625
204269184 | HITACHI | HVAHR072B52S | Ducted Indoor Units | 69000 | 12.2 | 21.1 | 77000 | 3.54 | 56000 | 2.38 | 1437.5
204269185 | HITACHI | HVAHR096B52S | Ducted Indoor Units | 92000 | 12.4 | 22.1 | 103000 | 3.65 | 76000 | 2.36 | 1917.5
204269186 | HITACHI | HVAHR120B52S | Ducted Indoor Units | 114000 | 12.4 | 21.7 | 129000 | 3.55 | 92000 | 2.3 | 2375
204269187 | HITACHI | HVAHR144B52S | Ducted Indoor Units | 138000 | 11.2 | 21.2 | 154000 | 3.4 | 110000 | 2.15 | 2875
204269188 | HITACHI | HVAHR168B52S | Ducted Indoor Units | 160000 | 11.8 | 21.4 | 180000 | 3.56 | 124000 | 2.4 | 3332.5
204269189 | HITACHI | HVAHR192B52S | Ducted Indoor Units | 184000 | 11.1 | 20.8 | 206000 | 3.38 | 140000 | 2.15 | 3832.5
204269190 | HITACHI | HVAHR216B52S | Ducted Indoor Units | 206000 | 11.2 | 20.7 | 232000 | 3.51 | 164000 | 2.29 | 4292.5
204269192 | HITACHI | HVAHR264B52S | Ducted Indoor Units | 252000 | 10.5 | 20.8 | 282000 | 3.56 | 200000 | 2.26 | 5250
204269193 | HITACHI | HVAHR288B52S | Ducted Indoor Units | 276000 | 9.9 | 20.7 | 308000 | 3.42 | 214000 | 2.24 | 5750
204269194 | HITACHI | HVAHR312B52S | Ducted Indoor Units | 298000 | 10 | 19.5 | 334000 | 3.31 | 232000 | 2.12 | 6207.5
204269195 | HITACHI | HVAHR336B52S | Ducted Indoor Units | 320000 | 9.8 | 19.1 | 360000 | 3.32 | 250000 | 2.25 | 6667.5
204269199 | HITACHI | HVAHR432B52S | Ducted Indoor Units | 400000 | 9.6 | 19 | 460000 | 3.35 | 300000 | 2.19 | 8332.5
204269232 | HITACHI | HVAHP072B52S | Non-Ducted Indoor Units | 69000 | 14.9 | 26.5 | 77000 | 4.25 | 56000 | 2.6 | 1437.5
204269233 | HITACHI | HVAHP096B52S | Non-Ducted Indoor Units | 92000 | 12.4 | 23.9 | 103000 | 3.77 | 76000 | 2.4 | 1917.5
204269234 | HITACHI | HVAHP120B52S | Non-Ducted Indoor Units | 114000 | 12.7 | 24.4 | 129000 | 3.84 | 92000 | 2.37 | 2375
204269236 | HITACHI | HVAHP168B52S | Non-Ducted Indoor Units | 160000 | 11.6 | 23.4 | 180000 | 3.65 | 124000 | 2.16 | 3332.5
204269239 | HITACHI | HVAHP240B52S | Non-Ducted Indoor Units | 228000 | 11.1 | 20.8 | 258000 | 3.67 | 178000 | 2.35 | 4750
204269240 | HITACHI | HVAHP264B52S | Non-Ducted Indoor Units | 252000 | 10 | 21.1 | 282000 | 3.7 | 200000 | 2.26 | 5250
204269245 | HITACHI | HVAHP384B52S | Non-Ducted Indoor Units | 366000 | 9.6 | 19.6 | 410000 | 3.37 | 276000 | 2.2 | 7625
204269280 | HITACHI | HVAHP072B52S | Ducted Indoor Units | 69000 | 12.2 | 21.1 | 77000 | 3.54 | 56000 | 2.38 | 1437.5
204269281 | HITACHI | HVAHP096B52S | Ducted Indoor Units | 92000 | 12.4 | 22.1 | 103000 | 3.65 | 76000 | 2.36 | 1917.5
204269282 | HITACHI | HVAHP120B52S | Ducted Indoor Units | 114000 | 12.4 | 21.7 | 129000 | 3.55 | 92000 | 2.3 | 2375
204269283 | HITACHI | HVAHP144B52S | Ducted Indoor Units | 138000 | 11.2 | 21.2 | 154000 | 3.4 | 110000 | 2.15 | 2875
204269284 | HITACHI | HVAHP168B52S | Ducted Indoor Units | 160000 | 11.8 | 21.4 | 180000 | 3.56 | 124000 | 2.4 | 3332.5
204269285 | HITACHI | HVAHP192B52S | Ducted Indoor Units | 184000 | 11.1 | 20.8 | 206000 | 3.38 | 140000 | 2.15 | 3832.5
204269286 | HITACHI | HVAHP216B52S | Ducted Indoor Units | 206000 | 11.2 | 20.7 | 232000 | 3.51 | 164000 | 2.29 | 4292.5
204269288 | HITACHI | HVAHP264B52S | Ducted Indoor Units | 252000 | 10.5 | 20.8 | 282000 | 3.56 | 200000 | 2.26 | 5250
204269289 | HITACHI | HVAHP288B52S | Ducted Indoor Units | 276000 | 9.9 | 20.7 | 308000 | 3.42 | 214000 | 2.24 | 5750
204269290 | HITACHI | HVAHP312B52S | Ducted Indoor Units | 298000 | 10 | 19.5 | 334000 | 3.31 | 232000 | 2.12 | 6207.5
204269291 | HITACHI | HVAHP336B52S | Ducted Indoor Units | 320000 | 9.8 | 19.1 | 360000 | 3.32 | 250000 | 2.25 | 6667.5
204269295 | HITACHI | HVAHP432B52S | Ducted Indoor Units | 400000 | 9.6 | 19 | 460000 | 3.35 | 300000 | 2.19 | 8332.5
204269328 | HITACHI | HVAHR072B52S | Mixed Ducted and Non-Ducted Indoor Units | 69000 | 13.55 | 23.8 | 77000 | 3.89 | 56000 | 2.49 | 1437.5
204269329 | HITACHI | HVAHR096B52S | Mixed Ducted and Non-Ducted Indoor Units | 92000 | 12.4 | 23 | 103000 | 3.71 | 76000 | 2.38 | 1917.5
204269330 | HITACHI | HVAHR120B52S | Mixed Ducted and Non-Ducted Indoor Units | 114000 | 12.55 | 23.05 | 129000 | 3.69 | 92000 | 2.33 | 2375
204269331 | HITACHI | HVAHR144B52S | Mixed Ducted and Non-Ducted Indoor Units | 138000 | 11.05 | 22.55 | 154000 | 3.41 | 110000 | 2.13 | 2875
204269332 | HITACHI | HVAHR168B52S | Mixed Ducted and Non-Ducted Indoor Units | 160000 | 11.7 | 22.4 | 180000 | 3.6 | 124000 | 2.28 | 3332.5
204269334 | HITACHI | HVAHR216B52S | Mixed Ducted and Non-Ducted Indoor Units | 206000 | 11.05 | 20.8 | 232000 | 3.66 | 164000 | 2.3 | 4292.5
204269336 | HITACHI | HVAHR264B52S | Mixed Ducted and Non-Ducted Indoor Units | 252000 | 10.25 | 20.95 | 282000 | 3.63 | 200000 | 2.26 | 5250
204269337 | HITACHI | HVAHR288B52S | Mixed Ducted and Non-Ducted Indoor Units | 276000 | 9.7 | 20.05 | 308000 | 3.42 | 214000 | 2.22 | 5750
204269338 | HITACHI | HVAHR312B52S | Mixed Ducted and Non-Ducted Indoor Units | 298000 | 9.85 | 19.9 | 334000 | 3.34 | 232000 | 2.08 | 6207.5
204269339 | HITACHI | HVAHR336B52S | Mixed Ducted and Non-Ducted Indoor Units | 320000 | 9.65 | 19.95 | 360000 | 3.29 | 250000 | 2.28 | 6667.5
204269376 | HITACHI | HVAHP072B52S | Mixed Ducted and Non-Ducted Indoor Units | 69000 | 13.55 | 23.8 | 77000 | 3.89 | 56000 | 2.49 | 1437.5
204269377 | HITACHI | HVAHP096B52S | Mixed Ducted and Non-Ducted Indoor Units | 92000 | 12.4 | 23 | 103000 | 3.71 | 76000 | 2.38 | 1917.5
204269378 | HITACHI | HVAHP120B52S | Mixed Ducted and Non-Ducted Indoor Units | 114000 | 12.55 | 23.05 | 129000 | 3.69 | 92000 | 2.33 | 2375
204269379 | HITACHI | HVAHP144B52S | Mixed Ducted and Non-Ducted Indoor Units | 138000 | 11.05 | 22.55 | 154000 | 3.41 | 110000 | 2.13 | 2875
204269380 | HITACHI | HVAHP168B52S | Mixed Ducted and Non-Ducted Indoor Units | 160000 | 11.7 | 22.4 | 180000 | 3.6 | 124000 | 2.28 | 3332.5
204269382 | HITACHI | HVAHP216B52S | Mixed Ducted and Non-Ducted Indoor Units | 206000 | 11.05 | 20.8 | 232000 | 3.66 | 164000 | 2.3 | 4292.5
204269384 | HITACHI | HVAHP264B52S | Mixed Ducted and Non-Ducted Indoor Units | 252000 | 10.25 | 20.95 | 282000 | 3.63 | 200000 | 2.26 | 5250
204269385 | HITACHI | HVAHP288B52S | Mixed Ducted and Non-Ducted Indoor Units | 276000 | 9.7 | 20.05 | 308000 | 3.42 | 214000 | 2.22 | 5750
204269386 | HITACHI | HVAHP312B52S | Mixed Ducted and Non-Ducted Indoor Units | 298000 | 9.85 | 19.9 | 334000 | 3.34 | 232000 | 2.08 | 6207.5
204269387 | HITACHI | HVAHP336B52S | Mixed Ducted and Non-Ducted Indoor Units | 320000 | 9.65 | 19.95 | 360000 | 3.29 | 250000 | 2.28 | 6667.5
214078203 | HITACHI | HVAHP072B32S | Ducted Indoor Units | 69000 | 12 | 19 | 77000 | 3.54 | 56000 | 2.38 | 1437.5
214091404 | HITACHI | HVAHP072B42S | Ducted Indoor Units | 69000 | 12 | 19 | 77000 | 3.54 | 56000 | 2.38 | 1437.5
214091420 | HITACHI | HVAHP072B52S | Ducted Indoor Units | 69000 | 12 | 19 | 77000 | 3.54 | 56000 | 2.38 | 1437.5
214091532 | HITACHI | HVAHP072B32S | Non-Ducted Indoor Units | 69000 | 13.1 | 20.5 | 77000 | 4.25 | 56000 | 2.6 | 1437.5
214091548 | HITACHI | HVAHP072B42S | Non-Ducted Indoor Units | 69000 | 13.1 | 20.5 | 77000 | 4.25 | 56000 | 2.6 | 1437.5
214091564 | HITACHI | HVAHP072B52S | Non-Ducted Indoor Units | 69000 | 13.1 | 20.5 | 77000 | 4.25 | 56000 | 2.6 | 1437.5
214091676 | HITACHI | HVAHP072B32S | Mixed Ducted and Non-Ducted Indoor Units | 69000 | 12.6 | 19.75 | 77000 | 3.89 | 56000 | 2.49 | 1437.5
214091692 | HITACHI | HVAHP072B42S | Mixed Ducted and Non-Ducted Indoor Units | 69000 | 12.6 | 19.75 | 77000 | 3.89 | 56000 | 2.49 | 1437.5
214091708 | HITACHI | HVAHP072B52S | Mixed Ducted and Non-Ducted Indoor Units | 69000 | 12.6 | 19.75 | 77000 | 3.89 | 56000 | 2.49 | 1437.5
214094162 | HITACHI | HVAHR072B32S | Ducted Indoor Units | 69000 | 12 | 19 | 77000 | 3.54 | 56000 | 2.38 | 1437.5
214094178 | HITACHI | HVAHR072B42S | Ducted Indoor Units | 69000 | 12 | 19 | 77000 | 3.54 | 56000 | 2.38 | 1437.5
214094194 | HITACHI | HVAHR072B52S | Ducted Indoor Units | 69000 | 12 | 19 | 77000 | 3.54 | 56000 | 2.38 | 1437.5
214094314 | HITACHI | HVAHR072B32S | Non-Ducted Indoor Units | 69000 | 13.1 | 20.5 | 77000 | 4.25 | 56000 | 2.6 | 1437.5
214094330 | HITACHI | HVAHR072B42S | Non-Ducted Indoor Units | 69000 | 13.1 | 20.5 | 77000 | 4.25 | 56000 | 2.6 | 1437.5
214094346 | HITACHI | HVAHR072B52S | Non-Ducted Indoor Units | 69000 | 13.1 | 20.5 | 77000 | 4.25 | 56000 | 2.6 | 1437.5
214094458 | HITACHI | HVAHR072B32S | Mixed Ducted and Non-Ducted Indoor Units | 69000 | 12.6 | 19.75 | 77000 | 3.89 | 56000 | 2.49 | 1437.5
214094474 | HITACHI | HVAHR072B42S | Mixed Ducted and Non-Ducted Indoor Units | 69000 | 12.6 | 19.75 | 77000 | 3.89 | 56000 | 2.49 | 1437.5
214094490 | HITACHI | HVAHR072B52S | Mixed Ducted and Non-Ducted Indoor Units | 69000 | 12.6 | 19.75 | 77000 | 3.89 | 56000 | 2.49 | 1437.5
214295978 | HITACHI | HVAHR264B33CW | Ducted Indoor Units | 252000 | 10.7 | 16.9 | 282000 | 3.3 | 200000 | 2.25 | 5250
214295986 | HITACHI | HVAHR264B43CW | Ducted Indoor Units | 252000 | 10.7 | 16.9 | 282000 | 3.3 | 200000 | 2.25 | 5250
214295994 | HITACHI | HVAHP264B53CW | Ducted Indoor Units | 252000 | 10.7 | 16.9 | 282000 | 3.3 | 200000 | 2.25 | 5250
214296010 | HITACHI | HVAHR264B33CW | Non-Ducted Indoor Units | 252000 | 10.7 | 16.9 | 282000 | 3.3 | 200000 | 2.25 | 5250
214296020 | HITACHI | HVAHR264B43CW | Non-Ducted Indoor Units | 252000 | 10.7 | 16.9 | 282000 | 3.3 | 200000 | 2.25 | 5250
214296030 | HITACHI | HVAHP264B53CW | Non-Ducted Indoor Units | 252000 | 10.7 | 16.9 | 282000 | 3.3 | 200000 | 2.25 | 5250
214296040 | HITACHI | HVAHR264B33CW | Mixed Ducted and Non-Ducted Indoor Units | 252000 | 10.7 | 16.9 | 282000 | 3.3 | 200000 | 2.25 | 5250
214296050 | HITACHI | HVAHR264B43CW | Mixed Ducted and Non-Ducted Indoor Units | 252000 | 10.7 | 16.9 | 282000 | 3.3 | 200000 | 2.25 | 5250
214296060 | HITACHI | HVAHP264B53CW | Mixed Ducted and Non-Ducted Indoor Units | 252000 | 10.7 | 16.9 | 282000 | 3.3 | 200000 | 2.25 | 5250
214320144 | HITACHI | HVAHR264B33CW | Ducted Indoor Units | 252000 | 10.7 | 16.9 | 282000 | 3.3 | 200000 | 2.25 | 5250
214320154 | HITACHI | HVAHR264B43CW | Ducted Indoor Units | 252000 | 10.7 | 16.9 | 282000 | 3.3 | 200000 | 2.25 | 5250
214320164 | HITACHI | HVAHP264B53CW | Ducted Indoor Units | 252000 | 10.7 | 16.9 | 282000 | 3.3 | 200000 | 2.25 | 5250
214320174 | HITACHI | HVAHR264B33CW | Non-Ducted Indoor Units | 252000 | 10.7 | 16.9 | 282000 | 3.3 | 200000 | 2.25 | 5250
214320184 | HITACHI | HVAHR264B43CW | Non-Ducted Indoor Units | 252000 | 10.7 | 16.9 | 282000 | 3.3 | 200000 | 2.25 | 5250
214320194 | HITACHI | HVAHP264B53CW | Non-Ducted Indoor Units | 252000 | 10.7 | 16.9 | 282000 | 3.3 | 200000 | 2.25 | 5250
214320204 | HITACHI | HVAHR264B33CW | Mixed Ducted and Non-Ducted Indoor Units | 252000 | 10.7 | 16.9 | 282000 | 3.3 | 200000 | 2.25 | 5250
214320214 | HITACHI | HVAHR264B43CW | Mixed Ducted and Non-Ducted Indoor Units | 252000 | 10.7 | 16.9 | 282000 | 3.3 | 200000 | 2.25 | 5250
214320224 | HITACHI | HVAHP264B53CW | Mixed Ducted and Non-Ducted Indoor Units | 252000 | 10.7 | 16.9 | 282000 | 3.3 | 200000 | 2.25 | 5250
10306466 | INNOVAIR | IOV096H6CDC716(A) | Mixed Ducted and Non-Ducted Indoor Units | 92000 | 11.9 | 22.5 | 103000 | 3.65 | 67000 | 2.44 | 1917.5
10255984 | INNOVAIR | VEP264C432Y | Non-Ducted Indoor Units | 250000 | 10.5 | 20.5 | 282000 | 3.35 | 186000 | 2.2 | 5207.5
10306436 | INNOVAIR | IOV096H3CDC716(A) | Mixed Ducted and Non-Ducted Indoor Units | 92000 | 11.9 | 23 | 103000 | 3.65 | 67000 | 2.44 | 1917.5
10306453 | INNOVAIR | IOV264H3CDC745(A) | Non-Ducted Indoor Units | 250000 | 10.5 | 20.5 | 282000 | 3.35 | 186000 | 2.2 | 5207.5
10306455 | INNOVAIR | IOV288H3CDC749(A) | Non-Ducted Indoor Units | 274000 | 10.2 | 20.5 | 308000 | 3.3 | 200000 | 2.2 | 5707.5
10324126 | INNOVAIR | IOV312H3CDC753(A) | Ducted Indoor Units | 296000 | 10.5 | 20 | 334000 | 3.25 | 206000 | 2.2 | 6167.5
10306460 | INNOVAIR | IOV360H3CDC761(A) | Ducted Indoor Units | 342000 | 10.5 | 19 | 384000 | 3.25 | 250000 | 2.2 | 7125
10306467 | INNOVAIR | IOV096H6CDC716(A) | Non-Ducted Indoor Units | 92000 | 12.6 | 26 | 103000 | 3.9 | 67000 | 2.5 | 1917.5
10306454 | INNOVAIR | IOV288H3CDC749(A) | Ducted Indoor Units | 274000 | 10.5 | 20 | 308000 | 3.25 | 200000 | 2.2 | 5707.5
10306437 | INNOVAIR | IOV096H3CDC716(A) | Non-Ducted Indoor Units | 92000 | 12.6 | 26 | 103000 | 3.9 | 67000 | 2.5 | 1917.5
10306447 | INNOVAIR | IOV192H3CDC733(A) | Non-Ducted Indoor Units | 184000 | 11.3 | 23 | 206000 | 3.4 | 134000 | 2.1 | 3832.5
10306449 | INNOVAIR | IOV216H3CDC737(A) | Non-Ducted Indoor Units | 206000 | 11 | 24.7 | 230000 | 3.52 | 150000 | 2.25 | 4292.5
10306452 | INNOVAIR | IOV264H3CDC745(A) | Ducted Indoor Units | 250000 | 10.5 | 20.5 | 282000 | 3.3 | 186000 | 2.2 | 5207.5
10306458 | INNOVAIR | IOV336H3CDC758(A) | Ducted Indoor Units | 320000 | 10.5 | 19 | 360000 | 3.25 | 210000 | 2.2 | 6667.5
10324127 | INNOVAIR | IOV312H3CDC753(A) | Non-Ducted Indoor Units | 296000 | 10.2 | 20 | 334000 | 3.25 | 206000 | 2.2 | 6167.5
203993359 | JOHNSON CONTROLS-HITACHI AIR CONDITIONING | TVAHP432B32S | Ducted Indoor Units | 400000 | 9.6 | 19 | 460000 | 3.35 | 300000 | 2.19 | 8332.5
203993366 | JOHNSON CONTROLS-HITACHI AIR CONDITIONING | TVAHP432B42S | Ducted Indoor Units | 400000 | 9.6 | 19 | 460000 | 3.35 | 300000 | 2.19 | 8332.5
203993374 | JOHNSON CONTROLS-HITACHI AIR CONDITIONING | TVAHP384B32S | Non-Ducted Indoor Units | 366000 | 9.6 | 19.6 | 410000 | 3.37 | 276000 | 2.2 | 7625
203993389 | JOHNSON CONTROLS-HITACHI AIR CONDITIONING | TVAHP384B42S | Non-Ducted Indoor Units | 366000 | 9.6 | 19.6 | 410000 | 3.37 | 276000 | 2.2 | 7625
203993433 | JOHNSON CONTROLS-HITACHI AIR CONDITIONING | TVAHR384B32S | Non-Ducted Indoor Units | 366000 | 9.6 | 19.6 | 410000 | 3.37 | 276000 | 2.2 | 7625
203993456 | JOHNSON CONTROLS-HITACHI AIR CONDITIONING | TVAHR384B42S | Non-Ducted Indoor Units | 366000 | 9.6 | 19.6 | 410000 | 3.37 | 276000 | 2.2 | 7625
203993479 | JOHNSON CONTROLS-HITACHI AIR CONDITIONING | TVAHR432B32S | Ducted Indoor Units | 400000 | 9.6 | 19 | 460000 | 3.35 | 300000 | 2.19 | 8332.5
203993499 | JOHNSON CONTROLS-HITACHI AIR CONDITIONING | TVAHR432B42S | Ducted Indoor Units | 400000 | 9.6 | 19 | 460000 | 3.35 | 300000 | 2.19 | 8332.5
203993675 | JOHNSON CONTROLS-HITACHI AIR CONDITIONING | TVAHP072B32S | Ducted Indoor Units | 69000 | 12.2 | 21.1 | 77000 | 3.54 | 56000 | 2.38 | 1437.5
203993682 | JOHNSON CONTROLS-HITACHI AIR CONDITIONING | TVAHP072B42S | Ducted Indoor Units | 69000 | 12.2 | 21.1 | 77000 | 3.54 | 56000 | 2.38 | 1437.5
203993688 | JOHNSON CONTROLS-HITACHI AIR CONDITIONING | TVAHR072B32S | Ducted Indoor Units | 69000 | 12.2 | 21.1 | 77000 | 3.54 | 56000 | 2.38 | 1437.5
203993695 | JOHNSON CONTROLS-HITACHI AIR CONDITIONING | TVAHR072B42S | Ducted Indoor Units | 69000 | 12.2 | 21.1 | 77000 | 3.54 | 56000 | 2.38 | 1437.5
203993702 | JOHNSON CONTROLS-HITACHI AIR CONDITIONING | TVAHP072B32S | Non-Ducted Indoor Units | 69000 | 14.9 | 26.5 | 77000 | 4.25 | 56000 | 2.6 | 1437.5
203993709 | JOHNSON CONTROLS-HITACHI AIR CONDITIONING | TVAHP072B42S | Non-Ducted Indoor Units | 69000 | 14.9 | 26.5 | 77000 | 4.25 | 56000 | 2.6 | 1437.5
203993716 | JOHNSON CONTROLS-HITACHI AIR CONDITIONING | TVAHR072B32S | Non-Ducted Indoor Units | 69000 | 14.9 | 26.5 | 77000 | 4.25 | 56000 | 2.6 | 1437.5
203993723 | JOHNSON CONTROLS-HITACHI AIR CONDITIONING | TVAHR072B42S | Non-Ducted Indoor Units | 69000 | 14.9 | 26.5 | 77000 | 4.25 | 56000 | 2.6 | 1437.5
203993730 | JOHNSON CONTROLS-HITACHI AIR CONDITIONING | TVAHP096B32S | Ducted Indoor Units | 92000 | 12.4 | 22.1 | 103000 | 3.65 | 76000 | 2.36 | 1917.5
203993737 | JOHNSON CONTROLS-HITACHI AIR CONDITIONING | TVAHP096B42S | Ducted Indoor Units | 92000 | 12.4 | 22.1 | 103000 | 3.65 | 76000 | 2.36 | 1917.5
203993744 | JOHNSON CONTROLS-HITACHI AIR CONDITIONING | TVAHR096B32S | Ducted Indoor Units | 92000 | 12.4 | 22.1 | 103000 | 3.65 | 76000 | 2.36 | 1917.5
203993751 | JOHNSON CONTROLS-HITACHI AIR CONDITIONING | TVAHR096B42S | Ducted Indoor Units | 92000 | 12.4 | 22.1 | 103000 | 3.65 | 76000 | 2.36 | 1917.5
203993758 | JOHNSON CONTROLS-HITACHI AIR CONDITIONING | TVAHP096B32S | Non-Ducted Indoor Units | 92000 | 12.4 | 23.9 | 103000 | 3.77 | 76000 | 2.4 | 1917.5
203993765 | JOHNSON CONTROLS-HITACHI AIR CONDITIONING | TVAHP096B42S | Non-Ducted Indoor Units | 92000 | 12.4 | 23.9 | 103000 | 3.77 | 76000 | 2.4 | 1917.5
203993772 | JOHNSON CONTROLS-HITACHI AIR CONDITIONING | TVAHR096B32S | Non-Ducted Indoor Units | 92000 | 12.4 | 23.9 | 103000 | 3.77 | 76000 | 2.4 | 1917.5
203993779 | JOHNSON CONTROLS-HITACHI AIR CONDITIONING | TVAHR096B42S | Non-Ducted Indoor Units | 92000 | 12.4 | 23.9 | 103000 | 3.77 | 76000 | 2.4 | 1917.5
203993786 | JOHNSON CONTROLS-HITACHI AIR CONDITIONING | TVAHP120B32S | Ducted Indoor Units | 115000 | 12.2 | 21.7 | 129000 | 3.55 | 92000 | 2.3 | 2395
203993793 | JOHNSON CONTROLS-HITACHI AIR CONDITIONING | TVAHP120B42S | Ducted Indoor Units | 115000 | 12.2 | 21.7 | 129000 | 3.55 | 92000 | 2.3 | 2395
203993800 | JOHNSON CONTROLS-HITACHI AIR CONDITIONING | TVAHR120B32S | Ducted Indoor Units | 115000 | 12.2 | 21.7 | 129000 | 3.55 | 92000 | 2.3 | 2395
203993807 | JOHNSON CONTROLS-HITACHI AIR CONDITIONING | TVAHR120B42S | Ducted Indoor Units | 115000 | 12.2 | 21.7 | 129000 | 3.55 | 92000 | 2.3 | 2395
203993814 | JOHNSON CONTROLS-HITACHI AIR CONDITIONING | TVAHP144B32S | Ducted Indoor Units | 138000 | 11.2 | 21.2 | 154000 | 3.4 | 110000 | 2.15 | 2875
203993821 | JOHNSON CONTROLS-HITACHI AIR CONDITIONING | TVAHP144B42S | Ducted Indoor Units | 138000 | 11.2 | 21.2 | 154000 | 3.4 | 110000 | 2.15 | 2875
203993828 | JOHNSON CONTROLS-HITACHI AIR CONDITIONING | TVAHR144B32S | Ducted Indoor Units | 138000 | 11.2 | 21.2 | 154000 | 3.4 | 110000 | 2.15 | 2875
203993835 | JOHNSON CONTROLS-HITACHI AIR CONDITIONING | TVAHR144B42S | Ducted Indoor Units | 138000 | 11.2 | 21.2 | 154000 | 3.4 | 110000 | 2.15 | 2875
203993842 | JOHNSON CONTROLS-HITACHI AIR CONDITIONING | TVAHP168B32S | Ducted Indoor Units | 160000 | 11.8 | 21.4 | 180000 | 3.56 | 124000 | 2.4 | 3332.5
203993849 | JOHNSON CONTROLS-HITACHI AIR CONDITIONING | TVAHP168B42S | Ducted Indoor Units | 160000 | 11.8 | 21.4 | 180000 | 3.56 | 124000 | 2.4 | 3332.5
203993855 | JOHNSON CONTROLS-HITACHI AIR CONDITIONING | TVAHR168B32S | Ducted Indoor Units | 160000 | 11.8 | 21.4 | 180000 | 3.56 | 124000 | 2.4 | 3332.5
203993862 | JOHNSON CONTROLS-HITACHI AIR CONDITIONING | TVAHR168B42S | Ducted Indoor Units | 160000 | 11.8 | 21.4 | 180000 | 3.56 | 124000 | 2.4 | 3332.5
203993869 | JOHNSON CONTROLS-HITACHI AIR CONDITIONING | TVAHP192B32S | Ducted Indoor Units | 184000 | 11.1 | 20.8 | 206000 | 3.38 | 140000 | 2.15 | 3832.5
203993876 | JOHNSON CONTROLS-HITACHI AIR CONDITIONING | TVAHP192B42S | Ducted Indoor Units | 184000 | 11.1 | 20.8 | 206000 | 3.38 | 140000 | 2.15 | 3832.5
203993883 | JOHNSON CONTROLS-HITACHI AIR CONDITIONING | TVAHR192B32S | Ducted Indoor Units | 184000 | 11.1 | 20.8 | 206000 | 3.38 | 140000 | 2.15 | 3832.5
203993890 | JOHNSON CONTROLS-HITACHI AIR CONDITIONING | TVAHR192B42S | Ducted Indoor Units | 184000 | 11.1 | 20.8 | 206000 | 3.38 | 140000 | 2.15 | 3832.5
203993925 | JOHNSON CONTROLS-HITACHI AIR CONDITIONING | TVAHP120B32S | Non-Ducted Indoor Units | 115000 | 12.7 | 24.4 | 129000 | 3.84 | 92000 | 2.37 | 2395
203993932 | JOHNSON CONTROLS-HITACHI AIR CONDITIONING | TVAHP120B42S | Non-Ducted Indoor Units | 115000 | 12.7 | 24.4 | 129000 | 3.84 | 92000 | 2.37 | 2395
203993938 | JOHNSON CONTROLS-HITACHI AIR CONDITIONING | TVAHR120B32S | Non-Ducted Indoor Units | 115000 | 12.7 | 24.4 | 129000 | 3.84 | 92000 | 2.37 | 2395
203993945 | JOHNSON CONTROLS-HITACHI AIR CONDITIONING | TVAHR120B42S | Non-Ducted Indoor Units | 115000 | 12.7 | 24.4 | 129000 | 3.84 | 92000 | 2.37 | 2395
203994005 | JOHNSON CONTROLS-HITACHI AIR CONDITIONING | TVAHP168B32S | Non-Ducted Indoor Units | 160000 | 11.6 | 23.4 | 180000 | 3.65 | 124000 | 2.16 | 3332.5
203994012 | JOHNSON CONTROLS-HITACHI AIR CONDITIONING | TVAHP168B42S | Non-Ducted Indoor Units | 160000 | 11.6 | 23.4 | 180000 | 3.65 | 124000 | 2.16 | 3332.5
203994019 | JOHNSON CONTROLS-HITACHI AIR CONDITIONING | TVAHR168B32S | Non-Ducted Indoor Units | 160000 | 11.6 | 23.4 | 180000 | 3.65 | 124000 | 2.16 | 3332.5
203994025 | JOHNSON CONTROLS-HITACHI AIR CONDITIONING | TVAHR168B42S | Non-Ducted Indoor Units | 160000 | 11.6 | 23.4 | 180000 | 3.65 | 124000 | 2.16 | 3332.5
203994045 | JOHNSON CONTROLS-HITACHI AIR CONDITIONING | TVAHP216B32S | Ducted Indoor Units | 206000 | 11.2 | 20.7 | 232000 | 3.51 | 164000 | 2.29 | 4292.5
203994052 | JOHNSON CONTROLS-HITACHI AIR CONDITIONING | TVAHP216B42S | Ducted Indoor Units | 206000 | 11.2 | 20.7 | 232000 | 3.51 | 164000 | 2.29 | 4292.5
203994060 | JOHNSON CONTROLS-HITACHI AIR CONDITIONING | TVAHR216B32S | Ducted Indoor Units | 206000 | 11.2 | 20.7 | 232000 | 3.51 | 164000 | 2.29 | 4292.5
203994066 | JOHNSON CONTROLS-HITACHI AIR CONDITIONING | TVAHR216B42S | Ducted Indoor Units | 206000 | 11.2 | 20.7 | 232000 | 3.51 | 164000 | 2.29 | 4292.5
203994126 | JOHNSON CONTROLS-HITACHI AIR CONDITIONING | TVAHP240B32S | Non-Ducted Indoor Units | 230000 | 11.1 | 20.8 | 258000 | 3.67 | 178000 | 2.35 | 4792.5
203994133 | JOHNSON CONTROLS-HITACHI AIR CONDITIONING | TVAHP240B42S | Non-Ducted Indoor Units | 230000 | 11.1 | 20.8 | 258000 | 3.67 | 178000 | 2.35 | 4792.5
203994136 | JOHNSON CONTROLS-HITACHI AIR CONDITIONING | TVAHR240B32S | Non-Ducted Indoor Units | 230000 | 11.1 | 20.8 | 258000 | 3.67 | 178000 | 2.35 | 4792.5
203994139 | JOHNSON CONTROLS-HITACHI AIR CONDITIONING | TVAHR240B42S | Non-Ducted Indoor Units | 230000 | 11.1 | 20.8 | 258000 | 3.67 | 178000 | 2.35 | 4792.5
203994142 | JOHNSON CONTROLS-HITACHI AIR CONDITIONING | TVAHP264B32S | Ducted Indoor Units | 252000 | 10.5 | 20.8 | 282000 | 3.56 | 200000 | 2.26 | 5250
203994145 | JOHNSON CONTROLS-HITACHI AIR CONDITIONING | TVAHP264B42S | Ducted Indoor Units | 252000 | 10.5 | 20.8 | 282000 | 3.56 | 200000 | 2.26 | 5250
203994148 | JOHNSON CONTROLS-HITACHI AIR CONDITIONING | TVAHR264B32S | Ducted Indoor Units | 252000 | 10.5 | 20.8 | 282000 | 3.56 | 200000 | 2.26 | 5250
203994151 | JOHNSON CONTROLS-HITACHI AIR CONDITIONING | TVAHR264B42S | Ducted Indoor Units | 252000 | 10.5 | 20.8 | 282000 | 3.56 | 200000 | 2.26 | 5250
203994154 | JOHNSON CONTROLS-HITACHI AIR CONDITIONING | TVAHP264B32S | Non-Ducted Indoor Units | 252000 | 10 | 21.1 | 282000 | 3.7 | 200000 | 2.26 | 5250
203994157 | JOHNSON CONTROLS-HITACHI AIR CONDITIONING | TVAHP264B42S | Non-Ducted Indoor Units | 252000 | 10 | 21.1 | 282000 | 3.7 | 200000 | 2.26 | 5250
203994160 | JOHNSON CONTROLS-HITACHI AIR CONDITIONING | TVAHR264B32S | Non-Ducted Indoor Units | 252000 | 10 | 21.1 | 282000 | 3.7 | 200000 | 2.26 | 5250
203994163 | JOHNSON CONTROLS-HITACHI AIR CONDITIONING | TVAHR264B42S | Non-Ducted Indoor Units | 252000 | 10 | 21.1 | 282000 | 3.7 | 200000 | 2.26 | 5250
203994172 | JOHNSON CONTROLS-HITACHI AIR CONDITIONING | TVAHP288B32S | Ducted Indoor Units | 276000 | 9.9 | 20.7 | 308000 | 3.42 | 214000 | 2.24 | 5750
203994175 | JOHNSON CONTROLS-HITACHI AIR CONDITIONING | TVAHP288B42S | Ducted Indoor Units | 276000 | 9.9 | 20.7 | 308000 | 3.42 | 214000 | 2.24 | 5750
203994178 | JOHNSON CONTROLS-HITACHI AIR CONDITIONING | TVAHR288B32S | Ducted Indoor Units | 276000 | 9.9 | 20.7 | 308000 | 3.42 | 214000 | 2.24 | 5750
203994181 | JOHNSON CONTROLS-HITACHI AIR CONDITIONING | TVAHR288B42S | Ducted Indoor Units | 276000 | 9.9 | 20.7 | 308000 | 3.42 | 214000 | 2.24 | 5750
203994196 | JOHNSON CONTROLS-HITACHI AIR CONDITIONING | TVAHP312B32S | Ducted Indoor Units | 298000 | 10 | 19.5 | 334000 | 3.31 | 232000 | 2.12 | 6207.5
203994199 | JOHNSON CONTROLS-HITACHI AIR CONDITIONING | TVAHP312B42S | Ducted Indoor Units | 298000 | 10 | 19.5 | 334000 | 3.31 | 232000 | 2.12 | 6207.5
203994202 | JOHNSON CONTROLS-HITACHI AIR CONDITIONING | TVAHR312B32S | Ducted Indoor Units | 298000 | 10 | 19.5 | 334000 | 3.31 | 232000 | 2.12 | 6207.5
203994205 | JOHNSON CONTROLS-HITACHI AIR CONDITIONING | TVAHR312B42S | Ducted Indoor Units | 298000 | 10 | 19.5 | 334000 | 3.31 | 232000 | 2.12 | 6207.5
203994220 | JOHNSON CONTROLS-HITACHI AIR CONDITIONING | TVAHP336B32S | Ducted Indoor Units | 320000 | 9.8 | 19.1 | 360000 | 3.32 | 250000 | 2.25 | 6667.5
203994223 | JOHNSON CONTROLS-HITACHI AIR CONDITIONING | TVAHP336B42S | Ducted Indoor Units | 320000 | 9.8 | 19.1 | 360000 | 3.32 | 250000 | 2.25 | 6667.5
203994226 | JOHNSON CONTROLS-HITACHI AIR CONDITIONING | TVAHR336B32S | Ducted Indoor Units | 320000 | 9.8 | 19.1 | 360000 | 3.32 | 250000 | 2.25 | 6667.5
203994229 | JOHNSON CONTROLS-HITACHI AIR CONDITIONING | TVAHR336B42S | Ducted Indoor Units | 320000 | 9.8 | 19.1 | 360000 | 3.32 | 250000 | 2.25 | 6667.5
203994562 | JOHNSON CONTROLS-HITACHI AIR CONDITIONING | TVAHP072B32S | Mixed Ducted and Non-Ducted Indoor Units | 69000 | 13.55 | 23.8 | 77000 | 3.89 | 56000 | 2.49 | 1437.5
203994565 | JOHNSON CONTROLS-HITACHI AIR CONDITIONING | TVAHP072B42S | Mixed Ducted and Non-Ducted Indoor Units | 69000 | 13.55 | 23.8 | 77000 | 3.89 | 56000 | 2.49 | 1437.5
203994568 | JOHNSON CONTROLS-HITACHI AIR CONDITIONING | TVAHR072B32S | Mixed Ducted and Non-Ducted Indoor Units | 69000 | 13.55 | 23.8 | 77000 | 3.89 | 56000 | 2.49 | 1437.5
203994571 | JOHNSON CONTROLS-HITACHI AIR CONDITIONING | TVAHR072B42S | Mixed Ducted and Non-Ducted Indoor Units | 69000 | 13.55 | 23.8 | 77000 | 3.89 | 56000 | 2.49 | 1437.5
203994580 | JOHNSON CONTROLS-HITACHI AIR CONDITIONING | TVAHP096B32S | Mixed Ducted and Non-Ducted Indoor Units | 92000 | 12.4 | 23 | 103000 | 3.71 | 76000 | 2.38 | 1917.5
203994583 | JOHNSON CONTROLS-HITACHI AIR CONDITIONING | TVAHP096B42S | Mixed Ducted and Non-Ducted Indoor Units | 92000 | 12.4 | 23 | 103000 | 3.71 | 76000 | 2.38 | 1917.5
203994586 | JOHNSON CONTROLS-HITACHI AIR CONDITIONING | TVAHR096B32S | Mixed Ducted and Non-Ducted Indoor Units | 92000 | 12.4 | 23 | 103000 | 3.71 | 76000 | 2.38 | 1917.5
203994589 | JOHNSON CONTROLS-HITACHI AIR CONDITIONING | TVAHR096B42S | Mixed Ducted and Non-Ducted Indoor Units | 92000 | 12.4 | 23 | 103000 | 3.71 | 76000 | 2.38 | 1917.5
203994592 | JOHNSON CONTROLS-HITACHI AIR CONDITIONING | TVAHP120B32S | Mixed Ducted and Non-Ducted Indoor Units | 115000 | 12.45 | 23.05 | 129000 | 3.69 | 92000 | 2.33 | 2395
203994595 | JOHNSON CONTROLS-HITACHI AIR CONDITIONING | TVAHP120B42S | Mixed Ducted and Non-Ducted Indoor Units | 115000 | 12.45 | 23.05 | 129000 | 3.69 | 92000 | 2.33 | 2395
203994598 | JOHNSON CONTROLS-HITACHI AIR CONDITIONING | TVAHR120B32S | Mixed Ducted and Non-Ducted Indoor Units | 115000 | 12.45 | 23.05 | 129000 | 3.69 | 92000 | 2.33 | 2395
203994601 | JOHNSON CONTROLS-HITACHI AIR CONDITIONING | TVAHR120B42S | Mixed Ducted and Non-Ducted Indoor Units | 115000 | 12.45 | 23.05 | 129000 | 3.69 | 92000 | 2.33 | 2395
203994610 | JOHNSON CONTROLS-HITACHI AIR CONDITIONING | TVAHP144B32S | Mixed Ducted and Non-Ducted Indoor Units | 138000 | 11.05 | 22.55 | 154000 | 3.41 | 110000 | 2.13 | 2875
203994613 | JOHNSON CONTROLS-HITACHI AIR CONDITIONING | TVAHP144B42S | Mixed Ducted and Non-Ducted Indoor Units | 138000 | 11.05 | 22.55 | 154000 | 3.41 | 110000 | 2.13 | 2875
203994616 | JOHNSON CONTROLS-HITACHI AIR CONDITIONING | TVAHR144B32S | Mixed Ducted and Non-Ducted Indoor Units | 138000 | 11.05 | 22.55 | 154000 | 3.41 | 110000 | 2.13 | 2875
203994619 | JOHNSON CONTROLS-HITACHI AIR CONDITIONING | TVAHR144B42S | Mixed Ducted and Non-Ducted Indoor Units | 138000 | 11.05 | 22.55 | 154000 | 3.41 | 110000 | 2.13 | 2875
203994628 | JOHNSON CONTROLS-HITACHI AIR CONDITIONING | TVAHP168B32S | Mixed Ducted and Non-Ducted Indoor Units | 160000 | 11.7 | 22.4 | 180000 | 3.6 | 124000 | 2.28 | 3332.5
203994631 | JOHNSON CONTROLS-HITACHI AIR CONDITIONING | TVAHP168B42S | Mixed Ducted and Non-Ducted Indoor Units | 160000 | 11.7 | 22.4 | 180000 | 3.6 | 124000 | 2.28 | 3332.5
203994634 | JOHNSON CONTROLS-HITACHI AIR CONDITIONING | TVAHR168B32S | Mixed Ducted and Non-Ducted Indoor Units | 160000 | 11.7 | 22.4 | 180000 | 3.6 | 124000 | 2.28 | 3332.5
203994637 | JOHNSON CONTROLS-HITACHI AIR CONDITIONING | TVAHR168B42S | Mixed Ducted and Non-Ducted Indoor Units | 160000 | 11.7 | 22.4 | 180000 | 3.6 | 124000 | 2.28 | 3332.5
203994658 | JOHNSON CONTROLS-HITACHI AIR CONDITIONING | TVAHP216B32S | Mixed Ducted and Non-Ducted Indoor Units | 206000 | 11.05 | 20.8 | 232000 | 3.66 | 164000 | 2.3 | 4292.5
203994661 | JOHNSON CONTROLS-HITACHI AIR CONDITIONING | TVAHP216B42S | Mixed Ducted and Non-Ducted Indoor Units | 206000 | 11.05 | 20.8 | 232000 | 3.66 | 164000 | 2.3 | 4292.5
203994664 | JOHNSON CONTROLS-HITACHI AIR CONDITIONING | TVAHR216B32S | Mixed Ducted and Non-Ducted Indoor Units | 206000 | 11.05 | 20.8 | 232000 | 3.66 | 164000 | 2.3 | 4292.5
203994667 | JOHNSON CONTROLS-HITACHI AIR CONDITIONING | TVAHR216B42S | Mixed Ducted and Non-Ducted Indoor Units | 206000 | 11.05 | 20.8 | 232000 | 3.66 | 164000 | 2.3 | 4292.5
203994682 | JOHNSON CONTROLS-HITACHI AIR CONDITIONING | TVAHP264B32S | Mixed Ducted and Non-Ducted Indoor Units | 252000 | 10.25 | 20.95 | 282000 | 3.63 | 200000 | 2.26 | 5250
203994685 | JOHNSON CONTROLS-HITACHI AIR CONDITIONING | TVAHP264B42S | Mixed Ducted and Non-Ducted Indoor Units | 252000 | 10.25 | 20.95 | 282000 | 3.63 | 200000 | 2.26 | 5250
203994688 | JOHNSON CONTROLS-HITACHI AIR CONDITIONING | TVAHR264B32S | Mixed Ducted and Non-Ducted Indoor Units | 252000 | 10.25 | 20.95 | 282000 | 3.63 | 200000 | 2.26 | 5250
203994691 | JOHNSON CONTROLS-HITACHI AIR CONDITIONING | TVAHR264B42S | Mixed Ducted and Non-Ducted Indoor Units | 252000 | 10.25 | 20.95 | 282000 | 3.63 | 200000 | 2.26 | 5250
203994700 | JOHNSON CONTROLS-HITACHI AIR CONDITIONING | TVAHP288B32S | Mixed Ducted and Non-Ducted Indoor Units | 276000 | 9.7 | 20.05 | 308000 | 3.42 | 214000 | 2.22 | 5750
203994703 | JOHNSON CONTROLS-HITACHI AIR CONDITIONING | TVAHP288B42S | Mixed Ducted and Non-Ducted Indoor Units | 276000 | 9.7 | 20.05 | 308000 | 3.42 | 214000 | 2.22 | 5750
203994706 | JOHNSON CONTROLS-HITACHI AIR CONDITIONING | TVAHR288B32S | Mixed Ducted and Non-Ducted Indoor Units | 276000 | 9.7 | 20.05 | 308000 | 3.42 | 214000 | 2.22 | 5750
203994709 | JOHNSON CONTROLS-HITACHI AIR CONDITIONING | TVAHR288B42S | Mixed Ducted and Non-Ducted Indoor Units | 276000 | 9.7 | 20.05 | 308000 | 3.42 | 214000 | 2.22 | 5750
203994712 | JOHNSON CONTROLS-HITACHI AIR CONDITIONING | TVAHP312B32S | Mixed Ducted and Non-Ducted Indoor Units | 298000 | 9.85 | 19.9 | 334000 | 3.34 | 232000 | 2.08 | 6207.5
203994715 | JOHNSON CONTROLS-HITACHI AIR CONDITIONING | TVAHP312B42S | Mixed Ducted and Non-Ducted Indoor Units | 298000 | 9.85 | 19.9 | 334000 | 3.34 | 232000 | 2.08 | 6207.5
203994718 | JOHNSON CONTROLS-HITACHI AIR CONDITIONING | TVAHR312B32S | Mixed Ducted and Non-Ducted Indoor Units | 298000 | 9.85 | 19.9 | 334000 | 3.34 | 232000 | 2.08 | 6207.5
203994721 | JOHNSON CONTROLS-HITACHI AIR CONDITIONING | TVAHR312B42S | Mixed Ducted and Non-Ducted Indoor Units | 298000 | 9.85 | 19.9 | 334000 | 3.34 | 232000 | 2.08 | 6207.5
203994724 | JOHNSON CONTROLS-HITACHI AIR CONDITIONING | TVAHP336B32S | Mixed Ducted and Non-Ducted Indoor Units | 320000 | 9.65 | 19.95 | 360000 | 3.29 | 250000 | 2.28 | 6667.5
203994727 | JOHNSON CONTROLS-HITACHI AIR CONDITIONING | TVAHP336B42S | Mixed Ducted and Non-Ducted Indoor Units | 320000 | 9.65 | 19.95 | 360000 | 3.29 | 250000 | 2.28 | 6667.5
203994730 | JOHNSON CONTROLS-HITACHI AIR CONDITIONING | TVAHR336B32S | Mixed Ducted and Non-Ducted Indoor Units | 320000 | 9.65 | 19.95 | 360000 | 3.29 | 250000 | 2.28 | 6667.5
203994733 | JOHNSON CONTROLS-HITACHI AIR CONDITIONING | TVAHR336B42S | Mixed Ducted and Non-Ducted Indoor Units | 320000 | 9.65 | 19.95 | 360000 | 3.29 | 250000 | 2.28 | 6667.5
204269120 | JOHNSON CONTROLS-HITACHI AIR CONDITIONING | TVAHR072B52S | Non-Ducted Indoor Units | 69000 | 14.9 | 26.5 | 77000 | 4.25 | 56000 | 2.6 | 1437.5
204269121 | JOHNSON CONTROLS-HITACHI AIR CONDITIONING | TVAHR096B52S | Non-Ducted Indoor Units | 92000 | 12.4 | 23.9 | 103000 | 3.77 | 76000 | 2.4 | 1917.5
204269122 | JOHNSON CONTROLS-HITACHI AIR CONDITIONING | TVAHR120B52S | Non-Ducted Indoor Units | 114000 | 12.7 | 24.4 | 129000 | 3.84 | 92000 | 2.37 | 2375
204269124 | JOHNSON CONTROLS-HITACHI AIR CONDITIONING | TVAHR168B52S | Non-Ducted Indoor Units | 160000 | 11.6 | 23.4 | 180000 | 3.65 | 124000 | 2.16 | 3332.5
204269127 | JOHNSON CONTROLS-HITACHI AIR CONDITIONING | TVAHR240B52S | Non-Ducted Indoor Units | 228000 | 11.1 | 20.8 | 258000 | 3.67 | 178000 | 2.35 | 4750
204269128 | JOHNSON CONTROLS-HITACHI AIR CONDITIONING | TVAHR264B52S | Non-Ducted Indoor Units | 252000 | 10 | 21.1 | 282000 | 3.7 | 200000 | 2.26 | 5250
204269133 | JOHNSON CONTROLS-HITACHI AIR CONDITIONING | TVAHR384B52S | Non-Ducted Indoor Units | 366000 | 9.6 | 19.6 | 410000 | 3.37 | 276000 | 2.2 | 7625
204269168 | JOHNSON CONTROLS-HITACHI AIR CONDITIONING | TVAHR072B52S | Ducted Indoor Units | 69000 | 12.2 | 21.1 | 77000 | 3.54 | 56000 | 2.38 | 1437.5
204269169 | JOHNSON CONTROLS-HITACHI AIR CONDITIONING | TVAHR096B52S | Ducted Indoor Units | 92000 | 12.4 | 22.1 | 103000 | 3.65 | 76000 | 2.36 | 1917.5
204269170 | JOHNSON CONTROLS-HITACHI AIR CONDITIONING | TVAHR120B52S | Ducted Indoor Units | 114000 | 12.4 | 21.7 | 129000 | 3.55 | 92000 | 2.3 | 2375
204269171 | JOHNSON CONTROLS-HITACHI AIR CONDITIONING | TVAHR144B52S | Ducted Indoor Units | 138000 | 11.2 | 21.2 | 154000 | 3.4 | 110000 | 2.15 | 2875
204269172 | JOHNSON CONTROLS-HITACHI AIR CONDITIONING | TVAHR168B52S | Ducted Indoor Units | 160000 | 11.8 | 21.4 | 180000 | 3.56 | 124000 | 2.4 | 3332.5
204269173 | JOHNSON CONTROLS-HITACHI AIR CONDITIONING | TVAHR192B52S | Ducted Indoor Units | 184000 | 11.1 | 20.8 | 206000 | 3.38 | 140000 | 2.15 | 3832.5
204269174 | JOHNSON CONTROLS-HITACHI AIR CONDITIONING | TVAHR216B52S | Ducted Indoor Units | 206000 | 11.2 | 20.7 | 232000 | 3.51 | 164000 | 2.29 | 4292.5
204269176 | JOHNSON CONTROLS-HITACHI AIR CONDITIONING | TVAHR264B52S | Ducted Indoor Units | 252000 | 10.5 | 20.8 | 282000 | 3.56 | 200000 | 2.26 | 5250
204269177 | JOHNSON CONTROLS-HITACHI AIR CONDITIONING | TVAHR288B52S | Ducted Indoor Units | 276000 | 9.9 | 20.7 | 308000 | 3.42 | 214000 | 2.24 | 5750
204269178 | JOHNSON CONTROLS-HITACHI AIR CONDITIONING | TVAHR312B52S | Ducted Indoor Units | 298000 | 10 | 19.5 | 334000 | 3.31 | 232000 | 2.12 | 6207.5
204269179 | JOHNSON CONTROLS-HITACHI AIR CONDITIONING | TVAHR336B52S | Ducted Indoor Units | 320000 | 9.8 | 19.1 | 360000 | 3.32 | 250000 | 2.25 | 6667.5
204269183 | JOHNSON CONTROLS-HITACHI AIR CONDITIONING | TVAHR432B52S | Ducted Indoor Units | 400000 | 9.6 | 19 | 460000 | 3.35 | 300000 | 2.19 | 8332.5
204269216 | JOHNSON CONTROLS-HITACHI AIR CONDITIONING | TVAHP072B52S | Non-Ducted Indoor Units | 69000 | 14.9 | 26.5 | 77000 | 4.25 | 56000 | 2.6 | 1437.5
204269217 | JOHNSON CONTROLS-HITACHI AIR CONDITIONING | TVAHP096B52S | Non-Ducted Indoor Units | 92000 | 12.4 | 23.9 | 103000 | 3.77 | 76000 | 2.4 | 1917.5
204269218 | JOHNSON CONTROLS-HITACHI AIR CONDITIONING | TVAHP120B52S | Non-Ducted Indoor Units | 114000 | 12.7 | 24.4 | 129000 | 3.84 | 92000 | 2.37 | 2375
204269220 | JOHNSON CONTROLS-HITACHI AIR CONDITIONING | TVAHP168B52S | Non-Ducted Indoor Units | 160000 | 11.6 | 23.4 | 180000 | 3.65 | 124000 | 2.16 | 3332.5
204269223 | JOHNSON CONTROLS-HITACHI AIR CONDITIONING | TVAHP240B52S | Non-Ducted Indoor Units | 228000 | 11.1 | 20.8 | 258000 | 3.67 | 178000 | 2.35 | 4750
204269224 | JOHNSON CONTROLS-HITACHI AIR CONDITIONING | TVAHP264B52S | Non-Ducted Indoor Units | 252000 | 10 | 21.1 | 282000 | 3.7 | 200000 | 2.26 | 5250
204269229 | JOHNSON CONTROLS-HITACHI AIR CONDITIONING | TVAHP384B52S | Non-Ducted Indoor Units | 366000 | 9.6 | 19.6 | 410000 | 3.37 | 276000 | 2.2 | 7625
204269264 | JOHNSON CONTROLS-HITACHI AIR CONDITIONING | TVAHP072B52S | Ducted Indoor Units | 69000 | 12.2 | 21.1 | 77000 | 3.54 | 56000 | 2.38 | 1437.5
204269265 | JOHNSON CONTROLS-HITACHI AIR CONDITIONING | TVAHP096B52S | Ducted Indoor Units | 92000 | 12.4 | 22.1 | 103000 | 3.65 | 76000 | 2.36 | 1917.5
204269266 | JOHNSON CONTROLS-HITACHI AIR CONDITIONING | TVAHP120B52S | Ducted Indoor Units | 114000 | 12.4 | 21.7 | 129000 | 3.55 | 92000 | 2.3 | 2375
204269267 | JOHNSON CONTROLS-HITACHI AIR CONDITIONING | TVAHP144B52S | Ducted Indoor Units | 138000 | 11.2 | 21.2 | 154000 | 3.4 | 110000 | 2.15 | 2875
204269268 | JOHNSON CONTROLS-HITACHI AIR CONDITIONING | TVAHP168B52S | Ducted Indoor Units | 160000 | 11.8 | 21.4 | 180000 | 3.56 | 124000 | 2.4 | 3332.5
204269269 | JOHNSON CONTROLS-HITACHI AIR CONDITIONING | TVAHP192B52S | Ducted Indoor Units | 184000 | 11.1 | 20.8 | 206000 | 3.38 | 140000 | 2.15 | 3832.5
204269270 | JOHNSON CONTROLS-HITACHI AIR CONDITIONING | TVAHP216B52S | Ducted Indoor Units | 206000 | 11.2 | 20.7 | 232000 | 3.51 | 164000 | 2.29 | 4292.5
204269272 | JOHNSON CONTROLS-HITACHI AIR CONDITIONING | TVAHP264B52S | Ducted Indoor Units | 252000 | 10.5 | 20.8 | 282000 | 3.56 | 200000 | 2.26 | 5250
204269273 | JOHNSON CONTROLS-HITACHI AIR CONDITIONING | TVAHP288B52S | Ducted Indoor Units | 276000 | 9.9 | 20.7 | 308000 | 3.42 | 214000 | 2.24 | 5750
204269274 | JOHNSON CONTROLS-HITACHI AIR CONDITIONING | TVAHP312B52S | Ducted Indoor Units | 298000 | 10 | 19.5 | 334000 | 3.31 | 232000 | 2.12 | 6207.5
204269275 | JOHNSON CONTROLS-HITACHI AIR CONDITIONING | TVAHP336B52S | Ducted Indoor Units | 320000 | 9.8 | 19.1 | 360000 | 3.32 | 250000 | 2.25 | 6667.5
204269279 | JOHNSON CONTROLS-HITACHI AIR CONDITIONING | TVAHP432B52S | Ducted Indoor Units | 400000 | 9.6 | 19 | 460000 | 3.35 | 300000 | 2.19 | 8332.5
204269312 | JOHNSON CONTROLS-HITACHI AIR CONDITIONING | TVAHR072B52S | Mixed Ducted and Non-Ducted Indoor Units | 69000 | 13.55 | 23.8 | 77000 | 3.89 | 56000 | 2.49 | 1437.5
204269313 | JOHNSON CONTROLS-HITACHI AIR CONDITIONING | TVAHR096B52S | Mixed Ducted and Non-Ducted Indoor Units | 92000 | 12.4 | 23 | 103000 | 3.71 | 76000 | 2.38 | 1917.5
204269314 | JOHNSON CONTROLS-HITACHI AIR CONDITIONING | TVAHR120B52S | Mixed Ducted and Non-Ducted Indoor Units | 114000 | 12.55 | 23.05 | 129000 | 3.69 | 92000 | 2.33 | 2375
204269315 | JOHNSON CONTROLS-HITACHI AIR CONDITIONING | TVAHR144B52S | Mixed Ducted and Non-Ducted Indoor Units | 138000 | 11.05 | 22.55 | 154000 | 3.41 | 110000 | 2.13 | 2875
204269316 | JOHNSON CONTROLS-HITACHI AIR CONDITIONING | TVAHR168B52S | Mixed Ducted and Non-Ducted Indoor Units | 160000 | 11.7 | 22.4 | 180000 | 3.6 | 124000 | 2.28 | 3332.5
204269318 | JOHNSON CONTROLS-HITACHI AIR CONDITIONING | TVAHR216B52S | Mixed Ducted and Non-Ducted Indoor Units | 206000 | 11.05 | 20.8 | 232000 | 3.66 | 164000 | 2.3 | 4292.5
204269320 | JOHNSON CONTROLS-HITACHI AIR CONDITIONING | TVAHR264B52S | Mixed Ducted and Non-Ducted Indoor Units | 252000 | 10.25 | 20.95 | 282000 | 3.63 | 200000 | 2.26 | 5250
204269321 | JOHNSON CONTROLS-HITACHI AIR CONDITIONING | TVAHR288B52S | Mixed Ducted and Non-Ducted Indoor Units | 276000 | 9.7 | 20.05 | 308000 | 3.42 | 214000 | 2.22 | 5750
204269322 | JOHNSON CONTROLS-HITACHI AIR CONDITIONING | TVAHR312B52S | Mixed Ducted and Non-Ducted Indoor Units | 298000 | 9.85 | 19.9 | 334000 | 3.34 | 232000 | 2.08 | 6207.5
204269323 | JOHNSON CONTROLS-HITACHI AIR CONDITIONING | TVAHR336B52S | Mixed Ducted and Non-Ducted Indoor Units | 320000 | 9.65 | 19.95 | 360000 | 3.29 | 250000 | 2.28 | 6667.5
204269360 | JOHNSON CONTROLS-HITACHI AIR CONDITIONING | TVAHP072B52S | Mixed Ducted and Non-Ducted Indoor Units | 69000 | 13.55 | 23.8 | 77000 | 3.89 | 56000 | 2.49 | 1437.5
204269361 | JOHNSON CONTROLS-HITACHI AIR CONDITIONING | TVAHP096B52S | Mixed Ducted and Non-Ducted Indoor Units | 92000 | 12.4 | 23 | 103000 | 3.71 | 76000 | 2.38 | 1917.5
204269362 | JOHNSON CONTROLS-HITACHI AIR CONDITIONING | TVAHP120B52S | Mixed Ducted and Non-Ducted Indoor Units | 114000 | 12.55 | 23.05 | 129000 | 3.69 | 92000 | 2.33 | 2375
204269363 | JOHNSON CONTROLS-HITACHI AIR CONDITIONING | TVAHP144B52S | Mixed Ducted and Non-Ducted Indoor Units | 138000 | 11.05 | 22.55 | 154000 | 3.41 | 110000 | 2.13 | 2875
204269364 | JOHNSON CONTROLS-HITACHI AIR CONDITIONING | TVAHP168B52S | Mixed Ducted and Non-Ducted Indoor Units | 160000 | 11.7 | 22.4 | 180000 | 3.6 | 124000 | 2.28 | 3332.5
204269366 | JOHNSON CONTROLS-HITACHI AIR CONDITIONING | TVAHP216B52S | Mixed Ducted and Non-Ducted Indoor Units | 206000 | 11.05 | 20.8 | 232000 | 3.66 | 164000 | 2.3 | 4292.5
204269368 | JOHNSON CONTROLS-HITACHI AIR CONDITIONING | TVAHP264B52S | Mixed Ducted and Non-Ducted Indoor Units | 252000 | 10.25 | 20.95 | 282000 | 3.63 | 200000 | 2.26 | 5250
204269369 | JOHNSON CONTROLS-HITACHI AIR CONDITIONING | TVAHP288B52S | Mixed Ducted and Non-Ducted Indoor Units | 276000 | 9.7 | 20.05 | 308000 | 3.42 | 214000 | 2.22 | 5750
204269370 | JOHNSON CONTROLS-HITACHI AIR CONDITIONING | TVAHP312B52S | Mixed Ducted and Non-Ducted Indoor Units | 298000 | 9.85 | 19.9 | 334000 | 3.34 | 232000 | 2.08 | 6207.5
204269371 | JOHNSON CONTROLS-HITACHI AIR CONDITIONING | TVAHP336B52S | Mixed Ducted and Non-Ducted Indoor Units | 320000 | 9.65 | 19.95 | 360000 | 3.29 | 250000 | 2.28 | 6667.5
214091436 | JOHNSON CONTROLS-HITACHI AIR CONDITIONING | TVAHP072B32S | Ducted Indoor Units | 69000 | 12 | 19 | 77000 | 3.54 | 56000 | 2.38 | 1437.5
214091452 | JOHNSON CONTROLS-HITACHI AIR CONDITIONING | TVAHP072B42S | Ducted Indoor Units | 69000 | 12 | 19 | 77000 | 3.54 | 56000 | 2.38 | 1437.5
214091468 | JOHNSON CONTROLS-HITACHI AIR CONDITIONING | TVAHP072B52S | Ducted Indoor Units | 69000 | 12 | 19 | 77000 | 3.54 | 56000 | 2.38 | 1437.5
214091580 | JOHNSON CONTROLS-HITACHI AIR CONDITIONING | TVAHP072B32S | Non-Ducted Indoor Units | 69000 | 13.1 | 20.5 | 77000 | 4.25 | 56000 | 2.6 | 1437.5
214091596 | JOHNSON CONTROLS-HITACHI AIR CONDITIONING | TVAHP072B42S | Non-Ducted Indoor Units | 69000 | 13.1 | 20.5 | 77000 | 4.25 | 56000 | 2.6 | 1437.5
214091612 | JOHNSON CONTROLS-HITACHI AIR CONDITIONING | TVAHP072B52S | Non-Ducted Indoor Units | 69000 | 13.1 | 20.5 | 77000 | 4.25 | 56000 | 2.6 | 1437.5
214091724 | JOHNSON CONTROLS-HITACHI AIR CONDITIONING | TVAHP072B32S | Mixed Ducted and Non-Ducted Indoor Units | 69000 | 12.6 | 19.75 | 77000 | 3.89 | 56000 | 2.49 | 1437.5
214091740 | JOHNSON CONTROLS-HITACHI AIR CONDITIONING | TVAHP072B42S | Mixed Ducted and Non-Ducted Indoor Units | 69000 | 12.6 | 19.75 | 77000 | 3.89 | 56000 | 2.49 | 1437.5
214091756 | JOHNSON CONTROLS-HITACHI AIR CONDITIONING | TVAHP072B52S | Mixed Ducted and Non-Ducted Indoor Units | 69000 | 12.6 | 19.75 | 77000 | 3.89 | 56000 | 2.49 | 1437.5
214094210 | JOHNSON CONTROLS-HITACHI AIR CONDITIONING | TVAHR072B32S | Ducted Indoor Units | 69000 | 12 | 19 | 77000 | 3.54 | 56000 | 2.38 | 1437.5
214094226 | JOHNSON CONTROLS-HITACHI AIR CONDITIONING | TVAHR072B42S | Ducted Indoor Units | 69000 | 12 | 19 | 77000 | 3.54 | 56000 | 2.38 | 1437.5
214094242 | JOHNSON CONTROLS-HITACHI AIR CONDITIONING | TVAHR072B52S | Ducted Indoor Units | 69000 | 12 | 19 | 77000 | 3.54 | 56000 | 2.38 | 1437.5
214094362 | JOHNSON CONTROLS-HITACHI AIR CONDITIONING | TVAHR072B32S | Non-Ducted Indoor Units | 69000 | 13.1 | 20.5 | 77000 | 4.25 | 56000 | 2.6 | 1437.5
214094378 | JOHNSON CONTROLS-HITACHI AIR CONDITIONING | TVAHR072B42S | Non-Ducted Indoor Units | 69000 | 13.1 | 20.5 | 77000 | 4.25 | 56000 | 2.6 | 1437.5
214094394 | JOHNSON CONTROLS-HITACHI AIR CONDITIONING | TVAHR072B52S | Non-Ducted Indoor Units | 69000 | 13.1 | 20.5 | 77000 | 4.25 | 56000 | 2.6 | 1437.5
214094506 | JOHNSON CONTROLS-HITACHI AIR CONDITIONING | TVAHR072B32S | Mixed Ducted and Non-Ducted Indoor Units | 69000 | 12.6 | 19.75 | 77000 | 3.89 | 56000 | 2.49 | 1437.5
214094522 | JOHNSON CONTROLS-HITACHI AIR CONDITIONING | TVAHR072B42S | Mixed Ducted and Non-Ducted Indoor Units | 69000 | 12.6 | 19.75 | 77000 | 3.89 | 56000 | 2.49 | 1437.5
214094538 | JOHNSON CONTROLS-HITACHI AIR CONDITIONING | TVAHR072B52S | Mixed Ducted and Non-Ducted Indoor Units | 69000 | 12.6 | 19.75 | 77000 | 3.89 | 56000 | 2.49 | 1437.5
208102065 | LENNOX | VEP360C432G | Mixed Ducted and Non-Ducted Indoor Units | 342000 | 10.2 | 19.25 | 384000 | 3.25 | 250000 | 2.2 | 7125
208102045 | LENNOX | VEP264C432G | Mixed Ducted and Non-Ducted Indoor Units | 250000 | 10.5 | 20.5 | 282000 | 3.32 | 186000 | 2.2 | 5207.5
208102046 | LENNOX | VEP264C432G | Non-Ducted Indoor Units | 250000 | 10.5 | 20.5 | 282000 | 3.35 | 186000 | 2.2 | 5207.5
208102048 | LENNOX | VEP264C432Y | Non-Ducted Indoor Units | 250000 | 10.5 | 20.5 | 282000 | 3.35 | 186000 | 2.2 | 5207.5
208102050 | LENNOX | VEP288C432G | Mixed Ducted and Non-Ducted Indoor Units | 274000 | 10.35 | 20.25 | 308000 | 3.27 | 200000 | 2.2 | 5707.5
208102051 | LENNOX | VEP288C432G | Non-Ducted Indoor Units | 274000 | 10.2 | 20.5 | 308000 | 3.3 | 200000 | 2.2 | 5707.5
208102053 | LENNOX | VEP288C432Y | Non-Ducted Indoor Units | 274000 | 10.2 | 20.5 | 308000 | 3.3 | 200000 | 2.2 | 5707.5
208102055 | LENNOX | VEP312C432G | Mixed Ducted and Non-Ducted Indoor Units | 296000 | 10.35 | 20 | 334000 | 3.25 | 206000 | 2.2 | 6167.5
208102009 | LENNOX | VEP096C432Y | Mixed Ducted and Non-Ducted Indoor Units | 92000 | 11.9 | 23 | 103000 | 3.65 | 67000 | 2.44 | 1917.5
208102006 | LENNOX | VEP096C432G | Mixed Ducted and Non-Ducted Indoor Units | 92000 | 11.9 | 22.5 | 103000 | 3.65 | 67000 | 2.44 | 1917.5
201847109 | LENNOX | VPA072H4M-2G | Non-Ducted Indoor Units | 69000 | 13.8 | 23.6 | 77000 | 4.25 | 54000 | 2.65 | 1437.5
201847110 | LENNOX | VPA072H4M-2G | Ducted Indoor Units | 69000 | 12 | 22.7 | 77000 | 3.69 | 54000 | 2.41 | 1437.5
201847111 | LENNOX | VPA072H4M-2Y | Non-Ducted Indoor Units | 69000 | 13.8 | 23.6 | 77000 | 4.25 | 54000 | 2.65 | 1437.5
201847112 | LENNOX | VPA072H4M-2Y | Ducted Indoor Units | 69000 | 12 | 22.7 | 77000 | 3.69 | 54000 | 2.41 | 1437.5
201847113 | LENNOX | VPA096H4M-2G | Non-Ducted Indoor Units | 92000 | 12.4 | 23.5 | 103000 | 3.8 | 72000 | 2.46 | 1917.5
201847114 | LENNOX | VPA096H4M-2G | Ducted Indoor Units | 92000 | 11.7 | 22.5 | 103000 | 3.57 | 72000 | 2.3 | 1917.5
201847115 | LENNOX | VPA096H4M-2Y | Non-Ducted Indoor Units | 92000 | 12.4 | 23.5 | 103000 | 3.8 | 72000 | 2.46 | 1917.5
201847116 | LENNOX | VPA096H4M-2Y | Ducted Indoor Units | 92000 | 11.7 | 22.5 | 103000 | 3.57 | 72000 | 2.3 | 1917.5
201862854 | LENNOX | VRA072L4M-2Y | Non-Ducted Indoor Units | 69000 | 13 | 23.1 | 77000 | 4.05 | 54000 | 2.53 | 1437.5
201862855 | LENNOX | VRA072L4M-2Y | Ducted Indoor Units | 69000 | 11.8 | 21.6 | 77000 | 3.68 | 54000 | 2.25 | 1437.5
201862856 | LENNOX | VRA096L4M-2Y | Non-Ducted Indoor Units | 92000 | 12.7 | 24.1 | 103000 | 3.82 | 72000 | 2.44 | 1917.5
201862858 | LENNOX | VRA120L4M-2Y | Non-Ducted Indoor Units | 115000 | 11.6 | 21.9 | 120000 | 3.52 | 80000 | 2.25 | 2395
201862860 | LENNOX | VRA144L4M-2Y | Non-Ducted Indoor Units | 138000 | 12 | 22.6 | 154000 | 3.75 | 108000 | 2.58 | 2875
201862861 | LENNOX | VRA144L4M-2Y | Ducted Indoor Units | 138000 | 11.1 | 20.8 | 154000 | 3.62 | 108000 | 2.34 | 2875
201862862 | LENNOX | VRA168L4M-2Y | Non-Ducted Indoor Units | 160000 | 11.7 | 22.2 | 180000 | 3.71 | 126000 | 2.47 | 3332.5
201862863 | LENNOX | VRA168L4M-2Y | Ducted Indoor Units | 160000 | 11 | 20.6 | 180000 | 3.6 | 126000 | 2.29 | 3332.5
201862864 | LENNOX | VRA192L4M-2Y | Non-Ducted Indoor Units | 184000 | 11.5 | 21.6 | 206000 | 3.62 | 144000 | 2.35 | 3832.5
201862866 | LENNOX | VRA216L4M-2Y | Non-Ducted Indoor Units | 206000 | 11.4 | 20.7 | 224000 | 3.58 | 152000 | 2.28 | 4292.5
201862868 | LENNOX | VRA240L4M-2Y | Non-Ducted Indoor Units | 230000 | 11.3 | 20.1 | 240000 | 3.56 | 160000 | 2.28 | 4792.5
201862870 | LENNOX | VRA264L4M-2Y | Non-Ducted Indoor Units | 252000 | 11.5 | 22.4 | 282000 | 3.6 | 198000 | 2.33 | 5250
201862871 | LENNOX | VRA264L4M-2Y | Ducted Indoor Units | 252000 | 10.7 | 20.5 | 282000 | 3.42 | 198000 | 2.26 | 5250
201862872 | LENNOX | VRA288L4M-2Y | Non-Ducted Indoor Units | 276000 | 10.9 | 21.2 | 298000 | 3.5 | 204000 | 2.32 | 5750
201862873 | LENNOX | VRA288L4M-2Y | Ducted Indoor Units | 276000 | 10.3 | 18.9 | 298000 | 3.35 | 204000 | 2.19 | 5750
201862874 | LENNOX | VRA312L4M-2Y | Non-Ducted Indoor Units | 298000 | 10.3 | 20.6 | 320000 | 3.45 | 218000 | 2.22 | 6207.5
201862875 | LENNOX | VRA312L4M-2Y | Ducted Indoor Units | 298000 | 9.9 | 18.7 | 320000 | 3.32 | 218000 | 2.18 | 6207.5
201862876 | LENNOX | VRA336L4M-2Y | Non-Ducted Indoor Units | 320000 | 10 | 19.7 | 338000 | 3.35 | 224000 | 2.17 | 6667.5
201862877 | LENNOX | VRA336L4M-2Y | Ducted Indoor Units | 320000 | 9.6 | 17.9 | 338000 | 3.25 | 224000 | 2.17 | 6667.5
201862878 | LENNOX | VRA072L4M-2G | Non-Ducted Indoor Units | 69000 | 13 | 23.1 | 77000 | 4.05 | 54000 | 2.53 | 1437.5
201862879 | LENNOX | VRA072L4M-2G | Ducted Indoor Units | 69000 | 11.8 | 21.6 | 77000 | 3.68 | 54000 | 2.25 | 1437.5
201862880 | LENNOX | VRA096L4M-2G | Non-Ducted Indoor Units | 92000 | 12.7 | 24.1 | 103000 | 3.82 | 72000 | 2.44 | 1917.5
201862882 | LENNOX | VRA120L4M-2G | Non-Ducted Indoor Units | 115000 | 11.6 | 21.9 | 120000 | 3.52 | 80000 | 2.25 | 2395
201862884 | LENNOX | VRA144L4M-2G | Non-Ducted Indoor Units | 138000 | 12 | 22.6 | 154000 | 3.75 | 108000 | 2.58 | 2875
201862885 | LENNOX | VRA144L4M-2G | Ducted Indoor Units | 138000 | 11.1 | 20.8 | 154000 | 3.62 | 108000 | 2.34 | 2875
201862886 | LENNOX | VRA168L4M-2G | Non-Ducted Indoor Units | 160000 | 11.7 | 22.2 | 180000 | 3.71 | 126000 | 2.47 | 3332.5
201862887 | LENNOX | VRA168L4M-2G | Ducted Indoor Units | 160000 | 11 | 20.6 | 180000 | 3.6 | 126000 | 2.29 | 3332.5
201862888 | LENNOX | VRA192L4M-2G | Non-Ducted Indoor Units | 184000 | 11.5 | 21.6 | 206000 | 3.62 | 144000 | 2.35 | 3832.5
201862890 | LENNOX | VRA216L4M-2G | Non-Ducted Indoor Units | 206000 | 11.4 | 20.7 | 224000 | 3.58 | 152000 | 2.28 | 4292.5
201862892 | LENNOX | VRA240L4M-2G | Non-Ducted Indoor Units | 230000 | 11.3 | 20.1 | 240000 | 3.56 | 160000 | 2.28 | 4792.5
201862894 | LENNOX | VRA264L4M-2G | Non-Ducted Indoor Units | 252000 | 11.5 | 22.4 | 282000 | 3.6 | 198000 | 2.33 | 5250
201862895 | LENNOX | VRA264L4M-2G | Ducted Indoor Units | 252000 | 10.7 | 20.5 | 282000 | 3.42 | 198000 | 2.26 | 5250
201862896 | LENNOX | VRA288L4M-2G | Non-Ducted Indoor Units | 276000 | 10.9 | 21.2 | 298000 | 3.5 | 204000 | 2.32 | 5750
201862897 | LENNOX | VRA288L4M-2G | Ducted Indoor Units | 276000 | 10.3 | 18.9 | 298000 | 3.35 | 204000 | 2.19 | 5750
201862898 | LENNOX | VRA312L4M-2G | Non-Ducted Indoor Units | 298000 | 10.3 | 20.6 | 320000 | 3.45 | 218000 | 2.22 | 6207.5
201862899 | LENNOX | VRA312L4M-2G | Ducted Indoor Units | 298000 | 9.9 | 18.7 | 320000 | 3.32 | 218000 | 2.18 | 6207.5
201862900 | LENNOX | VRA336L4M-2G | Non-Ducted Indoor Units | 320000 | 10 | 19.7 | 338000 | 3.35 | 224000 | 2.17 | 6667.5
201862901 | LENNOX | VRA336L4M-2G | Ducted Indoor Units | 320000 | 9.6 | 17.9 | 338000 | 3.25 | 224000 | 2.17 | 6667.5
201862902 | LENNOX | VPA072L4M-2Y | Non-Ducted Indoor Units | 69000 | 13 | 23 | 77000 | 4.05 | 54000 | 2.53 | 1437.5
201862903 | LENNOX | VPA072L4M-2Y | Ducted Indoor Units | 69000 | 11.8 | 21.5 | 77000 | 3.68 | 54000 | 2.25 | 1437.5
201862904 | LENNOX | VPA096L4M-2Y | Non-Ducted Indoor Units | 92000 | 12.7 | 23.5 | 103000 | 3.93 | 72000 | 2.44 | 1917.5
201862906 | LENNOX | VPA120L4M-2Y | Non-Ducted Indoor Units | 115000 | 11.6 | 21.7 | 120000 | 3.52 | 80000 | 2.25 | 2395
201862908 | LENNOX | VPA144L4M-2Y | Non-Ducted Indoor Units | 138000 | 11.9 | 22.1 | 154000 | 3.75 | 108000 | 2.58 | 2875
201862910 | LENNOX | VPA168L4M-2Y | Non-Ducted Indoor Units | 160000 | 11.5 | 21.7 | 180000 | 3.71 | 126000 | 2.47 | 3332.5
201862912 | LENNOX | VPA192L4M-2Y | Non-Ducted Indoor Units | 184000 | 11.3 | 21.1 | 206000 | 3.62 | 144000 | 2.35 | 3832.5
201862914 | LENNOX | VPA216L4M-2Y | Non-Ducted Indoor Units | 206000 | 11.2 | 20.2 | 224000 | 3.58 | 152000 | 2.28 | 4292.5
201862916 | LENNOX | VPA240L4M-2Y | Non-Ducted Indoor Units | 230000 | 11.1 | 19.7 | 240000 | 3.56 | 160000 | 2.28 | 4792.5
201862918 | LENNOX | VPA264L4M-2Y | Non-Ducted Indoor Units | 252000 | 11.3 | 21.9 | 282000 | 3.6 | 198000 | 2.33 | 5250
201862919 | LENNOX | VPA264L4M-2Y | Ducted Indoor Units | 252000 | 10.5 | 20.3 | 282000 | 3.42 | 198000 | 2.26 | 5250
201862920 | LENNOX | VPA288L4M-2Y | Non-Ducted Indoor Units | 276000 | 10.7 | 20.9 | 298000 | 3.5 | 204000 | 2.32 | 5750
201862921 | LENNOX | VPA288L4M-2Y | Ducted Indoor Units | 276000 | 10.1 | 18.6 | 298000 | 3.35 | 204000 | 2.19 | 5750
201862922 | LENNOX | VPA312L4M-2Y | Non-Ducted Indoor Units | 298000 | 9.8 | 20.3 | 320000 | 3.45 | 218000 | 2.22 | 6207.5
201862924 | LENNOX | VPA072L4M-2G | Non-Ducted Indoor Units | 69000 | 13 | 23 | 77000 | 4.05 | 54000 | 2.53 | 1437.5
201862925 | LENNOX | VPA072L4M-2G | Ducted Indoor Units | 69000 | 11.8 | 21.5 | 77000 | 3.68 | 54000 | 2.25 | 1437.5
201862926 | LENNOX | VPA096L4M-2G | Non-Ducted Indoor Units | 92000 | 12.7 | 23.5 | 103000 | 3.93 | 72000 | 2.44 | 1917.5
201862928 | LENNOX | VPA120L4M-2G | Non-Ducted Indoor Units | 115000 | 11.6 | 21.7 | 120000 | 3.52 | 80000 | 2.25 | 2395
201862930 | LENNOX | VPA144L4M-2G | Non-Ducted Indoor Units | 138000 | 11.9 | 22.1 | 154000 | 3.75 | 108000 | 2.58 | 2875
201862932 | LENNOX | VPA168L4M-2G | Non-Ducted Indoor Units | 160000 | 11.5 | 21.7 | 180000 | 3.71 | 126000 | 2.47 | 3332.5
201862934 | LENNOX | VPA192L4M-2G | Non-Ducted Indoor Units | 184000 | 11.3 | 21.1 | 206000 | 3.62 | 144000 | 2.35 | 3832.5
201862936 | LENNOX | VPA216L4M-2G | Non-Ducted Indoor Units | 206000 | 11.2 | 20.2 | 224000 | 3.58 | 152000 | 2.28 | 4292.5
201862938 | LENNOX | VPA240L4M-2G | Non-Ducted Indoor Units | 230000 | 11.1 | 19.7 | 240000 | 3.56 | 160000 | 2.28 | 4792.5
201862940 | LENNOX | VPA264L4M-2G | Non-Ducted Indoor Units | 252000 | 11.3 | 21.9 | 282000 | 3.6 | 198000 | 2.33 | 5250
201862941 | LENNOX | VPA264L4M-2G | Ducted Indoor Units | 252000 | 10.5 | 20.3 | 282000 | 3.42 | 198000 | 2.26 | 5250
201862942 | LENNOX | VPA288L4M-2G | Non-Ducted Indoor Units | 276000 | 10.7 | 20.9 | 298000 | 3.5 | 204000 | 2.32 | 5750
201862943 | LENNOX | VPA288L4M-2G | Ducted Indoor Units | 276000 | 10.1 | 18.6 | 298000 | 3.35 | 204000 | 2.19 | 5750
201862944 | LENNOX | VPA312L4M-2G | Non-Ducted Indoor Units | 298000 | 9.8 | 20.3 | 320000 | 3.45 | 218000 | 2.22 | 6207.5
208102007 | LENNOX | VEP096C432G | Non-Ducted Indoor Units | 92000 | 12.6 | 26 | 103000 | 3.9 | 67000 | 2.5 | 1917.5
208102010 | LENNOX | VEP096C432Y | Non-Ducted Indoor Units | 92000 | 12.6 | 26 | 103000 | 3.9 | 67000 | 2.5 | 1917.5
208102056 | LENNOX | VEP312C432G | Non-Ducted Indoor Units | 296000 | 10.2 | 20 | 334000 | 3.25 | 206000 | 2.2 | 6167.5
208102057 | LENNOX | VEP312C432Y | Ducted Indoor Units | 296000 | 10.5 | 20 | 334000 | 3.25 | 206000 | 2.2 | 6167.5
208102054 | LENNOX | VEP312C432G | Ducted Indoor Units | 296000 | 10.5 | 20 | 334000 | 3.25 | 206000 | 2.2 | 6167.5
208102052 | LENNOX | VEP288C432Y | Ducted Indoor Units | 274000 | 10.5 | 20 | 308000 | 3.25 | 200000 | 2.2 | 5707.5
208102049 | LENNOX | VEP288C432G | Ducted Indoor Units | 274000 | 10.5 | 20 | 308000 | 3.25 | 200000 | 2.2 | 5707.5
208102047 | LENNOX | VEP264C432Y | Ducted Indoor Units | 250000 | 10.5 | 20.5 | 282000 | 3.3 | 186000 | 2.2 | 5207.5
208102044 | LENNOX | VEP264C432G | Ducted Indoor Units | 250000 | 10.5 | 20.5 | 282000 | 3.3 | 186000 | 2.2 | 5207.5
208102036 | LENNOX | VEP216C432G | Non-Ducted Indoor Units | 206000 | 11 | 23 | 230000 | 3.52 | 150000 | 2.25 | 4292.5
208102038 | LENNOX | VEP216C432Y | Non-Ducted Indoor Units | 206000 | 11 | 24.7 | 230000 | 3.52 | 150000 | 2.25 | 4292.5
208102031 | LENNOX | VEP192C432G | Non-Ducted Indoor Units | 184000 | 11.3 | 23 | 206000 | 3.4 | 134000 | 2.1 | 3832.5
208102033 | LENNOX | VEP192C432Y | Non-Ducted Indoor Units | 184000 | 11.3 | 23 | 206000 | 3.4 | 134000 | 2.1 | 3832.5
208102083 | LENNOX | VER144C432G | Non-Ducted Indoor Units | 134000 | 11.6 | 23 | 150000 | 3.65 | 106000 | 2.35 | 2792.5
208102085 | LENNOX | VER144C432Y | Non-Ducted Indoor Units | 134000 | 11.6 | 23 | 150000 | 3.65 | 106000 | 2.35 | 2792.5
208102095 | LENNOX | VER216C432G | Non-Ducted Indoor Units | 200000 | 11.2 | 21 | 226000 | 3.3 | 160000 | 2.1 | 4167.5
208102097 | LENNOX | VER216C432Y | Non-Ducted Indoor Units | 200000 | 11.2 | 21 | 226000 | 3.3 | 160000 | 2.1 | 4167.5
208102073 | LENNOX | VER072C432Y | Non-Ducted Indoor Units | 67000 | 11.5 | 22 | 75000 | 3.4 | 51000 | 2.4 | 1395
208102066 | LENNOX | VEP360C432G | Non-Ducted Indoor Units | 342000 | 9.9 | 19.5 | 384000 | 3.25 | 250000 | 2.2 | 7125
208102067 | LENNOX | VEP360C432Y | Ducted Indoor Units | 342000 | 10.5 | 19 | 384000 | 3.25 | 250000 | 2.2 | 7125
208102070 | LENNOX | VER072C432G | Non-Ducted Indoor Units | 67000 | 11.5 | 22 | 75000 | 3.4 | 51000 | 2.4 | 1395
208102059 | LENNOX | VEP336C432G | Ducted Indoor Units | 320000 | 10.5 | 19 | 360000 | 3.25 | 210000 | 2.2 | 6667.5
208102064 | LENNOX | VEP360C432G | Ducted Indoor Units | 342000 | 10.5 | 19 | 384000 | 3.25 | 250000 | 2.2 | 7125
10225964 | LENNOX | VEP360C432Y | Ducted Indoor Units | 342000 | 10.5 | 19 | 384000 | 3.25 | 250000 | 2.2 | 7125
10225959 | LENNOX | VEP264C432Y | Ducted Indoor Units | 250000 | 10.5 | 20.5 | 282000 | 3.3 | 186000 | 2.2 | 5207.5
10225960 | LENNOX | VEP288C432Y | Ducted Indoor Units | 274000 | 10.5 | 20 | 308000 | 3.25 | 200000 | 2.2 | 5707.5
10225962 | LENNOX | VEP312C432Y | Ducted Indoor Units | 296000 | 10.5 | 20 | 334000 | 3.25 | 206000 | 2.2 | 6167.5
10225963 | LENNOX | VEP336C432Y | Ducted Indoor Units | 320000 | 10.5 | 19 | 360000 | 3.25 | 210000 | 2.2 | 6667.5
208102058 | LENNOX | VEP312C432Y | Non-Ducted Indoor Units | 296000 | 10.2 | 20 | 334000 | 3.25 | 206000 | 2.2 | 6167.5
208102062 | LENNOX | VEP336C432Y | Ducted Indoor Units | 320000 | 10.5 | 19 | 360000 | 3.25 | 210000 | 2.2 | 6667.5
201902902 | LENNOX VRF | VEP096C432G | Mixed Ducted and Non-Ducted Indoor Units | 92000 | 11.9 | 22.5 | 103000 | 3.65 | 67000 | 2.44 | 1917.5
201903117 | LENNOX VRF | VEP264C432G | Non-Ducted Indoor Units | 250000 | 10.5 | 20.5 | 282000 | 3.35 | 186000 | 2.2 | 5207.5
201903119 | LENNOX VRF | VEP264C432G | Mixed Ducted and Non-Ducted Indoor Units | 250000 | 10.5 | 20.5 | 282000 | 3.32 | 186000 | 2.2 | 5207.5
201903122 | LENNOX VRF | VEP288C432G | Non-Ducted Indoor Units | 274000 | 10.2 | 20.5 | 308000 | 3.3 | 200000 | 2.2 | 5707.5
201903123 | LENNOX VRF | VEP288C432G | Mixed Ducted and Non-Ducted Indoor Units | 274000 | 10.35 | 20.25 | 308000 | 3.27 | 200000 | 2.2 | 5707.5
201903135 | LENNOX VRF | VEP360C432G | Mixed Ducted and Non-Ducted Indoor Units | 342000 | 10.2 | 19.25 | 384000 | 3.25 | 250000 | 2.2 | 7125
201903127 | LENNOX VRF | VEP312C432G | Mixed Ducted and Non-Ducted Indoor Units | 296000 | 10.35 | 20 | 334000 | 3.25 | 206000 | 2.2 | 6167.5
10257462 | LENNOX VRF | VEP288C432Y | Non-Ducted Indoor Units | 274000 | 10.2 | 20.5 | 308000 | 3.3 | 200000 | 2.2 | 5707.5
10257465 | LENNOX VRF | VEP264C432Y | Non-Ducted Indoor Units | 250000 | 10.5 | 20.5 | 282000 | 3.35 | 186000 | 2.2 | 5207.5
9956571 | LENNOX VRF | VEP096C432Y | Mixed Ducted and Non-Ducted Indoor Units | 92000 | 11.9 | 23 | 103000 | 3.65 | 67000 | 2.44 | 1917.5
201903109 | LENNOX VRF | VEP216C432G | Non-Ducted Indoor Units | 206000 | 11 | 23 | 230000 | 3.52 | 150000 | 2.25 | 4292.5
201903105 | LENNOX VRF | VEP192C432G | Non-Ducted Indoor Units | 184000 | 11.3 | 23 | 206000 | 3.4 | 134000 | 2.1 | 3832.5
201902900 | LENNOX VRF | VEP096C432G | Non-Ducted Indoor Units | 92000 | 12.6 | 26 | 103000 | 3.9 | 67000 | 2.5 | 1917.5
201903132 | LENNOX VRF | VEP360C432G | Ducted Indoor Units | 342000 | 10.5 | 19 | 384000 | 3.25 | 250000 | 2.2 | 7125
201903134 | LENNOX VRF | VEP360C432G | Non-Ducted Indoor Units | 342000 | 9.9 | 19.5 | 384000 | 3.25 | 250000 | 2.2 | 7125
201903128 | LENNOX VRF | VEP336C432G | Ducted Indoor Units | 320000 | 10.5 | 19 | 360000 | 3.25 | 210000 | 2.2 | 6667.5
201903138 | LENNOX VRF | VER072C432G | Non-Ducted Indoor Units | 67000 | 11.5 | 22 | 75000 | 3.4 | 51000 | 2.4 | 1395
201903147 | LENNOX VRF | VER144C432G | Non-Ducted Indoor Units | 134000 | 11.6 | 23 | 150000 | 3.65 | 106000 | 2.35 | 2792.5
201904248 | LENNOX VRF | VER216C432G | Non-Ducted Indoor Units | 200000 | 11.2 | 21 | 226000 | 3.3 | 160000 | 2.1 | 4167.5
201903124 | LENNOX VRF | VEP312C432G | Ducted Indoor Units | 296000 | 10.5 | 20 | 334000 | 3.25 | 206000 | 2.2 | 6167.5
201903126 | LENNOX VRF | VEP312C432G | Non-Ducted Indoor Units | 296000 | 10.2 | 20 | 334000 | 3.25 | 206000 | 2.2 | 6167.5
201903120 | LENNOX VRF | VEP288C432G | Ducted Indoor Units | 274000 | 10.5 | 20 | 308000 | 3.25 | 200000 | 2.2 | 5707.5
201903116 | LENNOX VRF | VEP264C432G | Ducted Indoor Units | 250000 | 10.5 | 20.5 | 282000 | 3.3 | 186000 | 2.2 | 5207.5
9956572 | LENNOX VRF | VEP096C432Y | Non-Ducted Indoor Units | 92000 | 12.6 | 26 | 103000 | 3.9 | 67000 | 2.5 | 1917.5
9956567 | LENNOX VRF | VEP192C432Y | Non-Ducted Indoor Units | 184000 | 11.3 | 23 | 206000 | 3.4 | 134000 | 2.1 | 3832.5
9956569 | LENNOX VRF | VEP216C432Y | Non-Ducted Indoor Units | 206000 | 11 | 24.7 | 230000 | 3.52 | 150000 | 2.25 | 4292.5
10257466 | LENNOX VRF | VEP312C432Y | Ducted Indoor Units | 296000 | 10.5 | 20 | 334000 | 3.25 | 206000 | 2.2 | 6167.5
10257470 | LENNOX VRF | VEP360C432Y | Ducted Indoor Units | 342000 | 10.5 | 19 | 384000 | 3.25 | 250000 | 2.2 | 7125
9956605 | LENNOX VRF | VER072C432Y | Non-Ducted Indoor Units | 67000 | 11.5 | 22 | 75000 | 3.4 | 51000 | 2.4 | 1395
10257463 | LENNOX VRF | VEP288C432Y | Ducted Indoor Units | 274000 | 10.5 | 20 | 308000 | 3.25 | 200000 | 2.2 | 5707.5
10257464 | LENNOX VRF | VEP264C432Y | Ducted Indoor Units | 250000 | 10.5 | 20.5 | 282000 | 3.3 | 186000 | 2.2 | 5207.5
201866455 | LENNOX VRF | VER144C432Y | Non-Ducted Indoor Units | 134000 | 11.6 | 23 | 150000 | 3.65 | 106000 | 2.35 | 2792.5
201866461 | LENNOX VRF | VER216C432Y | Non-Ducted Indoor Units | 200000 | 11.2 | 21 | 226000 | 3.3 | 160000 | 2.1 | 4167.5
210859834 | LG | ARUM072BTE5 | Non-Ducted Indoor Units | 69000 | 13.4 | 28.4 | 77000 | 3.83 | 51000 | 2.66 | 1437.5
210859836 | LG | ARUM072DTE5 | Non-Ducted Indoor Units | 69000 | 13.4 | 28.4 | 77000 | 3.83 | 51000 | 2.66 | 1437.5
210859837 | LG | ARUM096BTE5 | Non-Ducted Indoor Units | 92000 | 14.4 | 33 | 103000 | 4.33 | 67000 | 2.85 | 1917.5
210859840 | LG | ARUM096DTE5 | Non-Ducted Indoor Units | 92000 | 14.4 | 33 | 103000 | 4.33 | 67000 | 2.85 | 1917.5
210859842 | LG | ARUM121BTE5 | Non-Ducted Indoor Units | 114000 | 13.1 | 29.6 | 129000 | 3.97 | 84000 | 2.74 | 2375
210859846 | LG | ARUM121DTE5 | Non-Ducted Indoor Units | 114000 | 13.1 | 29.6 | 129000 | 3.97 | 84000 | 2.74 | 2375
210859847 | LG | ARUM144BTE5 | Non-Ducted Indoor Units | 138000 | 12.5 | 28.6 | 152000 | 3.84 | 98000 | 2.67 | 2875
210859850 | LG | ARUM144DTE5 | Non-Ducted Indoor Units | 138000 | 12.5 | 28.6 | 152000 | 3.84 | 98000 | 2.67 | 2875
210859851 | LG | ARUM168BTE5 | Non-Ducted Indoor Units | 160000 | 11.7 | 25.4 | 180000 | 3.57 | 117000 | 2.45 | 3332.5
210859855 | LG | ARUM168DTE5 | Non-Ducted Indoor Units | 160000 | 11.7 | 25.4 | 180000 | 3.57 | 117000 | 2.45 | 3332.5
210859856 | LG | ARUM192BTE5 | Non-Ducted Indoor Units | 184000 | 12.4 | 25.9 | 206000 | 3.75 | 134000 | 2.64 | 3832.5
210859860 | LG | ARUM192DTE5 | Non-Ducted Indoor Units | 184000 | 12.4 | 25.9 | 206000 | 3.75 | 134000 | 2.64 | 3832.5
210859862 | LG | ARUM216BTE5 | Non-Ducted Indoor Units | 206000 | 11.2 | 24.8 | 230000 | 3.53 | 150000 | 2.66 | 4292.5
210859865 | LG | ARUM216DTE5 | Non-Ducted Indoor Units | 206000 | 11.2 | 24.8 | 230000 | 3.53 | 150000 | 2.66 | 4292.5
210859871 | LG | ARUM264BTE5 | Non-Ducted Indoor Units | 252000 | 12.5 | 22 | 282000 | 3.56 | 182000 | 2.52 | 5250
210859875 | LG | ARUM264DTE5 | Non-Ducted Indoor Units | 252000 | 12.5 | 22 | 282000 | 3.56 | 182000 | 2.52 | 5250
210859876 | LG | ARUM288BTE5 | Non-Ducted Indoor Units | 276000 | 12.2 | 22 | 308000 | 3.55 | 198000 | 2.5 | 5750
210859880 | LG | ARUM288DTE5 | Non-Ducted Indoor Units | 276000 | 12.2 | 22 | 308000 | 3.55 | 198000 | 2.5 | 5750
210859882 | LG | ARUM312BTE5 | Non-Ducted Indoor Units | 298000 | 11 | 22 | 332000 | 3.53 | 222000 | 2.48 | 6207.5
210859885 | LG | ARUM312DTE5 | Non-Ducted Indoor Units | 298000 | 11 | 22 | 332000 | 3.53 | 222000 | 2.48 | 6207.5
210859887 | LG | ARUM336BTE5 | Non-Ducted Indoor Units | 320000 | 9.8 | 20.5 | 358000 | 3.52 | 234000 | 2.36 | 6667.5
210859891 | LG | ARUM336DTE5 | Non-Ducted Indoor Units | 320000 | 9.8 | 20.5 | 358000 | 3.52 | 234000 | 2.36 | 6667.5
210859892 | LG | ARUM360BTE5 | Non-Ducted Indoor Units | 344000 | 10.8 | 20 | 384000 | 3.51 | 248000 | 2.3 | 7167.5
210859896 | LG | ARUM360DTE5 | Non-Ducted Indoor Units | 344000 | 10.8 | 20 | 384000 | 3.51 | 248000 | 2.3 | 7167.5
210859898 | LG | ARUM384BTE5 | Non-Ducted Indoor Units | 366000 | 10 | 19 | 410000 | 3.4 | 266000 | 2.28 | 7625
210859901 | LG | ARUM384DTE5 | Non-Ducted Indoor Units | 366000 | 10 | 19 | 410000 | 3.4 | 266000 | 2.28 | 7625
210859902 | LG | ARUM408BTE5 | Non-Ducted Indoor Units | 390000 | 9.8 | 18.8 | 434000 | 3.34 | 284000 | 2.26 | 8125
210859906 | LG | ARUM408DTE5 | Non-Ducted Indoor Units | 390000 | 9.8 | 18.8 | 434000 | 3.34 | 284000 | 2.26 | 8125
210859907 | LG | ARUM432BTE5 | Non-Ducted Indoor Units | 410000 | 9.8 | 19.8 | 460000 | 3.28 | 298000 | 2.32 | 8542.5
210859910 | LG | ARUM432DTE5 | Non-Ducted Indoor Units | 410000 | 9.8 | 19.8 | 460000 | 3.28 | 298000 | 2.32 | 8542.5
210859924 | LG | ARUM072BTE5 | Ducted Indoor Units | 69000 | 13 | 23.6 | 77000 | 3.48 | 51000 | 2.49 | 1437.5
210859926 | LG | ARUM072DTE5 | Ducted Indoor Units | 69000 | 13 | 23.6 | 77000 | 3.48 | 51000 | 2.49 | 1437.5
210859928 | LG | ARUM096BTE5 | Ducted Indoor Units | 92000 | 13.5 | 25.1 | 103000 | 3.66 | 67000 | 2.73 | 1917.5
210859931 | LG | ARUM096DTE5 | Ducted Indoor Units | 92000 | 13.5 | 25.1 | 103000 | 3.66 | 67000 | 2.73 | 1917.5
210859932 | LG | ARUM121BTE5 | Ducted Indoor Units | 114000 | 12.5 | 24.6 | 129000 | 3.46 | 84000 | 2.53 | 2375
210859934 | LG | ARUM121DTE5 | Ducted Indoor Units | 114000 | 12.5 | 24.6 | 129000 | 3.46 | 84000 | 2.53 | 2375
210859936 | LG | ARUM144BTE5 | Ducted Indoor Units | 138000 | 12.1 | 23 | 152000 | 3.52 | 98000 | 2.48 | 2875
210859939 | LG | ARUM144DTE5 | Ducted Indoor Units | 138000 | 12.1 | 23 | 152000 | 3.52 | 98000 | 2.48 | 2875
210859945 | LG | ARUM192BTE5 | Ducted Indoor Units | 184000 | 11 | 23 | 206000 | 3.3 | 134000 | 2.41 | 3832.5
210859948 | LG | ARUM192DTE5 | Ducted Indoor Units | 184000 | 11 | 23 | 206000 | 3.3 | 134000 | 2.41 | 3832.5
210859957 | LG | ARUM264BTE5 | Ducted Indoor Units | 252000 | 11.5 | 21.5 | 282000 | 3.38 | 182000 | 2.38 | 5250
210859960 | LG | ARUM264DTE5 | Ducted Indoor Units | 252000 | 11.5 | 21.5 | 282000 | 3.38 | 182000 | 2.38 | 5250
210859961 | LG | ARUM288BTE5 | Ducted Indoor Units | 276000 | 11.3 | 21 | 308000 | 3.33 | 198000 | 2.35 | 5750
210859964 | LG | ARUM288DTE5 | Ducted Indoor Units | 276000 | 11.3 | 21 | 308000 | 3.33 | 198000 | 2.35 | 5750
210859966 | LG | ARUM312BTE5 | Ducted Indoor Units | 298000 | 11 | 21 | 332000 | 3.25 | 222000 | 2.3 | 6207.5
210859968 | LG | ARUM312DTE5 | Ducted Indoor Units | 298000 | 11 | 21 | 332000 | 3.25 | 222000 | 2.3 | 6207.5
210865825 | LG | ARUM072BTE5 | Mixed Ducted and Non-Ducted Indoor Units | 69000 | 13.2 | 26 | 77000 | 3.65 | 51000 | 2.57 | 1437.5
210865833 | LG | ARUM072DTE5 | Mixed Ducted and Non-Ducted Indoor Units | 69000 | 13.2 | 26 | 77000 | 3.65 | 51000 | 2.57 | 1437.5
210865839 | LG | ARUM096BTE5 | Mixed Ducted and Non-Ducted Indoor Units | 92000 | 13.95 | 29.05 | 103000 | 3.99 | 67000 | 2.79 | 1917.5
210865860 | LG | ARUM096DTE5 | Mixed Ducted and Non-Ducted Indoor Units | 92000 | 13.95 | 29.05 | 103000 | 3.99 | 67000 | 2.79 | 1917.5
210865872 | LG | ARUM121BTE5 | Mixed Ducted and Non-Ducted Indoor Units | 114000 | 12.8 | 27.1 | 129000 | 3.71 | 84000 | 2.63 | 2375
210865883 | LG | ARUM121DTE5 | Mixed Ducted and Non-Ducted Indoor Units | 114000 | 12.8 | 27.1 | 129000 | 3.71 | 84000 | 2.63 | 2375
210865890 | LG | ARUM144BTE5 | Mixed Ducted and Non-Ducted Indoor Units | 138000 | 12.3 | 25.8 | 152000 | 3.68 | 98000 | 2.57 | 2875
210865912 | LG | ARUM144DTE5 | Mixed Ducted and Non-Ducted Indoor Units | 138000 | 12.3 | 25.8 | 152000 | 3.68 | 98000 | 2.57 | 2875
210865928 | LG | ARUM168BTE5 | Mixed Ducted and Non-Ducted Indoor Units | 160000 | 11.4 | 23.65 | 180000 | 3.38 | 117000 | 2.41 | 3332.5
210865938 | LG | ARUM168DTE5 | Mixed Ducted and Non-Ducted Indoor Units | 160000 | 11.4 | 23.65 | 180000 | 3.38 | 117000 | 2.41 | 3332.5
210865942 | LG | ARUM192BTE5 | Mixed Ducted and Non-Ducted Indoor Units | 184000 | 11.7 | 24.45 | 206000 | 3.52 | 134000 | 2.52 | 3832.5
210865951 | LG | ARUM192DTE5 | Mixed Ducted and Non-Ducted Indoor Units | 184000 | 11.7 | 24.45 | 206000 | 3.52 | 134000 | 2.52 | 3832.5
210866004 | LG | ARUM264BTE5 | Mixed Ducted and Non-Ducted Indoor Units | 252000 | 12 | 21.75 | 282000 | 3.47 | 182000 | 2.45 | 5250
210866022 | LG | ARUM264DTE5 | Mixed Ducted and Non-Ducted Indoor Units | 252000 | 12 | 21.75 | 282000 | 3.47 | 182000 | 2.45 | 5250
210866035 | LG | ARUM288BTE5 | Mixed Ducted and Non-Ducted Indoor Units | 276000 | 11.75 | 21.5 | 308000 | 3.44 | 198000 | 2.42 | 5750
210866050 | LG | ARUM288DTE5 | Mixed Ducted and Non-Ducted Indoor Units | 276000 | 11.75 | 21.5 | 308000 | 3.44 | 198000 | 2.42 | 5750
210866061 | LG | ARUM312BTE5 | Mixed Ducted and Non-Ducted Indoor Units | 298000 | 11 | 21.5 | 332000 | 3.39 | 222000 | 2.39 | 6207.5
210866083 | LG | ARUM312DTE5 | Mixed Ducted and Non-Ducted Indoor Units | 298000 | 11 | 21.5 | 332000 | 3.39 | 222000 | 2.39 | 6207.5
210866090 | LG | ARUM336BTE5 | Mixed Ducted and Non-Ducted Indoor Units | 320000 | 10.3 | 20.5 | 358000 | 3.38 | 234000 | 2.3 | 6667.5
210866108 | LG | ARUM336DTE5 | Mixed Ducted and Non-Ducted Indoor Units | 320000 | 10.3 | 20.5 | 358000 | 3.38 | 234000 | 2.3 | 6667.5
210866118 | LG | ARUM360BTE5 | Mixed Ducted and Non-Ducted Indoor Units | 344000 | 10.5 | 19.75 | 384000 | 3.37 | 248000 | 2.25 | 7167.5
210866141 | LG | ARUM360DTE5 | Mixed Ducted and Non-Ducted Indoor Units | 344000 | 10.5 | 19.75 | 384000 | 3.37 | 248000 | 2.25 | 7167.5
210866149 | LG | ARUM384BTE5 | Mixed Ducted and Non-Ducted Indoor Units | 366000 | 9.9 | 19.15 | 410000 | 3.31 | 266000 | 2.24 | 7625
210866168 | LG | ARUM384DTE5 | Mixed Ducted and Non-Ducted Indoor Units | 366000 | 9.9 | 19.15 | 410000 | 3.31 | 266000 | 2.24 | 7625
210866178 | LG | ARUM408BTE5 | Mixed Ducted and Non-Ducted Indoor Units | 390000 | 9.75 | 18.9 | 434000 | 3.28 | 284000 | 2.22 | 8125
210866184 | LG | ARUM408DTE5 | Mixed Ducted and Non-Ducted Indoor Units | 390000 | 9.75 | 18.9 | 434000 | 3.28 | 284000 | 2.22 | 8125
210866199 | LG | ARUM432BTE5 | Mixed Ducted and Non-Ducted Indoor Units | 410000 | 10.15 | 19.9 | 460000 | 3.25 | 298000 | 2.24 | 8542.5
210866232 | LG | ARUM432DTE5 | Mixed Ducted and Non-Ducted Indoor Units | 410000 | 10.15 | 19.9 | 460000 | 3.25 | 298000 | 2.24 | 8542.5
213916287 | LG | ARUM096BTE5 | Ducted Indoor Units | 92000 | 11.9 | 20.1 | 103000 | 3.66 | 67000 | 2.73 | 1917.5
213916291 | LG | ARUM096DTE5 | Ducted Indoor Units | 92000 | 11.9 | 20.1 | 103000 | 3.66 | 67000 | 2.73 | 1917.5
213916298 | LG | ARUM144BTE5 | Ducted Indoor Units | 138000 | 11 | 18.2 | 152000 | 3.52 | 98000 | 2.48 | 2875
213916310 | LG | ARUM144DTE5 | Ducted Indoor Units | 138000 | 11 | 18.2 | 152000 | 3.52 | 98000 | 2.48 | 2875
213916337 | LG | ARUM264BTE5 | Non-Ducted Indoor Units | 252000 | 10.2 | 21.2 | 282000 | 3.56 | 182000 | 2.52 | 5250
213916338 | LG | ARUM288BTE5 | Non-Ducted Indoor Units | 276000 | 9.9 | 20.6 | 308000 | 3.55 | 198000 | 2.5 | 5750
213916344 | LG | ARUM264BTE5 | Ducted Indoor Units | 252000 | 10 | 21 | 282000 | 3.38 | 182000 | 2.38 | 5250
213916345 | LG | ARUM288BTE5 | Ducted Indoor Units | 276000 | 9.9 | 20.7 | 308000 | 3.33 | 198000 | 2.35 | 5750
213916365 | LG | ARUM312BTE5 | Ducted Indoor Units | 298000 | 9.6 | 20.1 | 332000 | 3.25 | 222000 | 2.3 | 6207.5
213916372 | LG | ARUM264DTE5 | Non-Ducted Indoor Units | 252000 | 10.2 | 21.2 | 282000 | 3.56 | 182000 | 2.52 | 5250
213916373 | LG | ARUM288DTE5 | Non-Ducted Indoor Units | 276000 | 9.9 | 20.6 | 308000 | 3.55 | 198000 | 2.5 | 5750
213916383 | LG | ARUM264DTE5 | Ducted Indoor Units | 252000 | 10 | 21 | 282000 | 3.38 | 182000 | 2.38 | 5250
213916384 | LG | ARUM288DTE5 | Ducted Indoor Units | 276000 | 9.9 | 20.7 | 308000 | 3.33 | 198000 | 2.35 | 5750
213916385 | LG | ARUM312DTE5 | Ducted Indoor Units | 298000 | 9.6 | 20.1 | 332000 | 3.25 | 222000 | 2.3 | 6207.5
213916869 | LG | ARUM264BTE5 | Mixed Ducted and Non-Ducted Indoor Units | 252000 | 10.1 | 21.1 | 282000 | 3.47 | 182000 | 2.45 | 5250
213916870 | LG | ARUM288BTE5 | Mixed Ducted and Non-Ducted Indoor Units | 276000 | 9.9 | 20.65 | 308000 | 3.44 | 198000 | 2.42 | 5750
213916880 | LG | ARUM264DTE5 | Mixed Ducted and Non-Ducted Indoor Units | 252000 | 10.1 | 21.1 | 282000 | 3.47 | 182000 | 2.45 | 5250
213916881 | LG | ARUM288DTE5 | Mixed Ducted and Non-Ducted Indoor Units | 276000 | 9.9 | 20.65 | 308000 | 3.44 | 198000 | 2.42 | 5750
213916891 | LG | ARUM264CTE5 | Mixed Ducted and Non-Ducted Indoor Units | 252000 | 10.1 | 21.1 | 282000 | 3.47 | 182000 | 2.45 | 5250
213916892 | LG | ARUM288CTE5 | Mixed Ducted and Non-Ducted Indoor Units | 276000 | 9.9 | 20.65 | 308000 | 3.44 | 198000 | 2.42 | 5750
213916398 | LG | ARUM312CTE5 | Ducted Indoor Units | 298000 | 9.6 | 20.1 | 332000 | 3.25 | 222000 | 2.3 | 6207.5
213916348 | LG | ARUM264CTE5 | Non-Ducted Indoor Units | 252000 | 10.2 | 21.2 | 282000 | 3.56 | 182000 | 2.52 | 5250
213916349 | LG | ARUM288CTE5 | Non-Ducted Indoor Units | 276000 | 9.9 | 20.6 | 308000 | 3.55 | 198000 | 2.5 | 5750
213916355 | LG | ARUM264CTE5 | Ducted Indoor Units | 252000 | 10 | 21 | 282000 | 3.38 | 182000 | 2.38 | 5250
213916356 | LG | ARUM288CTE5 | Ducted Indoor Units | 276000 | 9.9 | 20.7 | 308000 | 3.33 | 198000 | 2.35 | 5750
213916324 | LG | ARUM096CTE5 | Ducted Indoor Units | 92000 | 11.9 | 20.1 | 103000 | 3.66 | 67000 | 2.73 | 1917.5
213916326 | LG | ARUM144CTE5 | Ducted Indoor Units | 138000 | 11 | 18.2 | 152000 | 3.52 | 98000 | 2.48 | 2875
210866217 | LG | ARUM432CTE5 | Mixed Ducted and Non-Ducted Indoor Units | 410000 | 10.15 | 19.9 | 460000 | 3.25 | 298000 | 2.24 | 8542.5
210866180 | LG | ARUM408CTE5 | Mixed Ducted and Non-Ducted Indoor Units | 390000 | 9.75 | 18.9 | 434000 | 3.28 | 284000 | 2.22 | 8125
210866159 | LG | ARUM384CTE5 | Mixed Ducted and Non-Ducted Indoor Units | 366000 | 9.9 | 19.15 | 410000 | 3.31 | 266000 | 2.24 | 7625
210866131 | LG | ARUM360CTE5 | Mixed Ducted and Non-Ducted Indoor Units | 344000 | 10.5 | 19.75 | 384000 | 3.37 | 248000 | 2.25 | 7167.5
210866101 | LG | ARUM336CTE5 | Mixed Ducted and Non-Ducted Indoor Units | 320000 | 10.3 | 20.5 | 358000 | 3.38 | 234000 | 2.3 | 6667.5
210866070 | LG | ARUM312CTE5 | Mixed Ducted and Non-Ducted Indoor Units | 298000 | 11 | 21.5 | 332000 | 3.39 | 222000 | 2.39 | 6207.5
210866040 | LG | ARUM288CTE5 | Mixed Ducted and Non-Ducted Indoor Units | 276000 | 11.75 | 21.5 | 308000 | 3.44 | 198000 | 2.42 | 5750
210866011 | LG | ARUM264CTE5 | Mixed Ducted and Non-Ducted Indoor Units | 252000 | 12 | 21.75 | 282000 | 3.47 | 182000 | 2.45 | 5250
210865946 | LG | ARUM192CTE5 | Mixed Ducted and Non-Ducted Indoor Units | 184000 | 11.7 | 24.45 | 206000 | 3.52 | 134000 | 2.52 | 3832.5
210865935 | LG | ARUM168CTE5 | Mixed Ducted and Non-Ducted Indoor Units | 160000 | 11.4 | 23.65 | 180000 | 3.38 | 117000 | 2.41 | 3332.5
210865897 | LG | ARUM144CTE5 | Mixed Ducted and Non-Ducted Indoor Units | 138000 | 12.3 | 25.8 | 152000 | 3.68 | 98000 | 2.57 | 2875
210865878 | LG | ARUM121CTE5 | Mixed Ducted and Non-Ducted Indoor Units | 114000 | 12.8 | 27.1 | 129000 | 3.71 | 84000 | 2.63 | 2375
210865848 | LG | ARUM096CTE5 | Mixed Ducted and Non-Ducted Indoor Units | 92000 | 13.95 | 29.05 | 103000 | 3.99 | 67000 | 2.79 | 1917.5
210865829 | LG | ARUM072CTE5 | Mixed Ducted and Non-Ducted Indoor Units | 69000 | 13.2 | 26 | 77000 | 3.65 | 51000 | 2.57 | 1437.5
210860261 | LG | ARUM072CTE5 | Non-Ducted Indoor Units | 69000 | 13.4 | 28.4 | 77000 | 3.83 | 51000 | 2.66 | 1437.5
210859967 | LG | ARUM312CTE5 | Ducted Indoor Units | 298000 | 11 | 21 | 332000 | 3.25 | 222000 | 2.3 | 6207.5
210859963 | LG | ARUM288CTE5 | Ducted Indoor Units | 276000 | 11.3 | 21 | 308000 | 3.33 | 198000 | 2.35 | 5750
210859958 | LG | ARUM264CTE5 | Ducted Indoor Units | 252000 | 11.5 | 21.5 | 282000 | 3.38 | 182000 | 2.38 | 5250
210859947 | LG | ARUM192CTE5 | Ducted Indoor Units | 184000 | 11 | 23 | 206000 | 3.3 | 134000 | 2.41 | 3832.5
210859937 | LG | ARUM144CTE5 | Ducted Indoor Units | 138000 | 12.1 | 23 | 152000 | 3.52 | 98000 | 2.48 | 2875
210859933 | LG | ARUM121CTE5 | Ducted Indoor Units | 114000 | 12.5 | 24.6 | 129000 | 3.46 | 84000 | 2.53 | 2375
210859929 | LG | ARUM096CTE5 | Ducted Indoor Units | 92000 | 13.5 | 25.1 | 103000 | 3.66 | 67000 | 2.73 | 1917.5
210859925 | LG | ARUM072CTE5 | Ducted Indoor Units | 69000 | 13 | 23.6 | 77000 | 3.48 | 51000 | 2.49 | 1437.5
210859909 | LG | ARUM432CTE5 | Non-Ducted Indoor Units | 410000 | 9.8 | 19.8 | 460000 | 3.28 | 298000 | 2.32 | 8542.5
210859904 | LG | ARUM408CTE5 | Non-Ducted Indoor Units | 390000 | 9.8 | 18.8 | 434000 | 3.34 | 284000 | 2.26 | 8125
210859899 | LG | ARUM384CTE5 | Non-Ducted Indoor Units | 366000 | 10 | 19 | 410000 | 3.4 | 266000 | 2.28 | 7625
210859894 | LG | ARUM360CTE5 | Non-Ducted Indoor Units | 344000 | 10.8 | 20 | 384000 | 3.51 | 248000 | 2.3 | 7167.5
210859889 | LG | ARUM336CTE5 | Non-Ducted Indoor Units | 320000 | 9.8 | 20.5 | 358000 | 3.52 | 234000 | 2.36 | 6667.5
210859884 | LG | ARUM312CTE5 | Non-Ducted Indoor Units | 298000 | 11 | 22 | 332000 | 3.53 | 222000 | 2.48 | 6207.5
210859878 | LG | ARUM288CTE5 | Non-Ducted Indoor Units | 276000 | 12.2 | 22 | 308000 | 3.55 | 198000 | 2.5 | 5750
210859873 | LG | ARUM264CTE5 | Non-Ducted Indoor Units | 252000 | 12.5 | 22 | 282000 | 3.56 | 182000 | 2.52 | 5250
210859863 | LG | ARUM216CTE5 | Non-Ducted Indoor Units | 206000 | 11.2 | 24.8 | 230000 | 3.53 | 150000 | 2.66 | 4292.5
210859858 | LG | ARUM192CTE5 | Non-Ducted Indoor Units | 184000 | 12.4 | 25.9 | 206000 | 3.75 | 134000 | 2.64 | 3832.5
210859853 | LG | ARUM168CTE5 | Non-Ducted Indoor Units | 160000 | 11.7 | 25.4 | 180000 | 3.57 | 117000 | 2.45 | 3332.5
210859848 | LG | ARUM144CTE5 | Non-Ducted Indoor Units | 138000 | 12.5 | 28.6 | 152000 | 3.84 | 98000 | 2.67 | 2875
210859844 | LG | ARUM121CTE5 | Non-Ducted Indoor Units | 114000 | 13.1 | 29.6 | 129000 | 3.97 | 84000 | 2.74 | 2375
210859839 | LG | ARUM096CTE5 | Non-Ducted Indoor Units | 92000 | 14.4 | 33 | 103000 | 4.33 | 67000 | 2.85 | 1917.5
202073579 | MIDEA | MV5-X96DXN1-(A)* | Mixed Ducted and Non-Ducted Indoor Units | 92000 | 12.05 | 23 | 103000 | 3.68 | 72000 | 2.38 | 1917.5
202073582 | MIDEA | MV5-X96DZN1-(A)* | Mixed Ducted and Non-Ducted Indoor Units | 92000 | 12.05 | 23 | 103000 | 3.68 | 72000 | 2.38 | 1917.5
10594257 | MIDEA | MV5-X72DXN1-(A) | Mixed Ducted and Non-Ducted Indoor Units | 69000 | 12.9 | 23.15 | 77000 | 3.97 | 54000 | 2.53 | 1437.5
10594258 | MIDEA | MV5-X72DZN1-(A) | Mixed Ducted and Non-Ducted Indoor Units | 69000 | 12.9 | 23.15 | 77000 | 3.97 | 54000 | 2.53 | 1437.5
7465345 | MIDEA | MV5-X72DXN1-(A) | Non-Ducted Indoor Units | 69000 | 13.8 | 23.6 | 77000 | 4.25 | 54000 | 2.65 | 1437.5
7465346 | MIDEA | MV5-X72DXN1-(A) | Ducted Indoor Units | 69000 | 12 | 22.7 | 77000 | 3.69 | 54000 | 2.41 | 1437.5
7499016 | MIDEA | MV5-X72DZN1-(A) | Non-Ducted Indoor Units | 69000 | 13.8 | 23.6 | 77000 | 4.25 | 54000 | 2.65 | 1437.5
7499017 | MIDEA | MV5-X72DZN1-(A) | Ducted Indoor Units | 69000 | 12 | 22.7 | 77000 | 3.69 | 54000 | 2.41 | 1437.5
201830219 | MIDEA | MV5-X96DXN1-(A)* | Non-Ducted Indoor Units | 92000 | 12.4 | 23.5 | 103000 | 3.8 | 72000 | 2.46 | 1917.5
201830220 | MIDEA | MV5-X96DXN1-(A)* | Ducted Indoor Units | 92000 | 11.7 | 22.5 | 103000 | 3.57 | 72000 | 2.3 | 1917.5
201830224 | MIDEA | MV5-X96DZN1-(A)* | Non-Ducted Indoor Units | 92000 | 12.4 | 23.5 | 103000 | 3.8 | 72000 | 2.46 | 1917.5
201830225 | MIDEA | MV5-X96DZN1-(A)* | Ducted Indoor Units | 92000 | 11.7 | 22.5 | 103000 | 3.57 | 72000 | 2.3 | 1917.5
201856718 | MIDEA | MV5-RC72DXN1-(A) | Non-Ducted Indoor Units | 69000 | 13 | 23.1 | 77000 | 4.05 | 54000 | 2.53 | 1437.5
201856719 | MIDEA | MV5-RC72DXN1-(A) | Ducted Indoor Units | 69000 | 11.8 | 21.6 | 77000 | 3.68 | 54000 | 2.25 | 1437.5
201856720 | MIDEA | MV5-RC96DXN1-(A) | Non-Ducted Indoor Units | 92000 | 12.7 | 24.1 | 103000 | 3.82 | 72000 | 2.44 | 1917.5
201856722 | MIDEA | MV5-RC120DXN1-(A) | Non-Ducted Indoor Units | 115000 | 11.6 | 21.9 | 120000 | 3.52 | 80000 | 2.25 | 2395
201856724 | MIDEA | MV5-RC144DXN1-(A) | Non-Ducted Indoor Units | 138000 | 12 | 22.6 | 154000 | 3.75 | 108000 | 2.58 | 2875
201856725 | MIDEA | MV5-RC144DXN1-(A) | Ducted Indoor Units | 138000 | 11.1 | 20.8 | 154000 | 3.62 | 108000 | 2.34 | 2875
201856726 | MIDEA | MV5-RC168DXN1-(A) | Non-Ducted Indoor Units | 160000 | 11.7 | 22.2 | 180000 | 3.71 | 126000 | 2.47 | 3332.5
201856727 | MIDEA | MV5-RC168DXN1-(A) | Ducted Indoor Units | 160000 | 11 | 20.6 | 180000 | 3.6 | 126000 | 2.29 | 3332.5
201856728 | MIDEA | MV5-RC192DXN1-(A) | Non-Ducted Indoor Units | 184000 | 11.5 | 21.6 | 206000 | 3.62 | 144000 | 2.35 | 3832.5
201856730 | MIDEA | MV5-RC216DXN1-(A) | Non-Ducted Indoor Units | 206000 | 11.4 | 20.7 | 224000 | 3.58 | 152000 | 2.28 | 4292.5
201856732 | MIDEA | MV5-RC240DXN1-(A) | Non-Ducted Indoor Units | 230000 | 11.3 | 20.1 | 240000 | 3.56 | 160000 | 2.28 | 4792.5
201856734 | MIDEA | MV5-RC264DXN1-(A) | Non-Ducted Indoor Units | 252000 | 11.5 | 22.4 | 282000 | 3.6 | 198000 | 2.33 | 5250
201856735 | MIDEA | MV5-RC264DXN1-(A) | Ducted Indoor Units | 252000 | 10.7 | 20.5 | 282000 | 3.42 | 198000 | 2.26 | 5250
201856736 | MIDEA | MV5-RC288DXN1-(A) | Non-Ducted Indoor Units | 276000 | 10.9 | 21.2 | 298000 | 3.5 | 204000 | 2.32 | 5750
201856737 | MIDEA | MV5-RC288DXN1-(A) | Ducted Indoor Units | 276000 | 10.3 | 18.9 | 298000 | 3.35 | 204000 | 2.19 | 5750
201856738 | MIDEA | MV5-RC312DXN1-(A) | Non-Ducted Indoor Units | 298000 | 10.3 | 20.6 | 320000 | 3.45 | 218000 | 2.22 | 6207.5
201856739 | MIDEA | MV5-RC312DXN1-(A) | Ducted Indoor Units | 298000 | 9.9 | 18.7 | 320000 | 3.32 | 218000 | 2.18 | 6207.5
201856740 | MIDEA | MV5-RC336DXN1-(A) | Non-Ducted Indoor Units | 320000 | 10 | 19.7 | 338000 | 3.35 | 224000 | 2.17 | 6667.5
201856741 | MIDEA | MV5-RC336DXN1-(A) | Ducted Indoor Units | 320000 | 9.6 | 17.9 | 338000 | 3.25 | 224000 | 2.17 | 6667.5
201856742 | MIDEA | MV5-RC72DZN1-(A) | Non-Ducted Indoor Units | 69000 | 13 | 23.1 | 77000 | 4.05 | 54000 | 2.53 | 1437.5
201856743 | MIDEA | MV5-RC72DZN1-(A) | Ducted Indoor Units | 69000 | 11.8 | 21.6 | 77000 | 3.68 | 54000 | 2.25 | 1437.5
201856744 | MIDEA | MV5-RC96DZN1-(A) | Non-Ducted Indoor Units | 92000 | 12.7 | 24.1 | 103000 | 3.82 | 72000 | 2.44 | 1917.5
201856746 | MIDEA | MV5-RC120DZN1-(A) | Non-Ducted Indoor Units | 115000 | 11.6 | 21.9 | 120000 | 3.52 | 80000 | 2.25 | 2395
201856748 | MIDEA | MV5-RC144DZN1-(A) | Non-Ducted Indoor Units | 138000 | 12 | 22.6 | 154000 | 3.75 | 108000 | 2.58 | 2875
201856749 | MIDEA | MV5-RC144DZN1-(A) | Ducted Indoor Units | 138000 | 11.1 | 20.8 | 154000 | 3.62 | 108000 | 2.34 | 2875
201856750 | MIDEA | MV5-RC168DZN1-(A) | Non-Ducted Indoor Units | 160000 | 11.7 | 22.2 | 180000 | 3.71 | 126000 | 2.47 | 3332.5
201856751 | MIDEA | MV5-RC168DZN1-(A) | Ducted Indoor Units | 160000 | 11 | 20.6 | 180000 | 3.6 | 126000 | 2.29 | 3332.5
201856752 | MIDEA | MV5-RC192DZN1-(A) | Non-Ducted Indoor Units | 184000 | 11.5 | 21.6 | 206000 | 3.62 | 144000 | 2.35 | 3832.5
201856754 | MIDEA | MV5-RC216DZN1-(A) | Non-Ducted Indoor Units | 206000 | 11.4 | 20.7 | 224000 | 3.58 | 152000 | 2.28 | 4292.5
201856756 | MIDEA | MV5-RC240DZN1-(A) | Non-Ducted Indoor Units | 230000 | 11.3 | 20.1 | 240000 | 3.56 | 160000 | 2.28 | 4792.5
201856758 | MIDEA | MV5-RC264DZN1-(A) | Non-Ducted Indoor Units | 252000 | 11.5 | 22.4 | 282000 | 3.6 | 198000 | 2.33 | 5250
201856759 | MIDEA | MV5-RC264DZN1-(A) | Ducted Indoor Units | 252000 | 10.7 | 20.5 | 282000 | 3.42 | 198000 | 2.26 | 5250
201856760 | MIDEA | MV5-RC288DZN1-(A) | Non-Ducted Indoor Units | 276000 | 10.9 | 21.2 | 298000 | 3.5 | 204000 | 2.32 | 5750
201856761 | MIDEA | MV5-RC288DZN1-(A) | Ducted Indoor Units | 276000 | 10.3 | 18.9 | 298000 | 3.35 | 204000 | 2.19 | 5750
201856762 | MIDEA | MV5-RC312DZN1-(A) | Non-Ducted Indoor Units | 298000 | 10.3 | 20.6 | 320000 | 3.45 | 218000 | 2.22 | 6207.5
201856763 | MIDEA | MV5-RC312DZN1-(A) | Ducted Indoor Units | 298000 | 9.9 | 18.7 | 320000 | 3.32 | 218000 | 2.18 | 6207.5
201856764 | MIDEA | MV5-RC336DZN1-(A) | Non-Ducted Indoor Units | 320000 | 10 | 19.7 | 338000 | 3.35 | 224000 | 2.17 | 6667.5
201856765 | MIDEA | MV5-RC336DZN1-(A) | Ducted Indoor Units | 320000 | 9.6 | 17.9 | 338000 | 3.25 | 224000 | 2.17 | 6667.5
201856766 | MIDEA | MV5-XC72DXN1-(A) | Non-Ducted Indoor Units | 69000 | 13 | 23 | 77000 | 4.05 | 54000 | 2.53 | 1437.5
201856767 | MIDEA | MV5-XC72DXN1-(A) | Ducted Indoor Units | 69000 | 11.8 | 21.5 | 77000 | 3.68 | 54000 | 2.25 | 1437.5
201856768 | MIDEA | MV5-XC96DXN1-(A) | Non-Ducted Indoor Units | 92000 | 12.7 | 23.5 | 103000 | 3.93 | 72000 | 2.44 | 1917.5
201856770 | MIDEA | MV5-XC120DXN1-(A) | Non-Ducted Indoor Units | 115000 | 11.6 | 21.7 | 120000 | 3.52 | 80000 | 2.25 | 2395
201856772 | MIDEA | MV5-XC144DXN1-(A) | Non-Ducted Indoor Units | 138000 | 11.9 | 22.1 | 154000 | 3.75 | 108000 | 2.58 | 2875
201856774 | MIDEA | MV5-XC168DXN1-(A) | Non-Ducted Indoor Units | 160000 | 11.5 | 21.7 | 180000 | 3.71 | 126000 | 2.47 | 3332.5
201856776 | MIDEA | MV5-XC192DXN1-(A) | Non-Ducted Indoor Units | 184000 | 11.3 | 21.1 | 206000 | 3.62 | 144000 | 2.35 | 3832.5
201856778 | MIDEA | MV5-XC216DXN1-(A) | Non-Ducted Indoor Units | 206000 | 11.2 | 20.2 | 224000 | 3.58 | 152000 | 2.28 | 4292.5
201856780 | MIDEA | MV5-XC240DXN1-(A) | Non-Ducted Indoor Units | 230000 | 11.1 | 19.7 | 240000 | 3.56 | 160000 | 2.28 | 4792.5
201856782 | MIDEA | MV5-XC264DXN1-(A) | Non-Ducted Indoor Units | 252000 | 11.3 | 21.9 | 282000 | 3.6 | 198000 | 2.33 | 5250
201856783 | MIDEA | MV5-XC264DXN1-(A) | Ducted Indoor Units | 252000 | 10.5 | 20.3 | 282000 | 3.42 | 198000 | 2.26 | 5250
201856784 | MIDEA | MV5-XC288DXN1-(A) | Non-Ducted Indoor Units | 276000 | 10.7 | 20.9 | 298000 | 3.5 | 204000 | 2.32 | 5750
201856785 | MIDEA | MV5-XC288DXN1-(A) | Ducted Indoor Units | 276000 | 10.1 | 18.6 | 298000 | 3.35 | 204000 | 2.19 | 5750
201856786 | MIDEA | MV5-XC312DXN1-(A) | Non-Ducted Indoor Units | 298000 | 9.8 | 20.3 | 320000 | 3.45 | 218000 | 2.22 | 6207.5
201856788 | MIDEA | MV5-XC72DZN1-(A) | Non-Ducted Indoor Units | 69000 | 13 | 23 | 77000 | 4.05 | 54000 | 2.53 | 1437.5
201856789 | MIDEA | MV5-XC72DZN1-(A) | Ducted Indoor Units | 69000 | 11.8 | 21.5 | 77000 | 3.68 | 54000 | 2.25 | 1437.5
201856790 | MIDEA | MV5-XC96DZN1-(A) | Non-Ducted Indoor Units | 92000 | 12.7 | 23.5 | 103000 | 3.93 | 72000 | 2.44 | 1917.5
201856792 | MIDEA | MV5-XC120DZN1-(A) | Non-Ducted Indoor Units | 115000 | 11.6 | 21.7 | 120000 | 3.52 | 80000 | 2.25 | 2395
201856794 | MIDEA | MV5-XC144DZN1-(A) | Non-Ducted Indoor Units | 138000 | 11.9 | 22.1 | 154000 | 3.75 | 108000 | 2.58 | 2875
201856796 | MIDEA | MV5-XC168DZN1-(A) | Non-Ducted Indoor Units | 160000 | 11.5 | 21.7 | 180000 | 3.71 | 126000 | 2.47 | 3332.5
201856798 | MIDEA | MV5-XC192DZN1-(A) | Non-Ducted Indoor Units | 184000 | 11.3 | 21.1 | 206000 | 3.62 | 144000 | 2.35 | 3832.5
201856800 | MIDEA | MV5-XC216DZN1-(A) | Non-Ducted Indoor Units | 206000 | 11.2 | 20.2 | 224000 | 3.58 | 152000 | 2.28 | 4292.5
201856802 | MIDEA | MV5-XC240DZN1-(A) | Non-Ducted Indoor Units | 230000 | 11.1 | 19.7 | 240000 | 3.56 | 160000 | 2.28 | 4792.5
201856804 | MIDEA | MV5-XC264DZN1-(A) | Non-Ducted Indoor Units | 252000 | 11.3 | 21.9 | 282000 | 3.6 | 198000 | 2.33 | 5250
201856805 | MIDEA | MV5-XC264DZN1-(A) | Ducted Indoor Units | 252000 | 10.5 | 20.3 | 282000 | 3.42 | 198000 | 2.26 | 5250
201856806 | MIDEA | MV5-XC288DZN1-(A) | Non-Ducted Indoor Units | 276000 | 10.7 | 20.9 | 298000 | 3.5 | 204000 | 2.32 | 5750
201856807 | MIDEA | MV5-XC288DZN1-(A) | Ducted Indoor Units | 276000 | 10.1 | 18.6 | 298000 | 3.35 | 204000 | 2.19 | 5750
201856808 | MIDEA | MV5-XC312DZN1-(A) | Non-Ducted Indoor Units | 298000 | 9.8 | 20.3 | 320000 | 3.45 | 218000 | 2.22 | 6207.5
209445576 | Mitsubishi Electric | MXZ-SM72TAM | Non-Ducted Indoor Units | 69000 | 12.3 | 24.2 | 76000 | 4.3 | 56000 | 2.7 | 1437.5
209445577 | Mitsubishi Electric | MXZ-SM72TAM | Ducted Indoor Units | 69000 | 12 | 21.5 | 76000 | 4.1 | 56000 | 2.65 | 1437.5
209445578 | Mitsubishi Electric | MXZ-SM96TAM | Non-Ducted Indoor Units | 92000 | 12 | 23.4 | 103000 | 4 | 76000 | 2.6 | 1917.5
209445579 | Mitsubishi Electric | MXZ-SM96TAM | Ducted Indoor Units | 92000 | 11.8 | 21.2 | 103000 | 3.8 | 76000 | 2.47 | 1917.5
209445580 | Mitsubishi Electric | MXZ-SM120TAM | Non-Ducted Indoor Units | 114000 | 11.8 | 24.5 | 129000 | 3.9 | 92000 | 2.5 | 2375
209937594 | Mitsubishi Electric | MXZ-SM120TAM | Mixed Ducted and Non-Ducted Indoor Units | 114000 | 11.6 | 22.75 | 129000 | 3.77 | 92000 | 2.43 | 2375
209937595 | Mitsubishi Electric | MXZ-SM96TAM | Mixed Ducted and Non-Ducted Indoor Units | 92000 | 11.9 | 22.3 | 103000 | 3.9 | 76000 | 2.53 | 1917.5
209937596 | Mitsubishi Electric | MXZ-SM72TAM | Mixed Ducted and Non-Ducted Indoor Units | 69000 | 12.15 | 22.85 | 76000 | 4.2 | 56000 | 2.67 | 1437.5
210286824 | Mitsubishi Electric | PUHY-EP216YNU-A | Mixed Ducted and Non-Ducted Indoor Units | 206000 | 11.45 | 23.25 | 232000 | 3.51 | 162000 | 2.21 | 4292.5
210286825 | Mitsubishi Electric | PUHY-EP216TNU-A | Mixed Ducted and Non-Ducted Indoor Units | 206000 | 11.45 | 23.25 | 232000 | 3.51 | 162000 | 2.21 | 4292.5
203365118 | Mitsubishi Electric | PURY-EP240TSNU-A | Ducted Indoor Units | 228000 | 11.7 | 23.9 | 258000 | 3.46 | 172000 | 2.09 | 4750
203365120 | Mitsubishi Electric | PURY-EP240YSNU-A | Ducted Indoor Units | 228000 | 11.7 | 23.9 | 258000 | 3.46 | 172000 | 2.09 | 4750
203365122 | Mitsubishi Electric | PURY-EP264TSNU-A | Ducted Indoor Units | 250000 | 11.3 | 23.5 | 280000 | 3.36 | 180000 | 2.07 | 5207.5
203365124 | Mitsubishi Electric | PURY-EP264YSNU-A | Ducted Indoor Units | 250000 | 11.3 | 23.5 | 280000 | 3.36 | 180000 | 2.07 | 5207.5
203365127 | Mitsubishi Electric | PURY-EP288TSNU-A | Non-Ducted Indoor Units | 274000 | 11.5 | 24.1 | 304000 | 3.46 | 196000 | 2.08 | 5707.5
203365129 | Mitsubishi Electric | PURY-EP288YSNU-A | Non-Ducted Indoor Units | 274000 | 11.5 | 24.1 | 304000 | 3.46 | 196000 | 2.08 | 5707.5
203365158 | Mitsubishi Electric | PURY-HP240TSNU-A | Ducted Indoor Units | 228000 | 11.2 | 18.8 | 258000 | 3.36 | 174000 | 2.09 | 4750
203365159 | Mitsubishi Electric | PURY-HP240YSNU-A | Ducted Indoor Units | 228000 | 11.2 | 18.8 | 258000 | 3.36 | 174000 | 2.09 | 4750
203368651 | Mitsubishi Electric | PURY-P240TSNU-A | Ducted Indoor Units | 228000 | 11.2 | 22.3 | 258000 | 3.36 | 158000 | 2.14 | 4750
203368653 | Mitsubishi Electric | PURY-P240YSNU-A | Ducted Indoor Units | 228000 | 11.2 | 22.3 | 258000 | 3.36 | 158000 | 2.14 | 4750
203297491 | Mitsubishi Electric | PURY-P192TSNU-A | Ducted Indoor Units | 182000 | 11.9 | 24.3 | 204000 | 3.6 | 142000 | 2.19 | 3792.5
203297492 | Mitsubishi Electric | PURY-P192TSNU-A | Non-Ducted Indoor Units | 182000 | 13.5 | 30.7 | 204000 | 3.88 | 142000 | 2.16 | 3792.5
203297497 | Mitsubishi Electric | PURY-P192YSNU-A | Ducted Indoor Units | 182000 | 11.9 | 24.3 | 204000 | 3.6 | 142000 | 2.19 | 3792.5
203297498 | Mitsubishi Electric | PURY-P192YSNU-A | Non-Ducted Indoor Units | 182000 | 13.5 | 30.7 | 204000 | 3.88 | 142000 | 2.16 | 3792.5
203297499 | Mitsubishi Electric | PURY-P192ZSKMU-A | Ducted Indoor Units | 182000 | 11.2 | 19.1 | 204000 | 3.37 | 142000 | 2.17 | 3792.5
203297505 | Mitsubishi Electric | PURY-P216TSNU-A | Ducted Indoor Units | 206000 | 11.6 | 23.3 | 232000 | 3.49 | 158000 | 2.19 | 4292.5
203297506 | Mitsubishi Electric | PURY-P216TSNU-A | Non-Ducted Indoor Units | 206000 | 13 | 29.2 | 232000 | 3.82 | 158000 | 2.09 | 4292.5
203297511 | Mitsubishi Electric | PURY-P216YSNU-A | Ducted Indoor Units | 206000 | 11.6 | 23.3 | 232000 | 3.49 | 158000 | 2.19 | 4292.5
203297512 | Mitsubishi Electric | PURY-P216YSNU-A | Non-Ducted Indoor Units | 206000 | 13 | 29.2 | 232000 | 3.82 | 158000 | 2.09 | 4292.5
203297513 | Mitsubishi Electric | PURY-P216ZSKMU-A | Ducted Indoor Units | 206000 | 11.4 | 18.9 | 232000 | 3.32 | 158000 | 2.18 | 4292.5
203297556 | Mitsubishi Electric | PURY-P72TNU-A | Ducted Indoor Units | 69000 | 13.1 | 23.8 | 76000 | 3.76 | 56000 | 2.26 | 1437.5
203297557 | Mitsubishi Electric | PURY-P72TNU-A | Non-Ducted Indoor Units | 69000 | 14.7 | 29.2 | 76000 | 4.09 | 56000 | 2.26 | 1437.5
203297562 | Mitsubishi Electric | PURY-P72YNU-A | Ducted Indoor Units | 69000 | 13.1 | 23.8 | 76000 | 3.76 | 56000 | 2.26 | 1437.5
203297563 | Mitsubishi Electric | PURY-P72YNU-A | Non-Ducted Indoor Units | 69000 | 14.7 | 29.2 | 76000 | 4.09 | 56000 | 2.26 | 1437.5
203297564 | Mitsubishi Electric | PURY-P72ZKMU-A | Ducted Indoor Units | 69000 | 12.5 | 20.5 | 76000 | 3.46 | 56000 | 2.26 | 1437.5
203297568 | Mitsubishi Electric | PURY-P96TNU-A | Ducted Indoor Units | 92000 | 12.8 | 25.5 | 103000 | 3.88 | 71000 | 2.25 | 1917.5
203297569 | Mitsubishi Electric | PURY-P96TNU-A | Non-Ducted Indoor Units | 92000 | 14.5 | 31.9 | 103000 | 4.14 | 71000 | 2.26 | 1917.5
203297573 | Mitsubishi Electric | PURY-P96YNU-A | Ducted Indoor Units | 92000 | 12.8 | 25.5 | 103000 | 3.88 | 71000 | 2.25 | 1917.5
203297574 | Mitsubishi Electric | PURY-P96YNU-A | Non-Ducted Indoor Units | 92000 | 14.5 | 31.9 | 103000 | 4.14 | 71000 | 2.26 | 1917.5
203297575 | Mitsubishi Electric | PURY-P96ZKMU-A | Ducted Indoor Units | 92000 | 11.8 | 19.7 | 103000 | 3.46 | 71000 | 2.26 | 1917.5
203301909 | Mitsubishi Electric | PURY-EP120TNU-A | Non-Ducted Indoor Units | 114000 | 13.8 | 30.1 | 129000 | 4.04 | 93000 | 2.3 | 2375
203301910 | Mitsubishi Electric | PURY-EP120YNU-A | Non-Ducted Indoor Units | 114000 | 13.8 | 30.1 | 129000 | 4.04 | 93000 | 2.3 | 2375
203381180 | Mitsubishi Electric | PURY-P144TNU-A | Mixed Ducted and Non-Ducted Indoor Units | 136000 | 11.6 | 25.9 | 152000 | 3.63 | 97000 | 2.1 | 2832.5
203381185 | Mitsubishi Electric | PURY-P144YNU-A | Mixed Ducted and Non-Ducted Indoor Units | 136000 | 11.6 | 25.9 | 152000 | 3.63 | 97000 | 2.1 | 2832.5
203381204 | Mitsubishi Electric | PURY-P192TSNU-A | Mixed Ducted and Non-Ducted Indoor Units | 182000 | 12.7 | 27.5 | 204000 | 3.74 | 142000 | 2.17 | 3792.5
203381208 | Mitsubishi Electric | PURY-P192YSNU-A | Mixed Ducted and Non-Ducted Indoor Units | 182000 | 12.7 | 27.5 | 204000 | 3.74 | 142000 | 2.17 | 3792.5
203381213 | Mitsubishi Electric | PURY-P216TSNU-A | Mixed Ducted and Non-Ducted Indoor Units | 206000 | 12.3 | 26.25 | 232000 | 3.65 | 158000 | 2.14 | 4292.5
203381217 | Mitsubishi Electric | PURY-P216YSNU-A | Mixed Ducted and Non-Ducted Indoor Units | 206000 | 12.3 | 26.25 | 232000 | 3.65 | 158000 | 2.14 | 4292.5
203381222 | Mitsubishi Electric | PURY-P240TSNU-A | Mixed Ducted and Non-Ducted Indoor Units | 228000 | 11.45 | 22.35 | 258000 | 3.46 | 158000 | 2.09 | 4750
203381226 | Mitsubishi Electric | PURY-P240YSNU-A | Mixed Ducted and Non-Ducted Indoor Units | 228000 | 11.45 | 22.35 | 258000 | 3.46 | 158000 | 2.09 | 4750
203381257 | Mitsubishi Electric | PURY-P72TNU-A | Mixed Ducted and Non-Ducted Indoor Units | 69000 | 13.9 | 26.5 | 76000 | 3.92 | 56000 | 2.26 | 1437.5
203381261 | Mitsubishi Electric | PURY-P72YNU-A | Mixed Ducted and Non-Ducted Indoor Units | 69000 | 13.9 | 26.5 | 76000 | 3.92 | 56000 | 2.26 | 1437.5
203381266 | Mitsubishi Electric | PURY-P96TNU-A | Mixed Ducted and Non-Ducted Indoor Units | 92000 | 13.65 | 28.7 | 103000 | 4.01 | 71000 | 2.25 | 1917.5
203381270 | Mitsubishi Electric | PURY-P96YNU-A | Mixed Ducted and Non-Ducted Indoor Units | 92000 | 13.65 | 28.7 | 103000 | 4.01 | 71000 | 2.25 | 1917.5
213893462 | Mitsubishi Electric | PUHY-EP192TSNU-A | Ducted Indoor Units | 184000 | 11.2 | 22.4 | 206000 | 3.75 | 160000 | 2.12 | 3832.5
213893463 | Mitsubishi Electric | PUHY-EP192TSNU-A | Non-Ducted Indoor Units | 184000 | 11.4 | 24.5 | 206000 | 4.11 | 160000 | 2.27 | 3832.5
213893464 | Mitsubishi Electric | PUHY-EP192TSNU-A1 | Ducted Indoor Units | 184000 | 11.2 | 22.4 | 206000 | 3.75 | 160000 | 2.12 | 3832.5
213893465 | Mitsubishi Electric | PUHY-EP192TSNU-A1 | Non-Ducted Indoor Units | 184000 | 11.4 | 24.5 | 206000 | 4.11 | 160000 | 2.27 | 3832.5
213893466 | Mitsubishi Electric | PUHY-EP192YSNU-A | Ducted Indoor Units | 184000 | 11.2 | 22.4 | 206000 | 3.75 | 160000 | 2.12 | 3832.5
213893467 | Mitsubishi Electric | PUHY-EP192YSNU-A | Non-Ducted Indoor Units | 184000 | 11.4 | 24.5 | 206000 | 4.11 | 160000 | 2.27 | 3832.5
213893468 | Mitsubishi Electric | PUHY-EP192YSNU-A1 | Ducted Indoor Units | 184000 | 11.2 | 22.4 | 206000 | 3.75 | 160000 | 2.12 | 3832.5
213893469 | Mitsubishi Electric | PUHY-EP192YSNU-A1 | Non-Ducted Indoor Units | 184000 | 11.4 | 24.5 | 206000 | 4.11 | 160000 | 2.27 | 3832.5
213893470 | Mitsubishi Electric | PUHY-EP216TSNU-A | Non-Ducted Indoor Units | 206000 | 11.1 | 24.8 | 232000 | 4.03 | 196000 | 2.31 | 4292.5
213893471 | Mitsubishi Electric | PUHY-EP216TSNU-A1 | Non-Ducted Indoor Units | 206000 | 11.1 | 24.8 | 232000 | 4.03 | 196000 | 2.31 | 4292.5
213893472 | Mitsubishi Electric | PUHY-EP216YSNU-A | Non-Ducted Indoor Units | 206000 | 11.1 | 24.8 | 232000 | 4.03 | 196000 | 2.31 | 4292.5
213893473 | Mitsubishi Electric | PUHY-EP216YSNU-A1 | Non-Ducted Indoor Units | 206000 | 11.1 | 24.8 | 232000 | 4.03 | 196000 | 2.31 | 4292.5
213893474 | Mitsubishi Electric | PUHY-EP264TSNU-A | Ducted Indoor Units | 252000 | 11.4 | 21.7 | 282000 | 3.72 | 212000 | 2.1 | 5250
213893475 | Mitsubishi Electric | PUHY-EP264TSNU-A | Non-Ducted Indoor Units | 252000 | 11.4 | 23.7 | 282000 | 3.94 | 212000 | 2.14 | 5250
213893476 | Mitsubishi Electric | PUHY-EP264TSNU-A1 | Ducted Indoor Units | 252000 | 11.4 | 21.7 | 282000 | 3.72 | 212000 | 2.1 | 5250
213893477 | Mitsubishi Electric | PUHY-EP264TSNU-A1 | Non-Ducted Indoor Units | 252000 | 11.4 | 23.7 | 282000 | 3.94 | 212000 | 2.14 | 5250
213893478 | Mitsubishi Electric | PUHY-EP264YSNU-A | Ducted Indoor Units | 252000 | 11.4 | 21.7 | 282000 | 3.72 | 212000 | 2.1 | 5250
213893479 | Mitsubishi Electric | PUHY-EP264YSNU-A | Non-Ducted Indoor Units | 252000 | 11.4 | 23.7 | 282000 | 3.94 | 212000 | 2.14 | 5250
213893480 | Mitsubishi Electric | PUHY-EP264YSNU-A1 | Ducted Indoor Units | 252000 | 11.4 | 21.7 | 282000 | 3.72 | 212000 | 2.1 | 5250
213893481 | Mitsubishi Electric | PUHY-EP264YSNU-A1 | Non-Ducted Indoor Units | 252000 | 11.4 | 23.7 | 282000 | 3.94 | 212000 | 2.14 | 5250
213893482 | Mitsubishi Electric | PUHY-EP288TSNU-A | Ducted Indoor Units | 276000 | 10.8 | 21.2 | 308000 | 3.65 | 234000 | 2.1 | 5750
213893483 | Mitsubishi Electric | PUHY-EP288TSNU-A | Non-Ducted Indoor Units | 276000 | 10.7 | 22.9 | 308000 | 3.91 | 234000 | 2.17 | 5750
213893484 | Mitsubishi Electric | PUHY-EP288TSNU-A1 | Ducted Indoor Units | 276000 | 10.8 | 21.2 | 308000 | 3.65 | 234000 | 2.1 | 5750
213893485 | Mitsubishi Electric | PUHY-EP288TSNU-A1 | Non-Ducted Indoor Units | 276000 | 10.7 | 22.9 | 308000 | 3.91 | 234000 | 2.17 | 5750
213893486 | Mitsubishi Electric | PUHY-EP288YSNU-A | Ducted Indoor Units | 276000 | 10.8 | 21.2 | 308000 | 3.65 | 234000 | 2.1 | 5750
213893487 | Mitsubishi Electric | PUHY-EP288YSNU-A | Non-Ducted Indoor Units | 276000 | 10.7 | 22.9 | 308000 | 3.91 | 234000 | 2.17 | 5750
213893488 | Mitsubishi Electric | PUHY-EP288YSNU-A1 | Ducted Indoor Units | 276000 | 10.8 | 21.2 | 308000 | 3.65 | 234000 | 2.1 | 5750
213893489 | Mitsubishi Electric | PUHY-EP288YSNU-A1 | Non-Ducted Indoor Units | 276000 | 10.7 | 22.9 | 308000 | 3.91 | 234000 | 2.17 | 5750
213893490 | Mitsubishi Electric | PUHY-EP312TSNU-A | Ducted Indoor Units | 298000 | 10.4 | 20.5 | 334000 | 3.58 | 266000 | 2.1 | 6207.5
213893491 | Mitsubishi Electric | PUHY-EP312TSNU-A | Non-Ducted Indoor Units | 298000 | 9.9 | 21.6 | 334000 | 3.78 | 266000 | 2.16 | 6207.5
213893492 | Mitsubishi Electric | PUHY-EP312TSNU-A1 | Ducted Indoor Units | 298000 | 10.4 | 20.5 | 334000 | 3.58 | 266000 | 2.1 | 6207.5
213893493 | Mitsubishi Electric | PUHY-EP312TSNU-A1 | Non-Ducted Indoor Units | 298000 | 9.9 | 21.6 | 334000 | 3.78 | 266000 | 2.16 | 6207.5
213893494 | Mitsubishi Electric | PUHY-EP312YSNU-A | Ducted Indoor Units | 298000 | 10.4 | 20.5 | 334000 | 3.58 | 266000 | 2.1 | 6207.5
213893495 | Mitsubishi Electric | PUHY-EP312YSNU-A | Non-Ducted Indoor Units | 298000 | 9.9 | 21.6 | 334000 | 3.78 | 266000 | 2.16 | 6207.5
213893496 | Mitsubishi Electric | PUHY-EP312YSNU-A1 | Ducted Indoor Units | 298000 | 10.4 | 20.5 | 334000 | 3.58 | 266000 | 2.1 | 6207.5
213893497 | Mitsubishi Electric | PUHY-EP312YSNU-A1 | Non-Ducted Indoor Units | 298000 | 9.9 | 21.6 | 334000 | 3.78 | 266000 | 2.16 | 6207.5
213893498 | Mitsubishi Electric | PUHY-EP336TSNU-A | Ducted Indoor Units | 320000 | 10.5 | 21 | 360000 | 3.58 | 280000 | 2.1 | 6667.5
213893499 | Mitsubishi Electric | PUHY-EP336TSNU-A | Non-Ducted Indoor Units | 320000 | 10 | 22.4 | 360000 | 3.68 | 280000 | 2.13 | 6667.5
213893500 | Mitsubishi Electric | PUHY-EP336TSNU-A1 | Ducted Indoor Units | 320000 | 10.5 | 21 | 360000 | 3.58 | 280000 | 2.1 | 6667.5
213893501 | Mitsubishi Electric | PUHY-EP336TSNU-A1 | Non-Ducted Indoor Units | 320000 | 10 | 22.4 | 360000 | 3.68 | 280000 | 2.13 | 6667.5
213893502 | Mitsubishi Electric | PUHY-EP336YSNU-A | Ducted Indoor Units | 320000 | 10.5 | 21 | 360000 | 3.58 | 280000 | 2.1 | 6667.5
213893503 | Mitsubishi Electric | PUHY-EP336YSNU-A | Non-Ducted Indoor Units | 320000 | 10 | 22.4 | 360000 | 3.68 | 280000 | 2.13 | 6667.5
213893504 | Mitsubishi Electric | PUHY-EP336YSNU-A1 | Ducted Indoor Units | 320000 | 10.5 | 21 | 360000 | 3.58 | 280000 | 2.1 | 6667.5
213893505 | Mitsubishi Electric | PUHY-EP336YSNU-A1 | Non-Ducted Indoor Units | 320000 | 10 | 22.4 | 360000 | 3.68 | 280000 | 2.13 | 6667.5
213893506 | Mitsubishi Electric | PUHY-EP360TSNU-A | Ducted Indoor Units | 344000 | 10.1 | 20.5 | 386000 | 3.51 | 312000 | 2.1 | 7167.5
213893507 | Mitsubishi Electric | PUHY-EP360TSNU-A | Non-Ducted Indoor Units | 344000 | 9.7 | 22 | 386000 | 3.65 | 312000 | 2.17 | 7167.5
213893508 | Mitsubishi Electric | PUHY-EP360TSNU-A1 | Ducted Indoor Units | 344000 | 10.1 | 20.5 | 386000 | 3.51 | 312000 | 2.1 | 7167.5
213893509 | Mitsubishi Electric | PUHY-EP360TSNU-A1 | Non-Ducted Indoor Units | 344000 | 9.7 | 22 | 386000 | 3.65 | 312000 | 2.17 | 7167.5
213893510 | Mitsubishi Electric | PUHY-EP360YSNU-A | Ducted Indoor Units | 344000 | 10.1 | 20.5 | 386000 | 3.51 | 312000 | 2.1 | 7167.5
213893511 | Mitsubishi Electric | PUHY-EP360YSNU-A | Non-Ducted Indoor Units | 344000 | 9.7 | 22 | 386000 | 3.65 | 312000 | 2.17 | 7167.5
213893512 | Mitsubishi Electric | PUHY-EP360YSNU-A1 | Ducted Indoor Units | 344000 | 10.1 | 20.5 | 386000 | 3.51 | 312000 | 2.1 | 7167.5
213893513 | Mitsubishi Electric | PUHY-EP360YSNU-A1 | Non-Ducted Indoor Units | 344000 | 9.7 | 22 | 386000 | 3.65 | 312000 | 2.17 | 7167.5
213893514 | Mitsubishi Electric | PUHY-EP384TSNU-A | Ducted Indoor Units | 364000 | 9.9 | 19.7 | 410000 | 3.48 | 328000 | 2.13 | 7582.5
213893515 | Mitsubishi Electric | PUHY-EP384TSNU-A1 | Ducted Indoor Units | 364000 | 9.9 | 19.7 | 410000 | 3.48 | 328000 | 2.13 | 7582.5
213893516 | Mitsubishi Electric | PUHY-EP384YSNU-A | Ducted Indoor Units | 364000 | 9.9 | 19.7 | 410000 | 3.48 | 328000 | 2.13 | 7582.5
213893517 | Mitsubishi Electric | PUHY-EP384YSNU-A1 | Ducted Indoor Units | 364000 | 9.9 | 19.7 | 410000 | 3.48 | 328000 | 2.13 | 7582.5
213893518 | Mitsubishi Electric | PUHY-EP408TSNU-A | Ducted Indoor Units | 390000 | 9.8 | 19.1 | 430000 | 3.45 | 346000 | 2.17 | 8125
213893519 | Mitsubishi Electric | PUHY-EP408TSNU-A1 | Ducted Indoor Units | 390000 | 9.8 | 19.1 | 430000 | 3.45 | 346000 | 2.17 | 8125
213893520 | Mitsubishi Electric | PUHY-EP408YSNU-A | Ducted Indoor Units | 390000 | 9.8 | 19.1 | 430000 | 3.45 | 346000 | 2.17 | 8125
213893521 | Mitsubishi Electric | PUHY-EP408YSNU-A1 | Ducted Indoor Units | 390000 | 9.8 | 19.1 | 430000 | 3.45 | 346000 | 2.17 | 8125
213893522 | Mitsubishi Electric | PUHY-EP72TNU-A | Ducted Indoor Units | 69000 | 12.2 | 22.2 | 76000 | 4.05 | 64000 | 2.29 | 1437.5
213893523 | Mitsubishi Electric | PUHY-EP72TNU-A | Non-Ducted Indoor Units | 69000 | 13.7 | 27.1 | 76000 | 4.57 | 64000 | 2.4 | 1437.5
213893524 | Mitsubishi Electric | PUHY-EP72TNU-A1 | Ducted Indoor Units | 69000 | 12.2 | 22.2 | 76000 | 4.05 | 64000 | 2.29 | 1437.5
213893525 | Mitsubishi Electric | PUHY-EP72TNU-A1 | Non-Ducted Indoor Units | 69000 | 13.7 | 27.1 | 76000 | 4.57 | 64000 | 2.4 | 1437.5
213893526 | Mitsubishi Electric | PUHY-EP72YNU-A | Ducted Indoor Units | 69000 | 12.2 | 22.2 | 76000 | 4.05 | 64000 | 2.29 | 1437.5
213893527 | Mitsubishi Electric | PUHY-EP72YNU-A | Non-Ducted Indoor Units | 69000 | 13.7 | 27.1 | 76000 | 4.57 | 64000 | 2.4 | 1437.5
213893528 | Mitsubishi Electric | PUHY-EP72YNU-A1 | Ducted Indoor Units | 69000 | 12.2 | 22.2 | 76000 | 4.05 | 64000 | 2.29 | 1437.5
213893529 | Mitsubishi Electric | PUHY-EP72YNU-A1 | Non-Ducted Indoor Units | 69000 | 13.7 | 27.1 | 76000 | 4.57 | 64000 | 2.4 | 1437.5
213893530 | Mitsubishi Electric | PUHY-EP96TNU-A | Ducted Indoor Units | 92000 | 11.9 | 23.5 | 103000 | 4.04 | 80000 | 2.28 | 1917.5
213893531 | Mitsubishi Electric | PUHY-EP96TNU-A | Non-Ducted Indoor Units | 92000 | 12.3 | 26.5 | 103000 | 4.39 | 80000 | 2.43 | 1917.5
213893532 | Mitsubishi Electric | PUHY-EP96TNU-A1 | Ducted Indoor Units | 92000 | 11.9 | 23.5 | 103000 | 4.04 | 80000 | 2.28 | 1917.5
213893533 | Mitsubishi Electric | PUHY-EP96TNU-A1 | Non-Ducted Indoor Units | 92000 | 12.3 | 26.5 | 103000 | 4.39 | 80000 | 2.43 | 1917.5
213893534 | Mitsubishi Electric | PUHY-EP96YNU-A | Ducted Indoor Units | 92000 | 11.9 | 23.5 | 103000 | 4.04 | 80000 | 2.28 | 1917.5
213893535 | Mitsubishi Electric | PUHY-EP96YNU-A | Non-Ducted Indoor Units | 92000 | 12.3 | 26.5 | 103000 | 4.39 | 80000 | 2.43 | 1917.5
213893536 | Mitsubishi Electric | PUHY-EP96YNU-A1 | Ducted Indoor Units | 92000 | 11.9 | 23.5 | 103000 | 4.04 | 80000 | 2.28 | 1917.5
213893537 | Mitsubishi Electric | PUHY-EP96YNU-A1 | Non-Ducted Indoor Units | 92000 | 12.3 | 26.5 | 103000 | 4.39 | 80000 | 2.43 | 1917.5
213893546 | Mitsubishi Electric | PUHY-HP192TSNU-A | Ducted Indoor Units | 184000 | 11.6 | 19.8 | 206000 | 3.71 | 174000 | 2.22 | 3832.5
213893547 | Mitsubishi Electric | PUHY-HP192TSNU-A | Non-Ducted Indoor Units | 184000 | 11.5 | 21.6 | 206000 | 4.07 | 174000 | 2.4 | 3832.5
213893548 | Mitsubishi Electric | PUHY-HP192TSNU-A1 | Ducted Indoor Units | 184000 | 11.6 | 19.8 | 206000 | 3.71 | 174000 | 2.22 | 3832.5
213893549 | Mitsubishi Electric | PUHY-HP192TSNU-A1 | Non-Ducted Indoor Units | 184000 | 11.5 | 21.6 | 206000 | 4.07 | 174000 | 2.4 | 3832.5
213893550 | Mitsubishi Electric | PUHY-HP192YSNU-A | Ducted Indoor Units | 184000 | 11.6 | 19.8 | 206000 | 3.71 | 174000 | 2.22 | 3832.5
213893551 | Mitsubishi Electric | PUHY-HP192YSNU-A | Non-Ducted Indoor Units | 184000 | 11.5 | 21.6 | 206000 | 4.07 | 174000 | 2.4 | 3832.5
213893552 | Mitsubishi Electric | PUHY-HP192YSNU-A1 | Ducted Indoor Units | 184000 | 11.6 | 19.8 | 206000 | 3.71 | 174000 | 2.22 | 3832.5
213893553 | Mitsubishi Electric | PUHY-HP192YSNU-A1 | Non-Ducted Indoor Units | 184000 | 11.5 | 21.6 | 206000 | 4.07 | 174000 | 2.4 | 3832.5
213893558 | Mitsubishi Electric | PUHY-HP72TNU-A | Ducted Indoor Units | 69000 | 11.9 | 21.8 | 76000 | 4.03 | 64000 | 2.31 | 1437.5
213893559 | Mitsubishi Electric | PUHY-HP72YNU-A | Ducted Indoor Units | 69000 | 11.9 | 21.8 | 76000 | 4.03 | 64000 | 2.31 | 1437.5
213893560 | Mitsubishi Electric | PUHY-HP96TNU-A | Ducted Indoor Units | 92000 | 12.3 | 21 | 103000 | 4 | 87000 | 2.39 | 1917.5
213893561 | Mitsubishi Electric | PUHY-HP96TNU-A | Non-Ducted Indoor Units | 92000 | 12.5 | 23.3 | 103000 | 4.35 | 87000 | 2.56 | 1917.5
213893562 | Mitsubishi Electric | PUHY-HP96TNU-A1 | Ducted Indoor Units | 92000 | 12.3 | 21 | 103000 | 4 | 87000 | 2.39 | 1917.5
213893563 | Mitsubishi Electric | PUHY-HP96TNU-A1 | Non-Ducted Indoor Units | 92000 | 12.5 | 23.3 | 103000 | 4.35 | 87000 | 2.56 | 1917.5
213893564 | Mitsubishi Electric | PUHY-HP96YNU-A | Ducted Indoor Units | 92000 | 12.3 | 21 | 103000 | 4 | 87000 | 2.39 | 1917.5
213893565 | Mitsubishi Electric | PUHY-HP96YNU-A | Non-Ducted Indoor Units | 92000 | 12.5 | 23.3 | 103000 | 4.35 | 87000 | 2.56 | 1917.5
213893566 | Mitsubishi Electric | PUHY-HP96YNU-A1 | Ducted Indoor Units | 92000 | 12.3 | 21 | 103000 | 4 | 87000 | 2.39 | 1917.5
213893567 | Mitsubishi Electric | PUHY-HP96YNU-A1 | Non-Ducted Indoor Units | 92000 | 12.5 | 23.3 | 103000 | 4.35 | 87000 | 2.56 | 1917.5
213893580 | Mitsubishi Electric | PUHY-P264TSNU-A | Ducted Indoor Units | 252000 | 10.5 | 20.2 | 282000 | 3.66 | 186000 | 2.33 | 5250
213893581 | Mitsubishi Electric | PUHY-P264TSNU-A | Non-Ducted Indoor Units | 252000 | 10.6 | 22.5 | 282000 | 3.84 | 186000 | 2.55 | 5250
213893582 | Mitsubishi Electric | PUHY-P264TSNU-A1 | Ducted Indoor Units | 252000 | 10.5 | 20.2 | 282000 | 3.66 | 186000 | 2.33 | 5250
213893583 | Mitsubishi Electric | PUHY-P264TSNU-A1 | Non-Ducted Indoor Units | 252000 | 10.6 | 22.5 | 282000 | 3.84 | 186000 | 2.55 | 5250
213893584 | Mitsubishi Electric | PUHY-P264YSNU-A | Ducted Indoor Units | 252000 | 10.5 | 20.2 | 282000 | 3.66 | 186000 | 2.33 | 5250
213893585 | Mitsubishi Electric | PUHY-P264YSNU-A | Non-Ducted Indoor Units | 252000 | 10.6 | 22.5 | 282000 | 3.84 | 186000 | 2.55 | 5250
213893586 | Mitsubishi Electric | PUHY-P264YSNU-A1 | Ducted Indoor Units | 252000 | 10.5 | 20.2 | 282000 | 3.66 | 186000 | 2.33 | 5250
213893587 | Mitsubishi Electric | PUHY-P264YSNU-A1 | Non-Ducted Indoor Units | 252000 | 10.6 | 22.5 | 282000 | 3.84 | 186000 | 2.55 | 5250
213893588 | Mitsubishi Electric | PUHY-P288TSNU-A | Ducted Indoor Units | 276000 | 10.2 | 19 | 308000 | 3.58 | 200000 | 2.27 | 5750
213893589 | Mitsubishi Electric | PUHY-P288TSNU-A | Non-Ducted Indoor Units | 276000 | 10.1 | 20.8 | 308000 | 3.78 | 200000 | 2.49 | 5750
213893590 | Mitsubishi Electric | PUHY-P288TSNU-A1 | Ducted Indoor Units | 276000 | 10.2 | 19 | 308000 | 3.58 | 200000 | 2.27 | 5750
213893591 | Mitsubishi Electric | PUHY-P288TSNU-A1 | Non-Ducted Indoor Units | 276000 | 10.1 | 20.8 | 308000 | 3.78 | 200000 | 2.49 | 5750
213893592 | Mitsubishi Electric | PUHY-P288YSNU-A | Ducted Indoor Units | 276000 | 10.2 | 19 | 308000 | 3.58 | 200000 | 2.27 | 5750
213893593 | Mitsubishi Electric | PUHY-P288YSNU-A | Non-Ducted Indoor Units | 276000 | 10.1 | 20.8 | 308000 | 3.78 | 200000 | 2.49 | 5750
213893594 | Mitsubishi Electric | PUHY-P288YSNU-A1 | Ducted Indoor Units | 276000 | 10.2 | 19 | 308000 | 3.58 | 200000 | 2.27 | 5750
213893595 | Mitsubishi Electric | PUHY-P288YSNU-A1 | Non-Ducted Indoor Units | 276000 | 10.1 | 20.8 | 308000 | 3.78 | 200000 | 2.49 | 5750
213893596 | Mitsubishi Electric | PUHY-P312TSNU-A | Ducted Indoor Units | 298000 | 9.9 | 18.2 | 334000 | 3.5 | 216000 | 2.22 | 6207.5
213893598 | Mitsubishi Electric | PUHY-P312TSNU-A1 | Ducted Indoor Units | 298000 | 9.9 | 18.2 | 334000 | 3.5 | 216000 | 2.22 | 6207.5
213893600 | Mitsubishi Electric | PUHY-P312YSNU-A | Ducted Indoor Units | 298000 | 9.9 | 18.2 | 334000 | 3.5 | 216000 | 2.22 | 6207.5
213893602 | Mitsubishi Electric | PUHY-P312YSNU-A1 | Ducted Indoor Units | 298000 | 9.9 | 18.2 | 334000 | 3.5 | 216000 | 2.22 | 6207.5
213893604 | Mitsubishi Electric | PUHY-P336TSNU-A | Ducted Indoor Units | 320000 | 10 | 18.1 | 360000 | 3.5 | 234000 | 2.25 | 6667.5
213893605 | Mitsubishi Electric | PUHY-P336TSNU-A | Non-Ducted Indoor Units | 320000 | 9.6 | 20.3 | 360000 | 3.57 | 234000 | 2.3 | 6667.5
213893606 | Mitsubishi Electric | PUHY-P336TSNU-A1 | Ducted Indoor Units | 320000 | 10 | 18.1 | 360000 | 3.5 | 234000 | 2.25 | 6667.5
213893607 | Mitsubishi Electric | PUHY-P336TSNU-A1 | Non-Ducted Indoor Units | 320000 | 9.6 | 20.3 | 360000 | 3.57 | 234000 | 2.3 | 6667.5
213893608 | Mitsubishi Electric | PUHY-P336YSNU-A | Ducted Indoor Units | 320000 | 10 | 18.1 | 360000 | 3.5 | 234000 | 2.25 | 6667.5
213893609 | Mitsubishi Electric | PUHY-P336YSNU-A | Non-Ducted Indoor Units | 320000 | 9.6 | 20.3 | 360000 | 3.57 | 234000 | 2.3 | 6667.5
213893610 | Mitsubishi Electric | PUHY-P336YSNU-A1 | Ducted Indoor Units | 320000 | 10 | 18.1 | 360000 | 3.5 | 234000 | 2.25 | 6667.5
213893611 | Mitsubishi Electric | PUHY-P336YSNU-A1 | Non-Ducted Indoor Units | 320000 | 9.6 | 20.3 | 360000 | 3.57 | 234000 | 2.3 | 6667.5
213893612 | Mitsubishi Electric | PUHY-P360TSNU-A | Ducted Indoor Units | 344000 | 9.8 | 17.3 | 386000 | 3.42 | 248000 | 2.2 | 7167.5
213893613 | Mitsubishi Electric | PUHY-P360TSNU-A1 | Ducted Indoor Units | 344000 | 9.8 | 17.3 | 386000 | 3.42 | 248000 | 2.2 | 7167.5
213893614 | Mitsubishi Electric | PUHY-P360YSNU-A | Ducted Indoor Units | 344000 | 9.8 | 17.3 | 386000 | 3.42 | 248000 | 2.2 | 7167.5
213893615 | Mitsubishi Electric | PUHY-P360YSNU-A1 | Ducted Indoor Units | 344000 | 9.8 | 17.3 | 386000 | 3.42 | 248000 | 2.2 | 7167.5
213893616 | Mitsubishi Electric | PUHY-P384TSNU-A | Ducted Indoor Units | 364000 | 9.7 | 17.2 | 410000 | 3.39 | 262000 | 2.16 | 7582.5
213893617 | Mitsubishi Electric | PUHY-P384TSNU-A1 | Ducted Indoor Units | 364000 | 9.7 | 17.2 | 410000 | 3.39 | 262000 | 2.16 | 7582.5
213893618 | Mitsubishi Electric | PUHY-P384YSNU-A | Ducted Indoor Units | 364000 | 9.7 | 17.2 | 410000 | 3.39 | 262000 | 2.16 | 7582.5
213893619 | Mitsubishi Electric | PUHY-P384YSNU-A1 | Ducted Indoor Units | 364000 | 9.7 | 17.2 | 410000 | 3.39 | 262000 | 2.16 | 7582.5
213893620 | Mitsubishi Electric | PUHY-P408TSNU-A | Ducted Indoor Units | 390000 | 9.7 | 17.2 | 430000 | 3.35 | 278000 | 2.13 | 8125
213893621 | Mitsubishi Electric | PUHY-P408TSNU-A1 | Ducted Indoor Units | 390000 | 9.7 | 17.2 | 430000 | 3.35 | 278000 | 2.13 | 8125
213893622 | Mitsubishi Electric | PUHY-P408YSNU-A | Ducted Indoor Units | 390000 | 9.7 | 17.2 | 430000 | 3.35 | 278000 | 2.13 | 8125
213893623 | Mitsubishi Electric | PUHY-P408YSNU-A1 | Ducted Indoor Units | 390000 | 9.7 | 17.2 | 430000 | 3.35 | 278000 | 2.13 | 8125
213893624 | Mitsubishi Electric | PUHY-P432TSNU-A | Ducted Indoor Units | 410000 | 9.7 | 17.2 | 454000 | 3.31 | 292000 | 2.1 | 8542.5
213893625 | Mitsubishi Electric | PUHY-P432TSNU-A1 | Ducted Indoor Units | 410000 | 9.7 | 17.2 | 454000 | 3.31 | 292000 | 2.1 | 8542.5
213893626 | Mitsubishi Electric | PUHY-P432YSNU-A | Ducted Indoor Units | 410000 | 9.7 | 17.2 | 454000 | 3.31 | 292000 | 2.1 | 8542.5
213893627 | Mitsubishi Electric | PUHY-P432YSNU-A1 | Ducted Indoor Units | 410000 | 9.7 | 17.2 | 454000 | 3.31 | 292000 | 2.1 | 8542.5
213893628 | Mitsubishi Electric | PUHY-P72TNU-A | Non-Ducted Indoor Units | 69000 | 12 | 26.9 | 76000 | 4.34 | 56000 | 3 | 1437.5
213893629 | Mitsubishi Electric | PUHY-P72TNU-A1 | Non-Ducted Indoor Units | 69000 | 12 | 26.9 | 76000 | 4.34 | 56000 | 3 | 1437.5
213893630 | Mitsubishi Electric | PUHY-P72YNU-A | Non-Ducted Indoor Units | 69000 | 12 | 26.9 | 76000 | 4.34 | 56000 | 3 | 1437.5
213893631 | Mitsubishi Electric | PUHY-P72YNU-A1 | Non-Ducted Indoor Units | 69000 | 12 | 26.9 | 76000 | 4.34 | 56000 | 3 | 1437.5
213893633 | Mitsubishi Electric | PUHY-P96TNU-A | Non-Ducted Indoor Units | 92000 | 11.6 | 24.8 | 103000 | 4.34 | 76000 | 2.82 | 1917.5
213893635 | Mitsubishi Electric | PUHY-P96TNU-A1 | Non-Ducted Indoor Units | 92000 | 11.6 | 24.8 | 103000 | 4.34 | 76000 | 2.82 | 1917.5
213893637 | Mitsubishi Electric | PUHY-P96YNU-A | Non-Ducted Indoor Units | 92000 | 11.6 | 24.8 | 103000 | 4.34 | 76000 | 2.82 | 1917.5
213893639 | Mitsubishi Electric | PUHY-P96YNU-A1 | Non-Ducted Indoor Units | 92000 | 11.6 | 24.8 | 103000 | 4.34 | 76000 | 2.82 | 1917.5
213893825 | Mitsubishi Electric | PUHY-HP72TNU-A1 | Ducted Indoor Units | 69000 | 11.9 | 21.8 | 76000 | 4.03 | 64000 | 2.31 | 1437.5
213893826 | Mitsubishi Electric | PUHY-HP72YNU-A1 | Ducted Indoor Units | 69000 | 11.9 | 21.8 | 76000 | 4.03 | 64000 | 2.31 | 1437.5
213893827 | Mitsubishi Electric | PUHY-HP72TNU-A | Non-Ducted Indoor Units | 69000 | 12.5 | 24.7 | 76000 | 4.39 | 64000 | 2.51 | 1437.5
213893828 | Mitsubishi Electric | PUHY-HP72TNU-A1 | Non-Ducted Indoor Units | 69000 | 12.5 | 24.7 | 76000 | 4.39 | 64000 | 2.51 | 1437.5
213893829 | Mitsubishi Electric | PUHY-HP72YNU-A1 | Non-Ducted Indoor Units | 69000 | 12.5 | 24.7 | 76000 | 4.39 | 64000 | 2.51 | 1437.5
213893831 | Mitsubishi Electric | PUHY-HP144TSNU-A | Non-Ducted Indoor Units | 138000 | 11.6 | 23.1 | 152000 | 4.1 | 128000 | 2.34 | 2875
213893832 | Mitsubishi Electric | PUHY-HP144TSNU-A1 | Non-Ducted Indoor Units | 138000 | 11.6 | 23.1 | 152000 | 4.1 | 128000 | 2.34 | 2875
213893833 | Mitsubishi Electric | PUHY-HP144YSNU-A | Non-Ducted Indoor Units | 138000 | 11.6 | 23.1 | 152000 | 4.1 | 128000 | 2.34 | 2875
213893834 | Mitsubishi Electric | PUHY-HP144YSNU-A1 | Non-Ducted Indoor Units | 138000 | 11.6 | 23.1 | 152000 | 4.1 | 128000 | 2.34 | 2875
213893836 | Mitsubishi Electric | PUHY-EP432TSNU-A | Ducted Indoor Units | 410000 | 9.8 | 18.8 | 454000 | 3.41 | 362000 | 2.21 | 8542.5
213893837 | Mitsubishi Electric | PUHY-EP432TSNU-A1 | Ducted Indoor Units | 410000 | 9.8 | 18.8 | 454000 | 3.41 | 362000 | 2.21 | 8542.5
213893838 | Mitsubishi Electric | PUHY-EP432YSNU-A | Ducted Indoor Units | 410000 | 9.8 | 18.8 | 454000 | 3.41 | 362000 | 2.21 | 8542.5
213893839 | Mitsubishi Electric | PUHY-EP432YSNU-A1 | Ducted Indoor Units | 410000 | 9.8 | 18.8 | 454000 | 3.41 | 362000 | 2.21 | 8542.5
213893842 | Mitsubishi Electric | PUHY-HP72YNU-A | Non-Ducted Indoor Units | 69000 | 12.5 | 24.7 | 76000 | 4.39 | 64000 | 2.51 | 1437.5
213895963 | Mitsubishi Electric | PURY-EP192TSNU-A | Ducted Indoor Units | 184000 | 11 | 20.5 | 204000 | 3.66 | 158000 | 2.08 | 3832.5
213895964 | Mitsubishi Electric | PURY-EP192TSNU-A1 | Ducted Indoor Units | 184000 | 11 | 20.5 | 204000 | 3.66 | 158000 | 2.08 | 3832.5
213895965 | Mitsubishi Electric | PURY-EP192YSNU-A | Ducted Indoor Units | 184000 | 11 | 20.5 | 204000 | 3.66 | 158000 | 2.08 | 3832.5
213895966 | Mitsubishi Electric | PURY-EP192YSNU-A1 | Ducted Indoor Units | 184000 | 11 | 20.5 | 204000 | 3.66 | 158000 | 2.08 | 3832.5
213895979 | Mitsubishi Electric | PURY-EP72TNU-A | Ducted Indoor Units | 69000 | 11.8 | 22.2 | 76000 | 3.81 | 61000 | 2.25 | 1437.5
213895980 | Mitsubishi Electric | PURY-EP72TNU-A1 | Ducted Indoor Units | 69000 | 11.8 | 22.2 | 76000 | 3.81 | 61000 | 2.25 | 1437.5
213895981 | Mitsubishi Electric | PURY-EP72YNU-A | Ducted Indoor Units | 69000 | 11.8 | 22.2 | 76000 | 3.81 | 61000 | 2.25 | 1437.5
213895982 | Mitsubishi Electric | PURY-EP72YNU-A1 | Ducted Indoor Units | 69000 | 11.8 | 22.2 | 76000 | 3.81 | 61000 | 2.25 | 1437.5
213895995 | Mitsubishi Electric | PURY-HP72TNU-A | Ducted Indoor Units | 69000 | 11.6 | 21.7 | 76000 | 3.76 | 64000 | 2.27 | 1437.5
213895996 | Mitsubishi Electric | PURY-HP72TNU-A1 | Ducted Indoor Units | 69000 | 11.6 | 21.7 | 76000 | 3.76 | 64000 | 2.27 | 1437.5
213895997 | Mitsubishi Electric | PURY-HP72YNU-A | Ducted Indoor Units | 69000 | 11.6 | 21.7 | 76000 | 3.76 | 64000 | 2.27 | 1437.5
213895998 | Mitsubishi Electric | PURY-HP72YNU-A1 | Ducted Indoor Units | 69000 | 11.6 | 21.7 | 76000 | 3.76 | 64000 | 2.27 | 1437.5
213895999 | Mitsubishi Electric | PURY-HP96TNU-A | Ducted Indoor Units | 92000 | 11.6 | 20.3 | 103000 | 3.88 | 87000 | 2.25 | 1917.5
213896000 | Mitsubishi Electric | PURY-HP96TNU-A1 | Ducted Indoor Units | 92000 | 11.6 | 20.3 | 103000 | 3.88 | 87000 | 2.25 | 1917.5
213896001 | Mitsubishi Electric | PURY-HP96YNU-A | Ducted Indoor Units | 92000 | 11.6 | 20.3 | 103000 | 3.88 | 87000 | 2.25 | 1917.5
213896002 | Mitsubishi Electric | PURY-HP96YNU-A1 | Ducted Indoor Units | 92000 | 11.6 | 20.3 | 103000 | 3.88 | 87000 | 2.25 | 1917.5
213896075 | Mitsubishi Electric | PURY-EP192TSNU-A | Non-Ducted Indoor Units | 184000 | 11.3 | 22.4 | 204000 | 3.99 | 158000 | 2.15 | 3832.5
213896076 | Mitsubishi Electric | PURY-EP192TSNU-A1 | Non-Ducted Indoor Units | 184000 | 11.3 | 22.4 | 204000 | 3.99 | 158000 | 2.15 | 3832.5
213896077 | Mitsubishi Electric | PURY-EP192YSNU-A | Non-Ducted Indoor Units | 184000 | 11.3 | 22.4 | 204000 | 3.99 | 158000 | 2.15 | 3832.5
213896078 | Mitsubishi Electric | PURY-EP192YSNU-A1 | Non-Ducted Indoor Units | 184000 | 11.3 | 22.4 | 204000 | 3.99 | 158000 | 2.15 | 3832.5
213896099 | Mitsubishi Electric | PURY-EP72TNU-A | Non-Ducted Indoor Units | 69000 | 12.2 | 23.5 | 76000 | 4.37 | 61000 | 2.3 | 1437.5
213896100 | Mitsubishi Electric | PURY-EP72TNU-A1 | Non-Ducted Indoor Units | 69000 | 12.2 | 23.5 | 76000 | 4.37 | 61000 | 2.3 | 1437.5
213896101 | Mitsubishi Electric | PURY-EP72YNU-A | Non-Ducted Indoor Units | 69000 | 12.2 | 23.5 | 76000 | 4.37 | 61000 | 2.3 | 1437.5
213896102 | Mitsubishi Electric | PURY-EP72YNU-A1 | Non-Ducted Indoor Units | 69000 | 12.2 | 23.5 | 76000 | 4.37 | 61000 | 2.3 | 1437.5
213896103 | Mitsubishi Electric | PURY-EP96TNU-A | Non-Ducted Indoor Units | 92000 | 12 | 24.2 | 103000 | 4.26 | 79000 | 2.3 | 1917.5
213896104 | Mitsubishi Electric | PURY-EP96TNU-A1 | Non-Ducted Indoor Units | 92000 | 12 | 24.2 | 103000 | 4.26 | 79000 | 2.3 | 1917.5
213896105 | Mitsubishi Electric | PURY-EP96YNU-A | Non-Ducted Indoor Units | 92000 | 12 | 24.2 | 103000 | 4.26 | 79000 | 2.3 | 1917.5
213896106 | Mitsubishi Electric | PURY-EP96YNU-A1 | Non-Ducted Indoor Units | 92000 | 12 | 24.2 | 103000 | 4.26 | 79000 | 2.3 | 1917.5
213896107 | Mitsubishi Electric | PURY-HP144TSNU-A | Non-Ducted Indoor Units | 138000 | 11.5 | 21.6 | 152000 | 3.82 | 128000 | 2.14 | 2875
213896109 | Mitsubishi Electric | PURY-HP144TSNU-A1 | Non-Ducted Indoor Units | 138000 | 11.5 | 21.6 | 152000 | 3.82 | 128000 | 2.14 | 2875
213896110 | Mitsubishi Electric | PURY-HP144YSNU-A | Non-Ducted Indoor Units | 138000 | 11.5 | 21.6 | 152000 | 3.82 | 128000 | 2.14 | 2875
213896113 | Mitsubishi Electric | PURY-HP144YSNU-A1 | Non-Ducted Indoor Units | 138000 | 11.5 | 21.6 | 152000 | 3.82 | 128000 | 2.14 | 2875
213896115 | Mitsubishi Electric | PURY-HP192TSNU-A | Non-Ducted Indoor Units | 184000 | 11.2 | 21.4 | 206000 | 3.88 | 174000 | 2.15 | 3832.5
213896118 | Mitsubishi Electric | PURY-HP192TSNU-A1 | Non-Ducted Indoor Units | 184000 | 11.2 | 21.4 | 206000 | 3.88 | 174000 | 2.15 | 3832.5
213896120 | Mitsubishi Electric | PURY-HP192YSNU-A | Non-Ducted Indoor Units | 184000 | 11.2 | 21.4 | 206000 | 3.88 | 174000 | 2.15 | 3832.5
213896123 | Mitsubishi Electric | PURY-HP192YSNU-A1 | Non-Ducted Indoor Units | 184000 | 11.2 | 21.4 | 206000 | 3.88 | 174000 | 2.15 | 3832.5
213896125 | Mitsubishi Electric | PURY-HP72TNU-A | Non-Ducted Indoor Units | 69000 | 12.1 | 22.8 | 76000 | 4.09 | 64000 | 2.3 | 1437.5
213896127 | Mitsubishi Electric | PURY-HP72TNU-A1 | Non-Ducted Indoor Units | 69000 | 12.1 | 22.8 | 76000 | 4.09 | 64000 | 2.3 | 1437.5
213896128 | Mitsubishi Electric | PURY-HP72YNU-A | Non-Ducted Indoor Units | 69000 | 12.1 | 22.8 | 76000 | 4.09 | 64000 | 2.3 | 1437.5
213896130 | Mitsubishi Electric | PURY-HP72YNU-A1 | Non-Ducted Indoor Units | 69000 | 12.1 | 22.8 | 76000 | 4.09 | 64000 | 2.3 | 1437.5
213896131 | Mitsubishi Electric | PURY-HP96TNU-A | Non-Ducted Indoor Units | 92000 | 12 | 23.2 | 103000 | 4.14 | 87000 | 2.3 | 1917.5
213896132 | Mitsubishi Electric | PURY-HP96TNU-A1 | Non-Ducted Indoor Units | 92000 | 12 | 23.2 | 103000 | 4.14 | 87000 | 2.3 | 1917.5
213896133 | Mitsubishi Electric | PURY-HP96YNU-A | Non-Ducted Indoor Units | 92000 | 12 | 23.2 | 103000 | 4.14 | 87000 | 2.3 | 1917.5
213896134 | Mitsubishi Electric | PURY-HP96YNU-A1 | Non-Ducted Indoor Units | 92000 | 12 | 23.2 | 103000 | 4.14 | 87000 | 2.3 | 1917.5
213896147 | Mitsubishi Electric | PURY-P72TNU-A | Non-Ducted Indoor Units | 69000 | 11.9 | 23 | 76000 | 4.09 | 56000 | 2.26 | 1437.5
213896148 | Mitsubishi Electric | PURY-P72TNU-A1 | Non-Ducted Indoor Units | 69000 | 11.9 | 23 | 76000 | 4.09 | 56000 | 2.26 | 1437.5
213896149 | Mitsubishi Electric | PURY-P72YNU-A | Non-Ducted Indoor Units | 69000 | 11.9 | 23 | 76000 | 4.09 | 56000 | 2.26 | 1437.5
213896150 | Mitsubishi Electric | PURY-P72YNU-A1 | Non-Ducted Indoor Units | 69000 | 11.9 | 23 | 76000 | 4.09 | 56000 | 2.26 | 1437.5
213896151 | Mitsubishi Electric | PURY-P96TNU-A | Non-Ducted Indoor Units | 92000 | 11.5 | 23.8 | 103000 | 4.14 | 71000 | 2.26 | 1917.5
213896152 | Mitsubishi Electric | PURY-P96TNU-A1 | Non-Ducted Indoor Units | 92000 | 11.5 | 23.8 | 103000 | 4.14 | 71000 | 2.26 | 1917.5
213896153 | Mitsubishi Electric | PURY-P96YNU-A | Non-Ducted Indoor Units | 92000 | 11.5 | 23.8 | 103000 | 4.14 | 71000 | 2.26 | 1917.5
213896154 | Mitsubishi Electric | PURY-P96YNU-A1 | Non-Ducted Indoor Units | 92000 | 11.5 | 23.8 | 103000 | 4.14 | 71000 | 2.26 | 1917.5
203297409 | Mitsubishi Electric | PURY-EP120TNU-A | Ducted Indoor Units | 114000 | 12.6 | 25 | 129000 | 3.71 | 93000 | 2.25 | 2375
203297410 | Mitsubishi Electric | PURY-EP120YNU-A | Ducted Indoor Units | 114000 | 12.6 | 25 | 129000 | 3.71 | 93000 | 2.25 | 2375
203297412 | Mitsubishi Electric | PURY-EP144TNU-A | Non-Ducted Indoor Units | 136000 | 12.9 | 29.7 | 152000 | 3.86 | 118000 | 2.15 | 2832.5
203297414 | Mitsubishi Electric | PURY-EP144YNU-A | Non-Ducted Indoor Units | 136000 | 12.9 | 29.7 | 152000 | 3.86 | 118000 | 2.15 | 2832.5
203297416 | Mitsubishi Electric | PURY-EP168TNU-A | Non-Ducted Indoor Units | 160000 | 11.9 | 28 | 178000 | 3.8 | 136000 | 2.15 | 3332.5
203297418 | Mitsubishi Electric | PURY-EP168YNU-A | Non-Ducted Indoor Units | 160000 | 11.9 | 28 | 178000 | 3.8 | 136000 | 2.15 | 3332.5
203297419 | Mitsubishi Electric | PURY-EP192TSNU-A | Ducted Indoor Units | 182000 | 12.7 | 25.3 | 204000 | 3.66 | 158000 | 2.09 | 3792.5
203297420 | Mitsubishi Electric | PURY-EP192TSNU-A | Non-Ducted Indoor Units | 182000 | 14.1 | 31.8 | 204000 | 3.99 | 158000 | 2.15 | 3792.5
203297421 | Mitsubishi Electric | PURY-EP192YSNU-A | Ducted Indoor Units | 182000 | 12.7 | 25.3 | 204000 | 3.66 | 158000 | 2.09 | 3792.5
203297422 | Mitsubishi Electric | PURY-EP192YSNU-A | Non-Ducted Indoor Units | 182000 | 14.1 | 31.8 | 204000 | 3.99 | 158000 | 2.15 | 3792.5
203297423 | Mitsubishi Electric | PURY-EP216TSNU-A | Ducted Indoor Units | 206000 | 12.2 | 24.6 | 232000 | 3.56 | 172000 | 2.09 | 4292.5
203297424 | Mitsubishi Electric | PURY-EP216TSNU-A | Non-Ducted Indoor Units | 206000 | 13.5 | 30.4 | 232000 | 3.89 | 172000 | 2.15 | 4292.5
203297425 | Mitsubishi Electric | PURY-EP216YSNU-A | Ducted Indoor Units | 206000 | 12.2 | 24.6 | 232000 | 3.56 | 172000 | 2.09 | 4292.5
203297426 | Mitsubishi Electric | PURY-EP216YSNU-A | Non-Ducted Indoor Units | 206000 | 13.5 | 30.4 | 232000 | 3.89 | 172000 | 2.15 | 4292.5
203297427 | Mitsubishi Electric | PURY-EP72TNU-A | Ducted Indoor Units | 69000 | 13.4 | 24.5 | 76000 | 3.81 | 61000 | 2.25 | 1437.5
203297428 | Mitsubishi Electric | PURY-EP72TNU-A | Non-Ducted Indoor Units | 69000 | 15.4 | 31.2 | 76000 | 4.37 | 61000 | 2.3 | 1437.5
203297429 | Mitsubishi Electric | PURY-EP72YNU-A | Ducted Indoor Units | 69000 | 13.4 | 24.5 | 76000 | 3.81 | 61000 | 2.25 | 1437.5
203297430 | Mitsubishi Electric | PURY-EP72YNU-A | Non-Ducted Indoor Units | 69000 | 15.4 | 31.2 | 76000 | 4.37 | 61000 | 2.3 | 1437.5
203297431 | Mitsubishi Electric | PURY-EP96TNU-A | Non-Ducted Indoor Units | 92000 | 15.1 | 33.1 | 103000 | 4.26 | 79000 | 2.3 | 1917.5
203297432 | Mitsubishi Electric | PURY-EP96YNU-A | Non-Ducted Indoor Units | 92000 | 15.1 | 33.1 | 103000 | 4.26 | 79000 | 2.3 | 1917.5
203297433 | Mitsubishi Electric | PURY-HP120TNU-A | Ducted Indoor Units | 114000 | 12.1 | 19.7 | 129000 | 3.61 | 93000 | 2.25 | 2375
203297434 | Mitsubishi Electric | PURY-HP120TNU-A | Non-Ducted Indoor Units | 114000 | 13.2 | 24.4 | 129000 | 4.01 | 93000 | 2.3 | 2375
203297435 | Mitsubishi Electric | PURY-HP120YNU-A | Ducted Indoor Units | 114000 | 12.1 | 19.7 | 129000 | 3.61 | 93000 | 2.25 | 2375
203297436 | Mitsubishi Electric | PURY-HP120YNU-A | Non-Ducted Indoor Units | 114000 | 13.2 | 24.4 | 129000 | 4.01 | 93000 | 2.3 | 2375
203297438 | Mitsubishi Electric | PURY-HP192TSNU-A | Ducted Indoor Units | 184000 | 11.9 | 18.9 | 206000 | 3.6 | 174000 | 2.1 | 3832.5
203297439 | Mitsubishi Electric | PURY-HP192TSNU-A | Non-Ducted Indoor Units | 184000 | 13.5 | 25.6 | 206000 | 3.88 | 174000 | 2.15 | 3832.5
203297440 | Mitsubishi Electric | PURY-HP192YSNU-A | Ducted Indoor Units | 184000 | 11.9 | 18.9 | 206000 | 3.6 | 174000 | 2.1 | 3832.5
203297441 | Mitsubishi Electric | PURY-HP192YSNU-A | Non-Ducted Indoor Units | 184000 | 13.5 | 25.6 | 206000 | 3.88 | 174000 | 2.15 | 3832.5
203297443 | Mitsubishi Electric | PURY-HP72TNU-A | Ducted Indoor Units | 69000 | 11.9 | 20.9 | 76000 | 3.76 | 64000 | 2.27 | 1437.5
203297444 | Mitsubishi Electric | PURY-HP72TNU-A | Non-Ducted Indoor Units | 69000 | 13.1 | 25.6 | 76000 | 4.09 | 64000 | 2.3 | 1437.5
203297445 | Mitsubishi Electric | PURY-HP72YNU-A | Ducted Indoor Units | 69000 | 11.9 | 20.9 | 76000 | 3.76 | 64000 | 2.27 | 1437.5
203297446 | Mitsubishi Electric | PURY-HP72YNU-A | Non-Ducted Indoor Units | 69000 | 13.1 | 25.6 | 76000 | 4.09 | 64000 | 2.3 | 1437.5
203297447 | Mitsubishi Electric | PURY-HP96TNU-A | Ducted Indoor Units | 92000 | 12.8 | 19.8 | 103000 | 3.88 | 87000 | 2.26 | 1917.5
203297448 | Mitsubishi Electric | PURY-HP96TNU-A | Non-Ducted Indoor Units | 92000 | 14.5 | 26.6 | 103000 | 4.14 | 87000 | 2.3 | 1917.5
203297449 | Mitsubishi Electric | PURY-HP96YNU-A | Ducted Indoor Units | 92000 | 12.8 | 19.8 | 103000 | 3.88 | 87000 | 2.26 | 1917.5
203297450 | Mitsubishi Electric | PURY-HP96YNU-A | Non-Ducted Indoor Units | 92000 | 14.5 | 26.6 | 103000 | 4.14 | 87000 | 2.3 | 1917.5
203297453 | Mitsubishi Electric | PURY-P120TNU-A | Ducted Indoor Units | 114000 | 12.1 | 23.3 | 129000 | 3.61 | 87000 | 2.26 | 2375
203297454 | Mitsubishi Electric | PURY-P120TNU-A | Non-Ducted Indoor Units | 114000 | 13.2 | 28.8 | 129000 | 4.01 | 87000 | 2.26 | 2375
203297457 | Mitsubishi Electric | PURY-P120YNU-A | Ducted Indoor Units | 114000 | 12.1 | 23.3 | 129000 | 3.61 | 87000 | 2.26 | 2375
203297458 | Mitsubishi Electric | PURY-P120YNU-A | Non-Ducted Indoor Units | 114000 | 13.2 | 28.8 | 129000 | 4.01 | 87000 | 2.26 | 2375
203297463 | Mitsubishi Electric | PURY-P144TNU-A | Non-Ducted Indoor Units | 136000 | 12.2 | 28.7 | 152000 | 3.84 | 97000 | 2.16 | 2832.5
203297468 | Mitsubishi Electric | PURY-P144YNU-A | Non-Ducted Indoor Units | 136000 | 12.2 | 28.7 | 152000 | 3.84 | 97000 | 2.16 | 2832.5
203297472 | Mitsubishi Electric | PURY-P168TNU-A | Non-Ducted Indoor Units | 160000 | 11 | 25.8 | 178000 | 3.8 | 119000 | 2.32 | 3332.5
203297480 | Mitsubishi Electric | PURY-P168YNU-A | Non-Ducted Indoor Units | 160000 | 11 | 25.8 | 178000 | 3.8 | 119000 | 2.32 | 3332.5
203297485 | Mitsubishi Electric | PURY-P168ZSKMU-A | Ducted Indoor Units | 160000 | 11.1 | 19 | 178000 | 3.29 | 119000 | 2.11 | 3332.5
203300880 | Mitsubishi Electric | PURY-EP96TNU-A | Ducted Indoor Units | 92000 | 13.7 | 26.5 | 103000 | 3.94 | 79000 | 2.25 | 1917.5
203300881 | Mitsubishi Electric | PURY-EP96YNU-A | Ducted Indoor Units | 92000 | 13.7 | 26.5 | 103000 | 3.94 | 79000 | 2.25 | 1917.5
203376869 | Mitsubishi Electric | PUHY-P72YNU-A | Ducted Indoor Units | 69000 | 13.1 | 24.8 | 76000 | 3.97 | 56000 | 2.46 | 1437.5
203376870 | Mitsubishi Electric | PUHY-P96YNU-A | Ducted Indoor Units | 92000 | 13.4 | 26.2 | 103000 | 3.98 | 76000 | 2.57 | 1917.5
203376871 | Mitsubishi Electric | PUHY-P120YNU-A | Ducted Indoor Units | 114000 | 12.3 | 23.6 | 129000 | 3.7 | 92000 | 2.38 | 2375
203376872 | Mitsubishi Electric | PUHY-P144YNU-A | Ducted Indoor Units | 136000 | 12.2 | 23.2 | 152000 | 3.57 | 109000 | 2.26 | 2832.5
203376873 | Mitsubishi Electric | PUHY-P168YNU-A | Ducted Indoor Units | 160000 | 11.2 | 23.4 | 178000 | 3.59 | 132000 | 2.55 | 3332.5
203376874 | Mitsubishi Electric | PUHY-P192YSNU-A | Ducted Indoor Units | 184000 | 12.4 | 25 | 206000 | 3.7 | 152000 | 2.38 | 3832.5
203376875 | Mitsubishi Electric | PUHY-P216YSNU-A | Ducted Indoor Units | 206000 | 11.9 | 23.8 | 232000 | 3.57 | 168000 | 2.3 | 4292.5
203376876 | Mitsubishi Electric | PUHY-P240YSNU-A | Ducted Indoor Units | 228000 | 11.4 | 22.6 | 258000 | 3.45 | 168000 | 2.22 | 4750
203376877 | Mitsubishi Electric | PUHY-P264YSNU-A | Ducted Indoor Units | 252000 | 12.2 | 24.3 | 282000 | 3.66 | 186000 | 2.33 | 5250
203376878 | Mitsubishi Electric | PUHY-P288YSNU-A | Ducted Indoor Units | 274000 | 11.9 | 23.5 | 308000 | 3.58 | 200000 | 2.27 | 5707.5
203376879 | Mitsubishi Electric | PUHY-P312YSNU-A | Ducted Indoor Units | 296000 | 11.6 | 22.7 | 334000 | 3.5 | 216000 | 2.22 | 6167.5
203376880 | Mitsubishi Electric | PUHY-P72TNU-A | Ducted Indoor Units | 69000 | 13.1 | 24.8 | 76000 | 3.97 | 56000 | 2.46 | 1437.5
203376881 | Mitsubishi Electric | PUHY-P96TNU-A | Ducted Indoor Units | 92000 | 13.4 | 26.2 | 103000 | 3.98 | 76000 | 2.57 | 1917.5
203376882 | Mitsubishi Electric | PUHY-P120TNU-A | Ducted Indoor Units | 114000 | 12.3 | 23.6 | 129000 | 3.7 | 92000 | 2.38 | 2375
203376883 | Mitsubishi Electric | PUHY-P144TNU-A | Ducted Indoor Units | 136000 | 12.2 | 23.2 | 152000 | 3.57 | 109000 | 2.26 | 2832.5
203376884 | Mitsubishi Electric | PUHY-P168TNU-A | Ducted Indoor Units | 160000 | 11.2 | 23.4 | 178000 | 3.59 | 132000 | 2.55 | 3332.5
203376885 | Mitsubishi Electric | PUHY-P192TSNU-A | Ducted Indoor Units | 184000 | 12.4 | 25 | 206000 | 3.7 | 152000 | 2.38 | 3832.5
203376886 | Mitsubishi Electric | PUHY-P216TSNU-A | Ducted Indoor Units | 206000 | 11.9 | 23.8 | 232000 | 3.57 | 168000 | 2.3 | 4292.5
203376887 | Mitsubishi Electric | PUHY-P240TSNU-A | Ducted Indoor Units | 228000 | 11.4 | 22.6 | 258000 | 3.45 | 168000 | 2.22 | 4750
203376888 | Mitsubishi Electric | PUHY-P264TSNU-A | Ducted Indoor Units | 252000 | 12.2 | 24.3 | 282000 | 3.66 | 186000 | 2.33 | 5250
203376889 | Mitsubishi Electric | PUHY-P288TSNU-A | Ducted Indoor Units | 274000 | 11.9 | 23.5 | 308000 | 3.58 | 200000 | 2.27 | 5707.5
203376890 | Mitsubishi Electric | PUHY-P312TSNU-A | Ducted Indoor Units | 296000 | 11.6 | 22.7 | 334000 | 3.5 | 216000 | 2.22 | 6167.5
203376891 | Mitsubishi Electric | PUHY-EP72YNU-A | Ducted Indoor Units | 69000 | 13.5 | 25.3 | 76000 | 4.05 | 64000 | 2.29 | 1437.5
203376892 | Mitsubishi Electric | PUHY-EP96YNU-A | Ducted Indoor Units | 92000 | 14.1 | 26.7 | 103000 | 4.04 | 80000 | 2.28 | 1917.5
203376893 | Mitsubishi Electric | PUHY-EP120YNU-A | Ducted Indoor Units | 114000 | 13.3 | 25.4 | 129000 | 3.8 | 116000 | 2.27 | 2375
203376894 | Mitsubishi Electric | PUHY-EP144YNU-A | Ducted Indoor Units | 136000 | 12.4 | 24.6 | 152000 | 3.68 | 134000 | 2.38 | 2832.5
203376895 | Mitsubishi Electric | PUHY-EP168YNU-A | Ducted Indoor Units | 160000 | 11.7 | 24 | 178000 | 3.61 | 138000 | 2.39 | 3332.5
203376897 | Mitsubishi Electric | PUHY-EP192YSNU-A | Ducted Indoor Units | 184000 | 13 | 25.3 | 206000 | 3.75 | 160000 | 2.12 | 3832.5
203376898 | Mitsubishi Electric | PUHY-EP216YSNU-A | Ducted Indoor Units | 206000 | 12.7 | 24.8 | 232000 | 3.65 | 196000 | 2.12 | 4292.5
203376899 | Mitsubishi Electric | PUHY-EP240YSNU-A | Ducted Indoor Units | 228000 | 12.3 | 24.2 | 258000 | 3.54 | 208000 | 2.11 | 4750
203376900 | Mitsubishi Electric | PUHY-EP264YSNU-A | Ducted Indoor Units | 252000 | 12.7 | 24.6 | 282000 | 3.72 | 212000 | 2.1 | 5250
203376901 | Mitsubishi Electric | PUHY-EP288YSNU-A | Ducted Indoor Units | 274000 | 12.4 | 24.2 | 308000 | 3.65 | 234000 | 2.1 | 5707.5
203376902 | Mitsubishi Electric | PUHY-EP312YSNU-A | Ducted Indoor Units | 296000 | 12.2 | 23.9 | 334000 | 3.58 | 266000 | 2.1 | 6167.5
203376903 | Mitsubishi Electric | PUHY-EP72TNU-A | Ducted Indoor Units | 69000 | 13.5 | 25.3 | 76000 | 4.05 | 64000 | 2.29 | 1437.5
203376904 | Mitsubishi Electric | PUHY-EP96TNU-A | Ducted Indoor Units | 92000 | 14.1 | 26.7 | 103000 | 4.04 | 80000 | 2.28 | 1917.5
203376905 | Mitsubishi Electric | PUHY-EP120TNU-A | Ducted Indoor Units | 114000 | 13.3 | 25.4 | 129000 | 3.8 | 116000 | 2.27 | 2375
203376906 | Mitsubishi Electric | PUHY-EP144TNU-A | Ducted Indoor Units | 136000 | 12.4 | 24.6 | 152000 | 3.68 | 134000 | 2.38 | 2832.5
203376907 | Mitsubishi Electric | PUHY-EP168TNU-A | Ducted Indoor Units | 160000 | 11.7 | 24 | 178000 | 3.61 | 138000 | 2.39 | 3332.5
203376909 | Mitsubishi Electric | PUHY-EP192TSNU-A | Ducted Indoor Units | 184000 | 13 | 25.3 | 206000 | 3.75 | 160000 | 2.12 | 3832.5
203376910 | Mitsubishi Electric | PUHY-EP216TSNU-A | Ducted Indoor Units | 206000 | 12.7 | 24.8 | 232000 | 3.65 | 196000 | 2.12 | 4292.5
203376911 | Mitsubishi Electric | PUHY-EP240TSNU-A | Ducted Indoor Units | 228000 | 12.3 | 24.2 | 258000 | 3.54 | 208000 | 2.11 | 4750
203376912 | Mitsubishi Electric | PUHY-EP264TSNU-A | Ducted Indoor Units | 252000 | 12.7 | 24.6 | 282000 | 3.72 | 212000 | 2.1 | 5250
203376913 | Mitsubishi Electric | PUHY-EP288TSNU-A | Ducted Indoor Units | 274000 | 12.4 | 24.2 | 308000 | 3.65 | 234000 | 2.1 | 5707.5
203376914 | Mitsubishi Electric | PUHY-EP312TSNU-A | Ducted Indoor Units | 296000 | 12.2 | 23.9 | 334000 | 3.58 | 266000 | 2.1 | 6167.5
203376915 | Mitsubishi Electric | PUHY-HP72YNU-A | Ducted Indoor Units | 69000 | 11.9 | 21.1 | 76000 | 4.03 | 64000 | 2.31 | 1437.5
203376916 | Mitsubishi Electric | PUHY-HP96YNU-A | Ducted Indoor Units | 92000 | 13.8 | 19.8 | 103000 | 4 | 87000 | 2.39 | 1917.5
203376917 | Mitsubishi Electric | PUHY-HP120YNU-A | Ducted Indoor Units | 114000 | 12.5 | 19.7 | 129000 | 3.76 | 93000 | 2.35 | 2375
203376919 | Mitsubishi Electric | PUHY-HP192YSNU-A | Ducted Indoor Units | 184000 | 12.8 | 18.8 | 206000 | 3.71 | 174000 | 2.22 | 3832.5
203376920 | Mitsubishi Electric | PUHY-HP240YSNU-A | Ducted Indoor Units | 228000 | 11.5 | 18.7 | 258000 | 3.5 | 174000 | 2.19 | 4750
203376921 | Mitsubishi Electric | PUHY-HP72TNU-A | Ducted Indoor Units | 69000 | 11.9 | 21.1 | 76000 | 4.03 | 64000 | 2.31 | 1437.5
203376922 | Mitsubishi Electric | PUHY-HP96TNU-A | Ducted Indoor Units | 92000 | 13.8 | 19.8 | 103000 | 4 | 87000 | 2.39 | 1917.5
203376923 | Mitsubishi Electric | PUHY-HP120TNU-A | Ducted Indoor Units | 114000 | 12.5 | 19.7 | 129000 | 3.76 | 93000 | 2.35 | 2375
203376925 | Mitsubishi Electric | PUHY-HP192TSNU-A | Ducted Indoor Units | 184000 | 12.8 | 18.8 | 206000 | 3.71 | 174000 | 2.22 | 3832.5
203376926 | Mitsubishi Electric | PUHY-HP240TSNU-A | Ducted Indoor Units | 228000 | 11.5 | 18.7 | 258000 | 3.5 | 174000 | 2.19 | 4750
203376927 | Mitsubishi Electric | PUHY-P336YSNU-A | Ducted Indoor Units | 320000 | 11.7 | 23.2 | 360000 | 3.5 | 234000 | 2.25 | 6667.5
203376928 | Mitsubishi Electric | PUHY-P360YSNU-A | Ducted Indoor Units | 342000 | 11.3 | 22.4 | 386000 | 3.42 | 248000 | 2.2 | 7125
203376929 | Mitsubishi Electric | PUHY-P384YSNU-A | Ducted Indoor Units | 345654 | 10.05 | 19.73 | 410000 | 3.39 | 262000 | 2.16 | 7200
203376930 | Mitsubishi Electric | PUHY-P408YSNU-A | Ducted Indoor Units | 388000 | 11.3 | 22.2 | 430000 | 3.35 | 278000 | 2.13 | 8082.5
203376931 | Mitsubishi Electric | PUHY-P336TSNU-A | Ducted Indoor Units | 320000 | 11.7 | 23.2 | 360000 | 3.5 | 234000 | 2.25 | 6667.5
203376932 | Mitsubishi Electric | PUHY-P360TSNU-A | Ducted Indoor Units | 342000 | 11.3 | 22.4 | 386000 | 3.42 | 248000 | 2.2 | 7125
203376933 | Mitsubishi Electric | PUHY-P384TSNU-A | Ducted Indoor Units | 345654 | 10.05 | 19.73 | 410000 | 3.39 | 262000 | 2.16 | 7200
203376934 | Mitsubishi Electric | PUHY-P408TSNU-A | Ducted Indoor Units | 388000 | 11.3 | 22.2 | 430000 | 3.35 | 278000 | 2.13 | 8082.5
203376935 | Mitsubishi Electric | PUHY-EP336YSNU-A | Ducted Indoor Units | 320000 | 12.4 | 24.3 | 360000 | 3.58 | 280000 | 2.1 | 6667.5
203376936 | Mitsubishi Electric | PUHY-EP360YSNU-A | Ducted Indoor Units | 342000 | 12.2 | 24 | 386000 | 3.51 | 312000 | 2.1 | 7125
203376937 | Mitsubishi Electric | PUHY-EP384YSNU-A | Ducted Indoor Units | 345654 | 10.55 | 21.06 | 410000 | 3.48 | 328000 | 2.13 | 7200
203376938 | Mitsubishi Electric | PUHY-EP408YSNU-A | Ducted Indoor Units | 388000 | 11.7 | 23.5 | 430000 | 3.45 | 346000 | 2.17 | 8082.5
203376939 | Mitsubishi Electric | PUHY-EP336TSNU-A | Ducted Indoor Units | 320000 | 12.4 | 24.3 | 360000 | 3.58 | 280000 | 2.1 | 6667.5
203376940 | Mitsubishi Electric | PUHY-EP360TSNU-A | Ducted Indoor Units | 342000 | 12.2 | 24 | 386000 | 3.51 | 312000 | 2.1 | 7125
203376941 | Mitsubishi Electric | PUHY-EP384TSNU-A | Ducted Indoor Units | 345654 | 10.55 | 21.06 | 410000 | 3.48 | 328000 | 2.13 | 7200
203376942 | Mitsubishi Electric | PUHY-EP408TSNU-A | Ducted Indoor Units | 388000 | 11.7 | 23.5 | 432000 | 3.45 | 346000 | 2.17 | 8082.5
203376943 | Mitsubishi Electric | PUHY-P432YSNU-A | Ducted Indoor Units | 410000 | 11.3 | 17.3 | 454000 | 3.31 | 292000 | 2.1 | 8542.5
203376944 | Mitsubishi Electric | PUHY-P432TSNU-A | Ducted Indoor Units | 410000 | 11.3 | 17.3 | 454000 | 3.31 | 292000 | 2.1 | 8542.5
203376945 | Mitsubishi Electric | PUHY-P72YNU-A | Non-Ducted Indoor Units | 69000 | 13.5 | 31.5 | 76000 | 4.34 | 56000 | 3 | 1437.5
203376946 | Mitsubishi Electric | PUHY-P96YNU-A | Non-Ducted Indoor Units | 92000 | 14.6 | 32.6 | 103000 | 4.34 | 76000 | 2.82 | 1917.5
203376947 | Mitsubishi Electric | PUHY-P120YNU-A | Non-Ducted Indoor Units | 114000 | 13.3 | 28.8 | 129000 | 4.05 | 92000 | 2.59 | 2375
203376948 | Mitsubishi Electric | PUHY-P192YSNU-A | Non-Ducted Indoor Units | 184000 | 13.6 | 31.3 | 206000 | 4.06 | 152000 | 2.64 | 3832.5
203376949 | Mitsubishi Electric | PUHY-P264YSNU-A | Non-Ducted Indoor Units | 252000 | 12.6 | 25.4 | 282000 | 3.84 | 186000 | 2.55 | 5250
203376950 | Mitsubishi Electric | PUHY-P312YSNU-A | Non-Ducted Indoor Units | 296000 | 11.7 | 22.2 | 334000 | 3.63 | 216000 | 2.38 | 6167.5
203376951 | Mitsubishi Electric | PUHY-P72TNU-A | Non-Ducted Indoor Units | 69000 | 13.5 | 31.5 | 76000 | 4.34 | 56000 | 3 | 1437.5
203376952 | Mitsubishi Electric | PUHY-P96TNU-A | Non-Ducted Indoor Units | 92000 | 14.6 | 32.6 | 103000 | 4.34 | 76000 | 2.82 | 1917.5
203376953 | Mitsubishi Electric | PUHY-P120TNU-A | Non-Ducted Indoor Units | 114000 | 13.3 | 28.8 | 129000 | 4.05 | 92000 | 2.59 | 2375
203376954 | Mitsubishi Electric | PUHY-P192TSNU-A | Non-Ducted Indoor Units | 184000 | 13.6 | 31.3 | 206000 | 4.06 | 152000 | 2.64 | 3832.5
203376955 | Mitsubishi Electric | PUHY-P264TSNU-A | Non-Ducted Indoor Units | 252000 | 12.6 | 25.4 | 282000 | 3.84 | 186000 | 2.55 | 5250
203376956 | Mitsubishi Electric | PUHY-P312TSNU-A | Non-Ducted Indoor Units | 296000 | 11.7 | 22.2 | 334000 | 3.63 | 216000 | 2.38 | 6167.5
203376957 | Mitsubishi Electric | PUHY-EP72YNU-A | Non-Ducted Indoor Units | 69000 | 15.5 | 32.5 | 76000 | 4.57 | 64000 | 2.4 | 1437.5
203376958 | Mitsubishi Electric | PUHY-EP96YNU-A | Non-Ducted Indoor Units | 92000 | 15.3 | 34 | 103000 | 4.39 | 80000 | 2.43 | 1917.5
203376959 | Mitsubishi Electric | PUHY-EP120YNU-A | Non-Ducted Indoor Units | 114000 | 14.3 | 30.8 | 129000 | 4.21 | 116000 | 2.5 | 2375
203376960 | Mitsubishi Electric | PUHY-EP144YNU-A | Non-Ducted Indoor Units | 136000 | 13.4 | 30.4 | 152000 | 4.01 | 134000 | 2.61 | 2832.5
203376961 | Mitsubishi Electric | PUHY-EP168YNU-A | Non-Ducted Indoor Units | 160000 | 12.4 | 31.2 | 178000 | 4.11 | 138000 | 2.61 | 3332.5
203376962 | Mitsubishi Electric | PUHY-EP192YNU-A | Non-Ducted Indoor Units | 182000 | 11.7 | 30 | 204000 | 4.04 | 144000 | 2.6 | 3792.5
203376963 | Mitsubishi Electric | PUHY-EP192YSNU-A | Non-Ducted Indoor Units | 184000 | 14.3 | 32.6 | 206000 | 4.11 | 160000 | 2.27 | 3832.5
203376964 | Mitsubishi Electric | PUHY-EP264YSNU-A | Non-Ducted Indoor Units | 252000 | 13.4 | 26 | 282000 | 3.94 | 212000 | 2.14 | 5250
203376965 | Mitsubishi Electric | PUHY-EP312YSNU-A | Non-Ducted Indoor Units | 296000 | 12.6 | 23.1 | 334000 | 3.78 | 266000 | 2.16 | 6167.5
203376966 | Mitsubishi Electric | PUHY-EP72TNU-A | Non-Ducted Indoor Units | 69000 | 15.5 | 32.5 | 76000 | 4.57 | 64000 | 2.4 | 1437.5
203376967 | Mitsubishi Electric | PUHY-EP96TNU-A | Non-Ducted Indoor Units | 92000 | 15.3 | 34 | 103000 | 4.39 | 80000 | 2.43 | 1917.5
203376968 | Mitsubishi Electric | PUHY-EP120TNU-A | Non-Ducted Indoor Units | 114000 | 14.3 | 30.8 | 129000 | 4.21 | 116000 | 2.5 | 2375
203376969 | Mitsubishi Electric | PUHY-EP144TNU-A | Non-Ducted Indoor Units | 136000 | 13.4 | 30.4 | 152000 | 4.01 | 134000 | 2.61 | 2832.5
203376970 | Mitsubishi Electric | PUHY-EP168TNU-A | Non-Ducted Indoor Units | 160000 | 12.4 | 31.2 | 178000 | 4.11 | 138000 | 2.61 | 3332.5
203376971 | Mitsubishi Electric | PUHY-EP192TNU-A | Non-Ducted Indoor Units | 182000 | 11.7 | 30 | 204000 | 4.04 | 144000 | 2.6 | 3792.5
203376972 | Mitsubishi Electric | PUHY-EP192TSNU-A | Non-Ducted Indoor Units | 184000 | 14.3 | 32.6 | 206000 | 4.11 | 160000 | 2.27 | 3832.5
203376973 | Mitsubishi Electric | PUHY-EP264TSNU-A | Non-Ducted Indoor Units | 252000 | 13.4 | 26 | 282000 | 3.94 | 212000 | 2.14 | 5250
203376974 | Mitsubishi Electric | PUHY-EP312TSNU-A | Non-Ducted Indoor Units | 296000 | 12.6 | 23.1 | 334000 | 3.78 | 266000 | 2.16 | 6167.5
203376975 | Mitsubishi Electric | PUHY-HP72YNU-A | Non-Ducted Indoor Units | 69000 | 13.1 | 27.2 | 76000 | 4.39 | 64000 | 2.51 | 1437.5
203376976 | Mitsubishi Electric | PUHY-HP96YNU-A | Non-Ducted Indoor Units | 92000 | 15.1 | 26.7 | 103000 | 4.35 | 87000 | 2.56 | 1917.5
203376977 | Mitsubishi Electric | PUHY-HP120YNU-A | Non-Ducted Indoor Units | 114000 | 14.1 | 24.5 | 129000 | 4.26 | 93000 | 2.56 | 2375
203376978 | Mitsubishi Electric | PUHY-HP192YSNU-A | Non-Ducted Indoor Units | 184000 | 14.1 | 25.6 | 206000 | 4.07 | 174000 | 2.4 | 3832.5
203376979 | Mitsubishi Electric | PUHY-HP72TNU-A | Non-Ducted Indoor Units | 69000 | 13.1 | 27.2 | 76000 | 4.39 | 64000 | 2.51 | 1437.5
203376980 | Mitsubishi Electric | PUHY-HP96TNU-A | Non-Ducted Indoor Units | 92000 | 15.1 | 26.7 | 103000 | 4.35 | 87000 | 2.56 | 1917.5
203376981 | Mitsubishi Electric | PUHY-HP120TNU-A | Non-Ducted Indoor Units | 114000 | 14.1 | 24.5 | 129000 | 4.26 | 93000 | 2.56 | 2375
203376982 | Mitsubishi Electric | PUHY-HP192TSNU-A | Non-Ducted Indoor Units | 184000 | 14.1 | 25.6 | 206000 | 4.07 | 174000 | 2.4 | 3832.5
203376983 | Mitsubishi Electric | PUHY-P216YSNU-A | Non-Ducted Indoor Units | 206000 | 13 | 29.5 | 232000 | 3.93 | 168000 | 2.53 | 4292.5
203376984 | Mitsubishi Electric | PUHY-P288YSNU-A | Non-Ducted Indoor Units | 274000 | 12.2 | 24.9 | 308000 | 3.78 | 200000 | 2.49 | 5707.5
203376985 | Mitsubishi Electric | PUHY-P216TSNU-A | Non-Ducted Indoor Units | 206000 | 13 | 29.5 | 232000 | 3.93 | 168000 | 2.53 | 4292.5
203376986 | Mitsubishi Electric | PUHY-P288TSNU-A | Non-Ducted Indoor Units | 274000 | 12.2 | 24.9 | 308000 | 3.78 | 200000 | 2.49 | 5707.5
203376987 | Mitsubishi Electric | PUHY-EP216YSNU-A | Non-Ducted Indoor Units | 206000 | 13.8 | 31.1 | 232000 | 4.03 | 196000 | 2.31 | 4292.5
203376988 | Mitsubishi Electric | PUHY-EP288YSNU-A | Non-Ducted Indoor Units | 274000 | 13.2 | 25.8 | 308000 | 3.91 | 234000 | 2.17 | 5707.5
203376989 | Mitsubishi Electric | PUHY-EP216TSNU-A | Non-Ducted Indoor Units | 206000 | 13.8 | 31.1 | 232000 | 4.03 | 196000 | 2.31 | 4292.5
203376990 | Mitsubishi Electric | PUHY-EP288TSNU-A | Non-Ducted Indoor Units | 274000 | 13.2 | 25.8 | 308000 | 3.91 | 234000 | 2.17 | 5707.5
203378284 | Mitsubishi Electric | PUHY-P432YSNU-A | Non-Ducted Indoor Units | 410000 | 10.7 | 19.4 | 454000 | 3.32 | 292000 | 2.24 | 8542.5
203378285 | Mitsubishi Electric | PUHY-P432TSNU-A | Non-Ducted Indoor Units | 410000 | 10.7 | 19.4 | 454000 | 3.32 | 292000 | 2.24 | 8542.5
203378286 | Mitsubishi Electric | PUHY-P408YSNU-A | Non-Ducted Indoor Units | 388000 | 10.9 | 20.1 | 430000 | 3.38 | 278000 | 2.24 | 8082.5
203378287 | Mitsubishi Electric | PUHY-P408TSNU-A | Non-Ducted Indoor Units | 388000 | 10.9 | 20.1 | 430000 | 3.38 | 278000 | 2.24 | 8082.5
203378288 | Mitsubishi Electric | PUHY-EP408YSNU-A | Non-Ducted Indoor Units | 388000 | 11.4 | 20.5 | 430000 | 3.49 | 346000 | 2.2 | 8082.5
203378289 | Mitsubishi Electric | PUHY-EP408TSNU-A | Non-Ducted Indoor Units | 388000 | 11.4 | 20.5 | 432000 | 3.49 | 346000 | 2.2 | 8082.5
203378290 | Mitsubishi Electric | PUHY-P384YSNU-A | Non-Ducted Indoor Units | 345654 | 9.95 | 17.96 | 410000 | 3.45 | 262000 | 2.25 | 7200
203378291 | Mitsubishi Electric | PUHY-P384TSNU-A | Non-Ducted Indoor Units | 345654 | 9.95 | 17.96 | 410000 | 3.45 | 262000 | 2.25 | 7200
203378292 | Mitsubishi Electric | PUHY-EP384YSNU-A | Non-Ducted Indoor Units | 345654 | 10.5 | 18.58 | 410000 | 3.57 | 328000 | 2.19 | 7200
203378293 | Mitsubishi Electric | PUHY-EP384TSNU-A | Non-Ducted Indoor Units | 345654 | 10.5 | 18.58 | 410000 | 3.57 | 328000 | 2.19 | 7200
203378294 | Mitsubishi Electric | PUHY-P336YSNU-A | Non-Ducted Indoor Units | 320000 | 11.8 | 21.3 | 360000 | 3.57 | 234000 | 2.3 | 6667.5
203378295 | Mitsubishi Electric | PUHY-P336TSNU-A | Non-Ducted Indoor Units | 320000 | 11.8 | 21.3 | 360000 | 3.57 | 234000 | 2.3 | 6667.5
203378296 | Mitsubishi Electric | PUHY-EP336YSNU-A | Non-Ducted Indoor Units | 320000 | 12.3 | 22.1 | 360000 | 3.68 | 280000 | 2.13 | 6667.5
203378297 | Mitsubishi Electric | PUHY-EP336TSNU-A | Non-Ducted Indoor Units | 320000 | 12.3 | 22.1 | 360000 | 3.68 | 280000 | 2.13 | 6667.5
203378298 | Mitsubishi Electric | PUHY-P360YSNU-A | Non-Ducted Indoor Units | 342000 | 11.5 | 21.1 | 386000 | 3.51 | 248000 | 2.24 | 7125
203378299 | Mitsubishi Electric | PUHY-P360TSNU-A | Non-Ducted Indoor Units | 342000 | 11.5 | 21.1 | 386000 | 3.51 | 248000 | 2.24 | 7125
203378300 | Mitsubishi Electric | PUHY-EP360YSNU-A | Non-Ducted Indoor Units | 342000 | 12.1 | 22.1 | 386000 | 3.65 | 312000 | 2.17 | 7125
203378301 | Mitsubishi Electric | PUHY-EP360TSNU-A | Non-Ducted Indoor Units | 342000 | 12.1 | 22.1 | 386000 | 3.65 | 312000 | 2.17 | 7125
203378302 | Mitsubishi Electric | PUHY-HP144YSNU-A | Non-Ducted Indoor Units | 138000 | 12.1 | 25.9 | 152000 | 4.1 | 128000 | 2.34 | 2875
203378303 | Mitsubishi Electric | PUHY-HP144TSNU-A | Non-Ducted Indoor Units | 138000 | 12.1 | 25.9 | 152000 | 4.1 | 128000 | 2.34 | 2875
203378304 | Mitsubishi Electric | PUHY-P240YSNU-A | Non-Ducted Indoor Units | 228000 | 11.8 | 22.4 | 258000 | 3.59 | 168000 | 2.3 | 4750
203378305 | Mitsubishi Electric | PUHY-P240TSNU-A | Non-Ducted Indoor Units | 228000 | 11.8 | 22.4 | 258000 | 3.59 | 168000 | 2.3 | 4750
203378306 | Mitsubishi Electric | PUHY-EP240YSNU-A | Non-Ducted Indoor Units | 228000 | 12.5 | 23.6 | 258000 | 3.73 | 208000 | 2.22 | 4750
203378307 | Mitsubishi Electric | PUHY-EP240TSNU-A | Non-Ducted Indoor Units | 228000 | 12.5 | 23.6 | 258000 | 3.73 | 208000 | 2.22 | 4750
203378308 | Mitsubishi Electric | PUHY-HP240YSNU-A | Non-Ducted Indoor Units | 228000 | 12.4 | 18.7 | 258000 | 3.78 | 174000 | 2.27 | 4750
203378309 | Mitsubishi Electric | PUHY-EP432YSNU-A | Ducted Indoor Units | 410000 | 11.4 | 18.2 | 454000 | 3.41 | 362000 | 2.21 | 8542.5
203378310 | Mitsubishi Electric | PUHY-EP432TSNU-A | Ducted Indoor Units | 410000 | 11.4 | 18.2 | 456000 | 3.41 | 362000 | 2.21 | 8542.5
203378433 | Mitsubishi Electric | PUHY-P144YNU-A | Non-Ducted Indoor Units | 136000 | 12.6 | 29.6 | 152000 | 3.9 | 109000 | 2.64 | 2832.5
203378434 | Mitsubishi Electric | PUHY-P168YNU-A | Non-Ducted Indoor Units | 160000 | 11.7 | 29.8 | 178000 | 4.02 | 132000 | 2.74 | 3332.5
203378435 | Mitsubishi Electric | PUHY-P144TNU-A | Non-Ducted Indoor Units | 136000 | 12.6 | 29.6 | 152000 | 3.9 | 109000 | 2.64 | 2832.5
203378436 | Mitsubishi Electric | PUHY-P168TNU-A | Non-Ducted Indoor Units | 160000 | 11.7 | 29.8 | 178000 | 4.02 | 132000 | 2.74 | 3332.5
203378437 | Mitsubishi Electric | PUHY-EP432YSNU-A | Non-Ducted Indoor Units | 410000 | 11.1 | 20.1 | 454000 | 3.41 | 362000 | 2.22 | 8542.5
203378438 | Mitsubishi Electric | PUHY-EP432TSNU-A | Non-Ducted Indoor Units | 410000 | 11.1 | 20.1 | 456000 | 3.41 | 362000 | 2.22 | 8542.5
203378467 | Mitsubishi Electric | PUHY-HP240TSNU-A | Non-Ducted Indoor Units | 228000 | 12.4 | 18.7 | 258000 | 3.78 | 174000 | 2.27 | 4750
203381048 | Mitsubishi Electric | PURY-EP144TNU-A | Mixed Ducted and Non-Ducted Indoor Units | 136000 | 12.3 | 26.9 | 152000 | 3.67 | 118000 | 2.1 | 2832.5
203381049 | Mitsubishi Electric | PURY-EP144YNU-A | Mixed Ducted and Non-Ducted Indoor Units | 136000 | 12.3 | 26.9 | 152000 | 3.67 | 118000 | 2.1 | 2832.5
203381050 | Mitsubishi Electric | PURY-EP168TNU-A | Mixed Ducted and Non-Ducted Indoor Units | 160000 | 11.55 | 25.7 | 178000 | 3.55 | 136000 | 2.1 | 3332.5
203381051 | Mitsubishi Electric | PURY-EP168YNU-A | Mixed Ducted and Non-Ducted Indoor Units | 160000 | 11.55 | 25.7 | 178000 | 3.55 | 136000 | 2.1 | 3332.5
203381052 | Mitsubishi Electric | PURY-EP192TSNU-A | Mixed Ducted and Non-Ducted Indoor Units | 182000 | 13.4 | 28.55 | 204000 | 3.82 | 158000 | 2.12 | 3792.5
203381053 | Mitsubishi Electric | PURY-EP192YSNU-A | Mixed Ducted and Non-Ducted Indoor Units | 182000 | 13.4 | 28.55 | 204000 | 3.82 | 158000 | 2.12 | 3792.5
203381054 | Mitsubishi Electric | PURY-EP216TSNU-A | Mixed Ducted and Non-Ducted Indoor Units | 206000 | 12.85 | 27.5 | 232000 | 3.72 | 172000 | 2.12 | 4292.5
203381055 | Mitsubishi Electric | PURY-EP216YSNU-A | Mixed Ducted and Non-Ducted Indoor Units | 206000 | 12.85 | 27.5 | 232000 | 3.72 | 172000 | 2.12 | 4292.5
203381056 | Mitsubishi Electric | PURY-EP72TNU-A | Mixed Ducted and Non-Ducted Indoor Units | 69000 | 14.4 | 27.85 | 76000 | 4.09 | 61000 | 2.27 | 1437.5
203381057 | Mitsubishi Electric | PURY-EP72YNU-A | Mixed Ducted and Non-Ducted Indoor Units | 69000 | 14.4 | 27.85 | 76000 | 4.09 | 61000 | 2.27 | 1437.5
203381058 | Mitsubishi Electric | PURY-HP120TNU-A | Mixed Ducted and Non-Ducted Indoor Units | 114000 | 12.65 | 22.05 | 129000 | 3.81 | 93000 | 2.27 | 2375
203381059 | Mitsubishi Electric | PURY-HP120YNU-A | Mixed Ducted and Non-Ducted Indoor Units | 114000 | 12.65 | 22.05 | 129000 | 3.81 | 93000 | 2.27 | 2375
203381060 | Mitsubishi Electric | PURY-EP96TNU-A | Mixed Ducted and Non-Ducted Indoor Units | 92000 | 14.4 | 29.8 | 103000 | 4.1 | 79000 | 2.27 | 1917.5
203381061 | Mitsubishi Electric | PURY-EP96YNU-A | Mixed Ducted and Non-Ducted Indoor Units | 92000 | 14.4 | 29.8 | 103000 | 4.1 | 79000 | 2.27 | 1917.5
203381062 | Mitsubishi Electric | PURY-EP240TSNU-A | Mixed Ducted and Non-Ducted Indoor Units | 228000 | 11.95 | 23.6 | 258000 | 3.52 | 172000 | 2.07 | 4750
203381063 | Mitsubishi Electric | PURY-EP240YSNU-A | Mixed Ducted and Non-Ducted Indoor Units | 228000 | 11.95 | 23.6 | 258000 | 3.52 | 172000 | 2.07 | 4750
203381070 | Mitsubishi Electric | PURY-EP336TSNU-A | Mixed Ducted and Non-Ducted Indoor Units | 320000 | 10.4 | 21.25 | 360000 | 3.25 | 220000 | 2.08 | 6667.5
203381071 | Mitsubishi Electric | PURY-EP336YSNU-A | Mixed Ducted and Non-Ducted Indoor Units | 320000 | 10.4 | 21.25 | 360000 | 3.25 | 220000 | 2.08 | 6667.5
203381073 | Mitsubishi Electric | PUHY-EP120TNU-A | Mixed Ducted and Non-Ducted Indoor Units | 114000 | 13.8 | 28.1 | 129000 | 4 | 116000 | 2.38 | 2375
203381074 | Mitsubishi Electric | PUHY-EP120YNU-A | Mixed Ducted and Non-Ducted Indoor Units | 114000 | 13.8 | 28.1 | 129000 | 4 | 116000 | 2.38 | 2375
203381075 | Mitsubishi Electric | PUHY-EP144TNU-A | Mixed Ducted and Non-Ducted Indoor Units | 136000 | 12.9 | 27.5 | 152000 | 3.84 | 134000 | 2.49 | 2832.5
203381076 | Mitsubishi Electric | PUHY-EP144YNU-A | Mixed Ducted and Non-Ducted Indoor Units | 136000 | 12.9 | 27.5 | 152000 | 3.84 | 134000 | 2.49 | 2832.5
203381077 | Mitsubishi Electric | PUHY-EP168TNU-A | Mixed Ducted and Non-Ducted Indoor Units | 160000 | 12.05 | 27.6 | 178000 | 3.86 | 138000 | 2.5 | 3332.5
203381078 | Mitsubishi Electric | PUHY-EP168YNU-A | Mixed Ducted and Non-Ducted Indoor Units | 160000 | 12.05 | 27.6 | 178000 | 3.86 | 138000 | 2.5 | 3332.5
203381079 | Mitsubishi Electric | PUHY-EP192TNU-A | Mixed Ducted and Non-Ducted Indoor Units | 182000 | 11.2 | 26.55 | 204000 | 3.77 | 144000 | 2.5 | 3792.5
203381080 | Mitsubishi Electric | PUHY-EP192TSNU-A | Mixed Ducted and Non-Ducted Indoor Units | 184000 | 13.65 | 28.95 | 206000 | 3.93 | 160000 | 2.19 | 3832.5
203381081 | Mitsubishi Electric | PUHY-EP192YNU-A | Mixed Ducted and Non-Ducted Indoor Units | 182000 | 11.2 | 26.55 | 204000 | 3.77 | 144000 | 2.5 | 3792.5
203381082 | Mitsubishi Electric | PUHY-EP192YSNU-A | Mixed Ducted and Non-Ducted Indoor Units | 184000 | 13.65 | 28.95 | 206000 | 3.93 | 160000 | 2.19 | 3832.5
203381083 | Mitsubishi Electric | PUHY-EP216TSNU-A | Mixed Ducted and Non-Ducted Indoor Units | 206000 | 13.25 | 27.95 | 232000 | 3.84 | 196000 | 2.21 | 4292.5
203381084 | Mitsubishi Electric | PUHY-EP216YSNU-A | Mixed Ducted and Non-Ducted Indoor Units | 206000 | 13.25 | 27.95 | 232000 | 3.84 | 196000 | 2.21 | 4292.5
203381085 | Mitsubishi Electric | PUHY-EP240TSNU-A | Mixed Ducted and Non-Ducted Indoor Units | 228000 | 12.4 | 23.9 | 258000 | 3.63 | 208000 | 2.16 | 4750
203381086 | Mitsubishi Electric | PUHY-EP240YSNU-A | Mixed Ducted and Non-Ducted Indoor Units | 228000 | 12.4 | 23.9 | 258000 | 3.63 | 208000 | 2.16 | 4750
203381087 | Mitsubishi Electric | PUHY-EP264TSNU-A | Mixed Ducted and Non-Ducted Indoor Units | 252000 | 13.05 | 25.3 | 282000 | 3.83 | 212000 | 2.12 | 5250
203381088 | Mitsubishi Electric | PUHY-EP264YSNU-A | Mixed Ducted and Non-Ducted Indoor Units | 252000 | 13.05 | 25.3 | 282000 | 3.83 | 212000 | 2.12 | 5250
203381089 | Mitsubishi Electric | PUHY-EP288TSNU-A | Mixed Ducted and Non-Ducted Indoor Units | 274000 | 12.8 | 25 | 308000 | 3.78 | 234000 | 2.13 | 5707.5
203381090 | Mitsubishi Electric | PUHY-EP288YSNU-A | Mixed Ducted and Non-Ducted Indoor Units | 274000 | 12.8 | 25 | 308000 | 3.78 | 234000 | 2.13 | 5707.5
203381091 | Mitsubishi Electric | PUHY-EP312TSNU-A | Mixed Ducted and Non-Ducted Indoor Units | 296000 | 12.4 | 23.5 | 334000 | 3.68 | 266000 | 2.13 | 6167.5
203381092 | Mitsubishi Electric | PUHY-EP312YSNU-A | Mixed Ducted and Non-Ducted Indoor Units | 296000 | 12.4 | 23.5 | 334000 | 3.68 | 266000 | 2.13 | 6167.5
203381093 | Mitsubishi Electric | PUHY-EP336TSNU-A | Mixed Ducted and Non-Ducted Indoor Units | 320000 | 12.35 | 23.2 | 360000 | 3.63 | 280000 | 2.11 | 6667.5
203381094 | Mitsubishi Electric | PUHY-EP336YSNU-A | Mixed Ducted and Non-Ducted Indoor Units | 320000 | 12.35 | 23.2 | 360000 | 3.63 | 280000 | 2.11 | 6667.5
203381095 | Mitsubishi Electric | PUHY-EP360TSNU-A | Mixed Ducted and Non-Ducted Indoor Units | 342000 | 12.15 | 23.05 | 386000 | 3.58 | 312000 | 2.13 | 7125
203381096 | Mitsubishi Electric | PUHY-EP360YSNU-A | Mixed Ducted and Non-Ducted Indoor Units | 342000 | 12.15 | 23.05 | 386000 | 3.58 | 312000 | 2.13 | 7125
203381097 | Mitsubishi Electric | PUHY-EP384TSNU-A | Mixed Ducted and Non-Ducted Indoor Units | 345654 | 10.5 | 19.82 | 410000 | 3.52 | 328000 | 2.16 | 7200
203381098 | Mitsubishi Electric | PUHY-EP384YSNU-A | Mixed Ducted and Non-Ducted Indoor Units | 345654 | 10.5 | 19.82 | 410000 | 3.52 | 328000 | 2.16 | 7200
203381099 | Mitsubishi Electric | PUHY-EP408TSNU-A | Mixed Ducted and Non-Ducted Indoor Units | 388000 | 11.55 | 22 | 432000 | 3.47 | 346000 | 2.18 | 8082.5
203381100 | Mitsubishi Electric | PUHY-EP408YSNU-A | Mixed Ducted and Non-Ducted Indoor Units | 388000 | 11.55 | 22 | 430000 | 3.47 | 346000 | 2.18 | 8082.5
203381101 | Mitsubishi Electric | PUHY-EP432TSNU-A | Mixed Ducted and Non-Ducted Indoor Units | 410000 | 11.25 | 19.15 | 456000 | 3.41 | 362000 | 2.21 | 8542.5
203381102 | Mitsubishi Electric | PUHY-EP432YSNU-A | Mixed Ducted and Non-Ducted Indoor Units | 410000 | 11.25 | 19.15 | 454000 | 3.41 | 362000 | 2.21 | 8542.5
203381103 | Mitsubishi Electric | PUHY-EP72TNU-A | Mixed Ducted and Non-Ducted Indoor Units | 69000 | 14.5 | 28.9 | 76000 | 4.31 | 64000 | 2.34 | 1437.5
203381104 | Mitsubishi Electric | PUHY-EP72YNU-A | Mixed Ducted and Non-Ducted Indoor Units | 69000 | 14.5 | 28.9 | 76000 | 4.31 | 64000 | 2.34 | 1437.5
203381105 | Mitsubishi Electric | PUHY-EP96TNU-A | Mixed Ducted and Non-Ducted Indoor Units | 92000 | 14.7 | 30.35 | 103000 | 4.21 | 80000 | 2.35 | 1917.5
203381106 | Mitsubishi Electric | PUHY-EP96YNU-A | Mixed Ducted and Non-Ducted Indoor Units | 92000 | 14.7 | 30.35 | 103000 | 4.21 | 80000 | 2.35 | 1917.5
203381107 | Mitsubishi Electric | PUHY-HP120TNU-A | Mixed Ducted and Non-Ducted Indoor Units | 114000 | 13.3 | 22.1 | 129000 | 4.01 | 93000 | 2.45 | 2375
203381108 | Mitsubishi Electric | PUHY-HP120YNU-A | Mixed Ducted and Non-Ducted Indoor Units | 114000 | 13.3 | 22.1 | 129000 | 4.01 | 93000 | 2.45 | 2375
203381109 | Mitsubishi Electric | PUHY-HP144TSNU-A | Mixed Ducted and Non-Ducted Indoor Units | 138000 | 11.45 | 22.8 | 152000 | 3.89 | 128000 | 2.23 | 2875
203381110 | Mitsubishi Electric | PUHY-HP144YSNU-A | Mixed Ducted and Non-Ducted Indoor Units | 138000 | 11.45 | 22.8 | 152000 | 3.89 | 128000 | 2.23 | 2875
203381111 | Mitsubishi Electric | PUHY-HP192TSNU-A | Mixed Ducted and Non-Ducted Indoor Units | 184000 | 13.45 | 22.2 | 206000 | 3.89 | 174000 | 2.31 | 3832.5
203381112 | Mitsubishi Electric | PUHY-HP192YSNU-A | Mixed Ducted and Non-Ducted Indoor Units | 184000 | 13.45 | 22.2 | 206000 | 3.89 | 174000 | 2.31 | 3832.5
203381113 | Mitsubishi Electric | PUHY-HP240TSNU-A | Mixed Ducted and Non-Ducted Indoor Units | 228000 | 11.95 | 18.7 | 258000 | 3.64 | 174000 | 2.23 | 4750
203381114 | Mitsubishi Electric | PUHY-HP240YSNU-A | Mixed Ducted and Non-Ducted Indoor Units | 228000 | 11.95 | 18.7 | 258000 | 3.64 | 174000 | 2.23 | 4750
203381115 | Mitsubishi Electric | PUHY-HP72TNU-A | Mixed Ducted and Non-Ducted Indoor Units | 69000 | 12.5 | 24.15 | 76000 | 4.21 | 64000 | 2.41 | 1437.5
203381116 | Mitsubishi Electric | PUHY-HP72YNU-A | Mixed Ducted and Non-Ducted Indoor Units | 69000 | 12.5 | 24.15 | 76000 | 4.21 | 64000 | 2.41 | 1437.5
203381117 | Mitsubishi Electric | PUHY-HP96TNU-A | Mixed Ducted and Non-Ducted Indoor Units | 92000 | 14.45 | 23.25 | 103000 | 4.17 | 87000 | 2.47 | 1917.5
203381118 | Mitsubishi Electric | PUHY-HP96YNU-A | Mixed Ducted and Non-Ducted Indoor Units | 92000 | 14.45 | 23.25 | 103000 | 4.17 | 87000 | 2.47 | 1917.5
203381119 | Mitsubishi Electric | PUHY-P120TNU-A | Mixed Ducted and Non-Ducted Indoor Units | 114000 | 12.8 | 26.2 | 129000 | 3.87 | 92000 | 2.48 | 2375
203381120 | Mitsubishi Electric | PUHY-P120YNU-A | Mixed Ducted and Non-Ducted Indoor Units | 114000 | 12.8 | 26.2 | 129000 | 3.87 | 92000 | 2.48 | 2375
203381121 | Mitsubishi Electric | PUHY-P144TNU-A | Mixed Ducted and Non-Ducted Indoor Units | 136000 | 12.4 | 26.4 | 152000 | 3.73 | 109000 | 2.45 | 2832.5
203381122 | Mitsubishi Electric | PUHY-P144YNU-A | Mixed Ducted and Non-Ducted Indoor Units | 136000 | 12.4 | 26.4 | 152000 | 3.73 | 109000 | 2.45 | 2832.5
203381123 | Mitsubishi Electric | PUHY-P168TNU-A | Mixed Ducted and Non-Ducted Indoor Units | 160000 | 11.45 | 26.6 | 178000 | 3.8 | 132000 | 2.64 | 3332.5
203381124 | Mitsubishi Electric | PUHY-P168YNU-A | Mixed Ducted and Non-Ducted Indoor Units | 160000 | 11.45 | 26.6 | 178000 | 3.8 | 132000 | 2.64 | 3332.5
203381125 | Mitsubishi Electric | PUHY-P192TSNU-A | Mixed Ducted and Non-Ducted Indoor Units | 184000 | 13 | 28.15 | 206000 | 3.88 | 152000 | 2.51 | 3832.5
203381126 | Mitsubishi Electric | PUHY-P192YSNU-A | Mixed Ducted and Non-Ducted Indoor Units | 184000 | 13 | 28.15 | 206000 | 3.88 | 152000 | 2.51 | 3832.5
203381127 | Mitsubishi Electric | PUHY-P216TSNU-A | Mixed Ducted and Non-Ducted Indoor Units | 206000 | 12.45 | 26.65 | 232000 | 3.75 | 168000 | 2.41 | 4292.5
203381128 | Mitsubishi Electric | PUHY-P216YSNU-A | Mixed Ducted and Non-Ducted Indoor Units | 206000 | 12.45 | 26.65 | 232000 | 3.75 | 168000 | 2.41 | 4292.5
203381129 | Mitsubishi Electric | PUHY-P240TSNU-A | Mixed Ducted and Non-Ducted Indoor Units | 228000 | 11.6 | 22.5 | 258000 | 3.52 | 168000 | 2.26 | 4750
203381130 | Mitsubishi Electric | PUHY-P240YSNU-A | Mixed Ducted and Non-Ducted Indoor Units | 228000 | 11.6 | 22.5 | 258000 | 3.52 | 168000 | 2.26 | 4750
203381131 | Mitsubishi Electric | PUHY-P264TSNU-A | Mixed Ducted and Non-Ducted Indoor Units | 252000 | 12.4 | 24.85 | 282000 | 3.75 | 186000 | 2.44 | 5250
203381132 | Mitsubishi Electric | PUHY-P264YSNU-A | Mixed Ducted and Non-Ducted Indoor Units | 252000 | 12.4 | 24.85 | 282000 | 3.75 | 186000 | 2.44 | 5250
203381133 | Mitsubishi Electric | PUHY-P288TSNU-A | Mixed Ducted and Non-Ducted Indoor Units | 274000 | 12.05 | 24.2 | 308000 | 3.68 | 200000 | 2.38 | 5707.5
203381134 | Mitsubishi Electric | PUHY-P288YSNU-A | Mixed Ducted and Non-Ducted Indoor Units | 274000 | 12.05 | 24.2 | 308000 | 3.68 | 200000 | 2.38 | 5707.5
203381135 | Mitsubishi Electric | PUHY-P312TSNU-A | Mixed Ducted and Non-Ducted Indoor Units | 296000 | 11.65 | 22.45 | 334000 | 3.56 | 216000 | 2.3 | 6167.5
203381136 | Mitsubishi Electric | PUHY-P312YSNU-A | Mixed Ducted and Non-Ducted Indoor Units | 296000 | 11.65 | 22.45 | 334000 | 3.56 | 216000 | 2.3 | 6167.5
203381137 | Mitsubishi Electric | PUHY-P336TSNU-A | Mixed Ducted and Non-Ducted Indoor Units | 320000 | 11.75 | 22.25 | 360000 | 3.53 | 234000 | 2.27 | 6667.5
203381138 | Mitsubishi Electric | PUHY-P336YSNU-A | Mixed Ducted and Non-Ducted Indoor Units | 320000 | 11.75 | 22.25 | 360000 | 3.53 | 234000 | 2.27 | 6667.5
203381139 | Mitsubishi Electric | PUHY-P360TSNU-A | Mixed Ducted and Non-Ducted Indoor Units | 342000 | 11.4 | 21.75 | 386000 | 3.46 | 248000 | 2.22 | 7125
203381140 | Mitsubishi Electric | PUHY-P360YSNU-A | Mixed Ducted and Non-Ducted Indoor Units | 342000 | 11.4 | 21.75 | 386000 | 3.46 | 248000 | 2.22 | 7125
203381141 | Mitsubishi Electric | PUHY-P384TSNU-A | Mixed Ducted and Non-Ducted Indoor Units | 345654 | 10 | 18.85 | 410000 | 3.42 | 262000 | 2.2 | 7200
203381142 | Mitsubishi Electric | PUHY-P384YSNU-A | Mixed Ducted and Non-Ducted Indoor Units | 345654 | 10 | 18.85 | 410000 | 3.42 | 262000 | 2.2 | 7200
203381143 | Mitsubishi Electric | PUHY-P408TSNU-A | Mixed Ducted and Non-Ducted Indoor Units | 388000 | 11.1 | 21.15 | 430000 | 3.36 | 278000 | 2.18 | 8082.5
203381144 | Mitsubishi Electric | PUHY-P408YSNU-A | Mixed Ducted and Non-Ducted Indoor Units | 388000 | 11.1 | 21.15 | 430000 | 3.36 | 278000 | 2.18 | 8082.5
203381145 | Mitsubishi Electric | PUHY-P432TSNU-A | Mixed Ducted and Non-Ducted Indoor Units | 410000 | 11 | 18.35 | 454000 | 3.31 | 292000 | 2.17 | 8542.5
203381146 | Mitsubishi Electric | PUHY-P432YSNU-A | Mixed Ducted and Non-Ducted Indoor Units | 410000 | 11 | 18.35 | 454000 | 3.31 | 292000 | 2.17 | 8542.5
203381147 | Mitsubishi Electric | PUHY-P72TNU-A | Mixed Ducted and Non-Ducted Indoor Units | 69000 | 13.3 | 28.15 | 76000 | 4.15 | 56000 | 2.73 | 1437.5
203381148 | Mitsubishi Electric | PUHY-P72YNU-A | Mixed Ducted and Non-Ducted Indoor Units | 69000 | 13.3 | 28.15 | 76000 | 4.15 | 56000 | 2.73 | 1437.5
203381149 | Mitsubishi Electric | PUHY-P96TNU-A | Mixed Ducted and Non-Ducted Indoor Units | 92000 | 14 | 29.4 | 103000 | 4.16 | 76000 | 2.69 | 1917.5
203381150 | Mitsubishi Electric | PUHY-P96YNU-A | Mixed Ducted and Non-Ducted Indoor Units | 92000 | 14 | 29.4 | 103000 | 4.16 | 76000 | 2.69 | 1917.5
203381151 | Mitsubishi Electric | PURY-EP120TNU-A | Mixed Ducted and Non-Ducted Indoor Units | 114000 | 13.2 | 27.55 | 129000 | 3.87 | 93000 | 2.27 | 2375
203381152 | Mitsubishi Electric | PURY-EP120YNU-A | Mixed Ducted and Non-Ducted Indoor Units | 114000 | 13.2 | 27.55 | 129000 | 3.87 | 93000 | 2.27 | 2375
203381155 | Mitsubishi Electric | PURY-HP192TSNU-A | Mixed Ducted and Non-Ducted Indoor Units | 184000 | 12.7 | 22.25 | 206000 | 3.74 | 174000 | 2.12 | 3832.5
203381157 | Mitsubishi Electric | PURY-HP192YSNU-A | Mixed Ducted and Non-Ducted Indoor Units | 184000 | 12.7 | 22.25 | 206000 | 3.74 | 174000 | 2.12 | 3832.5
203381158 | Mitsubishi Electric | PURY-HP240TSNU-A | Mixed Ducted and Non-Ducted Indoor Units | 228000 | 11.45 | 18.85 | 258000 | 3.46 | 174000 | 2.07 | 4750
203381159 | Mitsubishi Electric | PURY-HP240YSNU-A | Mixed Ducted and Non-Ducted Indoor Units | 228000 | 11.45 | 18.85 | 258000 | 3.46 | 174000 | 2.07 | 4750
203381161 | Mitsubishi Electric | PURY-HP72TNU-A | Mixed Ducted and Non-Ducted Indoor Units | 69000 | 12.5 | 23.25 | 76000 | 3.92 | 64000 | 2.28 | 1437.5
203381163 | Mitsubishi Electric | PURY-HP72YNU-A | Mixed Ducted and Non-Ducted Indoor Units | 69000 | 12.5 | 23.25 | 76000 | 3.92 | 64000 | 2.28 | 1437.5
203381165 | Mitsubishi Electric | PURY-HP96TNU-A | Mixed Ducted and Non-Ducted Indoor Units | 92000 | 13.65 | 23.2 | 103000 | 4.01 | 87000 | 2.28 | 1917.5
203381167 | Mitsubishi Electric | PURY-HP96YNU-A | Mixed Ducted and Non-Ducted Indoor Units | 92000 | 13.65 | 23.2 | 103000 | 4.01 | 87000 | 2.28 | 1917.5
203381171 | Mitsubishi Electric | PURY-P120TNU-A | Mixed Ducted and Non-Ducted Indoor Units | 114000 | 12.65 | 26.05 | 129000 | 3.81 | 87000 | 2.26 | 2375
203381175 | Mitsubishi Electric | PURY-P120YNU-A | Mixed Ducted and Non-Ducted Indoor Units | 114000 | 12.65 | 26.05 | 129000 | 3.81 | 87000 | 2.26 | 2375
204755748 | Mitsubishi Electric | PURY-HP144TSNU-A | Non-Ducted Indoor Units | 138000 | 12.2 | 24.5 | 152000 | 3.82 | 128000 | 2.14 | 2875
204755749 | Mitsubishi Electric | PURY-HP144YSNU-A | Non-Ducted Indoor Units | 138000 | 12.2 | 24.5 | 152000 | 3.82 | 128000 | 2.14 | 2875
204755787 | Mitsubishi Electric | PURY-HP144TSNU-A | Mixed Ducted and Non-Ducted Indoor Units | 138000 | 11.55 | 22.1 | 152000 | 3.63 | 128000 | 2.11 | 2875
204755788 | Mitsubishi Electric | PURY-HP144YSNU-A | Mixed Ducted and Non-Ducted Indoor Units | 138000 | 11.55 | 22.1 | 152000 | 3.63 | 128000 | 2.11 | 2875
205563140 | Mitsubishi Electric | PURY-EP192YNU-A | Ducted Indoor Units | 182000 | 11.3 | 20 | 204000 | 3.34 | 144000 | 2.09 | 3792.5
205563141 | Mitsubishi Electric | PURY-EP192TNU-A | Ducted Indoor Units | 182000 | 11.3 | 20 | 204000 | 3.34 | 144000 | 2.09 | 3792.5
205563142 | Mitsubishi Electric | PURY-EP192YNU-A | Non-Ducted Indoor Units | 182000 | 12.2 | 26.5 | 204000 | 3.76 | 144000 | 2.2 | 3792.5
205563143 | Mitsubishi Electric | PURY-EP192TNU-A | Non-Ducted Indoor Units | 182000 | 12.2 | 26.5 | 204000 | 3.76 | 144000 | 2.2 | 3792.5
205563146 | Mitsubishi Electric | PURY-EP216YNU-A | Non-Ducted Indoor Units | 206000 | 11.4 | 24.9 | 232000 | 3.62 | 162000 | 2.15 | 4292.5
205563147 | Mitsubishi Electric | PURY-EP216TNU-A | Non-Ducted Indoor Units | 206000 | 11.4 | 24.9 | 232000 | 3.62 | 162000 | 2.15 | 4292.5
205563148 | Mitsubishi Electric | PUHY-EP216YNU-A | Ducted Indoor Units | 206000 | 11 | 20.5 | 232000 | 3.3 | 162000 | 2.12 | 4292.5
205563149 | Mitsubishi Electric | PUHY-EP216TNU-A | Ducted Indoor Units | 206000 | 11 | 20.5 | 232000 | 3.3 | 162000 | 2.12 | 4292.5
205563150 | Mitsubishi Electric | PUHY-EP216YNU-A | Non-Ducted Indoor Units | 206000 | 11.9 | 26 | 232000 | 3.72 | 162000 | 2.31 | 4292.5
205563151 | Mitsubishi Electric | PUHY-EP216TNU-A | Non-Ducted Indoor Units | 206000 | 11.9 | 26 | 232000 | 3.72 | 162000 | 2.31 | 4292.5
206330146 | Mitsubishi Electric | PURY-EP192TNU-A | Mixed Ducted and Non-Ducted Indoor Units | 182000 | 11.75 | 23.25 | 204000 | 3.55 | 144000 | 2.14 | 3792.5
206330147 | Mitsubishi Electric | PURY-EP192YNU-A | Mixed Ducted and Non-Ducted Indoor Units | 182000 | 11.75 | 23.25 | 204000 | 3.55 | 144000 | 2.14 | 3792.5
206330148 | Mitsubishi Electric | PURY-EP216TNU-A | Mixed Ducted and Non-Ducted Indoor Units | 206000 | 11.15 | 22.3 | 232000 | 3.42 | 162000 | 2.11 | 4292.5
206330149 | Mitsubishi Electric | PURY-EP216YNU-A | Mixed Ducted and Non-Ducted Indoor Units | 206000 | 11.15 | 22.3 | 232000 | 3.42 | 162000 | 2.11 | 4292.5
213916490 | Mitsubishi Electric | PUHY-EP72TNU-A1 | Mixed Ducted and Non-Ducted Indoor Units | 69000 | 12.95 | 24.65 | 76000 | 4.31 | 64000 | 2.34 | 1437.5
213916491 | Mitsubishi Electric | PUHY-EP96TNU-A1 | Mixed Ducted and Non-Ducted Indoor Units | 92000 | 12.1 | 25 | 103000 | 4.21 | 80000 | 2.35 | 1917.5
213916496 | Mitsubishi Electric | PUHY-EP192TSNU-A1 | Mixed Ducted and Non-Ducted Indoor Units | 184000 | 11.3 | 23.45 | 206000 | 3.93 | 160000 | 2.19 | 3832.5
213916501 | Mitsubishi Electric | PUHY-EP264TSNU-A1 | Mixed Ducted and Non-Ducted Indoor Units | 252000 | 11.4 | 22.7 | 282000 | 3.83 | 212000 | 2.12 | 5250
213916502 | Mitsubishi Electric | PUHY-EP288TSNU-A1 | Mixed Ducted and Non-Ducted Indoor Units | 276000 | 10.75 | 22.05 | 308000 | 3.78 | 234000 | 2.13 | 5750
213916503 | Mitsubishi Electric | PUHY-EP312TSNU-A1 | Mixed Ducted and Non-Ducted Indoor Units | 298000 | 10.15 | 21.05 | 334000 | 3.68 | 266000 | 2.13 | 6207.5
213916504 | Mitsubishi Electric | PUHY-EP336TSNU-A1 | Mixed Ducted and Non-Ducted Indoor Units | 320000 | 10.25 | 21.7 | 360000 | 3.63 | 280000 | 2.11 | 6667.5
213916505 | Mitsubishi Electric | PUHY-EP360TSNU-A1 | Mixed Ducted and Non-Ducted Indoor Units | 344000 | 9.9 | 21.25 | 386000 | 3.58 | 312000 | 2.13 | 7167.5
213916509 | Mitsubishi Electric | PUHY-EP72YNU-A1 | Mixed Ducted and Non-Ducted Indoor Units | 69000 | 12.95 | 24.65 | 76000 | 4.31 | 64000 | 2.34 | 1437.5
213916510 | Mitsubishi Electric | PUHY-EP96YNU-A1 | Mixed Ducted and Non-Ducted Indoor Units | 92000 | 12.1 | 25 | 103000 | 4.21 | 80000 | 2.35 | 1917.5
213916515 | Mitsubishi Electric | PUHY-EP192YSNU-A1 | Mixed Ducted and Non-Ducted Indoor Units | 184000 | 11.3 | 23.45 | 206000 | 3.93 | 160000 | 2.19 | 3832.5
213916520 | Mitsubishi Electric | PUHY-EP264YSNU-A1 | Mixed Ducted and Non-Ducted Indoor Units | 252000 | 11.4 | 22.7 | 282000 | 3.83 | 212000 | 2.12 | 5250
213916521 | Mitsubishi Electric | PUHY-EP288YSNU-A1 | Mixed Ducted and Non-Ducted Indoor Units | 276000 | 10.75 | 22.05 | 308000 | 3.78 | 234000 | 2.13 | 5750
213916522 | Mitsubishi Electric | PUHY-EP312YSNU-A1 | Mixed Ducted and Non-Ducted Indoor Units | 298000 | 10.15 | 21.05 | 334000 | 3.68 | 266000 | 2.13 | 6207.5
213916523 | Mitsubishi Electric | PUHY-EP336YSNU-A1 | Mixed Ducted and Non-Ducted Indoor Units | 320000 | 10.25 | 21.7 | 360000 | 3.63 | 280000 | 2.11 | 6667.5
213916524 | Mitsubishi Electric | PUHY-EP360YSNU-A1 | Mixed Ducted and Non-Ducted Indoor Units | 344000 | 9.9 | 21.25 | 386000 | 3.58 | 312000 | 2.13 | 7167.5
213916528 | Mitsubishi Electric | PUHY-HP72TNU-A1 | Mixed Ducted and Non-Ducted Indoor Units | 69000 | 12.2 | 23.25 | 76000 | 4.21 | 64000 | 2.41 | 1437.5
213916529 | Mitsubishi Electric | PUHY-HP96TNU-A1 | Mixed Ducted and Non-Ducted Indoor Units | 92000 | 12.4 | 22.15 | 103000 | 4.17 | 87000 | 2.47 | 1917.5
213916531 | Mitsubishi Electric | PUHY-HP144TSNU-A1 | Mixed Ducted and Non-Ducted Indoor Units | 138000 | 11.2 | 21.25 | 152000 | 3.89 | 128000 | 2.23 | 2875
213916532 | Mitsubishi Electric | PUHY-HP192TSNU-A1 | Mixed Ducted and Non-Ducted Indoor Units | 184000 | 11.55 | 20.7 | 206000 | 3.89 | 174000 | 2.31 | 3832.5
213916534 | Mitsubishi Electric | PUHY-HP72YNU-A1 | Mixed Ducted and Non-Ducted Indoor Units | 69000 | 12.2 | 23.25 | 76000 | 4.21 | 64000 | 2.41 | 1437.5
213916535 | Mitsubishi Electric | PUHY-HP96YNU-A1 | Mixed Ducted and Non-Ducted Indoor Units | 92000 | 12.4 | 22.15 | 103000 | 4.17 | 87000 | 2.47 | 1917.5
213916537 | Mitsubishi Electric | PUHY-HP144YSNU-A1 | Mixed Ducted and Non-Ducted Indoor Units | 138000 | 11.2 | 21.25 | 152000 | 3.89 | 128000 | 2.23 | 2875
213916538 | Mitsubishi Electric | PUHY-HP192YSNU-A1 | Mixed Ducted and Non-Ducted Indoor Units | 184000 | 11.55 | 20.7 | 206000 | 3.89 | 174000 | 2.31 | 3832.5
213916547 | Mitsubishi Electric | PUHY-P264TSNU-A1 | Mixed Ducted and Non-Ducted Indoor Units | 252000 | 10.55 | 21.35 | 282000 | 3.75 | 186000 | 2.44 | 5250
213916548 | Mitsubishi Electric | PUHY-P288TSNU-A1 | Mixed Ducted and Non-Ducted Indoor Units | 276000 | 10.15 | 19.9 | 308000 | 3.68 | 200000 | 2.38 | 5750
213916549 | Mitsubishi Electric | PUHY-P312TSNU-A1 | Mixed Ducted and Non-Ducted Indoor Units | 298000 | 9.7 | 19.05 | 334000 | 3.56 | 216000 | 2.3 | 6207.5
213916550 | Mitsubishi Electric | PUHY-P336TSNU-A1 | Mixed Ducted and Non-Ducted Indoor Units | 320000 | 9.8 | 19.2 | 360000 | 3.53 | 234000 | 2.27 | 6667.5
213916562 | Mitsubishi Electric | PUHY-P264YSNU-A1 | Mixed Ducted and Non-Ducted Indoor Units | 252000 | 10.55 | 21.35 | 282000 | 3.75 | 186000 | 2.44 | 5250
213916563 | Mitsubishi Electric | PUHY-P288YSNU-A1 | Mixed Ducted and Non-Ducted Indoor Units | 276000 | 10.15 | 19.9 | 308000 | 3.68 | 200000 | 2.38 | 5750
213916564 | Mitsubishi Electric | PUHY-P312YSNU-A1 | Mixed Ducted and Non-Ducted Indoor Units | 298000 | 9.7 | 19.05 | 334000 | 3.56 | 216000 | 2.3 | 6207.5
213916565 | Mitsubishi Electric | PUHY-P336YSNU-A1 | Mixed Ducted and Non-Ducted Indoor Units | 320000 | 9.8 | 19.2 | 360000 | 3.53 | 234000 | 2.27 | 6667.5
213916570 | Mitsubishi Electric | PUHY-EP72TNU-A | Mixed Ducted and Non-Ducted Indoor Units | 69000 | 12.95 | 24.65 | 76000 | 4.31 | 64000 | 2.34 | 1437.5
213916571 | Mitsubishi Electric | PUHY-EP96TNU-A | Mixed Ducted and Non-Ducted Indoor Units | 92000 | 12.1 | 25 | 103000 | 4.21 | 80000 | 2.35 | 1917.5
213916575 | Mitsubishi Electric | PUHY-EP192TSNU-A | Mixed Ducted and Non-Ducted Indoor Units | 184000 | 11.3 | 23.45 | 206000 | 3.93 | 160000 | 2.19 | 3832.5
213916580 | Mitsubishi Electric | PUHY-EP264TSNU-A | Mixed Ducted and Non-Ducted Indoor Units | 252000 | 11.4 | 22.7 | 282000 | 3.83 | 212000 | 2.12 | 5250
213916581 | Mitsubishi Electric | PUHY-EP288TSNU-A | Mixed Ducted and Non-Ducted Indoor Units | 276000 | 10.75 | 22.05 | 308000 | 3.78 | 234000 | 2.13 | 5750
213916582 | Mitsubishi Electric | PUHY-EP312TSNU-A | Mixed Ducted and Non-Ducted Indoor Units | 298000 | 10.15 | 21.05 | 334000 | 3.68 | 266000 | 2.13 | 6207.5
213916583 | Mitsubishi Electric | PUHY-EP336TSNU-A | Mixed Ducted and Non-Ducted Indoor Units | 320000 | 10.25 | 21.7 | 360000 | 3.63 | 280000 | 2.11 | 6667.5
213916584 | Mitsubishi Electric | PUHY-EP360TSNU-A | Mixed Ducted and Non-Ducted Indoor Units | 344000 | 9.9 | 21.25 | 386000 | 3.58 | 312000 | 2.13 | 7167.5
213916588 | Mitsubishi Electric | PUHY-HP72TNU-A | Mixed Ducted and Non-Ducted Indoor Units | 69000 | 12.2 | 23.25 | 76000 | 4.21 | 64000 | 2.41 | 1437.5
213916589 | Mitsubishi Electric | PUHY-HP96TNU-A | Mixed Ducted and Non-Ducted Indoor Units | 92000 | 12.4 | 22.15 | 103000 | 4.17 | 87000 | 2.47 | 1917.5
213916591 | Mitsubishi Electric | PUHY-HP144TSNU-A | Mixed Ducted and Non-Ducted Indoor Units | 138000 | 11.2 | 21.25 | 152000 | 3.89 | 128000 | 2.23 | 2875
213916592 | Mitsubishi Electric | PUHY-HP192TSNU-A | Mixed Ducted and Non-Ducted Indoor Units | 184000 | 11.55 | 20.7 | 206000 | 3.89 | 174000 | 2.31 | 3832.5
213916601 | Mitsubishi Electric | PUHY-P264TSNU-A | Mixed Ducted and Non-Ducted Indoor Units | 252000 | 10.55 | 21.35 | 282000 | 3.75 | 186000 | 2.44 | 5250
213916602 | Mitsubishi Electric | PUHY-P288TSNU-A | Mixed Ducted and Non-Ducted Indoor Units | 276000 | 10.15 | 19.9 | 308000 | 3.68 | 200000 | 2.38 | 5750
213916603 | Mitsubishi Electric | PUHY-P312TSNU-A | Mixed Ducted and Non-Ducted Indoor Units | 298000 | 9.7 | 19.05 | 334000 | 3.56 | 216000 | 2.3 | 6207.5
213916604 | Mitsubishi Electric | PUHY-P336TSNU-A | Mixed Ducted and Non-Ducted Indoor Units | 320000 | 9.8 | 19.2 | 360000 | 3.53 | 234000 | 2.27 | 6667.5
213916609 | Mitsubishi Electric | PUHY-EP72YNU-A | Mixed Ducted and Non-Ducted Indoor Units | 69000 | 12.95 | 24.65 | 76000 | 4.31 | 64000 | 2.34 | 1437.5
213916610 | Mitsubishi Electric | PUHY-EP96YNU-A | Mixed Ducted and Non-Ducted Indoor Units | 92000 | 12.1 | 25 | 103000 | 4.21 | 80000 | 2.35 | 1917.5
213916614 | Mitsubishi Electric | PUHY-EP192YSNU-A | Mixed Ducted and Non-Ducted Indoor Units | 184000 | 11.3 | 23.45 | 206000 | 3.93 | 160000 | 2.19 | 3832.5
213916619 | Mitsubishi Electric | PUHY-EP264YSNU-A | Mixed Ducted and Non-Ducted Indoor Units | 252000 | 11.4 | 22.7 | 282000 | 3.83 | 212000 | 2.12 | 5250
213916620 | Mitsubishi Electric | PUHY-EP288YSNU-A | Mixed Ducted and Non-Ducted Indoor Units | 276000 | 10.75 | 22.05 | 308000 | 3.78 | 234000 | 2.13 | 5750
213916621 | Mitsubishi Electric | PUHY-EP312YSNU-A | Mixed Ducted and Non-Ducted Indoor Units | 298000 | 10.15 | 21.05 | 334000 | 3.68 | 266000 | 2.13 | 6207.5
213916622 | Mitsubishi Electric | PUHY-EP336YSNU-A | Mixed Ducted and Non-Ducted Indoor Units | 320000 | 10.25 | 21.7 | 360000 | 3.63 | 280000 | 2.11 | 6667.5
213916623 | Mitsubishi Electric | PUHY-EP360YSNU-A | Mixed Ducted and Non-Ducted Indoor Units | 344000 | 9.9 | 21.25 | 386000 | 3.58 | 312000 | 2.13 | 7167.5
213916627 | Mitsubishi Electric | PUHY-HP72YNU-A | Mixed Ducted and Non-Ducted Indoor Units | 69000 | 12.2 | 23.25 | 76000 | 4.21 | 64000 | 2.41 | 1437.5
213916628 | Mitsubishi Electric | PUHY-HP96YNU-A | Mixed Ducted and Non-Ducted Indoor Units | 92000 | 12.4 | 22.15 | 103000 | 4.17 | 87000 | 2.47 | 1917.5
213916630 | Mitsubishi Electric | PUHY-HP144YSNU-A | Mixed Ducted and Non-Ducted Indoor Units | 138000 | 11.2 | 21.25 | 152000 | 3.89 | 128000 | 2.23 | 2875
213916631 | Mitsubishi Electric | PUHY-HP192YSNU-A | Mixed Ducted and Non-Ducted Indoor Units | 184000 | 11.55 | 20.7 | 206000 | 3.89 | 174000 | 2.31 | 3832.5
213916640 | Mitsubishi Electric | PUHY-P264YSNU-A | Mixed Ducted and Non-Ducted Indoor Units | 252000 | 10.55 | 21.35 | 282000 | 3.75 | 186000 | 2.44 | 5250
213916641 | Mitsubishi Electric | PUHY-P288YSNU-A | Mixed Ducted and Non-Ducted Indoor Units | 276000 | 10.15 | 19.9 | 308000 | 3.68 | 200000 | 2.38 | 5750
213916642 | Mitsubishi Electric | PUHY-P312YSNU-A | Mixed Ducted and Non-Ducted Indoor Units | 298000 | 9.7 | 19.05 | 334000 | 3.56 | 216000 | 2.3 | 6207.5
213916643 | Mitsubishi Electric | PUHY-P336YSNU-A | Mixed Ducted and Non-Ducted Indoor Units | 320000 | 9.8 | 19.2 | 360000 | 3.53 | 234000 | 2.27 | 6667.5
214050089 | Mitsubishi Electric | PURY-EP192TSNU-A | Mixed Ducted and Non-Ducted Indoor Units | 184000 | 11.15 | 21.45 | 204000 | 3.82 | 158000 | 2.11 | 3832.5
214050090 | Mitsubishi Electric | PURY-EP192TSNU-A1 | Mixed Ducted and Non-Ducted Indoor Units | 184000 | 11.15 | 21.45 | 204000 | 3.82 | 158000 | 2.11 | 3832.5
214050093 | Mitsubishi Electric | PURY-EP192YSNU-A | Mixed Ducted and Non-Ducted Indoor Units | 184000 | 11.15 | 21.45 | 204000 | 3.82 | 158000 | 2.11 | 3832.5
214050094 | Mitsubishi Electric | PURY-EP192YSNU-A1 | Mixed Ducted and Non-Ducted Indoor Units | 184000 | 11.15 | 21.45 | 204000 | 3.82 | 158000 | 2.11 | 3832.5
214050135 | Mitsubishi Electric | PURY-EP72TNU-A | Mixed Ducted and Non-Ducted Indoor Units | 69000 | 12 | 22.85 | 76000 | 4.09 | 61000 | 2.27 | 1437.5
214050136 | Mitsubishi Electric | PURY-EP72TNU-A1 | Mixed Ducted and Non-Ducted Indoor Units | 69000 | 12 | 22.85 | 76000 | 4.09 | 61000 | 2.27 | 1437.5
214050137 | Mitsubishi Electric | PURY-EP72YNU-A | Mixed Ducted and Non-Ducted Indoor Units | 69000 | 12 | 22.85 | 76000 | 4.09 | 61000 | 2.27 | 1437.5
214050138 | Mitsubishi Electric | PURY-EP72YNU-A1 | Mixed Ducted and Non-Ducted Indoor Units | 69000 | 12 | 22.85 | 76000 | 4.09 | 61000 | 2.27 | 1437.5
214050139 | Mitsubishi Electric | PURY-EP96TNU-A | Mixed Ducted and Non-Ducted Indoor Units | 92000 | 11.85 | 23.35 | 103000 | 4.1 | 79000 | 2.27 | 1917.5
214050140 | Mitsubishi Electric | PURY-EP96TNU-A1 | Mixed Ducted and Non-Ducted Indoor Units | 92000 | 11.85 | 23.35 | 103000 | 4.1 | 79000 | 2.27 | 1917.5
214050141 | Mitsubishi Electric | PURY-EP96YNU-A | Mixed Ducted and Non-Ducted Indoor Units | 92000 | 11.85 | 23.35 | 103000 | 4.1 | 79000 | 2.27 | 1917.5
214050142 | Mitsubishi Electric | PURY-EP96YNU-A1 | Mixed Ducted and Non-Ducted Indoor Units | 92000 | 11.85 | 23.35 | 103000 | 4.1 | 79000 | 2.27 | 1917.5
214050147 | Mitsubishi Electric | PURY-HP144TSNU-A | Mixed Ducted and Non-Ducted Indoor Units | 138000 | 11.15 | 20.65 | 152000 | 3.63 | 128000 | 2.11 | 2875
214050148 | Mitsubishi Electric | PURY-HP144TSNU-A1 | Mixed Ducted and Non-Ducted Indoor Units | 138000 | 11.15 | 20.65 | 152000 | 3.63 | 128000 | 2.11 | 2875
214050149 | Mitsubishi Electric | PURY-HP144YSNU-A | Mixed Ducted and Non-Ducted Indoor Units | 138000 | 11.15 | 20.65 | 152000 | 3.63 | 128000 | 2.11 | 2875
214050150 | Mitsubishi Electric | PURY-HP144YSNU-A1 | Mixed Ducted and Non-Ducted Indoor Units | 138000 | 11.15 | 20.65 | 152000 | 3.63 | 128000 | 2.11 | 2875
214050151 | Mitsubishi Electric | PURY-HP192TSNU-A | Mixed Ducted and Non-Ducted Indoor Units | 184000 | 11 | 20.4 | 206000 | 3.74 | 174000 | 2.12 | 3832.5
214050152 | Mitsubishi Electric | PURY-HP192TSNU-A1 | Mixed Ducted and Non-Ducted Indoor Units | 184000 | 11 | 20.4 | 206000 | 3.74 | 174000 | 2.12 | 3832.5
214050153 | Mitsubishi Electric | PURY-HP192YSNU-A | Mixed Ducted and Non-Ducted Indoor Units | 184000 | 11 | 20.4 | 206000 | 3.74 | 174000 | 2.12 | 3832.5
214050154 | Mitsubishi Electric | PURY-HP192YSNU-A1 | Mixed Ducted and Non-Ducted Indoor Units | 184000 | 11 | 20.4 | 206000 | 3.74 | 174000 | 2.12 | 3832.5
214050159 | Mitsubishi Electric | PURY-HP72TNU-A | Mixed Ducted and Non-Ducted Indoor Units | 69000 | 11.85 | 22.25 | 76000 | 3.92 | 64000 | 2.28 | 1437.5
214050160 | Mitsubishi Electric | PURY-HP72TNU-A1 | Mixed Ducted and Non-Ducted Indoor Units | 69000 | 11.85 | 22.25 | 76000 | 3.92 | 64000 | 2.28 | 1437.5
214050161 | Mitsubishi Electric | PURY-HP72YNU-A | Mixed Ducted and Non-Ducted Indoor Units | 69000 | 11.85 | 22.25 | 76000 | 3.92 | 64000 | 2.28 | 1437.5
214050162 | Mitsubishi Electric | PURY-HP72YNU-A1 | Mixed Ducted and Non-Ducted Indoor Units | 69000 | 11.85 | 22.25 | 76000 | 3.92 | 64000 | 2.28 | 1437.5
214050163 | Mitsubishi Electric | PURY-HP96TNU-A | Mixed Ducted and Non-Ducted Indoor Units | 92000 | 11.8 | 21.75 | 103000 | 4.01 | 87000 | 2.27 | 1917.5
214050164 | Mitsubishi Electric | PURY-HP96TNU-A1 | Mixed Ducted and Non-Ducted Indoor Units | 92000 | 11.8 | 21.75 | 103000 | 4.01 | 87000 | 2.27 | 1917.5
214050165 | Mitsubishi Electric | PURY-HP96YNU-A | Mixed Ducted and Non-Ducted Indoor Units | 92000 | 11.8 | 21.75 | 103000 | 4.01 | 87000 | 2.27 | 1917.5
214050166 | Mitsubishi Electric | PURY-HP96YNU-A1 | Mixed Ducted and Non-Ducted Indoor Units | 92000 | 11.8 | 21.75 | 103000 | 4.01 | 87000 | 2.27 | 1917.5
214050207 | Mitsubishi Electric | PURY-P72TNU-A | Mixed Ducted and Non-Ducted Indoor Units | 69000 | 11.65 | 22.3 | 76000 | 3.92 | 56000 | 2.26 | 1437.5
214050208 | Mitsubishi Electric | PURY-P72TNU-A1 | Mixed Ducted and Non-Ducted Indoor Units | 69000 | 11.65 | 22.3 | 76000 | 3.92 | 56000 | 2.26 | 1437.5
214050209 | Mitsubishi Electric | PURY-P72YNU-A | Mixed Ducted and Non-Ducted Indoor Units | 69000 | 11.65 | 22.3 | 76000 | 3.92 | 56000 | 2.26 | 1437.5
214050210 | Mitsubishi Electric | PURY-P72YNU-A1 | Mixed Ducted and Non-Ducted Indoor Units | 69000 | 11.65 | 22.3 | 76000 | 3.92 | 56000 | 2.26 | 1437.5
213916464 | Mitsubishi Electric | PUHY-P72ZKMU-A | Mixed Ducted and Non-Ducted Indoor Units | 69000 | 12.35 | 21.2 | 76000 | 3.79 | 56000 | 2.42 | 1437.5
213916465 | Mitsubishi Electric | PUHY-P96ZKMU-A | Mixed Ducted and Non-Ducted Indoor Units | 92000 | 12 | 21.15 | 103000 | 3.73 | 76000 | 2.56 | 1917.5
213916468 | Mitsubishi Electric | PUHY-P168ZSKMU-A | Mixed Ducted and Non-Ducted Indoor Units | 160000 | 11.35 | 19.95 | 178000 | 3.68 | 132000 | 2.39 | 3332.5
213916472 | Mitsubishi Electric | PUHY-P264ZSKMU-A | Mixed Ducted and Non-Ducted Indoor Units | 252000 | 11.05 | 18.6 | 280000 | 3.54 | 200000 | 2.34 | 5250
213916473 | Mitsubishi Electric | PUHY-P288ZSKMU-A | Mixed Ducted and Non-Ducted Indoor Units | 276000 | 10.85 | 18.5 | 308000 | 3.54 | 216000 | 2.37 | 5750
213916474 | Mitsubishi Electric | PUHY-P312ZSKMU-A | Mixed Ducted and Non-Ducted Indoor Units | 298000 | 10.5 | 17.4 | 334000 | 3.52 | 236000 | 2.32 | 6207.5
213916475 | Mitsubishi Electric | PUHY-P336ZSKMU-A | Mixed Ducted and Non-Ducted Indoor Units | 320000 | 10.5 | 17.65 | 360000 | 3.42 | 268000 | 2.25 | 6667.5
213916476 | Mitsubishi Electric | PUHY-P360ZSKMU-A | Mixed Ducted and Non-Ducted Indoor Units | 344000 | 10.45 | 17.1 | 386000 | 3.36 | 284000 | 2.18 | 7167.5
213916477 | Mitsubishi Electric | PUHY-P72ZKMU-B | Mixed Ducted and Non-Ducted Indoor Units | 69000 | 12.35 | 21.2 | 76000 | 3.79 | 56000 | 2.42 | 1437.5
213916478 | Mitsubishi Electric | PUHY-P96ZKMU-B | Mixed Ducted and Non-Ducted Indoor Units | 92000 | 12 | 21.15 | 103000 | 3.73 | 76000 | 2.56 | 1917.5
213916481 | Mitsubishi Electric | PUHY-P168ZSKMU-B | Mixed Ducted and Non-Ducted Indoor Units | 160000 | 11.35 | 19.95 | 178000 | 3.68 | 132000 | 2.39 | 3332.5
213916485 | Mitsubishi Electric | PUHY-P264ZSKMU-B | Mixed Ducted and Non-Ducted Indoor Units | 252000 | 11.05 | 18.6 | 280000 | 3.54 | 200000 | 2.34 | 5250
213916486 | Mitsubishi Electric | PUHY-P288ZSKMU-B | Mixed Ducted and Non-Ducted Indoor Units | 276000 | 10.85 | 18.5 | 308000 | 3.54 | 216000 | 2.37 | 5750
213916487 | Mitsubishi Electric | PUHY-P312ZSKMU-B | Mixed Ducted and Non-Ducted Indoor Units | 298000 | 10.5 | 17.4 | 334000 | 3.52 | 236000 | 2.32 | 6207.5
213916488 | Mitsubishi Electric | PUHY-P336ZSKMU-B | Mixed Ducted and Non-Ducted Indoor Units | 320000 | 10.5 | 17.65 | 360000 | 3.42 | 268000 | 2.25 | 6667.5
213916489 | Mitsubishi Electric | PUHY-P360ZSKMU-B | Mixed Ducted and Non-Ducted Indoor Units | 344000 | 10.45 | 17.1 | 386000 | 3.36 | 284000 | 2.18 | 7167.5
201874141 | Mitsubishi Electric | PUHY-P120ZKMU-A | Non-Ducted Indoor Units | 114000 | 13.7 | 24.2 | 129000 | 3.87 | 92000 | 2.3 | 2375
201874144 | Mitsubishi Electric | PUHY-P144ZKMU-A | Non-Ducted Indoor Units | 136000 | 13.1 | 23.9 | 152000 | 3.73 | 109000 | 2.22 | 2832.5
201874149 | Mitsubishi Electric | PUHY-P72ZKMU-A | Non-Ducted Indoor Units | 69000 | 13.6 | 25.9 | 76000 | 3.85 | 56000 | 2.25 | 1437.5
201874152 | Mitsubishi Electric | PUHY-P96ZKMU-A | Non-Ducted Indoor Units | 92000 | 13.2 | 25.6 | 103000 | 3.74 | 76000 | 2.42 | 1917.5
201874164 | Mitsubishi Electric | PUHY-P192ZSKMU-A | Non-Ducted Indoor Units | 182000 | 13.2 | 23.7 | 204000 | 3.68 | 150000 | 2.17 | 3792.5
201874165 | Mitsubishi Electric | PUHY-P264ZSKMU-A | Non-Ducted Indoor Units | 252000 | 12.9 | 23.5 | 280000 | 3.62 | 200000 | 2.16 | 5250
201874166 | Mitsubishi Electric | PUHY-P168ZSKMU-A | Non-Ducted Indoor Units | 160000 | 13.3 | 24.8 | 178000 | 3.83 | 132000 | 2.19 | 3332.5
201874171 | Mitsubishi Electric | PUHY-P216ZSKMU-A | Non-Ducted Indoor Units | 206000 | 12.7 | 23.2 | 232000 | 3.56 | 164000 | 2.09 | 4292.5
201874172 | Mitsubishi Electric | PUHY-P288ZSKMU-A | Non-Ducted Indoor Units | 274000 | 12.8 | 23.5 | 308000 | 3.59 | 216000 | 2.21 | 5707.5
201874771 | Mitsubishi Electric | PUHY-P120ZKMU-A | Ducted Indoor Units | 114000 | 12.5 | 21.4 | 129000 | 3.62 | 92000 | 2.51 | 2375
201874772 | Mitsubishi Electric | PUHY-P144ZKMU-A | Ducted Indoor Units | 136000 | 11.7 | 20.7 | 152000 | 3.46 | 109000 | 2.32 | 2832.5
201874773 | Mitsubishi Electric | PUHY-P72ZKMU-A | Ducted Indoor Units | 69000 | 13 | 22.5 | 76000 | 3.74 | 56000 | 2.59 | 1437.5
201874774 | Mitsubishi Electric | PUHY-P96ZKMU-A | Ducted Indoor Units | 92000 | 12.3 | 22.4 | 103000 | 3.73 | 76000 | 2.71 | 1917.5
201874775 | Mitsubishi Electric | PUHY-P240ZSKMU-A | Ducted Indoor Units | 228000 | 11.9 | 20.4 | 258000 | 3.45 | 182000 | 2.42 | 4750
201874776 | Mitsubishi Electric | PUHY-P312ZSKMU-A | Ducted Indoor Units | 296000 | 11.9 | 20 | 334000 | 3.46 | 236000 | 2.43 | 6167.5
201874777 | Mitsubishi Electric | PUHY-P336ZSKMU-A | Ducted Indoor Units | 320000 | 11.6 | 20 | 360000 | 3.42 | 268000 | 2.38 | 6667.5
201874778 | Mitsubishi Electric | PUHY-P360ZSKMU-A | Ducted Indoor Units | 342000 | 11.4 | 19.8 | 386000 | 3.32 | 284000 | 2.32 | 7125
201874779 | Mitsubishi Electric | PUHY-P192ZSKMU-A | Ducted Indoor Units | 182000 | 12 | 20.7 | 204000 | 3.48 | 150000 | 2.45 | 3792.5
201874780 | Mitsubishi Electric | PUHY-P264ZSKMU-A | Ducted Indoor Units | 252000 | 11.9 | 20.7 | 280000 | 3.47 | 200000 | 2.52 | 5250
201874781 | Mitsubishi Electric | PUHY-P168ZSKMU-A | Ducted Indoor Units | 160000 | 11.9 | 21.2 | 178000 | 3.54 | 132000 | 2.6 | 3332.5
201874782 | Mitsubishi Electric | PUHY-P216ZSKMU-A | Ducted Indoor Units | 206000 | 11.8 | 20.7 | 232000 | 3.51 | 164000 | 2.48 | 4292.5
201874783 | Mitsubishi Electric | PUHY-P288ZSKMU-A | Ducted Indoor Units | 274000 | 11.8 | 20.1 | 308000 | 3.49 | 216000 | 2.53 | 5707.5
201874792 | Mitsubishi Electric | PUHY-P312ZSKMU-A | Non-Ducted Indoor Units | 282000 | 12.7 | 21.4 | 316000 | 3.59 | 236000 | 2.22 | 5875
201874793 | Mitsubishi Electric | PUHY-P336ZSKMU-A | Non-Ducted Indoor Units | 304000 | 12.5 | 20.2 | 342000 | 3.42 | 268000 | 2.13 | 6332.5
203381176 | Mitsubishi Electric | PURY-P120ZKMU-A | Mixed Ducted and Non-Ducted Indoor Units | 114000 | 12.7 | 20.7 | 129000 | 3.43 | 87000 | 2.26 | 2375
203301898 | Mitsubishi Electric | PURY-P120ZKMU-A | Non-Ducted Indoor Units | 114000 | 13.2 | 22.3 | 129000 | 3.5 | 87000 | 2.26 | 2375
203301908 | Mitsubishi Electric | PURY-P144ZKMU-A | Non-Ducted Indoor Units | 136000 | 12.8 | 21.9 | 152000 | 3.57 | 97000 | 2.13 | 2832.5
203297486 | Mitsubishi Electric | PURY-P168ZSKMU-A | Non-Ducted Indoor Units | 160000 | 12.4 | 21 | 178000 | 3.6 | 119000 | 2.13 | 3332.5
213896280 | Mitsubishi Electric | PUHY-P72ZKMU-A | Non-Ducted Indoor Units | 69000 | 12.4 | 22.2 | 76000 | 3.85 | 56000 | 2.25 | 1437.5
213896281 | Mitsubishi Electric | PUHY-P96ZKMU-A | Non-Ducted Indoor Units | 92000 | 12.1 | 22.2 | 103000 | 3.74 | 76000 | 2.42 | 1917.5
213896282 | Mitsubishi Electric | PUHY-P72ZKMU-B | Ducted Indoor Units | 69000 | 12.3 | 20.2 | 76000 | 3.74 | 56000 | 2.59 | 1437.5
213896285 | Mitsubishi Electric | PUHY-P168ZSKMU-B | Non-Ducted Indoor Units | 160000 | 11.4 | 19.2 | 178000 | 3.83 | 132000 | 2.19 | 3332.5
213896288 | Mitsubishi Electric | PUHY-P264ZSKMU-B | Non-Ducted Indoor Units | 252000 | 10.8 | 19 | 280000 | 3.62 | 200000 | 2.16 | 5250
213896289 | Mitsubishi Electric | PUHY-P288ZSKMU-B | Non-Ducted Indoor Units | 276000 | 10.6 | 18.9 | 308000 | 3.59 | 216000 | 2.21 | 5750
213896290 | Mitsubishi Electric | PUHY-P312ZSKMU-B | Non-Ducted Indoor Units | 298000 | 10 | 17.5 | 334000 | 3.59 | 236000 | 2.22 | 6207.5
213896291 | Mitsubishi Electric | PUHY-P336ZSKMU-B | Non-Ducted Indoor Units | 320000 | 10.1 | 17.4 | 360000 | 3.42 | 268000 | 2.13 | 6667.5
213896293 | Mitsubishi Electric | PUHY-P72ZKMU-B | Non-Ducted Indoor Units | 69000 | 12.4 | 22.2 | 76000 | 3.85 | 56000 | 2.25 | 1437.5
213896294 | Mitsubishi Electric | PUHY-P96ZKMU-B | Non-Ducted Indoor Units | 92000 | 12.1 | 20.1 | 103000 | 3.74 | 76000 | 2.42 | 1917.5
213896319 | Mitsubishi Electric | PUHY-P168ZSKMU-A | Ducted Indoor Units | 160000 | 11.3 | 19.2 | 178000 | 3.54 | 132000 | 2.6 | 3332.5
213896320 | Mitsubishi Electric | PUHY-P168ZSKMU-B | Ducted Indoor Units | 160000 | 11.3 | 20.7 | 178000 | 3.54 | 132000 | 2.6 | 3332.5
213896321 | Mitsubishi Electric | PUHY-P192ZSKMU-A | Ducted Indoor Units | 184000 | 11 | 18.7 | 204000 | 3.48 | 150000 | 2.45 | 3832.5
213896322 | Mitsubishi Electric | PUHY-P192ZSKMU-B | Ducted Indoor Units | 184000 | 11 | 18.7 | 204000 | 3.48 | 150000 | 2.45 | 3832.5
213896325 | Mitsubishi Electric | PUHY-P264ZSKMU-A | Ducted Indoor Units | 252000 | 11.3 | 19 | 280000 | 3.47 | 200000 | 2.52 | 5250
213896326 | Mitsubishi Electric | PUHY-P264ZSKMU-B | Ducted Indoor Units | 252000 | 11.3 | 18.2 | 280000 | 3.47 | 200000 | 2.52 | 5250
213896327 | Mitsubishi Electric | PUHY-P288ZSKMU-A | Ducted Indoor Units | 276000 | 11.1 | 18.1 | 308000 | 3.49 | 216000 | 2.53 | 5750
213896328 | Mitsubishi Electric | PUHY-P288ZSKMU-B | Ducted Indoor Units | 276000 | 11.1 | 18.1 | 308000 | 3.49 | 216000 | 2.53 | 5750
213896329 | Mitsubishi Electric | PUHY-P312ZSKMU-A | Ducted Indoor Units | 298000 | 11 | 17.3 | 334000 | 3.46 | 236000 | 2.43 | 6207.5
213896330 | Mitsubishi Electric | PUHY-P312ZSKMU-B | Ducted Indoor Units | 298000 | 11 | 17.3 | 334000 | 3.46 | 236000 | 2.43 | 6207.5
213896331 | Mitsubishi Electric | PUHY-P336ZSKMU-A | Ducted Indoor Units | 320000 | 10.9 | 17.4 | 360000 | 3.42 | 268000 | 2.38 | 6667.5
213896332 | Mitsubishi Electric | PUHY-P336ZSKMU-B | Ducted Indoor Units | 320000 | 10.9 | 17.9 | 360000 | 3.42 | 268000 | 2.38 | 6667.5
213896333 | Mitsubishi Electric | PUHY-P360ZSKMU-A | Ducted Indoor Units | 344000 | 10.8 | 16.8 | 386000 | 3.32 | 284000 | 2.32 | 7167.5
213896334 | Mitsubishi Electric | PUHY-P360ZSKMU-B | Ducted Indoor Units | 344000 | 10.8 | 17.4 | 386000 | 3.32 | 284000 | 2.32 | 7167.5
213896335 | Mitsubishi Electric | PUHY-P72ZKMU-A | Ducted Indoor Units | 69000 | 12.3 | 20.2 | 76000 | 3.74 | 56000 | 2.59 | 1437.5
213896336 | Mitsubishi Electric | PUHY-P96ZKMU-A | Ducted Indoor Units | 92000 | 11.9 | 20.1 | 103000 | 3.73 | 76000 | 2.71 | 1917.5
213896337 | Mitsubishi Electric | PUHY-P96ZKMU-B | Ducted Indoor Units | 92000 | 11.9 | 22.2 | 103000 | 3.73 | 76000 | 2.71 | 1917.5
213896358 | Mitsubishi Electric | PUHY-P168ZSKMU-A | Non-Ducted Indoor Units | 160000 | 11.4 | 20.7 | 178000 | 3.83 | 132000 | 2.19 | 3332.5
213896359 | Mitsubishi Electric | PUHY-P264ZSKMU-A | Non-Ducted Indoor Units | 252000 | 10.8 | 18.2 | 280000 | 3.62 | 200000 | 2.16 | 5250
213896360 | Mitsubishi Electric | PUHY-P336ZSKMU-A | Non-Ducted Indoor Units | 320000 | 10.1 | 17.9 | 360000 | 3.42 | 268000 | 2.13 | 6667.5
213896365 | Mitsubishi Electric | PUHY-P288ZSKMU-A | Non-Ducted Indoor Units | 276000 | 10.6 | 18.9 | 308000 | 3.59 | 216000 | 2.21 | 5750
213896366 | Mitsubishi Electric | PUHY-P312ZSKMU-A | Non-Ducted Indoor Units | 298000 | 10 | 17.5 | 334000 | 3.59 | 236000 | 2.22 | 6207.5
203381271 | Mitsubishi Electric | PURY-P96ZKMU-A | Mixed Ducted and Non-Ducted Indoor Units | 92000 | 12.1 | 21.2 | 103000 | 3.46 | 71000 | 2.26 | 1917.5
203381262 | Mitsubishi Electric | PURY-P72ZKMU-A | Mixed Ducted and Non-Ducted Indoor Units | 69000 | 12.8 | 20.9 | 76000 | 3.54 | 56000 | 2.26 | 1437.5
203381227 | Mitsubishi Electric | PURY-P240ZSKMU-A | Mixed Ducted and Non-Ducted Indoor Units | 228000 | 11.65 | 19.3 | 258000 | 3.27 | 174000 | 2.09 | 4750
203381218 | Mitsubishi Electric | PURY-P216ZSKMU-A | Mixed Ducted and Non-Ducted Indoor Units | 206000 | 11.6 | 19.85 | 232000 | 3.35 | 158000 | 2.12 | 4292.5
203381209 | Mitsubishi Electric | PURY-P192ZSKMU-A | Mixed Ducted and Non-Ducted Indoor Units | 182000 | 11.5 | 20.15 | 204000 | 3.42 | 142000 | 2.13 | 3792.5
203381200 | Mitsubishi Electric | PURY-P168ZSKMU-A | Mixed Ducted and Non-Ducted Indoor Units | 160000 | 11.75 | 20 | 178000 | 3.44 | 119000 | 2.12 | 3332.5
203381189 | Mitsubishi Electric | PURY-P144ZKMU-A | Mixed Ducted and Non-Ducted Indoor Units | 136000 | 12.1 | 20 | 152000 | 3.48 | 97000 | 2.09 | 2832.5
203297576 | Mitsubishi Electric | PURY-P96ZKMU-A | Non-Ducted Indoor Units | 92000 | 12.4 | 22.7 | 103000 | 3.46 | 71000 | 2.26 | 1917.5
203297565 | Mitsubishi Electric | PURY-P72ZKMU-A | Non-Ducted Indoor Units | 69000 | 13.1 | 21.3 | 76000 | 3.62 | 56000 | 2.26 | 1437.5
203297500 | Mitsubishi Electric | PURY-P192ZSKMU-A | Non-Ducted Indoor Units | 182000 | 11.8 | 21.2 | 204000 | 3.48 | 142000 | 2.1 | 3792.5
209569882 | SAMSUNG | AM072BXVTFR | Ducted Indoor Units | 69000 | 12.7 | 24.7 | 77000 | 4.14 | 77000 | 2.46 | 1437.5
209569885 | SAMSUNG | AM096BXVTFR | Ducted Indoor Units | 92000 | 12.85 | 26.1 | 103000 | 3.94 | 103000 | 2.47 | 1917.5
209569886 | SAMSUNG | AM120BXVTFR | Ducted Indoor Units | 114000 | 12.65 | 26.2 | 129000 | 3.92 | 129000 | 2.32 | 2375
209569892 | SAMSUNG | AM072BXVTFR | Non-Ducted Indoor Units | 69000 | 14.45 | 34.6 | 77000 | 4.55 | 77000 | 2.69 | 1437.5
209569894 | SAMSUNG | AM096BXVTFR | Non-Ducted Indoor Units | 92000 | 14.75 | 36.1 | 103000 | 4.42 | 103000 | 2.6 | 1917.5
209572297 | SAMSUNG | AM096BXVTFH | Ducted Indoor Units | 92000 | 12.85 | 26.1 | 103000 | 3.94 | 103000 | 2.47 | 1917.5
209572298 | SAMSUNG | AM120BXVTFH | Ducted Indoor Units | 114000 | 12.65 | 26.2 | 129000 | 3.92 | 129000 | 2.32 | 2375
209572299 | SAMSUNG | AM072BXVTFH | Non-Ducted Indoor Units | 69000 | 14.45 | 34.6 | 77000 | 4.55 | 77000 | 2.69 | 1437.5
209572300 | SAMSUNG | AM096BXVTFH | Non-Ducted Indoor Units | 92000 | 14.75 | 36.1 | 103000 | 4.42 | 103000 | 2.6 | 1917.5
209572310 | SAMSUNG | AM072BXVTJH | Ducted Indoor Units | 69000 | 12.7 | 24.7 | 77000 | 4.14 | 77000 | 2.46 | 1437.5
209572312 | SAMSUNG | AM096BXVTJH | Ducted Indoor Units | 92000 | 12.85 | 26.1 | 103000 | 3.94 | 103000 | 2.47 | 1917.5
209572314 | SAMSUNG | AM120BXVTJH | Ducted Indoor Units | 114000 | 12.65 | 26.2 | 129000 | 3.92 | 129000 | 2.32 | 2375
209572316 | SAMSUNG | AM072BXVTJH | Non-Ducted Indoor Units | 69000 | 14.45 | 34.6 | 77000 | 4.55 | 77000 | 2.69 | 1437.5
209572317 | SAMSUNG | AM096BXVTJH | Non-Ducted Indoor Units | 92000 | 14.75 | 36.1 | 103000 | 4.42 | 103000 | 2.6 | 1917.5
209572321 | SAMSUNG | AM072BXVTJR | Ducted Indoor Units | 69000 | 12.7 | 24.7 | 77000 | 4.14 | 77000 | 2.46 | 1437.5
209572322 | SAMSUNG | AM096BXVTJR | Ducted Indoor Units | 92000 | 12.85 | 26.1 | 103000 | 3.94 | 103000 | 2.47 | 1917.5
209572324 | SAMSUNG | AM120BXVTJR | Ducted Indoor Units | 114000 | 12.65 | 26.2 | 129000 | 3.92 | 129000 | 2.32 | 2375
209572325 | SAMSUNG | AM072BXVTJR | Non-Ducted Indoor Units | 69000 | 14.45 | 34.6 | 77000 | 4.55 | 77000 | 2.69 | 1437.5
209572327 | SAMSUNG | AM096BXVTJR | Non-Ducted Indoor Units | 92000 | 14.75 | 36.1 | 103000 | 4.42 | 103000 | 2.6 | 1917.5
209812261 | SAMSUNG | AM072BXVTFH | Ducted Indoor Units | 69000 | 12.7 | 24.7 | 77000 | 4.14 | 77000 | 2.46 | 1437.5
209842187 | SAMSUNG | AM144BXVTFR | Ducted Indoor Units | 138000 | 12.3 | 21.1 | 154000 | 3.89 | 154000 | 2.34 | 2875
209842188 | SAMSUNG | AM168BXVTFR | Ducted Indoor Units | 160000 | 12.25 | 24.1 | 180000 | 3.86 | 180000 | 2.32 | 3332.5
209842189 | SAMSUNG | AM192BXVTFR | Ducted Indoor Units | 182000 | 12.15 | 24.1 | 206000 | 3.83 | 206000 | 2.27 | 3792.5
209842190 | SAMSUNG | AM216BXVTFR | Ducted Indoor Units | 206000 | 12.1 | 24.1 | 232000 | 3.81 | 232000 | 2.23 | 4292.5
209842191 | SAMSUNG | AM240BXVTFR | Ducted Indoor Units | 228000 | 12.05 | 24 | 258000 | 3.8 | 258000 | 2.16 | 4750
209842192 | SAMSUNG | AM264BXVTFR | Ducted Indoor Units | 252000 | 11.6 | 23.4 | 282000 | 3.74 | 282000 | 2.15 | 5250
209842193 | SAMSUNG | AM288BXVTFR | Ducted Indoor Units | 274000 | 11.5 | 23 | 308000 | 3.6 | 308000 | 2.13 | 5707.5
209842194 | SAMSUNG | AM312BXVTFR | Ducted Indoor Units | 296000 | 11.15 | 22.6 | 334000 | 3.51 | 334000 | 2.11 | 6167.5
209842195 | SAMSUNG | AM336BXVTFR | Ducted Indoor Units | 320000 | 10.95 | 22.3 | 360000 | 3.38 | 360000 | 2.09 | 6667.5
209842197 | SAMSUNG | AM144BXVTFR | Non-Ducted Indoor Units | 138000 | 14 | 32.9 | 154000 | 4.28 | 154000 | 2.56 | 2875
209842198 | SAMSUNG | AM168BXVTFR | Non-Ducted Indoor Units | 160000 | 14.05 | 33.2 | 180000 | 4.17 | 180000 | 2.49 | 3332.5
209842199 | SAMSUNG | AM192BXVTFR | Non-Ducted Indoor Units | 182000 | 13.6 | 32.1 | 206000 | 4.13 | 206000 | 2.27 | 3792.5
209842200 | SAMSUNG | AM216BXVTFR | Non-Ducted Indoor Units | 206000 | 13.6 | 31.7 | 232000 | 4.03 | 232000 | 2.18 | 4292.5
209842202 | SAMSUNG | AM264BXVTFR | Non-Ducted Indoor Units | 252000 | 13.1 | 31.5 | 282000 | 3.76 | 282000 | 2.31 | 5250
209842203 | SAMSUNG | AM288BXVTFR | Non-Ducted Indoor Units | 274000 | 12.95 | 31.3 | 308000 | 3.68 | 308000 | 2.28 | 5707.5
209842204 | SAMSUNG | AM312BXVTFR | Non-Ducted Indoor Units | 296000 | 12.4 | 29.9 | 334000 | 3.61 | 334000 | 2.12 | 6167.5
209842205 | SAMSUNG | AM336BXVTFR | Non-Ducted Indoor Units | 320000 | 12.2 | 29.6 | 360000 | 3.53 | 360000 | 2.07 | 6667.5
209842405 | SAMSUNG | AM144BXVTFH | Ducted Indoor Units | 138000 | 12.3 | 21.1 | 154000 | 3.89 | 154000 | 2.34 | 2875
209842406 | SAMSUNG | AM168BXVTFH | Ducted Indoor Units | 160000 | 12.25 | 24.1 | 180000 | 3.86 | 180000 | 2.32 | 3332.5
209842407 | SAMSUNG | AM192BXVTFH | Ducted Indoor Units | 182000 | 12.15 | 24.1 | 206000 | 3.83 | 206000 | 2.27 | 3792.5
209842408 | SAMSUNG | AM216BXVTFH | Ducted Indoor Units | 206000 | 12.1 | 24.1 | 232000 | 3.81 | 232000 | 2.23 | 4292.5
209842409 | SAMSUNG | AM240BXVTFH | Ducted Indoor Units | 228000 | 12.05 | 24 | 258000 | 3.8 | 258000 | 2.16 | 4750
209842410 | SAMSUNG | AM264BXVTFH | Ducted Indoor Units | 252000 | 11.6 | 23.4 | 282000 | 3.74 | 282000 | 2.15 | 5250
209842411 | SAMSUNG | AM288BXVTFH | Ducted Indoor Units | 274000 | 11.5 | 23 | 308000 | 3.6 | 308000 | 2.13 | 5707.5
209842412 | SAMSUNG | AM312BXVTFH | Ducted Indoor Units | 296000 | 11.15 | 22.6 | 334000 | 3.51 | 334000 | 2.11 | 6167.5
209842413 | SAMSUNG | AM336BXVTFH | Ducted Indoor Units | 320000 | 10.95 | 22.3 | 360000 | 3.38 | 360000 | 2.09 | 6667.5
209842415 | SAMSUNG | AM144BXVTFH | Non-Ducted Indoor Units | 138000 | 14 | 32.9 | 154000 | 4.28 | 154000 | 2.56 | 2875
209842416 | SAMSUNG | AM168BXVTFH | Non-Ducted Indoor Units | 160000 | 14.05 | 33.2 | 180000 | 4.17 | 180000 | 2.49 | 3332.5
209842417 | SAMSUNG | AM192BXVTFH | Non-Ducted Indoor Units | 182000 | 13.6 | 32.1 | 206000 | 4.13 | 206000 | 2.27 | 3792.5
209842418 | SAMSUNG | AM216BXVTFH | Non-Ducted Indoor Units | 206000 | 13.6 | 31.7 | 232000 | 4.03 | 232000 | 2.18 | 4292.5
209842420 | SAMSUNG | AM264BXVTFH | Non-Ducted Indoor Units | 252000 | 13.1 | 31.5 | 282000 | 3.76 | 282000 | 2.31 | 5250
209842421 | SAMSUNG | AM288BXVTFH | Non-Ducted Indoor Units | 274000 | 12.95 | 31.3 | 308000 | 3.68 | 308000 | 2.28 | 5707.5
209842422 | SAMSUNG | AM312BXVTFH | Non-Ducted Indoor Units | 296000 | 12.4 | 29.9 | 334000 | 3.61 | 334000 | 2.12 | 6167.5
209842423 | SAMSUNG | AM336BXVTFH | Non-Ducted Indoor Units | 320000 | 12.2 | 29.6 | 360000 | 3.53 | 360000 | 2.07 | 6667.5
209842425 | SAMSUNG | AM144BXVTJH | Ducted Indoor Units | 138000 | 12.3 | 21.1 | 154000 | 3.89 | 154000 | 2.34 | 2875
209842426 | SAMSUNG | AM168BXVTJH | Ducted Indoor Units | 160000 | 12.25 | 24.1 | 180000 | 3.86 | 180000 | 2.32 | 3332.5
209842427 | SAMSUNG | AM192BXVTJH | Ducted Indoor Units | 182000 | 12.15 | 24.1 | 206000 | 3.83 | 206000 | 2.27 | 3792.5
209842428 | SAMSUNG | AM216BXVTJH | Ducted Indoor Units | 206000 | 12.1 | 24.1 | 232000 | 3.81 | 232000 | 2.23 | 4292.5
209842429 | SAMSUNG | AM240BXVTJH | Ducted Indoor Units | 228000 | 12.05 | 24 | 258000 | 3.8 | 258000 | 2.16 | 4750
209842430 | SAMSUNG | AM264BXVTJH | Ducted Indoor Units | 252000 | 11.6 | 23.4 | 282000 | 3.74 | 282000 | 2.15 | 5250
209842431 | SAMSUNG | AM288BXVTJH | Ducted Indoor Units | 274000 | 11.5 | 23 | 308000 | 3.6 | 308000 | 2.13 | 5707.5
209842432 | SAMSUNG | AM312BXVTJH | Ducted Indoor Units | 296000 | 11.15 | 22.6 | 334000 | 3.51 | 334000 | 2.11 | 6167.5
209842433 | SAMSUNG | AM336BXVTJH | Ducted Indoor Units | 320000 | 10.95 | 22.3 | 360000 | 3.38 | 360000 | 2.09 | 6667.5
209842435 | SAMSUNG | AM144BXVTJH | Non-Ducted Indoor Units | 138000 | 14 | 32.9 | 154000 | 4.28 | 154000 | 2.56 | 2875
209842436 | SAMSUNG | AM168BXVTJH | Non-Ducted Indoor Units | 160000 | 14.05 | 33.2 | 180000 | 4.17 | 180000 | 2.49 | 3332.5
209842437 | SAMSUNG | AM192BXVTJH | Non-Ducted Indoor Units | 182000 | 13.6 | 32.1 | 206000 | 4.13 | 206000 | 2.27 | 3792.5
209842438 | SAMSUNG | AM216BXVTJH | Non-Ducted Indoor Units | 206000 | 13.6 | 31.7 | 232000 | 4.03 | 232000 | 2.18 | 4292.5
209842440 | SAMSUNG | AM264BXVTJH | Non-Ducted Indoor Units | 252000 | 13.1 | 31.5 | 282000 | 3.76 | 282000 | 2.31 | 5250
209842441 | SAMSUNG | AM288BXVTJH | Non-Ducted Indoor Units | 274000 | 12.95 | 31.3 | 308000 | 3.68 | 308000 | 2.28 | 5707.5
209842442 | SAMSUNG | AM312BXVTJH | Non-Ducted Indoor Units | 296000 | 12.4 | 29.9 | 334000 | 3.61 | 334000 | 2.12 | 6167.5
209842443 | SAMSUNG | AM336BXVTJH | Non-Ducted Indoor Units | 320000 | 12.2 | 29.6 | 360000 | 3.53 | 360000 | 2.07 | 6667.5
209842445 | SAMSUNG | AM144BXVTJR | Ducted Indoor Units | 138000 | 12.3 | 21.1 | 154000 | 3.89 | 154000 | 2.34 | 2875
209842446 | SAMSUNG | AM168BXVTJR | Ducted Indoor Units | 160000 | 12.25 | 24.1 | 180000 | 3.86 | 180000 | 2.32 | 3332.5
209842447 | SAMSUNG | AM192BXVTJR | Ducted Indoor Units | 182000 | 12.15 | 24.1 | 206000 | 3.83 | 206000 | 2.27 | 3792.5
209842448 | SAMSUNG | AM216BXVTJR | Ducted Indoor Units | 206000 | 12.1 | 24.1 | 232000 | 3.81 | 232000 | 2.23 | 4292.5
209842449 | SAMSUNG | AM240BXVTJR | Ducted Indoor Units | 228000 | 12.05 | 24 | 258000 | 3.8 | 258000 | 2.16 | 4750
209842450 | SAMSUNG | AM264BXVTJR | Ducted Indoor Units | 252000 | 11.6 | 23.4 | 282000 | 3.74 | 282000 | 2.15 | 5250
209842451 | SAMSUNG | AM288BXVTJR | Ducted Indoor Units | 274000 | 11.5 | 23 | 308000 | 3.6 | 308000 | 2.13 | 5707.5
209842452 | SAMSUNG | AM312BXVTJR | Ducted Indoor Units | 296000 | 11.15 | 22.6 | 334000 | 3.51 | 334000 | 2.11 | 6167.5
209842453 | SAMSUNG | AM336BXVTJR | Ducted Indoor Units | 320000 | 10.95 | 22.3 | 360000 | 3.38 | 360000 | 2.09 | 6667.5
209842455 | SAMSUNG | AM144BXVTJR | Non-Ducted Indoor Units | 138000 | 14 | 32.9 | 154000 | 4.28 | 154000 | 2.56 | 2875
209842456 | SAMSUNG | AM168BXVTJR | Non-Ducted Indoor Units | 160000 | 14.05 | 33.2 | 180000 | 4.17 | 180000 | 2.49 | 3332.5
209842457 | SAMSUNG | AM192BXVTJR | Non-Ducted Indoor Units | 182000 | 13.6 | 32.1 | 206000 | 4.13 | 206000 | 2.27 | 3792.5
209842458 | SAMSUNG | AM216BXVTJR | Non-Ducted Indoor Units | 206000 | 13.6 | 31.7 | 232000 | 4.03 | 232000 | 2.18 | 4292.5
209842460 | SAMSUNG | AM264BXVTJR | Non-Ducted Indoor Units | 252000 | 13.1 | 31.5 | 282000 | 3.76 | 282000 | 2.31 | 5250
209842461 | SAMSUNG | AM288BXVTJR | Non-Ducted Indoor Units | 274000 | 12.95 | 31.3 | 308000 | 3.68 | 308000 | 2.28 | 5707.5
209842462 | SAMSUNG | AM312BXVTJR | Non-Ducted Indoor Units | 296000 | 12.4 | 29.9 | 334000 | 3.61 | 334000 | 2.12 | 6167.5
209842463 | SAMSUNG | AM336BXVTJR | Non-Ducted Indoor Units | 320000 | 12.2 | 29.6 | 360000 | 3.53 | 360000 | 2.07 | 6667.5
209863162 | SAMSUNG | AM072BXVTFH | Mixed Ducted and Non-Ducted Indoor Units | 69000 | 13.57 | 29.65 | 77000 | 4.34 | 77000 | 2.57 | 1437.5
209863163 | SAMSUNG | AM096BXVTFH | Mixed Ducted and Non-Ducted Indoor Units | 92000 | 13.8 | 31.1 | 103000 | 4.18 | 103000 | 2.53 | 1917.5
209863165 | SAMSUNG | AM072BXVTJH | Mixed Ducted and Non-Ducted Indoor Units | 69000 | 13.57 | 29.65 | 77000 | 4.34 | 77000 | 2.57 | 1437.5
209863166 | SAMSUNG | AM096BXVTJH | Mixed Ducted and Non-Ducted Indoor Units | 92000 | 13.8 | 31.1 | 103000 | 4.18 | 103000 | 2.53 | 1917.5
209863168 | SAMSUNG | AM072BXVTJR | Mixed Ducted and Non-Ducted Indoor Units | 69000 | 13.57 | 29.65 | 77000 | 4.34 | 77000 | 2.57 | 1437.5
209863169 | SAMSUNG | AM096BXVTJR | Mixed Ducted and Non-Ducted Indoor Units | 92000 | 13.8 | 31.1 | 103000 | 4.18 | 103000 | 2.53 | 1917.5
209863171 | SAMSUNG | AM144BXVTFR | Mixed Ducted and Non-Ducted Indoor Units | 138000 | 13.15 | 27 | 154000 | 4.08 | 154000 | 2.45 | 2875
209863172 | SAMSUNG | AM168BXVTFR | Mixed Ducted and Non-Ducted Indoor Units | 160000 | 13.15 | 28.65 | 180000 | 4.01 | 180000 | 2.4 | 3332.5
209863173 | SAMSUNG | AM192BXVTFR | Mixed Ducted and Non-Ducted Indoor Units | 182000 | 12.87 | 28.1 | 206000 | 3.98 | 206000 | 2.27 | 3792.5
209863174 | SAMSUNG | AM216BXVTFR | Mixed Ducted and Non-Ducted Indoor Units | 206000 | 12.85 | 27.9 | 232000 | 3.92 | 232000 | 2.2 | 4292.5
209863175 | SAMSUNG | AM240BXVTFR | Mixed Ducted and Non-Ducted Indoor Units | 228000 | 12.62 | 27.8 | 258000 | 3.89 | 258000 | 2.11 | 4750
209863176 | SAMSUNG | AM264BXVTFR | Mixed Ducted and Non-Ducted Indoor Units | 252000 | 12.35 | 27.45 | 282000 | 3.75 | 282000 | 2.23 | 5250
209863177 | SAMSUNG | AM288BXVTFR | Mixed Ducted and Non-Ducted Indoor Units | 274000 | 12.22 | 27.15 | 308000 | 3.64 | 308000 | 2.2 | 5707.5
209863178 | SAMSUNG | AM312BXVTFR | Mixed Ducted and Non-Ducted Indoor Units | 296000 | 11.77 | 26.25 | 334000 | 3.56 | 334000 | 2.11 | 6167.5
209863179 | SAMSUNG | AM336BXVTFR | Mixed Ducted and Non-Ducted Indoor Units | 320000 | 11.57 | 25.95 | 360000 | 3.45 | 360000 | 2.08 | 6667.5
209863181 | SAMSUNG | AM144BXVTFH | Mixed Ducted and Non-Ducted Indoor Units | 138000 | 13.15 | 27 | 154000 | 4.08 | 154000 | 2.45 | 2875
209863182 | SAMSUNG | AM168BXVTFH | Mixed Ducted and Non-Ducted Indoor Units | 160000 | 13.15 | 28.65 | 180000 | 4.01 | 180000 | 2.4 | 3332.5
209863183 | SAMSUNG | AM192BXVTFH | Mixed Ducted and Non-Ducted Indoor Units | 182000 | 12.87 | 28.1 | 206000 | 3.98 | 206000 | 2.27 | 3792.5
209863184 | SAMSUNG | AM216BXVTFH | Mixed Ducted and Non-Ducted Indoor Units | 206000 | 12.85 | 27.9 | 232000 | 3.92 | 232000 | 2.2 | 4292.5
209863185 | SAMSUNG | AM240BXVTFH | Mixed Ducted and Non-Ducted Indoor Units | 228000 | 12.62 | 27.8 | 258000 | 3.89 | 258000 | 2.11 | 4750
209863186 | SAMSUNG | AM264BXVTFH | Mixed Ducted and Non-Ducted Indoor Units | 252000 | 12.35 | 27.45 | 282000 | 3.75 | 282000 | 2.23 | 5250
209863187 | SAMSUNG | AM288BXVTFH | Mixed Ducted and Non-Ducted Indoor Units | 274000 | 12.22 | 27.15 | 308000 | 3.64 | 308000 | 2.2 | 5707.5
209863188 | SAMSUNG | AM312BXVTFH | Mixed Ducted and Non-Ducted Indoor Units | 296000 | 11.77 | 26.25 | 334000 | 3.56 | 334000 | 2.11 | 6167.5
209863189 | SAMSUNG | AM336BXVTFH | Mixed Ducted and Non-Ducted Indoor Units | 320000 | 11.57 | 25.95 | 360000 | 3.45 | 360000 | 2.08 | 6667.5
209863191 | SAMSUNG | AM144BXVTJH | Mixed Ducted and Non-Ducted Indoor Units | 138000 | 13.15 | 27 | 154000 | 4.08 | 154000 | 2.45 | 2875
209863192 | SAMSUNG | AM168BXVTJH | Mixed Ducted and Non-Ducted Indoor Units | 160000 | 13.15 | 28.65 | 180000 | 4.01 | 180000 | 2.4 | 3332.5
209863193 | SAMSUNG | AM192BXVTJH | Mixed Ducted and Non-Ducted Indoor Units | 182000 | 12.87 | 28.1 | 206000 | 3.98 | 206000 | 2.27 | 3792.5
209863194 | SAMSUNG | AM216BXVTJH | Mixed Ducted and Non-Ducted Indoor Units | 206000 | 12.85 | 27.9 | 232000 | 3.92 | 232000 | 2.2 | 4292.5
209863195 | SAMSUNG | AM240BXVTJH | Mixed Ducted and Non-Ducted Indoor Units | 228000 | 12.62 | 27.8 | 258000 | 3.89 | 258000 | 2.11 | 4750
209863196 | SAMSUNG | AM264BXVTJH | Mixed Ducted and Non-Ducted Indoor Units | 252000 | 12.35 | 27.45 | 282000 | 3.75 | 282000 | 2.23 | 5250
209863197 | SAMSUNG | AM288BXVTJH | Mixed Ducted and Non-Ducted Indoor Units | 274000 | 12.22 | 27.15 | 308000 | 3.64 | 308000 | 2.2 | 5707.5
209863198 | SAMSUNG | AM312BXVTJH | Mixed Ducted and Non-Ducted Indoor Units | 296000 | 11.77 | 26.25 | 334000 | 3.56 | 334000 | 2.11 | 6167.5
209863199 | SAMSUNG | AM336BXVTJH | Mixed Ducted and Non-Ducted Indoor Units | 320000 | 11.57 | 25.95 | 360000 | 3.45 | 360000 | 2.08 | 6667.5
209863201 | SAMSUNG | AM144BXVTJR | Mixed Ducted and Non-Ducted Indoor Units | 138000 | 13.15 | 27 | 154000 | 4.08 | 154000 | 2.45 | 2875
209863202 | SAMSUNG | AM168BXVTJR | Mixed Ducted and Non-Ducted Indoor Units | 160000 | 13.15 | 28.65 | 180000 | 4.01 | 180000 | 2.4 | 3332.5
209863203 | SAMSUNG | AM192BXVTJR | Mixed Ducted and Non-Ducted Indoor Units | 182000 | 12.87 | 28.1 | 206000 | 3.98 | 206000 | 2.27 | 3792.5
209863204 | SAMSUNG | AM216BXVTJR | Mixed Ducted and Non-Ducted Indoor Units | 206000 | 12.85 | 27.9 | 232000 | 3.92 | 232000 | 2.2 | 4292.5
209863205 | SAMSUNG | AM240BXVTJR | Mixed Ducted and Non-Ducted Indoor Units | 228000 | 12.62 | 27.8 | 258000 | 3.89 | 258000 | 2.11 | 4750
209863206 | SAMSUNG | AM264BXVTJR | Mixed Ducted and Non-Ducted Indoor Units | 252000 | 12.35 | 27.45 | 282000 | 3.75 | 282000 | 2.23 | 5250
209863207 | SAMSUNG | AM288BXVTJR | Mixed Ducted and Non-Ducted Indoor Units | 274000 | 12.22 | 27.15 | 308000 | 3.64 | 308000 | 2.2 | 5707.5
209863208 | SAMSUNG | AM312BXVTJR | Mixed Ducted and Non-Ducted Indoor Units | 296000 | 11.77 | 26.25 | 334000 | 3.56 | 334000 | 2.11 | 6167.5
209863209 | SAMSUNG | AM336BXVTJR | Mixed Ducted and Non-Ducted Indoor Units | 320000 | 11.57 | 25.95 | 360000 | 3.45 | 360000 | 2.08 | 6667.5
209937467 | SAMSUNG | AM072BXVTFR | Mixed Ducted and Non-Ducted Indoor Units | 69000 | 13.57 | 29.65 | 77000 | 4.34 | 77000 | 2.57 | 1437.5
209937468 | SAMSUNG | AM096BXVTFR | Mixed Ducted and Non-Ducted Indoor Units | 92000 | 13.8 | 31.1 | 103000 | 4.18 | 103000 | 2.53 | 1917.5
204442769 | SAMSUNG | AM384JXVAJR | Non-Ducted Indoor Units | 366000 | 10 | 21.5 | 410000 | 3.4 | 268000 | 2.45 | 7625
204442805 | SAMSUNG | AM264KXVTJR | Non-Ducted Indoor Units | 252000 | 12.8 | 28.3 | 282000 | 3.7 | 282000 | 2.11 | 5250
204442807 | SAMSUNG | AM216KXVGJH | Non-Ducted Indoor Units | 206000 | 11 | 24.5 | 230000 | 3.82 | 150000 | 2.7 | 4292.5
204442808 | SAMSUNG | AM408KXVGJH | Non-Ducted Indoor Units | 390000 | 9.8 | 21 | 436000 | 3.3 | 284000 | 2.4 | 8125
204442809 | SAMSUNG | AM432KXVGJH | Non-Ducted Indoor Units | 416000 | 9.8 | 21 | 460000 | 3.3 | 300000 | 2.4 | 8667.5
204442775 | SAMSUNG | AM072KXVTFH | Non-Ducted Indoor Units | 69000 | 14.1 | 32.6 | 77000 | 4.35 | 77000 | 2.58 | 1437.5
204442776 | SAMSUNG | AM096KXVTFH | Non-Ducted Indoor Units | 92000 | 14.4 | 33 | 103000 | 4.32 | 103000 | 2.45 | 1917.5
204442777 | SAMSUNG | AM144KXVTFH | Non-Ducted Indoor Units | 138000 | 13.3 | 29.8 | 154000 | 3.71 | 154000 | 2.15 | 2875
204442778 | SAMSUNG | AM192KXVTFH | Non-Ducted Indoor Units | 184000 | 13.1 | 29.1 | 206000 | 3.78 | 206000 | 2.15 | 3832.5
204442779 | SAMSUNG | AM216KXVTFH | Non-Ducted Indoor Units | 206000 | 13.3 | 28.3 | 230000 | 3.81 | 230000 | 2.12 | 4292.5
204442780 | SAMSUNG | AM240KXVTFH | Non-Ducted Indoor Units | 228000 | 13.4 | 28.5 | 258000 | 3.77 | 258000 | 2.11 | 4750
204442781 | SAMSUNG | AM264KXVTFH | Non-Ducted Indoor Units | 252000 | 12.8 | 28.3 | 282000 | 3.7 | 282000 | 2.11 | 5250
204442782 | SAMSUNG | AM288KXVTFH | Non-Ducted Indoor Units | 276000 | 12.8 | 28.1 | 308000 | 3.7 | 308000 | 2.1 | 5750
204442783 | SAMSUNG | AM072KXVTJH | Non-Ducted Indoor Units | 69000 | 14.1 | 32.6 | 77000 | 4.35 | 77000 | 2.58 | 1437.5
204442784 | SAMSUNG | AM096KXVTJH | Non-Ducted Indoor Units | 92000 | 14.4 | 33 | 103000 | 4.32 | 103000 | 2.45 | 1917.5
204442785 | SAMSUNG | AM144KXVTJH | Non-Ducted Indoor Units | 138000 | 13.3 | 29.8 | 154000 | 3.71 | 154000 | 2.15 | 2875
204442786 | SAMSUNG | AM192KXVTJH | Non-Ducted Indoor Units | 184000 | 13.1 | 29.1 | 206000 | 3.78 | 206000 | 2.15 | 3832.5
204442787 | SAMSUNG | AM216KXVTJH | Non-Ducted Indoor Units | 206000 | 13.3 | 28.3 | 230000 | 3.81 | 230000 | 2.12 | 4292.5
204442788 | SAMSUNG | AM240KXVTJH | Non-Ducted Indoor Units | 228000 | 13.4 | 28.5 | 258000 | 3.77 | 258000 | 2.11 | 4750
204442789 | SAMSUNG | AM264KXVTJH | Non-Ducted Indoor Units | 252000 | 12.8 | 28.3 | 282000 | 3.7 | 282000 | 2.11 | 5250
204442790 | SAMSUNG | AM288KXVTJH | Non-Ducted Indoor Units | 276000 | 12.8 | 28.1 | 308000 | 3.7 | 308000 | 2.1 | 5750
204442752 | SAMSUNG | AM312JXVAFR | Non-Ducted Indoor Units | 298000 | 10.8 | 21.6 | 334000 | 3.5 | 218000 | 2.49 | 6207.5
204442754 | SAMSUNG | AM384JXVAFR | Non-Ducted Indoor Units | 366000 | 10 | 21.5 | 410000 | 3.4 | 268000 | 2.45 | 7625
204442765 | SAMSUNG | AM264JXVAJR | Non-Ducted Indoor Units | 252000 | 10.7 | 22.5 | 282000 | 3.56 | 184000 | 2.44 | 5250
204442767 | SAMSUNG | AM312JXVAJR | Non-Ducted Indoor Units | 298000 | 10.8 | 21.6 | 334000 | 3.5 | 218000 | 2.49 | 6207.5
204442797 | SAMSUNG | AM264KXVTFR | Non-Ducted Indoor Units | 252000 | 12.8 | 28.3 | 282000 | 3.7 | 282000 | 2.11 | 5250
207825919 | SAMSUNG | AM072BXVGFR | Ducted Indoor Units | 69000 | 11.5 | 24.2 | 77000 | 3.8 | 51000 | 2.55 | 1437.5
207825920 | SAMSUNG | AM096BXVGFR | Ducted Indoor Units | 92000 | 12.4 | 25.1 | 103000 | 3.83 | 67000 | 2.73 | 1917.5
207825921 | SAMSUNG | AM120BXVGFR | Ducted Indoor Units | 114000 | 12 | 24.6 | 129000 | 3.8 | 84000 | 2.8 | 2375
207825922 | SAMSUNG | AM144BXVGFR | Ducted Indoor Units | 138000 | 12.1 | 25.7 | 154000 | 3.68 | 100000 | 2.7 | 2875
207825923 | SAMSUNG | AM168BXVGFR | Ducted Indoor Units | 160000 | 11.1 | 24.83 | 180000 | 3.65 | 118000 | 2.55 | 3332.5
207825924 | SAMSUNG | AM192BXVGFR | Ducted Indoor Units | 184000 | 11.8 | 26 | 206000 | 3.55 | 134000 | 2.65 | 3832.5
207825927 | SAMSUNG | AM336BXVGFR | Ducted Indoor Units | 320000 | 10.9 | 21.5 | 360000 | 3.4 | 234000 | 2.3 | 6667.5
207825928 | SAMSUNG | AM072BXVGFR | Non-Ducted Indoor Units | 69000 | 13.55 | 34.6 | 77000 | 4.11 | 51000 | 2.68 | 1437.5
207825929 | SAMSUNG | AM096BXVGFR | Non-Ducted Indoor Units | 92000 | 13.7 | 35 | 103000 | 4.2 | 67000 | 2.91 | 1917.5
207825930 | SAMSUNG | AM120BXVGFR | Non-Ducted Indoor Units | 114000 | 12.9 | 31.85 | 129000 | 4.13 | 84000 | 2.79 | 2375
207825931 | SAMSUNG | AM144BXVGFR | Non-Ducted Indoor Units | 138000 | 12 | 29.3 | 154000 | 3.85 | 100000 | 2.67 | 2875
207825932 | SAMSUNG | AM168BXVGFR | Non-Ducted Indoor Units | 160000 | 11.2 | 28.8 | 180000 | 3.6 | 118000 | 2.45 | 3332.5
207825933 | SAMSUNG | AM192BXVGFR | Non-Ducted Indoor Units | 184000 | 11.9 | 25.9 | 206000 | 3.61 | 134000 | 2.48 | 3832.5
207825934 | SAMSUNG | AM216BXVGFR | Non-Ducted Indoor Units | 206000 | 11.2 | 24.8 | 232000 | 3.53 | 150000 | 2.31 | 4292.5
207825936 | SAMSUNG | AM264BXVGFR | Non-Ducted Indoor Units | 252000 | 11.8 | 26.3 | 282000 | 3.61 | 184000 | 2.52 | 5250
207825937 | SAMSUNG | AM288BXVGFR | Non-Ducted Indoor Units | 274000 | 11.9 | 25.9 | 308000 | 3.6 | 200000 | 2.5 | 5707.5
207825938 | SAMSUNG | AM312BXVGFR | Non-Ducted Indoor Units | 298000 | 11.1 | 24.3 | 334000 | 3.6 | 218000 | 2.5 | 6207.5
207825939 | SAMSUNG | AM072BXVGFH | Ducted Indoor Units | 69000 | 11.5 | 24.2 | 77000 | 3.8 | 51000 | 2.55 | 1437.5
207825940 | SAMSUNG | AM096BXVGFH | Ducted Indoor Units | 92000 | 12.4 | 25.1 | 103000 | 3.83 | 67000 | 2.73 | 1917.5
207825941 | SAMSUNG | AM120BXVGFH | Ducted Indoor Units | 114000 | 12 | 24.6 | 129000 | 3.8 | 84000 | 2.8 | 2375
207825942 | SAMSUNG | AM144BXVGFH | Ducted Indoor Units | 138000 | 12.1 | 25.7 | 154000 | 3.68 | 100000 | 2.7 | 2875
207825943 | SAMSUNG | AM168BXVGFH | Ducted Indoor Units | 160000 | 11.1 | 24.83 | 180000 | 3.65 | 118000 | 2.55 | 3332.5
207825944 | SAMSUNG | AM192BXVGFH | Ducted Indoor Units | 184000 | 11.8 | 26 | 206000 | 3.55 | 134000 | 2.65 | 3832.5
207825947 | SAMSUNG | AM336BXVGFH | Ducted Indoor Units | 320000 | 10.9 | 21.5 | 360000 | 3.4 | 234000 | 2.3 | 6667.5
207825948 | SAMSUNG | AM072BXVGFH | Non-Ducted Indoor Units | 69000 | 13.55 | 34.6 | 77000 | 4.11 | 51000 | 2.68 | 1437.5
207825949 | SAMSUNG | AM096BXVGFH | Non-Ducted Indoor Units | 92000 | 13.7 | 35 | 103000 | 4.2 | 67000 | 2.91 | 1917.5
207825950 | SAMSUNG | AM120BXVGFH | Non-Ducted Indoor Units | 114000 | 12.9 | 31.85 | 129000 | 4.13 | 84000 | 2.79 | 2375
207825951 | SAMSUNG | AM144BXVGFH | Non-Ducted Indoor Units | 138000 | 12 | 29.3 | 154000 | 3.85 | 100000 | 2.67 | 2875
207825952 | SAMSUNG | AM168BXVGFH | Non-Ducted Indoor Units | 160000 | 11.2 | 28.8 | 180000 | 3.6 | 118000 | 2.45 | 3332.5
207825953 | SAMSUNG | AM192BXVGFH | Non-Ducted Indoor Units | 184000 | 11.9 | 25.9 | 206000 | 3.61 | 134000 | 2.48 | 3832.5
207825954 | SAMSUNG | AM216BXVGFH | Non-Ducted Indoor Units | 206000 | 11.2 | 24.8 | 232000 | 3.53 | 150000 | 2.31 | 4292.5
207825956 | SAMSUNG | AM264BXVGFH | Non-Ducted Indoor Units | 252000 | 11.8 | 26.3 | 282000 | 3.61 | 184000 | 2.52 | 5250
207825957 | SAMSUNG | AM288BXVGFH | Non-Ducted Indoor Units | 274000 | 11.9 | 25.9 | 308000 | 3.6 | 200000 | 2.5 | 5707.5
207825958 | SAMSUNG | AM312BXVGFH | Non-Ducted Indoor Units | 298000 | 11.1 | 24.3 | 334000 | 3.6 | 218000 | 2.5 | 6207.5
207825959 | SAMSUNG | AM072BXVGJH | Ducted Indoor Units | 69000 | 11.5 | 24.2 | 77000 | 3.8 | 51000 | 2.55 | 1437.5
207825960 | SAMSUNG | AM096BXVGJH | Ducted Indoor Units | 92000 | 12.4 | 25.1 | 103000 | 3.83 | 67000 | 2.73 | 1917.5
207825961 | SAMSUNG | AM120BXVGJH | Ducted Indoor Units | 114000 | 12 | 24.6 | 129000 | 3.8 | 84000 | 2.8 | 2375
207825962 | SAMSUNG | AM144BXVGJH | Ducted Indoor Units | 138000 | 12.1 | 25.7 | 154000 | 3.68 | 100000 | 2.7 | 2875
207825963 | SAMSUNG | AM168BXVGJH | Ducted Indoor Units | 160000 | 11.1 | 24.83 | 180000 | 3.65 | 118000 | 2.55 | 3332.5
207825964 | SAMSUNG | AM192BXVGJH | Ducted Indoor Units | 184000 | 11.8 | 26 | 206000 | 3.55 | 134000 | 2.65 | 3832.5
207825967 | SAMSUNG | AM336BXVGJH | Ducted Indoor Units | 320000 | 10.9 | 21.5 | 360000 | 3.4 | 234000 | 2.3 | 6667.5
207825968 | SAMSUNG | AM072BXVGJH | Non-Ducted Indoor Units | 69000 | 13.55 | 34.6 | 77000 | 4.11 | 51000 | 2.68 | 1437.5
207825969 | SAMSUNG | AM096BXVGJH | Non-Ducted Indoor Units | 92000 | 13.7 | 35 | 103000 | 4.2 | 67000 | 2.91 | 1917.5
207825970 | SAMSUNG | AM120BXVGJH | Non-Ducted Indoor Units | 114000 | 12.9 | 31.85 | 129000 | 4.13 | 84000 | 2.79 | 2375
207825971 | SAMSUNG | AM144BXVGJH | Non-Ducted Indoor Units | 138000 | 12 | 29.3 | 154000 | 3.85 | 100000 | 2.67 | 2875
207825972 | SAMSUNG | AM168BXVGJH | Non-Ducted Indoor Units | 160000 | 11.2 | 28.8 | 180000 | 3.6 | 118000 | 2.45 | 3332.5
207825973 | SAMSUNG | AM192BXVGJH | Non-Ducted Indoor Units | 184000 | 11.9 | 25.9 | 206000 | 3.61 | 134000 | 2.48 | 3832.5
207825974 | SAMSUNG | AM216BXVGJH | Non-Ducted Indoor Units | 206000 | 11.2 | 24.8 | 232000 | 3.53 | 150000 | 2.31 | 4292.5
207825976 | SAMSUNG | AM264BXVGJH | Non-Ducted Indoor Units | 252000 | 11.8 | 26.3 | 282000 | 3.61 | 184000 | 2.52 | 5250
207825977 | SAMSUNG | AM288BXVGJH | Non-Ducted Indoor Units | 274000 | 11.9 | 25.9 | 308000 | 3.6 | 200000 | 2.5 | 5707.5
207825978 | SAMSUNG | AM312BXVGJH | Non-Ducted Indoor Units | 298000 | 11.1 | 24.3 | 334000 | 3.6 | 218000 | 2.5 | 6207.5
207825979 | SAMSUNG | AM072BXVGJR | Ducted Indoor Units | 69000 | 11.5 | 24.2 | 77000 | 3.8 | 51000 | 2.55 | 1437.5
207825980 | SAMSUNG | AM096BXVGJR | Ducted Indoor Units | 92000 | 12.4 | 25.1 | 103000 | 3.83 | 67000 | 2.73 | 1917.5
207825981 | SAMSUNG | AM120BXVGJR | Ducted Indoor Units | 114000 | 12 | 24.6 | 129000 | 3.8 | 84000 | 2.8 | 2375
207825982 | SAMSUNG | AM144BXVGJR | Ducted Indoor Units | 138000 | 12.1 | 25.7 | 154000 | 3.68 | 100000 | 2.7 | 2875
207825983 | SAMSUNG | AM168BXVGJR | Ducted Indoor Units | 160000 | 11.1 | 24.83 | 180000 | 3.65 | 118000 | 2.55 | 3332.5
207825984 | SAMSUNG | AM192BXVGJR | Ducted Indoor Units | 184000 | 11.8 | 26 | 206000 | 3.55 | 134000 | 2.65 | 3832.5
207825987 | SAMSUNG | AM336BXVGJR | Ducted Indoor Units | 320000 | 10.9 | 21.5 | 360000 | 3.4 | 234000 | 2.3 | 6667.5
207825988 | SAMSUNG | AM072BXVGJR | Non-Ducted Indoor Units | 69000 | 13.55 | 34.6 | 77000 | 4.11 | 51000 | 2.68 | 1437.5
207825989 | SAMSUNG | AM096BXVGJR | Non-Ducted Indoor Units | 92000 | 13.7 | 35 | 103000 | 4.2 | 67000 | 2.91 | 1917.5
207825990 | SAMSUNG | AM120BXVGJR | Non-Ducted Indoor Units | 114000 | 12.9 | 31.85 | 129000 | 4.13 | 84000 | 2.79 | 2375
207825991 | SAMSUNG | AM144BXVGJR | Non-Ducted Indoor Units | 138000 | 12 | 29.3 | 154000 | 3.85 | 100000 | 2.67 | 2875
207825992 | SAMSUNG | AM168BXVGJR | Non-Ducted Indoor Units | 160000 | 11.2 | 28.8 | 180000 | 3.6 | 118000 | 2.45 | 3332.5
207825993 | SAMSUNG | AM192BXVGJR | Non-Ducted Indoor Units | 184000 | 11.9 | 25.9 | 206000 | 3.61 | 134000 | 2.48 | 3832.5
207825994 | SAMSUNG | AM216BXVGJR | Non-Ducted Indoor Units | 206000 | 11.2 | 24.8 | 232000 | 3.53 | 150000 | 2.31 | 4292.5
207825996 | SAMSUNG | AM264BXVGJR | Non-Ducted Indoor Units | 252000 | 11.8 | 26.3 | 282000 | 3.61 | 184000 | 2.52 | 5250
207825997 | SAMSUNG | AM288BXVGJR | Non-Ducted Indoor Units | 274000 | 11.9 | 25.9 | 308000 | 3.6 | 200000 | 2.5 | 5707.5
207825998 | SAMSUNG | AM312BXVGJR | Non-Ducted Indoor Units | 298000 | 11.1 | 24.3 | 334000 | 3.6 | 218000 | 2.5 | 6207.5
207826245 | SAMSUNG | AM264BXVGFR | Ducted Indoor Units | 252000 | 11.5 | 21.5 | 282000 | 3.55 | 184000 | 2.4 | 5250
207826246 | SAMSUNG | AM288BXVGFR | Ducted Indoor Units | 274000 | 11.4 | 22.5 | 308000 | 3.5 | 200000 | 2.4 | 5707.5
207826247 | SAMSUNG | AM312BXVGFR | Ducted Indoor Units | 298000 | 11.1 | 21.7 | 334000 | 3.45 | 218000 | 2.35 | 6207.5
207826248 | SAMSUNG | AM360BXVGFR | Ducted Indoor Units | 342000 | 10.4 | 21.3 | 386000 | 3.4 | 250000 | 2.3 | 7125
207826249 | SAMSUNG | AM384BXVGFR | Ducted Indoor Units | 366000 | 10.5 | 21 | 412000 | 3.3 | 268000 | 2.35 | 7625
207826250 | SAMSUNG | AM408BXVGFR | Ducted Indoor Units | 388000 | 9.8 | 20.5 | 438000 | 3.3 | 284000 | 2.35 | 8082.5
207826251 | SAMSUNG | AM432BXVGFR | Ducted Indoor Units | 412000 | 9.6 | 20 | 462000 | 3.25 | 300000 | 2.35 | 8582.5
207826252 | SAMSUNG | AM336BXVGFR | Non-Ducted Indoor Units | 320000 | 10.8 | 23.7 | 360000 | 3.52 | 234000 | 2.4 | 6667.5
207826253 | SAMSUNG | AM360BXVGFR | Non-Ducted Indoor Units | 342000 | 10.5 | 23.5 | 386000 | 3.52 | 250000 | 2.35 | 7125
207826254 | SAMSUNG | AM384BXVGFR | Non-Ducted Indoor Units | 366000 | 10.7 | 21.8 | 412000 | 3.42 | 268000 | 2.45 | 7625
207826255 | SAMSUNG | AM408BXVGFR | Non-Ducted Indoor Units | 388000 | 10 | 21.6 | 438000 | 3.35 | 284000 | 2.45 | 8082.5
207826256 | SAMSUNG | AM432BXVGFR | Non-Ducted Indoor Units | 412000 | 9.6 | 21 | 462000 | 3.3 | 300000 | 2.45 | 8582.5
207826257 | SAMSUNG | AM264BXVGFH | Ducted Indoor Units | 252000 | 11.5 | 21.5 | 282000 | 3.55 | 184000 | 2.4 | 5250
207826258 | SAMSUNG | AM288BXVGFH | Ducted Indoor Units | 274000 | 11.4 | 22.5 | 308000 | 3.5 | 200000 | 2.4 | 5707.5
207826259 | SAMSUNG | AM312BXVGFH | Ducted Indoor Units | 298000 | 11.1 | 21.7 | 334000 | 3.45 | 218000 | 2.35 | 6207.5
207826260 | SAMSUNG | AM336BXVGFH | Non-Ducted Indoor Units | 320000 | 10.8 | 23.7 | 360000 | 3.52 | 234000 | 2.4 | 6667.5
207826261 | SAMSUNG | AM264BXVGJH | Ducted Indoor Units | 252000 | 11.5 | 21.5 | 282000 | 3.55 | 184000 | 2.4 | 5250
207826262 | SAMSUNG | AM288BXVGJH | Ducted Indoor Units | 274000 | 11.4 | 22.5 | 308000 | 3.5 | 200000 | 2.4 | 5707.5
207826263 | SAMSUNG | AM312BXVGJH | Ducted Indoor Units | 298000 | 11.1 | 21.7 | 334000 | 3.45 | 218000 | 2.35 | 6207.5
207826264 | SAMSUNG | AM336BXVGJH | Non-Ducted Indoor Units | 320000 | 10.8 | 23.7 | 360000 | 3.52 | 234000 | 2.4 | 6667.5
207826265 | SAMSUNG | AM264BXVGJR | Ducted Indoor Units | 252000 | 11.5 | 21.5 | 282000 | 3.55 | 184000 | 2.4 | 5250
207826266 | SAMSUNG | AM288BXVGJR | Ducted Indoor Units | 274000 | 11.4 | 22.5 | 308000 | 3.5 | 200000 | 2.4 | 5707.5
207826267 | SAMSUNG | AM312BXVGJR | Ducted Indoor Units | 298000 | 11.1 | 21.7 | 334000 | 3.45 | 218000 | 2.35 | 6207.5
207826268 | SAMSUNG | AM336BXVGJR | Non-Ducted Indoor Units | 320000 | 10.8 | 23.7 | 360000 | 3.52 | 234000 | 2.4 | 6667.5
207826722 | SAMSUNG | AM360BXVGFH | Ducted Indoor Units | 342000 | 10.4 | 21.3 | 386000 | 3.4 | 250000 | 2.3 | 7125
207826723 | SAMSUNG | AM384BXVGFH | Ducted Indoor Units | 366000 | 10.5 | 21 | 412000 | 3.3 | 268000 | 2.35 | 7625
207826724 | SAMSUNG | AM408BXVGFH | Ducted Indoor Units | 388000 | 9.8 | 20.5 | 438000 | 3.3 | 284000 | 2.35 | 8082.5
207826725 | SAMSUNG | AM432BXVGFH | Ducted Indoor Units | 412000 | 9.6 | 20 | 462000 | 3.25 | 300000 | 2.35 | 8582.5
207826726 | SAMSUNG | AM360BXVGFH | Non-Ducted Indoor Units | 342000 | 10.5 | 23.5 | 386000 | 3.52 | 250000 | 2.35 | 7125
207826727 | SAMSUNG | AM384BXVGFH | Non-Ducted Indoor Units | 366000 | 10.7 | 21.8 | 412000 | 3.42 | 268000 | 2.45 | 7625
207826728 | SAMSUNG | AM408BXVGFH | Non-Ducted Indoor Units | 388000 | 10 | 21.6 | 438000 | 3.35 | 284000 | 2.45 | 8082.5
207826729 | SAMSUNG | AM432BXVGFH | Non-Ducted Indoor Units | 412000 | 9.6 | 21 | 462000 | 3.3 | 300000 | 2.45 | 8582.5
207826730 | SAMSUNG | AM360BXVGJH | Ducted Indoor Units | 342000 | 10.4 | 21.3 | 386000 | 3.4 | 250000 | 2.3 | 7125
207826731 | SAMSUNG | AM384BXVGJH | Ducted Indoor Units | 366000 | 10.5 | 21 | 412000 | 3.3 | 268000 | 2.35 | 7625
207826732 | SAMSUNG | AM408BXVGJH | Ducted Indoor Units | 388000 | 9.8 | 20.5 | 438000 | 3.3 | 284000 | 2.35 | 8082.5
207826733 | SAMSUNG | AM432BXVGJH | Ducted Indoor Units | 412000 | 9.6 | 20 | 462000 | 3.25 | 300000 | 2.35 | 8582.5
207826734 | SAMSUNG | AM360BXVGJH | Non-Ducted Indoor Units | 342000 | 10.5 | 23.5 | 386000 | 3.52 | 250000 | 2.35 | 7125
207826735 | SAMSUNG | AM384BXVGJH | Non-Ducted Indoor Units | 366000 | 10.7 | 21.8 | 412000 | 3.42 | 268000 | 2.45 | 7625
207826736 | SAMSUNG | AM408BXVGJH | Non-Ducted Indoor Units | 388000 | 10 | 21.6 | 438000 | 3.35 | 284000 | 2.45 | 8082.5
207826737 | SAMSUNG | AM432BXVGJH | Non-Ducted Indoor Units | 412000 | 9.6 | 21 | 462000 | 3.3 | 300000 | 2.45 | 8582.5
207826738 | SAMSUNG | AM360BXVGJR | Ducted Indoor Units | 342000 | 10.4 | 21.3 | 386000 | 3.4 | 250000 | 2.3 | 7125
207826739 | SAMSUNG | AM384BXVGJR | Ducted Indoor Units | 366000 | 10.5 | 21 | 412000 | 3.3 | 268000 | 2.35 | 7625
207826740 | SAMSUNG | AM408BXVGJR | Ducted Indoor Units | 388000 | 9.8 | 20.5 | 438000 | 3.3 | 284000 | 2.35 | 8082.5
207826741 | SAMSUNG | AM432BXVGJR | Ducted Indoor Units | 412000 | 9.6 | 20 | 462000 | 3.25 | 300000 | 2.35 | 8582.5
207826742 | SAMSUNG | AM360BXVGJR | Non-Ducted Indoor Units | 342000 | 10.5 | 23.5 | 386000 | 3.52 | 250000 | 2.35 | 7125
207826743 | SAMSUNG | AM384BXVGJR | Non-Ducted Indoor Units | 366000 | 10.7 | 21.8 | 412000 | 3.42 | 268000 | 2.45 | 7625
207826744 | SAMSUNG | AM408BXVGJR | Non-Ducted Indoor Units | 388000 | 10 | 21.6 | 438000 | 3.35 | 284000 | 2.45 | 8082.5
207826745 | SAMSUNG | AM432BXVGJR | Non-Ducted Indoor Units | 412000 | 9.6 | 21 | 462000 | 3.3 | 300000 | 2.45 | 8582.5
207827235 | SAMSUNG | AM072BXVGFR | Mixed Ducted and Non-Ducted Indoor Units | 69000 | 12.52 | 29.4 | 77000 | 3.95 | 51000 | 2.61 | 1437.5
207827236 | SAMSUNG | AM096BXVGFR | Mixed Ducted and Non-Ducted Indoor Units | 92000 | 13.05 | 30.05 | 103000 | 4.01 | 67000 | 2.82 | 1917.5
207827237 | SAMSUNG | AM120BXVGFR | Mixed Ducted and Non-Ducted Indoor Units | 114000 | 12.45 | 28.22 | 129000 | 3.96 | 84000 | 2.79 | 2375
207827238 | SAMSUNG | AM144BXVGFR | Mixed Ducted and Non-Ducted Indoor Units | 138000 | 12.05 | 27.5 | 154000 | 3.76 | 100000 | 2.68 | 2875
207827239 | SAMSUNG | AM168BXVGFR | Mixed Ducted and Non-Ducted Indoor Units | 160000 | 11.15 | 26.81 | 180000 | 3.62 | 118000 | 2.5 | 3332.5
207827240 | SAMSUNG | AM192BXVGFR | Mixed Ducted and Non-Ducted Indoor Units | 184000 | 11.85 | 25.95 | 206000 | 3.58 | 134000 | 2.56 | 3832.5
207827241 | SAMSUNG | AM216BXVGFR | Mixed Ducted and Non-Ducted Indoor Units | 206000 | 11.05 | 24.25 | 232000 | 3.49 | 150000 | 2.45 | 4292.5
207827243 | SAMSUNG | AM336BXVGFR | Mixed Ducted and Non-Ducted Indoor Units | 320000 | 10.85 | 22.6 | 360000 | 3.46 | 234000 | 2.35 | 6667.5
207827244 | SAMSUNG | AM072BXVGFH | Mixed Ducted and Non-Ducted Indoor Units | 69000 | 12.52 | 29.4 | 77000 | 3.95 | 51000 | 2.61 | 1437.5
207827245 | SAMSUNG | AM096BXVGFH | Mixed Ducted and Non-Ducted Indoor Units | 92000 | 13.05 | 30.05 | 103000 | 4.01 | 67000 | 2.82 | 1917.5
207827246 | SAMSUNG | AM120BXVGFH | Mixed Ducted and Non-Ducted Indoor Units | 114000 | 12.45 | 28.22 | 129000 | 3.96 | 84000 | 2.79 | 2375
207827247 | SAMSUNG | AM144BXVGFH | Mixed Ducted and Non-Ducted Indoor Units | 138000 | 12.05 | 27.5 | 154000 | 3.76 | 100000 | 2.68 | 2875
207827248 | SAMSUNG | AM168BXVGFH | Mixed Ducted and Non-Ducted Indoor Units | 160000 | 11.15 | 26.81 | 180000 | 3.62 | 118000 | 2.5 | 3332.5
207827249 | SAMSUNG | AM192BXVGFH | Mixed Ducted and Non-Ducted Indoor Units | 184000 | 11.85 | 25.95 | 206000 | 3.58 | 134000 | 2.56 | 3832.5
207827250 | SAMSUNG | AM216BXVGFH | Mixed Ducted and Non-Ducted Indoor Units | 206000 | 11.05 | 24.25 | 232000 | 3.49 | 150000 | 2.45 | 4292.5
207827252 | SAMSUNG | AM336BXVGFH | Mixed Ducted and Non-Ducted Indoor Units | 320000 | 10.85 | 22.6 | 360000 | 3.46 | 234000 | 2.35 | 6667.5
207827253 | SAMSUNG | AM072BXVGJH | Mixed Ducted and Non-Ducted Indoor Units | 69000 | 12.52 | 29.4 | 77000 | 3.95 | 51000 | 2.61 | 1437.5
207827254 | SAMSUNG | AM096BXVGJH | Mixed Ducted and Non-Ducted Indoor Units | 92000 | 13.05 | 30.05 | 103000 | 4.01 | 67000 | 2.82 | 1917.5
207827255 | SAMSUNG | AM120BXVGJH | Mixed Ducted and Non-Ducted Indoor Units | 114000 | 12.45 | 28.22 | 129000 | 3.96 | 84000 | 2.79 | 2375
207827256 | SAMSUNG | AM144BXVGJH | Mixed Ducted and Non-Ducted Indoor Units | 138000 | 12.05 | 27.5 | 154000 | 3.76 | 100000 | 2.68 | 2875
207827257 | SAMSUNG | AM168BXVGJH | Mixed Ducted and Non-Ducted Indoor Units | 160000 | 11.15 | 26.81 | 180000 | 3.62 | 118000 | 2.5 | 3332.5
207827258 | SAMSUNG | AM192BXVGJH | Mixed Ducted and Non-Ducted Indoor Units | 184000 | 11.85 | 25.95 | 206000 | 3.58 | 134000 | 2.56 | 3832.5
207827259 | SAMSUNG | AM216BXVGJH | Mixed Ducted and Non-Ducted Indoor Units | 206000 | 11.05 | 24.25 | 232000 | 3.49 | 150000 | 2.45 | 4292.5
207827261 | SAMSUNG | AM336BXVGJH | Mixed Ducted and Non-Ducted Indoor Units | 320000 | 10.85 | 22.6 | 360000 | 3.46 | 234000 | 2.35 | 6667.5
207827262 | SAMSUNG | AM072BXVGJR | Mixed Ducted and Non-Ducted Indoor Units | 69000 | 12.52 | 29.4 | 77000 | 3.95 | 51000 | 2.61 | 1437.5
207827263 | SAMSUNG | AM096BXVGJR | Mixed Ducted and Non-Ducted Indoor Units | 92000 | 13.05 | 30.05 | 103000 | 4.01 | 67000 | 2.82 | 1917.5
207827264 | SAMSUNG | AM120BXVGJR | Mixed Ducted and Non-Ducted Indoor Units | 114000 | 12.45 | 28.22 | 129000 | 3.96 | 84000 | 2.79 | 2375
207827265 | SAMSUNG | AM144BXVGJR | Mixed Ducted and Non-Ducted Indoor Units | 138000 | 12.05 | 27.5 | 154000 | 3.76 | 100000 | 2.68 | 2875
207827266 | SAMSUNG | AM168BXVGJR | Mixed Ducted and Non-Ducted Indoor Units | 160000 | 11.15 | 26.81 | 180000 | 3.62 | 118000 | 2.5 | 3332.5
207827267 | SAMSUNG | AM192BXVGJR | Mixed Ducted and Non-Ducted Indoor Units | 184000 | 11.85 | 25.95 | 206000 | 3.58 | 134000 | 2.56 | 3832.5
207827268 | SAMSUNG | AM216BXVGJR | Mixed Ducted and Non-Ducted Indoor Units | 206000 | 11.05 | 24.25 | 232000 | 3.49 | 150000 | 2.45 | 4292.5
207827270 | SAMSUNG | AM336BXVGJR | Mixed Ducted and Non-Ducted Indoor Units | 320000 | 10.85 | 22.6 | 360000 | 3.46 | 234000 | 2.35 | 6667.5
207827271 | SAMSUNG | AM264BXVGFR | Mixed Ducted and Non-Ducted Indoor Units | 252000 | 11.65 | 23.9 | 282000 | 3.58 | 184000 | 2.46 | 5250
207827272 | SAMSUNG | AM288BXVGFR | Mixed Ducted and Non-Ducted Indoor Units | 274000 | 11.65 | 24.2 | 308000 | 3.55 | 200000 | 2.45 | 5707.5
207827273 | SAMSUNG | AM312BXVGFR | Mixed Ducted and Non-Ducted Indoor Units | 298000 | 11.1 | 23 | 334000 | 3.52 | 218000 | 2.42 | 6207.5
207827274 | SAMSUNG | AM360BXVGFR | Mixed Ducted and Non-Ducted Indoor Units | 342000 | 10.45 | 22.4 | 386000 | 3.46 | 250000 | 2.32 | 7125
207827275 | SAMSUNG | AM384BXVGFR | Mixed Ducted and Non-Ducted Indoor Units | 366000 | 10.6 | 21.4 | 412000 | 3.36 | 268000 | 2.4 | 7625
207827276 | SAMSUNG | AM408BXVGFR | Mixed Ducted and Non-Ducted Indoor Units | 388000 | 9.9 | 21.05 | 438000 | 3.32 | 284000 | 2.4 | 8082.5
207827277 | SAMSUNG | AM432BXVGFR | Mixed Ducted and Non-Ducted Indoor Units | 412000 | 9.6 | 20.5 | 462000 | 3.27 | 300000 | 2.4 | 8582.5
207827278 | SAMSUNG | AM264BXVGFH | Mixed Ducted and Non-Ducted Indoor Units | 252000 | 11.65 | 23.9 | 282000 | 3.58 | 184000 | 2.46 | 5250
207827279 | SAMSUNG | AM288BXVGFH | Mixed Ducted and Non-Ducted Indoor Units | 274000 | 11.65 | 24.2 | 308000 | 3.55 | 200000 | 2.45 | 5707.5
207827280 | SAMSUNG | AM312BXVGFH | Mixed Ducted and Non-Ducted Indoor Units | 298000 | 11.1 | 23 | 334000 | 3.52 | 218000 | 2.42 | 6207.5
207827281 | SAMSUNG | AM264BXVGJH | Mixed Ducted and Non-Ducted Indoor Units | 252000 | 11.65 | 23.9 | 282000 | 3.58 | 184000 | 2.46 | 5250
207827282 | SAMSUNG | AM288BXVGJH | Mixed Ducted and Non-Ducted Indoor Units | 274000 | 11.65 | 24.2 | 308000 | 3.55 | 200000 | 2.45 | 5707.5
207827283 | SAMSUNG | AM312BXVGJH | Mixed Ducted and Non-Ducted Indoor Units | 298000 | 11.1 | 23 | 334000 | 3.52 | 218000 | 2.42 | 6207.5
207827284 | SAMSUNG | AM264BXVGJR | Mixed Ducted and Non-Ducted Indoor Units | 252000 | 11.65 | 23.9 | 282000 | 3.58 | 184000 | 2.46 | 5250
207827285 | SAMSUNG | AM288BXVGJR | Mixed Ducted and Non-Ducted Indoor Units | 274000 | 11.65 | 24.2 | 308000 | 3.55 | 200000 | 2.45 | 5707.5
207827286 | SAMSUNG | AM312BXVGJR | Mixed Ducted and Non-Ducted Indoor Units | 298000 | 11.1 | 23 | 334000 | 3.52 | 218000 | 2.42 | 6207.5
207827289 | SAMSUNG | AM360BXVGFH | Mixed Ducted and Non-Ducted Indoor Units | 342000 | 10.45 | 22.4 | 386000 | 3.46 | 250000 | 2.32 | 7125
207827290 | SAMSUNG | AM384BXVGFH | Mixed Ducted and Non-Ducted Indoor Units | 366000 | 10.6 | 21.4 | 412000 | 3.36 | 268000 | 2.4 | 7625
207827291 | SAMSUNG | AM408BXVGFH | Mixed Ducted and Non-Ducted Indoor Units | 388000 | 9.9 | 21.05 | 438000 | 3.32 | 284000 | 2.4 | 8082.5
207827292 | SAMSUNG | AM432BXVGFH | Mixed Ducted and Non-Ducted Indoor Units | 412000 | 9.6 | 20.5 | 462000 | 3.27 | 300000 | 2.4 | 8582.5
207827293 | SAMSUNG | AM360BXVGJH | Mixed Ducted and Non-Ducted Indoor Units | 342000 | 10.45 | 22.4 | 386000 | 3.46 | 250000 | 2.32 | 7125
207827294 | SAMSUNG | AM384BXVGJH | Mixed Ducted and Non-Ducted Indoor Units | 366000 | 10.6 | 21.4 | 412000 | 3.36 | 268000 | 2.4 | 7625
207827295 | SAMSUNG | AM408BXVGJH | Mixed Ducted and Non-Ducted Indoor Units | 388000 | 9.9 | 21.05 | 438000 | 3.32 | 284000 | 2.4 | 8082.5
207827296 | SAMSUNG | AM432BXVGJH | Mixed Ducted and Non-Ducted Indoor Units | 412000 | 9.6 | 20.5 | 462000 | 3.27 | 300000 | 2.4 | 8582.5
207827297 | SAMSUNG | AM360BXVGJR | Mixed Ducted and Non-Ducted Indoor Units | 342000 | 10.45 | 22.4 | 386000 | 3.46 | 250000 | 2.32 | 7125
207827298 | SAMSUNG | AM384BXVGJR | Mixed Ducted and Non-Ducted Indoor Units | 366000 | 10.6 | 21.4 | 412000 | 3.36 | 268000 | 2.4 | 7625
207827299 | SAMSUNG | AM408BXVGJR | Mixed Ducted and Non-Ducted Indoor Units | 388000 | 9.9 | 21.05 | 438000 | 3.32 | 284000 | 2.4 | 8082.5
207827300 | SAMSUNG | AM432BXVGJR | Mixed Ducted and Non-Ducted Indoor Units | 412000 | 9.6 | 20.5 | 462000 | 3.27 | 300000 | 2.4 | 8582.5
204442750 | SAMSUNG | AM264JXVAFR | Non-Ducted Indoor Units | 252000 | 10.7 | 22.5 | 282000 | 3.56 | 184000 | 2.44 | 5250
207382951 | SAMSUNG | AM072FXVAFR | Non-Ducted Indoor Units | 69000 | 13 | 29.7 | 77000 | 3.71 | 51000 | 2.73 | 1437.5
207382953 | SAMSUNG | AM096FXVAFR | Non-Ducted Indoor Units | 92000 | 12.7 | 28.6 | 103000 | 3.86 | 67000 | 2.65 | 1917.5
207382956 | SAMSUNG | AM144FXVAFR | Non-Ducted Indoor Units | 138000 | 11.5 | 23.9 | 154000 | 3.81 | 100000 | 2.55 | 2875
207385918 | SAMSUNG | AM072FXVAFR | Mixed Ducted and Non-Ducted Indoor Units | 69000 | 12 | 25.2 | 77000 | 3.58 | 51000 | 2.59 | 1437.5
207385920 | SAMSUNG | AM096FXVAFR | Mixed Ducted and Non-Ducted Indoor Units | 92000 | 12.3 | 26.55 | 103000 | 3.74 | 67000 | 2.63 | 1917.5
207385924 | SAMSUNG | AM144FXVAFR | Mixed Ducted and Non-Ducted Indoor Units | 138000 | 11.15 | 22.45 | 154000 | 3.62 | 100000 | 2.54 | 2875
207699038 | SAMSUNG | AM144KXVTFR | Non-Ducted Indoor Units | 138000 | 13.3 | 29.8 | 154000 | 3.71 | 154000 | 2.15 | 2875
207699039 | SAMSUNG | AM168KXVTFR | Non-Ducted Indoor Units | 160000 | 13.4 | 29.7 | 180000 | 3.74 | 180000 | 2.15 | 3332.5
207699040 | SAMSUNG | AM096KXVTFR | Non-Ducted Indoor Units | 92000 | 14.4 | 33 | 103000 | 4.32 | 103000 | 2.45 | 1917.5
207699041 | SAMSUNG | AM192KXVTFR | Non-Ducted Indoor Units | 184000 | 13.1 | 29.1 | 206000 | 3.78 | 206000 | 2.15 | 3832.5
207699042 | SAMSUNG | AM144KXVTFR | Mixed Ducted and Non-Ducted Indoor Units | 138000 | 12.35 | 26.4 | 154000 | 3.65 | 154000 | 2.22 | 2875
207699043 | SAMSUNG | AM168KXVTFR | Mixed Ducted and Non-Ducted Indoor Units | 160000 | 12.45 | 26.2 | 180000 | 3.67 | 180000 | 2.2 | 3332.5
207699044 | SAMSUNG | AM096KXVTFR | Mixed Ducted and Non-Ducted Indoor Units | 92000 | 13.3 | 28.85 | 103000 | 3.95 | 103000 | 2.41 | 1917.5
207699045 | SAMSUNG | AM192KXVTFR | Mixed Ducted and Non-Ducted Indoor Units | 184000 | 12.3 | 25.8 | 206000 | 3.66 | 206000 | 2.2 | 3832.5
213886356 | SAMSUNG | AM072BXVTFH | Ducted Indoor Units | 69000 | 12.7 | 23.7 | 77000 | 4.14 | 77000 | 2.46 | 1437.5
213886357 | SAMSUNG | AM072BXVTFR | Ducted Indoor Units | 69000 | 12.7 | 23.7 | 77000 | 4.14 | 77000 | 2.46 | 1437.5
213886358 | SAMSUNG | AM072BXVTJH | Ducted Indoor Units | 69000 | 12.7 | 23.7 | 77000 | 4.14 | 77000 | 2.46 | 1437.5
213886359 | SAMSUNG | AM072BXVTJR | Ducted Indoor Units | 69000 | 12.7 | 23.7 | 77000 | 4.14 | 77000 | 2.46 | 1437.5
213886360 | SAMSUNG | AM096BXVTFH | Ducted Indoor Units | 92000 | 12.85 | 25.1 | 103000 | 3.94 | 103000 | 2.47 | 1917.5
213886361 | SAMSUNG | AM096BXVTFR | Ducted Indoor Units | 92000 | 12.85 | 25.1 | 103000 | 3.94 | 103000 | 2.47 | 1917.5
213886362 | SAMSUNG | AM096BXVTJH | Ducted Indoor Units | 92000 | 12.85 | 25.1 | 103000 | 3.94 | 103000 | 2.47 | 1917.5
213886363 | SAMSUNG | AM096BXVTJR | Ducted Indoor Units | 92000 | 12.85 | 25.1 | 103000 | 3.94 | 103000 | 2.47 | 1917.5
213886364 | SAMSUNG | AM120BXVTFH | Ducted Indoor Units | 114000 | 12.65 | 24.9 | 129000 | 3.92 | 129000 | 2.32 | 2375
213886365 | SAMSUNG | AM120BXVTFR | Ducted Indoor Units | 114000 | 12.65 | 24.9 | 129000 | 3.92 | 129000 | 2.32 | 2375
213886366 | SAMSUNG | AM120BXVTJH | Ducted Indoor Units | 114000 | 12.65 | 24.9 | 129000 | 3.92 | 129000 | 2.32 | 2375
213886367 | SAMSUNG | AM120BXVTJR | Ducted Indoor Units | 114000 | 12.65 | 24.9 | 129000 | 3.92 | 129000 | 2.32 | 2375
213886368 | SAMSUNG | AM144BXVTFH | Ducted Indoor Units | 138000 | 12.3 | 19.6 | 154000 | 3.89 | 154000 | 2.34 | 2875
213886369 | SAMSUNG | AM144BXVTFR | Ducted Indoor Units | 138000 | 12.3 | 19.6 | 154000 | 3.89 | 154000 | 2.34 | 2875
213886370 | SAMSUNG | AM144BXVTJH | Ducted Indoor Units | 138000 | 12.3 | 19.6 | 154000 | 3.89 | 154000 | 2.34 | 2875
213886371 | SAMSUNG | AM144BXVTJR | Ducted Indoor Units | 138000 | 12.3 | 19.6 | 154000 | 3.89 | 154000 | 2.34 | 2875
213886372 | SAMSUNG | AM168BXVTFH | Ducted Indoor Units | 160000 | 12.25 | 22.5 | 180000 | 3.86 | 180000 | 2.32 | 3332.5
213886373 | SAMSUNG | AM168BXVTFR | Ducted Indoor Units | 160000 | 12.25 | 22.5 | 180000 | 3.86 | 180000 | 2.32 | 3332.5
213886374 | SAMSUNG | AM168BXVTJH | Ducted Indoor Units | 160000 | 12.25 | 22.5 | 180000 | 3.86 | 180000 | 2.32 | 3332.5
213886375 | SAMSUNG | AM168BXVTJR | Ducted Indoor Units | 160000 | 12.25 | 22.5 | 180000 | 3.86 | 180000 | 2.32 | 3332.5
213886376 | SAMSUNG | AM192BXVTFH1 | Ducted Indoor Units | 184000 | 12.15 | 22.5 | 206000 | 3.83 | 206000 | 2.27 | 3832.5
213886377 | SAMSUNG | AM192BXVTFR1 | Ducted Indoor Units | 184000 | 12.15 | 22.5 | 206000 | 3.83 | 206000 | 2.27 | 3832.5
213886378 | SAMSUNG | AM192BXVTJH1 | Ducted Indoor Units | 184000 | 12.15 | 22.5 | 206000 | 3.83 | 206000 | 2.27 | 3832.5
213886379 | SAMSUNG | AM192BXVTJR1 | Ducted Indoor Units | 184000 | 12.15 | 22.5 | 206000 | 3.83 | 206000 | 2.27 | 3832.5
213886380 | SAMSUNG | AM264BXVTFH | Ducted Indoor Units | 252000 | 11.6 | 21.7 | 282000 | 3.74 | 282000 | 2.15 | 5250
213886381 | SAMSUNG | AM264BXVTFR | Ducted Indoor Units | 252000 | 11.6 | 21.7 | 282000 | 3.74 | 282000 | 2.15 | 5250
213886382 | SAMSUNG | AM264BXVTJH | Ducted Indoor Units | 252000 | 11.6 | 21.7 | 282000 | 3.74 | 282000 | 2.15 | 5250
213886383 | SAMSUNG | AM264BXVTJR | Ducted Indoor Units | 252000 | 11.6 | 21.7 | 282000 | 3.74 | 282000 | 2.15 | 5250
213886384 | SAMSUNG | AM288BXVTFH | Ducted Indoor Units | 274000 | 11.5 | 21.3 | 308000 | 3.6 | 308000 | 2.13 | 5707.5
213886385 | SAMSUNG | AM288BXVTFR | Ducted Indoor Units | 274000 | 11.5 | 21.3 | 308000 | 3.6 | 308000 | 2.13 | 5707.5
213886386 | SAMSUNG | AM288BXVTJH | Ducted Indoor Units | 274000 | 11.5 | 21.3 | 308000 | 3.6 | 308000 | 2.13 | 5707.5
213886387 | SAMSUNG | AM288BXVTJR | Ducted Indoor Units | 274000 | 11.5 | 21.3 | 308000 | 3.6 | 308000 | 2.13 | 5707.5
213886388 | SAMSUNG | AM072BXVTFH | Non-Ducted Indoor Units | 69000 | 13.1 | 28.3 | 77000 | 4.3 | 77000 | 2.58 | 1437.5
213886389 | SAMSUNG | AM072BXVTFR | Non-Ducted Indoor Units | 69000 | 13.1 | 28.3 | 77000 | 4.3 | 77000 | 2.58 | 1437.5
213886390 | SAMSUNG | AM072BXVTJH | Non-Ducted Indoor Units | 69000 | 13.1 | 28.3 | 77000 | 4.3 | 77000 | 2.58 | 1437.5
213886391 | SAMSUNG | AM072BXVTJR | Non-Ducted Indoor Units | 69000 | 13.1 | 28.3 | 77000 | 4.3 | 77000 | 2.58 | 1437.5
213886392 | SAMSUNG | AM096BXVTFH | Non-Ducted Indoor Units | 92000 | 13.4 | 28 | 103000 | 4.06 | 103000 | 2.49 | 1917.5
213886393 | SAMSUNG | AM096BXVTFR | Non-Ducted Indoor Units | 92000 | 13.4 | 28 | 103000 | 4.06 | 103000 | 2.49 | 1917.5
213886394 | SAMSUNG | AM096BXVTJH | Non-Ducted Indoor Units | 92000 | 13.4 | 28 | 103000 | 4.06 | 103000 | 2.49 | 1917.5
213886395 | SAMSUNG | AM096BXVTJR | Non-Ducted Indoor Units | 92000 | 13.4 | 28 | 103000 | 4.06 | 103000 | 2.49 | 1917.5
213886396 | SAMSUNG | AM120BXVTFH | Non-Ducted Indoor Units | 114000 | 12 | 26.5 | 129000 | 3.98 | 129000 | 2.25 | 2375
213886397 | SAMSUNG | AM120BXVTFR | Non-Ducted Indoor Units | 114000 | 12 | 26.5 | 129000 | 3.98 | 129000 | 2.25 | 2375
213886398 | SAMSUNG | AM120BXVTJH | Non-Ducted Indoor Units | 114000 | 12 | 26.5 | 129000 | 3.98 | 129000 | 2.25 | 2375
213886399 | SAMSUNG | AM120BXVTJR | Non-Ducted Indoor Units | 114000 | 12 | 26.5 | 129000 | 3.98 | 129000 | 2.25 | 2375
213886400 | SAMSUNG | AM144BXVTFH | Non-Ducted Indoor Units | 138000 | 12.7 | 26.9 | 154000 | 3.88 | 154000 | 2.32 | 2875
213886401 | SAMSUNG | AM144BXVTFR | Non-Ducted Indoor Units | 138000 | 12.7 | 26.9 | 154000 | 3.88 | 154000 | 2.32 | 2875
213886402 | SAMSUNG | AM144BXVTJH | Non-Ducted Indoor Units | 138000 | 12.7 | 26.9 | 154000 | 3.88 | 154000 | 2.32 | 2875
213886403 | SAMSUNG | AM144BXVTJR | Non-Ducted Indoor Units | 138000 | 12.7 | 26.9 | 154000 | 3.88 | 154000 | 2.32 | 2875
213886404 | SAMSUNG | AM168BXVTFH | Non-Ducted Indoor Units | 160000 | 12.8 | 26.4 | 180000 | 3.79 | 180000 | 2.26 | 3332.5
213886405 | SAMSUNG | AM168BXVTFR | Non-Ducted Indoor Units | 160000 | 12.8 | 26.4 | 180000 | 3.79 | 180000 | 2.26 | 3332.5
213886406 | SAMSUNG | AM168BXVTJH | Non-Ducted Indoor Units | 160000 | 12.8 | 26.4 | 180000 | 3.79 | 180000 | 2.26 | 3332.5
213886407 | SAMSUNG | AM168BXVTJR | Non-Ducted Indoor Units | 160000 | 12.8 | 26.4 | 180000 | 3.79 | 180000 | 2.26 | 3332.5
213886408 | SAMSUNG | AM192BXVTFH1 | Non-Ducted Indoor Units | 184000 | 12.4 | 24.9 | 206000 | 3.76 | 206000 | 2.2 | 3832.5
213886409 | SAMSUNG | AM192BXVTFR1 | Non-Ducted Indoor Units | 184000 | 12.4 | 24.9 | 206000 | 3.76 | 206000 | 2.2 | 3832.5
213886410 | SAMSUNG | AM192BXVTJH1 | Non-Ducted Indoor Units | 184000 | 12.4 | 24.9 | 206000 | 3.76 | 206000 | 2.2 | 3832.5
213886411 | SAMSUNG | AM192BXVTJR1 | Non-Ducted Indoor Units | 184000 | 12.4 | 24.9 | 206000 | 3.76 | 206000 | 2.2 | 3832.5
213886412 | SAMSUNG | AM216BXVTFH1 | Non-Ducted Indoor Units | 206000 | 12.3 | 25.9 | 232000 | 3.66 | 232000 | 2.2 | 4292.5
213886413 | SAMSUNG | AM216BXVTFR1 | Non-Ducted Indoor Units | 206000 | 12.3 | 25.9 | 232000 | 3.66 | 232000 | 2.2 | 4292.5
213886414 | SAMSUNG | AM216BXVTJH1 | Non-Ducted Indoor Units | 206000 | 12.3 | 25.9 | 232000 | 3.66 | 232000 | 2.2 | 4292.5
213886415 | SAMSUNG | AM216BXVTJR1 | Non-Ducted Indoor Units | 206000 | 12.3 | 25.9 | 232000 | 3.66 | 232000 | 2.2 | 4292.5
213886416 | SAMSUNG | AM240BXVTFH1 | Non-Ducted Indoor Units | 228000 | 12 | 25.3 | 258000 | 3.61 | 258000 | 2.1 | 4750
213886417 | SAMSUNG | AM240BXVTFR1 | Non-Ducted Indoor Units | 228000 | 12 | 25.3 | 258000 | 3.61 | 258000 | 2.1 | 4750
213886418 | SAMSUNG | AM240BXVTJH1 | Non-Ducted Indoor Units | 228000 | 12 | 25.3 | 258000 | 3.61 | 258000 | 2.1 | 4750
213886419 | SAMSUNG | AM240BXVTJR1 | Non-Ducted Indoor Units | 228000 | 12 | 25.3 | 258000 | 3.61 | 258000 | 2.1 | 4750
213886428 | SAMSUNG | AM072BXVTFH | Mixed Ducted and Non-Ducted Indoor Units | 69000 | 12.9 | 26 | 77000 | 4.22 | 77000 | 2.52 | 1437.5
213886429 | SAMSUNG | AM072BXVTFR | Mixed Ducted and Non-Ducted Indoor Units | 69000 | 12.9 | 26 | 77000 | 4.22 | 77000 | 2.52 | 1437.5
213886430 | SAMSUNG | AM072BXVTJH | Mixed Ducted and Non-Ducted Indoor Units | 69000 | 12.9 | 26 | 77000 | 4.22 | 77000 | 2.52 | 1437.5
213886431 | SAMSUNG | AM072BXVTJR | Mixed Ducted and Non-Ducted Indoor Units | 69000 | 12.9 | 26 | 77000 | 4.22 | 77000 | 2.52 | 1437.5
213886432 | SAMSUNG | AM096BXVTFH | Mixed Ducted and Non-Ducted Indoor Units | 92000 | 13.12 | 26.55 | 103000 | 4 | 103000 | 2.48 | 1917.5
213886433 | SAMSUNG | AM096BXVTFR | Mixed Ducted and Non-Ducted Indoor Units | 92000 | 13.12 | 26.55 | 103000 | 4 | 103000 | 2.48 | 1917.5
213886434 | SAMSUNG | AM096BXVTJH | Mixed Ducted and Non-Ducted Indoor Units | 92000 | 13.12 | 26.55 | 103000 | 4 | 103000 | 2.48 | 1917.5
213886435 | SAMSUNG | AM096BXVTJR | Mixed Ducted and Non-Ducted Indoor Units | 92000 | 13.12 | 26.55 | 103000 | 4 | 103000 | 2.48 | 1917.5
213886436 | SAMSUNG | AM120BXVTFH | Mixed Ducted and Non-Ducted Indoor Units | 114000 | 12.32 | 25.7 | 129000 | 3.95 | 129000 | 2.28 | 2375
213886437 | SAMSUNG | AM120BXVTFR | Mixed Ducted and Non-Ducted Indoor Units | 114000 | 12.32 | 25.7 | 129000 | 3.95 | 129000 | 2.28 | 2375
213886438 | SAMSUNG | AM120BXVTJH | Mixed Ducted and Non-Ducted Indoor Units | 114000 | 12.32 | 25.7 | 129000 | 3.95 | 129000 | 2.28 | 2375
213886439 | SAMSUNG | AM120BXVTJR | Mixed Ducted and Non-Ducted Indoor Units | 114000 | 12.32 | 25.7 | 129000 | 3.95 | 129000 | 2.28 | 2375
213886440 | SAMSUNG | AM144BXVTFH | Mixed Ducted and Non-Ducted Indoor Units | 138000 | 12.5 | 23.25 | 154000 | 3.88 | 154000 | 2.33 | 2875
213886441 | SAMSUNG | AM144BXVTFR | Mixed Ducted and Non-Ducted Indoor Units | 138000 | 12.5 | 23.25 | 154000 | 3.88 | 154000 | 2.33 | 2875
213886442 | SAMSUNG | AM144BXVTJH | Mixed Ducted and Non-Ducted Indoor Units | 138000 | 12.5 | 23.25 | 154000 | 3.88 | 154000 | 2.33 | 2875
213886443 | SAMSUNG | AM144BXVTJR | Mixed Ducted and Non-Ducted Indoor Units | 138000 | 12.5 | 23.25 | 154000 | 3.88 | 154000 | 2.33 | 2875
213886444 | SAMSUNG | AM168BXVTFH | Mixed Ducted and Non-Ducted Indoor Units | 160000 | 12.52 | 24.45 | 180000 | 3.82 | 180000 | 2.29 | 3332.5
213886445 | SAMSUNG | AM168BXVTFR | Mixed Ducted and Non-Ducted Indoor Units | 160000 | 12.52 | 24.45 | 180000 | 3.82 | 180000 | 2.29 | 3332.5
213886446 | SAMSUNG | AM168BXVTJH | Mixed Ducted and Non-Ducted Indoor Units | 160000 | 12.52 | 24.45 | 180000 | 3.82 | 180000 | 2.29 | 3332.5
213886447 | SAMSUNG | AM168BXVTJR | Mixed Ducted and Non-Ducted Indoor Units | 160000 | 12.52 | 24.45 | 180000 | 3.82 | 180000 | 2.29 | 3332.5
213886448 | SAMSUNG | AM192BXVTFH1 | Mixed Ducted and Non-Ducted Indoor Units | 184000 | 12.27 | 23.7 | 206000 | 3.79 | 206000 | 2.23 | 3832.5
213886449 | SAMSUNG | AM192BXVTFR1 | Mixed Ducted and Non-Ducted Indoor Units | 184000 | 12.27 | 23.7 | 206000 | 3.79 | 206000 | 2.23 | 3832.5
213886450 | SAMSUNG | AM192BXVTJH1 | Mixed Ducted and Non-Ducted Indoor Units | 184000 | 12.27 | 23.7 | 206000 | 3.79 | 206000 | 2.23 | 3832.5
213886451 | SAMSUNG | AM192BXVTJR1 | Mixed Ducted and Non-Ducted Indoor Units | 184000 | 12.27 | 23.7 | 206000 | 3.79 | 206000 | 2.23 | 3832.5
213886452 | SAMSUNG | AM264BXVTFH | Mixed Ducted and Non-Ducted Indoor Units | 252000 | 11.6 | 23.5 | 282000 | 3.54 | 282000 | 2.1 | 5250
213886453 | SAMSUNG | AM264BXVTFR | Mixed Ducted and Non-Ducted Indoor Units | 252000 | 11.6 | 23.5 | 282000 | 3.54 | 282000 | 2.1 | 5250
213886454 | SAMSUNG | AM264BXVTJH | Mixed Ducted and Non-Ducted Indoor Units | 252000 | 11.6 | 23.5 | 282000 | 3.54 | 282000 | 2.1 | 5250
213886455 | SAMSUNG | AM264BXVTJR | Mixed Ducted and Non-Ducted Indoor Units | 252000 | 11.6 | 23.5 | 282000 | 3.54 | 282000 | 2.1 | 5250
213886456 | SAMSUNG | AM288BXVTFH | Mixed Ducted and Non-Ducted Indoor Units | 274000 | 11.5 | 23.05 | 308000 | 3.44 | 308000 | 2.09 | 5707.5
213886457 | SAMSUNG | AM288BXVTFR | Mixed Ducted and Non-Ducted Indoor Units | 274000 | 11.5 | 23.05 | 308000 | 3.44 | 308000 | 2.09 | 5707.5
213886458 | SAMSUNG | AM288BXVTJH | Mixed Ducted and Non-Ducted Indoor Units | 274000 | 11.5 | 23.05 | 308000 | 3.44 | 308000 | 2.09 | 5707.5
213886459 | SAMSUNG | AM288BXVTJR | Mixed Ducted and Non-Ducted Indoor Units | 274000 | 11.5 | 23.05 | 308000 | 3.44 | 308000 | 2.09 | 5707.5
213893861 | SAMSUNG | AM216BXVTFH1 | Ducted Indoor Units | 206000 | 12.1 | 22.4 | 232000 | 3.81 | 232000 | 2.23 | 4292.5
213893862 | SAMSUNG | AM216BXVTFR1 | Ducted Indoor Units | 206000 | 12.1 | 22.4 | 232000 | 3.81 | 232000 | 2.23 | 4292.5
213893863 | SAMSUNG | AM216BXVTJH1 | Ducted Indoor Units | 206000 | 12.1 | 22.4 | 232000 | 3.81 | 232000 | 2.23 | 4292.5
213893864 | SAMSUNG | AM216BXVTJR1 | Ducted Indoor Units | 206000 | 12.1 | 22.4 | 232000 | 3.81 | 232000 | 2.23 | 4292.5
213893865 | SAMSUNG | AM240BXVTFH1 | Ducted Indoor Units | 228000 | 12.05 | 22.3 | 258000 | 3.8 | 258000 | 2.16 | 4750
213893866 | SAMSUNG | AM240BXVTFR1 | Ducted Indoor Units | 228000 | 12.05 | 22.3 | 258000 | 3.8 | 258000 | 2.16 | 4750
213893867 | SAMSUNG | AM240BXVTJH1 | Ducted Indoor Units | 228000 | 12.05 | 22.3 | 258000 | 3.8 | 258000 | 2.16 | 4750
213893868 | SAMSUNG | AM240BXVTJR1 | Ducted Indoor Units | 228000 | 12.05 | 22.3 | 258000 | 3.8 | 258000 | 2.16 | 4750
213893869 | SAMSUNG | AM216BXVTFH1 | Mixed Ducted and Non-Ducted Indoor Units | 206000 | 12.2 | 24.15 | 232000 | 3.73 | 232000 | 2.21 | 4292.5
213893870 | SAMSUNG | AM216BXVTFR1 | Mixed Ducted and Non-Ducted Indoor Units | 206000 | 12.2 | 24.15 | 232000 | 3.73 | 232000 | 2.21 | 4292.5
213893871 | SAMSUNG | AM216BXVTJH1 | Mixed Ducted and Non-Ducted Indoor Units | 206000 | 12.2 | 24.15 | 232000 | 3.73 | 232000 | 2.21 | 4292.5
213893872 | SAMSUNG | AM216BXVTJR1 | Mixed Ducted and Non-Ducted Indoor Units | 206000 | 12.2 | 24.15 | 232000 | 3.73 | 232000 | 2.21 | 4292.5
213893873 | SAMSUNG | AM240BXVTFH1 | Mixed Ducted and Non-Ducted Indoor Units | 228000 | 12.02 | 23.8 | 258000 | 3.7 | 258000 | 2.13 | 4750
213893874 | SAMSUNG | AM240BXVTFR1 | Mixed Ducted and Non-Ducted Indoor Units | 228000 | 12.02 | 23.8 | 258000 | 3.7 | 258000 | 2.13 | 4750
213893875 | SAMSUNG | AM240BXVTJH1 | Mixed Ducted and Non-Ducted Indoor Units | 228000 | 12.02 | 23.8 | 258000 | 3.7 | 258000 | 2.13 | 4750
213893876 | SAMSUNG | AM240BXVTJR1 | Mixed Ducted and Non-Ducted Indoor Units | 228000 | 12.02 | 23.8 | 258000 | 3.7 | 258000 | 2.13 | 4750
213893877 | SAMSUNG | AM096BXVGFH | Non-Ducted Indoor Units | 92000 | 13.1 | 27.9 | 103000 | 4.13 | 67000 | 2.82 | 1917.5
213893878 | SAMSUNG | AM096BXVGFR | Non-Ducted Indoor Units | 92000 | 13.1 | 27.9 | 103000 | 4.13 | 67000 | 2.82 | 1917.5
213893879 | SAMSUNG | AM096BXVGJH | Non-Ducted Indoor Units | 92000 | 13.1 | 27.9 | 103000 | 4.13 | 67000 | 2.82 | 1917.5
213893880 | SAMSUNG | AM096BXVGJR | Non-Ducted Indoor Units | 92000 | 13.1 | 27.9 | 103000 | 4.13 | 67000 | 2.82 | 1917.5
213893881 | SAMSUNG | AM072BXVGFH | Mixed Ducted and Non-Ducted Indoor Units | 69000 | 11.85 | 25.5 | 77000 | 3.86 | 51000 | 2.52 | 1437.5
213893882 | SAMSUNG | AM072BXVGFR | Mixed Ducted and Non-Ducted Indoor Units | 69000 | 11.85 | 25.5 | 77000 | 3.86 | 51000 | 2.52 | 1437.5
213893883 | SAMSUNG | AM072BXVGJH | Mixed Ducted and Non-Ducted Indoor Units | 69000 | 11.85 | 25.5 | 77000 | 3.86 | 51000 | 2.52 | 1437.5
213893884 | SAMSUNG | AM072BXVGJR | Mixed Ducted and Non-Ducted Indoor Units | 69000 | 11.85 | 25.5 | 77000 | 3.86 | 51000 | 2.52 | 1437.5
213893885 | SAMSUNG | AM096BXVGFH | Mixed Ducted and Non-Ducted Indoor Units | 92000 | 12.75 | 26 | 103000 | 3.98 | 67000 | 2.77 | 1917.5
213893886 | SAMSUNG | AM096BXVGFR | Mixed Ducted and Non-Ducted Indoor Units | 92000 | 12.75 | 26 | 103000 | 3.98 | 67000 | 2.77 | 1917.5
213893887 | SAMSUNG | AM096BXVGJH | Mixed Ducted and Non-Ducted Indoor Units | 92000 | 12.75 | 26 | 103000 | 3.98 | 67000 | 2.77 | 1917.5
213893888 | SAMSUNG | AM096BXVGJR | Mixed Ducted and Non-Ducted Indoor Units | 92000 | 12.75 | 26 | 103000 | 3.98 | 67000 | 2.77 | 1917.5
213893889 | SAMSUNG | AM120BXVGFH | Mixed Ducted and Non-Ducted Indoor Units | 114000 | 11.9 | 23.95 | 129000 | 3.82 | 84000 | 2.8 | 2375
213893890 | SAMSUNG | AM120BXVGFR | Mixed Ducted and Non-Ducted Indoor Units | 114000 | 11.9 | 23.95 | 129000 | 3.82 | 84000 | 2.8 | 2375
213893891 | SAMSUNG | AM120BXVGJH | Mixed Ducted and Non-Ducted Indoor Units | 114000 | 11.9 | 23.95 | 129000 | 3.82 | 84000 | 2.8 | 2375
213893892 | SAMSUNG | AM120BXVGJR | Mixed Ducted and Non-Ducted Indoor Units | 114000 | 11.9 | 23.95 | 129000 | 3.82 | 84000 | 2.8 | 2375
213893893 | SAMSUNG | AM144BXVGFH | Mixed Ducted and Non-Ducted Indoor Units | 138000 | 11.4 | 23.5 | 154000 | 3.6 | 100000 | 2.64 | 2875
213893894 | SAMSUNG | AM144BXVGFR | Mixed Ducted and Non-Ducted Indoor Units | 138000 | 11.4 | 23.5 | 154000 | 3.6 | 100000 | 2.64 | 2875
213893895 | SAMSUNG | AM144BXVGJH | Mixed Ducted and Non-Ducted Indoor Units | 138000 | 11.4 | 23.5 | 154000 | 3.6 | 100000 | 2.64 | 2875
213893896 | SAMSUNG | AM144BXVGJR | Mixed Ducted and Non-Ducted Indoor Units | 138000 | 11.4 | 23.5 | 154000 | 3.6 | 100000 | 2.64 | 2875
213893897 | SAMSUNG | AM264BXVGFH | Mixed Ducted and Non-Ducted Indoor Units | 252000 | 11 | 21.05 | 282000 | 3.43 | 184000 | 2.36 | 5250
213893898 | SAMSUNG | AM264BXVGFR | Mixed Ducted and Non-Ducted Indoor Units | 252000 | 11 | 21.05 | 282000 | 3.43 | 184000 | 2.36 | 5250
213893899 | SAMSUNG | AM264BXVGJH | Mixed Ducted and Non-Ducted Indoor Units | 252000 | 11 | 21.05 | 282000 | 3.43 | 184000 | 2.36 | 5250
213893900 | SAMSUNG | AM264BXVGJR | Mixed Ducted and Non-Ducted Indoor Units | 252000 | 11 | 21.05 | 282000 | 3.43 | 184000 | 2.36 | 5250
213893901 | SAMSUNG | AM288BXVGFH | Mixed Ducted and Non-Ducted Indoor Units | 274000 | 10.85 | 21.2 | 308000 | 3.4 | 200000 | 2.31 | 5707.5
213893902 | SAMSUNG | AM288BXVGFR | Mixed Ducted and Non-Ducted Indoor Units | 274000 | 10.85 | 21.2 | 308000 | 3.4 | 200000 | 2.31 | 5707.5
213893903 | SAMSUNG | AM288BXVGJH | Mixed Ducted and Non-Ducted Indoor Units | 274000 | 10.85 | 21.2 | 308000 | 3.4 | 200000 | 2.31 | 5707.5
213893904 | SAMSUNG | AM288BXVGJR | Mixed Ducted and Non-Ducted Indoor Units | 274000 | 10.85 | 21.2 | 308000 | 3.4 | 200000 | 2.31 | 5707.5
213893905 | SAMSUNG | AM312BXVGFH | Mixed Ducted and Non-Ducted Indoor Units | 298000 | 10.45 | 20.25 | 334000 | 3.36 | 218000 | 2.31 | 6207.5
213893906 | SAMSUNG | AM312BXVGFR | Mixed Ducted and Non-Ducted Indoor Units | 298000 | 10.45 | 20.25 | 334000 | 3.36 | 218000 | 2.31 | 6207.5
213893907 | SAMSUNG | AM312BXVGJH | Mixed Ducted and Non-Ducted Indoor Units | 298000 | 10.45 | 20.25 | 334000 | 3.36 | 218000 | 2.31 | 6207.5
213893908 | SAMSUNG | AM312BXVGJR | Mixed Ducted and Non-Ducted Indoor Units | 298000 | 10.45 | 20.25 | 334000 | 3.36 | 218000 | 2.31 | 6207.5
213893909 | SAMSUNG | AM336BXVGFH | Mixed Ducted and Non-Ducted Indoor Units | 320000 | 10.25 | 20.35 | 360000 | 3.32 | 234000 | 2.28 | 6667.5
213893910 | SAMSUNG | AM336BXVGFR | Mixed Ducted and Non-Ducted Indoor Units | 320000 | 10.25 | 20.35 | 360000 | 3.32 | 234000 | 2.28 | 6667.5
213893911 | SAMSUNG | AM336BXVGJH | Mixed Ducted and Non-Ducted Indoor Units | 320000 | 10.25 | 20.35 | 360000 | 3.32 | 234000 | 2.28 | 6667.5
213893912 | SAMSUNG | AM336BXVGJR | Mixed Ducted and Non-Ducted Indoor Units | 320000 | 10.25 | 20.35 | 360000 | 3.32 | 234000 | 2.28 | 6667.5
213893913 | SAMSUNG | AM360BXVGFH | Mixed Ducted and Non-Ducted Indoor Units | 342000 | 9.85 | 19.95 | 386000 | 3.31 | 250000 | 2.24 | 7125
213893914 | SAMSUNG | AM360BXVGFR | Mixed Ducted and Non-Ducted Indoor Units | 342000 | 9.85 | 19.95 | 386000 | 3.31 | 250000 | 2.24 | 7125
213893915 | SAMSUNG | AM360BXVGJH | Mixed Ducted and Non-Ducted Indoor Units | 342000 | 9.85 | 19.95 | 386000 | 3.31 | 250000 | 2.24 | 7125
213893916 | SAMSUNG | AM360BXVGJR | Mixed Ducted and Non-Ducted Indoor Units | 342000 | 9.85 | 19.95 | 386000 | 3.31 | 250000 | 2.24 | 7125
213893917 | SAMSUNG | AM384BXVGFH | Mixed Ducted and Non-Ducted Indoor Units | 366000 | 9.9 | 18.9 | 412000 | 3.3 | 268000 | 2.27 | 7625
213893918 | SAMSUNG | AM384BXVGFR | Mixed Ducted and Non-Ducted Indoor Units | 366000 | 9.9 | 18.9 | 412000 | 3.3 | 268000 | 2.27 | 7625
213893919 | SAMSUNG | AM384BXVGJH | Mixed Ducted and Non-Ducted Indoor Units | 366000 | 9.9 | 18.9 | 412000 | 3.3 | 268000 | 2.27 | 7625
213893920 | SAMSUNG | AM384BXVGJR | Mixed Ducted and Non-Ducted Indoor Units | 366000 | 9.9 | 18.9 | 412000 | 3.3 | 268000 | 2.27 | 7625
213893925 | SAMSUNG | AM072BXVGFH | Ducted Indoor Units | 69000 | 11.5 | 23 | 77000 | 3.8 | 51000 | 2.55 | 1437.5
213893926 | SAMSUNG | AM072BXVGFR | Ducted Indoor Units | 69000 | 11.5 | 23 | 77000 | 3.8 | 51000 | 2.55 | 1437.5
213893927 | SAMSUNG | AM072BXVGJH | Ducted Indoor Units | 69000 | 11.5 | 23 | 77000 | 3.8 | 51000 | 2.55 | 1437.5
213893928 | SAMSUNG | AM072BXVGJR | Ducted Indoor Units | 69000 | 11.5 | 23 | 77000 | 3.8 | 51000 | 2.55 | 1437.5
213893929 | SAMSUNG | AM096BXVGFH | Ducted Indoor Units | 92000 | 12.4 | 24.1 | 103000 | 3.83 | 67000 | 2.73 | 1917.5
213893930 | SAMSUNG | AM096BXVGFR | Ducted Indoor Units | 92000 | 12.4 | 24.1 | 103000 | 3.83 | 67000 | 2.73 | 1917.5
213893931 | SAMSUNG | AM096BXVGJH | Ducted Indoor Units | 92000 | 12.4 | 24.1 | 103000 | 3.83 | 67000 | 2.73 | 1917.5
213893932 | SAMSUNG | AM096BXVGJR | Ducted Indoor Units | 92000 | 12.4 | 24.1 | 103000 | 3.83 | 67000 | 2.73 | 1917.5
213893933 | SAMSUNG | AM120BXVGFH | Ducted Indoor Units | 114000 | 12 | 22.6 | 129000 | 3.8 | 84000 | 2.8 | 2375
213893934 | SAMSUNG | AM120BXVGFR | Ducted Indoor Units | 114000 | 12 | 22.6 | 129000 | 3.8 | 84000 | 2.8 | 2375
213893935 | SAMSUNG | AM120BXVGJH | Ducted Indoor Units | 114000 | 12 | 22.6 | 129000 | 3.8 | 84000 | 2.8 | 2375
213893936 | SAMSUNG | AM120BXVGJR | Ducted Indoor Units | 114000 | 12 | 22.6 | 129000 | 3.8 | 84000 | 2.8 | 2375
213893937 | SAMSUNG | AM144BXVGFH | Ducted Indoor Units | 138000 | 12.1 | 24.4 | 154000 | 3.68 | 100000 | 2.7 | 2875
213893938 | SAMSUNG | AM144BXVGFR | Ducted Indoor Units | 138000 | 12.1 | 24.4 | 154000 | 3.68 | 100000 | 2.7 | 2875
213893939 | SAMSUNG | AM144BXVGJH | Ducted Indoor Units | 138000 | 12.1 | 24.4 | 154000 | 3.68 | 100000 | 2.7 | 2875
213893940 | SAMSUNG | AM144BXVGJR | Ducted Indoor Units | 138000 | 12.1 | 24.4 | 154000 | 3.68 | 100000 | 2.7 | 2875
213893941 | SAMSUNG | AM168BXVGFH | Ducted Indoor Units | 160000 | 11.1 | 23.3 | 180000 | 3.65 | 118000 | 2.55 | 3332.5
213893942 | SAMSUNG | AM168BXVGFR | Ducted Indoor Units | 160000 | 11.1 | 23.3 | 180000 | 3.65 | 118000 | 2.55 | 3332.5
213893943 | SAMSUNG | AM168BXVGJH | Ducted Indoor Units | 160000 | 11.1 | 23.3 | 180000 | 3.65 | 118000 | 2.55 | 3332.5
213893944 | SAMSUNG | AM168BXVGJR | Ducted Indoor Units | 160000 | 11.1 | 23.3 | 180000 | 3.65 | 118000 | 2.55 | 3332.5
213893945 | SAMSUNG | AM192BXVGFH | Ducted Indoor Units | 184000 | 11.8 | 24.1 | 206000 | 3.55 | 134000 | 2.65 | 3832.5
213893946 | SAMSUNG | AM192BXVGFR | Ducted Indoor Units | 184000 | 11.8 | 24.1 | 206000 | 3.55 | 134000 | 2.65 | 3832.5
213893947 | SAMSUNG | AM192BXVGJH | Ducted Indoor Units | 184000 | 11.8 | 24.1 | 206000 | 3.55 | 134000 | 2.65 | 3832.5
213893948 | SAMSUNG | AM192BXVGJR | Ducted Indoor Units | 184000 | 11.8 | 24.1 | 206000 | 3.55 | 134000 | 2.65 | 3832.5
213893957 | SAMSUNG | AM264BXVGFH | Ducted Indoor Units | 252000 | 11.1 | 19.7 | 282000 | 3.55 | 184000 | 2.4 | 5250
213893958 | SAMSUNG | AM264BXVGFR | Ducted Indoor Units | 252000 | 11.1 | 19.7 | 282000 | 3.55 | 184000 | 2.4 | 5250
213893959 | SAMSUNG | AM264BXVGJH | Ducted Indoor Units | 252000 | 11.1 | 19.7 | 282000 | 3.55 | 184000 | 2.4 | 5250
213893960 | SAMSUNG | AM264BXVGJR | Ducted Indoor Units | 252000 | 11.1 | 19.7 | 282000 | 3.55 | 184000 | 2.4 | 5250
213893961 | SAMSUNG | AM288BXVGFH | Ducted Indoor Units | 274000 | 11.1 | 20.5 | 308000 | 3.5 | 200000 | 2.4 | 5707.5
213893962 | SAMSUNG | AM288BXVGFR | Ducted Indoor Units | 274000 | 11.1 | 20.5 | 308000 | 3.5 | 200000 | 2.4 | 5707.5
213893963 | SAMSUNG | AM288BXVGJH | Ducted Indoor Units | 274000 | 11.1 | 20.5 | 308000 | 3.5 | 200000 | 2.4 | 5707.5
213893964 | SAMSUNG | AM288BXVGJR | Ducted Indoor Units | 274000 | 11.1 | 20.5 | 308000 | 3.5 | 200000 | 2.4 | 5707.5
213893965 | SAMSUNG | AM312BXVGFH | Ducted Indoor Units | 298000 | 10.8 | 20 | 334000 | 3.45 | 218000 | 2.35 | 6207.5
213893966 | SAMSUNG | AM312BXVGFR | Ducted Indoor Units | 298000 | 10.8 | 20 | 334000 | 3.45 | 218000 | 2.35 | 6207.5
213893967 | SAMSUNG | AM312BXVGJH | Ducted Indoor Units | 298000 | 10.8 | 20 | 334000 | 3.45 | 218000 | 2.35 | 6207.5
213893968 | SAMSUNG | AM312BXVGJR | Ducted Indoor Units | 298000 | 10.8 | 20 | 334000 | 3.45 | 218000 | 2.35 | 6207.5
213893969 | SAMSUNG | AM336BXVGFH | Ducted Indoor Units | 320000 | 10.5 | 19.8 | 360000 | 3.4 | 234000 | 2.3 | 6667.5
213893970 | SAMSUNG | AM336BXVGFR | Ducted Indoor Units | 320000 | 10.5 | 19.8 | 360000 | 3.4 | 234000 | 2.3 | 6667.5
213893971 | SAMSUNG | AM336BXVGJH | Ducted Indoor Units | 320000 | 10.5 | 19.8 | 360000 | 3.4 | 234000 | 2.3 | 6667.5
213893972 | SAMSUNG | AM336BXVGJR | Ducted Indoor Units | 320000 | 10.5 | 19.8 | 360000 | 3.4 | 234000 | 2.3 | 6667.5
213893973 | SAMSUNG | AM360BXVGFH | Ducted Indoor Units | 342000 | 10 | 19.3 | 386000 | 3.4 | 250000 | 2.3 | 7125
213893974 | SAMSUNG | AM360BXVGFR | Ducted Indoor Units | 342000 | 10 | 19.3 | 386000 | 3.4 | 250000 | 2.3 | 7125
213893975 | SAMSUNG | AM360BXVGJH | Ducted Indoor Units | 342000 | 10 | 19.3 | 386000 | 3.4 | 250000 | 2.3 | 7125
213893976 | SAMSUNG | AM360BXVGJR | Ducted Indoor Units | 342000 | 10 | 19.3 | 386000 | 3.4 | 250000 | 2.3 | 7125
213893977 | SAMSUNG | AM384BXVGFH | Ducted Indoor Units | 366000 | 10.2 | 18.9 | 412000 | 3.3 | 268000 | 2.35 | 7625
213893978 | SAMSUNG | AM384BXVGFR | Ducted Indoor Units | 366000 | 10.2 | 18.9 | 412000 | 3.3 | 268000 | 2.35 | 7625
213893979 | SAMSUNG | AM384BXVGJH | Ducted Indoor Units | 366000 | 10.2 | 18.9 | 412000 | 3.3 | 268000 | 2.35 | 7625
213893980 | SAMSUNG | AM384BXVGJR | Ducted Indoor Units | 366000 | 10.2 | 18.9 | 412000 | 3.3 | 268000 | 2.35 | 7625
213893987 | SAMSUNG | AM072BXVGFH | Non-Ducted Indoor Units | 69000 | 12.2 | 28 | 77000 | 3.93 | 51000 | 2.5 | 1437.5
213893988 | SAMSUNG | AM072BXVGFR | Non-Ducted Indoor Units | 69000 | 12.2 | 28 | 77000 | 3.93 | 51000 | 2.5 | 1437.5
213893989 | SAMSUNG | AM072BXVGJH | Non-Ducted Indoor Units | 69000 | 12.2 | 28 | 77000 | 3.93 | 51000 | 2.5 | 1437.5
213893990 | SAMSUNG | AM072BXVGJR | Non-Ducted Indoor Units | 69000 | 12.2 | 28 | 77000 | 3.93 | 51000 | 2.5 | 1437.5
213893991 | SAMSUNG | AM120BXVGFH | Non-Ducted Indoor Units | 114000 | 11.8 | 25.3 | 129000 | 3.85 | 84000 | 2.81 | 2375
213893992 | SAMSUNG | AM120BXVGFR | Non-Ducted Indoor Units | 114000 | 11.8 | 25.3 | 129000 | 3.85 | 84000 | 2.81 | 2375
213893993 | SAMSUNG | AM120BXVGJH | Non-Ducted Indoor Units | 114000 | 11.8 | 25.3 | 129000 | 3.85 | 84000 | 2.81 | 2375
213893994 | SAMSUNG | AM120BXVGJR | Non-Ducted Indoor Units | 114000 | 11.8 | 25.3 | 129000 | 3.85 | 84000 | 2.81 | 2375
213893999 | SAMSUNG | AM264BXVGFH | Non-Ducted Indoor Units | 252000 | 10.9 | 22.4 | 282000 | 3.32 | 184000 | 2.32 | 5250
213894000 | SAMSUNG | AM264BXVGFR | Non-Ducted Indoor Units | 252000 | 10.9 | 22.4 | 282000 | 3.32 | 184000 | 2.32 | 5250
213894001 | SAMSUNG | AM264BXVGJH | Non-Ducted Indoor Units | 252000 | 10.9 | 22.4 | 282000 | 3.32 | 184000 | 2.32 | 5250
213894002 | SAMSUNG | AM264BXVGJR | Non-Ducted Indoor Units | 252000 | 10.9 | 22.4 | 282000 | 3.32 | 184000 | 2.32 | 5250
213894003 | SAMSUNG | AM288BXVGFH | Non-Ducted Indoor Units | 274000 | 10.6 | 21.9 | 308000 | 3.3 | 200000 | 2.22 | 5707.5
213894004 | SAMSUNG | AM288BXVGFR | Non-Ducted Indoor Units | 274000 | 10.6 | 21.9 | 308000 | 3.3 | 200000 | 2.22 | 5707.5
213894005 | SAMSUNG | AM288BXVGJH | Non-Ducted Indoor Units | 274000 | 10.6 | 21.9 | 308000 | 3.3 | 200000 | 2.22 | 5707.5
213894006 | SAMSUNG | AM288BXVGJR | Non-Ducted Indoor Units | 274000 | 10.6 | 21.9 | 308000 | 3.3 | 200000 | 2.22 | 5707.5
213894007 | SAMSUNG | AM312BXVGFH | Non-Ducted Indoor Units | 298000 | 10.1 | 20.5 | 334000 | 3.28 | 218000 | 2.28 | 6207.5
213894008 | SAMSUNG | AM312BXVGFR | Non-Ducted Indoor Units | 298000 | 10.1 | 20.5 | 334000 | 3.28 | 218000 | 2.28 | 6207.5
213894009 | SAMSUNG | AM312BXVGJH | Non-Ducted Indoor Units | 298000 | 10.1 | 20.5 | 334000 | 3.28 | 218000 | 2.28 | 6207.5
213894010 | SAMSUNG | AM312BXVGJR | Non-Ducted Indoor Units | 298000 | 10.1 | 20.5 | 334000 | 3.28 | 218000 | 2.28 | 6207.5
213894011 | SAMSUNG | AM336BXVGFH | Non-Ducted Indoor Units | 320000 | 10 | 20.9 | 360000 | 3.25 | 234000 | 2.26 | 6667.5
213894012 | SAMSUNG | AM336BXVGFR | Non-Ducted Indoor Units | 320000 | 10 | 20.9 | 360000 | 3.25 | 234000 | 2.26 | 6667.5
213894013 | SAMSUNG | AM336BXVGJH | Non-Ducted Indoor Units | 320000 | 10 | 20.9 | 360000 | 3.25 | 234000 | 2.26 | 6667.5
213894014 | SAMSUNG | AM336BXVGJR | Non-Ducted Indoor Units | 320000 | 10 | 20.9 | 360000 | 3.25 | 234000 | 2.26 | 6667.5
213894019 | SAMSUNG | AM384BXVGFH | Non-Ducted Indoor Units | 366000 | 9.6 | 18.9 | 412000 | 3.3 | 268000 | 2.2 | 7625
213894020 | SAMSUNG | AM384BXVGFR | Non-Ducted Indoor Units | 366000 | 9.6 | 18.9 | 412000 | 3.3 | 268000 | 2.2 | 7625
213894021 | SAMSUNG | AM384BXVGJH | Non-Ducted Indoor Units | 366000 | 9.6 | 18.9 | 412000 | 3.3 | 268000 | 2.2 | 7625
213894022 | SAMSUNG | AM384BXVGJR | Non-Ducted Indoor Units | 366000 | 9.6 | 18.9 | 412000 | 3.3 | 268000 | 2.2 | 7625
204442713 | SAMSUNG | AM072FXVAFH | Non-Ducted Indoor Units | 69000 | 13 | 29.7 | 77000 | 3.71 | 51000 | 2.73 | 1437.5
204442714 | SAMSUNG | AM096FXVAFH | Non-Ducted Indoor Units | 92000 | 12.7 | 28.6 | 103000 | 3.86 | 67000 | 2.65 | 1917.5
204442715 | SAMSUNG | AM144FXVAFH | Non-Ducted Indoor Units | 138000 | 11.5 | 23.9 | 154000 | 3.81 | 100000 | 2.55 | 2875
204442716 | SAMSUNG | AM192HXVAFH | Non-Ducted Indoor Units | 184000 | 11.1 | 20.5 | 206000 | 3.61 | 134000 | 2.53 | 3832.5
204442719 | SAMSUNG | AM264JXVAFH | Non-Ducted Indoor Units | 252000 | 10.7 | 22.5 | 282000 | 3.56 | 184000 | 2.44 | 5250
204442720 | SAMSUNG | AM288JXVAFH | Non-Ducted Indoor Units | 276000 | 11 | 22.6 | 308000 | 3.54 | 200000 | 2.46 | 5750
204442721 | SAMSUNG | AM312JXVAFH | Non-Ducted Indoor Units | 298000 | 10.8 | 21.6 | 334000 | 3.5 | 218000 | 2.49 | 6207.5
204442722 | SAMSUNG | AM336JXVAFH | Non-Ducted Indoor Units | 320000 | 10.6 | 21.5 | 360000 | 3.46 | 234000 | 2.49 | 6667.5
204442723 | SAMSUNG | AM384JXVAFH | Non-Ducted Indoor Units | 366000 | 10 | 21.5 | 410000 | 3.4 | 268000 | 2.45 | 7625
204442724 | SAMSUNG | AM408JXVAFH | Non-Ducted Indoor Units | 390000 | 9.8 | 21 | 436000 | 3.3 | 284000 | 2.4 | 8125
204442728 | SAMSUNG | AM072FXVAJH | Non-Ducted Indoor Units | 69000 | 13 | 29.7 | 77000 | 3.71 | 51000 | 2.73 | 1437.5
204442729 | SAMSUNG | AM096FXVAJH | Non-Ducted Indoor Units | 92000 | 12.7 | 28.6 | 103000 | 3.86 | 67000 | 2.65 | 1917.5
204442730 | SAMSUNG | AM144FXVAJH | Non-Ducted Indoor Units | 138000 | 11.5 | 23.9 | 154000 | 3.81 | 100000 | 2.55 | 2875
204442731 | SAMSUNG | AM192HXVAJH | Non-Ducted Indoor Units | 184000 | 11.1 | 20.5 | 206000 | 3.61 | 134000 | 2.53 | 3832.5
204442734 | SAMSUNG | AM264JXVAJH | Non-Ducted Indoor Units | 252000 | 10.7 | 22.5 | 282000 | 3.56 | 184000 | 2.44 | 5250
204442735 | SAMSUNG | AM288JXVAJH | Non-Ducted Indoor Units | 276000 | 11 | 22.6 | 308000 | 3.54 | 200000 | 2.46 | 5750
204442736 | SAMSUNG | AM312JXVAJH | Non-Ducted Indoor Units | 298000 | 10.8 | 21.6 | 334000 | 3.5 | 218000 | 2.49 | 6207.5
204442737 | SAMSUNG | AM336JXVAJH | Non-Ducted Indoor Units | 320000 | 10.6 | 21.5 | 360000 | 3.46 | 234000 | 2.49 | 6667.5
204442738 | SAMSUNG | AM384JXVAJH | Non-Ducted Indoor Units | 366000 | 10 | 21.5 | 410000 | 3.4 | 268000 | 2.45 | 7625
204442739 | SAMSUNG | AM408JXVAJH | Non-Ducted Indoor Units | 390000 | 9.8 | 21 | 436000 | 3.3 | 284000 | 2.4 | 8125
205000512 | SAMSUNG | AM168HXVAFR | Non-Ducted Indoor Units | 160000 | 11.6 | 23.8 | 180000 | 3.57 | 118000 | 2.47 | 3332.5
205000514 | SAMSUNG | AM360JXVAFR | Non-Ducted Indoor Units | 344000 | 10.3 | 23 | 386000 | 3.45 | 250000 | 2.49 | 7167.5
205000542 | SAMSUNG | AM168HXVAFH | Non-Ducted Indoor Units | 160000 | 11.6 | 23.8 | 180000 | 3.57 | 118000 | 2.47 | 3332.5
205000543 | SAMSUNG | AM168HXVAJH | Non-Ducted Indoor Units | 160000 | 11.6 | 23.8 | 180000 | 3.57 | 118000 | 2.47 | 3332.5
205000544 | SAMSUNG | AM168HXVAJR | Non-Ducted Indoor Units | 160000 | 11.6 | 23.8 | 180000 | 3.57 | 118000 | 2.47 | 3332.5
205000545 | SAMSUNG | AM168KXVTFH | Non-Ducted Indoor Units | 160000 | 13.4 | 29.7 | 180000 | 3.74 | 180000 | 2.15 | 3332.5
205000546 | SAMSUNG | AM168KXVTJH | Non-Ducted Indoor Units | 160000 | 13.4 | 29.7 | 180000 | 3.74 | 180000 | 2.15 | 3332.5
205000547 | SAMSUNG | AM168KXVTJR | Non-Ducted Indoor Units | 160000 | 13.4 | 29.7 | 180000 | 3.74 | 180000 | 2.15 | 3332.5
205000548 | SAMSUNG | AM360JXVAFH | Non-Ducted Indoor Units | 344000 | 10.3 | 23 | 386000 | 3.45 | 250000 | 2.49 | 7167.5
205000549 | SAMSUNG | AM360JXVAJH | Non-Ducted Indoor Units | 344000 | 10.3 | 23 | 386000 | 3.45 | 250000 | 2.49 | 7167.5
205000550 | SAMSUNG | AM360JXVAJR | Non-Ducted Indoor Units | 344000 | 10.3 | 23 | 386000 | 3.45 | 250000 | 2.49 | 7167.5
206799419 | SAMSUNG | AM072KXVTFH | Ducted Indoor Units | 69000 | 11.7 | 25.3 | 77000 | 3.64 | 77000 | 2.4 | 1437.5
206799420 | SAMSUNG | AM072KXVTFR | Ducted Indoor Units | 69000 | 11.7 | 25.3 | 77000 | 3.64 | 77000 | 2.4 | 1437.5
206799421 | SAMSUNG | AM072KXVTJH | Ducted Indoor Units | 69000 | 11.7 | 25.3 | 77000 | 3.64 | 77000 | 2.4 | 1437.5
206799422 | SAMSUNG | AM072KXVTJR | Ducted Indoor Units | 69000 | 11.7 | 25.3 | 77000 | 3.64 | 77000 | 2.4 | 1437.5
206799423 | SAMSUNG | AM096FXVAFH | Ducted Indoor Units | 92000 | 11.9 | 24.5 | 103000 | 3.63 | 67000 | 2.62 | 1917.5
206799424 | SAMSUNG | AM096FXVAFR | Ducted Indoor Units | 92000 | 11.9 | 24.5 | 103000 | 3.63 | 67000 | 2.62 | 1917.5
206799425 | SAMSUNG | AM096FXVAJH | Ducted Indoor Units | 92000 | 11.9 | 24.5 | 103000 | 3.63 | 67000 | 2.62 | 1917.5
206799426 | SAMSUNG | AM096FXVAJR | Ducted Indoor Units | 92000 | 11.9 | 24.5 | 103000 | 3.63 | 67000 | 2.62 | 1917.5
206799427 | SAMSUNG | AM096KXVTFH | Ducted Indoor Units | 92000 | 12.2 | 24.7 | 103000 | 3.59 | 103000 | 2.38 | 1917.5
206799428 | SAMSUNG | AM096KXVTFR | Ducted Indoor Units | 92000 | 12.2 | 24.7 | 103000 | 3.59 | 103000 | 2.38 | 1917.5
206799429 | SAMSUNG | AM096KXVTJH | Ducted Indoor Units | 92000 | 12.2 | 24.7 | 103000 | 3.59 | 103000 | 2.38 | 1917.5
206799430 | SAMSUNG | AM096KXVTJR | Ducted Indoor Units | 92000 | 12.2 | 24.7 | 103000 | 3.59 | 103000 | 2.38 | 1917.5
206799439 | SAMSUNG | AM144KXVTFH | Ducted Indoor Units | 138000 | 11.4 | 23 | 154000 | 3.6 | 154000 | 2.3 | 2875
206799440 | SAMSUNG | AM144KXVTFR | Ducted Indoor Units | 138000 | 11.4 | 23 | 154000 | 3.6 | 154000 | 2.3 | 2875
206799441 | SAMSUNG | AM144KXVTJH | Ducted Indoor Units | 138000 | 11.4 | 23 | 154000 | 3.6 | 154000 | 2.3 | 2875
206799442 | SAMSUNG | AM144KXVTJR | Ducted Indoor Units | 138000 | 11.4 | 23 | 154000 | 3.6 | 154000 | 2.3 | 2875
206799447 | SAMSUNG | AM168KXVTFH | Ducted Indoor Units | 160000 | 11.5 | 22.7 | 180000 | 3.6 | 180000 | 2.25 | 3332.5
206799448 | SAMSUNG | AM168KXVTFR | Ducted Indoor Units | 160000 | 11.5 | 22.7 | 180000 | 3.6 | 180000 | 2.25 | 3332.5
206799449 | SAMSUNG | AM168KXVTJH | Ducted Indoor Units | 160000 | 11.5 | 22.7 | 180000 | 3.6 | 180000 | 2.25 | 3332.5
206799450 | SAMSUNG | AM168KXVTJR | Ducted Indoor Units | 160000 | 11.5 | 22.7 | 180000 | 3.6 | 180000 | 2.25 | 3332.5
206799455 | SAMSUNG | AM192KXVTFH | Ducted Indoor Units | 184000 | 11.5 | 22.5 | 206000 | 3.55 | 206000 | 2.25 | 3832.5
206799456 | SAMSUNG | AM192KXVTFR | Ducted Indoor Units | 184000 | 11.5 | 22.5 | 206000 | 3.55 | 206000 | 2.25 | 3832.5
206799457 | SAMSUNG | AM192KXVTJH | Ducted Indoor Units | 184000 | 11.5 | 22.5 | 206000 | 3.55 | 206000 | 2.25 | 3832.5
206799458 | SAMSUNG | AM192KXVTJR | Ducted Indoor Units | 184000 | 11.5 | 22.5 | 206000 | 3.55 | 206000 | 2.25 | 3832.5
206799465 | SAMSUNG | AM216KXVTFH | Ducted Indoor Units | 206000 | 11.3 | 21.4 | 230000 | 3.55 | 230000 | 2.15 | 4292.5
206799466 | SAMSUNG | AM216KXVTFR | Ducted Indoor Units | 206000 | 11.3 | 21.4 | 230000 | 3.55 | 230000 | 2.15 | 4292.5
206799467 | SAMSUNG | AM216KXVTJH | Ducted Indoor Units | 206000 | 11.3 | 21.4 | 230000 | 3.55 | 230000 | 2.15 | 4292.5
206799468 | SAMSUNG | AM216KXVTJR | Ducted Indoor Units | 206000 | 11.3 | 21.4 | 230000 | 3.55 | 230000 | 2.15 | 4292.5
206799473 | SAMSUNG | AM240KXVTFH | Ducted Indoor Units | 228000 | 11.4 | 21 | 258000 | 3.53 | 258000 | 2.15 | 4750
206799474 | SAMSUNG | AM240KXVTFR | Ducted Indoor Units | 228000 | 11.4 | 21 | 258000 | 3.53 | 258000 | 2.15 | 4750
206799475 | SAMSUNG | AM240KXVTJH | Ducted Indoor Units | 228000 | 11.4 | 21 | 258000 | 3.53 | 258000 | 2.15 | 4750
206799476 | SAMSUNG | AM240KXVTJR | Ducted Indoor Units | 228000 | 11.4 | 21 | 258000 | 3.53 | 258000 | 2.15 | 4750
206799477 | SAMSUNG | AM264JXVAFH | Ducted Indoor Units | 252000 | 9.8 | 19.6 | 282000 | 3.3 | 184000 | 2.35 | 5250
206799478 | SAMSUNG | AM264JXVAFR | Ducted Indoor Units | 252000 | 9.8 | 19.6 | 282000 | 3.3 | 184000 | 2.35 | 5250
206799479 | SAMSUNG | AM264JXVAJH | Ducted Indoor Units | 252000 | 9.8 | 19.6 | 282000 | 3.3 | 184000 | 2.35 | 5250
206799480 | SAMSUNG | AM264JXVAJR | Ducted Indoor Units | 252000 | 9.8 | 19.6 | 282000 | 3.3 | 184000 | 2.35 | 5250
206799481 | SAMSUNG | AM264KXVTFH | Ducted Indoor Units | 252000 | 11.3 | 20.4 | 282000 | 3.51 | 282000 | 2.1 | 5250
206799482 | SAMSUNG | AM264KXVTFR | Ducted Indoor Units | 252000 | 11.3 | 20.4 | 282000 | 3.51 | 282000 | 2.1 | 5250
206799483 | SAMSUNG | AM264KXVTJH | Ducted Indoor Units | 252000 | 11.3 | 20.4 | 282000 | 3.51 | 282000 | 2.1 | 5250
206799484 | SAMSUNG | AM264KXVTJR | Ducted Indoor Units | 252000 | 11.3 | 20.4 | 282000 | 3.51 | 282000 | 2.1 | 5250
206799485 | SAMSUNG | AM288JXVAFH | Ducted Indoor Units | 276000 | 9.6 | 20 | 308000 | 3.3 | 200000 | 2.45 | 5750
206799486 | SAMSUNG | AM288JXVAFR | Ducted Indoor Units | 276000 | 9.6 | 20 | 308000 | 3.3 | 200000 | 2.45 | 5750
206799487 | SAMSUNG | AM288JXVAJH | Ducted Indoor Units | 276000 | 9.6 | 20 | 308000 | 3.3 | 200000 | 2.45 | 5750
206799488 | SAMSUNG | AM288JXVAJR | Ducted Indoor Units | 276000 | 9.6 | 20 | 308000 | 3.3 | 200000 | 2.45 | 5750
206799489 | SAMSUNG | AM288KXVTFH | Ducted Indoor Units | 276000 | 11.2 | 20.1 | 308000 | 3.5 | 308000 | 2.1 | 5750
206799490 | SAMSUNG | AM288KXVTFR | Ducted Indoor Units | 276000 | 11.2 | 20.1 | 308000 | 3.5 | 308000 | 2.1 | 5750
206799491 | SAMSUNG | AM288KXVTJH | Ducted Indoor Units | 276000 | 11.2 | 20.1 | 308000 | 3.5 | 308000 | 2.1 | 5750
206799492 | SAMSUNG | AM288KXVTJR | Ducted Indoor Units | 276000 | 11.2 | 20.1 | 308000 | 3.5 | 308000 | 2.1 | 5750
204442798 | SAMSUNG | AM288KXVTFR | Non-Ducted Indoor Units | 276000 | 12.8 | 28.1 | 308000 | 3.7 | 308000 | 2.1 | 5750
204442799 | SAMSUNG | AM072KXVTJR | Non-Ducted Indoor Units | 69000 | 14.1 | 32.6 | 77000 | 4.35 | 77000 | 2.58 | 1437.5
204442800 | SAMSUNG | AM096KXVTJR | Non-Ducted Indoor Units | 92000 | 14.4 | 33 | 103000 | 4.32 | 103000 | 2.45 | 1917.5
204442801 | SAMSUNG | AM144KXVTJR | Non-Ducted Indoor Units | 138000 | 13.3 | 29.8 | 154000 | 3.71 | 154000 | 2.15 | 2875
204442802 | SAMSUNG | AM192KXVTJR | Non-Ducted Indoor Units | 184000 | 13.1 | 29.1 | 206000 | 3.78 | 206000 | 2.15 | 3832.5
204442803 | SAMSUNG | AM216KXVTJR | Non-Ducted Indoor Units | 206000 | 13.3 | 28.3 | 230000 | 3.81 | 230000 | 2.12 | 4292.5
204442804 | SAMSUNG | AM240KXVTJR | Non-Ducted Indoor Units | 228000 | 13.4 | 28.5 | 258000 | 3.77 | 258000 | 2.11 | 4750
204442768 | SAMSUNG | AM336JXVAJR | Non-Ducted Indoor Units | 320000 | 10.6 | 21.5 | 360000 | 3.46 | 234000 | 2.49 | 6667.5
204442766 | SAMSUNG | AM288JXVAJR | Non-Ducted Indoor Units | 276000 | 11 | 22.6 | 308000 | 3.54 | 200000 | 2.46 | 5750
204442755 | SAMSUNG | AM408JXVAFR | Non-Ducted Indoor Units | 390000 | 9.8 | 21 | 436000 | 3.3 | 284000 | 2.4 | 8125
204442753 | SAMSUNG | AM336JXVAFR | Non-Ducted Indoor Units | 320000 | 10.6 | 21.5 | 360000 | 3.46 | 234000 | 2.49 | 6667.5
204442791 | SAMSUNG | AM072KXVTFR | Non-Ducted Indoor Units | 69000 | 14.1 | 32.6 | 77000 | 4.35 | 77000 | 2.58 | 1437.5
204442795 | SAMSUNG | AM216KXVTFR | Non-Ducted Indoor Units | 206000 | 13.3 | 28.3 | 230000 | 3.81 | 230000 | 2.12 | 4292.5
204442796 | SAMSUNG | AM240KXVTFR | Non-Ducted Indoor Units | 228000 | 13.4 | 28.5 | 258000 | 3.77 | 258000 | 2.11 | 4750
204442810 | SAMSUNG | AM216KXVGJR | Non-Ducted Indoor Units | 206000 | 11 | 24.5 | 230000 | 3.82 | 150000 | 2.7 | 4292.5
204442812 | SAMSUNG | AM408KXVGJR | Non-Ducted Indoor Units | 390000 | 9.8 | 21 | 436000 | 3.3 | 284000 | 2.4 | 8125
204442813 | SAMSUNG | AM432KXVGJR | Non-Ducted Indoor Units | 416000 | 9.8 | 21 | 460000 | 3.3 | 300000 | 2.4 | 8667.5
204442806 | SAMSUNG | AM288KXVTJR | Non-Ducted Indoor Units | 276000 | 12.8 | 28.1 | 308000 | 3.7 | 308000 | 2.1 | 5750
204442770 | SAMSUNG | AM408JXVAJR | Non-Ducted Indoor Units | 390000 | 9.8 | 21 | 436000 | 3.3 | 284000 | 2.4 | 8125
204442751 | SAMSUNG | AM288JXVAFR | Non-Ducted Indoor Units | 276000 | 11 | 22.6 | 308000 | 3.54 | 200000 | 2.46 | 5750
204442759 | SAMSUNG | AM072FXVAJR | Non-Ducted Indoor Units | 69000 | 13 | 29.7 | 77000 | 3.71 | 51000 | 2.73 | 1437.5
204442760 | SAMSUNG | AM096FXVAJR | Non-Ducted Indoor Units | 92000 | 12.7 | 28.6 | 103000 | 3.86 | 67000 | 2.65 | 1917.5
204442761 | SAMSUNG | AM144FXVAJR | Non-Ducted Indoor Units | 138000 | 11.5 | 23.9 | 154000 | 3.81 | 100000 | 2.55 | 2875
204442762 | SAMSUNG | AM192HXVAJR | Non-Ducted Indoor Units | 184000 | 11.1 | 20.5 | 206000 | 3.61 | 134000 | 2.53 | 3832.5
204442747 | SAMSUNG | AM192HXVAFR | Non-Ducted Indoor Units | 184000 | 11.1 | 20.5 | 206000 | 3.61 | 134000 | 2.53 | 3832.5
212511003 | TOSHIBA CARRIER | MMY-MAP0726HT6P-UL | Non-Ducted Indoor Units | 69000 | 14.8 | 29 | 77000 | 4.23 | 56000 | 2.68 | 1437.5
212511004 | TOSHIBA CARRIER | MMY-MAP0966HT6P-UL | Ducted Indoor Units | 92000 | 13.3 | 22.3 | 103000 | 4 | 76000 | 2.83 | 1917.5
212511005 | TOSHIBA CARRIER | MMY-MAP1206HT6P-UL | Ducted Indoor Units | 114000 | 12.1 | 21.6 | 129000 | 3.89 | 92000 | 2.75 | 2375
212511006 | TOSHIBA CARRIER | MMY-MAP1446HT6P-UL | Non-Ducted Indoor Units | 138000 | 12.4 | 25.6 | 154000 | 4.12 | 109000 | 2.73 | 2875
212511007 | TOSHIBA CARRIER | MMY-MAP1686HT6P-UL | Non-Ducted Indoor Units | 160000 | 11 | 23.8 | 180000 | 3.74 | 132000 | 2.48 | 3332.5
212511009 | TOSHIBA CARRIER | MMY-AP1926HT6P-UL | Ducted Indoor Units | 184000 | 12.2 | 20.3 | 206000 | 4 | 150000 | 2.88 | 3832.5
212511010 | TOSHIBA CARRIER | MMY-AP192S6HT6P-UL | Ducted Indoor Units | 184000 | 11.9 | 19.9 | 206000 | 3.83 | 150000 | 2.74 | 3832.5
212511011 | TOSHIBA CARRIER | MMY-AP2406HT6P-UL | Ducted Indoor Units | 230000 | 12.1 | 20.6 | 256000 | 3.95 | 182000 | 2.91 | 4792.5
212511012 | TOSHIBA CARRIER | MMY-AP240S6HT6P-UL | Ducted Indoor Units | 230000 | 12 | 20.3 | 256000 | 3.9 | 182000 | 2.86 | 4792.5
212511013 | TOSHIBA CARRIER | MMY-AP2646HT6P-UL | Non-Ducted Indoor Units | 252000 | 11.4 | 22.8 | 282000 | 3.65 | 200000 | 2.66 | 5250
212511014 | TOSHIBA CARRIER | MMY-AP2886HT6P-UL | Non-Ducted Indoor Units | 276000 | 11.1 | 22.5 | 308000 | 3.6 | 216000 | 2.65 | 5750
212511015 | TOSHIBA CARRIER | MMY-AP2886HT6P-UL | Ducted Indoor Units | 276000 | 11.3 | 20 | 308000 | 3.81 | 216000 | 2.88 | 5750
212511016 | TOSHIBA CARRIER | MMY-AP288S6HT6P-UL | Non-Ducted Indoor Units | 276000 | 10.9 | 22.2 | 308000 | 3.5 | 216000 | 2.58 | 5750
212511017 | TOSHIBA CARRIER | MMY-AP288S6HT6P-UL | Ducted Indoor Units | 276000 | 11.2 | 19.6 | 308000 | 3.76 | 216000 | 2.8 | 5750
212511018 | TOSHIBA CARRIER | MMY-AP3126HT6P-UL | Non-Ducted Indoor Units | 298000 | 10.4 | 22.1 | 334000 | 3.42 | 236000 | 2.6 | 6207.5
212511019 | TOSHIBA CARRIER | MMY-AP3126HT6P-UL | Ducted Indoor Units | 298000 | 10.8 | 19.7 | 334000 | 3.66 | 236000 | 2.72 | 6207.5
212511020 | TOSHIBA CARRIER | MMY-AP3366HT6P-UL | Non-Ducted Indoor Units | 320000 | 10.3 | 22 | 360000 | 3.35 | 268000 | 2.46 | 6667.5
212511021 | TOSHIBA CARRIER | MMY-AP3366HT6P-UL | Ducted Indoor Units | 320000 | 10.4 | 19.6 | 360000 | 3.49 | 268000 | 2.57 | 6667.5
212511022 | TOSHIBA CARRIER | MMY-AP3606HT6P-UL | Non-Ducted Indoor Units | 342000 | 11.6 | 22.4 | 384000 | 3.52 | 284000 | 2.58 | 7125
212511023 | TOSHIBA CARRIER | MMY-AP3606HT6P-UL | Ducted Indoor Units | 342000 | 11.8 | 20.3 | 384000 | 3.66 | 284000 | 2.72 | 7125
212511024 | TOSHIBA CARRIER | MMY-MAP0726HT6P-UL | Ducted Indoor Units | 69000 | 13.5 | 22.7 | 77000 | 3.79 | 56000 | 2.74 | 1437.5
212511025 | TOSHIBA CARRIER | MMY-MAP0966HT6P-UL | Non-Ducted Indoor Units | 92000 | 12.6 | 28 | 103000 | 4.5 | 76000 | 2.84 | 1917.5
212511026 | TOSHIBA CARRIER | MMY-MAP1206HT6P-UL | Non-Ducted Indoor Units | 114000 | 12.8 | 25.1 | 129000 | 3.99 | 92000 | 2.79 | 2375
212511027 | TOSHIBA CARRIER | MMY-MAP1446HT6P-UL | Ducted Indoor Units | 138000 | 11.3 | 20 | 154000 | 3.91 | 109000 | 2.78 | 2875
212511028 | TOSHIBA CARRIER | MMY-AP1926HT6P-UL | Non-Ducted Indoor Units | 184000 | 12.8 | 25.5 | 206000 | 4.05 | 150000 | 2.76 | 3832.5
212511029 | TOSHIBA CARRIER | MMY-AP192S6HT6P-UL | Non-Ducted Indoor Units | 184000 | 12.6 | 25.1 | 206000 | 3.95 | 150000 | 2.68 | 3832.5
212511030 | TOSHIBA CARRIER | MMY-AP2406HT6P-UL | Non-Ducted Indoor Units | 230000 | 12 | 24.1 | 256000 | 3.75 | 182000 | 2.66 | 4792.5
212511031 | TOSHIBA CARRIER | MMY-AP240S6HT6P-UL | Non-Ducted Indoor Units | 230000 | 11.6 | 23.6 | 256000 | 3.7 | 182000 | 2.62 | 4792.5
212511032 | TOSHIBA CARRIER | MMY-AP2646HT6P-UL | Ducted Indoor Units | 252000 | 12 | 20.4 | 282000 | 3.9 | 200000 | 2.88 | 5250
212511033 | TOSHIBA CARRIER | MMY-AP3846HT6P-UL | Non-Ducted Indoor Units | 366000 | 10.6 | 21.8 | 410000 | 3.4 | 294000 | 2.55 | 7625
212511034 | TOSHIBA CARRIER | MMY-AP3846HT6P-UL | Ducted Indoor Units | 366000 | 11 | 19.8 | 410000 | 3.55 | 294000 | 2.63 | 7625
212511035 | TOSHIBA CARRIER | MMY-AP4326HT6P-UL | Non-Ducted Indoor Units | 410000 | 10 | 21.3 | 460000 | 3.28 | 328000 | 2.48 | 8542.5
212511036 | TOSHIBA CARRIER | MMY-AP4326HT6P-UL | Ducted Indoor Units | 410000 | 10.2 | 19.1 | 460000 | 3.32 | 328000 | 2.52 | 8542.5
212511037 | TOSHIBA CARRIER | MMY-AP2166HT6P-UL | Non-Ducted Indoor Units | 206000 | 12 | 24.6 | 232000 | 3.9 | 164000 | 2.75 | 4292.5
212511038 | TOSHIBA CARRIER | MMY-AP2166HT6P-UL | Ducted Indoor Units | 206000 | 12.1 | 20.3 | 232000 | 3.93 | 164000 | 2.86 | 4292.5
212511039 | TOSHIBA CARRIER | MMY-MAP0726HT9P-UL | Non-Ducted Indoor Units | 69000 | 14.8 | 29 | 77000 | 4.23 | 56000 | 2.68 | 1437.5
212511040 | TOSHIBA CARRIER | MMY-MAP0966HT9P-UL | Ducted Indoor Units | 92000 | 13.3 | 22.3 | 103000 | 4 | 76000 | 2.83 | 1917.5
212511041 | TOSHIBA CARRIER | MMY-MAP1206HT9P-UL | Ducted Indoor Units | 114000 | 12.1 | 21.6 | 129000 | 3.89 | 92000 | 2.75 | 2375
212511042 | TOSHIBA CARRIER | MMY-MAP1446HT9P-UL | Non-Ducted Indoor Units | 138000 | 12.4 | 25.6 | 154000 | 4.12 | 109000 | 2.73 | 2875
212511043 | TOSHIBA CARRIER | MMY-MAP1686HT9P-UL | Non-Ducted Indoor Units | 160000 | 11 | 23.8 | 180000 | 3.74 | 132000 | 2.48 | 3332.5
212511045 | TOSHIBA CARRIER | MMY-AP1926HT9P-UL | Ducted Indoor Units | 184000 | 12.2 | 20.3 | 206000 | 4 | 150000 | 2.88 | 3832.5
212511046 | TOSHIBA CARRIER | MMY-AP192S6HT9P-UL | Ducted Indoor Units | 184000 | 11.9 | 19.9 | 206000 | 3.83 | 150000 | 2.74 | 3832.5
212511047 | TOSHIBA CARRIER | MMY-AP2166HT9P-UL | Non-Ducted Indoor Units | 206000 | 12 | 24.6 | 232000 | 3.9 | 164000 | 2.75 | 4292.5
212511048 | TOSHIBA CARRIER | MMY-AP2406HT9P-UL | Ducted Indoor Units | 230000 | 12.1 | 20.6 | 256000 | 3.95 | 182000 | 2.91 | 4792.5
212511049 | TOSHIBA CARRIER | MMY-AP240S6HT9P-UL | Ducted Indoor Units | 230000 | 12 | 20.3 | 256000 | 3.9 | 182000 | 2.86 | 4792.5
212511050 | TOSHIBA CARRIER | MMY-AP2646HT9P-UL | Non-Ducted Indoor Units | 252000 | 11.4 | 22.8 | 282000 | 3.65 | 200000 | 2.66 | 5250
212511051 | TOSHIBA CARRIER | MMY-AP2886HT9P-UL | Non-Ducted Indoor Units | 276000 | 11.1 | 22.5 | 308000 | 3.6 | 216000 | 2.65 | 5750
212511052 | TOSHIBA CARRIER | MMY-AP2886HT9P-UL | Ducted Indoor Units | 276000 | 11.3 | 20 | 308000 | 3.81 | 216000 | 2.88 | 5750
212511053 | TOSHIBA CARRIER | MMY-AP288S6HT9P-UL | Non-Ducted Indoor Units | 276000 | 10.9 | 22.2 | 308000 | 3.5 | 216000 | 2.58 | 5750
212511054 | TOSHIBA CARRIER | MMY-AP288S6HT9P-UL | Ducted Indoor Units | 276000 | 11.2 | 19.6 | 308000 | 3.76 | 216000 | 2.8 | 5750
212511055 | TOSHIBA CARRIER | MMY-AP3126HT9P-UL | Non-Ducted Indoor Units | 298000 | 10.4 | 22.1 | 334000 | 3.42 | 236000 | 2.6 | 6207.5
212511056 | TOSHIBA CARRIER | MMY-AP3126HT9P-UL | Ducted Indoor Units | 298000 | 10.8 | 19.7 | 334000 | 3.66 | 236000 | 2.72 | 6207.5
212511057 | TOSHIBA CARRIER | MMY-AP3366HT9P-UL | Non-Ducted Indoor Units | 320000 | 10.3 | 22 | 360000 | 3.35 | 268000 | 2.46 | 6667.5
212511058 | TOSHIBA CARRIER | MMY-AP3366HT9P-UL | Ducted Indoor Units | 320000 | 10.4 | 19.6 | 360000 | 3.49 | 268000 | 2.57 | 6667.5
212511059 | TOSHIBA CARRIER | MMY-AP3606HT9P-UL | Non-Ducted Indoor Units | 342000 | 11.6 | 22.4 | 384000 | 3.52 | 284000 | 2.58 | 7125
212511060 | TOSHIBA CARRIER | MMY-AP3606HT9P-UL | Ducted Indoor Units | 342000 | 11.8 | 20.3 | 384000 | 3.66 | 284000 | 2.72 | 7125
212511061 | TOSHIBA CARRIER | MMY-MAP0726HT9P-UL | Ducted Indoor Units | 69000 | 13.5 | 22.7 | 77000 | 3.79 | 56000 | 2.74 | 1437.5
212511062 | TOSHIBA CARRIER | MMY-MAP0966HT9P-UL | Non-Ducted Indoor Units | 92000 | 12.6 | 28 | 103000 | 4.5 | 76000 | 2.84 | 1917.5
212511063 | TOSHIBA CARRIER | MMY-MAP1206HT9P-UL | Non-Ducted Indoor Units | 114000 | 12.8 | 25.1 | 129000 | 3.99 | 92000 | 2.79 | 2375
212511064 | TOSHIBA CARRIER | MMY-MAP1446HT9P-UL | Ducted Indoor Units | 138000 | 11.3 | 20 | 154000 | 3.91 | 109000 | 2.78 | 2875
212511065 | TOSHIBA CARRIER | MMY-AP1926HT9P-UL | Non-Ducted Indoor Units | 184000 | 12.8 | 25.5 | 206000 | 4.05 | 150000 | 2.76 | 3832.5
212511066 | TOSHIBA CARRIER | MMY-AP192S6HT9P-UL | Non-Ducted Indoor Units | 184000 | 12.6 | 25.1 | 206000 | 3.95 | 150000 | 2.68 | 3832.5
212511067 | TOSHIBA CARRIER | MMY-AP2166HT9P-UL | Ducted Indoor Units | 206000 | 12.1 | 20.3 | 232000 | 3.93 | 164000 | 2.86 | 4292.5
212511068 | TOSHIBA CARRIER | MMY-AP2406HT9P-UL | Non-Ducted Indoor Units | 230000 | 12 | 24.1 | 256000 | 3.75 | 182000 | 2.66 | 4792.5
212511069 | TOSHIBA CARRIER | MMY-AP240S6HT9P-UL | Non-Ducted Indoor Units | 230000 | 11.6 | 23.6 | 256000 | 3.7 | 182000 | 2.62 | 4792.5
212511070 | TOSHIBA CARRIER | MMY-AP2646HT9P-UL | Ducted Indoor Units | 252000 | 12 | 20.4 | 282000 | 3.9 | 200000 | 2.88 | 5250
212511071 | TOSHIBA CARRIER | MMY-MAP0726FT6P-UL | Non-Ducted Indoor Units | 69000 | 14.6 | 26.6 | 77000 | 3.67 | 56000 | 2.73 | 1437.5
212511072 | TOSHIBA CARRIER | MMY-MAP0726FT6P-UL | Ducted Indoor Units | 69000 | 12.6 | 19.5 | 77000 | 3.42 | 56000 | 2.44 | 1437.5
212511073 | TOSHIBA CARRIER | MMY-MAP0726FT9P-UL | Non-Ducted Indoor Units | 69000 | 14.6 | 26.6 | 77000 | 3.67 | 56000 | 2.73 | 1437.5
212511074 | TOSHIBA CARRIER | MMY-MAP0726FT9P-UL | Ducted Indoor Units | 69000 | 12.6 | 19.5 | 77000 | 3.42 | 56000 | 2.44 | 1437.5
212511075 | TOSHIBA CARRIER | MMY-MAP0966FT6P-UL | Non-Ducted Indoor Units | 92000 | 12.5 | 28.3 | 103000 | 3.85 | 76000 | 2.61 | 1917.5
212511076 | TOSHIBA CARRIER | MMY-MAP0966FT6P-UL | Ducted Indoor Units | 92000 | 11.7 | 21.4 | 103000 | 3.71 | 76000 | 2.54 | 1917.5
212511077 | TOSHIBA CARRIER | MMY-MAP0966FT9P-UL | Non-Ducted Indoor Units | 92000 | 12.5 | 28.3 | 103000 | 3.85 | 76000 | 2.61 | 1917.5
212511078 | TOSHIBA CARRIER | MMY-MAP0966FT9P-UL | Ducted Indoor Units | 92000 | 11.7 | 21.4 | 103000 | 3.71 | 76000 | 2.54 | 1917.5
212511079 | TOSHIBA CARRIER | MMY-MAP1206FT6P-UL | Non-Ducted Indoor Units | 114000 | 11.8 | 27.5 | 129000 | 3.61 | 92000 | 2.44 | 2375
212511080 | TOSHIBA CARRIER | MMY-MAP1206FT6P-UL | Ducted Indoor Units | 114000 | 11.9 | 20 | 129000 | 3.48 | 92000 | 2.46 | 2375
212511081 | TOSHIBA CARRIER | MMY-MAP1206FT9P-UL | Non-Ducted Indoor Units | 114000 | 11.8 | 27.5 | 129000 | 3.61 | 92000 | 2.44 | 2375
212511082 | TOSHIBA CARRIER | MMY-MAP1206FT9P-UL | Ducted Indoor Units | 114000 | 11.9 | 20 | 129000 | 3.48 | 92000 | 2.46 | 2375
212511083 | TOSHIBA CARRIER | MMY-MAP1446FT6P-UL | Non-Ducted Indoor Units | 138000 | 12.2 | 25.9 | 154000 | 3.75 | 109000 | 2.6 | 2875
212511084 | TOSHIBA CARRIER | MMY-MAP1446FT6P-UL | Ducted Indoor Units | 138000 | 11.4 | 20.2 | 154000 | 3.52 | 109000 | 2.48 | 2875
212511085 | TOSHIBA CARRIER | MMY-MAP1446FT9P-UL | Non-Ducted Indoor Units | 138000 | 12.2 | 25.9 | 154000 | 3.75 | 109000 | 2.6 | 2875
212511086 | TOSHIBA CARRIER | MMY-MAP1446FT9P-UL | Ducted Indoor Units | 138000 | 11.4 | 20.2 | 154000 | 3.52 | 109000 | 2.48 | 2875
212511091 | TOSHIBA CARRIER | MMY-AP1926FT6P-UL | Non-Ducted Indoor Units | 184000 | 12.2 | 26.1 | 206000 | 3.7 | 150000 | 2.5 | 3832.5
212511092 | TOSHIBA CARRIER | MMY-AP1926FT6P-UL | Ducted Indoor Units | 184000 | 11.5 | 20.4 | 206000 | 3.67 | 150000 | 2.45 | 3832.5
212511093 | TOSHIBA CARRIER | MMY-AP1926FT9P-UL | Non-Ducted Indoor Units | 184000 | 12.2 | 26.1 | 206000 | 3.7 | 150000 | 2.5 | 3832.5
212511094 | TOSHIBA CARRIER | MMY-AP1926FT9P-UL | Ducted Indoor Units | 184000 | 11.5 | 20.4 | 206000 | 3.67 | 150000 | 2.45 | 3832.5
212511095 | TOSHIBA CARRIER | MMY-AP192S6FT6P-UL | Non-Ducted Indoor Units | 184000 | 11.7 | 25.3 | 206000 | 3.6 | 150000 | 2.45 | 3832.5
212511096 | TOSHIBA CARRIER | MMY-AP192S6FT6P-UL | Ducted Indoor Units | 184000 | 11.3 | 19.9 | 206000 | 3.57 | 150000 | 2.4 | 3832.5
212511097 | TOSHIBA CARRIER | MMY-AP192S6FT9P-UL | Non-Ducted Indoor Units | 184000 | 11.7 | 25.3 | 206000 | 3.6 | 150000 | 2.45 | 3832.5
212511098 | TOSHIBA CARRIER | MMY-AP192S6FT9P-UL | Ducted Indoor Units | 184000 | 11.3 | 19.9 | 206000 | 3.57 | 150000 | 2.4 | 3832.5
212511099 | TOSHIBA CARRIER | MMY-AP2166FT6P-UL | Non-Ducted Indoor Units | 206000 | 11.6 | 24.2 | 232000 | 3.57 | 164000 | 2.46 | 4292.5
212511100 | TOSHIBA CARRIER | MMY-AP2166FT6P-UL | Ducted Indoor Units | 206000 | 11.2 | 20.5 | 232000 | 3.74 | 164000 | 2.44 | 4292.5
212511101 | TOSHIBA CARRIER | MMY-AP2166FT9P-UL | Non-Ducted Indoor Units | 206000 | 11.6 | 24.2 | 232000 | 3.57 | 164000 | 2.46 | 4292.5
212511102 | TOSHIBA CARRIER | MMY-AP2166FT9P-UL | Ducted Indoor Units | 206000 | 11.2 | 20.5 | 232000 | 3.74 | 164000 | 2.44 | 4292.5
212511103 | TOSHIBA CARRIER | MMY-AP2406FT6P-UL | Non-Ducted Indoor Units | 230000 | 11.6 | 23.3 | 256000 | 3.6 | 182000 | 2.53 | 4792.5
212511104 | TOSHIBA CARRIER | MMY-AP2406FT6P-UL | Ducted Indoor Units | 230000 | 11.3 | 20.8 | 256000 | 3.56 | 182000 | 2.47 | 4792.5
212511105 | TOSHIBA CARRIER | MMY-AP2406FT9P-UL | Non-Ducted Indoor Units | 230000 | 11.6 | 23.3 | 256000 | 3.6 | 182000 | 2.53 | 4792.5
212511106 | TOSHIBA CARRIER | MMY-AP2406FT9P-UL | Ducted Indoor Units | 230000 | 11.3 | 20.8 | 256000 | 3.56 | 182000 | 2.47 | 4792.5
212511111 | TOSHIBA CARRIER | MMY-AP2646FT6P-UL | Non-Ducted Indoor Units | 252000 | 10.9 | 23.1 | 282000 | 3.4 | 200000 | 2.45 | 5250
212511112 | TOSHIBA CARRIER | MMY-AP2646FT6P-UL | Ducted Indoor Units | 252000 | 10.9 | 20.5 | 282000 | 3.46 | 200000 | 2.37 | 5250
212511113 | TOSHIBA CARRIER | MMY-AP2646FT9P-UL | Non-Ducted Indoor Units | 252000 | 10.9 | 23.1 | 282000 | 3.4 | 200000 | 2.45 | 5250
212511114 | TOSHIBA CARRIER | MMY-AP2646FT9P-UL | Ducted Indoor Units | 252000 | 10.9 | 20.5 | 282000 | 3.46 | 200000 | 2.37 | 5250
212511115 | TOSHIBA CARRIER | MMY-AP2886FT6P-UL | Non-Ducted Indoor Units | 276000 | 11.1 | 22.8 | 308000 | 3.45 | 216000 | 2.5 | 5750
212511116 | TOSHIBA CARRIER | MMY-AP2886FT6P-UL | Ducted Indoor Units | 276000 | 11 | 20.2 | 308000 | 3.46 | 216000 | 2.37 | 5750
212511117 | TOSHIBA CARRIER | MMY-AP2886FT9P-UL | Non-Ducted Indoor Units | 276000 | 11.1 | 22.8 | 308000 | 3.45 | 216000 | 2.5 | 5750
212511118 | TOSHIBA CARRIER | MMY-AP2886FT9P-UL | Ducted Indoor Units | 276000 | 11 | 20.2 | 308000 | 3.46 | 216000 | 2.37 | 5750
212511119 | TOSHIBA CARRIER | MMY-AP288S6FT6P-UL | Non-Ducted Indoor Units | 276000 | 10.3 | 22.4 | 308000 | 3.35 | 216000 | 2.35 | 5750
212511120 | TOSHIBA CARRIER | MMY-AP288S6FT6P-UL | Ducted Indoor Units | 276000 | 9.8 | 19.7 | 308000 | 3.37 | 216000 | 2.32 | 5750
212511121 | TOSHIBA CARRIER | MMY-AP288S6FT9P-UL | Non-Ducted Indoor Units | 276000 | 10.3 | 22.4 | 308000 | 3.35 | 216000 | 2.35 | 5750
212511122 | TOSHIBA CARRIER | MMY-AP288S6FT9P-UL | Ducted Indoor Units | 276000 | 9.8 | 19.7 | 308000 | 3.37 | 216000 | 2.32 | 5750
212511123 | TOSHIBA CARRIER | MMY-AP3126FT6P-UL | Non-Ducted Indoor Units | 298000 | 10.3 | 22.1 | 334000 | 3.3 | 236000 | 2.4 | 6207.5
212511124 | TOSHIBA CARRIER | MMY-AP3126FT6P-UL | Ducted Indoor Units | 298000 | 10 | 19.7 | 334000 | 3.29 | 236000 | 2.33 | 6207.5
212511125 | TOSHIBA CARRIER | MMY-AP3126FT9P-UL | Non-Ducted Indoor Units | 298000 | 10.3 | 22.1 | 334000 | 3.3 | 236000 | 2.4 | 6207.5
212511126 | TOSHIBA CARRIER | MMY-AP3126FT9P-UL | Ducted Indoor Units | 298000 | 10 | 19.7 | 334000 | 3.29 | 236000 | 2.33 | 6207.5
212511127 | TOSHIBA CARRIER | MMY-AP3366FT6P-UL | Non-Ducted Indoor Units | 320000 | 10.7 | 23.9 | 360000 | 3.4 | 268000 | 2.4 | 6667.5
212511128 | TOSHIBA CARRIER | MMY-AP3366FT6P-UL | Ducted Indoor Units | 320000 | 10.2 | 20.7 | 360000 | 3.32 | 268000 | 2.38 | 6667.5
212511129 | TOSHIBA CARRIER | MMY-AP3366FT9P-UL | Non-Ducted Indoor Units | 320000 | 10.7 | 23.9 | 360000 | 3.4 | 268000 | 2.4 | 6667.5
212511130 | TOSHIBA CARRIER | MMY-AP3366FT9P-UL | Ducted Indoor Units | 320000 | 10.2 | 20.7 | 360000 | 3.32 | 268000 | 2.38 | 6667.5
212511131 | TOSHIBA CARRIER | MMY-AP336S6FT6P-UL | Non-Ducted Indoor Units | 320000 | 10.1 | 21.9 | 360000 | 3.25 | 268000 | 2.28 | 6667.5
212511133 | TOSHIBA CARRIER | MMY-AP336S6FT9P-UL | Non-Ducted Indoor Units | 320000 | 10.1 | 21.9 | 360000 | 3.25 | 268000 | 2.28 | 6667.5
212511135 | TOSHIBA CARRIER | MMY-AP3606FT6P-UL | Non-Ducted Indoor Units | 342000 | 9.7 | 23.3 | 386000 | 3.3 | 284000 | 2.35 | 7125
212511137 | TOSHIBA CARRIER | MMY-AP3606FT9P-UL | Non-Ducted Indoor Units | 342000 | 9.7 | 23.3 | 386000 | 3.3 | 284000 | 2.35 | 7125
212511139 | TOSHIBA CARRIER | MMY-AP3846HT9P-UL | Non-Ducted Indoor Units | 366000 | 10.6 | 21.8 | 410000 | 3.4 | 294000 | 2.55 | 7625
212511140 | TOSHIBA CARRIER | MMY-AP3846HT9P-UL | Ducted Indoor Units | 366000 | 11 | 19.8 | 410000 | 3.55 | 294000 | 2.63 | 7625
212511145 | TOSHIBA CARRIER | MMY-AP4326HT9P-UL | Non-Ducted Indoor Units | 410000 | 10 | 21.3 | 460000 | 3.28 | 328000 | 2.48 | 8542.5
212511146 | TOSHIBA CARRIER | MMY-AP4326HT9P-UL | Ducted Indoor Units | 410000 | 10.2 | 19.1 | 460000 | 3.32 | 328000 | 2.52 | 8542.5
212511151 | TOSHIBA CARRIER | MMY-AP4086HT6P-UL | Non-Ducted Indoor Units | 390000 | 10.4 | 21.4 | 436000 | 3.38 | 310000 | 2.5 | 8125
212511152 | TOSHIBA CARRIER | MMY-AP4086HT6P-UL | Ducted Indoor Units | 390000 | 11 | 19.6 | 436000 | 3.37 | 310000 | 2.57 | 8125
212511153 | TOSHIBA CARRIER | MMY-AP4086HT9P-UL | Non-Ducted Indoor Units | 390000 | 10.4 | 21.4 | 436000 | 3.38 | 310000 | 2.5 | 8125
212511154 | TOSHIBA CARRIER | MMY-AP4086HT9P-UL | Ducted Indoor Units | 390000 | 11 | 19.6 | 436000 | 3.37 | 310000 | 2.57 | 8125
212511155 | TOSHIBA CARRIER | MMY-AP408S6HT6P-UL | Non-Ducted Indoor Units | 390000 | 10.2 | 21 | 436000 | 3.3 | 310000 | 2.48 | 8125
212511156 | TOSHIBA CARRIER | MMY-AP408S6HT6P-UL | Ducted Indoor Units | 390000 | 10.6 | 19.3 | 436000 | 3.32 | 310000 | 2.55 | 8125
212511157 | TOSHIBA CARRIER | MMY-AP408S6HT9P-UL | Non-Ducted Indoor Units | 390000 | 10.2 | 21 | 436000 | 3.3 | 310000 | 2.48 | 8125
212511158 | TOSHIBA CARRIER | MMY-AP408S6HT9P-UL | Ducted Indoor Units | 390000 | 10.6 | 19.3 | 436000 | 3.32 | 310000 | 2.55 | 8125
212511164 | TOSHIBA CARRIER | MMY-AP4566HT6P-UL | Ducted Indoor Units | 430000 | 9.9 | 19.3 | 488000 | 3.26 | 350000 | 2.5 | 8957.5
212511166 | TOSHIBA CARRIER | MMY-AP4566HT9P-UL | Ducted Indoor Units | 430000 | 9.9 | 19.3 | 488000 | 3.26 | 350000 | 2.5 | 8957.5
212512452 | TOSHIBA CARRIER | MMY-AP1446FT2P-UL | Non-Ducted Indoor Units | 144000 | 11.8 | 23 | 162000 | 3.77 | 109000 | 2.57 | 3000
212512453 | TOSHIBA CARRIER | MMY-AP1446FT2P-UL | Ducted Indoor Units | 144000 | 11.1 | 20 | 162000 | 3.57 | 109000 | 2.54 | 3000
212512454 | TOSHIBA CARRIER | MMY-MAP0726HT9P-UL | Mixed Ducted and Non-Ducted Indoor Units | 69000 | 14.15 | 25.85 | 77000 | 4.01 | 56000 | 2.71 | 1437.5
212512455 | TOSHIBA CARRIER | MMY-MAP0726FT6P-UL | Mixed Ducted and Non-Ducted Indoor Units | 69000 | 13.6 | 23.05 | 77000 | 3.54 | 56000 | 2.58 | 1437.5
212512456 | TOSHIBA CARRIER | MMY-MAP0726FT9P-UL | Mixed Ducted and Non-Ducted Indoor Units | 69000 | 13.6 | 23.05 | 77000 | 3.54 | 56000 | 2.58 | 1437.5
212512457 | TOSHIBA CARRIER | MMY-MAP0966HT9P-UL | Mixed Ducted and Non-Ducted Indoor Units | 92000 | 12.95 | 25.15 | 103000 | 4.25 | 76000 | 2.83 | 1917.5
212512458 | TOSHIBA CARRIER | MMY-MAP0966FT6P-UL | Mixed Ducted and Non-Ducted Indoor Units | 92000 | 12.1 | 24.85 | 103000 | 3.78 | 76000 | 2.57 | 1917.5
212512459 | TOSHIBA CARRIER | MMY-MAP0966FT9P-UL | Mixed Ducted and Non-Ducted Indoor Units | 92000 | 12.1 | 24.85 | 103000 | 3.78 | 76000 | 2.57 | 1917.5
212512460 | TOSHIBA CARRIER | MMY-MAP1206HT9P-UL | Mixed Ducted and Non-Ducted Indoor Units | 114000 | 12.45 | 23.35 | 129000 | 3.94 | 92000 | 2.77 | 2375
212512461 | TOSHIBA CARRIER | MMY-MAP1206FT6P-UL | Mixed Ducted and Non-Ducted Indoor Units | 114000 | 11.85 | 23.75 | 129000 | 3.54 | 92000 | 2.45 | 2375
212512462 | TOSHIBA CARRIER | MMY-MAP1206FT9P-UL | Mixed Ducted and Non-Ducted Indoor Units | 114000 | 11.85 | 23.75 | 129000 | 3.54 | 92000 | 2.45 | 2375
212512463 | TOSHIBA CARRIER | MMY-MAP1446HT9P-UL | Mixed Ducted and Non-Ducted Indoor Units | 138000 | 11.85 | 22.8 | 154000 | 4.01 | 109000 | 2.75 | 2875
212512464 | TOSHIBA CARRIER | MMY-MAP1446FT6P-UL | Mixed Ducted and Non-Ducted Indoor Units | 138000 | 11.8 | 23.05 | 154000 | 3.63 | 109000 | 2.54 | 2875
212512465 | TOSHIBA CARRIER | MMY-MAP1446FT9P-UL | Mixed Ducted and Non-Ducted Indoor Units | 138000 | 11.8 | 23.05 | 154000 | 3.63 | 109000 | 2.54 | 2875
212512470 | TOSHIBA CARRIER | MMY-AP1926HT9P-UL | Mixed Ducted and Non-Ducted Indoor Units | 184000 | 12.5 | 22.9 | 206000 | 4.02 | 150000 | 2.82 | 3832.5
212512471 | TOSHIBA CARRIER | MMY-AP192S6HT9P-UL | Mixed Ducted and Non-Ducted Indoor Units | 184000 | 12.25 | 22.5 | 206000 | 3.89 | 150000 | 2.71 | 3832.5
212512472 | TOSHIBA CARRIER | MMY-AP1926FT6P-UL | Mixed Ducted and Non-Ducted Indoor Units | 184000 | 11.85 | 23.25 | 206000 | 3.68 | 150000 | 2.47 | 3832.5
212512473 | TOSHIBA CARRIER | MMY-AP1926FT9P-UL | Mixed Ducted and Non-Ducted Indoor Units | 184000 | 11.85 | 23.25 | 206000 | 3.68 | 150000 | 2.47 | 3832.5
212512474 | TOSHIBA CARRIER | MMY-AP192S6FT6P-UL | Mixed Ducted and Non-Ducted Indoor Units | 184000 | 11.5 | 22.6 | 206000 | 3.58 | 150000 | 2.42 | 3832.5
212512475 | TOSHIBA CARRIER | MMY-AP192S6FT9P-UL | Mixed Ducted and Non-Ducted Indoor Units | 184000 | 11.5 | 22.6 | 206000 | 3.58 | 150000 | 2.42 | 3832.5
212512476 | TOSHIBA CARRIER | MMY-AP2166HT9P-UL | Mixed Ducted and Non-Ducted Indoor Units | 206000 | 12.05 | 22.45 | 232000 | 3.91 | 164000 | 2.8 | 4292.5
212512477 | TOSHIBA CARRIER | MMY-AP2166FT6P-UL | Mixed Ducted and Non-Ducted Indoor Units | 206000 | 11.4 | 22.35 | 232000 | 3.65 | 164000 | 2.45 | 4292.5
212512478 | TOSHIBA CARRIER | MMY-AP2166FT9P-UL | Mixed Ducted and Non-Ducted Indoor Units | 206000 | 11.4 | 22.35 | 232000 | 3.65 | 164000 | 2.45 | 4292.5
212512479 | TOSHIBA CARRIER | MMY-AP2406HT9P-UL | Mixed Ducted and Non-Ducted Indoor Units | 230000 | 12.05 | 22.35 | 256000 | 3.85 | 182000 | 2.78 | 4792.5
212512480 | TOSHIBA CARRIER | MMY-AP240S6HT9P-UL | Mixed Ducted and Non-Ducted Indoor Units | 230000 | 11.8 | 21.95 | 256000 | 3.8 | 182000 | 2.74 | 4792.5
212512481 | TOSHIBA CARRIER | MMY-AP2406FT6P-UL | Mixed Ducted and Non-Ducted Indoor Units | 230000 | 11.45 | 22.05 | 256000 | 3.58 | 182000 | 2.5 | 4792.5
212512482 | TOSHIBA CARRIER | MMY-AP2406FT9P-UL | Mixed Ducted and Non-Ducted Indoor Units | 230000 | 11.45 | 22.05 | 256000 | 3.58 | 182000 | 2.5 | 4792.5
212512485 | TOSHIBA CARRIER | MMY-AP2646HT9P-UL | Mixed Ducted and Non-Ducted Indoor Units | 252000 | 11.7 | 21.6 | 282000 | 3.77 | 200000 | 2.77 | 5250
212512486 | TOSHIBA CARRIER | MMY-AP2646FT6P-UL | Mixed Ducted and Non-Ducted Indoor Units | 252000 | 10.9 | 21.8 | 282000 | 3.43 | 200000 | 2.41 | 5250
212512487 | TOSHIBA CARRIER | MMY-AP2646FT9P-UL | Mixed Ducted and Non-Ducted Indoor Units | 252000 | 10.9 | 21.8 | 282000 | 3.43 | 200000 | 2.41 | 5250
212512488 | TOSHIBA CARRIER | MMY-AP2886HT6P-UL | Mixed Ducted and Non-Ducted Indoor Units | 276000 | 11.2 | 21.25 | 308000 | 3.7 | 216000 | 2.76 | 5750
212512489 | TOSHIBA CARRIER | MMY-AP2886HT9P-UL | Mixed Ducted and Non-Ducted Indoor Units | 276000 | 11.2 | 21.25 | 308000 | 3.7 | 216000 | 2.76 | 5750
212512490 | TOSHIBA CARRIER | MMY-AP288S6HT6P-UL | Mixed Ducted and Non-Ducted Indoor Units | 276000 | 11.05 | 20.9 | 308000 | 3.63 | 216000 | 2.69 | 5750
212512491 | TOSHIBA CARRIER | MMY-AP288S6HT9P-UL | Mixed Ducted and Non-Ducted Indoor Units | 276000 | 11.05 | 20.9 | 308000 | 3.63 | 216000 | 2.69 | 5750
212512492 | TOSHIBA CARRIER | MMY-AP2886FT6P-UL | Mixed Ducted and Non-Ducted Indoor Units | 276000 | 11.05 | 21.5 | 308000 | 3.45 | 216000 | 2.43 | 5750
212512493 | TOSHIBA CARRIER | MMY-AP2886FT9P-UL | Mixed Ducted and Non-Ducted Indoor Units | 276000 | 11.05 | 21.5 | 308000 | 3.45 | 216000 | 2.43 | 5750
212512494 | TOSHIBA CARRIER | MMY-AP288S6FT6P-UL | Mixed Ducted and Non-Ducted Indoor Units | 276000 | 10.05 | 21.05 | 308000 | 3.36 | 216000 | 2.33 | 5750
212512495 | TOSHIBA CARRIER | MMY-AP288S6FT9P-UL | Mixed Ducted and Non-Ducted Indoor Units | 276000 | 10.05 | 21.05 | 308000 | 3.36 | 216000 | 2.33 | 5750
212512496 | TOSHIBA CARRIER | MMY-AP3126HT6P-UL | Mixed Ducted and Non-Ducted Indoor Units | 298000 | 10.6 | 20.9 | 334000 | 3.54 | 236000 | 2.66 | 6207.5
212512497 | TOSHIBA CARRIER | MMY-AP3126HT9P-UL | Mixed Ducted and Non-Ducted Indoor Units | 298000 | 10.6 | 20.9 | 334000 | 3.54 | 236000 | 2.66 | 6207.5
212512498 | TOSHIBA CARRIER | MMY-AP3126FT6P-UL | Mixed Ducted and Non-Ducted Indoor Units | 298000 | 10.15 | 20.9 | 334000 | 3.29 | 236000 | 2.36 | 6207.5
212512499 | TOSHIBA CARRIER | MMY-AP3126FT9P-UL | Mixed Ducted and Non-Ducted Indoor Units | 298000 | 10.15 | 20.9 | 334000 | 3.29 | 236000 | 2.36 | 6207.5
212512500 | TOSHIBA CARRIER | MMY-AP3366HT6P-UL | Mixed Ducted and Non-Ducted Indoor Units | 320000 | 10.35 | 20.8 | 360000 | 3.42 | 268000 | 2.51 | 6667.5
212512501 | TOSHIBA CARRIER | MMY-AP3366HT9P-UL | Mixed Ducted and Non-Ducted Indoor Units | 320000 | 10.35 | 20.8 | 360000 | 3.42 | 268000 | 2.51 | 6667.5
212512502 | TOSHIBA CARRIER | MMY-AP3366FT6P-UL | Mixed Ducted and Non-Ducted Indoor Units | 320000 | 10.45 | 22.3 | 360000 | 3.36 | 268000 | 2.39 | 6667.5
212512503 | TOSHIBA CARRIER | MMY-AP3366FT9P-UL | Mixed Ducted and Non-Ducted Indoor Units | 320000 | 10.45 | 22.3 | 360000 | 3.36 | 268000 | 2.39 | 6667.5
212512506 | TOSHIBA CARRIER | MMY-AP3606HT6P-UL | Mixed Ducted and Non-Ducted Indoor Units | 342000 | 11.7 | 21.35 | 384000 | 3.59 | 284000 | 2.65 | 7125
212512507 | TOSHIBA CARRIER | MMY-AP3606HT9P-UL | Mixed Ducted and Non-Ducted Indoor Units | 342000 | 11.7 | 21.35 | 384000 | 3.59 | 284000 | 2.65 | 7125
212512508 | TOSHIBA CARRIER | MMY-AP3606FT6P-UL | Mixed Ducted and Non-Ducted Indoor Units | 342000 | 9.6 | 21.75 | 386000 | 3.33 | 284000 | 2.31 | 7125
212512509 | TOSHIBA CARRIER | MMY-AP3606FT9P-UL | Mixed Ducted and Non-Ducted Indoor Units | 342000 | 9.6 | 21.75 | 386000 | 3.33 | 284000 | 2.31 | 7125
212512510 | TOSHIBA CARRIER | MMY-AP3846HT9P-UL | Mixed Ducted and Non-Ducted Indoor Units | 366000 | 10.8 | 20.8 | 410000 | 3.47 | 294000 | 2.59 | 7625
212512511 | TOSHIBA CARRIER | MMY-AP3846FT6P-UL | Mixed Ducted and Non-Ducted Indoor Units | 366000 | 9.6 | 21.25 | 412000 | 3.25 | 294000 | 2.26 | 7625
212512512 | TOSHIBA CARRIER | MMY-AP3846FT9P-UL | Mixed Ducted and Non-Ducted Indoor Units | 366000 | 9.6 | 21.25 | 412000 | 3.25 | 294000 | 2.26 | 7625
212512513 | TOSHIBA CARRIER | MMY-AP4086HT9P-UL | Mixed Ducted and Non-Ducted Indoor Units | 390000 | 10.7 | 20.5 | 436000 | 3.37 | 310000 | 2.53 | 8125
212512514 | TOSHIBA CARRIER | MMY-AP408S6HT9P-UL | Mixed Ducted and Non-Ducted Indoor Units | 390000 | 10.4 | 20.15 | 436000 | 3.31 | 310000 | 2.51 | 8125
212512517 | TOSHIBA CARRIER | MMY-AP4326HT9P-UL | Mixed Ducted and Non-Ducted Indoor Units | 410000 | 10.1 | 20.2 | 460000 | 3.3 | 328000 | 2.5 | 8542.5
212512523 | TOSHIBA CARRIER | MMY-MAP0726HT6P-UL | Mixed Ducted and Non-Ducted Indoor Units | 69000 | 14.15 | 25.85 | 77000 | 4.01 | 56000 | 2.71 | 1437.5
212512524 | TOSHIBA CARRIER | MMY-MAP0966HT6P-UL | Mixed Ducted and Non-Ducted Indoor Units | 92000 | 12.95 | 25.15 | 103000 | 4.25 | 76000 | 2.83 | 1917.5
212512525 | TOSHIBA CARRIER | MMY-MAP1206HT6P-UL | Mixed Ducted and Non-Ducted Indoor Units | 114000 | 12.45 | 23.35 | 129000 | 3.94 | 92000 | 2.77 | 2375
212512526 | TOSHIBA CARRIER | MMY-MAP1446HT6P-UL | Mixed Ducted and Non-Ducted Indoor Units | 138000 | 11.85 | 22.8 | 154000 | 4.01 | 109000 | 2.75 | 2875
212512527 | TOSHIBA CARRIER | MMY-AP1926HT6P-UL | Mixed Ducted and Non-Ducted Indoor Units | 184000 | 12.5 | 22.9 | 206000 | 4.02 | 150000 | 2.82 | 3832.5
212512528 | TOSHIBA CARRIER | MMY-AP192S6HT6P-UL | Mixed Ducted and Non-Ducted Indoor Units | 184000 | 12.25 | 22.5 | 206000 | 3.89 | 150000 | 2.71 | 3832.5
212512529 | TOSHIBA CARRIER | MMY-AP2406HT6P-UL | Mixed Ducted and Non-Ducted Indoor Units | 230000 | 12.05 | 22.35 | 256000 | 3.85 | 182000 | 2.78 | 4792.5
212512530 | TOSHIBA CARRIER | MMY-AP240S6HT6P-UL | Mixed Ducted and Non-Ducted Indoor Units | 230000 | 11.8 | 21.95 | 256000 | 3.8 | 182000 | 2.74 | 4792.5
212512531 | TOSHIBA CARRIER | MMY-AP2646HT6P-UL | Mixed Ducted and Non-Ducted Indoor Units | 252000 | 11.7 | 21.6 | 282000 | 3.77 | 200000 | 2.77 | 5250
212512532 | TOSHIBA CARRIER | MMY-AP3846HT6P-UL | Mixed Ducted and Non-Ducted Indoor Units | 366000 | 10.8 | 20.8 | 410000 | 3.47 | 294000 | 2.59 | 7625
212512533 | TOSHIBA CARRIER | MMY-AP4086HT6P-UL | Mixed Ducted and Non-Ducted Indoor Units | 390000 | 10.7 | 20.5 | 436000 | 3.37 | 310000 | 2.53 | 8125
212512534 | TOSHIBA CARRIER | MMY-AP408S6HT6P-UL | Mixed Ducted and Non-Ducted Indoor Units | 390000 | 10.4 | 20.15 | 436000 | 3.31 | 310000 | 2.51 | 8125
212512535 | TOSHIBA CARRIER | MMY-AP4326HT6P-UL | Mixed Ducted and Non-Ducted Indoor Units | 410000 | 10.1 | 20.2 | 460000 | 3.3 | 328000 | 2.5 | 8542.5
212512537 | TOSHIBA CARRIER | MMY-AP2166HT6P-UL | Mixed Ducted and Non-Ducted Indoor Units | 206000 | 12.05 | 22.45 | 232000 | 3.91 | 164000 | 2.8 | 4292.5
212512538 | TOSHIBA CARRIER | MMY-MAP0726FT2P-UL | Mixed Ducted and Non-Ducted Indoor Units | 69000 | 13.6 | 23.05 | 77000 | 3.54 | 56000 | 2.58 | 1437.5
212512539 | TOSHIBA CARRIER | MMY-AP1446FT2P-UL | Mixed Ducted and Non-Ducted Indoor Units | 144000 | 11.45 | 21.5 | 162000 | 3.67 | 109000 | 2.55 | 3000
213884892 | TOSHIBA CARRIER | MMY-MUP0721FT6P-UL | Non-Ducted Indoor Units | 69000 | 13.5 | 26.5 | 77000 | 4.55 | 56000 | 2.8 | 1437.5
213884893 | TOSHIBA CARRIER | MMY-MUP0721FT9P-UL | Non-Ducted Indoor Units | 69000 | 13.5 | 26.5 | 77000 | 4.55 | 56000 | 2.8 | 1437.5
213884894 | TOSHIBA CARRIER | MMY-MUP072H1FT6PUL | Non-Ducted Indoor Units | 69000 | 13.5 | 26.5 | 77000 | 4.55 | 64000 | 2.8 | 1437.5
213884895 | TOSHIBA CARRIER | MMY-MUP072H1FT9PUL | Non-Ducted Indoor Units | 69000 | 13.5 | 26.5 | 77000 | 4.55 | 64000 | 2.8 | 1437.5
213884896 | TOSHIBA CARRIER | MMY-MUP0721FT6P-UL | Ducted Indoor Units | 69000 | 12.6 | 23.4 | 77000 | 4.18 | 56000 | 2.7 | 1437.5
213884897 | TOSHIBA CARRIER | MMY-MUP0721FT9P-UL | Ducted Indoor Units | 69000 | 12.6 | 23.4 | 77000 | 4.18 | 56000 | 2.7 | 1437.5
213884898 | TOSHIBA CARRIER | MMY-MUP072H1FT6PUL | Ducted Indoor Units | 69000 | 12.6 | 23.4 | 77000 | 4.18 | 64000 | 2.7 | 1437.5
213884899 | TOSHIBA CARRIER | MMY-MUP072H1FT9PUL | Ducted Indoor Units | 69000 | 12.6 | 23.4 | 77000 | 4.18 | 64000 | 2.7 | 1437.5
213884900 | TOSHIBA CARRIER | MMY-MUP0961FT6P-UL | Non-Ducted Indoor Units | 92000 | 12.1 | 26 | 103000 | 4.45 | 74000 | 2.7 | 1917.5
213884901 | TOSHIBA CARRIER | MMY-MUP0961FT9P-UL | Non-Ducted Indoor Units | 92000 | 12.1 | 26 | 103000 | 4.45 | 74000 | 2.7 | 1917.5
213884902 | TOSHIBA CARRIER | MMY-MUP096H1FT6PUL | Non-Ducted Indoor Units | 92000 | 13.3 | 25.3 | 103000 | 4.8 | 86000 | 2.95 | 1917.5
213884903 | TOSHIBA CARRIER | MMY-MUP096H1FT9PUL | Non-Ducted Indoor Units | 92000 | 13.3 | 25.3 | 103000 | 4.8 | 86000 | 2.95 | 1917.5
213884906 | TOSHIBA CARRIER | MMY-MUP096H1FT6PUL | Ducted Indoor Units | 92000 | 12.2 | 21.6 | 103000 | 4.1 | 86000 | 2.69 | 1917.5
213884907 | TOSHIBA CARRIER | MMY-MUP096H1FT9PUL | Ducted Indoor Units | 92000 | 12.2 | 21.6 | 103000 | 4.1 | 86000 | 2.69 | 1917.5
213884908 | TOSHIBA CARRIER | MMY-MUP1201FT6P-UL | Non-Ducted Indoor Units | 115000 | 12.1 | 24.6 | 129000 | 4.2 | 92000 | 2.68 | 2395
213884909 | TOSHIBA CARRIER | MMY-MUP1201FT9P-UL | Non-Ducted Indoor Units | 115000 | 12.1 | 24.6 | 129000 | 4.2 | 92000 | 2.68 | 2395
213884910 | TOSHIBA CARRIER | MMY-MUP120H1FT6PUL | Non-Ducted Indoor Units | 115000 | 12.4 | 24.8 | 129000 | 4.43 | 110000 | 2.8 | 2395
213884911 | TOSHIBA CARRIER | MMY-MUP120H1FT9PUL | Non-Ducted Indoor Units | 115000 | 12.4 | 24.8 | 129000 | 4.43 | 110000 | 2.8 | 2395
213884912 | TOSHIBA CARRIER | MMY-MUP1201FT6P-UL | Ducted Indoor Units | 115000 | 11.6 | 22 | 129000 | 3.84 | 92000 | 2.44 | 2395
213884913 | TOSHIBA CARRIER | MMY-MUP1201FT9P-UL | Ducted Indoor Units | 115000 | 11.6 | 22 | 129000 | 3.84 | 92000 | 2.44 | 2395
213884914 | TOSHIBA CARRIER | MMY-MUP120H1FT6PUL | Ducted Indoor Units | 115000 | 12 | 22.5 | 129000 | 3.91 | 110000 | 2.58 | 2395
213884915 | TOSHIBA CARRIER | MMY-MUP120H1FT9PUL | Ducted Indoor Units | 115000 | 12 | 22.5 | 129000 | 3.91 | 110000 | 2.58 | 2395
213884916 | TOSHIBA CARRIER | MMY-MUP1441FT6P-UL | Non-Ducted Indoor Units | 138000 | 11.9 | 24.3 | 154000 | 4 | 100000 | 2.65 | 2875
213884917 | TOSHIBA CARRIER | MMY-MUP1441FT9P-UL | Non-Ducted Indoor Units | 138000 | 11.9 | 24.3 | 154000 | 4 | 100000 | 2.65 | 2875
213884918 | TOSHIBA CARRIER | MMY-MUP1441FT6P-UL | Ducted Indoor Units | 138000 | 11.3 | 21.6 | 154000 | 3.81 | 100000 | 2.6 | 2875
213884919 | TOSHIBA CARRIER | MMY-MUP1441FT9P-UL | Ducted Indoor Units | 138000 | 11.3 | 21.6 | 154000 | 3.81 | 100000 | 2.6 | 2875
213884920 | TOSHIBA CARRIER | MMY-UP144H1FT6PUL | Non-Ducted Indoor Units | 138000 | 13.4 | 25 | 154000 | 4.87 | 128000 | 2.77 | 2875
213884921 | TOSHIBA CARRIER | MMY-UP144H1FT9PUL | Non-Ducted Indoor Units | 138000 | 13.4 | 25 | 154000 | 4.87 | 128000 | 2.77 | 2875
213884922 | TOSHIBA CARRIER | MMY-UP144H1FT6PUL | Ducted Indoor Units | 138000 | 12.9 | 23.4 | 154000 | 4.12 | 128000 | 2.73 | 2875
213884923 | TOSHIBA CARRIER | MMY-UP144H1FT9PUL | Ducted Indoor Units | 138000 | 12.9 | 23.4 | 154000 | 4.12 | 128000 | 2.73 | 2875
213884924 | TOSHIBA CARRIER | MMY-MUP1681FT6P-UL | Non-Ducted Indoor Units | 160000 | 11.2 | 24.2 | 180000 | 3.85 | 122000 | 2.57 | 3332.5
213884925 | TOSHIBA CARRIER | MMY-MUP1681FT9P-UL | Non-Ducted Indoor Units | 160000 | 11.2 | 24.2 | 180000 | 3.85 | 122000 | 2.57 | 3332.5
213884928 | TOSHIBA CARRIER | MMY-UP1921FT6P-UL | Non-Ducted Indoor Units | 184000 | 12.1 | 24.7 | 206000 | 4.4 | 148000 | 2.48 | 3832.5
213884929 | TOSHIBA CARRIER | MMY-UP1921FT9P-UL | Non-Ducted Indoor Units | 184000 | 12.1 | 24.7 | 206000 | 4.4 | 148000 | 2.48 | 3832.5
213884930 | TOSHIBA CARRIER | MMY-UP192H1FT6PUL | Non-Ducted Indoor Units | 184000 | 13.2 | 23.3 | 206000 | 4.53 | 172000 | 2.63 | 3832.5
213884931 | TOSHIBA CARRIER | MMY-UP192H1FT9PUL | Non-Ducted Indoor Units | 184000 | 13.2 | 23.3 | 206000 | 4.53 | 172000 | 2.63 | 3832.5
213884932 | TOSHIBA CARRIER | MMY-UP1921FT6P-UL | Ducted Indoor Units | 184000 | 11.5 | 22 | 206000 | 3.81 | 148000 | 2.45 | 3832.5
213884933 | TOSHIBA CARRIER | MMY-UP1921FT9P-UL | Ducted Indoor Units | 184000 | 11.5 | 22 | 206000 | 3.81 | 148000 | 2.45 | 3832.5
213884934 | TOSHIBA CARRIER | MMY-UP192H1FT6PUL | Ducted Indoor Units | 184000 | 12.5 | 22.5 | 206000 | 3.92 | 172000 | 2.62 | 3832.5
213884935 | TOSHIBA CARRIER | MMY-UP192H1FT9PUL | Ducted Indoor Units | 184000 | 12.5 | 22.5 | 206000 | 3.92 | 172000 | 2.62 | 3832.5
213884938 | TOSHIBA CARRIER | MMY-UP2161FT6P-UL | Non-Ducted Indoor Units | 206000 | 12 | 23.9 | 232000 | 4.33 | 156000 | 2.75 | 4292.5
213884939 | TOSHIBA CARRIER | MMY-UP2161FT9P-UL | Non-Ducted Indoor Units | 206000 | 12 | 23.9 | 232000 | 4.33 | 156000 | 2.75 | 4292.5
213884940 | TOSHIBA CARRIER | MMY-UP2161FT6P-UL | Ducted Indoor Units | 206000 | 11.3 | 21.9 | 232000 | 3.63 | 156000 | 2.65 | 4292.5
213884941 | TOSHIBA CARRIER | MMY-UP2161FT9P-UL | Ducted Indoor Units | 206000 | 11.3 | 21.9 | 232000 | 3.63 | 156000 | 2.65 | 4292.5
213884942 | TOSHIBA CARRIER | MMY-UP2401FT6P-UL | Non-Ducted Indoor Units | 230000 | 11.9 | 22.9 | 258000 | 4.18 | 174000 | 2.55 | 4792.5
213884943 | TOSHIBA CARRIER | MMY-UP2401FT9P-UL | Non-Ducted Indoor Units | 230000 | 11.9 | 22.9 | 258000 | 4.18 | 174000 | 2.55 | 4792.5
213884944 | TOSHIBA CARRIER | MMY-UP240H1FT6PUL | Non-Ducted Indoor Units | 230000 | 12.6 | 23.3 | 258000 | 4.4 | 220000 | 2.54 | 4792.5
213884945 | TOSHIBA CARRIER | MMY-UP240H1FT9PUL | Non-Ducted Indoor Units | 230000 | 12.6 | 23.3 | 258000 | 4.4 | 220000 | 2.54 | 4792.5
213884946 | TOSHIBA CARRIER | MMY-UP2401FT6P-UL | Ducted Indoor Units | 230000 | 11.2 | 21.8 | 258000 | 3.47 | 174000 | 2.53 | 4792.5
213884947 | TOSHIBA CARRIER | MMY-UP2401FT9P-UL | Ducted Indoor Units | 230000 | 11.2 | 21.8 | 258000 | 3.47 | 174000 | 2.53 | 4792.5
213884948 | TOSHIBA CARRIER | MMY-UP240H1FT6PUL | Ducted Indoor Units | 230000 | 12.1 | 22.5 | 258000 | 3.6 | 220000 | 2.43 | 4792.5
213884949 | TOSHIBA CARRIER | MMY-UP240H1FT9PUL | Ducted Indoor Units | 230000 | 12.1 | 22.5 | 258000 | 3.6 | 220000 | 2.43 | 4792.5
213884950 | TOSHIBA CARRIER | MMY-UP2641FT6P-UL | Non-Ducted Indoor Units | 252000 | 11.7 | 22.9 | 284000 | 3.92 | 196000 | 2.46 | 5250
213884951 | TOSHIBA CARRIER | MMY-UP2641FT9P-UL | Non-Ducted Indoor Units | 252000 | 11.7 | 22.9 | 284000 | 3.92 | 196000 | 2.46 | 5250
213884952 | TOSHIBA CARRIER | MMY-UP2641FT6P-UL | Ducted Indoor Units | 252000 | 10.7 | 21.8 | 284000 | 3.28 | 196000 | 2.43 | 5250
213884953 | TOSHIBA CARRIER | MMY-UP2641FT9P-UL | Ducted Indoor Units | 252000 | 10.7 | 21.8 | 284000 | 3.28 | 196000 | 2.43 | 5250
213884954 | TOSHIBA CARRIER | MMY-UP2881FT6P-UL | Non-Ducted Indoor Units | 276000 | 11.6 | 22.8 | 308000 | 3.88 | 200000 | 2.45 | 5750
213884955 | TOSHIBA CARRIER | MMY-UP2881FT9P-UL | Non-Ducted Indoor Units | 276000 | 11.6 | 22.8 | 308000 | 3.88 | 200000 | 2.45 | 5750
213884956 | TOSHIBA CARRIER | MMY-UP288H1FT6PUL | Non-Ducted Indoor Units | 276000 | 12.6 | 21 | 308000 | 3.9 | 258000 | 2.48 | 5750
213884957 | TOSHIBA CARRIER | MMY-UP288H1FT9PUL | Non-Ducted Indoor Units | 276000 | 12.6 | 21 | 308000 | 3.9 | 258000 | 2.48 | 5750
213884958 | TOSHIBA CARRIER | MMY-UP2881FT6P-UL | Ducted Indoor Units | 276000 | 10.6 | 21.7 | 308000 | 3.27 | 200000 | 2.43 | 5750
213884959 | TOSHIBA CARRIER | MMY-UP2881FT9P-UL | Ducted Indoor Units | 276000 | 10.6 | 21.7 | 308000 | 3.27 | 200000 | 2.43 | 5750
213884960 | TOSHIBA CARRIER | MMY-UP288H1FT6PUL | Ducted Indoor Units | 276000 | 11.6 | 19.8 | 308000 | 3.59 | 258000 | 2.42 | 5750
213884961 | TOSHIBA CARRIER | MMY-UP288H1FT9PUL | Ducted Indoor Units | 276000 | 11.6 | 19.8 | 308000 | 3.59 | 258000 | 2.42 | 5750
213884962 | TOSHIBA CARRIER | MMY-UP3121FT6P-UL | Non-Ducted Indoor Units | 298000 | 11.3 | 22.2 | 334000 | 3.86 | 222000 | 2.44 | 6207.5
213884963 | TOSHIBA CARRIER | MMY-UP3121FT9P-UL | Non-Ducted Indoor Units | 298000 | 11.3 | 22.2 | 334000 | 3.86 | 222000 | 2.44 | 6207.5
213884964 | TOSHIBA CARRIER | MMY-UP3121FT6P-UL | Ducted Indoor Units | 298000 | 10.6 | 21 | 334000 | 3.25 | 222000 | 2.42 | 6207.5
213884965 | TOSHIBA CARRIER | MMY-UP3121FT9P-UL | Ducted Indoor Units | 298000 | 10.6 | 21 | 334000 | 3.25 | 222000 | 2.42 | 6207.5
213884966 | TOSHIBA CARRIER | MMY-UP3361FT6P-UL | Non-Ducted Indoor Units | 320000 | 10.6 | 21.4 | 360000 | 3.57 | 244000 | 2.44 | 6667.5
213884967 | TOSHIBA CARRIER | MMY-UP3361FT9P-UL | Non-Ducted Indoor Units | 320000 | 10.6 | 21.4 | 360000 | 3.57 | 244000 | 2.44 | 6667.5
213884970 | TOSHIBA CARRIER | MMY-UP3601FT6P-UL | Non-Ducted Indoor Units | 342000 | 10.6 | 20.5 | 386000 | 3.54 | 270000 | 2.51 | 7125
213884971 | TOSHIBA CARRIER | MMY-UP3601FT9P-UL | Non-Ducted Indoor Units | 342000 | 10.6 | 20.5 | 386000 | 3.54 | 270000 | 2.51 | 7125
213884972 | TOSHIBA CARRIER | MMY-UP360H1FT6PUL | Non-Ducted Indoor Units | 342000 | 11.9 | 20.9 | 386000 | 3.69 | 330000 | 2.45 | 7125
213884973 | TOSHIBA CARRIER | MMY-UP360H1FT9PUL | Non-Ducted Indoor Units | 342000 | 11.9 | 20.9 | 386000 | 3.69 | 330000 | 2.45 | 7125
213884976 | TOSHIBA CARRIER | MMY-UP360H1FT6PUL | Ducted Indoor Units | 342000 | 11.4 | 19.6 | 386000 | 3.55 | 330000 | 2.4 | 7125
213884977 | TOSHIBA CARRIER | MMY-UP360H1FT9PUL | Ducted Indoor Units | 342000 | 11.4 | 19.6 | 386000 | 3.55 | 330000 | 2.4 | 7125
213884978 | TOSHIBA CARRIER | MMY-UP3841FT6P-UL | Non-Ducted Indoor Units | 366000 | 10.6 | 20.4 | 412000 | 3.53 | 274000 | 2.6 | 7625
213884979 | TOSHIBA CARRIER | MMY-UP3841FT9P-UL | Non-Ducted Indoor Units | 366000 | 10.6 | 20.4 | 412000 | 3.53 | 274000 | 2.6 | 7625
213884982 | TOSHIBA CARRIER | MMY-UP4081FT6P-UL | Non-Ducted Indoor Units | 390000 | 10.3 | 20.2 | 438000 | 3.51 | 296000 | 2.58 | 8125
213884983 | TOSHIBA CARRIER | MMY-UP4081FT9P-UL | Non-Ducted Indoor Units | 390000 | 10.3 | 20.2 | 438000 | 3.51 | 296000 | 2.58 | 8125
213884986 | TOSHIBA CARRIER | MMY-UP4321FT6P-UL | Non-Ducted Indoor Units | 412000 | 9.9 | 20 | 462000 | 3.48 | 318000 | 2.52 | 8582.5
213884987 | TOSHIBA CARRIER | MMY-UP4321FT9P-UL | Non-Ducted Indoor Units | 412000 | 9.9 | 20 | 462000 | 3.48 | 318000 | 2.52 | 8582.5
213884990 | TOSHIBA CARRIER | MMY-UP4561FT6P-UL | Non-Ducted Indoor Units | 434000 | 9.9 | 19.8 | 488000 | 3.45 | 322000 | 2.5 | 9042.5
213884991 | TOSHIBA CARRIER | MMY-UP4561FT9P-UL | Non-Ducted Indoor Units | 434000 | 9.9 | 19.8 | 488000 | 3.45 | 322000 | 2.5 | 9042.5
213884994 | TOSHIBA CARRIER | MMY-UP4801FT6P-UL | Non-Ducted Indoor Units | 456000 | 9.7 | 19.8 | 514000 | 3.37 | 344000 | 2.49 | 9500
213884995 | TOSHIBA CARRIER | MMY-UP4801FT9P-UL | Non-Ducted Indoor Units | 456000 | 9.7 | 19.8 | 514000 | 3.37 | 344000 | 2.49 | 9500
213885173 | TOSHIBA CARRIER | MMY-MUP0721FT9P-UL | Mixed Ducted and Non-Ducted Indoor Units | 69000 | 13.05 | 24.95 | 77000 | 4.36 | 56000 | 2.75 | 1437.5
213885174 | TOSHIBA CARRIER | MMY-MUP0721FT6P-UL | Mixed Ducted and Non-Ducted Indoor Units | 69000 | 13.05 | 24.95 | 77000 | 4.36 | 56000 | 2.75 | 1437.5
213885175 | TOSHIBA CARRIER | MMY-MUP072H1FT6PUL | Mixed Ducted and Non-Ducted Indoor Units | 69000 | 13.05 | 24.95 | 77000 | 4.36 | 64000 | 2.75 | 1437.5
213885176 | TOSHIBA CARRIER | MMY-MUP072H1FT9PUL | Mixed Ducted and Non-Ducted Indoor Units | 69000 | 13.05 | 24.95 | 77000 | 4.36 | 64000 | 2.75 | 1437.5
213885177 | TOSHIBA CARRIER | MMY-MUP0961FT9P-UL | Mixed Ducted and Non-Ducted Indoor Units | 92000 | 11.5 | 23.6 | 103000 | 4.16 | 74000 | 2.65 | 1917.5
213885178 | TOSHIBA CARRIER | MMY-MUP0961FT6P-UL | Mixed Ducted and Non-Ducted Indoor Units | 92000 | 11.5 | 23.6 | 103000 | 4.16 | 74000 | 2.65 | 1917.5
213885179 | TOSHIBA CARRIER | MMY-MUP096H1FT6PUL | Mixed Ducted and Non-Ducted Indoor Units | 92000 | 12.75 | 23.45 | 103000 | 4.45 | 86000 | 2.82 | 1917.5
213885180 | TOSHIBA CARRIER | MMY-MUP096H1FT9PUL | Mixed Ducted and Non-Ducted Indoor Units | 92000 | 12.75 | 23.45 | 103000 | 4.45 | 86000 | 2.82 | 1917.5
213885181 | TOSHIBA CARRIER | MMY-MUP1201FT9P-UL | Mixed Ducted and Non-Ducted Indoor Units | 115000 | 11.85 | 23.3 | 129000 | 4.02 | 92000 | 2.56 | 2395
213885182 | TOSHIBA CARRIER | MMY-MUP1201FT6P-UL | Mixed Ducted and Non-Ducted Indoor Units | 115000 | 11.85 | 23.3 | 129000 | 4.02 | 92000 | 2.56 | 2395
213885183 | TOSHIBA CARRIER | MMY-MUP120H1FT6PUL | Mixed Ducted and Non-Ducted Indoor Units | 115000 | 12.2 | 23.65 | 129000 | 4.17 | 110000 | 2.69 | 2395
213885184 | TOSHIBA CARRIER | MMY-MUP120H1FT9PUL | Mixed Ducted and Non-Ducted Indoor Units | 115000 | 12.2 | 23.65 | 129000 | 4.17 | 110000 | 2.69 | 2395
213885185 | TOSHIBA CARRIER | MMY-MUP1441FT9P-UL | Mixed Ducted and Non-Ducted Indoor Units | 138000 | 11.6 | 22.95 | 154000 | 3.9 | 100000 | 2.62 | 2875
213885186 | TOSHIBA CARRIER | MMY-MUP1441FT6P-UL | Mixed Ducted and Non-Ducted Indoor Units | 138000 | 11.6 | 22.95 | 154000 | 3.9 | 100000 | 2.62 | 2875
213885187 | TOSHIBA CARRIER | MMY-UP144H1FT6PUL | Mixed Ducted and Non-Ducted Indoor Units | 138000 | 13.15 | 24.2 | 154000 | 4.49 | 128000 | 2.75 | 2875
213885188 | TOSHIBA CARRIER | MMY-UP144H1FT9PUL | Mixed Ducted and Non-Ducted Indoor Units | 138000 | 13.15 | 24.2 | 154000 | 4.49 | 128000 | 2.75 | 2875
213885191 | TOSHIBA CARRIER | MMY-UP1921FT9P-UL | Mixed Ducted and Non-Ducted Indoor Units | 184000 | 11.8 | 23.35 | 206000 | 4.1 | 148000 | 2.46 | 3832.5
213885192 | TOSHIBA CARRIER | MMY-UP1921FT6P-UL | Mixed Ducted and Non-Ducted Indoor Units | 184000 | 11.8 | 23.35 | 206000 | 4.1 | 148000 | 2.46 | 3832.5
213885193 | TOSHIBA CARRIER | MMY-UP192H1FT6PUL | Mixed Ducted and Non-Ducted Indoor Units | 184000 | 12.85 | 22.9 | 206000 | 4.22 | 172000 | 2.62 | 3832.5
213885194 | TOSHIBA CARRIER | MMY-UP192H1FT9PUL | Mixed Ducted and Non-Ducted Indoor Units | 184000 | 12.85 | 22.9 | 206000 | 4.22 | 172000 | 2.62 | 3832.5
213885196 | TOSHIBA CARRIER | MMY-UP2161FT9P-UL | Mixed Ducted and Non-Ducted Indoor Units | 206000 | 11.65 | 22.9 | 232000 | 3.98 | 156000 | 2.7 | 4292.5
213885197 | TOSHIBA CARRIER | MMY-UP2161FT6P-UL | Mixed Ducted and Non-Ducted Indoor Units | 206000 | 11.65 | 22.9 | 232000 | 3.98 | 156000 | 2.7 | 4292.5
213885198 | TOSHIBA CARRIER | MMY-UP2401FT9P-UL | Mixed Ducted and Non-Ducted Indoor Units | 230000 | 11.55 | 22.35 | 258000 | 3.82 | 174000 | 2.54 | 4792.5
213885199 | TOSHIBA CARRIER | MMY-UP2401FT6P-UL | Mixed Ducted and Non-Ducted Indoor Units | 230000 | 11.55 | 22.35 | 258000 | 3.82 | 174000 | 2.54 | 4792.5
213885200 | TOSHIBA CARRIER | MMY-UP240H1FT6PUL | Mixed Ducted and Non-Ducted Indoor Units | 230000 | 12.35 | 22.9 | 258000 | 4 | 220000 | 2.48 | 4792.5
213885201 | TOSHIBA CARRIER | MMY-UP240H1FT9PUL | Mixed Ducted and Non-Ducted Indoor Units | 230000 | 12.35 | 22.9 | 258000 | 4 | 220000 | 2.48 | 4792.5
213885202 | TOSHIBA CARRIER | MMY-UP2641FT9P-UL | Mixed Ducted and Non-Ducted Indoor Units | 252000 | 11.2 | 22.35 | 284000 | 3.6 | 196000 | 2.44 | 5250
213885203 | TOSHIBA CARRIER | MMY-UP2641FT6P-UL | Mixed Ducted and Non-Ducted Indoor Units | 252000 | 11.2 | 22.35 | 284000 | 3.6 | 196000 | 2.44 | 5250
213885204 | TOSHIBA CARRIER | MMY-UP2881FT6P-UL | Mixed Ducted and Non-Ducted Indoor Units | 276000 | 11.1 | 22.25 | 308000 | 3.57 | 200000 | 2.44 | 5750
213885205 | TOSHIBA CARRIER | MMY-UP2881FT9P-UL | Mixed Ducted and Non-Ducted Indoor Units | 276000 | 11.1 | 22.25 | 308000 | 3.57 | 200000 | 2.44 | 5750
213885206 | TOSHIBA CARRIER | MMY-UP288H1FT6PUL | Mixed Ducted and Non-Ducted Indoor Units | 276000 | 12.1 | 20.4 | 308000 | 3.74 | 258000 | 2.45 | 5750
213885207 | TOSHIBA CARRIER | MMY-UP288H1FT9PUL | Mixed Ducted and Non-Ducted Indoor Units | 276000 | 12.1 | 20.4 | 308000 | 3.74 | 258000 | 2.45 | 5750
213885208 | TOSHIBA CARRIER | MMY-UP3121FT6P-UL | Mixed Ducted and Non-Ducted Indoor Units | 298000 | 10.95 | 21.6 | 334000 | 3.55 | 222000 | 2.43 | 6207.5
213885209 | TOSHIBA CARRIER | MMY-UP3121FT9P-UL | Mixed Ducted and Non-Ducted Indoor Units | 298000 | 10.95 | 21.6 | 334000 | 3.55 | 222000 | 2.43 | 6207.5
213885210 | TOSHIBA CARRIER | MMY-UP3361FT6P-UL | Mixed Ducted and Non-Ducted Indoor Units | 320000 | 10.55 | 20.85 | 360000 | 3.4 | 244000 | 2.43 | 6667.5
213885211 | TOSHIBA CARRIER | MMY-UP3361FT9P-UL | Mixed Ducted and Non-Ducted Indoor Units | 320000 | 10.55 | 20.85 | 360000 | 3.4 | 244000 | 2.43 | 6667.5
213885212 | TOSHIBA CARRIER | MMY-UP3601FT6P-UL | Mixed Ducted and Non-Ducted Indoor Units | 342000 | 10.45 | 20.05 | 386000 | 3.39 | 270000 | 2.5 | 7125
213885213 | TOSHIBA CARRIER | MMY-UP3601FT9P-UL | Mixed Ducted and Non-Ducted Indoor Units | 342000 | 10.45 | 20.05 | 386000 | 3.39 | 270000 | 2.5 | 7125
213885214 | TOSHIBA CARRIER | MMY-UP360H1FT6PUL | Mixed Ducted and Non-Ducted Indoor Units | 342000 | 11.65 | 20.25 | 386000 | 3.62 | 330000 | 2.42 | 7125
213885215 | TOSHIBA CARRIER | MMY-UP360H1FT9PUL | Mixed Ducted and Non-Ducted Indoor Units | 342000 | 11.65 | 20.25 | 386000 | 3.62 | 330000 | 2.42 | 7125
213885216 | TOSHIBA CARRIER | MMY-UP3841FT9P-UL | Mixed Ducted and Non-Ducted Indoor Units | 366000 | 10.4 | 19.5 | 412000 | 3.38 | 274000 | 2.57 | 7625
213885217 | TOSHIBA CARRIER | MMY-UP3841FT6P-UL | Mixed Ducted and Non-Ducted Indoor Units | 366000 | 10.4 | 19.5 | 412000 | 3.38 | 274000 | 2.57 | 7625
213885218 | TOSHIBA CARRIER | MMY-UP4081FT9P-UL | Mixed Ducted and Non-Ducted Indoor Units | 390000 | 10.15 | 19.2 | 438000 | 3.37 | 296000 | 2.57 | 8125
213885219 | TOSHIBA CARRIER | MMY-UP4081FT6P-UL | Mixed Ducted and Non-Ducted Indoor Units | 390000 | 10.15 | 19.2 | 438000 | 3.37 | 296000 | 2.57 | 8125
213885220 | TOSHIBA CARRIER | MMY-UP4321FT9P-UL | Mixed Ducted and Non-Ducted Indoor Units | 412000 | 9.85 | 19.1 | 462000 | 3.35 | 318000 | 2.51 | 8582.5
213885221 | TOSHIBA CARRIER | MMY-UP4321FT6P-UL | Mixed Ducted and Non-Ducted Indoor Units | 412000 | 9.85 | 19.1 | 462000 | 3.35 | 318000 | 2.51 | 8582.5
213885222 | TOSHIBA CARRIER | MMY-UP4561FT9P-UL | Mixed Ducted and Non-Ducted Indoor Units | 434000 | 9.85 | 18.95 | 488000 | 3.34 | 322000 | 2.49 | 9042.5
213885223 | TOSHIBA CARRIER | MMY-UP4561FT6P-UL | Mixed Ducted and Non-Ducted Indoor Units | 434000 | 9.85 | 18.95 | 488000 | 3.34 | 322000 | 2.49 | 9042.5
213885224 | TOSHIBA CARRIER | MMY-UP4801FT9P-UL | Mixed Ducted and Non-Ducted Indoor Units | 456000 | 9.7 | 18.95 | 514000 | 3.29 | 344000 | 2.47 | 9500
213885225 | TOSHIBA CARRIER | MMY-UP4801FT6P-UL | Mixed Ducted and Non-Ducted Indoor Units | 456000 | 9.7 | 18.95 | 514000 | 3.29 | 344000 | 2.47 | 9500
213894090 | TOSHIBA CARRIER | MMY-MUP0721HT6P-UL | Non-Ducted Indoor Units | 69000 | 13.4 | 24.1 | 77000 | 4.46 | 56000 | 2.94 | 1437.5
213894091 | TOSHIBA CARRIER | MMY-MUP0961HT6P-UL | Non-Ducted Indoor Units | 92000 | 11.8 | 23.7 | 103000 | 4.21 | 76000 | 2.72 | 1917.5
213894093 | TOSHIBA CARRIER | MMY-MUP1441HT6P-UL | Non-Ducted Indoor Units | 138000 | 11.1 | 22.7 | 154000 | 3.93 | 109000 | 2.66 | 2875
213894094 | TOSHIBA CARRIER | MMY-MUP1681HT6P-UL | Non-Ducted Indoor Units | 160000 | 11.4 | 21.7 | 180000 | 3.63 | 132000 | 2.16 | 3332.5
213894096 | TOSHIBA CARRIER | MMY-UP2641HT6P-UL | Non-Ducted Indoor Units | 252000 | 10.3 | 20.2 | 284000 | 3.74 | 200000 | 2.49 | 5250
213894097 | TOSHIBA CARRIER | MMY-UP2881HT6P-UL | Non-Ducted Indoor Units | 276000 | 9.95 | 20.6 | 308000 | 3.61 | 216000 | 2.27 | 5750
213894098 | TOSHIBA CARRIER | MMY-UP3121HT6P-UL | Non-Ducted Indoor Units | 298000 | 9.6 | 20 | 334000 | 3.54 | 236000 | 2.44 | 6207.5
213894099 | TOSHIBA CARRIER | MMY-UP3361HT6P-UL | Non-Ducted Indoor Units | 320000 | 10.6 | 20.8 | 360000 | 3.53 | 268000 | 2.21 | 6667.5
213894100 | TOSHIBA CARRIER | MMY-UP3601HT6P-UL | Non-Ducted Indoor Units | 342000 | 9.65 | 18.4 | 386000 | 3.44 | 284000 | 2.13 | 7125
213894101 | TOSHIBA CARRIER | MMY-UP3841HT6P-UL | Non-Ducted Indoor Units | 366000 | 9.6 | 18.4 | 412000 | 3.45 | 294000 | 2.28 | 7625
213894102 | TOSHIBA CARRIER | MMY-UP4081HT6P-UL | Non-Ducted Indoor Units | 390000 | 9.8 | 17.9 | 438000 | 3.34 | 310000 | 2.19 | 8125
213894103 | TOSHIBA CARRIER | MMY-UP4321HT6P-UL | Non-Ducted Indoor Units | 412000 | 10 | 18.5 | 462000 | 3.33 | 328000 | 2.17 | 8582.5
213894104 | TOSHIBA CARRIER | MMY-UP4561HT6P-UL | Non-Ducted Indoor Units | 434000 | 9.8 | 17.6 | 488000 | 3.28 | 350000 | 2.21 | 9042.5
213894106 | TOSHIBA CARRIER | MMY-MUP0721HT9P-UL | Non-Ducted Indoor Units | 69000 | 13.4 | 24.1 | 77000 | 4.46 | 56000 | 2.94 | 1437.5
213894107 | TOSHIBA CARRIER | MMY-MUP072H1HT6PUL | Non-Ducted Indoor Units | 69000 | 13.6 | 24.4 | 77000 | 4.52 | 64000 | 2.91 | 1437.5
213894108 | TOSHIBA CARRIER | MMY-MUP072H1HT9PUL | Non-Ducted Indoor Units | 69000 | 13.6 | 24.4 | 77000 | 4.52 | 64000 | 2.91 | 1437.5
213894109 | TOSHIBA CARRIER | MMY-MUP0721HT6P-UL | Ducted Indoor Units | 69000 | 12.6 | 22.1 | 77000 | 4.01 | 56000 | 2.82 | 1437.5
213894110 | TOSHIBA CARRIER | MMY-MUP0721HT9P-UL | Ducted Indoor Units | 69000 | 12.6 | 22.1 | 77000 | 4.01 | 56000 | 2.82 | 1437.5
213894111 | TOSHIBA CARRIER | MMY-MUP072H1HT6PUL | Ducted Indoor Units | 69000 | 12.7 | 22.8 | 77000 | 4.23 | 64000 | 2.78 | 1437.5
213894112 | TOSHIBA CARRIER | MMY-MUP072H1HT9PUL | Ducted Indoor Units | 69000 | 12.7 | 22.8 | 77000 | 4.23 | 64000 | 2.78 | 1437.5
213894113 | TOSHIBA CARRIER | MMY-MUP0961HT9P-UL | Non-Ducted Indoor Units | 92000 | 11.8 | 23.7 | 103000 | 4.21 | 76000 | 2.72 | 1917.5
213894114 | TOSHIBA CARRIER | MMY-MUP096H1HT6PUL | Non-Ducted Indoor Units | 92000 | 12.1 | 23.4 | 103000 | 4.49 | 87000 | 2.84 | 1917.5
213894115 | TOSHIBA CARRIER | MMY-MUP096H1HT9PUL | Non-Ducted Indoor Units | 92000 | 12.1 | 23.4 | 103000 | 4.49 | 87000 | 2.84 | 1917.5
213894116 | TOSHIBA CARRIER | MMY-MUP0961HT6P-UL | Ducted Indoor Units | 92000 | 12 | 21.9 | 103000 | 3.83 | 76000 | 2.61 | 1917.5
213894117 | TOSHIBA CARRIER | MMY-MUP0961HT9P-UL | Ducted Indoor Units | 92000 | 12 | 21.9 | 103000 | 3.83 | 76000 | 2.61 | 1917.5
213894118 | TOSHIBA CARRIER | MMY-MUP096H1HT6PUL | Ducted Indoor Units | 92000 | 11.8 | 20 | 103000 | 4.22 | 87000 | 2.73 | 1917.5
213894119 | TOSHIBA CARRIER | MMY-MUP096H1HT9PUL | Ducted Indoor Units | 92000 | 11.8 | 20 | 103000 | 4.22 | 87000 | 2.73 | 1917.5
213894123 | TOSHIBA CARRIER | MMY-MUP1201HT6P-UL | Ducted Indoor Units | 114000 | 11.7 | 21.2 | 129000 | 3.83 | 92000 | 2.78 | 2375
213894124 | TOSHIBA CARRIER | MMY-MUP1201HT9P-UL | Ducted Indoor Units | 114000 | 11.7 | 21.2 | 129000 | 3.83 | 92000 | 2.78 | 2375
213894125 | TOSHIBA CARRIER | MMY-MUP120H1HT6PUL | Ducted Indoor Units | 114000 | 12 | 21.4 | 129000 | 3.92 | 116000 | 2.59 | 2375
213894126 | TOSHIBA CARRIER | MMY-MUP120H1HT9PUL | Ducted Indoor Units | 114000 | 12 | 21.4 | 129000 | 3.92 | 116000 | 2.59 | 2375
213894127 | TOSHIBA CARRIER | MMY-MUP1441HT9P-UL | Non-Ducted Indoor Units | 138000 | 11.1 | 22.7 | 154000 | 3.93 | 109000 | 2.66 | 2875
213894128 | TOSHIBA CARRIER | MMY-UP144H1HT6PUL | Non-Ducted Indoor Units | 138000 | 12.3 | 23.9 | 154000 | 4.74 | 128000 | 2.84 | 2875
213894129 | TOSHIBA CARRIER | MMY-UP144H1HT9PUL | Non-Ducted Indoor Units | 138000 | 12.3 | 23.9 | 154000 | 4.74 | 128000 | 2.84 | 2875
213894130 | TOSHIBA CARRIER | MMY-MUP1441HT6P-UL | Ducted Indoor Units | 138000 | 11.4 | 21.6 | 154000 | 3.64 | 109000 | 2.53 | 2875
213894131 | TOSHIBA CARRIER | MMY-MUP1441HT9P-UL | Ducted Indoor Units | 138000 | 11.4 | 21.6 | 154000 | 3.64 | 109000 | 2.53 | 2875
213894132 | TOSHIBA CARRIER | MMY-UP144H1HT6PUL | Ducted Indoor Units | 138000 | 11.6 | 22.3 | 154000 | 4.21 | 128000 | 2.64 | 2875
213894133 | TOSHIBA CARRIER | MMY-UP144H1HT9PUL | Ducted Indoor Units | 138000 | 11.6 | 22.3 | 154000 | 4.21 | 128000 | 2.64 | 2875
213894134 | TOSHIBA CARRIER | MMY-MUP1681HT9P-UL | Non-Ducted Indoor Units | 160000 | 11.4 | 21.7 | 180000 | 3.63 | 132000 | 2.16 | 3332.5
213894136 | TOSHIBA CARRIER | MMY-UP2161HT6P-UL | Ducted Indoor Units | 206000 | 11.6 | 20.9 | 232000 | 4.01 | 164000 | 2.74 | 4292.5
213894137 | TOSHIBA CARRIER | MMY-UP2161HT9P-UL | Ducted Indoor Units | 206000 | 11.6 | 20.9 | 232000 | 4.01 | 164000 | 2.74 | 4292.5
213894138 | TOSHIBA CARRIER | MMY-UP2641HT9P-UL | Non-Ducted Indoor Units | 252000 | 10.3 | 20.2 | 284000 | 3.74 | 200000 | 2.49 | 5250
213894139 | TOSHIBA CARRIER | MMY-UP2641HT6P-UL | Ducted Indoor Units | 252000 | 10.3 | 21 | 284000 | 3.82 | 200000 | 2.55 | 5250
213894140 | TOSHIBA CARRIER | MMY-UP2641HT9P-UL | Ducted Indoor Units | 252000 | 10.3 | 21 | 284000 | 3.82 | 200000 | 2.55 | 5250
213894141 | TOSHIBA CARRIER | MMY-UP2881HT9P-UL | Non-Ducted Indoor Units | 276000 | 9.95 | 20.6 | 308000 | 3.61 | 216000 | 2.27 | 5750
213894142 | TOSHIBA CARRIER | MMY-UP288H1HT6PUL | Non-Ducted Indoor Units | 276000 | 11 | 19.3 | 308000 | 3.82 | 260000 | 2.31 | 5750
213894143 | TOSHIBA CARRIER | MMY-UP288H1HT9PUL | Non-Ducted Indoor Units | 276000 | 11 | 19.3 | 308000 | 3.82 | 260000 | 2.31 | 5750
213894144 | TOSHIBA CARRIER | MMY-UP2881HT6P-UL | Ducted Indoor Units | 276000 | 10.8 | 21.4 | 308000 | 3.81 | 216000 | 2.56 | 5750
213894145 | TOSHIBA CARRIER | MMY-UP2881HT9P-UL | Ducted Indoor Units | 276000 | 10.8 | 21.4 | 308000 | 3.81 | 216000 | 2.56 | 5750
213894146 | TOSHIBA CARRIER | MMY-UP288H1HT6PUL | Ducted Indoor Units | 276000 | 11.2 | 18.8 | 308000 | 4.08 | 260000 | 2.48 | 5750
213894147 | TOSHIBA CARRIER | MMY-UP288H1HT9PUL | Ducted Indoor Units | 276000 | 11.2 | 18.8 | 308000 | 4.08 | 260000 | 2.48 | 5750
213894148 | TOSHIBA CARRIER | MMY-UP3121HT9P-UL | Non-Ducted Indoor Units | 298000 | 9.6 | 20 | 334000 | 3.54 | 236000 | 2.44 | 6207.5
213894149 | TOSHIBA CARRIER | MMY-UP3121HT6P-UL | Ducted Indoor Units | 298000 | 10.1 | 20.4 | 334000 | 3.6 | 236000 | 2.44 | 6207.5
213894150 | TOSHIBA CARRIER | MMY-UP3121HT9P-UL | Ducted Indoor Units | 298000 | 10.1 | 20.4 | 334000 | 3.6 | 236000 | 2.44 | 6207.5
213894151 | TOSHIBA CARRIER | MMY-UP3361HT9P-UL | Non-Ducted Indoor Units | 320000 | 10.6 | 20.8 | 360000 | 3.53 | 268000 | 2.21 | 6667.5
213894152 | TOSHIBA CARRIER | MMY-UP3361HT6P-UL | Ducted Indoor Units | 320000 | 10 | 18.4 | 360000 | 3.46 | 268000 | 2.39 | 6667.5
213894153 | TOSHIBA CARRIER | MMY-UP3361HT9P-UL | Ducted Indoor Units | 320000 | 10 | 18.4 | 360000 | 3.46 | 268000 | 2.39 | 6667.5
213894154 | TOSHIBA CARRIER | MMY-UP3601HT9P-UL | Non-Ducted Indoor Units | 342000 | 9.65 | 18.4 | 386000 | 3.44 | 284000 | 2.13 | 7125
213894155 | TOSHIBA CARRIER | MMY-UP360H1HT6PUL | Non-Ducted Indoor Units | 342000 | 10.1 | 19.3 | 386000 | 3.7 | 348000 | 2.46 | 7125
213894156 | TOSHIBA CARRIER | MMY-UP360H1HT9PUL | Non-Ducted Indoor Units | 342000 | 10.1 | 19.3 | 386000 | 3.7 | 348000 | 2.46 | 7125
213894157 | TOSHIBA CARRIER | MMY-UP3601HT6P-UL | Ducted Indoor Units | 342000 | 11.2 | 19.4 | 386000 | 3.5 | 284000 | 2.45 | 7125
213894158 | TOSHIBA CARRIER | MMY-UP3601HT9P-UL | Ducted Indoor Units | 342000 | 11.2 | 19.4 | 386000 | 3.5 | 284000 | 2.45 | 7125
213894159 | TOSHIBA CARRIER | MMY-UP360H1HT6PUL | Ducted Indoor Units | 342000 | 10.8 | 19.5 | 386000 | 3.8 | 348000 | 2.48 | 7125
213894160 | TOSHIBA CARRIER | MMY-UP360H1HT9PUL | Ducted Indoor Units | 342000 | 10.8 | 19.5 | 386000 | 3.8 | 348000 | 2.48 | 7125
213894161 | TOSHIBA CARRIER | MMY-UP3841HT9P-UL | Non-Ducted Indoor Units | 366000 | 9.6 | 18.4 | 412000 | 3.45 | 294000 | 2.28 | 7625
213894162 | TOSHIBA CARRIER | MMY-UP3841HT6P-UL | Ducted Indoor Units | 366000 | 11 | 18.9 | 412000 | 3.48 | 294000 | 2.29 | 7625
213894163 | TOSHIBA CARRIER | MMY-UP3841HT9P-UL | Ducted Indoor Units | 366000 | 11 | 18.9 | 412000 | 3.48 | 294000 | 2.29 | 7625
213894164 | TOSHIBA CARRIER | MMY-UP4081HT9P-UL | Non-Ducted Indoor Units | 390000 | 9.8 | 17.9 | 438000 | 3.34 | 310000 | 2.19 | 8125
213894165 | TOSHIBA CARRIER | MMY-UP4081HT6P-UL | Ducted Indoor Units | 390000 | 10.4 | 18.4 | 438000 | 3.38 | 310000 | 2.39 | 8125
213894166 | TOSHIBA CARRIER | MMY-UP4081HT9P-UL | Ducted Indoor Units | 390000 | 10.4 | 18.4 | 438000 | 3.38 | 310000 | 2.39 | 8125
213894167 | TOSHIBA CARRIER | MMY-UP4321HT9P-UL | Non-Ducted Indoor Units | 412000 | 10 | 18.5 | 462000 | 3.33 | 328000 | 2.17 | 8582.5
213894168 | TOSHIBA CARRIER | MMY-UP4321HT6P-UL | Ducted Indoor Units | 412000 | 9.9 | 17.6 | 462000 | 3.35 | 328000 | 2.41 | 8582.5
213894169 | TOSHIBA CARRIER | MMY-UP4321HT9P-UL | Ducted Indoor Units | 412000 | 9.9 | 17.6 | 462000 | 3.35 | 328000 | 2.41 | 8582.5
213894170 | TOSHIBA CARRIER | MMY-UP4561HT9P-UL | Non-Ducted Indoor Units | 434000 | 9.8 | 17.6 | 488000 | 3.28 | 350000 | 2.21 | 9042.5
213895002 | TOSHIBA CARRIER | MMY-MUP0721HT6P-UL | Mixed Ducted and Non-Ducted Indoor Units | 69000 | 13 | 23.1 | 77000 | 4.23 | 56000 | 2.88 | 1437.5
213895003 | TOSHIBA CARRIER | MMY-MUP0721HT9P-UL | Mixed Ducted and Non-Ducted Indoor Units | 69000 | 13 | 23.1 | 77000 | 4.23 | 56000 | 2.88 | 1437.5
213895004 | TOSHIBA CARRIER | MMY-MUP072H1HT6PUL | Mixed Ducted and Non-Ducted Indoor Units | 69000 | 13.15 | 23.6 | 77000 | 4.37 | 64000 | 2.84 | 1437.5
213895005 | TOSHIBA CARRIER | MMY-MUP072H1HT9PUL | Mixed Ducted and Non-Ducted Indoor Units | 69000 | 13.15 | 23.6 | 77000 | 4.37 | 64000 | 2.84 | 1437.5
213895006 | TOSHIBA CARRIER | MMY-MUP0961HT6P-UL | Mixed Ducted and Non-Ducted Indoor Units | 92000 | 11.9 | 22.8 | 103000 | 4.02 | 76000 | 2.66 | 1917.5
213895007 | TOSHIBA CARRIER | MMY-MUP0961HT9P-UL | Mixed Ducted and Non-Ducted Indoor Units | 92000 | 11.9 | 22.8 | 103000 | 4.02 | 76000 | 2.66 | 1917.5
213895008 | TOSHIBA CARRIER | MMY-MUP096H1HT6PUL | Mixed Ducted and Non-Ducted Indoor Units | 92000 | 11.95 | 21.7 | 103000 | 4.35 | 87000 | 2.78 | 1917.5
213895009 | TOSHIBA CARRIER | MMY-MUP096H1HT9PUL | Mixed Ducted and Non-Ducted Indoor Units | 92000 | 11.95 | 21.7 | 103000 | 4.35 | 87000 | 2.78 | 1917.5
213895012 | TOSHIBA CARRIER | MMY-MUP120H1HT6PUL | Mixed Ducted and Non-Ducted Indoor Units | 114000 | 11.6 | 22.05 | 129000 | 4.02 | 116000 | 2.55 | 2375
213895013 | TOSHIBA CARRIER | MMY-MUP120H1HT9PUL | Mixed Ducted and Non-Ducted Indoor Units | 114000 | 11.6 | 22.05 | 129000 | 4.02 | 116000 | 2.55 | 2375
213895014 | TOSHIBA CARRIER | MMY-MUP1441HT6P-UL | Mixed Ducted and Non-Ducted Indoor Units | 138000 | 11.25 | 22.15 | 154000 | 3.78 | 109000 | 2.59 | 2875
213895015 | TOSHIBA CARRIER | MMY-MUP1441HT9P-UL | Mixed Ducted and Non-Ducted Indoor Units | 138000 | 11.25 | 22.15 | 154000 | 3.78 | 109000 | 2.59 | 2875
213895016 | TOSHIBA CARRIER | MMY-UP144H1HT6PUL | Mixed Ducted and Non-Ducted Indoor Units | 138000 | 11.95 | 23.1 | 154000 | 4.47 | 128000 | 2.74 | 2875
213895017 | TOSHIBA CARRIER | MMY-UP144H1HT9PUL | Mixed Ducted and Non-Ducted Indoor Units | 138000 | 11.95 | 23.1 | 154000 | 4.47 | 128000 | 2.74 | 2875
213895020 | TOSHIBA CARRIER | MMY-MUP1681HT6P-UL | Mixed Ducted and Non-Ducted Indoor Units | 160000 | 11 | 21.35 | 180000 | 3.59 | 132000 | 2.25 | 3332.5
213895021 | TOSHIBA CARRIER | MMY-MUP1681HT9P-UL | Mixed Ducted and Non-Ducted Indoor Units | 160000 | 11 | 21.35 | 180000 | 3.59 | 132000 | 2.25 | 3332.5
213895023 | TOSHIBA CARRIER | MMY-UP2161HT6P-UL | Mixed Ducted and Non-Ducted Indoor Units | 206000 | 11.25 | 21.3 | 232000 | 4.02 | 164000 | 2.75 | 4292.5
213895024 | TOSHIBA CARRIER | MMY-UP2161HT9P-UL | Mixed Ducted and Non-Ducted Indoor Units | 206000 | 11.25 | 21.3 | 232000 | 4.02 | 164000 | 2.75 | 4292.5
213895026 | TOSHIBA CARRIER | MMY-UP2641HT6P-UL | Mixed Ducted and Non-Ducted Indoor Units | 252000 | 10.3 | 20.6 | 284000 | 3.78 | 200000 | 2.52 | 5250
213895027 | TOSHIBA CARRIER | MMY-UP2641HT9P-UL | Mixed Ducted and Non-Ducted Indoor Units | 252000 | 10.3 | 20.6 | 284000 | 3.78 | 200000 | 2.52 | 5250
213895028 | TOSHIBA CARRIER | MMY-UP2881HT6P-UL | Mixed Ducted and Non-Ducted Indoor Units | 276000 | 10.37 | 21 | 308000 | 3.71 | 216000 | 2.41 | 5750
213895029 | TOSHIBA CARRIER | MMY-UP2881HT9P-UL | Mixed Ducted and Non-Ducted Indoor Units | 276000 | 10.37 | 21 | 308000 | 3.71 | 216000 | 2.41 | 5750
213895030 | TOSHIBA CARRIER | MMY-UP288H1HT6PUL | Mixed Ducted and Non-Ducted Indoor Units | 276000 | 11.1 | 19.05 | 308000 | 3.95 | 260000 | 2.39 | 5750
213895031 | TOSHIBA CARRIER | MMY-UP288H1HT9PUL | Mixed Ducted and Non-Ducted Indoor Units | 276000 | 11.1 | 19.05 | 308000 | 3.95 | 260000 | 2.39 | 5750
213895032 | TOSHIBA CARRIER | MMY-UP3121HT6P-UL | Mixed Ducted and Non-Ducted Indoor Units | 298000 | 9.85 | 20.2 | 334000 | 3.57 | 236000 | 2.44 | 6207.5
213895033 | TOSHIBA CARRIER | MMY-UP3121HT9P-UL | Mixed Ducted and Non-Ducted Indoor Units | 298000 | 9.85 | 20.2 | 334000 | 3.57 | 236000 | 2.44 | 6207.5
213895034 | TOSHIBA CARRIER | MMY-UP3361HT6P-UL | Mixed Ducted and Non-Ducted Indoor Units | 320000 | 10.3 | 19.6 | 360000 | 3.49 | 268000 | 2.3 | 6667.5
213895035 | TOSHIBA CARRIER | MMY-UP3361HT9P-UL | Mixed Ducted and Non-Ducted Indoor Units | 320000 | 10.3 | 19.6 | 360000 | 3.49 | 268000 | 2.3 | 6667.5
213895036 | TOSHIBA CARRIER | MMY-UP3601HT6P-UL | Mixed Ducted and Non-Ducted Indoor Units | 342000 | 10.42 | 18.9 | 386000 | 3.47 | 284000 | 2.29 | 7125
213895037 | TOSHIBA CARRIER | MMY-UP3601HT9P-UL | Mixed Ducted and Non-Ducted Indoor Units | 342000 | 10.42 | 18.9 | 386000 | 3.47 | 284000 | 2.29 | 7125
213895038 | TOSHIBA CARRIER | MMY-UP360H1HT6PUL | Mixed Ducted and Non-Ducted Indoor Units | 342000 | 10.45 | 19.4 | 386000 | 3.75 | 348000 | 2.47 | 7125
213895039 | TOSHIBA CARRIER | MMY-UP360H1HT9PUL | Mixed Ducted and Non-Ducted Indoor Units | 342000 | 10.45 | 19.4 | 386000 | 3.75 | 348000 | 2.47 | 7125
213895040 | TOSHIBA CARRIER | MMY-UP3841HT6P-UL | Mixed Ducted and Non-Ducted Indoor Units | 366000 | 10.3 | 18.65 | 412000 | 3.46 | 294000 | 2.28 | 7625
213895041 | TOSHIBA CARRIER | MMY-UP3841HT9P-UL | Mixed Ducted and Non-Ducted Indoor Units | 366000 | 10.3 | 18.65 | 412000 | 3.46 | 294000 | 2.28 | 7625
213895042 | TOSHIBA CARRIER | MMY-UP4081HT6P-UL | Mixed Ducted and Non-Ducted Indoor Units | 390000 | 10.1 | 18.15 | 438000 | 3.36 | 310000 | 2.29 | 8125
213895043 | TOSHIBA CARRIER | MMY-UP4081HT9P-UL | Mixed Ducted and Non-Ducted Indoor Units | 390000 | 10.1 | 18.15 | 438000 | 3.36 | 310000 | 2.29 | 8125
213895044 | TOSHIBA CARRIER | MMY-UP4321HT6P-UL | Mixed Ducted and Non-Ducted Indoor Units | 412000 | 9.95 | 18.05 | 462000 | 3.34 | 328000 | 2.29 | 8582.5
213895045 | TOSHIBA CARRIER | MMY-UP4321HT9P-UL | Mixed Ducted and Non-Ducted Indoor Units | 412000 | 9.95 | 18.05 | 462000 | 3.34 | 328000 | 2.29 | 8582.5
213895046 | TOSHIBA CARRIER | MMY-UP4561HT6P-UL | Mixed Ducted and Non-Ducted Indoor Units | 434000 | 9.65 | 17.45 | 488000 | 3.3 | 350000 | 2.28 | 9042.5
213895047 | TOSHIBA CARRIER | MMY-UP4561HT9P-UL | Mixed Ducted and Non-Ducted Indoor Units | 434000 | 9.65 | 17.45 | 488000 | 3.3 | 350000 | 2.28 | 9042.5
213895054 | TOSHIBA CARRIER | MMY-UP1921HT6P-UL | Ducted Indoor Units | 184000 | 11.3 | 22.4 | 206000 | 4 | 154000 | 2.51 | 3832.5
213895055 | TOSHIBA CARRIER | MMY-UP1921HT9P-UL | Ducted Indoor Units | 184000 | 11.3 | 22.4 | 206000 | 4 | 154000 | 2.51 | 3832.5
213895065 | TOSHIBA CARRIER | MMY-UP240H1HT6PUL | Non-Ducted Indoor Units | 230000 | 12 | 22.5 | 258000 | 3.92 | 232000 | 2.44 | 4792.5
213895066 | TOSHIBA CARRIER | MMY-UP240H1HT9PUL | Non-Ducted Indoor Units | 230000 | 12 | 22.5 | 258000 | 3.92 | 232000 | 2.44 | 4792.5
213895067 | TOSHIBA CARRIER | MMY-UP2401HT6P-UL | Ducted Indoor Units | 230000 | 11.2 | 19.9 | 258000 | 3.88 | 182000 | 2.6 | 4792.5
213895068 | TOSHIBA CARRIER | MMY-UP2401HT9P-UL | Ducted Indoor Units | 230000 | 11.2 | 19.9 | 258000 | 3.88 | 182000 | 2.6 | 4792.5
213895069 | TOSHIBA CARRIER | MMY-UP240H1HT6PUL | Ducted Indoor Units | 230000 | 11.3 | 20.1 | 258000 | 3.99 | 232000 | 2.61 | 4792.5
213895070 | TOSHIBA CARRIER | MMY-UP240H1HT9PUL | Ducted Indoor Units | 230000 | 11.3 | 20.1 | 258000 | 3.99 | 232000 | 2.61 | 4792.5
213895073 | TOSHIBA CARRIER | MMY-UP240H1HT6PUL | Mixed Ducted and Non-Ducted Indoor Units | 230000 | 11.65 | 21.3 | 258000 | 3.95 | 232000 | 2.52 | 4792.5
213895074 | TOSHIBA CARRIER | MMY-UP240H1HT9PUL | Mixed Ducted and Non-Ducted Indoor Units | 230000 | 11.65 | 21.3 | 258000 | 3.95 | 232000 | 2.52 | 4792.5
206331759 | TOSHIBA CARRIER | MMY-MAP0726HT6P-UL | Non-Ducted Indoor Units | 69000 | 14.8 | 29 | 77000 | 4.23 | 56000 | 2.68 | 1437.5
206331760 | TOSHIBA CARRIER | MMY-MAP0966HT6P-UL | Ducted Indoor Units | 92000 | 13.3 | 22.3 | 103000 | 4 | 76000 | 2.83 | 1917.5
206331761 | TOSHIBA CARRIER | MMY-MAP1206HT6P-UL | Ducted Indoor Units | 114000 | 12.1 | 21.6 | 129000 | 3.89 | 92000 | 2.75 | 2375
206331762 | TOSHIBA CARRIER | MMY-MAP1446HT6P-UL | Non-Ducted Indoor Units | 138000 | 12.4 | 25.6 | 154000 | 4.12 | 109000 | 2.73 | 2875
206331763 | TOSHIBA CARRIER | MMY-MAP1686HT6P-UL | Non-Ducted Indoor Units | 160000 | 11 | 23.8 | 180000 | 3.74 | 132000 | 2.48 | 3332.5
206331765 | TOSHIBA CARRIER | MMY-AP1926HT6P-UL | Ducted Indoor Units | 184000 | 12.2 | 20.3 | 206000 | 4 | 150000 | 2.88 | 3832.5
206331766 | TOSHIBA CARRIER | MMY-AP192S6HT6P-UL | Ducted Indoor Units | 184000 | 11.9 | 19.9 | 206000 | 3.83 | 150000 | 2.74 | 3832.5
206331767 | TOSHIBA CARRIER | MMY-AP2406HT6P-UL | Ducted Indoor Units | 230000 | 12.1 | 20.6 | 256000 | 3.95 | 182000 | 2.91 | 4792.5
206331768 | TOSHIBA CARRIER | MMY-AP240S6HT6P-UL | Ducted Indoor Units | 230000 | 12 | 20.3 | 256000 | 3.9 | 182000 | 2.86 | 4792.5
206331769 | TOSHIBA CARRIER | MMY-AP2646HT6P-UL | Non-Ducted Indoor Units | 252000 | 11.4 | 22.8 | 282000 | 3.65 | 200000 | 2.66 | 5250
206331770 | TOSHIBA CARRIER | MMY-AP2886HT6P-UL | Non-Ducted Indoor Units | 276000 | 11.1 | 22.5 | 308000 | 3.6 | 216000 | 2.65 | 5750
206331771 | TOSHIBA CARRIER | MMY-AP2886HT6P-UL | Ducted Indoor Units | 276000 | 11.3 | 20 | 308000 | 3.81 | 216000 | 2.88 | 5750
206331772 | TOSHIBA CARRIER | MMY-AP288S6HT6P-UL | Non-Ducted Indoor Units | 276000 | 10.9 | 22.2 | 308000 | 3.5 | 216000 | 2.58 | 5750
206331773 | TOSHIBA CARRIER | MMY-AP288S6HT6P-UL | Ducted Indoor Units | 276000 | 11.2 | 19.6 | 308000 | 3.76 | 216000 | 2.8 | 5750
206331774 | TOSHIBA CARRIER | MMY-AP3126HT6P-UL | Non-Ducted Indoor Units | 298000 | 10.4 | 22.1 | 334000 | 3.42 | 236000 | 2.6 | 6207.5
206331775 | TOSHIBA CARRIER | MMY-AP3126HT6P-UL | Ducted Indoor Units | 298000 | 10.8 | 19.7 | 334000 | 3.66 | 236000 | 2.72 | 6207.5
206331776 | TOSHIBA CARRIER | MMY-AP3366HT6P-UL | Non-Ducted Indoor Units | 320000 | 10.3 | 22 | 360000 | 3.35 | 268000 | 2.46 | 6667.5
206331777 | TOSHIBA CARRIER | MMY-AP3366HT6P-UL | Ducted Indoor Units | 320000 | 10.4 | 19.6 | 360000 | 3.49 | 268000 | 2.57 | 6667.5
206331778 | TOSHIBA CARRIER | MMY-AP3606HT6P-UL | Non-Ducted Indoor Units | 342000 | 11.6 | 22.4 | 384000 | 3.52 | 284000 | 2.58 | 7125
206331779 | TOSHIBA CARRIER | MMY-AP3606HT6P-UL | Ducted Indoor Units | 342000 | 11.8 | 20.3 | 384000 | 3.66 | 284000 | 2.72 | 7125
206331780 | TOSHIBA CARRIER | MMY-MAP0726HT6P-UL | Ducted Indoor Units | 69000 | 13.5 | 22.7 | 77000 | 3.79 | 56000 | 2.74 | 1437.5
206331781 | TOSHIBA CARRIER | MMY-MAP0966HT6P-UL | Non-Ducted Indoor Units | 92000 | 12.6 | 28 | 103000 | 4.5 | 76000 | 2.84 | 1917.5
206331782 | TOSHIBA CARRIER | MMY-MAP1206HT6P-UL | Non-Ducted Indoor Units | 114000 | 12.8 | 25.1 | 129000 | 3.99 | 92000 | 2.79 | 2375
206331783 | TOSHIBA CARRIER | MMY-MAP1446HT6P-UL | Ducted Indoor Units | 138000 | 11.3 | 20 | 154000 | 3.91 | 109000 | 2.78 | 2875
206331784 | TOSHIBA CARRIER | MMY-AP1926HT6P-UL | Non-Ducted Indoor Units | 184000 | 12.8 | 25.5 | 206000 | 4.05 | 150000 | 2.76 | 3832.5
206331785 | TOSHIBA CARRIER | MMY-AP192S6HT6P-UL | Non-Ducted Indoor Units | 184000 | 12.6 | 25.1 | 206000 | 3.95 | 150000 | 2.68 | 3832.5
206331786 | TOSHIBA CARRIER | MMY-AP2406HT6P-UL | Non-Ducted Indoor Units | 230000 | 12 | 24.1 | 256000 | 3.75 | 182000 | 2.66 | 4792.5
206331787 | TOSHIBA CARRIER | MMY-AP240S6HT6P-UL | Non-Ducted Indoor Units | 230000 | 11.6 | 23.6 | 256000 | 3.7 | 182000 | 2.62 | 4792.5
206331788 | TOSHIBA CARRIER | MMY-AP2646HT6P-UL | Ducted Indoor Units | 252000 | 12 | 20.4 | 282000 | 3.9 | 200000 | 2.88 | 5250
206331789 | TOSHIBA CARRIER | MMY-AP3846HT6P-UL | Non-Ducted Indoor Units | 366000 | 10.6 | 21.8 | 410000 | 3.4 | 294000 | 2.55 | 7625
206331790 | TOSHIBA CARRIER | MMY-AP3846HT6P-UL | Ducted Indoor Units | 366000 | 11 | 19.8 | 410000 | 3.55 | 294000 | 2.63 | 7625
206331791 | TOSHIBA CARRIER | MMY-AP4326HT6P-UL | Non-Ducted Indoor Units | 410000 | 10 | 21.3 | 460000 | 3.28 | 328000 | 2.48 | 8542.5
206331792 | TOSHIBA CARRIER | MMY-AP4326HT6P-UL | Ducted Indoor Units | 410000 | 10.2 | 19.1 | 460000 | 3.32 | 328000 | 2.52 | 8542.5
206331793 | TOSHIBA CARRIER | MMY-AP2166HT6P-UL | Non-Ducted Indoor Units | 206000 | 12 | 24.6 | 232000 | 3.9 | 164000 | 2.75 | 4292.5
206331794 | TOSHIBA CARRIER | MMY-AP2166HT6P-UL | Ducted Indoor Units | 206000 | 12.1 | 20.3 | 232000 | 3.93 | 164000 | 2.86 | 4292.5
206331915 | TOSHIBA CARRIER | MMY-MAP0726HT9P-UL | Non-Ducted Indoor Units | 69000 | 14.8 | 29 | 77000 | 4.23 | 56000 | 2.68 | 1437.5
206331916 | TOSHIBA CARRIER | MMY-MAP0966HT9P-UL | Ducted Indoor Units | 92000 | 13.3 | 22.3 | 103000 | 4 | 76000 | 2.83 | 1917.5
206331917 | TOSHIBA CARRIER | MMY-MAP1206HT9P-UL | Ducted Indoor Units | 114000 | 12.1 | 21.6 | 129000 | 3.89 | 92000 | 2.75 | 2375
206331918 | TOSHIBA CARRIER | MMY-MAP1446HT9P-UL | Non-Ducted Indoor Units | 138000 | 12.4 | 25.6 | 154000 | 4.12 | 109000 | 2.73 | 2875
206331919 | TOSHIBA CARRIER | MMY-MAP1686HT9P-UL | Non-Ducted Indoor Units | 160000 | 11 | 23.8 | 180000 | 3.74 | 132000 | 2.48 | 3332.5
206331921 | TOSHIBA CARRIER | MMY-AP1926HT9P-UL | Ducted Indoor Units | 184000 | 12.2 | 20.3 | 206000 | 4 | 150000 | 2.88 | 3832.5
206331922 | TOSHIBA CARRIER | MMY-AP192S6HT9P-UL | Ducted Indoor Units | 184000 | 11.9 | 19.9 | 206000 | 3.83 | 150000 | 2.74 | 3832.5
206331923 | TOSHIBA CARRIER | MMY-AP2166HT9P-UL | Non-Ducted Indoor Units | 206000 | 12 | 24.6 | 232000 | 3.9 | 164000 | 2.75 | 4292.5
206331924 | TOSHIBA CARRIER | MMY-AP2406HT9P-UL | Ducted Indoor Units | 230000 | 12.1 | 20.6 | 256000 | 3.95 | 182000 | 2.91 | 4792.5
206331925 | TOSHIBA CARRIER | MMY-AP240S6HT9P-UL | Ducted Indoor Units | 230000 | 12 | 20.3 | 256000 | 3.9 | 182000 | 2.86 | 4792.5
206331926 | TOSHIBA CARRIER | MMY-AP2646HT9P-UL | Non-Ducted Indoor Units | 252000 | 11.4 | 22.8 | 282000 | 3.65 | 200000 | 2.66 | 5250
206331927 | TOSHIBA CARRIER | MMY-AP2886HT9P-UL | Non-Ducted Indoor Units | 276000 | 11.1 | 22.5 | 308000 | 3.6 | 216000 | 2.65 | 5750
206331928 | TOSHIBA CARRIER | MMY-AP2886HT9P-UL | Ducted Indoor Units | 276000 | 11.3 | 20 | 308000 | 3.81 | 216000 | 2.88 | 5750
206331929 | TOSHIBA CARRIER | MMY-AP288S6HT9P-UL | Non-Ducted Indoor Units | 276000 | 10.9 | 22.2 | 308000 | 3.5 | 216000 | 2.58 | 5750
206331930 | TOSHIBA CARRIER | MMY-AP288S6HT9P-UL | Ducted Indoor Units | 276000 | 11.2 | 19.6 | 308000 | 3.76 | 216000 | 2.8 | 5750
206331931 | TOSHIBA CARRIER | MMY-AP3126HT9P-UL | Non-Ducted Indoor Units | 298000 | 10.4 | 22.1 | 334000 | 3.42 | 236000 | 2.6 | 6207.5
206331932 | TOSHIBA CARRIER | MMY-AP3126HT9P-UL | Ducted Indoor Units | 298000 | 10.8 | 19.7 | 334000 | 3.66 | 236000 | 2.72 | 6207.5
206331933 | TOSHIBA CARRIER | MMY-AP3366HT9P-UL | Non-Ducted Indoor Units | 320000 | 10.3 | 22 | 360000 | 3.35 | 268000 | 2.46 | 6667.5
206331934 | TOSHIBA CARRIER | MMY-AP3366HT9P-UL | Ducted Indoor Units | 320000 | 10.4 | 19.6 | 360000 | 3.49 | 268000 | 2.57 | 6667.5
206331935 | TOSHIBA CARRIER | MMY-AP3606HT9P-UL | Non-Ducted Indoor Units | 342000 | 11.6 | 22.4 | 384000 | 3.52 | 284000 | 2.58 | 7125
206331936 | TOSHIBA CARRIER | MMY-AP3606HT9P-UL | Ducted Indoor Units | 342000 | 11.8 | 20.3 | 384000 | 3.66 | 284000 | 2.72 | 7125
206331937 | TOSHIBA CARRIER | MMY-MAP0726HT9P-UL | Ducted Indoor Units | 69000 | 13.5 | 22.7 | 77000 | 3.79 | 56000 | 2.74 | 1437.5
206331938 | TOSHIBA CARRIER | MMY-MAP0966HT9P-UL | Non-Ducted Indoor Units | 92000 | 12.6 | 28 | 103000 | 4.5 | 76000 | 2.84 | 1917.5
206331939 | TOSHIBA CARRIER | MMY-MAP1206HT9P-UL | Non-Ducted Indoor Units | 114000 | 12.8 | 25.1 | 129000 | 3.99 | 92000 | 2.79 | 2375
206331940 | TOSHIBA CARRIER | MMY-MAP1446HT9P-UL | Ducted Indoor Units | 138000 | 11.3 | 20 | 154000 | 3.91 | 109000 | 2.78 | 2875
206331941 | TOSHIBA CARRIER | MMY-AP1926HT9P-UL | Non-Ducted Indoor Units | 184000 | 12.8 | 25.5 | 206000 | 4.05 | 150000 | 2.76 | 3832.5
206331942 | TOSHIBA CARRIER | MMY-AP192S6HT9P-UL | Non-Ducted Indoor Units | 184000 | 12.6 | 25.1 | 206000 | 3.95 | 150000 | 2.68 | 3832.5
206331943 | TOSHIBA CARRIER | MMY-AP2166HT9P-UL | Ducted Indoor Units | 206000 | 12.1 | 20.3 | 232000 | 3.93 | 164000 | 2.86 | 4292.5
206331944 | TOSHIBA CARRIER | MMY-AP2406HT9P-UL | Non-Ducted Indoor Units | 230000 | 12 | 24.1 | 256000 | 3.75 | 182000 | 2.66 | 4792.5
206331945 | TOSHIBA CARRIER | MMY-AP240S6HT9P-UL | Non-Ducted Indoor Units | 230000 | 11.6 | 23.6 | 256000 | 3.7 | 182000 | 2.62 | 4792.5
206331946 | TOSHIBA CARRIER | MMY-AP2646HT9P-UL | Ducted Indoor Units | 252000 | 12 | 20.4 | 282000 | 3.9 | 200000 | 2.88 | 5250
206331947 | TOSHIBA CARRIER | MMY-MAP0726FT6P-UL | Non-Ducted Indoor Units | 69000 | 14.6 | 26.6 | 77000 | 3.67 | 56000 | 2.73 | 1437.5
206331948 | TOSHIBA CARRIER | MMY-MAP0726FT6P-UL | Ducted Indoor Units | 69000 | 12.6 | 19.5 | 77000 | 3.42 | 56000 | 2.44 | 1437.5
206331949 | TOSHIBA CARRIER | MMY-MAP0726FT9P-UL | Non-Ducted Indoor Units | 69000 | 14.6 | 26.6 | 77000 | 3.67 | 56000 | 2.73 | 1437.5
206331950 | TOSHIBA CARRIER | MMY-MAP0726FT9P-UL | Ducted Indoor Units | 69000 | 12.6 | 19.5 | 77000 | 3.42 | 56000 | 2.44 | 1437.5
206331951 | TOSHIBA CARRIER | MMY-MAP0966FT6P-UL | Non-Ducted Indoor Units | 92000 | 12.5 | 28.3 | 103000 | 3.85 | 76000 | 2.61 | 1917.5
206331952 | TOSHIBA CARRIER | MMY-MAP0966FT6P-UL | Ducted Indoor Units | 92000 | 11.7 | 21.4 | 103000 | 3.71 | 76000 | 2.54 | 1917.5
206331953 | TOSHIBA CARRIER | MMY-MAP0966FT9P-UL | Non-Ducted Indoor Units | 92000 | 12.5 | 28.3 | 103000 | 3.85 | 76000 | 2.61 | 1917.5
206331954 | TOSHIBA CARRIER | MMY-MAP0966FT9P-UL | Ducted Indoor Units | 92000 | 11.7 | 21.4 | 103000 | 3.71 | 76000 | 2.54 | 1917.5
206331955 | TOSHIBA CARRIER | MMY-MAP1206FT6P-UL | Non-Ducted Indoor Units | 114000 | 11.8 | 27.5 | 129000 | 3.61 | 92000 | 2.44 | 2375
206331956 | TOSHIBA CARRIER | MMY-MAP1206FT6P-UL | Ducted Indoor Units | 114000 | 11.9 | 20 | 129000 | 3.48 | 92000 | 2.46 | 2375
206331957 | TOSHIBA CARRIER | MMY-MAP1206FT9P-UL | Non-Ducted Indoor Units | 114000 | 11.8 | 27.5 | 129000 | 3.61 | 92000 | 2.44 | 2375
206331958 | TOSHIBA CARRIER | MMY-MAP1206FT9P-UL | Ducted Indoor Units | 114000 | 11.9 | 20 | 129000 | 3.48 | 92000 | 2.46 | 2375
206331959 | TOSHIBA CARRIER | MMY-MAP1446FT6P-UL | Non-Ducted Indoor Units | 138000 | 12.2 | 25.9 | 154000 | 3.75 | 109000 | 2.6 | 2875
206331960 | TOSHIBA CARRIER | MMY-MAP1446FT6P-UL | Ducted Indoor Units | 138000 | 11.4 | 20.2 | 154000 | 3.52 | 109000 | 2.48 | 2875
206331961 | TOSHIBA CARRIER | MMY-MAP1446FT9P-UL | Non-Ducted Indoor Units | 138000 | 12.2 | 25.9 | 154000 | 3.75 | 109000 | 2.6 | 2875
206331962 | TOSHIBA CARRIER | MMY-MAP1446FT9P-UL | Ducted Indoor Units | 138000 | 11.4 | 20.2 | 154000 | 3.52 | 109000 | 2.48 | 2875
206331967 | TOSHIBA CARRIER | MMY-AP1926FT6P-UL | Non-Ducted Indoor Units | 184000 | 12.2 | 26.1 | 206000 | 3.7 | 150000 | 2.5 | 3832.5
206331968 | TOSHIBA CARRIER | MMY-AP1926FT6P-UL | Ducted Indoor Units | 184000 | 11.5 | 20.4 | 206000 | 3.67 | 150000 | 2.45 | 3832.5
206331969 | TOSHIBA CARRIER | MMY-AP1926FT9P-UL | Non-Ducted Indoor Units | 184000 | 12.2 | 26.1 | 206000 | 3.7 | 150000 | 2.5 | 3832.5
206331970 | TOSHIBA CARRIER | MMY-AP1926FT9P-UL | Ducted Indoor Units | 184000 | 11.5 | 20.4 | 206000 | 3.67 | 150000 | 2.45 | 3832.5
206331971 | TOSHIBA CARRIER | MMY-AP192S6FT6P-UL | Non-Ducted Indoor Units | 184000 | 11.7 | 25.3 | 206000 | 3.6 | 150000 | 2.45 | 3832.5
206331972 | TOSHIBA CARRIER | MMY-AP192S6FT6P-UL | Ducted Indoor Units | 184000 | 11.3 | 19.9 | 206000 | 3.57 | 150000 | 2.4 | 3832.5
206331973 | TOSHIBA CARRIER | MMY-AP192S6FT9P-UL | Non-Ducted Indoor Units | 184000 | 11.7 | 25.3 | 206000 | 3.6 | 150000 | 2.45 | 3832.5
206331974 | TOSHIBA CARRIER | MMY-AP192S6FT9P-UL | Ducted Indoor Units | 184000 | 11.3 | 19.9 | 206000 | 3.57 | 150000 | 2.4 | 3832.5
206331975 | TOSHIBA CARRIER | MMY-AP2166FT6P-UL | Non-Ducted Indoor Units | 206000 | 11.6 | 24.2 | 232000 | 3.57 | 164000 | 2.46 | 4292.5
206331976 | TOSHIBA CARRIER | MMY-AP2166FT6P-UL | Ducted Indoor Units | 206000 | 11.2 | 20.5 | 232000 | 3.74 | 164000 | 2.44 | 4292.5
206331977 | TOSHIBA CARRIER | MMY-AP2166FT9P-UL | Non-Ducted Indoor Units | 206000 | 11.6 | 24.2 | 232000 | 3.57 | 164000 | 2.46 | 4292.5
206331978 | TOSHIBA CARRIER | MMY-AP2166FT9P-UL | Ducted Indoor Units | 206000 | 11.2 | 20.5 | 232000 | 3.74 | 164000 | 2.44 | 4292.5
206331979 | TOSHIBA CARRIER | MMY-AP2406FT6P-UL | Non-Ducted Indoor Units | 230000 | 11.6 | 23.3 | 256000 | 3.6 | 182000 | 2.53 | 4792.5
206331980 | TOSHIBA CARRIER | MMY-AP2406FT6P-UL | Ducted Indoor Units | 230000 | 11.3 | 20.8 | 256000 | 3.56 | 182000 | 2.47 | 4792.5
206331981 | TOSHIBA CARRIER | MMY-AP2406FT9P-UL | Non-Ducted Indoor Units | 230000 | 11.6 | 23.3 | 256000 | 3.6 | 182000 | 2.53 | 4792.5
206331982 | TOSHIBA CARRIER | MMY-AP2406FT9P-UL | Ducted Indoor Units | 230000 | 11.3 | 20.8 | 256000 | 3.56 | 182000 | 2.47 | 4792.5
206331987 | TOSHIBA CARRIER | MMY-AP2646FT6P-UL | Non-Ducted Indoor Units | 252000 | 10.9 | 23.1 | 282000 | 3.4 | 200000 | 2.45 | 5250
206331988 | TOSHIBA CARRIER | MMY-AP2646FT6P-UL | Ducted Indoor Units | 252000 | 10.9 | 20.5 | 282000 | 3.46 | 200000 | 2.37 | 5250
206331989 | TOSHIBA CARRIER | MMY-AP2646FT9P-UL | Non-Ducted Indoor Units | 252000 | 10.9 | 23.1 | 282000 | 3.4 | 200000 | 2.45 | 5250
206331990 | TOSHIBA CARRIER | MMY-AP2646FT9P-UL | Ducted Indoor Units | 252000 | 10.9 | 20.5 | 282000 | 3.46 | 200000 | 2.37 | 5250
206331991 | TOSHIBA CARRIER | MMY-AP2886FT6P-UL | Non-Ducted Indoor Units | 276000 | 11.1 | 22.8 | 308000 | 3.45 | 216000 | 2.5 | 5750
206331992 | TOSHIBA CARRIER | MMY-AP2886FT6P-UL | Ducted Indoor Units | 276000 | 11 | 20.2 | 308000 | 3.46 | 216000 | 2.37 | 5750
206331993 | TOSHIBA CARRIER | MMY-AP2886FT9P-UL | Non-Ducted Indoor Units | 276000 | 11.1 | 22.8 | 308000 | 3.45 | 216000 | 2.5 | 5750
206331994 | TOSHIBA CARRIER | MMY-AP2886FT9P-UL | Ducted Indoor Units | 276000 | 11 | 20.2 | 308000 | 3.46 | 216000 | 2.37 | 5750
206331995 | TOSHIBA CARRIER | MMY-AP288S6FT6P-UL | Non-Ducted Indoor Units | 276000 | 10.3 | 22.4 | 308000 | 3.35 | 216000 | 2.35 | 5750
206331996 | TOSHIBA CARRIER | MMY-AP288S6FT6P-UL | Ducted Indoor Units | 276000 | 9.8 | 19.7 | 308000 | 3.37 | 216000 | 2.32 | 5750
206331997 | TOSHIBA CARRIER | MMY-AP288S6FT9P-UL | Non-Ducted Indoor Units | 276000 | 10.3 | 22.4 | 308000 | 3.35 | 216000 | 2.35 | 5750
206331998 | TOSHIBA CARRIER | MMY-AP288S6FT9P-UL | Ducted Indoor Units | 276000 | 9.8 | 19.7 | 308000 | 3.37 | 216000 | 2.32 | 5750
206331999 | TOSHIBA CARRIER | MMY-AP3126FT6P-UL | Non-Ducted Indoor Units | 298000 | 10.3 | 22.1 | 334000 | 3.3 | 236000 | 2.4 | 6207.5
206332000 | TOSHIBA CARRIER | MMY-AP3126FT6P-UL | Ducted Indoor Units | 298000 | 10 | 19.7 | 334000 | 3.29 | 236000 | 2.33 | 6207.5
206332001 | TOSHIBA CARRIER | MMY-AP3126FT9P-UL | Non-Ducted Indoor Units | 298000 | 10.3 | 22.1 | 334000 | 3.3 | 236000 | 2.4 | 6207.5
206332002 | TOSHIBA CARRIER | MMY-AP3126FT9P-UL | Ducted Indoor Units | 298000 | 10 | 19.7 | 334000 | 3.29 | 236000 | 2.33 | 6207.5
206332003 | TOSHIBA CARRIER | MMY-AP3366FT6P-UL | Non-Ducted Indoor Units | 320000 | 10.7 | 23.9 | 360000 | 3.4 | 268000 | 2.4 | 6667.5
206332004 | TOSHIBA CARRIER | MMY-AP3366FT6P-UL | Ducted Indoor Units | 320000 | 10.2 | 20.7 | 360000 | 3.32 | 268000 | 2.38 | 6667.5
206332005 | TOSHIBA CARRIER | MMY-AP3366FT9P-UL | Non-Ducted Indoor Units | 320000 | 10.7 | 23.9 | 360000 | 3.4 | 268000 | 2.4 | 6667.5
206332006 | TOSHIBA CARRIER | MMY-AP3366FT9P-UL | Ducted Indoor Units | 320000 | 10.2 | 20.7 | 360000 | 3.32 | 268000 | 2.38 | 6667.5
206332007 | TOSHIBA CARRIER | MMY-AP336S6FT6P-UL | Non-Ducted Indoor Units | 320000 | 10.1 | 21.9 | 360000 | 3.25 | 268000 | 2.28 | 6667.5
206332009 | TOSHIBA CARRIER | MMY-AP336S6FT9P-UL | Non-Ducted Indoor Units | 320000 | 10.1 | 21.9 | 360000 | 3.25 | 268000 | 2.28 | 6667.5
206332011 | TOSHIBA CARRIER | MMY-AP3606FT6P-UL | Non-Ducted Indoor Units | 342000 | 9.7 | 23.3 | 386000 | 3.3 | 284000 | 2.35 | 7125
206332013 | TOSHIBA CARRIER | MMY-AP3606FT9P-UL | Non-Ducted Indoor Units | 342000 | 9.7 | 23.3 | 386000 | 3.3 | 284000 | 2.35 | 7125
206332015 | TOSHIBA CARRIER | MMY-AP3846HT9P-UL | Non-Ducted Indoor Units | 366000 | 10.6 | 21.8 | 410000 | 3.4 | 294000 | 2.55 | 7625
206332016 | TOSHIBA CARRIER | MMY-AP3846HT9P-UL | Ducted Indoor Units | 366000 | 11 | 19.8 | 410000 | 3.55 | 294000 | 2.63 | 7625
206332021 | TOSHIBA CARRIER | MMY-AP4326HT9P-UL | Non-Ducted Indoor Units | 410000 | 10 | 21.3 | 460000 | 3.28 | 328000 | 2.48 | 8542.5
206332022 | TOSHIBA CARRIER | MMY-AP4326HT9P-UL | Ducted Indoor Units | 410000 | 10.2 | 19.1 | 460000 | 3.32 | 328000 | 2.52 | 8542.5
206332027 | TOSHIBA CARRIER | MMY-MAP0726FT2P-UL | Non-Ducted Indoor Units | 69000 | 14.6 | 26.6 | 77000 | 3.67 | 56000 | 2.73 | 1437.5
206332028 | TOSHIBA CARRIER | MMY-MAP0726FT2P-UL | Ducted Indoor Units | 69000 | 12.6 | 19.5 | 77000 | 3.42 | 56000 | 2.44 | 1437.5
206332029 | TOSHIBA CARRIER | MMY-AP1446FT2P-UL | Non-Ducted Indoor Units | 138000 | 13.5 | 25.7 | 154000 | 3.77 | 109000 | 2.65 | 2875
206332030 | TOSHIBA CARRIER | MMY-AP1446FT2P-UL | Ducted Indoor Units | 138000 | 12.2 | 20 | 154000 | 3.57 | 109000 | 2.54 | 2875
206332031 | TOSHIBA CARRIER | MMY-AP4086HT6P-UL | Non-Ducted Indoor Units | 390000 | 10.4 | 21.4 | 436000 | 3.38 | 310000 | 2.5 | 8125
206332032 | TOSHIBA CARRIER | MMY-AP4086HT6P-UL | Ducted Indoor Units | 390000 | 11 | 19.6 | 436000 | 3.37 | 310000 | 2.57 | 8125
206332033 | TOSHIBA CARRIER | MMY-AP4086HT9P-UL | Non-Ducted Indoor Units | 390000 | 10.4 | 21.4 | 436000 | 3.38 | 310000 | 2.5 | 8125
206332034 | TOSHIBA CARRIER | MMY-AP4086HT9P-UL | Ducted Indoor Units | 390000 | 11 | 19.6 | 436000 | 3.37 | 310000 | 2.57 | 8125
206332035 | TOSHIBA CARRIER | MMY-AP408S6HT6P-UL | Non-Ducted Indoor Units | 390000 | 10.2 | 21 | 436000 | 3.3 | 310000 | 2.48 | 8125
206332036 | TOSHIBA CARRIER | MMY-AP408S6HT6P-UL | Ducted Indoor Units | 390000 | 10.6 | 19.3 | 436000 | 3.32 | 310000 | 2.55 | 8125
206332037 | TOSHIBA CARRIER | MMY-AP408S6HT9P-UL | Non-Ducted Indoor Units | 390000 | 10.2 | 21 | 436000 | 3.3 | 310000 | 2.48 | 8125
206332038 | TOSHIBA CARRIER | MMY-AP408S6HT9P-UL | Ducted Indoor Units | 390000 | 10.6 | 19.3 | 436000 | 3.32 | 310000 | 2.55 | 8125
206332044 | TOSHIBA CARRIER | MMY-AP4566HT6P-UL | Ducted Indoor Units | 430000 | 9.9 | 19.3 | 488000 | 3.26 | 350000 | 2.5 | 8957.5
206332046 | TOSHIBA CARRIER | MMY-AP4566HT9P-UL | Ducted Indoor Units | 430000 | 9.9 | 19.3 | 488000 | 3.26 | 350000 | 2.5 | 8957.5
206332054 | TOSHIBA CARRIER | MMY-MAP0726HT9P-UL | Mixed Ducted and Non-Ducted Indoor Units | 69000 | 14.15 | 25.85 | 77000 | 4.01 | 56000 | 2.71 | 1437.5
206332055 | TOSHIBA CARRIER | MMY-MAP0726FT6P-UL | Mixed Ducted and Non-Ducted Indoor Units | 69000 | 13.6 | 23.05 | 77000 | 3.54 | 56000 | 2.58 | 1437.5
206332056 | TOSHIBA CARRIER | MMY-MAP0726FT9P-UL | Mixed Ducted and Non-Ducted Indoor Units | 69000 | 13.6 | 23.05 | 77000 | 3.54 | 56000 | 2.58 | 1437.5
206332057 | TOSHIBA CARRIER | MMY-MAP0966HT9P-UL | Mixed Ducted and Non-Ducted Indoor Units | 92000 | 12.95 | 25.15 | 103000 | 4.25 | 76000 | 2.83 | 1917.5
206332058 | TOSHIBA CARRIER | MMY-MAP0966FT6P-UL | Mixed Ducted and Non-Ducted Indoor Units | 92000 | 12.1 | 24.85 | 103000 | 3.78 | 76000 | 2.57 | 1917.5
206332059 | TOSHIBA CARRIER | MMY-MAP0966FT9P-UL | Mixed Ducted and Non-Ducted Indoor Units | 92000 | 12.1 | 24.85 | 103000 | 3.78 | 76000 | 2.57 | 1917.5
206332060 | TOSHIBA CARRIER | MMY-MAP1206HT9P-UL | Mixed Ducted and Non-Ducted Indoor Units | 114000 | 12.45 | 23.35 | 129000 | 3.94 | 92000 | 2.77 | 2375
206332061 | TOSHIBA CARRIER | MMY-MAP1206FT6P-UL | Mixed Ducted and Non-Ducted Indoor Units | 114000 | 11.85 | 23.75 | 129000 | 3.54 | 92000 | 2.45 | 2375
206332062 | TOSHIBA CARRIER | MMY-MAP1206FT9P-UL | Mixed Ducted and Non-Ducted Indoor Units | 114000 | 11.85 | 23.75 | 129000 | 3.54 | 92000 | 2.45 | 2375
206332063 | TOSHIBA CARRIER | MMY-MAP1446HT9P-UL | Mixed Ducted and Non-Ducted Indoor Units | 138000 | 11.85 | 22.8 | 154000 | 4.01 | 109000 | 2.75 | 2875
206332064 | TOSHIBA CARRIER | MMY-MAP1446FT6P-UL | Mixed Ducted and Non-Ducted Indoor Units | 138000 | 11.8 | 23.05 | 154000 | 3.63 | 109000 | 2.54 | 2875
206332065 | TOSHIBA CARRIER | MMY-MAP1446FT9P-UL | Mixed Ducted and Non-Ducted Indoor Units | 138000 | 11.8 | 23.05 | 154000 | 3.63 | 109000 | 2.54 | 2875
206332070 | TOSHIBA CARRIER | MMY-AP1926HT9P-UL | Mixed Ducted and Non-Ducted Indoor Units | 184000 | 12.5 | 22.9 | 206000 | 4.02 | 150000 | 2.82 | 3832.5
206332071 | TOSHIBA CARRIER | MMY-AP192S6HT9P-UL | Mixed Ducted and Non-Ducted Indoor Units | 184000 | 12.25 | 22.5 | 206000 | 3.89 | 150000 | 2.71 | 3832.5
206332072 | TOSHIBA CARRIER | MMY-AP1926FT6P-UL | Mixed Ducted and Non-Ducted Indoor Units | 184000 | 11.85 | 23.25 | 206000 | 3.68 | 150000 | 2.47 | 3832.5
206332073 | TOSHIBA CARRIER | MMY-AP1926FT9P-UL | Mixed Ducted and Non-Ducted Indoor Units | 184000 | 11.85 | 23.25 | 206000 | 3.68 | 150000 | 2.47 | 3832.5
206332074 | TOSHIBA CARRIER | MMY-AP192S6FT6P-UL | Mixed Ducted and Non-Ducted Indoor Units | 184000 | 11.5 | 22.6 | 206000 | 3.58 | 150000 | 2.42 | 3832.5
206332075 | TOSHIBA CARRIER | MMY-AP192S6FT9P-UL | Mixed Ducted and Non-Ducted Indoor Units | 184000 | 11.5 | 22.6 | 206000 | 3.58 | 150000 | 2.42 | 3832.5
206332076 | TOSHIBA CARRIER | MMY-AP2166HT9P-UL | Mixed Ducted and Non-Ducted Indoor Units | 206000 | 12.05 | 22.45 | 232000 | 3.91 | 164000 | 2.8 | 4292.5
206332077 | TOSHIBA CARRIER | MMY-AP2166FT6P-UL | Mixed Ducted and Non-Ducted Indoor Units | 206000 | 11.4 | 22.35 | 232000 | 3.65 | 164000 | 2.45 | 4292.5
206332078 | TOSHIBA CARRIER | MMY-AP2166FT9P-UL | Mixed Ducted and Non-Ducted Indoor Units | 206000 | 11.4 | 22.35 | 232000 | 3.65 | 164000 | 2.45 | 4292.5
206332079 | TOSHIBA CARRIER | MMY-AP2406HT9P-UL | Mixed Ducted and Non-Ducted Indoor Units | 230000 | 12.05 | 22.35 | 256000 | 3.85 | 182000 | 2.78 | 4792.5
206332080 | TOSHIBA CARRIER | MMY-AP240S6HT9P-UL | Mixed Ducted and Non-Ducted Indoor Units | 230000 | 11.8 | 21.95 | 256000 | 3.8 | 182000 | 2.74 | 4792.5
206332081 | TOSHIBA CARRIER | MMY-AP2406FT6P-UL | Mixed Ducted and Non-Ducted Indoor Units | 230000 | 11.45 | 22.05 | 256000 | 3.58 | 182000 | 2.5 | 4792.5
206332082 | TOSHIBA CARRIER | MMY-AP2406FT9P-UL | Mixed Ducted and Non-Ducted Indoor Units | 230000 | 11.45 | 22.05 | 256000 | 3.58 | 182000 | 2.5 | 4792.5
206332085 | TOSHIBA CARRIER | MMY-AP2646HT9P-UL | Mixed Ducted and Non-Ducted Indoor Units | 252000 | 11.7 | 21.6 | 282000 | 3.77 | 200000 | 2.77 | 5250
206332086 | TOSHIBA CARRIER | MMY-AP2646FT6P-UL | Mixed Ducted and Non-Ducted Indoor Units | 252000 | 10.9 | 21.8 | 282000 | 3.43 | 200000 | 2.41 | 5250
206332087 | TOSHIBA CARRIER | MMY-AP2646FT9P-UL | Mixed Ducted and Non-Ducted Indoor Units | 252000 | 10.9 | 21.8 | 282000 | 3.43 | 200000 | 2.41 | 5250
206332088 | TOSHIBA CARRIER | MMY-AP2886HT6P-UL | Mixed Ducted and Non-Ducted Indoor Units | 276000 | 11.2 | 21.25 | 308000 | 3.7 | 216000 | 2.76 | 5750
206332089 | TOSHIBA CARRIER | MMY-AP2886HT9P-UL | Mixed Ducted and Non-Ducted Indoor Units | 276000 | 11.2 | 21.25 | 308000 | 3.7 | 216000 | 2.76 | 5750
206332090 | TOSHIBA CARRIER | MMY-AP288S6HT6P-UL | Mixed Ducted and Non-Ducted Indoor Units | 276000 | 11.05 | 20.9 | 308000 | 3.63 | 216000 | 2.69 | 5750
206332091 | TOSHIBA CARRIER | MMY-AP288S6HT9P-UL | Mixed Ducted and Non-Ducted Indoor Units | 276000 | 11.05 | 20.9 | 308000 | 3.63 | 216000 | 2.69 | 5750
206332092 | TOSHIBA CARRIER | MMY-AP2886FT6P-UL | Mixed Ducted and Non-Ducted Indoor Units | 276000 | 11.05 | 21.5 | 308000 | 3.45 | 216000 | 2.43 | 5750
206332093 | TOSHIBA CARRIER | MMY-AP2886FT9P-UL | Mixed Ducted and Non-Ducted Indoor Units | 276000 | 11.05 | 21.5 | 308000 | 3.45 | 216000 | 2.43 | 5750
206332094 | TOSHIBA CARRIER | MMY-AP288S6FT6P-UL | Mixed Ducted and Non-Ducted Indoor Units | 276000 | 10.05 | 21.05 | 308000 | 3.36 | 216000 | 2.33 | 5750
206332095 | TOSHIBA CARRIER | MMY-AP288S6FT9P-UL | Mixed Ducted and Non-Ducted Indoor Units | 276000 | 10.05 | 21.05 | 308000 | 3.36 | 216000 | 2.33 | 5750
206332096 | TOSHIBA CARRIER | MMY-AP3126HT6P-UL | Mixed Ducted and Non-Ducted Indoor Units | 298000 | 10.6 | 20.9 | 334000 | 3.54 | 236000 | 2.66 | 6207.5
206332097 | TOSHIBA CARRIER | MMY-AP3126HT9P-UL | Mixed Ducted and Non-Ducted Indoor Units | 298000 | 10.6 | 20.9 | 334000 | 3.54 | 236000 | 2.66 | 6207.5
206332098 | TOSHIBA CARRIER | MMY-AP3126FT6P-UL | Mixed Ducted and Non-Ducted Indoor Units | 298000 | 10.15 | 20.9 | 334000 | 3.29 | 236000 | 2.36 | 6207.5
206332099 | TOSHIBA CARRIER | MMY-AP3126FT9P-UL | Mixed Ducted and Non-Ducted Indoor Units | 298000 | 10.15 | 20.9 | 334000 | 3.29 | 236000 | 2.36 | 6207.5
206332100 | TOSHIBA CARRIER | MMY-AP3366HT6P-UL | Mixed Ducted and Non-Ducted Indoor Units | 320000 | 10.35 | 20.8 | 360000 | 3.42 | 268000 | 2.51 | 6667.5
206332101 | TOSHIBA CARRIER | MMY-AP3366HT9P-UL | Mixed Ducted and Non-Ducted Indoor Units | 320000 | 10.35 | 20.8 | 360000 | 3.42 | 268000 | 2.51 | 6667.5
206332102 | TOSHIBA CARRIER | MMY-AP3366FT6P-UL | Mixed Ducted and Non-Ducted Indoor Units | 320000 | 10.45 | 22.3 | 360000 | 3.36 | 268000 | 2.39 | 6667.5
206332103 | TOSHIBA CARRIER | MMY-AP3366FT9P-UL | Mixed Ducted and Non-Ducted Indoor Units | 320000 | 10.45 | 22.3 | 360000 | 3.36 | 268000 | 2.39 | 6667.5
206332106 | TOSHIBA CARRIER | MMY-AP3606HT6P-UL | Mixed Ducted and Non-Ducted Indoor Units | 342000 | 11.7 | 21.35 | 384000 | 3.59 | 284000 | 2.65 | 7125
206332107 | TOSHIBA CARRIER | MMY-AP3606HT9P-UL | Mixed Ducted and Non-Ducted Indoor Units | 342000 | 11.7 | 21.35 | 384000 | 3.59 | 284000 | 2.65 | 7125
206332108 | TOSHIBA CARRIER | MMY-AP3606FT6P-UL | Mixed Ducted and Non-Ducted Indoor Units | 342000 | 9.6 | 21.75 | 386000 | 3.33 | 284000 | 2.31 | 7125
206332109 | TOSHIBA CARRIER | MMY-AP3606FT9P-UL | Mixed Ducted and Non-Ducted Indoor Units | 342000 | 9.6 | 21.75 | 386000 | 3.33 | 284000 | 2.31 | 7125
206332110 | TOSHIBA CARRIER | MMY-AP3846HT9P-UL | Mixed Ducted and Non-Ducted Indoor Units | 366000 | 10.8 | 20.8 | 410000 | 3.47 | 294000 | 2.59 | 7625
206332111 | TOSHIBA CARRIER | MMY-AP3846FT6P-UL | Mixed Ducted and Non-Ducted Indoor Units | 366000 | 9.6 | 21.25 | 412000 | 3.25 | 294000 | 2.26 | 7625
206332112 | TOSHIBA CARRIER | MMY-AP3846FT9P-UL | Mixed Ducted and Non-Ducted Indoor Units | 366000 | 9.6 | 21.25 | 412000 | 3.25 | 294000 | 2.26 | 7625
206332113 | TOSHIBA CARRIER | MMY-AP4086HT9P-UL | Mixed Ducted and Non-Ducted Indoor Units | 390000 | 10.7 | 20.5 | 436000 | 3.37 | 310000 | 2.53 | 8125
206332114 | TOSHIBA CARRIER | MMY-AP408S6HT9P-UL | Mixed Ducted and Non-Ducted Indoor Units | 390000 | 10.4 | 20.15 | 436000 | 3.31 | 310000 | 2.51 | 8125
206332117 | TOSHIBA CARRIER | MMY-AP4326HT9P-UL | Mixed Ducted and Non-Ducted Indoor Units | 410000 | 10.1 | 20.2 | 460000 | 3.3 | 328000 | 2.5 | 8542.5
206332123 | TOSHIBA CARRIER | MMY-MAP0726HT6P-UL | Mixed Ducted and Non-Ducted Indoor Units | 69000 | 14.15 | 25.85 | 77000 | 4.01 | 56000 | 2.71 | 1437.5
206332124 | TOSHIBA CARRIER | MMY-MAP0966HT6P-UL | Mixed Ducted and Non-Ducted Indoor Units | 92000 | 12.95 | 25.15 | 103000 | 4.25 | 76000 | 2.83 | 1917.5
206332125 | TOSHIBA CARRIER | MMY-MAP1206HT6P-UL | Mixed Ducted and Non-Ducted Indoor Units | 114000 | 12.45 | 23.35 | 129000 | 3.94 | 92000 | 2.77 | 2375
206332126 | TOSHIBA CARRIER | MMY-MAP1446HT6P-UL | Mixed Ducted and Non-Ducted Indoor Units | 138000 | 11.85 | 22.8 | 154000 | 4.01 | 109000 | 2.75 | 2875
206332127 | TOSHIBA CARRIER | MMY-AP1926HT6P-UL | Mixed Ducted and Non-Ducted Indoor Units | 184000 | 12.5 | 22.9 | 206000 | 4.02 | 150000 | 2.82 | 3832.5
206332128 | TOSHIBA CARRIER | MMY-AP192S6HT6P-UL | Mixed Ducted and Non-Ducted Indoor Units | 184000 | 12.25 | 22.5 | 206000 | 3.89 | 150000 | 2.71 | 3832.5
206332129 | TOSHIBA CARRIER | MMY-AP2406HT6P-UL | Mixed Ducted and Non-Ducted Indoor Units | 230000 | 12.05 | 22.35 | 256000 | 3.85 | 182000 | 2.78 | 4792.5
206332130 | TOSHIBA CARRIER | MMY-AP240S6HT6P-UL | Mixed Ducted and Non-Ducted Indoor Units | 230000 | 11.8 | 21.95 | 256000 | 3.8 | 182000 | 2.74 | 4792.5
206332131 | TOSHIBA CARRIER | MMY-AP2646HT6P-UL | Mixed Ducted and Non-Ducted Indoor Units | 252000 | 11.7 | 21.6 | 282000 | 3.77 | 200000 | 2.77 | 5250
206332132 | TOSHIBA CARRIER | MMY-AP3846HT6P-UL | Mixed Ducted and Non-Ducted Indoor Units | 366000 | 10.8 | 20.8 | 410000 | 3.47 | 294000 | 2.59 | 7625
206332133 | TOSHIBA CARRIER | MMY-AP4086HT6P-UL | Mixed Ducted and Non-Ducted Indoor Units | 390000 | 10.7 | 20.5 | 436000 | 3.37 | 310000 | 2.53 | 8125
206332134 | TOSHIBA CARRIER | MMY-AP408S6HT6P-UL | Mixed Ducted and Non-Ducted Indoor Units | 390000 | 10.4 | 20.15 | 436000 | 3.31 | 310000 | 2.51 | 8125
206332135 | TOSHIBA CARRIER | MMY-AP4326HT6P-UL | Mixed Ducted and Non-Ducted Indoor Units | 410000 | 10.1 | 20.2 | 460000 | 3.3 | 328000 | 2.5 | 8542.5
206332137 | TOSHIBA CARRIER | MMY-AP2166HT6P-UL | Mixed Ducted and Non-Ducted Indoor Units | 206000 | 12.05 | 22.45 | 232000 | 3.91 | 164000 | 2.8 | 4292.5
206332138 | TOSHIBA CARRIER | MMY-MAP0726FT2P-UL | Mixed Ducted and Non-Ducted Indoor Units | 69000 | 13.6 | 23.05 | 77000 | 3.54 | 56000 | 2.58 | 1437.5
206332139 | TOSHIBA CARRIER | MMY-AP1446FT2P-UL | Mixed Ducted and Non-Ducted Indoor Units | 138000 | 12.85 | 22.85 | 154000 | 3.67 | 109000 | 2.59 | 2875
213925386 | TOSHIBA CARRIER | MMY-MAP0726FT2P-UL | Non-Ducted Indoor Units | 72000 | 13 | 24.5 | 81000 | 3.67 | 56000 | 2.73 | 1500
213925387 | TOSHIBA CARRIER | MMY-MAP0726FT2P-UL | Ducted Indoor Units | 72000 | 11.7 | 19 | 81000 | 3.42 | 56000 | 2.44 | 1500
203360783 | TOSOT | TVRF-SHC120K/220V | Non-Ducted Indoor Units | 114000 | 11.5 | 22 | 126000 | 3.5 | 81000 | 2.25 | 2375
9133481 | TOSOT | TVRF-OC96KHP/220V | Mixed Ducted and Non-Ducted Indoor Units | 92000 | 11.9 | 23 | 103000 | 3.65 | 67000 | 2.44 | 1917.5
9133488 | TOSOT | TVRF-SHC72K/220V | Non-Ducted Indoor Units | 67000 | 11.5 | 22 | 75000 | 3.4 | 51000 | 2.4 | 1395
205048205 | TOSOT | TVRF-OC96KHP/460V | Non-Ducted Indoor Units | 92000 | 12.6 | 26 | 103000 | 3.9 | 67000 | 2.5 | 1917.5
205048213 | TOSOT | TVRF-SHC72K/460V | Non-Ducted Indoor Units | 67000 | 11.5 | 22 | 75000 | 3.4 | 51000 | 2.4 | 1395
205048217 | TOSOT | TVRF-SHC120K/460V | Non-Ducted Indoor Units | 114000 | 11.5 | 22 | 126000 | 3.5 | 81000 | 2.25 | 2375
205708873 | TOSOT | TVRF-OC96KHP/460V | Mixed Ducted and Non-Ducted Indoor Units | 92000 | 11.9 | 22.5 | 103000 | 3.65 | 67000 | 2.44 | 1917.5
9133445 | TOSOT | TVRF-OC192KHP/220V | Non-Ducted Indoor Units | 184000 | 11.3 | 23 | 206000 | 3.4 | 134000 | 2.1 | 3832.5
9133448 | TOSOT | TVRF-OC216KHP/220V | Non-Ducted Indoor Units | 206000 | 11 | 24.7 | 230000 | 3.52 | 150000 | 2.25 | 4292.5
9133480 | TOSOT | TVRF-OC96KHP/220V | Non-Ducted Indoor Units | 92000 | 12.6 | 26 | 103000 | 3.9 | 67000 | 2.5 | 1917.5
7502103 | TRANE | 4TVH0072C4000AA | Non-Ducted Indoor Units | 69000 | 13.8 | 23.6 | 77000 | 4.25 | 54000 | 2.65 | 1437.5
7502104 | TRANE | 4TVH0072C4000AA | Ducted Indoor Units | 69000 | 12 | 22.7 | 77000 | 3.69 | 54000 | 2.41 | 1437.5
7502115 | TRANE | 4TVH0072C6000AA | Non-Ducted Indoor Units | 69000 | 13.8 | 23.6 | 77000 | 4.25 | 54000 | 2.65 | 1437.5
7502116 | TRANE | 4TVH0072C6000AA | Ducted Indoor Units | 69000 | 12 | 22.7 | 77000 | 3.69 | 54000 | 2.41 | 1437.5
201864474 | TRANE | 4TVH0072C6000AA | Non-Ducted Indoor Units | 69000 | 13.8 | 23.6 | 77000 | 4.25 | 54000 | 2.65 | 1437.5
201864475 | TRANE | 4TVH0072C6000AA | Ducted Indoor Units | 69000 | 12 | 22.7 | 77000 | 3.69 | 54000 | 2.41 | 1437.5
201864476 | TRANE | 4TVH0096C6000AA* | Non-Ducted Indoor Units | 92000 | 12.4 | 23.5 | 103000 | 3.8 | 72000 | 2.46 | 1917.5
201864477 | TRANE | 4TVH0096C6000AA* | Ducted Indoor Units | 92000 | 11.7 | 22.5 | 103000 | 3.57 | 72000 | 2.3 | 1917.5
201864482 | TRANE | 4TVH0072C4000AA | Non-Ducted Indoor Units | 69000 | 13.8 | 23.6 | 77000 | 4.25 | 54000 | 2.65 | 1437.5
201864483 | TRANE | 4TVH0072C4000AA | Ducted Indoor Units | 69000 | 12 | 22.7 | 77000 | 3.69 | 54000 | 2.41 | 1437.5
201864484 | TRANE | 4TVH0096C4000AA* | Non-Ducted Indoor Units | 92000 | 12.4 | 23.5 | 103000 | 3.8 | 72000 | 2.46 | 1917.5
201864485 | TRANE | 4TVH0096C4000AA* | Ducted Indoor Units | 92000 | 11.7 | 22.5 | 103000 | 3.57 | 72000 | 2.3 | 1917.5
209445574 | Trane / Mitsubishi Electric | NTXMSM120A1123AA | Non-Ducted Indoor Units | 114000 | 11.8 | 24.5 | 129000 | 3.9 | 92000 | 2.5 | 2375
209447005 | Trane / Mitsubishi Electric | NTXMSM72A1123AA | Non-Ducted Indoor Units | 69000 | 12.3 | 24.2 | 76000 | 4.3 | 56000 | 2.7 | 1437.5
209447006 | Trane / Mitsubishi Electric | NTXMSM72A1123AA | Ducted Indoor Units | 69000 | 12 | 21.5 | 76000 | 4.1 | 56000 | 2.65 | 1437.5
209447007 | Trane / Mitsubishi Electric | NTXMSM96A1123AA | Non-Ducted Indoor Units | 92000 | 12 | 23.4 | 103000 | 4 | 76000 | 2.6 | 1917.5
209447008 | Trane / Mitsubishi Electric | NTXMSM96A1123AA | Ducted Indoor Units | 92000 | 11.8 | 21.2 | 103000 | 3.8 | 76000 | 2.47 | 1917.5
209938001 | Trane / Mitsubishi Electric | NTXMSM120A1123AA | Mixed Ducted and Non-Ducted Indoor Units | 114000 | 11.6 | 22.75 | 129000 | 3.77 | 92000 | 2.43 | 2375
209938002 | Trane / Mitsubishi Electric | NTXMSM96A1123AA | Mixed Ducted and Non-Ducted Indoor Units | 92000 | 11.9 | 22.3 | 103000 | 3.9 | 76000 | 2.53 | 1917.5
209938003 | Trane / Mitsubishi Electric | NTXMSM72A1123AA | Mixed Ducted and Non-Ducted Indoor Units | 69000 | 12.15 | 22.85 | 76000 | 4.2 | 56000 | 2.67 | 1437.5
203381272 | Trane / Mitsubishi Electric | TUHYE0723AN40AN | Mixed Ducted and Non-Ducted Indoor Units | 69000 | 14.5 | 28.9 | 76000 | 4.31 | 64000 | 2.34 | 1437.5
203381273 | Trane / Mitsubishi Electric | TUHYE0724AN40AN | Mixed Ducted and Non-Ducted Indoor Units | 69000 | 14.5 | 28.9 | 76000 | 4.31 | 64000 | 2.34 | 1437.5
203381274 | Trane / Mitsubishi Electric | TUHYE0963AN40AN | Mixed Ducted and Non-Ducted Indoor Units | 92000 | 14.7 | 30.35 | 103000 | 4.21 | 80000 | 2.35 | 1917.5
203381275 | Trane / Mitsubishi Electric | TUHYE0964AN40AN | Mixed Ducted and Non-Ducted Indoor Units | 92000 | 14.7 | 30.35 | 103000 | 4.21 | 80000 | 2.35 | 1917.5
203381276 | Trane / Mitsubishi Electric | TUHYE1203AN40AN | Mixed Ducted and Non-Ducted Indoor Units | 114000 | 13.8 | 28.1 | 129000 | 4 | 116000 | 2.38 | 2375
203381277 | Trane / Mitsubishi Electric | TUHYE1204AN40AN | Mixed Ducted and Non-Ducted Indoor Units | 114000 | 13.8 | 28.1 | 129000 | 4 | 116000 | 2.38 | 2375
203381278 | Trane / Mitsubishi Electric | TUHYE1443AN40AN | Mixed Ducted and Non-Ducted Indoor Units | 136000 | 12.9 | 27.5 | 152000 | 3.84 | 134000 | 2.49 | 2832.5
203381279 | Trane / Mitsubishi Electric | TUHYE1444AN40AN | Mixed Ducted and Non-Ducted Indoor Units | 136000 | 12.9 | 27.5 | 152000 | 3.84 | 134000 | 2.49 | 2832.5
203381280 | Trane / Mitsubishi Electric | TUHYE1683AN40AN | Mixed Ducted and Non-Ducted Indoor Units | 160000 | 12.05 | 27.6 | 178000 | 3.86 | 138000 | 2.5 | 3332.5
203381281 | Trane / Mitsubishi Electric | TUHYE1684AN40AN | Mixed Ducted and Non-Ducted Indoor Units | 160000 | 12.05 | 27.6 | 178000 | 3.86 | 138000 | 2.5 | 3332.5
203381282 | Trane / Mitsubishi Electric | TUHYE1923AN40AN | Mixed Ducted and Non-Ducted Indoor Units | 182000 | 11.2 | 26.55 | 204000 | 3.77 | 144000 | 2.5 | 3792.5
203381283 | Trane / Mitsubishi Electric | TUHYE1923BN40AN | Mixed Ducted and Non-Ducted Indoor Units | 184000 | 13.65 | 28.95 | 206000 | 3.93 | 160000 | 2.19 | 3832.5
203381284 | Trane / Mitsubishi Electric | TUHYE1924AN40AN | Mixed Ducted and Non-Ducted Indoor Units | 182000 | 11.2 | 26.55 | 204000 | 3.77 | 144000 | 2.5 | 3792.5
203381285 | Trane / Mitsubishi Electric | TUHYE1924BN40AN | Mixed Ducted and Non-Ducted Indoor Units | 184000 | 13.65 | 28.95 | 206000 | 3.93 | 160000 | 2.19 | 3832.5
203381286 | Trane / Mitsubishi Electric | TUHYE2163BN40AN | Mixed Ducted and Non-Ducted Indoor Units | 206000 | 13.25 | 27.95 | 232000 | 3.84 | 196000 | 2.21 | 4292.5
203381287 | Trane / Mitsubishi Electric | TUHYE2164BN40AN | Mixed Ducted and Non-Ducted Indoor Units | 206000 | 13.25 | 27.95 | 232000 | 3.84 | 196000 | 2.21 | 4292.5
203381288 | Trane / Mitsubishi Electric | TUHYE2403BN40AN | Mixed Ducted and Non-Ducted Indoor Units | 228000 | 12.4 | 23.9 | 258000 | 3.63 | 208000 | 2.16 | 4750
203381289 | Trane / Mitsubishi Electric | TUHYE2404BN40AN | Mixed Ducted and Non-Ducted Indoor Units | 228000 | 12.4 | 23.9 | 258000 | 3.63 | 208000 | 2.16 | 4750
203381290 | Trane / Mitsubishi Electric | TUHYE2643BN40AN | Mixed Ducted and Non-Ducted Indoor Units | 252000 | 13.05 | 25.3 | 282000 | 3.83 | 206000 | 2.12 | 5250
203381291 | Trane / Mitsubishi Electric | TUHYE2644BN40AN | Mixed Ducted and Non-Ducted Indoor Units | 252000 | 13.05 | 25.3 | 282000 | 3.83 | 206000 | 2.12 | 5250
203381292 | Trane / Mitsubishi Electric | TUHYE2883BN40AN | Mixed Ducted and Non-Ducted Indoor Units | 274000 | 12.8 | 25 | 308000 | 3.78 | 234000 | 2.13 | 5707.5
203381293 | Trane / Mitsubishi Electric | TUHYE2884BN40AN | Mixed Ducted and Non-Ducted Indoor Units | 274000 | 12.8 | 25 | 308000 | 3.78 | 234000 | 2.13 | 5707.5
203381294 | Trane / Mitsubishi Electric | TUHYE3123BN40AN | Mixed Ducted and Non-Ducted Indoor Units | 296000 | 12.4 | 23.5 | 334000 | 3.68 | 266000 | 2.13 | 6167.5
203381295 | Trane / Mitsubishi Electric | TUHYE3124BN40AN | Mixed Ducted and Non-Ducted Indoor Units | 296000 | 12.4 | 23.5 | 334000 | 3.68 | 266000 | 2.13 | 6167.5
203381296 | Trane / Mitsubishi Electric | TUHYE3363BN40AN | Mixed Ducted and Non-Ducted Indoor Units | 320000 | 12.35 | 23.2 | 360000 | 3.63 | 280000 | 2.11 | 6667.5
203381297 | Trane / Mitsubishi Electric | TUHYE3364BN40AN | Mixed Ducted and Non-Ducted Indoor Units | 320000 | 12.35 | 23.2 | 360000 | 3.63 | 280000 | 2.11 | 6667.5
203381298 | Trane / Mitsubishi Electric | TUHYE3603BN40AN | Mixed Ducted and Non-Ducted Indoor Units | 342000 | 12.15 | 23.05 | 386000 | 3.58 | 312000 | 2.13 | 7125
203381299 | Trane / Mitsubishi Electric | TUHYE3604BN40AN | Mixed Ducted and Non-Ducted Indoor Units | 342000 | 12.15 | 23.05 | 386000 | 3.58 | 312000 | 2.13 | 7125
203381300 | Trane / Mitsubishi Electric | TUHYE3843BN40AN | Mixed Ducted and Non-Ducted Indoor Units | 345654 | 10.5 | 19.82 | 410000 | 3.52 | 328000 | 2.16 | 7200
203381301 | Trane / Mitsubishi Electric | TUHYE3844BN40AN | Mixed Ducted and Non-Ducted Indoor Units | 345654 | 10.5 | 19.82 | 410000 | 3.52 | 328000 | 2.16 | 7200
203381302 | Trane / Mitsubishi Electric | TUHYE4083BN40AN | Mixed Ducted and Non-Ducted Indoor Units | 388000 | 11.55 | 22 | 430000 | 3.47 | 346000 | 2.18 | 8082.5
203381303 | Trane / Mitsubishi Electric | TUHYE4084BN40AN | Mixed Ducted and Non-Ducted Indoor Units | 388000 | 11.55 | 22 | 430000 | 3.47 | 346000 | 2.18 | 8082.5
203381304 | Trane / Mitsubishi Electric | TUHYE4323BN40AN | Mixed Ducted and Non-Ducted Indoor Units | 410000 | 11.25 | 19.15 | 454000 | 3.41 | 362000 | 2.21 | 8542.5
203381305 | Trane / Mitsubishi Electric | TUHYE4324BN40AN | Mixed Ducted and Non-Ducted Indoor Units | 410000 | 11.25 | 19.15 | 454000 | 3.41 | 362000 | 2.21 | 8542.5
203381306 | Trane / Mitsubishi Electric | TUHYH0723AN40AN | Mixed Ducted and Non-Ducted Indoor Units | 69000 | 12.5 | 24.15 | 76000 | 4.21 | 64000 | 2.41 | 1437.5
203381307 | Trane / Mitsubishi Electric | TUHYH0724AN40AN | Mixed Ducted and Non-Ducted Indoor Units | 69000 | 12.5 | 24.15 | 76000 | 4.21 | 64000 | 2.41 | 1437.5
203381308 | Trane / Mitsubishi Electric | TUHYH0963AN40AN | Mixed Ducted and Non-Ducted Indoor Units | 92000 | 14.45 | 23.25 | 103000 | 4.17 | 87000 | 2.47 | 1917.5
203381309 | Trane / Mitsubishi Electric | TUHYH0964AN40AN | Mixed Ducted and Non-Ducted Indoor Units | 92000 | 14.45 | 23.25 | 103000 | 4.17 | 87000 | 2.47 | 1917.5
203381310 | Trane / Mitsubishi Electric | TUHYH1203AN40AN | Mixed Ducted and Non-Ducted Indoor Units | 114000 | 13.3 | 22.1 | 129000 | 4.01 | 93000 | 2.45 | 2375
203381311 | Trane / Mitsubishi Electric | TUHYH1204AN40AN | Mixed Ducted and Non-Ducted Indoor Units | 114000 | 13.3 | 22.1 | 129000 | 4.01 | 93000 | 2.45 | 2375
203381312 | Trane / Mitsubishi Electric | TUHYH1443BN40AN | Mixed Ducted and Non-Ducted Indoor Units | 138000 | 11.45 | 22.8 | 152000 | 3.89 | 128000 | 2.23 | 2875
203381313 | Trane / Mitsubishi Electric | TUHYH1444BN40AN | Mixed Ducted and Non-Ducted Indoor Units | 138000 | 11.45 | 22.8 | 152000 | 3.89 | 128000 | 2.23 | 2875
203381314 | Trane / Mitsubishi Electric | TUHYH1923BN40AN | Mixed Ducted and Non-Ducted Indoor Units | 184000 | 13.45 | 22.2 | 206000 | 3.89 | 174000 | 2.31 | 3832.5
203381315 | Trane / Mitsubishi Electric | TUHYH1924BN40AN | Mixed Ducted and Non-Ducted Indoor Units | 184000 | 13.45 | 22.2 | 206000 | 3.89 | 174000 | 2.31 | 3832.5
203381316 | Trane / Mitsubishi Electric | TUHYH2403BN40AN | Mixed Ducted and Non-Ducted Indoor Units | 228000 | 11.95 | 18.7 | 258000 | 3.64 | 174000 | 2.23 | 4750
203381317 | Trane / Mitsubishi Electric | TUHYH2404BN40AN | Mixed Ducted and Non-Ducted Indoor Units | 228000 | 11.95 | 18.7 | 258000 | 3.64 | 174000 | 2.23 | 4750
203381318 | Trane / Mitsubishi Electric | TUHYP0723AN40AN | Mixed Ducted and Non-Ducted Indoor Units | 69000 | 13.3 | 28.15 | 76000 | 4.15 | 56000 | 2.73 | 1437.5
203381319 | Trane / Mitsubishi Electric | TUHYP0724AN40AN | Mixed Ducted and Non-Ducted Indoor Units | 69000 | 13.3 | 28.15 | 76000 | 4.15 | 56000 | 2.73 | 1437.5
203381320 | Trane / Mitsubishi Electric | TUHYP0963AN40AN | Mixed Ducted and Non-Ducted Indoor Units | 92000 | 14 | 29.4 | 103000 | 4.16 | 76000 | 2.69 | 1917.5
203381321 | Trane / Mitsubishi Electric | TUHYP0964AN40AN | Mixed Ducted and Non-Ducted Indoor Units | 92000 | 14 | 29.4 | 103000 | 4.16 | 76000 | 2.69 | 1917.5
203381322 | Trane / Mitsubishi Electric | TUHYP1203AN40AN | Mixed Ducted and Non-Ducted Indoor Units | 114000 | 12.8 | 26.2 | 129000 | 3.87 | 92000 | 2.48 | 2375
203381323 | Trane / Mitsubishi Electric | TUHYP1204AN40AN | Mixed Ducted and Non-Ducted Indoor Units | 114000 | 12.8 | 26.2 | 129000 | 3.87 | 92000 | 2.48 | 2375
203381324 | Trane / Mitsubishi Electric | TUHYP1443AN40AN | Mixed Ducted and Non-Ducted Indoor Units | 136000 | 12.4 | 26.4 | 152000 | 3.73 | 109000 | 2.45 | 2832.5
203381325 | Trane / Mitsubishi Electric | TUHYP1444AN40AN | Mixed Ducted and Non-Ducted Indoor Units | 136000 | 12.4 | 26.4 | 152000 | 3.73 | 109000 | 2.45 | 2832.5
203381326 | Trane / Mitsubishi Electric | TUHYP1683AN40AN | Mixed Ducted and Non-Ducted Indoor Units | 160000 | 11.45 | 26.6 | 178000 | 3.8 | 132000 | 2.64 | 3332.5
203381327 | Trane / Mitsubishi Electric | TUHYP1684AN40AN | Mixed Ducted and Non-Ducted Indoor Units | 160000 | 11.45 | 26.6 | 178000 | 3.8 | 132000 | 2.64 | 3332.5
203381328 | Trane / Mitsubishi Electric | TUHYP1923BN40AN | Mixed Ducted and Non-Ducted Indoor Units | 184000 | 13 | 28.15 | 206000 | 3.88 | 152000 | 2.51 | 3832.5
203381329 | Trane / Mitsubishi Electric | TUHYP1924BN40AN | Mixed Ducted and Non-Ducted Indoor Units | 184000 | 13 | 28.15 | 206000 | 3.88 | 152000 | 2.51 | 3832.5
203381330 | Trane / Mitsubishi Electric | TUHYP2163BN40AN | Mixed Ducted and Non-Ducted Indoor Units | 206000 | 12.45 | 26.65 | 232000 | 3.75 | 168000 | 2.41 | 4292.5
203381331 | Trane / Mitsubishi Electric | TUHYP2164BN40AN | Mixed Ducted and Non-Ducted Indoor Units | 206000 | 12.45 | 26.65 | 232000 | 3.75 | 168000 | 2.41 | 4292.5
203381332 | Trane / Mitsubishi Electric | TUHYP2403BN40AN | Mixed Ducted and Non-Ducted Indoor Units | 228000 | 11.6 | 22.5 | 258000 | 3.52 | 168000 | 2.26 | 4750
203381333 | Trane / Mitsubishi Electric | TUHYP2404BN40AN | Mixed Ducted and Non-Ducted Indoor Units | 228000 | 11.6 | 22.5 | 258000 | 3.52 | 168000 | 2.26 | 4750
203381334 | Trane / Mitsubishi Electric | TUHYP2643BN40AN | Mixed Ducted and Non-Ducted Indoor Units | 252000 | 12.4 | 24.85 | 282000 | 3.75 | 186000 | 2.44 | 5250
203381335 | Trane / Mitsubishi Electric | TUHYP2644BN40AN | Mixed Ducted and Non-Ducted Indoor Units | 252000 | 12.4 | 24.85 | 282000 | 3.75 | 186000 | 2.44 | 5250
203381336 | Trane / Mitsubishi Electric | TUHYP2883BN40AN | Mixed Ducted and Non-Ducted Indoor Units | 274000 | 12.05 | 24.2 | 308000 | 3.68 | 200000 | 2.38 | 5707.5
203381337 | Trane / Mitsubishi Electric | TUHYP2884BN40AN | Mixed Ducted and Non-Ducted Indoor Units | 274000 | 12.05 | 24.2 | 308000 | 3.68 | 200000 | 2.38 | 5707.5
203381338 | Trane / Mitsubishi Electric | TUHYP3123BN40AN | Mixed Ducted and Non-Ducted Indoor Units | 296000 | 11.65 | 22.45 | 334000 | 3.56 | 216000 | 2.3 | 6167.5
203381339 | Trane / Mitsubishi Electric | TUHYP3124BN40AN | Mixed Ducted and Non-Ducted Indoor Units | 296000 | 11.65 | 22.45 | 334000 | 3.56 | 216000 | 2.3 | 6167.5
203381340 | Trane / Mitsubishi Electric | TUHYP3363BN40AN | Mixed Ducted and Non-Ducted Indoor Units | 320000 | 11.75 | 22.25 | 360000 | 3.53 | 234000 | 2.27 | 6667.5
203381341 | Trane / Mitsubishi Electric | TUHYP3364BN40AN | Mixed Ducted and Non-Ducted Indoor Units | 320000 | 11.75 | 22.25 | 360000 | 3.53 | 234000 | 2.27 | 6667.5
203381342 | Trane / Mitsubishi Electric | TUHYP3603BN40AN | Mixed Ducted and Non-Ducted Indoor Units | 342000 | 11.4 | 21.75 | 386000 | 3.46 | 248000 | 2.22 | 7125
203381343 | Trane / Mitsubishi Electric | TUHYP3604BN40AN | Mixed Ducted and Non-Ducted Indoor Units | 342000 | 11.4 | 21.75 | 386000 | 3.46 | 248000 | 2.22 | 7125
203381344 | Trane / Mitsubishi Electric | TUHYP3843BN40AN | Mixed Ducted and Non-Ducted Indoor Units | 345654 | 10 | 18.85 | 410000 | 3.42 | 262000 | 2.2 | 7200
203381346 | Trane / Mitsubishi Electric | TUHYP3844BN40AN | Mixed Ducted and Non-Ducted Indoor Units | 345654 | 10 | 18.85 | 410000 | 3.42 | 262000 | 2.2 | 7200
203381347 | Trane / Mitsubishi Electric | TUHYP4083BN40AN | Mixed Ducted and Non-Ducted Indoor Units | 388000 | 11.1 | 21.15 | 430000 | 3.36 | 278000 | 2.18 | 8082.5
203381348 | Trane / Mitsubishi Electric | TUHYP4084BN40AN | Mixed Ducted and Non-Ducted Indoor Units | 388000 | 11.1 | 21.15 | 430000 | 3.36 | 278000 | 2.18 | 8082.5
203381349 | Trane / Mitsubishi Electric | TUHYP4323BN40AN | Mixed Ducted and Non-Ducted Indoor Units | 410000 | 11 | 18.35 | 454000 | 3.31 | 292000 | 2.17 | 8542.5
203381350 | Trane / Mitsubishi Electric | TUHYP4324BN40AN | Mixed Ducted and Non-Ducted Indoor Units | 410000 | 11 | 18.35 | 454000 | 3.31 | 292000 | 2.17 | 8542.5
203381351 | Trane / Mitsubishi Electric | TURYE0723AN40AN | Mixed Ducted and Non-Ducted Indoor Units | 69000 | 14.4 | 27.85 | 76000 | 4.09 | 61000 | 2.27 | 1437.5
203381352 | Trane / Mitsubishi Electric | TURYE0724AN40AN | Mixed Ducted and Non-Ducted Indoor Units | 69000 | 14.4 | 27.85 | 76000 | 4.09 | 61000 | 2.27 | 1437.5
203381353 | Trane / Mitsubishi Electric | TURYE0963AN40AN | Mixed Ducted and Non-Ducted Indoor Units | 92000 | 14.4 | 29.8 | 103000 | 4.1 | 79000 | 2.27 | 1917.5
203381354 | Trane / Mitsubishi Electric | TURYE0964AN40AN | Mixed Ducted and Non-Ducted Indoor Units | 92000 | 14.4 | 29.8 | 103000 | 4.1 | 79000 | 2.27 | 1917.5
203381355 | Trane / Mitsubishi Electric | TURYE1203AN40AN | Mixed Ducted and Non-Ducted Indoor Units | 114000 | 13.2 | 27.55 | 129000 | 3.87 | 93000 | 2.27 | 2375
203381356 | Trane / Mitsubishi Electric | TURYE1204AN40AN | Mixed Ducted and Non-Ducted Indoor Units | 114000 | 13.2 | 27.55 | 129000 | 3.87 | 93000 | 2.27 | 2375
203381357 | Trane / Mitsubishi Electric | TURYE1443AN40AN | Mixed Ducted and Non-Ducted Indoor Units | 136000 | 12.3 | 26.9 | 152000 | 3.67 | 118000 | 2.1 | 2832.5
203381358 | Trane / Mitsubishi Electric | TURYE1444AN40AN | Mixed Ducted and Non-Ducted Indoor Units | 136000 | 12.3 | 26.9 | 152000 | 3.67 | 118000 | 2.1 | 2832.5
203381359 | Trane / Mitsubishi Electric | TURYE1683AN40AN | Mixed Ducted and Non-Ducted Indoor Units | 160000 | 11.55 | 25.7 | 178000 | 3.55 | 136000 | 2.1 | 3332.5
203381360 | Trane / Mitsubishi Electric | TURYE1684AN40AN | Mixed Ducted and Non-Ducted Indoor Units | 160000 | 11.55 | 25.7 | 178000 | 3.55 | 136000 | 2.1 | 3332.5
203381361 | Trane / Mitsubishi Electric | TURYE1923BN40AN | Mixed Ducted and Non-Ducted Indoor Units | 182000 | 13.4 | 28.55 | 204000 | 3.82 | 158000 | 2.12 | 3792.5
203381362 | Trane / Mitsubishi Electric | TURYE1924BN40AN | Mixed Ducted and Non-Ducted Indoor Units | 182000 | 13.4 | 28.55 | 204000 | 3.82 | 158000 | 2.12 | 3792.5
203381363 | Trane / Mitsubishi Electric | TURYE2163BN40AN | Mixed Ducted and Non-Ducted Indoor Units | 206000 | 12.85 | 27.5 | 232000 | 3.72 | 172000 | 2.12 | 4292.5
203381364 | Trane / Mitsubishi Electric | TURYE2164BN40AN | Mixed Ducted and Non-Ducted Indoor Units | 206000 | 12.85 | 27.5 | 232000 | 3.72 | 172000 | 2.12 | 4292.5
203381365 | Trane / Mitsubishi Electric | TURYE2403BN40AN | Mixed Ducted and Non-Ducted Indoor Units | 228000 | 11.95 | 23.6 | 250000 | 3.52 | 172000 | 2.07 | 4750
203381366 | Trane / Mitsubishi Electric | TURYE2404BN40AN | Mixed Ducted and Non-Ducted Indoor Units | 228000 | 11.95 | 23.6 | 258000 | 3.52 | 172000 | 2.07 | 4750
203381373 | Trane / Mitsubishi Electric | TURYE3363BN40AN | Mixed Ducted and Non-Ducted Indoor Units | 320000 | 10.4 | 21.25 | 350000 | 3.25 | 220000 | 2.08 | 6667.5
203381374 | Trane / Mitsubishi Electric | TURYE3364BN40AN | Mixed Ducted and Non-Ducted Indoor Units | 320000 | 10.4 | 21.25 | 360000 | 3.25 | 220000 | 2.08 | 6667.5
203381375 | Trane / Mitsubishi Electric | TURYH0723AN40AN | Mixed Ducted and Non-Ducted Indoor Units | 69000 | 12.5 | 23.25 | 76000 | 3.92 | 64000 | 2.28 | 1437.5
203381376 | Trane / Mitsubishi Electric | TURYH0724AN40AN | Mixed Ducted and Non-Ducted Indoor Units | 69000 | 12.5 | 23.25 | 76000 | 3.92 | 64000 | 2.28 | 1437.5
203381377 | Trane / Mitsubishi Electric | TURYH0963AN40AN | Mixed Ducted and Non-Ducted Indoor Units | 92000 | 13.65 | 23.2 | 103000 | 4.01 | 87000 | 2.28 | 1917.5
203381378 | Trane / Mitsubishi Electric | TURYH0964AN40AN | Mixed Ducted and Non-Ducted Indoor Units | 92000 | 13.65 | 23.2 | 103000 | 4.01 | 87000 | 2.28 | 1917.5
203381379 | Trane / Mitsubishi Electric | TURYH1203AN40AN | Mixed Ducted and Non-Ducted Indoor Units | 114000 | 12.65 | 22.05 | 129000 | 3.81 | 93000 | 2.27 | 2375
203381380 | Trane / Mitsubishi Electric | TURYH1204AN40AN | Mixed Ducted and Non-Ducted Indoor Units | 114000 | 12.65 | 22.05 | 129000 | 3.81 | 93000 | 2.27 | 2375
203381381 | Trane / Mitsubishi Electric | TURYH1443BN40AN | Mixed Ducted and Non-Ducted Indoor Units | 138000 | 11.55 | 22.1 | 152000 | 3.63 | 128000 | 2.11 | 2875
203381382 | Trane / Mitsubishi Electric | TURYH1444BN40AN | Mixed Ducted and Non-Ducted Indoor Units | 138000 | 11.55 | 22.1 | 152000 | 3.63 | 128000 | 2.11 | 2875
203381383 | Trane / Mitsubishi Electric | TURYH1923BN40AN | Mixed Ducted and Non-Ducted Indoor Units | 184000 | 12.7 | 22.25 | 206000 | 3.74 | 174000 | 2.12 | 3832.5
203381384 | Trane / Mitsubishi Electric | TURYH1924BN40AN | Mixed Ducted and Non-Ducted Indoor Units | 184000 | 12.7 | 22.25 | 206000 | 3.74 | 174000 | 2.12 | 3832.5
203381385 | Trane / Mitsubishi Electric | TURYH2403BN40AN | Mixed Ducted and Non-Ducted Indoor Units | 228000 | 11.45 | 18.85 | 258000 | 3.46 | 174000 | 2.07 | 4750
203381386 | Trane / Mitsubishi Electric | TURYH2404BN40AN | Mixed Ducted and Non-Ducted Indoor Units | 228000 | 11.45 | 18.85 | 258000 | 3.46 | 174000 | 2.07 | 4750
203381387 | Trane / Mitsubishi Electric | TURYP0723AN40AN | Mixed Ducted and Non-Ducted Indoor Units | 69000 | 13.9 | 26.5 | 76000 | 3.92 | 56000 | 2.26 | 1437.5
203381388 | Trane / Mitsubishi Electric | TURYP0724AN40AN | Mixed Ducted and Non-Ducted Indoor Units | 69000 | 13.9 | 26.5 | 76000 | 3.92 | 56000 | 2.26 | 1437.5
203381389 | Trane / Mitsubishi Electric | TURYP0963AN40AN | Mixed Ducted and Non-Ducted Indoor Units | 92000 | 13.65 | 28.7 | 103000 | 4.01 | 71000 | 2.25 | 1917.5
203381390 | Trane / Mitsubishi Electric | TURYP0964AN40AN | Mixed Ducted and Non-Ducted Indoor Units | 92000 | 13.65 | 28.7 | 103000 | 4.01 | 71000 | 2.25 | 1917.5
203381391 | Trane / Mitsubishi Electric | TURYP1203AN40AN | Mixed Ducted and Non-Ducted Indoor Units | 114000 | 12.65 | 26.05 | 129000 | 3.81 | 87000 | 2.26 | 2375
203381392 | Trane / Mitsubishi Electric | TURYP1204AN40AN | Mixed Ducted and Non-Ducted Indoor Units | 114000 | 12.65 | 26.05 | 129000 | 3.81 | 87000 | 2.26 | 2375
203381393 | Trane / Mitsubishi Electric | TURYP1443AN40AN | Mixed Ducted and Non-Ducted Indoor Units | 136000 | 11.6 | 25.9 | 152000 | 3.63 | 97000 | 2.1 | 2832.5
203381394 | Trane / Mitsubishi Electric | TURYP1444AN40AN | Mixed Ducted and Non-Ducted Indoor Units | 136000 | 11.6 | 25.9 | 152000 | 3.63 | 97000 | 2.1 | 2832.5
203381397 | Trane / Mitsubishi Electric | TURYP1923BN40AN | Mixed Ducted and Non-Ducted Indoor Units | 182000 | 12.7 | 27.5 | 204000 | 3.74 | 142000 | 2.17 | 3792.5
203381398 | Trane / Mitsubishi Electric | TURYP1924BN40AN | Mixed Ducted and Non-Ducted Indoor Units | 182000 | 12.7 | 27.5 | 204000 | 3.74 | 142000 | 2.17 | 3792.5
203381399 | Trane / Mitsubishi Electric | TURYP2163BN40AN | Mixed Ducted and Non-Ducted Indoor Units | 206000 | 12.3 | 26.25 | 232000 | 3.65 | 158000 | 2.14 | 4292.5
203381400 | Trane / Mitsubishi Electric | TURYP2164BN40AN | Mixed Ducted and Non-Ducted Indoor Units | 206000 | 12.3 | 26.25 | 232000 | 3.65 | 158000 | 2.14 | 4292.5
203381401 | Trane / Mitsubishi Electric | TURYP2403BN40AN | Mixed Ducted and Non-Ducted Indoor Units | 228000 | 11.45 | 22.35 | 258000 | 3.46 | 158000 | 2.09 | 4750
203381402 | Trane / Mitsubishi Electric | TURYP2404BN40AN | Mixed Ducted and Non-Ducted Indoor Units | 228000 | 11.45 | 22.35 | 258000 | 3.46 | 158000 | 2.09 | 4750
203301911 | Trane / Mitsubishi Electric | TURYE1203AN40AN | Non-Ducted Indoor Units | 114000 | 13.8 | 30.1 | 129000 | 4.04 | 93000 | 2.3 | 2375
203301912 | Trane / Mitsubishi Electric | TURYE1204AN40AN | Non-Ducted Indoor Units | 114000 | 13.8 | 30.1 | 129000 | 4.04 | 93000 | 2.3 | 2375
213893640 | Trane / Mitsubishi Electric | TUHYE0723AN40AN | Ducted Indoor Units | 69000 | 12.2 | 22.2 | 76000 | 4.05 | 64000 | 2.29 | 1437.5
213893641 | Trane / Mitsubishi Electric | TUHYE0723AN40AN | Non-Ducted Indoor Units | 69000 | 13.7 | 27.1 | 76000 | 4.57 | 64000 | 2.4 | 1437.5
213893642 | Trane / Mitsubishi Electric | TUHYE0724AN40AN | Ducted Indoor Units | 69000 | 12.2 | 22.2 | 76000 | 4.05 | 64000 | 2.29 | 1437.5
213893643 | Trane / Mitsubishi Electric | TUHYE0724AN40AN | Non-Ducted Indoor Units | 69000 | 13.7 | 27.1 | 76000 | 4.57 | 64000 | 2.4 | 1437.5
213893644 | Trane / Mitsubishi Electric | TUHYE0963AN40AN | Ducted Indoor Units | 92000 | 11.9 | 23.5 | 103000 | 4.04 | 80000 | 2.28 | 1917.5
213893645 | Trane / Mitsubishi Electric | TUHYE0963AN40AN | Non-Ducted Indoor Units | 92000 | 12.3 | 26.5 | 103000 | 4.39 | 80000 | 2.43 | 1917.5
213893646 | Trane / Mitsubishi Electric | TUHYE0964AN40AN | Ducted Indoor Units | 92000 | 11.9 | 23.5 | 103000 | 4.04 | 80000 | 2.28 | 1917.5
213893647 | Trane / Mitsubishi Electric | TUHYE0964AN40AN | Non-Ducted Indoor Units | 92000 | 12.3 | 26.5 | 103000 | 4.39 | 80000 | 2.43 | 1917.5
213893650 | Trane / Mitsubishi Electric | TUHYE1923BN40AN | Ducted Indoor Units | 184000 | 11.2 | 22.4 | 206000 | 3.75 | 160000 | 2.12 | 3832.5
213893651 | Trane / Mitsubishi Electric | TUHYE1923BN40AN | Non-Ducted Indoor Units | 184000 | 11.4 | 24.5 | 206000 | 4.11 | 160000 | 2.27 | 3832.5
213893652 | Trane / Mitsubishi Electric | TUHYE1924BN40AN | Ducted Indoor Units | 184000 | 11.2 | 22.4 | 206000 | 3.75 | 160000 | 2.12 | 3832.5
213893653 | Trane / Mitsubishi Electric | TUHYE1924BN40AN | Non-Ducted Indoor Units | 184000 | 11.4 | 24.5 | 206000 | 4.11 | 160000 | 2.27 | 3832.5
213893654 | Trane / Mitsubishi Electric | TUHYE2163BN40AN | Non-Ducted Indoor Units | 206000 | 11.1 | 24.8 | 232000 | 4.03 | 196000 | 2.31 | 4292.5
213893655 | Trane / Mitsubishi Electric | TUHYE2164BN40AN | Non-Ducted Indoor Units | 206000 | 11.1 | 24.8 | 232000 | 4.03 | 196000 | 2.31 | 4292.5
213893656 | Trane / Mitsubishi Electric | TUHYE2643BN40AN | Ducted Indoor Units | 252000 | 11.4 | 21.7 | 282000 | 3.72 | 212000 | 2.1 | 5250
213893657 | Trane / Mitsubishi Electric | TUHYE2643BN40AN | Non-Ducted Indoor Units | 252000 | 11.4 | 23.7 | 282000 | 3.94 | 212000 | 2.14 | 5250
213893658 | Trane / Mitsubishi Electric | TUHYE2644BN40AN | Ducted Indoor Units | 252000 | 11.4 | 21.7 | 282000 | 3.72 | 212000 | 2.1 | 5250
213893659 | Trane / Mitsubishi Electric | TUHYE2644BN40AN | Non-Ducted Indoor Units | 252000 | 11.4 | 23.7 | 282000 | 3.94 | 212000 | 2.14 | 5250
213893660 | Trane / Mitsubishi Electric | TUHYE2883BN40AN | Ducted Indoor Units | 276000 | 10.8 | 21.2 | 308000 | 3.65 | 234000 | 2.1 | 5750
213893661 | Trane / Mitsubishi Electric | TUHYE2883BN40AN | Non-Ducted Indoor Units | 276000 | 10.7 | 22.9 | 308000 | 3.91 | 234000 | 2.17 | 5750
213893662 | Trane / Mitsubishi Electric | TUHYE2884BN40AN | Ducted Indoor Units | 276000 | 10.8 | 21.2 | 308000 | 3.65 | 234000 | 2.1 | 5750
213893663 | Trane / Mitsubishi Electric | TUHYE2884BN40AN | Non-Ducted Indoor Units | 276000 | 10.7 | 22.9 | 308000 | 3.91 | 234000 | 2.17 | 5750
213893664 | Trane / Mitsubishi Electric | TUHYE3123BN40AN | Ducted Indoor Units | 298000 | 10.4 | 20.5 | 334000 | 3.58 | 266000 | 2.1 | 6207.5
213893665 | Trane / Mitsubishi Electric | TUHYE3123BN40AN | Non-Ducted Indoor Units | 298000 | 9.9 | 21.6 | 334000 | 3.78 | 266000 | 2.16 | 6207.5
213893666 | Trane / Mitsubishi Electric | TUHYE3124BN40AN | Ducted Indoor Units | 298000 | 10.4 | 20.5 | 334000 | 3.58 | 266000 | 2.1 | 6207.5
213893667 | Trane / Mitsubishi Electric | TUHYE3124BN40AN | Non-Ducted Indoor Units | 298000 | 9.9 | 21.6 | 334000 | 3.78 | 266000 | 2.16 | 6207.5
213893668 | Trane / Mitsubishi Electric | TUHYE3363BN40AN | Ducted Indoor Units | 320000 | 10.5 | 21 | 360000 | 3.58 | 280000 | 2.1 | 6667.5
213893669 | Trane / Mitsubishi Electric | TUHYE3363BN40AN | Non-Ducted Indoor Units | 320000 | 10 | 22.4 | 360000 | 3.68 | 280000 | 2.13 | 6667.5
213893670 | Trane / Mitsubishi Electric | TUHYE3364BN40AN | Ducted Indoor Units | 320000 | 10.5 | 21 | 360000 | 3.58 | 280000 | 2.1 | 6667.5
213893671 | Trane / Mitsubishi Electric | TUHYE3364BN40AN | Non-Ducted Indoor Units | 320000 | 10 | 22.4 | 360000 | 3.68 | 280000 | 2.13 | 6667.5
213893672 | Trane / Mitsubishi Electric | TUHYE3603BN40AN | Ducted Indoor Units | 344000 | 10.1 | 20.5 | 386000 | 3.51 | 312000 | 2.1 | 7167.5
213893673 | Trane / Mitsubishi Electric | TUHYE3603BN40AN | Non-Ducted Indoor Units | 344000 | 9.7 | 22 | 386000 | 3.65 | 312000 | 2.17 | 7167.5
213893674 | Trane / Mitsubishi Electric | TUHYE3604BN40AN | Ducted Indoor Units | 344000 | 10.1 | 20.5 | 386000 | 3.51 | 312000 | 2.1 | 7167.5
213893675 | Trane / Mitsubishi Electric | TUHYE3604BN40AN | Non-Ducted Indoor Units | 344000 | 9.7 | 22 | 386000 | 3.65 | 312000 | 2.17 | 7167.5
213893676 | Trane / Mitsubishi Electric | TUHYE3843BN40AN | Ducted Indoor Units | 364000 | 9.9 | 19.7 | 410000 | 3.48 | 328000 | 2.13 | 7582.5
213893677 | Trane / Mitsubishi Electric | TUHYE3844BN40AN | Ducted Indoor Units | 364000 | 9.9 | 19.7 | 410000 | 3.48 | 328000 | 2.13 | 7582.5
213893678 | Trane / Mitsubishi Electric | TUHYE4083BN40AN | Ducted Indoor Units | 390000 | 9.8 | 19.1 | 430000 | 3.45 | 346000 | 2.17 | 8125
213893679 | Trane / Mitsubishi Electric | TUHYE4084BN40AN | Ducted Indoor Units | 390000 | 9.8 | 19.1 | 430000 | 3.45 | 346000 | 2.17 | 8125
213893680 | Trane / Mitsubishi Electric | TUHYH0723AN40AN | Ducted Indoor Units | 69000 | 11.9 | 21.8 | 76000 | 4.03 | 64000 | 2.31 | 1437.5
213893681 | Trane / Mitsubishi Electric | TUHYH0723AN40AN | Non-Ducted Indoor Units | 69000 | 12.5 | 24.7 | 76000 | 4.39 | 64000 | 2.51 | 1437.5
213893682 | Trane / Mitsubishi Electric | TUHYH0724AN40AN | Ducted Indoor Units | 69000 | 11.9 | 21.8 | 76000 | 4.03 | 64000 | 2.31 | 1437.5
213893683 | Trane / Mitsubishi Electric | TUHYH0724AN40AN | Non-Ducted Indoor Units | 69000 | 12.5 | 24.7 | 76000 | 4.39 | 64000 | 2.51 | 1437.5
213893684 | Trane / Mitsubishi Electric | TUHYH0963AN40AN | Ducted Indoor Units | 92000 | 12.3 | 21 | 103000 | 4 | 87000 | 2.39 | 1917.5
213893685 | Trane / Mitsubishi Electric | TUHYH0963AN40AN | Non-Ducted Indoor Units | 92000 | 12.5 | 23.3 | 103000 | 4.35 | 87000 | 2.56 | 1917.5
213893686 | Trane / Mitsubishi Electric | TUHYH0964AN40AN | Ducted Indoor Units | 92000 | 12.3 | 21 | 103000 | 4 | 87000 | 2.39 | 1917.5
213893687 | Trane / Mitsubishi Electric | TUHYH0964AN40AN | Non-Ducted Indoor Units | 92000 | 12.5 | 23.3 | 103000 | 4.35 | 87000 | 2.56 | 1917.5
213893693 | Trane / Mitsubishi Electric | TUHYH1443BN40AN | Non-Ducted Indoor Units | 138000 | 11.6 | 23.1 | 152000 | 4.1 | 128000 | 2.34 | 2875
213893695 | Trane / Mitsubishi Electric | TUHYH1444BN40AN | Non-Ducted Indoor Units | 138000 | 11.6 | 23.1 | 152000 | 4.1 | 128000 | 2.34 | 2875
213893696 | Trane / Mitsubishi Electric | TUHYH1923BN40AN | Ducted Indoor Units | 184000 | 11.6 | 19.8 | 206000 | 3.71 | 174000 | 2.22 | 3832.5
213893697 | Trane / Mitsubishi Electric | TUHYH1923BN40AN | Non-Ducted Indoor Units | 184000 | 11.5 | 21.6 | 206000 | 4.07 | 174000 | 2.4 | 3832.5
213893698 | Trane / Mitsubishi Electric | TUHYH1924BN40AN | Ducted Indoor Units | 184000 | 11.6 | 19.8 | 206000 | 3.71 | 174000 | 2.22 | 3832.5
213893699 | Trane / Mitsubishi Electric | TUHYH1924BN40AN | Non-Ducted Indoor Units | 184000 | 11.5 | 21.6 | 206000 | 4.07 | 174000 | 2.4 | 3832.5
213893702 | Trane / Mitsubishi Electric | TUHYP0723AN40AN | Non-Ducted Indoor Units | 69000 | 12 | 26.9 | 76000 | 4.34 | 56000 | 3 | 1437.5
213893703 | Trane / Mitsubishi Electric | TUHYP0724AN40AN | Non-Ducted Indoor Units | 69000 | 12 | 26.9 | 76000 | 4.34 | 56000 | 3 | 1437.5
213893705 | Trane / Mitsubishi Electric | TUHYP0963AN40AN | Non-Ducted Indoor Units | 92000 | 11.6 | 24.8 | 103000 | 4.34 | 76000 | 2.82 | 1917.5
213893707 | Trane / Mitsubishi Electric | TUHYP0964AN40AN | Non-Ducted Indoor Units | 92000 | 11.6 | 24.8 | 103000 | 4.34 | 76000 | 2.82 | 1917.5
213893714 | Trane / Mitsubishi Electric | TUHYP2643BN40AN | Ducted Indoor Units | 252000 | 10.5 | 20.2 | 282000 | 3.66 | 186000 | 2.33 | 5250
213893715 | Trane / Mitsubishi Electric | TUHYP2643BN40AN | Non-Ducted Indoor Units | 252000 | 10.6 | 22.5 | 282000 | 3.84 | 186000 | 2.55 | 5250
213893716 | Trane / Mitsubishi Electric | TUHYP2644BN40AN | Ducted Indoor Units | 252000 | 10.5 | 20.2 | 282000 | 3.66 | 186000 | 2.33 | 5250
213893717 | Trane / Mitsubishi Electric | TUHYP2644BN40AN | Non-Ducted Indoor Units | 252000 | 10.6 | 22.5 | 282000 | 3.84 | 186000 | 2.55 | 5250
213893718 | Trane / Mitsubishi Electric | TUHYP2883BN40AN | Ducted Indoor Units | 276000 | 10.2 | 19 | 308000 | 3.58 | 200000 | 2.27 | 5750
213893719 | Trane / Mitsubishi Electric | TUHYP2883BN40AN | Non-Ducted Indoor Units | 276000 | 10.1 | 20.8 | 308000 | 3.78 | 200000 | 2.49 | 5750
213893720 | Trane / Mitsubishi Electric | TUHYP2884BN40AN | Ducted Indoor Units | 276000 | 10.2 | 19 | 308000 | 3.58 | 200000 | 2.27 | 5750
213893721 | Trane / Mitsubishi Electric | TUHYP2884BN40AN | Non-Ducted Indoor Units | 276000 | 10.1 | 20.8 | 308000 | 3.78 | 200000 | 2.49 | 5750
213893722 | Trane / Mitsubishi Electric | TUHYP3123BN40AN | Ducted Indoor Units | 298000 | 9.9 | 18.2 | 334000 | 3.5 | 216000 | 2.22 | 6207.5
213893724 | Trane / Mitsubishi Electric | TUHYP3124BN40AN | Ducted Indoor Units | 298000 | 9.9 | 18.2 | 334000 | 3.5 | 216000 | 2.22 | 6207.5
213893726 | Trane / Mitsubishi Electric | TUHYP3363BN40AN | Ducted Indoor Units | 320000 | 10 | 18.1 | 360000 | 3.5 | 234000 | 2.25 | 6667.5
213893727 | Trane / Mitsubishi Electric | TUHYP3363BN40AN | Non-Ducted Indoor Units | 320000 | 9.6 | 20.3 | 360000 | 3.57 | 234000 | 2.3 | 6667.5
213893728 | Trane / Mitsubishi Electric | TUHYP3364BN40AN | Ducted Indoor Units | 320000 | 10 | 18.1 | 360000 | 3.5 | 234000 | 2.25 | 6667.5
213893729 | Trane / Mitsubishi Electric | TUHYP3364BN40AN | Non-Ducted Indoor Units | 320000 | 9.6 | 20.3 | 360000 | 3.57 | 234000 | 2.3 | 6667.5
213893730 | Trane / Mitsubishi Electric | TUHYP3603BN40AN | Ducted Indoor Units | 344000 | 9.8 | 17.3 | 386000 | 3.42 | 248000 | 2.2 | 7167.5
213893731 | Trane / Mitsubishi Electric | TUHYP3604BN40AN | Ducted Indoor Units | 344000 | 9.8 | 17.3 | 386000 | 3.42 | 248000 | 2.2 | 7167.5
213893732 | Trane / Mitsubishi Electric | TUHYP3843BN40AN | Ducted Indoor Units | 364000 | 9.7 | 17.2 | 410000 | 3.39 | 262000 | 2.16 | 7582.5
213893733 | Trane / Mitsubishi Electric | TUHYP3844BN40AN | Ducted Indoor Units | 364000 | 9.7 | 17.2 | 410000 | 3.39 | 262000 | 2.16 | 7582.5
213893734 | Trane / Mitsubishi Electric | TUHYP4083BN40AN | Ducted Indoor Units | 390000 | 9.7 | 17.2 | 430000 | 3.35 | 278000 | 2.13 | 8125
213893735 | Trane / Mitsubishi Electric | TUHYP4084BN40AN | Ducted Indoor Units | 390000 | 9.7 | 17.2 | 430000 | 3.35 | 278000 | 2.13 | 8125
213893736 | Trane / Mitsubishi Electric | TUHYP4323BN40AN | Ducted Indoor Units | 410000 | 9.7 | 17.2 | 454000 | 3.31 | 292000 | 2.1 | 8542.5
213893737 | Trane / Mitsubishi Electric | TUHYP4324BN40AN | Ducted Indoor Units | 410000 | 9.7 | 17.2 | 454000 | 3.31 | 292000 | 2.1 | 8542.5
213893740 | Trane / Mitsubishi Electric | TUHYE1923BN41AN | Ducted Indoor Units | 184000 | 11.2 | 22.4 | 206000 | 3.75 | 160000 | 2.12 | 3832.5
213893741 | Trane / Mitsubishi Electric | TUHYE1923BN41AN | Non-Ducted Indoor Units | 184000 | 11.4 | 24.5 | 206000 | 4.11 | 160000 | 2.27 | 3832.5
213893742 | Trane / Mitsubishi Electric | TUHYE1924BN41AN | Ducted Indoor Units | 184000 | 11.2 | 22.4 | 206000 | 3.75 | 160000 | 2.12 | 3832.5
213893743 | Trane / Mitsubishi Electric | TUHYE1924BN41AN | Non-Ducted Indoor Units | 184000 | 11.4 | 24.5 | 206000 | 4.11 | 160000 | 2.27 | 3832.5
213893744 | Trane / Mitsubishi Electric | TUHYE2163BN41AN | Non-Ducted Indoor Units | 206000 | 11.1 | 24.8 | 232000 | 4.03 | 196000 | 2.31 | 4292.5
213893745 | Trane / Mitsubishi Electric | TUHYE2164BN41AN | Non-Ducted Indoor Units | 206000 | 11.1 | 24.8 | 232000 | 4.03 | 196000 | 2.31 | 4292.5
213893746 | Trane / Mitsubishi Electric | TUHYE2643BN41AN | Ducted Indoor Units | 252000 | 11.4 | 21.7 | 282000 | 3.72 | 212000 | 2.1 | 5250
213893747 | Trane / Mitsubishi Electric | TUHYE2643BN41AN | Non-Ducted Indoor Units | 252000 | 11.4 | 23.7 | 282000 | 3.94 | 212000 | 2.14 | 5250
213893748 | Trane / Mitsubishi Electric | TUHYE2644BN41AN | Ducted Indoor Units | 252000 | 11.4 | 21.7 | 282000 | 3.72 | 212000 | 2.1 | 5250
213893749 | Trane / Mitsubishi Electric | TUHYE2644BN41AN | Non-Ducted Indoor Units | 252000 | 11.4 | 23.7 | 282000 | 3.94 | 212000 | 2.14 | 5250
213893750 | Trane / Mitsubishi Electric | TUHYE2883BN41AN | Ducted Indoor Units | 276000 | 10.8 | 21.2 | 308000 | 3.65 | 234000 | 2.1 | 5750
213893751 | Trane / Mitsubishi Electric | TUHYE2883BN41AN | Non-Ducted Indoor Units | 276000 | 10.7 | 22.9 | 308000 | 3.91 | 234000 | 2.17 | 5750
213893752 | Trane / Mitsubishi Electric | TUHYE2884BN41AN | Ducted Indoor Units | 276000 | 10.8 | 21.2 | 308000 | 3.65 | 234000 | 2.1 | 5750
213893753 | Trane / Mitsubishi Electric | TUHYE2884BN41AN | Non-Ducted Indoor Units | 276000 | 10.7 | 22.9 | 308000 | 3.91 | 234000 | 2.17 | 5750
213893754 | Trane / Mitsubishi Electric | TUHYE3123BN41AN | Ducted Indoor Units | 298000 | 10.4 | 20.5 | 334000 | 3.58 | 266000 | 2.1 | 6207.5
213893755 | Trane / Mitsubishi Electric | TUHYE3123BN41AN | Non-Ducted Indoor Units | 298000 | 9.9 | 21.6 | 334000 | 3.78 | 266000 | 2.16 | 6207.5
213893756 | Trane / Mitsubishi Electric | TUHYE3124BN41AN | Ducted Indoor Units | 298000 | 10.4 | 20.5 | 334000 | 3.58 | 266000 | 2.1 | 6207.5
213893757 | Trane / Mitsubishi Electric | TUHYE3124BN41AN | Non-Ducted Indoor Units | 298000 | 9.9 | 21.6 | 334000 | 3.78 | 266000 | 2.16 | 6207.5
213893758 | Trane / Mitsubishi Electric | TUHYE3363BN41AN | Ducted Indoor Units | 320000 | 10.5 | 21 | 360000 | 3.58 | 280000 | 2.1 | 6667.5
213893759 | Trane / Mitsubishi Electric | TUHYE3363BN41AN | Non-Ducted Indoor Units | 320000 | 10 | 22.4 | 360000 | 3.68 | 280000 | 2.13 | 6667.5
213893760 | Trane / Mitsubishi Electric | TUHYE3364BN41AN | Ducted Indoor Units | 320000 | 10.5 | 21 | 360000 | 3.58 | 280000 | 2.1 | 6667.5
213893761 | Trane / Mitsubishi Electric | TUHYE3364BN41AN | Non-Ducted Indoor Units | 320000 | 10 | 22.4 | 360000 | 3.68 | 280000 | 2.13 | 6667.5
213893762 | Trane / Mitsubishi Electric | TUHYE3603BN41AN | Ducted Indoor Units | 344000 | 10.1 | 20.5 | 386000 | 3.51 | 312000 | 2.1 | 7167.5
213893763 | Trane / Mitsubishi Electric | TUHYE3603BN41AN | Non-Ducted Indoor Units | 344000 | 9.7 | 22 | 386000 | 3.65 | 312000 | 2.17 | 7167.5
213893764 | Trane / Mitsubishi Electric | TUHYE3604BN41AN | Ducted Indoor Units | 344000 | 10.1 | 20.5 | 386000 | 3.51 | 312000 | 2.1 | 7167.5
213893765 | Trane / Mitsubishi Electric | TUHYE3604BN41AN | Non-Ducted Indoor Units | 344000 | 9.7 | 22 | 386000 | 3.65 | 312000 | 2.17 | 7167.5
213893766 | Trane / Mitsubishi Electric | TUHYE3843BN41AN | Ducted Indoor Units | 364000 | 9.9 | 19.7 | 410000 | 3.48 | 328000 | 2.13 | 7582.5
213893767 | Trane / Mitsubishi Electric | TUHYE3844BN41AN | Ducted Indoor Units | 364000 | 9.9 | 19.7 | 410000 | 3.48 | 328000 | 2.13 | 7582.5
213893768 | Trane / Mitsubishi Electric | TUHYE4083BN41AN | Ducted Indoor Units | 390000 | 9.8 | 19.1 | 430000 | 3.45 | 346000 | 2.17 | 8125
213893769 | Trane / Mitsubishi Electric | TUHYE4084BN41AN | Ducted Indoor Units | 390000 | 9.8 | 19.1 | 430000 | 3.45 | 346000 | 2.17 | 8125
213893770 | Trane / Mitsubishi Electric | TUHYE0723AN41AN | Ducted Indoor Units | 69000 | 12.2 | 22.2 | 76000 | 4.05 | 64000 | 2.29 | 1437.5
213893771 | Trane / Mitsubishi Electric | TUHYE0723AN41AN | Non-Ducted Indoor Units | 69000 | 13.7 | 27.1 | 76000 | 4.57 | 64000 | 2.4 | 1437.5
213893772 | Trane / Mitsubishi Electric | TUHYE0724AN41AN | Non-Ducted Indoor Units | 69000 | 13.7 | 27.1 | 76000 | 4.57 | 64000 | 2.4 | 1437.5
213893773 | Trane / Mitsubishi Electric | TUHYE0963AN41AN | Ducted Indoor Units | 92000 | 11.9 | 23.5 | 103000 | 4.04 | 80000 | 2.28 | 1917.5
213893774 | Trane / Mitsubishi Electric | TUHYE0963AN41AN | Non-Ducted Indoor Units | 92000 | 12.3 | 26.5 | 103000 | 4.39 | 80000 | 2.43 | 1917.5
213893775 | Trane / Mitsubishi Electric | TUHYE0964AN41AN | Ducted Indoor Units | 92000 | 11.9 | 23.5 | 103000 | 4.04 | 80000 | 2.28 | 1917.5
213893776 | Trane / Mitsubishi Electric | TUHYE0964AN41AN | Non-Ducted Indoor Units | 92000 | 12.3 | 26.5 | 103000 | 4.39 | 80000 | 2.43 | 1917.5
213893781 | Trane / Mitsubishi Electric | TUHYH1923BN41AN | Ducted Indoor Units | 184000 | 11.6 | 19.8 | 206000 | 3.71 | 174000 | 2.22 | 3832.5
213893782 | Trane / Mitsubishi Electric | TUHYH1923BN41AN | Non-Ducted Indoor Units | 184000 | 11.5 | 21.6 | 206000 | 4.07 | 174000 | 2.4 | 3832.5
213893783 | Trane / Mitsubishi Electric | TUHYH1924BN41AN | Ducted Indoor Units | 184000 | 11.6 | 19.8 | 206000 | 3.71 | 174000 | 2.22 | 3832.5
213893787 | Trane / Mitsubishi Electric | TUHYH0963AN41AN | Ducted Indoor Units | 92000 | 12.3 | 21 | 103000 | 4 | 87000 | 2.39 | 1917.5
213893788 | Trane / Mitsubishi Electric | TUHYH0963AN41AN | Non-Ducted Indoor Units | 92000 | 12.5 | 23.3 | 103000 | 4.35 | 87000 | 2.56 | 1917.5
213893789 | Trane / Mitsubishi Electric | TUHYH0964AN41AN | Ducted Indoor Units | 92000 | 12.3 | 21 | 103000 | 4 | 87000 | 2.39 | 1917.5
213893790 | Trane / Mitsubishi Electric | TUHYH0964AN41AN | Non-Ducted Indoor Units | 92000 | 12.5 | 23.3 | 103000 | 4.35 | 87000 | 2.56 | 1917.5
213893797 | Trane / Mitsubishi Electric | TUHYP2643BN41AN | Ducted Indoor Units | 252000 | 10.5 | 20.2 | 282000 | 3.66 | 186000 | 2.33 | 5250
213893798 | Trane / Mitsubishi Electric | TUHYP2643BN41AN | Non-Ducted Indoor Units | 252000 | 10.6 | 22.5 | 282000 | 3.84 | 186000 | 2.55 | 5250
213893799 | Trane / Mitsubishi Electric | TUHYP2644BN41AN | Ducted Indoor Units | 252000 | 10.5 | 20.2 | 282000 | 3.66 | 186000 | 2.33 | 5250
213893800 | Trane / Mitsubishi Electric | TUHYP2644BN41AN | Non-Ducted Indoor Units | 252000 | 10.6 | 22.5 | 282000 | 3.84 | 186000 | 2.55 | 5250
213893801 | Trane / Mitsubishi Electric | TUHYP2883BN41AN | Ducted Indoor Units | 276000 | 10.2 | 19 | 308000 | 3.58 | 200000 | 2.27 | 5750
213893802 | Trane / Mitsubishi Electric | TUHYP2883BN41AN | Non-Ducted Indoor Units | 276000 | 10.1 | 20.8 | 308000 | 3.78 | 200000 | 2.49 | 5750
213893803 | Trane / Mitsubishi Electric | TUHYP2884BN41AN | Ducted Indoor Units | 276000 | 10.2 | 19 | 308000 | 3.58 | 200000 | 2.27 | 5750
213893804 | Trane / Mitsubishi Electric | TUHYP2884BN41AN | Non-Ducted Indoor Units | 276000 | 10.1 | 20.8 | 308000 | 3.78 | 200000 | 2.49 | 5750
213893805 | Trane / Mitsubishi Electric | TUHYP3123BN41AN | Ducted Indoor Units | 298000 | 9.9 | 18.2 | 334000 | 3.5 | 216000 | 2.22 | 6207.5
213893807 | Trane / Mitsubishi Electric | TUHYP3124BN41AN | Ducted Indoor Units | 298000 | 9.9 | 18.2 | 334000 | 3.5 | 216000 | 2.22 | 6207.5
213893809 | Trane / Mitsubishi Electric | TUHYP3363BN41AN | Ducted Indoor Units | 320000 | 10 | 18.1 | 360000 | 3.5 | 234000 | 2.25 | 6667.5
213893810 | Trane / Mitsubishi Electric | TUHYP3363BN41AN | Non-Ducted Indoor Units | 320000 | 9.6 | 20.3 | 360000 | 3.57 | 234000 | 2.3 | 6667.5
213893811 | Trane / Mitsubishi Electric | TUHYP3364BN41AN | Ducted Indoor Units | 320000 | 10 | 18.1 | 360000 | 3.5 | 234000 | 2.25 | 6667.5
213893812 | Trane / Mitsubishi Electric | TUHYP3364BN41AN | Non-Ducted Indoor Units | 320000 | 9.6 | 20.3 | 360000 | 3.57 | 234000 | 2.3 | 6667.5
213893813 | Trane / Mitsubishi Electric | TUHYP3603BN41AN | Ducted Indoor Units | 344000 | 9.8 | 17.3 | 386000 | 3.42 | 248000 | 2.2 | 7167.5
213893814 | Trane / Mitsubishi Electric | TUHYP3604BN41AN | Ducted Indoor Units | 344000 | 9.8 | 17.3 | 386000 | 3.42 | 248000 | 2.2 | 7167.5
213893815 | Trane / Mitsubishi Electric | TUHYP3843BN41AN | Ducted Indoor Units | 364000 | 9.7 | 17.2 | 410000 | 3.39 | 262000 | 2.16 | 7582.5
213893816 | Trane / Mitsubishi Electric | TUHYP3844BN41AN | Ducted Indoor Units | 364000 | 9.7 | 17.2 | 410000 | 3.39 | 262000 | 2.16 | 7582.5
213893817 | Trane / Mitsubishi Electric | TUHYP4083BN41AN | Ducted Indoor Units | 390000 | 9.7 | 17.2 | 430000 | 3.35 | 278000 | 2.13 | 8125
213893818 | Trane / Mitsubishi Electric | TUHYP4084BN41AN | Ducted Indoor Units | 390000 | 9.7 | 17.2 | 430000 | 3.35 | 278000 | 2.13 | 8125
213893819 | Trane / Mitsubishi Electric | TUHYP4323BN41AN | Ducted Indoor Units | 410000 | 9.7 | 17.2 | 454000 | 3.31 | 292000 | 2.1 | 8542.5
213893820 | Trane / Mitsubishi Electric | TUHYP4324BN41AN | Ducted Indoor Units | 410000 | 9.7 | 17.2 | 454000 | 3.31 | 292000 | 2.1 | 8542.5
213893822 | Trane / Mitsubishi Electric | TUHYP0963AN41AN | Non-Ducted Indoor Units | 92000 | 11.6 | 24.8 | 103000 | 4.34 | 76000 | 2.82 | 1917.5
213893824 | Trane / Mitsubishi Electric | TUHYP0964AN41AN | Non-Ducted Indoor Units | 92000 | 11.6 | 24.8 | 103000 | 4.34 | 76000 | 2.82 | 1917.5
213893840 | Trane / Mitsubishi Electric | TUHYE4323BN40AN | Ducted Indoor Units | 410000 | 9.8 | 18.8 | 454000 | 3.41 | 362000 | 2.21 | 8542.5
213893841 | Trane / Mitsubishi Electric | TUHYE4324BN40AN | Ducted Indoor Units | 410000 | 9.8 | 18.8 | 454000 | 3.41 | 362000 | 2.21 | 8542.5
213893846 | Trane / Mitsubishi Electric | TUHYH1443BN41AN | Non-Ducted Indoor Units | 138000 | 11.6 | 23.1 | 152000 | 4.1 | 128000 | 2.34 | 2875
213893849 | Trane / Mitsubishi Electric | TUHYE4323BN41AN | Ducted Indoor Units | 410000 | 9.8 | 18.8 | 454000 | 3.41 | 362000 | 2.21 | 8542.5
213893850 | Trane / Mitsubishi Electric | TUHYE4324BN41AN | Ducted Indoor Units | 410000 | 9.8 | 18.8 | 454000 | 3.41 | 362000 | 2.21 | 8542.5
213893854 | Trane / Mitsubishi Electric | TUHYH0723AN41AN | Ducted Indoor Units | 69000 | 11.9 | 21.8 | 76000 | 4.03 | 64000 | 2.31 | 1437.5
213893855 | Trane / Mitsubishi Electric | TUHYH0723AN41AN | Non-Ducted Indoor Units | 69000 | 12.5 | 24.7 | 76000 | 4.39 | 64000 | 2.51 | 1437.5
213893856 | Trane / Mitsubishi Electric | TUHYH0724AN41AN | Non-Ducted Indoor Units | 69000 | 12.5 | 24.7 | 76000 | 4.39 | 64000 | 2.51 | 1437.5
213893857 | Trane / Mitsubishi Electric | TUHYP0723AN41AN | Non-Ducted Indoor Units | 69000 | 12 | 26.9 | 76000 | 4.34 | 56000 | 3 | 1437.5
213893858 | Trane / Mitsubishi Electric | TUHYP0724AN41AN | Non-Ducted Indoor Units | 69000 | 12 | 26.9 | 76000 | 4.34 | 56000 | 3 | 1437.5
213893859 | Trane / Mitsubishi Electric | TUHYE0724AN41AN | Ducted Indoor Units | 69000 | 12.2 | 22.2 | 76000 | 4.05 | 64000 | 2.29 | 1437.5
213893860 | Trane / Mitsubishi Electric | TUHYH0724AN41AN | Ducted Indoor Units | 69000 | 11.9 | 21.8 | 76000 | 4.03 | 64000 | 2.31 | 1437.5
213896019 | Trane / Mitsubishi Electric | TURYE0723AN40AN | Ducted Indoor Units | 69000 | 11.8 | 22.2 | 76000 | 3.81 | 61000 | 2.25 | 1437.5
213896020 | Trane / Mitsubishi Electric | TURYE0723AN41AN | Ducted Indoor Units | 69000 | 11.8 | 22.2 | 76000 | 3.81 | 61000 | 2.25 | 1437.5
213896021 | Trane / Mitsubishi Electric | TURYE0724AN40AN | Ducted Indoor Units | 69000 | 11.8 | 22.2 | 76000 | 3.81 | 61000 | 2.25 | 1437.5
213896022 | Trane / Mitsubishi Electric | TURYE0724AN41AN | Ducted Indoor Units | 69000 | 11.8 | 22.2 | 76000 | 3.81 | 61000 | 2.25 | 1437.5
213896027 | Trane / Mitsubishi Electric | TURYE1923BN40AN | Ducted Indoor Units | 184000 | 11 | 20.5 | 204000 | 3.66 | 158000 | 2.08 | 3832.5
213896028 | Trane / Mitsubishi Electric | TURYE1923BN41AN | Ducted Indoor Units | 184000 | 11 | 20.5 | 204000 | 3.66 | 158000 | 2.08 | 3832.5
213896029 | Trane / Mitsubishi Electric | TURYE1924BN40AN | Ducted Indoor Units | 184000 | 11 | 20.5 | 204000 | 3.66 | 158000 | 2.08 | 3832.5
213896030 | Trane / Mitsubishi Electric | TURYE1924BN41AN | Ducted Indoor Units | 184000 | 11 | 20.5 | 204000 | 3.66 | 158000 | 2.08 | 3832.5
213896043 | Trane / Mitsubishi Electric | TURYH0723AN40AN | Ducted Indoor Units | 69000 | 11.6 | 21.7 | 76000 | 3.76 | 64000 | 2.27 | 1437.5
213896044 | Trane / Mitsubishi Electric | TURYH0723AN41AN | Ducted Indoor Units | 69000 | 11.6 | 21.7 | 76000 | 3.76 | 64000 | 2.27 | 1437.5
213896045 | Trane / Mitsubishi Electric | TURYH0724AN40AN | Ducted Indoor Units | 69000 | 11.6 | 21.7 | 76000 | 3.76 | 64000 | 2.27 | 1437.5
213896046 | Trane / Mitsubishi Electric | TURYH0724AN41AN | Ducted Indoor Units | 69000 | 11.6 | 21.7 | 76000 | 3.76 | 64000 | 2.27 | 1437.5
213896047 | Trane / Mitsubishi Electric | TURYH0963AN40AN | Ducted Indoor Units | 92000 | 11.6 | 20.3 | 103000 | 3.88 | 87000 | 2.25 | 1917.5
213896048 | Trane / Mitsubishi Electric | TURYH0963AN41AN | Ducted Indoor Units | 92000 | 11.6 | 20.3 | 103000 | 3.88 | 87000 | 2.25 | 1917.5
213896049 | Trane / Mitsubishi Electric | TURYH0964AN40AN | Ducted Indoor Units | 92000 | 11.6 | 20.3 | 103000 | 3.88 | 87000 | 2.25 | 1917.5
213896050 | Trane / Mitsubishi Electric | TURYH0964AN41AN | Ducted Indoor Units | 92000 | 11.6 | 20.3 | 103000 | 3.88 | 87000 | 2.25 | 1917.5
213896155 | Trane / Mitsubishi Electric | TURYE0723AN40AN | Non-Ducted Indoor Units | 69000 | 12.2 | 23.5 | 76000 | 4.37 | 61000 | 2.3 | 1437.5
213896156 | Trane / Mitsubishi Electric | TURYE0723AN41AN | Non-Ducted Indoor Units | 69000 | 12.2 | 23.5 | 76000 | 4.37 | 61000 | 2.3 | 1437.5
213896157 | Trane / Mitsubishi Electric | TURYE0724AN40AN | Non-Ducted Indoor Units | 69000 | 12.2 | 23.5 | 76000 | 4.37 | 61000 | 2.3 | 1437.5
213896158 | Trane / Mitsubishi Electric | TURYE0724AN41AN | Non-Ducted Indoor Units | 69000 | 12.2 | 23.5 | 76000 | 4.37 | 61000 | 2.3 | 1437.5
213896159 | Trane / Mitsubishi Electric | TURYE0963AN40AN | Non-Ducted Indoor Units | 92000 | 12 | 24.2 | 103000 | 4.26 | 79000 | 2.3 | 1917.5
213896160 | Trane / Mitsubishi Electric | TURYE0963AN41AN | Non-Ducted Indoor Units | 92000 | 12 | 24.2 | 103000 | 4.26 | 79000 | 2.3 | 1917.5
213896161 | Trane / Mitsubishi Electric | TURYE0964AN40AN | Non-Ducted Indoor Units | 92000 | 12 | 24.2 | 103000 | 4.26 | 79000 | 2.3 | 1917.5
213896162 | Trane / Mitsubishi Electric | TURYE0964AN41AN | Non-Ducted Indoor Units | 92000 | 12 | 24.2 | 103000 | 4.26 | 79000 | 2.3 | 1917.5
213896163 | Trane / Mitsubishi Electric | TURYE1923BN40AN | Non-Ducted Indoor Units | 184000 | 11.3 | 22.4 | 204000 | 3.99 | 158000 | 2.15 | 3832.5
213896164 | Trane / Mitsubishi Electric | TURYE1923BN41AN | Non-Ducted Indoor Units | 184000 | 11.3 | 22.4 | 204000 | 3.99 | 158000 | 2.15 | 3832.5
213896165 | Trane / Mitsubishi Electric | TURYE1924BN40AN | Non-Ducted Indoor Units | 184000 | 11.3 | 22.4 | 204000 | 3.99 | 158000 | 2.15 | 3832.5
213896166 | Trane / Mitsubishi Electric | TURYE1924BN41AN | Non-Ducted Indoor Units | 184000 | 11.3 | 22.4 | 204000 | 3.99 | 158000 | 2.15 | 3832.5
213896187 | Trane / Mitsubishi Electric | TURYH0723AN40AN | Non-Ducted Indoor Units | 69000 | 12.1 | 22.8 | 76000 | 4.09 | 64000 | 2.3 | 1437.5
213896188 | Trane / Mitsubishi Electric | TURYH0723AN41AN | Non-Ducted Indoor Units | 69000 | 12.1 | 22.8 | 76000 | 4.09 | 64000 | 2.3 | 1437.5
213896189 | Trane / Mitsubishi Electric | TURYH0724AN40AN | Non-Ducted Indoor Units | 69000 | 12.1 | 22.8 | 76000 | 4.09 | 64000 | 2.3 | 1437.5
213896190 | Trane / Mitsubishi Electric | TURYH0724AN41AN | Non-Ducted Indoor Units | 69000 | 12.1 | 22.8 | 76000 | 4.09 | 64000 | 2.3 | 1437.5
213896191 | Trane / Mitsubishi Electric | TURYH0963AN40AN | Non-Ducted Indoor Units | 92000 | 12 | 23.2 | 103000 | 4.14 | 87000 | 2.3 | 1917.5
213896192 | Trane / Mitsubishi Electric | TURYH0963AN41AN | Non-Ducted Indoor Units | 92000 | 12 | 23.2 | 103000 | 4.14 | 87000 | 2.3 | 1917.5
213896193 | Trane / Mitsubishi Electric | TURYH0964AN40AN | Non-Ducted Indoor Units | 92000 | 12 | 23.2 | 103000 | 4.14 | 87000 | 2.3 | 1917.5
213896194 | Trane / Mitsubishi Electric | TURYH0964AN41AN | Non-Ducted Indoor Units | 92000 | 12 | 23.2 | 103000 | 4.14 | 87000 | 2.3 | 1917.5
213896195 | Trane / Mitsubishi Electric | TURYH1443BN40AN | Non-Ducted Indoor Units | 138000 | 11.5 | 21.6 | 152000 | 3.82 | 128000 | 2.14 | 2875
213896196 | Trane / Mitsubishi Electric | TURYH1443BN41AN | Non-Ducted Indoor Units | 138000 | 11.5 | 21.6 | 152000 | 3.82 | 128000 | 2.14 | 2875
213896197 | Trane / Mitsubishi Electric | TURYH1444BN40AN | Non-Ducted Indoor Units | 138000 | 11.5 | 21.6 | 152000 | 3.82 | 128000 | 2.14 | 2875
213896198 | Trane / Mitsubishi Electric | TURYH1444BN41AN | Non-Ducted Indoor Units | 138000 | 11.5 | 21.6 | 152000 | 3.82 | 128000 | 2.14 | 2875
213896199 | Trane / Mitsubishi Electric | TURYH1923BN40AN | Non-Ducted Indoor Units | 184000 | 11.2 | 21.4 | 206000 | 3.88 | 174000 | 2.15 | 3832.5
213896200 | Trane / Mitsubishi Electric | TURYH1923BN41AN | Non-Ducted Indoor Units | 184000 | 11.2 | 21.4 | 206000 | 3.88 | 174000 | 2.15 | 3832.5
213896201 | Trane / Mitsubishi Electric | TURYH1924BN40AN | Non-Ducted Indoor Units | 184000 | 11.2 | 21.4 | 206000 | 3.88 | 174000 | 2.15 | 3832.5
213896202 | Trane / Mitsubishi Electric | TURYH1924BN41AN | Non-Ducted Indoor Units | 184000 | 11.2 | 21.4 | 206000 | 3.88 | 174000 | 2.15 | 3832.5
213896203 | Trane / Mitsubishi Electric | TURYP0723AN40AN | Non-Ducted Indoor Units | 69000 | 11.9 | 23 | 76000 | 4.09 | 56000 | 2.26 | 1437.5
213896204 | Trane / Mitsubishi Electric | TURYP0723AN41AN | Non-Ducted Indoor Units | 69000 | 11.9 | 23 | 76000 | 4.09 | 56000 | 2.26 | 1437.5
213896205 | Trane / Mitsubishi Electric | TURYP0724AN40AN | Non-Ducted Indoor Units | 69000 | 11.9 | 23 | 76000 | 4.09 | 56000 | 2.26 | 1437.5
213896206 | Trane / Mitsubishi Electric | TURYP0724AN41AN | Non-Ducted Indoor Units | 69000 | 11.9 | 23 | 76000 | 4.09 | 56000 | 2.26 | 1437.5
213896207 | Trane / Mitsubishi Electric | TURYP0963AN40AN | Non-Ducted Indoor Units | 92000 | 11.5 | 23.8 | 103000 | 4.14 | 71000 | 2.26 | 1917.5
213896208 | Trane / Mitsubishi Electric | TURYP0963AN41AN | Non-Ducted Indoor Units | 92000 | 11.5 | 23.8 | 103000 | 4.14 | 71000 | 2.26 | 1917.5
213896209 | Trane / Mitsubishi Electric | TURYP0964AN40AN | Non-Ducted Indoor Units | 92000 | 11.5 | 23.8 | 103000 | 4.14 | 71000 | 2.26 | 1917.5
213896210 | Trane / Mitsubishi Electric | TURYP0964AN41AN | Non-Ducted Indoor Units | 92000 | 11.5 | 23.8 | 103000 | 4.14 | 71000 | 2.26 | 1917.5
203300882 | Trane / Mitsubishi Electric | TURYE0963AN40AN | Ducted Indoor Units | 92000 | 13.7 | 26.5 | 103000 | 3.94 | 79000 | 2.25 | 1917.5
203300883 | Trane / Mitsubishi Electric | TURYE0964AN40AN | Ducted Indoor Units | 92000 | 13.7 | 26.5 | 103000 | 3.94 | 79000 | 2.25 | 1917.5
203300884 | Trane / Mitsubishi Electric | TURYH0963AN40AN | Ducted Indoor Units | 92000 | 12.8 | 19.8 | 103000 | 3.88 | 87000 | 2.26 | 1917.5
203300885 | Trane / Mitsubishi Electric | TURYH0964AN40AN | Ducted Indoor Units | 92000 | 12.8 | 19.8 | 103000 | 3.88 | 87000 | 2.26 | 1917.5
203300886 | Trane / Mitsubishi Electric | TURYP0963AN40AN | Ducted Indoor Units | 92000 | 12.8 | 25.5 | 103000 | 3.88 | 71000 | 2.25 | 1917.5
203300888 | Trane / Mitsubishi Electric | TURYP0964AN40AN | Ducted Indoor Units | 92000 | 12.8 | 25.5 | 103000 | 3.88 | 71000 | 2.25 | 1917.5
203300894 | Trane / Mitsubishi Electric | TURYE1203AN40AN | Ducted Indoor Units | 114000 | 12.6 | 25 | 129000 | 3.71 | 93000 | 2.25 | 2375
203300895 | Trane / Mitsubishi Electric | TURYE1204AN40AN | Ducted Indoor Units | 114000 | 12.6 | 25 | 129000 | 3.71 | 93000 | 2.25 | 2375
203300896 | Trane / Mitsubishi Electric | TURYH1203AN40AN | Ducted Indoor Units | 114000 | 12.1 | 19.7 | 129000 | 3.61 | 93000 | 2.25 | 2375
203300897 | Trane / Mitsubishi Electric | TURYH1204AN40AN | Ducted Indoor Units | 114000 | 12.1 | 19.7 | 129000 | 3.61 | 93000 | 2.25 | 2375
203300898 | Trane / Mitsubishi Electric | TURYP1203AN40AN | Ducted Indoor Units | 114000 | 12.1 | 23.3 | 129000 | 3.61 | 87000 | 2.26 | 2375
203300899 | Trane / Mitsubishi Electric | TURYP1204AN40AN | Ducted Indoor Units | 114000 | 12.1 | 23.3 | 129000 | 3.61 | 87000 | 2.26 | 2375
203300900 | Trane / Mitsubishi Electric | TURYE1923BN40AN | Ducted Indoor Units | 182000 | 12.7 | 25.3 | 204000 | 3.66 | 158000 | 2.09 | 3792.5
203300901 | Trane / Mitsubishi Electric | TURYE1924BN40AN | Ducted Indoor Units | 182000 | 12.7 | 25.3 | 204000 | 3.66 | 158000 | 2.09 | 3792.5
203300902 | Trane / Mitsubishi Electric | TURYH1923BN40AN | Ducted Indoor Units | 184000 | 11.9 | 18.9 | 206000 | 3.6 | 174000 | 2.1 | 3832.5
203300903 | Trane / Mitsubishi Electric | TURYH1924BN40AN | Ducted Indoor Units | 184000 | 11.9 | 18.9 | 206000 | 3.6 | 174000 | 2.1 | 3832.5
203300904 | Trane / Mitsubishi Electric | TURYP1923BN40AN | Ducted Indoor Units | 182000 | 11.9 | 24.3 | 204000 | 3.6 | 142000 | 2.19 | 3792.5
203300905 | Trane / Mitsubishi Electric | TURYP1924BN40AN | Ducted Indoor Units | 182000 | 11.9 | 24.3 | 204000 | 3.6 | 142000 | 2.19 | 3792.5
203300912 | Trane / Mitsubishi Electric | TURYE0723AN40AN | Ducted Indoor Units | 69000 | 13.4 | 24.5 | 76000 | 3.81 | 61000 | 2.25 | 1437.5
203300913 | Trane / Mitsubishi Electric | TURYE0724AN40AN | Ducted Indoor Units | 69000 | 13.4 | 24.5 | 76000 | 3.81 | 61000 | 2.25 | 1437.5
203300914 | Trane / Mitsubishi Electric | TURYH0723AN40AN | Ducted Indoor Units | 69000 | 11.9 | 20.9 | 76000 | 3.76 | 64000 | 2.27 | 1437.5
203300915 | Trane / Mitsubishi Electric | TURYH0724AN40AN | Ducted Indoor Units | 69000 | 11.9 | 20.9 | 76000 | 3.76 | 64000 | 2.27 | 1437.5
203300916 | Trane / Mitsubishi Electric | TURYP0723AN40AN | Ducted Indoor Units | 69000 | 13.1 | 23.8 | 76000 | 3.76 | 56000 | 2.26 | 1437.5
203300918 | Trane / Mitsubishi Electric | TURYP0724AN40AN | Ducted Indoor Units | 69000 | 13.1 | 23.8 | 76000 | 3.76 | 56000 | 2.26 | 1437.5
203300923 | Trane / Mitsubishi Electric | TURYE2163BN40AN | Ducted Indoor Units | 206000 | 12.2 | 24.6 | 232000 | 3.56 | 172000 | 2.09 | 4292.5
203300924 | Trane / Mitsubishi Electric | TURYE2164BN40AN | Ducted Indoor Units | 206000 | 12.2 | 24.6 | 232000 | 3.56 | 172000 | 2.09 | 4292.5
203300925 | Trane / Mitsubishi Electric | TURYP2163BN40AN | Ducted Indoor Units | 206000 | 11.6 | 23.3 | 232000 | 3.49 | 158000 | 2.19 | 4292.5
203300926 | Trane / Mitsubishi Electric | TURYP2164BN40AN | Ducted Indoor Units | 206000 | 11.6 | 23.3 | 232000 | 3.49 | 158000 | 2.19 | 4292.5
203300927 | Trane / Mitsubishi Electric | TURYE0723AN40AN | Non-Ducted Indoor Units | 69000 | 15.4 | 31.2 | 76000 | 4.37 | 61000 | 2.3 | 1437.5
203300928 | Trane / Mitsubishi Electric | TURYE0724AN40AN | Non-Ducted Indoor Units | 69000 | 15.4 | 31.2 | 76000 | 4.37 | 61000 | 2.3 | 1437.5
203300930 | Trane / Mitsubishi Electric | TURYH0723AN40AN | Non-Ducted Indoor Units | 69000 | 13.1 | 25.6 | 76000 | 4.09 | 64000 | 2.3 | 1437.5
203300931 | Trane / Mitsubishi Electric | TURYH0724AN40AN | Non-Ducted Indoor Units | 69000 | 13.1 | 25.6 | 76000 | 4.09 | 64000 | 2.3 | 1437.5
203300932 | Trane / Mitsubishi Electric | TURYP0723AN40AN | Non-Ducted Indoor Units | 69000 | 14.7 | 29.2 | 76000 | 4.09 | 56000 | 2.26 | 1437.5
203300933 | Trane / Mitsubishi Electric | TURYP0724AN40AN | Non-Ducted Indoor Units | 69000 | 14.7 | 29.2 | 76000 | 4.09 | 56000 | 2.26 | 1437.5
203300934 | Trane / Mitsubishi Electric | TURYE0963AN40AN | Non-Ducted Indoor Units | 92000 | 15.1 | 33.1 | 103000 | 4.26 | 79000 | 2.3 | 1917.5
203300935 | Trane / Mitsubishi Electric | TURYE0964AN40AN | Non-Ducted Indoor Units | 92000 | 15.1 | 33.1 | 103000 | 4.26 | 79000 | 2.3 | 1917.5
203300936 | Trane / Mitsubishi Electric | TURYH0963AN40AN | Non-Ducted Indoor Units | 92000 | 14.5 | 26.6 | 103000 | 4.14 | 87000 | 2.3 | 1917.5
203300937 | Trane / Mitsubishi Electric | TURYH0964AN40AN | Non-Ducted Indoor Units | 92000 | 14.5 | 26.6 | 103000 | 4.14 | 87000 | 2.3 | 1917.5
203300938 | Trane / Mitsubishi Electric | TURYP0963AN40AN | Non-Ducted Indoor Units | 92000 | 14.5 | 31.9 | 103000 | 4.14 | 71000 | 2.26 | 1917.5
203300939 | Trane / Mitsubishi Electric | TURYP0964AN40AN | Non-Ducted Indoor Units | 92000 | 14.5 | 31.9 | 103000 | 4.14 | 71000 | 2.26 | 1917.5
203300941 | Trane / Mitsubishi Electric | TURYH1203AN40AN | Non-Ducted Indoor Units | 114000 | 13.2 | 24.4 | 129000 | 4.01 | 93000 | 2.3 | 2375
203300942 | Trane / Mitsubishi Electric | TURYH1204AN40AN | Non-Ducted Indoor Units | 114000 | 13.2 | 24.4 | 129000 | 4.01 | 93000 | 2.3 | 2375
203300943 | Trane / Mitsubishi Electric | TURYP1203AN40AN | Non-Ducted Indoor Units | 114000 | 13.2 | 28.8 | 129000 | 4.01 | 87000 | 2.26 | 2375
203300944 | Trane / Mitsubishi Electric | TURYP1204AN40AN | Non-Ducted Indoor Units | 114000 | 13.2 | 28.8 | 129000 | 4.01 | 87000 | 2.26 | 2375
203300945 | Trane / Mitsubishi Electric | TURYE1443AN40AN | Non-Ducted Indoor Units | 136000 | 12.9 | 29.7 | 152000 | 3.86 | 118000 | 2.15 | 2832.5
203300946 | Trane / Mitsubishi Electric | TURYE1444AN40AN | Non-Ducted Indoor Units | 136000 | 12.9 | 29.7 | 152000 | 3.86 | 118000 | 2.15 | 2832.5
203300947 | Trane / Mitsubishi Electric | TURYP1443AN40AN | Non-Ducted Indoor Units | 136000 | 12.2 | 28.7 | 152000 | 3.84 | 97000 | 2.16 | 2832.5
203300948 | Trane / Mitsubishi Electric | TURYP1444AN40AN | Non-Ducted Indoor Units | 136000 | 12.2 | 28.7 | 152000 | 3.84 | 97000 | 2.16 | 2832.5
203300949 | Trane / Mitsubishi Electric | TURYE1683AN40AN | Non-Ducted Indoor Units | 160000 | 11.9 | 28 | 178000 | 3.8 | 136000 | 2.15 | 3332.5
203300950 | Trane / Mitsubishi Electric | TURYE1684AN40AN | Non-Ducted Indoor Units | 160000 | 11.9 | 28 | 178000 | 3.8 | 136000 | 2.15 | 3332.5
203300951 | Trane / Mitsubishi Electric | TURYP1683AN40AN | Non-Ducted Indoor Units | 160000 | 11 | 25.8 | 178000 | 3.8 | 119000 | 2.32 | 3332.5
203300952 | Trane / Mitsubishi Electric | TURYP1684AN40AN | Non-Ducted Indoor Units | 160000 | 11 | 25.8 | 178000 | 3.8 | 119000 | 2.32 | 3332.5
203300954 | Trane / Mitsubishi Electric | TURYE1923BN40AN | Non-Ducted Indoor Units | 182000 | 14.1 | 31.8 | 204000 | 3.99 | 158000 | 2.15 | 3792.5
203300955 | Trane / Mitsubishi Electric | TURYE1924BN40AN | Non-Ducted Indoor Units | 182000 | 14.1 | 31.8 | 204000 | 3.99 | 158000 | 2.15 | 3792.5
203300956 | Trane / Mitsubishi Electric | TURYE2163BN40AN | Non-Ducted Indoor Units | 206000 | 13.5 | 30.4 | 232000 | 3.89 | 172000 | 2.15 | 4292.5
203300957 | Trane / Mitsubishi Electric | TURYE2164BN40AN | Non-Ducted Indoor Units | 206000 | 13.5 | 30.4 | 232000 | 3.89 | 172000 | 2.15 | 4292.5
203300958 | Trane / Mitsubishi Electric | TURYH1923BN40AN | Non-Ducted Indoor Units | 184000 | 13.5 | 25.6 | 206000 | 3.88 | 174000 | 2.15 | 3832.5
203300959 | Trane / Mitsubishi Electric | TURYH1924BN40AN | Non-Ducted Indoor Units | 184000 | 13.5 | 25.6 | 206000 | 3.88 | 174000 | 2.15 | 3832.5
203300960 | Trane / Mitsubishi Electric | TURYP1923BN40AN | Non-Ducted Indoor Units | 182000 | 13.5 | 30.7 | 204000 | 3.88 | 142000 | 2.16 | 3792.5
203300961 | Trane / Mitsubishi Electric | TURYP1924BN40AN | Non-Ducted Indoor Units | 182000 | 13.5 | 30.7 | 204000 | 3.88 | 142000 | 2.16 | 3792.5
203300962 | Trane / Mitsubishi Electric | TURYP2163BN40AN | Non-Ducted Indoor Units | 206000 | 13 | 29.2 | 232000 | 3.82 | 158000 | 2.09 | 4292.5
203300963 | Trane / Mitsubishi Electric | TURYP2164BN40AN | Non-Ducted Indoor Units | 206000 | 13 | 29.2 | 232000 | 3.82 | 158000 | 2.09 | 4292.5
203373037 | Trane / Mitsubishi Electric | TURYE2403BN40AN | Ducted Indoor Units | 228000 | 11.7 | 23.9 | 258000 | 3.46 | 172000 | 2.09 | 4750
203373039 | Trane / Mitsubishi Electric | TURYE2404BN40AN | Ducted Indoor Units | 228000 | 11.7 | 23.9 | 258000 | 3.46 | 172000 | 2.09 | 4750
203373041 | Trane / Mitsubishi Electric | TURYE2643BN40AN | Ducted Indoor Units | 250000 | 11.3 | 23.5 | 280000 | 3.36 | 180000 | 2.07 | 5207.5
203373043 | Trane / Mitsubishi Electric | TURYE2644BN40AN | Ducted Indoor Units | 250000 | 11.3 | 23.5 | 280000 | 3.36 | 180000 | 2.07 | 5207.5
203373055 | Trane / Mitsubishi Electric | TURYE2883BN40AN | Non-Ducted Indoor Units | 274000 | 11.5 | 24.1 | 288000 | 3.46 | 196000 | 2.08 | 5707.5
203373057 | Trane / Mitsubishi Electric | TURYE2884BN40AN | Non-Ducted Indoor Units | 274000 | 11.5 | 24.1 | 304000 | 3.46 | 196000 | 2.08 | 5707.5
203373066 | Trane / Mitsubishi Electric | TURYH2403BN40AN | Ducted Indoor Units | 228000 | 11.2 | 18.8 | 258000 | 3.36 | 174000 | 2.09 | 4750
203373068 | Trane / Mitsubishi Electric | TURYH2404BN40AN | Ducted Indoor Units | 228000 | 11.2 | 18.8 | 258000 | 3.36 | 174000 | 2.09 | 4750
203373070 | Trane / Mitsubishi Electric | TURYP2403BN40AN | Ducted Indoor Units | 228000 | 11.2 | 22.3 | 258000 | 3.36 | 158000 | 2.14 | 4750
203373072 | Trane / Mitsubishi Electric | TURYP2404BN40AN | Ducted Indoor Units | 228000 | 11.2 | 22.3 | 258000 | 3.36 | 158000 | 2.14 | 4750
203373855 | Trane / Mitsubishi Electric | TURYH1443BN40AN | Non-Ducted Indoor Units | 138000 | 12.2 | 24.5 | 152000 | 3.82 | 128000 | 2.14 | 2875
203373857 | Trane / Mitsubishi Electric | TURYH1444BN40AN | Non-Ducted Indoor Units | 138000 | 12.2 | 24.5 | 152000 | 3.82 | 128000 | 2.14 | 2875
203378311 | Trane / Mitsubishi Electric | TUHYE1203AN40AN | Ducted Indoor Units | 114000 | 13.3 | 25.4 | 129000 | 3.8 | 116000 | 2.27 | 2375
203378312 | Trane / Mitsubishi Electric | TUHYE1203AN40AN | Non-Ducted Indoor Units | 114000 | 14.3 | 30.8 | 129000 | 4.21 | 116000 | 2.5 | 2375
203378313 | Trane / Mitsubishi Electric | TUHYE1204AN40AN | Ducted Indoor Units | 114000 | 13.3 | 25.4 | 129000 | 3.8 | 116000 | 2.27 | 2375
203378314 | Trane / Mitsubishi Electric | TUHYE1204AN40AN | Non-Ducted Indoor Units | 114000 | 14.3 | 30.8 | 129000 | 4.21 | 116000 | 2.5 | 2375
203378315 | Trane / Mitsubishi Electric | TUHYE1443AN40AN | Ducted Indoor Units | 136000 | 12.4 | 24.6 | 152000 | 3.68 | 134000 | 2.38 | 2832.5
203378316 | Trane / Mitsubishi Electric | TUHYE1443AN40AN | Non-Ducted Indoor Units | 136000 | 13.4 | 30.4 | 152000 | 4.01 | 134000 | 2.61 | 2832.5
203378317 | Trane / Mitsubishi Electric | TUHYE1444AN40AN | Ducted Indoor Units | 136000 | 12.4 | 24.6 | 152000 | 3.68 | 134000 | 2.38 | 2832.5
203378318 | Trane / Mitsubishi Electric | TUHYE1444AN40AN | Non-Ducted Indoor Units | 136000 | 13.4 | 30.4 | 152000 | 4.01 | 134000 | 2.61 | 2832.5
203378319 | Trane / Mitsubishi Electric | TUHYE1683AN40AN | Ducted Indoor Units | 160000 | 11.7 | 24 | 178000 | 3.61 | 138000 | 2.39 | 3332.5
203378320 | Trane / Mitsubishi Electric | TUHYE1683AN40AN | Non-Ducted Indoor Units | 160000 | 12.4 | 31.2 | 178000 | 4.11 | 138000 | 2.61 | 3332.5
203378321 | Trane / Mitsubishi Electric | TUHYE1684AN40AN | Ducted Indoor Units | 160000 | 11.7 | 24 | 178000 | 3.61 | 138000 | 2.39 | 3332.5
203378322 | Trane / Mitsubishi Electric | TUHYE1684AN40AN | Non-Ducted Indoor Units | 160000 | 12.4 | 31.2 | 178000 | 4.11 | 138000 | 2.61 | 3332.5
203378324 | Trane / Mitsubishi Electric | TUHYE1923AN40AN | Non-Ducted Indoor Units | 182000 | 11.7 | 30 | 204000 | 4.04 | 144000 | 2.6 | 3792.5
203378325 | Trane / Mitsubishi Electric | TUHYE1923BN40AN | Ducted Indoor Units | 184000 | 13 | 25.3 | 206000 | 3.75 | 160000 | 2.12 | 3832.5
203378326 | Trane / Mitsubishi Electric | TUHYE1923BN40AN | Non-Ducted Indoor Units | 184000 | 14.3 | 32.6 | 206000 | 4.11 | 160000 | 2.27 | 3832.5
203378328 | Trane / Mitsubishi Electric | TUHYE1924AN40AN | Non-Ducted Indoor Units | 182000 | 11.7 | 30 | 204000 | 4.04 | 144000 | 2.6 | 3792.5
203378329 | Trane / Mitsubishi Electric | TUHYE1924BN40AN | Ducted Indoor Units | 184000 | 13 | 25.3 | 206000 | 3.75 | 160000 | 2.12 | 3832.5
203378330 | Trane / Mitsubishi Electric | TUHYE1924BN40AN | Non-Ducted Indoor Units | 184000 | 14.3 | 32.6 | 206000 | 4.11 | 160000 | 2.27 | 3832.5
203378331 | Trane / Mitsubishi Electric | TUHYE2163BN40AN | Ducted Indoor Units | 206000 | 12.7 | 24.8 | 232000 | 3.65 | 196000 | 2.12 | 4292.5
203378332 | Trane / Mitsubishi Electric | TUHYE2163BN40AN | Non-Ducted Indoor Units | 206000 | 13.8 | 31.1 | 232000 | 4.03 | 196000 | 2.31 | 4292.5
203378333 | Trane / Mitsubishi Electric | TUHYE2164BN40AN | Ducted Indoor Units | 206000 | 12.7 | 24.8 | 232000 | 3.65 | 196000 | 2.12 | 4292.5
203378334 | Trane / Mitsubishi Electric | TUHYE2164BN40AN | Non-Ducted Indoor Units | 206000 | 13.8 | 31.1 | 232000 | 4.03 | 196000 | 2.31 | 4292.5
203378335 | Trane / Mitsubishi Electric | TUHYE2403BN40AN | Ducted Indoor Units | 228000 | 12.3 | 24.2 | 258000 | 3.54 | 208000 | 2.11 | 4750
203378336 | Trane / Mitsubishi Electric | TUHYE2404BN40AN | Ducted Indoor Units | 228000 | 12.3 | 24.2 | 258000 | 3.54 | 208000 | 2.11 | 4750
203378337 | Trane / Mitsubishi Electric | TUHYE2643BN40AN | Ducted Indoor Units | 252000 | 12.7 | 24.6 | 282000 | 3.72 | 200000 | 2.1 | 5250
203378338 | Trane / Mitsubishi Electric | TUHYE2643BN40AN | Non-Ducted Indoor Units | 252000 | 13.4 | 26 | 282000 | 3.94 | 212000 | 2.14 | 5250
203378339 | Trane / Mitsubishi Electric | TUHYE2644BN40AN | Ducted Indoor Units | 252000 | 12.7 | 24.6 | 282000 | 3.72 | 200000 | 2.1 | 5250
203378340 | Trane / Mitsubishi Electric | TUHYE2644BN40AN | Non-Ducted Indoor Units | 252000 | 13.4 | 26 | 282000 | 3.94 | 212000 | 2.14 | 5250
203378341 | Trane / Mitsubishi Electric | TUHYE2883BN40AN | Ducted Indoor Units | 274000 | 12.4 | 24.2 | 308000 | 3.65 | 234000 | 2.1 | 5707.5
203378342 | Trane / Mitsubishi Electric | TUHYE2883BN40AN | Non-Ducted Indoor Units | 274000 | 13.2 | 25.8 | 308000 | 3.91 | 234000 | 2.17 | 5707.5
203378343 | Trane / Mitsubishi Electric | TUHYE2884BN40AN | Ducted Indoor Units | 274000 | 12.4 | 24.2 | 308000 | 3.65 | 234000 | 2.1 | 5707.5
203378344 | Trane / Mitsubishi Electric | TUHYE2884BN40AN | Non-Ducted Indoor Units | 274000 | 13.2 | 25.8 | 308000 | 3.91 | 234000 | 2.17 | 5707.5
203378345 | Trane / Mitsubishi Electric | TUHYE3123BN40AN | Ducted Indoor Units | 296000 | 12.2 | 23.9 | 334000 | 3.58 | 266000 | 2.1 | 6167.5
203378346 | Trane / Mitsubishi Electric | TUHYE3123BN40AN | Non-Ducted Indoor Units | 296000 | 12.6 | 23.1 | 334000 | 3.78 | 266000 | 2.16 | 6167.5
203378347 | Trane / Mitsubishi Electric | TUHYE3124BN40AN | Ducted Indoor Units | 296000 | 12.2 | 23.9 | 334000 | 3.58 | 266000 | 2.1 | 6167.5
203378348 | Trane / Mitsubishi Electric | TUHYE3124BN40AN | Non-Ducted Indoor Units | 296000 | 12.6 | 23.1 | 334000 | 3.78 | 266000 | 2.16 | 6167.5
203378349 | Trane / Mitsubishi Electric | TUHYE3363BN40AN | Ducted Indoor Units | 320000 | 12.4 | 24.3 | 360000 | 3.58 | 280000 | 2.1 | 6667.5
203378350 | Trane / Mitsubishi Electric | TUHYE3364BN40AN | Ducted Indoor Units | 320000 | 12.4 | 24.3 | 360000 | 3.58 | 280000 | 2.1 | 6667.5
203378351 | Trane / Mitsubishi Electric | TUHYE3603BN40AN | Ducted Indoor Units | 342000 | 12.2 | 24 | 386000 | 3.51 | 312000 | 2.1 | 7125
203378352 | Trane / Mitsubishi Electric | TUHYE3604BN40AN | Ducted Indoor Units | 342000 | 12.2 | 24 | 386000 | 3.51 | 312000 | 2.1 | 7125
203378353 | Trane / Mitsubishi Electric | TUHYE3843BN40AN | Ducted Indoor Units | 345654 | 10.55 | 21.06 | 410000 | 3.48 | 328000 | 2.13 | 7200
203378354 | Trane / Mitsubishi Electric | TUHYE3844BN40AN | Ducted Indoor Units | 345654 | 10.55 | 21.06 | 410000 | 3.48 | 328000 | 2.13 | 7200
203378355 | Trane / Mitsubishi Electric | TUHYE4083BN40AN | Ducted Indoor Units | 388000 | 11.7 | 23.5 | 430000 | 3.45 | 346000 | 2.17 | 8082.5
203378356 | Trane / Mitsubishi Electric | TUHYE4084BN40AN | Ducted Indoor Units | 388000 | 11.7 | 23.5 | 430000 | 3.45 | 346000 | 2.17 | 8082.5
203378357 | Trane / Mitsubishi Electric | TUHYE0723AN40AN | Ducted Indoor Units | 69000 | 13.5 | 25.3 | 76000 | 4.05 | 64000 | 2.29 | 1437.5
203378358 | Trane / Mitsubishi Electric | TUHYE0723AN40AN | Non-Ducted Indoor Units | 69000 | 15.5 | 32.5 | 76000 | 4.57 | 64000 | 2.4 | 1437.5
203378359 | Trane / Mitsubishi Electric | TUHYE0724AN40AN | Ducted Indoor Units | 69000 | 13.5 | 25.3 | 76000 | 4.05 | 64000 | 2.29 | 1437.5
203378360 | Trane / Mitsubishi Electric | TUHYE0724AN40AN | Non-Ducted Indoor Units | 69000 | 15.5 | 32.5 | 76000 | 4.57 | 64000 | 2.4 | 1437.5
203378361 | Trane / Mitsubishi Electric | TUHYE0963AN40AN | Ducted Indoor Units | 92000 | 14.1 | 26.7 | 103000 | 4.04 | 80000 | 2.28 | 1917.5
203378362 | Trane / Mitsubishi Electric | TUHYE0963AN40AN | Non-Ducted Indoor Units | 92000 | 15.3 | 34 | 103000 | 4.39 | 80000 | 2.43 | 1917.5
203378363 | Trane / Mitsubishi Electric | TUHYE0964AN40AN | Ducted Indoor Units | 92000 | 14.1 | 26.7 | 103000 | 4.04 | 80000 | 2.28 | 1917.5
203378364 | Trane / Mitsubishi Electric | TUHYE0964AN40AN | Non-Ducted Indoor Units | 92000 | 15.3 | 34 | 103000 | 4.39 | 80000 | 2.43 | 1917.5
203378365 | Trane / Mitsubishi Electric | TUHYH1203AN40AN | Ducted Indoor Units | 114000 | 12.5 | 19.7 | 129000 | 3.76 | 93000 | 2.35 | 2375
203378366 | Trane / Mitsubishi Electric | TUHYH1203AN40AN | Non-Ducted Indoor Units | 114000 | 14.1 | 24.5 | 129000 | 4.26 | 93000 | 2.56 | 2375
203378367 | Trane / Mitsubishi Electric | TUHYH1204AN40AN | Ducted Indoor Units | 114000 | 12.5 | 19.7 | 129000 | 3.76 | 93000 | 2.35 | 2375
203378368 | Trane / Mitsubishi Electric | TUHYH1204AN40AN | Non-Ducted Indoor Units | 114000 | 14.1 | 24.5 | 129000 | 4.26 | 93000 | 2.56 | 2375
203378371 | Trane / Mitsubishi Electric | TUHYH1923BN40AN | Ducted Indoor Units | 184000 | 12.8 | 18.8 | 206000 | 3.71 | 174000 | 2.22 | 3832.5
203378372 | Trane / Mitsubishi Electric | TUHYH1923BN40AN | Non-Ducted Indoor Units | 184000 | 14.1 | 25.6 | 206000 | 4.07 | 174000 | 2.4 | 3832.5
203378373 | Trane / Mitsubishi Electric | TUHYH1924BN40AN | Ducted Indoor Units | 184000 | 12.8 | 18.8 | 206000 | 3.71 | 174000 | 2.22 | 3832.5
203378374 | Trane / Mitsubishi Electric | TUHYH1924BN40AN | Non-Ducted Indoor Units | 184000 | 14.1 | 25.6 | 206000 | 4.07 | 174000 | 2.4 | 3832.5
203378375 | Trane / Mitsubishi Electric | TUHYH2403BN40AN | Ducted Indoor Units | 228000 | 11.5 | 18.7 | 258000 | 3.5 | 174000 | 2.19 | 4750
203378376 | Trane / Mitsubishi Electric | TUHYH2404BN40AN | Ducted Indoor Units | 228000 | 11.5 | 18.7 | 258000 | 3.5 | 174000 | 2.19 | 4750
203378377 | Trane / Mitsubishi Electric | TUHYH0723AN40AN | Ducted Indoor Units | 69000 | 11.9 | 21.1 | 76000 | 4.03 | 64000 | 2.31 | 1437.5
203378378 | Trane / Mitsubishi Electric | TUHYH0723AN40AN | Non-Ducted Indoor Units | 69000 | 13.1 | 27.2 | 76000 | 4.39 | 64000 | 2.51 | 1437.5
203378379 | Trane / Mitsubishi Electric | TUHYH0724AN40AN | Ducted Indoor Units | 69000 | 11.9 | 21.1 | 76000 | 4.03 | 64000 | 2.31 | 1437.5
203378380 | Trane / Mitsubishi Electric | TUHYH0724AN40AN | Non-Ducted Indoor Units | 69000 | 13.1 | 27.2 | 76000 | 4.39 | 64000 | 2.51 | 1437.5
203378381 | Trane / Mitsubishi Electric | TUHYH0963AN40AN | Ducted Indoor Units | 92000 | 13.8 | 19.8 | 103000 | 4 | 87000 | 2.39 | 1917.5
203378382 | Trane / Mitsubishi Electric | TUHYH0963AN40AN | Non-Ducted Indoor Units | 92000 | 15.1 | 26.7 | 103000 | 4.35 | 87000 | 2.56 | 1917.5
203378383 | Trane / Mitsubishi Electric | TUHYH0964AN40AN | Ducted Indoor Units | 92000 | 13.8 | 19.8 | 103000 | 4 | 87000 | 2.39 | 1917.5
203378384 | Trane / Mitsubishi Electric | TUHYH0964AN40AN | Non-Ducted Indoor Units | 92000 | 15.1 | 26.7 | 103000 | 4.35 | 87000 | 2.56 | 1917.5
203378385 | Trane / Mitsubishi Electric | TUHYP1203AN40AN | Ducted Indoor Units | 114000 | 12.3 | 23.6 | 129000 | 3.7 | 92000 | 2.38 | 2375
203378386 | Trane / Mitsubishi Electric | TUHYP1203AN40AN | Non-Ducted Indoor Units | 114000 | 13.3 | 28.8 | 129000 | 4.05 | 92000 | 2.59 | 2375
203378387 | Trane / Mitsubishi Electric | TUHYP1204AN40AN | Ducted Indoor Units | 114000 | 12.3 | 23.6 | 129000 | 3.7 | 92000 | 2.38 | 2375
203378388 | Trane / Mitsubishi Electric | TUHYP1204AN40AN | Non-Ducted Indoor Units | 114000 | 13.3 | 28.8 | 129000 | 4.05 | 92000 | 2.59 | 2375
203378389 | Trane / Mitsubishi Electric | TUHYP1443AN40AN | Ducted Indoor Units | 136000 | 12.2 | 23.2 | 152000 | 3.57 | 109000 | 2.26 | 2832.5
203378390 | Trane / Mitsubishi Electric | TUHYP1444AN40AN | Ducted Indoor Units | 136000 | 12.2 | 23.2 | 152000 | 3.57 | 109000 | 2.26 | 2832.5
203378391 | Trane / Mitsubishi Electric | TUHYP1683AN40AN | Ducted Indoor Units | 160000 | 11.2 | 23.4 | 178000 | 3.59 | 132000 | 2.55 | 3332.5
203378392 | Trane / Mitsubishi Electric | TUHYP1684AN40AN | Ducted Indoor Units | 160000 | 11.2 | 23.4 | 178000 | 3.59 | 132000 | 2.55 | 3332.5
203378393 | Trane / Mitsubishi Electric | TUHYP1923BN40AN | Ducted Indoor Units | 184000 | 12.4 | 25 | 206000 | 3.7 | 152000 | 2.38 | 3832.5
203378394 | Trane / Mitsubishi Electric | TUHYP1923BN40AN | Non-Ducted Indoor Units | 184000 | 13.6 | 31.3 | 206000 | 4.06 | 152000 | 2.64 | 3832.5
203378395 | Trane / Mitsubishi Electric | TUHYP1924BN40AN | Ducted Indoor Units | 184000 | 12.4 | 25 | 206000 | 3.7 | 152000 | 2.38 | 3832.5
203378396 | Trane / Mitsubishi Electric | TUHYP1924BN40AN | Non-Ducted Indoor Units | 184000 | 13.6 | 31.3 | 206000 | 4.06 | 152000 | 2.64 | 3832.5
203378397 | Trane / Mitsubishi Electric | TUHYP2163BN40AN | Ducted Indoor Units | 206000 | 11.9 | 23.8 | 232000 | 3.57 | 168000 | 2.3 | 4292.5
203378398 | Trane / Mitsubishi Electric | TUHYP2163BN40AN | Non-Ducted Indoor Units | 206000 | 13 | 29.5 | 232000 | 3.93 | 168000 | 2.53 | 4292.5
203378399 | Trane / Mitsubishi Electric | TUHYP2164BN40AN | Ducted Indoor Units | 206000 | 11.9 | 23.8 | 232000 | 3.57 | 168000 | 2.3 | 4292.5
203378400 | Trane / Mitsubishi Electric | TUHYP2164BN40AN | Non-Ducted Indoor Units | 206000 | 13 | 29.5 | 232000 | 3.93 | 168000 | 2.53 | 4292.5
203378401 | Trane / Mitsubishi Electric | TUHYP2403BN40AN | Ducted Indoor Units | 228000 | 11.4 | 22.6 | 258000 | 3.45 | 168000 | 2.22 | 4750
203378402 | Trane / Mitsubishi Electric | TUHYP2404BN40AN | Ducted Indoor Units | 228000 | 11.4 | 22.6 | 258000 | 3.45 | 168000 | 2.22 | 4750
203378403 | Trane / Mitsubishi Electric | TUHYP2643BN40AN | Ducted Indoor Units | 252000 | 12.2 | 24.3 | 282000 | 3.66 | 186000 | 2.33 | 5250
203378404 | Trane / Mitsubishi Electric | TUHYP2643BN40AN | Non-Ducted Indoor Units | 252000 | 12.6 | 25.4 | 282000 | 3.84 | 186000 | 2.55 | 5250
203378405 | Trane / Mitsubishi Electric | TUHYP2644BN40AN | Ducted Indoor Units | 252000 | 12.2 | 24.3 | 282000 | 3.66 | 186000 | 2.33 | 5250
203378406 | Trane / Mitsubishi Electric | TUHYP2644BN40AN | Non-Ducted Indoor Units | 252000 | 12.6 | 25.4 | 282000 | 3.84 | 186000 | 2.55 | 5250
203378407 | Trane / Mitsubishi Electric | TUHYP2883BN40AN | Ducted Indoor Units | 274000 | 11.9 | 23.5 | 308000 | 3.58 | 200000 | 2.27 | 5707.5
203378408 | Trane / Mitsubishi Electric | TUHYP2883BN40AN | Non-Ducted Indoor Units | 274000 | 12.2 | 24.9 | 308000 | 3.78 | 200000 | 2.49 | 5707.5
203378409 | Trane / Mitsubishi Electric | TUHYP2884BN40AN | Ducted Indoor Units | 274000 | 11.9 | 23.5 | 308000 | 3.58 | 200000 | 2.27 | 5707.5
203378410 | Trane / Mitsubishi Electric | TUHYP2884BN40AN | Non-Ducted Indoor Units | 274000 | 12.2 | 24.9 | 308000 | 3.78 | 200000 | 2.49 | 5707.5
203378411 | Trane / Mitsubishi Electric | TUHYP3123BN40AN | Ducted Indoor Units | 296000 | 11.6 | 22.7 | 334000 | 3.5 | 216000 | 2.22 | 6167.5
203378412 | Trane / Mitsubishi Electric | TUHYP3123BN40AN | Non-Ducted Indoor Units | 296000 | 11.7 | 22.2 | 334000 | 3.63 | 216000 | 2.38 | 6167.5
203378413 | Trane / Mitsubishi Electric | TUHYP3124BN40AN | Ducted Indoor Units | 296000 | 11.6 | 22.7 | 334000 | 3.5 | 216000 | 2.22 | 6167.5
203378414 | Trane / Mitsubishi Electric | TUHYP3124BN40AN | Non-Ducted Indoor Units | 296000 | 11.7 | 22.2 | 334000 | 3.63 | 216000 | 2.38 | 6167.5
203378415 | Trane / Mitsubishi Electric | TUHYP3363BN40AN | Ducted Indoor Units | 320000 | 11.7 | 23.2 | 360000 | 3.5 | 234000 | 2.25 | 6667.5
203378416 | Trane / Mitsubishi Electric | TUHYP3364BN40AN | Ducted Indoor Units | 320000 | 11.7 | 23.2 | 360000 | 3.5 | 234000 | 2.25 | 6667.5
203378417 | Trane / Mitsubishi Electric | TUHYP3603BN40AN | Ducted Indoor Units | 342000 | 11.3 | 22.4 | 386000 | 3.42 | 248000 | 2.2 | 7125
203378418 | Trane / Mitsubishi Electric | TUHYP3604BN40AN | Ducted Indoor Units | 342000 | 11.3 | 22.4 | 386000 | 3.42 | 248000 | 2.2 | 7125
203378419 | Trane / Mitsubishi Electric | TUHYP3843BN40AN | Ducted Indoor Units | 345654 | 10.05 | 19.73 | 410000 | 3.39 | 262000 | 2.16 | 7200
203378420 | Trane / Mitsubishi Electric | TUHYP3844BN40AN | Ducted Indoor Units | 345654 | 10.05 | 19.73 | 410000 | 3.39 | 262000 | 2.16 | 7200
203378421 | Trane / Mitsubishi Electric | TUHYP4083BN40AN | Ducted Indoor Units | 388000 | 11.3 | 22.2 | 430000 | 3.35 | 278000 | 2.13 | 8082.5
203378422 | Trane / Mitsubishi Electric | TUHYP4084BN40AN | Ducted Indoor Units | 388000 | 11.3 | 22.2 | 430000 | 3.35 | 278000 | 2.13 | 8082.5
203378423 | Trane / Mitsubishi Electric | TUHYP4323BN40AN | Ducted Indoor Units | 410000 | 11.3 | 17.3 | 454000 | 3.31 | 292000 | 2.1 | 8542.5
203378424 | Trane / Mitsubishi Electric | TUHYP4324BN40AN | Ducted Indoor Units | 410000 | 11.3 | 17.3 | 454000 | 3.31 | 292000 | 2.1 | 8542.5
203378425 | Trane / Mitsubishi Electric | TUHYP0723AN40AN | Ducted Indoor Units | 69000 | 13.1 | 24.8 | 76000 | 3.97 | 56000 | 2.46 | 1437.5
203378426 | Trane / Mitsubishi Electric | TUHYP0723AN40AN | Non-Ducted Indoor Units | 69000 | 13.5 | 31.5 | 76000 | 4.34 | 56000 | 3 | 1437.5
203378427 | Trane / Mitsubishi Electric | TUHYP0724AN40AN | Ducted Indoor Units | 69000 | 13.1 | 24.8 | 76000 | 3.97 | 56000 | 2.46 | 1437.5
203378428 | Trane / Mitsubishi Electric | TUHYP0724AN40AN | Non-Ducted Indoor Units | 69000 | 13.5 | 31.5 | 76000 | 4.34 | 56000 | 3 | 1437.5
203378429 | Trane / Mitsubishi Electric | TUHYP0963AN40AN | Ducted Indoor Units | 92000 | 13.4 | 26.2 | 103000 | 3.98 | 76000 | 2.57 | 1917.5
203378430 | Trane / Mitsubishi Electric | TUHYP0963AN40AN | Non-Ducted Indoor Units | 92000 | 14.6 | 32.6 | 103000 | 4.34 | 76000 | 2.82 | 1917.5
203378431 | Trane / Mitsubishi Electric | TUHYP0964AN40AN | Ducted Indoor Units | 92000 | 13.4 | 26.2 | 103000 | 3.98 | 76000 | 2.57 | 1917.5
203378432 | Trane / Mitsubishi Electric | TUHYP0964AN40AN | Non-Ducted Indoor Units | 92000 | 14.6 | 32.6 | 103000 | 4.34 | 76000 | 2.82 | 1917.5
203378439 | Trane / Mitsubishi Electric | TUHYP1443AN40AN | Non-Ducted Indoor Units | 136000 | 12.6 | 29.6 | 152000 | 3.9 | 109000 | 2.64 | 2832.5
203378440 | Trane / Mitsubishi Electric | TUHYP1444AN40AN | Non-Ducted Indoor Units | 136000 | 12.6 | 29.6 | 152000 | 3.9 | 109000 | 2.64 | 2832.5
203378441 | Trane / Mitsubishi Electric | TUHYP1683AN40AN | Non-Ducted Indoor Units | 160000 | 11.7 | 29.8 | 178000 | 4.02 | 132000 | 2.74 | 3332.5
203378442 | Trane / Mitsubishi Electric | TUHYP1684AN40AN | Non-Ducted Indoor Units | 160000 | 11.7 | 29.8 | 178000 | 4.02 | 132000 | 2.74 | 3332.5
203378443 | Trane / Mitsubishi Electric | TUHYP4323BN40AN | Non-Ducted Indoor Units | 410000 | 10.7 | 19.4 | 454000 | 3.32 | 292000 | 2.24 | 8542.5
203378444 | Trane / Mitsubishi Electric | TUHYP4324BN40AN | Non-Ducted Indoor Units | 410000 | 10.7 | 19.4 | 454000 | 3.32 | 292000 | 2.24 | 8542.5
203378445 | Trane / Mitsubishi Electric | TUHYE4083BN40AN | Non-Ducted Indoor Units | 388000 | 11.4 | 20.5 | 430000 | 3.49 | 346000 | 2.2 | 8082.5
203378446 | Trane / Mitsubishi Electric | TUHYE4084BN40AN | Non-Ducted Indoor Units | 388000 | 11.4 | 20.5 | 430000 | 3.49 | 346000 | 2.2 | 8082.5
203378447 | Trane / Mitsubishi Electric | TUHYP4083BN40AN | Non-Ducted Indoor Units | 388000 | 10.9 | 20.1 | 430000 | 3.38 | 278000 | 2.24 | 8082.5
203378448 | Trane / Mitsubishi Electric | TUHYP4084BN40AN | Non-Ducted Indoor Units | 388000 | 10.9 | 20.1 | 430000 | 3.38 | 278000 | 2.24 | 8082.5
203378449 | Trane / Mitsubishi Electric | TUHYE3843BN40AN | Non-Ducted Indoor Units | 345654 | 10.5 | 18.58 | 410000 | 3.57 | 328000 | 2.19 | 7200
203378450 | Trane / Mitsubishi Electric | TUHYE3844BN40AN | Non-Ducted Indoor Units | 345654 | 10.5 | 18.58 | 410000 | 3.57 | 328000 | 2.19 | 7200
203378451 | Trane / Mitsubishi Electric | TUHYP3843BN40AN | Non-Ducted Indoor Units | 345654 | 9.95 | 17.96 | 410000 | 3.45 | 262000 | 2.25 | 7200
203378452 | Trane / Mitsubishi Electric | TUHYP3844BN40AN | Non-Ducted Indoor Units | 345654 | 9.95 | 17.96 | 410000 | 3.45 | 262000 | 2.25 | 7200
203378453 | Trane / Mitsubishi Electric | TUHYE3363BN40AN | Non-Ducted Indoor Units | 320000 | 12.3 | 22.1 | 360000 | 3.68 | 280000 | 2.13 | 6667.5
203378454 | Trane / Mitsubishi Electric | TUHYE3364BN40AN | Non-Ducted Indoor Units | 320000 | 12.3 | 22.1 | 360000 | 3.68 | 280000 | 2.13 | 6667.5
203378455 | Trane / Mitsubishi Electric | TUHYE3603BN40AN | Non-Ducted Indoor Units | 342000 | 12.1 | 22.1 | 386000 | 3.65 | 312000 | 2.17 | 7125
203378456 | Trane / Mitsubishi Electric | TUHYE3604BN40AN | Non-Ducted Indoor Units | 342000 | 12.1 | 22.1 | 386000 | 3.65 | 312000 | 2.17 | 7125
203378457 | Trane / Mitsubishi Electric | TUHYP3363BN40AN | Non-Ducted Indoor Units | 320000 | 11.8 | 21.3 | 360000 | 3.57 | 234000 | 2.3 | 6667.5
203378458 | Trane / Mitsubishi Electric | TUHYP3364BN40AN | Non-Ducted Indoor Units | 320000 | 11.8 | 21.3 | 360000 | 3.57 | 234000 | 2.3 | 6667.5
203378459 | Trane / Mitsubishi Electric | TUHYP3603BN40AN | Non-Ducted Indoor Units | 342000 | 11.5 | 21.1 | 386000 | 3.51 | 248000 | 2.24 | 7125
203378460 | Trane / Mitsubishi Electric | TUHYP3604BN40AN | Non-Ducted Indoor Units | 342000 | 11.5 | 21.1 | 386000 | 3.51 | 248000 | 2.24 | 7125
203378461 | Trane / Mitsubishi Electric | TUHYE2403BN40AN | Non-Ducted Indoor Units | 228000 | 12.5 | 23.6 | 258000 | 3.73 | 208000 | 2.22 | 4750
203378462 | Trane / Mitsubishi Electric | TUHYE2404BN40AN | Non-Ducted Indoor Units | 228000 | 12.5 | 23.6 | 258000 | 3.73 | 208000 | 2.22 | 4750
203378463 | Trane / Mitsubishi Electric | TUHYH2403BN40AN | Non-Ducted Indoor Units | 228000 | 12.4 | 18.7 | 258000 | 3.78 | 174000 | 2.27 | 4750
203378464 | Trane / Mitsubishi Electric | TUHYH2404BN40AN | Non-Ducted Indoor Units | 228000 | 12.4 | 18.7 | 258000 | 3.78 | 174000 | 2.27 | 4750
203378465 | Trane / Mitsubishi Electric | TUHYP2403BN40AN | Non-Ducted Indoor Units | 228000 | 11.8 | 22.4 | 258000 | 3.59 | 168000 | 2.3 | 4750
203378466 | Trane / Mitsubishi Electric | TUHYP2404BN40AN | Non-Ducted Indoor Units | 228000 | 11.8 | 22.4 | 258000 | 3.59 | 168000 | 2.3 | 4750
203378468 | Trane / Mitsubishi Electric | TUHYE4323BN40AN | Ducted Indoor Units | 410000 | 11.4 | 18.2 | 454000 | 3.41 | 362000 | 2.21 | 8542.5
203378469 | Trane / Mitsubishi Electric | TUHYE4324BN40AN | Ducted Indoor Units | 410000 | 11.4 | 18.2 | 454000 | 3.41 | 362000 | 2.21 | 8542.5
203378470 | Trane / Mitsubishi Electric | TUHYE4323BN40AN | Non-Ducted Indoor Units | 410000 | 11.1 | 20.1 | 454000 | 3.41 | 362000 | 2.22 | 8542.5
203378471 | Trane / Mitsubishi Electric | TUHYE4324BN40AN | Non-Ducted Indoor Units | 410000 | 11.1 | 20.1 | 454000 | 3.41 | 362000 | 2.22 | 8542.5
203378472 | Trane / Mitsubishi Electric | TUHYH1443BN40AN | Non-Ducted Indoor Units | 138000 | 12.1 | 25.9 | 152000 | 4.1 | 128000 | 2.34 | 2875
203378473 | Trane / Mitsubishi Electric | TUHYH1444BN40AN | Non-Ducted Indoor Units | 138000 | 12.1 | 25.9 | 152000 | 4.1 | 128000 | 2.34 | 2875
205563204 | Trane / Mitsubishi Electric | TUHYE2163AN40AN | Ducted Indoor Units | 206000 | 11 | 20.5 | 232000 | 3.3 | 162000 | 2.12 | 4292.5
205563205 | Trane / Mitsubishi Electric | TUHYE2163AN40AN | Non-Ducted Indoor Units | 206000 | 11.9 | 26 | 232000 | 3.72 | 162000 | 2.31 | 4292.5
205563206 | Trane / Mitsubishi Electric | TUHYE2164AN40AN | Ducted Indoor Units | 206000 | 11 | 20.5 | 232000 | 3.3 | 162000 | 2.12 | 4292.5
205563207 | Trane / Mitsubishi Electric | TUHYE2164AN40AN | Non-Ducted Indoor Units | 206000 | 11.9 | 26 | 232000 | 3.72 | 162000 | 2.31 | 4292.5
205563208 | Trane / Mitsubishi Electric | TURYE1923AN40AN | Ducted Indoor Units | 182000 | 11.3 | 20 | 204000 | 3.34 | 144000 | 2.09 | 3792.5
205563209 | Trane / Mitsubishi Electric | TURYE1923AN40AN | Non-Ducted Indoor Units | 182000 | 12.2 | 26.5 | 204000 | 3.76 | 144000 | 2.2 | 3792.5
205563210 | Trane / Mitsubishi Electric | TURYE1924AN40AN | Ducted Indoor Units | 182000 | 11.3 | 20 | 204000 | 3.34 | 144000 | 2.09 | 3792.5
205563211 | Trane / Mitsubishi Electric | TURYE1924AN40AN | Non-Ducted Indoor Units | 182000 | 12.2 | 26.5 | 204000 | 3.76 | 144000 | 2.2 | 3792.5
205563213 | Trane / Mitsubishi Electric | TURYE2163AN40AN | Non-Ducted Indoor Units | 206000 | 11.4 | 24.9 | 232000 | 3.62 | 162000 | 2.15 | 4292.5
205563215 | Trane / Mitsubishi Electric | TURYE2164AN40AN | Non-Ducted Indoor Units | 206000 | 11.4 | 24.9 | 232000 | 3.62 | 162000 | 2.15 | 4292.5
213916698 | Trane / Mitsubishi Electric | TUHYE0723AN40AN | Mixed Ducted and Non-Ducted Indoor Units | 69000 | 12.95 | 24.65 | 76000 | 4.31 | 64000 | 2.34 | 1437.5
213916699 | Trane / Mitsubishi Electric | TUHYE0723AN41AN | Mixed Ducted and Non-Ducted Indoor Units | 69000 | 12.95 | 24.65 | 76000 | 4.31 | 64000 | 2.34 | 1437.5
213916700 | Trane / Mitsubishi Electric | TUHYE0724AN40AN | Mixed Ducted and Non-Ducted Indoor Units | 69000 | 12.95 | 24.65 | 76000 | 4.31 | 64000 | 2.34 | 1437.5
213916701 | Trane / Mitsubishi Electric | TUHYE0724AN41AN | Mixed Ducted and Non-Ducted Indoor Units | 69000 | 12.95 | 24.65 | 76000 | 4.31 | 64000 | 2.34 | 1437.5
213916702 | Trane / Mitsubishi Electric | TUHYE0963AN40AN | Mixed Ducted and Non-Ducted Indoor Units | 92000 | 12.1 | 25 | 103000 | 4.21 | 80000 | 2.35 | 1917.5
213916703 | Trane / Mitsubishi Electric | TUHYE0963AN41AN | Mixed Ducted and Non-Ducted Indoor Units | 92000 | 12.1 | 25 | 103000 | 4.21 | 80000 | 2.35 | 1917.5
213916704 | Trane / Mitsubishi Electric | TUHYE0964AN40AN | Mixed Ducted and Non-Ducted Indoor Units | 92000 | 12.1 | 25 | 103000 | 4.21 | 80000 | 2.35 | 1917.5
213916705 | Trane / Mitsubishi Electric | TUHYE0964AN41AN | Mixed Ducted and Non-Ducted Indoor Units | 92000 | 12.1 | 25 | 103000 | 4.21 | 80000 | 2.35 | 1917.5
213916719 | Trane / Mitsubishi Electric | TUHYE1923BN40AN | Mixed Ducted and Non-Ducted Indoor Units | 184000 | 11.3 | 23.45 | 206000 | 3.93 | 160000 | 2.19 | 3832.5
213916720 | Trane / Mitsubishi Electric | TUHYE1923BN41AN | Mixed Ducted and Non-Ducted Indoor Units | 184000 | 11.3 | 23.45 | 206000 | 3.93 | 160000 | 2.19 | 3832.5
213916722 | Trane / Mitsubishi Electric | TUHYE1924BN40AN | Mixed Ducted and Non-Ducted Indoor Units | 184000 | 11.3 | 23.45 | 206000 | 3.93 | 160000 | 2.19 | 3832.5
213916723 | Trane / Mitsubishi Electric | TUHYE1924BN41AN | Mixed Ducted and Non-Ducted Indoor Units | 184000 | 11.3 | 23.45 | 206000 | 3.93 | 160000 | 2.19 | 3832.5
213916740 | Trane / Mitsubishi Electric | TUHYE2643BN40AN | Mixed Ducted and Non-Ducted Indoor Units | 252000 | 11.4 | 22.7 | 282000 | 3.83 | 212000 | 2.12 | 5250
213916741 | Trane / Mitsubishi Electric | TUHYE2643BN41AN | Mixed Ducted and Non-Ducted Indoor Units | 252000 | 11.4 | 22.7 | 282000 | 3.83 | 212000 | 2.12 | 5250
213916742 | Trane / Mitsubishi Electric | TUHYE2644BN40AN | Mixed Ducted and Non-Ducted Indoor Units | 252000 | 11.4 | 22.7 | 282000 | 3.83 | 212000 | 2.12 | 5250
213916743 | Trane / Mitsubishi Electric | TUHYE2644BN41AN | Mixed Ducted and Non-Ducted Indoor Units | 252000 | 11.4 | 22.7 | 282000 | 3.83 | 212000 | 2.12 | 5250
213916744 | Trane / Mitsubishi Electric | TUHYE2883BN40AN | Mixed Ducted and Non-Ducted Indoor Units | 276000 | 10.75 | 22.05 | 308000 | 3.78 | 234000 | 2.13 | 5750
213916745 | Trane / Mitsubishi Electric | TUHYE2883BN41AN | Mixed Ducted and Non-Ducted Indoor Units | 276000 | 10.75 | 22.05 | 308000 | 3.78 | 234000 | 2.13 | 5750
213916746 | Trane / Mitsubishi Electric | TUHYE2884BN40AN | Mixed Ducted and Non-Ducted Indoor Units | 276000 | 10.75 | 22.05 | 308000 | 3.78 | 234000 | 2.13 | 5750
213916747 | Trane / Mitsubishi Electric | TUHYE2884BN41AN | Mixed Ducted and Non-Ducted Indoor Units | 276000 | 10.75 | 22.05 | 308000 | 3.78 | 234000 | 2.13 | 5750
213916748 | Trane / Mitsubishi Electric | TUHYE3123BN40AN | Mixed Ducted and Non-Ducted Indoor Units | 298000 | 10.15 | 21.05 | 334000 | 3.68 | 266000 | 2.13 | 6207.5
213916749 | Trane / Mitsubishi Electric | TUHYE3123BN41AN | Mixed Ducted and Non-Ducted Indoor Units | 298000 | 10.15 | 21.05 | 334000 | 3.68 | 266000 | 2.13 | 6207.5
213916750 | Trane / Mitsubishi Electric | TUHYE3124BN40AN | Mixed Ducted and Non-Ducted Indoor Units | 298000 | 10.15 | 21.05 | 334000 | 3.68 | 266000 | 2.13 | 6207.5
213916751 | Trane / Mitsubishi Electric | TUHYE3124BN41AN | Mixed Ducted and Non-Ducted Indoor Units | 298000 | 10.15 | 21.05 | 334000 | 3.68 | 266000 | 2.13 | 6207.5
213916752 | Trane / Mitsubishi Electric | TUHYE3363BN40AN | Mixed Ducted and Non-Ducted Indoor Units | 320000 | 10.25 | 21.7 | 360000 | 3.63 | 280000 | 2.11 | 6667.5
213916753 | Trane / Mitsubishi Electric | TUHYE3363BN41AN | Mixed Ducted and Non-Ducted Indoor Units | 320000 | 10.25 | 21.7 | 360000 | 3.63 | 280000 | 2.11 | 6667.5
213916754 | Trane / Mitsubishi Electric | TUHYE3364BN40AN | Mixed Ducted and Non-Ducted Indoor Units | 320000 | 10.25 | 21.7 | 360000 | 3.63 | 280000 | 2.11 | 6667.5
213916755 | Trane / Mitsubishi Electric | TUHYE3364BN41AN | Mixed Ducted and Non-Ducted Indoor Units | 320000 | 10.25 | 21.7 | 360000 | 3.63 | 280000 | 2.11 | 6667.5
213916756 | Trane / Mitsubishi Electric | TUHYE3603BN40AN | Mixed Ducted and Non-Ducted Indoor Units | 344000 | 9.9 | 21.25 | 386000 | 3.58 | 312000 | 2.13 | 7167.5
213916757 | Trane / Mitsubishi Electric | TUHYE3603BN41AN | Mixed Ducted and Non-Ducted Indoor Units | 344000 | 9.9 | 21.25 | 386000 | 3.58 | 312000 | 2.13 | 7167.5
213916758 | Trane / Mitsubishi Electric | TUHYE3604BN40AN | Mixed Ducted and Non-Ducted Indoor Units | 344000 | 9.9 | 21.25 | 386000 | 3.58 | 312000 | 2.13 | 7167.5
213916759 | Trane / Mitsubishi Electric | TUHYE3604BN41AN | Mixed Ducted and Non-Ducted Indoor Units | 344000 | 9.9 | 21.25 | 386000 | 3.58 | 312000 | 2.13 | 7167.5
213916772 | Trane / Mitsubishi Electric | TUHYH0723AN40AN | Mixed Ducted and Non-Ducted Indoor Units | 69000 | 12.2 | 23.25 | 76000 | 4.21 | 64000 | 2.41 | 1437.5
213916773 | Trane / Mitsubishi Electric | TUHYH0723AN41AN | Mixed Ducted and Non-Ducted Indoor Units | 69000 | 12.2 | 23.25 | 76000 | 4.21 | 64000 | 2.41 | 1437.5
213916774 | Trane / Mitsubishi Electric | TUHYH0724AN40AN | Mixed Ducted and Non-Ducted Indoor Units | 69000 | 12.2 | 23.25 | 76000 | 4.21 | 64000 | 2.41 | 1437.5
213916775 | Trane / Mitsubishi Electric | TUHYH0724AN41AN | Mixed Ducted and Non-Ducted Indoor Units | 69000 | 12.2 | 23.25 | 76000 | 4.21 | 64000 | 2.41 | 1437.5
213916776 | Trane / Mitsubishi Electric | TUHYH0963AN40AN | Mixed Ducted and Non-Ducted Indoor Units | 92000 | 12.4 | 22.15 | 103000 | 4.17 | 87000 | 2.47 | 1917.5
213916777 | Trane / Mitsubishi Electric | TUHYH0963AN41AN | Mixed Ducted and Non-Ducted Indoor Units | 92000 | 12.4 | 22.15 | 103000 | 4.17 | 87000 | 2.47 | 1917.5
213916778 | Trane / Mitsubishi Electric | TUHYH0964AN40AN | Mixed Ducted and Non-Ducted Indoor Units | 92000 | 12.4 | 22.15 | 103000 | 4.17 | 87000 | 2.47 | 1917.5
213916779 | Trane / Mitsubishi Electric | TUHYH0964AN41AN | Mixed Ducted and Non-Ducted Indoor Units | 92000 | 12.4 | 22.15 | 103000 | 4.17 | 87000 | 2.47 | 1917.5
213916784 | Trane / Mitsubishi Electric | TUHYH1443BN40AN | Mixed Ducted and Non-Ducted Indoor Units | 138000 | 11.2 | 21.25 | 152000 | 3.89 | 128000 | 2.23 | 2875
213916785 | Trane / Mitsubishi Electric | TUHYH1443BN41AN | Mixed Ducted and Non-Ducted Indoor Units | 138000 | 11.2 | 21.25 | 152000 | 3.89 | 128000 | 2.23 | 2875
213916786 | Trane / Mitsubishi Electric | TUHYH1444BN40AN | Mixed Ducted and Non-Ducted Indoor Units | 138000 | 11.2 | 21.25 | 152000 | 3.89 | 128000 | 2.23 | 2875
213916787 | Trane / Mitsubishi Electric | TUHYH1923BN40AN | Mixed Ducted and Non-Ducted Indoor Units | 184000 | 11.55 | 20.7 | 206000 | 3.89 | 174000 | 2.31 | 3832.5
213916788 | Trane / Mitsubishi Electric | TUHYH1923BN41AN | Mixed Ducted and Non-Ducted Indoor Units | 184000 | 11.55 | 20.7 | 206000 | 3.89 | 174000 | 2.31 | 3832.5
213916789 | Trane / Mitsubishi Electric | TUHYH1924BN40AN | Mixed Ducted and Non-Ducted Indoor Units | 184000 | 11.55 | 20.7 | 206000 | 3.89 | 174000 | 2.31 | 3832.5
213916821 | Trane / Mitsubishi Electric | TUHYP2643BN40AN | Mixed Ducted and Non-Ducted Indoor Units | 252000 | 10.55 | 21.35 | 282000 | 3.75 | 186000 | 2.44 | 5250
213916822 | Trane / Mitsubishi Electric | TUHYP2643BN41AN | Mixed Ducted and Non-Ducted Indoor Units | 252000 | 10.55 | 21.35 | 282000 | 3.75 | 186000 | 2.44 | 5250
213916823 | Trane / Mitsubishi Electric | TUHYP2644BN40AN | Mixed Ducted and Non-Ducted Indoor Units | 252000 | 10.55 | 21.35 | 282000 | 3.75 | 186000 | 2.44 | 5250
213916824 | Trane / Mitsubishi Electric | TUHYP2644BN41AN | Mixed Ducted and Non-Ducted Indoor Units | 252000 | 10.55 | 21.35 | 282000 | 3.75 | 186000 | 2.44 | 5250
213916825 | Trane / Mitsubishi Electric | TUHYP2883BN40AN | Mixed Ducted and Non-Ducted Indoor Units | 276000 | 10.15 | 19.9 | 308000 | 3.68 | 200000 | 2.38 | 5750
213916826 | Trane / Mitsubishi Electric | TUHYP2883BN41AN | Mixed Ducted and Non-Ducted Indoor Units | 276000 | 10.15 | 19.9 | 308000 | 3.68 | 200000 | 2.38 | 5750
213916827 | Trane / Mitsubishi Electric | TUHYP2884BN40AN | Mixed Ducted and Non-Ducted Indoor Units | 276000 | 10.15 | 19.9 | 308000 | 3.68 | 200000 | 2.38 | 5750
213916828 | Trane / Mitsubishi Electric | TUHYP2884BN41AN | Mixed Ducted and Non-Ducted Indoor Units | 276000 | 10.15 | 19.9 | 308000 | 3.68 | 200000 | 2.38 | 5750
213916829 | Trane / Mitsubishi Electric | TUHYP3123BN40AN | Mixed Ducted and Non-Ducted Indoor Units | 298000 | 9.7 | 19.05 | 334000 | 3.56 | 216000 | 2.3 | 6207.5
213916830 | Trane / Mitsubishi Electric | TUHYP3123BN41AN | Mixed Ducted and Non-Ducted Indoor Units | 298000 | 9.7 | 19.05 | 334000 | 3.56 | 216000 | 2.3 | 6207.5
213916831 | Trane / Mitsubishi Electric | TUHYP3124BN40AN | Mixed Ducted and Non-Ducted Indoor Units | 298000 | 9.7 | 19.05 | 334000 | 3.56 | 216000 | 2.3 | 6207.5
213916832 | Trane / Mitsubishi Electric | TUHYP3124BN41AN | Mixed Ducted and Non-Ducted Indoor Units | 298000 | 9.7 | 19.05 | 334000 | 3.56 | 216000 | 2.3 | 6207.5
213916833 | Trane / Mitsubishi Electric | TUHYP3363BN40AN | Mixed Ducted and Non-Ducted Indoor Units | 320000 | 9.8 | 19.2 | 360000 | 3.53 | 234000 | 2.27 | 6667.5
213916834 | Trane / Mitsubishi Electric | TUHYP3363BN41AN | Mixed Ducted and Non-Ducted Indoor Units | 320000 | 9.8 | 19.2 | 360000 | 3.53 | 234000 | 2.27 | 6667.5
213916835 | Trane / Mitsubishi Electric | TUHYP3364BN40AN | Mixed Ducted and Non-Ducted Indoor Units | 320000 | 9.8 | 19.2 | 360000 | 3.53 | 234000 | 2.27 | 6667.5
213916836 | Trane / Mitsubishi Electric | TUHYP3364BN41AN | Mixed Ducted and Non-Ducted Indoor Units | 320000 | 9.8 | 19.2 | 360000 | 3.53 | 234000 | 2.27 | 6667.5
213916936 | Trane / Mitsubishi Electric | TUHYH1924BN41AN | Non-Ducted Indoor Units | 184000 | 11.5 | 21.6 | 206000 | 4.07 | 174000 | 2.4 | 3832.5
213916938 | Trane / Mitsubishi Electric | TUHYH1444BN41AN | Non-Ducted Indoor Units | 138000 | 11.6 | 23.1 | 152000 | 4.1 | 128000 | 2.34 | 2875
213916939 | Trane / Mitsubishi Electric | TUHYH1444BN41AN | Mixed Ducted and Non-Ducted Indoor Units | 138000 | 11.2 | 21.25 | 152000 | 3.89 | 128000 | 2.23 | 2875
213916940 | Trane / Mitsubishi Electric | TUHYH1924BN41AN | Mixed Ducted and Non-Ducted Indoor Units | 184000 | 11.55 | 20.7 | 206000 | 3.89 | 174000 | 2.31 | 3832.5
214050281 | Trane / Mitsubishi Electric | TURYE0723AN40AN | Mixed Ducted and Non-Ducted Indoor Units | 69000 | 12 | 22.85 | 76000 | 4.09 | 61000 | 2.27 | 1437.5
214050282 | Trane / Mitsubishi Electric | TURYE0723AN41AN | Mixed Ducted and Non-Ducted Indoor Units | 69000 | 12 | 22.85 | 76000 | 4.09 | 61000 | 2.27 | 1437.5
214050283 | Trane / Mitsubishi Electric | TURYE0724AN40AN | Mixed Ducted and Non-Ducted Indoor Units | 69000 | 12 | 22.85 | 76000 | 4.09 | 61000 | 2.27 | 1437.5
214050284 | Trane / Mitsubishi Electric | TURYE0724AN41AN | Mixed Ducted and Non-Ducted Indoor Units | 69000 | 12 | 22.85 | 76000 | 4.09 | 61000 | 2.27 | 1437.5
214050285 | Trane / Mitsubishi Electric | TURYE0963AN40AN | Mixed Ducted and Non-Ducted Indoor Units | 92000 | 11.85 | 23.35 | 103000 | 4.1 | 79000 | 2.27 | 1917.5
214050286 | Trane / Mitsubishi Electric | TURYE0963AN41AN | Mixed Ducted and Non-Ducted Indoor Units | 92000 | 11.85 | 23.35 | 103000 | 4.1 | 79000 | 2.27 | 1917.5
214050287 | Trane / Mitsubishi Electric | TURYE0964AN40AN | Mixed Ducted and Non-Ducted Indoor Units | 92000 | 11.85 | 23.35 | 103000 | 4.1 | 79000 | 2.27 | 1917.5
214050288 | Trane / Mitsubishi Electric | TURYE0964AN41AN | Mixed Ducted and Non-Ducted Indoor Units | 92000 | 11.85 | 23.35 | 103000 | 4.1 | 79000 | 2.27 | 1917.5
214050303 | Trane / Mitsubishi Electric | TURYE1923BN40AN | Mixed Ducted and Non-Ducted Indoor Units | 184000 | 11.15 | 21.45 | 204000 | 3.82 | 158000 | 2.11 | 3832.5
214050304 | Trane / Mitsubishi Electric | TURYE1923BN41AN | Mixed Ducted and Non-Ducted Indoor Units | 184000 | 11.15 | 21.45 | 204000 | 3.82 | 158000 | 2.11 | 3832.5
214050307 | Trane / Mitsubishi Electric | TURYE1924BN40AN | Mixed Ducted and Non-Ducted Indoor Units | 184000 | 11.15 | 21.45 | 204000 | 3.82 | 158000 | 2.11 | 3832.5
214050308 | Trane / Mitsubishi Electric | TURYE1924BN41AN | Mixed Ducted and Non-Ducted Indoor Units | 184000 | 11.15 | 21.45 | 204000 | 3.82 | 158000 | 2.11 | 3832.5
214050349 | Trane / Mitsubishi Electric | TURYH0723AN40AN | Mixed Ducted and Non-Ducted Indoor Units | 69000 | 11.85 | 22.25 | 76000 | 3.92 | 64000 | 2.28 | 1437.5
214050350 | Trane / Mitsubishi Electric | TURYH0723AN41AN | Mixed Ducted and Non-Ducted Indoor Units | 69000 | 11.85 | 22.25 | 76000 | 3.92 | 64000 | 2.28 | 1437.5
214050351 | Trane / Mitsubishi Electric | TURYH0724AN40AN | Mixed Ducted and Non-Ducted Indoor Units | 69000 | 11.85 | 22.25 | 76000 | 3.92 | 64000 | 2.28 | 1437.5
214050352 | Trane / Mitsubishi Electric | TURYH0724AN41AN | Mixed Ducted and Non-Ducted Indoor Units | 69000 | 11.85 | 22.25 | 76000 | 3.92 | 64000 | 2.28 | 1437.5
214050353 | Trane / Mitsubishi Electric | TURYH0963AN40AN | Mixed Ducted and Non-Ducted Indoor Units | 92000 | 11.8 | 21.75 | 103000 | 4.01 | 87000 | 2.27 | 1917.5
214050354 | Trane / Mitsubishi Electric | TURYH0963AN41AN | Mixed Ducted and Non-Ducted Indoor Units | 92000 | 11.8 | 21.75 | 103000 | 4.01 | 87000 | 2.27 | 1917.5
214050355 | Trane / Mitsubishi Electric | TURYH0964AN40AN | Mixed Ducted and Non-Ducted Indoor Units | 92000 | 11.8 | 21.75 | 103000 | 4.01 | 87000 | 2.27 | 1917.5
214050356 | Trane / Mitsubishi Electric | TURYH0964AN41AN | Mixed Ducted and Non-Ducted Indoor Units | 92000 | 11.8 | 21.75 | 103000 | 4.01 | 87000 | 2.27 | 1917.5
214050361 | Trane / Mitsubishi Electric | TURYH1443BN40AN | Mixed Ducted and Non-Ducted Indoor Units | 138000 | 11.15 | 20.65 | 152000 | 3.63 | 128000 | 2.11 | 2875
214050362 | Trane / Mitsubishi Electric | TURYH1443BN41AN | Mixed Ducted and Non-Ducted Indoor Units | 138000 | 11.15 | 20.65 | 152000 | 3.63 | 128000 | 2.11 | 2875
214050363 | Trane / Mitsubishi Electric | TURYH1444BN40AN | Mixed Ducted and Non-Ducted Indoor Units | 138000 | 11.15 | 20.65 | 152000 | 3.63 | 128000 | 2.11 | 2875
214050364 | Trane / Mitsubishi Electric | TURYH1444BN41AN | Mixed Ducted and Non-Ducted Indoor Units | 138000 | 11.15 | 20.65 | 152000 | 3.63 | 128000 | 2.11 | 2875
214050365 | Trane / Mitsubishi Electric | TURYH1923BN40AN | Mixed Ducted and Non-Ducted Indoor Units | 184000 | 11 | 20.4 | 206000 | 3.74 | 174000 | 2.12 | 3832.5
214050366 | Trane / Mitsubishi Electric | TURYH1923BN41AN | Mixed Ducted and Non-Ducted Indoor Units | 184000 | 11 | 20.4 | 206000 | 3.74 | 174000 | 2.12 | 3832.5
214050367 | Trane / Mitsubishi Electric | TURYH1924BN40AN | Mixed Ducted and Non-Ducted Indoor Units | 184000 | 11 | 20.4 | 206000 | 3.74 | 174000 | 2.12 | 3832.5
214050368 | Trane / Mitsubishi Electric | TURYH1924BN41AN | Mixed Ducted and Non-Ducted Indoor Units | 184000 | 11 | 20.4 | 206000 | 3.74 | 174000 | 2.12 | 3832.5
214050373 | Trane / Mitsubishi Electric | TURYP0723AN40AN | Mixed Ducted and Non-Ducted Indoor Units | 69000 | 11.65 | 22.3 | 76000 | 3.92 | 56000 | 2.26 | 1437.5
214050374 | Trane / Mitsubishi Electric | TURYP0723AN41AN | Mixed Ducted and Non-Ducted Indoor Units | 69000 | 11.65 | 22.3 | 76000 | 3.92 | 56000 | 2.26 | 1437.5
214050375 | Trane / Mitsubishi Electric | TURYP0724AN40AN | Mixed Ducted and Non-Ducted Indoor Units | 69000 | 11.65 | 22.3 | 76000 | 3.92 | 56000 | 2.26 | 1437.5
214050376 | Trane / Mitsubishi Electric | TURYP0724AN41AN | Mixed Ducted and Non-Ducted Indoor Units | 69000 | 11.65 | 22.3 | 76000 | 3.92 | 56000 | 2.26 | 1437.5
207574252 | VRF PLUS | CSCVA-APV072-9AB | Non-Ducted Indoor Units | 69000 | 13.8 | 23.6 | 77000 | 4.25 | 54000 | 2.65 | 1437.5
207574253 | VRF PLUS | CSCVA-APV072-9AB | Ducted Indoor Units | 69000 | 12 | 22.7 | 77000 | 3.69 | 54000 | 2.41 | 1437.5
207574254 | VRF PLUS | CSCVA-APV072-9AB | Mixed Ducted and Non-Ducted Indoor Units | 69000 | 12.9 | 23.15 | 77000 | 3.97 | 54000 | 2.53 | 1437.5
207574255 | VRF PLUS | CSCVA-APV096-9AB | Non-Ducted Indoor Units | 92000 | 12.4 | 23.5 | 103000 | 3.8 | 72000 | 2.46 | 1917.5
207574256 | VRF PLUS | CSCVA-APV096-9AB | Ducted Indoor Units | 92000 | 11.7 | 22.5 | 103000 | 3.57 | 72000 | 2.3 | 1917.5
207574257 | VRF PLUS | CSCVA-APV096-9AB | Mixed Ducted and Non-Ducted Indoor Units | 92000 | 12.05 | 23 | 103000 | 3.68 | 72000 | 2.38 | 1917.5
207574264 | VRF PLUS | CSCVA-APV072-4AB | Non-Ducted Indoor Units | 69000 | 13.8 | 23.6 | 77000 | 4.25 | 54000 | 2.65 | 1437.5
207574265 | VRF PLUS | CSCVA-APV072-4AB | Ducted Indoor Units | 69000 | 12 | 22.7 | 77000 | 3.69 | 54000 | 2.41 | 1437.5
207574266 | VRF PLUS | CSCVA-APV072-4AB | Mixed Ducted and Non-Ducted Indoor Units | 69000 | 12.9 | 23.15 | 77000 | 3.97 | 54000 | 2.53 | 1437.5
207574267 | VRF PLUS | CSCVA-APV096-4AB | Non-Ducted Indoor Units | 92000 | 12.4 | 23.5 | 103000 | 3.8 | 72000 | 2.46 | 1917.5
207574268 | VRF PLUS | CSCVA-APV096-4AB | Ducted Indoor Units | 92000 | 11.7 | 22.5 | 103000 | 3.57 | 72000 | 2.3 | 1917.5
207574269 | VRF PLUS | CSCVA-APV096-4AB | Mixed Ducted and Non-Ducted Indoor Units | 92000 | 12.05 | 23 | 103000 | 3.68 | 72000 | 2.38 | 1917.5
207574276 | VRF PLUS | CSCVA-APV072-9AH | Non-Ducted Indoor Units | 69000 | 13.8 | 23.6 | 77000 | 4.25 | 54000 | 2.65 | 1437.5
207574277 | VRF PLUS | CSCVA-APV072-9AH | Ducted Indoor Units | 69000 | 12 | 22.7 | 77000 | 3.69 | 54000 | 2.41 | 1437.5
207574278 | VRF PLUS | CSCVA-APV072-9AH | Mixed Ducted and Non-Ducted Indoor Units | 69000 | 12.9 | 23.15 | 77000 | 3.97 | 54000 | 2.53 | 1437.5
207574279 | VRF PLUS | CSCVA-APV096-9AH | Non-Ducted Indoor Units | 92000 | 12.4 | 23.5 | 103000 | 3.8 | 72000 | 2.46 | 1917.5
207574280 | VRF PLUS | CSCVA-APV096-9AH | Ducted Indoor Units | 92000 | 11.7 | 22.5 | 103000 | 3.57 | 72000 | 2.3 | 1917.5
207574281 | VRF PLUS | CSCVA-APV096-9AH | Mixed Ducted and Non-Ducted Indoor Units | 92000 | 12.05 | 23 | 103000 | 3.68 | 72000 | 2.38 | 1917.5
207574288 | VRF PLUS | CSCVA-APV072-4AH | Non-Ducted Indoor Units | 69000 | 13.8 | 23.6 | 77000 | 4.25 | 54000 | 2.65 | 1437.5
207574289 | VRF PLUS | CSCVA-APV072-4AH | Ducted Indoor Units | 69000 | 12 | 22.7 | 77000 | 3.69 | 54000 | 2.41 | 1437.5
207574290 | VRF PLUS | CSCVA-APV072-4AH | Mixed Ducted and Non-Ducted Indoor Units | 69000 | 12.9 | 23.15 | 77000 | 3.97 | 54000 | 2.53 | 1437.5
207574291 | VRF PLUS | CSCVA-APV096-4AH | Non-Ducted Indoor Units | 92000 | 12.4 | 23.5 | 103000 | 3.8 | 72000 | 2.46 | 1917.5
207574292 | VRF PLUS | CSCVA-APV096-4AH | Ducted Indoor Units | 92000 | 11.7 | 22.5 | 103000 | 3.57 | 72000 | 2.3 | 1917.5
207574293 | VRF PLUS | CSCVA-APV096-4AH | Mixed Ducted and Non-Ducted Indoor Units | 92000 | 12.05 | 23 | 103000 | 3.68 | 72000 | 2.38 | 1917.5
203993363 | YORK | YVAHP432B32S | Ducted Indoor Units | 400000 | 9.6 | 19 | 460000 | 3.35 | 300000 | 2.19 | 8332.5
203993371 | YORK | YVAHP432B42S | Ducted Indoor Units | 400000 | 9.6 | 19 | 460000 | 3.35 | 300000 | 2.19 | 8332.5
203993384 | YORK | YVAHP384B32S | Non-Ducted Indoor Units | 366000 | 9.6 | 19.6 | 410000 | 3.37 | 276000 | 2.2 | 7625
203993398 | YORK | YVAHP384B42S | Non-Ducted Indoor Units | 366000 | 9.6 | 19.6 | 410000 | 3.37 | 276000 | 2.2 | 7625
203993449 | YORK | YVAHR384B32S | Non-Ducted Indoor Units | 366000 | 9.6 | 19.6 | 410000 | 3.37 | 276000 | 2.2 | 7625
203993469 | YORK | YVAHR384B42S | Non-Ducted Indoor Units | 366000 | 9.6 | 19.6 | 410000 | 3.37 | 276000 | 2.2 | 7625
203993494 | YORK | YVAHR432B32S | Ducted Indoor Units | 400000 | 9.6 | 19 | 460000 | 3.35 | 300000 | 2.19 | 8332.5
203993505 | YORK | YVAHR432B42S | Ducted Indoor Units | 400000 | 9.6 | 19 | 460000 | 3.35 | 300000 | 2.19 | 8332.5
203993679 | YORK | YVAHP072B32S | Ducted Indoor Units | 69000 | 12.2 | 21.1 | 77000 | 3.54 | 56000 | 2.38 | 1437.5
203993686 | YORK | YVAHP072B42S | Ducted Indoor Units | 69000 | 12.2 | 21.1 | 77000 | 3.54 | 56000 | 2.38 | 1437.5
203993693 | YORK | YVAHR072B32S | Ducted Indoor Units | 69000 | 12.2 | 21.1 | 77000 | 3.54 | 56000 | 2.38 | 1437.5
203993699 | YORK | YVAHR072B42S | Ducted Indoor Units | 69000 | 12.2 | 21.1 | 77000 | 3.54 | 56000 | 2.38 | 1437.5
203993706 | YORK | YVAHP072B32S | Non-Ducted Indoor Units | 69000 | 14.9 | 26.5 | 77000 | 4.25 | 56000 | 2.6 | 1437.5
203993713 | YORK | YVAHP072B42S | Non-Ducted Indoor Units | 69000 | 14.9 | 26.5 | 77000 | 4.25 | 56000 | 2.6 | 1437.5
203993721 | YORK | YVAHR072B32S | Non-Ducted Indoor Units | 69000 | 14.9 | 26.5 | 77000 | 4.25 | 56000 | 2.6 | 1437.5
203993727 | YORK | YVAHR072B42S | Non-Ducted Indoor Units | 69000 | 14.9 | 26.5 | 77000 | 4.25 | 56000 | 2.6 | 1437.5
203993735 | YORK | YVAHP096B32S | Ducted Indoor Units | 92000 | 12.4 | 22.1 | 103000 | 3.65 | 76000 | 2.36 | 1917.5
203993742 | YORK | YVAHP096B42S | Ducted Indoor Units | 92000 | 12.4 | 22.1 | 103000 | 3.65 | 76000 | 2.36 | 1917.5
203993749 | YORK | YVAHR096B32S | Ducted Indoor Units | 92000 | 12.4 | 22.1 | 103000 | 3.65 | 76000 | 2.36 | 1917.5
203993756 | YORK | YVAHR096B42S | Ducted Indoor Units | 92000 | 12.4 | 22.1 | 103000 | 3.65 | 76000 | 2.36 | 1917.5
203993763 | YORK | YVAHP096B32S | Non-Ducted Indoor Units | 92000 | 12.4 | 23.9 | 103000 | 3.77 | 76000 | 2.4 | 1917.5
203993770 | YORK | YVAHP096B42S | Non-Ducted Indoor Units | 92000 | 12.4 | 23.9 | 103000 | 3.77 | 76000 | 2.4 | 1917.5
203993777 | YORK | YVAHR096B32S | Non-Ducted Indoor Units | 92000 | 12.4 | 23.9 | 103000 | 3.77 | 76000 | 2.4 | 1917.5
203993784 | YORK | YVAHR096B42S | Non-Ducted Indoor Units | 92000 | 12.4 | 23.9 | 103000 | 3.77 | 76000 | 2.4 | 1917.5
203993790 | YORK | YVAHP120B32S | Ducted Indoor Units | 115000 | 12.2 | 21.7 | 129000 | 3.55 | 92000 | 2.3 | 2395
203993797 | YORK | YVAHP120B42S | Ducted Indoor Units | 115000 | 12.2 | 21.7 | 129000 | 3.55 | 92000 | 2.3 | 2395
203993804 | YORK | YVAHR120B32S | Ducted Indoor Units | 115000 | 12.2 | 21.7 | 129000 | 3.55 | 92000 | 2.3 | 2395
203993812 | YORK | YVAHR120B42S | Ducted Indoor Units | 115000 | 12.2 | 21.7 | 129000 | 3.55 | 92000 | 2.3 | 2395
203993818 | YORK | YVAHP144B32S | Ducted Indoor Units | 138000 | 11.2 | 21.2 | 154000 | 3.4 | 110000 | 2.15 | 2875
203993825 | YORK | YVAHP144B42S | Ducted Indoor Units | 138000 | 11.2 | 21.2 | 154000 | 3.4 | 110000 | 2.15 | 2875
203993832 | YORK | YVAHR144B32S | Ducted Indoor Units | 138000 | 11.2 | 21.2 | 154000 | 3.4 | 110000 | 2.15 | 2875
203993839 | YORK | YVAHR144B42S | Ducted Indoor Units | 138000 | 11.2 | 21.2 | 154000 | 3.4 | 110000 | 2.15 | 2875
203993846 | YORK | YVAHP168B32S | Ducted Indoor Units | 160000 | 11.8 | 21.4 | 180000 | 3.56 | 124000 | 2.4 | 3332.5
203993853 | YORK | YVAHP168B42S | Ducted Indoor Units | 160000 | 11.8 | 21.4 | 180000 | 3.56 | 124000 | 2.4 | 3332.5
203993860 | YORK | YVAHR168B32S | Ducted Indoor Units | 160000 | 11.8 | 21.4 | 180000 | 3.56 | 124000 | 2.4 | 3332.5
203993867 | YORK | YVAHR168B42S | Ducted Indoor Units | 160000 | 11.8 | 21.4 | 180000 | 3.56 | 124000 | 2.4 | 3332.5
203993874 | YORK | YVAHP192B32S | Ducted Indoor Units | 184000 | 11.1 | 20.8 | 206000 | 3.38 | 140000 | 2.15 | 3832.5
203993881 | YORK | YVAHP192B42S | Ducted Indoor Units | 184000 | 11.1 | 20.8 | 206000 | 3.38 | 140000 | 2.15 | 3832.5
203993888 | YORK | YVAHR192B32S | Ducted Indoor Units | 184000 | 11.1 | 20.8 | 206000 | 3.38 | 140000 | 2.15 | 3832.5
203993895 | YORK | YVAHR192B42S | Ducted Indoor Units | 184000 | 11.1 | 20.8 | 206000 | 3.38 | 140000 | 2.15 | 3832.5
203993929 | YORK | YVAHP120B32S | Non-Ducted Indoor Units | 115000 | 12.7 | 24.4 | 129000 | 3.84 | 92000 | 2.37 | 2395
203993936 | YORK | YVAHP120B42S | Non-Ducted Indoor Units | 115000 | 12.7 | 24.4 | 129000 | 3.84 | 92000 | 2.37 | 2395
203993943 | YORK | YVAHR120B32S | Non-Ducted Indoor Units | 115000 | 12.7 | 24.4 | 129000 | 3.84 | 92000 | 2.37 | 2395
203993950 | YORK | YVAHR120B42S | Non-Ducted Indoor Units | 115000 | 12.7 | 24.4 | 129000 | 3.84 | 92000 | 2.37 | 2395
203994010 | YORK | YVAHP168B32S | Non-Ducted Indoor Units | 160000 | 11.6 | 23.4 | 180000 | 3.65 | 124000 | 2.16 | 3332.5
203994016 | YORK | YVAHP168B42S | Non-Ducted Indoor Units | 160000 | 11.6 | 23.4 | 180000 | 3.65 | 124000 | 2.16 | 3332.5
203994023 | YORK | YVAHR168B32S | Non-Ducted Indoor Units | 160000 | 11.6 | 23.4 | 180000 | 3.65 | 124000 | 2.16 | 3332.5
203994030 | YORK | YVAHR168B42S | Non-Ducted Indoor Units | 160000 | 11.6 | 23.4 | 180000 | 3.65 | 124000 | 2.16 | 3332.5
203994050 | YORK | YVAHP216B32S | Ducted Indoor Units | 206000 | 11.2 | 20.7 | 232000 | 3.51 | 164000 | 2.29 | 4292.5
203994057 | YORK | YVAHP216B42S | Ducted Indoor Units | 206000 | 11.2 | 20.7 | 232000 | 3.51 | 164000 | 2.29 | 4292.5
203994064 | YORK | YVAHR216B32S | Ducted Indoor Units | 206000 | 11.2 | 20.7 | 232000 | 3.51 | 164000 | 2.29 | 4292.5
203994070 | YORK | YVAHR216B42S | Ducted Indoor Units | 206000 | 11.2 | 20.7 | 232000 | 3.51 | 164000 | 2.29 | 4292.5
203994130 | YORK | YVAHP240B32S | Non-Ducted Indoor Units | 230000 | 11.1 | 20.8 | 258000 | 3.67 | 178000 | 2.35 | 4792.5
203994135 | YORK | YVAHP240B42S | Non-Ducted Indoor Units | 230000 | 11.1 | 20.8 | 258000 | 3.67 | 178000 | 2.35 | 4792.5
203994138 | YORK | YVAHR240B32S | Non-Ducted Indoor Units | 230000 | 11.1 | 20.8 | 258000 | 3.67 | 178000 | 2.35 | 4792.5
203994141 | YORK | YVAHR240B42S | Non-Ducted Indoor Units | 230000 | 11.1 | 20.8 | 258000 | 3.67 | 178000 | 2.35 | 4792.5
203994144 | YORK | YVAHP264B32S | Ducted Indoor Units | 252000 | 10.5 | 20.8 | 282000 | 3.56 | 200000 | 2.26 | 5250
203994147 | YORK | YVAHP264B42S | Ducted Indoor Units | 252000 | 10.5 | 20.8 | 282000 | 3.56 | 200000 | 2.26 | 5250
203994150 | YORK | YVAHR264B32S | Ducted Indoor Units | 252000 | 10.5 | 20.8 | 282000 | 3.56 | 200000 | 2.26 | 5250
203994153 | YORK | YVAHR264B42S | Ducted Indoor Units | 252000 | 10.5 | 20.8 | 282000 | 3.56 | 200000 | 2.26 | 5250
203994156 | YORK | YVAHP264B32S | Non-Ducted Indoor Units | 252000 | 10 | 21.1 | 282000 | 3.7 | 200000 | 2.26 | 5250
203994159 | YORK | YVAHP264B42S | Non-Ducted Indoor Units | 252000 | 10 | 21.1 | 282000 | 3.7 | 200000 | 2.26 | 5250
203994162 | YORK | YVAHR264B32S | Non-Ducted Indoor Units | 252000 | 10 | 21.1 | 282000 | 3.7 | 200000 | 2.26 | 5250
203994165 | YORK | YVAHR264B42S | Non-Ducted Indoor Units | 252000 | 10 | 21.1 | 282000 | 3.7 | 200000 | 2.26 | 5250
203994174 | YORK | YVAHP288B32S | Ducted Indoor Units | 276000 | 9.9 | 20.7 | 308000 | 3.42 | 214000 | 2.24 | 5750
203994177 | YORK | YVAHP288B42S | Ducted Indoor Units | 276000 | 9.9 | 20.7 | 308000 | 3.42 | 214000 | 2.24 | 5750
203994180 | YORK | YVAHR288B32S | Ducted Indoor Units | 276000 | 9.9 | 20.7 | 308000 | 3.42 | 214000 | 2.24 | 5750
203994183 | YORK | YVAHR288B42S | Ducted Indoor Units | 276000 | 9.9 | 20.7 | 308000 | 3.42 | 214000 | 2.24 | 5750
203994198 | YORK | YVAHP312B32S | Ducted Indoor Units | 298000 | 10 | 19.5 | 334000 | 3.31 | 232000 | 2.12 | 6207.5
203994201 | YORK | YVAHP312B42S | Ducted Indoor Units | 298000 | 10 | 19.5 | 334000 | 3.31 | 232000 | 2.12 | 6207.5
203994204 | YORK | YVAHR312B32S | Ducted Indoor Units | 298000 | 10 | 19.5 | 334000 | 3.31 | 232000 | 2.12 | 6207.5
203994207 | YORK | YVAHR312B42S | Ducted Indoor Units | 298000 | 10 | 19.5 | 334000 | 3.31 | 232000 | 2.12 | 6207.5
203994222 | YORK | YVAHP336B32S | Ducted Indoor Units | 320000 | 9.8 | 19.1 | 360000 | 3.32 | 250000 | 2.25 | 6667.5
203994225 | YORK | YVAHP336B42S | Ducted Indoor Units | 320000 | 9.8 | 19.1 | 360000 | 3.32 | 250000 | 2.25 | 6667.5
203994228 | YORK | YVAHR336B32S | Ducted Indoor Units | 320000 | 9.8 | 19.1 | 360000 | 3.32 | 250000 | 2.25 | 6667.5
203994231 | YORK | YVAHR336B42S | Ducted Indoor Units | 320000 | 9.8 | 19.1 | 360000 | 3.32 | 250000 | 2.25 | 6667.5
203994564 | YORK | YVAHP072B32S | Mixed Ducted and Non-Ducted Indoor Units | 69000 | 13.55 | 23.8 | 77000 | 3.89 | 56000 | 2.49 | 1437.5
203994567 | YORK | YVAHP072B42S | Mixed Ducted and Non-Ducted Indoor Units | 69000 | 13.55 | 23.8 | 77000 | 3.89 | 56000 | 2.49 | 1437.5
203994570 | YORK | YVAHR072B32S | Mixed Ducted and Non-Ducted Indoor Units | 69000 | 13.55 | 23.8 | 77000 | 3.89 | 56000 | 2.49 | 1437.5
203994573 | YORK | YVAHR072B42S | Mixed Ducted and Non-Ducted Indoor Units | 69000 | 13.55 | 23.8 | 77000 | 3.89 | 56000 | 2.49 | 1437.5
203994582 | YORK | YVAHP096B32S | Mixed Ducted and Non-Ducted Indoor Units | 92000 | 12.4 | 23 | 103000 | 3.71 | 76000 | 2.38 | 1917.5
203994585 | YORK | YVAHP096B42S | Mixed Ducted and Non-Ducted Indoor Units | 92000 | 12.4 | 23 | 103000 | 3.71 | 76000 | 2.38 | 1917.5
203994588 | YORK | YVAHR096B32S | Mixed Ducted and Non-Ducted Indoor Units | 92000 | 12.4 | 23 | 103000 | 3.71 | 76000 | 2.38 | 1917.5
203994591 | YORK | YVAHR096B42S | Mixed Ducted and Non-Ducted Indoor Units | 92000 | 12.4 | 23 | 103000 | 3.71 | 76000 | 2.38 | 1917.5
203994594 | YORK | YVAHP120B32S | Mixed Ducted and Non-Ducted Indoor Units | 115000 | 12.45 | 23.05 | 129000 | 3.69 | 92000 | 2.33 | 2395
203994597 | YORK | YVAHP120B42S | Mixed Ducted and Non-Ducted Indoor Units | 115000 | 12.45 | 23.05 | 129000 | 3.69 | 92000 | 2.33 | 2395
203994600 | YORK | YVAHR120B32S | Mixed Ducted and Non-Ducted Indoor Units | 115000 | 12.45 | 23.05 | 129000 | 3.69 | 92000 | 2.33 | 2395
203994603 | YORK | YVAHR120B42S | Mixed Ducted and Non-Ducted Indoor Units | 115000 | 12.45 | 23.05 | 129000 | 3.69 | 92000 | 2.33 | 2395
203994612 | YORK | YVAHP144B32S | Mixed Ducted and Non-Ducted Indoor Units | 138000 | 11.05 | 22.55 | 154000 | 3.41 | 110000 | 2.13 | 2875
203994615 | YORK | YVAHP144B42S | Mixed Ducted and Non-Ducted Indoor Units | 138000 | 11.05 | 22.55 | 154000 | 3.41 | 110000 | 2.13 | 2875
203994618 | YORK | YVAHR144B32S | Mixed Ducted and Non-Ducted Indoor Units | 138000 | 11.05 | 22.55 | 154000 | 3.41 | 110000 | 2.13 | 2875
203994621 | YORK | YVAHR144B42S | Mixed Ducted and Non-Ducted Indoor Units | 138000 | 11.05 | 22.55 | 154000 | 3.41 | 110000 | 2.13 | 2875
203994630 | YORK | YVAHP168B32S | Mixed Ducted and Non-Ducted Indoor Units | 160000 | 11.7 | 22.4 | 180000 | 3.6 | 124000 | 2.28 | 3332.5
203994633 | YORK | YVAHP168B42S | Mixed Ducted and Non-Ducted Indoor Units | 160000 | 11.7 | 22.4 | 180000 | 3.6 | 124000 | 2.28 | 3332.5
203994636 | YORK | YVAHR168B32S | Mixed Ducted and Non-Ducted Indoor Units | 160000 | 11.7 | 22.4 | 180000 | 3.6 | 124000 | 2.28 | 3332.5
203994639 | YORK | YVAHR168B42S | Mixed Ducted and Non-Ducted Indoor Units | 160000 | 11.7 | 22.4 | 180000 | 3.6 | 124000 | 2.28 | 3332.5
203994660 | YORK | YVAHP216B32S | Mixed Ducted and Non-Ducted Indoor Units | 206000 | 11.05 | 20.8 | 232000 | 3.66 | 164000 | 2.3 | 4292.5
203994663 | YORK | YVAHP216B42S | Mixed Ducted and Non-Ducted Indoor Units | 206000 | 11.05 | 20.8 | 232000 | 3.66 | 164000 | 2.3 | 4292.5
203994666 | YORK | YVAHR216B32S | Mixed Ducted and Non-Ducted Indoor Units | 206000 | 11.05 | 20.8 | 232000 | 3.66 | 164000 | 2.3 | 4292.5
203994669 | YORK | YVAHR216B42S | Mixed Ducted and Non-Ducted Indoor Units | 206000 | 11.05 | 20.8 | 232000 | 3.66 | 164000 | 2.3 | 4292.5
203994684 | YORK | YVAHP264B32S | Mixed Ducted and Non-Ducted Indoor Units | 252000 | 10.25 | 20.95 | 282000 | 3.63 | 200000 | 2.26 | 5250
203994687 | YORK | YVAHP264B42S | Mixed Ducted and Non-Ducted Indoor Units | 252000 | 10.25 | 20.95 | 282000 | 3.63 | 200000 | 2.26 | 5250
203994690 | YORK | YVAHR264B32S | Mixed Ducted and Non-Ducted Indoor Units | 252000 | 10.25 | 20.95 | 282000 | 3.63 | 200000 | 2.26 | 5250
203994693 | YORK | YVAHR264B42S | Mixed Ducted and Non-Ducted Indoor Units | 252000 | 10.25 | 20.95 | 282000 | 3.63 | 200000 | 2.26 | 5250
203994702 | YORK | YVAHP288B32S | Mixed Ducted and Non-Ducted Indoor Units | 276000 | 9.7 | 20.05 | 308000 | 3.42 | 214000 | 2.22 | 5750
203994705 | YORK | YVAHP288B42S | Mixed Ducted and Non-Ducted Indoor Units | 276000 | 9.7 | 20.05 | 308000 | 3.42 | 214000 | 2.22 | 5750
203994708 | YORK | YVAHR288B32S | Mixed Ducted and Non-Ducted Indoor Units | 276000 | 9.7 | 20.05 | 308000 | 3.42 | 214000 | 2.22 | 5750
203994711 | YORK | YVAHR288B42S | Mixed Ducted and Non-Ducted Indoor Units | 276000 | 9.7 | 20.05 | 308000 | 3.42 | 214000 | 2.22 | 5750
203994714 | YORK | YVAHP312B32S | Mixed Ducted and Non-Ducted Indoor Units | 298000 | 9.85 | 19.9 | 334000 | 3.34 | 232000 | 2.08 | 6207.5
203994717 | YORK | YVAHP312B42S | Mixed Ducted and Non-Ducted Indoor Units | 298000 | 9.85 | 19.9 | 334000 | 3.34 | 232000 | 2.08 | 6207.5
203994720 | YORK | YVAHR312B32S | Mixed Ducted and Non-Ducted Indoor Units | 298000 | 9.85 | 19.9 | 334000 | 3.34 | 232000 | 2.08 | 6207.5
203994723 | YORK | YVAHR312B42S | Mixed Ducted and Non-Ducted Indoor Units | 298000 | 9.85 | 19.9 | 334000 | 3.34 | 232000 | 2.08 | 6207.5
203994726 | YORK | YVAHP336B32S | Mixed Ducted and Non-Ducted Indoor Units | 320000 | 9.65 | 19.95 | 360000 | 3.29 | 250000 | 2.28 | 6667.5
203994729 | YORK | YVAHP336B42S | Mixed Ducted and Non-Ducted Indoor Units | 320000 | 9.65 | 19.95 | 360000 | 3.29 | 250000 | 2.28 | 6667.5
203994732 | YORK | YVAHR336B32S | Mixed Ducted and Non-Ducted Indoor Units | 320000 | 9.65 | 19.95 | 360000 | 3.29 | 250000 | 2.28 | 6667.5
203994735 | YORK | YVAHR336B42S | Mixed Ducted and Non-Ducted Indoor Units | 320000 | 9.65 | 19.95 | 360000 | 3.29 | 250000 | 2.28 | 6667.5
204269152 | YORK | YVAHR072B52S | Non-Ducted Indoor Units | 69000 | 14.9 | 26.5 | 77000 | 4.25 | 56000 | 2.6 | 1437.5
204269153 | YORK | YVAHR096B52S | Non-Ducted Indoor Units | 92000 | 12.4 | 23.9 | 103000 | 3.77 | 76000 | 2.4 | 1917.5
204269154 | YORK | YVAHR120B52S | Non-Ducted Indoor Units | 114000 | 12.7 | 24.4 | 129000 | 3.84 | 92000 | 2.37 | 2375
204269156 | YORK | YVAHR168B52S | Non-Ducted Indoor Units | 160000 | 11.6 | 23.4 | 180000 | 3.65 | 124000 | 2.16 | 3332.5
204269159 | YORK | YVAHR240B52S | Non-Ducted Indoor Units | 228000 | 11.1 | 20.8 | 258000 | 3.67 | 178000 | 2.35 | 4750
204269160 | YORK | YVAHR264B52S | Non-Ducted Indoor Units | 252000 | 10 | 21.1 | 282000 | 3.7 | 200000 | 2.26 | 5250
204269165 | YORK | YVAHR384B52S | Non-Ducted Indoor Units | 366000 | 9.6 | 19.6 | 410000 | 3.37 | 276000 | 2.2 | 7625
204269200 | YORK | YVAHR072B52S | Ducted Indoor Units | 69000 | 12.2 | 21.1 | 77000 | 3.54 | 56000 | 2.38 | 1437.5
204269201 | YORK | YVAHR096B52S | Ducted Indoor Units | 92000 | 12.4 | 22.1 | 103000 | 3.65 | 76000 | 2.36 | 1917.5
204269202 | YORK | YVAHR120B52S | Ducted Indoor Units | 114000 | 12.4 | 21.7 | 129000 | 3.55 | 92000 | 2.3 | 2375
204269203 | YORK | YVAHR144B52S | Ducted Indoor Units | 138000 | 11.2 | 21.2 | 154000 | 3.4 | 110000 | 2.15 | 2875
204269204 | YORK | YVAHR168B52S | Ducted Indoor Units | 160000 | 11.8 | 21.4 | 180000 | 3.56 | 124000 | 2.4 | 3332.5
204269205 | YORK | YVAHR192B52S | Ducted Indoor Units | 184000 | 11.1 | 20.8 | 206000 | 3.38 | 140000 | 2.15 | 3832.5
204269206 | YORK | YVAHR216B52S | Ducted Indoor Units | 206000 | 11.2 | 20.7 | 232000 | 3.51 | 164000 | 2.29 | 4292.5
204269208 | YORK | YVAHR264B52S | Ducted Indoor Units | 252000 | 10.5 | 20.8 | 282000 | 3.56 | 200000 | 2.26 | 5250
204269209 | YORK | YVAHR288B52S | Ducted Indoor Units | 276000 | 9.9 | 20.7 | 308000 | 3.42 | 214000 | 2.24 | 5750
204269210 | YORK | YVAHR312B52S | Ducted Indoor Units | 298000 | 10 | 19.5 | 334000 | 3.31 | 232000 | 2.12 | 6207.5
204269211 | YORK | YVAHR336B52S | Ducted Indoor Units | 320000 | 9.8 | 19.1 | 360000 | 3.32 | 250000 | 2.25 | 6667.5
204269215 | YORK | YVAHR432B52S | Ducted Indoor Units | 400000 | 9.6 | 19 | 460000 | 3.35 | 300000 | 2.19 | 8332.5
204269248 | YORK | YVAHP072B52S | Non-Ducted Indoor Units | 69000 | 14.9 | 26.5 | 77000 | 4.25 | 56000 | 2.6 | 1437.5
204269249 | YORK | YVAHP096B52S | Non-Ducted Indoor Units | 92000 | 12.4 | 23.9 | 103000 | 3.77 | 76000 | 2.4 | 1917.5
204269250 | YORK | YVAHP120B52S | Non-Ducted Indoor Units | 114000 | 12.7 | 24.4 | 129000 | 3.84 | 92000 | 2.37 | 2375
204269252 | YORK | YVAHP168B52S | Non-Ducted Indoor Units | 160000 | 11.6 | 23.4 | 180000 | 3.65 | 124000 | 2.16 | 3332.5
204269255 | YORK | YVAHP240B52S | Non-Ducted Indoor Units | 228000 | 11.1 | 20.8 | 258000 | 3.67 | 178000 | 2.35 | 4750
204269256 | YORK | YVAHP264B52S | Non-Ducted Indoor Units | 252000 | 10 | 21.1 | 282000 | 3.7 | 200000 | 2.26 | 5250
204269261 | YORK | YVAHP384B52S | Non-Ducted Indoor Units | 366000 | 9.6 | 19.6 | 410000 | 3.37 | 276000 | 2.2 | 7625
204269296 | YORK | YVAHP072B52S | Ducted Indoor Units | 69000 | 12.2 | 21.1 | 77000 | 3.54 | 56000 | 2.38 | 1437.5
204269297 | YORK | YVAHP096B52S | Ducted Indoor Units | 92000 | 12.4 | 22.1 | 103000 | 3.65 | 76000 | 2.36 | 1917.5
204269298 | YORK | YVAHP120B52S | Ducted Indoor Units | 114000 | 12.4 | 21.7 | 129000 | 3.55 | 92000 | 2.3 | 2375
204269299 | YORK | YVAHP144B52S | Ducted Indoor Units | 138000 | 11.2 | 21.2 | 154000 | 3.4 | 110000 | 2.15 | 2875
204269300 | YORK | YVAHP168B52S | Ducted Indoor Units | 160000 | 11.8 | 21.4 | 180000 | 3.56 | 124000 | 2.4 | 3332.5
204269301 | YORK | YVAHP192B52S | Ducted Indoor Units | 184000 | 11.1 | 20.8 | 206000 | 3.38 | 140000 | 2.15 | 3832.5
204269302 | YORK | YVAHP216B52S | Ducted Indoor Units | 206000 | 11.2 | 20.7 | 232000 | 3.51 | 164000 | 2.29 | 4292.5
204269304 | YORK | YVAHP264B52S | Ducted Indoor Units | 252000 | 10.5 | 20.8 | 282000 | 3.56 | 200000 | 2.26 | 5250
204269305 | YORK | YVAHP288B52S | Ducted Indoor Units | 276000 | 9.9 | 20.7 | 308000 | 3.42 | 214000 | 2.24 | 5750
204269306 | YORK | YVAHP312B52S | Ducted Indoor Units | 298000 | 10 | 19.5 | 334000 | 3.31 | 232000 | 2.12 | 6207.5
204269307 | YORK | YVAHP336B52S | Ducted Indoor Units | 320000 | 9.8 | 19.1 | 360000 | 3.32 | 250000 | 2.25 | 6667.5
204269311 | YORK | YVAHP432B52S | Ducted Indoor Units | 400000 | 9.6 | 19 | 460000 | 3.35 | 300000 | 2.19 | 8332.5
204269344 | YORK | YVAHR072B52S | Mixed Ducted and Non-Ducted Indoor Units | 69000 | 13.55 | 23.8 | 77000 | 3.89 | 56000 | 2.49 | 1437.5
204269345 | YORK | YVAHR096B52S | Mixed Ducted and Non-Ducted Indoor Units | 92000 | 12.4 | 23 | 103000 | 3.71 | 76000 | 2.38 | 1917.5
204269346 | YORK | YVAHR120B52S | Mixed Ducted and Non-Ducted Indoor Units | 114000 | 12.55 | 23.05 | 129000 | 3.69 | 92000 | 2.33 | 2375
204269347 | YORK | YVAHR144B52S | Mixed Ducted and Non-Ducted Indoor Units | 138000 | 11.05 | 22.55 | 154000 | 3.41 | 110000 | 2.13 | 2875
204269348 | YORK | YVAHR168B52S | Mixed Ducted and Non-Ducted Indoor Units | 160000 | 11.7 | 22.4 | 180000 | 3.6 | 124000 | 2.28 | 3332.5
204269350 | YORK | YVAHR216B52S | Mixed Ducted and Non-Ducted Indoor Units | 206000 | 11.05 | 20.8 | 232000 | 3.66 | 164000 | 2.3 | 4292.5
204269352 | YORK | YVAHR264B52S | Mixed Ducted and Non-Ducted Indoor Units | 252000 | 10.25 | 20.95 | 282000 | 3.63 | 200000 | 2.26 | 5250
204269353 | YORK | YVAHR288B52S | Mixed Ducted and Non-Ducted Indoor Units | 276000 | 9.7 | 20.05 | 308000 | 3.42 | 214000 | 2.22 | 5750
204269354 | YORK | YVAHR312B52S | Mixed Ducted and Non-Ducted Indoor Units | 298000 | 9.85 | 19.9 | 334000 | 3.34 | 232000 | 2.08 | 6207.5
204269355 | YORK | YVAHR336B52S | Mixed Ducted and Non-Ducted Indoor Units | 320000 | 9.65 | 19.95 | 360000 | 3.29 | 250000 | 2.28 | 6667.5
204269392 | YORK | YVAHP072B52S | Mixed Ducted and Non-Ducted Indoor Units | 69000 | 13.55 | 23.8 | 77000 | 3.89 | 56000 | 2.49 | 1437.5
204269393 | YORK | YVAHP096B52S | Mixed Ducted and Non-Ducted Indoor Units | 92000 | 12.4 | 23 | 103000 | 3.71 | 76000 | 2.38 | 1917.5
204269394 | YORK | YVAHP120B52S | Mixed Ducted and Non-Ducted Indoor Units | 114000 | 12.55 | 23.05 | 129000 | 3.69 | 92000 | 2.33 | 2375
204269395 | YORK | YVAHP144B52S | Mixed Ducted and Non-Ducted Indoor Units | 138000 | 11.05 | 22.55 | 154000 | 3.41 | 110000 | 2.13 | 2875
204269396 | YORK | YVAHP168B52S | Mixed Ducted and Non-Ducted Indoor Units | 160000 | 11.7 | 22.4 | 180000 | 3.6 | 124000 | 2.28 | 3332.5
204269398 | YORK | YVAHP216B52S | Mixed Ducted and Non-Ducted Indoor Units | 206000 | 11.05 | 20.8 | 232000 | 3.66 | 164000 | 2.3 | 4292.5
204269400 | YORK | YVAHP264B52S | Mixed Ducted and Non-Ducted Indoor Units | 252000 | 10.25 | 20.95 | 282000 | 3.63 | 200000 | 2.26 | 5250
204269401 | YORK | YVAHP288B52S | Mixed Ducted and Non-Ducted Indoor Units | 276000 | 9.7 | 20.05 | 308000 | 3.42 | 214000 | 2.22 | 5750
204269402 | YORK | YVAHP312B52S | Mixed Ducted and Non-Ducted Indoor Units | 298000 | 9.85 | 19.9 | 334000 | 3.34 | 232000 | 2.08 | 6207.5
204269403 | YORK | YVAHP336B52S | Mixed Ducted and Non-Ducted Indoor Units | 320000 | 9.65 | 19.95 | 360000 | 3.29 | 250000 | 2.28 | 6667.5
214091484 | YORK | YVAHP072B32S | Ducted Indoor Units | 69000 | 12 | 19 | 77000 | 3.54 | 56000 | 2.38 | 1437.5
214091500 | YORK | YVAHP072B42S | Ducted Indoor Units | 69000 | 12 | 19 | 77000 | 3.54 | 56000 | 2.38 | 1437.5
214091516 | YORK | YVAHP072B52S | Ducted Indoor Units | 69000 | 12 | 19 | 77000 | 3.54 | 56000 | 2.38 | 1437.5
214091628 | YORK | YVAHP072B32S | Non-Ducted Indoor Units | 69000 | 13.1 | 20.5 | 77000 | 4.25 | 56000 | 2.6 | 1437.5
214091644 | YORK | YVAHP072B42S | Non-Ducted Indoor Units | 69000 | 13.1 | 20.5 | 77000 | 4.25 | 56000 | 2.6 | 1437.5
214091660 | YORK | YVAHP072B52S | Non-Ducted Indoor Units | 69000 | 13.1 | 20.5 | 77000 | 4.25 | 56000 | 2.6 | 1437.5
214091772 | YORK | YVAHP072B32S | Mixed Ducted and Non-Ducted Indoor Units | 69000 | 12.6 | 19.75 | 77000 | 3.89 | 56000 | 2.49 | 1437.5
214091788 | YORK | YVAHP072B42S | Mixed Ducted and Non-Ducted Indoor Units | 69000 | 12.6 | 19.75 | 77000 | 3.89 | 56000 | 2.49 | 1437.5
214091804 | YORK | YVAHP072B52S | Mixed Ducted and Non-Ducted Indoor Units | 69000 | 12.6 | 19.75 | 77000 | 3.89 | 56000 | 2.49 | 1437.5
214094258 | YORK | YVAHR072B32S | Ducted Indoor Units | 69000 | 12 | 19 | 77000 | 3.54 | 56000 | 2.38 | 1437.5
214094274 | YORK | YVAHR072B42S | Ducted Indoor Units | 69000 | 12 | 19 | 77000 | 3.54 | 56000 | 2.38 | 1437.5
214094290 | YORK | YVAHR072B52S | Ducted Indoor Units | 69000 | 12 | 19 | 77000 | 3.54 | 56000 | 2.38 | 1437.5
214094410 | YORK | YVAHR072B32S | Non-Ducted Indoor Units | 69000 | 13.1 | 20.5 | 77000 | 4.25 | 56000 | 2.6 | 1437.5
214094426 | YORK | YVAHR072B42S | Non-Ducted Indoor Units | 69000 | 13.1 | 20.5 | 77000 | 4.25 | 56000 | 2.6 | 1437.5
214094442 | YORK | YVAHR072B52S | Non-Ducted Indoor Units | 69000 | 13.1 | 20.5 | 77000 | 4.25 | 56000 | 2.6 | 1437.5
214094554 | YORK | YVAHR072B32S | Mixed Ducted and Non-Ducted Indoor Units | 69000 | 12.6 | 19.75 | 77000 | 3.89 | 56000 | 2.49 | 1437.5
214094570 | YORK | YVAHR072B42S | Mixed Ducted and Non-Ducted Indoor Units | 69000 | 12.6 | 19.75 | 77000 | 3.89 | 56000 | 2.49 | 1437.5
214094586 | YORK | YVAHR072B52S | Mixed Ducted and Non-Ducted Indoor Units | 69000 | 12.6 | 19.75 | 77000 | 3.89 | 56000 | 2.49 | 1437.5