## Lookups
Lookups and Assumptions
GENERAL INPUTS
|  |  | Fuel | Electric
|  |  | PA | Liberty
|  |  | Period | Planned
|  |  | Year 1 | 2027
|  |  | Year 2 | 2028
|  |  | Year 3 | 2029
AVOIDED COST ASSUMPTIONS
Three-Year Inputs
|  |  | Input | Unit | 2027-2029 | Source / Notes
|  |  | Real Year | Year | 2024 | Avoided Energy Supply Components in New England: 2024 Report, May 2024 release (AESC 2024). For the 2027-2029 Plan filing, AESC 2024 was used to model 2027 program measures, and for illustrative purposes, 2028 and 2029 program measures. When available, AESC 2027 will be used to model the final two years of the Plan.
|  |  | Half Year Factor | % | 50% | Industry standard assumption.
|  |  | Wholesale Risk Premium | % | 8% | Default assumption, AESC 2024, May 2024 Release, page 354.
|  |  | Distribution Losses | % | 0% | No longer used to calculate avoided costs, AESC 2021, May 2021 Release.
|  |  | EE Capacity Bid into FCM (%Bid) | % | 90% | Company specific value.
|  |  | ADR Capacity Bid into FCM (%Bid) | % | 0% | Company specific value.
|  |  | Energy Losses | % | 9% | Recommended marginal factor, AESC 2024, May 2024 Release, page 356.
|  |  | Peak demand loses | % | 16% | Recommended marginal factor, AESC 2024, May 2024 Release, page 356.
|  |  | Pounds per short ton | Pounds | 2000 | Industry standard assumption.
|  |  | MMBtu in 1 kWh | MMBtu | 0.0034121 | Industry standard assumption.
|  |  | kWh in 1 MMBtu | kWh | 293.0711 | Industry standard assumption.
Annual Inputs
|  |  | Input | Unit | 2027 | 2028 | 2029 | Source / Notes
|  |  | Nominal Discount Rate | % | 4.817% | 4.817% | 4.817% | Updated June 1, 2026. Based on the 15-year average Prime Rate as of June 1. Retrieved from https://www.jpmorganchase.com/about/our-business/historical-prime-rate
|  |  | Inflation | % | 2.52% | 2.52% | 2.52% | Updated May 21, 2026. Based on the 15-year average of the annual rate of inflation from Q1 to Q1. Retrieved from https://fred.stlouisfed.org/data/GDPDEF.txt
|  |  | Real Discount Rate | % | 2.241% | 2.241% | 2.241% | Calculated: Real Discount Rate = [(1 + Nominal Discount Rate)/(1 + Inflation Rate)] – 1
|  |  | Wholesale PTF Avoided Costs | $ per kW | 68.6415 | 68.6415 | 68.6415 | AESC 2024, May 2024 Release.
|  |  | PTF Year | Year $ | 2024 |  |  | AESC 2024, May 2024 Release.
|  |  | Avoided Local Transmission Costs | $ per kW |  |  |  | $0. At this time the NH Utilities do not have additional benefits related to avoided local transmission in the benefit cost model.
|  |  | Avoided Distribution Costs | $ per kW | 79.9834 | 79.9834 | 79.9834
|  |  | T&D Year | Year $ | 2017
|  |  | Res Water & Sewer | $ per gallon | 0.021867 | 0.021867 | 0.021867 | Updated March 10, 2026. Median NH water and sewer bill in dollars per gallon at 7,500 gallons used monthly ($164.00/7,500 gal). Retrieved from NH Water and Wastewater Rates Dashboard: https://dashboards.efc.sog.unc.edu/nh.
|  |  | CI Water | $ per gallon | 0.021867 | 0.021867 | 0.021867 | Updated March 10, 2026. Median NH water and sewer bill in dollars per gallon at 7,500 gallons used monthly ($164.00/7,500 gal). Retrieved from NH Water and Wastewater Rates Dashboard: https://dashboards.efc.sog.unc.edu/nh.
|  |  | Water Year | Year $ | 2025
Line Loss Inputs
|  |  | Input | Unit | Eversource Factors |  | Source / Notes
|  |  | Summer Peak | % | 9% | 25% | Matches energy losses from AESC 2024.
|  |  | Summer Off-Peak | % | 9% | 25%
|  |  | Winter Peak | % | 9% | 25%
|  |  | Winter Off-Peak | % | 9% | 25%
|  |  | Average Loss | % | 9%
Benefit Toggles
|  |  | Input | Unit | Included? | Source / Notes
|  |  | Energy DRIPE | Toggle | Yes
|  |  | Electric Cross DRIPE | Toggle | Yes
|  |  | Capacity DRIPE | Toggle | Yes
|  |  | Reliability | Toggle | Yes
|  |  | Gas Supply DRIPE | Toggle | Yes
|  |  | Gas Electric Cross DRIPE | Toggle | Yes
|  |  | Oil DRIPE | Toggle | Yes
|  |  | Fossil emissions | Toggle | No
|  |  | Fossil emissions RGGI | Toggle | Yes
|  |  | Environmental Externalities | Toggle | Yes
|  |  | NEI Adder | Toggle | Yes
|  |  | Winter Capacity | Toggle | No
NON-ENERGY IMPACTS
|  |  | NEI Adder by sector | Unit | Value | Source / Notes
|  |  | A - Residential | % | 25% | Approved in the 2022-23 NH Statewide Energy Efficiency Plan. Takes percent of total energy benefit (excludes water) and adds to total benefits. Does not apply to the primary Granite State Test.
|  |  | C - Commercial & Industrial | % | 10% | Approved in the 2022-23 NH Statewide Energy Efficiency Plan. Takes percent of total energy benefit (excludes water) and adds to total benefits. Does not apply to the primary Granite State Test.
|  |  | B - Income Eligible | $ | 438.72 | Home Energy Assistance Program NEB/NEI Memo (2026). Annual dollar value per weatherization project added to total benefits.
|  |  | B - Income Eligible NEI Year | Year $ | 2026 | Home Energy Assistance Program NEB/NEI Memo (2026).
FOSSIL EMISSIONS
Fossil Emissions Scaling Factor
|  |  | Percent of fossil emissions | % | 10%
Fossil Emissions Factors
|  |  |  | CO2 (pounds/MMBtu) | NOX (pounds/MMBtu) | CO2 Value ($/ton) | Nox Value ($/ton) | CO2 Value ($/MMBTU) | Nox Value ($/MMBTU) | Total Value ($/MMBTU)
|  |  | Natural Gas | 116.65 | 0.09135 | 100 | 11954.587 | 5.8325 | 0.54603 | 6.3785
|  |  | Oil | 163.45 | 0.129 | 100 | 11954.587 | 8.1725 | 0.77107 | 8.9436
|  |  | Propane | 138.63 | 0.14234 | 100 | 11954.587 | 6.9315 | 0.85081 | 7.7823
|  |  | Kerosene | 161.35 | 0.129 | 100 | 11954.587 | 8.0675 | 0.77107 | 8.8386
Source / Notes
CO2 pounds: Updated 9/7/2023 from https://www.eia.gov/environment/emissions/co2_vol_mass.php
Nox pounds:
CO2 value:
Nox value:
SALES
kWh Sales (2025)
|  |  | Eversource Energy |  | 7764152127
|  |  | Unitil Energy Systems Inc |  | 1166311044
|  |  | Liberty |  | 918984865
|  |  | New Hampshire Electric Cooperative Inc |  | 764966903
|  |  | Statewide Total |  | 10614414939
|  |  | 2025 Kwh Sales |  | 918984865
REFERENCED LISTS
Other Fuel Savings
Fuel Type in AESC
NG - Res All
NG - Res Hot Water
NG - Res Heating
NG - Res Non Heating
NG - C& I Gas Non Heating
NG - C&I Gas Heat
NG - C&I Gas All
Fuel Oil - Residential Distillate
Fuel Oil - Com Fuel
Fuel Oil - Industrial
Kerosene
Propane
Cord Wood
Pellet Wood
Res Water
C&I Water
End Use
Behavior
Custom Measures
Energy Star Homes
Envelope
Non-Energy Saving
Hot Water
HVAC
Lighting
Process
Refrigeration
Food Service
Compressed Air
Motors/Drives
Sectors
A - Residential
B - Income Eligible
C - Commercial & Industrial
ELECTRIC Programs
B - INCOME ELIGIBLE
B1 - Home Energy Assistance
B2a - IE Education
B2b - IE Evaluation, Measurement and Verification
B3 - IE TBD Pilots/Demonstrations
A - RESIDENTIAL
A1 - Energy Star Homes
A2 - Home Performance
A3 - Energy Star Products
A4 - Residential Behavior
A5 - Residential Active Demand Response
A6a - Res Education
A6b - Res Evaluation, Measurement and Verification
A7 - Res TBD Pilots/Demonstrations
C - COMMERCIAL & INDUSTRIAL
C1 - Large Business Energy Solutions
C2 - Small Business Energy Solutions
C3 - Municipal Energy Solutions
C4 - [Open Program - To Be Assigned]
C5 - C&I Active Demand Response
C6a - C&I Education
C6c - C&I Customer Partnerships
C6d - Smart Start
C6b - C&I Evaluation, Measurement and Verification
C7 - C&I TBD Pilots/Demonstrations
GAS Programs
B - INCOME ELIGIBLE
B1 - Home Energy Assistance
B2a - IE Education
B2b - IE Evaluation, Measurement and Verification
B3 - IE TBD Pilots/Demonstrations
A - RESIDENTIAL
A1 - Energy Star Homes
A2 - Home Performance
A3 - Energy Star Products
A4 - Residential Behavior
A5 - Residential Active Demand Response
A6a - Res Education
A6b - Res Evaluation, Measurement and Verification
A7 - Res TBD Pilots/Demonstrations
C - COMMERCIAL & INDUSTRIAL
C1 - Large Business Energy Solutions
C2 - Small Business Energy Solutions
C3 - Municipal Energy Solutions
C4 - [Open Program - To Be Assigned]
C5 - C&I Active Demand Response
C6a - C&I Education
C6c - C&I Customer Partnerships
C6d - Smart Start
C6b - C&I Evaluation, Measurement and Verification
C7 - C&I TBD Pilots/Demonstrations
Subprogram
B - INCOME ELIGIBLE
B1a - HEA (Weatherization)
B1b - HEA (HVAC Systems)
B2a - IE Education
B2b - IE Evaluation, Measurement and Verification
B3a - IE TBD Pilots/Demonstrations 1
A - RESIDENTIAL
A1a - ES Homes
A2a - Home Performance (Weatherization)
A2b - Home Performance (HVAC Systems)
A2c - Home Performance 3rd Party Financing (Loan buy-down)
A3b - ES Appliances and Products
A3c - ES HVAC Systems
A4a - Residential Behavior
A5a - Residential Active Demand Response
A6a - Res Education
A6b - Res Evaluation, Measurement and Verification
A7a - TBD Res Pilot/Demonstration 1
A7b - TBD Res Pilot/Demonstration 2
C - COMMERCIAL & INDUSTRIAL
C1a - LCI Retrofit
C1b - LCI New Equipment
C1c - LCI Midstream
C1d - LCI Direct Install
C1e - LCI New Construction
C2a - SCI Retrofit
C2b - SCI New Equipment
C2c - SCI Midstream
C2d - SCI Direct Install
C2e - SCI New Construction
C3a - Muni Retrofit
C3b - Muni New Equipment
C3d - Muni Direct Install
C3e - Muni New Construction
C4a - [Open Subprogram - To Be Assigned]
C5a - C&I Active Demand Response
C6a - C&I Education
C6c - C&I Customer Partnerships
C6d - Smart Start
C6b - C&I Evaluation, Measurement and Verification
C7a - TBD C&I Pilot/Demonstration 1
C7b - TBD C&I Pilot/Demonstration 2
Customers
|  | Utility Customers (2023) |  |  | Residential | Income Eligible | C&I
|  |  | Eversource Energy |  | 418287 | 23766 | 77837
|  |  | Unitil Energy Systems Inc |  | 67505 | 5372 | 11126
|  |  | Liberty |  | 37209 | 1229 | 8338
New Hampshire Electric Cooperative Inc
|  |  | Statewide Total |  | 523001 | 30367 | 97301
|  |  | 2023 Customers |  | 37209 | 1229 | 8338

## Avoided Costs
Avoided Costs
1 | 2 | 3 | 4 | 5 | 6 | 7 | 8 | 9 | 10 | 11 | 12 | 13 | 14 | 15 | 16 | 17 | 18 | 19 | 20 | 21 | 22 | 23 | 24 | 25 | 26 | 27 | 28 | 29 | 30 | 31 | 32 | 33 | 34 | 35 | 36 | 37 | 38 | 39 | 40 | 41 | 42 | 43 | 44 | 45 | 46 | 47 | 48 | 49 | 50 | 51 | 52 | 53 | 54 | 55 | 56 | 57 | 58 | 59 | 60 | 61 | 62 | 63 | 64 | 65 | 66 | 67 | 68
| 2027 column -> | 1 | 2 | 3 | 4 | 9 | 10 | 11 | 12 | 17 | 021, 029 | Uncleared Tab | 37 |  | 023, 031 | Uncleared Tab | 39 |  | 027, 035 | 028, 036 | 43 | 44 | 19 | 20 | Lookups | Lookups | 1 | 2 | 3 | 4 | 5 | 6 | 7 | 11 | 12 | 13 | 14 | 15 | 16 | 17 | 18 | 1 | 4 | 7 | 24 | 10 | 11 | 8 | 9 | Lookups | Lookups | Lookups | 35 | 5 | 6 | 7 | 8 | 1 | 2 | 3 | 4 | 7 | 10 | 11 | 12 | 13 | 14
| 2028 column -> |  |  |  |  | 102 | 103 | 104 | 105 | 110 |  | Uncleared Tab |  |  | 116, 124 | Uncleared Tab | 132 |  | 120, 128 | 121, 129 | 136 | 137
| 2029 column -> |  |  |  |  | 195 | 196 | 197 | 198 | 203 |  | Uncleared Tab |  |  | 209, 217 | Uncleared Tab | 225 |  | 213, 221 | 214, 222 | 229 | 230
| Toggle |  |  |  |  | ED | ED | ED | ED | ECD |  |  | WC |  | CD |  | CD |  | Reliability | Reliability | Reliability | Reliability | [11 empty] | GD | GECD | GECD | GECD | GECD | GECD | GECD | GECD |  |  |  | OilDRIPE | [7 empty] | RGGI | EE | EE | EE | EE | EE | EE | EE | EE | EE | EE | EE | EE | EE | EE
Avoided Costs (AESC 2024)
Years |  | Energy ($/kWh) |  |  |  | Energy DRIPE ($/kWh) |  |  |  | Electric Cross DRIPE ($/kWh) | Capacity ($/kW) |  |  |  | Capacity DRIPE ($/kW) |  |  |  | Reliability ($/kW) |  |  |  | T&D ($/kW) |  |  |  | Natural Gas ($/MMBtu) | [6 empty] | Gas DRIPE ($/MMBtu) | Gas to Electric Cross DRIPE ($/MMBtu) | [6 empty] | Fuel Oil ($/MMBtu) |  |  |  | Other Fuels ($/MMBtu) |  | Wood ($/MMBtu) |  | Water ($/Gallon) |  | NEBs ($/$) | Emission based on RGGI CO2 | Non-Embedded GHG Costs for Electric Measures ($/kWh) |  |  |  | Non-Embedded GHG Costs for Non-Electric Measures ($/MMBtu)
|  | Winter Peak | Winter Off-Peak | Summer Peak | Summer Off-Peak | Winter Peak | Winter Off-Peak | Summer Peak | Summer Off-Peak |  | Summer (Cleared) | Summer (Uncleared) | Winter (Cleared) | Winter (Uncleared) | Summer (Cleared) | Summer (Uncleared) | Winter (Cleared) | Winter (Uncleared) | Summer (Cleared) | Summer (Uncleared) | Winter (Cleared) | Winter (Uncleared) | Summer PTF | Winter PTF | Local Transmission | Distribution | Res Non Heating | Res Hot Water | Res Heating | Res All | C&I Gas Non Heating | C&I Gas Heat | C&I Gas All | Gas Supply | Res Non-Heating | Res Hot Water | Res Heating | Res All | C&I Non-Heating | C&I Heating | C&I All | Residential Distillate | Com Fuel Oil | Industrial Oil | Oil DRIPE | Kerosene | Propane | Cord Wood | Wood Pellets | Res Water | C&I Water | Income Eligble Non-Resource Inflation Factor |  | Winter Peak | Winter Off-Peak | Summer Peak | Summer Off-Peak | Residential NG | Comm. NG | Industrial NG | Residential Fuel Oil | Comm. Fuel Oil | Industrial Fuel Oil | Cord Wood | Pellets | Kerosene | Propane
ANNUAL AVOIDED COSTS (2027$)
2027, 2027$
1 | 2027 | 0.092732 | 0.089714 | 0.054147 | 0.053142 | 0.0053008 | 0.0047084 | 0.0024962 | 0.0015092 | 0.0026409 | 37.1547 |  | 0 |  | 0.00012372 |  | 0 |  | 2.0583e-05 | 20.7546 | 0 | 0 | 85.7957 | 0 | 0 | 102.5817 | 5.8058 | 5.8549 | 9.027 | 8.0488 | 6.3724 | 8.7058 | 8.0265 | 0.0020086 | 0.56874 | 0.56874 | 1.283 | 1.0632 | 0.56874 | 1.283 | 1.0751 | 33.0235 | 31.2956 | 29.6728 | 0.017343 | 41.5123 | 62.7036 | 31.6953 | 33.1616 | 0.022982 | 0.022982 | 1.0252 | 9.0708 | 0.06859 | 0.065536 | 0.057197 | 0.050151 | 14.7801 | 14.7801 | 14.7801 | 20.6773 | 20.6766 | 20.6759 | 0 | 0 | 20.9882 | 17.2332
2 | 2028 | 0.091644 | 0.089182 | 0.054179 | 0.053902 | 0.0082642 | 0.0073881 | 0.0039749 | 0.0024431 | 0.0041824 | 38.5583 |  | 0 |  | 15.6245 |  | 0 |  | 1.6928 | 20.47 | 0 | 0 | 85.7957 | 0 | 0 | 102.5817 | 5.7325 | 5.7811 | 8.9238 | 7.9547 | 6.2907 | 8.6066 | 7.9323 | 0.0020125 | 0.51064 | 0.51064 | 1.1512 | 0.95414 | 0.51064 | 1.1512 | 0.96474 | 32.7358 | 29.5436 | 28.1374 | 0.017081 | 41.1506 | 62.1573 | 31.4192 | 32.8726 | 0.022982 | 0.022982 | 1.0252 | 9.492 | 0.069999 | 0.066828 | 0.058372 | 0.051208 | 15.0501 | 15.0501 | 15.0501 | 21.0552 | 21.0545 | 21.0538 | 0 | 0 | 21.3717 | 17.5482
3 | 2029 | 0.088375 | 0.085559 | 0.052073 | 0.05145 | 0.010049 | 0.0089229 | 0.0049291 | 0.0029775 | 0.0051732 | 42.454 |  | 0 |  | 12.6156 |  | 0 |  | 1.5294 | 15.3869 | 0 | 0 | 85.7957 | 0 | 0 | 102.5817 | 5.7423 | 5.7904 | 8.9073 | 7.9461 | 6.293 | 8.5932 | 7.9235 | 0.002014 | 0.36538 | 0.36538 | 0.82102 | 0.68082 | 0.36538 | 0.82102 | 0.68836 | 32.8439 | 29.6437 | 28.2405 | 0.016798 | 41.2865 | 62.3626 | 31.5229 | 32.9812 | 0.022982 | 0.022982 | 1.0252 | 9.9288 | 0.070939 | 0.06765 | 0.059077 | 0.051795 | 15.2527 | 15.2527 | 15.2527 | 21.3389 | 21.3382 | 21.3374 | 0 | 0 | 21.6597 | 17.7847
4 | 2030 | 0.086547 | 0.082979 | 0.052557 | 0.05145 | 0.0097162 | 0.0084943 | 0.0049561 | 0.0029578 | 0.0047042 | 63.681 |  | 0 |  | 12.1121 |  | 0 |  | 2.1495 | 15.2867 | 0 | 0 | 85.7957 | 0 | 0 | 102.5817 | 5.816 | 5.8637 | 8.9598 | 8.005 | 6.3604 | 8.6477 | 7.9818 | 0.0020162 | 0.22444 | 0.22444 | 0.50103 | 0.41593 | 0.22444 | 0.50103 | 0.4205 | 32.8615 | 29.6587 | 28.2596 | 0.016468 | 41.3087 | 62.3961 | 31.5399 | 32.999 | 0.022982 | 0.022982 | 1.0252 | 10.3889 | 0.066358 | 0.061308 | 0.064714 | 0.06765 | 15.5227 | 15.5227 | 15.5227 | 21.7168 | 21.716 | 21.7153 | 0 | 0 | 22.0432 | 18.0997
5 | 2031 | 0.088377 | 0.085189 | 0.054776 | 0.053517 | 0.0096272 | 0.0084445 | 0.0050431 | 0.0030361 | 0.0042033 | 63.681 |  | 0 |  | 7.9033 |  | 0 |  | 1.4306 | 8.3852 | 0 | 0 | 85.7957 | 0 | 0 | 102.5817 | 5.936 | 5.9834 | 9.0612 | 8.1121 | 6.4749 | 8.7506 | 8.088 | 0.0020195 | 0.1568 | 0.1568 | 0.34864 | 0.28961 | 0.1568 | 0.34864 | 0.29279 | 33.0703 | 29.8664 | 28.4654 | 0.016153 | 41.5712 | 62.7925 | 31.7403 | 33.2086 | 0.022982 | 0.022982 | 1.0252 | 10.8713 | 0.067533 | 0.062483 | 0.066006 | 0.068942 | 15.7927 | 15.7927 | 15.7927 | 22.0947 | 22.0939 | 22.0932 | 0 | 0 | 22.4268 | 18.4147
6 | 2032 | 0.084519 | 0.078152 | 0.054017 | 0.0523 | 0.008997 | 0.0076003 | 0.0049889 | 0.0029813 | 0.0029831 | 84.9081 |  | 0 |  | 2.6926 |  | 0 |  | 0.69669 | 3.1183 | 0 | 0 | 85.7957 | 0 | 0 | 102.5817 | 6.091 | 6.138 | 9.1997 | 8.2556 | 6.6249 | 8.89 | 8.2306 | 0.0020228 | 0.093947 | 0.093947 | 0.20619 | 0.17166 | 0.093947 | 0.20619 | 0.17351 | 33.1775 | 29.9653 | 28.5678 | 0.015895 | 41.7059 | 62.996 | 31.8431 | 33.3162 | 0.022982 | 0.022982 | 1.0252 | 11.3761 | 0.068825 | 0.063657 | 0.067181 | 0.070234 | 15.9953 | 15.9953 | 15.9953 | 22.3785 | 22.3777 | 22.3769 | 0 | 0 | 22.7149 | 18.6513
7 | 2033 | 0.084194 | 0.078828 | 0.056139 | 0.05527 | 0.0086205 | 0.0072955 | 0.0050163 | 0.0030606 | 0.0018401 | 84.9081 |  | 0 |  | 0 |  | 0 |  | 0 | 0 | 0 | 0 | 85.7957 | 0 | 0 | 102.5817 | 6.2924 | 6.3392 | 9.388 | 8.4479 | 6.8222 | 9.0785 | 8.4216 | 0.002029 | 0.040565 | 0.040565 | 0.085525 | 0.071691 | 0.040565 | 0.085525 | 0.072436 | 33.3262 | 30.0926 | 28.7018 | 0.01563 | 41.8929 | 63.2784 | 31.9859 | 33.4656 | 0.022982 | 0.022982 | 1.0252 | 11.9043 | 0.066123 | 0.058372 | 0.072113 | 0.072818 | 16.2653 | 16.2653 | 16.2653 | 22.7564 | 22.7556 | 22.7548 | 0 | 0 | 23.0985 | 18.9663
8 | 2034 | 0.083932 | 0.079707 | 0.057848 | 0.056724 | 0.0079063 | 0.0067833 | 0.0048233 | 0.0029099 | 0.0012959 | 106.1351 |  | 0 |  | 0 |  | 0 |  | 0 | 0 | 0 | 0 | 85.7957 | 0 | 0 | 102.5817 | 6.4346 | 6.4812 | 9.5154 | 8.5798 | 6.9599 | 9.2067 | 8.5526 | 0.0020359 | 0.0027567 | 0.0027567 | 0.0011658 | 0.0016553 | 0.0027567 | 0.0011658 | 0.001629 | 33.3759 | 30.162 | 28.7666 | 0.015397 | 41.9553 | 63.3728 | 32.0336 | 33.5155 | 0.022982 | 0.022982 | 1.0252 | 12.4571 | 0.066828 | 0.058959 | 0.072936 | 0.07364 | 16.5354 | 16.5354 | 16.5354 | 23.1344 | 23.1335 | 23.1327 | 0 | 0 | 23.4821 | 19.2813
9 | 2035 | 0.084915 | 0.079722 | 0.059613 | 0.057738 | 0.0070967 | 0.005991 | 0.0044696 | 0.0026173 | 0.00078913 | 84.9081 |  | 0 |  | 0 |  | 0 |  | 0 | 0 | 0 | 0 | 85.7957 | 0 | 0 | 102.5817 | 6.5369 | 6.5832 | 9.5998 | 8.6696 | 7.0569 | 9.2926 | 8.6417 | 0.0020423 | 0 | 0 | 0 | 0 | 0 | 0 | 0 | 33.5982 | 30.3415 | 28.9586 | 0.015146 | 42.2347 | 63.7948 | 32.2469 | 33.7387 | 0.022982 | 0.022982 | 1.0252 | 13.0355 | 0.068003 | 0.060016 | 0.074227 | 0.074932 | 16.7379 | 16.7379 | 16.7379 | 23.4181 | 23.4173 | 23.4165 | 0 | 0 | 23.7701 | 19.5179
10 | 2036 | 0.084032 | 0.077677 | 0.062354 | 0.059133 | 0.0057955 | 0.0047705 | 0.003804 | 0.0022155 | 0.00034995 | 63.6811 |  | 0 |  | 0 |  | 0 |  | 0 | 0 | 0 | 0 | 85.7957 | 0 | 0 | 102.5817 | 6.5351 | 6.5809 | 9.5756 | 8.6521 | 7.0486 | 9.271 | 8.624 | 0.0020494 | 0 | 0 | 0 | 0 | 0 | 0 | 0 | 33.6123 | 30.3823 | 28.9932 | 0.014961 | 42.2525 | 63.8217 | 32.2605 | 33.7529 | 0.022982 | 0.022982 | 1.0252 | 13.6408 | 0.057667 | 0.050385 | 0.059781 | 0.059781 | 17.008 | 17.008 | 17.008 | 23.7961 | 23.7952 | 23.7944 | 0 | 0 | 24.1537 | 19.8329
11 | 2037 | 0.08633 | 0.077253 | 0.063497 | 0.059134 | 0.004068 | 0.0032971 | 0.0027121 | 0.0015408 | 3.8731e-05 | 106.1351 |  | 0 |  | 0 |  | 0 |  | 0 | 0 | 0 | 0 | 85.7957 | 0 | 0 | 102.5817 | 6.5659 | 6.6113 | 9.5862 | 8.6689 | 7.0736 | 9.2838 | 8.6404 | 0.0020559 | 0 | 0 | 0 | 0 | 0 | 0 | 0 | 33.7639 | 30.5212 | 29.1356 | 0.014765 | 42.4431 | 64.1095 | 32.406 | 33.9051 | 0.022982 | 0.022982 | 1.0252 | 14.2742 | 0.058607 | 0.051208 | 0.060721 | 0.060721 | 17.278 | 17.278 | 17.278 | 24.174 | 24.1731 | 24.1723 | 0 | 0 | 24.5373 | 20.148
12 | 2038 | 0.089454 | 0.07542 | 0.067935 | 0.062057 | 0 | 0 | 0 | 0 | 1.5824e-05 | 106.1351 |  | 0 |  | 0 |  | 0 |  | 0 | 0 | 0 | 0 | 85.7957 | 0 | 0 | 102.5817 | 6.6856 | 6.7308 | 9.6912 | 8.7783 | 7.1889 | 9.3898 | 8.749 | 0.0020619 | 0 | 0 | 0 | 0 | 0 | 0 | 0 | 33.8732 | 30.6265 | 29.2429 | 0.014568 | 42.5805 | 64.317 | 32.5109 | 34.0148 | 0.022982 | 0.022982 | 1.0252 | 14.937 | 0.059546 | 0.05203 | 0.061778 | 0.061778 | 17.4806 | 17.4806 | 17.4806 | 24.4578 | 24.4569 | 24.4561 | 0 | 0 | 24.8254 | 20.3845
13 | 2039 | 0.089178 | 0.075403 | 0.06857 | 0.063308 | 0 | 0 | 0 | 0 | 0 | 84.9081 |  | 0 |  | 0 |  | 0 |  | 0 | 0 | 0 | 0 | 85.7957 | 0 | 0 | 102.5817 | 6.5918 | 6.6365 | 9.5708 | 8.666 | 7.0877 | 9.2732 | 8.637 | 0.0020681 | 0 | 0 | 0 | 0 | 0 | 0 | 0 | 33.9266 | 30.6824 | 29.2988 | 0.014384 | 42.6476 | 64.4185 | 32.5622 | 34.0685 | 0.022982 | 0.022982 | 1.0252 | 15.6306 | 0.050033 | 0.044278 | 0.053909 | 0.05109 | 17.7506 | 17.7506 | 17.7506 | 24.8357 | 24.8348 | 24.834 | 0 | 0 | 25.209 | 20.6996
14 | 2040 | 0.090737 | 0.083384 | 0.071977 | 0.066269 | 0 | 0 | 0 | 0 | 0 | 157.9291 |  | 0 |  | 0 |  | 0 |  | 0 | 0 | 0 | 0 | 85.7957 | 0 | 0 | 102.5817 | 6.733 | 6.7775 | 9.6996 | 8.7986 | 7.2251 | 9.4026 | 8.7686 | 0.0020743 | 0 | 0 | 0 | 0 | 0 | 0 | 0 | 33.9842 | 30.7456 | 29.3616 | 0.014231 | 42.72 | 64.5278 | 32.6174 | 34.1263 | 0.022982 | 0.022982 | 1.0252 | 16.3564 | 0.050738 | 0.044865 | 0.054731 | 0.051795 | 18.0207 | 18.0207 | 18.0207 | 25.2136 | 25.2127 | 25.2119 | 0 | 0 | 25.5926 | 21.0146
15 | 2041 | 0.089396 | 0.079695 | 0.071219 | 0.0653 | 0 | 0 | 0 | 0 | 0 | 106.1351 |  | 0 |  | 0 |  | 0 |  | 0 | 0 | 0 | 0 | 85.7957 | 0 | 0 | 102.5817 | 6.8078 | 6.852 | 9.7579 | 8.8619 | 7.2951 | 9.4624 | 8.8314 | 0.0020805 | 0 | 0 | 0 | 0 | 0 | 0 | 0 | 34.1682 | 30.9322 | 29.5462 | 0.014095 | 42.9513 | 64.8771 | 32.794 | 34.3111 | 0.022982 | 0.022982 | 1.0252 | 17.1159 | 0.05156 | 0.04557 | 0.055436 | 0.052617 | 18.2907 | 18.2907 | 18.2907 | 25.5917 | 25.5908 | 25.5899 | 0 | 0 | 25.9763 | 21.3298
16 | 2042 | 0.089903 | 0.078559 | 0.071643 | 0.066233 | 0 | 0 | 0 | 0 | 0 | 84.9081 |  | 0 |  | 0 |  | 0 |  | 0 | 0 | 0 | 0 | 85.7957 | 0 | 0 | 102.5817 | 6.7877 | 6.8315 | 9.7168 | 8.8271 | 7.269 | 9.4239 | 8.7965 | 0.0020868 | 0 | 0 | 0 | 0 | 0 | 0 | 0 | 34.1644 | 30.9368 | 29.5486 | 0.013957 | 42.9465 | 64.8699 | 32.7904 | 34.3073 | 0.022982 | 0.022982 | 1.0252 | 17.9106 | 0.047684 | 0.041107 | 0.050151 | 0.045687 | 18.5608 | 18.5608 | 18.5608 | 25.9698 | 25.9689 | 25.968 | 0 | 0 | 26.3601 | 21.6449
17 | 2043 | 0.087351 | 0.073944 | 0.070831 | 0.062922 | 0 | 0 | 0 | 0 | 0 | 106.1352 |  | 0 |  | 0 |  | 0 |  | 0 | 0 | 0 | 0 | 85.7957 | 0 | 0 | 102.5817 | 6.7082 | 6.7516 | 9.6143 | 8.7316 | 7.1831 | 9.3246 | 8.7011 | 0.0020932 | 0 | 0 | 0 | 0 | 0 | 0 | 0 | 34.3004 | 31.0741 | 29.6836 | 0.013803 | 43.1175 | 65.1281 | 32.9209 | 34.4438 | 0.022982 | 0.022982 | 1.0252 | 18.7423 | 0.048271 | 0.041694 | 0.050855 | 0.046275 | 18.8308 | 18.8308 | 18.8308 | 26.3479 | 26.3469 | 26.346 | 0 | 0 | 26.7438 | 21.9601
18 | 2044 | 0.091763 | 0.071869 | 0.072449 | 0.065427 | 0 | 0 | 0 | 0 | 0 | 106.1352 |  | 0 |  | 0 |  | 0 |  | 0 | 0 | 0 | 0 | 85.7957 | 0 | 0 | 102.5817 | 6.6577 | 6.7007 | 9.5424 | 8.6661 | 7.1266 | 9.2556 | 8.6358 | 0.0020994 | 0 | 0 | 0 | 0 | 0 | 0 | 0 | 34.1989 | 30.9762 | 29.59 | 0.013686 | 42.9899 | 64.9354 | 32.8235 | 34.3419 | 0.022982 | 0.022982 | 1.0252 | 19.6125 | 0.049211 | 0.042516 | 0.051912 | 0.047214 | 19.1009 | 19.1009 | 19.1009 | 26.7259 | 26.725 | 26.7241 | 0 | 0 | 27.1276 | 22.2753
19 | 2045 | 0.089905 | 0.077318 | 0.073994 | 0.068307 | 0 | 0 | 0 | 0 | 0 | 142.6457 |  | 0 |  | 0 |  | 0 |  | 0 | 0 | 0 | 0 | 85.7957 | 0 | 0 | 102.5817 | 6.6432 | 6.6858 | 9.5082 | 8.6379 | 7.1065 | 9.2239 | 8.6074 | 0.0021039 | 0 | 0 | 0 | 0 | 0 | 0 | 0 | 34.2447 | 31.0507 | 29.6552 | 0.013566 | 43.0474 | 65.0223 | 32.8674 | 34.3879 | 0.022982 | 0.022982 | 1.0252 | 20.5232 | 0.042047 | 0.040285 | 0.044043 | 0.041929 | 19.371 | 19.371 | 19.371 | 27.104 | 27.1031 | 27.1021 | 0 | 0 | 27.5114 | 22.5905
20 | 2046 | 0.085321 | 0.076506 | 0.073955 | 0.068018 | 0 | 0 | 0 | 0 | 0 | 142.6457 |  | 0 |  | 0 |  | 0 |  | 0 | 0 | 0 | 0 | 85.7957 | 0 | 0 | 102.5817 | 6.6279 | 6.6702 | 9.474 | 8.6094 | 7.0859 | 9.1921 | 8.5789 | 0.0021098 | 0 | 0 | 0 | 0 | 0 | 0 | 0 | 34.4835 | 31.2958 | 29.8962 | 0.013541 | 43.3476 | 65.4758 | 33.0966 | 34.6277 | 0.022982 | 0.022982 | 1.0252 | 21.4762 | 0.042516 | 0.040755 | 0.04463 | 0.042516 | 19.641 | 19.641 | 19.641 | 27.4821 | 27.4811 | 27.4802 | 0 | 0 | 27.8951 | 22.9056
21 | 2047 | 0.091503 | 0.086773 | 0.076849 | 0.069853 | 0 | 0 | 0 | 0 | 0 | 157.9291 |  | 0 |  | 0 |  | 0 |  | 0 | 0 | 0 | 0 | 85.7957 | 0 | 0 | 102.5817 | 6.5785 | 6.6205 | 9.4046 | 8.5461 | 7.0309 | 9.1254 | 8.5156 | 0.0021163 | 0 | 0 | 0 | 0 | 0 | 0 | 0 | 34.5248 | 31.3283 | 29.9302 | 0.013482 | 43.3995 | 65.5542 | 33.1362 | 34.6692 | 0.022982 | 0.022982 | 1.0252 | 22.4734 | 0.043104 | 0.041342 | 0.0451 | 0.042986 | 19.9785 | 19.9785 | 19.9785 | 27.9543 | 27.9534 | 27.9524 | 0 | 0 | 28.3745 | 23.2993
22 | 2048 | 0.088754 | 0.073362 | 0.076812 | 0.069912 | 0 | 0 | 0 | 0 | 0 | 106.1352 |  | 0 |  | 0 |  | 0 |  | 0 | 0 | 0 | 0 | 85.7957 | 0 | 0 | 102.5817 | 6.5454 | 6.587 | 9.3521 | 8.4995 | 6.9924 | 9.0755 | 8.469 | 0.0021214 | 0 | 0 | 0 | 0 | 0 | 0 | 0 | 34.5688 | 31.3737 | 29.9789 | 0.013448 | 43.4548 | 65.6377 | 33.1784 | 34.7133 | 0.022982 | 0.022982 | 1.0252 | 23.5169 | 0.042986 | 0.038523 | 0.03958 | 0.038523 | 20.2486 | 20.2486 | 20.2486 | 28.3324 | 28.3314 | 28.3305 | 0 | 0 | 28.7582 | 23.6144
23 | 2049 | 0.087923 | 0.069319 | 0.077306 | 0.069337 | 0 | 0 | 0 | 0 | 0 | 106.1352 |  | 0 |  | 0 |  | 0 |  | 0 | 0 | 0 | 0 | 85.7957 | 0 | 0 | 102.5817 | 6.4668 | 6.508 | 9.2525 | 8.4062 | 6.9079 | 8.9789 | 8.3759 | 0.0021258 | 0 | 0 | 0 | 0 | 0 | 0 | 0 | 34.6513 | 31.4598 | 30.0648 | 0.013423 | 43.5586 | 65.7944 | 33.2577 | 34.7962 | 0.022982 | 0.022982 | 1.0252 | 24.6089 | 0.043456 | 0.038993 | 0.04005 | 0.038993 | 20.5186 | 20.5186 | 20.5186 | 28.7105 | 28.7095 | 28.7085 | 0 | 0 | 29.142 | 23.9296
24 | 2050 | 0.091609 | 0.070556 | 0.078858 | 0.071862 | 0 | 0 | 0 | 0 | 0 | 84.9081 |  | 0 |  | 0 |  | 0 |  | 0 | 0 | 0 | 0 | 85.7957 | 0 | 0 | 102.5817 | 6.4425 | 6.4834 | 9.2108 | 8.3698 | 6.8787 | 8.9394 | 8.3394 | 0.0021318 | 0 | 0 | 0 | 0 | 0 | 0 | 0 | 34.6597 | 31.4697 | 30.0767 | 0.013381 | 43.5691 | 65.8104 | 33.2657 | 34.8046 | 0.022982 | 0.022982 | 1.0252 | 25.7516 | 0.043926 | 0.039463 | 0.04052 | 0.039463 | 20.7887 | 20.7887 | 20.7887 | 29.0886 | 29.0876 | 29.0866 | 0 | 0 | 29.5257 | 24.2448
25 | 2051 | 0.092093 | 0.068751 | 0.07999 | 0.072611 | 0 | 0 | 0 | 0 | 0 | 76.3187 |  | 0 |  | 0 |  | 0 |  | 0 | 0 | 0 | 0 | 85.7957 | 0 | 0 | 102.5817 | 6.4 | 6.5313 | 9.2404 | 8.405 | 6.9213 | 8.9709 | 8.3742 | 0.0021318 | 0 | 0 | 0 | 0 | 0 | 0 | 0 | 34.735 | 31.5453 | 30.1532 | 0.013344 | 43.6638 | 65.9534 | 33.338 | 34.8803 | 0.022982 | 0.022982 | 1.0252 | 25.7516 | 0.044396 | 0.03911 | 0.039463 | 0.038641 | 21.0863 | 21.0863 | 21.0863 | 29.5052 | 29.5042 | 29.5032 | 0 | 0 | 29.9486 | 24.5921
26 | 2052 | 0.092606 | 0.066996 | 0.081176 | 0.073402 | 0 | 0 | 0 | 0 | 0 | 68.5983 |  | 0 |  | 0 |  | 0 |  | 0 | 0 | 0 | 0 | 85.7957 | 0 | 0 | 102.5817 | 6.3577 | 6.5796 | 9.2702 | 8.4403 | 6.9643 | 9.0026 | 8.4091 | 0.0021318 | 0 | 0 | 0 | 0 | 0 | 0 | 0 | 34.8105 | 31.6212 | 30.2299 | 0.013307 | 43.7587 | 66.0967 | 33.4105 | 34.956 | 0.022982 | 0.022982 | 1.0252 | 25.7516 | 0.044748 | 0.038758 | 0.038523 | 0.037936 | 21.3882 | 21.3882 | 21.3882 | 29.9278 | 29.9267 | 29.9257 | 0 | 0 | 30.3775 | 24.9443
27 | 2053 | 0.093148 | 0.06529 | 0.082418 | 0.074234 | 0 | 0 | 0 | 0 | 0 | 61.6588 |  | 0 |  | 0 |  | 0 |  | 0 | 0 | 0 | 0 | 85.7957 | 0 | 0 | 102.5817 | 6.3157 | 6.6282 | 9.3001 | 8.4758 | 7.0074 | 9.0343 | 8.4441 | 0.0021318 | 0 | 0 | 0 | 0 | 0 | 0 | 0 | 34.8861 | 31.6972 | 30.3068 | 0.01327 | 43.8538 | 66.2403 | 33.483 | 35.032 | 0.022982 | 0.022982 | 1.0252 | 25.7516 | 0.0451 | 0.038406 | 0.037584 | 0.037114 | 21.6944 | 21.6944 | 21.6944 | 30.3564 | 30.3554 | 30.3543 | 0 | 0 | 30.8126 | 25.3016
28 | 2054 | 0.093719 | 0.063632 | 0.083714 | 0.075108 | 0 | 0 | 0 | 0 | 0 | 55.4213 |  | 0 |  | 0 |  | 0 |  | 0 | 0 | 0 | 0 | 85.7957 | 0 | 0 | 102.5817 | 6.274 | 6.6771 | 9.3301 | 8.5114 | 7.0509 | 9.0662 | 8.4793 | 0.0021318 | 0 | 0 | 0 | 0 | 0 | 0 | 0 | 34.9619 | 31.7734 | 30.3839 | 0.013233 | 43.949 | 66.3842 | 33.5558 | 35.1081 | 0.022982 | 0.022982 | 1.0252 | 25.7516 | 0.045453 | 0.038053 | 0.036644 | 0.036409 | 22.005 | 22.005 | 22.005 | 30.7912 | 30.7901 | 30.7891 | 0 | 0 | 31.2539 | 25.664
29 | 2055 | 0.094317 | 0.062019 | 0.085065 | 0.076022 | 0 | 0 | 0 | 0 | 0 | 49.8148 |  | 0 |  | 0 |  | 0 |  | 0 | 0 | 0 | 0 | 85.7957 | 0 | 0 | 102.5817 | 6.2325 | 6.7264 | 9.3602 | 8.5472 | 7.0946 | 9.0982 | 8.5146 | 0.0021318 | 0 | 0 | 0 | 0 | 0 | 0 | 0 | 35.0379 | 31.8497 | 30.4612 | 0.013196 | 44.0445 | 66.5285 | 33.6287 | 35.1844 | 0.022982 | 0.022982 | 1.0252 | 25.7516 | 0.045805 | 0.037818 | 0.035704 | 0.035704 | 22.32 | 22.32 | 22.32 | 31.2322 | 31.2311 | 31.23 | 0 | 0 | 31.7015 | 26.0317
30 | 2056 | 0.094942 | 0.06045 | 0.086471 | 0.076977 | 0 | 0 | 0 | 0 | 0 | 44.7755 |  | 0 |  | 0 |  | 0 |  | 0 | 0 | 0 | 0 | 85.7957 | 0 | 0 | 102.5817 | 6.1913 | 6.7761 | 9.3903 | 8.5832 | 7.1386 | 9.1303 | 8.5501 | 0.0021318 | 0 | 0 | 0 | 0 | 0 | 0 | 0 | 35.114 | 31.9263 | 30.5387 | 0.013159 | 44.1402 | 66.673 | 33.7018 | 35.2609 | 0.022982 | 0.022982 | 1.0252 | 25.7516 | 0.046157 | 0.037466 | 0.034882 | 0.035 | 22.6396 | 22.6396 | 22.6396 | 31.6795 | 31.6784 | 31.6773 | 0 | 0 | 32.1556 | 26.4045
31 | 2057 | 0.095593 | 0.058924 | 0.087932 | 0.077972 | 0 | 0 | 0 | 0 | 0 | 40.246 |  | 0 |  | 0 |  | 0 |  | 0 | 0 | 0 | 0 | 85.7957 | 0 | 0 | 102.5817 | 6.1504 | 6.8262 | 9.4206 | 8.6193 | 7.1829 | 9.1625 | 8.5857 | 0.0021318 | 0 | 0 | 0 | 0 | 0 | 0 | 0 | 35.1903 | 32.003 | 30.6164 | 0.013123 | 44.2361 | 66.8179 | 33.775 | 35.3375 | 0.022982 | 0.022982 | 1.0252 | 25.7516 | 0.046627 | 0.037114 | 0.033943 | 0.034412 | 22.9637 | 22.9637 | 22.9637 | 32.1332 | 32.1321 | 32.131 | 0 | 0 | 32.6161 | 26.7828
32 | 2058 | 0.09627 | 0.05744 | 0.089449 | 0.079007 | 0 | 0 | 0 | 0 | 0 | 36.1747 |  | 0 |  | 0 |  | 0 |  | 0 | 0 | 0 | 0 | 85.7957 | 0 | 0 | 102.5817 | 6.1098 | 6.8766 | 9.451 | 8.6555 | 7.2274 | 9.1948 | 8.6215 | 0.0021318 | 0 | 0 | 0 | 0 | 0 | 0 | 0 | 35.2668 | 32.08 | 30.6943 | 0.013086 | 44.3323 | 66.9631 | 33.8484 | 35.4143 | 0.022982 | 0.022982 | 1.0252 | 25.7516 | 0.046979 | 0.036761 | 0.03312 | 0.033708 | 23.2924 | 23.2924 | 23.2924 | 32.5935 | 32.5923 | 32.5912 | 0 | 0 | 33.0832 | 27.1664
33 | 2059 | 0.096972 | 0.055997 | 0.091021 | 0.080082 | 0 | 0 | 0 | 0 | 0 | 32.5152 |  | 0 |  | 0 |  | 0 |  | 0 | 0 | 0 | 0 | 85.7957 | 0 | 0 | 102.5817 | 6.0694 | 6.9274 | 9.4814 | 8.6919 | 7.2722 | 9.2273 | 8.6574 | 0.0021318 | 0 | 0 | 0 | 0 | 0 | 0 | 0 | 35.3434 | 32.1571 | 30.7724 | 0.01305 | 44.4286 | 67.1086 | 33.9219 | 35.4912 | 0.022982 | 0.022982 | 1.0252 | 25.7516 | 0.047332 | 0.036526 | 0.032298 | 0.033003 | 23.6259 | 23.6259 | 23.6259 | 33.0603 | 33.0591 | 33.058 | 0 | 0 | 33.5571 | 27.5555
34 | 2060 | 0.097699 | 0.054592 | 0.092648 | 0.081196 | 0 | 0 | 0 | 0 | 0 | 29.2259 |  | 0 |  | 0 |  | 0 |  | 0 | 0 | 0 | 0 | 85.7957 | 0 | 0 | 102.5817 | 6.0293 | 6.9785 | 9.512 | 8.7285 | 7.3173 | 9.2599 | 8.6935 | 0.0021318 | 0 | 0 | 0 | 0 | 0 | 0 | 0 | 35.4202 | 32.2344 | 30.8507 | 0.013014 | 44.5251 | 67.2544 | 33.9957 | 35.5683 | 0.022982 | 0.022982 | 1.0252 | 25.7516 | 0.047684 | 0.036174 | 0.031594 | 0.032416 | 23.9642 | 23.9642 | 23.9642 | 33.5338 | 33.5326 | 33.5314 | 0 | 0 | 34.0377 | 27.9502
35 | 2061 | #N/A | #N/A | #N/A | #N/A | #N/A | #N/A | #N/A | #N/A | #N/A | #N/A |  | 0 |  | #N/A |  | #N/A |  | #N/A | #N/A | 0 | 0 | #N/A | #N/A | 0 | 102.5817 | #N/A | #N/A | #N/A | #N/A | #N/A | #N/A | #N/A | #N/A | #N/A | #N/A | #N/A | #N/A | #N/A | #N/A | #N/A | #N/A | #N/A | #N/A | #N/A | #N/A | #N/A | #N/A | #N/A | 0.022982 | 0.022982 | 1.0252 | #N/A | #N/A | #N/A | #N/A | #N/A | #N/A | #N/A | #N/A | #N/A | #N/A | #N/A | #N/A | #N/A | #N/A | #N/A
2028, 2027$
1 | 2028 |  |  |  |  | 0.0051913 | 0.004641 | 0.0024969 | 0.0015347 | 0.0027026 |  |  |  |  | 18.8247 |  | 0 |  | 2.0396 | 20.47 | 0 | 0
2 | 2029 |  |  |  |  | 0.0081005 | 0.0071931 | 0.0039735 | 0.0024002 | 0.0042915 |  |  |  |  | 15.6282 |  | 0 |  | 1.8946 | 21.9812 | 0 | 0
3 | 2030 |  |  |  |  | 0.0098293 | 0.0085932 | 0.0050139 | 0.0029922 | 0.0052914 |  |  |  |  | 16.2302 |  | 0 |  | 2.8803 | 22.5278 | 0 | 0
4 | 2031 |  |  |  |  | 0.0097984 | 0.0085946 | 0.0051327 | 0.0030901 | 0.0047889 |  |  |  |  | 11.9748 |  | 0 |  | 2.1676 | 15.2604 | 0 | 0
5 | 2032 |  |  |  |  | 0.0092434 | 0.0078085 | 0.0051255 | 0.0030629 | 0.0042714 |  |  |  |  | 5.2269 |  | 0 |  | 1.3524 | 10.8516 | 0 | 0
6 | 2033 |  |  |  |  | 0.0089899 | 0.0076081 | 0.0052313 | 0.0031918 | 0.0030539 |  |  |  |  | 3.5369 |  | 0 |  | 0.87675 | 3.1176 | 0 | 0
7 | 2034 |  |  |  |  | 0.0084493 | 0.0072493 | 0.0051546 | 0.0031098 | 0.0018812 |  |  |  |  | 0 |  | 0 |  | 0 | 0 | 0 | 0
8 | 2035 |  |  |  |  | 0.0079119 | 0.0066791 | 0.004983 | 0.0029179 | 0.0013276 |  |  |  |  | 0 |  | 0 |  | 0 | 0 | 0 | 0
9 | 2036 |  |  |  |  | 0.0070019 | 0.0057636 | 0.0045958 | 0.0026767 | 0.00080823 |  |  |  |  | 0 |  | 0 |  | 0 | 0 | 0 | 0
10 | 2037 |  |  |  |  | 0.005915 | 0.0047941 | 0.0039435 | 0.0022404 | 0.00036113 |  |  |  |  | 0 |  | 0 |  | 0 | 0 | 0 | 0
11 | 2038 |  |  |  |  | 0.0042265 | 0.0032297 | 0.0029536 | 0.0016507 | 3.9499e-05 |  |  |  |  | 0 |  | 0 |  | 0 | 0 | 0 | 0
12 | 2039 |  |  |  |  | 0 | 0 | 0 | 0 | 0 |  |  |  |  | 0 |  | 0 |  | 0 | 0 | 0 | 0
13 | 2040 |  |  |  |  | 0 | 0 | 0 | 0 | 0 |  |  |  |  | 0 |  | 0 |  | 0 | 0 | 0 | 0
14 | 2041 |  |  |  |  | 0 | 0 | 0 | 0 | 0 |  |  |  |  | 0 |  | 0 |  | 0 | 0 | 0 | 0
15 | 2042 |  |  |  |  | 0 | 0 | 0 | 0 | 0 |  |  |  |  | 0 |  | 0 |  | 0 | 0 | 0 | 0
16 | 2043 |  |  |  |  | 0 | 0 | 0 | 0 | 0 |  |  |  |  | 0 |  | 0 |  | 0 | 0 | 0 | 0
17 | 2044 |  |  |  |  | 0 | 0 | 0 | 0 | 0 |  |  |  |  | 0 |  | 0 |  | 0 | 0 | 0 | 0
18 | 2045 |  |  |  |  | 0 | 0 | 0 | 0 | 0 |  |  |  |  | 0 |  | 0 |  | 0 | 0 | 0 | 0
19 | 2046 |  |  |  |  | 0 | 0 | 0 | 0 | 0 |  |  |  |  | 0 |  | 0 |  | 0 | 0 | 0 | 0
20 | 2047 |  |  |  |  | 0 | 0 | 0 | 0 | 0 |  |  |  |  | 0 |  | 0 |  | 0 | 0 | 0 | 0
21 | 2048 |  |  |  |  | 0 | 0 | 0 | 0 | 0 |  |  |  |  | 0 |  | 0 |  | 0 | 0 | 0 | 0
22 | 2049 |  |  |  |  | 0 | 0 | 0 | 0 | 0 |  |  |  |  | 0 |  | 0 |  | 0 | 0 | 0 | 0
23 | 2050 |  |  |  |  | 0 | 0 | 0 | 0 | 0 |  |  |  |  | 0 |  | 0 |  | 0 | 0 | 0 | 0
24 | 2051 |  |  |  |  | 0 | 0 | 0 | 0 | 0 |  |  |  |  | 0 |  | 0 |  | 0 | 0 | 0 | 0
25 | 2052 |  |  |  |  | 0 | 0 | 0 | 0 | 0 |  |  |  |  | 0 |  | 0 |  | 0 | 0 | 0 | 0
26 | 2053 |  |  |  |  | 0 | 0 | 0 | 0 | 0 |  |  |  |  | 0 |  | 0 |  | 0 | 0 | 0 | 0
27 | 2054 |  |  |  |  | 0 | 0 | 0 | 0 | 0 |  |  |  |  | 0 |  | 0 |  | 0 | 0 | 0 | 0
28 | 2055 |  |  |  |  | 0 | 0 | 0 | 0 | 0 |  |  |  |  | 0 |  | 0 |  | 0 | 0 | 0 | 0
29 | 2056 |  |  |  |  | 0 | 0 | 0 | 0 | 0 |  |  |  |  | 0 |  | 0 |  | 0 | 0 | 0 | 0
30 | 2057 |  |  |  |  | 0 | 0 | 0 | 0 | 0 |  |  |  |  | 0 |  | 0 |  | 0 | 0 | 0 | 0
31 | 2058 |  |  |  |  | 0 | 0 | 0 | 0 | 0 |  |  |  |  | 0 |  | 0 |  | 0 | 0 | 0 | 0
32 | 2059 |  |  |  |  | 0 | 0 | 0 | 0 | 0 |  |  |  |  | 0 |  | 0 |  | 0 | 0 | 0 | 0
33 | 2060 |  |  |  |  | 0 | 0 | 0 | 0 | 0 |  |  |  |  | 0 |  | 0 |  | 0 | 0 | 0 | 0
34 | 2061 |  |  |  |  | #N/A | #N/A | #N/A | #N/A | #N/A |  |  |  |  | #N/A |  | #N/A |  | #N/A | #N/A | 0 | 0
35 | 2062 |  |  |  |  | #N/A | #N/A | #N/A | #N/A | #N/A |  |  |  |  | #N/A |  | #N/A |  | #N/A | #N/A | 0 | 0
2029, 2027$
1 | 2029 |  |  |  |  | 0.0051913 | 0.004641 | 0.0024969 | 0.0015347 | 0.0027026 |  |  |  |  | 18.8247 |  | 0 |  | 2.0396 | 20.47 | 0 | 0
2 | 2030 |  |  |  |  | 0.0081005 | 0.0071931 | 0.0039735 | 0.0024002 | 0.0042915 |  |  |  |  | 15.6282 |  | 0 |  | 1.8946 | 21.9812 | 0 | 0
3 | 2031 |  |  |  |  | 0.0098293 | 0.0085932 | 0.0050139 | 0.0029922 | 0.0052914 |  |  |  |  | 16.2302 |  | 0 |  | 2.8803 | 22.5278 | 0 | 0
4 | 2032 |  |  |  |  | 0.0097984 | 0.0085946 | 0.0051327 | 0.0030901 | 0.0047889 |  |  |  |  | 11.9748 |  | 0 |  | 2.1676 | 15.2604 | 0 | 0
5 | 2033 |  |  |  |  | 0.0092434 | 0.0078085 | 0.0051255 | 0.0030629 | 0.0042714 |  |  |  |  | 5.2269 |  | 0 |  | 1.3524 | 10.8516 | 0 | 0
6 | 2034 |  |  |  |  | 0.0089899 | 0.0076081 | 0.0052313 | 0.0031918 | 0.0030539 |  |  |  |  | 3.5369 |  | 0 |  | 0.87675 | 3.1176 | 0 | 0
7 | 2035 |  |  |  |  | 0.0084493 | 0.0072493 | 0.0051546 | 0.0031098 | 0.0018812 |  |  |  |  | 0 |  | 0 |  | 0 | 0 | 0 | 0
8 | 2036 |  |  |  |  | 0.0079119 | 0.0066791 | 0.004983 | 0.0029179 | 0.0013276 |  |  |  |  | 0 |  | 0 |  | 0 | 0 | 0 | 0
9 | 2037 |  |  |  |  | 0.0070019 | 0.0057636 | 0.0045958 | 0.0026767 | 0.00080823 |  |  |  |  | 0 |  | 0 |  | 0 | 0 | 0 | 0
10 | 2038 |  |  |  |  | 0.005915 | 0.0047941 | 0.0039435 | 0.0022404 | 0.00036113 |  |  |  |  | 0 |  | 0 |  | 0 | 0 | 0 | 0
11 | 2039 |  |  |  |  | 0.0042265 | 0.0032297 | 0.0029536 | 0.0016507 | 3.9499e-05 |  |  |  |  | 0 |  | 0 |  | 0 | 0 | 0 | 0
12 | 2040 |  |  |  |  | 0 | 0 | 0 | 0 | 0 |  |  |  |  | 0 |  | 0 |  | 0 | 0 | 0 | 0
13 | 2041 |  |  |  |  | 0 | 0 | 0 | 0 | 0 |  |  |  |  | 0 |  | 0 |  | 0 | 0 | 0 | 0
14 | 2042 |  |  |  |  | 0 | 0 | 0 | 0 | 0 |  |  |  |  | 0 |  | 0 |  | 0 | 0 | 0 | 0
15 | 2043 |  |  |  |  | 0 | 0 | 0 | 0 | 0 |  |  |  |  | 0 |  | 0 |  | 0 | 0 | 0 | 0
16 | 2044 |  |  |  |  | 0 | 0 | 0 | 0 | 0 |  |  |  |  | 0 |  | 0 |  | 0 | 0 | 0 | 0
17 | 2045 |  |  |  |  | 0 | 0 | 0 | 0 | 0 |  |  |  |  | 0 |  | 0 |  | 0 | 0 | 0 | 0
18 | 2046 |  |  |  |  | 0 | 0 | 0 | 0 | 0 |  |  |  |  | 0 |  | 0 |  | 0 | 0 | 0 | 0
19 | 2047 |  |  |  |  | 0 | 0 | 0 | 0 | 0 |  |  |  |  | 0 |  | 0 |  | 0 | 0 | 0 | 0
20 | 2048 |  |  |  |  | 0 | 0 | 0 | 0 | 0 |  |  |  |  | 0 |  | 0 |  | 0 | 0 | 0 | 0
21 | 2049 |  |  |  |  | 0 | 0 | 0 | 0 | 0 |  |  |  |  | 0 |  | 0 |  | 0 | 0 | 0 | 0
22 | 2050 |  |  |  |  | 0 | 0 | 0 | 0 | 0 |  |  |  |  | 0 |  | 0 |  | 0 | 0 | 0 | 0
23 | 2051 |  |  |  |  | 0 | 0 | 0 | 0 | 0 |  |  |  |  | 0 |  | 0 |  | 0 | 0 | 0 | 0
24 | 2052 |  |  |  |  | 0 | 0 | 0 | 0 | 0 |  |  |  |  | 0 |  | 0 |  | 0 | 0 | 0 | 0
25 | 2053 |  |  |  |  | 0 | 0 | 0 | 0 | 0 |  |  |  |  | 0 |  | 0 |  | 0 | 0 | 0 | 0
26 | 2054 |  |  |  |  | 0 | 0 | 0 | 0 | 0 |  |  |  |  | 0 |  | 0 |  | 0 | 0 | 0 | 0
27 | 2055 |  |  |  |  | 0 | 0 | 0 | 0 | 0 |  |  |  |  | 0 |  | 0 |  | 0 | 0 | 0 | 0
28 | 2056 |  |  |  |  | 0 | 0 | 0 | 0 | 0 |  |  |  |  | 0 |  | 0 |  | 0 | 0 | 0 | 0
29 | 2057 |  |  |  |  | 0 | 0 | 0 | 0 | 0 |  |  |  |  | 0 |  | 0 |  | 0 | 0 | 0 | 0
30 | 2058 |  |  |  |  | 0 | 0 | 0 | 0 | 0 |  |  |  |  | 0 |  | 0 |  | 0 | 0 | 0 | 0
31 | 2059 |  |  |  |  | 0 | 0 | 0 | 0 | 0 |  |  |  |  | 0 |  | 0 |  | 0 | 0 | 0 | 0
32 | 2060 |  |  |  |  | 0 | 0 | 0 | 0 | 0 |  |  |  |  | 0 |  | 0 |  | 0 | 0 | 0 | 0
33 | 2061 |  |  |  |  | #N/A | #N/A | #N/A | #N/A | #N/A |  |  |  |  | #N/A |  | #N/A |  | #N/A | #N/A | 0 | 0
34 | 2062 |  |  |  |  | #N/A | #N/A | #N/A | #N/A | #N/A |  |  |  |  | #N/A |  | #N/A |  | #N/A | #N/A | 0 | 0
35 | 2063 |  |  |  |  | #N/A | #N/A | #N/A | #N/A | #N/A |  |  |  |  | #N/A |  | #N/A |  | #N/A | #N/A | 0 | 0
← Annual Avoided Costs (2028 and 2029* vintage measures)
CUMULATIVE AVOIDED COSTS (2027$)
2027, 2027$ | [5 empty] | 2027 Vintage | 2027 Vintage | 2027 Vintage | 2027 Vintage | 2027 Vintage |  | Uncleared Tab |  |  | 2027 Vintage | Uncleared Tab | 2027 Vintage |  | 2027 Vintage | 2027 Vintage | 2027 Vintage | 2027 Vintage
1 | 2027 | 0.092732 | 0.089714 | 0.054147 | 0.053142 | 0.0053008 | 0.0047084 | 0.0024962 | 0.0015092 | 0.0026409 | 37.1547 | 60.1337 | 0 |  | 0.00012372 | 13.0535 | 0 |  | 2.0583e-05 | 20.7546 | 0 | 0 | 85.7957 | 0 | 0 | 102.5817 | 5.8058 | 5.8549 | 9.027 | 8.0488 | 6.3724 | 8.7058 | 8.0265 | 0.0020086 | 0.56874 | 0.56874 | 1.283 | 1.0632 | 0.56874 | 1.283 | 1.0751 | 33.0235 | 31.2956 | 29.6728 | 0.017343 | 41.5123 | 62.7036 | 31.6953 | 33.1616 | 0.022982 | 0.022982 | 1.0252 | 9.0708 | 0.06859 | 0.065536 | 0.057197 | 0.050151 | 14.7801 | 14.7801 | 14.7801 | 20.6773 | 20.6766 | 20.6759 | 0 | 0 | 20.9882 | 17.2332
2 | 2028 | 0.18337 | 0.17791 | 0.10773 | 0.10645 | 0.013474 | 0.012015 | 0.0064273 | 0.0039254 | 0.0067773 | 75.2882 | 130.2483 | 0 |  | 15.4525 | 25.7737 | 0 |  | 1.6742 | 40.9991 | 0 | 0 | 170.646 | 0 | 0 | 204.0331 | 11.4751 | 11.5723 | 17.8525 | 15.9159 | 12.5938 | 17.2176 | 15.8714 | 0.003999 | 1.0738 | 1.0738 | 2.4216 | 2.0069 | 1.0738 | 2.4216 | 2.0292 | 65.3985 | 60.5136 | 57.5001 | 0.034236 | 82.2095 | 124.176 | 62.7683 | 65.672 | 0.045712 | 0.045712 | 2.0391 | 18.4583 | 0.13782 | 0.13163 | 0.11493 | 0.10079 | 29.6643 | 29.6643 | 29.6643 | 41.5006 | 41.4991 | 41.4977 | 0 | 0 | 42.1244 | 34.588
3 | 2029 | 0.26885 | 0.26068 | 0.1581 | 0.15622 | 0.023194 | 0.020646 | 0.011195 | 0.0068055 | 0.011781 | 116.3543 | 204.0849 | 0 |  | 27.6556 | 36.8944 | 0 |  | 3.1536 | 55.8829 | 0 | 0 | 253.6369 | 0 | 0 | 303.2612 | 17.0297 | 17.1734 | 26.4686 | 23.6022 | 18.681 | 25.5298 | 23.5359 | 0.0059471 | 1.4272 | 1.4272 | 3.2158 | 2.6654 | 1.4272 | 3.2158 | 2.695 | 97.1687 | 89.1882 | 84.8174 | 0.050485 | 122.1463 | 184.4998 | 93.2607 | 97.575 | 0.067943 | 0.067943 | 3.0308 | 28.0625 | 0.20644 | 0.19707 | 0.17207 | 0.1509 | 44.4184 | 44.4184 | 44.4184 | 62.1419 | 62.1397 | 62.1376 | 0 | 0 | 63.076 | 51.7913
4 | 2030 | 0.35074 | 0.33918 | 0.20782 | 0.20489 | 0.032386 | 0.028683 | 0.015884 | 0.0096039 | 0.016232 | 176.6036 | 279.9382 | 0 |  | 39.115 | 43.9394 | 0 |  | 5.1872 | 70.3458 | 0 | 0 | 334.809 | 0 | 0 | 400.3147 | 22.5322 | 22.7211 | 34.9455 | 31.1759 | 24.6987 | 33.7115 | 31.0875 | 0.0078547 | 1.6395 | 1.6395 | 3.6898 | 3.0589 | 1.6395 | 3.6898 | 3.0929 | 128.2593 | 117.2486 | 111.5541 | 0.066066 | 161.2289 | 243.5334 | 123.1009 | 128.7956 | 0.089687 | 0.089687 | 4.0007 | 37.8916 | 0.26922 | 0.25507 | 0.2333 | 0.2149 | 59.1045 | 59.1045 | 59.1045 | 82.6884 | 82.6855 | 82.6826 | 0 | 0 | 83.9313 | 68.9156
5 | 2031 | 0.43252 | 0.41801 | 0.25851 | 0.25442 | 0.041295 | 0.036497 | 0.020551 | 0.012413 | 0.020122 | 235.5325 | 353.9757 | 0 |  | 46.4285 | 101.2513 | 0 |  | 6.5111 | 78.1052 | 0 | 0 | 414.2023 | 0 | 0 | 495.2413 | 28.0253 | 28.2579 | 43.3306 | 38.6826 | 30.6904 | 41.809 | 38.572 | 0.0097235 | 1.7846 | 1.7846 | 4.0124 | 3.3269 | 1.7846 | 4.0124 | 3.3638 | 158.8618 | 144.8863 | 137.8953 | 0.081014 | 199.6979 | 301.64 | 152.4726 | 159.5261 | 0.11095 | 0.11095 | 4.9494 | 47.9516 | 0.33171 | 0.31289 | 0.29438 | 0.2787 | 73.7187 | 73.7187 | 73.7187 | 103.1343 | 103.1307 | 103.1271 | 0 | 0 | 104.6846 | 85.9561
6 | 2032 | 0.50902 | 0.48875 | 0.3074 | 0.30175 | 0.049438 | 0.043376 | 0.025066 | 0.015112 | 0.022822 | 312.3825 | 431.2412 | 0 |  | 48.8656 | 217.1928 | 0 |  | 7.1417 | 80.9276 | 0 | 0 | 491.8557 | 0 | 0 | 588.0876 | 33.5382 | 33.8135 | 51.6572 | 46.1547 | 36.6866 | 49.8554 | 46.0214 | 0.011554 | 1.8697 | 1.8697 | 4.199 | 3.4823 | 1.8697 | 4.199 | 3.5209 | 188.8906 | 172.0077 | 163.7519 | 0.095401 | 237.4458 | 358.6575 | 181.2937 | 189.6805 | 0.13176 | 0.13176 | 5.8773 | 58.2481 | 0.39401 | 0.37051 | 0.35518 | 0.34227 | 88.196 | 88.196 | 88.196 | 123.389 | 123.3847 | 123.3804 | 0 | 0 | 125.2437 | 102.8373
7 | 2033 | 0.58355 | 0.55853 | 0.3571 | 0.35068 | 0.05707 | 0.049835 | 0.029507 | 0.017821 | 0.024451 | 387.5483 | 503.1479 | 0 |  | 48.8656 | 220.826 | 0 |  | 7.1417 | 80.9276 | 0 | 0 | 567.8072 | 0 | 0 | 678.8992 | 39.1086 | 39.4253 | 59.968 | 53.6333 | 42.726 | 57.8922 | 53.4768 | 0.01335 | 1.9056 | 1.9056 | 4.2748 | 3.5458 | 1.9056 | 4.2748 | 3.585 | 218.393 | 198.6476 | 189.1605 | 0.10924 | 274.5319 | 414.6755 | 209.6095 | 219.3063 | 0.1521 | 0.1521 | 6.7849 | 68.7865 | 0.45254 | 0.42218 | 0.41902 | 0.40673 | 102.5951 | 102.5951 | 102.5951 | 143.5343 | 143.5293 | 143.5244 | 0 | 0 | 145.6919 | 119.6274
8 | 2034 | 0.65622 | 0.62755 | 0.40719 | 0.3998 | 0.063916 | 0.055708 | 0.033683 | 0.020341 | 0.025573 | 479.4465 | 576.908 | 0 |  | 48.8656 | 223.3717 | 0 |  | 7.1417 | 80.9276 | 0 | 0 | 642.0943 | 0 | 0 | 767.7207 | 44.6801 | 45.0372 | 68.2071 | 61.0622 | 48.7523 | 65.864 | 60.8821 | 0.015113 | 1.908 | 1.908 | 4.2758 | 3.5472 | 1.908 | 4.2758 | 3.5864 | 247.2919 | 224.7636 | 214.0684 | 0.12257 | 310.8594 | 469.5475 | 237.3461 | 248.326 | 0.172 | 0.172 | 7.6726 | 79.5726 | 0.51041 | 0.47323 | 0.48217 | 0.47049 | 116.9124 | 116.9124 | 116.9124 | 163.5655 | 163.5598 | 163.5541 | 0 | 0 | 166.0241 | 136.3223
9 | 2035 | 0.72814 | 0.69506 | 0.45768 | 0.4487 | 0.069926 | 0.060782 | 0.037469 | 0.022557 | 0.026241 | 551.3539 | 662.3952 | 0 |  | 48.8656 | 247.3252 | 0 |  | 7.1417 | 80.9276 | 0 | 0 | 714.7535 | 0 | 0 | 854.5956 | 50.2161 | 50.6124 | 76.337 | 68.4043 | 54.7287 | 73.7337 | 68.2006 | 0.016843 | 1.908 | 1.908 | 4.2758 | 3.5472 | 1.908 | 4.2758 | 3.5864 | 275.7457 | 250.4594 | 238.593 | 0.1354 | 346.6274 | 523.5744 | 264.6556 | 276.8988 | 0.19146 | 0.19146 | 8.5408 | 90.6122 | 0.568 | 0.52406 | 0.54504 | 0.53395 | 131.0875 | 131.0875 | 131.0875 | 183.3979 | 183.3915 | 183.3852 | 0 | 0 | 186.1547 | 152.8518
10 | 2036 | 0.79774 | 0.75941 | 0.50933 | 0.49768 | 0.074726 | 0.064733 | 0.04062 | 0.024392 | 0.026531 | 604.1026 | 744.5928 | 0 |  | 48.8656 | 253.5753 | 0 |  | 7.1417 | 80.9276 | 0 | 0 | 785.8203 | 0 | 0 | 939.5667 | 55.6293 | 56.0635 | 84.2687 | 75.5711 | 60.5673 | 81.4132 | 75.3441 | 0.01854 | 1.908 | 1.908 | 4.2758 | 3.5472 | 1.908 | 4.2758 | 3.5864 | 303.5877 | 275.6259 | 262.6088 | 0.14779 | 381.6262 | 576.4395 | 291.3778 | 304.8572 | 0.2105 | 0.2105 | 9.39 | 101.9113 | 0.61576 | 0.56579 | 0.59456 | 0.58347 | 145.1756 | 145.1756 | 145.1756 | 203.1088 | 203.1017 | 203.0947 | 0 | 0 | 206.1618 | 169.2799
11 | 2037 | 0.86768 | 0.82199 | 0.56077 | 0.54559 | 0.078022 | 0.067404 | 0.042817 | 0.025641 | 0.026562 | 690.0905 | 821.8879 | 0 |  | 48.8656 | 253.5753 | 0 |  | 7.1417 | 80.9276 | 0 | 0 | 855.3296 | 0 | 0 | 1022.6756 | 60.9488 | 61.4198 | 92.0352 | 82.5944 | 66.2981 | 88.9347 | 82.3443 | 0.020206 | 1.908 | 1.908 | 4.2758 | 3.5472 | 1.908 | 4.2758 | 3.5864 | 330.9423 | 300.3533 | 286.2137 | 0.15975 | 416.0125 | 628.3793 | 317.6322 | 332.3262 | 0.22912 | 0.22912 | 10.2206 | 113.4759 | 0.66325 | 0.60728 | 0.64375 | 0.63266 | 159.1738 | 159.1738 | 159.1738 | 222.6939 | 222.6862 | 222.6785 | 0 | 0 | 226.0413 | 185.6032
12 | 2038 | 0.93857 | 0.88176 | 0.6146 | 0.59476 | 0.078022 | 0.067404 | 0.042817 | 0.025641 | 0.026575 | 774.1939 | 905.6588 | 0 |  | 48.8656 | 253.5753 | 0 |  | 7.1417 | 80.9276 | 0 | 0 | 923.3157 | 0 | 0 | 1103.9632 | 66.2466 | 66.7534 | 99.7147 | 89.5505 | 71.9947 | 96.3753 | 89.2772 | 0.02184 | 1.908 | 1.908 | 4.2758 | 3.5472 | 1.908 | 4.2758 | 3.5864 | 357.784 | 324.6224 | 309.3863 | 0.17129 | 449.754 | 679.3453 | 343.3944 | 359.2802 | 0.24733 | 0.24733 | 11.033 | 125.3122 | 0.71043 | 0.64851 | 0.6927 | 0.68162 | 173.0258 | 173.0258 | 173.0258 | 242.0747 | 242.0663 | 242.0579 | 0 | 0 | 245.7134 | 201.7563
13 | 2039 | 1.0077 | 0.9402 | 0.66775 | 0.64383 | 0.078022 | 0.067404 | 0.042817 | 0.025641 | 0.026575 | 840.0021 | 979.1189 | 0 |  | 48.8656 | 253.5753 | 0 |  | 7.1417 | 80.9276 | 0 | 0 | 989.8119 | 0 | 0 | 1183.4694 | 71.3556 | 71.8971 | 107.1326 | 96.2671 | 77.4881 | 103.5626 | 95.9713 | 0.023443 | 1.908 | 1.908 | 4.2758 | 3.5472 | 1.908 | 4.2758 | 3.5864 | 384.079 | 348.4028 | 332.0945 | 0.18244 | 482.8082 | 729.273 | 368.6318 | 385.685 | 0.26515 | 0.26515 | 11.8275 | 137.4268 | 0.74921 | 0.68283 | 0.73449 | 0.72121 | 186.7834 | 186.7834 | 186.7834 | 261.3237 | 261.3146 | 261.3055 | 0 | 0 | 265.2516 | 217.7996
14 | 2040 | 1.0765 | 1.0034 | 0.72231 | 0.69406 | 0.078022 | 0.067404 | 0.042817 | 0.025641 | 0.026575 | 959.723 | 1053.8586 | 0 |  | 48.8656 | 253.5753 | 0 |  | 7.1417 | 80.9276 | 0 | 0 | 1054.8508 | 0 | 0 | 1261.2332 | 76.4597 | 77.0349 | 114.4856 | 102.937 | 82.9652 | 110.6904 | 102.6185 | 0.025015 | 1.908 | 1.908 | 4.2758 | 3.5472 | 1.908 | 4.2758 | 3.5864 | 409.8413 | 371.7101 | 354.3525 | 0.19323 | 515.1928 | 778.1894 | 393.358 | 411.5551 | 0.28257 | 0.28257 | 12.6047 | 149.826 | 0.78767 | 0.71684 | 0.77598 | 0.76048 | 200.4443 | 200.4443 | 200.4443 | 280.4373 | 280.4275 | 280.4178 | 0 | 0 | 284.6525 | 233.7301
15 | 2041 | 1.1428 | 1.0625 | 0.77512 | 0.74248 | 0.078022 | 0.067404 | 0.042817 | 0.025641 | 0.026575 | 1038.4174 | 1136.6323 | 0 |  | 48.8656 | 253.5753 | 0 |  | 7.1417 | 80.9276 | 0 | 0 | 1118.4643 | 0 | 0 | 1337.2929 | 81.5074 | 82.1154 | 121.7206 | 109.5077 | 88.3742 | 117.7063 | 109.1666 | 0.026558 | 1.908 | 1.908 | 4.2758 | 3.5472 | 1.908 | 4.2758 | 3.5864 | 435.1754 | 394.6449 | 376.2597 | 0.20368 | 547.0392 | 826.2928 | 417.6733 | 436.9952 | 0.29961 | 0.29961 | 13.3648 | 162.5166 | 0.8259 | 0.75063 | 0.81708 | 0.79949 | 214.006 | 214.006 | 214.006 | 299.4124 | 299.4019 | 299.3916 | 0 | 0 | 303.9128 | 249.5451
16 | 2042 | 1.208 | 1.1195 | 0.82707 | 0.79051 | 0.078022 | 0.067404 | 0.042817 | 0.025641 | 0.026575 | 1099.9932 | 1220.8578 | 0 |  | 48.8656 | 253.5753 | 0 |  | 7.1417 | 80.9276 | 0 | 0 | 1180.6838 | 0 | 0 | 1411.6857 | 86.4298 | 87.0696 | 128.7673 | 115.9091 | 93.6457 | 124.5405 | 115.5458 | 0.028071 | 1.908 | 1.908 | 4.2758 | 3.5472 | 1.908 | 4.2758 | 3.5864 | 459.9517 | 417.0805 | 397.6885 | 0.2138 | 578.1843 | 873.3369 | 441.453 | 461.875 | 0.31627 | 0.31627 | 14.1083 | 175.5055 | 0.86048 | 0.78044 | 0.85345 | 0.83262 | 227.4664 | 227.4664 | 227.4664 | 318.2458 | 318.2347 | 318.2237 | 0 | 0 | 323.0293 | 265.2422
17 | 2043 | 1.2699 | 1.1719 | 0.87731 | 0.83515 | 0.078022 | 0.067404 | 0.042817 | 0.025641 | 0.026575 | 1175.2762 | 1305.6957 | 0 |  | 48.8656 | 253.5753 | 0 |  | 7.1417 | 80.9276 | 0 | 0 | 1241.5398 | 0 | 0 | 1484.4481 | 91.188 | 91.8586 | 135.5868 | 122.1025 | 98.7407 | 131.1546 | 121.7177 | 0.029556 | 1.908 | 1.908 | 4.2758 | 3.5472 | 1.908 | 4.2758 | 3.5864 | 484.2814 | 439.1218 | 418.7435 | 0.22359 | 608.768 | 919.5331 | 464.8042 | 486.3065 | 0.33258 | 0.33258 | 14.8355 | 188.7996 | 0.89472 | 0.81001 | 0.88952 | 0.86545 | 240.8234 | 240.8234 | 240.8234 | 336.9347 | 336.9229 | 336.9113 | 0 | 0 | 341.999 | 280.8188
18 | 2044 | 1.3336 | 1.2218 | 0.92758 | 0.88054 | 0.078022 | 0.067404 | 0.042817 | 0.025641 | 0.026575 | 1248.9094 | 1383.1133 | 0 |  | 48.8656 | 253.5753 | 0 |  | 7.1417 | 80.9276 | 0 | 0 | 1301.0621 | 0 | 0 | 1555.616 | 95.8069 | 96.5073 | 142.207 | 128.1148 | 103.6849 | 137.5759 | 127.7089 | 0.031012 | 1.908 | 1.908 | 4.2758 | 3.5472 | 1.908 | 4.2758 | 3.5864 | 508.0075 | 460.612 | 439.272 | 0.23309 | 638.593 | 964.5832 | 487.5761 | 510.1318 | 0.34852 | 0.34852 | 15.5467 | 202.4062 | 0.92886 | 0.83951 | 0.92554 | 0.8982 | 254.0749 | 254.0749 | 254.0749 | 355.4763 | 355.4639 | 355.4516 | 0 | 0 | 360.8193 | 296.2726
19 | 2045 | 1.3946 | 1.2742 | 0.97779 | 0.92689 | 0.078022 | 0.067404 | 0.042817 | 0.025641 | 0.026575 | 1345.7037 | 1452.5545 | 0 |  | 48.8656 | 253.5753 | 0 |  | 7.1417 | 80.9276 | 0 | 0 | 1359.28 | 0 | 0 | 1625.2243 | 100.3148 | 101.0441 | 148.6589 | 133.9761 | 108.5072 | 143.8349 | 133.5496 | 0.03244 | 1.908 | 1.908 | 4.2758 | 3.5472 | 1.908 | 4.2758 | 3.5864 | 531.2447 | 481.6819 | 459.395 | 0.24229 | 667.8035 | 1008.7051 | 509.8787 | 533.4661 | 0.36412 | 0.36412 | 16.2424 | 216.3325 | 0.95739 | 0.86684 | 0.95542 | 0.92665 | 267.2194 | 267.2194 | 267.2194 | 373.8681 | 373.8551 | 373.8421 | 0 | 0 | 379.4875 | 311.6017
20 | 2046 | 1.4512 | 1.325 | 1.0269 | 0.97203 | 0.078022 | 0.067404 | 0.042817 | 0.025641 | 0.026575 | 1440.3767 | 1507.5859 | 0 |  | 48.8656 | 253.5753 | 0 |  | 7.1417 | 80.9276 | 0 | 0 | 1416.222 | 0 | 0 | 1693.3071 | 104.7137 | 105.4711 | 154.9467 | 139.6902 | 113.21 | 149.9356 | 139.2434 | 0.03384 | 1.908 | 1.908 | 4.2758 | 3.5472 | 1.908 | 4.2758 | 3.5864 | 554.1311 | 502.4527 | 479.2369 | 0.25128 | 696.573 | 1052.1609 | 531.8447 | 556.4483 | 0.37937 | 0.37937 | 16.9228 | 230.5861 | 0.98561 | 0.89389 | 0.98504 | 0.95487 | 280.255 | 280.255 | 280.255 | 392.1078 | 392.0941 | 392.0806 | 0 | 0 | 398.0013 | 326.8041
21 | 2047 | 1.5106 | 1.3814 | 1.0768 | 1.0174 | 0.078022 | 0.067404 | 0.042817 | 0.025641 | 0.026575 | 1542.8962 | 1556.7903 | 0 |  | 48.8656 | 253.5753 | 0 |  | 7.1417 | 80.9276 | 0 | 0 | 1471.9162 | 0 | 0 | 1759.8978 | 108.9841 | 109.7687 | 161.0517 | 145.2379 | 117.7741 | 155.8594 | 144.7713 | 0.035214 | 1.908 | 1.908 | 4.2758 | 3.5472 | 1.908 | 4.2758 | 3.5864 | 576.5429 | 522.7895 | 498.6661 | 0.26003 | 724.7458 | 1094.7154 | 553.3551 | 578.9538 | 0.39429 | 0.39429 | 17.5883 | 245.1747 | 1.0136 | 0.92073 | 1.0143 | 0.98278 | 293.224 | 293.224 | 293.224 | 410.2543 | 410.24 | 410.2258 | 0 | 0 | 416.4205 | 341.9287
22 | 2048 | 1.567 | 1.4279 | 1.1255 | 1.0618 | 0.078022 | 0.067404 | 0.042817 | 0.025641 | 0.026575 | 1610.2838 | 1598.4344 | 0 |  | 48.8656 | 253.5753 | 0 |  | 7.1417 | 80.9276 | 0 | 0 | 1526.3898 | 0 | 0 | 1825.0293 | 113.14 | 113.951 | 166.9896 | 150.6344 | 122.2137 | 161.6216 | 150.1484 | 0.036561 | 1.908 | 1.908 | 4.2758 | 3.5472 | 1.908 | 4.2758 | 3.5864 | 598.4913 | 542.7093 | 517.7004 | 0.26857 | 752.3362 | 1136.3902 | 574.4208 | 600.994 | 0.40888 | 0.40888 | 18.2393 | 260.1062 | 1.0409 | 0.94519 | 1.0394 | 1.0072 | 306.0803 | 306.0803 | 306.0803 | 428.2432 | 428.2283 | 428.2135 | 0 | 0 | 434.6798 | 356.9221
23 | 2049 | 1.6216 | 1.471 | 1.1735 | 1.1048 | 0.078022 | 0.067404 | 0.042817 | 0.025641 | 0.026575 | 1676.1946 | 1635.1605 | 0 |  | 48.8656 | 253.5753 | 0 |  | 7.1417 | 80.9276 | 0 | 0 | 1579.6696 | 0 | 0 | 1888.7334 | 117.1559 | 117.9925 | 172.7355 | 155.8547 | 126.5036 | 167.1976 | 155.35 | 0.037881 | 1.908 | 1.908 | 4.2758 | 3.5472 | 1.908 | 4.2758 | 3.5864 | 620.0101 | 562.2462 | 536.3709 | 0.27691 | 779.3865 | 1177.2491 | 595.0741 | 622.6028 | 0.42315 | 0.42315 | 18.8759 | 275.3885 | 1.0679 | 0.9694 | 1.0643 | 1.0315 | 318.8225 | 318.8225 | 318.8225 | 446.0727 | 446.0571 | 446.0417 | 0 | 0 | 452.7772 | 371.7826
24 | 2050 | 1.6772 | 1.5138 | 1.2214 | 1.1485 | 0.078022 | 0.067404 | 0.042817 | 0.025641 | 0.026575 | 1727.7677 | 1667.448 | 0 |  | 48.8656 | 253.5753 | 0 |  | 7.1417 | 80.9276 | 0 | 0 | 1631.7818 | 0 | 0 | 1951.0414 | 121.0691 | 121.9306 | 178.3301 | 160.9385 | 130.6817 | 172.6273 | 160.4153 | 0.039176 | 1.908 | 1.908 | 4.2758 | 3.5472 | 1.908 | 4.2758 | 3.5864 | 641.0624 | 581.3608 | 554.6394 | 0.28503 | 805.8503 | 1217.2223 | 615.2797 | 643.7431 | 0.43711 | 0.43711 | 19.4986 | 291.03 | 1.0946 | 0.99337 | 1.0889 | 1.0554 | 331.4496 | 331.4496 | 331.4496 | 463.7411 | 463.7249 | 463.7089 | 0 | 0 | 470.7111 | 386.5088
25 | 2051 | 1.7319 | 1.5547 | 1.269 | 1.1916 | 0.078022 | 0.067404 | 0.042817 | 0.025641 | 0.026575 | 1773.1078 | 1695.8332 | 0 |  | 48.8656 | 253.5753 | 0 |  | 7.1417 | 80.9276 | 0 | 0 | 1682.752 | 0 | 0 | 2011.9839 | 124.8712 | 125.8107 | 183.8197 | 165.9318 | 134.7936 | 177.9568 | 165.3903 | 0.040443 | 1.908 | 1.908 | 4.2758 | 3.5472 | 1.908 | 4.2758 | 3.5864 | 661.698 | 600.1015 | 572.5531 | 0.29296 | 831.7904 | 1256.4044 | 635.0854 | 664.465 | 0.45077 | 0.45077 | 20.1077 | 306.3287 | 1.1209 | 1.0166 | 1.1124 | 1.0784 | 343.9767 | 343.9767 | 343.9767 | 481.2697 | 481.253 | 481.2363 | 0 | 0 | 488.5032 | 401.1187
26 | 2052 | 1.7857 | 1.5936 | 1.3161 | 1.2343 | 0.078022 | 0.067404 | 0.042817 | 0.025641 | 0.026575 | 1812.9681 | 1720.7878 | 0 |  | 48.8656 | 253.5753 | 0 |  | 7.1417 | 80.9276 | 0 | 0 | 1732.6052 | 0 | 0 | 2071.5909 | 128.5655 | 129.6339 | 189.2064 | 170.8362 | 138.8403 | 183.188 | 170.2765 | 0.041681 | 1.908 | 1.908 | 4.2758 | 3.5472 | 1.908 | 4.2758 | 3.5864 | 681.9253 | 618.4756 | 590.1187 | 0.30069 | 857.2172 | 1294.8111 | 654.4992 | 684.7769 | 0.46412 | 0.46412 | 20.7034 | 321.2922 | 1.1469 | 1.0391 | 1.1348 | 1.1004 | 356.4047 | 356.4047 | 356.4047 | 498.6598 | 498.6425 | 498.6252 | 0 | 0 | 506.1546 | 415.613
27 | 2053 | 1.8387 | 1.6307 | 1.363 | 1.2765 | 0.078022 | 0.067404 | 0.042817 | 0.025641 | 0.026575 | 1848.0109 | 1741.1399 | 0 |  | 48.8656 | 253.5753 | 0 |  | 7.1417 | 80.9276 | 0 | 0 | 1781.3658 | 0 | 0 | 2129.8916 | 132.1549 | 133.4009 | 194.4919 | 175.6533 | 142.8228 | 188.3225 | 175.0756 | 0.042893 | 1.908 | 1.908 | 4.2758 | 3.5472 | 1.908 | 4.2758 | 3.5864 | 701.7523 | 636.4902 | 607.3431 | 0.30824 | 882.1408 | 1332.4577 | 673.5287 | 704.6868 | 0.47718 | 0.47718 | 21.286 | 335.9277 | 1.1726 | 1.061 | 1.1561 | 1.1215 | 368.7344 | 368.7344 | 368.7344 | 515.9124 | 515.8945 | 515.8766 | 0 | 0 | 523.6665 | 429.9928
28 | 2054 | 1.8908 | 1.6661 | 1.4095 | 1.3182 | 0.078022 | 0.067404 | 0.042817 | 0.025641 | 0.026575 | 1878.8185 | 1755.8593 | 0 |  | 48.8656 | 253.5753 | 0 |  | 7.1417 | 80.9276 | 0 | 0 | 1829.0578 | 0 | 0 | 2186.9146 | 135.6425 | 137.1126 | 199.6783 | 180.3846 | 146.7423 | 193.3622 | 179.7891 | 0.044078 | 1.908 | 1.908 | 4.2758 | 3.5472 | 1.908 | 4.2758 | 3.5864 | 721.1869 | 654.1523 | 624.2329 | 0.31559 | 906.5712 | 1369.3594 | 692.1817 | 724.2026 | 0.48996 | 0.48996 | 21.8559 | 350.2425 | 1.1978 | 1.0821 | 1.1765 | 1.1418 | 380.9665 | 380.9665 | 380.9665 | 533.0286 | 533.0101 | 532.9916 | 0 | 0 | 541.0399 | 444.2589
29 | 2055 | 1.942 | 1.6998 | 1.4557 | 1.3595 | 0.078022 | 0.067404 | 0.042817 | 0.025641 | 0.026575 | 1905.9027 | 1765.6266 | 0 |  | 48.8656 | 253.5753 | 0 |  | 7.1417 | 80.9276 | 0 | 0 | 1875.7047 | 0 | 0 | 2242.688 | 139.0311 | 140.7697 | 204.7674 | 185.0317 | 150.5996 | 198.3089 | 184.4184 | 0.045237 | 1.908 | 1.908 | 4.2758 | 3.5472 | 1.908 | 4.2758 | 3.5864 | 740.2369 | 671.469 | 640.7946 | 0.32277 | 930.5181 | 1405.5307 | 710.4656 | 743.3323 | 0.50245 | 0.50245 | 22.4133 | 364.2435 | 1.2227 | 1.1027 | 1.1959 | 1.1612 | 393.1018 | 393.1018 | 393.1018 | 550.0095 | 549.9903 | 549.9713 | 0 | 0 | 558.2759 | 458.4123
30 | 2056 | 1.9925 | 1.732 | 1.5017 | 1.4005 | 0.078022 | 0.067404 | 0.042817 | 0.025641 | 0.026575 | 1929.7135 | 1771.0405 | 0 |  | 48.8656 | 253.5753 | 0 |  | 7.1417 | 80.9276 | 0 | 0 | 1921.3293 | 0 | 0 | 2297.2391 | 142.3235 | 144.3731 | 209.7611 | 189.5961 | 154.3958 | 203.1642 | 188.9652 | 0.04637 | 1.908 | 1.908 | 4.2758 | 3.5472 | 1.908 | 4.2758 | 3.5864 | 758.9099 | 688.4468 | 657.0345 | 0.32976 | 953.9911 | 1440.9863 | 728.3876 | 762.0834 | 0.51467 | 0.51467 | 22.9585 | 377.9378 | 1.2473 | 1.1226 | 1.2145 | 1.1798 | 405.1412 | 405.1412 | 405.1412 | 566.8561 | 566.8363 | 566.8167 | 0 | 0 | 575.3757 | 472.4537
2028, 2027$ | [5 empty] | 2028 Vintage | 2028 Vintage | 2028 Vintage | 2028 Vintage | 2028 Vintage |  | Uncleared Tab |  |  | 2028 Vintage | Uncleared Tab | 2028 Vintage |  | 2028 Vintage | 2028 Vintage | 2028 Vintage | 2028 Vintage | [11 empty] | Years Shifted | Years Shifted | Years Shifted | Years Shifted | Years Shifted | Years Shifted | Years Shifted | Years Shifted
1 | 2028 | 0.090634 | 0.0882 | 0.053582 | 0.053308 | 0.0051341 | 0.0045899 | 0.0024694 | 0.0015178 | 0.0026728 | 38.1335 | 70.1146 | 0 |  | 18.6173 | 13.6593 | 0 |  | 2.0171 | 20.2445 | 0 | 0 | 84.8504 | 0 | 0 | 101.4514 | 5.6693 | 5.7174 | 8.8255 | 7.867 | 6.2214 | 8.5118 | 7.8449 | 0.0019865 | 0.56248 | 0.56248 | 1.2689 | 1.0515 | 0.56248 | 1.2689 | 1.0632 | 32.3751 | 29.2181 | 27.8274 | 0.016893 | 40.6972 | 61.4724 | 31.073 | 32.5104 | 0.022729 | 0.022729 | 1.0139 | 9.3874 | 0.069228 | 0.066092 | 0.057729 | 0.050643 | 14.8843 | 14.8843 | 14.8843 | 20.8232 | 20.8225 | 20.8218 | 0 | 0 | 21.1362 | 17.3548
2 | 2029 | 0.17612 | 0.17096 | 0.10395 | 0.10308 | 0.01297 | 0.011548 | 0.0063131 | 0.0038395 | 0.006824 | 79.1996 | 143.9511 | 0 |  | 33.7346 | 37.1471 | 0 |  | 3.8498 | 41.5071 | 0 | 0 | 167.8412 | 0 | 0 | 200.6795 | 11.2239 | 11.3185 | 17.4416 | 15.5534 | 12.3086 | 16.824 | 15.5094 | 0.0039332 | 1.0564 | 1.0564 | 2.3825 | 1.9745 | 1.0564 | 2.3825 | 1.9964 | 64.1452 | 57.8926 | 55.1446 | 0.033142 | 80.634 | 121.7962 | 61.5654 | 64.4134 | 0.04496 | 0.04496 | 2.0056 | 18.9917 | 0.13785 | 0.13153 | 0.11487 | 0.10074 | 29.6383 | 29.6383 | 29.6383 | 41.4645 | 41.4631 | 41.4617 | 0 | 0 | 42.0878 | 34.5581
3 | 2030 | 0.258 | 0.24947 | 0.15368 | 0.15175 | 0.022269 | 0.019678 | 0.011057 | 0.0066705 | 0.01183 | 139.4489 | 219.8045 | 0 |  | 49.0901 | 89.7958 | 0 |  | 6.5748 | 62.8208 | 0 | 0 | 249.0134 | 0 | 0 | 297.7331 | 16.7265 | 16.8662 | 25.9185 | 23.127 | 18.3263 | 25.0057 | 23.061 | 0.0058387 | 1.4021 | 1.4021 | 3.1593 | 2.6186 | 1.4021 | 3.1593 | 2.6477 | 95.2358 | 85.9531 | 81.8813 | 0.048723 | 119.7166 | 180.8298 | 91.4056 | 95.6341 | 0.066704 | 0.066704 | 2.9755 | 28.8207 | 0.20063 | 0.18953 | 0.1761 | 0.16475 | 44.3244 | 44.3244 | 44.3244 | 62.011 | 62.0088 | 62.0067 | 0 | 0 | 62.9431 | 51.6824
4 | 2031 | 0.33979 | 0.3283 | 0.20437 | 0.20128 | 0.031337 | 0.027631 | 0.015806 | 0.00953 | 0.016262 | 198.3778 | 293.8419 | 0 |  | 60.1713 | 152.9048 | 0 |  | 8.5807 | 76.9424 | 0 | 0 | 328.4066 | 0 | 0 | 392.6597 | 22.2195 | 22.4031 | 34.3035 | 30.6338 | 24.3181 | 33.1032 | 30.5455 | 0.0077044 | 1.6098 | 1.6098 | 3.6229 | 3.0035 | 1.6098 | 3.6229 | 3.0368 | 125.8383 | 113.5907 | 108.2225 | 0.063671 | 158.1856 | 238.9365 | 120.7772 | 126.3645 | 0.087972 | 0.087972 | 3.9242 | 38.8808 | 0.26312 | 0.24735 | 0.23718 | 0.22855 | 58.9386 | 58.9386 | 58.9386 | 82.4569 | 82.4541 | 82.4512 | 0 | 0 | 83.6964 | 68.7229
5 | 2032 | 0.41628 | 0.39904 | 0.25326 | 0.24861 | 0.039703 | 0.034699 | 0.020445 | 0.012302 | 0.020128 | 275.2278 | 371.1075 | 0 |  | 64.9021 | 270.6697 | 0 |  | 9.8048 | 86.7642 | 0 | 0 | 406.06 | 0 | 0 | 485.506 | 27.7324 | 27.9586 | 42.6302 | 38.1059 | 30.3142 | 41.1495 | 37.995 | 0.0095323 | 1.7517 | 1.7517 | 3.9385 | 3.2656 | 1.7517 | 3.9385 | 3.3018 | 155.8671 | 140.7121 | 134.0791 | 0.078057 | 195.9335 | 295.9539 | 149.5984 | 156.5189 | 0.10877 | 0.10877 | 4.8521 | 49.1772 | 0.32542 | 0.30497 | 0.29799 | 0.29212 | 73.4159 | 73.4159 | 73.4159 | 102.7116 | 102.708 | 102.7045 | 0 | 0 | 104.2555 | 85.6041
6 | 2033 | 0.49082 | 0.46882 | 0.30296 | 0.29754 | 0.047661 | 0.041434 | 0.025076 | 0.015128 | 0.022831 | 350.3936 | 443.0142 | 0 |  | 68.0332 | 274.7519 | 0 |  | 10.5809 | 89.524 | 0 | 0 | 482.0116 | 0 | 0 | 576.3175 | 33.3028 | 33.5704 | 50.941 | 45.5844 | 36.3537 | 49.1864 | 45.4503 | 0.011323 | 1.8349 | 1.8349 | 4.121 | 3.4176 | 1.8349 | 4.121 | 3.4554 | 185.3695 | 167.352 | 159.4877 | 0.091894 | 233.0196 | 351.9719 | 177.9142 | 186.1447 | 0.12912 | 0.12912 | 5.7597 | 59.7157 | 0.38395 | 0.35664 | 0.36183 | 0.35658 | 87.815 | 87.815 | 87.815 | 122.857 | 122.8527 | 122.8485 | 0 | 0 | 124.7037 | 102.3942
7 | 2034 | 0.56349 | 0.53783 | 0.35304 | 0.34666 | 0.054977 | 0.047711 | 0.02954 | 0.01782 | 0.02446 | 442.2918 | 516.7743 | 0 |  | 68.0332 | 279.2832 | 0 |  | 10.5809 | 89.524 | 0 | 0 | 556.2987 | 0 | 0 | 665.139 | 38.8743 | 39.1823 | 59.18 | 53.0133 | 42.3799 | 57.1581 | 52.8556 | 0.01308 | 1.87 | 1.87 | 4.1951 | 3.4797 | 1.87 | 4.1951 | 3.5181 | 214.2684 | 193.4681 | 184.3956 | 0.10523 | 269.3471 | 406.8439 | 205.6508 | 215.1644 | 0.14902 | 0.14902 | 6.6474 | 70.5018 | 0.44182 | 0.4077 | 0.42498 | 0.42034 | 102.1323 | 102.1323 | 102.1323 | 142.8881 | 142.8831 | 142.8782 | 0 | 0 | 145.0359 | 119.0891
8 | 2035 | 0.6354 | 0.60535 | 0.40353 | 0.39555 | 0.061678 | 0.053367 | 0.03376 | 0.020292 | 0.025584 | 514.1992 | 602.2615 | 0 |  | 68.0332 | 332.9105 | 0 |  | 10.5809 | 89.524 | 0 | 0 | 628.9578 | 0 | 0 | 752.0139 | 44.4104 | 44.7575 | 67.31 | 60.3555 | 48.3563 | 65.0279 | 60.1741 | 0.014804 | 1.8724 | 1.8724 | 4.196 | 3.4811 | 1.8724 | 4.196 | 3.5195 | 242.7222 | 219.1638 | 208.9202 | 0.11805 | 305.1151 | 460.8708 | 232.9603 | 243.7372 | 0.16848 | 0.16848 | 7.5156 | 81.5414 | 0.49941 | 0.45852 | 0.48784 | 0.4838 | 116.3074 | 116.3074 | 116.3074 | 162.7206 | 162.7149 | 162.7093 | 0 | 0 | 165.1665 | 135.6186
9 | 2036 | 0.70501 | 0.66969 | 0.45518 | 0.44454 | 0.067477 | 0.058141 | 0.037567 | 0.022509 | 0.026254 | 566.9479 | 684.4591 | 0 |  | 68.0332 | 357.5431 | 0 |  | 10.5809 | 89.524 | 0 | 0 | 700.0246 | 0 | 0 | 836.985 | 49.8235 | 50.2086 | 75.2417 | 67.5223 | 54.1949 | 72.7073 | 67.3176 | 0.016496 | 1.8724 | 1.8724 | 4.196 | 3.4811 | 1.8724 | 4.196 | 3.5195 | 270.5642 | 244.3303 | 232.936 | 0.13044 | 340.1139 | 513.7359 | 259.6825 | 271.6956 | 0.18752 | 0.18752 | 8.3648 | 92.8404 | 0.54717 | 0.50026 | 0.53736 | 0.53332 | 130.3956 | 130.3956 | 130.3956 | 182.4315 | 182.4251 | 182.4188 | 0 | 0 | 185.1736 | 152.0467
10 | 2037 | 0.77495 | 0.73228 | 0.50662 | 0.49244 | 0.07227 | 0.062025 | 0.040761 | 0.024324 | 0.026547 | 652.9358 | 761.7542 | 0 |  | 68.0332 | 357.8633 | 0 |  | 10.5809 | 89.524 | 0 | 0 | 769.5339 | 0 | 0 | 920.0939 | 55.143 | 55.5649 | 83.0081 | 74.5455 | 59.9257 | 80.2288 | 74.3178 | 0.018156 | 1.8724 | 1.8724 | 4.196 | 3.4811 | 1.8724 | 4.196 | 3.5195 | 297.9188 | 269.0577 | 256.5409 | 0.14241 | 374.5002 | 565.6757 | 285.9369 | 299.1646 | 0.20614 | 0.20614 | 9.1954 | 104.405 | 0.59466 | 0.54174 | 0.58655 | 0.58251 | 144.3937 | 144.3937 | 144.3937 | 202.0166 | 202.0096 | 202.0026 | 0 | 0 | 205.0531 | 168.37
11 | 2038 | 0.84584 | 0.79204 | 0.56045 | 0.54162 | 0.075619 | 0.064585 | 0.043102 | 0.025632 | 0.026578 | 737.0392 | 845.525 | 0 |  | 68.0332 | 357.8633 | 0 |  | 10.5809 | 89.524 | 0 | 0 | 837.52 | 0 | 0 | 1001.3815 | 60.4408 | 60.8985 | 90.6876 | 81.5016 | 65.6223 | 87.6695 | 81.2507 | 0.019785 | 1.8724 | 1.8724 | 4.196 | 3.4811 | 1.8724 | 4.196 | 3.5195 | 324.7606 | 293.3268 | 279.7136 | 0.15395 | 408.2417 | 616.6417 | 311.6991 | 326.1186 | 0.22435 | 0.22435 | 10.0078 | 116.2414 | 0.64184 | 0.58297 | 0.63551 | 0.63147 | 158.2457 | 158.2457 | 158.2457 | 221.3974 | 221.3897 | 221.382 | 0 | 0 | 224.7252 | 184.5231
12 | 2039 | 0.91495 | 0.85049 | 0.6136 | 0.59069 | 0.075619 | 0.064585 | 0.043102 | 0.025632 | 0.026578 | 802.8474 | 918.9851 | 0 |  | 68.0332 | 357.8633 | 0 |  | 10.5809 | 89.524 | 0 | 0 | 904.0162 | 0 | 0 | 1080.8877 | 65.5498 | 66.0422 | 98.1055 | 88.2182 | 71.1157 | 94.8567 | 87.9448 | 0.021383 | 1.8724 | 1.8724 | 4.196 | 3.4811 | 1.8724 | 4.196 | 3.5195 | 351.0555 | 317.1072 | 302.4217 | 0.1651 | 441.2959 | 666.5694 | 336.9365 | 352.5235 | 0.24216 | 0.24216 | 10.8023 | 128.3559 | 0.68062 | 0.61729 | 0.67729 | 0.67106 | 172.0034 | 172.0034 | 172.0034 | 240.6463 | 240.6379 | 240.6296 | 0 | 0 | 244.2635 | 200.5664
13 | 2040 | 0.98374 | 0.9137 | 0.66816 | 0.64092 | 0.075619 | 0.064585 | 0.043102 | 0.025632 | 0.026578 | 922.5683 | 993.7249 | 0 |  | 68.0332 | 357.8633 | 0 |  | 10.5809 | 89.524 | 0 | 0 | 969.0551 | 0 | 0 | 1158.6516 | 70.6539 | 71.18 | 105.4585 | 94.8882 | 76.5928 | 101.9845 | 94.592 | 0.022951 | 1.8724 | 1.8724 | 4.196 | 3.4811 | 1.8724 | 4.196 | 3.5195 | 376.8178 | 340.4145 | 324.6797 | 0.17589 | 473.6805 | 715.4858 | 361.6627 | 378.3935 | 0.25959 | 0.25959 | 11.5795 | 140.7552 | 0.71908 | 0.6513 | 0.71878 | 0.71033 | 185.6642 | 185.6642 | 185.6642 | 259.7599 | 259.7509 | 259.7419 | 0 | 0 | 263.6643 | 216.4969
14 | 2041 | 1.05 | 0.97279 | 0.72097 | 0.68934 | 0.075619 | 0.064585 | 0.043102 | 0.025632 | 0.026578 | 1001.2627 | 1076.4986 | 0 |  | 68.0332 | 357.8633 | 0 |  | 10.5809 | 89.524 | 0 | 0 | 1032.6687 | 0 | 0 | 1234.7112 | 75.7016 | 76.2605 | 112.6936 | 101.4588 | 82.0018 | 109.0004 | 101.1401 | 0.024489 | 1.8724 | 1.8724 | 4.196 | 3.4811 | 1.8724 | 4.196 | 3.5195 | 402.152 | 363.3493 | 346.5869 | 0.18634 | 505.5269 | 763.5893 | 385.978 | 403.8336 | 0.27663 | 0.27663 | 12.3396 | 153.4458 | 0.75731 | 0.68509 | 0.75988 | 0.74934 | 199.226 | 199.226 | 199.226 | 278.735 | 278.7253 | 278.7157 | 0 | 0 | 282.9246 | 232.3119
15 | 2042 | 1.1152 | 1.0298 | 0.77292 | 0.73737 | 0.075619 | 0.064585 | 0.043102 | 0.025632 | 0.026578 | 1062.8385 | 1160.7241 | 0 |  | 68.0332 | 357.8633 | 0 |  | 10.5809 | 89.524 | 0 | 0 | 1094.8882 | 0 | 0 | 1309.104 | 80.624 | 81.2147 | 119.7402 | 107.8602 | 87.2733 | 115.8347 | 107.5194 | 0.025998 | 1.8724 | 1.8724 | 4.196 | 3.4811 | 1.8724 | 4.196 | 3.5195 | 426.9282 | 385.7849 | 368.0157 | 0.19646 | 536.672 | 810.6333 | 409.7577 | 428.7135 | 0.29329 | 0.29329 | 13.0831 | 166.4347 | 0.79189 | 0.7149 | 0.79625 | 0.78247 | 212.6863 | 212.6863 | 212.6863 | 297.5684 | 297.5581 | 297.5478 | 0 | 0 | 302.0411 | 248.009
16 | 2043 | 1.1772 | 1.0822 | 0.82317 | 0.782 | 0.075619 | 0.064585 | 0.043102 | 0.025632 | 0.026578 | 1138.1215 | 1245.5619 | 0 |  | 68.0332 | 357.8633 | 0 |  | 10.5809 | 89.524 | 0 | 0 | 1155.7441 | 0 | 0 | 1381.8665 | 85.3822 | 86.0037 | 126.5598 | 114.0537 | 92.3683 | 122.4488 | 113.6912 | 0.027478 | 1.8724 | 1.8724 | 4.196 | 3.4811 | 1.8724 | 4.196 | 3.5195 | 451.2579 | 407.8262 | 389.0707 | 0.20625 | 567.2557 | 856.8295 | 433.1089 | 453.1449 | 0.30959 | 0.30959 | 13.8103 | 179.7288 | 0.82613 | 0.74448 | 0.83232 | 0.8153 | 226.0433 | 226.0433 | 226.0433 | 316.2573 | 316.2463 | 316.2354 | 0 | 0 | 321.0108 | 263.5855
17 | 2044 | 1.2408 | 1.1321 | 0.87343 | 0.8274 | 0.075619 | 0.064585 | 0.043102 | 0.025632 | 0.026578 | 1211.7547 | 1322.9795 | 0 |  | 68.0332 | 357.8633 | 0 |  | 10.5809 | 89.524 | 0 | 0 | 1215.2664 | 0 | 0 | 1453.0344 | 90.0012 | 90.6524 | 133.18 | 120.0659 | 97.3126 | 128.8701 | 119.6824 | 0.02893 | 1.8724 | 1.8724 | 4.196 | 3.4811 | 1.8724 | 4.196 | 3.5195 | 474.984 | 429.3164 | 409.5993 | 0.21575 | 597.0807 | 901.8796 | 455.8808 | 476.9702 | 0.32554 | 0.32554 | 14.5216 | 193.3354 | 0.86027 | 0.77397 | 0.86834 | 0.84805 | 239.2949 | 239.2949 | 239.2949 | 334.7989 | 334.7873 | 334.7757 | 0 | 0 | 339.8311 | 279.0394
18 | 2045 | 1.3018 | 1.1845 | 0.92364 | 0.87375 | 0.075619 | 0.064585 | 0.043102 | 0.025632 | 0.026578 | 1308.5489 | 1392.4208 | 0 |  | 68.0332 | 357.8633 | 0 |  | 10.5809 | 89.524 | 0 | 0 | 1273.4843 | 0 | 0 | 1522.6426 | 94.509 | 95.1892 | 139.6319 | 125.9273 | 102.1348 | 135.1291 | 125.5231 | 0.030355 | 1.8724 | 1.8724 | 4.196 | 3.4811 | 1.8724 | 4.196 | 3.5195 | 498.2212 | 450.3864 | 429.7222 | 0.22495 | 626.2912 | 946.0015 | 478.1834 | 500.3046 | 0.34113 | 0.34113 | 15.2172 | 207.2617 | 0.8888 | 0.80131 | 0.89822 | 0.8765 | 252.4393 | 252.4393 | 252.4393 | 353.1907 | 353.1784 | 353.1662 | 0 | 0 | 358.4993 | 294.3685
19 | 2046 | 1.3585 | 1.2353 | 0.97272 | 0.91889 | 0.075619 | 0.064585 | 0.043102 | 0.025632 | 0.026578 | 1403.222 | 1447.4522 | 0 |  | 68.0332 | 357.8633 | 0 |  | 10.5809 | 89.524 | 0 | 0 | 1330.4263 | 0 | 0 | 1590.7254 | 98.9079 | 99.6162 | 145.9197 | 131.6413 | 106.8376 | 141.2298 | 131.2169 | 0.031751 | 1.8724 | 1.8724 | 4.196 | 3.4811 | 1.8724 | 4.196 | 3.5195 | 521.1077 | 471.1572 | 449.5641 | 0.23394 | 655.0607 | 989.4574 | 500.1494 | 523.2868 | 0.35639 | 0.35639 | 15.8976 | 221.5153 | 0.91702 | 0.82836 | 0.92784 | 0.90472 | 265.4749 | 265.4749 | 265.4749 | 371.4304 | 371.4175 | 371.4046 | 0 | 0 | 377.0131 | 309.5708
20 | 2047 | 1.4179 | 1.2916 | 1.0226 | 0.96423 | 0.075619 | 0.064585 | 0.043102 | 0.025632 | 0.026578 | 1505.7414 | 1496.6566 | 0 |  | 68.0332 | 357.8633 | 0 |  | 10.5809 | 89.524 | 0 | 0 | 1386.1205 | 0 | 0 | 1657.3162 | 103.1783 | 103.9138 | 152.0247 | 137.189 | 111.4017 | 147.1535 | 136.7448 | 0.033121 | 1.8724 | 1.8724 | 4.196 | 3.4811 | 1.8724 | 4.196 | 3.5195 | 543.5194 | 491.4939 | 468.9933 | 0.24269 | 683.2335 | 1032.0118 | 521.6598 | 545.7922 | 0.37131 | 0.37131 | 16.5631 | 236.1039 | 0.945 | 0.85519 | 0.95712 | 0.93263 | 278.4439 | 278.4439 | 278.4439 | 389.577 | 389.5634 | 389.5499 | 0 | 0 | 395.4324 | 324.6955
21 | 2048 | 1.4742 | 1.3382 | 1.0714 | 1.0086 | 0.075619 | 0.064585 | 0.043102 | 0.025632 | 0.026578 | 1573.1291 | 1538.3006 | 0 |  | 68.0332 | 357.8633 | 0 |  | 10.5809 | 89.524 | 0 | 0 | 1440.5941 | 0 | 0 | 1722.4476 | 107.3342 | 108.0961 | 157.9626 | 142.5855 | 115.8413 | 152.9158 | 142.122 | 0.034464 | 1.8724 | 1.8724 | 4.196 | 3.4811 | 1.8724 | 4.196 | 3.5195 | 565.4679 | 511.4137 | 488.0276 | 0.25123 | 710.8239 | 1073.6867 | 542.7255 | 567.8325 | 0.3859 | 0.3859 | 17.2141 | 251.0353 | 0.9723 | 0.87965 | 0.98225 | 0.95709 | 291.3002 | 291.3002 | 291.3002 | 407.5659 | 407.5517 | 407.5376 | 0 | 0 | 413.6916 | 339.6889
22 | 2049 | 1.5288 | 1.3813 | 1.1194 | 1.0517 | 0.075619 | 0.064585 | 0.043102 | 0.025632 | 0.026578 | 1639.0399 | 1575.0268 | 0 |  | 68.0332 | 357.8633 | 0 |  | 10.5809 | 89.524 | 0 | 0 | 1493.8739 | 0 | 0 | 1786.1517 | 111.3501 | 112.1376 | 163.7084 | 147.8059 | 120.1312 | 158.4917 | 147.3235 | 0.035782 | 1.8724 | 1.8724 | 4.196 | 3.4811 | 1.8724 | 4.196 | 3.5195 | 586.9866 | 530.9506 | 506.6981 | 0.25956 | 737.8742 | 1114.5456 | 563.3788 | 589.4412 | 0.40017 | 0.40017 | 17.8507 | 266.3177 | 0.99928 | 0.90387 | 1.0071 | 0.9813 | 304.0425 | 304.0425 | 304.0425 | 425.3953 | 425.3805 | 425.3658 | 0 | 0 | 431.789 | 354.5494
23 | 2050 | 1.5845 | 1.4241 | 1.1673 | 1.0953 | 0.075619 | 0.064585 | 0.043102 | 0.025632 | 0.026578 | 1690.613 | 1607.3142 | 0 |  | 68.0332 | 357.8633 | 0 |  | 10.5809 | 89.524 | 0 | 0 | 1545.9862 | 0 | 0 | 1848.4597 | 115.2633 | 116.0757 | 169.303 | 152.8897 | 124.3093 | 163.9215 | 152.3888 | 0.037073 | 1.8724 | 1.8724 | 4.196 | 3.4811 | 1.8724 | 4.196 | 3.5195 | 608.0389 | 550.0652 | 524.9667 | 0.26769 | 764.338 | 1154.5187 | 583.5844 | 610.5815 | 0.41413 | 0.41413 | 18.4734 | 281.9592 | 1.026 | 0.92784 | 1.0317 | 1.0053 | 316.6695 | 316.6695 | 316.6695 | 443.0637 | 443.0483 | 443.0329 | 0 | 0 | 449.7229 | 369.2756
24 | 2051 | 1.6392 | 1.465 | 1.2148 | 1.1385 | 0.075619 | 0.064585 | 0.043102 | 0.025632 | 0.026578 | 1735.9531 | 1635.6995 | 0 |  | 68.0332 | 357.8633 | 0 |  | 10.5809 | 89.524 | 0 | 0 | 1596.9563 | 0 | 0 | 1909.4022 | 119.0655 | 119.9558 | 174.7927 | 157.883 | 128.4212 | 169.251 | 157.3638 | 0.038339 | 1.8724 | 1.8724 | 4.196 | 3.4811 | 1.8724 | 4.196 | 3.5195 | 628.6745 | 568.8059 | 542.8803 | 0.27562 | 790.2781 | 1193.7008 | 603.3901 | 631.3034 | 0.42778 | 0.42778 | 19.0825 | 297.2579 | 1.0523 | 0.95107 | 1.0552 | 1.0282 | 329.1966 | 329.1966 | 329.1966 | 460.5924 | 460.5764 | 460.5604 | 0 | 0 | 467.515 | 383.8855
25 | 2052 | 1.693 | 1.5039 | 1.262 | 1.1811 | 0.075619 | 0.064585 | 0.043102 | 0.025632 | 0.026578 | 1775.8134 | 1660.6541 | 0 |  | 68.0332 | 357.8633 | 0 |  | 10.5809 | 89.524 | 0 | 0 | 1646.8095 | 0 | 0 | 1969.0092 | 122.7597 | 123.779 | 180.1793 | 162.7874 | 132.4679 | 174.4821 | 162.2501 | 0.039578 | 1.8724 | 1.8724 | 4.196 | 3.4811 | 1.8724 | 4.196 | 3.5195 | 648.9018 | 587.18 | 560.4459 | 0.28335 | 815.7049 | 1232.1075 | 622.8039 | 651.6153 | 0.44114 | 0.44114 | 19.6782 | 312.2213 | 1.0783 | 0.97359 | 1.0776 | 1.0503 | 341.6246 | 341.6246 | 341.6246 | 477.9825 | 477.9658 | 477.9493 | 0 | 0 | 485.1665 | 398.3798
26 | 2053 | 1.7459 | 1.541 | 1.3088 | 1.2233 | 0.075619 | 0.064585 | 0.043102 | 0.025632 | 0.026578 | 1810.8562 | 1682.5927 | 0 |  | 68.0332 | 357.8633 | 0 |  | 10.5809 | 89.524 | 0 | 0 | 1695.5701 | 0 | 0 | 2027.3099 | 126.3491 | 127.546 | 185.4649 | 167.6045 | 136.4505 | 179.6166 | 167.0491 | 0.04079 | 1.8724 | 1.8724 | 4.196 | 3.4811 | 1.8724 | 4.196 | 3.5195 | 668.7288 | 605.1946 | 577.6703 | 0.29089 | 840.6285 | 1269.7542 | 641.8334 | 671.5252 | 0.4542 | 0.4542 | 20.2608 | 326.8569 | 1.104 | 0.99542 | 1.0989 | 1.0714 | 353.9543 | 353.9543 | 353.9543 | 495.2351 | 495.2178 | 495.2007 | 0 | 0 | 502.6783 | 412.7596
27 | 2054 | 1.798 | 1.5764 | 1.3553 | 1.2651 | 0.075619 | 0.064585 | 0.043102 | 0.025632 | 0.026578 | 1841.6638 | 1700.4851 | 0 |  | 68.0332 | 357.8633 | 0 |  | 10.5809 | 89.524 | 0 | 0 | 1743.2622 | 0 | 0 | 2084.3329 | 129.8367 | 131.2577 | 190.6513 | 172.3358 | 140.3699 | 184.6564 | 171.7626 | 0.041975 | 1.8724 | 1.8724 | 4.196 | 3.4811 | 1.8724 | 4.196 | 3.5195 | 688.1634 | 622.8568 | 594.5601 | 0.29825 | 865.0589 | 1306.6558 | 660.4864 | 691.0411 | 0.46698 | 0.46698 | 20.8307 | 341.1716 | 1.1292 | 1.0166 | 1.1193 | 1.0916 | 366.1864 | 366.1864 | 366.1864 | 512.3513 | 512.3334 | 512.3157 | 0 | 0 | 520.0517 | 427.0257
28 | 2055 | 1.8493 | 1.6101 | 1.4016 | 1.3064 | 0.075619 | 0.064585 | 0.043102 | 0.025632 | 0.026578 | 1868.748 | 1713.4255 | 0 |  | 68.0332 | 357.8633 | 0 |  | 10.5809 | 89.524 | 0 | 0 | 1789.9091 | 0 | 0 | 2140.1063 | 133.2253 | 134.9148 | 195.7404 | 176.9829 | 144.2272 | 189.603 | 176.392 | 0.043134 | 1.8724 | 1.8724 | 4.196 | 3.4811 | 1.8724 | 4.196 | 3.5195 | 707.2134 | 640.1734 | 611.1218 | 0.30542 | 889.0058 | 1342.8271 | 678.7702 | 710.1707 | 0.47947 | 0.47947 | 21.3881 | 355.1727 | 1.1541 | 1.0371 | 1.1387 | 1.111 | 378.3218 | 378.3218 | 378.3218 | 529.3321 | 529.3137 | 529.2954 | 0 | 0 | 537.2878 | 441.1791
29 | 2056 | 1.8998 | 1.6422 | 1.4476 | 1.3473 | 0.075619 | 0.064585 | 0.043102 | 0.025632 | 0.026578 | 1892.5588 | 1722.0124 | 0 |  | 68.0332 | 357.8633 | 0 |  | 10.5809 | 89.524 | 0 | 0 | 1835.5337 | 0 | 0 | 2194.6574 | 136.5177 | 138.5182 | 200.734 | 181.5473 | 148.0234 | 194.4584 | 180.9387 | 0.044267 | 1.8724 | 1.8724 | 4.196 | 3.4811 | 1.8724 | 4.196 | 3.5195 | 725.8864 | 657.1512 | 627.3617 | 0.31242 | 912.4788 | 1378.2827 | 696.6923 | 728.9218 | 0.49169 | 0.49169 | 21.9333 | 368.867 | 1.1787 | 1.0571 | 1.1573 | 1.1296 | 390.3611 | 390.3611 | 390.3611 | 546.1787 | 546.1597 | 546.1408 | 0 | 0 | 554.3875 | 455.2205
30 | 2057 | 1.9495 | 1.6729 | 1.4933 | 1.3879 | 0.075619 | 0.064585 | 0.043102 | 0.025632 | 0.026578 | 1913.4919 | 1726.7719 | 0 |  | 68.0332 | 357.8633 | 0 |  | 10.5809 | 89.524 | 0 | 0 | 1880.1584 | 0 | 0 | 2248.0131 | 139.7167 | 142.0687 | 205.634 | 186.0304 | 151.7594 | 199.224 | 185.4044 | 0.045376 | 1.8724 | 1.8724 | 4.196 | 3.4811 | 1.8724 | 4.196 | 3.5195 | 744.1899 | 673.7969 | 643.2862 | 0.31925 | 935.4873 | 1413.0366 | 714.2596 | 747.3019 | 0.50365 | 0.50365 | 22.4665 | 382.2611 | 1.2029 | 1.0764 | 1.1749 | 1.1475 | 402.3051 | 402.3051 | 402.3051 | 562.8921 | 562.8725 | 562.8531 | 0 | 0 | 571.3521 | 469.151
2029, 2027$ | [5 empty] | 2028 Vintage Shifted to '29 | 2028 Vintage Shifted to '29 | 2028 Vintage Shifted to '29 | 2028 Vintage Shifted to '29 | 2028 Vintage Shifted to '29 |  | Uncleared Tab |  |  | 2028 Vintage Shifted to '29 | Uncleared Tab | 2028 Vintage Shifted to '29 |  | 2028 Vintage Shifted to '29 | 2028 Vintage Shifted to '29 | 2028 Vintage Shifted to '29 | 2028 Vintage Shifted to '29 | [11 empty] | Years Shifted | Years Shifted | Years Shifted | Years Shifted | Years Shifted | Years Shifted | Years Shifted | Years Shifted
1 | 2029 | 0.085486 | 0.082762 | 0.050371 | 0.049768 | 0.0050216 | 0.0044893 | 0.0024153 | 0.0014845 | 0.0026142 | 41.0661 | 68.578 | 0 |  | 18.2093 | 13.36 | 0 |  | 1.9729 | 19.8008 | 0 | 0 | 82.9909 | 0 | 0 | 99.2281 | 5.5546 | 5.6011 | 8.6161 | 7.6864 | 6.0873 | 8.3123 | 7.6645 | 0.001943 | 0.55015 | 0.55015 | 1.2411 | 1.0285 | 0.55015 | 1.2411 | 1.0399 | 31.7701 | 28.6746 | 27.3173 | 0.016249 | 39.9368 | 60.3238 | 30.4924 | 31.903 | 0.022231 | 0.022231 | 0.99168 | 9.6042 | 0.06862 | 0.065439 | 0.057145 | 0.050102 | 14.754 | 14.754 | 14.754 | 20.6413 | 20.6406 | 20.6399 | 0 | 0 | 20.9516 | 17.2033
2 | 2030 | 0.16737 | 0.16127 | 0.1001 | 0.098445 | 0.012686 | 0.011295 | 0.0061747 | 0.0037554 | 0.0066744 | 101.3154 | 140.7965 | 0 |  | 32.9953 | 36.333 | 0 |  | 3.7654 | 40.5974 | 0 | 0 | 164.163 | 0 | 0 | 196.2816 | 11.0571 | 11.1488 | 17.093 | 15.26 | 12.1049 | 16.4939 | 15.2161 | 0.003847 | 1.0333 | 1.0333 | 2.3303 | 1.9312 | 1.0333 | 2.3303 | 1.9527 | 62.8608 | 56.735 | 54.054 | 0.03183 | 79.0194 | 119.3574 | 60.3326 | 63.1236 | 0.043975 | 0.043975 | 1.9616 | 19.4333 | 0.1314 | 0.12344 | 0.11837 | 0.11411 | 29.4402 | 29.4402 | 29.4402 | 41.1878 | 41.1863 | 41.1849 | 0 | 0 | 41.8069 | 34.3275
3 | 2031 | 0.24915 | 0.2401 | 0.15078 | 0.14797 | 0.021781 | 0.019247 | 0.010814 | 0.0065243 | 0.011571 | 160.2443 | 214.9875 | 0 |  | 48.0143 | 87.828 | 0 |  | 6.4308 | 61.4441 | 0 | 0 | 243.5563 | 0 | 0 | 291.2083 | 16.5502 | 16.6857 | 25.478 | 22.7667 | 18.0967 | 24.5915 | 22.7006 | 0.0057107 | 1.3714 | 1.3714 | 3.09 | 2.5612 | 1.3714 | 3.09 | 2.5897 | 93.4632 | 84.3726 | 80.3951 | 0.046778 | 117.4884 | 177.4641 | 89.7043 | 93.8541 | 0.065242 | 0.065242 | 2.9103 | 29.4933 | 0.1939 | 0.18126 | 0.17945 | 0.1779 | 44.0544 | 44.0544 | 44.0544 | 61.6337 | 61.6316 | 61.6294 | 0 | 0 | 62.5602 | 51.368
4 | 2032 | 0.32565 | 0.31084 | 0.19968 | 0.19531 | 0.03065 | 0.027026 | 0.01546 | 0.0093212 | 0.015905 | 237.0943 | 287.4024 | 0 |  | 58.8527 | 149.5539 | 0 |  | 8.3927 | 75.2562 | 0 | 0 | 321.2096 | 0 | 0 | 384.0546 | 22.0631 | 22.2412 | 33.8047 | 30.2389 | 24.0929 | 32.6378 | 30.15 | 0.0075356 | 1.5745 | 1.5745 | 3.5435 | 2.9377 | 1.5745 | 3.5435 | 2.9703 | 123.4921 | 111.4941 | 106.2518 | 0.061164 | 155.2362 | 234.4815 | 118.5254 | 124.0085 | 0.086044 | 0.086044 | 3.8382 | 39.7898 | 0.25619 | 0.23888 | 0.24026 | 0.24147 | 58.5316 | 58.5316 | 58.5316 | 81.8884 | 81.8855 | 81.8827 | 0 | 0 | 83.1193 | 68.2492
5 | 2033 | 0.40018 | 0.38062 | 0.24937 | 0.24423 | 0.038833 | 0.033938 | 0.019997 | 0.012033 | 0.019687 | 312.2601 | 362.9747 | 0 |  | 63.4798 | 264.738 | 0 |  | 9.5899 | 84.8628 | 0 | 0 | 397.1612 | 0 | 0 | 474.8661 | 27.6335 | 27.8531 | 42.1155 | 37.7174 | 30.1323 | 40.6747 | 37.6054 | 0.0093234 | 1.7133 | 1.7133 | 3.8522 | 3.1941 | 1.7133 | 3.8522 | 3.2295 | 152.9945 | 138.1339 | 131.6604 | 0.075001 | 192.3224 | 290.4995 | 146.8412 | 153.6342 | 0.10639 | 0.10639 | 4.7458 | 50.3282 | 0.31473 | 0.29055 | 0.3041 | 0.30594 | 72.9307 | 72.9307 | 72.9307 | 102.0338 | 102.0302 | 102.0267 | 0 | 0 | 103.5675 | 85.0394
6 | 2034 | 0.47286 | 0.44963 | 0.29946 | 0.29335 | 0.046617 | 0.040526 | 0.024527 | 0.014796 | 0.022331 | 404.1583 | 433.3056 | 0 |  | 66.5422 | 268.7308 | 0 |  | 10.3491 | 87.5621 | 0 | 0 | 471.4483 | 0 | 0 | 563.6876 | 33.205 | 33.4649 | 50.3545 | 45.1463 | 36.1586 | 48.6464 | 45.0107 | 0.011075 | 1.7947 | 1.7947 | 4.0307 | 3.3427 | 1.7947 | 4.0307 | 3.3797 | 181.8934 | 164.25 | 156.5682 | 0.088333 | 228.6499 | 345.3715 | 174.5779 | 182.654 | 0.12629 | 0.12629 | 5.6335 | 61.1144 | 0.37259 | 0.3416 | 0.36725 | 0.3697 | 87.248 | 87.248 | 87.248 | 122.0649 | 122.0606 | 122.0564 | 0 | 0 | 123.8997 | 101.7343
7 | 2035 | 0.54477 | 0.51715 | 0.34995 | 0.34225 | 0.053772 | 0.046665 | 0.028892 | 0.01743 | 0.023924 | 476.0658 | 505.4492 | 0 |  | 66.5422 | 273.1628 | 0 |  | 10.3491 | 87.5621 | 0 | 0 | 544.1074 | 0 | 0 | 650.5625 | 38.741 | 39.0401 | 58.4845 | 52.4884 | 42.1349 | 56.5161 | 52.3292 | 0.012793 | 1.829 | 1.829 | 4.1031 | 3.4034 | 1.829 | 4.1031 | 3.441 | 210.3472 | 189.9458 | 181.0929 | 0.10116 | 264.4179 | 399.3984 | 201.8873 | 211.2268 | 0.14575 | 0.14575 | 6.5017 | 72.154 | 0.43018 | 0.39243 | 0.43011 | 0.43316 | 101.4231 | 101.4231 | 101.4231 | 141.8974 | 141.8924 | 141.8875 | 0 | 0 | 144.0302 | 118.2637
8 | 2036 | 0.61437 | 0.58149 | 0.4016 | 0.39123 | 0.060326 | 0.052198 | 0.03302 | 0.019847 | 0.025024 | 528.8144 | 589.063 | 0 |  | 66.5422 | 325.6148 | 0 |  | 10.3491 | 87.5621 | 0 | 0 | 615.1742 | 0 | 0 | 735.5336 | 44.1542 | 44.4912 | 66.4162 | 59.6552 | 47.9735 | 64.1956 | 59.4727 | 0.01448 | 1.8313 | 1.8313 | 4.1041 | 3.4048 | 1.8313 | 4.1041 | 3.4424 | 238.1891 | 215.1122 | 205.1087 | 0.11355 | 299.4167 | 452.2635 | 228.6095 | 239.1852 | 0.16479 | 0.16479 | 7.3509 | 83.453 | 0.47795 | 0.43417 | 0.47963 | 0.48267 | 115.5113 | 115.5113 | 115.5113 | 161.6082 | 161.6026 | 161.597 | 0 | 0 | 164.0374 | 134.6919
9 | 2037 | 0.68432 | 0.64408 | 0.45304 | 0.43914 | 0.065999 | 0.056867 | 0.036743 | 0.022015 | 0.025679 | 614.8023 | 669.4592 | 0 |  | 66.5422 | 349.7076 | 0 |  | 10.3491 | 87.5621 | 0 | 0 | 684.6836 | 0 | 0 | 818.6425 | 49.4737 | 49.8475 | 74.1827 | 66.6785 | 53.7044 | 71.7171 | 66.4729 | 0.016134 | 1.8313 | 1.8313 | 4.1041 | 3.4048 | 1.8313 | 4.1041 | 3.4424 | 265.5437 | 239.8397 | 228.7136 | 0.12551 | 333.803 | 504.2033 | 254.8639 | 266.6542 | 0.18341 | 0.18341 | 8.1815 | 95.0176 | 0.52543 | 0.47565 | 0.52882 | 0.53187 | 129.5095 | 129.5095 | 129.5095 | 181.1934 | 181.187 | 181.1808 | 0 | 0 | 183.9169 | 151.0152
10 | 2038 | 0.7552 | 0.70384 | 0.50687 | 0.48831 | 0.070686 | 0.060666 | 0.039868 | 0.023791 | 0.025965 | 698.9057 | 745.0604 | 0 |  | 66.5422 | 350.0207 | 0 |  | 10.3491 | 87.5621 | 0 | 0 | 752.6697 | 0 | 0 | 899.9301 | 54.7715 | 55.1812 | 81.8622 | 73.6346 | 59.401 | 79.1577 | 73.4058 | 0.017758 | 1.8313 | 1.8313 | 4.1041 | 3.4048 | 1.8313 | 4.1041 | 3.4424 | 292.3855 | 264.1087 | 251.8862 | 0.13706 | 367.5445 | 555.1693 | 280.6261 | 293.6082 | 0.20162 | 0.20162 | 8.9939 | 106.854 | 0.57261 | 0.51688 | 0.57778 | 0.58082 | 143.3614 | 143.3614 | 143.3614 | 200.5741 | 200.5672 | 200.5602 | 0 | 0 | 203.5889 | 167.1683
11 | 2039 | 0.82432 | 0.76229 | 0.56002 | 0.53738 | 0.073962 | 0.063169 | 0.042157 | 0.02507 | 0.025995 | 764.7139 | 826.9954 | 0 |  | 66.5422 | 350.0207 | 0 |  | 10.3491 | 87.5621 | 0 | 0 | 819.1658 | 0 | 0 | 979.4363 | 59.8804 | 60.3248 | 89.28 | 80.3512 | 64.8943 | 86.345 | 80.0999 | 0.019352 | 1.8313 | 1.8313 | 4.1041 | 3.4048 | 1.8313 | 4.1041 | 3.4424 | 318.6804 | 287.8892 | 274.5943 | 0.14821 | 400.5987 | 605.097 | 305.8635 | 320.013 | 0.21943 | 0.21943 | 9.7884 | 118.9685 | 0.61139 | 0.5512 | 0.61956 | 0.62042 | 157.1191 | 157.1191 | 157.1191 | 219.8231 | 219.8154 | 219.8078 | 0 | 0 | 223.1272 | 183.2116
12 | 2040 | 0.8931 | 0.8255 | 0.61458 | 0.58762 | 0.073962 | 0.063169 | 0.042157 | 0.02507 | 0.025995 | 884.4348 | 898.8456 | 0 |  | 66.5422 | 350.0207 | 0 |  | 10.3491 | 87.5621 | 0 | 0 | 884.2047 | 0 | 0 | 1057.2002 | 64.9845 | 65.4626 | 96.633 | 87.0211 | 70.3714 | 93.4728 | 86.7471 | 0.020915 | 1.8313 | 1.8313 | 4.1041 | 3.4048 | 1.8313 | 4.1041 | 3.4424 | 344.4428 | 311.1964 | 296.8524 | 0.15899 | 432.9833 | 654.0134 | 330.5897 | 345.8831 | 0.23686 | 0.23686 | 10.5656 | 131.3677 | 0.64985 | 0.58521 | 0.66105 | 0.65968 | 170.78 | 170.78 | 170.78 | 238.9367 | 238.9284 | 238.9201 | 0 | 0 | 242.5281 | 199.142
13 | 2041 | 0.95939 | 0.88459 | 0.66739 | 0.63603 | 0.073962 | 0.063169 | 0.042157 | 0.02507 | 0.025995 | 963.1292 | 971.9475 | 0 |  | 66.5422 | 350.0207 | 0 |  | 10.3491 | 87.5621 | 0 | 0 | 947.8183 | 0 | 0 | 1133.2598 | 70.0322 | 70.5431 | 103.8681 | 93.5918 | 75.7804 | 100.4887 | 93.2951 | 0.022448 | 1.8313 | 1.8313 | 4.1041 | 3.4048 | 1.8313 | 4.1041 | 3.4424 | 369.7769 | 334.1313 | 318.7595 | 0.16945 | 464.8297 | 702.1169 | 354.905 | 371.3232 | 0.2539 | 0.2539 | 11.3257 | 144.0584 | 0.68808 | 0.619 | 0.70215 | 0.6987 | 184.3417 | 184.3417 | 184.3417 | 257.9118 | 257.9028 | 257.8939 | 0 | 0 | 261.7884 | 214.9571
14 | 2042 | 1.0246 | 0.94156 | 0.71934 | 0.68406 | 0.073962 | 0.063169 | 0.042157 | 0.02507 | 0.025995 | 1024.705 | 1052.9072 | 0 |  | 66.5422 | 350.0207 | 0 |  | 10.3491 | 87.5621 | 0 | 0 | 1010.0378 | 0 | 0 | 1207.6526 | 74.9547 | 75.4973 | 110.9147 | 99.9932 | 81.0519 | 107.323 | 99.6744 | 0.023952 | 1.8313 | 1.8313 | 4.1041 | 3.4048 | 1.8313 | 4.1041 | 3.4424 | 394.5531 | 356.5668 | 340.1884 | 0.17957 | 495.9748 | 749.1609 | 378.6847 | 396.203 | 0.27056 | 0.27056 | 12.0692 | 157.0472 | 0.72266 | 0.64881 | 0.73852 | 0.73183 | 197.8021 | 197.8021 | 197.8021 | 276.7452 | 276.7356 | 276.726 | 0 | 0 | 280.9048 | 230.6541
15 | 2043 | 1.0865 | 0.99401 | 0.76958 | 0.7287 | 0.073962 | 0.063169 | 0.042157 | 0.02507 | 0.025995 | 1099.988 | 1135.2869 | 0 |  | 66.5422 | 350.0207 | 0 |  | 10.3491 | 87.5621 | 0 | 0 | 1070.8938 | 0 | 0 | 1280.4151 | 79.7129 | 80.2863 | 117.7343 | 106.1866 | 86.147 | 113.937 | 105.8463 | 0.025428 | 1.8313 | 1.8313 | 4.1041 | 3.4048 | 1.8313 | 4.1041 | 3.4424 | 418.8828 | 378.6081 | 361.2433 | 0.18936 | 526.5585 | 795.3571 | 402.0359 | 420.6344 | 0.28686 | 0.28686 | 12.7964 | 170.3414 | 0.7569 | 0.67838 | 0.77459 | 0.76465 | 211.159 | 211.159 | 211.159 | 295.4341 | 295.4238 | 295.4136 | 0 | 0 | 299.8746 | 246.2307
16 | 2044 | 1.1502 | 1.0439 | 0.81985 | 0.77409 | 0.073962 | 0.063169 | 0.042157 | 0.02507 | 0.025995 | 1173.6212 | 1218.2655 | 0 |  | 66.5422 | 350.0207 | 0 |  | 10.3491 | 87.5621 | 0 | 0 | 1130.4161 | 0 | 0 | 1351.583 | 84.3318 | 84.935 | 124.3545 | 112.1989 | 91.0912 | 120.3583 | 111.8375 | 0.026876 | 1.8313 | 1.8313 | 4.1041 | 3.4048 | 1.8313 | 4.1041 | 3.4424 | 442.6089 | 400.0984 | 381.7719 | 0.19885 | 556.3835 | 840.4072 | 424.8078 | 444.4598 | 0.30281 | 0.30281 | 13.5077 | 183.9479 | 0.79105 | 0.70788 | 0.81061 | 0.79741 | 224.4106 | 224.4106 | 224.4106 | 313.9757 | 313.9648 | 313.9539 | 0 | 0 | 318.6949 | 261.6846
17 | 2045 | 1.2112 | 1.0963 | 0.87006 | 0.82044 | 0.073962 | 0.063169 | 0.042157 | 0.02507 | 0.025995 | 1270.4155 | 1293.9865 | 0 |  | 66.5422 | 350.0207 | 0 |  | 10.3491 | 87.5621 | 0 | 0 | 1188.6339 | 0 | 0 | 1421.1912 | 88.8396 | 89.4718 | 130.8064 | 118.0603 | 95.9134 | 126.6173 | 117.6782 | 0.028296 | 1.8313 | 1.8313 | 4.1041 | 3.4048 | 1.8313 | 4.1041 | 3.4424 | 465.8461 | 421.1683 | 401.8949 | 0.20806 | 585.594 | 884.5291 | 447.1104 | 467.7941 | 0.3184 | 0.3184 | 14.2033 | 197.8743 | 0.81958 | 0.73522 | 0.8405 | 0.82586 | 237.555 | 237.555 | 237.555 | 332.3675 | 332.3559 | 332.3444 | 0 | 0 | 337.3631 | 277.0137
18 | 2046 | 1.2678 | 1.1471 | 0.91914 | 0.86558 | 0.073962 | 0.063169 | 0.042157 | 0.02507 | 0.025995 | 1365.0885 | 1361.906 | 0 |  | 66.5422 | 350.0207 | 0 |  | 10.3491 | 87.5621 | 0 | 0 | 1245.576 | 0 | 0 | 1489.274 | 93.2385 | 93.8988 | 137.0942 | 123.7743 | 100.6163 | 132.718 | 123.372 | 0.029689 | 1.8313 | 1.8313 | 4.1041 | 3.4048 | 1.8313 | 4.1041 | 3.4424 | 488.7326 | 441.9391 | 421.7368 | 0.21704 | 614.3635 | 927.9849 | 469.0764 | 490.7763 | 0.33366 | 0.33366 | 14.8837 | 212.1279 | 0.84779 | 0.76227 | 0.87012 | 0.85408 | 250.5907 | 250.5907 | 250.5907 | 350.6072 | 350.595 | 350.5829 | 0 | 0 | 355.8769 | 292.216
19 | 2047 | 1.3272 | 1.2034 | 0.96903 | 0.91093 | 0.073962 | 0.063169 | 0.042157 | 0.02507 | 0.025995 | 1467.608 | 1415.7313 | 0 |  | 66.5422 | 350.0207 | 0 |  | 10.3491 | 87.5621 | 0 | 0 | 1301.2701 | 0 | 0 | 1555.8648 | 97.509 | 98.1965 | 143.1992 | 129.322 | 105.1804 | 138.6418 | 128.8999 | 0.031055 | 1.8313 | 1.8313 | 4.1041 | 3.4048 | 1.8313 | 4.1041 | 3.4424 | 511.1443 | 462.2758 | 441.1659 | 0.2258 | 642.5363 | 970.5394 | 490.5868 | 513.2818 | 0.34858 | 0.34858 | 15.5492 | 226.7165 | 0.87578 | 0.7891 | 0.89939 | 0.88198 | 263.5597 | 263.5597 | 263.5597 | 368.7537 | 368.7409 | 368.7281 | 0 | 0 | 374.2961 | 307.3407
20 | 2048 | 1.3836 | 1.25 | 1.0178 | 0.95532 | 0.073962 | 0.063169 | 0.042157 | 0.02507 | 0.025995 | 1534.9956 | 1463.8575 | 0 |  | 66.5422 | 350.0207 | 0 |  | 10.3491 | 87.5621 | 0 | 0 | 1355.7437 | 0 | 0 | 1620.9962 | 101.6648 | 102.3787 | 149.1371 | 134.7185 | 109.62 | 144.404 | 134.277 | 0.032395 | 1.8313 | 1.8313 | 4.1041 | 3.4048 | 1.8313 | 4.1041 | 3.4424 | 533.0928 | 482.1957 | 460.2003 | 0.23434 | 670.1267 | 1012.2142 | 511.6525 | 535.322 | 0.36317 | 0.36317 | 16.2002 | 241.6479 | 0.90307 | 0.81356 | 0.92452 | 0.90644 | 276.416 | 276.416 | 276.416 | 386.7426 | 386.7292 | 386.7158 | 0 | 0 | 392.5554 | 322.334
21 | 2049 | 1.4382 | 1.2931 | 1.0658 | 0.99837 | 0.073962 | 0.063169 | 0.042157 | 0.02507 | 0.025995 | 1600.9064 | 1504.5889 | 0 |  | 66.5422 | 350.0207 | 0 |  | 10.3491 | 87.5621 | 0 | 0 | 1409.0236 | 0 | 0 | 1684.7003 | 105.6808 | 106.4202 | 154.883 | 139.9388 | 113.9098 | 149.98 | 139.4785 | 0.033709 | 1.8313 | 1.8313 | 4.1041 | 3.4048 | 1.8313 | 4.1041 | 3.4424 | 554.6116 | 501.7325 | 478.8708 | 0.24267 | 697.1769 | 1053.0731 | 532.3058 | 556.9308 | 0.37744 | 0.37744 | 16.8368 | 256.9302 | 0.93005 | 0.83778 | 0.94939 | 0.93066 | 289.1582 | 289.1582 | 289.1582 | 404.5721 | 404.558 | 404.544 | 0 | 0 | 410.6528 | 337.1945
22 | 2050 | 1.4938 | 1.3359 | 1.1137 | 1.042 | 0.073962 | 0.063169 | 0.042157 | 0.02507 | 0.025995 | 1652.4795 | 1540.5102 | 0 |  | 66.5422 | 350.0207 | 0 |  | 10.3491 | 87.5621 | 0 | 0 | 1461.1358 | 0 | 0 | 1747.0083 | 109.594 | 110.3583 | 160.4776 | 145.0226 | 118.0879 | 155.4098 | 144.5439 | 0.034998 | 1.8313 | 1.8313 | 4.1041 | 3.4048 | 1.8313 | 4.1041 | 3.4424 | 575.6638 | 520.8472 | 497.1393 | 0.2508 | 723.6408 | 1093.0463 | 552.5114 | 578.0711 | 0.3914 | 0.3914 | 17.4595 | 272.5717 | 0.95673 | 0.86175 | 0.97401 | 0.95463 | 301.7852 | 301.7852 | 301.7852 | 422.2405 | 422.2258 | 422.2112 | 0 | 0 | 428.5867 | 351.9208
23 | 2051 | 1.5485 | 1.3768 | 1.1612 | 1.0852 | 0.073962 | 0.063169 | 0.042157 | 0.02507 | 0.025995 | 1697.8196 | 1572.0901 | 0 |  | 66.5422 | 350.0207 | 0 |  | 10.3491 | 87.5621 | 0 | 0 | 1512.106 | 0 | 0 | 1807.9508 | 113.3961 | 114.2384 | 165.9672 | 150.0159 | 122.1998 | 160.7393 | 149.5189 | 0.03626 | 1.8313 | 1.8313 | 4.1041 | 3.4048 | 1.8313 | 4.1041 | 3.4424 | 596.2995 | 539.5879 | 515.0529 | 0.25873 | 749.5809 | 1132.2284 | 572.3171 | 598.793 | 0.40505 | 0.40505 | 18.0686 | 287.8704 | 0.98311 | 0.88498 | 0.99745 | 0.97758 | 314.3124 | 314.3124 | 314.3124 | 439.7692 | 439.7539 | 439.7386 | 0 | 0 | 446.3788 | 366.5306
24 | 2052 | 1.6024 | 1.4157 | 1.2084 | 1.1278 | 0.073962 | 0.063169 | 0.042157 | 0.02507 | 0.025995 | 1737.6799 | 1599.8532 | 0 |  | 66.5422 | 350.0207 | 0 |  | 10.3491 | 87.5621 | 0 | 0 | 1561.9591 | 0 | 0 | 1867.5578 | 117.0904 | 118.0616 | 171.3538 | 154.9203 | 126.2465 | 165.9704 | 154.4051 | 0.037499 | 1.8313 | 1.8313 | 4.1041 | 3.4048 | 1.8313 | 4.1041 | 3.4424 | 616.5268 | 557.9619 | 532.6186 | 0.26646 | 775.0077 | 1170.6351 | 591.7309 | 619.1049 | 0.41841 | 0.41841 | 18.6643 | 302.8339 | 1.0091 | 0.9075 | 1.0198 | 0.99963 | 326.7404 | 326.7404 | 326.7404 | 457.1593 | 457.1433 | 457.1275 | 0 | 0 | 464.0302 | 381.025
25 | 2053 | 1.6553 | 1.4528 | 1.2552 | 1.17 | 0.073962 | 0.063169 | 0.042157 | 0.02507 | 0.025995 | 1772.7227 | 1624.261 | 0 |  | 66.5422 | 350.0207 | 0 |  | 10.3491 | 87.5621 | 0 | 0 | 1610.7198 | 0 | 0 | 1925.8585 | 120.6798 | 121.8286 | 176.6394 | 159.7374 | 130.2291 | 171.1049 | 159.2042 | 0.038711 | 1.8313 | 1.8313 | 4.1041 | 3.4048 | 1.8313 | 4.1041 | 3.4424 | 636.3537 | 575.9765 | 549.843 | 0.274 | 799.9313 | 1208.2817 | 610.7604 | 639.0147 | 0.43147 | 0.43147 | 19.2469 | 317.4694 | 1.0347 | 0.92933 | 1.0412 | 1.0207 | 339.07 | 339.07 | 339.07 | 474.4119 | 474.3953 | 474.3789 | 0 | 0 | 481.5421 | 395.4048
26 | 2054 | 1.7074 | 1.4882 | 1.3018 | 1.2118 | 0.073962 | 0.063169 | 0.042157 | 0.02507 | 0.025995 | 1803.5303 | 1645.7188 | 0 |  | 66.5422 | 350.0207 | 0 |  | 10.3491 | 87.5621 | 0 | 0 | 1658.4118 | 0 | 0 | 1982.8815 | 124.1673 | 125.5403 | 181.8258 | 164.4688 | 134.1485 | 176.1446 | 163.9177 | 0.039896 | 1.8313 | 1.8313 | 4.1041 | 3.4048 | 1.8313 | 4.1041 | 3.4424 | 655.7884 | 593.6387 | 566.7328 | 0.28136 | 824.3617 | 1245.1834 | 629.4134 | 658.5306 | 0.44425 | 0.44425 | 19.8168 | 331.7842 | 1.06 | 0.95048 | 1.0616 | 1.041 | 351.3022 | 351.3022 | 351.3022 | 491.528 | 491.5109 | 491.4939 | 0 | 0 | 498.9155 | 409.6709
27 | 2055 | 1.7587 | 1.5219 | 1.348 | 1.2531 | 0.073962 | 0.063169 | 0.042157 | 0.02507 | 0.025995 | 1830.6145 | 1663.2191 | 0 |  | 66.5422 | 350.0207 | 0 |  | 10.3491 | 87.5621 | 0 | 0 | 1705.0587 | 0 | 0 | 2038.6549 | 127.5559 | 129.1974 | 186.9149 | 169.1159 | 138.0058 | 181.0913 | 168.547 | 0.041055 | 1.8313 | 1.8313 | 4.1041 | 3.4048 | 1.8313 | 4.1041 | 3.4424 | 674.8384 | 610.9553 | 583.2944 | 0.28853 | 848.3086 | 1281.3547 | 647.6973 | 677.6603 | 0.45674 | 0.45674 | 20.3742 | 345.7853 | 1.0849 | 0.97104 | 1.081 | 1.0604 | 363.4375 | 363.4375 | 363.4375 | 508.5089 | 508.4912 | 508.4736 | 0 | 0 | 516.1515 | 423.8242
28 | 2056 | 1.8092 | 1.554 | 1.394 | 1.294 | 0.073962 | 0.063169 | 0.042157 | 0.02507 | 0.025995 | 1854.4253 | 1675.8759 | 0 |  | 66.5422 | 350.0207 | 0 |  | 10.3491 | 87.5621 | 0 | 0 | 1750.6833 | 0 | 0 | 2093.206 | 130.8484 | 132.8008 | 191.9085 | 173.6803 | 141.802 | 185.9466 | 173.0938 | 0.042188 | 1.8313 | 1.8313 | 4.1041 | 3.4048 | 1.8313 | 4.1041 | 3.4424 | 693.5114 | 627.9331 | 599.5344 | 0.29553 | 871.7816 | 1316.8103 | 665.6193 | 696.4114 | 0.46896 | 0.46896 | 20.9194 | 359.4795 | 1.1095 | 0.99097 | 1.0995 | 1.079 | 375.4768 | 375.4768 | 375.4768 | 525.3555 | 525.3372 | 525.319 | 0 | 0 | 533.2513 | 437.8657
29 | 2057 | 1.8589 | 1.5847 | 1.4397 | 1.3346 | 0.073962 | 0.063169 | 0.042157 | 0.02507 | 0.025995 | 1875.3584 | 1684.2746 | 0 |  | 66.5422 | 350.0207 | 0 |  | 10.3491 | 87.5621 | 0 | 0 | 1795.3081 | 0 | 0 | 2146.5617 | 134.0474 | 136.3513 | 196.8085 | 178.1634 | 145.538 | 190.7123 | 177.5595 | 0.043297 | 1.8313 | 1.8313 | 4.1041 | 3.4048 | 1.8313 | 4.1041 | 3.4424 | 711.8149 | 644.5788 | 615.4588 | 0.30235 | 894.79 | 1351.5641 | 683.1866 | 714.7914 | 0.48092 | 0.48092 | 21.4526 | 372.8737 | 1.1337 | 1.0103 | 1.1172 | 1.0969 | 387.4209 | 387.4209 | 387.4209 | 542.0689 | 542.05 | 542.0313 | 0 | 0 | 550.2158 | 451.7962
30 | 2058 | 1.9079 | 1.6139 | 1.4852 | 1.3748 | 0.073962 | 0.063169 | 0.042157 | 0.02507 | 0.025995 | 1893.7615 | 1688.9298 | 0 |  | 66.5422 | 350.0207 | 0 |  | 10.3491 | 87.5621 | 0 | 0 | 1838.9549 | 0 | 0 | 2198.748 | 137.1556 | 139.8497 | 201.6165 | 182.5667 | 149.2148 | 195.39 | 181.9455 | 0.044382 | 1.8313 | 1.8313 | 4.1041 | 3.4048 | 1.8313 | 4.1041 | 3.4424 | 729.7561 | 660.8988 | 631.0739 | 0.30901 | 917.3432 | 1385.6303 | 700.4063 | 732.8077 | 0.49261 | 0.49261 | 21.9742 | 385.9743 | 1.1576 | 1.029 | 1.134 | 1.114 | 399.2704 | 399.2704 | 399.2704 | 558.6502 | 558.6307 | 558.6114 | 0 | 0 | 567.0463 | 465.6165
Avoided Electricity Costs from AESC
| AESC 2024 Appendix B Workbook | [91 empty] | AESC 2024 Appendix B Workbook | [90 empty] | AESC 2024 Appendix B Workbook
2024 $
| AESC 2024 Counterfactual #1 Results: Avoided Cost of Electricity (2024 $) | [91 empty] | AESC 2024 Counterfactual #1 Results: Avoided Cost of Electricity (2024 $) | [90 empty] | AESC 2024 Counterfactual #1 Results: Avoided Cost of Electricity (2024 $)
| New Hampshire | [91 empty] | New Hampshire | [90 empty] | New Hampshire
| DRIPE and Reliability Vintage = 2027 vintage measures | [91 empty] | DRIPE and Reliability Vintage = 2028 vintage measures | [90 empty] | DRIPE and Reliability Vintage = 2028 vintage measures, shifted to 2029 (no 2029 vintage in AESC 2024)
[49 empty] | 1 | 2 | 3 | 4 | 5 | 6 | 7 | 8 | 9 | 10 | 11 | 12 | 13 | 14 | 15 | 16 | 17 | 18 | 19 | 20 | 21 | 22 | 23 | 24 | 25 | 26 | 27 | 28 | 29 | 30 | 31 | 32 | 33 | 34 | 35 | 36 | 37 | 38 | 39 | 40 | 41 | 42 | 43 | 44 | [47 empty] | 94 | 95 | 96 | 97 | 98 | 99 | 100 | 101 | 102 | 103 | 104 | 105 | 106 | 107 | 108 | 109 | 110 | 111 | 112 | 113 | 114 | 115 | 116 | 117 | 118 | 119 | 120 | 121 | 122 | 123 | 124 | 125 | 126 | 127 | 128 | 129 | 130 | 131 | 132 | 133 | 134 | 135 | 136 | 137 | [10 empty] | Shifted Year | Shifted Year | Shifted Year | Shifted Year | Shifted Year | Shifted Year | Shifted Year | Shifted Year | Shifted Year | Shifted Year |  |  |  |  | Shifted Year |  | Shifted Year |  | Shifted Year | Shifted Year |  | Shifted Year | Shifted Year | Shifted Year | Shifted Year | Shifted Year | Shifted Year | Shifted Year | [9 empty] | 187 | 188 | 189 | 190 | 191 | 192 | 193 | 194 | 195 | 196 | 197 | 198 | 199 | 200 | 201 | 202 | 203 | 204 | 205 | 206 | 207 | 208 | 209 | 210 | 211 | 212 | 213 | 214 | 215 | 216 | 217 | 218 | 219 | 220 | 221 | 222 | 223 | 224 | 225 | 226 | 227 | 228 | 229 | 230
| WHOLESALE VALUES | [21 empty] | Current capacity market structure | [7 empty] | Future capacity market structure - Summer (June through September) | [7 empty] | Future capacity market structure - Winter (October through May) | [8 empty] | RETAIL VALUES | 21: Current capacity market structure; 29: Future capacity market structure - Summer (June through September); 37: Future capacity market structure - Winter (October through May) | WHOLESALE VALUES | [21 empty] | Current capacity market structure | [7 empty] | Future capacity market structure - Summer (June through September) | [7 empty] | Future capacity market structure - Winter (October through May) | [7 empty] | RETAIL VALUES | [20 empty] | Current capacity market structure | [7 empty] | Future capacity market structure - Summer (June through September) | [7 empty] | Future capacity market structure - Winter (October through May) | [7 empty] | WHOLESALE VALUES | [21 empty] | Current capacity market structure | [7 empty] | Future capacity market structure - Summer (June through September) | [7 empty] | Future capacity market structure - Winter (October through May) | [7 empty] | RETAIL VALUES | [20 empty] | Current capacity market structure | [7 empty] | Future capacity market structure - Summer (June through September) | [7 empty] | Future capacity market structure - Winter (October through May)
| Years | Electric Energy |  |  |  | RPS Compliance Costs | Non-Embedded GHG Costs - Social cost of GHGs |  |  |  | Energy DRIPE | [7 empty] | Cross-DRIPE3 |  | PTF |  | Electric Capacity |  | Capacity DRIPE |  |  |  | Reliability4 |  | Electric Capacity |  | Capacity DRIPE |  |  |  | Reliability4 |  | Electric Capacity |  | Capacity DRIPE |  |  |  | Reliability4 |  |  | Years | 1: Electric Energy5; 5: Non-Embedded GHG Costs - Social cost of GHGs6; 9: Energy DRIPE7; 17: Cross-DRIPE8; 19: PTF; 21: Electric Capacity; 23: Capacity DRIPE; 27: Reliability; 29: Electric Capacity; 31: Capacity DRIPE; 35: Reliability; 37: Electric Capacity; 39: Capacity DRIPE; 43: Reliability | Years | Electric Energy |  |  |  | RPS Compliance Costs | Non-Embedded GHG Costs - Social cost of GHGs |  |  |  | Energy DRIPE | [7 empty] | Cross-DRIPE3 |  | PTF |  | Electric Capacity |  | Capacity DRIPE |  |  |  | Reliability4 |  | Electric Capacity |  | Capacity DRIPE |  |  |  | Reliability4 |  | Electric Capacity |  | Capacity DRIPE |  |  |  | Reliability4 |  | Years | Electric Energy5 |  |  |  | Non-Embedded GHG Costs - Social cost of GHGs[6] |  |  |  | Energy DRIPE7 | [7 empty] | Cross-DRIPE8 |  | PTF |  | Electric Capacity |  | Capacity DRIPE |  |  |  | Reliability |  | Electric Capacity |  | Capacity DRIPE |  |  |  | Reliability |  | Electric Capacity |  | Capacity DRIPE |  |  |  | Reliability |  | Years | Electric Energy |  |  |  | RPS Compliance Costs | Non-Embedded GHG Costs - Social cost of GHGs |  |  |  | Energy DRIPE | [7 empty] | Cross-DRIPE3 |  | PTF |  | Electric Capacity |  | Capacity DRIPE |  |  |  | Reliability4 |  | Electric Capacity |  | Capacity DRIPE |  |  |  | Reliability4 |  | Electric Capacity |  | Capacity DRIPE |  |  |  | Reliability4 |  | Years | Electric Energy5 |  |  |  | Non-Embedded GHG Costs - Social cost of GHGs[6] |  |  |  | Energy DRIPE7 | [7 empty] | Cross-DRIPE8 |  | PTF |  | Electric Capacity |  | Capacity DRIPE |  |  |  | Reliability |  | Electric Capacity |  | Capacity DRIPE |  |  |  | Reliability |  | Electric Capacity |  | Capacity DRIPE |  |  |  | Reliability
[11 empty] | Intrastate DRIPE |  |  |  | Rest-of-Pool DRIPE |  |  |  | Intrastate DRIPE | Interstate DRIPE |  |  |  |  | Intrastate DRIPE |  | Rest-of-Pool DRIPE | [5 empty] | Intrastate DRIPE |  | Rest-of-Pool DRIPE | [5 empty] | Intrastate DRIPE |  | Rest-of-Pool DRIPE | [5 empty] | 9: Intrastate DRIPE; 13: Rest-of-Pool DRIPE; 17: Intrastate DRIPE; 18: Interstate DRIPE; 23: Intrastate DRIPE; 25: Rest-of-Pool DRIPE; 31: Intrastate DRIPE; 33: Rest-of-Pool DRIPE; 39: Intrastate DRIPE; 41: Rest-of-Pool DRIPE | [10 empty] | Intrastate DRIPE |  |  |  | Rest-of-Pool DRIPE |  |  |  | Intrastate DRIPE | Interstate DRIPE |  |  |  |  | Intrastate DRIPE |  | Rest-of-Pool DRIPE | [5 empty] | Intrastate DRIPE |  | Rest-of-Pool DRIPE | [5 empty] | Intrastate DRIPE |  | Rest-of-Pool DRIPE | [12 empty] | Intrastate DRIPE |  |  |  | Rest-of-Pool DRIPE |  |  |  | Intrastate DRIPE | Interstate DRIPE |  |  |  |  | Intrastate DRIPE |  | Rest-of-Pool DRIPE | [5 empty] | Intrastate DRIPE |  | Rest-of-Pool DRIPE | [5 empty] | Intrastate DRIPE |  | Rest-of-Pool DRIPE | [13 empty] | Intrastate DRIPE |  |  |  | Rest-of-Pool DRIPE |  |  |  | Intrastate DRIPE | Interstate DRIPE |  |  |  |  | Intrastate DRIPE |  | Rest-of-Pool DRIPE | [5 empty] | Intrastate DRIPE |  | Rest-of-Pool DRIPE | [5 empty] | Intrastate DRIPE |  | Rest-of-Pool DRIPE | [12 empty] | Intrastate DRIPE |  |  |  | Rest-of-Pool DRIPE |  |  |  | Intrastate DRIPE | Interstate DRIPE |  |  |  |  | Intrastate DRIPE |  | Rest-of-Pool DRIPE | [5 empty] | Intrastate DRIPE |  | Rest-of-Pool DRIPE | [5 empty] | Intrastate DRIPE |  | Rest-of-Pool DRIPE
|  | Winter Peak | Winter Off-Peak | Summer Peak | Summer Off-Peak |  | Winter Peak | Winter Off-Peak | Summer Peak | Summer Off-Peak | Winter Peak | Winter Off-Peak | Summer Peak | Summer Off-Peak | Winter Peak | Winter Off-Peak | Summer Peak | Summer Off-Peak |  |  | Summer Peak | Winter Peak | Cleared (FCA Price) | Uncleared2 | Cleared | Uncleared2 | Cleared | Uncleared2 | Cleared | Uncleared | Cleared (FCA Price) | Uncleared2 | Cleared | Uncleared2 | Cleared | Uncleared2 | Cleared | Uncleared | Cleared (FCA Price) | Uncleared2 | Cleared | Uncleared2 | Cleared | Uncleared2 | Cleared | Uncleared |  |  | Winter Peak | Winter Off-Peak | Summer Peak | Summer Off-Peak | Winter Peak | Winter Off-Peak | Summer Peak | Summer Off-Peak | Winter Peak | Winter Off-Peak | Summer Peak | Summer Off-Peak | Winter Peak | Winter Off-Peak | Summer Peak | Summer Off-Peak |  |  | Summer Peak | Winter Peak | Cleared9 | Uncleared10 | Cleared9 | Uncleared10 | Cleared9 | Uncleared10 | Cleared9 | Uncleared10 | Cleared9 | Uncleared10 | Cleared9 | Uncleared10 | Cleared9 | Uncleared10 | Cleared9 | Uncleared10 | Cleared9 | Uncleared10 | Cleared9 | Uncleared10 | Cleared9 | Uncleared10 | Cleared9 | Uncleared10 |  | Winter Peak | Winter Off-Peak | Summer Peak | Summer Off-Peak |  | Winter Peak | Winter Off-Peak | Summer Peak | Summer Off-Peak | Winter Peak | Winter Off-Peak | Summer Peak | Summer Off-Peak | Winter Peak | Winter Off-Peak | Summer Peak | Summer Off-Peak |  |  | Summer Peak | Winter Peak | Cleared (FCA Price) | Uncleared2 | Cleared | Uncleared2 | Cleared | Uncleared2 | Cleared | Uncleared | Cleared (FCA Price) | Uncleared2 | Cleared | Uncleared2 | Cleared | Uncleared2 | Cleared | Uncleared | Cleared (FCA Price) | Uncleared2 | Cleared | Uncleared2 | Cleared | Uncleared2 | Cleared | Uncleared |  | Winter Peak | Winter Off-Peak | Summer Peak | Summer Off-Peak | Winter Peak | Winter Off-Peak | Summer Peak | Summer Off-Peak | Winter Peak | Winter Off-Peak | Summer Peak | Summer Off-Peak | Winter Peak | Winter Off-Peak | Summer Peak | Summer Off-Peak |  |  | Summer Peak | Winter Peak | Cleared9 | Uncleared10 | Cleared9 | Uncleared10 | Cleared9 | Uncleared10 | Cleared9 | Uncleared10 | Cleared9 | Uncleared10 | Cleared9 | Uncleared10 | Cleared9 | Uncleared10 | Cleared9 | Uncleared10 | Cleared9 | Uncleared10 | Cleared9 | Uncleared10 | Cleared9 | Uncleared10 | Cleared9 | Uncleared10 |  | Winter Peak | Winter Off-Peak | Summer Peak | Summer Off-Peak |  | Winter Peak | Winter Off-Peak | Summer Peak | Summer Off-Peak | Winter Peak | Winter Off-Peak | Summer Peak | Summer Off-Peak | Winter Peak | Winter Off-Peak | Summer Peak | Summer Off-Peak |  |  | Summer Peak | Winter Peak | Cleared (FCA Price) | Uncleared2 | Cleared | Uncleared2 | Cleared | Uncleared2 | Cleared | Uncleared | Cleared (FCA Price) | Uncleared2 | Cleared | Uncleared2 | Cleared | Uncleared2 | Cleared | Uncleared | Cleared (FCA Price) | Uncleared2 | Cleared | Uncleared2 | Cleared | Uncleared2 | Cleared | Uncleared |  | Winter Peak | Winter Off-Peak | Summer Peak | Summer Off-Peak | Winter Peak | Winter Off-Peak | Summer Peak | Summer Off-Peak | Winter Peak | Winter Off-Peak | Summer Peak | Summer Off-Peak | Winter Peak | Winter Off-Peak | Summer Peak | Summer Off-Peak |  |  | Summer Peak | Winter Peak | Cleared9 | Uncleared10 | Cleared9 | Uncleared10 | Cleared9 | Uncleared10 | Cleared9 | Uncleared10 | Cleared9 | Uncleared10 | Cleared9 | Uncleared10 | Cleared9 | Uncleared10 | Cleared9 | Uncleared10 | Cleared9 | Uncleared10 | Cleared9 | Uncleared10 | Cleared9 | Uncleared10 | Cleared9 | Uncleared10
| Units: | $/kWh | $/kWh | $/kWh | $/kWh | $/kWh | $/kWh | $/kWh | $/kWh | $/kWh | $/kWh | $/kWh | $/kWh | $/kWh | $/kWh | $/kWh | $/kWh | $/kWh | $/kWh | $/kWh | $/kW-yr | $/kW-yr | $/kW-yr | $/kW-yr | $/kW-yr | $/kW-yr | $/kW-yr | $/kW-yr | $/kW-yr | $/kW-yr | $/kW-yr | $/kW-yr | $/kW-yr | $/kW-yr | $/kW-yr | $/kW-yr | $/kW-yr | $/kW-yr | $/kW-yr | $/kW-yr | $/kW-yr | $/kW-yr | $/kW-yr | $/kW-yr | $/kW-yr | $/kW-yr |  | Units: | $/kWh | $/kWh | $/kWh | $/kWh | $/kWh | $/kWh | $/kWh | $/kWh | $/kWh | $/kWh | $/kWh | $/kWh | $/kWh | $/kWh | $/kWh | $/kWh | $/kWh | $/kWh | $/kW-yr | $/kW-yr | $/kW-yr | $/kW-yr | $/kW-yr | $/kW-yr | $/kW-yr | $/kW-yr | $/kW-yr | $/kW-yr | $/kW-yr | $/kW-yr | $/kW-yr | $/kW-yr | $/kW-yr | $/kW-yr | $/kW-yr | $/kW-yr | $/kW-yr | $/kW-yr | $/kW-yr | $/kW-yr | $/kW-yr | $/kW-yr | $/kW-yr | $/kW-yr | Units: | $/kWh | $/kWh | $/kWh | $/kWh | $/kWh | $/kWh | $/kWh | $/kWh | $/kWh | $/kWh | $/kWh | $/kWh | $/kWh | $/kWh | $/kWh | $/kWh | $/kWh | $/kWh | $/kWh | $/kW-yr | $/kW-yr | $/kW-yr | $/kW-yr | $/kW-yr | $/kW-yr | $/kW-yr | $/kW-yr | $/kW-yr | $/kW-yr | $/kW-yr | $/kW-yr | $/kW-yr | $/kW-yr | $/kW-yr | $/kW-yr | $/kW-yr | $/kW-yr | $/kW-yr | $/kW-yr | $/kW-yr | $/kW-yr | $/kW-yr | $/kW-yr | $/kW-yr | $/kW-yr | Units: | $/kWh | $/kWh | $/kWh | $/kWh | $/kWh | $/kWh | $/kWh | $/kWh | $/kWh | $/kWh | $/kWh | $/kWh | $/kWh | $/kWh | $/kWh | $/kWh | $/kWh | $/kWh | $/kW-yr | $/kW-yr | $/kW-yr | $/kW-yr | $/kW-yr | $/kW-yr | $/kW-yr | $/kW-yr | $/kW-yr | $/kW-yr | $/kW-yr | $/kW-yr | $/kW-yr | $/kW-yr | $/kW-yr | $/kW-yr | $/kW-yr | $/kW-yr | $/kW-yr | $/kW-yr | $/kW-yr | $/kW-yr | $/kW-yr | $/kW-yr | $/kW-yr | $/kW-yr | Units: | $/kWh | $/kWh | $/kWh | $/kWh | $/kWh | $/kWh | $/kWh | $/kWh | $/kWh | $/kWh | $/kWh | $/kWh | $/kWh | $/kWh | $/kWh | $/kWh | $/kWh | $/kWh | $/kWh | $/kW-yr | $/kW-yr | $/kW-yr | $/kW-yr | $/kW-yr | $/kW-yr | $/kW-yr | $/kW-yr | $/kW-yr | $/kW-yr | $/kW-yr | $/kW-yr | $/kW-yr | $/kW-yr | $/kW-yr | $/kW-yr | $/kW-yr | $/kW-yr | $/kW-yr | $/kW-yr | $/kW-yr | $/kW-yr | $/kW-yr | $/kW-yr | $/kW-yr | $/kW-yr | Units: | $/kWh | $/kWh | $/kWh | $/kWh | $/kWh | $/kWh | $/kWh | $/kWh | $/kWh | $/kWh | $/kWh | $/kWh | $/kWh | $/kWh | $/kWh | $/kWh | $/kWh | $/kWh | $/kW-yr | $/kW-yr | $/kW-yr | $/kW-yr | $/kW-yr | $/kW-yr | $/kW-yr | $/kW-yr | $/kW-yr | $/kW-yr | $/kW-yr | $/kW-yr | $/kW-yr | $/kW-yr | $/kW-yr | $/kW-yr | $/kW-yr | $/kW-yr | $/kW-yr | $/kW-yr | $/kW-yr | $/kW-yr | $/kW-yr | $/kW-yr | $/kW-yr | $/kW-yr
| 2024 | 0.078824 | 0.075695 | 0.038062 | 0.037471 | 0.011876 | 0.0579 | 0.0479 | 0.0406 | 0.0275 | 0 | 0 | 0 | 0 | 0 | 0 | 0 | 0 | 0 | 0 | 68.6415 | 0 | 30.12 | - | 0 | - | 0 | - | 0 | 0 | 0 | 0 | 0 | 0 | 0 | 0 | 0 | 0 | 0 | - | - | - | - | - | - | - |  | 2024 | 0.10677 | 0.10309 | 0.058786 | 0.05809 | 0.063111 | 0.052211 | 0.044254 | 0.029975 | 0 | 0 | 0 | 0 | 0 | 0 | 0 | 0 | 0 | 0 | 79.6241 | 0 | 34.9392 | 0 | 0 | 0 | 0 | 0 | 0 | 0 | 0 | 0 | 0 | 0 | 0 | 0 | 0 | 0 | 0 | 0 | 0 | 0 | 0 | 0 | 0 | 0 | 2024 | 0.078824 | 0.075695 | 0.038062 | 0.037471 | 0.011876 | 0.097213 | 0.080394 | 0.068186 | 0.046226 | 0 | 0 | 0 | 0 | 0 | 0 | 0 | 0 | 0 | 0 | 68.6415 | 0 | 30.12 | - | 0 | - | 0 | - | 0 | 0 | 0 | 0 | 0 | 0 | 0 | 0 | 0 | 0 | 0 | - | - | - | - | - | - | - | 2024 | 0.10677 | 0.10309 | 0.058786 | 0.05809 | 0.10596 | 0.087629 | 0.074322 | 0.050387 | 0 | 0 | 0 | 0 | 0 | 0 | 0 | 0 | 0 | 0 | 79.6241 | 0 | 34.9392 | 0 | 0 | 0 | 0 | 0 | 0 | 0 | 0 | 0 | 0 | 0 | 0 | 0 | 0 | 0 | 0 | 0 | 0 | 0 | 0 | 0 | 0 | 0 | 2024 | 0.078824 | 0.075695 | 0.038062 | 0.037471 | 0.011876 | 0.097213 | 0.080394 | 0.068186 | 0.046226 | 0 | 0 | 0 | 0 | 0 | 0 | 0 | 0 | 0 | 0 | 68.6415 | 0 | 30.12 | - | 0 | - | 0 | - | 0 | 0 | 0 | 0 | 0 | 0 | 0 | 0 | 0 | 0 | 0 | - | - | - | - | - | - | - | 2024 | 0.10677 | 0.10309 | 0.058786 | 0.05809 | 0.10596 | 0.087629 | 0.074322 | 0.050387 | 0 | 0 | 0 | 0 | 0 | 0 | 0 | 0 | 0 | 0 | 79.6241 | 0 | 34.9392 | 0 | 0 | 0 | 0 | 0 | 0 | 0 | 0 | 0 | 0 | 0 | 0 | 0 | 0 | 0 | 0 | 0 | 0 | 0 | 0 | 0 | 0 | 0
| 2025 | 0.079518 | 0.076039 | 0.039909 | 0.038844 | 0.012246 | 0.0603 | 0.0499 | 0.0423 | 0.0287 | 0 | 0 | 0 | 0 | 0 | 0 | 0 | 0 | 0 | 0 | 68.6415 | 0 | 29.9965 | - | 0 | - | 0 | - | 0 | 0 | 0 | 0 | 0 | 0 | 0 | 0 | 0 | 0 | 0 | - | - | - | - | - | - | - |  | 2025 | 0.10803 | 0.10393 | 0.061397 | 0.060143 | 0.065727 | 0.054391 | 0.046107 | 0.031283 | 0 | 0 | 0 | 0 | 0 | 0 | 0 | 0 | 0 | 0 | 79.6241 | 0 | 34.7959 | 0 | 0 | 0 | 0 | 0 | 0 | 0 | 0 | 0 | 0 | 0 | 0 | 0 | 0 | 0 | 0 | 0 | 0 | 0 | 0 | 0 | 0 | 0 | 2025 | 0.079518 | 0.076039 | 0.039909 | 0.038844 | 0.012246 | 0.10057 | 0.083172 | 0.070542 | 0.047824 | 0 | 0 | 0 | 0 | 0 | 0 | 0 | 0 | 0 | 0 | 68.6415 | 0 | 29.9965 | - | 0 | - | 0 | - | 0 | 0 | 0 | 0 | 0 | 0 | 0 | 0 | 0 | 0 | 0 | - | - | - | - | - | - | - | 2025 | 0.10803 | 0.10393 | 0.061397 | 0.060143 | 0.10962 | 0.090657 | 0.07689 | 0.052128 | 0 | 0 | 0 | 0 | 0 | 0 | 0 | 0 | 0 | 0 | 79.6241 | 0 | 34.7959 | 0 | 0 | 0 | 0 | 0 | 0 | 0 | 0 | 0 | 0 | 0 | 0 | 0 | 0 | 0 | 0 | 0 | 0 | 0 | 0 | 0 | 0 | 0 | 2025 | 0.079518 | 0.076039 | 0.039909 | 0.038844 | 0.012246 | 0.10057 | 0.083172 | 0.070542 | 0.047824 | 0 | 0 | 0 | 0 | 0 | 0 | 0 | 0 | 0 | 0 | 68.6415 | 0 | 29.9965 | - | 0 | - | 0 | - | 0 | 0 | 0 | 0 | 0 | 0 | 0 | 0 | 0 | 0 | 0 | - | - | - | - | - | - | - | 2025 | 0.10803 | 0.10393 | 0.061397 | 0.060143 | 0.10962 | 0.090657 | 0.07689 | 0.052128 | 0 | 0 | 0 | 0 | 0 | 0 | 0 | 0 | 0 | 0 | 79.6241 | 0 | 34.7959 | 0 | 0 | 0 | 0 | 0 | 0 | 0 | 0 | 0 | 0 | 0 | 0 | 0 | 0 | 0 | 0 | 0 | 0 | 0 | 0 | 0 | 0 | 0
| 2026 | 0.062783 | 0.060324 | 0.031901 | 0.030715 | 0.012089 | 0.0616 | 0.051 | 0.0432 | 0.0293 | 0 | 0 | 0 | 0 | 0 | 0 | 0 | 0 | 0 | 0 | 68.6415 | 0 | 29.726 | - | 0 | - | 0 | - | 0 | 0 | 0 | 0 | 0 | 0 | 0 | 0 | 0 | 0 | 0 | - | - | - | - | - | - | - |  | 2026 | 0.088139 | 0.085244 | 0.051784 | 0.050389 | 0.067144 | 0.05559 | 0.047088 | 0.031937 | 0 | 0 | 0 | 0 | 0 | 0 | 0 | 0 | 0 | 0 | 79.6241 | 0 | 34.4822 | 0 | 0 | 0 | 0 | 0 | 0 | 0 | 0 | 0 | 0 | 0 | 0 | 0 | 0 | 0 | 0 | 0 | 0 | 0 | 0 | 0 | 0 | 0 | 2026 | 0.062783 | 0.060324 | 0.031901 | 0.030715 | 0.012089 | 0.10188 | 0.084255 | 0.071461 | 0.048447 | 0 | 0 | 0 | 0 | 0 | 0 | 0 | 0 | 0 | 0 | 68.6415 | 0 | 29.726 | - | 0 | - | 0 | - | 0 | 0 | 0 | 0 | 0 | 0 | 0 | 0 | 0 | 0 | 0 | - | - | - | - | - | - | - | 2026 | 0.088139 | 0.085244 | 0.051784 | 0.050389 | 0.11105 | 0.091838 | 0.077892 | 0.052807 | 0 | 0 | 0 | 0 | 0 | 0 | 0 | 0 | 0 | 0 | 79.6241 | 0 | 34.4822 | 0 | 0 | 0 | 0 | 0 | 0 | 0 | 0 | 0 | 0 | 0 | 0 | 0 | 0 | 0 | 0 | 0 | 0 | 0 | 0 | 0 | 0 | 0 | 2026 | 0.062783 | 0.060324 | 0.031901 | 0.030715 | 0.012089 | 0.10188 | 0.084255 | 0.071461 | 0.048447 | 0 | 0 | 0 | 0 | 0 | 0 | 0 | 0 | 0 | 0 | 68.6415 | 0 | 29.726 | - | 0 | - | 0 | - | 0 | 0 | 0 | 0 | 0 | 0 | 0 | 0 | 0 | 0 | 0 | - | - | - | - | - | - | - | 2026 | 0.088139 | 0.085244 | 0.051784 | 0.050389 | 0.11105 | 0.091838 | 0.077892 | 0.052807 | 0 | 0 | 0 | 0 | 0 | 0 | 0 | 0 | 0 | 0 | 79.6241 | 0 | 34.4822 | 0 | 0 | 0 | 0 | 0 | 0 | 0 | 0 | 0 | 0 | 0 | 0 | 0 | 0 | 0 | 0 | 0 | 0 | 0 | 0 | 0 | 0 | 0
| 2027 | 0.060446 | 0.058067 | 0.030027 | 0.029234 | 0.012661 | 0.0584 | 0.0558 | 0.0487 | 0.0427 | 0.0041789 | 0.0037119 | 0.0019679 | 0.0011898 | 0.026057 | 0.023048 | 0.013051 | 0.0076791 | 0.002082 | 0.013293 | 68.6415 | 0 | 29.7259 | - | 9.8986e-05 | - | 0.00093316 | - | 1.6467e-05 | 15.3749 | 0 | 0 | 0 | 0 | 0 | 0 | 0 | 0 | 0 | - | - | - | - | - | - | - |  | 2027 | 0.086061 | 0.08326 | 0.050252 | 0.049319 | 0.063656 | 0.060822 | 0.053083 | 0.046543 | 0.0049195 | 0.0043697 | 0.0023166 | 0.0014007 | 0.030674 | 0.027132 | 0.015364 | 0.0090398 | 0.002451 | 0.015649 | 79.6241 | 0 | 34.482 | 0 | 0.00011482 | 0 | 0.0010825 | 0 | 1.9102e-05 | 19.2617 | 0 | 0 | 0 | 0 | 0 | 0 | 0 | 0 | 0 | 0 | 0 | 0 | 0 | 0 | 0 | 0 | 2027 | 0.060446 | 0.058067 | 0.030027 | 0.029234 | 0.012661 | 0.096296 | 0.091876 | 0.080174 | 0.070363 | 0 | 0 | 0 | 0 | 0 | 0 | 0 | 0 | 0 | 0 | 68.6415 | 0 | 29.7259 | - | 0 | - | 0 | - | 0 | 0 | 0 | 0 | 0 | 0 | 0 | 0 | 0 | 0 | 0 | - | - | - | - | - | - | - | 2027 | 0.086061 | 0.08326 | 0.050252 | 0.049319 | 0.10496 | 0.10014 | 0.087389 | 0.076695 | 0 | 0 | 0 | 0 | 0 | 0 | 0 | 0 | 0 | 0 | 79.6241 | 0 | 34.482 | 0 | 0 | 0 | 0 | 0 | 0 | 0 | 0 | 0 | 0 | 0 | 0 | 0 | 0 | 0 | 0 | 0 | 0 | 0 | 0 | 0 | 0 | 0 | 2027 | 0.060446 | 0.058067 | 0.030027 | 0.029234 | 0.012661 | 0.096296 | 0.091876 | 0.080174 | 0.070363 | 0 | 0 | 0 | 0 | 0 | 0 | 0 | 0 | 0 | 0 | 68.6415 | 0 | 29.7259 | - | 0 | - | 0 | - | 0 | 0 | 0 | 0 | 0 | 0 | 0 | 0 | 0 | 0 | 0 | - | - | - | - | - | - | - | 2027 | 0.086061 | 0.08326 | 0.050252 | 0.049319 | 0.10496 | 0.10014 | 0.087389 | 0.076695 | 0 | 0 | 0 | 0 | 0 | 0 | 0 | 0 | 0 | 0 | 79.6241 | 0 | 34.482 | 0 | 0 | 0 | 0 | 0 | 0 | 0 | 0 | 0 | 0 | 0 | 0 | 0 | 0 | 0 | 0 | 0 | 0 | 0 | 0 | 0 | 0 | 0
| 2028 | 0.059747 | 0.057806 | 0.03021 | 0.029992 | 0.012503 | 0.0596 | 0.0569 | 0.0497 | 0.0436 | 0.0065152 | 0.0058245 | 0.0031337 | 0.001926 | 0.04196 | 0.037387 | 0.021346 | 0.012909 | 0.0032973 | 0.021739 | 68.6415 | 0 | 0 | - | 0 | - | 0 | - | 0 | 0 | 30.8489 | 0 | 12.5005 | 0 | 118.5944 | 0 | 1.3544 | 15.164 | 0 | - | - | - | - | - | - | - |  | 2028 | 0.085052 | 0.082767 | 0.050281 | 0.050024 | 0.064964 | 0.062021 | 0.054173 | 0.047524 | 0.0076697 | 0.0068567 | 0.003689 | 0.0022673 | 0.049395 | 0.044012 | 0.025128 | 0.015196 | 0.0038816 | 0.025591 | 79.6241 | 0 | 0 | 0 | 0 | 0 | 0 | 0 | 0 | 0 | 35.7847 | 0 | 14.5006 | 0 | 137.5695 | 0 | 1.5711 | 18.9975 | 0 | 0 | 0 | 0 | 0 | 0 | 0 | 0 | 2028 | 0.059747 | 0.057806 | 0.03021 | 0.029992 | 0.012503 | 0.097954 | 0.093458 | 0.081554 | 0.071574 | 0.0040927 | 0.0036588 | 0.0019685 | 0.0012099 | 0.026358 | 0.023485 | 0.013409 | 0.0081088 | 0.0021306 | 0.014045 | 68.6415 | 0 | 0 | - | 0 | - | 0 | - | 0 | 0 | 30.8489 | 0 | 15.0608 | 0 | 142.8848 | 0 | 1.6318 | 15.164 | 0 | - | - | - | - | - | - | - | 2028 | 0.085052 | 0.082767 | 0.050281 | 0.050024 | 0.10677 | 0.10187 | 0.088894 | 0.078016 | 0.0048179 | 0.0043072 | 0.0023173 | 0.0014243 | 0.031029 | 0.027647 | 0.015785 | 0.0095456 | 0.0025082 | 0.016533 | 79.6241 | 0 | 0 | 0 | 0 | 0 | 0 | 0 | 0 | 0 | 35.7847 | 0 | 17.4706 | 0 | 165.7464 | 0 | 1.8928 | 18.9975 | 0 | 0 | 0 | 0 | 0 | 0 | 0 | 0 | 2028 | 0.059747 | 0.057806 | 0.03021 | 0.029992 | 0.012503 | 0.097954 | 0.093458 | 0.081554 | 0.071574 | 0 | 0 | 0 | 0 | 0 | 0 | 0 | 0 | 0 | 0 | 68.6415 | 0 | 0 | - | 0 | - | 0 | - | 0 | 0 | 30.8489 | 0 | 0 | 0 | 0 | 0 | 0 | 0 | 0 | - | - | - | - | - | - | - | 2028 | 0.085052 | 0.082767 | 0.050281 | 0.050024 | 0.10677 | 0.10187 | 0.088894 | 0.078016 | 0 | 0 | 0 | 0 | 0 | 0 | 0 | 0 | 0 | 0 | 79.6241 | 0 | 0 | 0 | 0 | 0 | 0 | 0 | 0 | 0 | 35.7847 | 0 | 0 | 0 | 0 | 0 | 0 | 0 | 0 | 0 | 0 | 0 | 0 | 0 | 0 | 0
| 2029 | 0.058938 | 0.056718 | 0.030319 | 0.029827 | 0.010734 | 0.0604 | 0.0576 | 0.0503 | 0.0441 | 0.007922 | 0.0070345 | 0.0038859 | 0.0023473 | 0.051044 | 0.045049 | 0.026291 | 0.015776 | 0.0040784 | 0.026849 | 68.6415 | 0 | 0 | - | 0 | - | 0 | - | 0 | 0 | 33.9657 | 10.4816 | 10.0932 | 4.6488 | 96.2154 | 44.3158 | 1.2236 | 11.3985 | 0 | - | - | - | - | - | - | - |  | 2029 | 0.082018 | 0.079405 | 0.048328 | 0.047749 | 0.065836 | 0.062784 | 0.054827 | 0.048069 | 0.0093257 | 0.008281 | 0.0045745 | 0.0027633 | 0.060089 | 0.053032 | 0.03095 | 0.018571 | 0.0048011 | 0.031607 | 79.6241 | 0 | 0 | 0 | 0 | 0 | 0 | 0 | 0 | 0 | 39.4002 | 13.1314 | 11.7081 | 5.824 | 111.6099 | 55.5188 | 1.4194 | 14.28 | 0 | 0 | 0 | 0 | 0 | 0 | 0 | 0 | 2029 | 0.058938 | 0.056718 | 0.030319 | 0.029827 | 0.010734 | 0.099151 | 0.094599 | 0.08255 | 0.072448 | 0.0063862 | 0.0056708 | 0.0031326 | 0.0018923 | 0.041149 | 0.036316 | 0.021194 | 0.012717 | 0.0033833 | 0.022269 | 68.6415 | 0 | 0 | - | 0 | - | 0 | - | 0 | 0 | 33.9657 | 0 | 12.5035 | 0 | 119.1922 | 0 | 1.5158 | 16.2836 | 0 | - | - | - | - | - | - | - | 2029 | 0.082018 | 0.079405 | 0.048328 | 0.047749 | 0.10807 | 0.10311 | 0.08998 | 0.078969 | 0.0075178 | 0.0066756 | 0.0036877 | 0.0022276 | 0.04844 | 0.042751 | 0.02495 | 0.014971 | 0.0039828 | 0.026215 | 79.6241 | 0 | 0 | 0 | 0 | 0 | 0 | 0 | 0 | 0 | 39.4002 | 0 | 14.504 | 0 | 138.263 | 0 | 1.7584 | 20.4 | 0 | 0 | 0 | 0 | 0 | 0 | 0 | 0 | 2029 | 0.058938 | 0.056718 | 0.030319 | 0.029827 | 0.010734 | 0.099151 | 0.094599 | 0.08255 | 0.072448 | 0.0040927 | 0.0036588 | 0.0019685 | 0.0012099 | 0.026358 | 0.023485 | 0.013409 | 0.0081088 | 0.0021306 | 0.014045 | 68.6415 | 0 | 0 | - | 0 | - | 0 | - | 0 | 0 | 33.9657 | 0 | 15.0608 | 0 | 142.8848 | 0 | 1.6318 | 15.164 | 0 | - | - | - | - | - | - | - | 2029 | 0.082018 | 0.079405 | 0.048328 | 0.047749 | 0.10807 | 0.10311 | 0.08998 | 0.078969 | 0.0048179 | 0.0043072 | 0.0023173 | 0.0014243 | 0.031029 | 0.027647 | 0.015785 | 0.0095456 | 0.0025082 | 0.016533 | 79.6241 | 0 | 0 | 0 | 0 | 0 | 0 | 0 | 0 | 0 | 39.4002 | 0 | 17.4706 | 0 | 165.7464 | 0 | 1.8928 | 18.9975 | 0 | 0 | 0 | 0 | 0 | 0 | 0 | 0
| 2030 | 0.057829 | 0.055016 | 0.031032 | 0.030159 | 0.010402 | 0.0565 | 0.0522 | 0.0551 | 0.0576 | 0.0076599 | 0.0066966 | 0.0039073 | 0.0023318 | 0.050502 | 0.043901 | 0.027143 | 0.016079 | 0.0037086 | 0.02509 | 68.6415 | 0 | 0 | - | 0 | - | 0 | - | 0 | 0 | 50.9485 | 25.87 | 9.6904 | 8.8372 | 96.0307 | 87.5754 | 1.7197 | 11.3243 | 0 | - | - | - | - | - | - | - |  | 2030 | 0.080322 | 0.07701 | 0.048777 | 0.047749 | 0.061585 | 0.056898 | 0.060059 | 0.062784 | 0.0090173 | 0.0078833 | 0.0045996 | 0.002745 | 0.059451 | 0.051681 | 0.031953 | 0.018928 | 0.0043658 | 0.029536 | 79.6241 | 0 | 0 | 0 | 0 | 0 | 0 | 0 | 0 | 0 | 59.1002 | 32.41 | 11.2408 | 11.0712 | 111.3956 | 109.7144 | 1.9948 | 14.1871 | 0 | 0 | 0 | 0 | 0 | 0 | 0 | 0 | 2030 | 0.057829 | 0.055016 | 0.031032 | 0.030159 | 0.010402 | 0.092405 | 0.085397 | 0.090249 | 0.094251 | 0.0077491 | 0.0067746 | 0.0039528 | 0.002359 | 0.05109 | 0.044413 | 0.027459 | 0.016266 | 0.0041716 | 0.028204 | 68.6415 | 0 | 0 | - | 0 | - | 0 | - | 0 | 0 | 50.9485 | 15.522 | 12.9851 | 5.9046 | 128.6811 | 58.5136 | 2.3044 | 16.6884 | 0 | - | - | - | - | - | - | - | 2030 | 0.080322 | 0.07701 | 0.048777 | 0.047749 | 0.10072 | 0.093083 | 0.098371 | 0.10273 | 0.0091222 | 0.0079751 | 0.0046532 | 0.002777 | 0.060143 | 0.052282 | 0.032325 | 0.019149 | 0.0049108 | 0.033201 | 79.6241 | 0 | 0 | 0 | 0 | 0 | 0 | 0 | 0 | 0 | 59.1002 | 19.446 | 15.0627 | 7.3972 | 149.2701 | 73.3058 | 2.6731 | 20.9072 | 0 | 0 | 0 | 0 | 0 | 0 | 0 | 0 | 2030 | 0.057829 | 0.055016 | 0.031032 | 0.030159 | 0.010402 | 0.092405 | 0.085397 | 0.090249 | 0.094251 | 0.0063862 | 0.0056708 | 0.0031326 | 0.0018923 | 0.041149 | 0.036316 | 0.021194 | 0.012717 | 0.0033833 | 0.022269 | 68.6415 | 0 | 0 | - | 0 | - | 0 | - | 0 | 0 | 50.9485 | 0 | 12.5035 | 0 | 119.1922 | 0 | 1.5158 | 16.2836 | 0 | - | - | - | - | - | - | - | 2030 | 0.080322 | 0.07701 | 0.048777 | 0.047749 | 0.10072 | 0.093083 | 0.098371 | 0.10273 | 0.0075178 | 0.0066756 | 0.0036877 | 0.0022276 | 0.04844 | 0.042751 | 0.02495 | 0.014971 | 0.0039828 | 0.026215 | 79.6241 | 0 | 0 | 0 | 0 | 0 | 0 | 0 | 0 | 0 | 59.1002 | 0 | 14.504 | 0 | 138.263 | 0 | 1.7584 | 20.4 | 0 | 0 | 0 | 0 | 0 | 0 | 0 | 0
| 2031 | 0.058795 | 0.056282 | 0.032305 | 0.031312 | 0.010879 | 0.0575 | 0.0532 | 0.0562 | 0.0587 | 0.0075898 | 0.0066574 | 0.0039758 | 0.0023936 | 0.054835 | 0.047757 | 0.030498 | 0.017882 | 0.0033137 | 0.02447 | 68.6415 | 0 | 0 | - | 0 | - | 0 | - | 0 | 0 | 50.9485 | 36.1557 | 6.3231 | 11.0141 | 62.6482 | 109.1254 | 1.1446 | 6.2117 | 0 | - | - | - | - | - | - | - |  | 2031 | 0.08202 | 0.079061 | 0.050836 | 0.049667 | 0.062675 | 0.057988 | 0.061258 | 0.063983 | 0.0089347 | 0.0078371 | 0.0046803 | 0.0028177 | 0.064552 | 0.05622 | 0.035902 | 0.02105 | 0.0039009 | 0.028806 | 79.6241 | 0 | 0 | 0 | 0 | 0 | 0 | 0 | 0 | 0 | 59.1002 | 45.2959 | 7.3348 | 13.7985 | 72.672 | 136.7124 | 1.3277 | 7.782 | 0 | 0 | 0 | 0 | 0 | 0 | 0 | 0 | 2031 | 0.058795 | 0.056282 | 0.032305 | 0.031312 | 0.010879 | 0.093903 | 0.086782 | 0.091712 | 0.095779 | 0.0077247 | 0.0067757 | 0.0040464 | 0.0024361 | 0.055809 | 0.048606 | 0.03104 | 0.018199 | 0.0037754 | 0.02786 | 68.6415 | 0 | 0 | - | 0 | - | 0 | - | 0 | 0 | 50.9485 | 25.8255 | 9.5805 | 8.7219 | 94.9216 | 86.415 | 1.7342 | 11.3048 | 0 | - | - | - | - | - | - | - | 2031 | 0.08202 | 0.079061 | 0.050836 | 0.049667 | 0.10235 | 0.094592 | 0.099966 | 0.1044 | 0.0090935 | 0.0079764 | 0.0047635 | 0.0028678 | 0.065699 | 0.057219 | 0.036541 | 0.021424 | 0.0044444 | 0.032797 | 79.6241 | 0 | 0 | 0 | 0 | 0 | 0 | 0 | 0 | 0 | 59.1002 | 32.3542 | 11.1134 | 10.9268 | 110.109 | 108.2608 | 2.0117 | 14.1627 | 0 | 0 | 0 | 0 | 0 | 0 | 0 | 0 | 2031 | 0.058795 | 0.056282 | 0.032305 | 0.031312 | 0.010879 | 0.093903 | 0.086782 | 0.091712 | 0.095779 | 0.0077491 | 0.0067746 | 0.0039528 | 0.002359 | 0.05109 | 0.044413 | 0.027459 | 0.016266 | 0.0041716 | 0.028204 | 68.6415 | 0 | 0 | - | 0 | - | 0 | - | 0 | 0 | 50.9485 | 15.522 | 12.9851 | 5.9046 | 128.6811 | 58.5136 | 2.3044 | 16.6884 | 0 | - | - | - | - | - | - | - | 2031 | 0.08202 | 0.079061 | 0.050836 | 0.049667 | 0.10235 | 0.094592 | 0.099966 | 0.1044 | 0.0091222 | 0.0079751 | 0.0046532 | 0.002777 | 0.060143 | 0.052282 | 0.032325 | 0.019149 | 0.0049108 | 0.033201 | 79.6241 | 0 | 0 | 0 | 0 | 0 | 0 | 0 | 0 | 0 | 59.1002 | 19.446 | 15.0627 | 7.3972 | 149.2701 | 73.3058 | 2.6731 | 20.9072 | 0 | 0 | 0 | 0 | 0 | 0 | 0 | 0
| 2032 | 0.057085 | 0.052066 | 0.033039 | 0.031685 | 0.0095465 | 0.0586 | 0.0542 | 0.0572 | 0.0598 | 0.0070929 | 0.0059919 | 0.0039331 | 0.0023503 | 0.051952 | 0.043562 | 0.030593 | 0.017755 | 0.0023518 | 0.017638 | 68.6415 | 0 | 0 | - | 0 | - | 0 | - | 0 | 0 | 67.9313 | 60.5064 | 2.1543 | 8.1517 | 21.5535 | 81.5589 | 0.55739 | 2.31 | 0 | - | - | - | - | - | - | - |  | 2032 | 0.078439 | 0.07253 | 0.050132 | 0.048538 | 0.063874 | 0.059078 | 0.062348 | 0.065182 | 0.0083498 | 0.0070536 | 0.00463 | 0.0027668 | 0.061158 | 0.051281 | 0.036014 | 0.020901 | 0.0027685 | 0.020763 | 79.6241 | 0 | 0 | 0 | 0 | 0 | 0 | 0 | 0 | 0 | 78.8003 | 75.8024 | 2.4989 | 10.2125 | 25.0021 | 102.177 | 0.64658 | 2.894 | 0 | 0 | 0 | 0 | 0 | 0 | 0 | 0 | 2032 | 0.057085 | 0.052066 | 0.033039 | 0.031685 | 0.0095465 | 0.094975 | 0.087773 | 0.092759 | 0.096873 | 0.0072872 | 0.006156 | 0.0040408 | 0.0024147 | 0.053375 | 0.044755 | 0.031431 | 0.018241 | 0.0033674 | 0.025195 | 68.6415 | 0 | 0 | - | 0 | - | 0 | - | 0 | 0 | 67.9313 | 47.0605 | 4.1818 | 7.1108 | 41.8392 | 71.1445 | 1.082 | 8.0388 | 0 | - | - | - | - | - | - | - | 2032 | 0.078439 | 0.07253 | 0.050132 | 0.048538 | 0.10352 | 0.095672 | 0.10111 | 0.10559 | 0.0085785 | 0.0072468 | 0.0047568 | 0.0028426 | 0.062833 | 0.052686 | 0.037 | 0.021474 | 0.0039641 | 0.02966 | 79.6241 | 0 | 0 | 0 | 0 | 0 | 0 | 0 | 0 | 0 | 78.8003 | 58.9574 | 4.8509 | 8.9084 | 48.5335 | 89.1298 | 1.2551 | 10.071 | 0 | 0 | 0 | 0 | 0 | 0 | 0 | 0 | 2032 | 0.057085 | 0.052066 | 0.033039 | 0.031685 | 0.0095465 | 0.094975 | 0.087773 | 0.092759 | 0.096873 | 0.0077247 | 0.0067757 | 0.0040464 | 0.0024361 | 0.055809 | 0.048606 | 0.03104 | 0.018199 | 0.0037754 | 0.02786 | 68.6415 | 0 | 0 | - | 0 | - | 0 | - | 0 | 0 | 67.9313 | 25.8255 | 9.5805 | 8.7219 | 94.9216 | 86.415 | 1.7342 | 11.3048 | 0 | - | - | - | - | - | - | - | 2032 | 0.078439 | 0.07253 | 0.050132 | 0.048538 | 0.10352 | 0.095672 | 0.10111 | 0.10559 | 0.0090935 | 0.0079764 | 0.0047635 | 0.0028678 | 0.065699 | 0.057219 | 0.036541 | 0.021424 | 0.0044444 | 0.032797 | 79.6241 | 0 | 0 | 0 | 0 | 0 | 0 | 0 | 0 | 0 | 78.8003 | 32.3542 | 11.1134 | 10.9268 | 110.109 | 108.2608 | 2.0117 | 14.1627 | 0 | 0 | 0 | 0 | 0 | 0 | 0 | 0
| 2033 | 0.056941 | 0.052711 | 0.034824 | 0.034139 | 0.0094341 | 0.0563 | 0.0497 | 0.0614 | 0.062 | 0.0067961 | 0.0057516 | 0.0039547 | 0.0024129 | 0.050484 | 0.042447 | 0.031044 | 0.01846 | 0.0014507 | 0.011072 | 68.6415 | 0 | 0 | - | 0 | - | 0 | - | 0 | 0 | 67.9313 | 67.2136 | 0 | 9.8652 | 0 | 95.1755 | 0 | 0 | 0 | - | - | - | - | - | - | - |  | 2033 | 0.078137 | 0.073157 | 0.052101 | 0.051294 | 0.061367 | 0.054173 | 0.066926 | 0.06758 | 0.0080004 | 0.0067707 | 0.0046555 | 0.0028405 | 0.05943 | 0.049969 | 0.036544 | 0.021731 | 0.0017078 | 0.013034 | 79.6241 | 0 | 0 | 0 | 0 | 0 | 0 | 0 | 0 | 0 | 78.8003 | 84.2052 | 0 | 12.3592 | 0 | 119.2358 | 0 | 0 | 0 | 0 | 0 | 0 | 0 | 0 | 0 | 0 | 2033 | 0.056941 | 0.052711 | 0.034824 | 0.034139 | 0.0094341 | 0.090987 | 0.080338 | 0.099317 | 0.10031 | 0.0070873 | 0.005998 | 0.0041242 | 0.0025163 | 0.052647 | 0.044266 | 0.032374 | 0.019251 | 0.0024076 | 0.018284 | 68.6415 | 0 | 0 | - | 0 | - | 0 | - | 0 | 0 | 67.9313 | 60.4923 | 2.8297 | 10.7052 | 27.2998 | 103.2789 | 0.70145 | 2.3095 | 0 | - | - | - | - | - | - | - | 2033 | 0.078137 | 0.073157 | 0.052101 | 0.051294 | 0.099176 | 0.087569 | 0.10826 | 0.10934 | 0.0083432 | 0.0070609 | 0.004855 | 0.0029622 | 0.061976 | 0.05211 | 0.03811 | 0.022663 | 0.0028342 | 0.021524 | 79.6241 | 0 | 0 | 0 | 0 | 0 | 0 | 0 | 0 | 0 | 78.8003 | 75.7847 | 3.2825 | 13.4114 | 31.6678 | 129.3878 | 0.81368 | 2.8933 | 0 | 0 | 0 | 0 | 0 | 0 | 0 | 0 | 2033 | 0.056941 | 0.052711 | 0.034824 | 0.034139 | 0.0094341 | 0.090987 | 0.080338 | 0.099317 | 0.10031 | 0.0072872 | 0.006156 | 0.0040408 | 0.0024147 | 0.053375 | 0.044755 | 0.031431 | 0.018241 | 0.0033674 | 0.025195 | 68.6415 | 0 | 0 | - | 0 | - | 0 | - | 0 | 0 | 67.9313 | 47.0605 | 4.1818 | 7.1108 | 41.8392 | 71.1445 | 1.082 | 8.0388 | 0 | - | - | - | - | - | - | - | 2033 | 0.078137 | 0.073157 | 0.052101 | 0.051294 | 0.099176 | 0.087569 | 0.10826 | 0.10934 | 0.0085785 | 0.0072468 | 0.0047568 | 0.0028426 | 0.062833 | 0.052686 | 0.037 | 0.021474 | 0.0039641 | 0.02966 | 79.6241 | 0 | 0 | 0 | 0 | 0 | 0 | 0 | 0 | 0 | 78.8003 | 58.9574 | 4.8509 | 8.9084 | 48.5335 | 89.1298 | 1.2551 | 10.071 | 0 | 0 | 0 | 0 | 0 | 0 | 0 | 0
| 2034 | 0.056434 | 0.053104 | 0.035871 | 0.034985 | 0.0097346 | 0.0569 | 0.0502 | 0.0621 | 0.0627 | 0.006233 | 0.0053477 | 0.0038025 | 0.0022941 | 0.046665 | 0.039789 | 0.030015 | 0.017797 | 0.0010216 | 0.0079174 | 68.6415 | 0 | 0 | - | 0 | - | 0 | - | 0 | 0 | 84.9142 | 58.1722 | 0 | 47.3524 | 0 | 476.35 | 0 | 0 | 0 | - | - | - | - | - | - | - |  | 2034 | 0.077894 | 0.073973 | 0.053687 | 0.052643 | 0.062021 | 0.054718 | 0.067689 | 0.068343 | 0.0073375 | 0.0062954 | 0.0044763 | 0.0027006 | 0.054935 | 0.046839 | 0.035333 | 0.020951 | 0.0012027 | 0.0093203 | 79.6241 | 0 | 0 | 0 | 0 | 0 | 0 | 0 | 0 | 0 | 98.5004 | 72.8781 | 0 | 59.3231 | 0 | 596.7713 | 0 | 0 | 0 | 0 | 0 | 0 | 0 | 0 | 0 | 0 | 2034 | 0.056434 | 0.053104 | 0.035871 | 0.034985 | 0.0097346 | 0.092376 | 0.081565 | 0.10083 | 0.10184 | 0.0066612 | 0.0057151 | 0.0040637 | 0.0024516 | 0.049871 | 0.042522 | 0.032076 | 0.01902 | 0.0014831 | 0.011431 | 68.6415 | 0 | 0 | - | 0 | - | 0 | - | 0 | 0 | 84.9142 | 83.1031 | 0 | 211.6722 | 0 | 2129.3556 | 0 | 0 | 0 | - | - | - | - | - | - | - | 2034 | 0.077894 | 0.073973 | 0.053687 | 0.052643 | 0.10069 | 0.088906 | 0.10991 | 0.11101 | 0.0078415 | 0.0067278 | 0.0047838 | 0.0028861 | 0.058708 | 0.050056 | 0.03776 | 0.02239 | 0.0017459 | 0.013457 | 79.6241 | 0 | 0 | 0 | 0 | 0 | 0 | 0 | 0 | 0 | 98.5004 | 104.1116 | 0 | 265.1829 | 0 | 2667.6567 | 0 | 0 | 0 | 0 | 0 | 0 | 0 | 0 | 0 | 0 | 2034 | 0.056434 | 0.053104 | 0.035871 | 0.034985 | 0.0097346 | 0.092376 | 0.081565 | 0.10083 | 0.10184 | 0.0070873 | 0.005998 | 0.0041242 | 0.0025163 | 0.052647 | 0.044266 | 0.032374 | 0.019251 | 0.0024076 | 0.018284 | 68.6415 | 0 | 0 | - | 0 | - | 0 | - | 0 | 0 | 84.9142 | 60.4923 | 2.8297 | 10.7052 | 27.2998 | 103.2789 | 0.70145 | 2.3095 | 0 | - | - | - | - | - | - | - | 2034 | 0.077894 | 0.073973 | 0.053687 | 0.052643 | 0.10069 | 0.088906 | 0.10991 | 0.11101 | 0.0083432 | 0.0070609 | 0.004855 | 0.0029622 | 0.061976 | 0.05211 | 0.03811 | 0.022663 | 0.0028342 | 0.021524 | 79.6241 | 0 | 0 | 0 | 0 | 0 | 0 | 0 | 0 | 0 | 98.5004 | 75.7847 | 3.2825 | 13.4114 | 31.6678 | 129.3878 | 0.81368 | 2.8933 | 0 | 0 | 0 | 0 | 0 | 0 | 0 | 0
| 2035 | 0.056881 | 0.052787 | 0.036934 | 0.035456 | 0.010064 | 0.0579 | 0.0511 | 0.0632 | 0.0638 | 0.0055948 | 0.0047231 | 0.0035237 | 0.0020634 | 0.042444 | 0.035569 | 0.027973 | 0.01625 | 0.00062213 | 0.0049325 | 68.6415 | 0 | 0 | - | 0 | - | 0 | - | 0 | 0 | 67.9313 | 33.3993 | 0 | 0 | 0 | 0 | 0 | 0 | 0 | - | - | - | - | - | - | - |  | 2035 | 0.078807 | 0.073987 | 0.055325 | 0.053585 | 0.063111 | 0.055699 | 0.068888 | 0.069542 | 0.0065862 | 0.00556 | 0.004148 | 0.002429 | 0.049965 | 0.041872 | 0.03293 | 0.01913 | 0.00073237 | 0.0058066 | 79.6241 | 0 | 0 | 0 | 0 | 0 | 0 | 0 | 0 | 0 | 78.8003 | 41.8426 | 0 | 0 | 0 | 0 | 0 | 0 | 0 | 0 | 0 | 0 | 0 | 0 | 0 | 0 | 2035 | 0.056881 | 0.052787 | 0.036934 | 0.035456 | 0.010064 | 0.093363 | 0.082436 | 0.10191 | 0.10293 | 0.0062375 | 0.0052656 | 0.0039284 | 0.0023004 | 0.047319 | 0.039655 | 0.031186 | 0.018117 | 0.0010466 | 0.0082043 | 68.6415 | 0 | 0 | - | 0 | - | 0 | - | 0 | 0 | 67.9313 | 46.759 | 0 | 1.7046 | 0 | 17.1836 | 0 | 0 | 0 | - | - | - | - | - | - | - | 2035 | 0.078807 | 0.073987 | 0.055325 | 0.053585 | 0.10177 | 0.089855 | 0.11108 | 0.11219 | 0.0073428 | 0.0061987 | 0.0046245 | 0.002708 | 0.055704 | 0.046682 | 0.036712 | 0.021327 | 0.0012321 | 0.0096581 | 79.6241 | 0 | 0 | 0 | 0 | 0 | 0 | 0 | 0 | 0 | 78.8003 | 58.5796 | 0 | 2.1356 | 0 | 21.5276 | 0 | 0 | 0 | 0 | 0 | 0 | 0 | 0 | 0 | 0 | 2035 | 0.056881 | 0.052787 | 0.036934 | 0.035456 | 0.010064 | 0.093363 | 0.082436 | 0.10191 | 0.10293 | 0.0066612 | 0.0057151 | 0.0040637 | 0.0024516 | 0.049871 | 0.042522 | 0.032076 | 0.01902 | 0.0014831 | 0.011431 | 68.6415 | 0 | 0 | - | 0 | - | 0 | - | 0 | 0 | 67.9313 | 83.1031 | 0 | 211.6722 | 0 | 2129.3556 | 0 | 0 | 0 | - | - | - | - | - | - | - | 2035 | 0.078807 | 0.073987 | 0.055325 | 0.053585 | 0.10177 | 0.089855 | 0.11108 | 0.11219 | 0.0078415 | 0.0067278 | 0.0047838 | 0.0028861 | 0.058708 | 0.050056 | 0.03776 | 0.02239 | 0.0017459 | 0.013457 | 79.6241 | 0 | 0 | 0 | 0 | 0 | 0 | 0 | 0 | 0 | 78.8003 | 104.1116 | 0 | 265.1829 | 0 | 2667.6567 | 0 | 0 | 0 | 0 | 0 | 0 | 0 | 0 | 0 | 0
| 2036 | 0.055745 | 0.050735 | 0.038654 | 0.036115 | 0.010503 | 0.0491 | 0.0429 | 0.0509 | 0.0509 | 0.004569 | 0.0037609 | 0.0029989 | 0.0017466 | 0.035293 | 0.028836 | 0.02427 | 0.013889 | 0.00027589 | 0.0022944 | 68.6415 | 0 | 0 | - | 0 | - | 0 | - | 0 | 0 | 50.9485 | 15.1887 | 0 | 0 | 0 | 0 | 0 | 0 | 0 | - | - | - | - | - | - | - |  | 2036 | 0.077987 | 0.072089 | 0.057868 | 0.05488 | 0.053519 | 0.046761 | 0.055481 | 0.055481 | 0.0053786 | 0.0044274 | 0.0035303 | 0.0020561 | 0.041547 | 0.033945 | 0.02857 | 0.01635 | 0.00032477 | 0.002701 | 79.6241 | 0 | 0 | 0 | 0 | 0 | 0 | 0 | 0 | 0 | 59.1002 | 19.0283 | 0 | 0 | 0 | 0 | 0 | 0 | 0 | 0 | 0 | 0 | 0 | 0 | 0 | 0 | 2036 | 0.055745 | 0.050735 | 0.038654 | 0.036115 | 0.010503 | 0.079094 | 0.069101 | 0.081959 | 0.081954 | 0.0055201 | 0.0045439 | 0.0036232 | 0.0021102 | 0.04264 | 0.034838 | 0.029322 | 0.01678 | 0.00063718 | 0.0051201 | 68.6415 | 0 | 0 | - | 0 | - | 0 | - | 0 | 0 | 50.9485 | 25.3144 | 0 | 0 | 0 | 0 | 0 | 0 | 0 | - | - | - | - | - | - | - | 2036 | 0.077987 | 0.072089 | 0.057868 | 0.05488 | 0.086213 | 0.07532 | 0.089335 | 0.08933 | 0.0064982 | 0.005349 | 0.0042652 | 0.0024841 | 0.050196 | 0.041012 | 0.034518 | 0.019754 | 0.00075009 | 0.0060274 | 79.6241 | 0 | 0 | 0 | 0 | 0 | 0 | 0 | 0 | 0 | 59.1002 | 31.7139 | 0 | 0 | 0 | 0 | 0 | 0 | 0 | 0 | 0 | 0 | 0 | 0 | 0 | 0 | 2036 | 0.055745 | 0.050735 | 0.038654 | 0.036115 | 0.010503 | 0.079094 | 0.069101 | 0.081959 | 0.081954 | 0.0062375 | 0.0052656 | 0.0039284 | 0.0023004 | 0.047319 | 0.039655 | 0.031186 | 0.018117 | 0.0010466 | 0.0082043 | 68.6415 | 0 | 0 | - | 0 | - | 0 | - | 0 | 0 | 50.9485 | 46.759 | 0 | 1.7046 | 0 | 17.1836 | 0 | 0 | 0 | - | - | - | - | - | - | - | 2036 | 0.077987 | 0.072089 | 0.057868 | 0.05488 | 0.086213 | 0.07532 | 0.089335 | 0.08933 | 0.0073428 | 0.0061987 | 0.0046245 | 0.002708 | 0.055704 | 0.046682 | 0.036712 | 0.021327 | 0.0012321 | 0.0096581 | 79.6241 | 0 | 0 | 0 | 0 | 0 | 0 | 0 | 0 | 0 | 59.1002 | 58.5796 | 0 | 2.1356 | 0 | 21.5276 | 0 | 0 | 0 | 0 | 0 | 0 | 0 | 0 | 0 | 0
| 2037 | 0.057481 | 0.050325 | 0.03948 | 0.036041 | 0.010578 | 0.0499 | 0.0436 | 0.0517 | 0.0517 | 0.0032071 | 0.0025993 | 0.0021381 | 0.0012147 | 0.024839 | 0.019986 | 0.01742 | 0.0096547 | 3.0534e-05 | 0.00037634 | 68.6415 | 0 | 0 | - | 0 | - | 0 | - | 0 | 0 | 84.9142 | 8.2367 | 0 | 0 | 0 | 0 | 0 | 0 | 0 | - | - | - | - | - | - | - |  | 2037 | 0.08012 | 0.071696 | 0.058929 | 0.05488 | 0.054391 | 0.047524 | 0.056353 | 0.056353 | 0.0037754 | 0.00306 | 0.002517 | 0.00143 | 0.02924 | 0.023528 | 0.020507 | 0.011366 | 3.5945e-05 | 0.00044303 | 79.6241 | 0 | 0 | 0 | 0 | 0 | 0 | 0 | 0 | 0 | 98.5004 | 10.319 | 0 | 0 | 0 | 0 | 0 | 0 | 0 | 0 | 0 | 0 | 0 | 0 | 0 | 0 | 2037 | 0.057481 | 0.050325 | 0.03948 | 0.036041 | 0.010578 | 0.080231 | 0.070094 | 0.083136 | 0.083132 | 0.0046632 | 0.0037795 | 0.0031089 | 0.0017663 | 0.036117 | 0.029061 | 0.025329 | 0.014038 | 0.0002847 | 0.0023688 | 68.6415 | 0 | 0 | - | 0 | - | 0 | - | 0 | 0 | 84.9142 | 24.7101 | 0 | 0 | 0 | 0 | 0 | 0 | 0 | - | - | - | - | - | - | - | 2037 | 0.08012 | 0.071696 | 0.058929 | 0.05488 | 0.087452 | 0.076402 | 0.090619 | 0.090613 | 0.0054895 | 0.0044493 | 0.0036599 | 0.0020792 | 0.042517 | 0.03421 | 0.029818 | 0.016526 | 0.00033515 | 0.0027885 | 79.6241 | 0 | 0 | 0 | 0 | 0 | 0 | 0 | 0 | 0 | 98.5004 | 30.9569 | 0 | 0 | 0 | 0 | 0 | 0 | 0 | 0 | 0 | 0 | 0 | 0 | 0 | 0 | 2037 | 0.057481 | 0.050325 | 0.03948 | 0.036041 | 0.010578 | 0.080231 | 0.070094 | 0.083136 | 0.083132 | 0.0055201 | 0.0045439 | 0.0036232 | 0.0021102 | 0.04264 | 0.034838 | 0.029322 | 0.01678 | 0.00063718 | 0.0051201 | 68.6415 | 0 | 0 | - | 0 | - | 0 | - | 0 | 0 | 84.9142 | 25.3144 | 0 | 0 | 0 | 0 | 0 | 0 | 0 | - | - | - | - | - | - | - | 2037 | 0.08012 | 0.071696 | 0.058929 | 0.05488 | 0.087452 | 0.076402 | 0.090619 | 0.090613 | 0.0064982 | 0.005349 | 0.0042652 | 0.0024841 | 0.050196 | 0.041012 | 0.034518 | 0.019754 | 0.00075009 | 0.0060274 | 79.6241 | 0 | 0 | 0 | 0 | 0 | 0 | 0 | 0 | 0 | 98.5004 | 31.7139 | 0 | 0 | 0 | 0 | 0 | 0 | 0 | 0 | 0 | 0 | 0 | 0 | 0 | 0
| 2038 | 0.059938 | 0.048874 | 0.042973 | 0.038338 | 0.010585 | 0.0507 | 0.0443 | 0.0526 | 0.0526 | 0 | 0 | 0 | 0 | 0 | 0 | 0 | 0 | 1.2475e-05 | 0.00023517 | 68.6415 | 0 | 0 | - | 0 | - | 0 | - | 0 | 0 | 84.9142 | 0 | 0 | 0 | 0 | 0 | 0 | 0 | 0 | - | - | - | - | - | - | - |  | 2038 | 0.083019 | 0.069995 | 0.063048 | 0.057593 | 0.055263 | 0.048287 | 0.057334 | 0.057334 | 0 | 0 | 0 | 0 | 0 | 0 | 0 | 0 | 1.4686e-05 | 0.00027685 | 79.6241 | 0 | 0 | 0 | 0 | 0 | 0 | 0 | 0 | 0 | 98.5005 | 0 | 0 | 0 | 0 | 0 | 0 | 0 | 0 | 0 | 0 | 0 | 0 | 0 | 0 | 0 | 2038 | 0.059938 | 0.048874 | 0.042973 | 0.038338 | 0.010585 | 0.08103 | 0.070792 | 0.083965 | 0.08396 | 0.003332 | 0.0025462 | 0.0023285 | 0.0013014 | 0.025618 | 0.01922 | 0.018925 | 0.010289 | 3.114e-05 | 0.00038122 | 68.6415 | 0 | 0 | - | 0 | - | 0 | - | 0 | 0 | 84.9142 | 8.2501 | 0 | 0 | 0 | 0 | 0 | 0 | 0 | - | - | - | - | - | - | - | 2038 | 0.083019 | 0.069995 | 0.063048 | 0.057593 | 0.088323 | 0.077163 | 0.091522 | 0.091516 | 0.0039225 | 0.0029974 | 0.0027412 | 0.001532 | 0.030157 | 0.022625 | 0.022278 | 0.012113 | 3.6658e-05 | 0.00044877 | 79.6241 | 0 | 0 | 0 | 0 | 0 | 0 | 0 | 0 | 0 | 98.5005 | 10.3357 | 0 | 0 | 0 | 0 | 0 | 0 | 0 | 0 | 0 | 0 | 0 | 0 | 0 | 0 | 2038 | 0.059938 | 0.048874 | 0.042973 | 0.038338 | 0.010585 | 0.08103 | 0.070792 | 0.083965 | 0.08396 | 0.0046632 | 0.0037795 | 0.0031089 | 0.0017663 | 0.036117 | 0.029061 | 0.025329 | 0.014038 | 0.0002847 | 0.0023688 | 68.6415 | 0 | 0 | - | 0 | - | 0 | - | 0 | 0 | 84.9142 | 24.7101 | 0 | 0 | 0 | 0 | 0 | 0 | 0 | - | - | - | - | - | - | - | 2038 | 0.083019 | 0.069995 | 0.063048 | 0.057593 | 0.088323 | 0.077163 | 0.091522 | 0.091516 | 0.0054895 | 0.0044493 | 0.0036599 | 0.0020792 | 0.042517 | 0.03421 | 0.029818 | 0.016526 | 0.00033515 | 0.0027885 | 79.6241 | 0 | 0 | 0 | 0 | 0 | 0 | 0 | 0 | 0 | 98.5005 | 30.9569 | 0 | 0 | 0 | 0 | 0 | 0 | 0 | 0 | 0 | 0 | 0 | 0 | 0 | 0
| 2039 | 0.059841 | 0.04898 | 0.043594 | 0.039445 | 0.010465 | 0.0426 | 0.0377 | 0.0459 | 0.0435 | 0 | 0 | 0 | 0 | 0 | 0 | 0 | 0 | 0 | 0 | 68.6415 | 0 | 0 | - | 0 | - | 0 | - | 0 | 0 | 67.9313 | 0 | 0 | 0 | 0 | 0 | 0 | 0 | 0 | - | - | - | - | - | - | - |  | 2039 | 0.082763 | 0.069979 | 0.063638 | 0.058754 | 0.046434 | 0.041093 | 0.050031 | 0.047415 | 0 | 0 | 0 | 0 | 0 | 0 | 0 | 0 | 0 | 0 | 79.6241 | 0 | 0 | 0 | 0 | 0 | 0 | 0 | 0 | 0 | 78.8004 | 0 | 0 | 0 | 0 | 0 | 0 | 0 | 0 | 0 | 0 | 0 | 0 | 0 | 0 | 0 | 2039 | 0.059841 | 0.04898 | 0.043594 | 0.039445 | 0.010465 | 0.067875 | 0.060026 | 0.073105 | 0.069295 | 0 | 0 | 0 | 0 | 0 | 0 | 0 | 0 | 0 | 0 | 68.6415 | 0 | 0 | - | 0 | - | 0 | - | 0 | 0 | 67.9313 | 0 | 0 | 0 | 0 | 0 | 0 | 0 | 0 | - | - | - | - | - | - | - | 2039 | 0.082763 | 0.069979 | 0.063638 | 0.058754 | 0.073984 | 0.065429 | 0.079684 | 0.075531 | 0 | 0 | 0 | 0 | 0 | 0 | 0 | 0 | 0 | 0 | 79.6241 | 0 | 0 | 0 | 0 | 0 | 0 | 0 | 0 | 0 | 78.8004 | 0 | 0 | 0 | 0 | 0 | 0 | 0 | 0 | 0 | 0 | 0 | 0 | 0 | 0 | 0 | 2039 | 0.059841 | 0.04898 | 0.043594 | 0.039445 | 0.010465 | 0.067875 | 0.060026 | 0.073105 | 0.069295 | 0.003332 | 0.0025462 | 0.0023285 | 0.0013014 | 0.025618 | 0.01922 | 0.018925 | 0.010289 | 3.114e-05 | 0.00038122 | 68.6415 | 0 | 0 | - | 0 | - | 0 | - | 0 | 0 | 67.9313 | 8.2501 | 0 | 0 | 0 | 0 | 0 | 0 | 0 | - | - | - | - | - | - | - | 2039 | 0.082763 | 0.069979 | 0.063638 | 0.058754 | 0.073984 | 0.065429 | 0.079684 | 0.075531 | 0.0039225 | 0.0029974 | 0.0027412 | 0.001532 | 0.030157 | 0.022625 | 0.022278 | 0.012113 | 3.6658e-05 | 0.00044877 | 79.6241 | 0 | 0 | 0 | 0 | 0 | 0 | 0 | 0 | 0 | 78.8004 | 10.3357 | 0 | 0 | 0 | 0 | 0 | 0 | 0 | 0 | 0 | 0 | 0 | 0 | 0 | 0
| 2040 | 0.061229 | 0.055432 | 0.04644 | 0.041939 | 0.010305 | 0.0432 | 0.0382 | 0.0466 | 0.0441 | 0 | 0 | 0 | 0 | 0 | 0 | 0 | 0 | 0 | 0 | 68.6415 | 0 | 0 | - | 0 | - | 0 | - | 0 | 0 | 126.3523 | 0 | 0 | 0 | 0 | 0 | 0 | 0 | 0 | - | - | - | - | - | - | - |  | 2040 | 0.08421 | 0.077386 | 0.0668 | 0.061502 | 0.047088 | 0.041638 | 0.050794 | 0.048069 | 0 | 0 | 0 | 0 | 0 | 0 | 0 | 0 | 0 | 0 | 79.6241 | 0 | 0 | 0 | 0 | 0 | 0 | 0 | 0 | 0 | 146.5687 | 0 | 0 | 0 | 0 | 0 | 0 | 0 | 0 | 0 | 0 | 0 | 0 | 0 | 0 | 0 | 2040 | 0.061229 | 0.055432 | 0.04644 | 0.041939 | 0.010305 | 0.068792 | 0.060838 | 0.074093 | 0.070231 | 0 | 0 | 0 | 0 | 0 | 0 | 0 | 0 | 0 | 0 | 68.6415 | 0 | 0 | - | 0 | - | 0 | - | 0 | 0 | 126.3523 | 0 | 0 | 0 | 0 | 0 | 0 | 0 | 0 | - | - | - | - | - | - | - | 2040 | 0.08421 | 0.077386 | 0.0668 | 0.061502 | 0.074984 | 0.066313 | 0.080761 | 0.076552 | 0 | 0 | 0 | 0 | 0 | 0 | 0 | 0 | 0 | 0 | 79.6241 | 0 | 0 | 0 | 0 | 0 | 0 | 0 | 0 | 0 | 146.5687 | 0 | 0 | 0 | 0 | 0 | 0 | 0 | 0 | 0 | 0 | 0 | 0 | 0 | 0 | 0 | 2040 | 0.061229 | 0.055432 | 0.04644 | 0.041939 | 0.010305 | 0.068792 | 0.060838 | 0.074093 | 0.070231 | 0 | 0 | 0 | 0 | 0 | 0 | 0 | 0 | 0 | 0 | 68.6415 | 0 | 0 | - | 0 | - | 0 | - | 0 | 0 | 126.3523 | 0 | 0 | 0 | 0 | 0 | 0 | 0 | 0 | - | - | - | - | - | - | - | 2040 | 0.08421 | 0.077386 | 0.0668 | 0.061502 | 0.074984 | 0.066313 | 0.080761 | 0.076552 | 0 | 0 | 0 | 0 | 0 | 0 | 0 | 0 | 0 | 0 | 79.6241 | 0 | 0 | 0 | 0 | 0 | 0 | 0 | 0 | 0 | 146.5687 | 0 | 0 | 0 | 0 | 0 | 0 | 0 | 0 | 0 | 0 | 0 | 0 | 0 | 0 | 0
| 2041 | 0.059592 | 0.051943 | 0.045262 | 0.040595 | 0.010885 | 0.0439 | 0.0388 | 0.0472 | 0.0448 | 0 | 0 | 0 | 0 | 0 | 0 | 0 | 0 | 0 | 0 | 68.6415 | 0 | 0 | - | 0 | - | 0 | - | 0 | 0 | 84.9142 | 0 | 0 | 0 | 0 | 0 | 0 | 0 | 0 | - | - | - | - | - | - | - |  | 2041 | 0.082965 | 0.073962 | 0.066096 | 0.060603 | 0.047851 | 0.042292 | 0.051448 | 0.048832 | 0 | 0 | 0 | 0 | 0 | 0 | 0 | 0 | 0 | 0 | 79.6241 | 0 | 0 | 0 | 0 | 0 | 0 | 0 | 0 | 0 | 98.5005 | 0 | 0 | 0 | 0 | 0 | 0 | 0 | 0 | 0 | 0 | 0 | 0 | 0 | 0 | 0 | 2041 | 0.059592 | 0.051943 | 0.045262 | 0.040595 | 0.010885 | 0.069702 | 0.061642 | 0.075073 | 0.07116 | 0 | 0 | 0 | 0 | 0 | 0 | 0 | 0 | 0 | 0 | 68.6415 | 0 | 0 | - | 0 | - | 0 | - | 0 | 0 | 84.9142 | 0 | 0 | 0 | 0 | 0 | 0 | 0 | 0 | - | - | - | - | - | - | - | 2041 | 0.082965 | 0.073962 | 0.066096 | 0.060603 | 0.075975 | 0.06719 | 0.081829 | 0.077564 | 0 | 0 | 0 | 0 | 0 | 0 | 0 | 0 | 0 | 0 | 79.6241 | 0 | 0 | 0 | 0 | 0 | 0 | 0 | 0 | 0 | 98.5005 | 0 | 0 | 0 | 0 | 0 | 0 | 0 | 0 | 0 | 0 | 0 | 0 | 0 | 0 | 0 | 2041 | 0.059592 | 0.051943 | 0.045262 | 0.040595 | 0.010885 | 0.069702 | 0.061642 | 0.075073 | 0.07116 | 0 | 0 | 0 | 0 | 0 | 0 | 0 | 0 | 0 | 0 | 68.6415 | 0 | 0 | - | 0 | - | 0 | - | 0 | 0 | 84.9142 | 0 | 0 | 0 | 0 | 0 | 0 | 0 | 0 | - | - | - | - | - | - | - | 2041 | 0.082965 | 0.073962 | 0.066096 | 0.060603 | 0.075975 | 0.06719 | 0.081829 | 0.077564 | 0 | 0 | 0 | 0 | 0 | 0 | 0 | 0 | 0 | 0 | 79.6241 | 0 | 0 | 0 | 0 | 0 | 0 | 0 | 0 | 0 | 98.5005 | 0 | 0 | 0 | 0 | 0 | 0 | 0 | 0 | 0 | 0 | 0 | 0 | 0 | 0 | 0
| 2042 | 0.06008 | 0.051137 | 0.045684 | 0.04142 | 0.010796 | 0.0406 | 0.035 | 0.0427 | 0.0389 | 0 | 0 | 0 | 0 | 0 | 0 | 0 | 0 | 0 | 0 | 68.6415 | 0 | 0 | - | 0 | - | 0 | - | 0 | 0 | 67.9314 | 0 | 0 | 0 | 0 | 0 | 0 | 0 | 0 | - | - | - | - | - | - | - |  | 2042 | 0.083436 | 0.072908 | 0.066489 | 0.061469 | 0.044254 | 0.03815 | 0.046543 | 0.042401 | 0 | 0 | 0 | 0 | 0 | 0 | 0 | 0 | 0 | 0 | 79.6241 | 0 | 0 | 0 | 0 | 0 | 0 | 0 | 0 | 0 | 78.8004 | 0 | 0 | 0 | 0 | 0 | 0 | 0 | 0 | 0 | 0 | 0 | 0 | 0 | 0 | 0 | 2042 | 0.06008 | 0.051137 | 0.045684 | 0.04142 | 0.010796 | 0.064364 | 0.055499 | 0.067797 | 0.061729 | 0 | 0 | 0 | 0 | 0 | 0 | 0 | 0 | 0 | 0 | 68.6415 | 0 | 0 | - | 0 | - | 0 | - | 0 | 0 | 67.9314 | 0 | 0 | 0 | 0 | 0 | 0 | 0 | 0 | - | - | - | - | - | - | - | 2042 | 0.083436 | 0.072908 | 0.066489 | 0.061469 | 0.070157 | 0.060494 | 0.073898 | 0.067284 | 0 | 0 | 0 | 0 | 0 | 0 | 0 | 0 | 0 | 0 | 79.6241 | 0 | 0 | 0 | 0 | 0 | 0 | 0 | 0 | 0 | 78.8004 | 0 | 0 | 0 | 0 | 0 | 0 | 0 | 0 | 0 | 0 | 0 | 0 | 0 | 0 | 0 | 2042 | 0.06008 | 0.051137 | 0.045684 | 0.04142 | 0.010796 | 0.064364 | 0.055499 | 0.067797 | 0.061729 | 0 | 0 | 0 | 0 | 0 | 0 | 0 | 0 | 0 | 0 | 68.6415 | 0 | 0 | - | 0 | - | 0 | - | 0 | 0 | 67.9314 | 0 | 0 | 0 | 0 | 0 | 0 | 0 | 0 | - | - | - | - | - | - | - | 2042 | 0.083436 | 0.072908 | 0.066489 | 0.061469 | 0.070157 | 0.060494 | 0.073898 | 0.067284 | 0 | 0 | 0 | 0 | 0 | 0 | 0 | 0 | 0 | 0 | 79.6241 | 0 | 0 | 0 | 0 | 0 | 0 | 0 | 0 | 0 | 78.8004 | 0 | 0 | 0 | 0 | 0 | 0 | 0 | 0 | 0 | 0 | 0 | 0 | 0 | 0 | 0
| 2043 | 0.05923 | 0.04866 | 0.046206 | 0.039971 | 0.0096351 | 0.0411 | 0.0355 | 0.0433 | 0.0394 | 0 | 0 | 0 | 0 | 0 | 0 | 0 | 0 | 0 | 0 | 68.6415 | 0 | 0 | - | 0 | - | 0 | - | 0 | 0 | 84.9142 | 0 | 0 | 0 | 0 | 0 | 0 | 0 | 0 | - | - | - | - | - | - | - |  | 2043 | 0.081068 | 0.068625 | 0.065736 | 0.058396 | 0.044799 | 0.038695 | 0.047197 | 0.042946 | 0 | 0 | 0 | 0 | 0 | 0 | 0 | 0 | 0 | 0 | 79.6241 | 0 | 0 | 0 | 0 | 0 | 0 | 0 | 0 | 0 | 98.5005 | 0 | 0 | 0 | 0 | 0 | 0 | 0 | 0 | 0 | 0 | 0 | 0 | 0 | 0 | 0 | 2043 | 0.05923 | 0.04866 | 0.046206 | 0.039971 | 0.0096351 | 0.065178 | 0.056201 | 0.068654 | 0.062509 | 0 | 0 | 0 | 0 | 0 | 0 | 0 | 0 | 0 | 0 | 68.6415 | 0 | 0 | - | 0 | - | 0 | - | 0 | 0 | 84.9142 | 0 | 0 | 0 | 0 | 0 | 0 | 0 | 0 | - | - | - | - | - | - | - | 2043 | 0.081068 | 0.068625 | 0.065736 | 0.058396 | 0.071044 | 0.061259 | 0.074833 | 0.068135 | 0 | 0 | 0 | 0 | 0 | 0 | 0 | 0 | 0 | 0 | 79.6241 | 0 | 0 | 0 | 0 | 0 | 0 | 0 | 0 | 0 | 98.5005 | 0 | 0 | 0 | 0 | 0 | 0 | 0 | 0 | 0 | 0 | 0 | 0 | 0 | 0 | 0 | 2043 | 0.05923 | 0.04866 | 0.046206 | 0.039971 | 0.0096351 | 0.065178 | 0.056201 | 0.068654 | 0.062509 | 0 | 0 | 0 | 0 | 0 | 0 | 0 | 0 | 0 | 0 | 68.6415 | 0 | 0 | - | 0 | - | 0 | - | 0 | 0 | 84.9142 | 0 | 0 | 0 | 0 | 0 | 0 | 0 | 0 | - | - | - | - | - | - | - | 2043 | 0.081068 | 0.068625 | 0.065736 | 0.058396 | 0.071044 | 0.061259 | 0.074833 | 0.068135 | 0 | 0 | 0 | 0 | 0 | 0 | 0 | 0 | 0 | 0 | 79.6241 | 0 | 0 | 0 | 0 | 0 | 0 | 0 | 0 | 0 | 98.5005 | 0 | 0 | 0 | 0 | 0 | 0 | 0 | 0 | 0 | 0 | 0 | 0 | 0 | 0 | 0
| 2044 | 0.062304 | 0.04662 | 0.047077 | 0.041541 | 0.010039 | 0.0419 | 0.0362 | 0.0442 | 0.0402 | 0 | 0 | 0 | 0 | 0 | 0 | 0 | 0 | 0 | 0 | 68.6415 | 0 | 0 | - | 0 | - | 0 | - | 0 | 0 | 84.9142 | 0 | 0 | 0 | 0 | 0 | 0 | 0 | 0 | - | - | - | - | - | - | - |  | 2044 | 0.085163 | 0.0667 | 0.067237 | 0.060721 | 0.045671 | 0.039458 | 0.048178 | 0.043818 | 0 | 0 | 0 | 0 | 0 | 0 | 0 | 0 | 0 | 0 | 79.6241 | 0 | 0 | 0 | 0 | 0 | 0 | 0 | 0 | 0 | 98.5005 | 0 | 0 | 0 | 0 | 0 | 0 | 0 | 0 | 0 | 0 | 0 | 0 | 0 | 0 | 0 | 2044 | 0.062304 | 0.04662 | 0.047077 | 0.041541 | 0.010039 | 0.065983 | 0.056895 | 0.069502 | 0.063282 | 0 | 0 | 0 | 0 | 0 | 0 | 0 | 0 | 0 | 0 | 68.6415 | 0 | 0 | - | 0 | - | 0 | - | 0 | 0 | 84.9142 | 0 | 0 | 0 | 0 | 0 | 0 | 0 | 0 | - | - | - | - | - | - | - | 2044 | 0.085163 | 0.0667 | 0.067237 | 0.060721 | 0.071922 | 0.062016 | 0.075757 | 0.068977 | 0 | 0 | 0 | 0 | 0 | 0 | 0 | 0 | 0 | 0 | 79.6241 | 0 | 0 | 0 | 0 | 0 | 0 | 0 | 0 | 0 | 98.5005 | 0 | 0 | 0 | 0 | 0 | 0 | 0 | 0 | 0 | 0 | 0 | 0 | 0 | 0 | 0 | 2044 | 0.062304 | 0.04662 | 0.047077 | 0.041541 | 0.010039 | 0.065983 | 0.056895 | 0.069502 | 0.063282 | 0 | 0 | 0 | 0 | 0 | 0 | 0 | 0 | 0 | 0 | 68.6415 | 0 | 0 | - | 0 | - | 0 | - | 0 | 0 | 84.9142 | 0 | 0 | 0 | 0 | 0 | 0 | 0 | 0 | - | - | - | - | - | - | - | 2044 | 0.085163 | 0.0667 | 0.067237 | 0.060721 | 0.071922 | 0.062016 | 0.075757 | 0.068977 | 0 | 0 | 0 | 0 | 0 | 0 | 0 | 0 | 0 | 0 | 79.6241 | 0 | 0 | 0 | 0 | 0 | 0 | 0 | 0 | 0 | 98.5005 | 0 | 0 | 0 | 0 | 0 | 0 | 0 | 0 | 0 | 0 | 0 | 0 | 0 | 0 | 0
| 2045 | 0.060908 | 0.050984 | 0.048363 | 0.04388 | 0.0099707 | 0.0358 | 0.0343 | 0.0375 | 0.0357 | 0 | 0 | 0 | 0 | 0 | 0 | 0 | 0 | 0 | 0 | 68.6415 | 0 | 0 | - | 0 | - | 0 | - | 0 | 0 | 114.1247 | 0 | 0 | 0 | 0 | 0 | 0 | 0 | 0 | - | - | - | - | - | - | - |  | 2045 | 0.083438 | 0.071756 | 0.068671 | 0.063393 | 0.039022 | 0.037387 | 0.040875 | 0.038913 | 0 | 0 | 0 | 0 | 0 | 0 | 0 | 0 | 0 | 0 | 79.6241 | 0 | 0 | 0 | 0 | 0 | 0 | 0 | 0 | 0 | 132.3847 | 0 | 0 | 0 | 0 | 0 | 0 | 0 | 0 | 0 | 0 | 0 | 0 | 0 | 0 | 0 | 2045 | 0.060908 | 0.050984 | 0.048363 | 0.04388 | 0.0099707 | 0.056272 | 0.053919 | 0.05894 | 0.056197 | 0 | 0 | 0 | 0 | 0 | 0 | 0 | 0 | 0 | 0 | 68.6415 | 0 | 0 | - | 0 | - | 0 | - | 0 | 0 | 114.1247 | 0 | 0 | 0 | 0 | 0 | 0 | 0 | 0 | - | - | - | - | - | - | - | 2045 | 0.083438 | 0.071756 | 0.068671 | 0.063393 | 0.061336 | 0.058771 | 0.064245 | 0.061255 | 0 | 0 | 0 | 0 | 0 | 0 | 0 | 0 | 0 | 0 | 79.6241 | 0 | 0 | 0 | 0 | 0 | 0 | 0 | 0 | 0 | 132.3847 | 0 | 0 | 0 | 0 | 0 | 0 | 0 | 0 | 0 | 0 | 0 | 0 | 0 | 0 | 0 | 2045 | 0.060908 | 0.050984 | 0.048363 | 0.04388 | 0.0099707 | 0.056272 | 0.053919 | 0.05894 | 0.056197 | 0 | 0 | 0 | 0 | 0 | 0 | 0 | 0 | 0 | 0 | 68.6415 | 0 | 0 | - | 0 | - | 0 | - | 0 | 0 | 114.1247 | 0 | 0 | 0 | 0 | 0 | 0 | 0 | 0 | - | - | - | - | - | - | - | 2045 | 0.083438 | 0.071756 | 0.068671 | 0.063393 | 0.061336 | 0.058771 | 0.064245 | 0.061255 | 0 | 0 | 0 | 0 | 0 | 0 | 0 | 0 | 0 | 0 | 79.6241 | 0 | 0 | 0 | 0 | 0 | 0 | 0 | 0 | 0 | 132.3847 | 0 | 0 | 0 | 0 | 0 | 0 | 0 | 0 | 0 | 0 | 0 | 0 | 0 | 0 | 0
| 2046 | 0.058755 | 0.051805 | 0.049794 | 0.045113 | 0.0085099 | 0.0362 | 0.0347 | 0.038 | 0.0362 | 0 | 0 | 0 | 0 | 0 | 0 | 0 | 0 | 0 | 0 | 68.6415 | 0 | 0 | - | 0 | - | 0 | - | 0 | 0 | 114.1247 | 0 | 0 | 0 | 0 | 0 | 0 | 0 | 0 | - | - | - | - | - | - | - |  | 2046 | 0.079184 | 0.071003 | 0.068635 | 0.063125 | 0.039458 | 0.037823 | 0.04142 | 0.039458 | 0 | 0 | 0 | 0 | 0 | 0 | 0 | 0 | 0 | 0 | 79.6241 | 0 | 0 | 0 | 0 | 0 | 0 | 0 | 0 | 0 | 132.3847 | 0 | 0 | 0 | 0 | 0 | 0 | 0 | 0 | 0 | 0 | 0 | 0 | 0 | 0 | 0 | 2046 | 0.058755 | 0.051805 | 0.049794 | 0.045113 | 0.0085099 | 0.056935 | 0.054555 | 0.059635 | 0.05686 | 0 | 0 | 0 | 0 | 0 | 0 | 0 | 0 | 0 | 0 | 68.6415 | 0 | 0 | - | 0 | - | 0 | - | 0 | 0 | 114.1247 | 0 | 0 | 0 | 0 | 0 | 0 | 0 | 0 | - | - | - | - | - | - | - | 2046 | 0.079184 | 0.071003 | 0.068635 | 0.063125 | 0.062059 | 0.059464 | 0.065003 | 0.061977 | 0 | 0 | 0 | 0 | 0 | 0 | 0 | 0 | 0 | 0 | 79.6241 | 0 | 0 | 0 | 0 | 0 | 0 | 0 | 0 | 0 | 132.3847 | 0 | 0 | 0 | 0 | 0 | 0 | 0 | 0 | 0 | 0 | 0 | 0 | 0 | 0 | 0 | 2046 | 0.058755 | 0.051805 | 0.049794 | 0.045113 | 0.0085099 | 0.056935 | 0.054555 | 0.059635 | 0.05686 | 0 | 0 | 0 | 0 | 0 | 0 | 0 | 0 | 0 | 0 | 68.6415 | 0 | 0 | - | 0 | - | 0 | - | 0 | 0 | 114.1247 | 0 | 0 | 0 | 0 | 0 | 0 | 0 | 0 | - | - | - | - | - | - | - | 2046 | 0.079184 | 0.071003 | 0.068635 | 0.063125 | 0.062059 | 0.059464 | 0.065003 | 0.061977 | 0 | 0 | 0 | 0 | 0 | 0 | 0 | 0 | 0 | 0 | 79.6241 | 0 | 0 | 0 | 0 | 0 | 0 | 0 | 0 | 0 | 132.3847 | 0 | 0 | 0 | 0 | 0 | 0 | 0 | 0 | 0 | 0 | 0 | 0 | 0 | 0 | 0
| 2047 | 0.063819 | 0.06009 | 0.052266 | 0.046751 | 0.0083188 | 0.0367 | 0.0352 | 0.0384 | 0.0366 | 0 | 0 | 0 | 0 | 0 | 0 | 0 | 0 | 0 | 0 | 68.6415 | 0 | 0 | - | 0 | - | 0 | - | 0 | 0 | 126.3524 | 0 | 0 | 0 | 0 | 0 | 0 | 0 | 16.9828 | - | - | - | - | - | - | - |  | 2047 | 0.084921 | 0.080531 | 0.071321 | 0.064828 | 0.040003 | 0.038368 | 0.041856 | 0.039894 | 0 | 0 | 0 | 0 | 0 | 0 | 0 | 0 | 0 | 0 | 79.6241 | 0 | 0 | 0 | 0 | 0 | 0 | 0 | 0 | 0 | 146.5687 | 0 | 0 | 0 | 0 | 0 | 0 | 0 | 19.7001 | 0 | 0 | 0 | 0 | 0 | 0 | 0 | 2047 | 0.063819 | 0.06009 | 0.052266 | 0.046751 | 0.0083188 | 0.0578 | 0.055383 | 0.060541 | 0.057723 | 0 | 0 | 0 | 0 | 0 | 0 | 0 | 0 | 0 | 0 | 68.6415 | 0 | 0 | - | 0 | - | 0 | - | 0 | 0 | 126.3524 | 0 | 0 | 0 | 0 | 0 | 0 | 0 | 16.9828 | - | - | - | - | - | - | - | 2047 | 0.084921 | 0.080531 | 0.071321 | 0.064828 | 0.063002 | 0.060367 | 0.06599 | 0.062918 | 0 | 0 | 0 | 0 | 0 | 0 | 0 | 0 | 0 | 0 | 79.6241 | 0 | 0 | 0 | 0 | 0 | 0 | 0 | 0 | 0 | 146.5687 | 0 | 0 | 0 | 0 | 0 | 0 | 0 | 19.7001 | 0 | 0 | 0 | 0 | 0 | 0 | 0 | 2047 | 0.063819 | 0.06009 | 0.052266 | 0.046751 | 0.0083188 | 0.0578 | 0.055383 | 0.060541 | 0.057723 | 0 | 0 | 0 | 0 | 0 | 0 | 0 | 0 | 0 | 0 | 68.6415 | 0 | 0 | - | 0 | - | 0 | - | 0 | 0 | 126.3524 | 0 | 0 | 0 | 0 | 0 | 0 | 0 | 16.9828 | - | - | - | - | - | - | - | 2047 | 0.084921 | 0.080531 | 0.071321 | 0.064828 | 0.063002 | 0.060367 | 0.06599 | 0.062918 | 0 | 0 | 0 | 0 | 0 | 0 | 0 | 0 | 0 | 0 | 79.6241 | 0 | 0 | 0 | 0 | 0 | 0 | 0 | 0 | 0 | 146.5687 | 0 | 0 | 0 | 0 | 0 | 0 | 0 | 19.7001 | 0 | 0 | 0 | 0 | 0 | 0 | 0
| 2048 | 0.061773 | 0.049638 | 0.052358 | 0.046918 | 0.0081984 | 0.0366 | 0.0328 | 0.0337 | 0.0328 | 0 | 0 | 0 | 0 | 0 | 0 | 0 | 0 | 0 | 0 | 68.6415 | 0 | 0 | - | 0 | - | 0 | - | 0 | 0 | 84.9142 | 0 | 0 | 0 | 0 | 0 | 0 | 0 | 16.9828 | - | - | - | - | - | - | - |  | 2048 | 0.08237 | 0.068085 | 0.071287 | 0.064883 | 0.039894 | 0.035752 | 0.036733 | 0.035752 | 0 | 0 | 0 | 0 | 0 | 0 | 0 | 0 | 0 | 0 | 79.6241 | 0 | 0 | 0 | 0 | 0 | 0 | 0 | 0 | 0 | 98.5005 | 0 | 0 | 0 | 0 | 0 | 0 | 0 | 19.7001 | 0 | 0 | 0 | 0 | 0 | 0 | 0 | 2048 | 0.061773 | 0.049638 | 0.052358 | 0.046918 | 0.0081984 | 0.057303 | 0.051409 | 0.052757 | 0.051364 | 0 | 0 | 0 | 0 | 0 | 0 | 0 | 0 | 0 | 0 | 68.6415 | 0 | 0 | - | 0 | - | 0 | - | 0 | 0 | 84.9142 | 0 | 0 | 0 | 0 | 0 | 0 | 0 | 16.9828 | - | - | - | - | - | - | - | 2048 | 0.08237 | 0.068085 | 0.071287 | 0.064883 | 0.06246 | 0.056035 | 0.057506 | 0.055987 | 0 | 0 | 0 | 0 | 0 | 0 | 0 | 0 | 0 | 0 | 79.6241 | 0 | 0 | 0 | 0 | 0 | 0 | 0 | 0 | 0 | 98.5005 | 0 | 0 | 0 | 0 | 0 | 0 | 0 | 19.7001 | 0 | 0 | 0 | 0 | 0 | 0 | 0 | 2048 | 0.061773 | 0.049638 | 0.052358 | 0.046918 | 0.0081984 | 0.057303 | 0.051409 | 0.052757 | 0.051364 | 0 | 0 | 0 | 0 | 0 | 0 | 0 | 0 | 0 | 0 | 68.6415 | 0 | 0 | - | 0 | - | 0 | - | 0 | 0 | 84.9142 | 0 | 0 | 0 | 0 | 0 | 0 | 0 | 16.9828 | - | - | - | - | - | - | - | 2048 | 0.08237 | 0.068085 | 0.071287 | 0.064883 | 0.06246 | 0.056035 | 0.057506 | 0.055987 | 0 | 0 | 0 | 0 | 0 | 0 | 0 | 0 | 0 | 0 | 79.6241 | 0 | 0 | 0 | 0 | 0 | 0 | 0 | 0 | 0 | 98.5005 | 0 | 0 | 0 | 0 | 0 | 0 | 0 | 19.7001 | 0 | 0 | 0 | 0 | 0 | 0 | 0
| 2049 | 0.061391 | 0.046724 | 0.05302 | 0.046738 | 0.007925 | 0.037 | 0.0332 | 0.0341 | 0.0332 | 0 | 0 | 0 | 0 | 0 | 0 | 0 | 0 | 0 | 0 | 68.6415 | 0 | 0 | - | 0 | - | 0 | - | 0 | 0 | 84.9142 | 0 | 0 | 0 | 0 | 0 | 0 | 0 | 16.9828 | - | - | - | - | - | - | - |  | 2049 | 0.081598 | 0.064333 | 0.071745 | 0.064349 | 0.04033 | 0.036188 | 0.037169 | 0.036188 | 0 | 0 | 0 | 0 | 0 | 0 | 0 | 0 | 0 | 0 | 79.6241 | 0 | 0 | 0 | 0 | 0 | 0 | 0 | 0 | 0 | 98.5005 | 0 | 0 | 0 | 0 | 0 | 0 | 0 | 19.7001 | 0 | 0 | 0 | 0 | 0 | 0 | 0 | 2049 | 0.061391 | 0.046724 | 0.05302 | 0.046738 | 0.007925 | 0.057929 | 0.05197 | 0.053334 | 0.051925 | 0 | 0 | 0 | 0 | 0 | 0 | 0 | 0 | 0 | 0 | 68.6415 | 0 | 0 | - | 0 | - | 0 | - | 0 | 0 | 84.9142 | 0 | 0 | 0 | 0 | 0 | 0 | 0 | 16.9828 | - | - | - | - | - | - | - | 2049 | 0.081598 | 0.064333 | 0.071745 | 0.064349 | 0.063143 | 0.056647 | 0.058134 | 0.056599 | 0 | 0 | 0 | 0 | 0 | 0 | 0 | 0 | 0 | 0 | 79.6241 | 0 | 0 | 0 | 0 | 0 | 0 | 0 | 0 | 0 | 98.5005 | 0 | 0 | 0 | 0 | 0 | 0 | 0 | 19.7001 | 0 | 0 | 0 | 0 | 0 | 0 | 0 | 2049 | 0.061391 | 0.046724 | 0.05302 | 0.046738 | 0.007925 | 0.057929 | 0.05197 | 0.053334 | 0.051925 | 0 | 0 | 0 | 0 | 0 | 0 | 0 | 0 | 0 | 0 | 68.6415 | 0 | 0 | - | 0 | - | 0 | - | 0 | 0 | 84.9142 | 0 | 0 | 0 | 0 | 0 | 0 | 0 | 16.9828 | - | - | - | - | - | - | - | 2049 | 0.081598 | 0.064333 | 0.071745 | 0.064349 | 0.063143 | 0.056647 | 0.058134 | 0.056599 | 0 | 0 | 0 | 0 | 0 | 0 | 0 | 0 | 0 | 0 | 79.6241 | 0 | 0 | 0 | 0 | 0 | 0 | 0 | 0 | 0 | 98.5005 | 0 | 0 | 0 | 0 | 0 | 0 | 0 | 19.7001 | 0 | 0 | 0 | 0 | 0 | 0 | 0
| 2050 | 0.064561 | 0.047963 | 0.054508 | 0.048993 | 0.0076607 | 0.0374 | 0.0336 | 0.0345 | 0.0336 | 0 | 0 | 0 | 0 | 0 | 0 | 0 | 0 | 0 | 0 | 68.6415 | 0 | 0 | - | 0 | - | 0 | - | 0 | 0 | 67.9314 | 0 | 0 | 0 | 0 | 0 | 0 | 0 | 16.9828 | - | - | - | - | - | - | - |  | 2050 | 0.085019 | 0.065481 | 0.073185 | 0.066692 | 0.040766 | 0.036624 | 0.037605 | 0.036624 | 0 | 0 | 0 | 0 | 0 | 0 | 0 | 0 | 0 | 0 | 79.6241 | 0 | 0 | 0 | 0 | 0 | 0 | 0 | 0 | 0 | 78.8004 | 0 | 0 | 0 | 0 | 0 | 0 | 0 | 19.7001 | 0 | 0 | 0 | 0 | 0 | 0 | 0 | 2050 | 0.064561 | 0.047963 | 0.054508 | 0.048993 | 0.0076607 | 0.058546 | 0.052524 | 0.053902 | 0.052478 | 0 | 0 | 0 | 0 | 0 | 0 | 0 | 0 | 0 | 0 | 68.6415 | 0 | 0 | - | 0 | - | 0 | - | 0 | 0 | 67.9314 | 0 | 0 | 0 | 0 | 0 | 0 | 0 | 16.9828 | - | - | - | - | - | - | - | 2050 | 0.085019 | 0.065481 | 0.073185 | 0.066692 | 0.063815 | 0.057251 | 0.058753 | 0.057201 | 0 | 0 | 0 | 0 | 0 | 0 | 0 | 0 | 0 | 0 | 79.6241 | 0 | 0 | 0 | 0 | 0 | 0 | 0 | 0 | 0 | 78.8004 | 0 | 0 | 0 | 0 | 0 | 0 | 0 | 19.7001 | 0 | 0 | 0 | 0 | 0 | 0 | 0 | 2050 | 0.064561 | 0.047963 | 0.054508 | 0.048993 | 0.0076607 | 0.058546 | 0.052524 | 0.053902 | 0.052478 | 0 | 0 | 0 | 0 | 0 | 0 | 0 | 0 | 0 | 0 | 68.6415 | 0 | 0 | - | 0 | - | 0 | - | 0 | 0 | 67.9314 | 0 | 0 | 0 | 0 | 0 | 0 | 0 | 16.9828 | - | - | - | - | - | - | - | 2050 | 0.085019 | 0.065481 | 0.073185 | 0.066692 | 0.063815 | 0.057251 | 0.058753 | 0.057201 | 0 | 0 | 0 | 0 | 0 | 0 | 0 | 0 | 0 | 0 | 79.6241 | 0 | 0 | 0 | 0 | 0 | 0 | 0 | 0 | 0 | 78.8004 | 0 | 0 | 0 | 0 | 0 | 0 | 0 | 19.7001 | 0 | 0 | 0 | 0 | 0 | 0 | 0
| 2051 | 0.065284 | 0.046883 | 0.055743 | 0.049925 | 0.0073185 | 0.0378 | 0.0333 | 0.0336 | 0.0329 | 0 | 0 | 0 | 0 | 0 | 0 | 0 | 0 | 0 | 0 | 68.6415 | 0 | 0 | - | 0 | - | 0 | - | 0 | 0 | 61.0594 | 0 | 0 | 0 | 0 | 0 | 0 | 0 | 28.3661 | - | - | - | - | - | - | - |  | 2051 | 0.085468 | 0.063806 | 0.074236 | 0.067388 | 0.041202 | 0.036297 | 0.036624 | 0.035861 | 0 | 0 | 0 | 0 | 0 | 0 | 0 | 0 | 0 | 0 | 79.6241 | 0 | 0 | 0 | 0 | 0 | 0 | 0 | 0 | 0 | 70.8289 | 0 | 0 | 0 | 0 | 0 | 0 | 0 | 32.9046 | 0 | 0 | 0 | 0 | 0 | 0 | 0 | 2051 | 0.065284 | 0.046883 | 0.055743 | 0.049925 | 0.0073185 | 0.058951 | 0.052 | 0.052505 | 0.051393 | 0 | 0 | 0 | 0 | 0 | 0 | 0 | 0 | 0 | 0 | 68.6415 | 0 | 0 | - | 0 | - | 0 | - | 0 | 0 | 61.0594 | 0 | 0 | 0 | 0 | 0 | 0 | 0 | 28.3661 | - | - | - | - | - | - | - | 2051 | 0.085468 | 0.063806 | 0.074236 | 0.067388 | 0.064257 | 0.05668 | 0.05723 | 0.056019 | 0 | 0 | 0 | 0 | 0 | 0 | 0 | 0 | 0 | 0 | 79.6241 | 0 | 0 | 0 | 0 | 0 | 0 | 0 | 0 | 0 | 70.8289 | 0 | 0 | 0 | 0 | 0 | 0 | 0 | 32.9046 | 0 | 0 | 0 | 0 | 0 | 0 | 0 | 2051 | 0.065284 | 0.046883 | 0.055743 | 0.049925 | 0.0073185 | 0.058951 | 0.052 | 0.052505 | 0.051393 | 0 | 0 | 0 | 0 | 0 | 0 | 0 | 0 | 0 | 0 | 68.6415 | 0 | 0 | - | 0 | - | 0 | - | 0 | 0 | 61.0594 | 0 | 0 | 0 | 0 | 0 | 0 | 0 | 28.3661 | - | - | - | - | - | - | - | 2051 | 0.085468 | 0.063806 | 0.074236 | 0.067388 | 0.064257 | 0.05668 | 0.05723 | 0.056019 | 0 | 0 | 0 | 0 | 0 | 0 | 0 | 0 | 0 | 0 | 79.6241 | 0 | 0 | 0 | 0 | 0 | 0 | 0 | 0 | 0 | 70.8289 | 0 | 0 | 0 | 0 | 0 | 0 | 0 | 32.9046 | 0 | 0 | 0 | 0 | 0 | 0 | 0
| 2052 | 0.066016 | 0.045826 | 0.057005 | 0.050876 | 0.0069916 | 0.0381 | 0.033 | 0.0328 | 0.0323 | 0 | 0 | 0 | 0 | 0 | 0 | 0 | 0 | 0 | 0 | 68.6415 | 0 | 0 | - | 0 | - | 0 | - | 0 | 0 | 54.8825 | 0 | 0 | 0 | 0 | 0 | 0 | 0 | 47.3792 | - | - | - | - | - | - | - |  | 2052 | 0.085944 | 0.062177 | 0.075337 | 0.068122 | 0.041529 | 0.03597 | 0.035752 | 0.035207 | 0 | 0 | 0 | 0 | 0 | 0 | 0 | 0 | 0 | 0 | 79.6241 | 0 | 0 | 0 | 0 | 0 | 0 | 0 | 0 | 0 | 63.6638 | 0 | 0 | 0 | 0 | 0 | 0 | 0 | 54.9599 | 0 | 0 | 0 | 0 | 0 | 0 | 0 | 2052 | 0.066016 | 0.045826 | 0.057005 | 0.050876 | 0.0069916 | 0.059359 | 0.051481 | 0.051144 | 0.050331 | 0 | 0 | 0 | 0 | 0 | 0 | 0 | 0 | 0 | 0 | 68.6415 | 0 | 0 | - | 0 | - | 0 | - | 0 | 0 | 54.8825 | 0 | 0 | 0 | 0 | 0 | 0 | 0 | 47.3792 | - | - | - | - | - | - | - | 2052 | 0.085944 | 0.062177 | 0.075337 | 0.068122 | 0.064701 | 0.056114 | 0.055746 | 0.054861 | 0 | 0 | 0 | 0 | 0 | 0 | 0 | 0 | 0 | 0 | 79.6241 | 0 | 0 | 0 | 0 | 0 | 0 | 0 | 0 | 0 | 63.6638 | 0 | 0 | 0 | 0 | 0 | 0 | 0 | 54.9599 | 0 | 0 | 0 | 0 | 0 | 0 | 0 | 2052 | 0.066016 | 0.045826 | 0.057005 | 0.050876 | 0.0069916 | 0.059359 | 0.051481 | 0.051144 | 0.050331 | 0 | 0 | 0 | 0 | 0 | 0 | 0 | 0 | 0 | 0 | 68.6415 | 0 | 0 | - | 0 | - | 0 | - | 0 | 0 | 54.8825 | 0 | 0 | 0 | 0 | 0 | 0 | 0 | 47.3792 | - | - | - | - | - | - | - | 2052 | 0.085944 | 0.062177 | 0.075337 | 0.068122 | 0.064701 | 0.056114 | 0.055746 | 0.054861 | 0 | 0 | 0 | 0 | 0 | 0 | 0 | 0 | 0 | 0 | 79.6241 | 0 | 0 | 0 | 0 | 0 | 0 | 0 | 0 | 0 | 63.6638 | 0 | 0 | 0 | 0 | 0 | 0 | 0 | 54.9599 | 0 | 0 | 0 | 0 | 0 | 0 | 0
| 2053 | 0.066756 | 0.044793 | 0.058296 | 0.051845 | 0.0066793 | 0.0384 | 0.0327 | 0.032 | 0.0316 | 0 | 0 | 0 | 0 | 0 | 0 | 0 | 0 | 0 | 0 | 68.6415 | 0 | 0 | - | 0 | - | 0 | - | 0 | 0 | 49.3306 | 0 | 0 | 0 | 0 | 0 | 0 | 0 | 79.1364 | - | - | - | - | - | - | - |  | 2053 | 0.086448 | 0.060594 | 0.076489 | 0.068894 | 0.041856 | 0.035643 | 0.03488 | 0.034444 | 0 | 0 | 0 | 0 | 0 | 0 | 0 | 0 | 0 | 0 | 79.6241 | 0 | 0 | 0 | 0 | 0 | 0 | 0 | 0 | 0 | 57.2235 | 0 | 0 | 0 | 0 | 0 | 0 | 0 | 91.7983 | 0 | 0 | 0 | 0 | 0 | 0 | 0 | 2053 | 0.066756 | 0.044793 | 0.058296 | 0.051845 | 0.0066793 | 0.059769 | 0.050967 | 0.049818 | 0.049291 | 0 | 0 | 0 | 0 | 0 | 0 | 0 | 0 | 0 | 0 | 68.6415 | 0 | 0 | - | 0 | - | 0 | - | 0 | 0 | 49.3306 | 0 | 0 | 0 | 0 | 0 | 0 | 0 | 79.1364 | - | - | - | - | - | - | - | 2053 | 0.086448 | 0.060594 | 0.076489 | 0.068894 | 0.065148 | 0.055554 | 0.054301 | 0.053727 | 0 | 0 | 0 | 0 | 0 | 0 | 0 | 0 | 0 | 0 | 79.6241 | 0 | 0 | 0 | 0 | 0 | 0 | 0 | 0 | 0 | 57.2235 | 0 | 0 | 0 | 0 | 0 | 0 | 0 | 91.7983 | 0 | 0 | 0 | 0 | 0 | 0 | 0 | 2053 | 0.066756 | 0.044793 | 0.058296 | 0.051845 | 0.0066793 | 0.059769 | 0.050967 | 0.049818 | 0.049291 | 0 | 0 | 0 | 0 | 0 | 0 | 0 | 0 | 0 | 0 | 68.6415 | 0 | 0 | - | 0 | - | 0 | - | 0 | 0 | 49.3306 | 0 | 0 | 0 | 0 | 0 | 0 | 0 | 79.1364 | - | - | - | - | - | - | - | 2053 | 0.086448 | 0.060594 | 0.076489 | 0.068894 | 0.065148 | 0.055554 | 0.054301 | 0.053727 | 0 | 0 | 0 | 0 | 0 | 0 | 0 | 0 | 0 | 0 | 79.6241 | 0 | 0 | 0 | 0 | 0 | 0 | 0 | 0 | 0 | 57.2235 | 0 | 0 | 0 | 0 | 0 | 0 | 0 | 91.7983 | 0 | 0 | 0 | 0 | 0 | 0 | 0
| 2054 | 0.067504 | 0.043784 | 0.059616 | 0.052832 | 0.006381 | 0.0387 | 0.0324 | 0.0312 | 0.031 | 0 | 0 | 0 | 0 | 0 | 0 | 0 | 0 | 0 | 0 | 68.6415 | 0 | 0 | - | 0 | - | 0 | - | 0 | 0 | 44.3402 | 0 | 0 | 0 | 0 | 0 | 0 | 0 | 132.1798 | - | - | - | - | - | - | - |  | 2054 | 0.086977 | 0.059054 | 0.077692 | 0.069705 | 0.042183 | 0.035316 | 0.034008 | 0.03379 | 0 | 0 | 0 | 0 | 0 | 0 | 0 | 0 | 0 | 0 | 79.6241 | 0 | 0 | 0 | 0 | 0 | 0 | 0 | 0 | 0 | 51.4347 | 0 | 0 | 0 | 0 | 0 | 0 | 0 | 153.3286 | 0 | 0 | 0 | 0 | 0 | 0 | 0 | 2054 | 0.067504 | 0.043784 | 0.059616 | 0.052832 | 0.006381 | 0.060182 | 0.050458 | 0.048526 | 0.048272 | 0 | 0 | 0 | 0 | 0 | 0 | 0 | 0 | 0 | 0 | 68.6415 | 0 | 0 | - | 0 | - | 0 | - | 0 | 0 | 44.3402 | 0 | 0 | 0 | 0 | 0 | 0 | 0 | 132.1798 | - | - | - | - | - | - | - | 2054 | 0.086977 | 0.059054 | 0.077692 | 0.069705 | 0.065599 | 0.055 | 0.052894 | 0.052616 | 0 | 0 | 0 | 0 | 0 | 0 | 0 | 0 | 0 | 0 | 79.6241 | 0 | 0 | 0 | 0 | 0 | 0 | 0 | 0 | 0 | 51.4347 | 0 | 0 | 0 | 0 | 0 | 0 | 0 | 153.3286 | 0 | 0 | 0 | 0 | 0 | 0 | 0 | 2054 | 0.067504 | 0.043784 | 0.059616 | 0.052832 | 0.006381 | 0.060182 | 0.050458 | 0.048526 | 0.048272 | 0 | 0 | 0 | 0 | 0 | 0 | 0 | 0 | 0 | 0 | 68.6415 | 0 | 0 | - | 0 | - | 0 | - | 0 | 0 | 44.3402 | 0 | 0 | 0 | 0 | 0 | 0 | 0 | 132.1798 | - | - | - | - | - | - | - | 2054 | 0.086977 | 0.059054 | 0.077692 | 0.069705 | 0.065599 | 0.055 | 0.052894 | 0.052616 | 0 | 0 | 0 | 0 | 0 | 0 | 0 | 0 | 0 | 0 | 79.6241 | 0 | 0 | 0 | 0 | 0 | 0 | 0 | 0 | 0 | 51.4347 | 0 | 0 | 0 | 0 | 0 | 0 | 0 | 153.3286 | 0 | 0 | 0 | 0 | 0 | 0 | 0
| 2055 | 0.06826 | 0.042797 | 0.060967 | 0.053838 | 0.006096 | 0.039 | 0.0322 | 0.0304 | 0.0304 | 0 | 0 | 0 | 0 | 0 | 0 | 0 | 0 | 0 | 0 | 68.6415 | 0 | 0 | - | 0 | - | 0 | - | 0 | 0 | 39.8547 | 0 | 0 | 0 | 0 | 0 | 0 | 0 | 220.777 | - | - | - | - | - | - | - |  | 2055 | 0.087532 | 0.057557 | 0.078946 | 0.070554 | 0.04251 | 0.035098 | 0.033136 | 0.033136 | 0 | 0 | 0 | 0 | 0 | 0 | 0 | 0 | 0 | 0 | 79.6241 | 0 | 0 | 0 | 0 | 0 | 0 | 0 | 0 | 0 | 46.2315 | 0 | 0 | 0 | 0 | 0 | 0 | 0 | 256.1014 | 0 | 0 | 0 | 0 | 0 | 0 | 0 | 2055 | 0.06826 | 0.042797 | 0.060967 | 0.053838 | 0.006096 | 0.060598 | 0.049955 | 0.047268 | 0.047274 | 0 | 0 | 0 | 0 | 0 | 0 | 0 | 0 | 0 | 0 | 68.6415 | 0 | 0 | - | 0 | - | 0 | - | 0 | 0 | 39.8547 | 0 | 0 | 0 | 0 | 0 | 0 | 0 | 220.777 | - | - | - | - | - | - | - | 2055 | 0.087532 | 0.057557 | 0.078946 | 0.070554 | 0.066052 | 0.054451 | 0.051523 | 0.051528 | 0 | 0 | 0 | 0 | 0 | 0 | 0 | 0 | 0 | 0 | 79.6241 | 0 | 0 | 0 | 0 | 0 | 0 | 0 | 0 | 0 | 46.2315 | 0 | 0 | 0 | 0 | 0 | 0 | 0 | 256.1014 | 0 | 0 | 0 | 0 | 0 | 0 | 0 | 2055 | 0.06826 | 0.042797 | 0.060967 | 0.053838 | 0.006096 | 0.060598 | 0.049955 | 0.047268 | 0.047274 | 0 | 0 | 0 | 0 | 0 | 0 | 0 | 0 | 0 | 0 | 68.6415 | 0 | 0 | - | 0 | - | 0 | - | 0 | 0 | 39.8547 | 0 | 0 | 0 | 0 | 0 | 0 | 0 | 220.777 | - | - | - | - | - | - | - | 2055 | 0.087532 | 0.057557 | 0.078946 | 0.070554 | 0.066052 | 0.054451 | 0.051523 | 0.051528 | 0 | 0 | 0 | 0 | 0 | 0 | 0 | 0 | 0 | 0 | 79.6241 | 0 | 0 | 0 | 0 | 0 | 0 | 0 | 0 | 0 | 46.2315 | 0 | 0 | 0 | 0 | 0 | 0 | 0 | 256.1014 | 0 | 0 | 0 | 0 | 0 | 0 | 0
| 2056 | 0.069025 | 0.041833 | 0.062347 | 0.054863 | 0.0058237 | 0.0393 | 0.0319 | 0.0297 | 0.0298 | 0 | 0 | 0 | 0 | 0 | 0 | 0 | 0 | 0 | 0 | 68.6415 | 0 | 0 | - | 0 | - | 0 | - | 0 | 0 | 35.823 | 0 | 0 | 0 | 0 | 0 | 0 | 0 | 368.759 | - | - | - | - | - | - | - |  | 2056 | 0.088112 | 0.056101 | 0.080251 | 0.07144 | 0.042837 | 0.034771 | 0.032373 | 0.032482 | 0 | 0 | 0 | 0 | 0 | 0 | 0 | 0 | 0 | 0 | 79.6241 | 0 | 0 | 0 | 0 | 0 | 0 | 0 | 0 | 0 | 41.5547 | 0 | 0 | 0 | 0 | 0 | 0 | 0 | 427.7604 | 0 | 0 | 0 | 0 | 0 | 0 | 0 | 2056 | 0.069025 | 0.041833 | 0.062347 | 0.054863 | 0.0058237 | 0.061017 | 0.049457 | 0.046043 | 0.046296 | 0 | 0 | 0 | 0 | 0 | 0 | 0 | 0 | 0 | 0 | 68.6415 | 0 | 0 | - | 0 | - | 0 | - | 0 | 0 | 35.823 | 0 | 0 | 0 | 0 | 0 | 0 | 0 | 368.759 | - | - | - | - | - | - | - | 2056 | 0.088112 | 0.056101 | 0.080251 | 0.07144 | 0.066509 | 0.053908 | 0.050187 | 0.050463 | 0 | 0 | 0 | 0 | 0 | 0 | 0 | 0 | 0 | 0 | 79.6241 | 0 | 0 | 0 | 0 | 0 | 0 | 0 | 0 | 0 | 41.5547 | 0 | 0 | 0 | 0 | 0 | 0 | 0 | 427.7604 | 0 | 0 | 0 | 0 | 0 | 0 | 0 | 2056 | 0.069025 | 0.041833 | 0.062347 | 0.054863 | 0.0058237 | 0.061017 | 0.049457 | 0.046043 | 0.046296 | 0 | 0 | 0 | 0 | 0 | 0 | 0 | 0 | 0 | 0 | 68.6415 | 0 | 0 | - | 0 | - | 0 | - | 0 | 0 | 35.823 | 0 | 0 | 0 | 0 | 0 | 0 | 0 | 368.759 | - | - | - | - | - | - | - | 2056 | 0.088112 | 0.056101 | 0.080251 | 0.07144 | 0.066509 | 0.053908 | 0.050187 | 0.050463 | 0 | 0 | 0 | 0 | 0 | 0 | 0 | 0 | 0 | 0 | 79.6241 | 0 | 0 | 0 | 0 | 0 | 0 | 0 | 0 | 0 | 41.5547 | 0 | 0 | 0 | 0 | 0 | 0 | 0 | 427.7604 | 0 | 0 | 0 | 0 | 0 | 0 | 0
| 2057 | 0.069799 | 0.04089 | 0.063759 | 0.055907 | 0.0055636 | 0.0397 | 0.0316 | 0.0289 | 0.0293 | 0 | 0 | 0 | 0 | 0 | 0 | 0 | 0 | 0 | 0 | 68.6415 | 0 | 0 | - | 0 | - | 0 | - | 0 | 0 | 32.1991 | 0 | 0 | 0 | 0 | 0 | 0 | 0 | 615.9299 | - | - | - | - | - | - | - |  | 2057 | 0.088717 | 0.054686 | 0.081607 | 0.072363 | 0.043273 | 0.034444 | 0.031501 | 0.031937 | 0 | 0 | 0 | 0 | 0 | 0 | 0 | 0 | 0 | 0 | 79.6241 | 0 | 0 | 0 | 0 | 0 | 0 | 0 | 0 | 0 | 37.351 | 0 | 0 | 0 | 0 | 0 | 0 | 0 | 714.4787 | 0 | 0 | 0 | 0 | 0 | 0 | 0 | 2057 | 0.069799 | 0.04089 | 0.063759 | 0.055907 | 0.0055636 | 0.061439 | 0.048963 | 0.04485 | 0.045339 | 0 | 0 | 0 | 0 | 0 | 0 | 0 | 0 | 0 | 0 | 68.6415 | 0 | 0 | - | 0 | - | 0 | - | 0 | 0 | 32.1991 | 0 | 0 | 0 | 0 | 0 | 0 | 0 | 615.9299 | - | - | - | - | - | - | - | 2057 | 0.088717 | 0.054686 | 0.081607 | 0.072363 | 0.066969 | 0.05337 | 0.048886 | 0.04942 | 0 | 0 | 0 | 0 | 0 | 0 | 0 | 0 | 0 | 0 | 79.6241 | 0 | 0 | 0 | 0 | 0 | 0 | 0 | 0 | 0 | 37.351 | 0 | 0 | 0 | 0 | 0 | 0 | 0 | 714.4787 | 0 | 0 | 0 | 0 | 0 | 0 | 0 | 2057 | 0.069799 | 0.04089 | 0.063759 | 0.055907 | 0.0055636 | 0.061439 | 0.048963 | 0.04485 | 0.045339 | 0 | 0 | 0 | 0 | 0 | 0 | 0 | 0 | 0 | 0 | 68.6415 | 0 | 0 | - | 0 | - | 0 | - | 0 | 0 | 32.1991 | 0 | 0 | 0 | 0 | 0 | 0 | 0 | 615.9299 | - | - | - | - | - | - | - | 2057 | 0.088717 | 0.054686 | 0.081607 | 0.072363 | 0.066969 | 0.05337 | 0.048886 | 0.04942 | 0 | 0 | 0 | 0 | 0 | 0 | 0 | 0 | 0 | 0 | 79.6241 | 0 | 0 | 0 | 0 | 0 | 0 | 0 | 0 | 0 | 37.351 | 0 | 0 | 0 | 0 | 0 | 0 | 0 | 714.4787 | 0 | 0 | 0 | 0 | 0 | 0 | 0
| 2058 | 0.070581 | 0.039969 | 0.065203 | 0.056971 | 0.0053151 | 0.04 | 0.0313 | 0.0282 | 0.0287 | 0 | 0 | 0 | 0 | 0 | 0 | 0 | 0 | 0 | 0 | 68.6415 | 0 | 0 | - | 0 | - | 0 | - | 0 | 0 | 28.9418 | 0 | 0 | 0 | 0 | 0 | 0 | 0 | 1028.774 | - | - | - | - | - | - | - |  | 2058 | 0.089345 | 0.053308 | 0.083014 | 0.073324 | 0.0436 | 0.034117 | 0.030738 | 0.031283 | 0 | 0 | 0 | 0 | 0 | 0 | 0 | 0 | 0 | 0 | 79.6241 | 0 | 0 | 0 | 0 | 0 | 0 | 0 | 0 | 0 | 33.5725 | 0 | 0 | 0 | 0 | 0 | 0 | 0 | 1193.3778 | 0 | 0 | 0 | 0 | 0 | 0 | 0 | 2058 | 0.070581 | 0.039969 | 0.065203 | 0.056971 | 0.0053151 | 0.061864 | 0.048474 | 0.043687 | 0.044402 | 0 | 0 | 0 | 0 | 0 | 0 | 0 | 0 | 0 | 0 | 68.6415 | 0 | 0 | - | 0 | - | 0 | - | 0 | 0 | 28.9418 | 0 | 0 | 0 | 0 | 0 | 0 | 0 | 1028.774 | - | - | - | - | - | - | - | 2058 | 0.089345 | 0.053308 | 0.083014 | 0.073324 | 0.067432 | 0.052837 | 0.047619 | 0.048398 | 0 | 0 | 0 | 0 | 0 | 0 | 0 | 0 | 0 | 0 | 79.6241 | 0 | 0 | 0 | 0 | 0 | 0 | 0 | 0 | 0 | 33.5725 | 0 | 0 | 0 | 0 | 0 | 0 | 0 | 1193.3778 | 0 | 0 | 0 | 0 | 0 | 0 | 0 | 2058 | 0.070581 | 0.039969 | 0.065203 | 0.056971 | 0.0053151 | 0.061864 | 0.048474 | 0.043687 | 0.044402 | 0 | 0 | 0 | 0 | 0 | 0 | 0 | 0 | 0 | 0 | 68.6415 | 0 | 0 | - | 0 | - | 0 | - | 0 | 0 | 28.9418 | 0 | 0 | 0 | 0 | 0 | 0 | 0 | 1028.774 | - | - | - | - | - | - | - | 2058 | 0.089345 | 0.053308 | 0.083014 | 0.073324 | 0.067432 | 0.052837 | 0.047619 | 0.048398 | 0 | 0 | 0 | 0 | 0 | 0 | 0 | 0 | 0 | 0 | 79.6241 | 0 | 0 | 0 | 0 | 0 | 0 | 0 | 0 | 0 | 33.5725 | 0 | 0 | 0 | 0 | 0 | 0 | 0 | 1193.3778 | 0 | 0 | 0 | 0 | 0 | 0 | 0
| 2059 | 0.071372 | 0.039068 | 0.06668 | 0.058056 | 0.0050776 | 0.0403 | 0.0311 | 0.0275 | 0.0281 | 0 | 0 | 0 | 0 | 0 | 0 | 0 | 0 | 0 | 0 | 68.6415 | 0 | 0 | - | 0 | - | 0 | - | 0 | 0 | 26.014 | 0 | 0 | 0 | 0 | 0 | 0 | 0 | 1718.3383 | - | - | - | - | - | - | - |  | 2059 | 0.089997 | 0.051969 | 0.084473 | 0.074321 | 0.043927 | 0.033899 | 0.029975 | 0.030629 | 0 | 0 | 0 | 0 | 0 | 0 | 0 | 0 | 0 | 0 | 79.6241 | 0 | 0 | 0 | 0 | 0 | 0 | 0 | 0 | 0 | 30.1763 | 0 | 0 | 0 | 0 | 0 | 0 | 0 | 1993.2724 | 0 | 0 | 0 | 0 | 0 | 0 | 0 | 2059 | 0.071372 | 0.039068 | 0.06668 | 0.058056 | 0.0050776 | 0.062292 | 0.047991 | 0.042554 | 0.043484 | 0 | 0 | 0 | 0 | 0 | 0 | 0 | 0 | 0 | 0 | 68.6415 | 0 | 0 | - | 0 | - | 0 | - | 0 | 0 | 26.014 | 0 | 0 | 0 | 0 | 0 | 0 | 0 | 1718.3383 | - | - | - | - | - | - | - | 2059 | 0.089997 | 0.051969 | 0.084473 | 0.074321 | 0.067898 | 0.05231 | 0.046384 | 0.047398 | 0 | 0 | 0 | 0 | 0 | 0 | 0 | 0 | 0 | 0 | 79.6241 | 0 | 0 | 0 | 0 | 0 | 0 | 0 | 0 | 0 | 30.1763 | 0 | 0 | 0 | 0 | 0 | 0 | 0 | 1993.2724 | 0 | 0 | 0 | 0 | 0 | 0 | 0 | 2059 | 0.071372 | 0.039068 | 0.06668 | 0.058056 | 0.0050776 | 0.062292 | 0.047991 | 0.042554 | 0.043484 | 0 | 0 | 0 | 0 | 0 | 0 | 0 | 0 | 0 | 0 | 68.6415 | 0 | 0 | - | 0 | - | 0 | - | 0 | 0 | 26.014 | 0 | 0 | 0 | 0 | 0 | 0 | 0 | 1718.3383 | - | - | - | - | - | - | - | 2059 | 0.089997 | 0.051969 | 0.084473 | 0.074321 | 0.067898 | 0.05231 | 0.046384 | 0.047398 | 0 | 0 | 0 | 0 | 0 | 0 | 0 | 0 | 0 | 0 | 79.6241 | 0 | 0 | 0 | 0 | 0 | 0 | 0 | 0 | 0 | 30.1763 | 0 | 0 | 0 | 0 | 0 | 0 | 0 | 1993.2724 | 0 | 0 | 0 | 0 | 0 | 0 | 0
| 2060 | 0.072172 | 0.038188 | 0.06819 | 0.059161 | 0.0048508 | 0.0406 | 0.0308 | 0.0269 | 0.0276 | 0 | 0 | 0 | 0 | 0 | 0 | 0 | 0 | 0 | 0 | 68.6415 | 0 | 0 | - | 0 | - | 0 | - | 0 | 0 | 23.3824 | 0 | 0 | 0 | 0 | 0 | 0 | 0 | 2870.1022 | - | - | - | - | - | - | - |  | 2060 | 0.090671 | 0.050665 | 0.085984 | 0.075355 | 0.044254 | 0.033572 | 0.029321 | 0.030084 | 0 | 0 | 0 | 0 | 0 | 0 | 0 | 0 | 0 | 0 | 79.6241 | 0 | 0 | 0 | 0 | 0 | 0 | 0 | 0 | 0 | 27.1236 | 0 | 0 | 0 | 0 | 0 | 0 | 0 | 3329.3186 | 0 | 0 | 0 | 0 | 0 | 0 | 0 | 2060 | 0.072172 | 0.038188 | 0.06819 | 0.059161 | 0.0048508 | 0.062723 | 0.047512 | 0.041451 | 0.042585 | 0 | 0 | 0 | 0 | 0 | 0 | 0 | 0 | 0 | 0 | 68.6415 | 0 | 0 | - | 0 | - | 0 | - | 0 | 0 | 23.3824 | 0 | 0 | 0 | 0 | 0 | 0 | 0 | 2870.1022 | - | - | - | - | - | - | - | 2060 | 0.090671 | 0.050665 | 0.085984 | 0.075355 | 0.068368 | 0.051788 | 0.045182 | 0.046418 | 0 | 0 | 0 | 0 | 0 | 0 | 0 | 0 | 0 | 0 | 79.6241 | 0 | 0 | 0 | 0 | 0 | 0 | 0 | 0 | 0 | 27.1236 | 0 | 0 | 0 | 0 | 0 | 0 | 0 | 3329.3186 | 0 | 0 | 0 | 0 | 0 | 0 | 0 | 2060 | 0.072172 | 0.038188 | 0.06819 | 0.059161 | 0.0048508 | 0.062723 | 0.047512 | 0.041451 | 0.042585 | 0 | 0 | 0 | 0 | 0 | 0 | 0 | 0 | 0 | 0 | 68.6415 | 0 | 0 | - | 0 | - | 0 | - | 0 | 0 | 23.3824 | 0 | 0 | 0 | 0 | 0 | 0 | 0 | 2870.1022 | - | - | - | - | - | - | - | 2060 | 0.090671 | 0.050665 | 0.085984 | 0.075355 | 0.068368 | 0.051788 | 0.045182 | 0.046418 | 0 | 0 | 0 | 0 | 0 | 0 | 0 | 0 | 0 | 0 | 79.6241 | 0 | 0 | 0 | 0 | 0 | 0 | 0 | 0 | 0 | 27.1236 | 0 | 0 | 0 | 0 | 0 | 0 | 0 | 3329.3186 | 0 | 0 | 0 | 0 | 0 | 0 | 0
| Levelized Costs | [46 empty] | Levelized Costs | [44 empty] | Levelized Costs | [45 empty] | Levelized Costs | [44 empty] | Levelized Costs | [45 empty] | Levelized Costs
10 | 10 years (2024-2033) | 0.063521 | 0.060526 | 0.033247 | 0.032425 | 0.011298 | 0.058766 | 0.052783 | 0.050053 | 0.044601 | 0.0045955 | 0.0040129 | 0.0023758 | 0.0014349 | 0.031371 | 0.027201 | 0.017225 | 0.0102 | 0.0019692 | 0.013577 | 68.6415 | 0 | 12.7585 | 0 | 1.0212e-05 | 0 | 9.6274e-05 | 0 | 1.699e-06 | 1.5862 | 28.6036 | 18.6047 | 3.989 | 3.9958 | 38.6396 | 39.2605 | 0.583 | 4.5482 | 0 | 0 | 0 | 0 | 0 | 0 | 0 | 0 |  | 10 years (2024-2033) | 0.088076 | 0.084551 | 0.052438 | 0.05147 | 0.064055 | 0.057534 | 0.054558 | 0.048615 | 0.0054098 | 0.004724 | 0.0027968 | 0.0016892 | 0.03693 | 0.032021 | 0.020277 | 0.012007 | 0.0023181 | 0.015982 | 79.6241 | 0 | 14.7998 | 0 | 1.1846e-05 | 0 | 0.00011168 | 0 | 1.9708e-06 | 1.9872 | 33.1802 | 23.3079 | 4.6273 | 5.0059 | 44.822 | 49.1855 | 0.67628 | 5.698 | 0 | 0 | 0 | 0 | 0 | 0 | 0 | 0 | 10 years (2024-2033) | 0.063425 | 0.060425 | 0.060425 | 0.032405 | 0.011284 | 0.096659 | 0.086778 | 0.08236 | 0.073425 | 0.0062498 | 0.005484 | 0.0031483 | 0.0019015 | 0.041994 | 0.036625 | 0.022492 | 0.013304 | 0.0021072 | 0.014229 | 68.6415 | 0 | 12.5808 | 0 | 1.1042 | 0 | 1.2127 | 0 | 0.013315 | 3.4836 | 28.9675 | 22.1776 | 1.6551 | 4.3203 | 15.8685 | 42.1627 | 0.20934 | 1.3907 | 0 | 0 | 0 | 0 | 0 | 0 | 0 | 0 | 10 years (2024-2033) | 0.087948 | 0.084417 | 0.084417 | 0.051431 | 0.10536 | 0.094587 | 0.089772 | 0.080033 | 0.0073573 | 0.0064558 | 0.0037062 | 0.0022385 | 0.049436 | 0.043115 | 0.026478 | 0.015661 | 0.0024806 | 0.01675 | 79.6241 | 0 | 14.5937 | 0 | 1.2809 | 0 | 1.4067 | 0 | 0.015445 | 4.3642 | 33.6023 | 27.7841 | 1.9199 | 5.4125 | 18.4075 | 52.8214 | 0.24284 | 1.7423 | 0 | 0 | 0 | 0 | 0 | 0 | 0 | 0 | 10 years (2024-2033) | 0.063425 | 0.060425 | 0.060425 | 0.032405 | 0.011284 | 0.096659 | 0.086778 | 0.08236 | 0.073425 | 0.0054913 | 0.0048087 | 0.0028025 | 0.0016925 | 0.037188 | 0.032352 | 0.020172 | 0.011934 | 0.0020641 | 0.014056 | 68.6415 | 0 | 12.5808 | 0 | 1.8578e-05 | 0 | 0.00017318 | 0 | 3.5312e-06 | 3.5168 | 28.9675 | 22.4852 | 2.8398 | 4.6039 | 27.3927 | 45.1497 | 0.38696 | 2.7504 | 0 | 0 | 0 | 0 | 0 | 0 | 0 | 0 | 10 years (2024-2033) | 0.087948 | 0.084417 | 0.084417 | 0.051431 | 0.10536 | 0.094587 | 0.089772 | 0.080033 | 0.0064644 | 0.0056608 | 0.0032992 | 0.0019924 | 0.043777 | 0.038084 | 0.023746 | 0.014049 | 0.0024298 | 0.016547 | 79.6241 | 0 | 14.5937 | 0 | 2.1551e-05 | 0 | 0.00020089 | 0 | 4.0961e-06 | 4.4058 | 33.6023 | 28.1695 | 3.2942 | 5.7678 | 31.7755 | 56.5635 | 0.44887 | 3.4457 | 0 | 0 | 0 | 0 | 0 | 0 | 0 | 0
15 | 15 years (2024-2038) | 0.061661 | 0.057759 | 0.03487 | 0.033533 | 0.010996 | 0.05705 | 0.050918 | 0.051891 | 0.048132 | 0.0044144 | 0.0038138 | 0.0024223 | 0.0014506 | 0.031064 | 0.026623 | 0.018123 | 0.010647 | 0.0015041 | 0.010505 | 68.6415 | 0 | 8.9672 | 0 | 7.1778e-06 | 0 | 6.7666e-05 | 0 | 1.1941e-06 | 1.1149 | 42.2877 | 20.0975 | 2.8037 | 5.7487 | 27.1576 | 57.1724 | 0.40975 | 3.1967 | 0 | 0 | 0 | 0 | 0 | 0 | 0 | 0 |  | 15 years (2024-2038) | 0.085532 | 0.080938 | 0.053994 | 0.05242 | 0.062185 | 0.0555 | 0.056561 | 0.052464 | 0.0051967 | 0.0044896 | 0.0028515 | 0.0017076 | 0.036568 | 0.031341 | 0.021334 | 0.012533 | 0.0017706 | 0.012366 | 79.6241 | 0 | 10.402 | 0 | 8.3262e-06 | 0 | 7.8492e-05 | 0 | 1.3852e-06 | 1.3967 | 49.0537 | 25.1782 | 3.2522 | 7.202 | 31.5028 | 71.6256 | 0.47531 | 4.0048 | 0 | 0 | 0 | 0 | 0 | 0 | 0 | 0 | 15 years (2024-2038) | 0.061548 | 0.057612 | 0.057612 | 0.033551 | 0.01098 | 0.093207 | 0.083159 | 0.084856 | 0.078772 | 0.0048333 | 0.0042288 | 0.0024907 | 0.0015019 | 0.032872 | 0.028575 | 0.018026 | 0.010654 | 0.0014852 | 0.010089 | 68.6415 | 0 | 8.7436 | 0 | 0.76741 | 0 | 0.84279 | 0 | 0.0092536 | 2.4211 | 42.9064 | 17.5073 | 1.1503 | 3.0026 | 11.0286 | 29.3029 | 0.14549 | 0.96653 | 0 | 0 | 0 | 0 | 0 | 0 | 0 | 0 | 15 years (2024-2038) | 0.085379 | 0.080746 | 0.080746 | 0.052421 | 0.1016 | 0.090644 | 0.092493 | 0.085861 | 0.0056898 | 0.0049782 | 0.0029321 | 0.0017681 | 0.038697 | 0.033639 | 0.021221 | 0.012542 | 0.0017484 | 0.011877 | 79.6241 | 0 | 10.1426 | 0 | 0.8902 | 0 | 0.97764 | 0 | 0.010734 | 3.0331 | 49.7715 | 21.9332 | 1.3343 | 3.7616 | 12.7932 | 36.7107 | 0.16877 | 1.2109 | 0 | 0 | 0 | 0 | 0 | 0 | 0 | 0 | 15 years (2024-2038) | 0.061548 | 0.057612 | 0.057612 | 0.033551 | 0.01098 | 0.093207 | 0.083159 | 0.084856 | 0.078772 | 0.0046628 | 0.0040573 | 0.0024789 | 0.0014908 | 0.032257 | 0.027865 | 0.018245 | 0.010761 | 0.0014929 | 0.010258 | 68.6415 | 0 | 8.7436 | 0 | 1.2912e-05 | 0 | 0.00012036 | 0 | 2.4541e-06 | 2.4441 | 42.9064 | 20.0242 | 1.9737 | 3.1997 | 19.0378 | 31.3789 | 0.26894 | 1.9115 | 0 | 0 | 0 | 0 | 0 | 0 | 0 | 0 | 15 years (2024-2038) | 0.085379 | 0.080746 | 0.080746 | 0.052421 | 0.1016 | 0.090644 | 0.092493 | 0.085861 | 0.0054891 | 0.0047763 | 0.0029181 | 0.0017549 | 0.037973 | 0.032803 | 0.021478 | 0.012668 | 0.0017574 | 0.012075 | 79.6241 | 0 | 10.1426 | 0 | 1.4978e-05 | 0 | 0.00013962 | 0 | 2.8468e-06 | 3.062 | 49.7715 | 25.0863 | 2.2894 | 4.0086 | 22.0839 | 39.3115 | 0.31197 | 2.3948 | 0 | 0 | 0 | 0 | 0 | 0 | 0 | 0
30 | 30 years (2024-2053) | 0.061766 | 0.054517 | 0.041169 | 0.038195 | 0.01018 | 0.049655 | 0.044317 | 0.046696 | 0.043671 | 0.0025707 | 0.0022209 | 0.0014106 | 0.00084474 | 0.01809 | 0.015504 | 0.010553 | 0.0062 | 0.0008759 | 0.0061174 | 68.6415 | 0 | 5.2219 | 0 | 4.1799e-06 | 0 | 3.9404e-05 | 0 | 6.9537e-07 | 0.64923 | 60.5038 | 11.7036 | 1.6327 | 3.3477 | 15.8149 | 33.2937 | 0.23862 | 1.8616 | 5.5137 | 0 | 0 | 0 | 0 | 0 | 0 | 0 |  | 30 years (2024-2053) | 0.084694 | 0.076161 | 0.060447 | 0.056947 | 0.054123 | 0.048305 | 0.050898 | 0.047601 | 0.0030262 | 0.0026145 | 0.0016606 | 0.00099443 | 0.021295 | 0.018251 | 0.012424 | 0.0072986 | 0.0010311 | 0.0072014 | 79.6241 | 0 | 6.0575 | 0 | 4.8487e-06 | 0 | 4.5709e-05 | 0 | 8.0663e-07 | 0.81336 | 70.1844 | 14.6622 | 1.8939 | 4.194 | 18.3453 | 41.7103 | 0.27679 | 2.3322 | 6.3959 | 0 | 0 | 0 | 0 | 0 | 0 | 0 | 30 years (2024-2053) | 0.061724 | 0.05428 | 0.05428 | 0.03844 | 0.010123 | 0.079577 | 0.071004 | 0.074907 | 0.070117 | 0.0027279 | 0.0023867 | 0.0014058 | 0.00084768 | 0.018553 | 0.016128 | 0.010174 | 0.0060131 | 0.00083823 | 0.0056943 | 68.6415 | 0 | 4.9348 | 0 | 0.43312 | 0 | 0.47567 | 0 | 0.0052227 | 1.3664 | 62.8393 | 9.881 | 0.64921 | 1.6946 | 6.2245 | 16.5384 | 0.082116 | 0.54551 | 3.2149 | 0 | 0 | 0 | 0 | 0 | 0 | 0 | 30 years (2024-2053) | 0.084579 | 0.075815 | 0.075815 | 0.057169 | 0.086739 | 0.077394 | 0.081649 | 0.076428 | 0.0032113 | 0.0028096 | 0.0016549 | 0.00099789 | 0.02184 | 0.018985 | 0.011977 | 0.0070787 | 0.00098676 | 0.0067033 | 79.6241 | 0 | 5.7244 | 0 | 0.50242 | 0 | 0.55178 | 0 | 0.0060583 | 1.7119 | 72.8936 | 12.3789 | 0.75309 | 2.1231 | 7.2204 | 20.7193 | 0.095254 | 0.68341 | 3.7293 | 0 | 0 | 0 | 0 | 0 | 0 | 0 | 30 years (2024-2053) | 0.061724 | 0.05428 | 0.05428 | 0.03844 | 0.010123 | 0.079577 | 0.071004 | 0.074907 | 0.070117 | 0.0026317 | 0.0022899 | 0.0013991 | 0.00084138 | 0.018206 | 0.015727 | 0.010298 | 0.0060735 | 0.00084257 | 0.0057894 | 68.6415 | 0 | 4.9348 | 0 | 7.2874e-06 | 0 | 6.7932e-05 | 0 | 1.3851e-06 | 1.3795 | 62.8393 | 11.3015 | 1.1139 | 1.8059 | 10.7448 | 17.7101 | 0.15179 | 1.0789 | 3.2149 | 0 | 0 | 0 | 0 | 0 | 0 | 0 | 30 years (2024-2053) | 0.084579 | 0.075815 | 0.075815 | 0.057169 | 0.086739 | 0.077394 | 0.081649 | 0.076428 | 0.003098 | 0.0026957 | 0.001647 | 0.00099048 | 0.021432 | 0.018514 | 0.012122 | 0.0071497 | 0.00099188 | 0.0068153 | 79.6241 | 0 | 5.7244 | 0 | 8.4534e-06 | 0 | 7.8801e-05 | 0 | 1.6067e-06 | 1.7282 | 72.8936 | 14.1586 | 1.2921 | 2.2624 | 12.464 | 22.1872 | 0.17607 | 1.3516 | 3.7293 | 0 | 0 | 0 | 0 | 0 | 0 | 0
| NOTES: | [91 empty] | NOTES: | [90 empty] | NOTES:
| 1 | All Avoided Costs are in 2024 Dollars. | [90 empty] | 1 | All Avoided Costs are in 2024 Dollars. | [89 empty] | 1 | All Avoided Costs are in 2024 Dollars.
| 2 | ISO New England periods: Summer is June through September, Winter is all other months. Peak hours are: Monday through Friday 7 AM - 11 PM; Off-Peak Hours are all other hours. | [90 empty] | 2 | ISO New England periods: Summer is June through September, Winter is all other months. Peak hours are: Monday through Friday 7 AM - 11 PM; Off-Peak Hours are all other hours. | [89 empty] | 2 | ISO New England periods: Summer is June through September, Winter is all other months. Peak hours are: Monday through Friday 7 AM - 11 PM; Off-Peak Hours are all other hours.
| 3 | Cross DRIPE = Electric-Gas cross DRIPE + Electric-Gas-Electric cross DRIPE | [90 empty] | 3 | Cross DRIPE = Electric-Gas cross DRIPE + Electric-Gas-Electric cross DRIPE | [89 empty] | 3 | Cross DRIPE = Electric-Gas cross DRIPE + Electric-Gas-Electric cross DRIPE
| 4 | Reliability assumes VOLL of $60.71/kWh. | [90 empty] | 4 | Reliability assumes VOLL of $60.71/kWh. | [89 empty] | 4 | Reliability assumes VOLL of $60.71/kWh.
| 5 | Retail electric energy = (wholesale electric energy + REC cost to load) * (1 + Losses of 9.0%) * (1 + Wholesale Risk Premium of 8.0%) | [90 empty] | 5 | Retail electric energy = (wholesale electric energy + REC cost to load) * (1 + Losses of 9.0%) * (1 + Wholesale Risk Premium of 8.0%) | [89 empty] | 5 | Retail electric energy = (wholesale electric energy + REC cost to load) * (1 + Losses of 9.0%) * (1 + Wholesale Risk Premium of 8.0%)
| 6 | Retail non-embedded GHG costs = wholesale non-embedded GHG costs* (1 + Losses of 9.0%). Avoided costs include those related to CO2, CH4, and N2O. Avoided costs include those point-of-combustion emissions only. | [90 empty] | 6 | Retail non-embedded GHG costs = wholesale non-embedded GHG costs* (1 + Losses of 9.0%). Avoided costs include those related to CO2, CH4, and N2O. Avoided costs include those point-of-combustion emissions only. | [89 empty] | 6 | Retail non-embedded GHG costs = wholesale non-embedded GHG costs* (1 + Losses of 9.0%). Avoided costs include those related to CO2, CH4, and N2O. Avoided costs include those point-of-combustion emissions only.
| 7 | Retail energy DRIPE = wholesale energy DRIPE * (1 + Losses of 9.0%) * (1 + Wholesale Risk Premium of 8.0%) | [90 empty] | 7 | Retail energy DRIPE = wholesale energy DRIPE * (1 + Losses of 9.0%) * (1 + Wholesale Risk Premium of 8.0%) | [89 empty] | 7 | Retail energy DRIPE = wholesale energy DRIPE * (1 + Losses of 9.0%) * (1 + Wholesale Risk Premium of 8.0%)
| 8 | Retail cross-DRIPE = wholesale cross-DRIPE * (1 + Losses of 9.0%) * (1 + Wholesale Risk Premium of 8.0%) | [90 empty] | 8 | Retail cross-DRIPE = wholesale cross-DRIPE * (1 + Losses of 9.0%) * (1 + Wholesale Risk Premium of 8.0%) | [89 empty] | 8 | Retail cross-DRIPE = wholesale cross-DRIPE * (1 + Losses of 9.0%) * (1 + Wholesale Risk Premium of 8.0%)
| 9 | Retail cleared $/kW-year avoided costs = wholesale cleared $/kW-year avoided cost * (1 + Losses of 16.0%) | [90 empty] | 9 | Retail cleared $/kW-year avoided costs = wholesale cleared $/kW-year avoided cost * (1 + Losses of 16.0%) | [89 empty] | 9 | Retail cleared $/kW-year avoided costs = wholesale cleared $/kW-year avoided cost * (1 + Losses of 16.0%)
| 10 | Retail uncleared $/kW-year avoided costs = wholesale uncleared $/kW-year avoided cost * (1 + Losses of 16.0%) * (1 + Wholesale Risk Premium of 8.0%) | [90 empty] | 10 | Retail uncleared $/kW-year avoided costs = wholesale uncleared $/kW-year avoided cost * (1 + Losses of 16.0%) * (1 + Wholesale Risk Premium of 8.0%) | [89 empty] | 10 | Retail uncleared $/kW-year avoided costs = wholesale uncleared $/kW-year avoided cost * (1 + Losses of 16.0%) * (1 + Wholesale Risk Premium of 8.0%)
| 12 | DRIPE and Reliability measure vintage is 2024. Assumed measure life is 5 years. | [90 empty] | 12 | DRIPE and Reliability measure vintage is 2025. Assumed measure life is 5 years. | [89 empty] | 12 | DRIPE and Reliability measure vintage is 2026. Assumed measure life is 5 years.
Avoided Natural Gas Costs from AESC
| AESC 2024 Appendix C Workbook, 'Some-Margin-NNE' tab | [9 empty] | AESC 2024 Appendix C Workbook, 'DRIPE_NH' tab
| Avoided cost of gas to retail customers by end-use for Northern New England (NNE) assuming some avoidable retail margin (2024 $/MMBtu) | [9 empty] | Gas supply DRIPE and gas cross DRIPE—New Hampshire (2024 $/MMBtu)
|  | 1 | 2 | 3 | 4 | 5 | 6 | 7 | 8 |  |  | 11 | 12 | 13 | 14 | 15 | 16 | 17 | 18 | 19 | 20 | 21 | 22 | 23 | 24 | 25 | 26 | 27 | 28
| Year | Residential |  |  |  | Commercial & Industrial |  |  | All Retail End Uses |  | Year | 11: Zone-on-Zone Gas Supply DRIPE (2024 $/MMBtu); 12: Zone-on-Zone G-E cross-DRIPE (2024 $/MMBtu); 20: Zone-on-ROP Gas Supply DRIPE (2024 $/MMBtu); 21: Zone-on-ROP G-E cross-DRIPE (2024 $/MMBtu)
|  | Non Heating | Hot Water | Heating | All | Non Heating | Heating | All |  |  |  | 12: Residential; 16: Commercial & Industrial; 19: All end uses; 21: Residential; 25: Commercial & Industrial; 28: All end uses
[13 empty] | Non Heating | Hot Water | Heating | All | Non Heating | Heating | All |  |  | Non Heating | Hot Water | Heating | All | Non Heating | Heating | All
[12 empty] | 1 | 2 | 3 | 4 | 5 | 6 | 7 | 8 | 9 | 10 | 11 | 12 | 13 | 14 | 15 | 16 | 17 | 18
| 2024 | 6.3696 | 6.4181 | 9.5174 | 8.5617 | 6.9415 | 9.1897 | 8.5352 | 8.5457 |  | 2024 | 0.00093081 | 0.29799 | 0.29799 | 0.67095 | 0.5562 | 0.29799 | 0.67095 | 0.56237 | 0.5599 | 0.017547 | 2.0052 | 2.0052 | 4.4173 | 3.6751 | 2.0052 | 2.0052 | 2.0052 | 2.6719
| 2025 | 6.7961 | 6.8446 | 9.9476 | 8.9907 | 7.3701 | 9.62 | 8.965 | 8.9752 |  | 2025 | 0.0014902 | 0.46996 | 0.46996 | 1.0577 | 0.87685 | 0.46996 | 1.0577 | 0.88658 | 0.88269 | 0.028092 | 3.108 | 3.108 | 6.8491 | 5.698 | 3.108 | 3.108 | 3.108 | 4.142
| 2026 | 5.6084 | 5.6546 | 8.6363 | 7.7168 | 6.1447 | 8.332 | 7.6952 | 7.7038 |  | 2026 | 0.0018664 | 0.57597 | 0.57597 | 1.2998 | 1.0771 | 0.57597 | 1.2998 | 1.089 | 1.0842 | 0.035185 | 3.9141 | 3.9141 | 8.6543 | 7.1958 | 3.9141 | 3.9141 | 3.9141 | 5.2243
| 2027 | 5.3881 | 5.4337 | 8.3777 | 7.4699 | 5.914 | 8.0796 | 7.4491 | 7.4574 |  | 2027 | 0.0018642 | 0.52783 | 0.52783 | 1.1907 | 0.98676 | 0.52783 | 1.1907 | 0.99773 | 0.99335 | 0.035142 | 3.3394 | 3.3394 | 7.3839 | 6.1394 | 3.3394 | 3.3394 | 3.3394 | 4.4572
| 2028 | 5.3202 | 5.3652 | 8.2819 | 7.3825 | 5.8382 | 7.9875 | 7.3617 | 7.37 |  | 2028 | 0.0018678 | 0.47391 | 0.47391 | 1.0684 | 0.8855 | 0.47391 | 1.0684 | 0.89535 | 0.89142 | 0.03521 | 3.0958 | 3.0958 | 6.8437 | 5.6905 | 3.0958 | 3.0958 | 3.0958 | 4.1316
| 2029 | 5.3292 | 5.3739 | 8.2666 | 7.3745 | 5.8403 | 7.9751 | 7.3535 | 7.3619 |  | 2029 | 0.0018691 | 0.33909 | 0.33909 | 0.76196 | 0.63185 | 0.33909 | 0.76196 | 0.63885 | 0.63605 | 0.035236 | 2.2107 | 2.2107 | 4.8743 | 4.0547 | 2.2107 | 2.2107 | 2.2107 | 2.9469
| 2030 | 5.3976 | 5.4419 | 8.3152 | 7.4292 | 5.9029 | 8.0256 | 7.4076 | 7.4162 |  | 2030 | 0.0018712 | 0.20829 | 0.20829 | 0.46499 | 0.38601 | 0.20829 | 0.46499 | 0.39026 | 0.38856 | 0.035275 | 1.3952 | 1.3952 | 3.0567 | 2.5455 | 1.3952 | 1.3952 | 1.3952 | 1.8544
| 2031 | 5.509 | 5.553 | 8.4094 | 7.5286 | 6.0092 | 8.1211 | 7.5062 | 7.5152 |  | 2031 | 0.0018742 | 0.14552 | 0.14552 | 0.32356 | 0.26878 | 0.14552 | 0.32356 | 0.27173 | 0.27055 | 0.035332 | 1.0641 | 1.0641 | 2.3226 | 1.9354 | 1.0641 | 1.0641 | 1.0641 | 1.4119
| 2032 | 5.6528 | 5.6965 | 8.538 | 7.6617 | 6.1484 | 8.2505 | 7.6385 | 7.6478 |  | 2032 | 0.0018773 | 0.087189 | 0.087189 | 0.19136 | 0.15931 | 0.087189 | 0.19136 | 0.16103 | 0.16034 | 0.035389 | 0.64573 | 0.64573 | 1.3921 | 1.1624 | 0.64573 | 0.64573 | 0.64573 | 0.85201
| 2033 | 5.8398 | 5.8832 | 8.7127 | 7.8402 | 6.3314 | 8.4255 | 7.8158 | 7.8255 |  | 2033 | 0.0018831 | 0.037647 | 0.037647 | 0.079373 | 0.066534 | 0.037647 | 0.079373 | 0.067225 | 0.066949 | 0.035499 | 0.28221 | 0.28221 | 0.58493 | 0.49178 | 0.28221 | 0.28221 | 0.28221 | 0.36588
| 2034 | 5.9718 | 6.015 | 8.8309 | 7.9626 | 6.4592 | 8.5444 | 7.9373 | 7.9474 |  | 2034 | 0.0018895 | 0.0025584 | 0.0025584 | 0.001082 | 0.0015363 | 0.0025584 | 0.001082 | 0.0015118 | 0.0015216 | 0.035619 | 0.019362 | 0.019362 | 0.008055 | 0.011534 | 0.019362 | 0.019362 | 0.019362 | 0.016237
| 2035 | 6.0667 | 6.1096 | 8.9093 | 8.046 | 6.5492 | 8.6242 | 8.0201 | 8.0304 |  | 2035 | 0.0018954 | 0 | 0 | 0 | 0 | 0 | 0 | 0 | 0 | 0.035732 | 0 | 0 | 0 | 0 | 0 | 0 | 0 | 0
| 2036 | 6.065 | 6.1075 | 8.8868 | 8.0297 | 6.5416 | 8.6041 | 8.0036 | 8.0141 |  | 2036 | 0.001902 | 0 | 0 | 0 | 0 | 0 | 0 | 0 | 0 | 0.035855 | 0 | 0 | 0 | 0 | 0 | 0 | 0 | 0
| 2037 | 6.0936 | 6.1358 | 8.8966 | 8.0453 | 6.5648 | 8.616 | 8.0188 | 8.0294 |  | 2037 | 0.001908 | 0 | 0 | 0 | 0 | 0 | 0 | 0 | 0 | 0.035969 | 0 | 0 | 0 | 0 | 0 | 0 | 0 | 0
| 2038 | 6.2047 | 6.2466 | 8.9941 | 8.1469 | 6.6718 | 8.7144 | 8.1197 | 8.1305 |  | 2038 | 0.0019136 | 0 | 0 | 0 | 0 | 0 | 0 | 0 | 0 | 0.036074 | 0 | 0 | 0 | 0 | 0 | 0 | 0 | 0
| 2039 | 6.1176 | 6.1591 | 8.8824 | 8.0426 | 6.5779 | 8.6062 | 8.0157 | 8.0264 |  | 2039 | 0.0019193 | 0 | 0 | 0 | 0 | 0 | 0 | 0 | 0 | 0.036183 | 0 | 0 | 0 | 0 | 0 | 0 | 0 | 0
| 2040 | 6.2487 | 6.29 | 9.0019 | 8.1657 | 6.7054 | 8.7262 | 8.1379 | 8.149 |  | 2040 | 0.0019251 | 0 | 0 | 0 | 0 | 0 | 0 | 0 | 0 | 0.036291 | 0 | 0 | 0 | 0 | 0 | 0 | 0 | 0
| 2041 | 6.3181 | 6.3591 | 9.056 | 8.2244 | 6.7703 | 8.7817 | 8.1961 | 8.2074 |  | 2041 | 0.0019308 | 0 | 0 | 0 | 0 | 0 | 0 | 0 | 0 | 0.036399 | 0 | 0 | 0 | 0 | 0 | 0 | 0 | 0
| 2042 | 6.2994 | 6.3401 | 9.0178 | 8.1921 | 6.7461 | 8.746 | 8.1638 | 8.1751 |  | 2042 | 0.0019367 | 0 | 0 | 0 | 0 | 0 | 0 | 0 | 0 | 0.036509 | 0 | 0 | 0 | 0 | 0 | 0 | 0 | 0
| 2043 | 6.2256 | 6.2659 | 8.9227 | 8.1035 | 6.6664 | 8.6539 | 8.0752 | 8.0865 |  | 2043 | 0.0019427 | 0 | 0 | 0 | 0 | 0 | 0 | 0 | 0 | 0.036622 | 0 | 0 | 0 | 0 | 0 | 0 | 0 | 0
| 2044 | 6.1788 | 6.2187 | 8.856 | 8.0428 | 6.614 | 8.5898 | 8.0146 | 8.0258 |  | 2044 | 0.0019483 | 0 | 0 | 0 | 0 | 0 | 0 | 0 | 0 | 0.036729 | 0 | 0 | 0 | 0 | 0 | 0 | 0 | 0
| 2045 | 6.1653 | 6.2049 | 8.8242 | 8.0165 | 6.5953 | 8.5604 | 7.9883 | 7.9996 |  | 2045 | 0.0019526 | 0 | 0 | 0 | 0 | 0 | 0 | 0 | 0 | 0.036809 | 0 | 0 | 0 | 0 | 0 | 0 | 0 | 0
| 2046 | 6.1511 | 6.1904 | 8.7925 | 7.9901 | 6.5762 | 8.5309 | 7.9618 | 7.9731 |  | 2046 | 0.0019581 | 0 | 0 | 0 | 0 | 0 | 0 | 0 | 0 | 0.036913 | 0 | 0 | 0 | 0 | 0 | 0 | 0 | 0
| 2047 | 6.1053 | 6.1442 | 8.7281 | 7.9314 | 6.5251 | 8.469 | 7.9031 | 7.9144 |  | 2047 | 0.0019641 | 0 | 0 | 0 | 0 | 0 | 0 | 0 | 0 | 0.037026 | 0 | 0 | 0 | 0 | 0 | 0 | 0 | 0
| 2048 | 6.0746 | 6.1132 | 8.6794 | 7.8881 | 6.4894 | 8.4227 | 7.8598 | 7.8711 |  | 2048 | 0.0019688 | 0 | 0 | 0 | 0 | 0 | 0 | 0 | 0 | 0.037115 | 0 | 0 | 0 | 0 | 0 | 0 | 0 | 0
| 2049 | 6.0016 | 6.0399 | 8.5869 | 7.8015 | 6.411 | 8.333 | 7.7734 | 7.7847 |  | 2049 | 0.0019729 | 0 | 0 | 0 | 0 | 0 | 0 | 0 | 0 | 0.037192 | 0 | 0 | 0 | 0 | 0 | 0 | 0 | 0
| 2050 | 5.9791 | 6.017 | 8.5482 | 7.7677 | 6.3839 | 8.2963 | 7.7395 | 7.7508 |  | 2050 | 0.0019784 | 0 | 0 | 0 | 0 | 0 | 0 | 0 | 0 | 0.037297 | 0 | 0 | 0 | 0 | 0 | 0 | 0 | 0
| 2051 | 5.9396 | 6.0615 | 8.5757 | 7.8004 | 6.4235 | 8.3256 | 7.7718 | 7.7832 |  | 2051 | 0.0019784 | 0 | 0 | 0 | 0 | 0 | 0 | 0 | 0 | 0.037297 | 0 | 0 | 0 | 0 | 0 | 0 | 0 | 0
| 2052 | 5.9004 | 6.1063 | 8.6034 | 7.8332 | 6.4633 | 8.355 | 7.8042 | 7.8157 |  | 2052 | 0.0019784 | 0 | 0 | 0 | 0 | 0 | 0 | 0 | 0 | 0.037297 | 0 | 0 | 0 | 0 | 0 | 0 | 0 | 0
| 2053 | 5.8614 | 6.1514 | 8.6311 | 7.8661 | 6.5034 | 8.3845 | 7.8367 | 7.8484 |  | 2053 | 0.0019784 | 0 | 0 | 0 | 0 | 0 | 0 | 0 | 0 | 0.037297 | 0 | 0 | 0 | 0 | 0 | 0 | 0 | 0
| 2054 | 5.8226 | 6.1968 | 8.6589 | 7.8992 | 6.5437 | 8.414 | 7.8693 | 7.8812 |  | 2054 | 0.0019784 | 0 | 0 | 0 | 0 | 0 | 0 | 0 | 0 | 0.037297 | 0 | 0 | 0 | 0 | 0 | 0 | 0 | 0
| 2055 | 5.7842 | 6.2426 | 8.6869 | 7.9324 | 6.5843 | 8.4437 | 7.9021 | 7.9142 |  | 2055 | 0.0019784 | 0 | 0 | 0 | 0 | 0 | 0 | 0 | 0 | 0.037297 | 0 | 0 | 0 | 0 | 0 | 0 | 0 | 0
| 2056 | 5.746 | 6.2887 | 8.7149 | 7.9658 | 6.6251 | 8.4735 | 7.935 | 7.9473 |  | 2056 | 0.0019784 | 0 | 0 | 0 | 0 | 0 | 0 | 0 | 0 | 0.037297 | 0 | 0 | 0 | 0 | 0 | 0 | 0 | 0
| 2057 | 5.708 | 6.3351 | 8.743 | 7.9993 | 6.6662 | 8.5034 | 7.9681 | 7.9805 |  | 2057 | 0.0019784 | 0 | 0 | 0 | 0 | 0 | 0 | 0 | 0 | 0.037297 | 0 | 0 | 0 | 0 | 0 | 0 | 0 | 0
| 2058 | 5.6703 | 6.3819 | 8.7711 | 8.0329 | 6.7075 | 8.5334 | 8.0013 | 8.0139 |  | 2058 | 0.0019784 | 0 | 0 | 0 | 0 | 0 | 0 | 0 | 0 | 0.037297 | 0 | 0 | 0 | 0 | 0 | 0 | 0 | 0
| 2059 | 5.6328 | 6.4291 | 8.7994 | 8.0667 | 6.7491 | 8.5635 | 8.0346 | 8.0474 |  | 2059 | 0.0019784 | 0 | 0 | 0 | 0 | 0 | 0 | 0 | 0 | 0.037297 | 0 | 0 | 0 | 0 | 0 | 0 | 0 | 0
| 2060 | 5.5956 | 6.4766 | 8.8278 | 8.1006 | 6.791 | 8.5938 | 8.0681 | 8.0811 |  | 2060 | 0.0019784 | 0 | 0 | 0 | 0 | 0 | 0 | 0 | 0 | 0.037297 | 0 | 0 | 0 | 0 | 0 | 0 | 0 | 0
| Levelized (2024-2033) | 5.7329 | 5.7783 | 8.7166 | 7.8105 | 6.2572 | 8.4163 | 7.7877 | 7.7968 |  | Levelized (2024-2033) | 0.0017294 | 0.32338 | 0.32338 | 0.72685 | 0.60271 | 0.32338 | 0.72685 | 0.60939 | 0.60672 | 0.032603 | 2.1518 | 2.1518 | 4.7395 | 3.9433 | 2.1518 | 2.1518 | 2.1518 | 2.867
| Levelized (2024-2038) | 5.8383 | 5.8829 | 8.7733 | 7.882 | 6.3482 | 8.4783 | 7.8581 | 7.8677 |  | Levelized (2024-2038) | 0.0017819 | 0.22491 | 0.22491 | 0.50523 | 0.41898 | 0.22491 | 0.50523 | 0.42362 | 0.42177 | 0.033592 | 1.4967 | 1.4967 | 3.2945 | 2.7413 | 1.4967 | 1.4967 | 1.4967 | 1.9936
| Levelized (2024-2053) | 5.9582 | 6.0137 | 8.7813 | 7.9279 | 6.4451 | 8.5005 | 7.9021 | 7.9124 |  | Levelized (2024-2053) | 0.0018577 | 0.12694 | 0.12694 | 0.28515 | 0.23647 | 0.12694 | 0.28515 | 0.23909 | 0.23804 | 0.035021 | 0.84475 | 0.84475 | 1.8594 | 1.5472 | 0.84475 | 0.84475 | 0.84475 | 1.1252
| Real (constant $) riskless annual rate of return: |  |  |  |  | 1.742% |  |  |  |  | All values are shown for Counterfactual #1 only. Data for additional counterfactuals can be found in the AESC 2024 User Interface workbook.
| Values from 2024-2050 are modeled; values from 2051–2060 are extrapolated. | [9 empty] | Real (constant $) riskless annual rate of return: | 4: 1.742%
Values from 2024-2050 are modeled; values from 2051–2060 are extrapolated.
| trend point a | 6.1803 | 6.2198 | 8.8393 | 8.0316 | 6.6103 | 8.5754 | 8.0033 | 8.0146 |  | The same baseline values are used for Residential and C&I. Class level averages (columns 5 and 8) are calculated using class-level consumption weights by use case
| trend point b | 6.14 | 6.1792 | 8.7809 | 7.9786 | 6.5649 | 8.5194 | 7.9504 | 7.9616 |  | Note: For residential, values for non heating and hot water are identical, but are reported seperately to facilitate formulas in the BC model. For commercial, hot water is incldued in "non heating", but are not reported separately. This is a quirk of the way the BC model is set up.
| trend point c | 6.0997 | 6.1386 | 8.7224 | 7.9257 | 6.5195 | 8.4634 | 7.8974 | 7.9087
| trend point d | 6.0594 | 6.098 | 8.664 | 7.8728 | 6.4741 | 8.4074 | 7.8445 | 7.8558
| trend point e | 6.0191 | 6.0573 | 8.6056 | 7.8198 | 6.4287 | 8.3514 | 7.7916 | 7.8029 |  | trend point a | 0.0019531 | 0 | 0 | 0 | 0 | 0 | 0 | 0 | 0 | 0.036818 | 0 | 0 | 0 | 0 | 0 | 0 | 0 | 0
| trend point f | 5.9788 | 6.0167 | 8.5471 | 7.7669 | 6.3833 | 8.2954 | 7.7387 | 7.7499 |  | trend point b | 0.0019581 | 0 | 0 | 0 | 0 | 0 | 0 | 0 | 0 | 0.036914 | 0 | 0 | 0 | 0 | 0 | 0 | 0 | 0
| CAGR | -0.6607% | 0.7386% | 0.3224% | 0.4205% | 0.6201% | 0.3528% | 0.4166% | 0.4182% |  | trend point c | 0.0019632 | 0 | 0 | 0 | 0 | 0 | 0 | 0 | 0 | 0.03701 | 0 | 0 | 0 | 0 | 0 | 0 | 0 | 0
[11 empty] | trend point d | 0.0019683 | 0 | 0 | 0 | 0 | 0 | 0 | 0 | 0 | 0.037107 | 0 | 0 | 0 | 0 | 0 | 0 | 0 | 0
| Weighting factors | 4.396% | 26.37% | 69.23% | 39.92% | 29.11% | 70.89% | 60.08% |  |  | trend point e | 0.0019734 | 0 | 0 | 0 | 0 | 0 | 0 | 0 | 0 | 0.037203 | 0 | 0 | 0 | 0 | 0 | 0 | 0 | 0
| Note: For residential, values for non heating and hot water are identical, but are reported seperately to facilitate formulas in the BC model. For commercial, hot water is incldued in "non heating", but are not reported separately. This is a quirk of the way the BC model is set up. | [9 empty] | trend point f | 0.0019785 | 0 | 0 | 0 | 0 | 0 | 0 | 0 | 0 | 0.037299 | 0 | 0 | 0 | 0 | 0 | 0 | 0 | 0
| Source: EIA RECS survey (2020) CE4.2 and EIA CBECS survey (2018) E7. See "Gas Supply and Gas Cross DRIPE Calculations.xlsb" for more information | [9 empty] | CAGR | 0.2596% | 0% | 0% | 0% | 0% | 0% | 0% | 0% | 0% | 0.2596% | 0% | 0% | 0% | 0% | 0% | 0% | 0% | 0%
Avoided Other Fuel Costs from AESC
| AESC 2024 Appendix D Workbook, 'AvoidedPetCosts' tab | [10 empty] | 9: AESC 2024 Appendix D Workbook, 'DFO_home_DRIPE' tab | [5 empty] | AESC 2024 User Interface, 'NonEmbedded_Calcs' tab, row 105 GHG costs
| Avoided costs of petroleum fuels and other fuels by sector (2024 $/MMBtu) | [10 empty] | 9: Home Heating Oil DRIPE by state (2024 $/MMBtu) | [5 empty] | Embedded Cost of RGGI (2024 $/short ton)
|  | 1 | 2 | 3 | 4 | 5 | 6 | 7 | 8 | 9 | 10 | 11 | 12 | 13 | 14 | 15 | 16 | 17 |  | 19 | 20 | 21 | 22 | 23 | 24 | 25 | 26 | 27 | 28 | 29 | 30 | 31 | 32 |  | 34 | 35
| Year | 1: Fuel oils; 8: Other Fuels; 16: Transportation
|  | 1: Residential; 2: Commercial; 5: Industrial; 8: Residential; 15: Industrial |  | Year | Zone-on-Zone DRIPE | [6 empty] | Zone on Rest-of-Region DRIPE | [6 empty] | Year
|  | Distillate Fuel Oil | Distillate Fuel Oil | Residual Fuel Oil | Weighted | Distillate Fuel Oil | Residual Fuel Oil | Weighted | Cord Wood | Wood Pellets | Kerosene | Propane | B5 Biofuel | B20 Biofuel | B50 Biofuel | Kerosene | Motor Gasoline | Motor Diesel |  |  | All | CT | MA | ME | NH | RI | VT | CT | MA | ME | NH | RI | VT
| 2024 | 26.5089 | 27.493 | 20.7533 | 27.4058 | 25.2515 | 13.648 | 24.8125 | 25.4427 | 26.6197 | 33.3231 | 50.334 | 25.4213 | 22.1584 | 22.6805 | 27.9346 | 28.053 | 29.097 |  | 2024 | 0.16059 | 0.036593 | 0.066239 | 0.020766 | 0.018347 | 0.0094498 | 0.0091955 | 0.124 | 0.094351 | 0.13982 | 0.14224 | 0.15114 | 0.15139 |  | 2024 | 10.7284
| 2025 | 31.5772 | 32.73 | 24.7064 | 32.6262 | 31.5375 | 10.032 | 30.7238 | 30.3072 | 31.7093 | 39.6943 | 59.9575 | 27.0169 | 26.395 | 31.5772 | 34.8884 | 27.2127 | 30.8617 |  | 2025 | 0.14677 | 0.033444 | 0.060538 | 0.018979 | 0.016768 | 0.0086365 | 0.0084042 | 0.11333 | 0.086232 | 0.12779 | 0.13 | 0.13813 | 0.13837 |  | 2025 | 7.6869
| 2026 | 31.1051 | 30.922 | 23.3417 | 30.8239 | 29.8103 | 11.5886 | 29.1209 | 29.8541 | 31.2352 | 39.1009 | 59.0611 | 31.1051 | 26.0004 | 31.1051 | 32.9777 | 26.849 | 29.8142 |  | 2026 | 0.14336 | 0.032667 | 0.059131 | 0.018538 | 0.016378 | 0.0084357 | 0.0082088 | 0.11069 | 0.084227 | 0.12482 | 0.12698 | 0.13492 | 0.13515 |  | 2026 | 8.0436
| 2027 | 30.648 | 29.1368 | 21.9941 | 29.0444 | 28.1038 | 13.1593 | 27.5383 | 29.4154 | 30.7761 | 38.5262 | 58.1931 | 30.648 | 25.6182 | 30.648 | 31.0898 | 26.665 | 28.7607 |  | 2027 | 0.14089 | 0.032104 | 0.058113 | 0.018219 | 0.016096 | 0.0082905 | 0.0080675 | 0.10878 | 0.082777 | 0.12267 | 0.12479 | 0.1326 | 0.13282 |  | 2027 | 8.4183
| 2028 | 30.381 | 27.5057 | 20.7628 | 27.4184 | 26.5622 | 14.6985 | 26.1134 | 29.1591 | 30.508 | 38.1905 | 57.6861 | 30.381 | 25.395 | 30.381 | 29.3845 | 26.694 | 27.9041 |  | 2028 | 0.13876 | 0.031619 | 0.057234 | 0.017943 | 0.015853 | 0.0081652 | 0.0079455 | 0.10714 | 0.081526 | 0.12082 | 0.12291 | 0.13059 | 0.13081 |  | 2028 | 8.8092
| 2029 | 30.4813 | 27.5989 | 20.8332 | 27.5113 | 26.6579 | 14.7965 | 26.2091 | 29.2554 | 30.6088 | 38.3166 | 57.8766 | 30.4813 | 25.4789 | 30.4813 | 29.4903 | 26.7498 | 27.993 |  | 2029 | 0.13646 | 0.031094 | 0.056284 | 0.017645 | 0.015589 | 0.0080296 | 0.0078136 | 0.10536 | 0.080172 | 0.11881 | 0.12087 | 0.12843 | 0.12864 |  | 2029 | 9.2146
| 2030 | 30.4977 | 27.6129 | 20.8438 | 27.5253 | 26.6725 | 14.8915 | 26.2268 | 29.2711 | 30.6252 | 38.3373 | 57.9077 | 30.4977 | 25.4926 | 30.4977 | 29.5065 | 26.8444 | 28.0196 |  | 2030 | 0.13378 | 0.030485 | 0.055181 | 0.0173 | 0.015284 | 0.0078723 | 0.0076605 | 0.1033 | 0.078601 | 0.11648 | 0.1185 | 0.12591 | 0.12612 |  | 2030 | 9.6416
| 2031 | 30.6914 | 27.8062 | 20.9897 | 27.718 | 26.8663 | 15.0119 | 26.4178 | 29.4571 | 30.8198 | 38.5808 | 58.2756 | 30.6914 | 25.6545 | 30.6914 | 29.7209 | 26.8259 | 28.1953 |  | 2031 | 0.13122 | 0.029902 | 0.054126 | 0.016969 | 0.014991 | 0.0077217 | 0.007514 | 0.10132 | 0.077097 | 0.11425 | 0.11623 | 0.1235 | 0.12371 |  | 2031 | 10.0893
| 2032 | 30.7909 | 27.8983 | 21.0592 | 27.8098 | 26.9608 | 15.1215 | 26.5129 | 29.5526 | 30.9197 | 38.7059 | 58.4645 | 30.7909 | 25.7377 | 30.7909 | 29.8254 | 26.9971 | 28.3054 |  | 2032 | 0.12913 | 0.029424 | 0.053261 | 0.016698 | 0.014752 | 0.0075983 | 0.0073939 | 0.099702 | 0.075865 | 0.11243 | 0.11437 | 0.12153 | 0.12173 |  | 2032 | 10.5578
| 2033 | 30.929 | 28.0169 | 21.1487 | 27.928 | 27.0861 | 15.2215 | 26.6372 | 29.685 | 31.0583 | 38.8794 | 58.7266 | 30.929 | 25.8531 | 30.929 | 29.964 | 27.0711 | 28.4312 |  | 2033 | 0.12697 | 0.028933 | 0.052372 | 0.016419 | 0.014506 | 0.0074715 | 0.0072705 | 0.098038 | 0.074599 | 0.11055 | 0.11247 | 0.1195 | 0.1197 |  | 2033 | 11.048
| 2034 | 30.9751 | 28.0814 | 21.1974 | 27.9923 | 27.1443 | 15.3314 | 26.6973 | 29.7293 | 31.1046 | 38.9373 | 58.8141 | 30.9751 | 25.8916 | 30.9751 | 30.0284 | 27.2075 | 28.4761 |  | 2034 | 0.12508 | 0.028501 | 0.051591 | 0.016174 | 0.014289 | 0.00736 | 0.007162 | 0.096576 | 0.073486 | 0.1089 | 0.11079 | 0.11772 | 0.11791 |  | 2034 | 11.561
| 2035 | 31.1813 | 28.2486 | 21.3236 | 28.1589 | 27.3247 | 15.4524 | 26.8755 | 29.9273 | 31.3117 | 39.1966 | 59.2058 | 31.1813 | 26.0641 | 31.1813 | 30.228 | 27.2671 | 28.6945 |  | 2035 | 0.12304 | 0.028036 | 0.050748 | 0.01591 | 0.014056 | 0.0072399 | 0.0070451 | 0.095 | 0.072287 | 0.10713 | 0.10898 | 0.1158 | 0.11599 |  | 2035 | 12.0978
| 2036 | 31.1945 | 28.2865 | 21.3522 | 28.1968 | 27.3543 | 15.5483 | 26.9076 | 29.9399 | 31.3249 | 39.2131 | 59.2307 | 31.1945 | 26.075 | 31.1945 | 30.2607 | 27.6215 | 28.7011 |  | 2036 | 0.12154 | 0.027694 | 0.05013 | 0.015716 | 0.013885 | 0.0071517 | 0.0069593 | 0.093843 | 0.071407 | 0.10582 | 0.10765 | 0.11439 | 0.11458 |  | 2036 | 12.6596
| 2037 | 31.3351 | 28.4159 | 21.4499 | 28.3257 | 27.4875 | 15.654 | 27.0398 | 30.0749 | 31.4662 | 39.39 | 59.4979 | 31.3351 | 26.1926 | 31.3351 | 30.4081 | 27.6791 | 28.8452 |  | 2037 | 0.11994 | 0.027331 | 0.049472 | 0.01551 | 0.013702 | 0.0070577 | 0.0068679 | 0.092609 | 0.070468 | 0.10443 | 0.10624 | 0.11288 | 0.11307 |  | 2037 | 13.2474
| 2038 | 31.4366 | 28.5139 | 21.5239 | 28.4235 | 27.5866 | 15.7663 | 27.1394 | 30.1722 | 31.568 | 39.5175 | 59.6905 | 31.4366 | 26.2774 | 31.4366 | 30.5178 | 27.7744 | 28.9547 |  | 2038 | 0.11834 | 0.026967 | 0.048813 | 0.015303 | 0.01352 | 0.0069638 | 0.0067765 | 0.091377 | 0.069531 | 0.10304 | 0.10482 | 0.11138 | 0.11157 |  | 2038 | 13.8625
| 2039 | 31.4862 | 28.5659 | 21.5631 | 28.4753 | 27.6378 | 15.8356 | 27.1912 | 30.2198 | 31.6178 | 39.5798 | 59.7846 | 31.4862 | 26.3189 | 31.4862 | 30.5744 | 27.9091 | 28.998 |  | 2039 | 0.11685 | 0.026626 | 0.048196 | 0.01511 | 0.013349 | 0.0068758 | 0.0066909 | 0.090222 | 0.068652 | 0.10174 | 0.1035 | 0.10997 | 0.11016 |  | 2039 | 14.5062
| 2040 | 31.5396 | 28.6248 | 21.6076 | 28.534 | 27.6948 | 15.9254 | 27.2495 | 30.2711 | 31.6715 | 39.647 | 59.8861 | 31.5396 | 26.3635 | 31.5396 | 30.6375 | 27.9656 | 29.0454 |  | 2040 | 0.11561 | 0.026344 | 0.047685 | 0.01495 | 0.013208 | 0.0068029 | 0.0066199 | 0.089266 | 0.067924 | 0.10066 | 0.1024 | 0.10881 | 0.10899 |  | 2040 | 15.1798
| 2041 | 31.7103 | 28.7986 | 21.7388 | 28.7072 | 27.8676 | 16.0588 | 27.4208 | 30.435 | 31.843 | 39.8616 | 60.2103 | 31.7103 | 26.5062 | 31.7103 | 30.8286 | 27.9839 | 29.2258 |  | 2041 | 0.1145 | 0.026091 | 0.047229 | 0.014806 | 0.013081 | 0.0067378 | 0.0065565 | 0.088411 | 0.067273 | 0.099696 | 0.10142 | 0.10776 | 0.10795 |  | 2041 | 15.8847
| 2042 | 31.7068 | 28.8028 | 21.742 | 28.7114 | 27.8693 | 16.076 | 27.4231 | 30.4316 | 31.8394 | 39.8572 | 60.2036 | 31.7068 | 26.5033 | 31.7068 | 30.8305 | 28.0721 | 29.2355 |  | 2042 | 0.11338 | 0.025835 | 0.046765 | 0.014661 | 0.012953 | 0.0066715 | 0.0064921 | 0.087542 | 0.066612 | 0.098716 | 0.10042 | 0.10671 | 0.10688 |  | 2042 | 16.6222
| 2043 | 31.833 | 28.9306 | 21.8385 | 28.8389 | 27.9966 | 16.1495 | 27.5484 | 30.5528 | 31.9662 | 40.0159 | 60.4432 | 31.833 | 26.6088 | 31.833 | 30.9713 | 27.9709 | 29.359 |  | 2043 | 0.11213 | 0.025551 | 0.046251 | 0.0145 | 0.01281 | 0.0065982 | 0.0064207 | 0.08658 | 0.06588 | 0.097631 | 0.099321 | 0.10553 | 0.10571 |  | 2043 | 17.3941
| 2044 | 31.7388 | 28.8394 | 21.7696 | 28.7479 | 27.9043 | 16.1998 | 27.4615 | 30.4623 | 31.8716 | 39.8975 | 60.2644 | 31.7388 | 26.5301 | 31.7388 | 30.8692 | 28.161 | 29.2537 |  | 2044 | 0.11118 | 0.025335 | 0.045859 | 0.014377 | 0.012702 | 0.0065423 | 0.0063663 | 0.085846 | 0.065322 | 0.096804 | 0.098479 | 0.10464 | 0.10481 |  | 2044 | 18.2017
| 2045 | 31.7813 | 28.9089 | 21.822 | 28.8171 | 27.9648 | 16.2614 | 27.522 | 30.5031 | 31.9142 | 39.9509 | 60.3451 | 31.7813 | 26.5656 | 31.7813 | 30.9361 | 28.1615 | 29.2891 |  | 2045 | 0.1102 | 0.025112 | 0.045455 | 0.01425 | 0.01259 | 0.0064847 | 0.0063103 | 0.085091 | 0.064747 | 0.095952 | 0.097612 | 0.10372 | 0.10389 |  | 2045 | 19.0469
| 2046 | 32.003 | 29.137 | 21.9942 | 29.0445 | 28.1906 | 16.429 | 27.7456 | 30.7159 | 32.1368 | 40.2295 | 60.7659 | 32.003 | 26.7509 | 32.003 | 31.186 | 28.5732 | 29.5134 |  | 2046 | 0.11 | 0.025065 | 0.045372 | 0.014224 | 0.012567 | 0.0064728 | 0.0062987 | 0.084934 | 0.064628 | 0.095775 | 0.097433 | 0.10353 | 0.1037 |  | 2046 | 19.9313
| 2047 | 32.0413 | 29.1673 | 22.0171 | 29.0747 | 28.2235 | 16.43 | 27.7773 | 30.7526 | 32.1753 | 40.2777 | 60.8387 | 32.0413 | 26.7829 | 32.0413 | 31.2223 | 28.5939 | 29.5492 |  | 2047 | 0.10952 | 0.024957 | 0.045176 | 0.014163 | 0.012513 | 0.0064449 | 0.0062715 | 0.084567 | 0.064349 | 0.095362 | 0.097012 | 0.10308 | 0.10325 |  | 2047 | 20.8568
| 2048 | 32.0821 | 29.2096 | 22.049 | 29.1169 | 28.2654 | 16.5583 | 27.8225 | 30.7918 | 32.2163 | 40.329 | 60.9162 | 32.0821 | 26.817 | 32.0821 | 31.2687 | 28.8576 | 29.5981 |  | 2048 | 0.10924 | 0.024893 | 0.045059 | 0.014126 | 0.01248 | 0.0064282 | 0.0062553 | 0.084349 | 0.064183 | 0.095116 | 0.096762 | 0.10281 | 0.10299 |  | 2048 | 21.8253
| 2049 | 32.1587 | 29.2898 | 22.1096 | 29.1968 | 28.3445 | 16.6547 | 27.9022 | 30.8653 | 32.2932 | 40.4253 | 61.0616 | 32.1587 | 26.881 | 32.1587 | 31.3561 | 28.9219 | 29.6652 |  | 2049 | 0.10904 | 0.024847 | 0.044976 | 0.0141 | 0.012457 | 0.0064164 | 0.0062438 | 0.084194 | 0.064065 | 0.09494 | 0.096583 | 0.10262 | 0.1028 |  | 2049 | 22.8387
| 2050 | 32.1665 | 29.2989 | 22.1165 | 29.206 | 28.353 | 16.728 | 27.9131 | 30.8728 | 32.301 | 40.435 | 61.0764 | 32.1665 | 26.8875 | 32.1665 | 31.3655 | 29.1848 | 29.6764 |  | 2050 | 0.1087 | 0.024769 | 0.044836 | 0.014056 | 0.012418 | 0.0063964 | 0.0062243 | 0.083931 | 0.063865 | 0.094644 | 0.096282 | 0.1023 | 0.10248 |  | 2050 | 23.8992
| 2051 | 32.2364 | 29.3694 | 22.1696 | 29.2762 | 28.4232 | 16.8191 | 27.9842 | 30.9399 | 32.3712 | 40.5229 | 61.2091 | 32.2822 | 26.9843 | 32.2822 | 31.4433 | 29.372 | 29.7465 |  | 2051 | 0.1084 | 0.024701 | 0.044711 | 0.014017 | 0.012384 | 0.0063786 | 0.006207 | 0.083698 | 0.063687 | 0.094381 | 0.096015 | 0.10202 | 0.10219 |  | 2051 | 23.8992
| 2052 | 32.3064 | 29.44 | 22.2229 | 29.3465 | 28.4936 | 16.9107 | 28.0554 | 31.0071 | 32.4415 | 40.611 | 61.3421 | 32.3518 | 27.0424 | 32.3518 | 31.5212 | 29.5604 | 29.8168 |  | 2052 | 0.1081 | 0.024632 | 0.044587 | 0.013978 | 0.012349 | 0.0063609 | 0.0061897 | 0.083465 | 0.06351 | 0.094119 | 0.095748 | 0.10174 | 0.10191 |  | 2052 | 23.8992
| 2053 | 32.3766 | 29.5107 | 22.2763 | 29.4171 | 28.5642 | 17.0028 | 28.1267 | 31.0745 | 32.512 | 40.6992 | 61.4754 | 32.4213 | 27.1005 | 32.4213 | 31.5992 | 29.75 | 29.8873 |  | 2053 | 0.1078 | 0.024563 | 0.044463 | 0.013939 | 0.012315 | 0.0063432 | 0.0061725 | 0.083233 | 0.063334 | 0.093857 | 0.095481 | 0.10145 | 0.10162 |  | 2053 | 23.8992
| 2054 | 32.447 | 29.5816 | 22.3299 | 29.4878 | 28.635 | 17.0954 | 28.1983 | 31.142 | 32.5827 | 40.7876 | 61.609 | 32.4917 | 27.1594 | 32.4917 | 31.6775 | 29.9409 | 29.9579 |  | 2054 | 0.1075 | 0.024495 | 0.044339 | 0.013901 | 0.012281 | 0.0063255 | 0.0061554 | 0.083002 | 0.063158 | 0.093596 | 0.095216 | 0.10117 | 0.10134 |  | 2054 | 23.8992
| 2055 | 32.5175 | 29.6528 | 22.3836 | 29.5587 | 28.7059 | 17.1885 | 28.27 | 31.2097 | 32.6535 | 40.8763 | 61.7428 | 32.5623 | 27.2184 | 32.5623 | 31.756 | 30.1329 | 30.0287 |  | 2055 | 0.1072 | 0.024427 | 0.044216 | 0.013862 | 0.012247 | 0.006308 | 0.0061383 | 0.082771 | 0.062982 | 0.093336 | 0.094951 | 0.10089 | 0.10106 |  | 2055 | 23.8992
| 2056 | 32.5881 | 29.724 | 22.4374 | 29.6297 | 28.7771 | 17.2821 | 28.3419 | 31.2775 | 32.7244 | 40.9651 | 61.877 | 32.6331 | 27.2775 | 32.6331 | 31.8347 | 30.3262 | 30.0997 |  | 2056 | 0.1069 | 0.024359 | 0.044093 | 0.013823 | 0.012213 | 0.0062904 | 0.0061212 | 0.082541 | 0.062807 | 0.093076 | 0.094687 | 0.10061 | 0.10078 |  | 2056 | 23.8992
| 2057 | 32.659 | 29.7955 | 22.4913 | 29.7009 | 28.8484 | 17.3763 | 28.4141 | 31.3455 | 32.7955 | 41.0541 | 62.0115 | 32.704 | 27.3368 | 32.704 | 31.9136 | 30.5208 | 30.1708 |  | 2057 | 0.1066 | 0.024291 | 0.04397 | 0.013785 | 0.012179 | 0.0062729 | 0.0061042 | 0.082311 | 0.062632 | 0.092818 | 0.094424 | 0.10033 | 0.1005 |  | 2057 | 23.8992
| 2058 | 32.7299 | 29.8671 | 22.5454 | 29.7723 | 28.9198 | 17.4709 | 28.4863 | 31.4136 | 32.8668 | 41.1433 | 62.1462 | 32.7751 | 27.3962 | 32.7751 | 31.9926 | 30.7166 | 30.2421 |  | 2058 | 0.10631 | 0.024224 | 0.043848 | 0.013747 | 0.012145 | 0.0062555 | 0.0060872 | 0.082082 | 0.062458 | 0.09256 | 0.094161 | 0.10005 | 0.10022 |  | 2058 | 23.8992
| 2059 | 32.801 | 29.9389 | 22.5995 | 29.8439 | 28.9915 | 17.566 | 28.5588 | 31.4818 | 32.9382 | 41.2327 | 62.2812 | 32.8463 | 27.4557 | 32.8463 | 32.0719 | 30.9136 | 30.3135 |  | 2059 | 0.10601 | 0.024156 | 0.043726 | 0.013708 | 0.012111 | 0.0062381 | 0.0060703 | 0.081854 | 0.062284 | 0.092302 | 0.093899 | 0.099772 | 0.09994 |  | 2059 | 23.8992
| 2060 | 32.8723 | 30.0108 | 22.6539 | 29.9156 | 29.0633 | 17.6617 | 28.6315 | 31.5502 | 33.0098 | 41.3223 | 62.4166 | 32.9176 | 27.5154 | 32.9176 | 32.1513 | 31.1119 | 30.3852 |  | 2060 | 0.10572 | 0.024089 | 0.043605 | 0.01367 | 0.012077 | 0.0062207 | 0.0060534 | 0.081627 | 0.062111 | 0.092046 | 0.093638 | 0.099495 | 0.099662 |  | 2060 | 23.8992
| Levelized Costs | [18 empty] | Levelized (2024–2038) | 0.13387 | 0.030505 | 0.055217 | 0.017311 | 0.015294 | 0.0078774 | 0.0076655 | 0.10337 | 0.078653 | 0.11656 | 0.11858 | 0.12599 | 0.1262
| 2024-2033 | 30.333 | 28.7146 | 21.6754 | 28.6235 | 27.5805 | 13.7545 | 27.0574 | 29.113 | 30.4598 | 38.1302 | 57.595 | 29.7317 | 25.3549 | 29.9197 | 30.511 | 27.0051 | 28.768
| 2024-2038 | 30.6038 | 28.5899 | 21.5813 | 28.4992 | 27.5181 | 14.3011 | 27.018 | 29.3729 | 30.7317 | 38.4706 | 58.1091 | 30.1859 | 25.5813 | 30.3165 | 30.4419 | 27.1574 | 28.7566 |  | Assumes a real discount rate of: | Zone-on-Zone DRIPE MA: 1.742%
| 2024-2053 | 31.1792 | 28.7853 | 21.7287 | 28.6939 | 27.7711 | 15.2051 | 27.2956 | 29.9252 | 31.3095 | 39.1939 | 59.2017 | 30.9469 | 26.0652 | 31.0206 | 30.7218 | 27.7678 | 29.0532
[20 empty] | trend point a | 0.11021 | 0.025114 | 0.04546 | 0.014252 | 0.012591 | 0.0064854 | 0.0063109 | 0.085099 | 0.064754 | 0.095962 | 0.097622 | 0.10373 | 0.1039
| Assumes a real discount rate of: |  |  | 1.742% | [15 empty] | trend point b | 0.10991 | 0.025045 | 0.045334 | 0.014212 | 0.012556 | 0.0064675 | 0.0062935 | 0.084864 | 0.064575 | 0.095696 | 0.097352 | 0.10344 | 0.10362
[20 empty] | trend point c | 0.1096 | 0.024975 | 0.045208 | 0.014173 | 0.012522 | 0.0064495 | 0.006276 | 0.084629 | 0.064396 | 0.095431 | 0.097082 | 0.10315 | 0.10333
| trend point a | 31.865 | 28.9935 | 21.8859 | 28.9015 | 28.049 | 16.2861 | 27.604 | 30.5834 | 31.9982 | 40.056 | 60.5039 | 31.865 | 26.6355 | 31.865 | 31.0293 | 28.2565 | 29.3742 |  | trend point d | 0.1093 | 0.024906 | 0.045083 | 0.014134 | 0.012487 | 0.0064316 | 0.0062586 | 0.084393 | 0.064216 | 0.095165 | 0.096812 | 0.10287 | 0.10304
| trend point b | 31.9345 | 29.0635 | 21.9388 | 28.9713 | 28.1189 | 16.3757 | 27.6746 | 30.6501 | 32.0681 | 40.1434 | 60.6359 | 31.9345 | 26.6936 | 31.9345 | 31.1066 | 28.4401 | 29.4439 |  | trend point e | 0.10899 | 0.024836 | 0.044957 | 0.014094 | 0.012452 | 0.0064137 | 0.0062411 | 0.084158 | 0.064037 | 0.0949 | 0.096542 | 0.10258 | 0.10275
| trend point c | 32.0041 | 29.1335 | 21.9916 | 29.0411 | 28.1887 | 16.4654 | 27.7451 | 30.7169 | 32.1379 | 40.2308 | 60.768 | 32.0041 | 26.7517 | 32.0041 | 31.1838 | 28.6237 | 29.5137 |  | trend point f | 0.10869 | 0.024767 | 0.044831 | 0.014055 | 0.012417 | 0.0063957 | 0.0062237 | 0.083923 | 0.063858 | 0.094635 | 0.096272 | 0.10229 | 0.10247
| trend point d | 32.0736 | 29.2036 | 22.0445 | 29.1109 | 28.2585 | 16.5551 | 27.8157 | 30.7836 | 32.2077 | 40.3183 | 60.9 | 32.0736 | 26.8099 | 32.0736 | 31.2611 | 28.8073 | 29.5834 |  | CAGR | -0.2781% | -0.2781% | -0.2781% | -0.2781% | -0.2781% | -0.2781% | -0.2781% | -0.2781% | -0.2781% | -0.2781% | -0.2781% | -0.2781% | -0.2781%
| trend point e | 32.1431 | 29.2736 | 22.0974 | 29.1807 | 28.3284 | 16.6448 | 27.8863 | 30.8504 | 32.2775 | 40.4057 | 61.032 | 32.1431 | 26.868 | 32.1431 | 31.3383 | 28.9909 | 29.6532
| trend point f | 32.2127 | 29.3436 | 22.1502 | 29.2505 | 28.3982 | 16.7344 | 27.9569 | 30.9171 | 32.3474 | 40.4931 | 61.1641 | 32.2127 | 26.9261 | 32.2127 | 31.4156 | 29.1745 | 29.7229
| CAGR | 0.2173% | 0.2404% | 0.2404% | 0.2404% | 0.2477% | 0.5446% | 0.2544% | 0.2173% | 0.2173% | 0.2173% | 0.2173% | 0.2173% | 0.2173% | 0.2173% | 0.2477% | 0.6415% | 0.2363%
Non-Embedded GHG Cost of Compliance for Non-Electric Measures | bar: Zone-on-Zone DRIPE All
AESC 2024 User Interface, 'AppdxG' tab
|  | 1 | 2 | 3 | 4 | 5 | 6 | 7 | 8 | 9 | 10 | 11 | 12 | 13 | 14 | 15 | 16 | 17 | 18 | 19 | 20
| Year | 1: Natural Gas; 4: Fuel Oils; 11: Other Fuels
|  | Residential | Commercial | Industrial | Residential | Commercial |  |  | Industrial |  |  | Residential | [6 empty] | Industrial | Transportation
[5 empty] | Distillate Fuel Oil | Distillate Fuel Oil | Residual Fuel Oil | Weighted Average | Distillate Fuel Oil | Residual Fuel Oil | Weighted Average | Cord Wood | Pellets | Kerosene | Propane | Biofuel (B5) | Biofuel (B20) | Biofuel (B50) | Kerosene | Motor Gasoline | Motor Diesel
|  | $/MMBtu | $/MMBtu | $/MMBtu | $/MMBtu | $/MMBtu | $/MMBtu | $/MMBtu | $/MMBtu | $/MMBtu | $/MMBtu | $/MMBtu | $/MMBtu | $/MMBtu | $/MMBtu | $/MMBtu | $/MMBtu | $/MMBtu | $/MMBtu | $/MMBtu | $/MMBtu
| 2024 | 13.0277 | 13.0277 | 13.0277 | 18.2253 | 18.2253 | 18.2085 | 18.2247 | 18.2253 | 18.2085 | 18.224 | 0 | 0 | 18.4993 | 15.1894 | 17.314 | 14.5802 | 9.1126 | 18.4993 | 17.2774 | 18.195
| 2025 | 13.2783 | 13.2783 | 13.2783 | 18.576 | 18.576 | 18.5589 | 18.5753 | 18.576 | 18.5589 | 18.5747 | 0 | 0 | 18.8552 | 15.4818 | 17.6472 | 14.8608 | 9.288 | 18.8552 | 17.6099 | 18.5451
| 2026 | 13.4663 | 13.4663 | 13.4663 | 18.8393 | 18.8393 | 18.8219 | 18.8386 | 18.8393 | 18.8219 | 18.838 | 0 | 0 | 19.1225 | 15.7013 | 17.8973 | 15.0714 | 9.4196 | 19.1225 | 17.8595 | 18.808
| 2027 | 13.7169 | 13.7169 | 13.7169 | 19.19 | 19.19 | 19.1723 | 19.1893 | 19.19 | 19.1723 | 19.1886 | 0 | 0 | 19.4784 | 15.9936 | 18.2305 | 15.352 | 9.595 | 19.4784 | 18.1919 | 19.1581
| 2028 | 13.9675 | 13.9675 | 13.9675 | 19.5406 | 19.5406 | 19.5227 | 19.54 | 19.5406 | 19.5227 | 19.5393 | 0 | 0 | 19.8344 | 16.2859 | 18.5636 | 15.6325 | 9.7703 | 19.8344 | 18.5244 | 19.5082
| 2029 | 14.1555 | 14.1555 | 14.1555 | 19.8039 | 19.8039 | 19.7857 | 19.8032 | 19.8039 | 19.7857 | 19.8026 | 0 | 0 | 20.1016 | 16.5054 | 18.8137 | 15.8431 | 9.902 | 20.1016 | 18.774 | 19.7711
| 2030 | 14.4061 | 14.4061 | 14.4061 | 20.1546 | 20.1546 | 20.1361 | 20.1539 | 20.1546 | 20.1361 | 20.1532 | 0 | 0 | 20.4576 | 16.7977 | 19.1469 | 16.1237 | 10.0773 | 20.4576 | 19.1065 | 20.1212
| 2031 | 14.6567 | 14.6567 | 14.6567 | 20.5054 | 20.5054 | 20.4865 | 20.5047 | 20.5054 | 20.4865 | 20.5039 | 0 | 0 | 20.8136 | 17.09 | 19.4801 | 16.4043 | 10.2527 | 20.8136 | 19.439 | 20.4713
| 2032 | 14.8447 | 14.8447 | 14.8447 | 20.7687 | 20.7687 | 20.7496 | 20.768 | 20.7687 | 20.7496 | 20.7673 | 0 | 0 | 21.0809 | 17.3096 | 19.7303 | 16.615 | 10.3844 | 21.0809 | 19.6887 | 20.7342
| 2033 | 15.0953 | 15.0953 | 15.0953 | 21.1195 | 21.1195 | 21.1 | 21.1187 | 21.1195 | 21.1 | 21.118 | 0 | 0 | 21.4369 | 17.602 | 20.0635 | 16.8956 | 10.5597 | 21.4369 | 20.0212 | 21.0844
| 2034 | 15.3459 | 15.3459 | 15.3459 | 21.4702 | 21.4702 | 21.4505 | 21.4695 | 21.4702 | 21.4505 | 21.4687 | 0 | 0 | 21.7929 | 17.8943 | 20.3967 | 17.1762 | 10.7351 | 21.7929 | 20.3537 | 21.4346
| 2035 | 15.5339 | 15.5339 | 15.5339 | 21.7336 | 21.7336 | 21.7136 | 21.7328 | 21.7336 | 21.7136 | 21.7321 | 0 | 0 | 22.0602 | 18.1139 | 20.6469 | 17.3869 | 10.8668 | 22.0602 | 20.6034 | 21.6975
| 2036 | 15.7845 | 15.7845 | 15.7845 | 22.0843 | 22.0843 | 22.064 | 22.0835 | 22.0843 | 22.064 | 22.0828 | 0 | 0 | 22.4163 | 18.4063 | 20.9801 | 17.6675 | 11.0422 | 22.4163 | 20.9359 | 22.0477
| 2037 | 16.0351 | 16.0351 | 16.0351 | 22.4351 | 22.4351 | 22.4144 | 22.4343 | 22.4351 | 22.4144 | 22.4335 | 0 | 0 | 22.7723 | 18.6986 | 21.3133 | 17.9481 | 11.2175 | 22.7723 | 21.2684 | 22.3978
| 2038 | 16.2232 | 16.2232 | 16.2232 | 22.6984 | 22.6984 | 22.6775 | 22.6976 | 22.6984 | 22.6775 | 22.6968 | 0 | 0 | 23.0396 | 18.9182 | 21.5635 | 18.1587 | 11.3492 | 23.0396 | 21.5181 | 22.6607
| 2039 | 16.4738 | 16.4738 | 16.4738 | 23.0492 | 23.0492 | 23.028 | 23.0484 | 23.0492 | 23.028 | 23.0476 | 0 | 0 | 23.3956 | 19.2106 | 21.8967 | 18.4393 | 11.5246 | 23.3956 | 21.8506 | 23.0109
| 2040 | 16.7244 | 16.7244 | 16.7244 | 23.3999 | 23.3999 | 23.3784 | 23.3991 | 23.3999 | 23.3784 | 23.3983 | 0 | 0 | 23.7516 | 19.5029 | 22.2299 | 18.7199 | 11.7 | 23.7516 | 22.1832 | 23.3611
| 2041 | 16.975 | 16.975 | 16.975 | 23.7508 | 23.7508 | 23.729 | 23.75 | 23.7508 | 23.729 | 23.7491 | 0 | 0 | 24.1078 | 19.7954 | 22.5633 | 19.0006 | 11.8754 | 24.1078 | 22.5158 | 23.7114
| 2042 | 17.2256 | 17.2256 | 17.2256 | 24.1017 | 24.1017 | 24.0795 | 24.1008 | 24.1017 | 24.0795 | 24.1 | 0 | 0 | 24.4639 | 20.088 | 22.8966 | 19.2813 | 12.0508 | 24.4639 | 22.8485 | 24.0617
| 2043 | 17.4763 | 17.4763 | 17.4763 | 24.4526 | 24.4526 | 24.4301 | 24.4517 | 24.4526 | 24.4301 | 24.4509 | 0 | 0 | 24.8201 | 20.3805 | 23.2299 | 19.5621 | 12.2263 | 24.8201 | 23.1811 | 24.412
| 2044 | 17.7269 | 17.7269 | 17.7269 | 24.8035 | 24.8035 | 24.7806 | 24.8026 | 24.8035 | 24.7806 | 24.8017 | 0 | 0 | 25.1762 | 20.673 | 23.5633 | 19.8428 | 12.4017 | 25.1762 | 23.5138 | 24.7623
| 2045 | 17.9775 | 17.9775 | 17.9775 | 25.1543 | 25.1543 | 25.1312 | 25.1535 | 25.1543 | 25.1312 | 25.1526 | 0 | 0 | 25.5324 | 20.9655 | 23.8966 | 20.1235 | 12.5772 | 25.5324 | 23.8464 | 25.1126
| 2046 | 18.2282 | 18.2282 | 18.2282 | 25.5052 | 25.5052 | 25.4818 | 25.5043 | 25.5052 | 25.4818 | 25.5034 | 0 | 0 | 25.8885 | 21.258 | 24.23 | 20.4042 | 12.7526 | 25.8885 | 24.1791 | 25.4629
| 2047 | 18.5414 | 18.5414 | 18.5414 | 25.9435 | 25.9435 | 25.9196 | 25.9426 | 25.9435 | 25.9196 | 25.9417 | 0 | 0 | 26.3334 | 21.6233 | 24.6463 | 20.7548 | 12.9717 | 26.3334 | 24.5946 | 25.9004
| 2048 | 18.792 | 18.792 | 18.792 | 26.2944 | 26.2944 | 26.2702 | 26.2935 | 26.2944 | 26.2702 | 26.2926 | 0 | 0 | 26.6895 | 21.9158 | 24.9797 | 21.0355 | 13.1472 | 26.6895 | 24.9272 | 26.2507
| 2049 | 19.0427 | 19.0427 | 19.0427 | 26.6453 | 26.6453 | 26.6208 | 26.6443 | 26.6453 | 26.6208 | 26.6434 | 0 | 0 | 27.0457 | 22.2083 | 25.313 | 21.3162 | 13.3226 | 27.0457 | 25.2599 | 26.601
| 2050 | 19.2933 | 19.2933 | 19.2933 | 26.9961 | 26.9961 | 26.9713 | 26.9952 | 26.9961 | 26.9713 | 26.9943 | 0 | 0 | 27.4018 | 22.5008 | 25.6463 | 21.5969 | 13.4981 | 27.4018 | 25.5925 | 26.9513
| 2051 | 19.5695 | 19.5695 | 19.5695 | 27.3828 | 27.3828 | 27.3576 | 27.3818 | 27.3828 | 27.3576 | 27.3809 | 0 | 0 | 27.7943 | 22.8231 | 26.0137 | 21.9062 | 13.6914 | 27.7943 | 25.9591 | 27.3373
| 2052 | 19.8497 | 19.8497 | 19.8497 | 27.775 | 27.775 | 27.7494 | 27.774 | 27.775 | 27.7494 | 27.773 | 0 | 0 | 28.1924 | 23.15 | 26.3862 | 22.22 | 13.8875 | 28.1924 | 26.3309 | 27.7289
| 2053 | 20.1338 | 20.1338 | 20.1338 | 28.1728 | 28.1728 | 28.1469 | 28.1718 | 28.1728 | 28.1469 | 28.1708 | 0 | 0 | 28.5961 | 23.4816 | 26.7641 | 22.5382 | 14.0864 | 28.5961 | 26.708 | 28.126
| 2054 | 20.4221 | 20.4221 | 20.4221 | 28.5763 | 28.5763 | 28.55 | 28.5753 | 28.5763 | 28.55 | 28.5743 | 0 | 0 | 29.0057 | 23.8179 | 27.1475 | 22.861 | 14.2881 | 29.0057 | 27.0906 | 28.5288
| 2055 | 20.7145 | 20.7145 | 20.7145 | 28.9856 | 28.9856 | 28.9589 | 28.9845 | 28.9856 | 28.9589 | 28.9835 | 0 | 0 | 29.4211 | 24.1591 | 27.5363 | 23.1884 | 14.4928 | 29.4211 | 27.4786 | 28.9374
| 2056 | 21.011 | 21.011 | 21.011 | 29.4007 | 29.4007 | 29.3737 | 29.3997 | 29.4007 | 29.3737 | 29.3986 | 0 | 0 | 29.8425 | 24.5052 | 27.9307 | 23.5206 | 14.7003 | 29.8425 | 27.8722 | 29.3519
| 2057 | 21.3118 | 21.3118 | 21.3118 | 29.8218 | 29.8218 | 29.7944 | 29.8207 | 29.8218 | 29.7944 | 29.8197 | 0 | 0 | 30.2699 | 24.8562 | 28.3307 | 23.8574 | 14.9109 | 30.2699 | 28.2714 | 29.7723
| 2058 | 21.6169 | 21.6169 | 21.6169 | 30.2489 | 30.2489 | 30.2211 | 30.2478 | 30.2489 | 30.2211 | 30.2468 | 0 | 0 | 30.7034 | 25.2122 | 28.7364 | 24.1991 | 15.1244 | 30.7034 | 28.6763 | 30.1987
| 2059 | 21.9264 | 21.9264 | 21.9264 | 30.6821 | 30.6821 | 30.6539 | 30.6811 | 30.6821 | 30.6539 | 30.68 | 0 | 0 | 31.1432 | 25.5734 | 29.148 | 24.5457 | 15.3411 | 31.1432 | 29.087 | 30.6312
| 2060 | 22.2403 | 22.2403 | 22.2403 | 31.1216 | 31.1216 | 31.0929 | 31.1205 | 31.1216 | 31.0929 | 31.1194 | 0 | 0 | 31.5892 | 25.9397 | 29.5655 | 24.8972 | 15.5608 | 31.5892 | 29.5036 | 31.0699
Levelized Costs
| 10 years (2024-2033) | 14.0289 | 14.0289 | 14.0289 | 19.6267 | 19.6267 | 19.6086 | 19.626 | 19.6267 | 19.6086 | 19.6253 | 0 | 0 | 19.9217 | 16.3576 | 18.6454 | 15.7014 | 9.8133 | 19.9217 | 18.606 | 19.5941
| 15 years (2024-2038) | 14.562 | 14.562 | 14.562 | 20.3729 | 20.3729 | 20.3542 | 20.3722 | 20.3729 | 20.3542 | 20.3715 | 0 | 0 | 20.6792 | 16.9797 | 19.3543 | 16.2984 | 10.1865 | 20.6792 | 19.3135 | 20.3391
| 30 years (2024-2053) | 16.1401 | 16.1401 | 16.1401 | 22.5821 | 22.5821 | 22.5613 | 22.5813 | 22.5821 | 22.5613 | 22.5805 | 0 | 0 | 22.9215 | 18.8212 | 21.453 | 18.0657 | 11.291 | 22.9215 | 21.4078 | 22.5446
| NOTES: | 1: All Avoided Costs are in 2024 dollars
Avoided costs include those related to CO2, CH4, and N2O.
Avoided costs include both those related point-of-combustion and upstream emissions.
Emission rates for biomass and wood products are assumed to be zero.

## Uncleared Avoided Costs
Uncleared Capacity and Capacity DRIPE Avoided Costs from AESC
AESC Appendix J Workbooks, 'AppdxJ_O' and 'AppdxJ_S' tabs | [35 empty] | AESC Appendix J Workbooks, 'AppdxJ_O' and 'AppdxJ_S' tabs
Uncleared Capacity: 2027 measures (2024 $/kW-year) | [35 empty] | Uncleared Capacity DRIPE, Zone-on-Zone: 2027 measures (2024 $/kW-year)
WHOLESALE VALUES | [35 empty] | WHOLESALE VALUES
| Measure life (program duration) | [35 empty] | Measure life (program duration)
| 1 | 2 | 3 | 4 | 5 | 6 | 7 | 8 | 9 | 10 | 11 | 12 | 13 | 14 | 15 | 16 | 17 | 18 | 19 | 20 | 21 | 22 | 23 | 24 | 25 | 26 | 27 | 28 | 29 | 30 | 31 | 32 | 33 | 34 | 35 |  | 1 | 2 | 3 | 4 | 5 | 6 | 7 | 8 | 9 | 10 | 11 | 12 | 13 | 14 | 15 | 16 | 17 | 18 | 19 | 20 | 21 | 22 | 23 | 24 | 25 | 26 | 27 | 28 | 29 | 30 | 31 | 32 | 33 | 34 | 35
2024 | 0 | 0 | 0 | 0 | 0 | 0 | 0 | 0 | 0 | 0 | 0 | 0 | 0 | 0 | 0 | 0 | 0 | 0 | 0 | 0 | 0 | 0 | 0 | 0 | 0 | 0 | 0 | 0 | 0 | 0 | 0 | 0 | 0 | 0 | 0 | 2024 | 0 | 0 | 0 | 0 | 0 | 0 | 0 | 0 | 0 | 0 | 0 | 0 | 0 | 0 | 0 | 0 | 0 | 0 | 0 | 0 | 0 | 0 | 0 | 0 | 0 | 0 | 0 | 0 | 0 | 0 | 0 | 0 | 0 | 0 | 0
2025 | 0 | 0 | 0 | 0 | 0 | 0 | 0 | 0 | 0 | 0 | 0 | 0 | 0 | 0 | 0 | 0 | 0 | 0 | 0 | 0 | 0 | 0 | 0 | 0 | 0 | 0 | 0 | 0 | 0 | 0 | 0 | 0 | 0 | 0 | 0 | 2025 | 0 | 0 | 0 | 0 | 0 | 0 | 0 | 0 | 0 | 0 | 0 | 0 | 0 | 0 | 0 | 0 | 0 | 0 | 0 | 0 | 0 | 0 | 0 | 0 | 0 | 0 | 0 | 0 | 0 | 0 | 0 | 0 | 0 | 0 | 0
2026 | 0 | 0 | 0 | 0 | 0 | 0 | 0 | 0 | 0 | 0 | 0 | 0 | 0 | 0 | 0 | 0 | 0 | 0 | 0 | 0 | 0 | 0 | 0 | 0 | 0 | 0 | 0 | 0 | 0 | 0 | 0 | 0 | 0 | 0 | 0 | 2026 | 0 | 0 | 0 | 0 | 0 | 0 | 0 | 0 | 0 | 0 | 0 | 0 | 0 | 0 | 0 | 0 | 0 | 0 | 0 | 0 | 0 | 0 | 0 | 0 | 0 | 0 | 0 | 0 | 0 | 0 | 0 | 0 | 0 | 0 | 0
2027 | 0 | 0 | 0 | 0 | 0 | 0 | 0 | 0 | 0 | 0 | 0 | 0 | 0 | 0 | 0 | 0 | 0 | 0 | 0 | 0 | 0 | 0 | 0 | 0 | 0 | 0 | 0 | 0 | 0 | 0 | 0 | 0 | 0 | 0 | 0 | 2027 | 0 | 0 | 0 | 0 | 0 | 0 | 0 | 0 | 0 | 0 | 0 | 0 | 0 | 0 | 0 | 0 | 0 | 0 | 0 | 0 | 0 | 0 | 0 | 0 | 0 | 0 | 0 | 0 | 0 | 0 | 0 | 0 | 0 | 0 | 0
2028 | 0 | 0 | 0 | 0 | 0 | 0 | 0 | 0 | 0 | 0 | 0 | 0 | 0 | 0 | 0 | 0 | 0 | 0 | 0 | 0 | 0 | 0 | 0 | 0 | 0 | 0 | 0 | 0 | 0 | 0 | 0 | 0 | 0 | 0 | 0 | 2028 | 0 | 0 | 0 | 0 | 0 | 0 | 0 | 0 | 0 | 0 | 0 | 0 | 0 | 0 | 0 | 0 | 0 | 0 | 0 | 0 | 0 | 0 | 0 | 0 | 0 | 0 | 0 | 0 | 0 | 0 | 0 | 0 | 0 | 0 | 0
2029 | 10.4816 | 10.4816 | 10.4816 | 10.4816 | 10.4816 | 10.4816 | 10.4816 | 10.4816 | 10.4816 | 10.4816 | 10.4816 | 10.4816 | 10.4816 | 10.4816 | 10.4816 | 10.4816 | 10.4816 | 10.4816 | 10.4816 | 10.4816 | 10.4816 | 10.4816 | 10.4816 | 10.4816 | 10.4816 | 10.4816 | 10.4816 | 10.4816 | 10.4816 | 10.4816 | 10.4816 | 10.4816 | 10.4816 | 10.4816 | 10.4816 | 2029 | 4.6488 | 4.6488 | 4.6488 | 4.6488 | 4.6488 | 4.6488 | 4.6488 | 4.6488 | 4.6488 | 4.6488 | 4.6488 | 4.6488 | 4.6488 | 4.6488 | 4.6488 | 4.6488 | 4.6488 | 4.6488 | 4.6488 | 4.6488 | 4.6488 | 4.6488 | 4.6488 | 4.6488 | 4.6488 | 4.6488 | 4.6488 | 4.6488 | 4.6488 | 4.6488 | 4.6488 | 4.6488 | 4.6488 | 4.6488 | 4.6488
2030 | 10.348 | 25.87 | 25.87 | 25.87 | 25.87 | 25.87 | 25.87 | 25.87 | 25.87 | 25.87 | 25.87 | 25.87 | 25.87 | 25.87 | 25.87 | 25.87 | 25.87 | 25.87 | 25.87 | 25.87 | 25.87 | 25.87 | 25.87 | 25.87 | 25.87 | 25.87 | 25.87 | 25.87 | 25.87 | 25.87 | 25.87 | 25.87 | 25.87 | 25.87 | 25.87 | 2030 | 2.9326 | 8.8372 | 8.8372 | 8.8372 | 8.8372 | 8.8372 | 8.8372 | 8.8372 | 8.8372 | 8.8372 | 8.8372 | 8.8372 | 8.8372 | 8.8372 | 8.8372 | 8.8372 | 8.8372 | 8.8372 | 8.8372 | 8.8372 | 8.8372 | 8.8372 | 8.8372 | 8.8372 | 8.8372 | 8.8372 | 8.8372 | 8.8372 | 8.8372 | 8.8372 | 8.8372 | 8.8372 | 8.8372 | 8.8372 | 8.8372
2031 | 10.3302 | 20.6604 | 36.1557 | 36.1557 | 36.1557 | 36.1557 | 36.1557 | 36.1557 | 36.1557 | 36.1557 | 36.1557 | 36.1557 | 36.1557 | 36.1557 | 36.1557 | 36.1557 | 36.1557 | 36.1557 | 36.1557 | 36.1557 | 36.1557 | 36.1557 | 36.1557 | 36.1557 | 36.1557 | 36.1557 | 36.1557 | 36.1557 | 36.1557 | 36.1557 | 36.1557 | 36.1557 | 36.1557 | 36.1557 | 36.1557 | 2031 | 2.2922 | 5.1865 | 11.0141 | 11.0141 | 11.0141 | 11.0141 | 11.0141 | 11.0141 | 11.0141 | 11.0141 | 11.0141 | 11.0141 | 11.0141 | 11.0141 | 11.0141 | 11.0141 | 11.0141 | 11.0141 | 11.0141 | 11.0141 | 11.0141 | 11.0141 | 11.0141 | 11.0141 | 11.0141 | 11.0141 | 11.0141 | 11.0141 | 11.0141 | 11.0141 | 11.0141 | 11.0141 | 11.0141 | 11.0141 | 11.0141
2032 | 13.4459 | 26.8917 | 40.3376 | 60.5064 | 60.5064 | 60.5064 | 60.5064 | 60.5064 | 60.5064 | 60.5064 | 60.5064 | 60.5064 | 60.5064 | 60.5064 | 60.5064 | 60.5064 | 60.5064 | 60.5064 | 60.5064 | 60.5064 | 60.5064 | 60.5064 | 60.5064 | 60.5064 | 60.5064 | 60.5064 | 60.5064 | 60.5064 | 60.5064 | 60.5064 | 60.5064 | 60.5064 | 60.5064 | 60.5064 | 60.5064 | 2032 | 1.0409 | 2.5208 | 4.3894 | 8.1517 | 8.1517 | 8.1517 | 8.1517 | 8.1517 | 8.1517 | 8.1517 | 8.1517 | 8.1517 | 8.1517 | 8.1517 | 8.1517 | 8.1517 | 8.1517 | 8.1517 | 8.1517 | 8.1517 | 8.1517 | 8.1517 | 8.1517 | 8.1517 | 8.1517 | 8.1517 | 8.1517 | 8.1517 | 8.1517 | 8.1517 | 8.1517 | 8.1517 | 8.1517 | 8.1517 | 8.1517
2033 | 6.7214 | 20.1641 | 33.6068 | 47.0495 | 67.2136 | 67.2136 | 67.2136 | 67.2136 | 67.2136 | 67.2136 | 67.2136 | 67.2136 | 67.2136 | 67.2136 | 67.2136 | 67.2136 | 67.2136 | 67.2136 | 67.2136 | 67.2136 | 67.2136 | 67.2136 | 67.2136 | 67.2136 | 67.2136 | 67.2136 | 67.2136 | 67.2136 | 67.2136 | 67.2136 | 67.2136 | 67.2136 | 67.2136 | 67.2136 | 67.2136 | 2033 | 0 | 0.52702 | 2.4704 | 4.9244 | 9.8652 | 9.8652 | 9.8652 | 9.8652 | 9.8652 | 9.8652 | 9.8652 | 9.8652 | 9.8652 | 9.8652 | 9.8652 | 9.8652 | 9.8652 | 9.8652 | 9.8652 | 9.8652 | 9.8652 | 9.8652 | 9.8652 | 9.8652 | 9.8652 | 9.8652 | 9.8652 | 9.8652 | 9.8652 | 9.8652 | 9.8652 | 9.8652 | 9.8652 | 9.8652 | 9.8652
2034 | 0 | 8.3103 | 24.9309 | 41.5516 | 58.1722 | 83.1031 | 83.1031 | 83.1031 | 83.1031 | 83.1031 | 83.1031 | 83.1031 | 83.1031 | 83.1031 | 83.1031 | 83.1031 | 83.1031 | 83.1031 | 83.1031 | 83.1031 | 83.1031 | 83.1031 | 83.1031 | 83.1031 | 83.1031 | 83.1031 | 83.1031 | 83.1031 | 83.1031 | 83.1031 | 83.1031 | 83.1031 | 83.1031 | 83.1031 | 83.1031 | 2034 | 0 | 0 | 0 | 0 | 47.3524 | 153.3652 | 153.3652 | 153.3652 | 153.3652 | 153.3652 | 153.3652 | 153.3652 | 153.3652 | 153.3652 | 153.3652 | 153.3652 | 153.3652 | 153.3652 | 153.3652 | 153.3652 | 153.3652 | 153.3652 | 153.3652 | 153.3652 | 153.3652 | 153.3652 | 153.3652 | 153.3652 | 153.3652 | 153.3652 | 153.3652 | 153.3652 | 153.3652 | 153.3652 | 153.3652
2035 | 0 | 0 | 6.6799 | 20.0396 | 33.3993 | 46.759 | 66.7985 | 66.7985 | 66.7985 | 66.7985 | 66.7985 | 66.7985 | 66.7985 | 66.7985 | 66.7985 | 66.7985 | 66.7985 | 66.7985 | 66.7985 | 66.7985 | 66.7985 | 66.7985 | 66.7985 | 66.7985 | 66.7985 | 66.7985 | 66.7985 | 66.7985 | 66.7985 | 66.7985 | 66.7985 | 66.7985 | 66.7985 | 66.7985 | 66.7985 | 2035 | 0 | 0 | 0 | 0 | 0 | 0 | 3.3965 | 3.3965 | 3.3965 | 3.3965 | 3.3965 | 3.3965 | 3.3965 | 3.3965 | 3.3965 | 3.3965 | 3.3965 | 3.3965 | 3.3965 | 3.3965 | 3.3965 | 3.3965 | 3.3965 | 3.3965 | 3.3965 | 3.3965 | 3.3965 | 3.3965 | 3.3965 | 3.3965 | 3.3965 | 3.3965 | 3.3965 | 3.3965 | 3.3965
2036 | 0 | 0 | 0 | 5.0629 | 15.1887 | 25.3144 | 35.4402 | 50.6288 | 50.6288 | 50.6288 | 50.6288 | 50.6288 | 50.6288 | 50.6288 | 50.6288 | 50.6288 | 50.6288 | 50.6288 | 50.6288 | 50.6288 | 50.6288 | 50.6288 | 50.6288 | 50.6288 | 50.6288 | 50.6288 | 50.6288 | 50.6288 | 50.6288 | 50.6288 | 50.6288 | 50.6288 | 50.6288 | 50.6288 | 50.6288 | 2036 | 0 | 0 | 0 | 0 | 0 | 0 | 0 | 2.4331 | 2.4331 | 2.4331 | 2.4331 | 2.4331 | 2.4331 | 2.4331 | 2.4331 | 2.4331 | 2.4331 | 2.4331 | 2.4331 | 2.4331 | 2.4331 | 2.4331 | 2.4331 | 2.4331 | 2.4331 | 2.4331 | 2.4331 | 2.4331 | 2.4331 | 2.4331 | 2.4331 | 2.4331 | 2.4331 | 2.4331 | 2.4331
2037 | 0 | 0 | 0 | 0 | 8.2367 | 24.7101 | 41.1836 | 57.657 | 82.3671 | 82.3671 | 82.3671 | 82.3671 | 82.3671 | 82.3671 | 82.3671 | 82.3671 | 82.3671 | 82.3671 | 82.3671 | 82.3671 | 82.3671 | 82.3671 | 82.3671 | 82.3671 | 82.3671 | 82.3671 | 82.3671 | 82.3671 | 82.3671 | 82.3671 | 82.3671 | 82.3671 | 82.3671 | 82.3671 | 82.3671 | 2037 | 0 | 0 | 0 | 0 | 0 | 0 | 0 | 0 | 23.4077 | 23.4077 | 23.4077 | 23.4077 | 23.4077 | 23.4077 | 23.4077 | 23.4077 | 23.4077 | 23.4077 | 23.4077 | 23.4077 | 23.4077 | 23.4077 | 23.4077 | 23.4077 | 23.4077 | 23.4077 | 23.4077 | 23.4077 | 23.4077 | 23.4077 | 23.4077 | 23.4077 | 23.4077 | 23.4077 | 23.4077
2038 | 0 | 0 | 0 | 0 | 0 | 8.2501 | 24.7502 | 41.2503 | 57.7504 | 82.5006 | 82.5006 | 82.5006 | 82.5006 | 82.5006 | 82.5006 | 82.5006 | 82.5006 | 82.5006 | 82.5006 | 82.5006 | 82.5006 | 82.5006 | 82.5006 | 82.5006 | 82.5006 | 82.5006 | 82.5006 | 82.5006 | 82.5006 | 82.5006 | 82.5006 | 82.5006 | 82.5006 | 82.5006 | 82.5006 | 2038 | 0 | 0 | 0 | 0 | 0 | 0 | 0 | 0 | 0 | 6.2445 | 6.2445 | 6.2445 | 6.2445 | 6.2445 | 6.2445 | 6.2445 | 6.2445 | 6.2445 | 6.2445 | 6.2445 | 6.2445 | 6.2445 | 6.2445 | 6.2445 | 6.2445 | 6.2445 | 6.2445 | 6.2445 | 6.2445 | 6.2445 | 6.2445 | 6.2445 | 6.2445 | 6.2445 | 6.2445
2039 | 0 | 0 | 0 | 0 | 0 | 0 | 6.644 | 19.932 | 33.22 | 46.5079 | 66.4399 | 66.4399 | 66.4399 | 66.4399 | 66.4399 | 66.4399 | 66.4399 | 66.4399 | 66.4399 | 66.4399 | 66.4399 | 66.4399 | 66.4399 | 66.4399 | 66.4399 | 66.4399 | 66.4399 | 66.4399 | 66.4399 | 66.4399 | 66.4399 | 66.4399 | 66.4399 | 66.4399 | 66.4399 | 2039 | 0 | 0 | 0 | 0 | 0 | 0 | 0 | 0 | 0 | 0 | 1.068e-15 | 1.068e-15 | 1.068e-15 | 1.068e-15 | 1.068e-15 | 1.068e-15 | 1.068e-15 | 1.068e-15 | 1.068e-15 | 1.068e-15 | 1.068e-15 | 1.068e-15 | 1.068e-15 | 1.068e-15 | 1.068e-15 | 1.068e-15 | 1.068e-15 | 1.068e-15 | 1.068e-15 | 1.068e-15 | 1.068e-15 | 1.068e-15 | 1.068e-15 | 1.068e-15 | 1.068e-15
2040 | 0 | 0 | 0 | 0 | 0 | 0 | 0 | 11.9982 | 35.9945 | 59.9908 | 83.9871 | 119.9816 | 119.9816 | 119.9816 | 119.9816 | 119.9816 | 119.9816 | 119.9816 | 119.9816 | 119.9816 | 119.9816 | 119.9816 | 119.9816 | 119.9816 | 119.9816 | 119.9816 | 119.9816 | 119.9816 | 119.9816 | 119.9816 | 119.9816 | 119.9816 | 119.9816 | 119.9816 | 119.9816 | 2040 | 0 | 0 | 0 | 0 | 0 | 0 | 0 | 0 | 0 | 0 | 0 | 1.0972e-14 | 1.0972e-14 | 1.0972e-14 | 1.0972e-14 | 1.0972e-14 | 1.0972e-14 | 1.0972e-14 | 1.0972e-14 | 1.0972e-14 | 1.0972e-14 | 1.0972e-14 | 1.0972e-14 | 1.0972e-14 | 1.0972e-14 | 1.0972e-14 | 1.0972e-14 | 1.0972e-14 | 1.0972e-14 | 1.0972e-14 | 1.0972e-14 | 1.0972e-14 | 1.0972e-14 | 1.0972e-14 | 1.0972e-14
2041 | 0 | 0 | 0 | 0 | 0 | 0 | 0 | 0 | 8.2231 | 24.6693 | 41.1156 | 57.5618 | 82.2311 | 82.2311 | 82.2311 | 82.2311 | 82.2311 | 82.2311 | 82.2311 | 82.2311 | 82.2311 | 82.2311 | 82.2311 | 82.2311 | 82.2311 | 82.2311 | 82.2311 | 82.2311 | 82.2311 | 82.2311 | 82.2311 | 82.2311 | 82.2311 | 82.2311 | 82.2311 | 2041 | 0 | 0 | 0 | 0 | 0 | 0 | 0 | 0 | 0 | 0 | 0 | 0 | 1.7667e-14 | 1.7667e-14 | 1.7667e-14 | 1.7667e-14 | 1.7667e-14 | 1.7667e-14 | 1.7667e-14 | 1.7667e-14 | 1.7667e-14 | 1.7667e-14 | 1.7667e-14 | 1.7667e-14 | 1.7667e-14 | 1.7667e-14 | 1.7667e-14 | 1.7667e-14 | 1.7667e-14 | 1.7667e-14 | 1.7667e-14 | 1.7667e-14 | 1.7667e-14 | 1.7667e-14 | 1.7667e-14
2042 | 0 | 0 | 0 | 0 | 0 | 0 | 0 | 0 | 0 | 6.5919 | 19.7757 | 32.9595 | 46.1433 | 65.919 | 65.919 | 65.919 | 65.919 | 65.919 | 65.919 | 65.919 | 65.919 | 65.919 | 65.919 | 65.919 | 65.919 | 65.919 | 65.919 | 65.919 | 65.919 | 65.919 | 65.919 | 65.919 | 65.919 | 65.919 | 65.919 | 2042 | 0 | 0 | 0 | 0 | 0 | 0 | 0 | 0 | 0 | 0 | 0 | 0 | 0 | 9.8923e-16 | 9.8923e-16 | 9.8923e-16 | 9.8923e-16 | 9.8923e-16 | 9.8923e-16 | 9.8923e-16 | 9.8923e-16 | 9.8923e-16 | 9.8923e-16 | 9.8923e-16 | 9.8923e-16 | 9.8923e-16 | 9.8923e-16 | 9.8923e-16 | 9.8923e-16 | 9.8923e-16 | 9.8923e-16 | 9.8923e-16 | 9.8923e-16 | 9.8923e-16 | 9.8923e-16
2043 | 0 | 0 | 0 | 0 | 0 | 0 | 0 | 0 | 0 | 0 | 8.1787 | 24.5362 | 40.8937 | 57.2511 | 81.7873 | 81.7873 | 81.7873 | 81.7873 | 81.7873 | 81.7873 | 81.7873 | 81.7873 | 81.7873 | 81.7873 | 81.7873 | 81.7873 | 81.7873 | 81.7873 | 81.7873 | 81.7873 | 81.7873 | 81.7873 | 81.7873 | 81.7873 | 81.7873 | 2043 | 0 | 0 | 0 | 0 | 0 | 0 | 0 | 0 | 0 | 0 | 0 | 0 | 0 | 0 | 0 | 0 | 0 | 0 | 0 | 0 | 0 | 0 | 0 | 0 | 0 | 0 | 0 | 0 | 0 | 0 | 0 | 0 | 0 | 0 | 0
2044 | 0 | 0 | 0 | 0 | 0 | 0 | 0 | 0 | 0 | 0 | 0 | 8.185 | 24.555 | 40.925 | 57.295 | 81.85 | 81.85 | 81.85 | 81.85 | 81.85 | 81.85 | 81.85 | 81.85 | 81.85 | 81.85 | 81.85 | 81.85 | 81.85 | 81.85 | 81.85 | 81.85 | 81.85 | 81.85 | 81.85 | 81.85 | 2044 | 0 | 0 | 0 | 0 | 0 | 0 | 0 | 0 | 0 | 0 | 0 | 0 | 0 | 0 | 0 | 0 | 0 | 0 | 0 | 0 | 0 | 0 | 0 | 0 | 0 | 0 | 0 | 0 | 0 | 0 | 0 | 0 | 0 | 0 | 0
2045 | 0 | 0 | 0 | 0 | 0 | 0 | 0 | 0 | 0 | 0 | 0 | 0 | 10.8281 | 32.4844 | 54.1407 | 75.797 | 108.2814 | 108.2814 | 108.2814 | 108.2814 | 108.2814 | 108.2814 | 108.2814 | 108.2814 | 108.2814 | 108.2814 | 108.2814 | 108.2814 | 108.2814 | 108.2814 | 108.2814 | 108.2814 | 108.2814 | 108.2814 | 108.2814 | 2045 | 0 | 0 | 0 | 0 | 0 | 0 | 0 | 0 | 0 | 0 | 0 | 0 | 0 | 0 | 0 | 0 | 0 | 0 | 0 | 0 | 0 | 0 | 0 | 0 | 0 | 0 | 0 | 0 | 0 | 0 | 0 | 0 | 0 | 0 | 0
2046 | 0 | 0 | 0 | 0 | 0 | 0 | 0 | 0 | 0 | 0 | 0 | 0 | 0 | 10.8126 | 32.4378 | 54.063 | 75.6882 | 108.126 | 108.126 | 108.126 | 108.126 | 108.126 | 108.126 | 108.126 | 108.126 | 108.126 | 108.126 | 108.126 | 108.126 | 108.126 | 108.126 | 108.126 | 108.126 | 108.126 | 108.126 | 2046 | 0 | 0 | 0 | 0 | 0 | 0 | 0 | 0 | 0 | 0 | 0 | 0 | 0 | 0 | 0 | 0 | 0 | 0 | 0 | 0 | 0 | 0 | 0 | 0 | 0 | 0 | 0 | 0 | 0 | 0 | 0 | 0 | 0 | 0 | 0
2047 | 0 | 0 | 0 | 0 | 0 | 0 | 0 | 0 | 0 | 0 | 0 | 0 | 0 | 0 | 11.8994 | 35.6981 | 59.4968 | 83.2956 | 118.9937 | 118.9937 | 118.9937 | 118.9937 | 118.9937 | 118.9937 | 118.9937 | 118.9937 | 118.9937 | 118.9937 | 118.9937 | 118.9937 | 118.9937 | 118.9937 | 118.9937 | 118.9937 | 118.9937 | 2047 | 0 | 0 | 0 | 0 | 0 | 0 | 0 | 0 | 0 | 0 | 0 | 0 | 0 | 0 | 0 | 0 | 0 | 0 | 0 | 0 | 0 | 0 | 0 | 0 | 0 | 0 | 0 | 0 | 0 | 0 | 0 | 0 | 0 | 0 | 0
2048 | 0 | 0 | 0 | 0 | 0 | 0 | 0 | 0 | 0 | 0 | 0 | 0 | 0 | 0 | 0 | 8.1117 | 24.335 | 40.5583 | 56.7816 | 81.1166 | 81.1166 | 81.1166 | 81.1166 | 81.1166 | 81.1166 | 81.1166 | 81.1166 | 81.1166 | 81.1166 | 81.1166 | 81.1166 | 81.1166 | 81.1166 | 81.1166 | 81.1166 | 2048 | 0 | 0 | 0 | 0 | 0 | 0 | 0 | 0 | 0 | 0 | 0 | 0 | 0 | 0 | 0 | 0 | 0 | 0 | 0 | 0 | 0 | 0 | 0 | 0 | 0 | 0 | 0 | 0 | 0 | 0 | 0 | 0 | 0 | 0 | 0
2049 | 0 | 0 | 0 | 0 | 0 | 0 | 0 | 0 | 0 | 0 | 0 | 0 | 0 | 0 | 0 | 0 | 8.0876 | 24.2627 | 40.4379 | 56.613 | 80.8758 | 80.8758 | 80.8758 | 80.8758 | 80.8758 | 80.8758 | 80.8758 | 80.8758 | 80.8758 | 80.8758 | 80.8758 | 80.8758 | 80.8758 | 80.8758 | 80.8758 | 2049 | 0 | 0 | 0 | 0 | 0 | 0 | 0 | 0 | 0 | 0 | 0 | 0 | 0 | 0 | 0 | 0 | 0 | 0 | 0 | 0 | 0 | 0 | 0 | 0 | 0 | 0 | 0 | 0 | 0 | 0 | 0 | 0 | 0 | 0 | 0
2050 | 0 | 0 | 0 | 0 | 0 | 0 | 0 | 0 | 0 | 0 | 0 | 0 | 0 | 0 | 0 | 0 | 0 | 6.535 | 19.6049 | 32.6749 | 45.7448 | 65.3497 | 65.3497 | 65.3497 | 65.3497 | 65.3497 | 65.3497 | 65.3497 | 65.3497 | 65.3497 | 65.3497 | 65.3497 | 65.3497 | 65.3497 | 65.3497 | 2050 | 0 | 0 | 0 | 0 | 0 | 0 | 0 | 0 | 0 | 0 | 0 | 0 | 0 | 0 | 0 | 0 | 0 | 0 | 0 | 0 | 0 | 0 | 0 | 0 | 0 | 0 | 0 | 0 | 0 | 0 | 0 | 0 | 0 | 0 | 0
2051 | 0 | 0 | 0 | 0 | 0 | 0 | 0 | 0 | 0 | 0 | 0 | 0 | 0 | 0 | 0 | 0 | 0 | 0 | 5.9251 | 17.7752 | 29.6253 | 41.4754 | 59.2506 | 59.2506 | 59.2506 | 59.2506 | 59.2506 | 59.2506 | 59.2506 | 59.2506 | 59.2506 | 59.2506 | 59.2506 | 59.2506 | 59.2506 | 2051 | 0 | 0 | 0 | 0 | 0 | 0 | 0 | 0 | 0 | 0 | 0 | 0 | 0 | 0 | 0 | 0 | 0 | 0 | 0 | 0 | 0 | 0 | 0 | 0 | 0 | 0 | 0 | 0 | 0 | 0 | 0 | 0 | 0 | 0 | 0
2052 | 0 | 0 | 0 | 0 | 0 | 0 | 0 | 0 | 0 | 0 | 0 | 0 | 0 | 0 | 0 | 0 | 0 | 0 | 0 | 5.3257 | 15.977 | 26.6284 | 37.2797 | 53.2567 | 53.2567 | 53.2567 | 53.2567 | 53.2567 | 53.2567 | 53.2567 | 53.2567 | 53.2567 | 53.2567 | 53.2567 | 53.2567 | 2052 | 0 | 0 | 0 | 0 | 0 | 0 | 0 | 0 | 0 | 0 | 0 | 0 | 0 | 0 | 0 | 0 | 0 | 0 | 0 | 0 | 0 | 0 | 0 | 0 | 0 | 0 | 0 | 0 | 0 | 0 | 0 | 0 | 0 | 0 | 0
2053 | 0 | 0 | 0 | 0 | 0 | 0 | 0 | 0 | 0 | 0 | 0 | 0 | 0 | 0 | 0 | 0 | 0 | 0 | 0 | 0 | 4.7869 | 14.3608 | 23.9346 | 33.5084 | 47.8692 | 47.8692 | 47.8692 | 47.8692 | 47.8692 | 47.8692 | 47.8692 | 47.8692 | 47.8692 | 47.8692 | 47.8692 | 2053 | 0 | 0 | 0 | 0 | 0 | 0 | 0 | 0 | 0 | 0 | 0 | 0 | 0 | 0 | 0 | 0 | 0 | 0 | 0 | 0 | 0 | 0 | 0 | 0 | 0 | 0 | 0 | 0 | 0 | 0 | 0 | 0 | 0 | 0 | 0
2054 | 0 | 0 | 0 | 0 | 0 | 0 | 0 | 0 | 0 | 0 | 0 | 0 | 0 | 0 | 0 | 0 | 0 | 0 | 0 | 0 | 0 | 4.3027 | 12.908 | 21.5134 | 30.1187 | 43.0267 | 43.0267 | 43.0267 | 43.0267 | 43.0267 | 43.0267 | 43.0267 | 43.0267 | 43.0267 | 43.0267 | 2054 | 0 | 0 | 0 | 0 | 0 | 0 | 0 | 0 | 0 | 0 | 0 | 0 | 0 | 0 | 0 | 0 | 0 | 0 | 0 | 0 | 0 | 0 | 0 | 0 | 0 | 0 | 0 | 0 | 0 | 0 | 0 | 0 | 0 | 0 | 0
2055 | 0 | 0 | 0 | 0 | 0 | 0 | 0 | 0 | 0 | 0 | 0 | 0 | 0 | 0 | 0 | 0 | 0 | 0 | 0 | 0 | 0 | 0 | 3.8674 | 11.6022 | 19.337 | 27.0719 | 38.6741 | 38.6741 | 38.6741 | 38.6741 | 38.6741 | 38.6741 | 38.6741 | 38.6741 | 38.6741 | 2055 | 0 | 0 | 0 | 0 | 0 | 0 | 0 | 0 | 0 | 0 | 0 | 0 | 0 | 0 | 0 | 0 | 0 | 0 | 0 | 0 | 0 | 0 | 0 | 0 | 0 | 0 | 0 | 0 | 0 | 0 | 0 | 0 | 0 | 0 | 0
2056 | 0 | 0 | 0 | 0 | 0 | 0 | 0 | 0 | 0 | 0 | 0 | 0 | 0 | 0 | 0 | 0 | 0 | 0 | 0 | 0 | 0 | 0 | 0 | 3.4762 | 10.4285 | 17.3809 | 24.3332 | 34.7618 | 34.7618 | 34.7618 | 34.7618 | 34.7618 | 34.7618 | 34.7618 | 34.7618 | 2056 | 0 | 0 | 0 | 0 | 0 | 0 | 0 | 0 | 0 | 0 | 0 | 0 | 0 | 0 | 0 | 0 | 0 | 0 | 0 | 0 | 0 | 0 | 0 | 0 | 0 | 0 | 0 | 0 | 0 | 0 | 0 | 0 | 0 | 0 | 0
2057 | 0 | 0 | 0 | 0 | 0 | 0 | 0 | 0 | 0 | 0 | 0 | 0 | 0 | 0 | 0 | 0 | 0 | 0 | 0 | 0 | 0 | 0 | 0 | 0 | 3.1245 | 9.3736 | 15.6226 | 21.8717 | 31.2452 | 31.2452 | 31.2452 | 31.2452 | 31.2452 | 31.2452 | 31.2452 | 2057 | 0 | 0 | 0 | 0 | 0 | 0 | 0 | 0 | 0 | 0 | 0 | 0 | 0 | 0 | 0 | 0 | 0 | 0 | 0 | 0 | 0 | 0 | 0 | 0 | 0 | 0 | 0 | 0 | 0 | 0 | 0 | 0 | 0 | 0 | 0
2058 | 0 | 0 | 0 | 0 | 0 | 0 | 0 | 0 | 0 | 0 | 0 | 0 | 0 | 0 | 0 | 0 | 0 | 0 | 0 | 0 | 0 | 0 | 0 | 0 | 0 | 2.8084 | 8.4253 | 14.0422 | 19.6591 | 28.0844 | 28.0844 | 28.0844 | 28.0844 | 28.0844 | 28.0844 | 2058 | 0 | 0 | 0 | 0 | 0 | 0 | 0 | 0 | 0 | 0 | 0 | 0 | 0 | 0 | 0 | 0 | 0 | 0 | 0 | 0 | 0 | 0 | 0 | 0 | 0 | 0 | 0 | 0 | 0 | 0 | 0 | 0 | 0 | 0 | 0
2059 | 0 | 0 | 0 | 0 | 0 | 0 | 0 | 0 | 0 | 0 | 0 | 0 | 0 | 0 | 0 | 0 | 0 | 0 | 0 | 0 | 0 | 0 | 0 | 0 | 0 | 0 | 2.5243 | 7.573 | 12.6217 | 17.6704 | 25.2434 | 25.2434 | 25.2434 | 25.2434 | 25.2434 | 2059 | 0 | 0 | 0 | 0 | 0 | 0 | 0 | 0 | 0 | 0 | 0 | 0 | 0 | 0 | 0 | 0 | 0 | 0 | 0 | 0 | 0 | 0 | 0 | 0 | 0 | 0 | 0 | 0 | 0 | 0 | 0 | 0 | 0 | 0 | 0
2060 | 0 | 0 | 0 | 0 | 0 | 0 | 0 | 0 | 0 | 0 | 0 | 0 | 0 | 0 | 0 | 0 | 0 | 0 | 0 | 0 | 0 | 0 | 0 | 0 | 0 | 0 | 0 | 2.269 | 6.8069 | 11.3449 | 15.8828 | 22.6897 | 22.6897 | 22.6897 | 22.6897 | 2060 | 0 | 0 | 0 | 0 | 0 | 0 | 0 | 0 | 0 | 0 | 0 | 0 | 0 | 0 | 0 | 0 | 0 | 0 | 0 | 0 | 0 | 0 | 0 | 0 | 0 | 0 | 0 | 0 | 0 | 0 | 0 | 0 | 0 | 0 | 0
2061 | 0 | 0 | 0 | 0 | 0 | 0 | 0 | 0 | 0 | 0 | 0 | 0 | 0 | 0 | 0 | 0 | 0 | 0 | 0 | 0 | 0 | 0 | 0 | 0 | 0 | 0 | 0 | 0 | 2.0394 | 6.1183 | 10.1972 | 14.2761 | 20.3944 | 20.3944 | 20.3944 | 2061 | 0 | 0 | 0 | 0 | 0 | 0 | 0 | 0 | 0 | 0 | 0 | 0 | 0 | 0 | 0 | 0 | 0 | 0 | 0 | 0 | 0 | 0 | 0 | 0 | 0 | 0 | 0 | 0 | 0 | 0 | 0 | 0 | 0 | 0 | 0
2062 | 0 | 0 | 0 | 0 | 0 | 0 | 0 | 0 | 0 | 0 | 0 | 0 | 0 | 0 | 0 | 0 | 0 | 0 | 0 | 0 | 0 | 0 | 0 | 0 | 0 | 0 | 0 | 0 | 0 | 1.8331 | 5.4994 | 9.1657 | 12.8319 | 18.3313 | 18.3313 | 2062 | 0 | 0 | 0 | 0 | 0 | 0 | 0 | 0 | 0 | 0 | 0 | 0 | 0 | 0 | 0 | 0 | 0 | 0 | 0 | 0 | 0 | 0 | 0 | 0 | 0 | 0 | 0 | 0 | 0 | 0 | 0 | 0 | 0 | 0 | 0
2063 | 0 | 0 | 0 | 0 | 0 | 0 | 0 | 0 | 0 | 0 | 0 | 0 | 0 | 0 | 0 | 0 | 0 | 0 | 0 | 0 | 0 | 0 | 0 | 0 | 0 | 0 | 0 | 0 | 0 | 0 | 1.6477 | 4.9431 | 8.2384 | 11.5338 | 16.4769 | 2063 | 0 | 0 | 0 | 0 | 0 | 0 | 0 | 0 | 0 | 0 | 0 | 0 | 0 | 0 | 0 | 0 | 0 | 0 | 0 | 0 | 0 | 0 | 0 | 0 | 0 | 0 | 0 | 0 | 0 | 0 | 0 | 0 | 0 | 0 | 0
2064 | 0 | 0 | 0 | 0 | 0 | 0 | 0 | 0 | 0 | 0 | 0 | 0 | 0 | 0 | 0 | 0 | 0 | 0 | 0 | 0 | 0 | 0 | 0 | 0 | 0 | 0 | 0 | 0 | 0 | 0 | 0 | 1.481 | 4.443 | 7.405 | 10.367 | 2064 | 0 | 0 | 0 | 0 | 0 | 0 | 0 | 0 | 0 | 0 | 0 | 0 | 0 | 0 | 0 | 0 | 0 | 0 | 0 | 0 | 0 | 0 | 0 | 0 | 0 | 0 | 0 | 0 | 0 | 0 | 0 | 0 | 0 | 0 | 0
2065 | 0 | 0 | 0 | 0 | 0 | 0 | 0 | 0 | 0 | 0 | 0 | 0 | 0 | 0 | 0 | 0 | 0 | 0 | 0 | 0 | 0 | 0 | 0 | 0 | 0 | 0 | 0 | 0 | 0 | 0 | 0 | 0 | 1.3312 | 3.9936 | 6.6559 | 2065 | 0 | 0 | 0 | 0 | 0 | 0 | 0 | 0 | 0 | 0 | 0 | 0 | 0 | 0 | 0 | 0 | 0 | 0 | 0 | 0 | 0 | 0 | 0 | 0 | 0 | 0 | 0 | 0 | 0 | 0 | 0 | 0 | 0 | 0 | 0
2066 | 0 | 0 | 0 | 0 | 0 | 0 | 0 | 0 | 0 | 0 | 0 | 0 | 0 | 0 | 0 | 0 | 0 | 0 | 0 | 0 | 0 | 0 | 0 | 0 | 0 | 0 | 0 | 0 | 0 | 0 | 0 | 0 | 0 | 1.1965 | 3.5896 | 2066 | 0 | 0 | 0 | 0 | 0 | 0 | 0 | 0 | 0 | 0 | 0 | 0 | 0 | 0 | 0 | 0 | 0 | 0 | 0 | 0 | 0 | 0 | 0 | 0 | 0 | 0 | 0 | 0 | 0 | 0 | 0 | 0 | 0 | 0 | 0
2067 | 0 | 0 | 0 | 0 | 0 | 0 | 0 | 0 | 0 | 0 | 0 | 0 | 0 | 0 | 0 | 0 | 0 | 0 | 0 | 0 | 0 | 0 | 0 | 0 | 0 | 0 | 0 | 0 | 0 | 0 | 0 | 0 | 0 | 0 | 1.0755 | 2067 | 0 | 0 | 0 | 0 | 0 | 0 | 0 | 0 | 0 | 0 | 0 | 0 | 0 | 0 | 0 | 0 | 0 | 0 | 0 | 0 | 0 | 0 | 0 | 0 | 0 | 0 | 0 | 0 | 0 | 0 | 0 | 0 | 0 | 0 | 0
2068 | 0 | 0 | 0 | 0 | 0 | 0 | 0 | 0 | 0 | 0 | 0 | 0 | 0 | 0 | 0 | 0 | 0 | 0 | 0 | 0 | 0 | 0 | 0 | 0 | 0 | 0 | 0 | 0 | 0 | 0 | 0 | 0 | 0 | 0 | 0 | 2068 | 0 | 0 | 0 | 0 | 0 | 0 | 0 | 0 | 0 | 0 | 0 | 0 | 0 | 0 | 0 | 0 | 0 | 0 | 0 | 0 | 0 | 0 | 0 | 0 | 0 | 0 | 0 | 0 | 0 | 0 | 0 | 0 | 0 | 0 | 0
Uncleared Capacity: 2027 measures (2024 $/kW-year) | [35 empty] | Uncleared Capacity DRIPE, Zone-on-Zone: 2027 measures (2024 $/kW-year)
RETAIL VALUES | [35 empty] | RETAIL VALUES
| Measure life (program duration) | [35 empty] | Measure life (program duration)
| 1 | 2 | 3 | 4 | 5 | 6 | 7 | 8 | 9 | 10 | 11 | 12 | 13 | 14 | 15 | 16 | 17 | 18 | 19 | 20 | 21 | 22 | 23 | 24 | 25 | 26 | 27 | 28 | 29 | 30 | 31 | 32 | 33 | 34 | 35 |  | 1 | 2 | 3 | 4 | 5 | 6 | 7 | 8 | 9 | 10 | 11 | 12 | 13 | 14 | 15 | 16 | 17 | 18 | 19 | 20 | 21 | 22 | 23 | 24 | 25 | 26 | 27 | 28 | 29 | 30 | 31 | 32 | 33 | 34 | 35
2024 | 0 | 0 | 0 | 0 | 0 | 0 | 0 | 0 | 0 | 0 | 0 | 0 | 0 | 0 | 0 | 0 | 0 | 0 | 0 | 0 | 0 | 0 | 0 | 0 | 0 | 0 | 0 | 0 | 0 | 0 | 0 | 0 | 0 | 0 | 0 | 2024 | 0 | 0 | 0 | 0 | 0 | 0 | 0 | 0 | 0 | 0 | 0 | 0 | 0 | 0 | 0 | 0 | 0 | 0 | 0 | 0 | 0 | 0 | 0 | 0 | 0 | 0 | 0 | 0 | 0 | 0 | 0 | 0 | 0 | 0 | 0
2025 | 0 | 0 | 0 | 0 | 0 | 0 | 0 | 0 | 0 | 0 | 0 | 0 | 0 | 0 | 0 | 0 | 0 | 0 | 0 | 0 | 0 | 0 | 0 | 0 | 0 | 0 | 0 | 0 | 0 | 0 | 0 | 0 | 0 | 0 | 0 | 2025 | 0 | 0 | 0 | 0 | 0 | 0 | 0 | 0 | 0 | 0 | 0 | 0 | 0 | 0 | 0 | 0 | 0 | 0 | 0 | 0 | 0 | 0 | 0 | 0 | 0 | 0 | 0 | 0 | 0 | 0 | 0 | 0 | 0 | 0 | 0
2026 | 0 | 0 | 0 | 0 | 0 | 0 | 0 | 0 | 0 | 0 | 0 | 0 | 0 | 0 | 0 | 0 | 0 | 0 | 0 | 0 | 0 | 0 | 0 | 0 | 0 | 0 | 0 | 0 | 0 | 0 | 0 | 0 | 0 | 0 | 0 | 2026 | 0 | 0 | 0 | 0 | 0 | 0 | 0 | 0 | 0 | 0 | 0 | 0 | 0 | 0 | 0 | 0 | 0 | 0 | 0 | 0 | 0 | 0 | 0 | 0 | 0 | 0 | 0 | 0 | 0 | 0 | 0 | 0 | 0 | 0 | 0
2027 | 0 | 0 | 0 | 0 | 0 | 0 | 0 | 0 | 0 | 0 | 0 | 0 | 0 | 0 | 0 | 0 | 0 | 0 | 0 | 0 | 0 | 0 | 0 | 0 | 0 | 0 | 0 | 0 | 0 | 0 | 0 | 0 | 0 | 0 | 0 | 2027 | 0 | 0 | 0 | 0 | 0 | 0 | 0 | 0 | 0 | 0 | 0 | 0 | 0 | 0 | 0 | 0 | 0 | 0 | 0 | 0 | 0 | 0 | 0 | 0 | 0 | 0 | 0 | 0 | 0 | 0 | 0 | 0 | 0 | 0 | 0
2028 | 0 | 0 | 0 | 0 | 0 | 0 | 0 | 0 | 0 | 0 | 0 | 0 | 0 | 0 | 0 | 0 | 0 | 0 | 0 | 0 | 0 | 0 | 0 | 0 | 0 | 0 | 0 | 0 | 0 | 0 | 0 | 0 | 0 | 0 | 0 | 2028 | 0 | 0 | 0 | 0 | 0 | 0 | 0 | 0 | 0 | 0 | 0 | 0 | 0 | 0 | 0 | 0 | 0 | 0 | 0 | 0 | 0 | 0 | 0 | 0 | 0 | 0 | 0 | 0 | 0 | 0 | 0 | 0 | 0 | 0 | 0
2029 | 14.1492 | 14.1492 | 14.1492 | 14.1492 | 14.1492 | 14.1492 | 14.1492 | 14.1492 | 14.1492 | 14.1492 | 14.1492 | 14.1492 | 14.1492 | 14.1492 | 14.1492 | 14.1492 | 14.1492 | 14.1492 | 14.1492 | 14.1492 | 14.1492 | 14.1492 | 14.1492 | 14.1492 | 14.1492 | 14.1492 | 14.1492 | 14.1492 | 14.1492 | 14.1492 | 14.1492 | 14.1492 | 14.1492 | 14.1492 | 14.1492 | 2029 | 6.2754 | 6.2754 | 6.2754 | 6.2754 | 6.2754 | 6.2754 | 6.2754 | 6.2754 | 6.2754 | 6.2754 | 6.2754 | 6.2754 | 6.2754 | 6.2754 | 6.2754 | 6.2754 | 6.2754 | 6.2754 | 6.2754 | 6.2754 | 6.2754 | 6.2754 | 6.2754 | 6.2754 | 6.2754 | 6.2754 | 6.2754 | 6.2754 | 6.2754 | 6.2754 | 6.2754 | 6.2754 | 6.2754 | 6.2754 | 6.2754
2030 | 13.9688 | 34.922 | 34.922 | 34.922 | 34.922 | 34.922 | 34.922 | 34.922 | 34.922 | 34.922 | 34.922 | 34.922 | 34.922 | 34.922 | 34.922 | 34.922 | 34.922 | 34.922 | 34.922 | 34.922 | 34.922 | 34.922 | 34.922 | 34.922 | 34.922 | 34.922 | 34.922 | 34.922 | 34.922 | 34.922 | 34.922 | 34.922 | 34.922 | 34.922 | 34.922 | 2030 | 3.9587 | 11.9293 | 11.9293 | 11.9293 | 11.9293 | 11.9293 | 11.9293 | 11.9293 | 11.9293 | 11.9293 | 11.9293 | 11.9293 | 11.9293 | 11.9293 | 11.9293 | 11.9293 | 11.9293 | 11.9293 | 11.9293 | 11.9293 | 11.9293 | 11.9293 | 11.9293 | 11.9293 | 11.9293 | 11.9293 | 11.9293 | 11.9293 | 11.9293 | 11.9293 | 11.9293 | 11.9293 | 11.9293 | 11.9293 | 11.9293
2031 | 13.9448 | 27.8896 | 48.8068 | 48.8068 | 48.8068 | 48.8068 | 48.8068 | 48.8068 | 48.8068 | 48.8068 | 48.8068 | 48.8068 | 48.8068 | 48.8068 | 48.8068 | 48.8068 | 48.8068 | 48.8068 | 48.8068 | 48.8068 | 48.8068 | 48.8068 | 48.8068 | 48.8068 | 48.8068 | 48.8068 | 48.8068 | 48.8068 | 48.8068 | 48.8068 | 48.8068 | 48.8068 | 48.8068 | 48.8068 | 48.8068 | 2031 | 3.0942 | 7.0013 | 14.868 | 14.868 | 14.868 | 14.868 | 14.868 | 14.868 | 14.868 | 14.868 | 14.868 | 14.868 | 14.868 | 14.868 | 14.868 | 14.868 | 14.868 | 14.868 | 14.868 | 14.868 | 14.868 | 14.868 | 14.868 | 14.868 | 14.868 | 14.868 | 14.868 | 14.868 | 14.868 | 14.868 | 14.868 | 14.868 | 14.868 | 14.868 | 14.868
2032 | 18.1506 | 36.3012 | 54.4519 | 81.6778 | 81.6778 | 81.6778 | 81.6778 | 81.6778 | 81.6778 | 81.6778 | 81.6778 | 81.6778 | 81.6778 | 81.6778 | 81.6778 | 81.6778 | 81.6778 | 81.6778 | 81.6778 | 81.6778 | 81.6778 | 81.6778 | 81.6778 | 81.6778 | 81.6778 | 81.6778 | 81.6778 | 81.6778 | 81.6778 | 81.6778 | 81.6778 | 81.6778 | 81.6778 | 81.6778 | 81.6778 | 2032 | 1.4051 | 3.4028 | 5.9253 | 11.004 | 11.004 | 11.004 | 11.004 | 11.004 | 11.004 | 11.004 | 11.004 | 11.004 | 11.004 | 11.004 | 11.004 | 11.004 | 11.004 | 11.004 | 11.004 | 11.004 | 11.004 | 11.004 | 11.004 | 11.004 | 11.004 | 11.004 | 11.004 | 11.004 | 11.004 | 11.004 | 11.004 | 11.004 | 11.004 | 11.004 | 11.004
2033 | 9.0732 | 27.2196 | 45.3659 | 63.5123 | 90.7319 | 90.7319 | 90.7319 | 90.7319 | 90.7319 | 90.7319 | 90.7319 | 90.7319 | 90.7319 | 90.7319 | 90.7319 | 90.7319 | 90.7319 | 90.7319 | 90.7319 | 90.7319 | 90.7319 | 90.7319 | 90.7319 | 90.7319 | 90.7319 | 90.7319 | 90.7319 | 90.7319 | 90.7319 | 90.7319 | 90.7319 | 90.7319 | 90.7319 | 90.7319 | 90.7319 | 2033 | 0 | 0.71143 | 3.3348 | 6.6474 | 13.3171 | 13.3171 | 13.3171 | 13.3171 | 13.3171 | 13.3171 | 13.3171 | 13.3171 | 13.3171 | 13.3171 | 13.3171 | 13.3171 | 13.3171 | 13.3171 | 13.3171 | 13.3171 | 13.3171 | 13.3171 | 13.3171 | 13.3171 | 13.3171 | 13.3171 | 13.3171 | 13.3171 | 13.3171 | 13.3171 | 13.3171 | 13.3171 | 13.3171 | 13.3171 | 13.3171
2034 | 0 | 11.2181 | 33.6544 | 56.0906 | 78.5268 | 112.1812 | 112.1812 | 112.1812 | 112.1812 | 112.1812 | 112.1812 | 112.1812 | 112.1812 | 112.1812 | 112.1812 | 112.1812 | 112.1812 | 112.1812 | 112.1812 | 112.1812 | 112.1812 | 112.1812 | 112.1812 | 112.1812 | 112.1812 | 112.1812 | 112.1812 | 112.1812 | 112.1812 | 112.1812 | 112.1812 | 112.1812 | 112.1812 | 112.1812 | 112.1812 | 2034 | 0 | 0 | 0 | 0 | 63.9211 | 207.0281 | 207.0281 | 207.0281 | 207.0281 | 207.0281 | 207.0281 | 207.0281 | 207.0281 | 207.0281 | 207.0281 | 207.0281 | 207.0281 | 207.0281 | 207.0281 | 207.0281 | 207.0281 | 207.0281 | 207.0281 | 207.0281 | 207.0281 | 207.0281 | 207.0281 | 207.0281 | 207.0281 | 207.0281 | 207.0281 | 207.0281 | 207.0281 | 207.0281 | 207.0281
2035 | 0 | 0 | 9.0172 | 27.0515 | 45.0858 | 63.1201 | 90.1716 | 90.1716 | 90.1716 | 90.1716 | 90.1716 | 90.1716 | 90.1716 | 90.1716 | 90.1716 | 90.1716 | 90.1716 | 90.1716 | 90.1716 | 90.1716 | 90.1716 | 90.1716 | 90.1716 | 90.1716 | 90.1716 | 90.1716 | 90.1716 | 90.1716 | 90.1716 | 90.1716 | 90.1716 | 90.1716 | 90.1716 | 90.1716 | 90.1716 | 2035 | 0 | 0 | 0 | 0 | 0 | 0 | 4.585 | 4.585 | 4.585 | 4.585 | 4.585 | 4.585 | 4.585 | 4.585 | 4.585 | 4.585 | 4.585 | 4.585 | 4.585 | 4.585 | 4.585 | 4.585 | 4.585 | 4.585 | 4.585 | 4.585 | 4.585 | 4.585 | 4.585 | 4.585 | 4.585 | 4.585 | 4.585 | 4.585 | 4.585
2036 | 0 | 0 | 0 | 6.8344 | 20.5032 | 34.172 | 47.8408 | 68.344 | 68.344 | 68.344 | 68.344 | 68.344 | 68.344 | 68.344 | 68.344 | 68.344 | 68.344 | 68.344 | 68.344 | 68.344 | 68.344 | 68.344 | 68.344 | 68.344 | 68.344 | 68.344 | 68.344 | 68.344 | 68.344 | 68.344 | 68.344 | 68.344 | 68.344 | 68.344 | 68.344 | 2036 | 0 | 0 | 0 | 0 | 0 | 0 | 0 | 3.2845 | 3.2845 | 3.2845 | 3.2845 | 3.2845 | 3.2845 | 3.2845 | 3.2845 | 3.2845 | 3.2845 | 3.2845 | 3.2845 | 3.2845 | 3.2845 | 3.2845 | 3.2845 | 3.2845 | 3.2845 | 3.2845 | 3.2845 | 3.2845 | 3.2845 | 3.2845 | 3.2845 | 3.2845 | 3.2845 | 3.2845 | 3.2845
2037 | 0 | 0 | 0 | 0 | 11.1188 | 33.3563 | 55.5938 | 77.8313 | 111.1876 | 111.1876 | 111.1876 | 111.1876 | 111.1876 | 111.1876 | 111.1876 | 111.1876 | 111.1876 | 111.1876 | 111.1876 | 111.1876 | 111.1876 | 111.1876 | 111.1876 | 111.1876 | 111.1876 | 111.1876 | 111.1876 | 111.1876 | 111.1876 | 111.1876 | 111.1876 | 111.1876 | 111.1876 | 111.1876 | 111.1876 | 2037 | 0 | 0 | 0 | 0 | 0 | 0 | 0 | 0 | 31.5982 | 31.5982 | 31.5982 | 31.5982 | 31.5982 | 31.5982 | 31.5982 | 31.5982 | 31.5982 | 31.5982 | 31.5982 | 31.5982 | 31.5982 | 31.5982 | 31.5982 | 31.5982 | 31.5982 | 31.5982 | 31.5982 | 31.5982 | 31.5982 | 31.5982 | 31.5982 | 31.5982 | 31.5982 | 31.5982 | 31.5982
2038 | 0 | 0 | 0 | 0 | 0 | 11.1368 | 33.4104 | 55.6839 | 77.9575 | 111.3679 | 111.3679 | 111.3679 | 111.3679 | 111.3679 | 111.3679 | 111.3679 | 111.3679 | 111.3679 | 111.3679 | 111.3679 | 111.3679 | 111.3679 | 111.3679 | 111.3679 | 111.3679 | 111.3679 | 111.3679 | 111.3679 | 111.3679 | 111.3679 | 111.3679 | 111.3679 | 111.3679 | 111.3679 | 111.3679 | 2038 | 0 | 0 | 0 | 0 | 0 | 0 | 0 | 0 | 0 | 8.4294 | 8.4294 | 8.4294 | 8.4294 | 8.4294 | 8.4294 | 8.4294 | 8.4294 | 8.4294 | 8.4294 | 8.4294 | 8.4294 | 8.4294 | 8.4294 | 8.4294 | 8.4294 | 8.4294 | 8.4294 | 8.4294 | 8.4294 | 8.4294 | 8.4294 | 8.4294 | 8.4294 | 8.4294 | 8.4294
2039 | 0 | 0 | 0 | 0 | 0 | 0 | 8.9687 | 26.9062 | 44.8437 | 62.7812 | 89.6874 | 89.6874 | 89.6874 | 89.6874 | 89.6874 | 89.6874 | 89.6874 | 89.6874 | 89.6874 | 89.6874 | 89.6874 | 89.6874 | 89.6874 | 89.6874 | 89.6874 | 89.6874 | 89.6874 | 89.6874 | 89.6874 | 89.6874 | 89.6874 | 89.6874 | 89.6874 | 89.6874 | 89.6874 | 2039 | 0 | 0 | 0 | 0 | 0 | 0 | 0 | 0 | 0 | 0 | 1.4417e-15 | 1.4417e-15 | 1.4417e-15 | 1.4417e-15 | 1.4417e-15 | 1.4417e-15 | 1.4417e-15 | 1.4417e-15 | 1.4417e-15 | 1.4417e-15 | 1.4417e-15 | 1.4417e-15 | 1.4417e-15 | 1.4417e-15 | 1.4417e-15 | 1.4417e-15 | 1.4417e-15 | 1.4417e-15 | 1.4417e-15 | 1.4417e-15 | 1.4417e-15 | 1.4417e-15 | 1.4417e-15 | 1.4417e-15 | 1.4417e-15
2040 | 0 | 0 | 0 | 0 | 0 | 0 | 0 | 16.1964 | 48.5891 | 80.9818 | 113.3745 | 161.9636 | 161.9636 | 161.9636 | 161.9636 | 161.9636 | 161.9636 | 161.9636 | 161.9636 | 161.9636 | 161.9636 | 161.9636 | 161.9636 | 161.9636 | 161.9636 | 161.9636 | 161.9636 | 161.9636 | 161.9636 | 161.9636 | 161.9636 | 161.9636 | 161.9636 | 161.9636 | 161.9636 | 2040 | 0 | 0 | 0 | 0 | 0 | 0 | 0 | 0 | 0 | 0 | 0 | 1.4811e-14 | 1.4811e-14 | 1.4811e-14 | 1.4811e-14 | 1.4811e-14 | 1.4811e-14 | 1.4811e-14 | 1.4811e-14 | 1.4811e-14 | 1.4811e-14 | 1.4811e-14 | 1.4811e-14 | 1.4811e-14 | 1.4811e-14 | 1.4811e-14 | 1.4811e-14 | 1.4811e-14 | 1.4811e-14 | 1.4811e-14 | 1.4811e-14 | 1.4811e-14 | 1.4811e-14 | 1.4811e-14 | 1.4811e-14
2041 | 0 | 0 | 0 | 0 | 0 | 0 | 0 | 0 | 11.1004 | 33.3012 | 55.502 | 77.7029 | 111.0041 | 111.0041 | 111.0041 | 111.0041 | 111.0041 | 111.0041 | 111.0041 | 111.0041 | 111.0041 | 111.0041 | 111.0041 | 111.0041 | 111.0041 | 111.0041 | 111.0041 | 111.0041 | 111.0041 | 111.0041 | 111.0041 | 111.0041 | 111.0041 | 111.0041 | 111.0041 | 2041 | 0 | 0 | 0 | 0 | 0 | 0 | 0 | 0 | 0 | 0 | 0 | 0 | 2.3848e-14 | 2.3848e-14 | 2.3848e-14 | 2.3848e-14 | 2.3848e-14 | 2.3848e-14 | 2.3848e-14 | 2.3848e-14 | 2.3848e-14 | 2.3848e-14 | 2.3848e-14 | 2.3848e-14 | 2.3848e-14 | 2.3848e-14 | 2.3848e-14 | 2.3848e-14 | 2.3848e-14 | 2.3848e-14 | 2.3848e-14 | 2.3848e-14 | 2.3848e-14 | 2.3848e-14 | 2.3848e-14
2042 | 0 | 0 | 0 | 0 | 0 | 0 | 0 | 0 | 0 | 8.8984 | 26.6953 | 44.4921 | 62.289 | 88.9842 | 88.9842 | 88.9842 | 88.9842 | 88.9842 | 88.9842 | 88.9842 | 88.9842 | 88.9842 | 88.9842 | 88.9842 | 88.9842 | 88.9842 | 88.9842 | 88.9842 | 88.9842 | 88.9842 | 88.9842 | 88.9842 | 88.9842 | 88.9842 | 88.9842 | 2042 | 0 | 0 | 0 | 0 | 0 | 0 | 0 | 0 | 0 | 0 | 0 | 0 | 0 | 1.3354e-15 | 1.3354e-15 | 1.3354e-15 | 1.3354e-15 | 1.3354e-15 | 1.3354e-15 | 1.3354e-15 | 1.3354e-15 | 1.3354e-15 | 1.3354e-15 | 1.3354e-15 | 1.3354e-15 | 1.3354e-15 | 1.3354e-15 | 1.3354e-15 | 1.3354e-15 | 1.3354e-15 | 1.3354e-15 | 1.3354e-15 | 1.3354e-15 | 1.3354e-15 | 1.3354e-15
2043 | 0 | 0 | 0 | 0 | 0 | 0 | 0 | 0 | 0 | 0 | 11.0405 | 33.1215 | 55.2025 | 77.2835 | 110.405 | 110.405 | 110.405 | 110.405 | 110.405 | 110.405 | 110.405 | 110.405 | 110.405 | 110.405 | 110.405 | 110.405 | 110.405 | 110.405 | 110.405 | 110.405 | 110.405 | 110.405 | 110.405 | 110.405 | 110.405 | 2043 | 0 | 0 | 0 | 0 | 0 | 0 | 0 | 0 | 0 | 0 | 0 | 0 | 0 | 0 | 0 | 0 | 0 | 0 | 0 | 0 | 0 | 0 | 0 | 0 | 0 | 0 | 0 | 0 | 0 | 0 | 0 | 0 | 0 | 0 | 0
2044 | 0 | 0 | 0 | 0 | 0 | 0 | 0 | 0 | 0 | 0 | 0 | 11.049 | 33.1469 | 55.2448 | 77.3427 | 110.4896 | 110.4896 | 110.4896 | 110.4896 | 110.4896 | 110.4896 | 110.4896 | 110.4896 | 110.4896 | 110.4896 | 110.4896 | 110.4896 | 110.4896 | 110.4896 | 110.4896 | 110.4896 | 110.4896 | 110.4896 | 110.4896 | 110.4896 | 2044 | 0 | 0 | 0 | 0 | 0 | 0 | 0 | 0 | 0 | 0 | 0 | 0 | 0 | 0 | 0 | 0 | 0 | 0 | 0 | 0 | 0 | 0 | 0 | 0 | 0 | 0 | 0 | 0 | 0 | 0 | 0 | 0 | 0 | 0 | 0
2045 | 0 | 0 | 0 | 0 | 0 | 0 | 0 | 0 | 0 | 0 | 0 | 0 | 14.6169 | 43.8508 | 73.0847 | 102.3186 | 146.1694 | 146.1694 | 146.1694 | 146.1694 | 146.1694 | 146.1694 | 146.1694 | 146.1694 | 146.1694 | 146.1694 | 146.1694 | 146.1694 | 146.1694 | 146.1694 | 146.1694 | 146.1694 | 146.1694 | 146.1694 | 146.1694 | 2045 | 0 | 0 | 0 | 0 | 0 | 0 | 0 | 0 | 0 | 0 | 0 | 0 | 0 | 0 | 0 | 0 | 0 | 0 | 0 | 0 | 0 | 0 | 0 | 0 | 0 | 0 | 0 | 0 | 0 | 0 | 0 | 0 | 0 | 0 | 0
2046 | 0 | 0 | 0 | 0 | 0 | 0 | 0 | 0 | 0 | 0 | 0 | 0 | 0 | 14.596 | 43.7879 | 72.9798 | 102.1717 | 145.9596 | 145.9596 | 145.9596 | 145.9596 | 145.9596 | 145.9596 | 145.9596 | 145.9596 | 145.9596 | 145.9596 | 145.9596 | 145.9596 | 145.9596 | 145.9596 | 145.9596 | 145.9596 | 145.9596 | 145.9596 | 2046 | 0 | 0 | 0 | 0 | 0 | 0 | 0 | 0 | 0 | 0 | 0 | 0 | 0 | 0 | 0 | 0 | 0 | 0 | 0 | 0 | 0 | 0 | 0 | 0 | 0 | 0 | 0 | 0 | 0 | 0 | 0 | 0 | 0 | 0 | 0
2047 | 0 | 0 | 0 | 0 | 0 | 0 | 0 | 0 | 0 | 0 | 0 | 0 | 0 | 0 | 16.063 | 48.189 | 80.315 | 112.441 | 160.63 | 160.63 | 160.63 | 160.63 | 160.63 | 160.63 | 160.63 | 160.63 | 160.63 | 160.63 | 160.63 | 160.63 | 160.63 | 160.63 | 160.63 | 160.63 | 160.63 | 2047 | 0 | 0 | 0 | 0 | 0 | 0 | 0 | 0 | 0 | 0 | 0 | 0 | 0 | 0 | 0 | 0 | 0 | 0 | 0 | 0 | 0 | 0 | 0 | 0 | 0 | 0 | 0 | 0 | 0 | 0 | 0 | 0 | 0 | 0 | 0
2048 | 0 | 0 | 0 | 0 | 0 | 0 | 0 | 0 | 0 | 0 | 0 | 0 | 0 | 0 | 0 | 10.95 | 32.8499 | 54.7498 | 76.6497 | 109.4996 | 109.4996 | 109.4996 | 109.4996 | 109.4996 | 109.4996 | 109.4996 | 109.4996 | 109.4996 | 109.4996 | 109.4996 | 109.4996 | 109.4996 | 109.4996 | 109.4996 | 109.4996 | 2048 | 0 | 0 | 0 | 0 | 0 | 0 | 0 | 0 | 0 | 0 | 0 | 0 | 0 | 0 | 0 | 0 | 0 | 0 | 0 | 0 | 0 | 0 | 0 | 0 | 0 | 0 | 0 | 0 | 0 | 0 | 0 | 0 | 0 | 0 | 0
2049 | 0 | 0 | 0 | 0 | 0 | 0 | 0 | 0 | 0 | 0 | 0 | 0 | 0 | 0 | 0 | 0 | 10.9174 | 32.7523 | 54.5872 | 76.4221 | 109.1745 | 109.1745 | 109.1745 | 109.1745 | 109.1745 | 109.1745 | 109.1745 | 109.1745 | 109.1745 | 109.1745 | 109.1745 | 109.1745 | 109.1745 | 109.1745 | 109.1745 | 2049 | 0 | 0 | 0 | 0 | 0 | 0 | 0 | 0 | 0 | 0 | 0 | 0 | 0 | 0 | 0 | 0 | 0 | 0 | 0 | 0 | 0 | 0 | 0 | 0 | 0 | 0 | 0 | 0 | 0 | 0 | 0 | 0 | 0 | 0 | 0
2050 | 0 | 0 | 0 | 0 | 0 | 0 | 0 | 0 | 0 | 0 | 0 | 0 | 0 | 0 | 0 | 0 | 0 | 8.8216 | 26.4647 | 44.1079 | 61.7511 | 88.2158 | 88.2158 | 88.2158 | 88.2158 | 88.2158 | 88.2158 | 88.2158 | 88.2158 | 88.2158 | 88.2158 | 88.2158 | 88.2158 | 88.2158 | 88.2158 | 2050 | 0 | 0 | 0 | 0 | 0 | 0 | 0 | 0 | 0 | 0 | 0 | 0 | 0 | 0 | 0 | 0 | 0 | 0 | 0 | 0 | 0 | 0 | 0 | 0 | 0 | 0 | 0 | 0 | 0 | 0 | 0 | 0 | 0 | 0 | 0
2051 | 0 | 0 | 0 | 0 | 0 | 0 | 0 | 0 | 0 | 0 | 0 | 0 | 0 | 0 | 0 | 0 | 0 | 0 | 7.9983 | 23.9948 | 39.9913 | 55.9878 | 79.9825 | 79.9825 | 79.9825 | 79.9825 | 79.9825 | 79.9825 | 79.9825 | 79.9825 | 79.9825 | 79.9825 | 79.9825 | 79.9825 | 79.9825 | 2051 | 0 | 0 | 0 | 0 | 0 | 0 | 0 | 0 | 0 | 0 | 0 | 0 | 0 | 0 | 0 | 0 | 0 | 0 | 0 | 0 | 0 | 0 | 0 | 0 | 0 | 0 | 0 | 0 | 0 | 0 | 0 | 0 | 0 | 0 | 0
2052 | 0 | 0 | 0 | 0 | 0 | 0 | 0 | 0 | 0 | 0 | 0 | 0 | 0 | 0 | 0 | 0 | 0 | 0 | 0 | 7.1891 | 21.5674 | 35.9457 | 50.324 | 71.8914 | 71.8914 | 71.8914 | 71.8914 | 71.8914 | 71.8914 | 71.8914 | 71.8914 | 71.8914 | 71.8914 | 71.8914 | 71.8914 | 2052 | 0 | 0 | 0 | 0 | 0 | 0 | 0 | 0 | 0 | 0 | 0 | 0 | 0 | 0 | 0 | 0 | 0 | 0 | 0 | 0 | 0 | 0 | 0 | 0 | 0 | 0 | 0 | 0 | 0 | 0 | 0 | 0 | 0 | 0 | 0
2053 | 0 | 0 | 0 | 0 | 0 | 0 | 0 | 0 | 0 | 0 | 0 | 0 | 0 | 0 | 0 | 0 | 0 | 0 | 0 | 0 | 6.4619 | 19.3856 | 32.3094 | 45.2332 | 64.6188 | 64.6188 | 64.6188 | 64.6188 | 64.6188 | 64.6188 | 64.6188 | 64.6188 | 64.6188 | 64.6188 | 64.6188 | 2053 | 0 | 0 | 0 | 0 | 0 | 0 | 0 | 0 | 0 | 0 | 0 | 0 | 0 | 0 | 0 | 0 | 0 | 0 | 0 | 0 | 0 | 0 | 0 | 0 | 0 | 0 | 0 | 0 | 0 | 0 | 0 | 0 | 0 | 0 | 0
2054 | 0 | 0 | 0 | 0 | 0 | 0 | 0 | 0 | 0 | 0 | 0 | 0 | 0 | 0 | 0 | 0 | 0 | 0 | 0 | 0 | 0 | 5.8082 | 17.4246 | 29.041 | 40.6573 | 58.0819 | 58.0819 | 58.0819 | 58.0819 | 58.0819 | 58.0819 | 58.0819 | 58.0819 | 58.0819 | 58.0819 | 2054 | 0 | 0 | 0 | 0 | 0 | 0 | 0 | 0 | 0 | 0 | 0 | 0 | 0 | 0 | 0 | 0 | 0 | 0 | 0 | 0 | 0 | 0 | 0 | 0 | 0 | 0 | 0 | 0 | 0 | 0 | 0 | 0 | 0 | 0 | 0
2055 | 0 | 0 | 0 | 0 | 0 | 0 | 0 | 0 | 0 | 0 | 0 | 0 | 0 | 0 | 0 | 0 | 0 | 0 | 0 | 0 | 0 | 0 | 5.2206 | 15.6619 | 26.1031 | 36.5444 | 52.2063 | 52.2063 | 52.2063 | 52.2063 | 52.2063 | 52.2063 | 52.2063 | 52.2063 | 52.2063 | 2055 | 0 | 0 | 0 | 0 | 0 | 0 | 0 | 0 | 0 | 0 | 0 | 0 | 0 | 0 | 0 | 0 | 0 | 0 | 0 | 0 | 0 | 0 | 0 | 0 | 0 | 0 | 0 | 0 | 0 | 0 | 0 | 0 | 0 | 0 | 0
2056 | 0 | 0 | 0 | 0 | 0 | 0 | 0 | 0 | 0 | 0 | 0 | 0 | 0 | 0 | 0 | 0 | 0 | 0 | 0 | 0 | 0 | 0 | 0 | 4.6925 | 14.0775 | 23.4625 | 32.8475 | 46.925 | 46.925 | 46.925 | 46.925 | 46.925 | 46.925 | 46.925 | 46.925 | 2056 | 0 | 0 | 0 | 0 | 0 | 0 | 0 | 0 | 0 | 0 | 0 | 0 | 0 | 0 | 0 | 0 | 0 | 0 | 0 | 0 | 0 | 0 | 0 | 0 | 0 | 0 | 0 | 0 | 0 | 0 | 0 | 0 | 0 | 0 | 0
2057 | 0 | 0 | 0 | 0 | 0 | 0 | 0 | 0 | 0 | 0 | 0 | 0 | 0 | 0 | 0 | 0 | 0 | 0 | 0 | 0 | 0 | 0 | 0 | 0 | 4.2178 | 12.6534 | 21.089 | 29.5246 | 42.1781 | 42.1781 | 42.1781 | 42.1781 | 42.1781 | 42.1781 | 42.1781 | 2057 | 0 | 0 | 0 | 0 | 0 | 0 | 0 | 0 | 0 | 0 | 0 | 0 | 0 | 0 | 0 | 0 | 0 | 0 | 0 | 0 | 0 | 0 | 0 | 0 | 0 | 0 | 0 | 0 | 0 | 0 | 0 | 0 | 0 | 0 | 0
2058 | 0 | 0 | 0 | 0 | 0 | 0 | 0 | 0 | 0 | 0 | 0 | 0 | 0 | 0 | 0 | 0 | 0 | 0 | 0 | 0 | 0 | 0 | 0 | 0 | 0 | 3.7911 | 11.3734 | 18.9556 | 26.5379 | 37.9113 | 37.9113 | 37.9113 | 37.9113 | 37.9113 | 37.9113 | 2058 | 0 | 0 | 0 | 0 | 0 | 0 | 0 | 0 | 0 | 0 | 0 | 0 | 0 | 0 | 0 | 0 | 0 | 0 | 0 | 0 | 0 | 0 | 0 | 0 | 0 | 0 | 0 | 0 | 0 | 0 | 0 | 0 | 0 | 0 | 0
2059 | 0 | 0 | 0 | 0 | 0 | 0 | 0 | 0 | 0 | 0 | 0 | 0 | 0 | 0 | 0 | 0 | 0 | 0 | 0 | 0 | 0 | 0 | 0 | 0 | 0 | 0 | 3.4076 | 10.2228 | 17.0381 | 23.8533 | 34.0761 | 34.0761 | 34.0761 | 34.0761 | 34.0761 | 2059 | 0 | 0 | 0 | 0 | 0 | 0 | 0 | 0 | 0 | 0 | 0 | 0 | 0 | 0 | 0 | 0 | 0 | 0 | 0 | 0 | 0 | 0 | 0 | 0 | 0 | 0 | 0 | 0 | 0 | 0 | 0 | 0 | 0 | 0 | 0
2060 | 0 | 0 | 0 | 0 | 0 | 0 | 0 | 0 | 0 | 0 | 0 | 0 | 0 | 0 | 0 | 0 | 0 | 0 | 0 | 0 | 0 | 0 | 0 | 0 | 0 | 0 | 0 | 3.0629 | 9.1887 | 15.3145 | 21.4403 | 30.629 | 30.629 | 30.629 | 30.629 | 2060 | 0 | 0 | 0 | 0 | 0 | 0 | 0 | 0 | 0 | 0 | 0 | 0 | 0 | 0 | 0 | 0 | 0 | 0 | 0 | 0 | 0 | 0 | 0 | 0 | 0 | 0 | 0 | 0 | 0 | 0 | 0 | 0 | 0 | 0 | 0
2061 | 0 | 0 | 0 | 0 | 0 | 0 | 0 | 0 | 0 | 0 | 0 | 0 | 0 | 0 | 0 | 0 | 0 | 0 | 0 | 0 | 0 | 0 | 0 | 0 | 0 | 0 | 0 | 0 | 2.753 | 8.2591 | 13.7652 | 19.2713 | 27.5305 | 27.5305 | 27.5305 | 2061 | 0 | 0 | 0 | 0 | 0 | 0 | 0 | 0 | 0 | 0 | 0 | 0 | 0 | 0 | 0 | 0 | 0 | 0 | 0 | 0 | 0 | 0 | 0 | 0 | 0 | 0 | 0 | 0 | 0 | 0 | 0 | 0 | 0 | 0 | 0
2062 | 0 | 0 | 0 | 0 | 0 | 0 | 0 | 0 | 0 | 0 | 0 | 0 | 0 | 0 | 0 | 0 | 0 | 0 | 0 | 0 | 0 | 0 | 0 | 0 | 0 | 0 | 0 | 0 | 0 | 2.4745 | 7.4236 | 12.3727 | 17.3218 | 24.7455 | 24.7455 | 2062 | 0 | 0 | 0 | 0 | 0 | 0 | 0 | 0 | 0 | 0 | 0 | 0 | 0 | 0 | 0 | 0 | 0 | 0 | 0 | 0 | 0 | 0 | 0 | 0 | 0 | 0 | 0 | 0 | 0 | 0 | 0 | 0 | 0 | 0 | 0
2063 | 0 | 0 | 0 | 0 | 0 | 0 | 0 | 0 | 0 | 0 | 0 | 0 | 0 | 0 | 0 | 0 | 0 | 0 | 0 | 0 | 0 | 0 | 0 | 0 | 0 | 0 | 0 | 0 | 0 | 0 | 2.2242 | 6.6727 | 11.1211 | 15.5695 | 22.2422 | 2063 | 0 | 0 | 0 | 0 | 0 | 0 | 0 | 0 | 0 | 0 | 0 | 0 | 0 | 0 | 0 | 0 | 0 | 0 | 0 | 0 | 0 | 0 | 0 | 0 | 0 | 0 | 0 | 0 | 0 | 0 | 0 | 0 | 0 | 0 | 0
2064 | 0 | 0 | 0 | 0 | 0 | 0 | 0 | 0 | 0 | 0 | 0 | 0 | 0 | 0 | 0 | 0 | 0 | 0 | 0 | 0 | 0 | 0 | 0 | 0 | 0 | 0 | 0 | 0 | 0 | 0 | 0 | 1.9992 | 5.9976 | 9.9961 | 13.9945 | 2064 | 0 | 0 | 0 | 0 | 0 | 0 | 0 | 0 | 0 | 0 | 0 | 0 | 0 | 0 | 0 | 0 | 0 | 0 | 0 | 0 | 0 | 0 | 0 | 0 | 0 | 0 | 0 | 0 | 0 | 0 | 0 | 0 | 0 | 0 | 0
2065 | 0 | 0 | 0 | 0 | 0 | 0 | 0 | 0 | 0 | 0 | 0 | 0 | 0 | 0 | 0 | 0 | 0 | 0 | 0 | 0 | 0 | 0 | 0 | 0 | 0 | 0 | 0 | 0 | 0 | 0 | 0 | 0 | 1.797 | 5.3909 | 8.9849 | 2065 | 0 | 0 | 0 | 0 | 0 | 0 | 0 | 0 | 0 | 0 | 0 | 0 | 0 | 0 | 0 | 0 | 0 | 0 | 0 | 0 | 0 | 0 | 0 | 0 | 0 | 0 | 0 | 0 | 0 | 0 | 0 | 0 | 0 | 0 | 0
2066 | 0 | 0 | 0 | 0 | 0 | 0 | 0 | 0 | 0 | 0 | 0 | 0 | 0 | 0 | 0 | 0 | 0 | 0 | 0 | 0 | 0 | 0 | 0 | 0 | 0 | 0 | 0 | 0 | 0 | 0 | 0 | 0 | 0 | 1.6152 | 4.8456 | 2066 | 0 | 0 | 0 | 0 | 0 | 0 | 0 | 0 | 0 | 0 | 0 | 0 | 0 | 0 | 0 | 0 | 0 | 0 | 0 | 0 | 0 | 0 | 0 | 0 | 0 | 0 | 0 | 0 | 0 | 0 | 0 | 0 | 0 | 0 | 0
2067 | 0 | 0 | 0 | 0 | 0 | 0 | 0 | 0 | 0 | 0 | 0 | 0 | 0 | 0 | 0 | 0 | 0 | 0 | 0 | 0 | 0 | 0 | 0 | 0 | 0 | 0 | 0 | 0 | 0 | 0 | 0 | 0 | 0 | 0 | 1.4518 | 2067 | 0 | 0 | 0 | 0 | 0 | 0 | 0 | 0 | 0 | 0 | 0 | 0 | 0 | 0 | 0 | 0 | 0 | 0 | 0 | 0 | 0 | 0 | 0 | 0 | 0 | 0 | 0 | 0 | 0 | 0 | 0 | 0 | 0 | 0 | 0
2068 | 0 | 0 | 0 | 0 | 0 | 0 | 0 | 0 | 0 | 0 | 0 | 0 | 0 | 0 | 0 | 0 | 0 | 0 | 0 | 0 | 0 | 0 | 0 | 0 | 0 | 0 | 0 | 0 | 0 | 0 | 0 | 0 | 0 | 0 | 0 | 2068 | 0 | 0 | 0 | 0 | 0 | 0 | 0 | 0 | 0 | 0 | 0 | 0 | 0 | 0 | 0 | 0 | 0 | 0 | 0 | 0 | 0 | 0 | 0 | 0 | 0 | 0 | 0 | 0 | 0 | 0 | 0 | 0 | 0 | 0 | 0
Cumulative | 60.1337 | 130.2483 | 204.0849 | 279.9382 | 353.9757 | 431.2412 | 503.1479 | 576.908 | 662.3952 | 744.5928 | 821.8879 | 905.6588 | 979.1189 | 1053.8586 | 1136.6323 | 1220.8578 | 1305.6957 | 1383.1133 | 1452.5545 | 1507.5859 | 1556.7903 | 1598.4344 | 1635.1605 | 1667.448 | 1695.8332 | 1720.7878 | 1741.1399 | 1755.8593 | 1765.6266 | 1771.0405 | 1771.0405 | 1771.0405 | 1771.0405 | 1771.0405 | 1771.0405 | Cumulative | 13.0535 | 25.7737 | 36.8944 | 43.9394 | 101.2513 | 217.1928 | 220.826 | 223.3717 | 247.3252 | 253.5753 | 253.5753 | 253.5753 | 253.5753 | 253.5753 | 253.5753 | 253.5753 | 253.5753 | 253.5753 | 253.5753 | 253.5753 | 253.5753 | 253.5753 | 253.5753 | 253.5753 | 253.5753 | 253.5753 | 253.5753 | 253.5753 | 253.5753 | 253.5753 | 253.5753 | 253.5753 | 253.5753 | 253.5753 | 253.5753
Uncleared Capacity: 2028 measures (2024 $/kW-year) | [35 empty] | Uncleared Capacity DRIPE, Zone-on-Zone: 2028 measures (2024 $/kW-year)
WHOLESALE VALUES | [35 empty] | WHOLESALE VALUES
| Measure life (program duration) | [35 empty] | Measure life (program duration)
| 1 | 2 | 3 | 4 | 5 | 6 | 7 | 8 | 9 | 10 | 11 | 12 | 13 | 14 | 15 | 16 | 17 | 18 | 19 | 20 | 21 | 22 | 23 | 24 | 25 | 26 | 27 | 28 | 29 | 30 | 31 | 32 | 33 | 34 | 35 |  | 1 | 2 | 3 | 4 | 5 | 6 | 7 | 8 | 9 | 10 | 11 | 12 | 13 | 14 | 15 | 16 | 17 | 18 | 19 | 20 | 21 | 22 | 23 | 24 | 25 | 26 | 27 | 28 | 29 | 30 | 31 | 32 | 33 | 34 | 35
2024 | 0 | 0 | 0 | 0 | 0 | 0 | 0 | 0 | 0 | 0 | 0 | 0 | 0 | 0 | 0 | 0 | 0 | 0 | 0 | 0 | 0 | 0 | 0 | 0 | 0 | 0 | 0 | 0 | 0 | 0 | 0 | 0 | 0 | 0 | 0 | 2024 | 0 | 0 | 0 | 0 | 0 | 0 | 0 | 0 | 0 | 0 | 0 | 0 | 0 | 0 | 0 | 0 | 0 | 0 | 0 | 0 | 0 | 0 | 0 | 0 | 0 | 0 | 0 | 0 | 0 | 0 | 0 | 0 | 0 | 0 | 0
2025 | 0 | 0 | 0 | 0 | 0 | 0 | 0 | 0 | 0 | 0 | 0 | 0 | 0 | 0 | 0 | 0 | 0 | 0 | 0 | 0 | 0 | 0 | 0 | 0 | 0 | 0 | 0 | 0 | 0 | 0 | 0 | 0 | 0 | 0 | 0 | 2025 | 0 | 0 | 0 | 0 | 0 | 0 | 0 | 0 | 0 | 0 | 0 | 0 | 0 | 0 | 0 | 0 | 0 | 0 | 0 | 0 | 0 | 0 | 0 | 0 | 0 | 0 | 0 | 0 | 0 | 0 | 0 | 0 | 0 | 0 | 0
2026 | 0 | 0 | 0 | 0 | 0 | 0 | 0 | 0 | 0 | 0 | 0 | 0 | 0 | 0 | 0 | 0 | 0 | 0 | 0 | 0 | 0 | 0 | 0 | 0 | 0 | 0 | 0 | 0 | 0 | 0 | 0 | 0 | 0 | 0 | 0 | 2026 | 0 | 0 | 0 | 0 | 0 | 0 | 0 | 0 | 0 | 0 | 0 | 0 | 0 | 0 | 0 | 0 | 0 | 0 | 0 | 0 | 0 | 0 | 0 | 0 | 0 | 0 | 0 | 0 | 0 | 0 | 0 | 0 | 0 | 0 | 0
2027 | 0 | 0 | 0 | 0 | 0 | 0 | 0 | 0 | 0 | 0 | 0 | 0 | 0 | 0 | 0 | 0 | 0 | 0 | 0 | 0 | 0 | 0 | 0 | 0 | 0 | 0 | 0 | 0 | 0 | 0 | 0 | 0 | 0 | 0 | 0 | 2027 | 0 | 0 | 0 | 0 | 0 | 0 | 0 | 0 | 0 | 0 | 0 | 0 | 0 | 0 | 0 | 0 | 0 | 0 | 0 | 0 | 0 | 0 | 0 | 0 | 0 | 0 | 0 | 0 | 0 | 0 | 0 | 0 | 0 | 0 | 0
2028 | 0 | 0 | 0 | 0 | 0 | 0 | 0 | 0 | 0 | 0 | 0 | 0 | 0 | 0 | 0 | 0 | 0 | 0 | 0 | 0 | 0 | 0 | 0 | 0 | 0 | 0 | 0 | 0 | 0 | 0 | 0 | 0 | 0 | 0 | 0 | 2028 | 0 | 0 | 0 | 0 | 0 | 0 | 0 | 0 | 0 | 0 | 0 | 0 | 0 | 0 | 0 | 0 | 0 | 0 | 0 | 0 | 0 | 0 | 0 | 0 | 0 | 0 | 0 | 0 | 0 | 0 | 0 | 0 | 0 | 0 | 0
2029 | 0 | 0 | 0 | 0 | 0 | 0 | 0 | 0 | 0 | 0 | 0 | 0 | 0 | 0 | 0 | 0 | 0 | 0 | 0 | 0 | 0 | 0 | 0 | 0 | 0 | 0 | 0 | 0 | 0 | 0 | 0 | 0 | 0 | 0 | 0 | 2029 | 0 | 0 | 0 | 0 | 0 | 0 | 0 | 0 | 0 | 0 | 0 | 0 | 0 | 0 | 0 | 0 | 0 | 0 | 0 | 0 | 0 | 0 | 0 | 0 | 0 | 0 | 0 | 0 | 0 | 0 | 0 | 0 | 0 | 0 | 0
2030 | 15.522 | 15.522 | 15.522 | 15.522 | 15.522 | 15.522 | 15.522 | 15.522 | 15.522 | 15.522 | 15.522 | 15.522 | 15.522 | 15.522 | 15.522 | 15.522 | 15.522 | 15.522 | 15.522 | 15.522 | 15.522 | 15.522 | 15.522 | 15.522 | 15.522 | 15.522 | 15.522 | 15.522 | 15.522 | 15.522 | 15.522 | 15.522 | 15.522 | 15.522 | 15.522 | 2030 | 5.9046 | 5.9046 | 5.9046 | 5.9046 | 5.9046 | 5.9046 | 5.9046 | 5.9046 | 5.9046 | 5.9046 | 5.9046 | 5.9046 | 5.9046 | 5.9046 | 5.9046 | 5.9046 | 5.9046 | 5.9046 | 5.9046 | 5.9046 | 5.9046 | 5.9046 | 5.9046 | 5.9046 | 5.9046 | 5.9046 | 5.9046 | 5.9046 | 5.9046 | 5.9046 | 5.9046 | 5.9046 | 5.9046 | 5.9046 | 5.9046
2031 | 10.3302 | 25.8255 | 25.8255 | 25.8255 | 25.8255 | 25.8255 | 25.8255 | 25.8255 | 25.8255 | 25.8255 | 25.8255 | 25.8255 | 25.8255 | 25.8255 | 25.8255 | 25.8255 | 25.8255 | 25.8255 | 25.8255 | 25.8255 | 25.8255 | 25.8255 | 25.8255 | 25.8255 | 25.8255 | 25.8255 | 25.8255 | 25.8255 | 25.8255 | 25.8255 | 25.8255 | 25.8255 | 25.8255 | 25.8255 | 25.8255 | 2031 | 2.8944 | 8.7219 | 8.7219 | 8.7219 | 8.7219 | 8.7219 | 8.7219 | 8.7219 | 8.7219 | 8.7219 | 8.7219 | 8.7219 | 8.7219 | 8.7219 | 8.7219 | 8.7219 | 8.7219 | 8.7219 | 8.7219 | 8.7219 | 8.7219 | 8.7219 | 8.7219 | 8.7219 | 8.7219 | 8.7219 | 8.7219 | 8.7219 | 8.7219 | 8.7219 | 8.7219 | 8.7219 | 8.7219 | 8.7219 | 8.7219
2032 | 13.4459 | 26.8917 | 47.0605 | 47.0605 | 47.0605 | 47.0605 | 47.0605 | 47.0605 | 47.0605 | 47.0605 | 47.0605 | 47.0605 | 47.0605 | 47.0605 | 47.0605 | 47.0605 | 47.0605 | 47.0605 | 47.0605 | 47.0605 | 47.0605 | 47.0605 | 47.0605 | 47.0605 | 47.0605 | 47.0605 | 47.0605 | 47.0605 | 47.0605 | 47.0605 | 47.0605 | 47.0605 | 47.0605 | 47.0605 | 47.0605 | 2032 | 1.4799 | 3.3485 | 7.1108 | 7.1108 | 7.1108 | 7.1108 | 7.1108 | 7.1108 | 7.1108 | 7.1108 | 7.1108 | 7.1108 | 7.1108 | 7.1108 | 7.1108 | 7.1108 | 7.1108 | 7.1108 | 7.1108 | 7.1108 | 7.1108 | 7.1108 | 7.1108 | 7.1108 | 7.1108 | 7.1108 | 7.1108 | 7.1108 | 7.1108 | 7.1108 | 7.1108 | 7.1108 | 7.1108 | 7.1108 | 7.1108
2033 | 13.4427 | 26.8854 | 40.3282 | 60.4923 | 60.4923 | 60.4923 | 60.4923 | 60.4923 | 60.4923 | 60.4923 | 60.4923 | 60.4923 | 60.4923 | 60.4923 | 60.4923 | 60.4923 | 60.4923 | 60.4923 | 60.4923 | 60.4923 | 60.4923 | 60.4923 | 60.4923 | 60.4923 | 60.4923 | 60.4923 | 60.4923 | 60.4923 | 60.4923 | 60.4923 | 60.4923 | 60.4923 | 60.4923 | 60.4923 | 60.4923 | 2033 | 1.367 | 3.3104 | 5.7643 | 10.7052 | 10.7052 | 10.7052 | 10.7052 | 10.7052 | 10.7052 | 10.7052 | 10.7052 | 10.7052 | 10.7052 | 10.7052 | 10.7052 | 10.7052 | 10.7052 | 10.7052 | 10.7052 | 10.7052 | 10.7052 | 10.7052 | 10.7052 | 10.7052 | 10.7052 | 10.7052 | 10.7052 | 10.7052 | 10.7052 | 10.7052 | 10.7052 | 10.7052 | 10.7052 | 10.7052 | 10.7052
2034 | 8.3103 | 24.9309 | 41.5516 | 58.1722 | 83.1031 | 83.1031 | 83.1031 | 83.1031 | 83.1031 | 83.1031 | 83.1031 | 83.1031 | 83.1031 | 83.1031 | 83.1031 | 83.1031 | 83.1031 | 83.1031 | 83.1031 | 83.1031 | 83.1031 | 83.1031 | 83.1031 | 83.1031 | 83.1031 | 83.1031 | 83.1031 | 83.1031 | 83.1031 | 83.1031 | 83.1031 | 83.1031 | 83.1031 | 83.1031 | 83.1031 | 2034 | 0 | 11.308 | 53.0064 | 105.6594 | 211.6722 | 211.6722 | 211.6722 | 211.6722 | 211.6722 | 211.6722 | 211.6722 | 211.6722 | 211.6722 | 211.6722 | 211.6722 | 211.6722 | 211.6722 | 211.6722 | 211.6722 | 211.6722 | 211.6722 | 211.6722 | 211.6722 | 211.6722 | 211.6722 | 211.6722 | 211.6722 | 211.6722 | 211.6722 | 211.6722 | 211.6722 | 211.6722 | 211.6722 | 211.6722 | 211.6722
2035 | 0 | 6.6799 | 20.0396 | 33.3993 | 46.759 | 66.7985 | 66.7985 | 66.7985 | 66.7985 | 66.7985 | 66.7985 | 66.7985 | 66.7985 | 66.7985 | 66.7985 | 66.7985 | 66.7985 | 66.7985 | 66.7985 | 66.7985 | 66.7985 | 66.7985 | 66.7985 | 66.7985 | 66.7985 | 66.7985 | 66.7985 | 66.7985 | 66.7985 | 66.7985 | 66.7985 | 66.7985 | 66.7985 | 66.7985 | 66.7985 | 2035 | 0 | 0 | 0 | 0 | 1.7046 | 5.5209 | 5.5209 | 5.5209 | 5.5209 | 5.5209 | 5.5209 | 5.5209 | 5.5209 | 5.5209 | 5.5209 | 5.5209 | 5.5209 | 5.5209 | 5.5209 | 5.5209 | 5.5209 | 5.5209 | 5.5209 | 5.5209 | 5.5209 | 5.5209 | 5.5209 | 5.5209 | 5.5209 | 5.5209 | 5.5209 | 5.5209 | 5.5209 | 5.5209 | 5.5209
2036 | 0 | 0 | 5.0629 | 15.1887 | 25.3144 | 35.4402 | 50.6288 | 50.6288 | 50.6288 | 50.6288 | 50.6288 | 50.6288 | 50.6288 | 50.6288 | 50.6288 | 50.6288 | 50.6288 | 50.6288 | 50.6288 | 50.6288 | 50.6288 | 50.6288 | 50.6288 | 50.6288 | 50.6288 | 50.6288 | 50.6288 | 50.6288 | 50.6288 | 50.6288 | 50.6288 | 50.6288 | 50.6288 | 50.6288 | 50.6288 | 2036 | 0 | 0 | 0 | 0 | 0 | 0 | 4.331 | 4.331 | 4.331 | 4.331 | 4.331 | 4.331 | 4.331 | 4.331 | 4.331 | 4.331 | 4.331 | 4.331 | 4.331 | 4.331 | 4.331 | 4.331 | 4.331 | 4.331 | 4.331 | 4.331 | 4.331 | 4.331 | 4.331 | 4.331 | 4.331 | 4.331 | 4.331 | 4.331 | 4.331
2037 | 0 | 0 | 0 | 8.2367 | 24.7101 | 41.1836 | 57.657 | 82.3671 | 82.3671 | 82.3671 | 82.3671 | 82.3671 | 82.3671 | 82.3671 | 82.3671 | 82.3671 | 82.3671 | 82.3671 | 82.3671 | 82.3671 | 82.3671 | 82.3671 | 82.3671 | 82.3671 | 82.3671 | 82.3671 | 82.3671 | 82.3671 | 82.3671 | 82.3671 | 82.3671 | 82.3671 | 82.3671 | 82.3671 | 82.3671 | 2037 | 0 | 0 | 0 | 0 | 0 | 0 | 0 | 52.4053 | 52.4053 | 52.4053 | 52.4053 | 52.4053 | 52.4053 | 52.4053 | 52.4053 | 52.4053 | 52.4053 | 52.4053 | 52.4053 | 52.4053 | 52.4053 | 52.4053 | 52.4053 | 52.4053 | 52.4053 | 52.4053 | 52.4053 | 52.4053 | 52.4053 | 52.4053 | 52.4053 | 52.4053 | 52.4053 | 52.4053 | 52.4053
2038 | 0 | 0 | 0 | 0 | 8.2501 | 24.7502 | 41.2503 | 57.7504 | 82.5006 | 82.5006 | 82.5006 | 82.5006 | 82.5006 | 82.5006 | 82.5006 | 82.5006 | 82.5006 | 82.5006 | 82.5006 | 82.5006 | 82.5006 | 82.5006 | 82.5006 | 82.5006 | 82.5006 | 82.5006 | 82.5006 | 82.5006 | 82.5006 | 82.5006 | 82.5006 | 82.5006 | 82.5006 | 82.5006 | 82.5006 | 2038 | 0 | 0 | 0 | 0 | 0 | 0 | 0 | 0 | 24.6106 | 24.6106 | 24.6106 | 24.6106 | 24.6106 | 24.6106 | 24.6106 | 24.6106 | 24.6106 | 24.6106 | 24.6106 | 24.6106 | 24.6106 | 24.6106 | 24.6106 | 24.6106 | 24.6106 | 24.6106 | 24.6106 | 24.6106 | 24.6106 | 24.6106 | 24.6106 | 24.6106 | 24.6106 | 24.6106 | 24.6106
2039 | 0 | 0 | 0 | 0 | 0 | 6.644 | 19.932 | 33.22 | 46.5079 | 66.4399 | 66.4399 | 66.4399 | 66.4399 | 66.4399 | 66.4399 | 66.4399 | 66.4399 | 66.4399 | 66.4399 | 66.4399 | 66.4399 | 66.4399 | 66.4399 | 66.4399 | 66.4399 | 66.4399 | 66.4399 | 66.4399 | 66.4399 | 66.4399 | 66.4399 | 66.4399 | 66.4399 | 66.4399 | 66.4399 | 2039 | 0 | 0 | 0 | 0 | 0 | 0 | 0 | 0 | 0 | 0.32708 | 0.32708 | 0.32708 | 0.32708 | 0.32708 | 0.32708 | 0.32708 | 0.32708 | 0.32708 | 0.32708 | 0.32708 | 0.32708 | 0.32708 | 0.32708 | 0.32708 | 0.32708 | 0.32708 | 0.32708 | 0.32708 | 0.32708 | 0.32708 | 0.32708 | 0.32708 | 0.32708 | 0.32708 | 0.32708
2040 | 0 | 0 | 0 | 0 | 0 | 0 | 11.9982 | 35.9945 | 59.9908 | 83.9871 | 119.9816 | 119.9816 | 119.9816 | 119.9816 | 119.9816 | 119.9816 | 119.9816 | 119.9816 | 119.9816 | 119.9816 | 119.9816 | 119.9816 | 119.9816 | 119.9816 | 119.9816 | 119.9816 | 119.9816 | 119.9816 | 119.9816 | 119.9816 | 119.9816 | 119.9816 | 119.9816 | 119.9816 | 119.9816 | 2040 | 0 | 0 | 0 | 0 | 0 | 0 | 0 | 0 | 0 | 0 | 1.0972e-14 | 1.0972e-14 | 1.0972e-14 | 1.0972e-14 | 1.0972e-14 | 1.0972e-14 | 1.0972e-14 | 1.0972e-14 | 1.0972e-14 | 1.0972e-14 | 1.0972e-14 | 1.0972e-14 | 1.0972e-14 | 1.0972e-14 | 1.0972e-14 | 1.0972e-14 | 1.0972e-14 | 1.0972e-14 | 1.0972e-14 | 1.0972e-14 | 1.0972e-14 | 1.0972e-14 | 1.0972e-14 | 1.0972e-14 | 1.0972e-14
2041 | 0 | 0 | 0 | 0 | 0 | 0 | 0 | 8.2231 | 24.6693 | 41.1156 | 57.5618 | 82.2311 | 82.2311 | 82.2311 | 82.2311 | 82.2311 | 82.2311 | 82.2311 | 82.2311 | 82.2311 | 82.2311 | 82.2311 | 82.2311 | 82.2311 | 82.2311 | 82.2311 | 82.2311 | 82.2311 | 82.2311 | 82.2311 | 82.2311 | 82.2311 | 82.2311 | 82.2311 | 82.2311 | 2041 | 0 | 0 | 0 | 0 | 0 | 0 | 0 | 0 | 0 | 0 | 0 | 1.7667e-14 | 1.7667e-14 | 1.7667e-14 | 1.7667e-14 | 1.7667e-14 | 1.7667e-14 | 1.7667e-14 | 1.7667e-14 | 1.7667e-14 | 1.7667e-14 | 1.7667e-14 | 1.7667e-14 | 1.7667e-14 | 1.7667e-14 | 1.7667e-14 | 1.7667e-14 | 1.7667e-14 | 1.7667e-14 | 1.7667e-14 | 1.7667e-14 | 1.7667e-14 | 1.7667e-14 | 1.7667e-14 | 1.7667e-14
2042 | 0 | 0 | 0 | 0 | 0 | 0 | 0 | 0 | 6.5919 | 19.7757 | 32.9595 | 46.1433 | 65.919 | 65.919 | 65.919 | 65.919 | 65.919 | 65.919 | 65.919 | 65.919 | 65.919 | 65.919 | 65.919 | 65.919 | 65.919 | 65.919 | 65.919 | 65.919 | 65.919 | 65.919 | 65.919 | 65.919 | 65.919 | 65.919 | 65.919 | 2042 | 0 | 0 | 0 | 0 | 0 | 0 | 0 | 0 | 0 | 0 | 0 | 0 | 9.8923e-16 | 9.8923e-16 | 9.8923e-16 | 9.8923e-16 | 9.8923e-16 | 9.8923e-16 | 9.8923e-16 | 9.8923e-16 | 9.8923e-16 | 9.8923e-16 | 9.8923e-16 | 9.8923e-16 | 9.8923e-16 | 9.8923e-16 | 9.8923e-16 | 9.8923e-16 | 9.8923e-16 | 9.8923e-16 | 9.8923e-16 | 9.8923e-16 | 9.8923e-16 | 9.8923e-16 | 9.8923e-16
2043 | 0 | 0 | 0 | 0 | 0 | 0 | 0 | 0 | 0 | 8.1787 | 24.5362 | 40.8937 | 57.2511 | 81.7873 | 81.7873 | 81.7873 | 81.7873 | 81.7873 | 81.7873 | 81.7873 | 81.7873 | 81.7873 | 81.7873 | 81.7873 | 81.7873 | 81.7873 | 81.7873 | 81.7873 | 81.7873 | 81.7873 | 81.7873 | 81.7873 | 81.7873 | 81.7873 | 81.7873 | 2043 | 0 | 0 | 0 | 0 | 0 | 0 | 0 | 0 | 0 | 0 | 0 | 0 | 0 | 1.6164e-14 | 1.6164e-14 | 1.6164e-14 | 1.6164e-14 | 1.6164e-14 | 1.6164e-14 | 1.6164e-14 | 1.6164e-14 | 1.6164e-14 | 1.6164e-14 | 1.6164e-14 | 1.6164e-14 | 1.6164e-14 | 1.6164e-14 | 1.6164e-14 | 1.6164e-14 | 1.6164e-14 | 1.6164e-14 | 1.6164e-14 | 1.6164e-14 | 1.6164e-14 | 1.6164e-14
2044 | 0 | 0 | 0 | 0 | 0 | 0 | 0 | 0 | 0 | 0 | 8.185 | 24.555 | 40.925 | 57.295 | 81.85 | 81.85 | 81.85 | 81.85 | 81.85 | 81.85 | 81.85 | 81.85 | 81.85 | 81.85 | 81.85 | 81.85 | 81.85 | 81.85 | 81.85 | 81.85 | 81.85 | 81.85 | 81.85 | 81.85 | 81.85 | 2044 | 0 | 0 | 0 | 0 | 0 | 0 | 0 | 0 | 0 | 0 | 0 | 0 | 0 | 0 | 0 | 0 | 0 | 0 | 0 | 0 | 0 | 0 | 0 | 0 | 0 | 0 | 0 | 0 | 0 | 0 | 0 | 0 | 0 | 0 | 0
2045 | 0 | 0 | 0 | 0 | 0 | 0 | 0 | 0 | 0 | 0 | 0 | 10.8281 | 32.4844 | 54.1407 | 75.797 | 108.2814 | 108.2814 | 108.2814 | 108.2814 | 108.2814 | 108.2814 | 108.2814 | 108.2814 | 108.2814 | 108.2814 | 108.2814 | 108.2814 | 108.2814 | 108.2814 | 108.2814 | 108.2814 | 108.2814 | 108.2814 | 108.2814 | 108.2814 | 2045 | 0 | 0 | 0 | 0 | 0 | 0 | 0 | 0 | 0 | 0 | 0 | 0 | 0 | 0 | 0 | 0 | 0 | 0 | 0 | 0 | 0 | 0 | 0 | 0 | 0 | 0 | 0 | 0 | 0 | 0 | 0 | 0 | 0 | 0 | 0
2046 | 0 | 0 | 0 | 0 | 0 | 0 | 0 | 0 | 0 | 0 | 0 | 0 | 10.8126 | 32.4378 | 54.063 | 75.6882 | 108.126 | 108.126 | 108.126 | 108.126 | 108.126 | 108.126 | 108.126 | 108.126 | 108.126 | 108.126 | 108.126 | 108.126 | 108.126 | 108.126 | 108.126 | 108.126 | 108.126 | 108.126 | 108.126 | 2046 | 0 | 0 | 0 | 0 | 0 | 0 | 0 | 0 | 0 | 0 | 0 | 0 | 0 | 0 | 0 | 0 | 0 | 0 | 0 | 0 | 0 | 0 | 0 | 0 | 0 | 0 | 0 | 0 | 0 | 0 | 0 | 0 | 0 | 0 | 0
2047 | 0 | 0 | 0 | 0 | 0 | 0 | 0 | 0 | 0 | 0 | 0 | 0 | 0 | 11.8994 | 35.6981 | 59.4968 | 83.2956 | 118.9937 | 118.9937 | 118.9937 | 118.9937 | 118.9937 | 118.9937 | 118.9937 | 118.9937 | 118.9937 | 118.9937 | 118.9937 | 118.9937 | 118.9937 | 118.9937 | 118.9937 | 118.9937 | 118.9937 | 118.9937 | 2047 | 0 | 0 | 0 | 0 | 0 | 0 | 0 | 0 | 0 | 0 | 0 | 0 | 0 | 0 | 0 | 0 | 0 | 0 | 0 | 0 | 0 | 0 | 0 | 0 | 0 | 0 | 0 | 0 | 0 | 0 | 0 | 0 | 0 | 0 | 0
2048 | 0 | 0 | 0 | 0 | 0 | 0 | 0 | 0 | 0 | 0 | 0 | 0 | 0 | 0 | 8.1117 | 24.335 | 40.5583 | 56.7816 | 81.1166 | 81.1166 | 81.1166 | 81.1166 | 81.1166 | 81.1166 | 81.1166 | 81.1166 | 81.1166 | 81.1166 | 81.1166 | 81.1166 | 81.1166 | 81.1166 | 81.1166 | 81.1166 | 81.1166 | 2048 | 0 | 0 | 0 | 0 | 0 | 0 | 0 | 0 | 0 | 0 | 0 | 0 | 0 | 0 | 0 | 0 | 0 | 0 | 0 | 0 | 0 | 0 | 0 | 0 | 0 | 0 | 0 | 0 | 0 | 0 | 0 | 0 | 0 | 0 | 0
2049 | 0 | 0 | 0 | 0 | 0 | 0 | 0 | 0 | 0 | 0 | 0 | 0 | 0 | 0 | 0 | 8.0876 | 24.2627 | 40.4379 | 56.613 | 80.8758 | 80.8758 | 80.8758 | 80.8758 | 80.8758 | 80.8758 | 80.8758 | 80.8758 | 80.8758 | 80.8758 | 80.8758 | 80.8758 | 80.8758 | 80.8758 | 80.8758 | 80.8758 | 2049 | 0 | 0 | 0 | 0 | 0 | 0 | 0 | 0 | 0 | 0 | 0 | 0 | 0 | 0 | 0 | 0 | 0 | 0 | 0 | 0 | 0 | 0 | 0 | 0 | 0 | 0 | 0 | 0 | 0 | 0 | 0 | 0 | 0 | 0 | 0
2050 | 0 | 0 | 0 | 0 | 0 | 0 | 0 | 0 | 0 | 0 | 0 | 0 | 0 | 0 | 0 | 0 | 6.535 | 19.6049 | 32.6749 | 45.7448 | 65.3497 | 65.3497 | 65.3497 | 65.3497 | 65.3497 | 65.3497 | 65.3497 | 65.3497 | 65.3497 | 65.3497 | 65.3497 | 65.3497 | 65.3497 | 65.3497 | 65.3497 | 2050 | 0 | 0 | 0 | 0 | 0 | 0 | 0 | 0 | 0 | 0 | 0 | 0 | 0 | 0 | 0 | 0 | 0 | 0 | 0 | 0 | 0 | 0 | 0 | 0 | 0 | 0 | 0 | 0 | 0 | 0 | 0 | 0 | 0 | 0 | 0
2051 | 0 | 0 | 0 | 0 | 0 | 0 | 0 | 0 | 0 | 0 | 0 | 0 | 0 | 0 | 0 | 0 | 0 | 5.9251 | 17.7752 | 29.6253 | 41.4754 | 59.2506 | 59.2506 | 59.2506 | 59.2506 | 59.2506 | 59.2506 | 59.2506 | 59.2506 | 59.2506 | 59.2506 | 59.2506 | 59.2506 | 59.2506 | 59.2506 | 2051 | 0 | 0 | 0 | 0 | 0 | 0 | 0 | 0 | 0 | 0 | 0 | 0 | 0 | 0 | 0 | 0 | 0 | 0 | 0 | 0 | 0 | 0 | 0 | 0 | 0 | 0 | 0 | 0 | 0 | 0 | 0 | 0 | 0 | 0 | 0
2052 | 0 | 0 | 0 | 0 | 0 | 0 | 0 | 0 | 0 | 0 | 0 | 0 | 0 | 0 | 0 | 0 | 0 | 0 | 5.3257 | 15.977 | 26.6284 | 37.2797 | 53.2567 | 53.2567 | 53.2567 | 53.2567 | 53.2567 | 53.2567 | 53.2567 | 53.2567 | 53.2567 | 53.2567 | 53.2567 | 53.2567 | 53.2567 | 2052 | 0 | 0 | 0 | 0 | 0 | 0 | 0 | 0 | 0 | 0 | 0 | 0 | 0 | 0 | 0 | 0 | 0 | 0 | 0 | 0 | 0 | 0 | 0 | 0 | 0 | 0 | 0 | 0 | 0 | 0 | 0 | 0 | 0 | 0 | 0
2053 | 0 | 0 | 0 | 0 | 0 | 0 | 0 | 0 | 0 | 0 | 0 | 0 | 0 | 0 | 0 | 0 | 0 | 0 | 0 | 4.7869 | 14.3608 | 23.9346 | 33.5084 | 47.8692 | 47.8692 | 47.8692 | 47.8692 | 47.8692 | 47.8692 | 47.8692 | 47.8692 | 47.8692 | 47.8692 | 47.8692 | 47.8692 | 2053 | 0 | 0 | 0 | 0 | 0 | 0 | 0 | 0 | 0 | 0 | 0 | 0 | 0 | 0 | 0 | 0 | 0 | 0 | 0 | 0 | 0 | 0 | 0 | 0 | 0 | 0 | 0 | 0 | 0 | 0 | 0 | 0 | 0 | 0 | 0
2054 | 0 | 0 | 0 | 0 | 0 | 0 | 0 | 0 | 0 | 0 | 0 | 0 | 0 | 0 | 0 | 0 | 0 | 0 | 0 | 0 | 4.3027 | 12.908 | 21.5134 | 30.1187 | 43.0267 | 43.0267 | 43.0267 | 43.0267 | 43.0267 | 43.0267 | 43.0267 | 43.0267 | 43.0267 | 43.0267 | 43.0267 | 2054 | 0 | 0 | 0 | 0 | 0 | 0 | 0 | 0 | 0 | 0 | 0 | 0 | 0 | 0 | 0 | 0 | 0 | 0 | 0 | 0 | 0 | 0 | 0 | 0 | 0 | 0 | 0 | 0 | 0 | 0 | 0 | 0 | 0 | 0 | 0
2055 | 0 | 0 | 0 | 0 | 0 | 0 | 0 | 0 | 0 | 0 | 0 | 0 | 0 | 0 | 0 | 0 | 0 | 0 | 0 | 0 | 0 | 3.8674 | 11.6022 | 19.337 | 27.0719 | 38.6741 | 38.6741 | 38.6741 | 38.6741 | 38.6741 | 38.6741 | 38.6741 | 38.6741 | 38.6741 | 38.6741 | 2055 | 0 | 0 | 0 | 0 | 0 | 0 | 0 | 0 | 0 | 0 | 0 | 0 | 0 | 0 | 0 | 0 | 0 | 0 | 0 | 0 | 0 | 0 | 0 | 0 | 0 | 0 | 0 | 0 | 0 | 0 | 0 | 0 | 0 | 0 | 0
2056 | 0 | 0 | 0 | 0 | 0 | 0 | 0 | 0 | 0 | 0 | 0 | 0 | 0 | 0 | 0 | 0 | 0 | 0 | 0 | 0 | 0 | 0 | 3.4762 | 10.4285 | 17.3809 | 24.3332 | 34.7618 | 34.7618 | 34.7618 | 34.7618 | 34.7618 | 34.7618 | 34.7618 | 34.7618 | 34.7618 | 2056 | 0 | 0 | 0 | 0 | 0 | 0 | 0 | 0 | 0 | 0 | 0 | 0 | 0 | 0 | 0 | 0 | 0 | 0 | 0 | 0 | 0 | 0 | 0 | 0 | 0 | 0 | 0 | 0 | 0 | 0 | 0 | 0 | 0 | 0 | 0
2057 | 0 | 0 | 0 | 0 | 0 | 0 | 0 | 0 | 0 | 0 | 0 | 0 | 0 | 0 | 0 | 0 | 0 | 0 | 0 | 0 | 0 | 0 | 0 | 3.1245 | 9.3736 | 15.6226 | 21.8717 | 31.2452 | 31.2452 | 31.2452 | 31.2452 | 31.2452 | 31.2452 | 31.2452 | 31.2452 | 2057 | 0 | 0 | 0 | 0 | 0 | 0 | 0 | 0 | 0 | 0 | 0 | 0 | 0 | 0 | 0 | 0 | 0 | 0 | 0 | 0 | 0 | 0 | 0 | 0 | 0 | 0 | 0 | 0 | 0 | 0 | 0 | 0 | 0 | 0 | 0
2058 | 0 | 0 | 0 | 0 | 0 | 0 | 0 | 0 | 0 | 0 | 0 | 0 | 0 | 0 | 0 | 0 | 0 | 0 | 0 | 0 | 0 | 0 | 0 | 0 | 2.8084 | 8.4253 | 14.0422 | 19.6591 | 28.0844 | 28.0844 | 28.0844 | 28.0844 | 28.0844 | 28.0844 | 28.0844 | 2058 | 0 | 0 | 0 | 0 | 0 | 0 | 0 | 0 | 0 | 0 | 0 | 0 | 0 | 0 | 0 | 0 | 0 | 0 | 0 | 0 | 0 | 0 | 0 | 0 | 0 | 0 | 0 | 0 | 0 | 0 | 0 | 0 | 0 | 0 | 0
2059 | 0 | 0 | 0 | 0 | 0 | 0 | 0 | 0 | 0 | 0 | 0 | 0 | 0 | 0 | 0 | 0 | 0 | 0 | 0 | 0 | 0 | 0 | 0 | 0 | 0 | 2.5243 | 7.573 | 12.6217 | 17.6704 | 25.2434 | 25.2434 | 25.2434 | 25.2434 | 25.2434 | 25.2434 | 2059 | 0 | 0 | 0 | 0 | 0 | 0 | 0 | 0 | 0 | 0 | 0 | 0 | 0 | 0 | 0 | 0 | 0 | 0 | 0 | 0 | 0 | 0 | 0 | 0 | 0 | 0 | 0 | 0 | 0 | 0 | 0 | 0 | 0 | 0 | 0
2060 | 0 | 0 | 0 | 0 | 0 | 0 | 0 | 0 | 0 | 0 | 0 | 0 | 0 | 0 | 0 | 0 | 0 | 0 | 0 | 0 | 0 | 0 | 0 | 0 | 0 | 0 | 2.269 | 6.8069 | 11.3449 | 15.8828 | 22.6897 | 22.6897 | 22.6897 | 22.6897 | 22.6897 | 2060 | 0 | 0 | 0 | 0 | 0 | 0 | 0 | 0 | 0 | 0 | 0 | 0 | 0 | 0 | 0 | 0 | 0 | 0 | 0 | 0 | 0 | 0 | 0 | 0 | 0 | 0 | 0 | 0 | 0 | 0 | 0 | 0 | 0 | 0 | 0
2061 | 0 | 0 | 0 | 0 | 0 | 0 | 0 | 0 | 0 | 0 | 0 | 0 | 0 | 0 | 0 | 0 | 0 | 0 | 0 | 0 | 0 | 0 | 0 | 0 | 0 | 0 | 0 | 2.0394 | 6.1183 | 10.1972 | 14.2761 | 20.3944 | 20.3944 | 20.3944 | 20.3944 | 2061 | 0 | 0 | 0 | 0 | 0 | 0 | 0 | 0 | 0 | 0 | 0 | 0 | 0 | 0 | 0 | 0 | 0 | 0 | 0 | 0 | 0 | 0 | 0 | 0 | 0 | 0 | 0 | 0 | 0 | 0 | 0 | 0 | 0 | 0 | 0
2062 | 0 | 0 | 0 | 0 | 0 | 0 | 0 | 0 | 0 | 0 | 0 | 0 | 0 | 0 | 0 | 0 | 0 | 0 | 0 | 0 | 0 | 0 | 0 | 0 | 0 | 0 | 0 | 0 | 1.8331 | 5.4994 | 9.1657 | 12.8319 | 18.3313 | 18.3313 | 18.3313 | 2062 | 0 | 0 | 0 | 0 | 0 | 0 | 0 | 0 | 0 | 0 | 0 | 0 | 0 | 0 | 0 | 0 | 0 | 0 | 0 | 0 | 0 | 0 | 0 | 0 | 0 | 0 | 0 | 0 | 0 | 0 | 0 | 0 | 0 | 0 | 0
2063 | 0 | 0 | 0 | 0 | 0 | 0 | 0 | 0 | 0 | 0 | 0 | 0 | 0 | 0 | 0 | 0 | 0 | 0 | 0 | 0 | 0 | 0 | 0 | 0 | 0 | 0 | 0 | 0 | 0 | 1.6477 | 4.9431 | 8.2384 | 11.5338 | 16.4769 | 16.4769 | 2063 | 0 | 0 | 0 | 0 | 0 | 0 | 0 | 0 | 0 | 0 | 0 | 0 | 0 | 0 | 0 | 0 | 0 | 0 | 0 | 0 | 0 | 0 | 0 | 0 | 0 | 0 | 0 | 0 | 0 | 0 | 0 | 0 | 0 | 0 | 0
2064 | 0 | 0 | 0 | 0 | 0 | 0 | 0 | 0 | 0 | 0 | 0 | 0 | 0 | 0 | 0 | 0 | 0 | 0 | 0 | 0 | 0 | 0 | 0 | 0 | 0 | 0 | 0 | 0 | 0 | 0 | 1.481 | 4.443 | 7.405 | 10.367 | 14.8101 | 2064 | 0 | 0 | 0 | 0 | 0 | 0 | 0 | 0 | 0 | 0 | 0 | 0 | 0 | 0 | 0 | 0 | 0 | 0 | 0 | 0 | 0 | 0 | 0 | 0 | 0 | 0 | 0 | 0 | 0 | 0 | 0 | 0 | 0 | 0 | 0
2065 | 0 | 0 | 0 | 0 | 0 | 0 | 0 | 0 | 0 | 0 | 0 | 0 | 0 | 0 | 0 | 0 | 0 | 0 | 0 | 0 | 0 | 0 | 0 | 0 | 0 | 0 | 0 | 0 | 0 | 0 | 0 | 1.3312 | 3.9936 | 6.6559 | 9.3183 | 2065 | 0 | 0 | 0 | 0 | 0 | 0 | 0 | 0 | 0 | 0 | 0 | 0 | 0 | 0 | 0 | 0 | 0 | 0 | 0 | 0 | 0 | 0 | 0 | 0 | 0 | 0 | 0 | 0 | 0 | 0 | 0 | 0 | 0 | 0 | 0
2066 | 0 | 0 | 0 | 0 | 0 | 0 | 0 | 0 | 0 | 0 | 0 | 0 | 0 | 0 | 0 | 0 | 0 | 0 | 0 | 0 | 0 | 0 | 0 | 0 | 0 | 0 | 0 | 0 | 0 | 0 | 0 | 0 | 1.1965 | 3.5896 | 5.9826 | 2066 | 0 | 0 | 0 | 0 | 0 | 0 | 0 | 0 | 0 | 0 | 0 | 0 | 0 | 0 | 0 | 0 | 0 | 0 | 0 | 0 | 0 | 0 | 0 | 0 | 0 | 0 | 0 | 0 | 0 | 0 | 0 | 0 | 0 | 0 | 0
2067 | 0 | 0 | 0 | 0 | 0 | 0 | 0 | 0 | 0 | 0 | 0 | 0 | 0 | 0 | 0 | 0 | 0 | 0 | 0 | 0 | 0 | 0 | 0 | 0 | 0 | 0 | 0 | 0 | 0 | 0 | 0 | 0 | 0 | 1.0755 | 3.2264 | 2067 | 0 | 0 | 0 | 0 | 0 | 0 | 0 | 0 | 0 | 0 | 0 | 0 | 0 | 0 | 0 | 0 | 0 | 0 | 0 | 0 | 0 | 0 | 0 | 0 | 0 | 0 | 0 | 0 | 0 | 0 | 0 | 0 | 0 | 0 | 0
2068 | 0 | 0 | 0 | 0 | 0 | 0 | 0 | 0 | 0 | 0 | 0 | 0 | 0 | 0 | 0 | 0 | 0 | 0 | 0 | 0 | 0 | 0 | 0 | 0 | 0 | 0 | 0 | 0 | 0 | 0 | 0 | 0 | 0 | 0 | 0.96668 | 2068 | 0 | 0 | 0 | 0 | 0 | 0 | 0 | 0 | 0 | 0 | 0 | 0 | 0 | 0 | 0 | 0 | 0 | 0 | 0 | 0 | 0 | 0 | 0 | 0 | 0 | 0 | 0 | 0 | 0 | 0 | 0 | 0 | 0 | 0 | 0
Uncleared Capacity: 2028 measures (2024 $/kW-year) | [35 empty] | Uncleared Capacity DRIPE, Zone-on-Zone: 2028 measures (2024 $/kW-year)
RETAIL VALUES | [35 empty] | RETAIL VALUES
| Measure life (program duration) | [35 empty] | Measure life (program duration)
| 1 | 2 | 3 | 4 | 5 | 6 | 7 | 8 | 9 | 10 | 11 | 12 | 13 | 14 | 15 | 16 | 17 | 18 | 19 | 20 | 21 | 22 | 23 | 24 | 25 | 26 | 27 | 28 | 29 | 30 | 31 | 32 | 33 | 34 | 35 |  | 1 | 2 | 3 | 4 | 5 | 6 | 7 | 8 | 9 | 10 | 11 | 12 | 13 | 14 | 15 | 16 | 17 | 18 | 19 | 20 | 21 | 22 | 23 | 24 | 25 | 26 | 27 | 28 | 29 | 30 | 31 | 32 | 33 | 34 | 35
2024 | 0 | 0 | 0 | 0 | 0 | 0 | 0 | 0 | 0 | 0 | 0 | 0 | 0 | 0 | 0 | 0 | 0 | 0 | 0 | 0 | 0 | 0 | 0 | 0 | 0 | 0 | 0 | 0 | 0 | 0 | 0 | 0 | 0 | 0 | 0 | 2024 | 0 | 0 | 0 | 0 | 0 | 0 | 0 | 0 | 0 | 0 | 0 | 0 | 0 | 0 | 0 | 0 | 0 | 0 | 0 | 0 | 0 | 0 | 0 | 0 | 0 | 0 | 0 | 0 | 0 | 0 | 0 | 0 | 0 | 0 | 0
2025 | 0 | 0 | 0 | 0 | 0 | 0 | 0 | 0 | 0 | 0 | 0 | 0 | 0 | 0 | 0 | 0 | 0 | 0 | 0 | 0 | 0 | 0 | 0 | 0 | 0 | 0 | 0 | 0 | 0 | 0 | 0 | 0 | 0 | 0 | 0 | 2025 | 0 | 0 | 0 | 0 | 0 | 0 | 0 | 0 | 0 | 0 | 0 | 0 | 0 | 0 | 0 | 0 | 0 | 0 | 0 | 0 | 0 | 0 | 0 | 0 | 0 | 0 | 0 | 0 | 0 | 0 | 0 | 0 | 0 | 0 | 0
2026 | 0 | 0 | 0 | 0 | 0 | 0 | 0 | 0 | 0 | 0 | 0 | 0 | 0 | 0 | 0 | 0 | 0 | 0 | 0 | 0 | 0 | 0 | 0 | 0 | 0 | 0 | 0 | 0 | 0 | 0 | 0 | 0 | 0 | 0 | 0 | 2026 | 0 | 0 | 0 | 0 | 0 | 0 | 0 | 0 | 0 | 0 | 0 | 0 | 0 | 0 | 0 | 0 | 0 | 0 | 0 | 0 | 0 | 0 | 0 | 0 | 0 | 0 | 0 | 0 | 0 | 0 | 0 | 0 | 0 | 0 | 0
2027 | 0 | 0 | 0 | 0 | 0 | 0 | 0 | 0 | 0 | 0 | 0 | 0 | 0 | 0 | 0 | 0 | 0 | 0 | 0 | 0 | 0 | 0 | 0 | 0 | 0 | 0 | 0 | 0 | 0 | 0 | 0 | 0 | 0 | 0 | 0 | 2027 | 0 | 0 | 0 | 0 | 0 | 0 | 0 | 0 | 0 | 0 | 0 | 0 | 0 | 0 | 0 | 0 | 0 | 0 | 0 | 0 | 0 | 0 | 0 | 0 | 0 | 0 | 0 | 0 | 0 | 0 | 0 | 0 | 0 | 0 | 0
2028 | 0 | 0 | 0 | 0 | 0 | 0 | 0 | 0 | 0 | 0 | 0 | 0 | 0 | 0 | 0 | 0 | 0 | 0 | 0 | 0 | 0 | 0 | 0 | 0 | 0 | 0 | 0 | 0 | 0 | 0 | 0 | 0 | 0 | 0 | 0 | 2028 | 0 | 0 | 0 | 0 | 0 | 0 | 0 | 0 | 0 | 0 | 0 | 0 | 0 | 0 | 0 | 0 | 0 | 0 | 0 | 0 | 0 | 0 | 0 | 0 | 0 | 0 | 0 | 0 | 0 | 0 | 0 | 0 | 0 | 0 | 0
2029 | 0 | 0 | 0 | 0 | 0 | 0 | 0 | 0 | 0 | 0 | 0 | 0 | 0 | 0 | 0 | 0 | 0 | 0 | 0 | 0 | 0 | 0 | 0 | 0 | 0 | 0 | 0 | 0 | 0 | 0 | 0 | 0 | 0 | 0 | 0 | 2029 | 0 | 0 | 0 | 0 | 0 | 0 | 0 | 0 | 0 | 0 | 0 | 0 | 0 | 0 | 0 | 0 | 0 | 0 | 0 | 0 | 0 | 0 | 0 | 0 | 0 | 0 | 0 | 0 | 0 | 0 | 0 | 0 | 0 | 0 | 0
2030 | 20.9532 | 20.9532 | 20.9532 | 20.9532 | 20.9532 | 20.9532 | 20.9532 | 20.9532 | 20.9532 | 20.9532 | 20.9532 | 20.9532 | 20.9532 | 20.9532 | 20.9532 | 20.9532 | 20.9532 | 20.9532 | 20.9532 | 20.9532 | 20.9532 | 20.9532 | 20.9532 | 20.9532 | 20.9532 | 20.9532 | 20.9532 | 20.9532 | 20.9532 | 20.9532 | 20.9532 | 20.9532 | 20.9532 | 20.9532 | 20.9532 | 2030 | 7.9706 | 7.9706 | 7.9706 | 7.9706 | 7.9706 | 7.9706 | 7.9706 | 7.9706 | 7.9706 | 7.9706 | 7.9706 | 7.9706 | 7.9706 | 7.9706 | 7.9706 | 7.9706 | 7.9706 | 7.9706 | 7.9706 | 7.9706 | 7.9706 | 7.9706 | 7.9706 | 7.9706 | 7.9706 | 7.9706 | 7.9706 | 7.9706 | 7.9706 | 7.9706 | 7.9706 | 7.9706 | 7.9706 | 7.9706 | 7.9706
2031 | 13.9448 | 34.862 | 34.862 | 34.862 | 34.862 | 34.862 | 34.862 | 34.862 | 34.862 | 34.862 | 34.862 | 34.862 | 34.862 | 34.862 | 34.862 | 34.862 | 34.862 | 34.862 | 34.862 | 34.862 | 34.862 | 34.862 | 34.862 | 34.862 | 34.862 | 34.862 | 34.862 | 34.862 | 34.862 | 34.862 | 34.862 | 34.862 | 34.862 | 34.862 | 34.862 | 2031 | 3.9071 | 11.7738 | 11.7738 | 11.7738 | 11.7738 | 11.7738 | 11.7738 | 11.7738 | 11.7738 | 11.7738 | 11.7738 | 11.7738 | 11.7738 | 11.7738 | 11.7738 | 11.7738 | 11.7738 | 11.7738 | 11.7738 | 11.7738 | 11.7738 | 11.7738 | 11.7738 | 11.7738 | 11.7738 | 11.7738 | 11.7738 | 11.7738 | 11.7738 | 11.7738 | 11.7738 | 11.7738 | 11.7738 | 11.7738 | 11.7738
2032 | 18.1506 | 36.3012 | 63.5272 | 63.5272 | 63.5272 | 63.5272 | 63.5272 | 63.5272 | 63.5272 | 63.5272 | 63.5272 | 63.5272 | 63.5272 | 63.5272 | 63.5272 | 63.5272 | 63.5272 | 63.5272 | 63.5272 | 63.5272 | 63.5272 | 63.5272 | 63.5272 | 63.5272 | 63.5272 | 63.5272 | 63.5272 | 63.5272 | 63.5272 | 63.5272 | 63.5272 | 63.5272 | 63.5272 | 63.5272 | 63.5272 | 2032 | 1.9977 | 4.5201 | 9.5989 | 9.5989 | 9.5989 | 9.5989 | 9.5989 | 9.5989 | 9.5989 | 9.5989 | 9.5989 | 9.5989 | 9.5989 | 9.5989 | 9.5989 | 9.5989 | 9.5989 | 9.5989 | 9.5989 | 9.5989 | 9.5989 | 9.5989 | 9.5989 | 9.5989 | 9.5989 | 9.5989 | 9.5989 | 9.5989 | 9.5989 | 9.5989 | 9.5989 | 9.5989 | 9.5989 | 9.5989 | 9.5989
2033 | 18.1464 | 36.2928 | 54.4391 | 81.6587 | 81.6587 | 81.6587 | 81.6587 | 81.6587 | 81.6587 | 81.6587 | 81.6587 | 81.6587 | 81.6587 | 81.6587 | 81.6587 | 81.6587 | 81.6587 | 81.6587 | 81.6587 | 81.6587 | 81.6587 | 81.6587 | 81.6587 | 81.6587 | 81.6587 | 81.6587 | 81.6587 | 81.6587 | 81.6587 | 81.6587 | 81.6587 | 81.6587 | 81.6587 | 81.6587 | 81.6587 | 2033 | 1.8453 | 4.4687 | 7.7813 | 14.451 | 14.451 | 14.451 | 14.451 | 14.451 | 14.451 | 14.451 | 14.451 | 14.451 | 14.451 | 14.451 | 14.451 | 14.451 | 14.451 | 14.451 | 14.451 | 14.451 | 14.451 | 14.451 | 14.451 | 14.451 | 14.451 | 14.451 | 14.451 | 14.451 | 14.451 | 14.451 | 14.451 | 14.451 | 14.451 | 14.451 | 14.451
2034 | 11.2181 | 33.6544 | 56.0906 | 78.5268 | 112.1812 | 112.1812 | 112.1812 | 112.1812 | 112.1812 | 112.1812 | 112.1812 | 112.1812 | 112.1812 | 112.1812 | 112.1812 | 112.1812 | 112.1812 | 112.1812 | 112.1812 | 112.1812 | 112.1812 | 112.1812 | 112.1812 | 112.1812 | 112.1812 | 112.1812 | 112.1812 | 112.1812 | 112.1812 | 112.1812 | 112.1812 | 112.1812 | 112.1812 | 112.1812 | 112.1812 | 2034 | 0 | 15.2647 | 71.5535 | 142.63 | 285.737 | 285.737 | 285.737 | 285.737 | 285.737 | 285.737 | 285.737 | 285.737 | 285.737 | 285.737 | 285.737 | 285.737 | 285.737 | 285.737 | 285.737 | 285.737 | 285.737 | 285.737 | 285.737 | 285.737 | 285.737 | 285.737 | 285.737 | 285.737 | 285.737 | 285.737 | 285.737 | 285.737 | 285.737 | 285.737 | 285.737
2035 | 0 | 9.0172 | 27.0515 | 45.0858 | 63.1201 | 90.1716 | 90.1716 | 90.1716 | 90.1716 | 90.1716 | 90.1716 | 90.1716 | 90.1716 | 90.1716 | 90.1716 | 90.1716 | 90.1716 | 90.1716 | 90.1716 | 90.1716 | 90.1716 | 90.1716 | 90.1716 | 90.1716 | 90.1716 | 90.1716 | 90.1716 | 90.1716 | 90.1716 | 90.1716 | 90.1716 | 90.1716 | 90.1716 | 90.1716 | 90.1716 | 2035 | 0 | 0 | 0 | 0 | 2.3011 | 7.4527 | 7.4527 | 7.4527 | 7.4527 | 7.4527 | 7.4527 | 7.4527 | 7.4527 | 7.4527 | 7.4527 | 7.4527 | 7.4527 | 7.4527 | 7.4527 | 7.4527 | 7.4527 | 7.4527 | 7.4527 | 7.4527 | 7.4527 | 7.4527 | 7.4527 | 7.4527 | 7.4527 | 7.4527 | 7.4527 | 7.4527 | 7.4527 | 7.4527 | 7.4527
2036 | 0 | 0 | 6.8344 | 20.5032 | 34.172 | 47.8408 | 68.344 | 68.344 | 68.344 | 68.344 | 68.344 | 68.344 | 68.344 | 68.344 | 68.344 | 68.344 | 68.344 | 68.344 | 68.344 | 68.344 | 68.344 | 68.344 | 68.344 | 68.344 | 68.344 | 68.344 | 68.344 | 68.344 | 68.344 | 68.344 | 68.344 | 68.344 | 68.344 | 68.344 | 68.344 | 2036 | 0 | 0 | 0 | 0 | 0 | 0 | 5.8464 | 5.8464 | 5.8464 | 5.8464 | 5.8464 | 5.8464 | 5.8464 | 5.8464 | 5.8464 | 5.8464 | 5.8464 | 5.8464 | 5.8464 | 5.8464 | 5.8464 | 5.8464 | 5.8464 | 5.8464 | 5.8464 | 5.8464 | 5.8464 | 5.8464 | 5.8464 | 5.8464 | 5.8464 | 5.8464 | 5.8464 | 5.8464 | 5.8464
2037 | 0 | 0 | 0 | 11.1188 | 33.3563 | 55.5938 | 77.8313 | 111.1876 | 111.1876 | 111.1876 | 111.1876 | 111.1876 | 111.1876 | 111.1876 | 111.1876 | 111.1876 | 111.1876 | 111.1876 | 111.1876 | 111.1876 | 111.1876 | 111.1876 | 111.1876 | 111.1876 | 111.1876 | 111.1876 | 111.1876 | 111.1876 | 111.1876 | 111.1876 | 111.1876 | 111.1876 | 111.1876 | 111.1876 | 111.1876 | 2037 | 0 | 0 | 0 | 0 | 0 | 0 | 0 | 70.7421 | 70.7421 | 70.7421 | 70.7421 | 70.7421 | 70.7421 | 70.7421 | 70.7421 | 70.7421 | 70.7421 | 70.7421 | 70.7421 | 70.7421 | 70.7421 | 70.7421 | 70.7421 | 70.7421 | 70.7421 | 70.7421 | 70.7421 | 70.7421 | 70.7421 | 70.7421 | 70.7421 | 70.7421 | 70.7421 | 70.7421 | 70.7421
2038 | 0 | 0 | 0 | 0 | 11.1368 | 33.4104 | 55.6839 | 77.9575 | 111.3679 | 111.3679 | 111.3679 | 111.3679 | 111.3679 | 111.3679 | 111.3679 | 111.3679 | 111.3679 | 111.3679 | 111.3679 | 111.3679 | 111.3679 | 111.3679 | 111.3679 | 111.3679 | 111.3679 | 111.3679 | 111.3679 | 111.3679 | 111.3679 | 111.3679 | 111.3679 | 111.3679 | 111.3679 | 111.3679 | 111.3679 | 2038 | 0 | 0 | 0 | 0 | 0 | 0 | 0 | 0 | 33.2219 | 33.2219 | 33.2219 | 33.2219 | 33.2219 | 33.2219 | 33.2219 | 33.2219 | 33.2219 | 33.2219 | 33.2219 | 33.2219 | 33.2219 | 33.2219 | 33.2219 | 33.2219 | 33.2219 | 33.2219 | 33.2219 | 33.2219 | 33.2219 | 33.2219 | 33.2219 | 33.2219 | 33.2219 | 33.2219 | 33.2219
2039 | 0 | 0 | 0 | 0 | 0 | 8.9687 | 26.9062 | 44.8437 | 62.7812 | 89.6874 | 89.6874 | 89.6874 | 89.6874 | 89.6874 | 89.6874 | 89.6874 | 89.6874 | 89.6874 | 89.6874 | 89.6874 | 89.6874 | 89.6874 | 89.6874 | 89.6874 | 89.6874 | 89.6874 | 89.6874 | 89.6874 | 89.6874 | 89.6874 | 89.6874 | 89.6874 | 89.6874 | 89.6874 | 89.6874 | 2039 | 0 | 0 | 0 | 0 | 0 | 0 | 0 | 0 | 0 | 0.44153 | 0.44153 | 0.44153 | 0.44153 | 0.44153 | 0.44153 | 0.44153 | 0.44153 | 0.44153 | 0.44153 | 0.44153 | 0.44153 | 0.44153 | 0.44153 | 0.44153 | 0.44153 | 0.44153 | 0.44153 | 0.44153 | 0.44153 | 0.44153 | 0.44153 | 0.44153 | 0.44153 | 0.44153 | 0.44153
2040 | 0 | 0 | 0 | 0 | 0 | 0 | 16.1964 | 48.5891 | 80.9818 | 113.3745 | 161.9636 | 161.9636 | 161.9636 | 161.9636 | 161.9636 | 161.9636 | 161.9636 | 161.9636 | 161.9636 | 161.9636 | 161.9636 | 161.9636 | 161.9636 | 161.9636 | 161.9636 | 161.9636 | 161.9636 | 161.9636 | 161.9636 | 161.9636 | 161.9636 | 161.9636 | 161.9636 | 161.9636 | 161.9636 | 2040 | 0 | 0 | 0 | 0 | 0 | 0 | 0 | 0 | 0 | 0 | 1.4811e-14 | 1.4811e-14 | 1.4811e-14 | 1.4811e-14 | 1.4811e-14 | 1.4811e-14 | 1.4811e-14 | 1.4811e-14 | 1.4811e-14 | 1.4811e-14 | 1.4811e-14 | 1.4811e-14 | 1.4811e-14 | 1.4811e-14 | 1.4811e-14 | 1.4811e-14 | 1.4811e-14 | 1.4811e-14 | 1.4811e-14 | 1.4811e-14 | 1.4811e-14 | 1.4811e-14 | 1.4811e-14 | 1.4811e-14 | 1.4811e-14
2041 | 0 | 0 | 0 | 0 | 0 | 0 | 0 | 11.1004 | 33.3012 | 55.502 | 77.7029 | 111.0041 | 111.0041 | 111.0041 | 111.0041 | 111.0041 | 111.0041 | 111.0041 | 111.0041 | 111.0041 | 111.0041 | 111.0041 | 111.0041 | 111.0041 | 111.0041 | 111.0041 | 111.0041 | 111.0041 | 111.0041 | 111.0041 | 111.0041 | 111.0041 | 111.0041 | 111.0041 | 111.0041 | 2041 | 0 | 0 | 0 | 0 | 0 | 0 | 0 | 0 | 0 | 0 | 0 | 2.3848e-14 | 2.3848e-14 | 2.3848e-14 | 2.3848e-14 | 2.3848e-14 | 2.3848e-14 | 2.3848e-14 | 2.3848e-14 | 2.3848e-14 | 2.3848e-14 | 2.3848e-14 | 2.3848e-14 | 2.3848e-14 | 2.3848e-14 | 2.3848e-14 | 2.3848e-14 | 2.3848e-14 | 2.3848e-14 | 2.3848e-14 | 2.3848e-14 | 2.3848e-14 | 2.3848e-14 | 2.3848e-14 | 2.3848e-14
2042 | 0 | 0 | 0 | 0 | 0 | 0 | 0 | 0 | 8.8984 | 26.6953 | 44.4921 | 62.289 | 88.9842 | 88.9842 | 88.9842 | 88.9842 | 88.9842 | 88.9842 | 88.9842 | 88.9842 | 88.9842 | 88.9842 | 88.9842 | 88.9842 | 88.9842 | 88.9842 | 88.9842 | 88.9842 | 88.9842 | 88.9842 | 88.9842 | 88.9842 | 88.9842 | 88.9842 | 88.9842 | 2042 | 0 | 0 | 0 | 0 | 0 | 0 | 0 | 0 | 0 | 0 | 0 | 0 | 1.3354e-15 | 1.3354e-15 | 1.3354e-15 | 1.3354e-15 | 1.3354e-15 | 1.3354e-15 | 1.3354e-15 | 1.3354e-15 | 1.3354e-15 | 1.3354e-15 | 1.3354e-15 | 1.3354e-15 | 1.3354e-15 | 1.3354e-15 | 1.3354e-15 | 1.3354e-15 | 1.3354e-15 | 1.3354e-15 | 1.3354e-15 | 1.3354e-15 | 1.3354e-15 | 1.3354e-15 | 1.3354e-15
2043 | 0 | 0 | 0 | 0 | 0 | 0 | 0 | 0 | 0 | 11.0405 | 33.1215 | 55.2025 | 77.2835 | 110.405 | 110.405 | 110.405 | 110.405 | 110.405 | 110.405 | 110.405 | 110.405 | 110.405 | 110.405 | 110.405 | 110.405 | 110.405 | 110.405 | 110.405 | 110.405 | 110.405 | 110.405 | 110.405 | 110.405 | 110.405 | 110.405 | 2043 | 0 | 0 | 0 | 0 | 0 | 0 | 0 | 0 | 0 | 0 | 0 | 0 | 0 | 2.182e-14 | 2.182e-14 | 2.182e-14 | 2.182e-14 | 2.182e-14 | 2.182e-14 | 2.182e-14 | 2.182e-14 | 2.182e-14 | 2.182e-14 | 2.182e-14 | 2.182e-14 | 2.182e-14 | 2.182e-14 | 2.182e-14 | 2.182e-14 | 2.182e-14 | 2.182e-14 | 2.182e-14 | 2.182e-14 | 2.182e-14 | 2.182e-14
2044 | 0 | 0 | 0 | 0 | 0 | 0 | 0 | 0 | 0 | 0 | 11.049 | 33.1469 | 55.2448 | 77.3427 | 110.4896 | 110.4896 | 110.4896 | 110.4896 | 110.4896 | 110.4896 | 110.4896 | 110.4896 | 110.4896 | 110.4896 | 110.4896 | 110.4896 | 110.4896 | 110.4896 | 110.4896 | 110.4896 | 110.4896 | 110.4896 | 110.4896 | 110.4896 | 110.4896 | 2044 | 0 | 0 | 0 | 0 | 0 | 0 | 0 | 0 | 0 | 0 | 0 | 0 | 0 | 0 | 0 | 0 | 0 | 0 | 0 | 0 | 0 | 0 | 0 | 0 | 0 | 0 | 0 | 0 | 0 | 0 | 0 | 0 | 0 | 0 | 0
2045 | 0 | 0 | 0 | 0 | 0 | 0 | 0 | 0 | 0 | 0 | 0 | 14.6169 | 43.8508 | 73.0847 | 102.3186 | 146.1694 | 146.1694 | 146.1694 | 146.1694 | 146.1694 | 146.1694 | 146.1694 | 146.1694 | 146.1694 | 146.1694 | 146.1694 | 146.1694 | 146.1694 | 146.1694 | 146.1694 | 146.1694 | 146.1694 | 146.1694 | 146.1694 | 146.1694 | 2045 | 0 | 0 | 0 | 0 | 0 | 0 | 0 | 0 | 0 | 0 | 0 | 0 | 0 | 0 | 0 | 0 | 0 | 0 | 0 | 0 | 0 | 0 | 0 | 0 | 0 | 0 | 0 | 0 | 0 | 0 | 0 | 0 | 0 | 0 | 0
2046 | 0 | 0 | 0 | 0 | 0 | 0 | 0 | 0 | 0 | 0 | 0 | 0 | 14.596 | 43.7879 | 72.9798 | 102.1717 | 145.9596 | 145.9596 | 145.9596 | 145.9596 | 145.9596 | 145.9596 | 145.9596 | 145.9596 | 145.9596 | 145.9596 | 145.9596 | 145.9596 | 145.9596 | 145.9596 | 145.9596 | 145.9596 | 145.9596 | 145.9596 | 145.9596 | 2046 | 0 | 0 | 0 | 0 | 0 | 0 | 0 | 0 | 0 | 0 | 0 | 0 | 0 | 0 | 0 | 0 | 0 | 0 | 0 | 0 | 0 | 0 | 0 | 0 | 0 | 0 | 0 | 0 | 0 | 0 | 0 | 0 | 0 | 0 | 0
2047 | 0 | 0 | 0 | 0 | 0 | 0 | 0 | 0 | 0 | 0 | 0 | 0 | 0 | 16.063 | 48.189 | 80.315 | 112.441 | 160.63 | 160.63 | 160.63 | 160.63 | 160.63 | 160.63 | 160.63 | 160.63 | 160.63 | 160.63 | 160.63 | 160.63 | 160.63 | 160.63 | 160.63 | 160.63 | 160.63 | 160.63 | 2047 | 0 | 0 | 0 | 0 | 0 | 0 | 0 | 0 | 0 | 0 | 0 | 0 | 0 | 0 | 0 | 0 | 0 | 0 | 0 | 0 | 0 | 0 | 0 | 0 | 0 | 0 | 0 | 0 | 0 | 0 | 0 | 0 | 0 | 0 | 0
2048 | 0 | 0 | 0 | 0 | 0 | 0 | 0 | 0 | 0 | 0 | 0 | 0 | 0 | 0 | 10.95 | 32.8499 | 54.7498 | 76.6497 | 109.4996 | 109.4996 | 109.4996 | 109.4996 | 109.4996 | 109.4996 | 109.4996 | 109.4996 | 109.4996 | 109.4996 | 109.4996 | 109.4996 | 109.4996 | 109.4996 | 109.4996 | 109.4996 | 109.4996 | 2048 | 0 | 0 | 0 | 0 | 0 | 0 | 0 | 0 | 0 | 0 | 0 | 0 | 0 | 0 | 0 | 0 | 0 | 0 | 0 | 0 | 0 | 0 | 0 | 0 | 0 | 0 | 0 | 0 | 0 | 0 | 0 | 0 | 0 | 0 | 0
2049 | 0 | 0 | 0 | 0 | 0 | 0 | 0 | 0 | 0 | 0 | 0 | 0 | 0 | 0 | 0 | 10.9174 | 32.7523 | 54.5872 | 76.4221 | 109.1745 | 109.1745 | 109.1745 | 109.1745 | 109.1745 | 109.1745 | 109.1745 | 109.1745 | 109.1745 | 109.1745 | 109.1745 | 109.1745 | 109.1745 | 109.1745 | 109.1745 | 109.1745 | 2049 | 0 | 0 | 0 | 0 | 0 | 0 | 0 | 0 | 0 | 0 | 0 | 0 | 0 | 0 | 0 | 0 | 0 | 0 | 0 | 0 | 0 | 0 | 0 | 0 | 0 | 0 | 0 | 0 | 0 | 0 | 0 | 0 | 0 | 0 | 0
2050 | 0 | 0 | 0 | 0 | 0 | 0 | 0 | 0 | 0 | 0 | 0 | 0 | 0 | 0 | 0 | 0 | 8.8216 | 26.4647 | 44.1079 | 61.7511 | 88.2158 | 88.2158 | 88.2158 | 88.2158 | 88.2158 | 88.2158 | 88.2158 | 88.2158 | 88.2158 | 88.2158 | 88.2158 | 88.2158 | 88.2158 | 88.2158 | 88.2158 | 2050 | 0 | 0 | 0 | 0 | 0 | 0 | 0 | 0 | 0 | 0 | 0 | 0 | 0 | 0 | 0 | 0 | 0 | 0 | 0 | 0 | 0 | 0 | 0 | 0 | 0 | 0 | 0 | 0 | 0 | 0 | 0 | 0 | 0 | 0 | 0
2051 | 0 | 0 | 0 | 0 | 0 | 0 | 0 | 0 | 0 | 0 | 0 | 0 | 0 | 0 | 0 | 0 | 0 | 7.9983 | 23.9948 | 39.9913 | 55.9878 | 79.9825 | 79.9825 | 79.9825 | 79.9825 | 79.9825 | 79.9825 | 79.9825 | 79.9825 | 79.9825 | 79.9825 | 79.9825 | 79.9825 | 79.9825 | 79.9825 | 2051 | 0 | 0 | 0 | 0 | 0 | 0 | 0 | 0 | 0 | 0 | 0 | 0 | 0 | 0 | 0 | 0 | 0 | 0 | 0 | 0 | 0 | 0 | 0 | 0 | 0 | 0 | 0 | 0 | 0 | 0 | 0 | 0 | 0 | 0 | 0
2052 | 0 | 0 | 0 | 0 | 0 | 0 | 0 | 0 | 0 | 0 | 0 | 0 | 0 | 0 | 0 | 0 | 0 | 0 | 7.1891 | 21.5674 | 35.9457 | 50.324 | 71.8914 | 71.8914 | 71.8914 | 71.8914 | 71.8914 | 71.8914 | 71.8914 | 71.8914 | 71.8914 | 71.8914 | 71.8914 | 71.8914 | 71.8914 | 2052 | 0 | 0 | 0 | 0 | 0 | 0 | 0 | 0 | 0 | 0 | 0 | 0 | 0 | 0 | 0 | 0 | 0 | 0 | 0 | 0 | 0 | 0 | 0 | 0 | 0 | 0 | 0 | 0 | 0 | 0 | 0 | 0 | 0 | 0 | 0
2053 | 0 | 0 | 0 | 0 | 0 | 0 | 0 | 0 | 0 | 0 | 0 | 0 | 0 | 0 | 0 | 0 | 0 | 0 | 0 | 6.4619 | 19.3856 | 32.3094 | 45.2332 | 64.6188 | 64.6188 | 64.6188 | 64.6188 | 64.6188 | 64.6188 | 64.6188 | 64.6188 | 64.6188 | 64.6188 | 64.6188 | 64.6188 | 2053 | 0 | 0 | 0 | 0 | 0 | 0 | 0 | 0 | 0 | 0 | 0 | 0 | 0 | 0 | 0 | 0 | 0 | 0 | 0 | 0 | 0 | 0 | 0 | 0 | 0 | 0 | 0 | 0 | 0 | 0 | 0 | 0 | 0 | 0 | 0
2054 | 0 | 0 | 0 | 0 | 0 | 0 | 0 | 0 | 0 | 0 | 0 | 0 | 0 | 0 | 0 | 0 | 0 | 0 | 0 | 0 | 5.8082 | 17.4246 | 29.041 | 40.6573 | 58.0819 | 58.0819 | 58.0819 | 58.0819 | 58.0819 | 58.0819 | 58.0819 | 58.0819 | 58.0819 | 58.0819 | 58.0819 | 2054 | 0 | 0 | 0 | 0 | 0 | 0 | 0 | 0 | 0 | 0 | 0 | 0 | 0 | 0 | 0 | 0 | 0 | 0 | 0 | 0 | 0 | 0 | 0 | 0 | 0 | 0 | 0 | 0 | 0 | 0 | 0 | 0 | 0 | 0 | 0
2055 | 0 | 0 | 0 | 0 | 0 | 0 | 0 | 0 | 0 | 0 | 0 | 0 | 0 | 0 | 0 | 0 | 0 | 0 | 0 | 0 | 0 | 5.2206 | 15.6619 | 26.1031 | 36.5444 | 52.2063 | 52.2063 | 52.2063 | 52.2063 | 52.2063 | 52.2063 | 52.2063 | 52.2063 | 52.2063 | 52.2063 | 2055 | 0 | 0 | 0 | 0 | 0 | 0 | 0 | 0 | 0 | 0 | 0 | 0 | 0 | 0 | 0 | 0 | 0 | 0 | 0 | 0 | 0 | 0 | 0 | 0 | 0 | 0 | 0 | 0 | 0 | 0 | 0 | 0 | 0 | 0 | 0
2056 | 0 | 0 | 0 | 0 | 0 | 0 | 0 | 0 | 0 | 0 | 0 | 0 | 0 | 0 | 0 | 0 | 0 | 0 | 0 | 0 | 0 | 0 | 4.6925 | 14.0775 | 23.4625 | 32.8475 | 46.925 | 46.925 | 46.925 | 46.925 | 46.925 | 46.925 | 46.925 | 46.925 | 46.925 | 2056 | 0 | 0 | 0 | 0 | 0 | 0 | 0 | 0 | 0 | 0 | 0 | 0 | 0 | 0 | 0 | 0 | 0 | 0 | 0 | 0 | 0 | 0 | 0 | 0 | 0 | 0 | 0 | 0 | 0 | 0 | 0 | 0 | 0 | 0 | 0
2057 | 0 | 0 | 0 | 0 | 0 | 0 | 0 | 0 | 0 | 0 | 0 | 0 | 0 | 0 | 0 | 0 | 0 | 0 | 0 | 0 | 0 | 0 | 0 | 4.2178 | 12.6534 | 21.089 | 29.5246 | 42.1781 | 42.1781 | 42.1781 | 42.1781 | 42.1781 | 42.1781 | 42.1781 | 42.1781 | 2057 | 0 | 0 | 0 | 0 | 0 | 0 | 0 | 0 | 0 | 0 | 0 | 0 | 0 | 0 | 0 | 0 | 0 | 0 | 0 | 0 | 0 | 0 | 0 | 0 | 0 | 0 | 0 | 0 | 0 | 0 | 0 | 0 | 0 | 0 | 0
2058 | 0 | 0 | 0 | 0 | 0 | 0 | 0 | 0 | 0 | 0 | 0 | 0 | 0 | 0 | 0 | 0 | 0 | 0 | 0 | 0 | 0 | 0 | 0 | 0 | 3.7911 | 11.3734 | 18.9556 | 26.5379 | 37.9113 | 37.9113 | 37.9113 | 37.9113 | 37.9113 | 37.9113 | 37.9113 | 2058 | 0 | 0 | 0 | 0 | 0 | 0 | 0 | 0 | 0 | 0 | 0 | 0 | 0 | 0 | 0 | 0 | 0 | 0 | 0 | 0 | 0 | 0 | 0 | 0 | 0 | 0 | 0 | 0 | 0 | 0 | 0 | 0 | 0 | 0 | 0
2059 | 0 | 0 | 0 | 0 | 0 | 0 | 0 | 0 | 0 | 0 | 0 | 0 | 0 | 0 | 0 | 0 | 0 | 0 | 0 | 0 | 0 | 0 | 0 | 0 | 0 | 3.4076 | 10.2228 | 17.0381 | 23.8533 | 34.0761 | 34.0761 | 34.0761 | 34.0761 | 34.0761 | 34.0761 | 2059 | 0 | 0 | 0 | 0 | 0 | 0 | 0 | 0 | 0 | 0 | 0 | 0 | 0 | 0 | 0 | 0 | 0 | 0 | 0 | 0 | 0 | 0 | 0 | 0 | 0 | 0 | 0 | 0 | 0 | 0 | 0 | 0 | 0 | 0 | 0
2060 | 0 | 0 | 0 | 0 | 0 | 0 | 0 | 0 | 0 | 0 | 0 | 0 | 0 | 0 | 0 | 0 | 0 | 0 | 0 | 0 | 0 | 0 | 0 | 0 | 0 | 0 | 3.0629 | 9.1887 | 15.3145 | 21.4403 | 30.629 | 30.629 | 30.629 | 30.629 | 30.629 | 2060 | 0 | 0 | 0 | 0 | 0 | 0 | 0 | 0 | 0 | 0 | 0 | 0 | 0 | 0 | 0 | 0 | 0 | 0 | 0 | 0 | 0 | 0 | 0 | 0 | 0 | 0 | 0 | 0 | 0 | 0 | 0 | 0 | 0 | 0 | 0
2061 | 0 | 0 | 0 | 0 | 0 | 0 | 0 | 0 | 0 | 0 | 0 | 0 | 0 | 0 | 0 | 0 | 0 | 0 | 0 | 0 | 0 | 0 | 0 | 0 | 0 | 0 | 0 | 2.753 | 8.2591 | 13.7652 | 19.2713 | 27.5305 | 27.5305 | 27.5305 | 27.5305 | 2061 | 0 | 0 | 0 | 0 | 0 | 0 | 0 | 0 | 0 | 0 | 0 | 0 | 0 | 0 | 0 | 0 | 0 | 0 | 0 | 0 | 0 | 0 | 0 | 0 | 0 | 0 | 0 | 0 | 0 | 0 | 0 | 0 | 0 | 0 | 0
2062 | 0 | 0 | 0 | 0 | 0 | 0 | 0 | 0 | 0 | 0 | 0 | 0 | 0 | 0 | 0 | 0 | 0 | 0 | 0 | 0 | 0 | 0 | 0 | 0 | 0 | 0 | 0 | 0 | 2.4745 | 7.4236 | 12.3727 | 17.3218 | 24.7455 | 24.7455 | 24.7455 | 2062 | 0 | 0 | 0 | 0 | 0 | 0 | 0 | 0 | 0 | 0 | 0 | 0 | 0 | 0 | 0 | 0 | 0 | 0 | 0 | 0 | 0 | 0 | 0 | 0 | 0 | 0 | 0 | 0 | 0 | 0 | 0 | 0 | 0 | 0 | 0
2063 | 0 | 0 | 0 | 0 | 0 | 0 | 0 | 0 | 0 | 0 | 0 | 0 | 0 | 0 | 0 | 0 | 0 | 0 | 0 | 0 | 0 | 0 | 0 | 0 | 0 | 0 | 0 | 0 | 0 | 2.2242 | 6.6727 | 11.1211 | 15.5695 | 22.2422 | 22.2422 | 2063 | 0 | 0 | 0 | 0 | 0 | 0 | 0 | 0 | 0 | 0 | 0 | 0 | 0 | 0 | 0 | 0 | 0 | 0 | 0 | 0 | 0 | 0 | 0 | 0 | 0 | 0 | 0 | 0 | 0 | 0 | 0 | 0 | 0 | 0 | 0
2064 | 0 | 0 | 0 | 0 | 0 | 0 | 0 | 0 | 0 | 0 | 0 | 0 | 0 | 0 | 0 | 0 | 0 | 0 | 0 | 0 | 0 | 0 | 0 | 0 | 0 | 0 | 0 | 0 | 0 | 0 | 1.9992 | 5.9976 | 9.9961 | 13.9945 | 19.9922 | 2064 | 0 | 0 | 0 | 0 | 0 | 0 | 0 | 0 | 0 | 0 | 0 | 0 | 0 | 0 | 0 | 0 | 0 | 0 | 0 | 0 | 0 | 0 | 0 | 0 | 0 | 0 | 0 | 0 | 0 | 0 | 0 | 0 | 0 | 0 | 0
2065 | 0 | 0 | 0 | 0 | 0 | 0 | 0 | 0 | 0 | 0 | 0 | 0 | 0 | 0 | 0 | 0 | 0 | 0 | 0 | 0 | 0 | 0 | 0 | 0 | 0 | 0 | 0 | 0 | 0 | 0 | 0 | 1.797 | 5.3909 | 8.9849 | 12.5788 | 2065 | 0 | 0 | 0 | 0 | 0 | 0 | 0 | 0 | 0 | 0 | 0 | 0 | 0 | 0 | 0 | 0 | 0 | 0 | 0 | 0 | 0 | 0 | 0 | 0 | 0 | 0 | 0 | 0 | 0 | 0 | 0 | 0 | 0 | 0 | 0
2066 | 0 | 0 | 0 | 0 | 0 | 0 | 0 | 0 | 0 | 0 | 0 | 0 | 0 | 0 | 0 | 0 | 0 | 0 | 0 | 0 | 0 | 0 | 0 | 0 | 0 | 0 | 0 | 0 | 0 | 0 | 0 | 0 | 1.6152 | 4.8456 | 8.0759 | 2066 | 0 | 0 | 0 | 0 | 0 | 0 | 0 | 0 | 0 | 0 | 0 | 0 | 0 | 0 | 0 | 0 | 0 | 0 | 0 | 0 | 0 | 0 | 0 | 0 | 0 | 0 | 0 | 0 | 0 | 0 | 0 | 0 | 0 | 0 | 0
2067 | 0 | 0 | 0 | 0 | 0 | 0 | 0 | 0 | 0 | 0 | 0 | 0 | 0 | 0 | 0 | 0 | 0 | 0 | 0 | 0 | 0 | 0 | 0 | 0 | 0 | 0 | 0 | 0 | 0 | 0 | 0 | 0 | 0 | 1.4518 | 4.3554 | 2067 | 0 | 0 | 0 | 0 | 0 | 0 | 0 | 0 | 0 | 0 | 0 | 0 | 0 | 0 | 0 | 0 | 0 | 0 | 0 | 0 | 0 | 0 | 0 | 0 | 0 | 0 | 0 | 0 | 0 | 0 | 0 | 0 | 0 | 0 | 0
2068 | 0 | 0 | 0 | 0 | 0 | 0 | 0 | 0 | 0 | 0 | 0 | 0 | 0 | 0 | 0 | 0 | 0 | 0 | 0 | 0 | 0 | 0 | 0 | 0 | 0 | 0 | 0 | 0 | 0 | 0 | 0 | 0 | 0 | 0 | 1.3049 | 2068 | 0 | 0 | 0 | 0 | 0 | 0 | 0 | 0 | 0 | 0 | 0 | 0 | 0 | 0 | 0 | 0 | 0 | 0 | 0 | 0 | 0 | 0 | 0 | 0 | 0 | 0 | 0 | 0 | 0 | 0 | 0 | 0 | 0 | 0 | 0
Cumulative | 70.1146 | 143.9511 | 219.8045 | 293.8419 | 371.1075 | 443.0142 | 516.7743 | 602.2615 | 684.4591 | 761.7542 | 845.525 | 918.9851 | 993.7249 | 1076.4986 | 1160.7241 | 1245.5619 | 1322.9795 | 1392.4208 | 1447.4522 | 1496.6566 | 1538.3006 | 1575.0268 | 1607.3142 | 1635.6995 | 1660.6541 | 1682.5927 | 1700.4851 | 1713.4255 | 1722.0124 | 1726.7719 | 1726.7719 | 1726.7719 | 1726.7719 | 1726.7719 | 1726.7719 | Cumulative | 13.6593 | 37.1471 | 89.7958 | 152.9048 | 270.6697 | 274.7519 | 279.2832 | 332.9105 | 357.5431 | 357.8633 | 357.8633 | 357.8633 | 357.8633 | 357.8633 | 357.8633 | 357.8633 | 357.8633 | 357.8633 | 357.8633 | 357.8633 | 357.8633 | 357.8633 | 357.8633 | 357.8633 | 357.8633 | 357.8633 | 357.8633 | 357.8633 | 357.8633 | 357.8633 | 357.8633 | 357.8633 | 357.8633 | 357.8633 | 357.8633
Uncleared Capacity: 2028 measures, shifted to 2029 (2024 $/kW-year) | [35 empty] | Uncleared Capacity DRIPE, Zone-on-Zone: 2028 measures, shifted to 2029 (2024 $/kW-year)
WHOLESALE VALUES | [35 empty] | WHOLESALE VALUES
| Measure life (program duration) | [35 empty] | Measure life (program duration)
| 1 | 2 | 3 | 4 | 5 | 6 | 7 | 8 | 9 | 10 | 11 | 12 | 13 | 14 | 15 | 16 | 17 | 18 | 19 | 20 | 21 | 22 | 23 | 24 | 25 | 26 | 27 | 28 | 29 | 30 | 31 | 32 | 33 | 34 | 35 |  | 1 | 2 | 3 | 4 | 5 | 6 | 7 | 8 | 9 | 10 | 11 | 12 | 13 | 14 | 15 | 16 | 17 | 18 | 19 | 20 | 21 | 22 | 23 | 24 | 25 | 26 | 27 | 28 | 29 | 30 | 31 | 32 | 33 | 34 | 35
2024 | 0 | 0 | 0 | 0 | 0 | 0 | 0 | 0 | 0 | 0 | 0 | 0 | 0 | 0 | 0 | 0 | 0 | 0 | 0 | 0 | 0 | 0 | 0 | 0 | 0 | 0 | 0 | 0 | 0 | 0 | 0 | 0 | 0 | 0 | 0 | 2024 | 0 | 0 | 0 | 0 | 0 | 0 | 0 | 0 | 0 | 0 | 0 | 0 | 0 | 0 | 0 | 0 | 0 | 0 | 0 | 0 | 0 | 0 | 0 | 0 | 0 | 0 | 0 | 0 | 0 | 0 | 0 | 0 | 0 | 0 | 0
2025 | 0 | 0 | 0 | 0 | 0 | 0 | 0 | 0 | 0 | 0 | 0 | 0 | 0 | 0 | 0 | 0 | 0 | 0 | 0 | 0 | 0 | 0 | 0 | 0 | 0 | 0 | 0 | 0 | 0 | 0 | 0 | 0 | 0 | 0 | 0 | 2025 | 0 | 0 | 0 | 0 | 0 | 0 | 0 | 0 | 0 | 0 | 0 | 0 | 0 | 0 | 0 | 0 | 0 | 0 | 0 | 0 | 0 | 0 | 0 | 0 | 0 | 0 | 0 | 0 | 0 | 0 | 0 | 0 | 0 | 0 | 0
2026 | 0 | 0 | 0 | 0 | 0 | 0 | 0 | 0 | 0 | 0 | 0 | 0 | 0 | 0 | 0 | 0 | 0 | 0 | 0 | 0 | 0 | 0 | 0 | 0 | 0 | 0 | 0 | 0 | 0 | 0 | 0 | 0 | 0 | 0 | 0 | 2026 | 0 | 0 | 0 | 0 | 0 | 0 | 0 | 0 | 0 | 0 | 0 | 0 | 0 | 0 | 0 | 0 | 0 | 0 | 0 | 0 | 0 | 0 | 0 | 0 | 0 | 0 | 0 | 0 | 0 | 0 | 0 | 0 | 0 | 0 | 0
2027 | 0 | 0 | 0 | 0 | 0 | 0 | 0 | 0 | 0 | 0 | 0 | 0 | 0 | 0 | 0 | 0 | 0 | 0 | 0 | 0 | 0 | 0 | 0 | 0 | 0 | 0 | 0 | 0 | 0 | 0 | 0 | 0 | 0 | 0 | 0 | 2027 | 0 | 0 | 0 | 0 | 0 | 0 | 0 | 0 | 0 | 0 | 0 | 0 | 0 | 0 | 0 | 0 | 0 | 0 | 0 | 0 | 0 | 0 | 0 | 0 | 0 | 0 | 0 | 0 | 0 | 0 | 0 | 0 | 0 | 0 | 0
2028 | 0 | 0 | 0 | 0 | 0 | 0 | 0 | 0 | 0 | 0 | 0 | 0 | 0 | 0 | 0 | 0 | 0 | 0 | 0 | 0 | 0 | 0 | 0 | 0 | 0 | 0 | 0 | 0 | 0 | 0 | 0 | 0 | 0 | 0 | 0 | 2028 | 0 | 0 | 0 | 0 | 0 | 0 | 0 | 0 | 0 | 0 | 0 | 0 | 0 | 0 | 0 | 0 | 0 | 0 | 0 | 0 | 0 | 0 | 0 | 0 | 0 | 0 | 0 | 0 | 0 | 0 | 0 | 0 | 0 | 0 | 0
2029 | 0 | 0 | 0 | 0 | 0 | 0 | 0 | 0 | 0 | 0 | 0 | 0 | 0 | 0 | 0 | 0 | 0 | 0 | 0 | 0 | 0 | 0 | 0 | 0 | 0 | 0 | 0 | 0 | 0 | 0 | 0 | 0 | 0 | 0 | 0 | 2029 | 0 | 0 | 0 | 0 | 0 | 0 | 0 | 0 | 0 | 0 | 0 | 0 | 0 | 0 | 0 | 0 | 0 | 0 | 0 | 0 | 0 | 0 | 0 | 0 | 0 | 0 | 0 | 0 | 0 | 0 | 0 | 0 | 0 | 0 | 0
2030 | 0 | 0 | 0 | 0 | 0 | 0 | 0 | 0 | 0 | 0 | 0 | 0 | 0 | 0 | 0 | 0 | 0 | 0 | 0 | 0 | 0 | 0 | 0 | 0 | 0 | 0 | 0 | 0 | 0 | 0 | 0 | 0 | 0 | 0 | 0 | 2030 | 0 | 0 | 0 | 0 | 0 | 0 | 0 | 0 | 0 | 0 | 0 | 0 | 0 | 0 | 0 | 0 | 0 | 0 | 0 | 0 | 0 | 0 | 0 | 0 | 0 | 0 | 0 | 0 | 0 | 0 | 0 | 0 | 0 | 0 | 0
2031 | 15.522 | 15.522 | 15.522 | 15.522 | 15.522 | 15.522 | 15.522 | 15.522 | 15.522 | 15.522 | 15.522 | 15.522 | 15.522 | 15.522 | 15.522 | 15.522 | 15.522 | 15.522 | 15.522 | 15.522 | 15.522 | 15.522 | 15.522 | 15.522 | 15.522 | 15.522 | 15.522 | 15.522 | 15.522 | 15.522 | 15.522 | 15.522 | 15.522 | 15.522 | 15.522 | 2031 | 5.9046 | 5.9046 | 5.9046 | 5.9046 | 5.9046 | 5.9046 | 5.9046 | 5.9046 | 5.9046 | 5.9046 | 5.9046 | 5.9046 | 5.9046 | 5.9046 | 5.9046 | 5.9046 | 5.9046 | 5.9046 | 5.9046 | 5.9046 | 5.9046 | 5.9046 | 5.9046 | 5.9046 | 5.9046 | 5.9046 | 5.9046 | 5.9046 | 5.9046 | 5.9046 | 5.9046 | 5.9046 | 5.9046 | 5.9046 | 5.9046
2032 | 10.3302 | 25.8255 | 25.8255 | 25.8255 | 25.8255 | 25.8255 | 25.8255 | 25.8255 | 25.8255 | 25.8255 | 25.8255 | 25.8255 | 25.8255 | 25.8255 | 25.8255 | 25.8255 | 25.8255 | 25.8255 | 25.8255 | 25.8255 | 25.8255 | 25.8255 | 25.8255 | 25.8255 | 25.8255 | 25.8255 | 25.8255 | 25.8255 | 25.8255 | 25.8255 | 25.8255 | 25.8255 | 25.8255 | 25.8255 | 25.8255 | 2032 | 2.8944 | 8.7219 | 8.7219 | 8.7219 | 8.7219 | 8.7219 | 8.7219 | 8.7219 | 8.7219 | 8.7219 | 8.7219 | 8.7219 | 8.7219 | 8.7219 | 8.7219 | 8.7219 | 8.7219 | 8.7219 | 8.7219 | 8.7219 | 8.7219 | 8.7219 | 8.7219 | 8.7219 | 8.7219 | 8.7219 | 8.7219 | 8.7219 | 8.7219 | 8.7219 | 8.7219 | 8.7219 | 8.7219 | 8.7219 | 8.7219
2033 | 13.4459 | 26.8917 | 47.0605 | 47.0605 | 47.0605 | 47.0605 | 47.0605 | 47.0605 | 47.0605 | 47.0605 | 47.0605 | 47.0605 | 47.0605 | 47.0605 | 47.0605 | 47.0605 | 47.0605 | 47.0605 | 47.0605 | 47.0605 | 47.0605 | 47.0605 | 47.0605 | 47.0605 | 47.0605 | 47.0605 | 47.0605 | 47.0605 | 47.0605 | 47.0605 | 47.0605 | 47.0605 | 47.0605 | 47.0605 | 47.0605 | 2033 | 1.4799 | 3.3485 | 7.1108 | 7.1108 | 7.1108 | 7.1108 | 7.1108 | 7.1108 | 7.1108 | 7.1108 | 7.1108 | 7.1108 | 7.1108 | 7.1108 | 7.1108 | 7.1108 | 7.1108 | 7.1108 | 7.1108 | 7.1108 | 7.1108 | 7.1108 | 7.1108 | 7.1108 | 7.1108 | 7.1108 | 7.1108 | 7.1108 | 7.1108 | 7.1108 | 7.1108 | 7.1108 | 7.1108 | 7.1108 | 7.1108
2034 | 13.4427 | 26.8854 | 40.3282 | 60.4923 | 60.4923 | 60.4923 | 60.4923 | 60.4923 | 60.4923 | 60.4923 | 60.4923 | 60.4923 | 60.4923 | 60.4923 | 60.4923 | 60.4923 | 60.4923 | 60.4923 | 60.4923 | 60.4923 | 60.4923 | 60.4923 | 60.4923 | 60.4923 | 60.4923 | 60.4923 | 60.4923 | 60.4923 | 60.4923 | 60.4923 | 60.4923 | 60.4923 | 60.4923 | 60.4923 | 60.4923 | 2034 | 1.367 | 3.3104 | 5.7643 | 10.7052 | 10.7052 | 10.7052 | 10.7052 | 10.7052 | 10.7052 | 10.7052 | 10.7052 | 10.7052 | 10.7052 | 10.7052 | 10.7052 | 10.7052 | 10.7052 | 10.7052 | 10.7052 | 10.7052 | 10.7052 | 10.7052 | 10.7052 | 10.7052 | 10.7052 | 10.7052 | 10.7052 | 10.7052 | 10.7052 | 10.7052 | 10.7052 | 10.7052 | 10.7052 | 10.7052 | 10.7052
2035 | 8.3103 | 24.9309 | 41.5516 | 58.1722 | 83.1031 | 83.1031 | 83.1031 | 83.1031 | 83.1031 | 83.1031 | 83.1031 | 83.1031 | 83.1031 | 83.1031 | 83.1031 | 83.1031 | 83.1031 | 83.1031 | 83.1031 | 83.1031 | 83.1031 | 83.1031 | 83.1031 | 83.1031 | 83.1031 | 83.1031 | 83.1031 | 83.1031 | 83.1031 | 83.1031 | 83.1031 | 83.1031 | 83.1031 | 83.1031 | 83.1031 | 2035 | 0 | 11.308 | 53.0064 | 105.6594 | 211.6722 | 211.6722 | 211.6722 | 211.6722 | 211.6722 | 211.6722 | 211.6722 | 211.6722 | 211.6722 | 211.6722 | 211.6722 | 211.6722 | 211.6722 | 211.6722 | 211.6722 | 211.6722 | 211.6722 | 211.6722 | 211.6722 | 211.6722 | 211.6722 | 211.6722 | 211.6722 | 211.6722 | 211.6722 | 211.6722 | 211.6722 | 211.6722 | 211.6722 | 211.6722 | 211.6722
2036 | 0 | 6.6799 | 20.0396 | 33.3993 | 46.759 | 66.7985 | 66.7985 | 66.7985 | 66.7985 | 66.7985 | 66.7985 | 66.7985 | 66.7985 | 66.7985 | 66.7985 | 66.7985 | 66.7985 | 66.7985 | 66.7985 | 66.7985 | 66.7985 | 66.7985 | 66.7985 | 66.7985 | 66.7985 | 66.7985 | 66.7985 | 66.7985 | 66.7985 | 66.7985 | 66.7985 | 66.7985 | 66.7985 | 66.7985 | 66.7985 | 2036 | 0 | 0 | 0 | 0 | 1.7046 | 5.5209 | 5.5209 | 5.5209 | 5.5209 | 5.5209 | 5.5209 | 5.5209 | 5.5209 | 5.5209 | 5.5209 | 5.5209 | 5.5209 | 5.5209 | 5.5209 | 5.5209 | 5.5209 | 5.5209 | 5.5209 | 5.5209 | 5.5209 | 5.5209 | 5.5209 | 5.5209 | 5.5209 | 5.5209 | 5.5209 | 5.5209 | 5.5209 | 5.5209 | 5.5209
2037 | 0 | 0 | 5.0629 | 15.1887 | 25.3144 | 35.4402 | 50.6288 | 50.6288 | 50.6288 | 50.6288 | 50.6288 | 50.6288 | 50.6288 | 50.6288 | 50.6288 | 50.6288 | 50.6288 | 50.6288 | 50.6288 | 50.6288 | 50.6288 | 50.6288 | 50.6288 | 50.6288 | 50.6288 | 50.6288 | 50.6288 | 50.6288 | 50.6288 | 50.6288 | 50.6288 | 50.6288 | 50.6288 | 50.6288 | 50.6288 | 2037 | 0 | 0 | 0 | 0 | 0 | 0 | 4.331 | 4.331 | 4.331 | 4.331 | 4.331 | 4.331 | 4.331 | 4.331 | 4.331 | 4.331 | 4.331 | 4.331 | 4.331 | 4.331 | 4.331 | 4.331 | 4.331 | 4.331 | 4.331 | 4.331 | 4.331 | 4.331 | 4.331 | 4.331 | 4.331 | 4.331 | 4.331 | 4.331 | 4.331
2038 | 0 | 0 | 0 | 8.2367 | 24.7101 | 41.1836 | 57.657 | 82.3671 | 82.3671 | 82.3671 | 82.3671 | 82.3671 | 82.3671 | 82.3671 | 82.3671 | 82.3671 | 82.3671 | 82.3671 | 82.3671 | 82.3671 | 82.3671 | 82.3671 | 82.3671 | 82.3671 | 82.3671 | 82.3671 | 82.3671 | 82.3671 | 82.3671 | 82.3671 | 82.3671 | 82.3671 | 82.3671 | 82.3671 | 82.3671 | 2038 | 0 | 0 | 0 | 0 | 0 | 0 | 0 | 52.4053 | 52.4053 | 52.4053 | 52.4053 | 52.4053 | 52.4053 | 52.4053 | 52.4053 | 52.4053 | 52.4053 | 52.4053 | 52.4053 | 52.4053 | 52.4053 | 52.4053 | 52.4053 | 52.4053 | 52.4053 | 52.4053 | 52.4053 | 52.4053 | 52.4053 | 52.4053 | 52.4053 | 52.4053 | 52.4053 | 52.4053 | 52.4053
2039 | 0 | 0 | 0 | 0 | 8.2501 | 24.7502 | 41.2503 | 57.7504 | 82.5006 | 82.5006 | 82.5006 | 82.5006 | 82.5006 | 82.5006 | 82.5006 | 82.5006 | 82.5006 | 82.5006 | 82.5006 | 82.5006 | 82.5006 | 82.5006 | 82.5006 | 82.5006 | 82.5006 | 82.5006 | 82.5006 | 82.5006 | 82.5006 | 82.5006 | 82.5006 | 82.5006 | 82.5006 | 82.5006 | 82.5006 | 2039 | 0 | 0 | 0 | 0 | 0 | 0 | 0 | 0 | 24.6106 | 24.6106 | 24.6106 | 24.6106 | 24.6106 | 24.6106 | 24.6106 | 24.6106 | 24.6106 | 24.6106 | 24.6106 | 24.6106 | 24.6106 | 24.6106 | 24.6106 | 24.6106 | 24.6106 | 24.6106 | 24.6106 | 24.6106 | 24.6106 | 24.6106 | 24.6106 | 24.6106 | 24.6106 | 24.6106 | 24.6106
2040 | 0 | 0 | 0 | 0 | 0 | 6.644 | 19.932 | 33.22 | 46.5079 | 66.4399 | 66.4399 | 66.4399 | 66.4399 | 66.4399 | 66.4399 | 66.4399 | 66.4399 | 66.4399 | 66.4399 | 66.4399 | 66.4399 | 66.4399 | 66.4399 | 66.4399 | 66.4399 | 66.4399 | 66.4399 | 66.4399 | 66.4399 | 66.4399 | 66.4399 | 66.4399 | 66.4399 | 66.4399 | 66.4399 | 2040 | 0 | 0 | 0 | 0 | 0 | 0 | 0 | 0 | 0 | 0.32708 | 0.32708 | 0.32708 | 0.32708 | 0.32708 | 0.32708 | 0.32708 | 0.32708 | 0.32708 | 0.32708 | 0.32708 | 0.32708 | 0.32708 | 0.32708 | 0.32708 | 0.32708 | 0.32708 | 0.32708 | 0.32708 | 0.32708 | 0.32708 | 0.32708 | 0.32708 | 0.32708 | 0.32708 | 0.32708
2041 | 0 | 0 | 0 | 0 | 0 | 0 | 11.9982 | 35.9945 | 59.9908 | 83.9871 | 119.9816 | 119.9816 | 119.9816 | 119.9816 | 119.9816 | 119.9816 | 119.9816 | 119.9816 | 119.9816 | 119.9816 | 119.9816 | 119.9816 | 119.9816 | 119.9816 | 119.9816 | 119.9816 | 119.9816 | 119.9816 | 119.9816 | 119.9816 | 119.9816 | 119.9816 | 119.9816 | 119.9816 | 119.9816 | 2041 | 0 | 0 | 0 | 0 | 0 | 0 | 0 | 0 | 0 | 0 | 1.0972e-14 | 1.0972e-14 | 1.0972e-14 | 1.0972e-14 | 1.0972e-14 | 1.0972e-14 | 1.0972e-14 | 1.0972e-14 | 1.0972e-14 | 1.0972e-14 | 1.0972e-14 | 1.0972e-14 | 1.0972e-14 | 1.0972e-14 | 1.0972e-14 | 1.0972e-14 | 1.0972e-14 | 1.0972e-14 | 1.0972e-14 | 1.0972e-14 | 1.0972e-14 | 1.0972e-14 | 1.0972e-14 | 1.0972e-14 | 1.0972e-14
2042 | 0 | 0 | 0 | 0 | 0 | 0 | 0 | 8.2231 | 24.6693 | 41.1156 | 57.5618 | 82.2311 | 82.2311 | 82.2311 | 82.2311 | 82.2311 | 82.2311 | 82.2311 | 82.2311 | 82.2311 | 82.2311 | 82.2311 | 82.2311 | 82.2311 | 82.2311 | 82.2311 | 82.2311 | 82.2311 | 82.2311 | 82.2311 | 82.2311 | 82.2311 | 82.2311 | 82.2311 | 82.2311 | 2042 | 0 | 0 | 0 | 0 | 0 | 0 | 0 | 0 | 0 | 0 | 0 | 1.7667e-14 | 1.7667e-14 | 1.7667e-14 | 1.7667e-14 | 1.7667e-14 | 1.7667e-14 | 1.7667e-14 | 1.7667e-14 | 1.7667e-14 | 1.7667e-14 | 1.7667e-14 | 1.7667e-14 | 1.7667e-14 | 1.7667e-14 | 1.7667e-14 | 1.7667e-14 | 1.7667e-14 | 1.7667e-14 | 1.7667e-14 | 1.7667e-14 | 1.7667e-14 | 1.7667e-14 | 1.7667e-14 | 1.7667e-14
2043 | 0 | 0 | 0 | 0 | 0 | 0 | 0 | 0 | 6.5919 | 19.7757 | 32.9595 | 46.1433 | 65.919 | 65.919 | 65.919 | 65.919 | 65.919 | 65.919 | 65.919 | 65.919 | 65.919 | 65.919 | 65.919 | 65.919 | 65.919 | 65.919 | 65.919 | 65.919 | 65.919 | 65.919 | 65.919 | 65.919 | 65.919 | 65.919 | 65.919 | 2043 | 0 | 0 | 0 | 0 | 0 | 0 | 0 | 0 | 0 | 0 | 0 | 0 | 9.8923e-16 | 9.8923e-16 | 9.8923e-16 | 9.8923e-16 | 9.8923e-16 | 9.8923e-16 | 9.8923e-16 | 9.8923e-16 | 9.8923e-16 | 9.8923e-16 | 9.8923e-16 | 9.8923e-16 | 9.8923e-16 | 9.8923e-16 | 9.8923e-16 | 9.8923e-16 | 9.8923e-16 | 9.8923e-16 | 9.8923e-16 | 9.8923e-16 | 9.8923e-16 | 9.8923e-16 | 9.8923e-16
2044 | 0 | 0 | 0 | 0 | 0 | 0 | 0 | 0 | 0 | 8.1787 | 24.5362 | 40.8937 | 57.2511 | 81.7873 | 81.7873 | 81.7873 | 81.7873 | 81.7873 | 81.7873 | 81.7873 | 81.7873 | 81.7873 | 81.7873 | 81.7873 | 81.7873 | 81.7873 | 81.7873 | 81.7873 | 81.7873 | 81.7873 | 81.7873 | 81.7873 | 81.7873 | 81.7873 | 81.7873 | 2044 | 0 | 0 | 0 | 0 | 0 | 0 | 0 | 0 | 0 | 0 | 0 | 0 | 0 | 1.6164e-14 | 1.6164e-14 | 1.6164e-14 | 1.6164e-14 | 1.6164e-14 | 1.6164e-14 | 1.6164e-14 | 1.6164e-14 | 1.6164e-14 | 1.6164e-14 | 1.6164e-14 | 1.6164e-14 | 1.6164e-14 | 1.6164e-14 | 1.6164e-14 | 1.6164e-14 | 1.6164e-14 | 1.6164e-14 | 1.6164e-14 | 1.6164e-14 | 1.6164e-14 | 1.6164e-14
2045 | 0 | 0 | 0 | 0 | 0 | 0 | 0 | 0 | 0 | 0 | 8.185 | 24.555 | 40.925 | 57.295 | 81.85 | 81.85 | 81.85 | 81.85 | 81.85 | 81.85 | 81.85 | 81.85 | 81.85 | 81.85 | 81.85 | 81.85 | 81.85 | 81.85 | 81.85 | 81.85 | 81.85 | 81.85 | 81.85 | 81.85 | 81.85 | 2045 | 0 | 0 | 0 | 0 | 0 | 0 | 0 | 0 | 0 | 0 | 0 | 0 | 0 | 0 | 0 | 0 | 0 | 0 | 0 | 0 | 0 | 0 | 0 | 0 | 0 | 0 | 0 | 0 | 0 | 0 | 0 | 0 | 0 | 0 | 0
2046 | 0 | 0 | 0 | 0 | 0 | 0 | 0 | 0 | 0 | 0 | 0 | 10.8281 | 32.4844 | 54.1407 | 75.797 | 108.2814 | 108.2814 | 108.2814 | 108.2814 | 108.2814 | 108.2814 | 108.2814 | 108.2814 | 108.2814 | 108.2814 | 108.2814 | 108.2814 | 108.2814 | 108.2814 | 108.2814 | 108.2814 | 108.2814 | 108.2814 | 108.2814 | 108.2814 | 2046 | 0 | 0 | 0 | 0 | 0 | 0 | 0 | 0 | 0 | 0 | 0 | 0 | 0 | 0 | 0 | 0 | 0 | 0 | 0 | 0 | 0 | 0 | 0 | 0 | 0 | 0 | 0 | 0 | 0 | 0 | 0 | 0 | 0 | 0 | 0
2047 | 0 | 0 | 0 | 0 | 0 | 0 | 0 | 0 | 0 | 0 | 0 | 0 | 10.8126 | 32.4378 | 54.063 | 75.6882 | 108.126 | 108.126 | 108.126 | 108.126 | 108.126 | 108.126 | 108.126 | 108.126 | 108.126 | 108.126 | 108.126 | 108.126 | 108.126 | 108.126 | 108.126 | 108.126 | 108.126 | 108.126 | 108.126 | 2047 | 0 | 0 | 0 | 0 | 0 | 0 | 0 | 0 | 0 | 0 | 0 | 0 | 0 | 0 | 0 | 0 | 0 | 0 | 0 | 0 | 0 | 0 | 0 | 0 | 0 | 0 | 0 | 0 | 0 | 0 | 0 | 0 | 0 | 0 | 0
2048 | 0 | 0 | 0 | 0 | 0 | 0 | 0 | 0 | 0 | 0 | 0 | 0 | 0 | 11.8994 | 35.6981 | 59.4968 | 83.2956 | 118.9937 | 118.9937 | 118.9937 | 118.9937 | 118.9937 | 118.9937 | 118.9937 | 118.9937 | 118.9937 | 118.9937 | 118.9937 | 118.9937 | 118.9937 | 118.9937 | 118.9937 | 118.9937 | 118.9937 | 118.9937 | 2048 | 0 | 0 | 0 | 0 | 0 | 0 | 0 | 0 | 0 | 0 | 0 | 0 | 0 | 0 | 0 | 0 | 0 | 0 | 0 | 0 | 0 | 0 | 0 | 0 | 0 | 0 | 0 | 0 | 0 | 0 | 0 | 0 | 0 | 0 | 0
2049 | 0 | 0 | 0 | 0 | 0 | 0 | 0 | 0 | 0 | 0 | 0 | 0 | 0 | 0 | 8.1117 | 24.335 | 40.5583 | 56.7816 | 81.1166 | 81.1166 | 81.1166 | 81.1166 | 81.1166 | 81.1166 | 81.1166 | 81.1166 | 81.1166 | 81.1166 | 81.1166 | 81.1166 | 81.1166 | 81.1166 | 81.1166 | 81.1166 | 81.1166 | 2049 | 0 | 0 | 0 | 0 | 0 | 0 | 0 | 0 | 0 | 0 | 0 | 0 | 0 | 0 | 0 | 0 | 0 | 0 | 0 | 0 | 0 | 0 | 0 | 0 | 0 | 0 | 0 | 0 | 0 | 0 | 0 | 0 | 0 | 0 | 0
2050 | 0 | 0 | 0 | 0 | 0 | 0 | 0 | 0 | 0 | 0 | 0 | 0 | 0 | 0 | 0 | 8.0876 | 24.2627 | 40.4379 | 56.613 | 80.8758 | 80.8758 | 80.8758 | 80.8758 | 80.8758 | 80.8758 | 80.8758 | 80.8758 | 80.8758 | 80.8758 | 80.8758 | 80.8758 | 80.8758 | 80.8758 | 80.8758 | 80.8758 | 2050 | 0 | 0 | 0 | 0 | 0 | 0 | 0 | 0 | 0 | 0 | 0 | 0 | 0 | 0 | 0 | 0 | 0 | 0 | 0 | 0 | 0 | 0 | 0 | 0 | 0 | 0 | 0 | 0 | 0 | 0 | 0 | 0 | 0 | 0 | 0
2051 | 0 | 0 | 0 | 0 | 0 | 0 | 0 | 0 | 0 | 0 | 0 | 0 | 0 | 0 | 0 | 0 | 6.535 | 19.6049 | 32.6749 | 45.7448 | 65.3497 | 65.3497 | 65.3497 | 65.3497 | 65.3497 | 65.3497 | 65.3497 | 65.3497 | 65.3497 | 65.3497 | 65.3497 | 65.3497 | 65.3497 | 65.3497 | 65.3497 | 2051 | 0 | 0 | 0 | 0 | 0 | 0 | 0 | 0 | 0 | 0 | 0 | 0 | 0 | 0 | 0 | 0 | 0 | 0 | 0 | 0 | 0 | 0 | 0 | 0 | 0 | 0 | 0 | 0 | 0 | 0 | 0 | 0 | 0 | 0 | 0
2052 | 0 | 0 | 0 | 0 | 0 | 0 | 0 | 0 | 0 | 0 | 0 | 0 | 0 | 0 | 0 | 0 | 0 | 5.9251 | 17.7752 | 29.6253 | 41.4754 | 59.2506 | 59.2506 | 59.2506 | 59.2506 | 59.2506 | 59.2506 | 59.2506 | 59.2506 | 59.2506 | 59.2506 | 59.2506 | 59.2506 | 59.2506 | 59.2506 | 2052 | 0 | 0 | 0 | 0 | 0 | 0 | 0 | 0 | 0 | 0 | 0 | 0 | 0 | 0 | 0 | 0 | 0 | 0 | 0 | 0 | 0 | 0 | 0 | 0 | 0 | 0 | 0 | 0 | 0 | 0 | 0 | 0 | 0 | 0 | 0
2053 | 0 | 0 | 0 | 0 | 0 | 0 | 0 | 0 | 0 | 0 | 0 | 0 | 0 | 0 | 0 | 0 | 0 | 0 | 5.3257 | 15.977 | 26.6284 | 37.2797 | 53.2567 | 53.2567 | 53.2567 | 53.2567 | 53.2567 | 53.2567 | 53.2567 | 53.2567 | 53.2567 | 53.2567 | 53.2567 | 53.2567 | 53.2567 | 2053 | 0 | 0 | 0 | 0 | 0 | 0 | 0 | 0 | 0 | 0 | 0 | 0 | 0 | 0 | 0 | 0 | 0 | 0 | 0 | 0 | 0 | 0 | 0 | 0 | 0 | 0 | 0 | 0 | 0 | 0 | 0 | 0 | 0 | 0 | 0
2054 | 0 | 0 | 0 | 0 | 0 | 0 | 0 | 0 | 0 | 0 | 0 | 0 | 0 | 0 | 0 | 0 | 0 | 0 | 0 | 4.7869 | 14.3608 | 23.9346 | 33.5084 | 47.8692 | 47.8692 | 47.8692 | 47.8692 | 47.8692 | 47.8692 | 47.8692 | 47.8692 | 47.8692 | 47.8692 | 47.8692 | 47.8692 | 2054 | 0 | 0 | 0 | 0 | 0 | 0 | 0 | 0 | 0 | 0 | 0 | 0 | 0 | 0 | 0 | 0 | 0 | 0 | 0 | 0 | 0 | 0 | 0 | 0 | 0 | 0 | 0 | 0 | 0 | 0 | 0 | 0 | 0 | 0 | 0
2055 | 0 | 0 | 0 | 0 | 0 | 0 | 0 | 0 | 0 | 0 | 0 | 0 | 0 | 0 | 0 | 0 | 0 | 0 | 0 | 0 | 4.3027 | 12.908 | 21.5134 | 30.1187 | 43.0267 | 43.0267 | 43.0267 | 43.0267 | 43.0267 | 43.0267 | 43.0267 | 43.0267 | 43.0267 | 43.0267 | 43.0267 | 2055 | 0 | 0 | 0 | 0 | 0 | 0 | 0 | 0 | 0 | 0 | 0 | 0 | 0 | 0 | 0 | 0 | 0 | 0 | 0 | 0 | 0 | 0 | 0 | 0 | 0 | 0 | 0 | 0 | 0 | 0 | 0 | 0 | 0 | 0 | 0
2056 | 0 | 0 | 0 | 0 | 0 | 0 | 0 | 0 | 0 | 0 | 0 | 0 | 0 | 0 | 0 | 0 | 0 | 0 | 0 | 0 | 0 | 3.8674 | 11.6022 | 19.337 | 27.0719 | 38.6741 | 38.6741 | 38.6741 | 38.6741 | 38.6741 | 38.6741 | 38.6741 | 38.6741 | 38.6741 | 38.6741 | 2056 | 0 | 0 | 0 | 0 | 0 | 0 | 0 | 0 | 0 | 0 | 0 | 0 | 0 | 0 | 0 | 0 | 0 | 0 | 0 | 0 | 0 | 0 | 0 | 0 | 0 | 0 | 0 | 0 | 0 | 0 | 0 | 0 | 0 | 0 | 0
2057 | 0 | 0 | 0 | 0 | 0 | 0 | 0 | 0 | 0 | 0 | 0 | 0 | 0 | 0 | 0 | 0 | 0 | 0 | 0 | 0 | 0 | 0 | 3.4762 | 10.4285 | 17.3809 | 24.3332 | 34.7618 | 34.7618 | 34.7618 | 34.7618 | 34.7618 | 34.7618 | 34.7618 | 34.7618 | 34.7618 | 2057 | 0 | 0 | 0 | 0 | 0 | 0 | 0 | 0 | 0 | 0 | 0 | 0 | 0 | 0 | 0 | 0 | 0 | 0 | 0 | 0 | 0 | 0 | 0 | 0 | 0 | 0 | 0 | 0 | 0 | 0 | 0 | 0 | 0 | 0 | 0
2058 | 0 | 0 | 0 | 0 | 0 | 0 | 0 | 0 | 0 | 0 | 0 | 0 | 0 | 0 | 0 | 0 | 0 | 0 | 0 | 0 | 0 | 0 | 0 | 3.1245 | 9.3736 | 15.6226 | 21.8717 | 31.2452 | 31.2452 | 31.2452 | 31.2452 | 31.2452 | 31.2452 | 31.2452 | 31.2452 | 2058 | 0 | 0 | 0 | 0 | 0 | 0 | 0 | 0 | 0 | 0 | 0 | 0 | 0 | 0 | 0 | 0 | 0 | 0 | 0 | 0 | 0 | 0 | 0 | 0 | 0 | 0 | 0 | 0 | 0 | 0 | 0 | 0 | 0 | 0 | 0
2059 | 0 | 0 | 0 | 0 | 0 | 0 | 0 | 0 | 0 | 0 | 0 | 0 | 0 | 0 | 0 | 0 | 0 | 0 | 0 | 0 | 0 | 0 | 0 | 0 | 2.8084 | 8.4253 | 14.0422 | 19.6591 | 28.0844 | 28.0844 | 28.0844 | 28.0844 | 28.0844 | 28.0844 | 28.0844 | 2059 | 0 | 0 | 0 | 0 | 0 | 0 | 0 | 0 | 0 | 0 | 0 | 0 | 0 | 0 | 0 | 0 | 0 | 0 | 0 | 0 | 0 | 0 | 0 | 0 | 0 | 0 | 0 | 0 | 0 | 0 | 0 | 0 | 0 | 0 | 0
2060 | 0 | 0 | 0 | 0 | 0 | 0 | 0 | 0 | 0 | 0 | 0 | 0 | 0 | 0 | 0 | 0 | 0 | 0 | 0 | 0 | 0 | 0 | 0 | 0 | 0 | 2.5243 | 7.573 | 12.6217 | 17.6704 | 25.2434 | 25.2434 | 25.2434 | 25.2434 | 25.2434 | 25.2434 | 2060 | 0 | 0 | 0 | 0 | 0 | 0 | 0 | 0 | 0 | 0 | 0 | 0 | 0 | 0 | 0 | 0 | 0 | 0 | 0 | 0 | 0 | 0 | 0 | 0 | 0 | 0 | 0 | 0 | 0 | 0 | 0 | 0 | 0 | 0 | 0
2061 | 0 | 0 | 0 | 0 | 0 | 0 | 0 | 0 | 0 | 0 | 0 | 0 | 0 | 0 | 0 | 0 | 0 | 0 | 0 | 0 | 0 | 0 | 0 | 0 | 0 | 0 | 2.269 | 6.8069 | 11.3449 | 15.8828 | 22.6897 | 22.6897 | 22.6897 | 22.6897 | 22.6897 | 2061 | 0 | 0 | 0 | 0 | 0 | 0 | 0 | 0 | 0 | 0 | 0 | 0 | 0 | 0 | 0 | 0 | 0 | 0 | 0 | 0 | 0 | 0 | 0 | 0 | 0 | 0 | 0 | 0 | 0 | 0 | 0 | 0 | 0 | 0 | 0
2062 | 0 | 0 | 0 | 0 | 0 | 0 | 0 | 0 | 0 | 0 | 0 | 0 | 0 | 0 | 0 | 0 | 0 | 0 | 0 | 0 | 0 | 0 | 0 | 0 | 0 | 0 | 0 | 2.0394 | 6.1183 | 10.1972 | 14.2761 | 20.3944 | 20.3944 | 20.3944 | 20.3944 | 2062 | 0 | 0 | 0 | 0 | 0 | 0 | 0 | 0 | 0 | 0 | 0 | 0 | 0 | 0 | 0 | 0 | 0 | 0 | 0 | 0 | 0 | 0 | 0 | 0 | 0 | 0 | 0 | 0 | 0 | 0 | 0 | 0 | 0 | 0 | 0
2063 | 0 | 0 | 0 | 0 | 0 | 0 | 0 | 0 | 0 | 0 | 0 | 0 | 0 | 0 | 0 | 0 | 0 | 0 | 0 | 0 | 0 | 0 | 0 | 0 | 0 | 0 | 0 | 0 | 1.8331 | 5.4994 | 9.1657 | 12.8319 | 18.3313 | 18.3313 | 18.3313 | 2063 | 0 | 0 | 0 | 0 | 0 | 0 | 0 | 0 | 0 | 0 | 0 | 0 | 0 | 0 | 0 | 0 | 0 | 0 | 0 | 0 | 0 | 0 | 0 | 0 | 0 | 0 | 0 | 0 | 0 | 0 | 0 | 0 | 0 | 0 | 0
2064 | 0 | 0 | 0 | 0 | 0 | 0 | 0 | 0 | 0 | 0 | 0 | 0 | 0 | 0 | 0 | 0 | 0 | 0 | 0 | 0 | 0 | 0 | 0 | 0 | 0 | 0 | 0 | 0 | 0 | 1.6477 | 4.9431 | 8.2384 | 11.5338 | 16.4769 | 16.4769 | 2064 | 0 | 0 | 0 | 0 | 0 | 0 | 0 | 0 | 0 | 0 | 0 | 0 | 0 | 0 | 0 | 0 | 0 | 0 | 0 | 0 | 0 | 0 | 0 | 0 | 0 | 0 | 0 | 0 | 0 | 0 | 0 | 0 | 0 | 0 | 0
2065 | 0 | 0 | 0 | 0 | 0 | 0 | 0 | 0 | 0 | 0 | 0 | 0 | 0 | 0 | 0 | 0 | 0 | 0 | 0 | 0 | 0 | 0 | 0 | 0 | 0 | 0 | 0 | 0 | 0 | 0 | 1.481 | 4.443 | 7.405 | 10.367 | 14.8101 | 2065 | 0 | 0 | 0 | 0 | 0 | 0 | 0 | 0 | 0 | 0 | 0 | 0 | 0 | 0 | 0 | 0 | 0 | 0 | 0 | 0 | 0 | 0 | 0 | 0 | 0 | 0 | 0 | 0 | 0 | 0 | 0 | 0 | 0 | 0 | 0
2066 | 0 | 0 | 0 | 0 | 0 | 0 | 0 | 0 | 0 | 0 | 0 | 0 | 0 | 0 | 0 | 0 | 0 | 0 | 0 | 0 | 0 | 0 | 0 | 0 | 0 | 0 | 0 | 0 | 0 | 0 | 0 | 1.3312 | 3.9936 | 6.6559 | 9.3183 | 2066 | 0 | 0 | 0 | 0 | 0 | 0 | 0 | 0 | 0 | 0 | 0 | 0 | 0 | 0 | 0 | 0 | 0 | 0 | 0 | 0 | 0 | 0 | 0 | 0 | 0 | 0 | 0 | 0 | 0 | 0 | 0 | 0 | 0 | 0 | 0
2067 | 0 | 0 | 0 | 0 | 0 | 0 | 0 | 0 | 0 | 0 | 0 | 0 | 0 | 0 | 0 | 0 | 0 | 0 | 0 | 0 | 0 | 0 | 0 | 0 | 0 | 0 | 0 | 0 | 0 | 0 | 0 | 0 | 1.1965 | 3.5896 | 5.9826 | 2067 | 0 | 0 | 0 | 0 | 0 | 0 | 0 | 0 | 0 | 0 | 0 | 0 | 0 | 0 | 0 | 0 | 0 | 0 | 0 | 0 | 0 | 0 | 0 | 0 | 0 | 0 | 0 | 0 | 0 | 0 | 0 | 0 | 0 | 0 | 0
2068 | 0 | 0 | 0 | 0 | 0 | 0 | 0 | 0 | 0 | 0 | 0 | 0 | 0 | 0 | 0 | 0 | 0 | 0 | 0 | 0 | 0 | 0 | 0 | 0 | 0 | 0 | 0 | 0 | 0 | 0 | 0 | 0 | 0 | 1.0755 | 3.2264 | 2068 | 0 | 0 | 0 | 0 | 0 | 0 | 0 | 0 | 0 | 0 | 0 | 0 | 0 | 0 | 0 | 0 | 0 | 0 | 0 | 0 | 0 | 0 | 0 | 0 | 0 | 0 | 0 | 0 | 0 | 0 | 0 | 0 | 0 | 0 | 0
Uncleared Capacity: 2026 measures (2024 $/kW-year) | [35 empty] | Uncleared Capacity DRIPE, Zone-on-Zone: 2026 measures (2024 $/kW-year)
RETAIL VALUES | [35 empty] | RETAIL VALUES
| Measure life (program duration) | [35 empty] | Measure life (program duration)
| 1 | 2 | 3 | 4 | 5 | 6 | 7 | 8 | 9 | 10 | 11 | 12 | 13 | 14 | 15 | 16 | 17 | 18 | 19 | 20 | 21 | 22 | 23 | 24 | 25 | 26 | 27 | 28 | 29 | 30 | 31 | 32 | 33 | 34 | 35 |  | 1 | 2 | 3 | 4 | 5 | 6 | 7 | 8 | 9 | 10 | 11 | 12 | 13 | 14 | 15 | 16 | 17 | 18 | 19 | 20 | 21 | 22 | 23 | 24 | 25 | 26 | 27 | 28 | 29 | 30 | 31 | 32 | 33 | 34 | 35
2024 | 0 | 0 | 0 | 0 | 0 | 0 | 0 | 0 | 0 | 0 | 0 | 0 | 0 | 0 | 0 | 0 | 0 | 0 | 0 | 0 | 0 | 0 | 0 | 0 | 0 | 0 | 0 | 0 | 0 | 0 | 0 | 0 | 0 | 0 | 0 | 2024 | 0 | 0 | 0 | 0 | 0 | 0 | 0 | 0 | 0 | 0 | 0 | 0 | 0 | 0 | 0 | 0 | 0 | 0 | 0 | 0 | 0 | 0 | 0 | 0 | 0 | 0 | 0 | 0 | 0 | 0 | 0 | 0 | 0 | 0 | 0
2025 | 0 | 0 | 0 | 0 | 0 | 0 | 0 | 0 | 0 | 0 | 0 | 0 | 0 | 0 | 0 | 0 | 0 | 0 | 0 | 0 | 0 | 0 | 0 | 0 | 0 | 0 | 0 | 0 | 0 | 0 | 0 | 0 | 0 | 0 | 0 | 2025 | 0 | 0 | 0 | 0 | 0 | 0 | 0 | 0 | 0 | 0 | 0 | 0 | 0 | 0 | 0 | 0 | 0 | 0 | 0 | 0 | 0 | 0 | 0 | 0 | 0 | 0 | 0 | 0 | 0 | 0 | 0 | 0 | 0 | 0 | 0
2026 | 0 | 0 | 0 | 0 | 0 | 0 | 0 | 0 | 0 | 0 | 0 | 0 | 0 | 0 | 0 | 0 | 0 | 0 | 0 | 0 | 0 | 0 | 0 | 0 | 0 | 0 | 0 | 0 | 0 | 0 | 0 | 0 | 0 | 0 | 0 | 2026 | 0 | 0 | 0 | 0 | 0 | 0 | 0 | 0 | 0 | 0 | 0 | 0 | 0 | 0 | 0 | 0 | 0 | 0 | 0 | 0 | 0 | 0 | 0 | 0 | 0 | 0 | 0 | 0 | 0 | 0 | 0 | 0 | 0 | 0 | 0
2027 | 0 | 0 | 0 | 0 | 0 | 0 | 0 | 0 | 0 | 0 | 0 | 0 | 0 | 0 | 0 | 0 | 0 | 0 | 0 | 0 | 0 | 0 | 0 | 0 | 0 | 0 | 0 | 0 | 0 | 0 | 0 | 0 | 0 | 0 | 0 | 2027 | 0 | 0 | 0 | 0 | 0 | 0 | 0 | 0 | 0 | 0 | 0 | 0 | 0 | 0 | 0 | 0 | 0 | 0 | 0 | 0 | 0 | 0 | 0 | 0 | 0 | 0 | 0 | 0 | 0 | 0 | 0 | 0 | 0 | 0 | 0
2028 | 0 | 0 | 0 | 0 | 0 | 0 | 0 | 0 | 0 | 0 | 0 | 0 | 0 | 0 | 0 | 0 | 0 | 0 | 0 | 0 | 0 | 0 | 0 | 0 | 0 | 0 | 0 | 0 | 0 | 0 | 0 | 0 | 0 | 0 | 0 | 2028 | 0 | 0 | 0 | 0 | 0 | 0 | 0 | 0 | 0 | 0 | 0 | 0 | 0 | 0 | 0 | 0 | 0 | 0 | 0 | 0 | 0 | 0 | 0 | 0 | 0 | 0 | 0 | 0 | 0 | 0 | 0 | 0 | 0 | 0 | 0
2029 | 0 | 0 | 0 | 0 | 0 | 0 | 0 | 0 | 0 | 0 | 0 | 0 | 0 | 0 | 0 | 0 | 0 | 0 | 0 | 0 | 0 | 0 | 0 | 0 | 0 | 0 | 0 | 0 | 0 | 0 | 0 | 0 | 0 | 0 | 0 | 2029 | 0 | 0 | 0 | 0 | 0 | 0 | 0 | 0 | 0 | 0 | 0 | 0 | 0 | 0 | 0 | 0 | 0 | 0 | 0 | 0 | 0 | 0 | 0 | 0 | 0 | 0 | 0 | 0 | 0 | 0 | 0 | 0 | 0 | 0 | 0
2030 | 0 | 0 | 0 | 0 | 0 | 0 | 0 | 0 | 0 | 0 | 0 | 0 | 0 | 0 | 0 | 0 | 0 | 0 | 0 | 0 | 0 | 0 | 0 | 0 | 0 | 0 | 0 | 0 | 0 | 0 | 0 | 0 | 0 | 0 | 0 | 2030 | 0 | 0 | 0 | 0 | 0 | 0 | 0 | 0 | 0 | 0 | 0 | 0 | 0 | 0 | 0 | 0 | 0 | 0 | 0 | 0 | 0 | 0 | 0 | 0 | 0 | 0 | 0 | 0 | 0 | 0 | 0 | 0 | 0 | 0 | 0
2031 | 20.9532 | 20.9532 | 20.9532 | 20.9532 | 20.9532 | 20.9532 | 20.9532 | 20.9532 | 20.9532 | 20.9532 | 20.9532 | 20.9532 | 20.9532 | 20.9532 | 20.9532 | 20.9532 | 20.9532 | 20.9532 | 20.9532 | 20.9532 | 20.9532 | 20.9532 | 20.9532 | 20.9532 | 20.9532 | 20.9532 | 20.9532 | 20.9532 | 20.9532 | 20.9532 | 20.9532 | 20.9532 | 20.9532 | 20.9532 | 20.9532 | 2031 | 7.9706 | 7.9706 | 7.9706 | 7.9706 | 7.9706 | 7.9706 | 7.9706 | 7.9706 | 7.9706 | 7.9706 | 7.9706 | 7.9706 | 7.9706 | 7.9706 | 7.9706 | 7.9706 | 7.9706 | 7.9706 | 7.9706 | 7.9706 | 7.9706 | 7.9706 | 7.9706 | 7.9706 | 7.9706 | 7.9706 | 7.9706 | 7.9706 | 7.9706 | 7.9706 | 7.9706 | 7.9706 | 7.9706 | 7.9706 | 7.9706
2032 | 13.9448 | 34.862 | 34.862 | 34.862 | 34.862 | 34.862 | 34.862 | 34.862 | 34.862 | 34.862 | 34.862 | 34.862 | 34.862 | 34.862 | 34.862 | 34.862 | 34.862 | 34.862 | 34.862 | 34.862 | 34.862 | 34.862 | 34.862 | 34.862 | 34.862 | 34.862 | 34.862 | 34.862 | 34.862 | 34.862 | 34.862 | 34.862 | 34.862 | 34.862 | 34.862 | 2032 | 3.9071 | 11.7738 | 11.7738 | 11.7738 | 11.7738 | 11.7738 | 11.7738 | 11.7738 | 11.7738 | 11.7738 | 11.7738 | 11.7738 | 11.7738 | 11.7738 | 11.7738 | 11.7738 | 11.7738 | 11.7738 | 11.7738 | 11.7738 | 11.7738 | 11.7738 | 11.7738 | 11.7738 | 11.7738 | 11.7738 | 11.7738 | 11.7738 | 11.7738 | 11.7738 | 11.7738 | 11.7738 | 11.7738 | 11.7738 | 11.7738
2033 | 18.1506 | 36.3012 | 63.5272 | 63.5272 | 63.5272 | 63.5272 | 63.5272 | 63.5272 | 63.5272 | 63.5272 | 63.5272 | 63.5272 | 63.5272 | 63.5272 | 63.5272 | 63.5272 | 63.5272 | 63.5272 | 63.5272 | 63.5272 | 63.5272 | 63.5272 | 63.5272 | 63.5272 | 63.5272 | 63.5272 | 63.5272 | 63.5272 | 63.5272 | 63.5272 | 63.5272 | 63.5272 | 63.5272 | 63.5272 | 63.5272 | 2033 | 1.9977 | 4.5201 | 9.5989 | 9.5989 | 9.5989 | 9.5989 | 9.5989 | 9.5989 | 9.5989 | 9.5989 | 9.5989 | 9.5989 | 9.5989 | 9.5989 | 9.5989 | 9.5989 | 9.5989 | 9.5989 | 9.5989 | 9.5989 | 9.5989 | 9.5989 | 9.5989 | 9.5989 | 9.5989 | 9.5989 | 9.5989 | 9.5989 | 9.5989 | 9.5989 | 9.5989 | 9.5989 | 9.5989 | 9.5989 | 9.5989
2034 | 18.1464 | 36.2928 | 54.4391 | 81.6587 | 81.6587 | 81.6587 | 81.6587 | 81.6587 | 81.6587 | 81.6587 | 81.6587 | 81.6587 | 81.6587 | 81.6587 | 81.6587 | 81.6587 | 81.6587 | 81.6587 | 81.6587 | 81.6587 | 81.6587 | 81.6587 | 81.6587 | 81.6587 | 81.6587 | 81.6587 | 81.6587 | 81.6587 | 81.6587 | 81.6587 | 81.6587 | 81.6587 | 81.6587 | 81.6587 | 81.6587 | 2034 | 1.8453 | 4.4687 | 7.7813 | 14.451 | 14.451 | 14.451 | 14.451 | 14.451 | 14.451 | 14.451 | 14.451 | 14.451 | 14.451 | 14.451 | 14.451 | 14.451 | 14.451 | 14.451 | 14.451 | 14.451 | 14.451 | 14.451 | 14.451 | 14.451 | 14.451 | 14.451 | 14.451 | 14.451 | 14.451 | 14.451 | 14.451 | 14.451 | 14.451 | 14.451 | 14.451
2035 | 11.2181 | 33.6544 | 56.0906 | 78.5268 | 112.1812 | 112.1812 | 112.1812 | 112.1812 | 112.1812 | 112.1812 | 112.1812 | 112.1812 | 112.1812 | 112.1812 | 112.1812 | 112.1812 | 112.1812 | 112.1812 | 112.1812 | 112.1812 | 112.1812 | 112.1812 | 112.1812 | 112.1812 | 112.1812 | 112.1812 | 112.1812 | 112.1812 | 112.1812 | 112.1812 | 112.1812 | 112.1812 | 112.1812 | 112.1812 | 112.1812 | 2035 | 0 | 15.2647 | 71.5535 | 142.63 | 285.737 | 285.737 | 285.737 | 285.737 | 285.737 | 285.737 | 285.737 | 285.737 | 285.737 | 285.737 | 285.737 | 285.737 | 285.737 | 285.737 | 285.737 | 285.737 | 285.737 | 285.737 | 285.737 | 285.737 | 285.737 | 285.737 | 285.737 | 285.737 | 285.737 | 285.737 | 285.737 | 285.737 | 285.737 | 285.737 | 285.737
2036 | 0 | 9.0172 | 27.0515 | 45.0858 | 63.1201 | 90.1716 | 90.1716 | 90.1716 | 90.1716 | 90.1716 | 90.1716 | 90.1716 | 90.1716 | 90.1716 | 90.1716 | 90.1716 | 90.1716 | 90.1716 | 90.1716 | 90.1716 | 90.1716 | 90.1716 | 90.1716 | 90.1716 | 90.1716 | 90.1716 | 90.1716 | 90.1716 | 90.1716 | 90.1716 | 90.1716 | 90.1716 | 90.1716 | 90.1716 | 90.1716 | 2036 | 0 | 0 | 0 | 0 | 2.3011 | 7.4527 | 7.4527 | 7.4527 | 7.4527 | 7.4527 | 7.4527 | 7.4527 | 7.4527 | 7.4527 | 7.4527 | 7.4527 | 7.4527 | 7.4527 | 7.4527 | 7.4527 | 7.4527 | 7.4527 | 7.4527 | 7.4527 | 7.4527 | 7.4527 | 7.4527 | 7.4527 | 7.4527 | 7.4527 | 7.4527 | 7.4527 | 7.4527 | 7.4527 | 7.4527
2037 | 0 | 0 | 6.8344 | 20.5032 | 34.172 | 47.8408 | 68.344 | 68.344 | 68.344 | 68.344 | 68.344 | 68.344 | 68.344 | 68.344 | 68.344 | 68.344 | 68.344 | 68.344 | 68.344 | 68.344 | 68.344 | 68.344 | 68.344 | 68.344 | 68.344 | 68.344 | 68.344 | 68.344 | 68.344 | 68.344 | 68.344 | 68.344 | 68.344 | 68.344 | 68.344 | 2037 | 0 | 0 | 0 | 0 | 0 | 0 | 5.8464 | 5.8464 | 5.8464 | 5.8464 | 5.8464 | 5.8464 | 5.8464 | 5.8464 | 5.8464 | 5.8464 | 5.8464 | 5.8464 | 5.8464 | 5.8464 | 5.8464 | 5.8464 | 5.8464 | 5.8464 | 5.8464 | 5.8464 | 5.8464 | 5.8464 | 5.8464 | 5.8464 | 5.8464 | 5.8464 | 5.8464 | 5.8464 | 5.8464
2038 | 0 | 0 | 0 | 11.1188 | 33.3563 | 55.5938 | 77.8313 | 111.1876 | 111.1876 | 111.1876 | 111.1876 | 111.1876 | 111.1876 | 111.1876 | 111.1876 | 111.1876 | 111.1876 | 111.1876 | 111.1876 | 111.1876 | 111.1876 | 111.1876 | 111.1876 | 111.1876 | 111.1876 | 111.1876 | 111.1876 | 111.1876 | 111.1876 | 111.1876 | 111.1876 | 111.1876 | 111.1876 | 111.1876 | 111.1876 | 2038 | 0 | 0 | 0 | 0 | 0 | 0 | 0 | 70.7421 | 70.7421 | 70.7421 | 70.7421 | 70.7421 | 70.7421 | 70.7421 | 70.7421 | 70.7421 | 70.7421 | 70.7421 | 70.7421 | 70.7421 | 70.7421 | 70.7421 | 70.7421 | 70.7421 | 70.7421 | 70.7421 | 70.7421 | 70.7421 | 70.7421 | 70.7421 | 70.7421 | 70.7421 | 70.7421 | 70.7421 | 70.7421
2039 | 0 | 0 | 0 | 0 | 11.1368 | 33.4104 | 55.6839 | 77.9575 | 111.3679 | 111.3679 | 111.3679 | 111.3679 | 111.3679 | 111.3679 | 111.3679 | 111.3679 | 111.3679 | 111.3679 | 111.3679 | 111.3679 | 111.3679 | 111.3679 | 111.3679 | 111.3679 | 111.3679 | 111.3679 | 111.3679 | 111.3679 | 111.3679 | 111.3679 | 111.3679 | 111.3679 | 111.3679 | 111.3679 | 111.3679 | 2039 | 0 | 0 | 0 | 0 | 0 | 0 | 0 | 0 | 33.2219 | 33.2219 | 33.2219 | 33.2219 | 33.2219 | 33.2219 | 33.2219 | 33.2219 | 33.2219 | 33.2219 | 33.2219 | 33.2219 | 33.2219 | 33.2219 | 33.2219 | 33.2219 | 33.2219 | 33.2219 | 33.2219 | 33.2219 | 33.2219 | 33.2219 | 33.2219 | 33.2219 | 33.2219 | 33.2219 | 33.2219
2040 | 0 | 0 | 0 | 0 | 0 | 8.9687 | 26.9062 | 44.8437 | 62.7812 | 89.6874 | 89.6874 | 89.6874 | 89.6874 | 89.6874 | 89.6874 | 89.6874 | 89.6874 | 89.6874 | 89.6874 | 89.6874 | 89.6874 | 89.6874 | 89.6874 | 89.6874 | 89.6874 | 89.6874 | 89.6874 | 89.6874 | 89.6874 | 89.6874 | 89.6874 | 89.6874 | 89.6874 | 89.6874 | 89.6874 | 2040 | 0 | 0 | 0 | 0 | 0 | 0 | 0 | 0 | 0 | 0.44153 | 0.44153 | 0.44153 | 0.44153 | 0.44153 | 0.44153 | 0.44153 | 0.44153 | 0.44153 | 0.44153 | 0.44153 | 0.44153 | 0.44153 | 0.44153 | 0.44153 | 0.44153 | 0.44153 | 0.44153 | 0.44153 | 0.44153 | 0.44153 | 0.44153 | 0.44153 | 0.44153 | 0.44153 | 0.44153
2041 | 0 | 0 | 0 | 0 | 0 | 0 | 16.1964 | 48.5891 | 80.9818 | 113.3745 | 161.9636 | 161.9636 | 161.9636 | 161.9636 | 161.9636 | 161.9636 | 161.9636 | 161.9636 | 161.9636 | 161.9636 | 161.9636 | 161.9636 | 161.9636 | 161.9636 | 161.9636 | 161.9636 | 161.9636 | 161.9636 | 161.9636 | 161.9636 | 161.9636 | 161.9636 | 161.9636 | 161.9636 | 161.9636 | 2041 | 0 | 0 | 0 | 0 | 0 | 0 | 0 | 0 | 0 | 0 | 1.4811e-14 | 1.4811e-14 | 1.4811e-14 | 1.4811e-14 | 1.4811e-14 | 1.4811e-14 | 1.4811e-14 | 1.4811e-14 | 1.4811e-14 | 1.4811e-14 | 1.4811e-14 | 1.4811e-14 | 1.4811e-14 | 1.4811e-14 | 1.4811e-14 | 1.4811e-14 | 1.4811e-14 | 1.4811e-14 | 1.4811e-14 | 1.4811e-14 | 1.4811e-14 | 1.4811e-14 | 1.4811e-14 | 1.4811e-14 | 1.4811e-14
2042 | 0 | 0 | 0 | 0 | 0 | 0 | 0 | 11.1004 | 33.3012 | 55.502 | 77.7029 | 111.0041 | 111.0041 | 111.0041 | 111.0041 | 111.0041 | 111.0041 | 111.0041 | 111.0041 | 111.0041 | 111.0041 | 111.0041 | 111.0041 | 111.0041 | 111.0041 | 111.0041 | 111.0041 | 111.0041 | 111.0041 | 111.0041 | 111.0041 | 111.0041 | 111.0041 | 111.0041 | 111.0041 | 2042 | 0 | 0 | 0 | 0 | 0 | 0 | 0 | 0 | 0 | 0 | 0 | 2.3848e-14 | 2.3848e-14 | 2.3848e-14 | 2.3848e-14 | 2.3848e-14 | 2.3848e-14 | 2.3848e-14 | 2.3848e-14 | 2.3848e-14 | 2.3848e-14 | 2.3848e-14 | 2.3848e-14 | 2.3848e-14 | 2.3848e-14 | 2.3848e-14 | 2.3848e-14 | 2.3848e-14 | 2.3848e-14 | 2.3848e-14 | 2.3848e-14 | 2.3848e-14 | 2.3848e-14 | 2.3848e-14 | 2.3848e-14
2043 | 0 | 0 | 0 | 0 | 0 | 0 | 0 | 0 | 8.8984 | 26.6953 | 44.4921 | 62.289 | 88.9842 | 88.9842 | 88.9842 | 88.9842 | 88.9842 | 88.9842 | 88.9842 | 88.9842 | 88.9842 | 88.9842 | 88.9842 | 88.9842 | 88.9842 | 88.9842 | 88.9842 | 88.9842 | 88.9842 | 88.9842 | 88.9842 | 88.9842 | 88.9842 | 88.9842 | 88.9842 | 2043 | 0 | 0 | 0 | 0 | 0 | 0 | 0 | 0 | 0 | 0 | 0 | 0 | 1.3354e-15 | 1.3354e-15 | 1.3354e-15 | 1.3354e-15 | 1.3354e-15 | 1.3354e-15 | 1.3354e-15 | 1.3354e-15 | 1.3354e-15 | 1.3354e-15 | 1.3354e-15 | 1.3354e-15 | 1.3354e-15 | 1.3354e-15 | 1.3354e-15 | 1.3354e-15 | 1.3354e-15 | 1.3354e-15 | 1.3354e-15 | 1.3354e-15 | 1.3354e-15 | 1.3354e-15 | 1.3354e-15
2044 | 0 | 0 | 0 | 0 | 0 | 0 | 0 | 0 | 0 | 11.0405 | 33.1215 | 55.2025 | 77.2835 | 110.405 | 110.405 | 110.405 | 110.405 | 110.405 | 110.405 | 110.405 | 110.405 | 110.405 | 110.405 | 110.405 | 110.405 | 110.405 | 110.405 | 110.405 | 110.405 | 110.405 | 110.405 | 110.405 | 110.405 | 110.405 | 110.405 | 2044 | 0 | 0 | 0 | 0 | 0 | 0 | 0 | 0 | 0 | 0 | 0 | 0 | 0 | 2.182e-14 | 2.182e-14 | 2.182e-14 | 2.182e-14 | 2.182e-14 | 2.182e-14 | 2.182e-14 | 2.182e-14 | 2.182e-14 | 2.182e-14 | 2.182e-14 | 2.182e-14 | 2.182e-14 | 2.182e-14 | 2.182e-14 | 2.182e-14 | 2.182e-14 | 2.182e-14 | 2.182e-14 | 2.182e-14 | 2.182e-14 | 2.182e-14
2045 | 0 | 0 | 0 | 0 | 0 | 0 | 0 | 0 | 0 | 0 | 11.049 | 33.1469 | 55.2448 | 77.3427 | 110.4896 | 110.4896 | 110.4896 | 110.4896 | 110.4896 | 110.4896 | 110.4896 | 110.4896 | 110.4896 | 110.4896 | 110.4896 | 110.4896 | 110.4896 | 110.4896 | 110.4896 | 110.4896 | 110.4896 | 110.4896 | 110.4896 | 110.4896 | 110.4896 | 2045 | 0 | 0 | 0 | 0 | 0 | 0 | 0 | 0 | 0 | 0 | 0 | 0 | 0 | 0 | 0 | 0 | 0 | 0 | 0 | 0 | 0 | 0 | 0 | 0 | 0 | 0 | 0 | 0 | 0 | 0 | 0 | 0 | 0 | 0 | 0
2046 | 0 | 0 | 0 | 0 | 0 | 0 | 0 | 0 | 0 | 0 | 0 | 14.6169 | 43.8508 | 73.0847 | 102.3186 | 146.1694 | 146.1694 | 146.1694 | 146.1694 | 146.1694 | 146.1694 | 146.1694 | 146.1694 | 146.1694 | 146.1694 | 146.1694 | 146.1694 | 146.1694 | 146.1694 | 146.1694 | 146.1694 | 146.1694 | 146.1694 | 146.1694 | 146.1694 | 2046 | 0 | 0 | 0 | 0 | 0 | 0 | 0 | 0 | 0 | 0 | 0 | 0 | 0 | 0 | 0 | 0 | 0 | 0 | 0 | 0 | 0 | 0 | 0 | 0 | 0 | 0 | 0 | 0 | 0 | 0 | 0 | 0 | 0 | 0 | 0
2047 | 0 | 0 | 0 | 0 | 0 | 0 | 0 | 0 | 0 | 0 | 0 | 0 | 14.596 | 43.7879 | 72.9798 | 102.1717 | 145.9596 | 145.9596 | 145.9596 | 145.9596 | 145.9596 | 145.9596 | 145.9596 | 145.9596 | 145.9596 | 145.9596 | 145.9596 | 145.9596 | 145.9596 | 145.9596 | 145.9596 | 145.9596 | 145.9596 | 145.9596 | 145.9596 | 2047 | 0 | 0 | 0 | 0 | 0 | 0 | 0 | 0 | 0 | 0 | 0 | 0 | 0 | 0 | 0 | 0 | 0 | 0 | 0 | 0 | 0 | 0 | 0 | 0 | 0 | 0 | 0 | 0 | 0 | 0 | 0 | 0 | 0 | 0 | 0
2048 | 0 | 0 | 0 | 0 | 0 | 0 | 0 | 0 | 0 | 0 | 0 | 0 | 0 | 16.063 | 48.189 | 80.315 | 112.441 | 160.63 | 160.63 | 160.63 | 160.63 | 160.63 | 160.63 | 160.63 | 160.63 | 160.63 | 160.63 | 160.63 | 160.63 | 160.63 | 160.63 | 160.63 | 160.63 | 160.63 | 160.63 | 2048 | 0 | 0 | 0 | 0 | 0 | 0 | 0 | 0 | 0 | 0 | 0 | 0 | 0 | 0 | 0 | 0 | 0 | 0 | 0 | 0 | 0 | 0 | 0 | 0 | 0 | 0 | 0 | 0 | 0 | 0 | 0 | 0 | 0 | 0 | 0
2049 | 0 | 0 | 0 | 0 | 0 | 0 | 0 | 0 | 0 | 0 | 0 | 0 | 0 | 0 | 10.95 | 32.8499 | 54.7498 | 76.6497 | 109.4996 | 109.4996 | 109.4996 | 109.4996 | 109.4996 | 109.4996 | 109.4996 | 109.4996 | 109.4996 | 109.4996 | 109.4996 | 109.4996 | 109.4996 | 109.4996 | 109.4996 | 109.4996 | 109.4996 | 2049 | 0 | 0 | 0 | 0 | 0 | 0 | 0 | 0 | 0 | 0 | 0 | 0 | 0 | 0 | 0 | 0 | 0 | 0 | 0 | 0 | 0 | 0 | 0 | 0 | 0 | 0 | 0 | 0 | 0 | 0 | 0 | 0 | 0 | 0 | 0
2050 | 0 | 0 | 0 | 0 | 0 | 0 | 0 | 0 | 0 | 0 | 0 | 0 | 0 | 0 | 0 | 10.9174 | 32.7523 | 54.5872 | 76.4221 | 109.1745 | 109.1745 | 109.1745 | 109.1745 | 109.1745 | 109.1745 | 109.1745 | 109.1745 | 109.1745 | 109.1745 | 109.1745 | 109.1745 | 109.1745 | 109.1745 | 109.1745 | 109.1745 | 2050 | 0 | 0 | 0 | 0 | 0 | 0 | 0 | 0 | 0 | 0 | 0 | 0 | 0 | 0 | 0 | 0 | 0 | 0 | 0 | 0 | 0 | 0 | 0 | 0 | 0 | 0 | 0 | 0 | 0 | 0 | 0 | 0 | 0 | 0 | 0
2051 | 0 | 0 | 0 | 0 | 0 | 0 | 0 | 0 | 0 | 0 | 0 | 0 | 0 | 0 | 0 | 0 | 8.8216 | 26.4647 | 44.1079 | 61.7511 | 88.2158 | 88.2158 | 88.2158 | 88.2158 | 88.2158 | 88.2158 | 88.2158 | 88.2158 | 88.2158 | 88.2158 | 88.2158 | 88.2158 | 88.2158 | 88.2158 | 88.2158 | 2051 | 0 | 0 | 0 | 0 | 0 | 0 | 0 | 0 | 0 | 0 | 0 | 0 | 0 | 0 | 0 | 0 | 0 | 0 | 0 | 0 | 0 | 0 | 0 | 0 | 0 | 0 | 0 | 0 | 0 | 0 | 0 | 0 | 0 | 0 | 0
2052 | 0 | 0 | 0 | 0 | 0 | 0 | 0 | 0 | 0 | 0 | 0 | 0 | 0 | 0 | 0 | 0 | 0 | 7.9983 | 23.9948 | 39.9913 | 55.9878 | 79.9825 | 79.9825 | 79.9825 | 79.9825 | 79.9825 | 79.9825 | 79.9825 | 79.9825 | 79.9825 | 79.9825 | 79.9825 | 79.9825 | 79.9825 | 79.9825 | 2052 | 0 | 0 | 0 | 0 | 0 | 0 | 0 | 0 | 0 | 0 | 0 | 0 | 0 | 0 | 0 | 0 | 0 | 0 | 0 | 0 | 0 | 0 | 0 | 0 | 0 | 0 | 0 | 0 | 0 | 0 | 0 | 0 | 0 | 0 | 0
2053 | 0 | 0 | 0 | 0 | 0 | 0 | 0 | 0 | 0 | 0 | 0 | 0 | 0 | 0 | 0 | 0 | 0 | 0 | 7.1891 | 21.5674 | 35.9457 | 50.324 | 71.8914 | 71.8914 | 71.8914 | 71.8914 | 71.8914 | 71.8914 | 71.8914 | 71.8914 | 71.8914 | 71.8914 | 71.8914 | 71.8914 | 71.8914 | 2053 | 0 | 0 | 0 | 0 | 0 | 0 | 0 | 0 | 0 | 0 | 0 | 0 | 0 | 0 | 0 | 0 | 0 | 0 | 0 | 0 | 0 | 0 | 0 | 0 | 0 | 0 | 0 | 0 | 0 | 0 | 0 | 0 | 0 | 0 | 0
2054 | 0 | 0 | 0 | 0 | 0 | 0 | 0 | 0 | 0 | 0 | 0 | 0 | 0 | 0 | 0 | 0 | 0 | 0 | 0 | 6.4619 | 19.3856 | 32.3094 | 45.2332 | 64.6188 | 64.6188 | 64.6188 | 64.6188 | 64.6188 | 64.6188 | 64.6188 | 64.6188 | 64.6188 | 64.6188 | 64.6188 | 64.6188 | 2054 | 0 | 0 | 0 | 0 | 0 | 0 | 0 | 0 | 0 | 0 | 0 | 0 | 0 | 0 | 0 | 0 | 0 | 0 | 0 | 0 | 0 | 0 | 0 | 0 | 0 | 0 | 0 | 0 | 0 | 0 | 0 | 0 | 0 | 0 | 0
2055 | 0 | 0 | 0 | 0 | 0 | 0 | 0 | 0 | 0 | 0 | 0 | 0 | 0 | 0 | 0 | 0 | 0 | 0 | 0 | 0 | 5.8082 | 17.4246 | 29.041 | 40.6573 | 58.0819 | 58.0819 | 58.0819 | 58.0819 | 58.0819 | 58.0819 | 58.0819 | 58.0819 | 58.0819 | 58.0819 | 58.0819 | 2055 | 0 | 0 | 0 | 0 | 0 | 0 | 0 | 0 | 0 | 0 | 0 | 0 | 0 | 0 | 0 | 0 | 0 | 0 | 0 | 0 | 0 | 0 | 0 | 0 | 0 | 0 | 0 | 0 | 0 | 0 | 0 | 0 | 0 | 0 | 0
2056 | 0 | 0 | 0 | 0 | 0 | 0 | 0 | 0 | 0 | 0 | 0 | 0 | 0 | 0 | 0 | 0 | 0 | 0 | 0 | 0 | 0 | 5.2206 | 15.6619 | 26.1031 | 36.5444 | 52.2063 | 52.2063 | 52.2063 | 52.2063 | 52.2063 | 52.2063 | 52.2063 | 52.2063 | 52.2063 | 52.2063 | 2056 | 0 | 0 | 0 | 0 | 0 | 0 | 0 | 0 | 0 | 0 | 0 | 0 | 0 | 0 | 0 | 0 | 0 | 0 | 0 | 0 | 0 | 0 | 0 | 0 | 0 | 0 | 0 | 0 | 0 | 0 | 0 | 0 | 0 | 0 | 0
2057 | 0 | 0 | 0 | 0 | 0 | 0 | 0 | 0 | 0 | 0 | 0 | 0 | 0 | 0 | 0 | 0 | 0 | 0 | 0 | 0 | 0 | 0 | 4.6925 | 14.0775 | 23.4625 | 32.8475 | 46.925 | 46.925 | 46.925 | 46.925 | 46.925 | 46.925 | 46.925 | 46.925 | 46.925 | 2057 | 0 | 0 | 0 | 0 | 0 | 0 | 0 | 0 | 0 | 0 | 0 | 0 | 0 | 0 | 0 | 0 | 0 | 0 | 0 | 0 | 0 | 0 | 0 | 0 | 0 | 0 | 0 | 0 | 0 | 0 | 0 | 0 | 0 | 0 | 0
2058 | 0 | 0 | 0 | 0 | 0 | 0 | 0 | 0 | 0 | 0 | 0 | 0 | 0 | 0 | 0 | 0 | 0 | 0 | 0 | 0 | 0 | 0 | 0 | 4.2178 | 12.6534 | 21.089 | 29.5246 | 42.1781 | 42.1781 | 42.1781 | 42.1781 | 42.1781 | 42.1781 | 42.1781 | 42.1781 | 2058 | 0 | 0 | 0 | 0 | 0 | 0 | 0 | 0 | 0 | 0 | 0 | 0 | 0 | 0 | 0 | 0 | 0 | 0 | 0 | 0 | 0 | 0 | 0 | 0 | 0 | 0 | 0 | 0 | 0 | 0 | 0 | 0 | 0 | 0 | 0
2059 | 0 | 0 | 0 | 0 | 0 | 0 | 0 | 0 | 0 | 0 | 0 | 0 | 0 | 0 | 0 | 0 | 0 | 0 | 0 | 0 | 0 | 0 | 0 | 0 | 3.7911 | 11.3734 | 18.9556 | 26.5379 | 37.9113 | 37.9113 | 37.9113 | 37.9113 | 37.9113 | 37.9113 | 37.9113 | 2059 | 0 | 0 | 0 | 0 | 0 | 0 | 0 | 0 | 0 | 0 | 0 | 0 | 0 | 0 | 0 | 0 | 0 | 0 | 0 | 0 | 0 | 0 | 0 | 0 | 0 | 0 | 0 | 0 | 0 | 0 | 0 | 0 | 0 | 0 | 0
2060 | 0 | 0 | 0 | 0 | 0 | 0 | 0 | 0 | 0 | 0 | 0 | 0 | 0 | 0 | 0 | 0 | 0 | 0 | 0 | 0 | 0 | 0 | 0 | 0 | 0 | 3.4076 | 10.2228 | 17.0381 | 23.8533 | 34.0761 | 34.0761 | 34.0761 | 34.0761 | 34.0761 | 34.0761 | 2060 | 0 | 0 | 0 | 0 | 0 | 0 | 0 | 0 | 0 | 0 | 0 | 0 | 0 | 0 | 0 | 0 | 0 | 0 | 0 | 0 | 0 | 0 | 0 | 0 | 0 | 0 | 0 | 0 | 0 | 0 | 0 | 0 | 0 | 0 | 0
2061 | 0 | 0 | 0 | 0 | 0 | 0 | 0 | 0 | 0 | 0 | 0 | 0 | 0 | 0 | 0 | 0 | 0 | 0 | 0 | 0 | 0 | 0 | 0 | 0 | 0 | 0 | 3.0629 | 9.1887 | 15.3145 | 21.4403 | 30.629 | 30.629 | 30.629 | 30.629 | 30.629 | 2061 | 0 | 0 | 0 | 0 | 0 | 0 | 0 | 0 | 0 | 0 | 0 | 0 | 0 | 0 | 0 | 0 | 0 | 0 | 0 | 0 | 0 | 0 | 0 | 0 | 0 | 0 | 0 | 0 | 0 | 0 | 0 | 0 | 0 | 0 | 0
2062 | 0 | 0 | 0 | 0 | 0 | 0 | 0 | 0 | 0 | 0 | 0 | 0 | 0 | 0 | 0 | 0 | 0 | 0 | 0 | 0 | 0 | 0 | 0 | 0 | 0 | 0 | 0 | 2.753 | 8.2591 | 13.7652 | 19.2713 | 27.5305 | 27.5305 | 27.5305 | 27.5305 | 2062 | 0 | 0 | 0 | 0 | 0 | 0 | 0 | 0 | 0 | 0 | 0 | 0 | 0 | 0 | 0 | 0 | 0 | 0 | 0 | 0 | 0 | 0 | 0 | 0 | 0 | 0 | 0 | 0 | 0 | 0 | 0 | 0 | 0 | 0 | 0
2063 | 0 | 0 | 0 | 0 | 0 | 0 | 0 | 0 | 0 | 0 | 0 | 0 | 0 | 0 | 0 | 0 | 0 | 0 | 0 | 0 | 0 | 0 | 0 | 0 | 0 | 0 | 0 | 0 | 2.4745 | 7.4236 | 12.3727 | 17.3218 | 24.7455 | 24.7455 | 24.7455 | 2063 | 0 | 0 | 0 | 0 | 0 | 0 | 0 | 0 | 0 | 0 | 0 | 0 | 0 | 0 | 0 | 0 | 0 | 0 | 0 | 0 | 0 | 0 | 0 | 0 | 0 | 0 | 0 | 0 | 0 | 0 | 0 | 0 | 0 | 0 | 0
2064 | 0 | 0 | 0 | 0 | 0 | 0 | 0 | 0 | 0 | 0 | 0 | 0 | 0 | 0 | 0 | 0 | 0 | 0 | 0 | 0 | 0 | 0 | 0 | 0 | 0 | 0 | 0 | 0 | 0 | 2.2242 | 6.6727 | 11.1211 | 15.5695 | 22.2422 | 22.2422 | 2064 | 0 | 0 | 0 | 0 | 0 | 0 | 0 | 0 | 0 | 0 | 0 | 0 | 0 | 0 | 0 | 0 | 0 | 0 | 0 | 0 | 0 | 0 | 0 | 0 | 0 | 0 | 0 | 0 | 0 | 0 | 0 | 0 | 0 | 0 | 0
2065 | 0 | 0 | 0 | 0 | 0 | 0 | 0 | 0 | 0 | 0 | 0 | 0 | 0 | 0 | 0 | 0 | 0 | 0 | 0 | 0 | 0 | 0 | 0 | 0 | 0 | 0 | 0 | 0 | 0 | 0 | 1.9992 | 5.9976 | 9.9961 | 13.9945 | 19.9922 | 2065 | 0 | 0 | 0 | 0 | 0 | 0 | 0 | 0 | 0 | 0 | 0 | 0 | 0 | 0 | 0 | 0 | 0 | 0 | 0 | 0 | 0 | 0 | 0 | 0 | 0 | 0 | 0 | 0 | 0 | 0 | 0 | 0 | 0 | 0 | 0
2066 | 0 | 0 | 0 | 0 | 0 | 0 | 0 | 0 | 0 | 0 | 0 | 0 | 0 | 0 | 0 | 0 | 0 | 0 | 0 | 0 | 0 | 0 | 0 | 0 | 0 | 0 | 0 | 0 | 0 | 0 | 0 | 1.797 | 5.3909 | 8.9849 | 12.5788 | 2066 | 0 | 0 | 0 | 0 | 0 | 0 | 0 | 0 | 0 | 0 | 0 | 0 | 0 | 0 | 0 | 0 | 0 | 0 | 0 | 0 | 0 | 0 | 0 | 0 | 0 | 0 | 0 | 0 | 0 | 0 | 0 | 0 | 0 | 0 | 0
2067 | 0 | 0 | 0 | 0 | 0 | 0 | 0 | 0 | 0 | 0 | 0 | 0 | 0 | 0 | 0 | 0 | 0 | 0 | 0 | 0 | 0 | 0 | 0 | 0 | 0 | 0 | 0 | 0 | 0 | 0 | 0 | 0 | 1.6152 | 4.8456 | 8.0759 | 2067 | 0 | 0 | 0 | 0 | 0 | 0 | 0 | 0 | 0 | 0 | 0 | 0 | 0 | 0 | 0 | 0 | 0 | 0 | 0 | 0 | 0 | 0 | 0 | 0 | 0 | 0 | 0 | 0 | 0 | 0 | 0 | 0 | 0 | 0 | 0
2068 | 0 | 0 | 0 | 0 | 0 | 0 | 0 | 0 | 0 | 0 | 0 | 0 | 0 | 0 | 0 | 0 | 0 | 0 | 0 | 0 | 0 | 0 | 0 | 0 | 0 | 0 | 0 | 0 | 0 | 0 | 0 | 0 | 0 | 1.4518 | 4.3554 | 2068 | 0 | 0 | 0 | 0 | 0 | 0 | 0 | 0 | 0 | 0 | 0 | 0 | 0 | 0 | 0 | 0 | 0 | 0 | 0 | 0 | 0 | 0 | 0 | 0 | 0 | 0 | 0 | 0 | 0 | 0 | 0 | 0 | 0 | 0 | 0
Cumulative | 68.578 | 140.7965 | 214.9875 | 287.4024 | 362.9747 | 433.3056 | 505.4492 | 589.063 | 669.4592 | 745.0604 | 826.9954 | 898.8456 | 971.9475 | 1052.9072 | 1135.2869 | 1218.2655 | 1293.9865 | 1361.906 | 1415.7313 | 1463.8575 | 1504.5889 | 1540.5102 | 1572.0901 | 1599.8532 | 1624.261 | 1645.7188 | 1663.2191 | 1675.8759 | 1684.2746 | 1688.9298 | 1688.9298 | 1688.9298 | 1688.9298 | 1688.9298 | 1688.9298 | Cumulative | 13.36 | 36.333 | 87.828 | 149.5539 | 264.738 | 268.7308 | 273.1628 | 325.6148 | 349.7076 | 350.0207 | 350.0207 | 350.0207 | 350.0207 | 350.0207 | 350.0207 | 350.0207 | 350.0207 | 350.0207 | 350.0207 | 350.0207 | 350.0207 | 350.0207 | 350.0207 | 350.0207 | 350.0207 | 350.0207 | 350.0207 | 350.0207 | 350.0207 | 350.0207 | 350.0207 | 350.0207 | 350.0207 | 350.0207 | 350.0207

## LS
| 1 | 2 | 3 | 4 | 5 | 6 | 7 | 8 | 9 | 10 | 11 | 12 | 13 | 14 | 15 | 16 | 17 | 18 | 19
Load Shape Description (Old) | 1: LS_ID; 2: Load Shape Description; 3: Total Energy; 7: Peak Demand*; 14: Demand Resource Coincidence* | Source | Notes
|  |  | Summer |  | Winter |  | Summer |  |  | Winter |  |  | Annual | Summer |  |  | Winter
|  |  | On Peak | Off Peak | On Peak | Off Peak | Peak Day | On Peak | Seasonal Peak | Peak Day | On Peak | Seasonal Peak | Max Demand Factor | Peak Day | On Peak | Seasonal Peak | Peak Day | On Peak | Seasonal Peak
Non-Electric Measures | 1: ls_0; 2: Non-Electric Measures; 3: 0%; 4: 0%; 5: 0%; 6: 0%; 13: 0; 15: 0%; 18: 0%
Residential Laundry (Clothes Washer) | ls_1 | Clothes Washer | 18.29% | 15.36% | 36.44% | 29.9% | 0.00013434 | 0.00013261 | 0.00013993 | 0.00013309 | 0.00014052 | 0.00013523 | 0.00027004 | 49.75% | 49.11% | 51.82% | 49.29% | 52.04% | 50.08%
| ls_10 | 24 hour operation | 15.2% | 18.3% | 30.5% | 36.1% | [6 empty] | 0.00011416 |  | 100% |  |  | 100%
| ls_75 | Clothes Dryer - Electric | 16.9% | 14.21% | 38.94% | 29.95% | 0.00012554 | 0.00013127 | 0.00013489 | 0.00016111 | 0.00017051 | 0.00017052 | 0.00029483 | 42.58% | 44.52% | 45.75% | 54.65% | 57.83% | 57.84%
| ls_76 | Clothes Dryer - Natural Gas | 15.88% | 16.42% | 37.59% | 30.11% | 0.00013327 | 0.00013134 | 0.00013444 | 0.00013655 | 0.00016722 | 0.00018152 | 0.00033801 | 39.43% | 38.86% | 39.78% | 40.4% | 49.47% | 53.7%
Res Single Family Electric Heating | ls_3 | Hardwired Electric Heat | 0% | 0% | 43.13% | 56.87% | 0 | 0 | 0 | 0.00053658 | 0.00031758 | 0.00043667 | 0.0007332 | 0% | 0% | 0% | 73.18% | 43.31% | 59.56%
Res Single Family Electric Lighting- Indoor | ls_4 | Lighting | 19.04% | 15.12% | 35.11% | 30.72% | 0.00013626 | 0.00013924 | 0.0001405 | 0.0002259 | 0.00021589 | 0.0002097 | 0.00025457 | 53.53% | 54.7% | 55.19% | 88.74% | 84.81% | 82.37%
Res Single Family Electric Plug Load New | ls_6 | Primary TV and Peripherals | 15.36% | 17.62% | 32.24% | 34.78% | 0.00010935 | 0.00010657 | 0.00011372 | 0.00015806 | 0.00015796 | 0.00015935 | 0.00018311 | 59.72% | 58.2% | 62.1% | 86.32% | 86.26% | 87.02%
| ls_91 | Primary Desktop Computer | 17.5% | 17.31% | 33.48% | 31.7% | 0.00013705 | 0.00014425 | 0.00014755 | 0.00013782 | 0.00014545 | 0.00014448 | 0.00016977 | 80.72% | 84.97% | 86.91% | 81.18% | 85.67% | 85.1%
Res Single Family Electric Refrigeration | ls_7 | Primary Refrigerator | 18.18% | 20.87% | 29% | 31.95% | 0.00015645 | 0.00014005 | 0.0001577 | 0.00011127 | 0.00011429 | 0.00011098 | 0.00017711 | 88.34% | 79.07% | 89.04% | 62.83% | 64.53% | 62.66%
| ls_77 | Secondary Refrigerator | 19.9% | 23.59% | 26.33% | 30.18% | 0.00017457 | 0.00015628 | 0.00016965 | 8.6624e-05 | 9.3629e-05 | 8.874e-05 | 0.00018187 | 95.98% | 85.93% | 93.28% | 47.63% | 51.48% | 48.79%
| ls_78 | Freezer | 17.07% | 20.69% | 28.67% | 33.56% | 0.00013857 | 0.00013191 | 0.00013468 | 9.3666e-05 | 9.7797e-05 | 9.4592e-05 | 0.00014459 | 95.83% | 91.23% | 93.15% | 64.78% | 67.64% | 65.42%
| ls_79 | Dehumidifier | 24.93% | 29.74% | 21.99% | 23.34% | 0.00020596 | 0.00019176 | 0.00020432 | 3.7005e-05 | 4.0239e-05 | 2.4657e-05 | 0.00023381 | 88.09% | 82.02% | 87.39% | 15.83% | 17.21% | 10.55%
| ls_80 | Pool Pump | 54.55% | 38.22% | 4.854% | 2.383% | 0.00051799 | 0.00057825 | 0.00065821 | 0 | 0 | 0 | 0.0010529 | 49.2% | 54.92% | 62.51% | 0% | 0% | 0%
| ls_81 | Dishwasher | 14.77% | 16.35% | 34.1% | 34.78% | 8.0848e-05 | 8.058e-05 | 9.3306e-05 | 0.00013548 | 0.00013796 | 0.00016718 | 0.00028953 | 27.92% | 27.83% | 32.23% | 46.79% | 47.65% | 57.74%
Res Single Family Electric Water Heat | ls_8 | Water Heater - Electric | 15.22% | 11.88% | 41.52% | 31.39% | 7.0776e-05 | 7.5985e-05 | 9.2677e-05 | 0.00020274 | 0.00019669 | 0.00019272 | 0.00024338 | 29.08% | 31.22% | 38.08% | 83.3% | 80.81% | 79.18%
| ls_83 | Water Heater - Heat Pump | 14.89% | 13.01% | 39.13% | 32.97% | 8.5015e-05 | 9.0838e-05 | 0.00010024 | 0.00016781 | 0.00016407 | 0.00016359 | 0.00021971 | 38.69% | 41.34% | 45.63% | 76.38% | 74.68% | 74.46%
Res Single Family Natural Gas Water Heat | ls_9 | Water Heater - Natural Gas/Fuel Oil | 13.3% | 11.56% | 40.94% | 34.19% | 7.2728e-05 | 7.6527e-05 | 7.9515e-05 | 0.00014765 | 0.00014225 | 0.00015157 | 0.00035685 | 20.38% | 21.45% | 22.28% | 41.38% | 39.86% | 42.48%
Residential Electric Cooling - Central AC | ls_11 | Central Air Conditioner/Heat Pump (Cooling) | 47.32% | 42.24% | 6.595% | 3.846% | 0.0012863 | 0.00055086 | 0.0011719 | 0 | 0 | 0 | 0.0015937 | 80.71% | 34.56% | 73.53% | 0% | 0% | 0%
Residential Electric Cooling - Room AC | ls_18 | Room or Window Air Conditioner | 47.53% | 47.43% | 2.884% | 2.153% | 0.0012513 | 0.00051785 | 0.0011562 | 0 | 0 | 0 | 0.0015797 | 79.21% | 32.78% | 73.19% | 0% | 0% | 0%
| ls_89 | Mini-Split Air Conditioner/Heat Pump (Cooling) | 43.41% | 40.2% | 7.418% | 8.976% | 0.0013045 | 0.0004736 | 0.00111 | 0 | 0 | 0 | 0.0016599 | 78.59% | 28.53% | 66.87% | 0% | 0% | 0%
| ls_90 | Mini-Split Heat Pump (Heating) | 0% | 0% | 42.92% | 57.08% | 0 | 0 | 0 | 0.00039039 | 0.00027153 | 0.00032366 | 0.00043791 | 0% | 0% | 0% | 89.15% | 62.01% | 73.91%
Res Single Family Furnace Fan | ls_73 | Furnace Fan | 0% | 0% | 44.58% | 55.42% | 0 | 0 | 0 | 0.00044963 | 0.00029183 | 0.00037566 | 0.00064492 | 0% | 0% | 0% | 69.72% | 45.25% | 58.25%
| ls_82 | Boiler Distribution | 0% | 0% | 45.01% | 54.99% | 0 | 0 | 0 | 0.00042363 | 0.00029466 | 0.00036439 | 0.00055115 | 0% | 0% | 0% | 76.86% | 53.46% | 66.11%
| ls_84 | Weighted HVAC - All Homes | 23.25% | 21.68% | 25.41% | 29.66% | 0.00062712 | 0.00026354 | 0.00057263 | 0.0002343 | 0.00015752 | 0.0001983 | 0.00078321 | 80.07% | 33.65% | 73.11% | 29.92% | 20.11% | 25.32%
| ls_85 | Weighted HVAC - Multi-family | 25.2% | 23.73% | 23.21% | 27.86% | 0.00067687 | 0.00028416 | 0.00061939 | 0.00023231 | 0.00014676 | 0.00019271 | 0.00084647 | 79.96% | 33.57% | 73.17% | 27.44% | 17.34% | 22.77%
| ls_86 | Weighted HVAC - Multi-family Low Income | 22.44% | 21.58% | 25.42% | 30.57% | 0.00059929 | 0.00024977 | 0.00054972 | 0.00026241 | 0.00016884 | 0.00021924 | 0.00075223 | 79.67% | 33.2% | 73.08% | 34.88% | 22.45% | 29.14%
| ls_87 | Weighted HVAC - Single Family | 22.51% | 20.83% | 26.13% | 30.53% | 0.00060925 | 0.00025625 | 0.00055536 | 0.00023689 | 0.0001604 | 0.00020079 | 0.00076006 | 80.16% | 33.71% | 73.07% | 31.17% | 21.1% | 26.42%
| ls_88 | Weighted HVAC - Single Family Low Income | 23.07% | 21.72% | 25.35% | 29.86% | 0.00061958 | 0.00026027 | 0.0005671 | 0.000244 | 0.00016092 | 0.00020547 | 0.00077473 | 79.97% | 33.59% | 73.2% | 31.49% | 20.77% | 26.52%
Res Electric Lighting- Indoor (Efficient Lighting) -NMR | 1: ls_12; 2: Central Heat Pump; 3: 10.1%; 4: 9%; 5: 35.1%; 6: 45.7% |  | From CoolSmart studies
Res Electric Lighting- Indoor (All Bulb) - NMR | 1: ls_13; 2: DMSHP; 3: 8%; 4: 7.4%; 5: 36.4%; 6: 48.2% |  | From CoolSmart studies
Res Electric Lighting- Outdoor (Efficient Lighting) - NMR | 1: ls_14; 2: Electric Resistance with AC; 3: 6%; 4: 5%; 5: 45%; 6: 44%; 15: 32.78%; 18: 43.31% |  | Calculated
Custom Calculation
Res Electric Lighting- Outdoor (All Bulb) - NMR | 1: ls_100; 2: C&I Codes & Standards
C&I Compressed Air - VFD Compressor | 1: ls_101; 2: C&I Compressed Air - VFD Compressor; 3: 26.5%; 4: 23.7%; 5: 25.9%; 6: 23.9%; 13: 0.000258; 15: 117%; 18: 98% | P72/TRM
C&I Compressed Air - Air Dryer | 1: ls_102; 2: C&I Compressed Air - Air Dryer; 3: 22.4%; 4: 27.7%; 5: 21.7%; 6: 28.1%; 15: 117%; 18: 98% | P72/TRM
C&I Electric Chiller (Combined) | 1: ls_103; 2: C&I Electric Chiller (Combined); 3: 39.4%; 4: 38.5%; 5: 11.3%; 6: 10.8%; 15: 49%; 18: 6% | P72
C&I Electric Cooling Unitary Equipment | 1: ls_104; 2: C&I Electric Cooling Unitary Equipment; 3: 52.7%; 4: 34.1%; 5: 8.6%; 6: 4.6%; 13: 0.000759; 15: 45%; 18: 0% | P72
C&I Exterior Lighting | 1: ls_105; 2: C&I Exterior Lighting; 3: 19.2%; 4: 29%; 5: 20.1%; 6: 31.6%; 13: 0.0002; 15: 0%; 18: 100% | P72 | CFs from Most Recent Upstream Lighting Impact Eval
C&I Interior Lighting - Prescriptive | 1: ls_106; 2: C&I Interior Lighting - Prescriptive; 3: 34.3%; 4: 18.1%; 5: 30.3%; 6: 17.4%; 13: 0.0002; 15: 80%; 18: 61% | P72 | CFs from Most Recent Upstream Lighting Impact Eval
C&I Interior Lighting - Custom | 1: ls_107; 2: C&I Interior Lighting - Custom; 3: 32.3%; 4: 19.4%; 5: 29.8%; 6: 18.6% | P72
C&I Lighting Controls | 1: ls_108; 2: C&I Lighting Controls; 3: 32.1%; 4: 17.7%; 5: 31.3%; 6: 19%; 13: 0.0001; 15: 15%; 18: 13% | P72
C&I Refrigeration | 1: ls_109; 2: C&I Refrigeration; 3: 23.3%; 4: 26.8%; 5: 22.6%; 6: 27.3%; 13: 0.0002 | P72
C&I VFDs (Combined) | 1: ls_110; 2: C&I VFDs (Combined); 3: 23.8%; 4: 25.3%; 5: 23.7%; 6: 27.2%; 15: 100%; 18: 100% | P72/TRM
C&I Food Services | 1: ls_111; 2: C&I Food Services; 3: 16%; 4: 17%; 5: 32%; 6: 35%; 13: 0.000192; 15: 90%; 18: 90% | CAM/TRM | Assumes even distribution across all hours for simplicity.
| 1: ls_112; 2: C&I Heating & Cooling; 3: 34.9%; 4: 22.1%; 5: 26.4%; 6: 16.6%; 13: 0.0016 | CAM | From National Grid analysis and DNV loadshape study
| 1: ls_118; 2: C&I Process; 3: 22%; 4: 24%; 5: 23%; 6: 31%; 13: 0.000725; 15: 55%; 18: 46% |  | DNV MA Impact Shapes study
| 1: ls_119; 2: C&I Water Heating; 3: 16%; 4: 14%; 5: 37%; 6: 33%; 13: 0.000258; 15: 54%; 18: 56% |  | DNV MA Impact Shapes study
| ls_200 | ADR Summer Peak | 100% | 0% | 0% | 0% | [8 empty] | 100% |  |  | 0%
| ls_201 | ADR Summer Charging | 0% | 100% | 0% | 0% | [8 empty] | 0% |  |  | 0%
| ls_202 | ADR Winter Peak | 0% | 0% | 100% | 0% | [8 empty] | 0% |  |  | 100%
Lighting System - Upstream Linear LED Lighting | 1: ls_203; 2: ADR Winter Charging; 3: 0%; 4: 0%; 5: 0%; 6: 100%; 15: 0%; 18: 0%
Lighting System - Upstream Stairwell LEDs
Lighting System - LED Lighting Upstream

## Algorithmic Savings
|  |  | 2020 Planning kWh | 2020 Planning kW | Δ𝑘𝑊ℎ | Δ𝑘𝑊 | Δ𝑘𝑊𝑐𝑜𝑜𝑙 | Δ𝑘𝑊ℎ𝑒𝑎𝑡 |  | Tons | CAPcool | CAPheat | EER2base | EER2ee | HSPF2base | HSPF2ee | SEER2base | SEER2ee | EFLHcool | EFLHheat | AFUE
HPUMP_400 | Air Source Heat Pump - Lost Opportunity (cooling) | E21A3b003 | 220 | 0.35062 | 172.2081 | -0.16723 | -0.16723 |  |  |  | 30.3545 | 27.2182 | 12.3 | 11.5194 | 7.5 | 9.7091 | 14.3 | 18.221 | 377
HPUMP_400 | Air Source Heat Pump - Lost Opportunity (heating) | E21A3b004 | 2087.0341 | 1.5302 | 968.9967 | 0.77211 |  | 0.77211 |  |  | 30.3545 | 27.2182 | 12.3 | 11.5194 | 7.5 | 9.5269 | 14.3 | 18.221 |  | 1255
DSHP_400 | Mini Split HP - Lost Opportunity (cooling) | E21A3b005 | 102.9284 | 0.16404 | 189.8442 | 0.051248 | 0.051248 |  |  |  | 23.1166 | 24.8457 | 12.3 | 12.6448 | 7.5 | 10.8625 | 14.3 | 20.77 | 377
DSHP_400 | Mini Split HP - Lost Opportunity (heating) | E21A3b006 | 328.3017 | 0.24071 | 1210.0037 | 0.96331 |  | 0.96331 |  |  | 23.1166 | 24.8457 | 12.3 | 12.6448 | 7.5 | 10.5789 | 14.3 | 20.77 |  | 1255
CAC_070 | ES AC (central) 3 ton | E21A3b015 | 102.4052 | 0.16321 | 185.3462 | 0.29544 |  |  |  | 3.05 | [6 empty] | 14 | 17.16 | 385
| Ductless Mini-split Heat Pump - Retrofit Resistance | E21A3b031 |  |  | 11043.2652 | 6.6406 |  | 6.6406 |  |  | 31.5333 | 33 | 12.3 | 12.6944 | 3.412 | 10.8869 | 14.3 | 22.2333 |  | 1663
| Air-source Heat Pump – Retrofit HP | E21A3b033 | 2087.0341 | 1.5302 | 9912.7534 | 5.9608 |  | 5.9608 |  |  | 30.3545 | 30.3545 | 12.3 | 12.8033 | 3.412 | 10.34 | 14.3 | 19.61 |  | 1663
| Mini Split HP (heating) | E21B1b022 |  |  | 5121.9797 | 5.6982 |  | 5.6982 |  |  | 23.1166 | 21.7296 | 12.3 | 13.164 | 3.412 | 9.5 | 14.3 | 21.1 |  | 1255
[8 empty] | 6.6406 | actual kW from Liberty 2025 actuals
2.1428
Note on L2: Tina Poirier: based on Liberty 2025 Actuals
Note on M2: Tina Poirier: based on Liberty 2025 Actuals
Note on O2: Tina Poirier: based on Liberty 2025 Actuals
Note on Q2: Tina Poirier: based on Liberty 2025 Actuals
Note on S2: Tina Poirier: based on Liberty 2025 Actuals
Note on Q3: Tina Poirier: Tina Poirier: based on Liberty 2025 Actuals
Note on L4: Tina Poirier: based on Liberty 2025 Actuals
Note on M4: Tina Poirier: based on Liberty 2025 Actuals
Note on O4: Tina Poirier: based on Liberty 2025 Actuals
Note on Q4: Tina Poirier: based on Liberty 2025 Actuals
Note on S4: Tina Poirier: based on Liberty 2025 Actuals
Note on Q5: Tina Poirier: Based on Liberty 2025 numbers
Note on I9: Tina Poirier: based on Liberty 2025 Actuals
Note on L9: Tina Poirier: based on Liberty 2025 Actuals
Note on O9: Tina Poirier: based on Liberty 2025 Actuals
Note on Q9: Tina Poirier: based on Liberty 2025 Actuals
Note on S9: Tina Poirier: based on Liberty 2025 Actuals

## Costs
Year | Sector (Dropdown) | Program (Dropdown) | Subprogram (Dropdown) | Program Planning & Administration | Customer Incentives | Implementation Services | Education and Marketing | EM&V | TOTAL PA COSTS
2027 | B - Income Eligible | B1 - Home Energy Assistance | B1a - HEA (Weatherization) | 61060.9749 | 1140247.4138 | 56800.9069 | 56800.9069 | 0 | 1314910.2024
2027 | B - Income Eligible | B1 - Home Energy Assistance | B1b - HEA (HVAC Systems) |  | 105112.4694 |  |  |  | 105112.4694
2027 | B - Income Eligible | B2a - IE Education | B2a - IE Education | 1944.8137 | 23476.6792 | 6019.6613 | 14863.933 | 0 | 46305.0871
2027 | B - Income Eligible | B2b - IE Evaluation, Measurement and Verification | B2b - IE Evaluation, Measurement and Verification | 0 | 0 | 0 | 0 | 77175.1452 | 77175.1452
2027 | B - Income Eligible | B3 - IE TBD Pilots/Demonstrations | B3a - IE TBD Pilots/Demonstrations 1 | [5 empty] | 0
2027 | A - Residential | A1 - Energy Star Homes | A1a - ES Homes | 11361.633 | 217984.8183 | 24308.61 | 10568.9609 | 0 | 264224.0222
2027 | A - Residential | A2 - Home Performance | A2a - Home Performance (Weatherization) | 23232.0412 | 294085.1028 | 70776.6838 | 21611.2012 | 0 | 409705.029
2027 | A - Residential | A2 - Home Performance | A2b - Home Performance (HVAC Systems) |  | 122575 |  |  |  | 122575
2027 | A - Residential | A2 - Home Performance | A2c - Home Performance 3rd Party Financing (Loan buy-down) |  | 8000 |  |  |  | 8000
2027 | A - Residential | A3 - Energy Star Products | A3b - ES Appliances and Products | 19956.2601 | 114491.5461 | 123218.3039 | 18563.9629 | 0 | 276230.0731
2027 | A - Residential | A3 - Energy Star Products | A3c - ES HVAC Systems |  | 187869 |  |  |  | 187869
2027 | A - Residential | A4 - Residential Behavior | A4a - Residential Behavior | 6880 | 132800 | 13920 | 6400 | 0 | 160000
2027 | A - Residential | A5 - Residential Active Demand Response | A5a - Residential Active Demand Response | 6308.0109 | 127187.1036 | 7334.8964 | 5867.9171 | 0 | 146697.928
2027 | A - Residential | A6a - Res Education | A6a - Res Education | 3526 | 45920 | 7134 | 25420 | 0 | 82000
2027 | A - Residential | A6b - Res Evaluation, Measurement and Verification | A6b - Res Evaluation, Measurement and Verification | 0 | 0 | 0 | 0 | 87226.3712 | 87226.3712
2027 | A - Residential | A7 - Res TBD Pilots/Demonstrations | A7a - TBD Res Pilot/Demonstration 1 | [5 empty] | 0
2027 | A - Residential | A7 - Res TBD Pilots/Demonstrations | A7b - TBD Res Pilot/Demonstration 2 | [5 empty] | 0
2027 | C - Commercial & Industrial | C1 - Large Business Energy Solutions | C1a - LCI Retrofit | 55887.3648 | 552161.9715 | 217830.7522 | 51988.2464 | 0 | 877868.335
2027 | C - Commercial & Industrial | C1 - Large Business Energy Solutions | C1b - LCI New Equipment |  | 384777.3075 |  |  |  | 384777.3075
2027 | C - Commercial & Industrial | C1 - Large Business Energy Solutions | C1c - LCI Midstream |  | 5616.6223 |  |  |  | 5616.6223
2027 | C - Commercial & Industrial | C1 - Large Business Energy Solutions | C1d - LCI Direct Install |  | 0 |  |  |  | 0
2027 | C - Commercial & Industrial | C1 - Large Business Energy Solutions | C1e - LCI New Construction |  | 31443.8942 |  |  |  | 31443.8942
2027 | C - Commercial & Industrial | C2 - Small Business Energy Solutions | C2a - SCI Retrofit | 54837.2242 | 607196.638 | 202132.5588 | 51011.3713 | 0 | 915177.7922
2027 | C - Commercial & Industrial | C2 - Small Business Energy Solutions | C2b - SCI New Equipment |  | 241714.7723 |  |  |  | 241714.7723
2027 | C - Commercial & Industrial | C2 - Small Business Energy Solutions | C2c - SCI Midstream |  | 103987.4876 |  |  |  | 103987.4876
2027 | C - Commercial & Industrial | C2 - Small Business Energy Solutions | C2d - SCI Direct Install |  | 0 |  |  |  | 0
2027 | C - Commercial & Industrial | C2 - Small Business Energy Solutions | C2e - SCI New Construction |  | 14404.2305 |  |  |  | 14404.2305
2027 | C - Commercial & Industrial | C3 - Municipal Energy Solutions | C3a - Muni Retrofit | 7154.7431 | 78697.4221 | 26372.7158 | 6655.575 | 0 | 118880.456
2027 | C - Commercial & Industrial | C3 - Municipal Energy Solutions | C3b - Muni New Equipment |  | 33862.041 |  |  |  | 33862.041
2027 | C - Commercial & Industrial | C3 - Municipal Energy Solutions | C3d - Muni Direct Install |  | 0 |  |  |  | 0
2027 | C - Commercial & Industrial | C3 - Municipal Energy Solutions | C3e - Muni New Construction |  | 13646.8774 |  |  |  | 13646.8774
2027 | C - Commercial & Industrial | C5 - C&I Active Demand Response | C5a - C&I Active Demand Response | 20640 | 398400 | 41760 | 19200 | 0 | 480000
2027 | C - Commercial & Industrial | C6a - C&I Education | C6a - C&I Education | 3096 | 30240 | 6264 | 32400 | 0 | 72000
2027 | C - Commercial & Industrial | C6c - C&I Customer Partnerships | C6c - C&I Customer Partnerships | [5 empty] | 0
2027 | C - Commercial & Industrial | C6d - Smart Start | C6d - Smart Start | [5 empty] | 0
2027 | C - Commercial & Industrial | C6b - C&I Evaluation, Measurement and Verification | C6b - C&I Evaluation, Measurement and Verification | 0 | 0 | 0 | 0 | 173335.7798 | 173335.7798
2027 | C - Commercial & Industrial | C7 - C&I TBD Pilots/Demonstrations | C7a - TBD C&I Pilot/Demonstration 1 | [5 empty] | 0
2027 | C - Commercial & Industrial | C7 - C&I TBD Pilots/Demonstrations | C7b - TBD C&I Pilot/Demonstration 2 | [5 empty] | 0
2028 | B - Income Eligible | B1 - Home Energy Assistance | B1a - HEA (Weatherization) | 63101.7055 | 1169529.8225 | 61634.224 | 58699.2609 | 0 | 1352965.013
2028 | B - Income Eligible | B1 - Home Energy Assistance | B1b - HEA (HVAC Systems) |  | 114516.5105 |  |  |  | 114516.5105
2028 | B - Income Eligible | B2a - IE Education | B2a - IE Education | 2009.8117 | 24261.2978 | 6220.8456 | 15360.7033 | 0 | 47852.6584
2028 | B - Income Eligible | B2b - IE Evaluation, Measurement and Verification | B2b - IE Evaluation, Measurement and Verification | 0 | 0 | 0 | 0 | 79754.4306 | 79754.4306
2028 | B - Income Eligible | B3 - IE TBD Pilots/Demonstrations | B3a - IE TBD Pilots/Demonstrations 1
2028 | A - Residential | A1 - Energy Star Homes | A1a - ES Homes | 11865.0644 | 227643.6767 | 25385.7191 | 11037.2692 | 0 | 275931.7293
2028 | A - Residential | A2 - Home Performance | A2a - Home Performance (Weatherization) | 24356.827 | 312645.1406 | 74203.3568 | 22657.5135 | 0 | 433862.8379
2028 | A - Residential | A2 - Home Performance | A2b - Home Performance (HVAC Systems) |  | 122575 |  |  |  | 122575
2028 | A - Residential | A2 - Home Performance | A2c - Home Performance 3rd Party Financing (Loan buy-down) |  | 10000 |  |  |  | 10000
2028 | A - Residential | A3 - Energy Star Products | A3b - ES Appliances and Products | 20534.5913 | 119525.9351 | 126789.1624 | 19101.9454 | 0 | 285951.6341
2028 | A - Residential | A3 - Energy Star Products | A3c - ES HVAC Systems |  | 191597 |  |  |  | 191597
2028 | A - Residential | A4 - Residential Behavior | A4a - Residential Behavior | 7095 | 136950 | 14355 | 6600 | 0 | 165000
2028 | A - Residential | A5 - Residential Active Demand Response | A5a - Residential Active Demand Response | 6690.0755 | 134890.5919 | 7779.1575 | 6223.326 | 0 | 155583.151
2028 | A - Residential | A6a - Res Education | A6a - Res Education | 3847.1492 | 50102.4076 | 7783.7669 | 27735.2613 | 0 | 89468.5849
2028 | A - Residential | A6b - Res Evaluation, Measurement and Verification | A6b - Res Evaluation, Measurement and Verification | 0 | 0 | 0 | 0 | 91051.0493 | 91051.0493
2028 | A - Residential | A7 - Res TBD Pilots/Demonstrations | A7a - TBD Res Pilot/Demonstration 1 | [5 empty] | 0
2028 | A - Residential | A7 - Res TBD Pilots/Demonstrations | A7b - TBD Res Pilot/Demonstration 2 | [5 empty] | 0
2028 | C - Commercial & Industrial | C1 - Large Business Energy Solutions | C1a - LCI Retrofit | 57665.3557 | 566541.5357 | 224760.7817 | 53642.1913 | 0 | 902609.8644
2028 | C - Commercial & Industrial | C1 - Large Business Energy Solutions | C1b - LCI New Equipment |  | 400191.8652 |  |  |  | 400191.8652
2028 | C - Commercial & Industrial | C1 - Large Business Energy Solutions | C1c - LCI Midstream |  | 5629.8145 |  |  |  | 5629.8145
2028 | C - Commercial & Industrial | C1 - Large Business Energy Solutions | C1d - LCI Direct Install |  | 0 |  |  |  | 0
2028 | C - Commercial & Industrial | C1 - Large Business Energy Solutions | C1e - LCI New Construction |  | 32623.2394 |  |  |  | 32623.2394
2028 | C - Commercial & Industrial | C2 - Small Business Energy Solutions | C2a - SCI Retrofit | 56391.4997 | 623554.6182 | 207861.6909 | 52457.2091 | 0 | 940265.0179
2028 | C - Commercial & Industrial | C2 - Small Business Energy Solutions | C2b - SCI New Equipment |  | 251937.9073 |  |  |  | 251937.9073
2028 | C - Commercial & Industrial | C2 - Small Business Energy Solutions | C2c - SCI Midstream |  | 103880.3263 |  |  |  | 103880.3263
2028 | C - Commercial & Industrial | C2 - Small Business Energy Solutions | C2d - SCI Direct Install |  | 0 |  |  |  | 0
2028 | C - Commercial & Industrial | C2 - Small Business Energy Solutions | C2e - SCI New Construction |  | 15346.9753 |  |  |  | 15346.9753
2028 | C - Commercial & Industrial | C3 - Municipal Energy Solutions | C3a - Muni Retrofit | 6828.2284 | 75106.9417 | 25169.1675 | 6351.8404 | 0 | 113456.178
2028 | C - Commercial & Industrial | C3 - Municipal Energy Solutions | C3b - Muni New Equipment |  | 32315.7445 |  |  |  | 32315.7445
2028 | C - Commercial & Industrial | C3 - Municipal Energy Solutions | C3d - Muni Direct Install |  | 0 |  |  |  | 0
2028 | C - Commercial & Industrial | C3 - Municipal Energy Solutions | C3e - Muni New Construction |  | 13024.0869 |  |  |  | 13024.0869
2028 | C - Commercial & Industrial | C5 - C&I Active Demand Response | C5a - C&I Active Demand Response | 22145 | 427450 | 44805 | 20600 | 0 | 515000
2028 | C - Commercial & Industrial | C6a - C&I Education | C6a - C&I Education | 3311 | 32340 | 6699 | 34650 | 0 | 77000
2028 | C - Commercial & Industrial | C6c - C&I Customer Partnerships | C6c - C&I Customer Partnerships | [5 empty] | 0
2028 | C - Commercial & Industrial | C6d - Smart Start | C6d - Smart Start | [5 empty] | 0
2028 | C - Commercial & Industrial | C6b - C&I Evaluation, Measurement and Verification | C6b - C&I Evaluation, Measurement and Verification | 0 | 0 | 0 | 0 | 179120.0537 | 179120.0537
2028 | C - Commercial & Industrial | C7 - C&I TBD Pilots/Demonstrations | C7a - TBD C&I Pilot/Demonstration 1 | [5 empty] | 0
2028 | C - Commercial & Industrial | C7 - C&I TBD Pilots/Demonstrations | C7b - TBD C&I Pilot/Demonstration 2 | [5 empty] | 0
2029 | B - Income Eligible | B1 - Home Energy Assistance | B1a - HEA (Weatherization) | 64972.7675 | 1194381.9833 | 63461.7729 | 60439.7837 | 0 | 1383256.3073
2029 | B - Income Eligible | B1 - Home Energy Assistance | B1b - HEA (HVAC Systems) |  | 127738.2849 |  |  |  | 127738.2849
2029 | B - Income Eligible | B2a - IE Education | B2a - IE Education | 2069.4056 | 24980.6823 | 6405.3032 | 15816.1717 | 0 | 49271.5628
2029 | B - Income Eligible | B2b - IE Evaluation, Measurement and Verification | B2b - IE Evaluation, Measurement and Verification | 0 | 0 | 0 | 0 | 82119.2713 | 82119.2713
2029 | B - Income Eligible | B3 - IE TBD Pilots/Demonstrations | B3a - IE TBD Pilots/Demonstrations 1
2029 | A - Residential | A1 - Energy Star Homes | A1a - ES Homes | 12345.756 | 236866.2485 | 26414.1756 | 11484.4242 | 0 | 287110.6042
2029 | A - Residential | A2 - Home Performance | A2a - Home Performance (Weatherization) | 25244.956 | 326879.312 | 76909.052 | 23483.68 | 0 | 452517
2029 | A - Residential | A2 - Home Performance | A2b - Home Performance (HVAC Systems) |  | 122575 |  |  |  | 122575
2029 | A - Residential | A2 - Home Performance | A2c - Home Performance 3rd Party Financing (Loan buy-down) |  | 12000 |  |  |  | 12000
2029 | A - Residential | A3 - Energy Star Products | A3b - ES Appliances and Products | 21053.8834 | 124550.8147 | 129995.4893 | 19585.0078 | 0 | 295185.1952
2029 | A - Residential | A3 - Energy Star Products | A3c - ES HVAC Systems |  | 194440 |  |  |  | 194440
2029 | A - Residential | A4 - Residential Behavior | A4a - Residential Behavior | 7310 | 141100 | 14790 | 6800 | 0 | 170000
2029 | A - Residential | A5 - Residential Active Demand Response | A5a - Residential Active Demand Response | 7083.7437 | 142828.0416 | 8236.9113 | 6589.529 | 0 | 164738.2256
2029 | A - Residential | A6a - Res Education | A6a - Res Education | 4128 | 53760 | 8352 | 29760 | 0 | 96000
2029 | A - Residential | A6b - Res Evaluation, Measurement and Verification | A6b - Res Evaluation, Measurement and Verification | 0 | 0 | 0 | 0 | 94450.8434 | 94450.8434
2029 | A - Residential | A7 - Res TBD Pilots/Demonstrations | A7a - TBD Res Pilot/Demonstration 1 | [5 empty] | 0
2029 | A - Residential | A7 - Res TBD Pilots/Demonstrations | A7b - TBD Res Pilot/Demonstration 2 | [5 empty] | 0
2029 | C - Commercial & Industrial | C1 - Large Business Energy Solutions | C1a - LCI Retrofit | 58969.0691 | 578859.2973 | 229842.2321 | 54854.948 | 0 | 922525.5465
2029 | C - Commercial & Industrial | C1 - Large Business Energy Solutions | C1b - LCI New Equipment |  | 409491.9814 |  |  |  | 409491.9814
2029 | C - Commercial & Industrial | C1 - Large Business Energy Solutions | C1c - LCI Midstream |  | 5633.5774 |  |  |  | 5633.5774
2029 | C - Commercial & Industrial | C1 - Large Business Energy Solutions | C1d - LCI Direct Install |  | 0 |  |  |  | 0
2029 | C - Commercial & Industrial | C1 - Large Business Energy Solutions | C1e - LCI New Construction |  | 33722.5944 |  |  |  | 33722.5944
2029 | C - Commercial & Industrial | C2 - Small Business Energy Solutions | C2a - SCI Retrofit | 57298.145 | 630109.4325 | 211203.6275 | 53300.6 | 0 | 951911.805
2029 | C - Commercial & Industrial | C2 - Small Business Energy Solutions | C2b - SCI New Equipment |  | 260466.71 |  |  |  | 260466.71
2029 | C - Commercial & Industrial | C2 - Small Business Energy Solutions | C2c - SCI Midstream |  | 103689.8827 |  |  |  | 103689.8827
2029 | C - Commercial & Industrial | C2 - Small Business Energy Solutions | C2d - SCI Direct Install |  | 0 |  |  |  | 0
2029 | C - Commercial & Industrial | C2 - Small Business Energy Solutions | C2e - SCI New Construction |  | 16446.6023 |  |  |  | 16446.6023
2029 | C - Commercial & Industrial | C3 - Municipal Energy Solutions | C3a - Muni Retrofit | 5749.8288 | 63245.1095 | 21194.1362 | 5348.6779 | 0 | 95537.7524
2029 | C - Commercial & Industrial | C3 - Municipal Energy Solutions | C3b - Muni New Equipment |  | 27212.036 |  |  |  | 27212.036
2029 | C - Commercial & Industrial | C3 - Municipal Energy Solutions | C3d - Muni Direct Install |  | 0 |  |  |  | 0
2029 | C - Commercial & Industrial | C3 - Municipal Energy Solutions | C3e - Muni New Construction |  | 10967.1594 |  |  |  | 10967.1594
2029 | C - Commercial & Industrial | C5 - C&I Active Demand Response | C5a - C&I Active Demand Response | 24080 | 464800 | 48720 | 22400 | 0 | 560000
2029 | C - Commercial & Industrial | C6a - C&I Education | C6a - C&I Education | 3526 | 34440 | 7134 | 36900 | 0 | 82000
2029 | C - Commercial & Industrial | C6c - C&I Customer Partnerships | C6c - C&I Customer Partnerships | [5 empty] | 0
2029 | C - Commercial & Industrial | C6d - Smart Start | C6d - Smart Start | [5 empty] | 0
2029 | C - Commercial & Industrial | C6b - C&I Evaluation, Measurement and Verification | C6b - C&I Evaluation, Measurement and Verification | 0 | 0 | 0 | 0 | 183137.1393 | 183137.1393
2029 | C - Commercial & Industrial | C7 - C&I TBD Pilots/Demonstrations | C7a - TBD C&I Pilot/Demonstration 1 | [5 empty] | 0
2029 | C - Commercial & Industrial | C7 - C&I TBD Pilots/Demonstrations | C7b - TBD C&I Pilot/Demonstration 2 | [5 empty] | 0

## Inputs Yr 1
|  |  | Administrator: | Liberty
|  |  | Program Year: | 2027
[13 empty] | Impact Factors | [9 empty] | Energy Savings | [6 empty] | Capacity Savings | [7 empty] | Non-Electric Savings
Sector | Program | Subprogram | Measure | Measure ID | End Use | Quantity Definition | Quantity | Measure Life | Total Resource Cost | Incentive | Processing Costs | Customer Cost | Free-Ridership Rate | Spillover [Participant] Rate | Spillover [Non-Participant] Rate | Net to Gross | In-Service Rate | kWh Realization Rate | kW Winter Realization Rate | kW Summer Realization Rate | Non Electric Realization Rate | Capacity Scaling Factor | Gross Annual kWh Input | Gross Annual kWh Saved | LS_ID | Winter Peak Energy % | Winter Off-Peak Energy % | Summer Peak Energy % | Summer Off-Peak Energy % | Maximum Load Reduction Input | Maximum Load Reduction (Deemed/ Utility Specific) | Maximum Demand Factor | Maximum Load Reduction (kW) | Summer Coincident (%) | Winter Coincident (%) | Trans. Coincident (%) | Dist. Coincident (%) | Fossil Fuel Input | Fossil Fuel Type #1 | Gross Annual MMBtu Saved from Fuel Type #1 | Fossil Fuel Type #2 | Gross Annual MMBtu Saved from Fuel Type #2 | Fossil Fuel Type #3 | Gross Annual MMBtu Saved from Fuel Type #3 | Gross Annual Res Water Gallons Savings | Gross Annual C&I Water Gallons Savings
B - Income Eligible | B1 - Home Energy Assistance | B1a - HEA (Weatherization) | Air Sealing, Cord Wood | EB1a001 | Envelope | Dwelling Unit | 0 | 15 |  |  |  | 0 | 0% | 0% | 0% | 100% | 100% | 64% | 64% | 64% | 61% |  | Utility Specific |  | Central Air Conditioner/Heat Pump (Cooling) | 6.595% | 3.846% | 47.32% | 42.24% | Calculated |  | 0.0015937 | 0 | 34.6% | 0% | 34.6% | 34.6% | Utility Specific | Cord Wood
B - Income Eligible | B1 - Home Energy Assistance | B1a - HEA (Weatherization) | Air Sealing, Electric | EB1a002 | Envelope | Dwelling Unit | 3 | 15 | 5362.5 | 5362.5 |  | 0 | 0% | 0% | 0% | 100% | 100% | 64% | 64% | 64% | 61% |  | Utility Specific | 12082.72 | Weighted HVAC - All Homes | 25.41% | 29.66% | 23.25% | 21.68% | Calculated |  | 0.00078321 | 9.4633 | 33.6% | 20.1% | 33.6% | 33.6% | Utility Specific | Fuel Oil - Residential Distillate | 3.36
B - Income Eligible | B1 - Home Energy Assistance | B1a - HEA (Weatherization) | Air Sealing, Gas | EB1a003 | Envelope | Dwelling Unit | 0 | 15 |  |  |  | 0 | 0% | 0% | 0% | 100% | 100% | 64% | 64% | 64% | 58% |  | Utility Specific |  | Central Air Conditioner/Heat Pump (Cooling) | 6.595% | 3.846% | 47.32% | 42.24% | Calculated |  | 0.0015937 | 0 | 34.6% | 0% | 34.6% | 34.6% | Utility Specific | NG - Res Heating
B - Income Eligible | B1 - Home Energy Assistance | B1a - HEA (Weatherization) | Air Sealing, Kerosene | EB1a004 | Envelope | Dwelling Unit | 4 | 15 | 1115.1 | 1115.1 |  | 0 | 0% | 0% | 0% | 100% | 100% | 64% | 64% | 64% | 61% |  | Utility Specific | 12.13 | Central Air Conditioner/Heat Pump (Cooling) | 6.595% | 3.846% | 47.32% | 42.24% | Calculated |  | 0.0015937 | 0.019332 | 34.6% | 0% | 34.6% | 34.6% | Utility Specific | Kerosene | 5.99
B - Income Eligible | B1 - Home Energy Assistance | B1a - HEA (Weatherization) | Air Sealing, Oil | EB1a005 | Envelope | Dwelling Unit | 48.8462 | 15 | 1947.75 | 1947.75 |  | 0 | 0% | 0% | 0% | 100% | 100% | 64% | 64% | 64% | 61% |  | Utility Specific | 86.73 | Central Air Conditioner/Heat Pump (Cooling) | 6.595% | 3.846% | 47.32% | 42.24% | Calculated |  | 0.0015937 | 0.13822 | 34.6% | 0% | 34.6% | 34.6% | Utility Specific | Fuel Oil - Residential Distillate | 9.45
B - Income Eligible | B1 - Home Energy Assistance | B1a - HEA (Weatherization) | Air Sealing, Propane | EB1a006 | Envelope | Dwelling Unit | 40 | 15 | 1727.25 | 1727.25 |  | 0 | 0% | 0% | 0% | 100% | 100% | 64% | 64% | 64% | 61% |  | Utility Specific | 21.61 | Central Air Conditioner/Heat Pump (Cooling) | 6.595% | 3.846% | 47.32% | 42.24% | Calculated |  | 0.0015937 | 0.034441 | 34.6% | 0% | 34.6% | 34.6% | Utility Specific | Propane | 5.91
B - Income Eligible | B1 - Home Energy Assistance | B1a - HEA (Weatherization) | Air Sealing, Wood Pellets | EB1a007 | Envelope | Dwelling Unit | 0 | 15 |  |  |  | 0 | 0% | 0% | 0% | 100% | 100% | 64% | 64% | 64% | 61% |  | Utility Specific |  | Central Air Conditioner/Heat Pump (Cooling) | 6.595% | 3.846% | 47.32% | 42.24% | Calculated |  | 0.0015937 | 0 | 34.6% | 0% | 34.6% | 34.6% | Utility Specific | Pellet Wood | 7.5
B - Income Eligible | B1 - Home Energy Assistance | B1a - HEA (Weatherization) | Duct Sealing, Cord Wood | EB1a084 | HVAC | Dwelling Unit | 0 | 20 |  |  |  | 0 | 0% | 0% | 0% | 100% | 100% | 91% | 91% | 91% | 91% |  | Utility Specific |  | Central Air Conditioner/Heat Pump (Cooling) | 6.595% | 3.846% | 47.32% | 42.24% | Calculated |  | 0.0015937 | 0 | 34.6% | 0% | 34.6% | 34.6% | Utility Specific | Cord Wood
B - Income Eligible | B1 - Home Energy Assistance | B1a - HEA (Weatherization) | Duct Sealing, Electric | EB1a085 | HVAC | Dwelling Unit | 0 | 20 |  |  |  | 0 | 0% | 0% | 0% | 100% | 100% | 91% | 91% | 91% | 91% |  | Utility Specific |  | Weighted HVAC - All Homes | 25.41% | 29.66% | 23.25% | 21.68% | Calculated |  | 0.00078321 | 0 | 33.6% | 20.1% | 33.6% | 33.6% | Utility Specific
B - Income Eligible | B1 - Home Energy Assistance | B1a - HEA (Weatherization) | Duct Sealing, Gas | EB1a086 | HVAC | Dwelling Unit | 0 | 20 |  |  |  | 0 | 0% | 0% | 0% | 100% | 100% | 91% | 91% | 91% | 91% |  | Utility Specific |  | Central Air Conditioner/Heat Pump (Cooling) | 6.595% | 3.846% | 47.32% | 42.24% | Calculated |  | 0.0015937 | 0 | 34.6% | 0% | 34.6% | 34.6% | Utility Specific | NG - Res Heating
B - Income Eligible | B1 - Home Energy Assistance | B1a - HEA (Weatherization) | Duct Sealing, Kerosene | EB1a087 | HVAC | Dwelling Unit | 0 | 20 |  |  |  | 0 | 0% | 0% | 0% | 100% | 100% | 91% | 91% | 91% | 91% |  | Utility Specific |  | Central Air Conditioner/Heat Pump (Cooling) | 6.595% | 3.846% | 47.32% | 42.24% | Calculated |  | 0.0015937 | 0 | 34.6% | 0% | 34.6% | 34.6% | Utility Specific | Kerosene
B - Income Eligible | B1 - Home Energy Assistance | B1a - HEA (Weatherization) | Duct Sealing, Oil | EB1a088 | HVAC | Dwelling Unit | 0 | 20 |  |  |  | 0 | 0% | 0% | 0% | 100% | 100% | 91% | 91% | 91% | 91% |  | Utility Specific |  | Central Air Conditioner/Heat Pump (Cooling) | 6.595% | 3.846% | 47.32% | 42.24% | Calculated |  | 0.0015937 | 0 | 34.6% | 0% | 34.6% | 34.6% | Utility Specific | Fuel Oil - Residential Distillate
B - Income Eligible | B1 - Home Energy Assistance | B1a - HEA (Weatherization) | Duct Sealing, Propane | EB1a089 | HVAC | Dwelling Unit | 0 | 20 |  |  |  | 0 | 0% | 0% | 0% | 100% | 100% | 91% | 91% | 91% | 91% |  | Utility Specific |  | Central Air Conditioner/Heat Pump (Cooling) | 6.595% | 3.846% | 47.32% | 42.24% | Calculated |  | 0.0015937 | 0 | 34.6% | 0% | 34.6% | 34.6% | Utility Specific | Propane
B - Income Eligible | B1 - Home Energy Assistance | B1a - HEA (Weatherization) | Duct Sealing, Wood Pellets | EB1a090 | HVAC | Dwelling Unit | 0 | 20 |  |  |  | 0 | 0% | 0% | 0% | 100% | 100% | 91% | 91% | 91% | 91% |  | Utility Specific |  | Central Air Conditioner/Heat Pump (Cooling) | 6.595% | 3.846% | 47.32% | 42.24% | Calculated |  | 0.0015937 | 0 | 34.6% | 0% | 34.6% | 34.6% | Utility Specific | Pellet Wood
B - Income Eligible | B1 - Home Energy Assistance | B1a - HEA (Weatherization) | Faucet Aerator, Electric | EB1a009 | Hot Water | Aerator | 5 | 7 | 50 | 50 |  | 0 | 0% | 0% | 0% | 100% | 100% | 100% | 100% | 100% | 100% |  | Deemed | 46.863 | Water Heater - Electric | 41.52% | 31.39% | 15.22% | 11.88% | Calculated |  | 0.00024338 | 0.011406 | 31.2% | 80.8% | 31.2% | 31.2% | Deemed |  | 0 |  |  |  |  | 586
B - Income Eligible | B1 - Home Energy Assistance | B1a - HEA (Weatherization) | Faucet Aerator, Gas | EB1a010 | Hot Water | Aerator | 0 | 7 |  |  |  | 0 | 0% | 0% | 0% | 100% | 100% | 100% | 100% | 100% | 100% |  | Deemed | 0 | Non-Electric Measures | 0% | 0% | 0% | 0% | Calculated |  | 0 | 0 | 0% | 0% | 0% | 0% | Deemed | NG - Res Hot Water | 0.156 |  |  |  |  | 586
B - Income Eligible | B1 - Home Energy Assistance | B1a - HEA (Weatherization) | Faucet Aerator, Kerosene | EB1a011 | Hot Water | Aerator | 0 | 7 | 50 | 50 |  | 0 | 0% | 0% | 0% | 100% | 100% | 100% | 100% | 100% | 100% |  | Deemed | 0 | Non-Electric Measures | 0% | 0% | 0% | 0% | Calculated |  | 0 | 0 | 0% | 0% | 0% | 0% | Deemed | Kerosene | 0.156 |  |  |  |  | 586
B - Income Eligible | B1 - Home Energy Assistance | B1a - HEA (Weatherization) | Faucet Aerator, Oil | EB1a012 | Hot Water | Aerator | 20 | 7 | 50 | 50 |  | 0 | 0% | 0% | 0% | 100% | 100% | 100% | 100% | 100% | 100% |  | Deemed | 0 | Non-Electric Measures | 0% | 0% | 0% | 0% | Calculated |  | 0 | 0 | 0% | 0% | 0% | 0% | Deemed | Fuel Oil - Residential Distillate | 0.156 |  |  |  |  | 586
B - Income Eligible | B1 - Home Energy Assistance | B1a - HEA (Weatherization) | Faucet Aerator, Propane | EB1a013 | Hot Water | Aerator | 18 | 7 | 50 | 50 |  | 0 | 0% | 0% | 0% | 100% | 100% | 100% | 100% | 100% | 100% |  | Deemed | 0 | Non-Electric Measures | 0% | 0% | 0% | 0% | Calculated |  | 0 | 0 | 0% | 0% | 0% | 0% | Deemed | Propane | 0.156 |  |  |  |  | 586
B - Income Eligible | B1 - Home Energy Assistance | B1a - HEA (Weatherization) | Tank Wrap, Electric | EB1a091 | Hot Water | Dwelling Unit | 0 | 7 |  |  |  | 0 | 0% | 0% | 0% | 100% | 100% | 91% | 91% | 91% | 91% |  | Utility Specific |  | Water Heater - Electric | 41.52% | 31.39% | 15.22% | 11.88% | Calculated |  | 0.00024338 | 0 | 31.2% | 80.8% | 31.2% | 31.2% | Utility Specific
B - Income Eligible | B1 - Home Energy Assistance | B1a - HEA (Weatherization) | Tank Wrap, Gas | EB1a092 | Hot Water | Dwelling Unit | 0 | 7 |  |  |  | 0 | 0% | 0% | 0% | 100% | 100% | 91% | 91% | 91% | 91% |  | Utility Specific |  | Non-Electric Measures | 0% | 0% | 0% | 0% | Calculated |  | 0 | 0 | 0% | 0% | 0% | 0% | Utility Specific | NG - Res Hot Water
B - Income Eligible | B1 - Home Energy Assistance | B1a - HEA (Weatherization) | Tank Wrap, Kerosene | EB1a093 | Hot Water | Dwelling Unit | 0 | 7 |  |  |  | 0 | 0% | 0% | 0% | 100% | 100% | 91% | 91% | 91% | 91% |  | Utility Specific |  | Non-Electric Measures | 0% | 0% | 0% | 0% | Calculated |  | 0 | 0 | 0% | 0% | 0% | 0% | Utility Specific | Kerosene
B - Income Eligible | B1 - Home Energy Assistance | B1a - HEA (Weatherization) | Tank Wrap, Oil | EB1a094 | Hot Water | Dwelling Unit | 0 | 7 |  |  |  | 0 | 0% | 0% | 0% | 100% | 100% | 91% | 91% | 91% | 91% |  | Utility Specific |  | Non-Electric Measures | 0% | 0% | 0% | 0% | Calculated |  | 0 | 0 | 0% | 0% | 0% | 0% | Utility Specific | Fuel Oil - Residential Distillate
B - Income Eligible | B1 - Home Energy Assistance | B1a - HEA (Weatherization) | Tank Wrap, Propane | EB1a095 | Hot Water | Dwelling Unit | 0 | 7 |  |  |  | 0 | 0% | 0% | 0% | 100% | 100% | 91% | 91% | 91% | 91% |  | Utility Specific |  | Non-Electric Measures | 0% | 0% | 0% | 0% | Calculated |  | 0 | 0 | 0% | 0% | 0% | 0% | Utility Specific | Propane
B - Income Eligible | B1 - Home Energy Assistance | B1a - HEA (Weatherization) | Hand Held Showerhead, Electric | EB1a016 | Hot Water | Showerhead | 4 | 15 | 50 | 50 |  | 0 | 0% | 0% | 0% | 100% | 100% | 91% | 91% | 91% | 91% |  | Utility Specific | 50 | Water Heater - Electric | 41.52% | 31.39% | 15.22% | 11.88% | Calculated |  | 0.00024338 | 0.012169 | 31.2% | 80.8% | 31.2% | 31.2% | Utility Specific | [6 empty] | 1246
B - Income Eligible | B1 - Home Energy Assistance | B1a - HEA (Weatherization) | Hand Held Showerhead, Gas | EB1a017 | Hot Water | Showerhead | 0 | 15 |  |  |  | 0 | 0% | 0% | 0% | 100% | 100% | 91% | 91% | 91% | 91% |  | Utility Specific |  | Non-Electric Measures | 0% | 0% | 0% | 0% | Calculated |  | 0 | 0 | 0% | 0% | 0% | 0% | Utility Specific | NG - Res Hot Water | [5 empty] | 1246
B - Income Eligible | B1 - Home Energy Assistance | B1a - HEA (Weatherization) | Hand Held Showerhead, Kerosene | EB1a018 | Hot Water | Showerhead | 1 | 15 | 50 | 50 |  | 0 | 0% | 0% | 0% | 100% | 100% | 91% | 91% | 91% | 91% |  | Utility Specific |  | Non-Electric Measures | 0% | 0% | 0% | 0% | Calculated |  | 0 | 0 | 0% | 0% | 0% | 0% | Utility Specific | Kerosene | 0.633 |  |  |  |  | 1246
B - Income Eligible | B1 - Home Energy Assistance | B1a - HEA (Weatherization) | Hand Held Showerhead, Oil | EB1a019 | Hot Water | Showerhead | 16 | 15 | 50 | 50 |  | 0 | 0% | 0% | 0% | 100% | 100% | 91% | 91% | 91% | 91% |  | Utility Specific |  | Non-Electric Measures | 0% | 0% | 0% | 0% | Calculated |  | 0 | 0 | 0% | 0% | 0% | 0% | Utility Specific | Fuel Oil - Residential Distillate | 0.633 |  |  |  |  | 1246
B - Income Eligible | B1 - Home Energy Assistance | B1a - HEA (Weatherization) | Hand Held Showerhead, Propane | EB1a020 | Hot Water | Showerhead | 14 | 15 | 50 | 50 |  | 0 | 0% | 0% | 0% | 100% | 100% | 91% | 91% | 91% | 91% |  | Utility Specific |  | Non-Electric Measures | 0% | 0% | 0% | 0% | Calculated |  | 0 | 0 | 0% | 0% | 0% | 0% | Utility Specific | Propane | 0.633 |  |  |  |  | 1246
B - Income Eligible | B1 - Home Energy Assistance | B1a - HEA (Weatherization) | Energy Kits | EB1a121 | Custom Measures | Energy Kit | 0 |  |  |  |  | 0 | 0% | 0% | 0% | 100% | 84% | 100% | 100% | 100% | 100% |  | Utility Specific |  | Primary TV and Peripherals | 32.24% | 34.78% | 15.36% | 17.62% | Calculated |  | 0.00018311 |  | 58.2% | 86.3% | 58.2% | 58.2%
B - Income Eligible | B1 - Home Energy Assistance | B1a - HEA (Weatherization) | Insulation, Cord Wood | EB1a022 | Envelope | Dwelling Unit | 0 | 25 |  |  |  | 0 | 0% | 0% | 0% | 100% | 100% | 64% | 64% | 64% | 61% |  | Utility Specific |  | Central Air Conditioner/Heat Pump (Cooling) | 6.595% | 3.846% | 47.32% | 42.24% | Calculated |  | 0.0015937 | 0 | 34.6% | 0% | 34.6% | 34.6% | Utility Specific | Cord Wood
B - Income Eligible | B1 - Home Energy Assistance | B1a - HEA (Weatherization) | Insulation, Electric | EB1a023 | Envelope | Dwelling Unit | 3 | 25 | 15325 | 15325 |  | 0 | 0% | 0% | 0% | 100% | 100% | 64% | 64% | 64% | 61% |  | Utility Specific | 3344.05 | Weighted HVAC - All Homes | 25.41% | 29.66% | 23.25% | 21.68% | Calculated |  | 0.00078321 | 2.6191 | 33.6% | 20.1% | 33.6% | 33.6% | Utility Specific | Fuel Oil - Residential Distillate | 6.06
B - Income Eligible | B1 - Home Energy Assistance | B1a - HEA (Weatherization) | Insulation, Gas | EB1a024 | Envelope | Dwelling Unit | 0 | 25 |  |  |  | 0 | 0% | 0% | 0% | 100% | 100% | 64% | 64% | 64% | 58% |  | Utility Specific |  | Central Air Conditioner/Heat Pump (Cooling) | 6.595% | 3.846% | 47.32% | 42.24% | Calculated |  | 0.0015937 | 0 | 34.6% | 0% | 34.6% | 34.6% | Utility Specific | NG - Res Heating
B - Income Eligible | B1 - Home Energy Assistance | B1a - HEA (Weatherization) | Insulation, Kerosene | EB1a025 | Envelope | Dwelling Unit | 4 | 25 | 5019 | 5019 |  | 0 | 0% | 0% | 0% | 100% | 100% | 64% | 64% | 64% | 61% |  | Utility Specific | 33.18 | Central Air Conditioner/Heat Pump (Cooling) | 6.595% | 3.846% | 47.32% | 42.24% | Calculated |  | 0.0015937 | 0.05288 | 34.6% | 0% | 34.6% | 34.6% | Utility Specific | Kerosene | 17.01
B - Income Eligible | B1 - Home Energy Assistance | B1a - HEA (Weatherization) | Insulation, Oil | EB1a026 | Envelope | Dwelling Unit | 48.8462 | 25 | 8050.35 | 8050.35 |  | 0 | 0% | 0% | 0% | 100% | 100% | 64% | 64% | 64% | 61% |  | Utility Specific | 282.09 | Central Air Conditioner/Heat Pump (Cooling) | 6.595% | 3.846% | 47.32% | 42.24% | Calculated |  | 0.0015937 | 0.44958 | 34.6% | 0% | 34.6% | 34.6% | Utility Specific | Fuel Oil - Residential Distillate | 23.62
B - Income Eligible | B1 - Home Energy Assistance | B1a - HEA (Weatherization) | Insulation, Propane | EB1a027 | Envelope | Dwelling Unit | 40 | 25 | 6458.55 | 6458.55 |  | 0 | 0% | 0% | 0% | 100% | 100% | 64% | 64% | 64% | 61% |  | Utility Specific | 122.48 | Central Air Conditioner/Heat Pump (Cooling) | 6.595% | 3.846% | 47.32% | 42.24% | Calculated |  | 0.0015937 | 0.1952 | 34.6% | 0% | 34.6% | 34.6% | Utility Specific | Propane | 12.52
B - Income Eligible | B1 - Home Energy Assistance | B1a - HEA (Weatherization) | Insulation, Wood Pellets | EB1a028 | Envelope | Dwelling Unit | 2 | 25 | 17900 | 17900 |  | 0 | 0% | 0% | 0% | 100% | 100% | 64% | 64% | 64% | 61% |  | Utility Specific | 1964.24 | Central Air Conditioner/Heat Pump (Cooling) | 6.595% | 3.846% | 47.32% | 42.24% | Calculated |  | 0.0015937 | 3.1305 | 34.6% | 0% | 34.6% | 34.6% | Utility Specific | Pellet Wood | 36.3
B - Income Eligible | B1 - Home Energy Assistance | B1a - HEA (Weatherization) | Duct Insulation, Cord Wood | EB1a077 | HVAC | Dwelling Unit | 0 | 25 |  |  |  | 0 | 0% | 0% | 0% | 100% | 100% | 91% | 91% | 91% | 91% |  | Utility Specific |  | Central Air Conditioner/Heat Pump (Cooling) | 6.595% | 3.846% | 47.32% | 42.24% | Calculated |  | 0.0015937 | 0 | 34.6% | 0% | 34.6% | 34.6% | Utility Specific | Cord Wood
B - Income Eligible | B1 - Home Energy Assistance | B1a - HEA (Weatherization) | Duct Insulation, Electric | EB1a078 | HVAC | Dwelling Unit | 0 | 25 |  |  |  | 0 | 0% | 0% | 0% | 100% | 100% | 91% | 91% | 91% | 91% |  | Utility Specific |  | Weighted HVAC - All Homes | 25.41% | 29.66% | 23.25% | 21.68% | Calculated |  | 0.00078321 | 0 | 33.6% | 20.1% | 33.6% | 33.6% | Utility Specific
B - Income Eligible | B1 - Home Energy Assistance | B1a - HEA (Weatherization) | Duct Insulation, Gas | EB1a079 | HVAC | Dwelling Unit | 0 | 25 |  |  |  | 0 | 0% | 0% | 0% | 100% | 100% | 91% | 91% | 91% | 91% |  | Utility Specific |  | Central Air Conditioner/Heat Pump (Cooling) | 6.595% | 3.846% | 47.32% | 42.24% | Calculated |  | 0.0015937 | 0 | 34.6% | 0% | 34.6% | 34.6% | Utility Specific | NG - Res Heating
B - Income Eligible | B1 - Home Energy Assistance | B1a - HEA (Weatherization) | Duct Insulation, Kerosene | EB1a080 | HVAC | Dwelling Unit | 0 | 25 |  |  |  | 0 | 0% | 0% | 0% | 100% | 100% | 91% | 91% | 91% | 91% |  | Utility Specific |  | Central Air Conditioner/Heat Pump (Cooling) | 6.595% | 3.846% | 47.32% | 42.24% | Calculated |  | 0.0015937 | 0 | 34.6% | 0% | 34.6% | 34.6% | Utility Specific | Kerosene
B - Income Eligible | B1 - Home Energy Assistance | B1a - HEA (Weatherization) | Duct Insulation, Oil | EB1a081 | HVAC | Dwelling Unit | 0 | 25 |  |  |  | 0 | 0% | 0% | 0% | 100% | 100% | 91% | 91% | 91% | 91% |  | Utility Specific |  | Central Air Conditioner/Heat Pump (Cooling) | 6.595% | 3.846% | 47.32% | 42.24% | Calculated |  | 0.0015937 | 0 | 34.6% | 0% | 34.6% | 34.6% | Utility Specific | Fuel Oil - Residential Distillate
B - Income Eligible | B1 - Home Energy Assistance | B1a - HEA (Weatherization) | Duct Insulation, Propane | EB1a082 | HVAC | Dwelling Unit | 0 | 25 |  |  |  | 0 | 0% | 0% | 0% | 100% | 100% | 91% | 91% | 91% | 91% |  | Utility Specific |  | Central Air Conditioner/Heat Pump (Cooling) | 6.595% | 3.846% | 47.32% | 42.24% | Calculated |  | 0.0015937 | 0 | 34.6% | 0% | 34.6% | 34.6% | Utility Specific | Propane
B - Income Eligible | B1 - Home Energy Assistance | B1a - HEA (Weatherization) | Duct Insulation, Wood Pellets | EB1a083 | HVAC | Dwelling Unit | 0 | 25 |  |  |  | 0 | 0% | 0% | 0% | 100% | 100% | 91% | 91% | 91% | 91% |  | Utility Specific |  | Central Air Conditioner/Heat Pump (Cooling) | 6.595% | 3.846% | 47.32% | 42.24% | Calculated |  | 0.0015937 | 0 | 34.6% | 0% | 34.6% | 34.6% | Utility Specific | Pellet Wood
B - Income Eligible | B1 - Home Energy Assistance | B1a - HEA (Weatherization) | Low Flow Showerhead, Electric | EB1a030 | Hot Water | Showerhead | 5 | 15 | 35 | 35 |  | 0 | 0% | 0% | 0% | 100% | 100% | 91% | 91% | 91% | 91% |  | Utility Specific | 40 | Water Heater - Electric | 41.52% | 31.39% | 15.22% | 11.88% | Calculated |  | 0.00024338 | 0.0097353 | 31.2% | 80.8% | 31.2% | 31.2% | Utility Specific | [6 empty] | 1246
B - Income Eligible | B1 - Home Energy Assistance | B1a - HEA (Weatherization) | Low Flow Showerhead, Gas | EB1a031 | Hot Water | Showerhead | 0 | 15 | 35 | 35 |  | 0 | 0% | 0% | 0% | 100% | 100% | 91% | 91% | 91% | 91% |  | Utility Specific |  | Non-Electric Measures | 0% | 0% | 0% | 0% | Calculated |  | 0 | 0 | 0% | 0% | 0% | 0% | Utility Specific | NG - Res Hot Water | [5 empty] | 1246
B - Income Eligible | B1 - Home Energy Assistance | B1a - HEA (Weatherization) | Low Flow Showerhead, Kerosene | EB1a032 | Hot Water | Showerhead | 0 | 15 | 35 | 35 |  | 0 | 0% | 0% | 0% | 100% | 100% | 91% | 91% | 91% | 91% |  | Utility Specific |  | Non-Electric Measures | 0% | 0% | 0% | 0% | Calculated |  | 0 | 0 | 0% | 0% | 0% | 0% | Utility Specific | Kerosene | 0.633 |  |  |  |  | 1246
B - Income Eligible | B1 - Home Energy Assistance | B1a - HEA (Weatherization) | Low Flow Showerhead, Oil | EB1a033 | Hot Water | Showerhead | 0 | 15 | 35 | 35 |  | 0 | 0% | 0% | 0% | 100% | 100% | 91% | 91% | 91% | 91% |  | Utility Specific |  | Non-Electric Measures | 0% | 0% | 0% | 0% | Calculated |  | 0 | 0 | 0% | 0% | 0% | 0% | Utility Specific | Fuel Oil - Residential Distillate | 0.633 |  |  |  |  | 1246
B - Income Eligible | B1 - Home Energy Assistance | B1a - HEA (Weatherization) | Low Flow Showerhead, Propane | EB1a034 | Hot Water | Showerhead | 0 | 15 | 35 | 35 |  | 0 | 0% | 0% | 0% | 100% | 100% | 91% | 91% | 91% | 91% |  | Utility Specific |  | Non-Electric Measures | 0% | 0% | 0% | 0% | Calculated |  | 0 | 0 | 0% | 0% | 0% | 0% | Utility Specific | Propane | 0.63 |  |  |  |  | 1246
B - Income Eligible | B1 - Home Energy Assistance | B1a - HEA (Weatherization) | Advanced Power Strip, Tier I | EB1a035 | Process | Power Strip | 0 | 5 |  |  |  | 0 | 0% | 0% | 0% | 100% | 100% | 91% | 91% | 91% | 91% |  | Deemed | 105 | Primary TV and Peripherals | 32.24% | 34.78% | 15.36% | 17.62% | Deemed | 0.01 | 0.00018311 | 0.01 | 58.2% | 86.3% | 58.2% | 58.2% | Deemed
B - Income Eligible | B1 - Home Energy Assistance | B1a - HEA (Weatherization) | Advanced Power Strip, Tier II | EB1a036 | Process | Power Strip | 0 | 5 |  |  |  | 0 | 0% | 0% | 0% | 100% | 100% | 91% | 91% | 91% | 91% |  | Deemed | 207 | Primary TV and Peripherals | 32.24% | 34.78% | 15.36% | 17.62% | Deemed | 0.024 | 0.00018311 | 0.024 | 58.2% | 86.3% | 58.2% | 58.2% | Deemed
B - Income Eligible | B1 - Home Energy Assistance | B1a - HEA (Weatherization) | Pipe Insulation - Hot Water, Electric | EB1a037 | Hot Water | Dwelling Unit | 5 | 15 | 150 | 150 |  | 0 | 0% | 0% | 0% | 100% | 100% | 100% | 100% | 100% | 100% |  | Utility Specific | 41 | Water Heater - Electric | 41.52% | 31.39% | 15.22% | 11.88% | Calculated |  | 0.00024338 | 0.0099787 | 31.2% | 80.8% | 31.2% | 31.2% | Utility Specific
B - Income Eligible | B1 - Home Energy Assistance | B1a - HEA (Weatherization) | Pipe Insulation - Hot Water, Gas | EB1a038 | Hot Water | Dwelling Unit | 0 | 15 |  |  |  | 0 | 0% | 0% | 0% | 100% | 100% | 100% | 100% | 100% | 100% |  | Utility Specific |  | Non-Electric Measures | 0% | 0% | 0% | 0% | Calculated |  | 0 | 0 | 0% | 0% | 0% | 0% | Utility Specific | NG - Res Hot Water | 0.523
B - Income Eligible | B1 - Home Energy Assistance | B1a - HEA (Weatherization) | Pipe Insulation - Hot Water, Kerosene | EB1a039 | Hot Water | Dwelling Unit | 0 | 15 | 150 | 150 |  | 0 | 0% | 0% | 0% | 100% | 100% | 100% | 100% | 100% | 100% |  | Utility Specific |  | Water Heater - Natural Gas/Fuel Oil | 40.94% | 34.19% | 13.3% | 11.56% | Calculated |  | 0.00035685 | 0 | 21.4% | 39.9% | 21.4% | 21.4% | Utility Specific | Kerosene | -0.487
B - Income Eligible | B1 - Home Energy Assistance | B1a - HEA (Weatherization) | Pipe Insulation - Hot Water, Oil | EB1a040 | Hot Water | Dwelling Unit | 14 | 15 | 150 | 150 |  | 0 | 0% | 0% | 0% | 100% | 100% | 100% | 100% | 100% | 100% |  | Utility Specific |  | Water Heater - Natural Gas/Fuel Oil | 40.94% | 34.19% | 13.3% | 11.56% | Calculated |  | 0.00035685 | 0 | 21.4% | 39.9% | 21.4% | 21.4% | Utility Specific | Fuel Oil - Residential Distillate | 2.55
B - Income Eligible | B1 - Home Energy Assistance | B1a - HEA (Weatherization) | Pipe Insulation - Hot Water, Propane | EB1a041 | Hot Water | Dwelling Unit | 12 | 15 | 150 | 150 |  | 0 | 0% | 0% | 0% | 100% | 100% | 100% | 100% | 100% | 100% |  | Utility Specific |  | Non-Electric Measures | 0% | 0% | 0% | 0% | Calculated |  | 0 | 0 | 0% | 0% | 0% | 0% | Utility Specific | Propane | 2.55
B - Income Eligible | B1 - Home Energy Assistance | B1a - HEA (Weatherization) | Hot Water Setback, Electric | EB1a042 | Hot Water | Setback | 0 | 2 |  |  |  | 0 | 0% | 0% | 0% | 100% | 100% | 91% | 91% | 91% | 91% |  | Utility Specific |  | 24 hour operation | 30.5% | 36.1% | 15.2% | 18.3% | Calculated |  | 0.00011416 | 0 | 100% | 100% | 100% | 100% | Utility Specific
B - Income Eligible | B1 - Home Energy Assistance | B1a - HEA (Weatherization) | Hot Water Setback, Gas | EB1a060 | Hot Water | Setback | 0 | 2 |  |  |  | 0 | 0% | 0% | 0% | 100% | 100% | 91% | 91% | 91% | 91% |  | Utility Specific |  | Non-Electric Measures | 0% | 0% | 0% | 0% | Calculated |  | 0 | 0 | 0% | 0% | 0% | 0% | Utility Specific | NG - Res Hot Water | 0.41
B - Income Eligible | B1 - Home Energy Assistance | B1a - HEA (Weatherization) | Hot Water Setback, Kerosene | EB1a061 | Hot Water | Setback | 0 | 2 |  |  |  | 0 | 0% | 0% | 0% | 100% | 100% | 91% | 91% | 91% | 91% |  | Utility Specific |  | Non-Electric Measures | 0% | 0% | 0% | 0% | Calculated |  | 0 | 0 | 0% | 0% | 0% | 0% | Utility Specific | Kerosene | 0.41
B - Income Eligible | B1 - Home Energy Assistance | B1a - HEA (Weatherization) | Hot Water Setback, Oil | EB1a062 | Hot Water | Setback | 0 | 2 | 15 | 15 |  | 0 | 0% | 0% | 0% | 100% | 100% | 91% | 91% | 91% | 91% |  | Utility Specific |  | Non-Electric Measures | 0% | 0% | 0% | 0% | Calculated |  | 0 | 0 | 0% | 0% | 0% | 0% | Utility Specific | Fuel Oil - Residential Distillate | 0.41
B - Income Eligible | B1 - Home Energy Assistance | B1a - HEA (Weatherization) | Hot Water Setback, Propane | EB1a063 | Hot Water | Setback | 0 | 2 |  |  |  | 0 | 0% | 0% | 0% | 100% | 100% | 91% | 91% | 91% | 91% |  | Utility Specific |  | Non-Electric Measures | 0% | 0% | 0% | 0% | Calculated |  | 0 | 0 | 0% | 0% | 0% | 0% | Utility Specific | Propane | -0.02
B - Income Eligible | B1 - Home Energy Assistance | B1a - HEA (Weatherization) | DHW Heat Pump Water Heater | EB1a043 | Hot Water | Water Heater | 25 | 15 | 1088 | 1088 |  | 0 | 0% | 0% | 0% | 100% | 100% | 91% | 91% | 91% | 91% |  | Deemed | 961 | Water Heater - Heat Pump | 39.13% | 32.97% | 14.89% | 13.01% | Calculated |  | 0.00021971 | 0.21114 | 41.3% | 74.7% | 41.3% | 41.3% | Deemed | NG - Res Hot Water | 0.74296 | Propane | 0.10386 | Fuel Oil - Residential Distillate | 1.3022
B - Income Eligible | B1 - Home Energy Assistance | B1a - HEA (Weatherization) | Stand Alone Water Heater, Electric | EB1a096 | Hot Water | Water Heater | 1 | 13 | 1500 | 1500 |  | 0 | 0% | 0% | 0% | 100% | 100% | 91% | 91% | 91% | 91% |  | Utility Specific |  | Water Heater - Electric | 41.52% | 31.39% | 15.22% | 11.88% | Calculated |  | 0.00024338 | 0 | 31.2% | 80.8% | 31.2% | 31.2% | Utility Specific
B - Income Eligible | B1 - Home Energy Assistance | B1a - HEA (Weatherization) | Stand Alone Water Heater, Gas | EB1a097 | Hot Water | Water Heater | 0 | 13 |  |  |  | 0 | 0% | 0% | 0% | 100% | 100% | 91% | 91% | 91% | 91% |  | Utility Specific |  | Water Heater - Natural Gas/Fuel Oil | 40.94% | 34.19% | 13.3% | 11.56% | Calculated |  | 0.00035685 | 0 | 21.4% | 39.9% | 21.4% | 21.4% | Utility Specific | NG - Res Hot Water
B - Income Eligible | B1 - Home Energy Assistance | B1a - HEA (Weatherization) | Stand Alone Water Heater, Propane | EB1a099 | Hot Water | Water Heater | 0 | 13 | 2000 | 2000 |  | 0 | 0% | 0% | 0% | 100% | 100% | 91% | 91% | 91% | 91% |  | Utility Specific |  | Water Heater - Natural Gas/Fuel Oil | 40.94% | 34.19% | 13.3% | 11.56% | Calculated |  | 0.00035685 | 0 | 21.4% | 39.9% | 21.4% | 21.4% | Utility Specific | Propane | 0.5
B - Income Eligible | B1 - Home Energy Assistance | B1a - HEA (Weatherization) | Indirect Water Heater, Oil | EB1a098 | Hot Water | Water Heater | 0 | 13 |  |  |  | 0 | 0% | 0% | 0% | 100% | 100% | 91% | 91% | 91% | 91% |  | Utility Specific |  | Water Heater - Natural Gas/Fuel Oil | 40.94% | 34.19% | 13.3% | 11.56% | Calculated |  | 0.00035685 | 0 | 21.4% | 39.9% | 21.4% | 21.4% | Utility Specific | Fuel Oil - Residential Distillate
B - Income Eligible | B1 - Home Energy Assistance | B1a - HEA (Weatherization) | LED Bulb, General Service Lamps | EB1a044 | Lighting | Bulb | 0 | 1 |  |  |  | 0 | 0% | 0% | 0% | 100% | 100% | 91% | 91% | 91% | 91% |  | Utility Specific |  | Lighting | 35.11% | 30.72% | 19.04% | 15.12% | Calculated |  | 0.00025457 | 0 | 54.7% | 84.8% | 54.7% | 54.7% | Utility Specific | NG - Res Heating | 0 | Propane | 0 | Fuel Oil - Residential Distillate | 0
B - Income Eligible | B1 - Home Energy Assistance | B1a - HEA (Weatherization) | LED Bulb, Linear | EB1a045 | Lighting | Fixture | 0 | 7 |  |  |  | 0 | 0% | 0% | 0% | 100% | 100% | 91% | 91% | 91% | 91% |  | Utility Specific |  | Lighting | 35.11% | 30.72% | 19.04% | 15.12% | Calculated |  | 0.00025457 | 0 | 54.7% | 84.8% | 54.7% | 54.7% | Utility Specific | NG - Res Heating | 0 | Propane | 0 | Fuel Oil - Residential Distillate | 0
B - Income Eligible | B1 - Home Energy Assistance | B1a - HEA (Weatherization) | LED Bulb, Other Specialty | EB1a046 | Lighting | Bulb | 0 | 2 |  |  |  | 0 | 0% | 0% | 0% | 100% | 100% | 91% | 91% | 91% | 91% |  | Utility Specific |  | Lighting | 35.11% | 30.72% | 19.04% | 15.12% | Calculated |  | 0.00025457 | 0 | 54.7% | 84.8% | 54.7% | 54.7% | Utility Specific | NG - Res Heating | 0 | Propane | 0 | Fuel Oil - Residential Distillate | 0
B - Income Eligible | B1 - Home Energy Assistance | B1a - HEA (Weatherization) | LED Bulb, Reflector | EB1a047 | Lighting | Bulb | 0 | 1 |  |  |  | 0 | 0% | 0% | 0% | 100% | 100% | 91% | 91% | 91% | 91% |  | Utility Specific |  | Lighting | 35.11% | 30.72% | 19.04% | 15.12% | Calculated |  | 0.00025457 | 0 | 54.7% | 84.8% | 54.7% | 54.7% | Utility Specific | NG - Res Heating | 0 | Propane | 0 | Fuel Oil - Residential Distillate | 0
B - Income Eligible | B1 - Home Energy Assistance | B1a - HEA (Weatherization) | LED Fixture | EB1a048 | Lighting | Fixture | 0 | 2 | 200 | 200 |  | 0 | 0% | 0% | 0% | 100% | 100% | 91% | 91% | 91% | 91% |  | Utility Specific | 40 | Lighting | 35.11% | 30.72% | 19.04% | 15.12% | Calculated |  | 0.00025457 | 0.010183 | 54.7% | 84.8% | 54.7% | 54.7% | Utility Specific | NG - Res Heating | -0.02272 | Propane | -0.01545 | Fuel Oil - Residential Distillate | -0.05271
B - Income Eligible | B1 - Home Energy Assistance | B1a - HEA (Weatherization) | Refrigerator | EB1a049 | Refrigeration | Appliance | 65 | 12 | 1000 | 1000 |  | 0 | 0% | 0% | 0% | 100% | 100% | 100% | 100% | 100% | 100% |  | Utility Specific | 910.8 | Primary Refrigerator | 29% | 31.95% | 18.18% | 20.87% | Calculated |  | 0.00017711 | 0.16131 | 129% | 93% | 129% | 129% | Utility Specific | NG - Res Hot Water | -0.00051688
B - Income Eligible | B1 - Home Energy Assistance | B1a - HEA (Weatherization) | Freezer | EB1a050 | Refrigeration | Appliance | 0 | 12 |  |  |  | 0 | 0% | 0% | 0% | 100% | 100% | 91% | 91% | 91% | 91% |  | Utility Specific |  | Freezer | 28.67% | 33.56% | 17.07% | 20.69% | Calculated |  | 0.00014459 | 0 | 91.2% | 67.6% | 91.2% | 91.2% | Utility Specific
B - Income Eligible | B1 - Home Energy Assistance | B1a - HEA (Weatherization) | Clothes Washer | EB1a051 | Hot Water | Appliance | 0 | 11 |  |  |  | 0 | 0% | 0% | 0% | 100% | 100% | 91% | 91% | 91% | 91% |  | Utility Specific |  | Clothes Washer | 36.44% | 29.9% | 18.29% | 15.36% | Calculated |  | 0.00027004 | 0 | 49.1% | 52% | 49.1% | 49.1% | Utility Specific | NG - Res Hot Water | 0.024201 | Propane | 0.0033829 | Fuel Oil - Residential Distillate | 0.042416 | 823
B - Income Eligible | B1 - Home Energy Assistance | B1a - HEA (Weatherization) | Clothes Dryer | EB1a052 | Envelope | Appliance | 0 | 12 |  |  |  | 0 | 0% | 0% | 0% | 100% | 100% | 91% | 91% | 91% | 91% |  | Utility Specific |  | Clothes Dryer - Electric | 38.94% | 29.95% | 16.9% | 14.21% | Calculated |  | 0.00029483 | 0 | 44.5% | 57.8% | 44.5% | 44.5% | Utility Specific
B - Income Eligible | B1 - Home Energy Assistance | B1a - HEA (Weatherization) | Dehumidifier | EB1a053 | HVAC | Appliance | 31 | 12 | 250 | 250 |  | 0 | 0% | 0% | 0% | 100% | 100% | 91% | 91% | 91% | 91% |  | Deemed | 407.1 | Dehumidifier | 21.99% | 23.34% | 24.93% | 29.74% | Calculated |  | 0.00023381 | 0.095182 | 82% | 17.2% | 82% | 82% | Deemed
B - Income Eligible | B1 - Home Energy Assistance | B1a - HEA (Weatherization) | Room Air Conditioner | EB1a054 | HVAC | Appliance | 0 | 9 | 1000 | 1000 |  | 0 | 0% | 0% | 0% | 100% | 100% | 91% | 91% | 91% | 91% |  | Deemed | 113 | Room or Window Air Conditioner | 2.884% | 2.153% | 47.53% | 47.43% | Calculated |  | 0.0015797 | 0.17851 | 32.8% | 0% | 32.8% | 32.8% | Deemed
B - Income Eligible | B1 - Home Energy Assistance | B1a - HEA (Weatherization) | Window Replacement, Cord Wood | EB1a055 | Envelope | Window | 0 | 25 |  |  |  | 0 | 0% | 0% | 0% | 100% | 100% | 64% | 64% | 64% | 61% |  | Utility Specific |  | Central Air Conditioner/Heat Pump (Cooling) | 6.595% | 3.846% | 47.32% | 42.24% | Calculated |  | 0.0015937 | 0 | 34.6% | 0% | 34.6% | 34.6% | Utility Specific | Cord Wood
B - Income Eligible | B1 - Home Energy Assistance | B1a - HEA (Weatherization) | Window Replacement, Electric | EB1a064 | Envelope | Window | 36 | 25 | 175 | 175 |  | 0 | 0% | 0% | 0% | 100% | 100% | 64% | 64% | 64% | 61% |  | Utility Specific | 58.94 | Weighted HVAC - All Homes | 25.41% | 29.66% | 23.25% | 21.68% | Calculated |  | 0.00078321 | 0.046162 | 33.6% | 20.1% | 33.6% | 33.6% | Utility Specific
B - Income Eligible | B1 - Home Energy Assistance | B1a - HEA (Weatherization) | Window Replacement, Gas | EB1a065 | Envelope | Window | 0 | 25 |  |  |  | 0 | 0% | 0% | 0% | 100% | 100% | 64% | 64% | 64% | 58% |  | Utility Specific |  | Central Air Conditioner/Heat Pump (Cooling) | 6.595% | 3.846% | 47.32% | 42.24% | Calculated |  | 0.0015937 | 0 | 34.6% | 0% | 34.6% | 34.6% | Utility Specific | NG - Res Heating
B - Income Eligible | B1 - Home Energy Assistance | B1a - HEA (Weatherization) | Window Replacement, Kerosene | EB1a066 | Envelope | Window | 2 | 25 | 625 | 625 |  | 0 | 0% | 0% | 0% | 100% | 100% | 64% | 64% | 64% | 61% |  | Utility Specific |  | Central Air Conditioner/Heat Pump (Cooling) | 6.595% | 3.846% | 47.32% | 42.24% | Calculated |  | 0.0015937 | 0 | 34.6% | 0% | 34.6% | 34.6% | Utility Specific | Kerosene | 0.65
B - Income Eligible | B1 - Home Energy Assistance | B1a - HEA (Weatherization) | Window Replacement, Oil | EB1a067 | Envelope | Window | 8 | 25 | 750 | 750 |  | 0 | 0% | 0% | 0% | 100% | 100% | 64% | 64% | 64% | 61% |  | Utility Specific |  | Central Air Conditioner/Heat Pump (Cooling) | 6.595% | 3.846% | 47.32% | 42.24% | Calculated |  | 0.0015937 | 0 | 34.6% | 0% | 34.6% | 34.6% | Utility Specific | Fuel Oil - Residential Distillate | 0.85
B - Income Eligible | B1 - Home Energy Assistance | B1a - HEA (Weatherization) | Window Replacement, Propane | EB1a068 | Envelope | Window | 8 | 25 | 750 | 750 |  | 0 | 0% | 0% | 0% | 100% | 100% | 64% | 64% | 64% | 61% |  | Utility Specific |  | Central Air Conditioner/Heat Pump (Cooling) | 6.595% | 3.846% | 47.32% | 42.24% | Calculated |  | 0.0015937 | 0 | 34.6% | 0% | 34.6% | 34.6% | Utility Specific | Propane | 0.85
B - Income Eligible | B1 - Home Energy Assistance | B1a - HEA (Weatherization) | Window Replacement, Wood Pellets | EB1a069 | Envelope | Window | 0 | 25 |  |  |  | 0 | 0% | 0% | 0% | 100% | 100% | 64% | 64% | 64% | 61% |  | Utility Specific |  | Central Air Conditioner/Heat Pump (Cooling) | 6.595% | 3.846% | 47.32% | 42.24% | Calculated |  | 0.0015937 | 0 | 34.6% | 0% | 34.6% | 34.6% | Utility Specific | Pellet Wood
B - Income Eligible | B1 - Home Energy Assistance | B1a - HEA (Weatherization) | Window Insert, Cord Wood | EB1a100 | Envelope | Window | 0 | 4 |  |  |  | 0 | 0% | 0% | 0% | 100% | 100% | 64% | 64% | 64% | 61% |  | Utility Specific |  | Central Air Conditioner/Heat Pump (Cooling) | 6.595% | 3.846% | 47.32% | 42.24% | Calculated |  | 0.0015937 | 0 | 34.6% | 0% | 34.6% | 34.6% | Utility Specific | Cord Wood
B - Income Eligible | B1 - Home Energy Assistance | B1a - HEA (Weatherization) | Window Insert, Electric | EB1a101 | Envelope | Window | 1 | 4 | 1000 | 1000 |  | 0 | 0% | 0% | 0% | 100% | 100% | 64% | 64% | 64% | 61% |  | Utility Specific | 30.98 | Weighted HVAC - All Homes | 25.41% | 29.66% | 23.25% | 21.68% | Calculated |  | 0.00078321 | 0.024264 | 33.6% | 20.1% | 33.6% | 33.6% | Utility Specific
B - Income Eligible | B1 - Home Energy Assistance | B1a - HEA (Weatherization) | Window Insert, Gas | EB1a102 | Envelope | Window | 0 | 4 |  |  |  | 0 | 0% | 0% | 0% | 100% | 100% | 64% | 64% | 64% | 58% |  | Utility Specific |  | Central Air Conditioner/Heat Pump (Cooling) | 6.595% | 3.846% | 47.32% | 42.24% | Calculated |  | 0.0015937 | 0 | 34.6% | 0% | 34.6% | 34.6% | Utility Specific | NG - Res Heating
B - Income Eligible | B1 - Home Energy Assistance | B1a - HEA (Weatherization) | Window Insert, Kerosene | EB1a103 | Envelope | Window | 0 | 4 |  |  |  | 0 | 0% | 0% | 0% | 100% | 100% | 64% | 64% | 64% | 61% |  | Utility Specific |  | Central Air Conditioner/Heat Pump (Cooling) | 6.595% | 3.846% | 47.32% | 42.24% | Calculated |  | 0.0015937 | 0 | 34.6% | 0% | 34.6% | 34.6% | Utility Specific | Kerosene
B - Income Eligible | B1 - Home Energy Assistance | B1a - HEA (Weatherization) | Window Insert, Oil | EB1a104 | Envelope | Window | 0 | 4 |  |  |  | 0 | 0% | 0% | 0% | 100% | 100% | 64% | 64% | 64% | 61% |  | Utility Specific |  | Central Air Conditioner/Heat Pump (Cooling) | 6.595% | 3.846% | 47.32% | 42.24% | Calculated |  | 0.0015937 | 0 | 34.6% | 0% | 34.6% | 34.6% | Utility Specific | Fuel Oil - Residential Distillate
B - Income Eligible | B1 - Home Energy Assistance | B1a - HEA (Weatherization) | Window Insert, Propane | EB1a105 | Envelope | Window | 0 | 4 | 558.08 | 558.08 |  | 0 | 0% | 0% | 0% | 100% | 100% | 64% | 64% | 64% | 61% |  | Utility Specific |  | Central Air Conditioner/Heat Pump (Cooling) | 6.595% | 3.846% | 47.32% | 42.24% | Calculated |  | 0.0015937 | 0 | 34.6% | 0% | 34.6% | 34.6% | Utility Specific | Propane
B - Income Eligible | B1 - Home Energy Assistance | B1a - HEA (Weatherization) | Window Insert, Wood Pellets | EB1a106 | Envelope | Window | 0 | 4 |  |  |  | 0 | 0% | 0% | 0% | 100% | 100% | 64% | 64% | 64% | 61% |  | Utility Specific |  | Central Air Conditioner/Heat Pump (Cooling) | 6.595% | 3.846% | 47.32% | 42.24% | Calculated |  | 0.0015937 | 0 | 34.6% | 0% | 34.6% | 34.6% | Utility Specific | Pellet Wood
B - Income Eligible | B1 - Home Energy Assistance | B1a - HEA (Weatherization) | Insulated Door, Cord Wood | EB1a070 | Envelope | Door | 0 | 25 |  |  |  | 0 | 0% | 0% | 0% | 100% | 100% | 64% | 64% | 64% | 61% |  | Utility Specific |  | Central Air Conditioner/Heat Pump (Cooling) | 6.595% | 3.846% | 47.32% | 42.24% | Calculated |  | 0.0015937 | 0 | 34.6% | 0% | 34.6% | 34.6% | Utility Specific | Cord Wood
B - Income Eligible | B1 - Home Energy Assistance | B1a - HEA (Weatherization) | Insulated Door, Electric | EB1a071 | Envelope | Door | 2 | 25 | 950 | 950 |  | 0 | 0% | 0% | 0% | 100% | 100% | 64% | 64% | 64% | 61% |  | Utility Specific | 38.88 | Weighted HVAC - All Homes | 25.41% | 29.66% | 23.25% | 21.68% | Calculated |  | 0.00078321 | 0.030451 | 33.6% | 20.1% | 33.6% | 33.6% | Utility Specific
B - Income Eligible | B1 - Home Energy Assistance | B1a - HEA (Weatherization) | Insulated Door, Gas | EB1a072 | Envelope | Door | 0 | 25 |  |  |  | 0 | 0% | 0% | 0% | 100% | 100% | 64% | 64% | 64% | 58% |  | Utility Specific |  | Central Air Conditioner/Heat Pump (Cooling) | 6.595% | 3.846% | 47.32% | 42.24% | Calculated |  | 0.0015937 | 0 | 34.6% | 0% | 34.6% | 34.6% | Utility Specific | NG - Res Heating
B - Income Eligible | B1 - Home Energy Assistance | B1a - HEA (Weatherization) | Insulated Door, Kerosene | EB1a073 | Envelope | Door | 0 | 25 |  |  |  | 0 | 0% | 0% | 0% | 100% | 100% | 64% | 64% | 64% | 61% |  | Utility Specific |  | Central Air Conditioner/Heat Pump (Cooling) | 6.595% | 3.846% | 47.32% | 42.24% | Calculated |  | 0.0015937 | 0 | 34.6% | 0% | 34.6% | 34.6% | Utility Specific | Kerosene
B - Income Eligible | B1 - Home Energy Assistance | B1a - HEA (Weatherization) | Insulated Door, Oil | EB1a074 | Envelope | Door | 6 | 25 | 950 | 950 |  | 0 | 0% | 0% | 0% | 100% | 100% | 64% | 64% | 64% | 61% |  | Utility Specific |  | Central Air Conditioner/Heat Pump (Cooling) | 6.595% | 3.846% | 47.32% | 42.24% | Calculated |  | 0.0015937 | 0 | 34.6% | 0% | 34.6% | 34.6% | Utility Specific | Fuel Oil - Residential Distillate | 0.95
B - Income Eligible | B1 - Home Energy Assistance | B1a - HEA (Weatherization) | Insulated Door, Propane | EB1a075 | Envelope | Door | 3 | 25 | 950 | 950 |  | 0 | 0% | 0% | 0% | 100% | 100% | 64% | 64% | 64% | 61% |  | Utility Specific |  | Central Air Conditioner/Heat Pump (Cooling) | 6.595% | 3.846% | 47.32% | 42.24% | Calculated |  | 0.0015937 | 0 | 34.6% | 0% | 34.6% | 34.6% | Utility Specific | Propane | 0.95
B - Income Eligible | B1 - Home Energy Assistance | B1a - HEA (Weatherization) | Insulated Door, Wood Pellets | EB1a076 | Envelope | Door | 0 | 25 |  |  |  | 0 | 0% | 0% | 0% | 100% | 100% | 64% | 64% | 64% | 61% |  | Utility Specific |  | Central Air Conditioner/Heat Pump (Cooling) | 6.595% | 3.846% | 47.32% | 42.24% | Calculated |  | 0.0015937 | 0 | 34.6% | 0% | 34.6% | 34.6% | Utility Specific | Pellet Wood
B - Income Eligible | B1 - Home Energy Assistance | B1a - HEA (Weatherization) | Cooling, Electric, SF New Construction | EB1a107 | HVAC | Dwelling Unit | 0 | 25 |  |  |  | 0 | 0% | 0% | 0% | 100% | 100% | 91% | 91% | 91% | 91% |  | Utility Specific |  | Central Air Conditioner/Heat Pump (Cooling) | 6.595% | 3.846% | 47.32% | 42.24% | Calculated |  | 0.0015937 | 0 | 34.6% | 0% | 34.6% | 34.6% | Utility Specific
B - Income Eligible | B1 - Home Energy Assistance | B1a - HEA (Weatherization) | Cooling, Electric, MF New Construction | EB1a116 | HVAC | Dwelling Unit | 0 | 25 |  |  |  | 0 | 0% | 0% | 0% | 100% | 100% | 91% | 91% | 91% | 91% |  | Utility Specific |  | Central Air Conditioner/Heat Pump (Cooling) | 6.595% | 3.846% | 47.32% | 42.24% | Calculated |  | 0.0015937 | 0 | 34.6% | 0% | 34.6% | 34.6% | Utility Specific
B - Income Eligible | B1 - Home Energy Assistance | B1a - HEA (Weatherization) | Heating, Electric, SF New Construction | EB1a108 | HVAC | Dwelling Unit | 0 | 25 |  |  |  | 0 | 0% | 0% | 0% | 100% | 100% | 91% | 91% | 91% | 91% |  | Utility Specific |  | Hardwired Electric Heat | 43.13% | 56.87% | 0% | 0% | Calculated |  | 0.0007332 | 0 | 0% | 43.3% | 0% | 0% | Utility Specific
B - Income Eligible | B1 - Home Energy Assistance | B1a - HEA (Weatherization) | Heating, Electric, MF New Construction | EB1a117 | HVAC | Dwelling Unit | 0 | 25 |  |  |  | 0 | 0% | 0% | 0% | 100% | 100% | 91% | 91% | 91% | 91% |  | Utility Specific |  | Hardwired Electric Heat | 43.13% | 56.87% | 0% | 0% | Calculated |  | 0.0007332 | 0 | 0% | 43.3% | 0% | 0% | Utility Specific
B - Income Eligible | B1 - Home Energy Assistance | B1a - HEA (Weatherization) | Hot Water, Electric, SF New Construction | EB1a112 | HVAC | Dwelling Unit | 0 | 15 |  |  |  | 0 | 0% | 0% | 0% | 100% | 100% | 91% | 91% | 91% | 91% |  | Utility Specific |  | Water Heater - Electric | 41.52% | 31.39% | 15.22% | 11.88% | Calculated |  | 0.00024338 | 0 | 31.2% | 80.8% | 31.2% | 31.2% | Utility Specific
B - Income Eligible | B1 - Home Energy Assistance | B1a - HEA (Weatherization) | Hot Water, Electric, MF New Construction | EB1a121 | HVAC | Dwelling Unit | 0 | 15 |  |  |  | 0 | 0% | 0% | 0% | 100% | 100% | 91% | 91% | 91% | 91% |  | Utility Specific |  | Water Heater - Electric | 41.52% | 31.39% | 15.22% | 11.88% | Calculated |  | 0.00024338 | 0 | 31.2% | 80.8% | 31.2% | 31.2% | Utility Specific
B - Income Eligible | B1 - Home Energy Assistance | B1a - HEA (Weatherization) | Heating, Propane, SF New Construction | EB1a111 | HVAC | Dwelling Unit | 0 | 25 |  |  |  | 0 | 0% | 0% | 0% | 100% | 100% | 91% | 91% | 91% | 91% |  | Utility Specific |  | Non-Electric Measures | 0% | 0% | 0% | 0% | Calculated |  | 0 | 0 | 0% | 0% | 0% | 0% | Utility Specific | Propane
B - Income Eligible | B1 - Home Energy Assistance | B1a - HEA (Weatherization) | Hot Water, Propane, SF New Construction | EB1a114 | HVAC | Dwelling Unit | 0 | 15 |  |  |  | 0 | 0% | 0% | 0% | 100% | 100% | 91% | 91% | 91% | 91% |  | Utility Specific |  | Non-Electric Measures | 0% | 0% | 0% | 0% | Calculated |  | 0 | 0 | 0% | 0% | 0% | 0% | Utility Specific | Propane
B - Income Eligible | B1 - Home Energy Assistance | B1a - HEA (Weatherization)
B - Income Eligible | B1 - Home Energy Assistance | B1a - HEA (Weatherization) | Quaility Assurance |  | Non-Energy Saving |  | 1 | 1 | 60872.553 | 60872.553 |  | 0 | 0% | 0% | 0% | 100% | 0% | 0% | 0% | 0% | 0% |  |  |  | Non-Electric Measures | 0% | 0% | 0% | 0% | Calculated |  | 0 | 0 | 0% | 0% | 0% | 0%
B - Income Eligible | B1 - Home Energy Assistance | B1a - HEA (Weatherization) | Wxn Projects |  | Custom Measures |  | 97.8462 | 21 |  |  |  | 0 | 0% | 0% | 0% | 100% | 100% | 100% | 100% | 100% | 100% |  |  |  | Non-Electric Measures | 0% | 0% | 0% | 0% | Calculated |  | 0 | 0 | 0% | 0% | 0% | 0%
B - Income Eligible | B1 - Home Energy Assistance | B1b - HEA (HVAC Systems) | Boiler Replacement, Gas | EB1b001 | HVAC | Boiler | 0 | 19 |  |  |  | 0 | 0% | 0% | 0% | 100% | 100% | 91% | 91% | 91% | 91% |  | Utility Specific |  | Boiler Distribution | 45.01% | 54.99% | 0% | 0% | Calculated |  | 0.00055115 | 0 | 0% | 53.5% | 0% | 0% | Utility Specific | NG - Res Heating | 16.369
B - Income Eligible | B1 - Home Energy Assistance | B1b - HEA (HVAC Systems) | Boiler Replacement, Kerosene | EB1b002 | HVAC | Boiler | 0 | 19 |  |  |  | 0 | 0% | 0% | 0% | 100% | 100% | 91% | 91% | 91% | 91% |  | Utility Specific |  | Boiler Distribution | 45.01% | 54.99% | 0% | 0% | Calculated |  | 0.00055115 | 0 | 0% | 53.5% | 0% | 0% | Utility Specific | Kerosene | 6.4
B - Income Eligible | B1 - Home Energy Assistance | B1b - HEA (HVAC Systems) | Boiler Replacement, Oil | EB1b003 | HVAC | Boiler | 5.4136 | 19 | 10000 | 10000 |  | 0 | 0% | 0% | 0% | 100% | 100% | 91% | 91% | 91% | 105% |  | Utility Specific |  | Boiler Distribution | 45.01% | 54.99% | 0% | 0% | Calculated |  | 0.00055115 | 0 | 0% | 53.5% | 0% | 0% | Utility Specific | Fuel Oil - Residential Distillate | 47.17
B - Income Eligible | B1 - Home Energy Assistance | B1b - HEA (HVAC Systems) | Boiler Replacement, Propane | EB1b004 | HVAC | Boiler | 0 | 19 | 10000 | 10000 |  | 0 | 0% | 0% | 0% | 100% | 100% | 91% | 91% | 91% | 98% |  | Utility Specific |  | Boiler Distribution | 45.01% | 54.99% | 0% | 0% | Calculated |  | 0.00055115 | 0 | 0% | 53.5% | 0% | 0% | Utility Specific | Propane | 0.57
B - Income Eligible | B1 - Home Energy Assistance | B1b - HEA (HVAC Systems) | Furnace Replacement, Gas | EB1b005 | HVAC | Furnace | 0 | 17 |  |  |  | 0 | 0% | 0% | 0% | 100% | 100% | 93% | 93% | 93% | 91% |  | Deemed | 130.6 | Furnace Fan | 44.58% | 55.42% | 0% | 0% | Deemed | 0.064 | 0.00064492 | 0.064 | 0% | 45.2% | 0% | 0% | Utility Specific | NG - Res Heating | 10.072
B - Income Eligible | B1 - Home Energy Assistance | B1b - HEA (HVAC Systems) | Furnace Replacement, Kerosene | EB1b006 | HVAC | Furnace | 0 | 17 | 10000 | 8000 |  | 2000 | 0% | 0% | 0% | 100% | 100% | 93% | 93% | 93% | 109% |  | Deemed | 87.6 | Furnace Fan | 44.58% | 55.42% | 0% | 0% | Deemed | 0.064 | 0.00064492 | 0.064 | 0% | 45.2% | 0% | 0% | Utility Specific | Kerosene | 9.43
B - Income Eligible | B1 - Home Energy Assistance | B1b - HEA (HVAC Systems) | Furnace Replacement, Oil | EB1b007 | HVAC | Furnace | 4 | 17 | 6000 | 6000 |  | 0 | 0% | 0% | 0% | 100% | 100% | 93% | 93% | 93% | 101% |  | Deemed | 130.6 | Furnace Fan | 44.58% | 55.42% | 0% | 0% | Deemed | 0.064 | 0.00064492 | 0.064 | 0% | 45.2% | 0% | 0% | Utility Specific | Fuel Oil - Residential Distillate | 5.35
B - Income Eligible | B1 - Home Energy Assistance | B1b - HEA (HVAC Systems) | Furnace Replacement, Propane | EB1b008 | HVAC | Furnace | 2 | 17 | 6000 | 6000 |  | 0 | 0% | 0% | 0% | 100% | 100% | 93% | 93% | 93% | 120% |  | Deemed | 130.6 | Furnace Fan | 44.58% | 55.42% | 0% | 0% | Deemed | 0.064 | 0.00064492 | 0.064 | 0% | 45.2% | 0% | 0% | Utility Specific | Propane | 11.07
B - Income Eligible | B1 - Home Energy Assistance | B1b - HEA (HVAC Systems) | Programmable Thermostat, Electric | EB1b009 | HVAC | Thermostat | 2 | 15 | 250 | 250 |  | 0 | 0% | 0% | 0% | 100% | 100% | 100% | 100% | 100% | 100% |  | Deemed | 251 | Central Air Conditioner/Heat Pump (Cooling) | 6.595% | 3.846% | 47.32% | 42.24% | Deemed | 0.19 | 0.0015937 | 0.19 | 0% | 100% | 0% | 0% | Deemed |  | -
B - Income Eligible | B1 - Home Energy Assistance | B1b - HEA (HVAC Systems) | Programmable Thermostat, Gas | EB1b010 | HVAC | Thermostat | 0 | 15 |  |  |  | 0 | 0% | 0% | 0% | 100% | 100% | 100% | 100% | 100% | 100% |  | Deemed | 27 | Central Air Conditioner/Heat Pump (Cooling) | 6.595% | 3.846% | 47.32% | 42.24% | Calculated |  | 0.0015937 | 0.043031 | 0% | 0% | 0% | 0% | Deemed | NG - Res Heating | 2.07
B - Income Eligible | B1 - Home Energy Assistance | B1b - HEA (HVAC Systems) | Programmable Thermostat, Kerosene | EB1b011 | HVAC | Thermostat | 1 | 15 | 250 | 250 |  | 0 | 0% | 0% | 0% | 100% | 100% | 100% | 100% | 100% | 100% |  | Deemed | 0 | Central Air Conditioner/Heat Pump (Cooling) | 6.595% | 3.846% | 47.32% | 42.24% | Calculated |  | 0.0015937 | 0 | 0% | 0% | 0% | 0% | Deemed | Kerosene | 2.06
B - Income Eligible | B1 - Home Energy Assistance | B1b - HEA (HVAC Systems) | Programmable Thermostat, Oil | EB1b012 | HVAC | Thermostat | 31.707 | 15 | 250 | 250 |  | 0 | 0% | 0% | 0% | 100% | 100% | 100% | 100% | 100% | 100% |  | Deemed | 0 | Central Air Conditioner/Heat Pump (Cooling) | 6.595% | 3.846% | 47.32% | 42.24% | Calculated |  | 0.0015937 | 0 | 0% | 0% | 0% | 0% | Deemed | Fuel Oil - Residential Distillate | 2.07
B - Income Eligible | B1 - Home Energy Assistance | B1b - HEA (HVAC Systems) | Programmable Thermostat, Propane | EB1b013 | HVAC | Thermostat | 20 | 15 | 250 | 250 |  | 0 | 0% | 0% | 0% | 100% | 100% | 100% | 100% | 100% | 100% |  | Deemed | 0 | Central Air Conditioner/Heat Pump (Cooling) | 6.595% | 3.846% | 47.32% | 42.24% | Calculated |  | 0.0015937 | 0 | 0% | 0% | 0% | 0% | Deemed | Propane | 2.06
B - Income Eligible | B1 - Home Energy Assistance | B1b - HEA (HVAC Systems) | Programmable Thermostat, Wood Pellets | EB1b014 | HVAC | Thermostat | 0 | 15 | 250 | 250 |  | 0 | 0% | 0% | 0% | 100% | 100% | 100% | 100% | 100% | 100% |  | Deemed | 0 | Central Air Conditioner/Heat Pump (Cooling) | 6.595% | 3.846% | 47.32% | 42.24% | Calculated |  | 0.0015937 | 0 | 0% | 0% | 0% | 0% | Deemed | Pellet Wood | 2.06
B - Income Eligible | B1 - Home Energy Assistance | B1b - HEA (HVAC Systems) | Wifi Thermostat, Electric | EB1b015 | HVAC | Thermostat | 0 | 15 |  |  |  | 0 | 0% | 0% | 0% | 100% | 100% | 91% | 91% | 91% | 91% |  | Utility Specific | 419 | Central Air Conditioner/Heat Pump (Cooling) | 6.595% | 3.846% | 47.32% | 42.24% | Calculated |  | 0.0015937 | 0.66777 | 0% | 0% | 0% | 0% | Utility Specific
B - Income Eligible | B1 - Home Energy Assistance | B1b - HEA (HVAC Systems) | Wifi Thermostat, Gas | EB1b016 | HVAC | Thermostat | 0 | 15 |  |  |  | 0 | 0% | 0% | 0% | 100% | 100% | 91% | 91% | 91% | 91% |  | Utility Specific | 46 | Central Air Conditioner/Heat Pump (Cooling) | 6.595% | 3.846% | 47.32% | 42.24% | Calculated |  | 0.0015937 | 0.073312 | 0% | 0% | 0% | 0% | Utility Specific | NG - Res Heating | 5.8
B - Income Eligible | B1 - Home Energy Assistance | B1b - HEA (HVAC Systems) | Wifi Thermostat, Kerosene | EB1b017 | HVAC | Thermostat | 0 | 15 |  |  |  | 0 | 0% | 0% | 0% | 100% | 100% | 91% | 91% | 91% | 91% |  | Utility Specific |  | Central Air Conditioner/Heat Pump (Cooling) | 6.595% | 3.846% | 47.32% | 42.24% | Calculated |  | 0.0015937 | 0 | 0% | 0% | 0% | 0% | Utility Specific | Kerosene | 3.1
B - Income Eligible | B1 - Home Energy Assistance | B1b - HEA (HVAC Systems) | Wifi Thermostat, Oil | EB1b018 | HVAC | Thermostat | 0 | 15 |  |  |  | 0 | 0% | 0% | 0% | 100% | 100% | 91% | 91% | 91% | 91% |  | Utility Specific |  | Central Air Conditioner/Heat Pump (Cooling) | 6.595% | 3.846% | 47.32% | 42.24% | Calculated |  | 0.0015937 | 0 | 0% | 0% | 0% | 0% | Utility Specific | Fuel Oil - Residential Distillate | 5.9
B - Income Eligible | B1 - Home Energy Assistance | B1b - HEA (HVAC Systems) | Wifi Thermostat, Propane | EB1b019 | HVAC | Thermostat | 0 | 15 |  |  |  | 0 | 0% | 0% | 0% | 100% | 100% | 91% | 91% | 91% | 91% |  | Utility Specific |  | Central Air Conditioner/Heat Pump (Cooling) | 6.595% | 3.846% | 47.32% | 42.24% | Calculated |  | 0.0015937 | 0 | 0% | 0% | 0% | 0% | Utility Specific | Propane | 5.8
B - Income Eligible | B1 - Home Energy Assistance | B1b - HEA (HVAC Systems) | Wifi Thermostat, Wood Pellets | EB1b020 | HVAC | Thermostat | 0 | 15 |  |  |  | 0 | 0% | 0% | 0% | 100% | 100% | 91% | 91% | 91% | 91% |  | Utility Specific |  | Central Air Conditioner/Heat Pump (Cooling) | 6.595% | 3.846% | 47.32% | 42.24% | Calculated |  | 0.0015937 | 0 | 0% | 0% | 0% | 0% | Utility Specific | Pellet Wood | 3.1
B - Income Eligible | B1 - Home Energy Assistance | B1b - HEA (HVAC Systems) | Mini Split HP (cooling) | EB1b021 | HVAC | Heat Pump | 0 | 18 |  |  |  | 0 | 0% | 0% | 0% | 100% | 100% | 91% | 91% | 91% | 91% |  | Utility Specific |  | Central Air Conditioner/Heat Pump (Cooling) | 6.595% | 3.846% | 47.32% | 42.24% | Calculated |  | 0.0015937 | 0 | 34.6% | 0% | 34.6% | 34.6% | Utility Specific
B - Income Eligible | B1 - Home Energy Assistance | B1b - HEA (HVAC Systems) | Mini Split HP (heating) | EB1b022 | HVAC | Heat Pump | 0 | 18 |  |  |  | 0 | 0% | 0% | 0% | 100% | 100% | 91% | 91% | 91% | 91% |  | Utility Specific |  | Hardwired Electric Heat | 43.13% | 56.87% | 0% | 0% | Calculated |  | 0.0007332 | 0 | 0% | 43.3% | 0% | 0% | Utility Specific
B - Income Eligible | B1 - Home Energy Assistance | B1b - HEA (HVAC Systems) | ES Central AC | EB1b023 | HVAC | System | 0 | 18 |  |  |  | 0 | 0% | 0% | 0% | 100% | 100% | 91% | 91% | 91% | 91% |  | Utility Specific | 2065.5 | Central Air Conditioner/Heat Pump (Cooling) | 6.595% | 3.846% | 47.32% | 42.24% | Calculated |  | 0.0015937 | 3.2918 | 34.6% | 0% | 34.6% | 34.6% | Utility Specific
B - Income Eligible | B1 - Home Energy Assistance | B1b - HEA (HVAC Systems) | Oil K1 HVAC Repair or Cleaning | EB1b024 | HVAC | Dwelling Unit | 1 | 1 | 650 | 650 |  | 0 | 0% | 0% | 0% | 100% | 100% | 91% | 91% | 91% | 91% |  | Utility Specific |  | Furnace Fan | 44.58% | 55.42% | 0% | 0% | Calculated |  | 0.00064492 | 0 | 0% | 45.2% | 0% | 0% | Utility Specific | Fuel Oil - Residential Distillate | 6.89 | Kerosene
B - Income Eligible | B1 - Home Energy Assistance | B1b - HEA (HVAC Systems) | Gas LP HVAC Repair or Cleaning | EB1b025 | HVAC | Dwelling Unit | 0 | 1 |  |  |  | 0 | 0% | 0% | 0% | 100% | 100% | 91% | 91% | 91% | 91% |  | Utility Specific |  | Furnace Fan | 44.58% | 55.42% | 0% | 0% | Calculated |  | 0.00064492 | 0 | 0% | 45.2% | 0% | 0% | Utility Specific | NG - Res Heating |  | Propane
B - Income Eligible | B1 - Home Energy Assistance | B1b - HEA (HVAC Systems) | GSHP HVAC Repair or Cleaning | EB1b026 | HVAC | Dwelling Unit | 1 | 1 | 650 | 650 |  | 0 | 0% | 0% | 0% | 100% | 100% | 91% | 91% | 91% | 91% |  | Utility Specific | 305.13 | Central Heat Pump | 35.1% | 45.7% | 10.1% | 9% | Calculated |  | 0 | 0 | 0% | 0% | 0% | 0% | Utility Specific | Propane | 4.07
B - Income Eligible | B1 - Home Energy Assistance | B1b - HEA (HVAC Systems) | ASHP HVAC Repair or Cleaning | EB1b027 | HVAC | Dwelling Unit | 0 | 1 |  |  |  | 0 | 0% | 0% | 0% | 100% | 100% | 91% | 91% | 91% | 91% |  | Utility Specific |  | Central Heat Pump | 35.1% | 45.7% | 10.1% | 9% | Calculated |  | 0 | 0 | 0% | 0% | 0% | 0% | Utility Specific
B - Income Eligible | B1 - Home Energy Assistance | B1b - HEA (HVAC Systems) | Circulator Pump | EB1b028 | HVAC | Pump | 0 | 15 |  |  |  | 0 | 0% | 0% | 0% | 100% | 100% | 91% | 91% | 91% | 91% |  | Utility Specific |  | Boiler Distribution | 45.01% | 54.99% | 0% | 0% | Calculated |  | 0.00055115 | 0 | 0% | 100% | 0% | 0% | Utility Specific
B - Income Eligible | B1 - Home Energy Assistance | B1b - HEA (HVAC Systems)
B - Income Eligible | B1 - Home Energy Assistance | B1b - HEA (HVAC Systems)
B - Income Eligible | B1 - Home Energy Assistance | [10 empty] | #REF!
A - Residential | A1 - Energy Star Homes | A1a - ES Homes | Cooling, Electric, SF | EA1a001 | HVAC | Dwelling Unit | 0 | 25 |  |  |  | 0 | 0% | 0% | 0% | 100% | 100% | 100% | 100% | 100% | 100% |  | Utility Specific |  | Central Air Conditioner/Heat Pump (Cooling) | 6.595% | 3.846% | 47.32% | 42.24% | Calculated |  | 0.0015937 | 0 | 34.6% | 0% | 34.6% | 34.6% | Utility Specific
A - Residential | A1 - Energy Star Homes | A1a - ES Homes | Heating, Electric, SF | EA1a002 | HVAC | Dwelling Unit | 4 | 25 | 4200 | 3500 |  | 700 | 0% | 0% | 0% | 100% | 100% | 100% | 100% | 100% | 100% |  | Utility Specific | 6470.6565 | Hardwired Electric Heat | 43.13% | 56.87% | 0% | 0% | Calculated |  | 0.0007332 | 4.7443 | 0% | 43.3% | 0% | 0% | Utility Specific | Propane | 7.969
A - Residential | A1 - Energy Star Homes | A1a - ES Homes | Heating, Gas, SF | EA1a003 | HVAC | Dwelling Unit | 0 | 25 |  |  |  | 0 | 0% | 0% | 0% | 100% | 100% | 100% | 100% | 100% | 100% |  | Utility Specific |  | Non-Electric Measures | 0% | 0% | 0% | 0% | Calculated |  | 0 | 0 | 0% | 0% | 0% | 0% | Utility Specific | NG - Res Heating
A - Residential | A1 - Energy Star Homes | A1a - ES Homes | Heating, Oil, SF | EA1a004 | HVAC | Dwelling Unit | 0 | 25 |  |  |  | 0 | 0% | 0% | 0% | 100% | 100% | 100% | 100% | 100% | 100% |  | Utility Specific |  | Non-Electric Measures | 0% | 0% | 0% | 0% | Calculated |  | 0 | 0 | 0% | 0% | 0% | 0% | Utility Specific | Fuel Oil - Residential Distillate
A - Residential | A1 - Energy Star Homes | A1a - ES Homes | Heating, Propane, SF | EA1a005 | HVAC | Dwelling Unit | 33.896 | 25 | 2300 | 1550 |  | 750 | 0% | 0% | 0% | 100% | 100% | 100% | 100% | 100% | 100% |  | Utility Specific | 780.6045 | Hardwired Electric Heat | 43.13% | 56.87% | 0% | 0% | Calculated |  | 0.0007332 | 0.57234 | 0% | 43.3% | 0% | 0% | Utility Specific | Propane | 15.769
A - Residential | A1 - Energy Star Homes | A1a - ES Homes | Heating, Wood Pellets, SF | EA1a006 | HVAC | Dwelling Unit | 0 | 25 |  |  |  | 0 | 0% | 0% | 0% | 100% | 100% | 100% | 100% | 100% | 100% |  | Utility Specific |  | Non-Electric Measures | 0% | 0% | 0% | 0% | Calculated |  | 0 | 0 | 0% | 0% | 0% | 0% | Utility Specific | Pellet Wood
A - Residential | A1 - Energy Star Homes | A1a - ES Homes | Hot Water, Electric, SF | EA1a007 | Hot Water | Dwelling Unit | 0 | 15 | 500 | 300 |  | 200 | 0% | 0% | 0% | 100% | 100% | 100% | 100% | 100% | 100% |  | Utility Specific | 162.5 | Water Heater - Electric | 41.52% | 31.39% | 15.22% | 11.88% | Calculated |  | 0.00024338 | 0.03955 | 31.2% | 80.8% | 31.2% | 31.2% | Utility Specific
A - Residential | A1 - Energy Star Homes | A1a - ES Homes | Hot Water, Gas, SF | EA1a008 | Hot Water | Dwelling Unit | 0 | 15 |  |  |  | 0 | 0% | 0% | 0% | 100% | 100% | 100% | 100% | 100% | 100% |  | Utility Specific |  | Non-Electric Measures | 0% | 0% | 0% | 0% | Calculated |  | 0 | 0 | 0% | 0% | 0% | 0% | Utility Specific | NG - Res Hot Water
A - Residential | A1 - Energy Star Homes | A1a - ES Homes | Hot Water, Oil, SF | EA1a009 | Hot Water | Dwelling Unit | 0 | 15 |  |  |  | 0 | 0% | 0% | 0% | 100% | 100% | 100% | 100% | 100% | 100% |  | Utility Specific |  | Non-Electric Measures | 0% | 0% | 0% | 0% | Calculated |  | 0 | 0 | 0% | 0% | 0% | 0% | Utility Specific | Fuel Oil - Residential Distillate
A - Residential | A1 - Energy Star Homes | A1a - ES Homes | Hot Water, Propane, SF | EA1a010 | Hot Water | Dwelling Unit | 0 | 15 | 500 | 300 |  | 200 | 0% | 0% | 0% | 100% | 100% | 100% | 100% | 100% | 100% |  | Utility Specific |  | Water Heater - Natural Gas/Fuel Oil | 40.94% | 34.19% | 13.3% | 11.56% | Calculated |  | 0.00035685 | 0 | 21.4% | 39.9% | 21.4% | 21.4% | Utility Specific | Propane | 3.25
A - Residential | A1 - Energy Star Homes | A1a - ES Homes | Hot Water, Wood Pellets, SF | EA1a011 | Hot Water | Dwelling Unit | 0 | 15 |  |  |  | 0 | 0% | 0% | 0% | 100% | 100% | 100% | 100% | 100% | 100% |  | Utility Specific |  | Non-Electric Measures | 0% | 0% | 0% | 0% | Calculated |  | 0 | 0 | 0% | 0% | 0% | 0% | Utility Specific | Pellet Wood
A - Residential | A1 - Energy Star Homes | A1a - ES Homes | Cooling, Electric, MF | EA1a012 | HVAC | Dwelling Unit | 31.1512 | 25 | 1000 | 500 |  | 500 | 0% | 0% | 0% | 100% | 100% | 100% | 100% | 100% | 100% |  | Utility Specific | 162.5 | Central Air Conditioner/Heat Pump (Cooling) | 6.595% | 3.846% | 47.32% | 42.24% | Calculated |  | 0.0015937 | 0.25898 | 34.6% | 0% | 34.6% | 34.6% | Utility Specific
A - Residential | A1 - Energy Star Homes | A1a - ES Homes | Heating, Electric, MF | EA1a013 | HVAC | Dwelling Unit | 31.1512 | 25 | 1500 | 750 |  | 750 | 0% | 0% | 0% | 100% | 100% | 100% | 100% | 100% | 100% |  | Utility Specific | 325 | Hardwired Electric Heat | 43.13% | 56.87% | 0% | 0% | Calculated |  | 0.0007332 | 0.23829 | 0% | 43.3% | 0% | 0% | Utility Specific
A - Residential | A1 - Energy Star Homes | A1a - ES Homes | Heating, Gas, MF | EA1a014 | HVAC | Dwelling Unit | 0 | 25 |  |  |  | 0 | 0% | 0% | 0% | 100% | 100% | 100% | 100% | 100% | 100% |  | Utility Specific |  | Non-Electric Measures | 0% | 0% | 0% | 0% | Calculated |  | 0 | 0 | 0% | 0% | 0% | 0% | Utility Specific | NG - Res Heating
A - Residential | A1 - Energy Star Homes | A1a - ES Homes | Heating, Oil, MF | EA1a015 | HVAC | Dwelling Unit | 0 | 25 |  |  |  | 0 | 0% | 0% | 0% | 100% | 100% | 100% | 100% | 100% | 100% |  | Utility Specific |  | Non-Electric Measures | 0% | 0% | 0% | 0% | Calculated |  | 0 | 0 | 0% | 0% | 0% | 0% | Utility Specific | Fuel Oil - Residential Distillate
A - Residential | A1 - Energy Star Homes | A1a - ES Homes | Heating, Propane, MF | EA1a016 | HVAC | Dwelling Unit | 0 | 25 | 2500 | 500 |  | 2000 | 0% | 0% | 0% | 100% | 100% | 100% | 100% | 100% | 100% |  | Utility Specific |  | Hardwired Electric Heat | 43.13% | 56.87% | 0% | 0% | Calculated |  | 0.0007332 | 0 | 0% | 43.3% | 0% | 0% | Utility Specific | Propane | 3.25
A - Residential | A1 - Energy Star Homes | A1a - ES Homes | Heating, Wood Pellets, MF | EA1a017 | HVAC | Dwelling Unit | 0 | 25 |  |  |  | 0 | 0% | 0% | 0% | 100% | 100% | 100% | 100% | 100% | 100% |  | Utility Specific |  | Non-Electric Measures | 0% | 0% | 0% | 0% | Calculated |  | 0 | 0 | 0% | 0% | 0% | 0% | Utility Specific | Pellet Wood
A - Residential | A1 - Energy Star Homes | A1a - ES Homes | Hot Water, Electric, MF | EA1a018 | Hot Water | Dwelling Unit | 0 | 15 |  |  |  | 0 | 0% | 0% | 0% | 100% | 100% | 100% | 100% | 100% | 100% |  | Utility Specific |  | Water Heater - Electric | 41.52% | 31.39% | 15.22% | 11.88% | Calculated |  | 0.00024338 | 0 | 31.2% | 80.8% | 31.2% | 31.2% | Utility Specific
A - Residential | A1 - Energy Star Homes | A1a - ES Homes | Hot Water, Gas, MF | EA1a019 | Hot Water | Dwelling Unit | 0 | 15 |  |  |  | 0 | 0% | 0% | 0% | 100% | 100% | 100% | 100% | 100% | 100% |  | Utility Specific |  | Non-Electric Measures | 0% | 0% | 0% | 0% | Calculated |  | 0 | 0 | 0% | 0% | 0% | 0% | Utility Specific | NG - Res Hot Water
A - Residential | A1 - Energy Star Homes | A1a - ES Homes | Hot Water, Oil, MF | EA1a020 | Hot Water | Dwelling Unit | 0 | 15 |  |  |  | 0 | 0% | 0% | 0% | 100% | 100% | 100% | 100% | 100% | 100% |  | Utility Specific |  | Non-Electric Measures | 0% | 0% | 0% | 0% | Calculated |  | 0 | 0 | 0% | 0% | 0% | 0% | Utility Specific | Fuel Oil - Residential Distillate
A - Residential | A1 - Energy Star Homes | A1a - ES Homes | Hot Water, Propane, MF | EA1a021 | Hot Water | Dwelling Unit | 0 | 15 | 500 | 300 |  | 200 | 0% | 0% | 0% | 100% | 100% | 100% | 100% | 100% | 100% |  | Utility Specific |  | Non-Electric Measures | 0% | 0% | 0% | 0% | Calculated |  | 0 | 0 | 0% | 0% | 0% | 0% | Utility Specific | Propane | 1.625
A - Residential | A1 - Energy Star Homes | A1a - ES Homes | Hot Water, Wood Pellets, MF | EA1a022 | Hot Water | Dwelling Unit | 0 | 15 |  |  |  | 0 | 0% | 0% | 0% | 100% | 100% | 100% | 100% | 100% | 100% |  | Utility Specific |  | Non-Electric Measures | 0% | 0% | 0% | 0% | Calculated |  | 0 | 0 | 0% | 0% | 0% | 0% | Utility Specific | Pellet Wood
A - Residential | A1 - Energy Star Homes | A1a - ES Homes | LED Bulb | EA1a023 | Lighting | Bulb | 0 | 3 |  |  |  | 0 | 0% | 0% | 0% | 100% | 100% | 100% | 100% | 100% | 100% |  | Deemed | 6.5 | Lighting | 35.11% | 30.72% | 19.04% | 15.12% | Calculated |  | 0.00025457 | 0.0016547 | 54.7% | 84.8% | 54.7% | 54.7% | Calculated | NG - Res Heating | -0.0088608 | Propane | -0.0059072
A - Residential | A1 - Energy Star Homes | A1a - ES Homes | LED Fixture | EA1a024 | Lighting | Fixture | 0 | 3 |  |  |  | 0 | 0% | 0% | 0% | 100% | 100% | 100% | 100% | 100% | 100% |  | Deemed | 24 | Lighting | 35.11% | 30.72% | 19.04% | 15.12% | Calculated |  | 0.00025457 | 0.0061096 | 54.7% | 84.8% | 54.7% | 54.7% | Calculated | NG - Res Heating | -0.032717 | Propane | -0.021811
A - Residential | A1 - Energy Star Homes | A1a - ES Homes | Refrigerator | EA1a025 | Refrigeration | Appliance | 30 | 12 | 50 | 25 |  | 25 | 0% | 0% | 0% | 100% | 100% | 100% | 100% | 100% | 100% |  | Deemed | 44.2 | Primary Refrigerator | 29% | 31.95% | 18.18% | 20.87% | Calculated |  | 0.00017711 | 0.0078283 | 129% | 93% | 129% | 129% | Deemed
A - Residential | A1 - Energy Star Homes | A1a - ES Homes | Clothes Washer | EA1a026 | Hot Water | Appliance | 7 | 11 | 50 | 25 |  | 25 | 0% | 0% | 0% | 100% | 100% | 100% | 100% | 100% | 100% |  | Deemed | 89.9 | Clothes Washer | 36.44% | 29.9% | 18.29% | 15.36% | Deemed | 0.279 | 0.00027004 | 0.279 | 49.1% | 52% | 49.1% | 49.1% | Deemed | Propane | 0.05 |  |  |  |  | 823
A - Residential | A1 - Energy Star Homes | A1a - ES Homes | Clothes Dryer | EA1a027 | Envelope | Appliance | 7 | 12 | 50 | 25 |  | 25 | 0% | 0% | 0% | 100% | 100% | 100% | 100% | 100% | 100% |  | Deemed | 160.4 | Clothes Dryer - Electric | 38.94% | 29.95% | 16.9% | 14.21% | Calculated |  | 0.00029483 | 0.047291 | 44.5% | 57.8% | 44.5% | 44.5% | Deemed
A - Residential | A1 - Energy Star Homes | A1a - ES Homes | HERS - Lighting and Appliances | EA1a028 | Lighting |  | 0 | 1 |  |  |  | 0 | 0% | 0% | 0% | 100% | 100% | 100% | 100% | 100% | 100% |  | Utility Specific |  | Lighting | 35.11% | 30.72% | 19.04% | 15.12% | Calculated |  | 0.00025457 | 0 | 54.7% | 84.8% | 54.7% | 54.7% | Utility Specific
A - Residential | A1 - Energy Star Homes | A1a - ES Homes | Residential New Construction Code Compliance | EA1a029 | Custom Measures |  | 0 | 20 |  |  |  | 0 | 0% | 0% | 0% | 100% | 100% | 35% | 35% | 35% | 35% |  | Utility Specific |  | Weighted HVAC - All Homes | 25.41% | 29.66% | 23.25% | 21.68% | Calculated |  | 0.00078321 | 0 | 33.6% | 20.1% | 33.6% | 33.6% | Utility Specific
A - Residential | A1 - Energy Star Homes | A1a - ES Homes | HERS Rater Fee - SF |  | Non-Energy Saving |  | 1 | 1 | 83371.0934 | 83371.0934 |  | 0 | 0% | 0% | 0% | 100% | 0% | 0% | 0% | 0% | 0% |  |  |  | Non-Electric Measures | 0% | 0% | 0% | 0% |  |  | 0 | 0 | 0% | 0% | 0% | 0%
A - Residential | A1 - Energy Star Homes | A1a - ES Homes | HERS Rater Fee - MF |  | Non-Energy Saving |  | 1 | 1 | 28036.0465 | 28036.0465 |  | 0 | 0% | 0% | 0% | 100% | 0% | 0% | 0% | 0% | 0% |  |  |  | Non-Electric Measures | 0% | 0% | 0% | 0% |  |  | 0 | 0 | 0% | 0% | 0% | 0%
A - Residential | A1 - Energy Star Homes | A1a - ES Homes | Admin Fee |  | Non-Energy Saving |  | 0 | 1 |  |  |  | 0 | 0% | 0% | 0% | 100% | 0% | 0% | 0% | 0% | 0% |  |  |  | Non-Electric Measures | 0% | 0% | 0% | 0% |  |  | 0 | 0 | 0% | 0% | 0% | 0%
A - Residential | A1 - Energy Star Homes | A1a - ES Homes
A - Residential | A1 - Energy Star Homes | A1a - ES Homes
A - Residential | A1 - Energy Star Homes | A1a - ES Homes
A - Residential | A1 - Energy Star Homes
A - Residential | A2 - Home Performance | A2a - Home Performance (Weatherization) | Air Sealing, Cord Wood | EA2a001 | Envelope | Dwelling Unit | 1 | 15 | 2019.5 | 2019.5 |  | 0 | 0% | 0% | 0% | 100% | 99% | 95% | 95% | 95% | 86% |  | Utility Specific | 6.04 | Central Air Conditioner/Heat Pump (Cooling) | 6.595% | 3.846% | 47.32% | 42.24% | Calculated |  | 0.0015937 | 0.0096261 | 34.6% | 0% | 34.6% | 34.6% | Utility Specific | Cord Wood | 5.59 | Fuel Oil - Residential Distillate | 3.34
A - Residential | A2 - Home Performance | A2a - Home Performance (Weatherization) | Air Sealing, Electric | EA2a002 | Envelope | Dwelling Unit | 3.0162 | 15 | 1162 | 1162 |  | 0 | 0% | 0% | 0% | 100% | 99% | 95% | 95% | 95% | 86% |  | Utility Specific | 1737.82 | Weighted HVAC - All Homes | 25.41% | 29.66% | 23.25% | 21.68% | Calculated |  | 0.00078321 | 1.3611 | 33.6% | 20.1% | 33.6% | 33.6% | Utility Specific | Fuel Oil - Residential Distillate | 0.73
A - Residential | A2 - Home Performance | A2a - Home Performance (Weatherization) | Air Sealing, Gas | EA2a003 | Envelope | Dwelling Unit | 0 | 15 |  |  |  | 0 | 0% | 0% | 0% | 100% | 99% | 95% | 95% | 95% | 86% |  | Utility Specific |  | Central Air Conditioner/Heat Pump (Cooling) | 6.595% | 3.846% | 47.32% | 42.24% | Calculated |  | 0.0015937 | 0 | 34.6% | 0% | 34.6% | 34.6% | Utility Specific | NG - Res Heating
A - Residential | A2 - Home Performance | A2a - Home Performance (Weatherization) | Air Sealing, Kerosene | EA2a004 | Envelope | Dwelling Unit | 1 | 15 | 1000 | 1000 |  | 0 | 0% | 0% | 0% | 100% | 99% | 95% | 95% | 95% | 86% |  | Utility Specific |  | Central Air Conditioner/Heat Pump (Cooling) | 6.595% | 3.846% | 47.32% | 42.24% | Calculated |  | 0.0015937 | 0 | 34.6% | 0% | 34.6% | 34.6% | Utility Specific | Kerosene | 6.87
A - Residential | A2 - Home Performance | A2a - Home Performance (Weatherization) | Air Sealing, Oil | EA2a005 | Envelope | Dwelling Unit | 38.7322 | 15 | 1033 | 1033 |  | 0 | 0% | 0% | 0% | 100% | 99% | 95% | 95% | 95% | 86% |  | Utility Specific | 33.56 | Central Air Conditioner/Heat Pump (Cooling) | 6.595% | 3.846% | 47.32% | 42.24% | Calculated |  | 0.0015937 | 0.053486 | 34.6% | 0% | 34.6% | 34.6% | Utility Specific | Fuel Oil - Residential Distillate | 11.54 | Cord Wood | 1.31
A - Residential | A2 - Home Performance | A2a - Home Performance (Weatherization) | Air Sealing, Propane | EA2a006 | Envelope | Dwelling Unit | 12 | 15 | 1151 | 1151 |  | 0 | 0% | 0% | 0% | 100% | 99% | 95% | 95% | 95% | 86% |  | Utility Specific | 192.38 | Central Air Conditioner/Heat Pump (Cooling) | 6.595% | 3.846% | 47.32% | 42.24% | Calculated |  | 0.0015937 | 0.3066 | 34.6% | 0% | 34.6% | 34.6% | Utility Specific | Propane | 11.88 | Cord Wood | 0.82
A - Residential | A2 - Home Performance | A2a - Home Performance (Weatherization) | Air Sealing, Wood Pellets | EA2a007 | Envelope | Dwelling Unit | 2 | 15 | 611 | 611 |  | 0 | 0% | 0% | 0% | 100% | 99% | 95% | 95% | 95% | 86% |  | Utility Specific | 1.92 | Central Air Conditioner/Heat Pump (Cooling) | 6.595% | 3.846% | 47.32% | 42.24% | Calculated |  | 0.0015937 | 0.00306 | 34.6% | 0% | 34.6% | 34.6% | Utility Specific | Pellet Wood | 9.14 | Fuel Oil - Residential Distillate | 3.22
A - Residential | A2 - Home Performance | A2a - Home Performance (Weatherization) | Duct Sealing, Cord Wood | EA2a070 | HVAC | Dwelling Unit | 0 | 20 |  |  |  | 0 | 0% | 0% | 0% | 100% | 99% | 96% | 96% | 96% | 114% |  | Utility Specific |  | Central Air Conditioner/Heat Pump (Cooling) | 6.595% | 3.846% | 47.32% | 42.24% | Calculated |  | 0.0015937 | 0 | 34.6% | 0% | 34.6% | 34.6% | Utility Specific | Cord Wood
A - Residential | A2 - Home Performance | A2a - Home Performance (Weatherization) | Duct Sealing, Electric | EA2a071 | HVAC | Dwelling Unit | 0 | 20 |  |  |  | 0 | 0% | 0% | 0% | 100% | 99% | 96% | 96% | 96% | 100% |  | Utility Specific |  | Weighted HVAC - All Homes | 25.41% | 29.66% | 23.25% | 21.68% | Calculated |  | 0.00078321 | 0 | 33.6% | 20.1% | 33.6% | 33.6% | Utility Specific
A - Residential | A2 - Home Performance | A2a - Home Performance (Weatherization) | Duct Sealing, Gas | EA2a072 | HVAC | Dwelling Unit | 0 | 20 |  |  |  | 0 | 0% | 0% | 0% | 100% | 99% | 96% | 96% | 96% | 104% |  | Utility Specific |  | Central Air Conditioner/Heat Pump (Cooling) | 6.595% | 3.846% | 47.32% | 42.24% | Calculated |  | 0.0015937 | 0 | 34.6% | 0% | 34.6% | 34.6% | Utility Specific | NG - Res Heating
A - Residential | A2 - Home Performance | A2a - Home Performance (Weatherization) | Duct Sealing, Kerosene | EA2a073 | HVAC | Dwelling Unit | 0 | 20 |  |  |  | 0 | 0% | 0% | 0% | 100% | 99% | 96% | 96% | 96% | 114% |  | Utility Specific |  | Central Air Conditioner/Heat Pump (Cooling) | 6.595% | 3.846% | 47.32% | 42.24% | Calculated |  | 0.0015937 | 0 | 34.6% | 0% | 34.6% | 34.6% | Utility Specific | Kerosene
A - Residential | A2 - Home Performance | A2a - Home Performance (Weatherization) | Duct Sealing, Oil | EA2a074 | HVAC | Dwelling Unit | 0 | 20 |  |  |  | 0 | 0% | 0% | 0% | 100% | 99% | 96% | 96% | 96% | 114% |  | Utility Specific |  | Central Air Conditioner/Heat Pump (Cooling) | 6.595% | 3.846% | 47.32% | 42.24% | Calculated |  | 0.0015937 | 0 | 34.6% | 0% | 34.6% | 34.6% | Utility Specific | Fuel Oil - Residential Distillate
A - Residential | A2 - Home Performance | A2a - Home Performance (Weatherization) | Duct Sealing, Propane | EA2a075 | HVAC | Dwelling Unit | 2 | 20 | 115 | 86.25 |  | 28.75 | 0% | 0% | 0% | 100% | 99% | 96% | 96% | 96% | 114% |  | Utility Specific | 154.22 | Central Air Conditioner/Heat Pump (Cooling) | 6.595% | 3.846% | 47.32% | 42.24% | Calculated |  | 0.0015937 | 0.24579 | 34.6% | 0% | 34.6% | 34.6% | Utility Specific | Propane | 8.01
A - Residential | A2 - Home Performance | A2a - Home Performance (Weatherization) | Duct Sealing, Wood Pellets | EA2a076 | HVAC | Dwelling Unit | 0 | 20 |  |  |  | 0 | 0% | 0% | 0% | 100% | 99% | 96% | 96% | 96% | 114% |  | Utility Specific |  | Central Air Conditioner/Heat Pump (Cooling) | 6.595% | 3.846% | 47.32% | 42.24% | Calculated |  | 0.0015937 | 0 | 34.6% | 0% | 34.6% | 34.6% | Utility Specific | Pellet Wood
A - Residential | A2 - Home Performance | A2a - Home Performance (Weatherization) | Faucet Aerator, Electric | EA2a009 | Hot Water | Aerator | 60 | 7 | 50 | 50 |  | 0 | 0% | 0% | 0% | 100% | 99% | 100% | 100% | 100% | 100% |  | Deemed | 46.863 | Water Heater - Electric | 41.52% | 31.39% | 15.22% | 11.88% | Calculated |  | 0.00024338 | 0.011406 | 31.2% | 80.8% | 31.2% | 31.2% | Deemed |  | 0 |  |  |  |  | 586
A - Residential | A2 - Home Performance | A2a - Home Performance (Weatherization) | Faucet Aerator, Gas | EA2a010 | Hot Water | Aerator | 0 | 7 |  |  |  | 0 | 0% | 0% | 0% | 100% | 99% | 100% | 100% | 100% | 100% |  | Deemed | 0 | Non-Electric Measures | 0% | 0% | 0% | 0% | Calculated |  | 0 | 0 | 0% | 0% | 0% | 0% | Deemed | NG - Res Hot Water | 0.156 |  |  |  |  | 586
A - Residential | A2 - Home Performance | A2a - Home Performance (Weatherization) | Faucet Aerator, Kerosene | EA2a011 | Hot Water | Aerator | 0 | 7 |  |  |  | 0 | 0% | 0% | 0% | 100% | 99% | 100% | 100% | 100% | 100% |  | Deemed | 0 | Non-Electric Measures | 0% | 0% | 0% | 0% | Calculated |  | 0 | 0 | 0% | 0% | 0% | 0% | Deemed | Kerosene | 0.156 |  |  |  |  | 586
A - Residential | A2 - Home Performance | A2a - Home Performance (Weatherization) | Faucet Aerator, Oil | EA2a012 | Hot Water | Aerator | 5 | 7 | 50 | 50 |  | 0 | 0% | 0% | 0% | 100% | 99% | 100% | 100% | 100% | 100% |  | Deemed | 0 | Non-Electric Measures | 0% | 0% | 0% | 0% | Calculated |  | 0 | 0 | 0% | 0% | 0% | 0% | Deemed | Fuel Oil - Residential Distillate | 0.156 |  |  |  |  | 586
A - Residential | A2 - Home Performance | A2a - Home Performance (Weatherization) | Faucet Aerator, Propane | EA2a013 | Hot Water | Aerator | 0 | 7 | 50 | 50 |  | 0 | 0% | 0% | 0% | 100% | 99% | 100% | 100% | 100% | 100% |  | Deemed | 0 | Non-Electric Measures | 0% | 0% | 0% | 0% | Calculated |  | 0 | 0 | 0% | 0% | 0% | 0% | Deemed | Propane | 0.156 |  |  |  |  | 586
A - Residential | A2 - Home Performance | A2a - Home Performance (Weatherization) | Tank Wrap, Electric | EA2a077 | Hot Water | Dwelling Unit | 2 | 7 | 100 | 100 |  | 0 | 0% | 0% | 0% | 100% | 99% | 96% | 96% | 96% | 100% |  | Utility Specific |  | Water Heater - Electric | 41.52% | 31.39% | 15.22% | 11.88% | Calculated |  | 0.00024338 | 0 | 31.2% | 80.8% | 31.2% | 31.2% | Utility Specific
A - Residential | A2 - Home Performance | A2a - Home Performance (Weatherization) | Tank Wrap, Gas | EA2a078 | Hot Water | Dwelling Unit | 0 | 7 |  |  |  | 0 | 0% | 0% | 0% | 100% | 99% | 96% | 96% | 96% | 104% |  | Utility Specific |  | Non-Electric Measures | 0% | 0% | 0% | 0% | Calculated |  | 0 | 0 | 0% | 0% | 0% | 0% | Utility Specific | NG - Res Hot Water
A - Residential | A2 - Home Performance | A2a - Home Performance (Weatherization) | Tank Wrap, Kerosene | EA2a079 | Hot Water | Dwelling Unit | 0 | 7 |  |  |  | 0 | 0% | 0% | 0% | 100% | 99% | 96% | 96% | 96% | 114% |  | Utility Specific |  | Non-Electric Measures | 0% | 0% | 0% | 0% | Calculated |  | 0 | 0 | 0% | 0% | 0% | 0% | Utility Specific | Kerosene
A - Residential | A2 - Home Performance | A2a - Home Performance (Weatherization) | Tank Wrap, Oil | EA2a080 | Hot Water | Dwelling Unit | 1 | 7 | 100 | 100 |  | 0 | 0% | 0% | 0% | 100% | 99% | 96% | 96% | 96% | 114% |  | Utility Specific |  | Non-Electric Measures | 0% | 0% | 0% | 0% | Calculated |  | 0 | 0 | 0% | 0% | 0% | 0% | Utility Specific | Fuel Oil - Residential Distillate | 0.26
A - Residential | A2 - Home Performance | A2a - Home Performance (Weatherization) | Tank Wrap, Propane | EA2a081 | Hot Water | Dwelling Unit | 0 | 7 | 100 | 75 |  | 25 | 0% | 0% | 0% | 100% | 99% | 96% | 96% | 96% | 114% |  | Utility Specific |  | Non-Electric Measures | 0% | 0% | 0% | 0% | Calculated |  | 0 | 0 | 0% | 0% | 0% | 0% | Utility Specific | Propane | 0.2
A - Residential | A2 - Home Performance | A2a - Home Performance (Weatherization) | Hand Held Showerhead, Electric | EA2a016 | Hot Water | Showerhead | 29 | 15 | 50 | 50 |  | 0 | 0% | 0% | 0% | 100% | 99% | 100% | 100% | 100% | 100% |  | Deemed | 145.226 | Water Heater - Electric | 41.52% | 31.39% | 15.22% | 11.88% | Deemed | 0.05 | 0.00024338 | 0.05 | 31.2% | 80.8% | 31.2% | 31.2% | Deemed |  | 0 |  |  |  |  | 1246
A - Residential | A2 - Home Performance | A2a - Home Performance (Weatherization) | Hand Held Showerhead, Gas | EA2a017 | Hot Water | Showerhead | 0 | 15 |  |  |  | 0 | 0% | 0% | 0% | 100% | 99% | 100% | 100% | 100% | 100% |  | Deemed | 0 | Non-Electric Measures | 0% | 0% | 0% | 0% | Calculated |  | 0 | 0 | 0% | 0% | 0% | 0% | Deemed | NG - Res Hot Water | 0.633 |  |  |  |  | 1246
A - Residential | A2 - Home Performance | A2a - Home Performance (Weatherization) | Hand Held Showerhead, Kerosene | EA2a018 | Hot Water | Showerhead | 0 | 15 |  |  |  | 0 | 0% | 0% | 0% | 100% | 99% | 100% | 100% | 100% | 100% |  | Deemed | 0 | Non-Electric Measures | 0% | 0% | 0% | 0% | Calculated |  | 0 | 0 | 0% | 0% | 0% | 0% | Deemed | Kerosene | 0.633 |  |  |  |  | 1246
A - Residential | A2 - Home Performance | A2a - Home Performance (Weatherization) | Hand Held Showerhead, Oil | EA2a019 | Hot Water | Showerhead | 2 | 15 | 50 | 50 |  | 0 | 0% | 0% | 0% | 100% | 99% | 100% | 100% | 100% | 100% |  | Deemed | 0 | Non-Electric Measures | 0% | 0% | 0% | 0% | Calculated |  | 0 | 0 | 0% | 0% | 0% | 0% | Deemed | Fuel Oil - Residential Distillate | 0.633 |  |  |  |  | 1246
A - Residential | A2 - Home Performance | A2a - Home Performance (Weatherization) | Hand Held Showerhead, Propane | EA2a020 | Hot Water | Showerhead | 2 | 15 | 50 | 50 |  | 0 | 0% | 0% | 0% | 100% | 99% | 100% | 100% | 100% | 100% |  | Deemed | 0 | Non-Electric Measures | 0% | 0% | 0% | 0% | Calculated |  | 0 | 0 | 0% | 0% | 0% | 0% | Deemed | Propane | 0.633 |  |  |  |  | 1246
A - Residential | A2 - Home Performance | A2a - Home Performance (Weatherization) | [Open Measure - To Be Assigned] | EA2a021
A - Residential | A2 - Home Performance | A2a - Home Performance (Weatherization) | Insulation, Cord Wood | EA2a022 | Envelope | Dwelling Unit | 1 | 25 | 7300 | 3650 |  | 3650 | 0% | 0% | 0% | 100% | 99% | 95% | 95% | 95% | 86% |  | Utility Specific | 57.66 | Central Air Conditioner/Heat Pump (Cooling) | 6.595% | 3.846% | 47.32% | 42.24% | Calculated |  | 0.0015937 | 0.091894 | 34.6% | 0% | 34.6% | 34.6% | Utility Specific | Cord Wood | 5.36 | Fuel Oil - Residential Distillate | 4.4
A - Residential | A2 - Home Performance | A2a - Home Performance (Weatherization) | Insulation, Electric | EA2a023 | Envelope | Dwelling Unit | 3.0162 | 25 | 5600 | 2800 |  | 2800 | 0% | 0% | 0% | 100% | 99% | 95% | 95% | 95% | 86% |  | Utility Specific | 1611 | Weighted HVAC - All Homes | 25.41% | 29.66% | 23.25% | 21.68% | Calculated |  | 0.00078321 | 1.2618 | 33.6% | 20.1% | 33.6% | 33.6% | Utility Specific | Fuel Oil - Residential Distillate | 0.36
A - Residential | A2 - Home Performance | A2a - Home Performance (Weatherization) | Insulation, Gas | EA2a024 | Envelope | Dwelling Unit | 0 | 25 |  |  |  | 0 | 0% | 0% | 0% | 100% | 99% | 95% | 95% | 95% | 86% |  | Utility Specific |  | Central Air Conditioner/Heat Pump (Cooling) | 6.595% | 3.846% | 47.32% | 42.24% | Calculated |  | 0.0015937 | 0 | 34.6% | 0% | 34.6% | 34.6% | Utility Specific | NG - Res Heating
A - Residential | A2 - Home Performance | A2a - Home Performance (Weatherization) | Insulation, Kerosene | EA2a025 | Envelope | Dwelling Unit | 1 | 25 | 5600 | 2800 |  | 2800 | 0% | 0% | 0% | 100% | 99% | 95% | 95% | 95% | 86% |  | Utility Specific |  | Central Air Conditioner/Heat Pump (Cooling) | 6.595% | 3.846% | 47.32% | 42.24% | Calculated |  | 0.0015937 | 0 | 34.6% | 0% | 34.6% | 34.6% | Utility Specific | Kerosene | 3.71
A - Residential | A2 - Home Performance | A2a - Home Performance (Weatherization) | Insulation, Oil | EA2a026 | Envelope | Dwelling Unit | 38.7322 | 25 | 6200 | 3100 |  | 3100 | 0% | 0% | 0% | 100% | 99% | 95% | 95% | 95% | 86% |  | Utility Specific | 120.77 | Central Air Conditioner/Heat Pump (Cooling) | 6.595% | 3.846% | 47.32% | 42.24% | Calculated |  | 0.0015937 | 0.19247 | 34.6% | 0% | 34.6% | 34.6% | Utility Specific | Fuel Oil - Residential Distillate | 17.18 | Cord Wood | 1.65
A - Residential | A2 - Home Performance | A2a - Home Performance (Weatherization) | Insulation, Propane | EA2a027 | Envelope | Dwelling Unit | 12 | 25 | 6700 | 3350 |  | 3350 | 0% | 0% | 0% | 100% | 99% | 95% | 95% | 95% | 86% |  | Utility Specific | 253.86 | Central Air Conditioner/Heat Pump (Cooling) | 6.595% | 3.846% | 47.32% | 42.24% | Calculated |  | 0.0015937 | 0.40458 | 34.6% | 0% | 34.6% | 34.6% | Utility Specific | Propane | 11.22 | Cord Wood | 1.44
A - Residential | A2 - Home Performance | A2a - Home Performance (Weatherization) | Insulation, Wood Pellets | EA2a028 | Envelope | Dwelling Unit | 2 | 25 | 5800 | 2900 |  | 2900 | 0% | 0% | 0% | 100% | 99% | 95% | 95% | 95% | 86% |  | Utility Specific | 40.18 | Central Air Conditioner/Heat Pump (Cooling) | 6.595% | 3.846% | 47.32% | 42.24% | Calculated |  | 0.0015937 | 0.064036 | 34.6% | 0% | 34.6% | 34.6% | Utility Specific | Pellet Wood | 14.72 | Fuel Oil - Residential Distillate | 6.03
A - Residential | A2 - Home Performance | A2a - Home Performance (Weatherization) | Duct Insulation, Cord Wood | EA2a063 | HVAC | Dwelling Unit | 0 | 25 |  |  |  | 0 | 0% | 0% | 0% | 100% | 99% | 96% | 96% | 96% | 114% |  | Utility Specific |  | Central Air Conditioner/Heat Pump (Cooling) | 6.595% | 3.846% | 47.32% | 42.24% | Calculated |  | 0.0015937 | 0 | 34.6% | 0% | 34.6% | 34.6% | Utility Specific | Cord Wood
A - Residential | A2 - Home Performance | A2a - Home Performance (Weatherization) | Duct Insulation, Electric | EA2a064 | HVAC | Dwelling Unit | 0 | 25 |  |  |  | 0 | 0% | 0% | 0% | 100% | 99% | 96% | 96% | 96% | 100% |  | Utility Specific |  | Weighted HVAC - All Homes | 25.41% | 29.66% | 23.25% | 21.68% | Calculated |  | 0.00078321 | 0 | 33.6% | 20.1% | 33.6% | 33.6% | Utility Specific
A - Residential | A2 - Home Performance | A2a - Home Performance (Weatherization) | Duct Insulation, Gas | EA2a065 | HVAC | Dwelling Unit | 0 | 25 |  |  |  | 0 | 0% | 0% | 0% | 100% | 99% | 96% | 96% | 96% | 104% |  | Utility Specific |  | Central Air Conditioner/Heat Pump (Cooling) | 6.595% | 3.846% | 47.32% | 42.24% | Calculated |  | 0.0015937 | 0 | 34.6% | 0% | 34.6% | 34.6% | Utility Specific | NG - Res Heating
A - Residential | A2 - Home Performance | A2a - Home Performance (Weatherization) | Duct Insulation, Kerosene | EA2a066 | HVAC | Dwelling Unit | 0 | 25 |  |  |  | 0 | 0% | 0% | 0% | 100% | 99% | 96% | 96% | 96% | 114% |  | Utility Specific |  | Central Air Conditioner/Heat Pump (Cooling) | 6.595% | 3.846% | 47.32% | 42.24% | Calculated |  | 0.0015937 | 0 | 34.6% | 0% | 34.6% | 34.6% | Utility Specific | Kerosene
A - Residential | A2 - Home Performance | A2a - Home Performance (Weatherization) | Duct Insulation, Oil | EA2a067 | HVAC | Dwelling Unit | 0 | 25 |  |  |  | 0 | 0% | 0% | 0% | 100% | 99% | 96% | 96% | 96% | 114% |  | Utility Specific |  | Central Air Conditioner/Heat Pump (Cooling) | 6.595% | 3.846% | 47.32% | 42.24% | Calculated |  | 0.0015937 | 0 | 34.6% | 0% | 34.6% | 34.6% | Utility Specific | Fuel Oil - Residential Distillate
A - Residential | A2 - Home Performance | A2a - Home Performance (Weatherization) | Duct Insulation, Propane | EA2a068 | HVAC | Dwelling Unit | 0 | 25 |  |  |  | 0 | 0% | 0% | 0% | 100% | 99% | 96% | 96% | 96% | 114% |  | Utility Specific |  | Central Air Conditioner/Heat Pump (Cooling) | 6.595% | 3.846% | 47.32% | 42.24% | Calculated |  | 0.0015937 | 0 | 34.6% | 0% | 34.6% | 34.6% | Utility Specific | Propane
A - Residential | A2 - Home Performance | A2a - Home Performance (Weatherization) | Duct Insulation, Wood Pellets | EA2a069 | HVAC | Dwelling Unit | 0 | 25 |  |  |  | 0 | 0% | 0% | 0% | 100% | 99% | 96% | 96% | 96% | 114% |  | Utility Specific |  | Central Air Conditioner/Heat Pump (Cooling) | 6.595% | 3.846% | 47.32% | 42.24% | Calculated |  | 0.0015937 | 0 | 34.6% | 0% | 34.6% | 34.6% | Utility Specific | Pellet Wood
A - Residential | A2 - Home Performance | A2a - Home Performance (Weatherization) | Low Flow Showerhead, Electric | EA2a030 | Hot Water | Showerhead | 27 | 15 | 35 | 35 |  | 0 | 0% | 0% | 0% | 100% | 99% | 100% | 100% | 100% | 100% |  | Deemed | 145.226 | Water Heater - Electric | 41.52% | 31.39% | 15.22% | 11.88% | Deemed | 0.05 | 0.00024338 | 0.05 | 31.2% | 80.8% | 31.2% | 31.2% | Deemed |  | 0 |  |  |  |  | 1246
A - Residential | A2 - Home Performance | A2a - Home Performance (Weatherization) | Low Flow Showerhead, Gas | EA2a031 | Hot Water | Showerhead | 0 | 15 |  |  |  | 0 | 0% | 0% | 0% | 100% | 99% | 100% | 100% | 100% | 100% |  | Deemed | 0 | Non-Electric Measures | 0% | 0% | 0% | 0% | Calculated |  | 0 | 0 | 0% | 0% | 0% | 0% | Deemed | NG - Res Hot Water | 0.633 |  |  |  |  | 1246
A - Residential | A2 - Home Performance | A2a - Home Performance (Weatherization) | Low Flow Showerhead, Kerosene | EA2a032 | Hot Water | Showerhead | 0 | 15 |  |  |  | 0 | 0% | 0% | 0% | 100% | 99% | 100% | 100% | 100% | 100% |  | Deemed | 0 | Non-Electric Measures | 0% | 0% | 0% | 0% | Calculated |  | 0 | 0 | 0% | 0% | 0% | 0% | Deemed | Kerosene | 0.633 |  |  |  |  | 1246
A - Residential | A2 - Home Performance | A2a - Home Performance (Weatherization) | Low Flow Showerhead, Oil | EA2a033 | Hot Water | Showerhead | 0 | 15 |  |  |  | 0 | 0% | 0% | 0% | 100% | 99% | 100% | 100% | 100% | 100% |  | Deemed | 0 | Non-Electric Measures | 0% | 0% | 0% | 0% | Calculated |  | 0 | 0 | 0% | 0% | 0% | 0% | Deemed | Fuel Oil - Residential Distillate | 0.633 |  |  |  |  | 1246
A - Residential | A2 - Home Performance | A2a - Home Performance (Weatherization) | Low Flow Showerhead, Propane | EA2a034 | Hot Water | Showerhead | 1 | 15 | 35 | 35 |  | 0 | 0% | 0% | 0% | 100% | 99% | 100% | 100% | 100% | 100% |  | Deemed | 0 | Non-Electric Measures | 0% | 0% | 0% | 0% | Calculated |  | 0 | 0 | 0% | 0% | 0% | 0% | Deemed | Propane | 0.633 |  |  |  |  | 1246
A - Residential | A2 - Home Performance | A2a - Home Performance (Weatherization) | Advanced Power Strip, Tier I | EA2a035 | Process | Power Strip | 0 | 5 |  |  |  | 0 | 0% | 0% | 0% | 100% | 99% | 96% | 96% | 96% | 114% |  | Deemed | 105 | Primary TV and Peripherals | 32.24% | 34.78% | 15.36% | 17.62% | Deemed | 0.01 | 0.00018311 | 0.01 | 58.2% | 86.3% | 58.2% | 58.2% | Deemed |  | 0
A - Residential | A2 - Home Performance | A2a - Home Performance (Weatherization) | Advanced Power Strip, Tier II | EA2a036 | Process | Power Strip | 0 | 5 |  |  |  | 0 | 0% | 0% | 0% | 100% | 99% | 96% | 96% | 96% | 114% |  | Deemed | 207 | Primary TV and Peripherals | 32.24% | 34.78% | 15.36% | 17.62% | Deemed | 0.024 | 0.00018311 | 0.024 | 58.2% | 86.3% | 58.2% | 58.2% | Deemed |  | 0
A - Residential | A2 - Home Performance | A2a - Home Performance (Weatherization) | Pipe Insulation - Hot Water, Electric | EA2a037 | Hot Water | Dwelling Unit | 3 | 15 | 150 | 150 |  | 0 | 0% | 0% | 0% | 100% | 99% | 100% | 100% | 100% | 100% |  | Utility Specific | 1229.67 | Water Heater - Electric | 41.52% | 31.39% | 15.22% | 11.88% | Calculated |  | 0.00024338 | 0.29928 | 31.2% | 80.8% | 31.2% | 31.2% | Utility Specific
A - Residential | A2 - Home Performance | A2a - Home Performance (Weatherization) | Pipe Insulation - Hot Water, Gas | EA2a038 | Hot Water | Dwelling Unit | 0 | 15 |  |  |  | 0 | 0% | 0% | 0% | 100% | 99% | 100% | 100% | 100% | 100% |  | Utility Specific |  | Non-Electric Measures | 0% | 0% | 0% | 0% | Calculated |  | 0 | 0 | 0% | 0% | 0% | 0% | Utility Specific | NG - Res Hot Water
A - Residential | A2 - Home Performance | A2a - Home Performance (Weatherization) | Pipe Insulation - Hot Water, Kerosene | EA2a039 | Hot Water | Dwelling Unit | 0 | 15 |  |  |  | 0 | 0% | 0% | 0% | 100% | 99% | 100% | 100% | 100% | 100% |  | Utility Specific |  | Non-Electric Measures | 0% | 0% | 0% | 0% | Calculated |  | 0 | 0 | 0% | 0% | 0% | 0% | Utility Specific | Kerosene
A - Residential | A2 - Home Performance | A2a - Home Performance (Weatherization) | Pipe Insulation - Hot Water, Oil | EA2a040 | Hot Water | Dwelling Unit | 4 | 15 | 350 | 262.5 |  | 87.5 | 0% | 0% | 0% | 100% | 99% | 100% | 100% | 100% | 100% |  | Utility Specific | 37.03 | Water Heater - Natural Gas/Fuel Oil | 40.94% | 34.19% | 13.3% | 11.56% | Calculated |  | 0.00035685 | 0.013214 | 21.4% | 39.9% | 21.4% | 21.4% | Utility Specific | Fuel Oil - Residential Distillate | 0.5
A - Residential | A2 - Home Performance | A2a - Home Performance (Weatherization) | Pipe Insulation - Hot Water, Propane | EA2a041 | Hot Water | Dwelling Unit | 3 | 15 | 100 | 75 |  | 25 | 0% | 0% | 0% | 100% | 99% | 100% | 100% | 100% | 100% |  | Utility Specific | 41.37 | Water Heater - Natural Gas/Fuel Oil | 40.94% | 34.19% | 13.3% | 11.56% | Calculated |  | 0.00035685 | 0.014763 | 21.4% | 39.9% | 21.4% | 21.4% | Utility Specific | Propane | 0.5
A - Residential | A2 - Home Performance | A2a - Home Performance (Weatherization) | Hot Water Setback, Electric | EA2a042 | Hot Water | Setback | 0 | 2 |  |  |  | 0 | 0% | 0% | 0% | 100% | 99% | 96% | 96% | 96% | 100% |  | Utility Specific |  | 24 hour operation | 30.5% | 36.1% | 15.2% | 18.3% | Calculated |  | 0.00011416 | 0 | 100% | 100% | 100% | 100% | Utility Specific
A - Residential | A2 - Home Performance | A2a - Home Performance (Weatherization) | Hot Water Setback, Gas | EA2a059 | Hot Water | Setback | 0 | 2 |  |  |  | 0 | 0% | 0% | 0% | 100% | 99% | 96% | 96% | 96% | 104% |  | Utility Specific |  | Non-Electric Measures | 0% | 0% | 0% | 0% | Calculated |  | 0 | 0 | 0% | 0% | 0% | 0% | Utility Specific | NG - Res Hot Water
A - Residential | A2 - Home Performance | A2a - Home Performance (Weatherization) | Hot Water Setback, Kerosene | EA2a060 | Hot Water | Setback | 0 | 2 |  |  |  | 0 | 0% | 0% | 0% | 100% | 99% | 96% | 96% | 96% | 114% |  | Utility Specific |  | Non-Electric Measures | 0% | 0% | 0% | 0% | Calculated |  | 0 | 0 | 0% | 0% | 0% | 0% | Utility Specific | Kerosene
A - Residential | A2 - Home Performance | A2a - Home Performance (Weatherization) | Hot Water Setback, Oil | EA2a061 | Hot Water | Setback | 1 | 2 | 15 | 15 |  | 0 | 0% | 0% | 0% | 100% | 99% | 96% | 96% | 96% | 114% |  | Utility Specific |  | Non-Electric Measures | 0% | 0% | 0% | 0% | Calculated |  | 0 | 0 | 0% | 0% | 0% | 0% | Utility Specific | Fuel Oil - Residential Distillate | 0.41
A - Residential | A2 - Home Performance | A2a - Home Performance (Weatherization) | Hot Water Setback, Propane | EA2a062 | Hot Water | Setback | 0 | 2 |  |  |  | 0 | 0% | 0% | 0% | 100% | 99% | 96% | 96% | 96% | 114% |  | Utility Specific |  | Non-Electric Measures | 0% | 0% | 0% | 0% | Calculated |  | 0 | 0 | 0% | 0% | 0% | 0% | Utility Specific | Propane
A - Residential | A2 - Home Performance | A2a - Home Performance (Weatherization) | DHW Heat Pump Water Heater | EA2a043 | Hot Water | Water Heater | 0 | 15 |  |  |  | 0 | 0% | 0% | 0% | 100% | 99% | 96% | 96% | 96% | 100% |  | Deemed | 961 | Water Heater - Heat Pump | 39.13% | 32.97% | 14.89% | 13.01% | Calculated |  | 0.00021971 | 0.21114 | 41.3% | 74.7% | 41.3% | 41.3% | Deemed | NG - Res Hot Water | 1.3829 | Propane | 0.19331 | Fuel Oil - Residential Distillate | 2.4238
A - Residential | A2 - Home Performance | A2a - Home Performance (Weatherization) | Indirect Water Heater, Oil | EA2a082 | Hot Water | Water Heater | 0 | 13 |  |  |  | 0 | 0% | 0% | 0% | 100% | 99% | 96% | 96% | 96% | 114% |  | Utility Specific |  | Water Heater - Natural Gas/Fuel Oil | 40.94% | 34.19% | 13.3% | 11.56% | Calculated |  | 0.00035685 | 0 | 21.4% | 39.9% | 21.4% | 21.4% | Utility Specific | Fuel Oil - Residential Distillate
A - Residential | A2 - Home Performance | A2a - Home Performance (Weatherization) | Indirect Water Heater, Propane | EA2a083 | Hot Water | Water Heater | 0 | 13 |  |  |  | 0 | 0% | 0% | 0% | 100% | 99% | 96% | 96% | 96% | 114% |  | Utility Specific |  | Water Heater - Natural Gas/Fuel Oil | 40.94% | 34.19% | 13.3% | 11.56% | Calculated |  | 0.00035685 | 0 | 21.4% | 39.9% | 21.4% | 21.4% | Utility Specific | Propane
A - Residential | A2 - Home Performance | A2a - Home Performance (Weatherization) | Stand Alone Water Heater, Electric | EA2a008 | Hot Water | Water Heater | 0 | 13 |  |  |  | 0 | 0% | 0% | 0% | 100% | 99% | 96% | 96% | 96% | 100% |  | Utility Specific |  | Water Heater - Electric | 41.52% | 31.39% | 15.22% | 11.88% | Calculated |  | 0.00024338 | 0 | 31.2% | 80.8% | 31.2% | 31.2% | Utility Specific
A - Residential | A2 - Home Performance | A2a - Home Performance (Weatherization) | Stand Alone Water Heater, Gas | EA2a014 | Hot Water | Water Heater | 0 | 13 |  |  |  | 0 | 0% | 0% | 0% | 100% | 99% | 96% | 96% | 96% | 104% |  | Utility Specific |  | Water Heater - Natural Gas/Fuel Oil | 40.94% | 34.19% | 13.3% | 11.56% | Calculated |  | 0.00035685 | 0 | 21.4% | 39.9% | 21.4% | 21.4% | Utility Specific | NG - Res Hot Water
A - Residential | A2 - Home Performance | A2a - Home Performance (Weatherization) | Stand Alone Water Heater, Propane | EA2a015 | Hot Water | Water Heater | 0 | 13 |  |  |  | 0 | 0% | 0% | 0% | 100% | 99% | 96% | 96% | 96% | 114% |  | Utility Specific |  | Water Heater - Natural Gas/Fuel Oil | 40.94% | 34.19% | 13.3% | 11.56% | Calculated |  | 0.00035685 | 0 | 21.4% | 39.9% | 21.4% | 21.4% | Utility Specific | Propane
A - Residential | A2 - Home Performance | A2a - Home Performance (Weatherization) | LED Bulb, General Service Lamps | EA2a044 | Lighting | Bulb | 0 | 1 |  |  |  | 0 | 0% | 0% | 0% | 100% | 99% | 96% | 96% | 96% | 100% |  | Deemed | 35.3 | Lighting | 35.11% | 30.72% | 19.04% | 15.12% | Calculated |  | 0.00025457 | 0.0089863 | 54.7% | 84.8% | 54.7% | 54.7% | Calculated | NG - Res Heating | -0.02005 | Propane | -0.013634 | Fuel Oil - Residential Distillate | -0.046517
A - Residential | A2 - Home Performance | A2a - Home Performance (Weatherization) | LED Bulb, Linear | EA2a045 | Lighting | Fixture | 0 | 7 |  |  |  | 0 | 0% | 0% | 0% | 100% | 99% | 96% | 96% | 96% | 100% |  | Deemed | 19.6 | Lighting | 35.11% | 30.72% | 19.04% | 15.12% | Calculated |  | 0.00025457 | 0.0049895 | 54.7% | 84.8% | 54.7% | 54.7% | Calculated | NG - Res Heating | -0.011133 | Propane | -0.0075703 | Fuel Oil - Residential Distillate | -0.025828
A - Residential | A2 - Home Performance | A2a - Home Performance (Weatherization) | LED Bulb, Other Specialty | EA2a046 | Lighting | Bulb | 0 | 2 |  |  |  | 0 | 0% | 0% | 0% | 100% | 99% | 96% | 96% | 96% | 100% |  | Deemed | 50.6 | Lighting | 35.11% | 30.72% | 19.04% | 15.12% | Calculated |  | 0.00025457 | 0.012881 | 54.7% | 84.8% | 54.7% | 54.7% | Calculated | NG - Res Heating | -0.028741 | Propane | -0.019544 | Fuel Oil - Residential Distillate | -0.066679
A - Residential | A2 - Home Performance | A2a - Home Performance (Weatherization) | LED Bulb, Reflector | EA2a047 | Lighting | Bulb | 0 | 1 |  |  |  | 0 | 0% | 0% | 0% | 100% | 99% | 96% | 96% | 96% | 100% |  | Deemed | 50.6 | Lighting | 35.11% | 30.72% | 19.04% | 15.12% | Calculated |  | 0.00025457 | 0.012881 | 54.7% | 84.8% | 54.7% | 54.7% | Calculated | NG - Res Heating | -0.028741 | Propane | -0.019544 | Fuel Oil - Residential Distillate | -0.066679
A - Residential | A2 - Home Performance | A2a - Home Performance (Weatherization) | LED Fixture | EA2a048 | Lighting | Fixture | 0 | 2 |  |  |  | 0 | 0% | 0% | 0% | 100% | 99% | 96% | 96% | 96% | 100% |  | Utility Specific |  | Lighting | 35.11% | 30.72% | 19.04% | 15.12% | Calculated |  | 0.00025457 | 0 | 54.7% | 84.8% | 54.7% | 54.7% | Calculated | NG - Res Heating | 0 | Propane | 0 | Fuel Oil - Residential Distillate | 0
A - Residential | A2 - Home Performance | A2a - Home Performance (Weatherization) | Refrigerator | EA2a049 | Refrigeration | Appliance | 0 | 12 | 750 | 400 |  | 350 | 0% | 0% | 0% | 100% | 99% | 96% | 96% | 96% | 100% |  | Utility Specific | 200 | Primary Refrigerator | 29% | 31.95% | 18.18% | 20.87% | Calculated |  | 0.00017711 | 0.035422 | 129% | 93% | 129% | 129% | Utility Specific
A - Residential | A2 - Home Performance | A2a - Home Performance (Weatherization) | Freezer | EA2a053 | Refrigeration | Appliance | 0 | 12 |  |  |  | 0 | 0% | 0% | 0% | 100% | 99% | 96% | 96% | 96% | 100% |  | Utility Specific |  | Freezer | 28.67% | 33.56% | 17.07% | 20.69% | Calculated |  | 0.00014459 | 0 | 91.2% | 67.6% | 91.2% | 91.2% | Utility Specific
A - Residential | A2 - Home Performance | A2a - Home Performance (Weatherization) | Clothes Washer | EA2a054 | Hot Water | Appliance | 0 | 11 | 250 | 125 |  | 125 | 0% | 0% | 0% | 100% | 99% | 96% | 96% | 96% | 110.5% |  | Utility Specific | 88.67 | Clothes Washer | 36.44% | 29.9% | 18.29% | 15.36% | Calculated |  | 0.00027004 | 0.023944 | 49.1% | 52% | 49.1% | 49.1% | Utility Specific | NG - Res Hot Water | 0.024201 | Propane | 0.0033829 | Fuel Oil - Residential Distillate | 0.042416 | 823
A - Residential | A2 - Home Performance | A2a - Home Performance (Weatherization) | Clothes Dryer | EA2a055 | Envelope | Appliance | 0 | 12 |  |  |  | 0 | 0% | 0% | 0% | 100% | 99% | 96% | 96% | 96% | 100% |  | Utility Specific |  | Clothes Dryer - Electric | 38.94% | 29.95% | 16.9% | 14.21% | Calculated |  | 0.00029483 | 0 | 44.5% | 57.8% | 44.5% | 44.5% | Utility Specific
A - Residential | A2 - Home Performance | A2a - Home Performance (Weatherization) | Dehumidifier | EA2a056 | HVAC | Appliance | 0 | 12 | 250 | 125 |  | 125 | 0% | 0% | 0% | 100% | 99% | 96% | 96% | 96% | 100% |  | Deemed | 407.1 | Dehumidifier | 21.99% | 23.34% | 24.93% | 29.74% | Calculated |  | 0.00023381 | 0.095182 | 82% | 17.2% | 82% | 82% | Deemed
A - Residential | A2 - Home Performance | A2a - Home Performance (Weatherization) | Room Air Conditioner | EA2a057 | HVAC | Appliance | 0 | 9 | 380 | 190 |  | 190 | 0% | 0% | 0% | 100% | 99% | 96% | 96% | 96% | 100% |  | Deemed | 113 | Room or Window Air Conditioner | 2.884% | 2.153% | 47.53% | 47.43% | Calculated |  | 0.0015797 | 0.17851 | 32.8% | 0% | 32.8% | 32.8% | Deemed
A - Residential | A2 - Home Performance | A2a - Home Performance (Weatherization) | Triple Pane Window | EA2a058 | Envelope | Window | 0 |  |  |  |  | 0 | 0% | 0% | 0% | 100% | 99% | 96% | 96% | 96% | 100% |  | Utility Specific |  | Non-Electric Measures | 0% | 0% | 0% | 0% | Calculated |  | 0 | 0 | 0% | 0% | 0% | 0% | Utility Specific
A - Residential | A2 - Home Performance | A2a - Home Performance (Weatherization) | Window Insert, Cord Wood | EA2a084 | Envelope | Window | 0 | 4 |  |  |  | 0 | 0% | 0% | 0% | 100% | 99% | 96% | 96% | 96% | 114% |  | Utility Specific |  | Central Air Conditioner/Heat Pump (Cooling) | 6.595% | 3.846% | 47.32% | 42.24% | Calculated |  | 0.0015937 | 0 | 34.6% | 0% | 34.6% | 34.6% | Utility Specific | Cord Wood
A - Residential | A2 - Home Performance | A2a - Home Performance (Weatherization) | Window Insert, Electric | EA2a085 | Envelope | Window | 0 | 4 |  |  |  | 0 | 0% | 0% | 0% | 100% | 99% | 96% | 96% | 96% | 100% |  | Utility Specific |  | Weighted HVAC - All Homes | 25.41% | 29.66% | 23.25% | 21.68% | Calculated |  | 0.00078321 | 0 | 33.6% | 20.1% | 33.6% | 33.6% | Utility Specific
A - Residential | A2 - Home Performance | A2a - Home Performance (Weatherization) | Window Insert, Gas | EA2a086 | Envelope | Window | 0 | 4 |  |  |  | 0 | 0% | 0% | 0% | 100% | 99% | 96% | 96% | 96% | 104% |  | Utility Specific |  | Central Air Conditioner/Heat Pump (Cooling) | 6.595% | 3.846% | 47.32% | 42.24% | Calculated |  | 0.0015937 | 0 | 34.6% | 0% | 34.6% | 34.6% | Utility Specific | NG - Res Heating
A - Residential | A2 - Home Performance | A2a - Home Performance (Weatherization) | Window Insert, Kerosene | EA2a087 | Envelope | Window | 0 | 4 |  |  |  | 0 | 0% | 0% | 0% | 100% | 99% | 96% | 96% | 96% | 114% |  | Utility Specific |  | Central Air Conditioner/Heat Pump (Cooling) | 6.595% | 3.846% | 47.32% | 42.24% | Calculated |  | 0.0015937 | 0 | 34.6% | 0% | 34.6% | 34.6% | Utility Specific | Kerosene
A - Residential | A2 - Home Performance | A2a - Home Performance (Weatherization) | Window Insert, Oil | EA2a088 | Envelope | Window | 0 | 4 |  |  |  | 0 | 0% | 0% | 0% | 100% | 99% | 96% | 96% | 96% | 114% |  | Utility Specific |  | Central Air Conditioner/Heat Pump (Cooling) | 6.595% | 3.846% | 47.32% | 42.24% | Calculated |  | 0.0015937 | 0 | 34.6% | 0% | 34.6% | 34.6% | Utility Specific | Fuel Oil - Residential Distillate
A - Residential | A2 - Home Performance | A2a - Home Performance (Weatherization) | Window Insert, Propane | EA2a089 | Envelope | Window | 0 | 4 |  |  |  | 0 | 0% | 0% | 0% | 100% | 99% | 96% | 96% | 96% | 114% |  | Utility Specific |  | Central Air Conditioner/Heat Pump (Cooling) | 6.595% | 3.846% | 47.32% | 42.24% | Calculated |  | 0.0015937 | 0 | 34.6% | 0% | 34.6% | 34.6% | Utility Specific | Propane
A - Residential | A2 - Home Performance | A2a - Home Performance (Weatherization) | Window Insert, Wood Pellets | EA2a090 | Envelope | Window | 0 | 4 |  |  |  | 0 | 0% | 0% | 0% | 100% | 99% | 96% | 96% | 96% | 114% |  | Utility Specific |  | Central Air Conditioner/Heat Pump (Cooling) | 6.595% | 3.846% | 47.32% | 42.24% | Calculated |  | 0.0015937 | 0 | 34.6% | 0% | 34.6% | 34.6% | Utility Specific | Pellet Wood
A - Residential | A2 - Home Performance | A2a - Home Performance (Weatherization) | Insulated Door, Cord Wood | EA2a105 | Envelope | Door | 0 | 25 |  |  |  | 0 | 0% | 0% | 0% | 100% | 99% | 96% | 96% | 96% | 114% |  | Utility Specific |  | Central Air Conditioner/Heat Pump (Cooling) | 6.595% | 3.846% | 47.32% | 42.24% | Calculated |  | 0.0015937 | 0 | 34.6% | 0% | 34.6% | 34.6% | Utility Specific | Cord Wood
A - Residential | A2 - Home Performance | A2a - Home Performance (Weatherization) | Insulated Door, Electric | EA2a106 | Envelope | Door | 0 | 25 |  |  |  | 0 | 0% | 0% | 0% | 100% | 99% | 96% | 96% | 96% | 100% |  | Utility Specific |  | Weighted HVAC - All Homes | 25.41% | 29.66% | 23.25% | 21.68% | Calculated |  | 0.00078321 | 0 | 33.6% | 20.1% | 33.6% | 33.6% | Utility Specific
A - Residential | A2 - Home Performance | A2a - Home Performance (Weatherization) | Insulated Door, Gas | EA2a107 | Envelope | Door | 0 | 25 |  |  |  | 0 | 0% | 0% | 0% | 100% | 99% | 96% | 96% | 96% | 104% |  | Utility Specific |  | Central Air Conditioner/Heat Pump (Cooling) | 6.595% | 3.846% | 47.32% | 42.24% | Calculated |  | 0.0015937 | 0 | 34.6% | 0% | 34.6% | 34.6% | Utility Specific | NG - Res Heating
A - Residential | A2 - Home Performance | A2a - Home Performance (Weatherization) | Insulated Door, Kerosene | EA2a108 | Envelope | Door | 0 | 25 |  |  |  | 0 | 0% | 0% | 0% | 100% | 99% | 96% | 96% | 96% | 114% |  | Utility Specific |  | Central Air Conditioner/Heat Pump (Cooling) | 6.595% | 3.846% | 47.32% | 42.24% | Calculated |  | 0.0015937 | 0 | 34.6% | 0% | 34.6% | 34.6% | Utility Specific | Kerosene
A - Residential | A2 - Home Performance | A2a - Home Performance (Weatherization) | Insulated Door, Oil | EA2a109 | Envelope | Door | 0 | 25 |  |  |  | 0 | 0% | 0% | 0% | 100% | 99% | 96% | 96% | 96% | 114% |  | Utility Specific |  | Central Air Conditioner/Heat Pump (Cooling) | 6.595% | 3.846% | 47.32% | 42.24% | Calculated |  | 0.0015937 | 0 | 34.6% | 0% | 34.6% | 34.6% | Utility Specific | Fuel Oil - Residential Distillate
A - Residential | A2 - Home Performance | A2a - Home Performance (Weatherization) | Insulated Door, Propane | EA2a110 | Envelope | Door | 0 | 25 |  |  |  | 0 | 0% | 0% | 0% | 100% | 99% | 96% | 96% | 96% | 114% |  | Utility Specific |  | Central Air Conditioner/Heat Pump (Cooling) | 6.595% | 3.846% | 47.32% | 42.24% | Calculated |  | 0.0015937 | 0 | 34.6% | 0% | 34.6% | 34.6% | Utility Specific | Propane
A - Residential | A2 - Home Performance | A2a - Home Performance (Weatherization) | Insulated Door, Wood Pellets | EA2a111 | Envelope | Door | 0 | 25 |  |  |  | 0 | 0% | 0% | 0% | 100% | 99% | 96% | 96% | 96% | 114% |  | Utility Specific |  | Central Air Conditioner/Heat Pump (Cooling) | 6.595% | 3.846% | 47.32% | 42.24% | Calculated |  | 0.0015937 | 0 | 34.6% | 0% | 34.6% | 34.6% | Utility Specific | Pellet Wood
A - Residential | A2 - Home Performance | A2a - Home Performance (Weatherization) | Window Replacement, Cord Wood | EA2a112 | Envelope | Window | 0 | 25 |  |  |  | 0 | 0% | 0% | 0% | 100% | 99% | 96% | 96% | 96% | 114% |  | Utility Specific |  | Central Air Conditioner/Heat Pump (Cooling) | 6.595% | 3.846% | 47.32% | 42.24% | Calculated |  | 0.0015937 | 0 | 34.6% | 0% | 34.6% | 34.6% | Utility Specific | Cord Wood
A - Residential | A2 - Home Performance | A2a - Home Performance (Weatherization) | Window Replacement, Electric | EA2a113 | Envelope | Window | 0 | 25 |  |  |  | 0 | 0% | 0% | 0% | 100% | 99% | 96% | 96% | 96% | 100% |  | Utility Specific |  | Weighted HVAC - All Homes | 25.41% | 29.66% | 23.25% | 21.68% | Calculated |  | 0.00078321 | 0 | 33.6% | 20.1% | 33.6% | 33.6% | Utility Specific
A - Residential | A2 - Home Performance | A2a - Home Performance (Weatherization) | Window Replacement, Gas | EA2a114 | Envelope | Window | 0 | 25 |  |  |  | 0 | 0% | 0% | 0% | 100% | 99% | 96% | 96% | 96% | 104% |  | Utility Specific |  | Central Air Conditioner/Heat Pump (Cooling) | 6.595% | 3.846% | 47.32% | 42.24% | Calculated |  | 0.0015937 | 0 | 34.6% | 0% | 34.6% | 34.6% | Utility Specific | NG - Res Heating
A - Residential | A2 - Home Performance | A2a - Home Performance (Weatherization) | Window Replacement, Kerosene | EA2a115 | Envelope | Window | 0 | 25 |  |  |  | 0 | 0% | 0% | 0% | 100% | 99% | 96% | 96% | 96% | 114% |  | Utility Specific |  | Central Air Conditioner/Heat Pump (Cooling) | 6.595% | 3.846% | 47.32% | 42.24% | Calculated |  | 0.0015937 | 0 | 34.6% | 0% | 34.6% | 34.6% | Utility Specific | Kerosene
A - Residential | A2 - Home Performance | A2a - Home Performance (Weatherization) | Window Replacement, Oil | EA2a116 | Envelope | Window | 0 | 25 |  |  |  | 0 | 0% | 0% | 0% | 100% | 99% | 96% | 96% | 96% | 114% |  | Utility Specific |  | Central Air Conditioner/Heat Pump (Cooling) | 6.595% | 3.846% | 47.32% | 42.24% | Calculated |  | 0.0015937 | 0 | 34.6% | 0% | 34.6% | 34.6% | Utility Specific | Fuel Oil - Residential Distillate
A - Residential | A2 - Home Performance | A2a - Home Performance (Weatherization) | Window Replacement, Propane | EA2a117 | Envelope | Window | 0 | 25 |  |  |  | 0 | 0% | 0% | 0% | 100% | 99% | 96% | 96% | 96% | 114% |  | Utility Specific |  | Central Air Conditioner/Heat Pump (Cooling) | 6.595% | 3.846% | 47.32% | 42.24% | Calculated |  | 0.0015937 | 0 | 34.6% | 0% | 34.6% | 34.6% | Utility Specific | Propane
A - Residential | A2 - Home Performance | A2a - Home Performance (Weatherization) | Window Replacement, Wood Pellets | EA2a118 | Envelope | Window | 0 | 25 |  |  |  | 0 | 0% | 0% | 0% | 100% | 99% | 96% | 96% | 96% | 114% |  | Utility Specific |  | Central Air Conditioner/Heat Pump (Cooling) | 6.595% | 3.846% | 47.32% | 42.24% | Calculated |  | 0.0015937 | 0 | 34.6% | 0% | 34.6% | 34.6% | Utility Specific | Pellet Wood
A - Residential | A2 - Home Performance | A2a - Home Performance (Weatherization) | Visual Audit Oil Savings | EA2a050 | Envelope | Dwelling Unit | 0 | 13.75 | 572.07 | 572.07 |  | 0 | 0% | 0% | 0% | 100% | 99% | 96% | 96% | 96% | 114% |  | Utility Specific |  | Non-Electric Measures | 0% | 0% | 0% | 0% | Calculated |  | 0 | 0 | 0% | 0% | 0% | 0% | Utility Specific | Fuel Oil - Residential Distillate | 11.55
A - Residential | A2 - Home Performance | A2a - Home Performance (Weatherization) | Visual Audit Propane Savings | EA2a051 | Envelope | Dwelling Unit | 0 | 13.75 | 572.07 | 572.07 |  | 0 | 0% | 0% | 0% | 100% | 99% | 96% | 96% | 96% | 114% |  | Utility Specific |  | Non-Electric Measures | 0% | 0% | 0% | 0% | Calculated |  | 0 | 0 | 0% | 0% | 0% | 0% | Utility Specific | Propane | 11.55
A - Residential | A2 - Home Performance | A2a - Home Performance (Weatherization) | Visual Audit Electric Savings | EA2a052 | Envelope | Dwelling Unit | 0 | 5 |  |  |  | 0 | 0% | 0% | 0% | 100% | 99% | 96% | 96% | 96% | 100% |  | Utility Specific | 335.17 | Weighted HVAC - All Homes | 25.41% | 29.66% | 23.25% | 21.68% | Calculated |  | 0.00078321 | 0.26251 | 33.6% | 20.1% | 33.6% | 33.6% | Utility Specific
A - Residential | A2 - Home Performance | A2a - Home Performance (Weatherization) | Health and Safety Measures | EA2NESM | Non-Energy Saving |  | 0 | 1 |  |  |  | 0 | 0% | 0% | 0% | 100% | 0% | 0% | 0% | 0% | 0% |  |  |  | Non-Electric Measures | 0% | 0% | 0% | 0% |  |  | 0 | 0 | 0% | 0% | 0% | 0%
A - Residential | A2 - Home Performance | A2a - Home Performance (Weatherization) | Audit Fee | EA2AUD | Non-Energy Saving |  | 1 | 1 | 43458.827 | 43458.827 |  | 0 | 0% | 0% | 0% | 100% | 0% | 0% | 0% | 0% | 0% |  |  |  | Non-Electric Measures | 0% | 0% | 0% | 0% |  |  | 0 | 0 | 0% | 0% | 0% | 0%
A - Residential | A2 - Home Performance | A2a - Home Performance (Weatherization) | Admin Fee |  | Non-Energy Saving |  | 0 | 1 |  |  |  | 0 | 0% | 0% | 0% | 100% | 0% | 0% | 0% | 0% | 0% |  |  |  | Non-Electric Measures | 0% | 0% | 0% | 0% |  |  | 0 | 0 | 0% | 0% | 0% | 0%
A - Residential | A2 - Home Performance | A2a - Home Performance (Weatherization) | Contractor Fees |  | Non-Energy Saving |  | 0 | 1 |  |  |  | 0 | 0% | 0% | 0% | 100% | 0% | 0% | 0% | 0% | 0% |  |  |  | Non-Electric Measures | 0% | 0% | 0% | 0% |  |  | 0 | 0 | 0% | 0% | 0% | 0%
A - Residential | A2 - Home Performance | A2c - Home Performance 3rd Party Financing (Loan buy-down) | 3rd Party Financing |  | Non-Energy Saving |  | 1 | 1 | 8000 | 8000 |  | 0 | 0% | 0% | 0% | 100% | 0% | 0% | 0% | 0% | 0% |  |  |  | Non-Electric Measures | 0% | 0% | 0% | 0% |  |  | 0 | 0 | 0% | 0% | 0% | 0%
A - Residential | A2 - Home Performance | A2a - Home Performance (Weatherization)
A - Residential | A2 - Home Performance | A2a - Home Performance (Weatherization)
A - Residential | A2 - Home Performance | A2a - Home Performance (Weatherization) | Air Sealing, Electric (Multifamily) | EA2a091 | Envelope | Dwelling Unit | 0 | 15 |  |  |  | 0 | 0% | 0% | 0% | 100% | 99% | 95% | 95% | 95% | 86% |  | Utility Specific |  | Weighted HVAC - All Homes | 25.41% | 29.66% | 23.25% | 21.68% | Calculated |  | 0.00078321 | 0 | 33.6% | 20.1% | 33.6% | 33.6% | Utility Specific
A - Residential | A2 - Home Performance | A2a - Home Performance (Weatherization) | Air Sealing, Gas (Multifamily) | EA2a092 | Envelope | Dwelling Unit | 0 | 15 |  |  |  | 0 | 0% | 0% | 0% | 100% | 99% | 95% | 95% | 95% | 86% |  | Utility Specific |  | Central Air Conditioner/Heat Pump (Cooling) | 6.595% | 3.846% | 47.32% | 42.24% | Calculated |  | 0.0015937 | 0 | 34.6% | 0% | 34.6% | 34.6% | Utility Specific | NG - Res Heating
A - Residential | A2 - Home Performance | A2a - Home Performance (Weatherization) | Air Sealing, Oil (Multifamily) | EA2a093 | Envelope | Dwelling Unit | 0 | 15 | 555.56 | 500 |  | 55.56 | 0% | 0% | 0% | 100% | 99% | 95% | 95% | 95% | 86% |  | Utility Specific |  | Central Air Conditioner/Heat Pump (Cooling) | 6.595% | 3.846% | 47.32% | 42.24% | Calculated |  | 0.0015937 | 0 | 34.6% | 0% | 34.6% | 34.6% | Utility Specific | Fuel Oil - Residential Distillate | 6
A - Residential | A2 - Home Performance | A2a - Home Performance (Weatherization) | Air Sealing, Propane (Multifamily) | EA2a094 | Envelope | Dwelling Unit | 0 | 15 |  |  |  | 0 | 0% | 0% | 0% | 100% | 99% | 95% | 95% | 95% | 86% |  | Utility Specific |  | Central Air Conditioner/Heat Pump (Cooling) | 6.595% | 3.846% | 47.32% | 42.24% | Calculated |  | 0.0015937 | 0 | 34.6% | 0% | 34.6% | 34.6% | Utility Specific | Propane
A - Residential | A2 - Home Performance | A2a - Home Performance (Weatherization) | Insulation, Electric (Multifamily) | EA2a095 | Envelope | Dwelling Unit | 0 | 25 |  |  |  | 0 | 0% | 0% | 0% | 100% | 99% | 95% | 95% | 95% | 86% |  | Utility Specific |  | Weighted HVAC - All Homes | 25.41% | 29.66% | 23.25% | 21.68% | Calculated |  | 0.00078321 | 0 | 33.6% | 20.1% | 33.6% | 33.6% | Utility Specific
A - Residential | A2 - Home Performance | A2a - Home Performance (Weatherization) | Insulation, Gas (Multifamily) | EA2a096 | Envelope | Dwelling Unit | 0 | 25 |  |  |  | 0 | 0% | 0% | 0% | 100% | 99% | 95% | 95% | 95% | 86% |  | Utility Specific |  | Central Air Conditioner/Heat Pump (Cooling) | 6.595% | 3.846% | 47.32% | 42.24% | Calculated |  | 0.0015937 | 0 | 34.6% | 0% | 34.6% | 34.6% | Utility Specific | NG - Res Heating
A - Residential | A2 - Home Performance | A2a - Home Performance (Weatherization) | Insulation, Oil (Multifamily) | EA2a097 | Envelope | Dwelling Unit | 0 | 25 | 5833.33 | 3500 |  | 2333.33 | 0% | 0% | 0% | 100% | 99% | 95% | 95% | 95% | 86% |  | Utility Specific |  | Central Air Conditioner/Heat Pump (Cooling) | 6.595% | 3.846% | 47.32% | 42.24% | Calculated |  | 0.0015937 | 0 | 34.6% | 0% | 34.6% | 34.6% | Utility Specific | Fuel Oil - Residential Distillate | 11
A - Residential | A2 - Home Performance | A2a - Home Performance (Weatherization) | Insulation, Propane (Multifamily) | EA2a098 | Envelope | Dwelling Unit | 0 | 25 |  |  |  | 0 | 0% | 0% | 0% | 100% | 99% | 95% | 95% | 95% | 86% |  | Utility Specific |  | Central Air Conditioner/Heat Pump (Cooling) | 6.595% | 3.846% | 47.32% | 42.24% | Calculated |  | 0.0015937 | 0 | 34.6% | 0% | 34.6% | 34.6% | Utility Specific | Propane
A - Residential | A2 - Home Performance | A2a - Home Performance (Weatherization) | LED Bulb, General Service Lamps (Multifamily) | EA2a099 | Lighting | Bulb | 0 | 1 |  |  |  | 0 | 0% | 0% | 0% | 100% | 99% | 96% | 96% | 96% | 100% |  | Deemed | 35.3 | Lighting | 35.11% | 30.72% | 19.04% | 15.12% | Calculated |  | 0.00025457 | 0.0089863 | 54.7% | 84.8% | 54.7% | 54.7% | Calculated | NG - Res Heating | -0.02005 | Propane | -0.013634 | Fuel Oil - Residential Distillate | -0.046517
A - Residential | A2 - Home Performance | A2a - Home Performance (Weatherization) | LED Bulb, Linear (Multifamily) | EA2a100 | Lighting | Fixture | 0 | 7 |  |  |  | 0 | 0% | 0% | 0% | 100% | 99% | 96% | 96% | 96% | 100% |  | Deemed | 330 | Lighting | 35.11% | 30.72% | 19.04% | 15.12% | Calculated |  | 0.00025457 | 0.084008 | 54.7% | 84.8% | 54.7% | 54.7% | Calculated | NG - Res Heating | -0.18744 | Propane | -0.12746 | Fuel Oil - Residential Distillate | -0.43486
A - Residential | A2 - Home Performance | A2a - Home Performance (Weatherization) | LED Bulb, Other Specialty (Multifamily) | EA2a101 | Lighting | Bulb | 0 | 2 |  |  |  | 0 | 0% | 0% | 0% | 100% | 99% | 96% | 96% | 96% | 100% |  | Deemed | 50.6 | Lighting | 35.11% | 30.72% | 19.04% | 15.12% | Calculated |  | 0.00025457 | 0.012881 | 54.7% | 84.8% | 54.7% | 54.7% | Calculated | NG - Res Heating | -0.028741 | Propane | -0.019544 | Fuel Oil - Residential Distillate | -0.066679
A - Residential | A2 - Home Performance | A2a - Home Performance (Weatherization) | LED Bulb, Reflector (Multifamily) | EA2a102 | Lighting | Bulb | 0 | 1 |  |  |  | 0 | 0% | 0% | 0% | 100% | 99% | 96% | 96% | 96% | 100% |  | Deemed | 50.6 | Lighting | 35.11% | 30.72% | 19.04% | 15.12% | Calculated |  | 0.00025457 | 0.012881 | 54.7% | 84.8% | 54.7% | 54.7% | Calculated | NG - Res Heating | -0.028741 | Propane | -0.019544 | Fuel Oil - Residential Distillate | -0.066679
A - Residential | A2 - Home Performance | A2a - Home Performance (Weatherization) | LED Fixture (Multifamily) | EA2a103 | Lighting | Fixture | 0 | 2 |  |  |  | 0 | 0% | 0% | 0% | 100% | 99% | 96% | 96% | 96% | 100% |  | Utility Specific |  | Lighting | 35.11% | 30.72% | 19.04% | 15.12% | Calculated |  | 0.00025457 | 0 | 54.7% | 84.8% | 54.7% | 54.7% | Calculated | NG - Res Heating | 0 | Propane | 0 | Fuel Oil - Residential Distillate | 0
A - Residential | A2 - Home Performance | A2a - Home Performance (Weatherization) | Refrigerator (Multifamily) | EA2a104 | Refrigeration | Appliance | 0 | 12 | 617.65 | 525 |  | 92.65 | 0% | 0% | 0% | 100% | 99% | 96% | 96% | 96% | 100% |  | Utility Specific | 544.05 | Primary Refrigerator | 29% | 31.95% | 18.18% | 20.87% | Calculated |  | 0.00017711 | 0.096357 | 129% | 93% | 129% | 129% | Utility Specific
A - Residential | A2 - Home Performance | A2a - Home Performance (Weatherization)
A - Residential | A2 - Home Performance | A2b - Home Performance (HVAC Systems) | Boiler Replacement, Gas | EA2b001 | HVAC | Boiler | 0 | 19 |  |  |  | 0 | 0% | 0% | 0% | 100% | 99% | 100% | 100% | 100% | 100% |  | Utility Specific |  | Boiler Distribution | 45.01% | 54.99% | 0% | 0% | Calculated |  | 0.00055115 | 0 | 0% | 53.5% | 0% | 0% | Utility Specific | NG - Res Heating
A - Residential | A2 - Home Performance | A2b - Home Performance (HVAC Systems) | Boiler Replacement, Kerosene | EA2b002 | HVAC | Boiler | 0 | 19 |  |  |  | 0 | 0% | 0% | 0% | 100% | 99% | 100% | 100% | 100% | 100% |  | Utility Specific |  | Boiler Distribution | 45.01% | 54.99% | 0% | 0% | Calculated |  | 0.00055115 | 0 | 0% | 53.5% | 0% | 0% | Utility Specific | Kerosene | 2.7
A - Residential | A2 - Home Performance | A2b - Home Performance (HVAC Systems) | Boiler Replacement, Oil | EA2b003 | HVAC | Boiler | 0 | 19 |  |  |  | 0 | 0% | 0% | 0% | 100% | 99% | 100% | 100% | 100% | 100% |  | Utility Specific |  | Boiler Distribution | 45.01% | 54.99% | 0% | 0% | Calculated |  | 0.00055115 | 0 | 0% | 53.5% | 0% | 0% | Utility Specific | Fuel Oil - Residential Distillate | 2.7
A - Residential | A2 - Home Performance | A2b - Home Performance (HVAC Systems) | Boiler Replacement, Propane | EA2b004 | HVAC | Boiler | 0 | 19 |  |  |  | 0 | 0% | 0% | 0% | 100% | 99% | 100% | 100% | 100% | 100% |  | Utility Specific |  | Boiler Distribution | 45.01% | 54.99% | 0% | 0% | Calculated |  | 0.00055115 | 0 | 0% | 53.5% | 0% | 0% | Utility Specific | Propane | 10.2
A - Residential | A2 - Home Performance | A2b - Home Performance (HVAC Systems) | Furnace Replacement, Gas | EA2b005 | HVAC | Furnace | 0 | 17 |  |  |  | 0 | 0% | 0% | 0% | 100% | 99% | 100% | 100% | 100% | 100% |  | Deemed | 168 | Furnace Fan | 44.58% | 55.42% | 0% | 0% | Deemed | 0.064 | 0.00064492 | 0.064 | 0% | 45.2% | 0% | 0% | Utility Specific | NG - Res Heating | -
A - Residential | A2 - Home Performance | A2b - Home Performance (HVAC Systems) | Furnace Replacement, Kerosene | EA2b006 | HVAC | Furnace | 0 | 17 |  |  |  | 0 | 0% | 0% | 0% | 100% | 99% | 100% | 100% | 100% | 100% |  | Deemed | 168 | Furnace Fan | 44.58% | 55.42% | 0% | 0% | Deemed | 0.064 | 0.00064492 | 0.064 | 0% | 45.2% | 0% | 0% | Utility Specific | Kerosene | 4.6
A - Residential | A2 - Home Performance | A2b - Home Performance (HVAC Systems) | Furnace Replacement, Oil | EA2b007 | HVAC | Furnace | 0 | 17 |  |  |  | 0 | 0% | 0% | 0% | 100% | 99% | 100% | 100% | 100% | 100% |  | Deemed | 168 | Furnace Fan | 44.58% | 55.42% | 0% | 0% | Deemed | 0.064 | 0.00064492 | 0.064 | 0% | 45.2% | 0% | 0% | Utility Specific | Fuel Oil - Residential Distillate | 4.6
A - Residential | A2 - Home Performance | A2b - Home Performance (HVAC Systems) | Furnace Replacement, Propane | EA2b008 | HVAC | Furnace | 0 | 17 |  |  |  | 0 | 0% | 0% | 0% | 100% | 99% | 100% | 100% | 100% | 100% |  | Deemed | 168 | Furnace Fan | 44.58% | 55.42% | 0% | 0% | Deemed | 0.064 | 0.00064492 | 0.064 | 0% | 45.2% | 0% | 0% | Utility Specific | Propane | 6.3
A - Residential | A2 - Home Performance | A2b - Home Performance (HVAC Systems) | Programmable Thermostat, Electric | EA2b009 | HVAC | Thermostat | 0 | 15 |  |  |  | 0 | 0% | 0% | 0% | 100% | 99% | 100% | 100% | 100% | 100% |  | Deemed | 251 | Central Air Conditioner/Heat Pump (Cooling) | 6.595% | 3.846% | 47.32% | 42.24% | Deemed | 0.19 | 0.0015937 | 0.19 | 0% | 100% | 0% | 0% | Deemed |  | 0
A - Residential | A2 - Home Performance | A2b - Home Performance (HVAC Systems) | Programmable Thermostat, Gas | EA2b010 | HVAC | Thermostat | 0 | 15 |  |  |  | 0 | 0% | 0% | 0% | 100% | 99% | 100% | 100% | 100% | 100% |  | Deemed | 0 | Central Air Conditioner/Heat Pump (Cooling) | 6.595% | 3.846% | 47.32% | 42.24% | Calculated |  | 0.0015937 | 0 | 0% | 0% | 0% | 0% | Deemed | NG - Res Heating | 2.07
A - Residential | A2 - Home Performance | A2b - Home Performance (HVAC Systems) | Programmable Thermostat, Kerosene | EA2b011 | HVAC | Thermostat | 0 | 15 |  |  |  | 0 | 0% | 0% | 0% | 100% | 99% | 100% | 100% | 100% | 100% |  | Deemed | 0 | Central Air Conditioner/Heat Pump (Cooling) | 6.595% | 3.846% | 47.32% | 42.24% | Calculated |  | 0.0015937 | 0 | 0% | 0% | 0% | 0% | Deemed | Kerosene | 2.06
A - Residential | A2 - Home Performance | A2b - Home Performance (HVAC Systems) | Programmable Thermostat, Oil | EA2b012 | HVAC | Thermostat | 3 | 15 | 225 | 225 |  | 0 | 0% | 0% | 0% | 100% | 99% | 100% | 100% | 100% | 100% |  | Deemed | 0 | Central Air Conditioner/Heat Pump (Cooling) | 6.595% | 3.846% | 47.32% | 42.24% | Calculated |  | 0.0015937 | 0 | 0% | 0% | 0% | 0% | Deemed | Fuel Oil - Residential Distillate | 2.07
A - Residential | A2 - Home Performance | A2b - Home Performance (HVAC Systems) | Programmable Thermostat, Propane | EA2b013 | HVAC | Thermostat | 2 | 15 | 225 | 225 |  | 0 | 0% | 0% | 0% | 100% | 99% | 100% | 100% | 100% | 100% |  | Deemed | 0 | Central Air Conditioner/Heat Pump (Cooling) | 6.595% | 3.846% | 47.32% | 42.24% | Calculated |  | 0.0015937 | 0 | 0% | 0% | 0% | 0% | Deemed | Propane | 2.06
A - Residential | A2 - Home Performance | A2b - Home Performance (HVAC Systems) | Programmable Thermostat, Wood Pellets | EA2b014 | HVAC | Thermostat | 2 | 15 | 225 | 225 |  | 0 | 0% | 0% | 0% | 100% | 99% | 100% | 100% | 100% | 100% |  | Deemed | 0 | Central Air Conditioner/Heat Pump (Cooling) | 6.595% | 3.846% | 47.32% | 42.24% | Calculated |  | 0.0015937 | 0 | 0% | 0% | 0% | 0% | Deemed | Pellet Wood | 2.06
A - Residential | A2 - Home Performance | A2b - Home Performance (HVAC Systems) | Wifi Thermostat, Electric | EA2b015 | HVAC | Thermostat | 227 | 15 | 500 | 500 |  | 0 | 0% | 0% | 0% | 100% | 99% | 100% | 100% | 100% | 100% |  | Deemed | 419 | Central Air Conditioner/Heat Pump (Cooling) | 6.595% | 3.846% | 47.32% | 42.24% | Calculated |  | 0.0015937 | 0.66777 | 0% | 0% | 0% | 0% | Deemed |  | 0
A - Residential | A2 - Home Performance | A2b - Home Performance (HVAC Systems) | Wifi Thermostat, Gas | EA2b016 | HVAC | Thermostat | 0 | 15 |  |  |  | 0 | 0% | 0% | 0% | 100% | 99% | 100% | 100% | 100% | 100% |  | Deemed | 46 | Central Air Conditioner/Heat Pump (Cooling) | 6.595% | 3.846% | 47.32% | 42.24% | Calculated |  | 0.0015937 | 0.073312 | 0% | 0% | 0% | 0% | Deemed | NG - Res Heating | 5.8
A - Residential | A2 - Home Performance | A2b - Home Performance (HVAC Systems) | Wifi Thermostat, Kerosene | EA2b017 | HVAC | Thermostat | 0 | 15 |  |  |  | 0 | 0% | 0% | 0% | 100% | 99% | 100% | 100% | 100% | 100% |  | Deemed | 0 | Central Air Conditioner/Heat Pump (Cooling) | 6.595% | 3.846% | 47.32% | 42.24% | Calculated |  | 0.0015937 | 0 | 0% | 0% | 0% | 0% | Deemed | Kerosene | 3.1
A - Residential | A2 - Home Performance | A2b - Home Performance (HVAC Systems) | Wifi Thermostat, Oil | EA2b018 | HVAC | Thermostat | 8 | 15 | 500 | 500 |  | 0 | 0% | 0% | 0% | 100% | 99% | 100% | 100% | 100% | 100% |  | Deemed | 0 | Central Air Conditioner/Heat Pump (Cooling) | 6.595% | 3.846% | 47.32% | 42.24% | Calculated |  | 0.0015937 | 0 | 0% | 0% | 0% | 0% | Deemed | Fuel Oil - Residential Distillate | 5.9
A - Residential | A2 - Home Performance | A2b - Home Performance (HVAC Systems) | Wifi Thermostat, Propane | EA2b019 | HVAC | Thermostat | 7 | 15 | 500 | 500 |  | 0 | 0% | 0% | 0% | 100% | 99% | 100% | 100% | 100% | 100% |  | Deemed | 0 | Central Air Conditioner/Heat Pump (Cooling) | 6.595% | 3.846% | 47.32% | 42.24% | Calculated |  | 0.0015937 | 0 | 0% | 0% | 0% | 0% | Deemed | Propane | 5.8
A - Residential | A2 - Home Performance | A2b - Home Performance (HVAC Systems) | Wifi Thermostat, Wood Pellets | EA2b020 | HVAC | Thermostat | 0 | 15 |  |  |  | 0 | 0% | 0% | 0% | 100% | 99% | 100% | 100% | 100% | 100% |  | Deemed | 0 | Central Air Conditioner/Heat Pump (Cooling) | 6.595% | 3.846% | 47.32% | 42.24% | Calculated |  | 0.0015937 | 0 | 0% | 0% | 0% | 0% | Deemed | Pellet Wood | 3.1
A - Residential | A2 - Home Performance | A2b - Home Performance (HVAC Systems) | ES Central AC | EA2b021 | HVAC | System | 0 | 18 |  |  |  | 0 | 0% | 0% | 0% | 100% | 99% | 96% | 96% | 96% | 114% |  | Utility Specific |  | Central Air Conditioner/Heat Pump (Cooling) | 6.595% | 3.846% | 47.32% | 42.24% | Calculated |  | 0.0015937 | 0 | 34.6% | 0% | 34.6% | 34.6% | Utility Specific
A - Residential | A2 - Home Performance | A2b - Home Performance (HVAC Systems) | Ancillary Savings – Boiler Circulator Pump | EA2b022 | HVAC | Dwelling Unit | 42 | 19 |  |  |  | 0 | 0% | 0% | 0% | 100% | 99% | 95% | 95% | 95% | 86% |  | Deemed | 86 | Boiler Distribution | 45.01% | 54.99% | 0% | 0% | Calculated |  | 0.00055115 | 0.047399 | 0% | 53.5% | 0% | 0% | Utility Specific
A - Residential | A2 - Home Performance | A2b - Home Performance (HVAC Systems) | Ancillary Savings – Furnace | EA2b023 | HVAC | Dwelling Unit | 20 | 18 |  |  |  | 0 | 0% | 0% | 0% | 100% | 99% | 95% | 95% | 95% | 86% |  | Deemed | 9 | Furnace Fan | 44.58% | 55.42% | 0% | 0% | Calculated |  | 0.00064492 | 0.0058043 | 0% | 45.2% | 0% | 0% | Utility Specific
A - Residential | A2 - Home Performance | A2b - Home Performance (HVAC Systems) | Ancillary Savings – Central AC | EA2b024 | HVAC | Dwelling Unit | 12 | 18 |  |  |  | 0 | 0% | 0% | 0% | 100% | 99% | 95% | 95% | 95% | 86% |  | Utility Specific | 56.51 | Central Air Conditioner/Heat Pump (Cooling) | 6.595% | 3.846% | 47.32% | 42.24% | Calculated |  | 0.0015937 | 0.090062 | 34.6% | 0% | 34.6% | 34.6% | Utility Specific
A - Residential | A2 - Home Performance | A2b - Home Performance (HVAC Systems) | Ancillary Savings – Room AC | EA2b025 | HVAC | Dwelling Unit | 23 | 18 |  |  |  | 0 | 0% | 0% | 0% | 100% | 99% | 95% | 95% | 95% | 86% |  | Utility Specific | 66.68 | Room or Window Air Conditioner | 2.884% | 2.153% | 47.53% | 47.43% | Calculated |  | 0.0015797 | 0.10534 | 32.8% | 0% | 32.8% | 32.8% | Utility Specific
A - Residential | A2 - Home Performance | A2b - Home Performance (HVAC Systems) | Ancillary Savings – Mini-Split AC / HP | EA2b026 | HVAC | Dwelling Unit | 0 | 18 |  |  |  | 0 | 0% | 0% | 0% | 100% | 99% | 95% | 95% | 95% | 86% |  | Utility Specific |  | Central Air Conditioner/Heat Pump (Cooling) | 6.595% | 3.846% | 47.32% | 42.24% | Calculated |  | 0.0015937 | 0 | 34.6% | 0% | 34.6% | 34.6% | Utility Specific
A - Residential | A2 - Home Performance | A2b - Home Performance (HVAC Systems) | Mini Split HP | EA2b027 | HVAC | Heat Pump | 0 | 18 |  |  |  | 0 | 0% | 0% | 0% | 100% | 99% | 100% | 100% | 100% | 100% |  | Utility Specific |  | Hardwired Electric Heat | 43.13% | 56.87% | 0% | 0% | Calculated |  | 0.0007332 |  | 0% | 43.3% | 0% | 0% | Utility Specific
A - Residential | A2 - Home Performance | A2b - Home Performance (HVAC Systems) | Circulator Pump | EA2b028 | HVAC | Pump | 0 | 15 |  |  |  | 0 | 0% | 0% | 0% | 100% | 99% | 100% | 100% | 100% | 100% |  | Utility Specific |  | Boiler Distribution | 45.01% | 54.99% | 0% | 0% | Calculated |  | 0.00055115 |  | 0% | 53.5% | 0% | 0% | Utility Specific
A - Residential | A2 - Home Performance | A2b - Home Performance (HVAC Systems) | Oil K1 HVAC Repair or Cleaning | EA2b029 | HVAC | Dwelling Unit | 0 | 1 | 0 | 0 |  | 0 | 0% | 0% | 0% | 100% | 99% | 100% | 100% | 100% | 100% |  | Utility Specific |  | Furnace Fan | 44.58% | 55.42% | 0% | 0% | Calculated |  | 0.00064492 |  | 0% | 45.2% | 0% | 0% | Utility Specific | Fuel Oil - Residential Distillate |  | Kerosene
A - Residential | A2 - Home Performance | A2b - Home Performance (HVAC Systems) | Gas LP HVAC Repair or Cleaning | EA2b030 | HVAC | Dwelling Unit | 0 | 1 | 0 | 0 |  | 0 | 0% | 0% | 0% | 100% | 99% | 100% | 100% | 100% | 100% |  | Utility Specific |  | Furnace Fan | 44.58% | 55.42% | 0% | 0% | Calculated |  | 0.00064492 |  | 0% | 45.2% | 0% | 0% | Utility Specific | NG - Res Heating |  | Propane
A - Residential | A2 - Home Performance | A2b - Home Performance (HVAC Systems)
A - Residential | A2 - Home Performance | A2b - Home Performance (HVAC Systems)
A - Residential | A2 - Home Performance | A2b - Home Performance (HVAC Systems)
A - Residential | A2 - Home Performance | A2b - Home Performance (HVAC Systems)
A - Residential | A2 - Home Performance | A2b - Home Performance (HVAC Systems)
A - Residential | A2 - Home Performance | [10 empty] | #REF!
A - Residential | A3 - Energy Star Products | A3b - ES Appliances and Products | Advanced Power Strip, Tier I | EA3b001 | Process | Power Strip | 50 | 5 | 18 | 8 |  | 10 | 0% | 0% | 0% | 100% | 83% | 92% | 92% | 92% | 100% |  | Deemed | 105 | Primary TV and Peripherals | 32.24% | 34.78% | 15.36% | 17.62% | Deemed | 0.01 | 0.00018311 | 0.01 | 58.2% | 86.3% | 58.2% | 58.2% | Deemed
A - Residential | A3 - Energy Star Products | A3b - ES Appliances and Products | Advanced Power Strip, Tier II | EA3b002 | Process | Power Strip | 10 | 5 | 40 | 20 |  | 20 | 0% | 0% | 0% | 100% | 83% | 92% | 92% | 92% | 100% |  | Deemed | 207 | Primary TV and Peripherals | 32.24% | 34.78% | 15.36% | 17.62% | Deemed | 0.024 | 0.00018311 | 0.024 | 58.2% | 86.3% | 58.2% | 58.2% | Deemed
A - Residential | A3 - Energy Star Products | A3c - ES HVAC Systems | Air Source Heat Pump - Lost Opportunity (cooling) | EA3b003 | HVAC | Heat Pump | 20 | 18 | 0 | 0 |  | 0 | 37% | 0% | 0% | 63% | 100% | 100% | 100% | 100% | 100% |  | Utility Specific | 172.2081 | Central Air Conditioner/Heat Pump (Cooling) | 6.595% | 3.846% | 47.32% | 42.24% | Calculated | -0.16723 | 0.0015937 | -0.16723 | 34.6% | 0% | 34.6% | 34.6% | Utility Specific
A - Residential | A3 - Energy Star Products | A3c - ES HVAC Systems | Air Source Heat Pump - Lost Opportunity (heating) | EA3b004 | HVAC | Heat Pump | 20 | 18 | 617.27 | 617.27 |  | 0 | 37% | 0% | 0% | 63% | 100% | 100% | 100% | 100% | 100% |  | Utility Specific | 968.9967 | Hardwired Electric Heat | 43.13% | 56.87% | 0% | 0% | Calculated | 0.77211 | 0.0007332 | 0.77211 | 0% | 62% | 0% | 0% | Utility Specific
A - Residential | A3 - Energy Star Products | A3c - ES HVAC Systems | Mini Split HP - Lost Opportunity (cooling) | EA3b005 | HVAC | Heat Pump | 225.1154 | 18 | 0 | 0 |  | 0 | 32% | 0% | 0% | 68% | 100% | 100% | 100% | 100% | 100% |  | Utility Specific | 189.8442 | Central Air Conditioner/Heat Pump (Cooling) | 6.595% | 3.846% | 47.32% | 42.24% | Calculated | 0.051248 | 0.0015937 | 0.051248 | 29% | 0% | 29% | 29% | Utility Specific
A - Residential | A3 - Energy Star Products | A3c - ES HVAC Systems | Mini Split HP - Lost Opportunity (heating) | EA3b006 | HVAC | Heat Pump | 225.1154 | 18 | 492.65 | 492.65 |  | 0 | 32% | 0% | 0% | 68% | 100% | 100% | 100% | 100% | 100% |  | Utility Specific | 1210.0037 | Hardwired Electric Heat | 43.13% | 56.87% | 0% | 0% | Calculated | 0.96331 | 0.0007332 | 0.96331 | 0% | 62% | 0% | 0% | Utility Specific
A - Residential | A3 - Energy Star Products | A3c - ES HVAC Systems | Heat Pump Water Heater, <55 gal - Downstream | EA3b007 | Hot Water | Water Heater | 32 | 15 | 1101 | 750 |  | 351 | 33% | 0% | 0% | 67% | 100% | 100% | 100% | 100% | 100% |  | Deemed | 1046 | Water Heater - Heat Pump | 39.13% | 32.97% | 14.89% | 13.01% | Calculated |  | 0.00021971 | 0.22982 | 41.3% | 74.7% | 41.3% | 41.3% | Deemed | NG - Res Hot Water | 1.331 | Propane | 0.18606 | Fuel Oil - Residential Distillate | 2.4238
A - Residential | A3 - Energy Star Products | A3c - ES HVAC Systems | Heat Pump Water Heater, >55 gal - Downstream | EA3b008 | Hot Water | Water Heater | 0 | 15 | 1101 | 750 |  | 351 | 33% | 0% | 0% | 67% | 100% | 100% | 100% | 100% | 100% |  | Deemed | 1046 | Water Heater - Heat Pump | 39.13% | 32.97% | 14.89% | 13.01% | Calculated |  | 0.00021971 | 0.22982 | 41.3% | 74.7% | 41.3% | 41.3% | Deemed | NG - Res Hot Water | 1.331 | Propane | 0.18606 | Fuel Oil - Residential Distillate | 2.4238
A - Residential | A3 - Energy Star Products | A3b - ES Appliances and Products | Heat Pump Swimming Pool Heater | EA3b009 | Hot Water | Water Heater | 0 | 15 |  |  |  | 0 | 0% | 0% | 0% | 100% | 100% | 100% | 100% | 100% | 100% |  | Deemed | 1592 | Pool Pump | 4.854% | 2.383% | 54.55% | 38.22% | Calculated |  | 0.0010529 | 1.6762 | 0% | 0% | 0% | 0% | Deemed
A - Residential | A3 - Energy Star Products | A3b - ES Appliances and Products | ES Clothes Dryers | EA3b010 | Envelope | Appliance | 88.017 | 12 | 255 | 40 |  | 215 | 0% | 0% | 0% | 100% | 100% | 100% | 100% | 100% | 100% |  | Deemed | 160.4 | Clothes Dryer - Electric | 38.94% | 29.95% | 16.9% | 14.21% | Calculated |  | 0.00029483 | 0.047291 | 44.5% | 57.8% | 44.5% | 44.5% | Deemed
A - Residential | A3 - Energy Star Products | A3b - ES Appliances and Products | Dryer Heat Pump | EA3b011 | Envelope | Appliance | 26.294 | 12 | 325 | 200 |  | 125 | 0% | 0% | 0% | 100% | 100% | 100% | 100% | 100% | 100% |  | Deemed | 421.1 | Clothes Dryer - Electric | 38.94% | 29.95% | 16.9% | 14.21% | Calculated |  | 0.00029483 | 0.12415 | 44.5% | 57.8% | 44.5% | 44.5% | Deemed
A - Residential | A3 - Energy Star Products | A3b - ES Appliances and Products | Dryer Hybrid | EA3b012 | Envelope | Appliance | 0 | 12 | 1300 | 100 |  | 1200 | 0% | 0% | 0% | 100% | 100% | 100% | 100% | 100% | 100% |  | Deemed | 213.3 | Clothes Dryer - Electric | 38.94% | 29.95% | 16.9% | 14.21% | Calculated |  | 0.00029483 | 0.062888 | 44.5% | 57.8% | 44.5% | 44.5% | Deemed
A - Residential | A3 - Energy Star Products | A3b - ES Appliances and Products | ECM Motor for FWH Circulating Pump | EA3b013 | Motors/Drives | Pump | 35 | 15 | 105 | 45 |  | 60 | 40% | 9% | 0% | 69% | 100% | 100% | 100% | 100% | 100% |  | Deemed | 68 | Boiler Distribution | 45.01% | 54.99% | 0% | 0% | Deemed | 0.024 | 0.00055115 | 0.024 | 0% | 100% | 0% | 0% | Deemed
A - Residential | A3 - Energy Star Products | A3c - ES HVAC Systems | [Open Measure - To Be Assigned] | EA3b014
A - Residential | A3 - Energy Star Products | A3c - ES HVAC Systems | ES AC (central) 3 ton | EA3b015 | HVAC | System | 3 | 18 | 556 | 213.5 |  | 342.5 | 0% | 0% | 0% | 100% | 100% | 100% | 100% | 100% | 100% |  | Utility Specific | 185.35 | Central Air Conditioner/Heat Pump (Cooling) | 6.595% | 3.846% | 47.32% | 42.24% | Calculated |  | 0.0015937 | 0.2954 | 34.6% | 0% | 34.6% | 34.6% | Utility Specific
A - Residential | A3 - Energy Star Products | A3b - ES Appliances and Products | Room Air Conditioner | EA3b016 | HVAC | Appliance | 15 | 9 | 225 | 20 |  | 205 | 0% | 0% | 0% | 100% | 100% | 100% | 100% | 100% | 100% |  | Deemed | 36.01 | Room or Window Air Conditioner | 2.884% | 2.153% | 47.53% | 47.43% | Calculated |  | 0.0015797 | 0.056886 | 32.8% | 0% | 32.8% | 32.8% | Deemed
A - Residential | A3 - Energy Star Products | A3b - ES Appliances and Products | ES Clothes Washers | EA3b017 | Hot Water | Appliance | 80 | 11 | 150 | 25 |  | 125 | 0% | 0% | 0% | 100% | 100% | 100% | 100% | 100% | 100% |  | Deemed | 89.9 | Clothes Washer | 36.44% | 29.9% | 18.29% | 15.36% | Deemed | 0.279 | 0.00027004 | 0.279 | 49.1% | 52% | 49.1% | 49.1% | Deemed | NG - Res Hot Water | 0.024201 | Propane | 0.0033829 | Fuel Oil - Residential Distillate | 0.042416 | 823
A - Residential | A3 - Energy Star Products | A3b - ES Appliances and Products | Washer Tier CEE Tier 2+ | EA3b018 | Hot Water | Appliance | 55 | 11 | 245 | 50 |  | 195 | 0% | 0% | 0% | 100% | 100% | 100% | 100% | 100% | 100% |  | Deemed | 137.6 | Clothes Washer | 36.44% | 29.9% | 18.29% | 15.36% | Deemed | 0.427 | 0.00027004 | 0.427 | 49.1% | 52% | 49.1% | 49.1% | Deemed | NG - Res Hot Water | 0.16595 | Propane | 0.023197 | Fuel Oil - Residential Distillate | 0.29086 | 2020
A - Residential | A3 - Energy Star Products | A3b - ES Appliances and Products | ES Dehumidifier | EA3b019 | HVAC | Appliance | 80 | 12 | 55 | 25 |  | 30 | 0% | 0% | 0% | 100% | 100% | 100% | 100% | 100% | 100% |  | Deemed | 82.3 | Dehumidifier | 21.99% | 23.34% | 24.93% | 29.74% | Calculated |  | 0.00023381 | 0.019242 | 82% | 17.2% | 82% | 82% | Deemed
A - Residential | A3 - Energy Star Products | A3b - ES Appliances and Products | ES Dishwasher | EA3b020 | Hot Water | Appliance | 0 | 10 |  |  |  | 0 | 0% | 0% | 0% | 100% | 100% | 100% | 100% | 100% | 100% |  | Deemed | 37 | Dishwasher | 34.1% | 34.78% | 14.77% | 16.35% | Calculated |  | 0.00028953 | 0.010713 | 27.8% | 47.7% | 27.8% | 27.8% | Deemed | [6 empty] | 161
A - Residential | A3 - Energy Star Products | A3b - ES Appliances and Products | ES Freezers | EA3b021 | Refrigeration | Appliance | 0 | 12 | 25 | 25 |  | 0 | 0% | 0% | 0% | 100% | 100% | 100% | 100% | 100% | 100% |  | Deemed | 31.2 | Freezer | 28.67% | 33.56% | 17.07% | 20.69% | Deemed | 0.004 | 0.00014459 | 0.004 | 91.2% | 67.6% | 91.2% | 91.2% | Deemed
A - Residential | A3 - Energy Star Products | A3b - ES Appliances and Products | Refrigerator | EA3b022 | Refrigeration | Appliance | 80 | 12 | 795 | 40 |  | 755 | 0% | 0% | 0% | 100% | 100% | 100% | 100% | 100% | 100% |  | Deemed | 44.2 | Primary Refrigerator | 29% | 31.95% | 18.18% | 20.87% | Calculated |  | 0.00017711 | 0.0078283 | 129% | 93% | 129% | 129% | Deemed
A - Residential | A3 - Energy Star Products | A3b - ES Appliances and Products | Refrigerator CEE Tier 2+ | EA3b023 | Refrigeration | Appliance | 20 | 12 | 850 | 50 |  | 800 | 0% | 0% | 0% | 100% | 100% | 100% | 100% | 100% | 100% |  | Deemed | 96.4 | Primary Refrigerator | 29% | 31.95% | 18.18% | 20.87% | Calculated |  | 0.00017711 | 0.017073 | 129% | 93% | 129% | 129% | Deemed
A - Residential | A3 - Energy Star Products | A3b - ES Appliances and Products | ES Pool Pumps (Variable Speed) | EA3b024 | Motors/Drives | Pump | 0 | 6 | 625 | 500 |  | 125 | 0% | 0% | 0% | 100% | 100% | 100% | 100% | 100% | 100% |  | Deemed | 151 | Pool Pump | 4.854% | 2.383% | 54.55% | 38.22% | Deemed | 0.12 | 0.0010529 | 0.12 | 82% | 0% | 82% | 82% | Deemed
A - Residential | A3 - Energy Star Products | A3b - ES Appliances and Products | Room Air Purifier | EA3b025 | HVAC | Appliance | 85 | 9 | 80 | 40 |  | 40 | 0% | 0% | 0% | 100% | 93% | 100% | 100% | 100% | 100% |  | Deemed | 250.11 | 24 hour operation | 30.5% | 36.1% | 15.2% | 18.3% | Deemed | 0.034 | 0.00011416 | 0.034 | 67% | 67% | 67% | 67% | Deemed
A - Residential | A3 - Energy Star Products | A3c - ES HVAC Systems | Wifi Thermostat (Heating & Cooling) | EA3b026 | HVAC | Thermostat | 13 | 15 | 85 | 85 |  | 0 | 0% | 0% | 0% | 100% | 100% | 100% | 100% | 100% | 104% |  | Deemed | 33 | Weighted HVAC - All Homes | 25.41% | 29.66% | 23.25% | 21.68% | Calculated |  | 0.00078321 | 0.025846 | 0% | 20.1% | 0% | 0% | Deemed | NG - Res Heating | 0.89741 | Propane | 0.6237 | Fuel Oil - Residential Distillate | 2.1089
A - Residential | A3 - Energy Star Products | A3b - ES Appliances and Products | Primary Refrigerator Recycling | EA3b027 | Refrigeration | Appliance | 50 | 5 | 119 | 119 |  | 0 | 62% | 0% | 0% | 38% | 100% | 100% | 100% | 100% | 100% |  | Deemed | 868 | Primary Refrigerator | 29% | 31.95% | 18.18% | 20.87% | Calculated |  | 0.00017711 | 0.15373 | 79.1% | 64.5% | 79.1% | 79.1% | Deemed
A - Residential | A3 - Energy Star Products | A3b - ES Appliances and Products | Secondary Refrigerator Recycling | EA3b028 | Refrigeration | Appliance | 3 | 5 | 60 | 60 |  | 0 | 62% | 0% | 0% | 38% | 100% | 100% | 100% | 100% | 100% |  | Deemed | 868 | Secondary Refrigerator | 26.33% | 30.18% | 19.9% | 23.59% | Calculated |  | 0.00018187 | 0.15786 | 85.9% | 51.5% | 85.9% | 85.9% | Deemed
A - Residential | A3 - Energy Star Products | A3b - ES Appliances and Products | Secondary Freezer Recycling | EA3b029 | Refrigeration | Appliance | 12 | 4 | 119 | 119 |  | 0 | 61% | 0% | 0% | 39% | 100% | 100% | 100% | 100% | 100% |  | Deemed | 628 | Freezer | 28.67% | 33.56% | 17.07% | 20.69% | Deemed | 0.14 | 0.00014459 | 0.14 | 91.2% | 67.6% | 91.2% | 91.2% | Deemed
A - Residential | A3 - Energy Star Products | A3b - ES Appliances and Products | Room Air Conditioner Recycling | EA3b030 | HVAC | Appliance | 130 | 3 | 37.5 | 37.5 |  | 0 | 64% | 0% | 0% | 36% | 100% | 100% | 100% | 100% | 100% |  | Deemed | 285 | Room or Window Air Conditioner | 2.884% | 2.153% | 47.53% | 47.43% | Calculated |  | 0.0015797 | 0.45022 | 46% | 0% | 46% | 46% | Deemed
A - Residential | A3 - Energy Star Products | A3b - ES Appliances and Products | Dehumidifier Recycling | EA3b037 | HVAC | Appliance | 100 | 4 | 37.5 | 37.5 |  | 0 | 70% | 0% | 0% | 30% | 100% | 100% | 100% | 100% | 100% |  | Deemed | 1020 | Dehumidifier | 21.99% | 23.34% | 24.93% | 29.74% | Calculated |  | 0.00023381 | 0.23848 | 82% | 17.2% | 82% | 82% | Deemed
A - Residential | A3 - Energy Star Products | A3c - ES HVAC Systems | Ductless Mini-split Heat Pump - Retrofit Resistance | EA3b031 | HVAC | Heat Pump | 5 | 18 | 3275 | 3275 |  | 0 | 0% | 0% | 0% | 100% | 100% | 100% | 100% | 100% | 100% |  | Utility Specific | 11043.2652 | Hardwired Electric Heat | 43.13% | 56.87% | 0% | 0% | Calculated | 6.6406 | 0.0007332 | 6.6406 | 29% | 62% | 29% | 29% | Utility Specific
A - Residential | A3 - Energy Star Products | A3c - ES HVAC Systems | Ductless Mini-split Heat Pump - Retrofit HP | EA3b032 | HVAC | Heat Pump | 0 | 18 |  |  |  | 0 | 0% | 0% | 0% | 100% | 100% | 100% | 100% | 100% | 100% |  | Utility Specific |  | Hardwired Electric Heat | 43.13% | 56.87% | 0% | 0% | Calculated |  | 0.0007332 | 0 | 29% | 62% | 29% | 29% | Utility Specific
A - Residential | A3 - Energy Star Products | A3c - ES HVAC Systems | Air-source Heat Pump – Retrofit HP | EA3b033 | HVAC | Heat Pump | 0 | 18 |  |  |  | 0 | 0% | 0% | 0% | 100% | 100% | 100% | 100% | 100% | 100% |  | Utility Specific |  | Hardwired Electric Heat | 43.13% | 56.87% | 0% | 0% | Calculated |  | 0.0007332 | 0 | 34.6% | 62% | 34.6% | 34.6% | Utility Specific
A - Residential | A3 - Energy Star Products | A3c - ES HVAC Systems | Air-source Heat Pump – Retrofit Resistance | EA3b034 | HVAC | Heat Pump | 0 | 18 | 2666.6667 | 2000 |  | 666.6667 | 0% | 0% | 0% | 100% | 100% | 100% | 100% | 100% | 100% |  | Utility Specific |  | Hardwired Electric Heat | 43.13% | 56.87% | 0% | 0% | Calculated |  | 0.0007332 | 0 | 34.6% | 62% | 34.6% | 34.6% | Utility Specific
A - Residential | A3 - Energy Star Products | A3c - ES HVAC Systems | Heat Pump Water Heater, <55 gal - Midstream | EA3b035 | Hot Water | Water Heater | 16 | 15 | 1101 | 750 |  | 351 | 23% | 0% | 0% | 77% | 100% | 100% | 100% | 100% | 100% |  | Deemed | 633 | Water Heater - Heat Pump | 39.13% | 32.97% | 14.89% | 13.01% | Calculated |  | 0.00021971 | 0.13908 | 41.3% | 74.7% | 41.3% | 41.3% | Deemed | NG - Res Hot Water | 2.2472 | Propane | 0.31413 | Fuel Oil - Residential Distillate | 3.9387
A - Residential | A3 - Energy Star Products | A3c - ES HVAC Systems | Heat Pump Water Heater, >55 gal - Midstream | EA3b036 | Hot Water | Water Heater | 14 | 15 | 1101 | 750 |  | 351 | 23% | 0% | 0% | 77% | 100% | 100% | 100% | 100% | 100% |  | Deemed | -152 | Water Heater - Heat Pump | 39.13% | 32.97% | 14.89% | 13.01% | Calculated |  | 0.00021971 | -0.033396 | 41.3% | 74.7% | 41.3% | 41.3% | Deemed | NG - Res Hot Water | 2.2472 | Propane | 0.31413 | Fuel Oil - Residential Distillate | 3.9387
A - Residential | A3 - Energy Star Products | A3c - ES HVAC Systems | Heat Pump Water Heater 120v, <55 gal - Downstream | EA3b038 | Hot Water | Water Heater | 0 | 15 | 1101 | 900 |  | 201 | 33% | 0% | 0% | 67% | 100% | 100% | 100% | 100% | 100% |  | Deemed | 883 | Water Heater - Heat Pump | 39.13% | 32.97% | 14.89% | 13.01% | Calculated |  | 0.00021971 | 0.194 | 41.3% | 74.7% | 41.3% | 41.3% | Deemed | NG - Res Hot Water | 1.3829 | Propane | 0.19331 | Fuel Oil - Residential Distillate | 2.4238
A - Residential | A3 - Energy Star Products | A3c - ES HVAC Systems | Heat Pump Water Heater 120v, >55 gal - Downstream | EA3b039 | Hot Water | Water Heater | 0 | 15 | 1101 | 900 |  | 201 | 33% | 0% | 0% | 67% | 100% | 100% | 100% | 100% | 100% |  | Deemed | 883 | Water Heater - Heat Pump | 39.13% | 32.97% | 14.89% | 13.01% | Calculated |  | 0.00021971 | 0.194 | 41.3% | 74.7% | 41.3% | 41.3% | Deemed | NG - Res Hot Water | 1.3829 | Propane | 0.19331 | Fuel Oil - Residential Distillate | 2.4238
A - Residential | A3 - Energy Star Products | A3c - ES HVAC Systems | Heat Pump Water Heater 120v, <55 gal - Midstream | EA3b040 | Hot Water | Water Heater | 0 | 15 | 1101 | 750 |  | 351 | 23% | 0% | 0% | 77% | 100% | 100% | 100% | 100% | 100% |  | Deemed | 718 | Water Heater - Heat Pump | 39.13% | 32.97% | 14.89% | 13.01% | Calculated |  | 0.00021971 | 0.15775 | 41.3% | 74.7% | 41.3% | 41.3% | Deemed | NG - Res Hot Water | 2.2472 | Propane | 0.31413 | Fuel Oil - Residential Distillate | 3.9387
A - Residential | A3 - Energy Star Products | A3c - ES HVAC Systems | Heat Pump Water Heater 120v, >55 gal - Midstream | EA3b041 | Hot Water | Water Heater | 0 | 15 | 1101 | 750 |  | 351 | 23% | 0% | 0% | 77% | 100% | 100% | 100% | 100% | 100% |  | Deemed | -339 | Water Heater - Heat Pump | 39.13% | 32.97% | 14.89% | 13.01% | Calculated |  | 0.00021971 | -0.074481 | 41.3% | 74.7% | 41.3% | 41.3% | Deemed | NG - Res Hot Water | 2.2472 | Propane | 0.31413 | Fuel Oil - Residential Distillate | 3.9387
A - Residential | A3 - Energy Star Products | A3b - ES Appliances and Products | Admin Fee |  | Non-Energy Saving |  | 1 | 1 | 15000 | 15000 |  | 0 | 0% | 0% | 0% | 100% | 0% | 0% | 0% | 0% | 0% |  |  |  | Non-Electric Measures | 0% | 0% | 0% | 0% |  |  | 0 | 0 | 0% | 0% | 0% | 0%
A - Residential | A3 - Energy Star Products | A3b - ES Appliances and Products | ES Appliances Rebate Processing |  | Non-Energy Saving |  | 1 | 1 | 57704.0725 | 57704.0725 |  | 0 | 0% | 0% | 0% | 100% | 0% | 0% | 0% | 0% | 0% |  |  |  | Non-Electric Measures | 0% | 0% | 0% | 0% |  |  | 0 | 0 | 0% | 0% | 0% | 0%
A - Residential | A3 - Energy Star Products | A3c - ES HVAC Systems | ES HVAC Systems Rebate Processing |  | Non-Energy Saving |  | 0 | 1 |  |  |  | 0 | 0% | 0% | 0% | 100% | 0% | 0% | 0% | 0% | 0% |  |  |  | Non-Electric Measures | 0% | 0% | 0% | 0% |  |  | 0 | 0 | 0% | 0% | 0% | 0%
A - Residential | A3 - Energy Star Products | A3b - ES Appliances and Products
A - Residential | A3 - Energy Star Products | A3b - ES Appliances and Products
A - Residential | A3 - Energy Star Products | A3b - ES Appliances and Products
A - Residential | A3 - Energy Star Products | A3b - ES Appliances and Products
A - Residential | A3 - Energy Star Products | A3b - ES Appliances and Products
A - Residential | A3 - Energy Star Products | A3b - ES Appliances and Products
A - Residential | A3 - Energy Star Products | [10 empty] | #REF!
A - Residential | A4 - Residential Behavior | A4a - Residential Behavior | Home Energy Reports | EA4a001 | Behavior | Participant | 14500 | 1 | 0 | 0 |  | 0 | 0% | 0% | 0% | 100% | 100% | 100% | 100% | 100% | 100% |  | Utility Specific | 146 | Lighting | 35.11% | 30.72% | 19.04% | 15.12% | Calculated |  | 0.00025457 | 0.037167 | 54.7% | 84.8% | 54.7% | 54.7% | Utility Specific
A - Residential | A4 - Residential Behavior | A4a - Residential Behavior
A - Residential | A4 - Residential Behavior | A4a - Residential Behavior
A - Residential | A4 - Residential Behavior | A4a - Residential Behavior
A - Residential | A4 - Residential Behavior | A4a - Residential Behavior
A - Residential | A4 - Residential Behavior | A4a - Residential Behavior
A - Residential | A4 - Residential Behavior | A4a - Residential Behavior
A - Residential | A4 - Residential Behavior | A4a - Residential Behavior
A - Residential | A4 - Residential Behavior | A4a - Residential Behavior
A - Residential | A4 - Residential Behavior | A4a - Residential Behavior
A - Residential | A4 - Residential Behavior | [7 empty] | 0 | 0 | 0 | #REF! |  |  |  | #REF! | [7 empty] | 0 | [14 empty] | #REF! | #REF! | #REF! | #REF! | #REF! | #REF! | #REF! | #REF!
A - Residential | A5 - Residential Active Demand Response | A5a - Residential Active Demand Response | Direct Load Control Targeted Dispatch | EA5a001 | Behavior | Thermostat | 634 | 1 | 54.73 | 54.73 |  | 0 | 0% | 0% | 0% | 100% | 100% | 100% | 100% | 100% | 100% | 10% | Utility Specific |  | ADR Summer Peak | 0% | 0% | 100% | 0% | Utility Specific | 1.2 | 0 | 1.2 | 100% | 0% | 100% | 100%
A - Residential | A5 - Residential Active Demand Response | A5a - Residential Active Demand Response | Storage Daily Dispatch P4P (savings) | EA5a002 | Behavior | Participant | 0 | 1 |  |  |  | 0 | 0% | 0% | 0% | 100% | 100% | 100% | 100% | 100% | 100% | 100% | Calculated | 0 | ADR Summer Peak | 0% | 0% | 100% | 0% | Utility Specific |  | 0 | 0 | 100% | 0% | 100% | 100%
A - Residential | A5 - Residential Active Demand Response | A5a - Residential Active Demand Response | Storage Daily Dispatch P4P (consumption) | EA5a003 | Behavior | Participant | 0 | 1 |  |  |  | 0 | 0% | 0% | 0% | 100% | 100% | 100% | 100% | 100% | 100% | 100% | Calculated | 0 | ADR Summer Charging | 0% | 0% | 0% | 100% | Calculated | 0 | 0 | 0 | 0% | 0% | 0% | 0%
A - Residential | A5 - Residential Active Demand Response | A5a - Residential Active Demand Response
A - Residential | A5 - Residential Active Demand Response | A5a - Residential Active Demand Response
A - Residential | A5 - Residential Active Demand Response | A5a - Residential Active Demand Response
A - Residential | A5 - Residential Active Demand Response | A5a - Residential Active Demand Response
A - Residential | A5 - Residential Active Demand Response | A5a - Residential Active Demand Response
A - Residential | A5 - Residential Active Demand Response | A5a - Residential Active Demand Response
A - Residential | A5 - Residential Active Demand Response | A5a - Residential Active Demand Response
A - Residential | A5 - Residential Active Demand Response
C - Commercial & Industrial | C1 - Large Business Energy Solutions | C1a - LCI Retrofit | Custom Large Compressed Air Retro | EC1a001 | Compressed Air | Project | 0 | 10 | 29428.57 | 10300 |  | 19128.57 | 0% | 0% | 0% | 100% | 100% | 86.5% | 88% | 94% | 93% |  | Utility Specific | 16480 | C&I Compressed Air - VFD Compressor | 13% | 20% | 26% | 41% | Utility Specific | 2.06 | 0.000258 | 2.06 | 78.9% | 70.5% | 78.9% | 78.9% | Utility Specific
C - Commercial & Industrial | C1 - Large Business Energy Solutions | C1a - LCI Retrofit | Custom Large Hot Water Retro | EC1a002 | Hot Water | Project | 0 |  |  |  |  | 0 | 0% | 0% | 0% | 100% | 100% | 86.5% | 88% | 94% | 93% |  | Utility Specific |  | C&I Water Heating | 25% | 25% | 25% | 25% | Utility Specific |  | 0.000258 | 0 | 54% | 56% | 54% | 54% | Utility Specific
C - Commercial & Industrial | C1 - Large Business Energy Solutions | C1a - LCI Retrofit | Custom Large HVAC Retro | EC1a003 | HVAC | Project | 0 |  |  |  |  | 0 | 0% | 0% | 0% | 100% | 100% | 86.5% | 88% | 94% | 93% |  | Utility Specific |  | Custom Calculation | 72% | 18% | 8% | 2% | Utility Specific |  | 0 | 0 | 31.9% | 26.1% | 31.9% | 31.9% | Utility Specific
C - Commercial & Industrial | C1 - Large Business Energy Solutions | C1a - LCI Retrofit | Custom Large Lighting Retro - Interior | EC1a004 | Lighting | Project | 0 | 8 | 9372.94 | 2072.45 |  | 7300.49 | 11% | 5% | 0% | 94% | 100% | 99.9% | 100% | 100% | 93% |  | Utility Specific | 13576.72 | C&I Interior Lighting - Prescriptive | 30.3% | 17.4% | 34.3% | 18.1% | Calculated |  | 0.0002 | 2.7153 | 80% | 61% | 80% | 80% | Calculated | NG - C&I Gas Heat | -3.1272 | Fuel Oil - Com Fuel | -6.2543
C - Commercial & Industrial | C1 - Large Business Energy Solutions | C1a - LCI Retrofit | Custom Large Lighting Retro - Exterior | EC1a047 | Lighting | Project | 0 | 8 | 13705.35 | 2853.53 |  | 10851.82 | 11% | 5% | 0% | 94% | 100% | 99.9% | 100% | 100% | 93% |  | Utility Specific | 16010.05 | C&I Exterior Lighting | 20.1% | 31.6% | 19.2% | 29% | Calculated |  | 0.0002 | 3.202 | 0% | 100% | 0% | 0% | Calculated
C - Commercial & Industrial | C1 - Large Business Energy Solutions | C1a - LCI Retrofit | Custom Large Lighting Retro - Controls | EC1a048 | Lighting | Project | 0 | 8 | 2575.8 | 1658.61 |  | 917.19 | 11% | 5% | 0% | 94% | 100% | 99.9% | 100% | 100% | 93% |  | Utility Specific | 7094.24 | C&I Lighting Controls | 31.3% | 19% | 32.1% | 17.7% | Calculated |  | 0.0001 | 0.70942 | 15% | 13% | 15% | 15% | Calculated | NG - C&I Gas Heat | -6.451 | Fuel Oil - Com Fuel | -12.9021
C - Commercial & Industrial | C1 - Large Business Energy Solutions | C1a - LCI Retrofit | Custom Large Motors Retro | EC1a005 | Motors/Drives | Project | 0 |  |  |  |  | 0 | 0% | 0% | 0% | 100% | 100% | 86.5% | 88% | 94% | 93% |  | Utility Specific |  | Custom Calculation | 23% | 8% | 52% | 17% | Utility Specific |  | 0 | 0 | 91.5% | 90.4% | 91.5% | 91.5% | Utility Specific
C - Commercial & Industrial | C1 - Large Business Energy Solutions | C1a - LCI Retrofit | Custom Large Process Retro | EC1a006 | Process | Project | 0 |  |  |  |  | 0 | 0% | 0% | 0% | 100% | 100% | 86.5% | 88% | 94% | 93% |  | Utility Specific |  | C&I Process | 49% | 13% | 29% | 9% | Utility Specific |  | 0.000725 | 0 | 58% | 71.1% | 58% | 58% | Utility Specific
C - Commercial & Industrial | C1 - Large Business Energy Solutions | C1a - LCI Retrofit | Custom Large Refrigeration Retro | EC1a007 | Refrigeration | Project | 0 |  |  |  |  | 0 | 0% | 0% | 0% | 100% | 100% | 86.5% | 88% | 94% | 93% |  | Utility Specific |  | C&I Refrigeration | 22.6% | 27.3% | 23.3% | 26.8% | Utility Specific |  | 0.0002 | 0 | 73% | 51.9% | 73% | 73% | Utility Specific
C - Commercial & Industrial | C1 - Large Business Energy Solutions | C1a - LCI Retrofit | Custom Large Other Retro | EC1a008 | Custom Measures | Project | 0 | 8 | 30640 | 10724 |  | 19916 | 0% | 0% | 0% | 100% | 100% | 86.5% | 88% | 94% | 93% |  | Utility Specific | 33703.58 | Custom Calculation | 25% | 25% | 25% | 25% | Utility Specific | 3.37 | 0 | 3.37 | 38.5% | 55.8% | 38.5% | 38.5% | Utility Specific
C - Commercial & Industrial | C1 - Large Business Energy Solutions | C1a - LCI Retrofit | Daylight Dimming | EC1a009 | Lighting | Project | 0 | 9 |  |  |  | 0 | 11% | 5% | 0% | 94% | 100% | 99.9% | 100% | 100% | 100% |  | Utility Specific |  | C&I Lighting Controls | 31.3% | 19% | 32.1% | 17.7% | Calculated |  | 0.0001 | 0 | 13.8% | 13.4% | 13.8% | 13.8% | Calculated | NG - C&I Gas Heat | 0 | Fuel Oil - Com Fuel | 0
C - Commercial & Industrial | C1 - Large Business Energy Solutions | C1a - LCI Retrofit | Lighting Fixture - Exterior w/ Controls | EC1a010 | Lighting | Project | 5 | 5 | 2068 | 481 |  | 1587 | 11% | 5% | 0% | 94% | 100% | 99.9% | 100% | 100% | 100% |  | Utility Specific | 2894.85 | C&I Exterior Lighting | 20.1% | 31.6% | 19.2% | 29% | Calculated |  | 0.0002 | 0.57897 | 0% | 100% | 0% | 0% | Calculated
C - Commercial & Industrial | C1 - Large Business Energy Solutions | C1a - LCI Retrofit | Lighting Fixture - Exterior w/o Controls | EC1a011 | Lighting | Project | 6 | 4 | 12411 | 2421 |  | 9990 | 11% | 5% | 0% | 94% | 100% | 99.9% | 100% | 100% | 100% |  | Utility Specific | 7765.63 | C&I Exterior Lighting | 20.1% | 31.6% | 19.2% | 29% | Calculated |  | 0.0002 | 1.5531 | 0% | 100% | 0% | 0% | Calculated
C - Commercial & Industrial | C1 - Large Business Energy Solutions | C1a - LCI Retrofit | Lighting Fixture - Interior w/ Controls | EC1a012 | Lighting | Project | 15.03 | 5 | 34572 | 6362 |  | 28210 | 11% | 5% | 0% | 94% | 100% | 99.9% | 100% | 100% | 100% |  | Utility Specific | 24605.86 | C&I Interior Lighting - Prescriptive | 30.3% | 17.4% | 34.3% | 18.1% | Calculated |  | 0.0002 | 4.9212 | 50.4% | 38.9% | 50.4% | 50.4% | Calculated | NG - C&I Gas Heat | -5.6675 | Fuel Oil - Com Fuel | -11.3351
C - Commercial & Industrial | C1 - Large Business Energy Solutions | C1a - LCI Retrofit | Lighting Fixture - Interior w/o Controls | EC1a013 | Lighting | Project | 29.3437 | 4 | 25830 | 5243 |  | 20587 | 11% | 5% | 0% | 94% | 100% | 99.9% | 100% | 100% | 100% |  | Utility Specific | 19498.5 | C&I Interior Lighting - Prescriptive | 30.3% | 17.4% | 34.3% | 18.1% | Calculated |  | 0.0002 | 3.8997 | 50.4% | 38.9% | 50.4% | 50.4% | Calculated | NG - C&I Gas Heat | -4.4912 | Fuel Oil - Com Fuel | -8.9823
C - Commercial & Industrial | C1 - Large Business Energy Solutions | C1a - LCI Retrofit | Lighting Occupancy Sensors | EC1a014 | Lighting | Project | 5 | 9 | 6157.14 | 2155 |  | 4002.14 | 11% | 5% | 0% | 94% | 100% | 99.9% | 100% | 100% | 100% |  | Utility Specific | 5381.53 | C&I Lighting Controls | 31.3% | 19% | 32.1% | 17.7% | Calculated |  | 0.0001 | 0.53815 | 13.8% | 13.4% | 13.8% | 13.8% | Calculated | NG - C&I Gas Heat | -4.8936 | Fuel Oil - Com Fuel | -9.7872
C - Commercial & Industrial | C1 - Large Business Energy Solutions | C1a - LCI Retrofit | [Open Measure - To Be Assigned] | EC1a015
C - Commercial & Industrial | C1 - Large Business Energy Solutions | C1a - LCI Retrofit | Case Motor Replacement | EC1a016 | Refrigeration | Project | 0 | 15 |  |  |  | 0 | 0% | 0% | 0% | 100% | 100% | 99.9% | 100% | 100% | 100% |  | Utility Specific |  | C&I Refrigeration | 22.6% | 27.3% | 23.3% | 26.8% | Utility Specific |  | 0.0002 | 0 | 90% | 90% | 90% | 90% | Utility Specific
C - Commercial & Industrial | C1 - Large Business Energy Solutions | C1a - LCI Retrofit | Cooler Night Cover | EC1a017 | Refrigeration | Project | 0 | 5 |  |  |  | 0 | 0% | 0% | 0% | 100% | 100% | 99.9% | 100% | 100% | 100% |  | Utility Specific |  | C&I Refrigeration | 22.6% | 27.3% | 23.3% | 26.8% | Utility Specific |  | 0.0002 | 0 | 0% | 0% | 0% | 0% | Utility Specific
C - Commercial & Industrial | C1 - Large Business Energy Solutions | C1a - LCI Retrofit | Demand Control Ventilation | EC1a018 | HVAC | Project | 4 | 10 | 22000 | 1360 |  | 20640 | 0% | 0% | 0% | 100% | 100% | 99.9% | 100% | 100% | 100% |  | Utility Specific | 9019.602 | C&I Heating & Cooling | 26.4% | 16.6% | 34.9% | 22.1% | Utility Specific |  | 0.0016 | 14.4314 | 82% | 5% | 82% | 82% | Utility Specific
C - Commercial & Industrial | C1 - Large Business Energy Solutions | C1a - LCI Retrofit | Door Heater Controls | EC1a019 | Refrigeration | Project | 0 | 10 |  |  |  | 0 | 0% | 0% | 0% | 100% | 100% | 99.9% | 100% | 100% | 100% |  | Utility Specific |  | C&I Refrigeration | 22.6% | 27.3% | 23.3% | 26.8% | Utility Specific |  | 0.0002 | 0 | 90% | 90% | 90% | 90% | Utility Specific
C - Commercial & Industrial | C1 - Large Business Energy Solutions | C1a - LCI Retrofit | Dual Enthalpy Economizer Controls (DEEC) | EC1a020 | HVAC | Project | 0 | 10 |  |  |  | 0 | 0% | 0% | 0% | 100% | 100% | 99.9% | 100% | 100% | 100% |  | Utility Specific |  | C&I Heating & Cooling | 26.4% | 16.6% | 34.9% | 22.1% | Utility Specific |  | 0.0016 | 0 | 34.2% | 0% | 34.2% | 34.2% | Utility Specific
C - Commercial & Industrial | C1 - Large Business Energy Solutions | C1a - LCI Retrofit | Duct Sealing, Electric | EC1a021 | HVAC | Project | 0 | 20 |  |  |  | 0 | 0% | 0% | 0% | 100% | 100% | 99.9% | 100% | 100% | 100% |  | Utility Specific |  | Weighted HVAC - Multi-family | 23.21% | 27.86% | 25.2% | 23.73% | Utility Specific |  | 0.00084647 | 0 | 35% | 0% | 35% | 35% | Utility Specific
C - Commercial & Industrial | C1 - Large Business Energy Solutions | C1a - LCI Retrofit | Ductless Mini Split Heat Pump | EC1a022 | HVAC | Project | 0 | 20 |  |  |  | 0 | 0% | 0% | 0% | 100% | 100% | 99.9% | 100% | 100% | 100% |  | Utility Specific |  | C&I Heating & Cooling | 26.4% | 16.6% | 34.9% | 22.1% | Utility Specific |  | 0.0016 | 0 | 34.2% | 0% | 34.2% | 34.2% | Utility Specific
C - Commercial & Industrial | C1 - Large Business Energy Solutions | C1a - LCI Retrofit | ECM Evaporator Fan Motors for Walk-in Cooler/Freezer | EC1a023 | Refrigeration | Project | 0 | 15 |  |  |  | 0 | 0% | 0% | 0% | 100% | 100% | 99.9% | 100% | 100% | 100% |  | Utility Specific |  | C&I Refrigeration | 22.6% | 27.3% | 23.3% | 26.8% | Utility Specific |  | 0.0002 | 0 | 90% | 90% | 90% | 90% | Utility Specific
C - Commercial & Industrial | C1 - Large Business Energy Solutions | C1a - LCI Retrofit | Electronic Defrost Control | EC1a024 | Refrigeration | Project | 0 | 10 |  |  |  | 0 | 0% | 0% | 0% | 100% | 100% | 99.9% | 100% | 100% | 100% |  | Utility Specific |  | C&I Refrigeration | 22.6% | 27.3% | 23.3% | 26.8% | Utility Specific |  | 0.0002 | 0 | 90% | 90% | 90% | 90% | Utility Specific
C - Commercial & Industrial | C1 - Large Business Energy Solutions | C1a - LCI Retrofit | Energy Management System, Electric | EC1a025 | HVAC | Project | 0 | 10 |  |  |  | 0 | 0% | 0% | 0% | 100% | 100% | 86.5% | 88% | 94% | 93% |  | Utility Specific |  | C&I Heating & Cooling | 26.4% | 16.6% | 34.9% | 22.1% | Utility Specific |  | 0.0016 | 0 | 95% | 100% | 95% | 95% | Utility Specific
C - Commercial & Industrial | C1 - Large Business Energy Solutions | C1a - LCI Retrofit | Energy Star Wifi Thermostat, Electric | EC1a026 | HVAC | Thermostat | 0 | 15 |  |  |  | 0 | 0% | 0% | 0% | 100% | 100% | 99.9% | 100% | 100% | 100% |  | Deemed | 160.9 | Central Air Conditioner/Heat Pump (Cooling) | 6.595% | 3.846% | 47.32% | 42.24% | Utility Specific |  | 0.0015937 | 0.25643 | 34.6% | 0% | 34.6% | 34.6% | Utility Specific
C - Commercial & Industrial | C1 - Large Business Energy Solutions | C1a - LCI Retrofit | Evaporator Fan Control | EC1a027 | Refrigeration | Project | 0 | 10 |  |  |  | 0 | 0% | 0% | 0% | 100% | 100% | 99.9% | 100% | 100% | 100% |  | Utility Specific |  | C&I Refrigeration | 22.6% | 27.3% | 23.3% | 26.8% | Utility Specific |  | 0.0002 | 0 | 100% | 100% | 100% | 100% | Utility Specific
C - Commercial & Industrial | C1 - Large Business Energy Solutions | C1a - LCI Retrofit | Faucet Aerator, Electric | EC1a028 | Hot Water | Aerator | 0 | 10 |  |  |  | 0 | 0% | 0% | 0% | 100% | 100% | 99.9% | 100% | 100% | 100% |  | Deemed | 309 | Water Heater - Electric | 41.52% | 31.39% | 15.22% | 11.88% | Deemed | 0.01 | 0.00024338 | 0.01 | 31.2% | 80.8% | 31.2% | 31.2% | Utility Specific | [7 empty] | 5460
C - Commercial & Industrial | C1 - Large Business Energy Solutions | C1a - LCI Retrofit | Hotel Occupancy Sensor | EC1a031 | HVAC | Sensor | 0 | 10 |  |  |  | 0 | 0% | 0% | 0% | 100% | 100% | 99.9% | 100% | 100% | 100% |  | Deemed | 438 | C&I Heating & Cooling | 26.4% | 16.6% | 34.9% | 22.1% | Deemed | 0.09 | 0.0016 | 0.09 | 82% | 5% | 82% | 82% | Utility Specific
C - Commercial & Industrial | C1 - Large Business Energy Solutions | C1a - LCI Retrofit | Low Pressure Drop Filter | EC1a032 | Compressed Air | Project | 0 | 5 |  |  |  | 0 | 0% | 0% | 0% | 100% | 100% | 99.9% | 100% | 100% | 100% |  | Utility Specific |  | C&I Compressed Air - VFD Compressor | 25.9% | 23.9% | 26.5% | 23.7% | Utility Specific |  | 0.000258 | 0 | 80% | 54% | 80% | 80% | Utility Specific
C - Commercial & Industrial | C1 - Large Business Energy Solutions | C1a - LCI Retrofit | Thermostatic Shut-Off Valve, Electric | EC1a033 | Hot Water | Showerhead | 0 | 15 |  |  |  | 0 | 0% | 0% | 0% | 100% | 100% | 99.9% | 100% | 100% | 100% |  | Deemed | 69 | Water Heater - Electric | 41.52% | 31.39% | 15.22% | 11.88% | Deemed | 0.02 | 0.00024338 | 0.02 | 31.2% | 80.8% | 31.2% | 31.2% | Utility Specific | [7 empty] | 558
C - Commercial & Industrial | C1 - Large Business Energy Solutions | C1a - LCI Retrofit | Low-Flow Showerhead, Electric | EC1a034 | Hot Water | Showerhead | 0 | 10 |  |  |  | 0 | 0% | 0% | 0% | 100% | 100% | 99.9% | 100% | 100% | 100% |  | Deemed | 507 | Water Heater - Electric | 41.52% | 31.39% | 15.22% | 11.88% | Deemed | 0.09 | 0.00024338 | 0.09 | 31.2% | 80.8% | 31.2% | 31.2% | Utility Specific | [7 empty] | 7300
C - Commercial & Industrial | C1 - Large Business Energy Solutions | C1a - LCI Retrofit | Motors, Open Drip | EC1a035 | Motors/Drives | Project | 0 | 10 |  |  |  | 0 | 0% | 0% | 0% | 100% | 100% | 99.9% | 100% | 100% | 100% |  | Utility Specific |  | Custom Calculation | 0% | 0% | 0% | 0% | Utility Specific |  | 0 | 0 | 0% | 0% | 0% | 0% | Utility Specific
C - Commercial & Industrial | C1 - Large Business Energy Solutions | C1a - LCI Retrofit | Motors, Totally Enclosed Fan Cooled | EC1a036 | Motors/Drives | Project | 0 | 10 |  |  |  | 0 | 0% | 0% | 0% | 100% | 100% | 99.9% | 100% | 100% | 100% |  | Utility Specific |  | C&I Refrigeration | 22.6% | 27.3% | 23.3% | 26.8% | Utility Specific |  | 0.0002 | 0 | 100% | 100% | 100% | 100% | Utility Specific
C - Commercial & Industrial | C1 - Large Business Energy Solutions | C1a - LCI Retrofit | Novelty Cooler Shutoff | EC1a037 | Refrigeration | Project | 0 | 10 |  |  |  | 0 | 0% | 0% | 0% | 100% | 100% | 99.9% | 100% | 100% | 100% |  | Utility Specific |  | C&I Refrigeration | 22.6% | 27.3% | 23.3% | 26.8% | Utility Specific |  | 0.0002 | 0 | 90% | 90% | 90% | 90% | Utility Specific
C - Commercial & Industrial | C1 - Large Business Energy Solutions | C1a - LCI Retrofit | Pipe Wrap - Heating, Electric | EC1a038 | HVAC | Project | 0 | 15 |  |  |  | 0 | 0% | 0% | 0% | 100% | 100% | 99.9% | 100% | 100% | 100% |  | Utility Specific |  | Hardwired Electric Heat | 43.13% | 56.87% | 0% | 0% | Utility Specific |  | 0.0007332 | 0 | 0% | 43.3% | 0% | 0% | Utility Specific
C - Commercial & Industrial | C1 - Large Business Energy Solutions | C1a - LCI Retrofit | Pipe Wrap - Hot Water, Electric | EC1a039 | Hot Water | Project | 0 | 15 |  |  |  | 0 | 0% | 0% | 0% | 100% | 100% | 99.9% | 100% | 100% | 100% |  | Utility Specific |  | Water Heater - Electric | 41.52% | 31.39% | 15.22% | 11.88% | Utility Specific |  | 0.00024338 | 0 | 31.2% | 80.8% | 31.2% | 31.2% | Utility Specific
C - Commercial & Industrial | C1 - Large Business Energy Solutions | C1a - LCI Retrofit | Pre Rinse Spray Valve, Electric | EC1a040 | Hot Water | Project | 0 | 8 |  |  |  | 0 | 0% | 0% | 0% | 100% | 100% | 99.9% | 100% | 100% | 100% |  | Utility Specific |  | Water Heater - Electric | 41.52% | 31.39% | 15.22% | 11.88% | Utility Specific |  | 0.00024338 | 0 | 52% | 100% | 52% | 52% | Utility Specific | [7 empty] | 6410
C - Commercial & Industrial | C1 - Large Business Energy Solutions | C1a - LCI Retrofit | Programmable Thermostat, Electric | EC1a041 | HVAC | Project | 0 | 15 |  |  |  | 0 | 0% | 0% | 0% | 100% | 100% | 99.9% | 100% | 100% | 100% |  | Utility Specific |  | Hardwired Electric Heat | 43.13% | 56.87% | 0% | 0% | Utility Specific |  | 0.0007332 | 0 | 0% | 43.3% | 0% | 0% | Utility Specific
C - Commercial & Industrial | C1 - Large Business Energy Solutions | C1a - LCI Retrofit | Steam Trap, Electric | EC1a042 | HVAC | Project | 0 | 6 |  |  |  | 0 | 0% | 0% | 0% | 100% | 100% | 99.9% | 100% | 100% | 100% |  | Utility Specific |  | C&I Heating & Cooling | 26.4% | 16.6% | 34.9% | 22.1% | Utility Specific |  | 0.0016 | 0 | 0% | 0% | 0% | 0% | Utility Specific
C - Commercial & Industrial | C1 - Large Business Energy Solutions | C1a - LCI Retrofit | Variable Frequency Drive | EC1a043 | Motors/Drives | Project | 4 | 15 | 16674.11 | 5835.94 |  | 10838.17 | 0% | 0% | 0% | 100% | 100% | 99.9% | 100% | 100% | 100% |  | Utility Specific | 42281.17 | C&I VFDs (Combined) | 23.7% | 27.2% | 23.8% | 25.3% | Utility Specific | 1.655 | 0 | 1.655 | 100% | 100% | 100% | 100% | Utility Specific
C - Commercial & Industrial | C1 - Large Business Energy Solutions | C1a - LCI Retrofit | Variable Frequency Drive with Motor | EC1a044 | Motors/Drives | Project | 6 | 15 | 29111.79 | 10189.13 |  | 18922.66 | 0% | 0% | 0% | 100% | 100% | 99.9% | 100% | 100% | 100% |  | Utility Specific | 75475 | C&I VFDs (Combined) | 23.7% | 27.2% | 23.8% | 25.3% | Utility Specific | 2.954 | 0 | 2.954 | 100% | 100% | 100% | 100% | Utility Specific
C - Commercial & Industrial | C1 - Large Business Energy Solutions | C1a - LCI Retrofit | Vending Miser | EC1a045 | Refrigeration | Project | 0 | 5 |  |  |  | 0 | 0% | 0% | 0% | 100% | 100% | 99.9% | 100% | 100% | 100% |  | Utility Specific |  | C&I Refrigeration | 22.6% | 27.3% | 23.3% | 26.8% | Utility Specific |  | 0.0002 | 0 | 90% | 90% | 90% | 90% | Utility Specific
C - Commercial & Industrial | C1 - Large Business Energy Solutions | C1a - LCI Retrofit | Zero Loss Condensate Drain | EC1a046 | Compressed Air | Project | 0 | 5 |  |  |  | 0 | 0% | 0% | 0% | 100% | 100% | 99.9% | 100% | 100% | 100% |  | Utility Specific |  | C&I Compressed Air - VFD Compressor | 25.9% | 23.9% | 26.5% | 23.7% | Utility Specific |  | 0.000258 | 0 | 80% | 54% | 80% | 80% | Utility Specific
C - Commercial & Industrial | C1 - Large Business Energy Solutions | C1a - LCI Retrofit | Large Retrocommissioning | EC1a049 | Custom Measures | Project | 0 | 3 |  |  |  | 0 | 0% | 0% | 0% | 100% | 100% | 99.9% | 100% | 100% | 100% |  | Utility Specific |  | Custom Calculation | 72% | 18% | 8% | 2% | Utility Specific |  | 0 | 0 | 45% | 52% | 45% | 45% | Utility Specific
C - Commercial & Industrial | C1 - Large Business Energy Solutions | C1a - LCI Retrofit | Induction Cooktop Displacing Electric Resistance | EC1a050 | Food Service | Appliance | 0 | 12 |  |  |  | 0 | 0% | 0% | 0% | 100% | 100% | 99.9% | 100% | 100% | 100% |  | Deemed | 2488 | C&I Food Services | 32% | 35% | 16% | 17% | Deemed | 0.43 | 0.000192 | 0.43 | 90% | 90% | 90% | 90% | Utility Specific
C - Commercial & Industrial | C1 - Large Business Energy Solutions | C1a - LCI Retrofit | CI Audits - Large Retro | EC1aAUD | Non-Energy Saving |  | 1 | 1 | 185067.6726 | 185067.6726 |  | 0 | 0% | 0% | 0% | 100% | 0% | 0% | 0% | 0% | 0% |  |  |  | Non-Electric Measures | 0% | 0% | 0% | 0% |  |  | 0 | 0 | 0% | 0% | 0% | 0%
C - Commercial & Industrial | C1 - Large Business Energy Solutions | C1a - LCI Retrofit | Vendor Fees - Large Retro | EC1aNES01 | Non-Energy Saving |  | 0 | 1 |  |  |  | 0 | 0% | 0% | 0% | 100% | 0% | 0% | 0% | 0% | 0% |  |  |  | Non-Electric Measures | 0% | 0% | 0% | 0% |  |  | 0 |  | 0% | 0% | 0% | 0%
C - Commercial & Industrial | C1 - Large Business Energy Solutions | C1a - LCI Retrofit | Vendor Fees - TA Studies - Large Retro | EC1aNES02 | Non-Energy Saving |  | 0 | 1 |  |  |  | 0 | 0% | 0% | 0% | 100% | 0% | 0% | 0% | 0% | 0% |  |  |  | Non-Electric Measures | 0% | 0% | 0% | 0% |  |  | 0 |  | 0% | 0% | 0% | 0%
C - Commercial & Industrial | C1 - Large Business Energy Solutions | C1a - LCI Retrofit
C - Commercial & Industrial | C1 - Large Business Energy Solutions | C1a - LCI Retrofit
C - Commercial & Industrial | C1 - Large Business Energy Solutions | C1a - LCI Retrofit
C - Commercial & Industrial | C1 - Large Business Energy Solutions | C1a - LCI Retrofit
C - Commercial & Industrial | C1 - Large Business Energy Solutions | C1b - LCI New Equipment | Custom Large Compressed Air New | EC1b001 | Compressed Air | Project | 0 |  |  |  |  | 0 | 0% | 0% | 0% | 100% | 100% | 86.5% | 88% | 94% | 93% |  | Utility Specific |  | C&I Compressed Air - VFD Compressor | 13% | 20% | 26% | 41% | Utility Specific |  | 0.000258 | 0 | 78.9% | 70.5% | 78.9% | 78.9% | Utility Specific
C - Commercial & Industrial | C1 - Large Business Energy Solutions | C1b - LCI New Equipment | Custom Large Hot Water New | EC1b002 | Hot Water | Project | 0 |  |  |  |  | 0 | 0% | 0% | 0% | 100% | 100% | 86.5% | 88% | 94% | 93% |  | Utility Specific |  | C&I Water Heating | 25% | 25% | 25% | 25% | Utility Specific |  | 0.000258 | 0 | 54% | 56% | 54% | 54% | Utility Specific
C - Commercial & Industrial | C1 - Large Business Energy Solutions | C1b - LCI New Equipment | Custom Large HVAC New | EC1b003 | HVAC | Project | 5 | 15 | 2096 | 1572 |  | 524 | 0% | 0% | 0% | 100% | 100% | 86.5% | 88% | 94% | 93% |  | Utility Specific | 3024.98 | Custom Calculation | 72% | 18% | 8% | 2% | Utility Specific | 1.835 | 0 | 1.835 | 31.9% | 26.1% | 31.9% | 31.9% | Utility Specific
C - Commercial & Industrial | C1 - Large Business Energy Solutions | C1b - LCI New Equipment | Custom Large Lighting New - Interior | EC1b004 | Lighting | Project | 0 | 15 |  |  |  | 0 | 11% | 5% | 0% | 94% | 100% | 99.9% | 100% | 100% | 93% |  | Utility Specific |  | C&I Interior Lighting - Prescriptive | 30.3% | 17.4% | 34.3% | 18.1% | Calculated |  | 0.0002 | 0 | 80% | 61% | 80% | 80% | Calculated | NG - C&I Gas Heat | 0 | Fuel Oil - Com Fuel | 0
C - Commercial & Industrial | C1 - Large Business Energy Solutions | C1b - LCI New Equipment | Custom Large Lighting New - Exterior | EC1b054 | Lighting | Project | 0 | 15 | 7900 | 3950 |  | 3950 | 11% | 5% | 0% | 94% | 100% | 99.9% | 100% | 100% | 93% |  | Utility Specific | 31569.9 | C&I Exterior Lighting | 20.1% | 31.6% | 19.2% | 29% | Calculated |  | 0.0002 | 6.314 | 0% | 100% | 0% | 0% | Calculated
C - Commercial & Industrial | C1 - Large Business Energy Solutions | C1b - LCI New Equipment | Custom Large Lighting New - Controls | EC1b055 | Lighting | Project | 0 | 10 |  |  |  | 0 | 11% | 5% | 0% | 94% | 100% | 99.9% | 100% | 100% | 93% |  | Utility Specific |  | C&I Lighting Controls | 31.3% | 19% | 32.1% | 17.7% | Calculated |  | 0.0001 | 0 | 15% | 13% | 15% | 15% | Calculated | NG - C&I Gas Heat | 0 | Fuel Oil - Com Fuel | 0
C - Commercial & Industrial | C1 - Large Business Energy Solutions | C1b - LCI New Equipment | Custom Large Motors New | EC1b005 | Motors/Drives | Project | 0 |  |  |  |  | 0 | 0% | 0% | 0% | 100% | 100% | 86.5% | 88% | 94% | 93% |  | Utility Specific |  | Custom Calculation | 23% | 8% | 52% | 17% | Utility Specific |  | 0 | 0 | 91.5% | 90.4% | 91.5% | 91.5% | Utility Specific
C - Commercial & Industrial | C1 - Large Business Energy Solutions | C1b - LCI New Equipment | Custom Large Process New | EC1b006 | Process | Project | 0 |  |  |  |  | 0 | 0% | 0% | 0% | 100% | 100% | 86.5% | 88% | 94% | 93% |  | Utility Specific |  | C&I Process | 49% | 13% | 29% | 9% | Utility Specific |  | 0.000725 | 0 | 58% | 71.1% | 58% | 58% | Utility Specific
C - Commercial & Industrial | C1 - Large Business Energy Solutions | C1b - LCI New Equipment | Custom Large Refrigeration New | EC1b007 | Refrigeration | Project | 0 |  |  |  |  | 0 | 0% | 0% | 0% | 100% | 100% | 86.5% | 88% | 94% | 93% |  | Utility Specific |  | C&I Refrigeration | 22.6% | 27.3% | 23.3% | 26.8% | Utility Specific |  | 0.0002 | 0 | 73% | 51.9% | 73% | 73% | Utility Specific
C - Commercial & Industrial | C1 - Large Business Energy Solutions | C1b - LCI New Equipment | Custom Large Other New | EC1b008 | Custom Measures | Project | 0 | 15 | 28100 | 14050 |  | 14050 | 0% | 0% | 0% | 100% | 100% | 86.5% | 88% | 94% | 93% |  | Utility Specific | 35125.63 | Custom Calculation | 25% | 25% | 25% | 25% | Utility Specific | 3.513 | 0 | 3.513 | 38.5% | 55.8% | 38.5% | 38.5% | Utility Specific
C - Commercial & Industrial | C1 - Large Business Energy Solutions | C1b - LCI New Equipment | Custom Large Comprehensive Design | EC1b056 | Custom Measures | Project | 0 |  |  |  |  | 0 | 0% | 0% | 0% | 100% | 100% | 86.5% | 88% | 94% | 93% |  | Utility Specific |  | Custom Calculation | 72% | 18% | 8% | 2% | Utility Specific |  | 0 | 0 | 100% | 100% | 100% | 100% | Utility Specific
C - Commercial & Industrial | C1 - Large Business Energy Solutions | C1b - LCI New Equipment | Daylight Dimming | EC1b009 | Lighting | Project | 0 | 10 |  |  |  | 0 | 11% | 5% | 0% | 94% | 100% | 99.9% | 100% | 100% | 100% |  | Utility Specific |  | C&I Lighting Controls | 31.3% | 19% | 32.1% | 17.7% | Calculated |  | 0.0001 | 0 | 13.8% | 13.4% | 13.8% | 13.8% | Calculated | NG - C&I Gas Heat | 0 | Fuel Oil - Com Fuel | 0
C - Commercial & Industrial | C1 - Large Business Energy Solutions | C1b - LCI New Equipment | Performance Lighting - Exterior w/ Controls | EC1b010 | Lighting | Project | 0 | 15 |  |  |  | 0 | 11% | 5% | 0% | 94% | 100% | 99.9% | 100% | 100% | 100% |  | Utility Specific | 2509.15 | C&I Exterior Lighting | 20.1% | 31.6% | 19.2% | 29% | Calculated |  | 0.0002 | 0.50183 | 0% | 100% | 0% | 0% | Calculated
C - Commercial & Industrial | C1 - Large Business Energy Solutions | C1b - LCI New Equipment | Performance Lighting - Exterior w/o Controls | EC1b011 | Lighting | Project | 5 | 15 | 889.3333 | 667 |  | 222.3333 | 11% | 5% | 0% | 94% | 100% | 99.9% | 100% | 100% | 100% |  | Utility Specific | 4220.085 | C&I Exterior Lighting | 20.1% | 31.6% | 19.2% | 29% | Calculated | 0.004 | 0.0002 | 0.004 | 0% | 100% | 0% | 0% | Calculated
C - Commercial & Industrial | C1 - Large Business Energy Solutions | C1b - LCI New Equipment | Performance Lighting - Interior w/ Controls | EC1b012 | Lighting | Project | 6.3643 | 15 | 12653.3333 | 9490 |  | 3163.3333 | 11% | 5% | 0% | 94% | 100% | 99.9% | 100% | 100% | 100% |  | Utility Specific | 53164.0695 | C&I Interior Lighting - Prescriptive | 30.3% | 17.4% | 34.3% | 18.1% | Calculated |  | 0.0002 | 10.6328 | 50.4% | 38.9% | 50.4% | 50.4% | Calculated | NG - C&I Gas Heat | -2.8758 | Fuel Oil - Com Fuel | -5.7516
C - Commercial & Industrial | C1 - Large Business Energy Solutions | C1b - LCI New Equipment | Performance Lighting - Interior w/o Controls | EC1b013 | Lighting | Project | 8.6135 | 15 | 6301.3333 | 4726 |  | 1575.3333 | 11% | 5% | 0% | 94% | 100% | 99.9% | 100% | 100% | 100% |  | Utility Specific | 25232.0291 | C&I Interior Lighting - Prescriptive | 30.3% | 17.4% | 34.3% | 18.1% | Calculated | 0.8 | 0.0002 | 0.8 | 50.4% | 38.9% | 50.4% | 50.4% | Calculated | NG - C&I Gas Heat | -1.3649 | Fuel Oil - Com Fuel | -2.7298
C - Commercial & Industrial | C1 - Large Business Energy Solutions | C1b - LCI New Equipment | Lighting Occupancy Sensors | EC1b014 | Lighting | Project | 1 | 10 | 603.8933 | 452.92 |  | 150.9733 | 11% | 5% | 0% | 94% | 100% | 99.9% | 100% | 100% | 100% |  | Utility Specific | 5032.47 | C&I Lighting Controls | 31.3% | 19% | 32.1% | 17.7% | Calculated |  | 0.0001 | 0.50325 | 13.8% | 13.4% | 13.8% | 13.8% | Calculated | NG - C&I Gas Heat | -4.5762 | Fuel Oil - Com Fuel | -9.1524
C - Commercial & Industrial | C1 - Large Business Energy Solutions | C1b - LCI New Equipment | Advanced Power Strip | EC1b015 | Process | Project | 0 | 5 |  |  |  | 0 | 0% | 0% | 0% | 100% | 100% | 99.9% | 100% | 100% | 100% |  | Utility Specific |  | Primary TV and Peripherals | 32.24% | 34.78% | 15.36% | 17.62% | Calculated |  | 0.00018311 | 0 | 58.2% | 86.3% | 58.2% | 58.2% | Utility Specific
C - Commercial & Industrial | C1 - Large Business Energy Solutions | C1b - LCI New Equipment | Air Compressor | EC1b016 | Compressed Air | Project | 4 | 15 | 23000 | 17250 |  | 5750 | 0% | 0% | 0% | 100% | 100% | 99.9% | 100% | 100% | 100% |  | Utility Specific | 57620.16 | C&I Compressed Air - VFD Compressor | 25.9% | 23.9% | 26.5% | 23.7% | Utility Specific | 9.72 | 0.000258 | 9.72 | 117% | 98% | 117% | 117% | Utility Specific
C - Commercial & Industrial | C1 - Large Business Energy Solutions | C1b - LCI New Equipment | Air Nozzle | EC1b017 | Compressed Air | Project | 0 | 13 |  |  |  | 0 | 0% | 0% | 0% | 100% | 100% | 99.9% | 100% | 100% | 100% |  | Utility Specific |  | C&I Compressed Air - VFD Compressor | 25.9% | 23.9% | 26.5% | 23.7% | Utility Specific |  | 0.000258 | 0 | 80% | 54% | 80% | 80% | Utility Specific
C - Commercial & Industrial | C1 - Large Business Energy Solutions | C1b - LCI New Equipment | Circulator Pump | EC1b018 | HVAC | Project | 1 | 20 | 135 | 100 |  | 35 | 0% | 0% | 0% | 100% | 100% | 99.9% | 100% | 100% | 100% |  | Utility Specific | 397.03 | C&I Heating & Cooling | 26.4% | 16.6% | 34.9% | 22.1% | Utility Specific | 0.03 | 0.0016 | 0.03 | 82% | 5% | 82% | 82% | Utility Specific
C - Commercial & Industrial | C1 - Large Business Energy Solutions | C1b - LCI New Equipment | Combination Oven, Electric | EC1b019 | Food Service | Appliance | 2 | 12 | 2667 | 2000 |  | 667 | 0% | 0% | 0% | 100% | 100% | 99.9% | 100% | 100% | 100% |  | Deemed | 6368 | C&I Food Services | 32% | 35% | 16% | 17% | Deemed | 1.45 | 0.000192 | 1.45 | 90% | 90% | 90% | 90% | Utility Specific
C - Commercial & Industrial | C1 - Large Business Energy Solutions | C1b - LCI New Equipment | Compressor Storage | EC1b020 | Compressed Air | Project | 2 | 17 | 2934 | 2200 |  | 734 | 0% | 0% | 0% | 100% | 100% | 99.9% | 100% | 100% | 100% |  | Utility Specific | 1190.34 | C&I Compressed Air - VFD Compressor | 25.9% | 23.9% | 26.5% | 23.7% | Utility Specific | 0.35 | 0.000258 | 0.35 | 117% | 98% | 117% | 117% | Utility Specific
C - Commercial & Industrial | C1 - Large Business Energy Solutions | C1b - LCI New Equipment | Convection Oven, Electric | EC1b021 | Food Service | Appliance | 0 | 12 |  |  |  | 0 | 0% | 0% | 0% | 100% | 100% | 99.9% | 100% | 100% | 100% |  | Deemed | 2001 | C&I Food Services | 32% | 35% | 16% | 17% | Deemed | 0.46 | 0.000192 | 0.46 | 90% | 90% | 90% | 90% | Utility Specific
C - Commercial & Industrial | C1 - Large Business Energy Solutions | C1b - LCI New Equipment | Dishwasher - High Temp Door Type | EC1b022 | Food Service | Appliance | 0 | 13 |  |  |  | 0 | 0% | 0% | 0% | 100% | 100% | 99.9% | 100% | 100% | 100% |  | Deemed | 11897 | C&I Food Services | 32% | 35% | 16% | 17% | Deemed | 1.81 | 0.000192 | 1.81 | 90% | 90% | 90% | 90% | Utility Specific | [7 empty] | 40880
C - Commercial & Industrial | C1 - Large Business Energy Solutions | C1b - LCI New Equipment | Dishwasher - High Temp Multi Tank Conveyor | EC1b023 | Food Service | Appliance | 0 | 13 |  |  |  | 0 | 0% | 0% | 0% | 100% | 100% | 99.9% | 100% | 100% | 100% |  | Deemed | 45074 | C&I Food Services | 32% | 35% | 16% | 17% | Deemed | 6.86 | 0.000192 | 6.86 | 90% | 90% | 90% | 90% | Utility Specific | [7 empty] | 94170
C - Commercial & Industrial | C1 - Large Business Energy Solutions | C1b - LCI New Equipment | Dishwasher - High Temp Pot, Pan, Utensil | EC1b024 | Food Service | Appliance | 1 | 13 | 134 | 100 |  | 34 | 0% | 0% | 0% | 100% | 100% | 99.9% | 100% | 100% | 100% |  | Deemed | 10979 | C&I Food Services | 32% | 35% | 16% | 17% | Deemed | 1.67 | 0.000192 | 1.67 | 90% | 90% | 90% | 90% | Utility Specific | [7 empty] | 8760
C - Commercial & Industrial | C1 - Large Business Energy Solutions | C1b - LCI New Equipment | Dishwasher - High Temp Single Tank Conveyor | EC1b025 | Food Service | Appliance | 0 | 13 |  |  |  | 0 | 0% | 0% | 0% | 100% | 100% | 99.9% | 100% | 100% | 100% |  | Deemed | 10204 | C&I Food Services | 32% | 35% | 16% | 17% | Deemed | 1.55 | 0.000192 | 1.55 | 90% | 90% | 90% | 90% | Utility Specific | [7 empty] | 24820
C - Commercial & Industrial | C1 - Large Business Energy Solutions | C1b - LCI New Equipment | Dishwasher - High Temp Under Counter | EC1b026 | Food Service | Appliance | 0 | 13 |  |  |  | 0 | 0% | 0% | 0% | 100% | 100% | 99.9% | 100% | 100% | 100% |  | Deemed | 1480 | C&I Food Services | 32% | 35% | 16% | 17% | Deemed | 0.23 | 0.000192 | 0.23 | 90% | 90% | 90% | 90% | Utility Specific | [7 empty] | 6296
C - Commercial & Industrial | C1 - Large Business Energy Solutions | C1b - LCI New Equipment | Dishwasher - Low Temp Door Type | EC1b027 | Food Service | Appliance | 0 | 13 |  |  |  | 0 | 0% | 0% | 0% | 100% | 100% | 99.9% | 100% | 100% | 100% |  | Deemed | 17255 | C&I Food Services | 32% | 35% | 16% | 17% | Deemed | 2.63 | 0.000192 | 2.63 | 90% | 90% | 90% | 90% | Utility Specific | [7 empty] | 94024
C - Commercial & Industrial | C1 - Large Business Energy Solutions | C1b - LCI New Equipment | Dishwasher - Low Temp Multi Tank Conveyor | EC1b028 | Food Service | Appliance | 0 | 13 |  |  |  | 0 | 0% | 0% | 0% | 100% | 100% | 99.9% | 100% | 100% | 100% |  | Deemed | 22863 | C&I Food Services | 32% | 35% | 16% | 17% | Deemed | 3.48 | 0.000192 | 3.48 | 90% | 90% | 90% | 90% | Utility Specific | [7 empty] | 109500
C - Commercial & Industrial | C1 - Large Business Energy Solutions | C1b - LCI New Equipment | Dishwasher - Low Temp Single Tank Conveyor | EC1b029 | Food Service | Appliance | 0 | 13 |  |  |  | 0 | 0% | 0% | 0% | 100% | 100% | 99.9% | 100% | 100% | 100% |  | Deemed | 15387 | C&I Food Services | 32% | 35% | 16% | 17% | Deemed | 2.34 | 0.000192 | 2.34 | 90% | 90% | 90% | 90% | Utility Specific | [7 empty] | 75920
C - Commercial & Industrial | C1 - Large Business Energy Solutions | C1b - LCI New Equipment | Dishwasher - Low Temp Under Counter | EC1b030 | Food Service | Appliance | 0 | 13 |  |  |  | 0 | 0% | 0% | 0% | 100% | 100% | 99.9% | 100% | 100% | 100% |  | Deemed | 6182 | C&I Food Services | 32% | 35% | 16% | 17% | Deemed | 0.94 | 0.000192 | 0.94 | 90% | 90% | 90% | 90% | Utility Specific | [7 empty] | 14783
C - Commercial & Industrial | C1 - Large Business Energy Solutions | C1b - LCI New Equipment | Faucet Aerator, Electric | EC1b031 | Hot Water | Aerator | 0 | 10 |  |  |  | 0 | 0% | 0% | 0% | 100% | 100% | 99.9% | 100% | 100% | 100% |  | Deemed | 309 | Water Heater - Electric | 41.52% | 31.39% | 15.22% | 11.88% | Deemed | 0.01 | 0.00024338 | 0.01 | 31.2% | 80.8% | 31.2% | 31.2% | Utility Specific | [7 empty] | 5460
C - Commercial & Industrial | C1 - Large Business Energy Solutions | C1b - LCI New Equipment | Fryer Large Vat, Electric | EC1b032 | Food Service | Appliance | 0 | 12 |  |  |  | 0 | 0% | 0% | 0% | 100% | 100% | 99.9% | 100% | 100% | 100% |  | Deemed | 2696 | C&I Food Services | 32% | 35% | 16% | 17% | Deemed | 0.61 | 0.000192 | 0.61 | 90% | 90% | 90% | 90% | Utility Specific
C - Commercial & Industrial | C1 - Large Business Energy Solutions | C1b - LCI New Equipment | Fryer Standard Vat, Electric | EC1b033 | Food Service | Appliance | 0 | 12 |  |  |  | 0 | 0% | 0% | 0% | 100% | 100% | 99.9% | 100% | 100% | 100% |  | Deemed | 3272 | C&I Food Services | 32% | 35% | 16% | 17% | Deemed | 0.56 | 0.000192 | 0.56 | 90% | 90% | 90% | 90% | Utility Specific
C - Commercial & Industrial | C1 - Large Business Energy Solutions | C1b - LCI New Equipment | Griddle, Electric | EC1b034 | Food Service | Appliance | 0 | 12 |  |  |  | 0 | 0% | 0% | 0% | 100% | 100% | 99.9% | 100% | 100% | 100% |  | Deemed | 3179 | C&I Food Services | 32% | 35% | 16% | 17% | Deemed | 0.73 | 0.000192 | 0.73 | 90% | 90% | 90% | 90% | Utility Specific
C - Commercial & Industrial | C1 - Large Business Energy Solutions | C1b - LCI New Equipment | Ground Source Heat Pump | EC1b035 | HVAC | Project | 0 | 25 |  |  |  | 0 | 0% | 0% | 0% | 100% | 100% | 99.9% | 100% | 100% | 100% |  | Utility Specific |  | Hardwired Electric Heat | 43.13% | 56.87% | 0% | 0% | Utility Specific |  | 0.0007332 | 0 | 34.2% | 34.2% | 34.2% | 34.2% | Utility Specific
C - Commercial & Industrial | C1 - Large Business Energy Solutions | C1b - LCI New Equipment | Hot Food Holding Cabinet 3/4 Size | EC1b036 | Food Service | Appliance | 0 | 12 |  |  |  | 0 | 0% | 0% | 0% | 100% | 100% | 99.9% | 100% | 100% | 100% |  | Deemed | 1189 | C&I Food Services | 32% | 35% | 16% | 17% | Deemed | 0.32 | 0.000192 | 0.32 | 90% | 90% | 90% | 90% | Utility Specific
C - Commercial & Industrial | C1 - Large Business Energy Solutions | C1b - LCI New Equipment | Hot Food Holding Cabinet Full Size | EC1b037 | Food Service | Appliance | 0 | 12 |  |  |  | 0 | 0% | 0% | 0% | 100% | 100% | 99.9% | 100% | 100% | 100% |  | Deemed | 3807 | C&I Food Services | 32% | 35% | 16% | 17% | Deemed | 1.15 | 0.000192 | 1.15 | 90% | 90% | 90% | 90% | Utility Specific
C - Commercial & Industrial | C1 - Large Business Energy Solutions | C1b - LCI New Equipment | Hot Food Holding Cabinet Half Size | EC1b038 | Food Service | Appliance | 0 | 12 |  |  |  | 0 | 0% | 0% | 0% | 100% | 100% | 99.9% | 100% | 100% | 100% |  | Deemed | 223 | C&I Food Services | 32% | 35% | 16% | 17% | Deemed | 0.05 | 0.000192 | 0.05 | 90% | 90% | 90% | 90% | Utility Specific
C - Commercial & Industrial | C1 - Large Business Energy Solutions | C1b - LCI New Equipment | Ice Machine - Ice Making Head | EC1b039 | Food Service | Appliance | 1 | 8 | 334 | 250 |  | 84 | 0% | 0% | 0% | 100% | 100% | 99.9% | 100% | 100% | 100% |  | Utility Specific | 1117 | C&I Food Services | 32% | 35% | 16% | 17% | Utility Specific | 0.3 | 0.000192 | 0.3 | 90% | 90% | 90% | 90% | Utility Specific | [7 empty] | 3322
C - Commercial & Industrial | C1 - Large Business Energy Solutions | C1b - LCI New Equipment | Ice Machine - Remote Cond./Split Unit - Batch | EC1b040 | Food Service | Appliance | 0 | 8 |  |  |  | 0 | 0% | 0% | 0% | 100% | 100% | 99.9% | 100% | 100% | 100% |  | Utility Specific | 2601 | C&I Food Services | 32% | 35% | 16% | 17% | Utility Specific | 0.3 | 0.000192 | 0.3 | 90% | 90% | 90% | 90% | Utility Specific | [7 empty] | 2631
C - Commercial & Industrial | C1 - Large Business Energy Solutions | C1b - LCI New Equipment | Ice Machine - Remote Cond./Split Unit - Continuous | EC1b041 | Food Service | Appliance | 0 | 8 |  |  |  | 0 | 0% | 0% | 0% | 100% | 100% | 99.9% | 100% | 100% | 100% |  | Utility Specific | 3641 | C&I Food Services | 32% | 35% | 16% | 17% | Utility Specific | 0.3 | 0.000192 | 0.3 | 90% | 90% | 90% | 90% | Utility Specific
C - Commercial & Industrial | C1 - Large Business Energy Solutions | C1b - LCI New Equipment | Ice Machine - Self Contained | EC1b042 | Food Service | Appliance | 0 | 8 |  |  |  | 0 | 0% | 0% | 0% | 100% | 100% | 99.9% | 100% | 100% | 100% |  | Utility Specific | 805 | C&I Food Services | 32% | 35% | 16% | 17% | Utility Specific | 0.3 | 0.000192 | 0.3 | 90% | 90% | 90% | 90% | Utility Specific
C - Commercial & Industrial | C1 - Large Business Energy Solutions | C1b - LCI New Equipment | Low Pressure Drop Filter | EC1b043 | Compressed Air | Project | 0 | 5 |  |  |  | 0 | 0% | 0% | 0% | 100% | 100% | 99.9% | 100% | 100% | 100% |  | Utility Specific |  | C&I Compressed Air - VFD Compressor | 25.9% | 23.9% | 26.5% | 23.7% | Utility Specific |  | 0.000258 | 0 | 80% | 54% | 80% | 80% | Utility Specific
C - Commercial & Industrial | C1 - Large Business Energy Solutions | C1b - LCI New Equipment | Thermostatic Shut-Off Valve, Electric | EC1b044 | Hot Water | Showerhead | 0 | 15 |  |  |  | 0 | 0% | 0% | 0% | 100% | 100% | 99.9% | 100% | 100% | 100% |  | Deemed | 69 | Water Heater - Electric | 41.52% | 31.39% | 15.22% | 11.88% | Deemed | 0.02 | 0.00024338 | 0.02 | 31.2% | 80.8% | 31.2% | 31.2% | Utility Specific | [7 empty] | 558
C - Commercial & Industrial | C1 - Large Business Energy Solutions | C1b - LCI New Equipment | Low-Flow Showerhead, Electric | EC1b045 | Hot Water | Appliance | 0 | 10 |  |  |  | 0 | 0% | 0% | 0% | 100% | 100% | 99.9% | 100% | 100% | 100% |  | Deemed | 507 | Water Heater - Electric | 41.52% | 31.39% | 15.22% | 11.88% | Deemed | 0.09 | 0.00024338 | 0.09 | 31.2% | 80.8% | 31.2% | 31.2% | Utility Specific | [7 empty] | 7300
C - Commercial & Industrial | C1 - Large Business Energy Solutions | C1b - LCI New Equipment | Pre Rinse Spray Valve, Electric | EC1b046 | Hot Water | Valve | 0 | 8 |  |  |  | 0 | 0% | 0% | 0% | 100% | 100% | 99.9% | 100% | 100% | 100% |  | Utility Specific | 957 | Water Heater - Electric | 41.52% | 31.39% | 15.22% | 11.88% | Utility Specific |  | 0.00024338 | 0.23292 | 52% | 100% | 52% | 52% | Utility Specific | [7 empty] | 6410
C - Commercial & Industrial | C1 - Large Business Energy Solutions | C1b - LCI New Equipment | Refrigerated Air Dryer | EC1b047 | Compressed Air | Project | 2 | 15 | 3737 | 2804 |  | 933 | 0% | 0% | 0% | 100% | 100% | 156% | 100% | 100% | 100% |  | Utility Specific | 17537.16 | C&I Compressed Air - Air Dryer | 21.7% | 28.1% | 22.4% | 27.7% | Utility Specific | 2.96 | 0 | 2.96 | 117% | 98% | 117% | 117% | Utility Specific
C - Commercial & Industrial | C1 - Large Business Energy Solutions | C1b - LCI New Equipment | Steam Cooker, Electric | EC1b048 | Food Service | Appliance | 0 | 12 |  |  |  | 0 | 0% | 0% | 0% | 100% | 100% | 99.9% | 100% | 100% | 100% |  | Deemed | 6550 | C&I Food Services | 32% | 35% | 16% | 17% | Deemed | 2.28 | 0.000192 | 2.28 | 90% | 90% | 90% | 90% | Utility Specific | [7 empty] | 69975
C - Commercial & Industrial | C1 - Large Business Energy Solutions | C1b - LCI New Equipment | Unitary Air Conditioner | EC1b049 | HVAC | Project | 2.0099 | 20 | 10835 | 8126 |  | 2709 | 0% | 0% | 0% | 100% | 100% | 99.9% | 100% | 100% | 100% |  | Utility Specific | 31190.97 | C&I Electric Cooling Unitary Equipment | 8.6% | 4.6% | 52.7% | 34.1% | Utility Specific | 24.891 | 0.000759 | 24.891 | 34.2% | 0% | 34.2% | 34.2% | Utility Specific
C - Commercial & Industrial | C1 - Large Business Energy Solutions | C1b - LCI New Equipment | Water Source Heat Pump | EC1b050 | HVAC | Project | 3 | 12 | 3863.11 | 2897.33 |  | 965.78 | 0% | 0% | 0% | 100% | 100% | 99.9% | 100% | 100% | 100% |  | Utility Specific | 8781.95 | C&I Heating & Cooling | 26.4% | 16.6% | 34.9% | 22.1% | Utility Specific | 8.43 | 0.0016 | 8.43 | 34.2% | 34.2% | 34.2% | 34.2% | Utility Specific
C - Commercial & Industrial | C1 - Large Business Energy Solutions | C1b - LCI New Equipment | Zero Loss Condensate Drain | EC1b051 | Compressed Air | Project | 2 | 5 | 334 | 250 |  | 84 | 0% | 0% | 0% | 100% | 100% | 99.9% | 100% | 100% | 100% |  | Utility Specific | 42215.46 | C&I Compressed Air - VFD Compressor | 25.9% | 23.9% | 26.5% | 23.7% | Utility Specific | 7.78 | 0.000258 | 7.78 | 80% | 54% | 80% | 80% | Utility Specific
C - Commercial & Industrial | C1 - Large Business Energy Solutions | C1b - LCI New Equipment | High Efficiency Chiller - FL | EC1b052 | HVAC | Project | 1 | 23 | 29752 | 22314 |  | 7438 | 0% | 0% | 0% | 100% | 100% | 99.9% | 100% | 100% | 100% |  | Utility Specific | 67013.39 | C&I Electric Chiller (Combined) | 11.3% | 10.8% | 39.4% | 38.5% | Utility Specific | 101.69 | 0 | 101.69 | 86% | 10% | 86% | 86% | Utility Specific
C - Commercial & Industrial | C1 - Large Business Energy Solutions | C1b - LCI New Equipment | High Efficiency Chiller - IPLV | EC1b053 | HVAC | Project | 0 | 23 |  |  |  | 0 | 0% | 0% | 0% | 100% | 100% | 99.9% | 100% | 100% | 100% |  | Utility Specific |  | C&I Electric Chiller (Combined) | 11.3% | 10.8% | 39.4% | 38.5% | Utility Specific |  | 0 | 0 | 49% | 6% | 49% | 49% | Utility Specific
C - Commercial & Industrial | C1 - Large Business Energy Solutions | C1b - LCI New Equipment | C&I Large New Construction Code Compliance | EC1b057 | Custom Measures | Project | 0 | 20 |  |  |  | 0 | 0% | 0% | 0% | 100% | 100% | 36% | 36% | 36% | 36% |  | Utility Specific |  | Weighted HVAC - All Homes | 25.41% | 29.66% | 23.25% | 21.68% | Utility Specific |  | 0.00078321 | 0 | 33.6% | 20.1% | 33.6% | 33.6% | Utility Specific
C - Commercial & Industrial | C1 - Large Business Energy Solutions | C1b - LCI New Equipment | Induction Cooktop Displacing Electric Resistance | EC1b058 | Food Service | Appliance | 0 | 12 |  |  |  | 0 | 0% | 0% | 0% | 100% | 100% | 99.9% | 100% | 100% | 100% |  | Deemed | 2488 | C&I Food Services | 32% | 35% | 16% | 17% | Deemed | 0.43 | 0.000192 | 0.43 | 90% | 90% | 90% | 90% | Utility Specific
C - Commercial & Industrial | C1 - Large Business Energy Solutions | C1b - LCI New Equipment | Compressed Air Leak Detection | EC1b059 | Compressed Air | Project | 2 | 5 | 3980 | 1990 |  | 1990 | 0% | 0% | 0% | 100% | 100% | 99.9% | 100% | 100% | 100% |  | Utility Specific | 25483.94 | C&I Compressed Air - VFD Compressor | 25.9% | 23.9% | 26.5% | 23.7% | Utility Specific | 2.91 | 0.000258 | 2.91 | 80% | 54% | 80% | 80% | Utility Specific
C - Commercial & Industrial | C1 - Large Business Energy Solutions | C1b - LCI New Equipment | Packaged Terminal Heat Pump | EC1b060 | HVAC | Project | 0 | 12 |  |  |  | 0 | 0% | 0% | 0% | 100% | 100% | 99.9% | 100% | 100% | 100% |  | Utility Specific |  | C&I Heating & Cooling | 26.4% | 16.6% | 34.9% | 22.1% | Utility Specific |  | 0.0016 | 0 | 34% | 42% | 34% | 34% | Utility Specific
C - Commercial & Industrial | C1 - Large Business Energy Solutions | C1b - LCI New Equipment | VRF System | EC1b061 | HVAC | Project | 0 | 20 |  |  |  | 0 | 0% | 0% | 0% | 100% | 100% | 99.9% | 100% | 100% | 100% |  | Utility Specific |  | C&I Heating & Cooling | 26.4% | 16.6% | 34.9% | 22.1% | Utility Specific |  | 0.0016 | 0 | 34.2% | 0% | 34.2% | 34.2% | Utility Specific
C - Commercial & Industrial | C1 - Large Business Energy Solutions | C1b - LCI New Equipment | CI Audits - Large New | EC1bAUD | Non-Energy Saving |  | 1 | 1 | 136748.2079 | 136748.2079 |  | 0 | 0% | 0% | 0% | 100% | 0% | 0% | 0% | 0% | 0% |  |  |  | Non-Electric Measures | 0% | 0% | 0% | 0% |  |  | 0 | 0 | 0% | 0% | 0% | 0%
C - Commercial & Industrial | C1 - Large Business Energy Solutions | C1b - LCI New Equipment | Vendor Fees - Large New | EC1bNES01 | Non-Energy Saving |  | 0 | 1 |  |  |  | 0 | 0% | 0% | 0% | 100% | 0% | 0% | 0% | 0% | 0% |  |  |  | Non-Electric Measures | 0% | 0% | 0% | 0% |  |  | 0 | 0 | 0% | 0% | 0% | 0%
C - Commercial & Industrial | C1 - Large Business Energy Solutions | C1b - LCI New Equipment | Vendor Fees - TA Studies - Large New | EC1bNES02 | Non-Energy Saving |  | 0 | 1 |  |  |  | 0 | 0% | 0% | 0% | 100% | 0% | 0% | 0% | 0% | 0% |  |  |  | Non-Electric Measures | 0% | 0% | 0% | 0% |  |  | 0 | 0 | 0% | 0% | 0% | 0%
C - Commercial & Industrial | C1 - Large Business Energy Solutions | C1b - LCI New Equipment
C - Commercial & Industrial | C1 - Large Business Energy Solutions | C1b - LCI New Equipment
C - Commercial & Industrial | C1 - Large Business Energy Solutions | C1b - LCI New Equipment
C - Commercial & Industrial | C1 - Large Business Energy Solutions | C1c - LCI Midstream | Midstream Circulator Pump | EC1c001 | HVAC | Project | 0 | 20 | 361.04 | 156.94 |  | 204.1 | 22.5% | 8.5% | 0% | 86% | 100% | 100% | 100% | 100% | 100% |  | Utility Specific | 460.1 | C&I Heating & Cooling | 26.4% | 16.6% | 34.9% | 22.1% | Utility Specific |  | 0.0016 | 0.73616 | 82% | 5% | 82% | 82% | Utility Specific
C - Commercial & Industrial | C1 - Large Business Energy Solutions | C1c - LCI Midstream | Midstream Demand Control Ventilation | EC1c002 | HVAC | Project | 0 | 10 |  |  |  | 0 | 22.5% | 8.5% | 0% | 86% | 100% | 100% | 100% | 100% | 100% |  | Utility Specific |  | C&I Heating & Cooling | 26.4% | 16.6% | 34.9% | 22.1% | Utility Specific |  | 0.0016 | 0 | 82% | 5% | 82% | 82% | Utility Specific
C - Commercial & Industrial | C1 - Large Business Energy Solutions | C1c - LCI Midstream | Midstream DMSHP Systems | EC1c003 | HVAC | Project | 0 | 20 | 633.71 | 314.71 |  | 319 | 22.5% | 8.5% | 0% | 86% | 100% | 100% | 100% | 100% | 100% |  | Utility Specific | 1151.69 | C&I Heating & Cooling | 26.4% | 16.6% | 34.9% | 22.1% | Utility Specific |  | 0.0016 | 1.8427 | 34.2% | 0% | 34.2% | 34.2% | Utility Specific
C - Commercial & Industrial | C1 - Large Business Energy Solutions | C1c - LCI Midstream | Midstream Dual Enthalpy Economizer Controls | EC1c004 | HVAC | Project | 0 | 10 | 403 | 275 |  | 128 | 22.5% | 8.5% | 0% | 86% | 100% | 100% | 100% | 100% | 100% |  | Utility Specific | 3673.54 | C&I Heating & Cooling | 26.4% | 16.6% | 34.9% | 22.1% | Utility Specific | 3.674 | 0.0016 | 3.674 | 34.2% | 0% | 34.2% | 34.2% | Utility Specific
C - Commercial & Industrial | C1 - Large Business Energy Solutions | C1c - LCI Midstream | Midstream ECM Fan Motors | EC1c005 | HVAC | Project | 0 | 20 |  |  |  | 0 | 22.5% | 8.5% | 0% | 86% | 100% | 100% | 100% | 100% | 100% |  | Utility Specific |  | C&I Heating & Cooling | 26.4% | 16.6% | 34.9% | 22.1% | Utility Specific |  | 0.0016 | 0 | 82% | 5% | 82% | 82% | Utility Specific
C - Commercial & Industrial | C1 - Large Business Energy Solutions | C1c - LCI Midstream | Midstream Heat Pump Systems | EC1c006 | HVAC | Project | 0 | 20 | 768 | 198.53 |  | 569.47 | 22.5% | 8.5% | 0% | 86% | 100% | 100% | 100% | 100% | 100% |  | Utility Specific | 783.99 | C&I Heating & Cooling | 26.4% | 16.6% | 34.9% | 22.1% | Utility Specific | 0.47 | 0.0016 | 0.47 | 34.2% | 0% | 34.2% | 34.2% | Utility Specific
C - Commercial & Industrial | C1 - Large Business Energy Solutions | C1c - LCI Midstream | Midstream Unitary Air Conditioners | EC1c007 | HVAC | Project | 0 | 20 | 1821.58 | 1137.95 |  | 683.63 | 22.5% | 8.5% | 0% | 86% | 100% | 100% | 100% | 100% | 100% |  | Utility Specific | 3841.08 | C&I Electric Cooling Unitary Equipment | 8.6% | 4.6% | 52.7% | 34.1% | Utility Specific | 0.768 | 0.000759 | 0.768 | 34.2% | 0% | 34.2% | 34.2% | Utility Specific
C - Commercial & Industrial | C1 - Large Business Energy Solutions | C1c - LCI Midstream | Midstream VRF | EC1c008 | HVAC | Project | 0 | 20 | 3463.99 | 2401.58 |  | 1062.41 | 22.5% | 8.5% | 0% | 86% | 100% | 100% | 100% | 100% | 100% |  | Utility Specific | 8794.24 | C&I Heating & Cooling | 26.4% | 16.6% | 34.9% | 22.1% | Utility Specific | 1.759 | 0.0016 | 1.759 | 34.2% | 0% | 34.2% | 34.2% | Utility Specific
C - Commercial & Industrial | C1 - Large Business Energy Solutions | C1c - LCI Midstream | Midstream Water Source Heat Pump Systems | EC1c009 | HVAC | Project | 0 | 12 | 567.51 | 258.2 |  | 309.31 | 22.5% | 8.5% | 0% | 86% | 100% | 100% | 100% | 100% | 100% |  | Utility Specific | 661.58 | C&I Heating & Cooling | 26.4% | 16.6% | 34.9% | 22.1% | Utility Specific | 0.397 | 0.0016 | 0.397 | 34.2% | 34.2% | 34.2% | 34.2% | Utility Specific
C - Commercial & Industrial | C1 - Large Business Energy Solutions | C1c - LCI Midstream | Midstream LED Downlight | EC1c010 | Lighting | Project | 0 | 1 |  |  |  | 0 | 72% | 11% | 0% | 39% | 95% | 103.4% | 97.4% | 112.3% | 100% |  | Utility Specific |  | C&I Interior Lighting - Prescriptive | 30.3% | 17.4% | 34.3% | 18.1% | Calculated |  | 0.0002 | 0 | 70% | 49% | 70% | 70% | Calculated | NG - C&I Gas Heat | 0 | Fuel Oil - Com Fuel | 0
C - Commercial & Industrial | C1 - Large Business Energy Solutions | C1c - LCI Midstream | Midstream LED Exterior | EC1c011 | Lighting | Project | 0 | 4 | 205.26 | 43.18 |  | 162.08 | 72% | 11% | 0% | 39% | 95% | 100% | 100% | 100% | 100% |  | Utility Specific | 362.48 | C&I Exterior Lighting | 20.1% | 31.6% | 19.2% | 29% | Calculated |  | 0.0002 | 0.072496 | 0% | 100% | 0% | 0% | Calculated
C - Commercial & Industrial | C1 - Large Business Energy Solutions | C1c - LCI Midstream | Midstream LED High Bay/Low Bay | EC1c012 | Lighting | Project | 0 | 6 | 189.35 | 131.5 |  | 57.85 | 72% | 11% | 0% | 39% | 95% | 103.4% | 97.4% | 112.3% | 100% |  | Utility Specific | 806.91 | C&I Interior Lighting - Prescriptive | 30.3% | 17.4% | 34.3% | 18.1% | Calculated |  | 0.0002 | 0.16138 | 83% | 65% | 83% | 83% | Calculated | NG - C&I Gas Heat | -0.043573 | Fuel Oil - Com Fuel | -0.087146
C - Commercial & Industrial | C1 - Large Business Energy Solutions | C1c - LCI Midstream | Midstream LED Linear Fixture | EC1c013 | Lighting | Project | 0 | 5 | 72.72 | 34.49 |  | 38.23 | 72% | 11% | 0% | 39% | 95% | 103.4% | 97.4% | 112.3% | 100% |  | Utility Specific | 111.54 | C&I Interior Lighting - Prescriptive | 30.3% | 17.4% | 34.3% | 18.1% | Calculated |  | 0.0002 | 0.022308 | 83% | 65% | 83% | 83% | Calculated | NG - C&I Gas Heat | -0.0060232 | Fuel Oil - Com Fuel | -0.012046
C - Commercial & Industrial | C1 - Large Business Energy Solutions | C1c - LCI Midstream | Midstream LED Linear Fixture with Controls | EC1c014 | Lighting | Project | 0 | 5 |  |  |  | 0 | 72% | 11% | 0% | 39% | 95% | 103.4% | 97.4% | 112.3% | 100% |  | Utility Specific |  | C&I Interior Lighting - Prescriptive | 30.3% | 17.4% | 34.3% | 18.1% | Calculated |  | 0.0002 | 0 | 83% | 65% | 83% | 83% | Calculated | NG - C&I Gas Heat | 0 | Fuel Oil - Com Fuel | 0
C - Commercial & Industrial | C1 - Large Business Energy Solutions | C1c - LCI Midstream | Midstream LED Linear Lamp | EC1c015 | Lighting | Project | 0 | 5 | 173.72 | 112 |  | 61.72 | 72% | 11% | 0% | 39% | 95% | 103.4% | 97.4% | 112.3% | 100% |  | Utility Specific | 230.31 | C&I Interior Lighting - Prescriptive | 30.3% | 17.4% | 34.3% | 18.1% | Calculated |  | 0.0002 | 0.046062 | 83% | 65% | 83% | 83% | Calculated | NG - C&I Gas Heat | -0.012437 | Fuel Oil - Com Fuel | -0.024873
C - Commercial & Industrial | C1 - Large Business Energy Solutions | C1c - LCI Midstream | Midstream LED Screw In | EC1c016 | Lighting | Project | 0 | 1 | 16.68 | 8.4 |  | 8.28 | 72% | 11% | 0% | 39% | 95% | 103.4% | 97.4% | 112.3% | 100% |  | Utility Specific | 121.11 | C&I Interior Lighting - Prescriptive | 30.3% | 17.4% | 34.3% | 18.1% | Calculated |  | 0.0002 | 0.024222 | 70% | 49% | 70% | 70% | Calculated | NG - C&I Gas Heat | -0.013282 | Fuel Oil - Com Fuel | -0.026563
C - Commercial & Industrial | C1 - Large Business Energy Solutions | C1c - LCI Midstream | Midstream LED Stairwell Kit | EC1c017 | Lighting | Project | 0 | 4 | 273.92 | 87.54 |  | 186.38 | 72% | 11% | 0% | 39% | 95% | 103.4% | 97.4% | 112.3% | 100% |  | Utility Specific | 217.32 | C&I Interior Lighting - Prescriptive | 30.3% | 17.4% | 34.3% | 18.1% | Calculated |  | 0.0002 | 0.043464 | 82% | 82% | 82% | 82% | Calculated |  | -0.023833 |  | -0.047666
C - Commercial & Industrial | C1 - Large Business Energy Solutions | C1c - LCI Midstream | Midstream Combination Oven, Electric | EC1c018 | Food Service | Appliance | 0 | 12 | 2667 | 2000 |  | 667 | 22.5% | 8.5% | 0% | 86% | 100% | 100% | 100% | 100% | 100% |  | Deemed | 6368 | C&I Food Services | 32% | 35% | 16% | 17% | Deemed | 1.45 | 0.000192 | 1.45 | 90% | 90% | 90% | 90% | Utility Specific
C - Commercial & Industrial | C1 - Large Business Energy Solutions | C1c - LCI Midstream | Midstream Convection Oven, Electric | EC1c019 | Food Service | Appliance | 0 | 12 | 667 | 500 |  | 167 | 22.5% | 8.5% | 0% | 86% | 100% | 100% | 100% | 100% | 100% |  | Deemed | 2001 | C&I Food Services | 32% | 35% | 16% | 17% | Deemed | 0.46 | 0.000192 | 0.46 | 90% | 90% | 90% | 90% | Utility Specific
C - Commercial & Industrial | C1 - Large Business Energy Solutions | C1c - LCI Midstream | Midstream Conveyor Broiler | EC1c047 | Food Service | Appliance | 0 | 12 | 3109.33 |  |  | 3109.33 | 22.5% | 8.5% | 0% | 86% | 100% | 100% | 100% | 100% | 100% |  | Utility Specific | 6403 | C&I Food Services | 32% | 35% | 16% | 17% | Utility Specific | 0.88 | 0.000192 | 0.88 | 90% | 90% | 90% | 90% | Utility Specific | NG - C& I Gas Non Heating | 193.3
C - Commercial & Industrial | C1 - Large Business Energy Solutions | C1c - LCI Midstream | Midstream Deck Oven, Electric | EC1c050 | Food Service | Appliance | 0 | 12 | 3558 |  |  | 3558 | 22.5% | 8.5% | 0% | 86% | 100% | 100% | 100% | 100% | 100% |  | Deemed | 7519 | C&I Food Services | 32% | 35% | 16% | 17% | Deemed | 1.545 | 0.000192 | 1.545 | 90% | 90% | 90% | 90% | Utility Specific
C - Commercial & Industrial | C1 - Large Business Energy Solutions | C1c - LCI Midstream | Midstream Dishwasher - High Temp Door Type | EC1c020 | Food Service | Appliance | 0 | 13 | 995 | 250 |  | 745 | 22.5% | 8.5% | 0% | 86% | 100% | 100% | 100% | 100% | 100% |  | Deemed | 11897 | C&I Food Services | 32% | 35% | 16% | 17% | Deemed | 1.81 | 0.000192 | 1.81 | 90% | 90% | 90% | 90% | Utility Specific | [7 empty] | 40880
C - Commercial & Industrial | C1 - Large Business Energy Solutions | C1c - LCI Midstream | Midstream Dishwasher - High Temp Multi Tank Conveyor | EC1c021 | Food Service | Appliance | 0 | 13 | 970 | 100 |  | 870 | 22.5% | 8.5% | 0% | 86% | 100% | 100% | 100% | 100% | 100% |  | Deemed | 45074 | C&I Food Services | 32% | 35% | 16% | 17% | Deemed | 6.86 | 0.000192 | 6.86 | 90% | 90% | 90% | 90% | Utility Specific | [7 empty] | 94170
C - Commercial & Industrial | C1 - Large Business Energy Solutions | C1c - LCI Midstream | Midstream Dishwasher - High Temp Pot, Pan, Utensil | EC1c022 | Food Service | Appliance | 0 | 13 | 1710 | 100 |  | 1610 | 22.5% | 8.5% | 0% | 86% | 100% | 100% | 100% | 100% | 100% |  | Deemed | 10979 | C&I Food Services | 32% | 35% | 16% | 17% | Deemed | 1.67 | 0.000192 | 1.67 | 90% | 90% | 90% | 90% | Utility Specific | [7 empty] | 8760
C - Commercial & Industrial | C1 - Large Business Energy Solutions | C1c - LCI Midstream | Midstream Dishwasher - High Temp Single Tank Conveyor | EC1c023 | Food Service | Appliance | 0 | 13 | 2050 | 100 |  | 1950 | 22.5% | 8.5% | 0% | 86% | 100% | 100% | 100% | 100% | 100% |  | Deemed | 10204 | C&I Food Services | 32% | 35% | 16% | 17% | Deemed | 1.55 | 0.000192 | 1.55 | 90% | 90% | 90% | 90% | Utility Specific | [7 empty] | 24820
C - Commercial & Industrial | C1 - Large Business Energy Solutions | C1c - LCI Midstream | Midstream Dishwasher - High Temp Under Counter | EC1c024 | Food Service | Appliance | 0 | 13 | 2025 | 250 |  | 1775 | 22.5% | 8.5% | 0% | 86% | 100% | 100% | 100% | 100% | 100% |  | Deemed | 1480 | C&I Food Services | 32% | 35% | 16% | 17% | Deemed | 0.23 | 0.000192 | 0.23 | 90% | 90% | 90% | 90% | Utility Specific | [7 empty] | 6296
C - Commercial & Industrial | C1 - Large Business Energy Solutions | C1c - LCI Midstream | Midstream Dishwasher - Low Temp Door Type | EC1c025 | Food Service | Appliance | 0 | 13 | 662 | 250 |  | 412 | 22.5% | 8.5% | 0% | 86% | 100% | 100% | 100% | 100% | 100% |  | Deemed | 17255 | C&I Food Services | 32% | 35% | 16% | 17% | Deemed | 2.63 | 0.000192 | 2.63 | 90% | 90% | 90% | 90% | Utility Specific | [7 empty] | 94024
C - Commercial & Industrial | C1 - Large Business Energy Solutions | C1c - LCI Midstream | Midstream Dishwasher - Low Temp Multi Tank Conveyor | EC1c026 | Food Service | Appliance | 0 | 13 | 970 | 100 |  | 870 | 22.5% | 8.5% | 0% | 86% | 100% | 100% | 100% | 100% | 100% |  | Deemed | 22863 | C&I Food Services | 32% | 35% | 16% | 17% | Deemed | 3.48 | 0.000192 | 3.48 | 90% | 90% | 90% | 90% | Utility Specific | [7 empty] | 109500
C - Commercial & Industrial | C1 - Large Business Energy Solutions | C1c - LCI Midstream | Midstream Dishwasher - Low Temp Single Tank Conveyor | EC1c027 | Food Service | Appliance | 0 | 13 | 133 | 100 |  | 33 | 22.5% | 8.5% | 0% | 86% | 100% | 100% | 100% | 100% | 100% |  | Deemed | 15387 | C&I Food Services | 32% | 35% | 16% | 17% | Deemed | 2.34 | 0.000192 | 2.34 | 90% | 90% | 90% | 90% | Utility Specific | [7 empty] | 75920
C - Commercial & Industrial | C1 - Large Business Energy Solutions | C1c - LCI Midstream | Midstream Dishwasher - Low Temp Under Counter | EC1c028 | Food Service | Appliance | 0 | 13 | 324 | 250 |  | 74 | 22.5% | 8.5% | 0% | 86% | 100% | 100% | 100% | 100% | 100% |  | Deemed | 6182 | C&I Food Services | 32% | 35% | 16% | 17% | Deemed | 0.94 | 0.000192 | 0.94 | 90% | 90% | 90% | 90% | Utility Specific | [7 empty] | 14783
C - Commercial & Industrial | C1 - Large Business Energy Solutions | C1c - LCI Midstream | Midstream Freezer - Solid Door | EC1c029 | Food Service | Appliance | 0 | 12 | 477.5 | 100 |  | 377.5 | 22.5% | 8.5% | 0% | 86% | 100% | 100% | 100% | 100% | 100% |  | Utility Specific | 212 | C&I Food Services | 32% | 35% | 16% | 17% | Deemed | 0.024201 | 0.000192 | 0.024201 | 90% | 90% | 90% | 90% | Utility Specific
C - Commercial & Industrial | C1 - Large Business Energy Solutions | C1c - LCI Midstream | Midstream Freezer - Glass Door | EC1c030 | Food Service | Appliance | 0 | 12 | 477.5 | 100 |  | 377.5 | 22.5% | 8.5% | 0% | 86% | 100% | 100% | 100% | 100% | 100% |  | Utility Specific | 427 | C&I Food Services | 32% | 35% | 16% | 17% | Deemed | 0.048744 | 0.000192 | 0.048744 | 90% | 90% | 90% | 90% | Utility Specific
C - Commercial & Industrial | C1 - Large Business Energy Solutions | C1c - LCI Midstream | Midstream Fryer Large Vat, Electric | EC1c031 | Food Service | Appliance | 0 | 12 | 1150 |  |  | 1150 | 22.5% | 8.5% | 0% | 86% | 100% | 100% | 100% | 100% | 100% |  | Deemed | 2696 | C&I Food Services | 32% | 35% | 16% | 17% | Deemed | 0.61 | 0.000192 | 0.61 | 90% | 90% | 90% | 90% | Utility Specific
C - Commercial & Industrial | C1 - Large Business Energy Solutions | C1c - LCI Midstream | Midstream Fryer Standard Vat, Electric | EC1c032 | Food Service | Appliance | 0 | 12 | 276 | 150 |  | 126 | 22.5% | 8.5% | 0% | 86% | 100% | 100% | 100% | 100% | 100% |  | Deemed | 3272 | C&I Food Services | 32% | 35% | 16% | 17% | Deemed | 0.56 | 0.000192 | 0.56 | 90% | 90% | 90% | 90% | Utility Specific
C - Commercial & Industrial | C1 - Large Business Energy Solutions | C1c - LCI Midstream | Midstream Griddle, Electric | EC1c033 | Food Service | Appliance | 0 | 12 | 860 | 400 |  | 460 | 22.5% | 8.5% | 0% | 86% | 100% | 100% | 100% | 100% | 100% |  | Deemed | 3179 | C&I Food Services | 32% | 35% | 16% | 17% | Deemed | 0.73 | 0.000192 | 0.73 | 90% | 90% | 90% | 90% | Utility Specific
C - Commercial & Industrial | C1 - Large Business Energy Solutions | C1c - LCI Midstream | Midstream Hand-Wrap Machine | EC1c051 | Food Service | Appliance | 0 | 10 | 135 | 0 |  | 135 | 22.5% | 8.5% | 0% | 86% | 100% | 100% | 100% | 100% | 100% |  | Deemed | 1565 | C&I Food Services | 32% | 35% | 16% | 17% | Deemed | 0.181 | 0.000192 | 0.181 | 90% | 90% | 90% | 90% | Utility Specific
C - Commercial & Industrial | C1 - Large Business Energy Solutions | C1c - LCI Midstream | Midstream High Efficiency Condensing Unit | EC1c052 | Food Service |  | 0 | 13 |  |  |  | 0 | 22.5% | 8.5% | 0% | 86% | 100% | 100% | 100% | 100% | 100% |  | Utility Specific |  | C&I Food Services | 32% | 35% | 16% | 17% | Utility Specific |  | 0.000192 | 0 | 100% | 115% | 100% | 100% | Utility Specific
C - Commercial & Industrial | C1 - Large Business Energy Solutions | C1c - LCI Midstream | Midstream Hot Food Holding Cabinet 3/4 Size | EC1c034 | Food Service | Appliance | 0 | 12 | 902 | 750 |  | 152 | 22.5% | 8.5% | 0% | 86% | 100% | 100% | 100% | 100% | 100% |  | Deemed | 1189 | C&I Food Services | 32% | 35% | 16% | 17% | Deemed | 0.32 | 0.000192 | 0.32 | 90% | 90% | 90% | 90% | Utility Specific
C - Commercial & Industrial | C1 - Large Business Energy Solutions | C1c - LCI Midstream | Midstream Hot Food Holding Cabinet Full Size | EC1c035 | Food Service | Appliance | 0 | 12 | 902 | 900 |  | 2 | 22.5% | 8.5% | 0% | 86% | 100% | 100% | 100% | 100% | 100% |  | Deemed | 3807 | C&I Food Services | 32% | 35% | 16% | 17% | Deemed | 1.15 | 0.000192 | 1.15 | 90% | 90% | 90% | 90% | Utility Specific
C - Commercial & Industrial | C1 - Large Business Energy Solutions | C1c - LCI Midstream | Midstream Hot Food Holding Cabinet Half Size | EC1c036 | Food Service | Appliance | 0 | 12 | 902 | 600 |  | 302 | 22.5% | 8.5% | 0% | 86% | 100% | 100% | 100% | 100% | 100% |  | Deemed | 223 | C&I Food Services | 32% | 35% | 16% | 17% | Deemed | 0.05 | 0.000192 | 0.05 | 90% | 90% | 90% | 90% | Utility Specific
C - Commercial & Industrial | C1 - Large Business Energy Solutions | C1c - LCI Midstream | Midstream Ice Machine Ice Making Head | EC1c037 | Food Service | Appliance | 0 | 8 | 222 | 200 |  | 22 | 22.5% | 8.5% | 0% | 86% | 100% | 100% | 100% | 100% | 100% |  | Utility Specific | 1117 | C&I Food Services | 32% | 35% | 16% | 17% | Utility Specific | 0.3 | 0.000192 | 0.3 | 90% | 90% | 90% | 90% | Utility Specific | [7 empty] | 3322
C - Commercial & Industrial | C1 - Large Business Energy Solutions | C1c - LCI Midstream | Midstream Ice Machine Remote Cond/Split Unit Batch | EC1c038 | Food Service | Appliance | 0 | 8 | 222 | 200 |  | 22 | 22.5% | 8.5% | 0% | 86% | 100% | 100% | 100% | 100% | 100% |  | Utility Specific | 2601 | C&I Food Services | 32% | 35% | 16% | 17% | Utility Specific | 0.3 | 0.000192 | 0.3 | 90% | 90% | 90% | 90% | Utility Specific | [7 empty] | 2631
C - Commercial & Industrial | C1 - Large Business Energy Solutions | C1c - LCI Midstream | Midstream Ice Machine Remote Cond/Split Unit Continuous | EC1c039 | Food Service | Appliance | 0 | 8 | 470 |  |  | 470 | 22.5% | 8.5% | 0% | 86% | 100% | 100% | 100% | 100% | 100% |  | Utility Specific | 3641 | C&I Food Services | 32% | 35% | 16% | 17% | Utility Specific | 0.3 | 0.000192 | 0.3 | 90% | 90% | 90% | 90% | Utility Specific
C - Commercial & Industrial | C1 - Large Business Energy Solutions | C1c - LCI Midstream | Midstream Ice Machine Self Contained | EC1c040 | Food Service | Appliance | 0 | 8 | 222 | 100 |  | 122 | 22.5% | 8.5% | 0% | 86% | 100% | 100% | 100% | 100% | 100% |  | Utility Specific | 805 | C&I Food Services | 32% | 35% | 16% | 17% | Utility Specific | 0.3 | 0.000192 | 0.3 | 90% | 90% | 90% | 90% | Utility Specific | [7 empty] | 3526
C - Commercial & Industrial | C1 - Large Business Energy Solutions | C1c - LCI Midstream | Midstream Refrigerated Chef Base | EC1c053 | Food Service | Appliance | 0 | 12 | 2793.75 |  |  | 2793.75 | 22.5% | 8.5% | 0% | 86% | 100% | 100% | 100% | 100% | 100% |  | Utility Specific | 1052 | C&I Food Services | 32% | 35% | 16% | 17% | Utility Specific | 0.1152 | 0.000192 | 0.1152 | 90% | 90% | 90% | 90% | Utility Specific
C - Commercial & Industrial | C1 - Large Business Energy Solutions | C1c - LCI Midstream | Midstream Refrigerator - Glass Door | EC1c041 | Food Service | Appliance | 0 | 12 | 480.5 | 100 |  | 380.5 | 22.5% | 8.5% | 0% | 86% | 100% | 100% | 100% | 100% | 100% |  | Utility Specific | 245 | C&I Food Services | 32% | 35% | 16% | 17% | Utility Specific | 0.027968 | 0.000192 | 0.027968 | 90% | 90% | 90% | 90% | Utility Specific
C - Commercial & Industrial | C1 - Large Business Energy Solutions | C1c - LCI Midstream | Midstream Refrigerator - Solid Door | EC1c042 | Food Service | Appliance | 0 | 12 | 480.5 | 100 |  | 380.5 | 22.5% | 8.5% | 0% | 86% | 100% | 100% | 100% | 100% | 100% |  | Utility Specific | 170 | C&I Food Services | 32% | 35% | 16% | 17% | Utility Specific | 0.019406 | 0.000192 | 0.019406 | 90% | 90% | 90% | 90% | Utility Specific
C - Commercial & Industrial | C1 - Large Business Energy Solutions | C1c - LCI Midstream | Midstream Steam Cooker, Electric | EC1c043 | Food Service | Appliance | 0 | 12 | 3400 | 1000 |  | 2400 | 22.5% | 8.5% | 0% | 86% | 100% | 100% | 100% | 100% | 100% |  | Deemed | 6550 | C&I Food Services | 32% | 35% | 16% | 17% | Deemed | 2.28 | 0.000192 | 2.28 | 90% | 90% | 90% | 90% | Utility Specific | [7 empty] | 69975
C - Commercial & Industrial | C1 - Large Business Energy Solutions | C1c - LCI Midstream | Midstream Ultra Low-Temp Freezer | EC1c048 | Food Service | Appliance | 2.0933 | 15 | 4500 | 1250 |  | 3250 | 22.5% | 8.5% | 0% | 86% | 100% | 100% | 100% | 100% | 100% |  | Deemed | 5737 | C&I Food Services | 32% | 35% | 16% | 17% | Deemed | 0.654 | 0.000192 | 0.654 | 90% | 90% | 90% | 90% | Utility Specific
C - Commercial & Industrial | C1 - Large Business Energy Solutions | C1c - LCI Midstream | Midstream Contact Conveyor Toaster | EC1c066 | Food Service | Appliance | 0 | 12 |  |  |  | 0 | 22.5% | 8.5% | 0% | 86% | 100% | 100% | 100% | 100% | 100% |  | Deemed | 2340 | C&I Food Services | 32% | 35% | 16% | 17% | Deemed | 0.361 | 0.000192 | 0.361 | 90% | 90% | 90% | 90% | Utility Specific
C - Commercial & Industrial | C1 - Large Business Energy Solutions | C1c - LCI Midstream | Midstream Radiant Conveyor Toaster | EC1c067 | Food Service | Appliance | 0 | 12 |  |  |  | 0 | 22.5% | 8.5% | 0% | 86% | 100% | 100% | 100% | 100% | 100% |  | Utility Specific | 1510 | C&I Food Services | 32% | 35% | 16% | 17% | Utility Specific |  | 0.000192 | 0.28992 | 90% | 90% | 90% | 90% | Utility Specific
C - Commercial & Industrial | C1 - Large Business Energy Solutions | C1c - LCI Midstream | Midstream Demand Control Kitchen Ventilation | EC1c068 | Food Service | Appliance | 0 | 20 |  |  |  | 0 | 22.5% | 8.5% | 0% | 86% | 100% | 100% | 100% | 100% | 100% |  | Utility Specific |  | C&I Food Services | 32% | 35% | 16% | 17% | Utility Specific |  | 0.000192 | 0 | 90% | 90% | 90% | 90% | Utility Specific
C - Commercial & Industrial | C1 - Large Business Energy Solutions | C1c - LCI Midstream | Midstream Hot Food Holding Bin | EC1c069 | Food Service | Appliance | 0 | 12 |  |  |  | 0 | 22.5% | 8.5% | 0% | 86% | 100% | 100% | 100% | 100% | 100% |  | Deemed | 163 | C&I Food Services | 32% | 35% | 16% | 17% | Deemed | 0.0252 | 0.000192 | 0.0252 | 90% | 90% | 90% | 90% | Utility Specific
C - Commercial & Industrial | C1 - Large Business Energy Solutions | C1c - LCI Midstream | Midstream Soup Well, Electric | EC1c070 | Food Service | Appliance | 0 | 12 |  |  |  | 0 | 22.5% | 8.5% | 0% | 86% | 100% | 100% | 100% | 100% | 100% |  | Deemed | 189 | C&I Food Services | 32% | 35% | 16% | 17% | Deemed | 0.0756 | 0.000192 | 0.0756 | 90% | 90% | 90% | 90% | Utility Specific
C - Commercial & Industrial | C1 - Large Business Energy Solutions | C1c - LCI Midstream | Midstream Steam Table, Electric | EC1c071 | Food Service | Appliance | 0 | 12 |  |  |  | 0 | 22.5% | 8.5% | 0% | 86% | 100% | 100% | 100% | 100% | 100% |  | Deemed | 283 | C&I Food Services | 32% | 35% | 16% | 17% | Deemed | 0.0975 | 0.000192 | 0.0975 | 90% | 90% | 90% | 90% | Utility Specific
C - Commercial & Industrial | C1 - Large Business Energy Solutions | C1c - LCI Midstream | Midstream Heat Pump Water Heater, 120 gallons | EC1c044 | Hot Water | Water Heater | 0 | 13 |  |  |  | 0 | 22.5% | 8.5% | 0% | 86% | 100% | 100% | 100% | 100% | 100% |  | Deemed | 2082 | Water Heater - Heat Pump | 39.13% | 32.97% | 14.89% | 13.01% | Calculated |  | 0.00021971 | 0.45743 | 41.3% | 74.7% | 41.3% | 41.3% | Utility Specific
C - Commercial & Industrial | C1 - Large Business Energy Solutions | C1c - LCI Midstream | Midstream Heat Pump Water Heater, 50 gallons | EC1c045 | Hot Water | Water Heater | 1 | 13 | 4000 | 3000 |  | 1000 | 22.5% | 8.5% | 0% | 86% | 100% | 100% | 100% | 100% | 100% |  | Deemed | 4556 | Water Heater - Heat Pump | 39.13% | 32.97% | 14.89% | 13.01% | Calculated |  | 0.00021971 | 1.001 | 41.3% | 74.7% | 41.3% | 41.3% | Utility Specific
C - Commercial & Industrial | C1 - Large Business Energy Solutions | C1c - LCI Midstream | Midstream Heat Pump Water Heater, 80 gallons | EC1c046 | Hot Water | Water Heater | 0 | 13 |  |  |  | 0 | 22.5% | 8.5% | 0% | 86% | 100% | 100% | 100% | 100% | 100% |  | Deemed | 1171 | Water Heater - Heat Pump | 39.13% | 32.97% | 14.89% | 13.01% | Calculated |  | 0.00021971 | 0.25728 | 41.3% | 74.7% | 41.3% | 41.3% | Utility Specific
C - Commercial & Industrial | C1 - Large Business Energy Solutions | C1c - LCI Midstream | OMP Room Air Purifier | EC1c054 | HVAC | Appliance | 0 | 3 | 80 |  |  | 80 | 22.5% | 8.5% | 0% | 86% | 100% | 100% | 100% | 100% | 100% |  | Utility Specific | 214 | 24 hour operation | 30.5% | 36.1% | 15.2% | 18.3% | Utility Specific | 0.075 | 0.00011416 | 0.075 | 100% | 100% | 100% | 100% | Utility Specific
C - Commercial & Industrial | C1 - Large Business Energy Solutions | C1c - LCI Midstream | OMP Smart Strip, Tier 1 | EC1c055 | Process | Power Strip | 0 | 5 | 18 |  |  | 18 | 22.5% | 8.5% | 0% | 86% | 100% | 100% | 100% | 100% | 100% |  | Deemed | 105 | Primary TV and Peripherals | 32.24% | 34.78% | 15.36% | 17.62% | Deemed | 0.01 | 0.00018311 | 0.01 | 58.2% | 86.3% | 58.2% | 58.2% | Utility Specific
C - Commercial & Industrial | C1 - Large Business Energy Solutions | C1c - LCI Midstream | OMP Smart Strip, Tier 2 | EC1c056 | Process | Power Strip | 0 | 5 | 40 |  |  | 40 | 22.5% | 8.5% | 0% | 86% | 100% | 100% | 100% | 100% | 100% |  | Deemed | 207 | Primary TV and Peripherals | 32.24% | 34.78% | 15.36% | 17.62% | Deemed | 0.024 | 0.00018311 | 0.024 | 58.2% | 86.3% | 58.2% | 58.2% | Utility Specific
C - Commercial & Industrial | C1 - Large Business Energy Solutions | C1c - LCI Midstream | OMP Low-Flow Showerhead, Electric | EC1c057 | Hot Water | Showerhead | 0 | 10 |  |  |  | 0 | 22.5% | 8.5% | 0% | 86% | 100% | 100% | 100% | 100% | 100% |  | Deemed | 507 | Water Heater - Electric | 41.52% | 31.39% | 15.22% | 11.88% | Deemed | 0.09 | 0.00024338 | 0.09 | 31.2% | 80.8% | 31.2% | 31.2% | Utility Specific | [7 empty] | 7300
C - Commercial & Industrial | C1 - Large Business Energy Solutions | C1c - LCI Midstream | OMP Low-Flow Showerhead with Thermostatic Valve, Electric | EC1c058 | Hot Water | Showerhead | 0 | 10 |  |  |  | 0 | 22.5% | 8.5% | 0% | 86% | 100% | 100% | 100% | 100% | 100% |  | Deemed | 507 | Water Heater - Electric | 41.52% | 31.39% | 15.22% | 11.88% | Deemed | 0.09 | 0.00024338 | 0.09 | 31.2% | 80.8% | 31.2% | 31.2% | Utility Specific | [7 empty] | 7300
C - Commercial & Industrial | C1 - Large Business Energy Solutions | C1c - LCI Midstream | OMP Thermostatic Shut-off Valve, Electric | EC1c059 | Hot Water | Showerhead | 0 | 15 |  |  |  | 0 | 22.5% | 8.5% | 0% | 86% | 100% | 100% | 100% | 100% | 100% |  | Deemed | 69 | Water Heater - Electric | 41.52% | 31.39% | 15.22% | 11.88% | Deemed | 0.01 | 0.00024338 | 0.01 | 31.2% | 80.8% | 31.2% | 31.2% | Utility Specific | [7 empty] | 558
C - Commercial & Industrial | C1 - Large Business Energy Solutions | C1c - LCI Midstream | OMP Faucet Aerator, Electric | EC1c060 | Hot Water | Aerator | 0 | 10 |  |  |  | 0 | 22.5% | 8.5% | 0% | 86% | 100% | 100% | 100% | 100% | 100% |  | Deemed | 309 | Water Heater - Electric | 41.52% | 31.39% | 15.22% | 11.88% | Deemed | 0.01 | 0.00024338 | 0.01 | 31.2% | 80.8% | 31.2% | 31.2% | Utility Specific | [7 empty] | 5460
C - Commercial & Industrial | C1 - Large Business Energy Solutions | C1c - LCI Midstream | OMP Pipe Wrap, Electric | EC1c061 | Hot Water | Dwelling Unit | 0 | 15 |  |  |  | 0 | 22.5% | 8.5% | 0% | 86% | 100% | 100% | 100% | 100% | 100% |  | Deemed | 192.5 | Water Heater - Electric | 41.52% | 31.39% | 15.22% | 11.88% | Deemed | 0.01 | 0.00024338 | 0.01 | 31.2% | 80.8% | 31.2% | 31.2% | Utility Specific
C - Commercial & Industrial | C1 - Large Business Energy Solutions | C1c - LCI Midstream | OMP Pre-Rinse Spray Valve, Electric | EC1c062 | Hot Water | Valve | 0 | 8 |  |  |  | 0 | 22.5% | 8.5% | 0% | 86% | 100% | 100% | 100% | 100% | 100% |  | Utility Specific | 957 | Water Heater - Electric | 41.52% | 31.39% | 15.22% | 11.88% | Utility Specific |  | 0.00024338 | 0.23292 | 52% | 100% | 52% | 52% | Utility Specific | [7 empty] | 6410
C - Commercial & Industrial | C1 - Large Business Energy Solutions | C1c - LCI Midstream | OMP ES Dehumidifier | EC1c063 | HVAC | Appliance | 0 | 12 | 55 |  |  | 55 | 22.5% | 8.5% | 0% | 86% | 100% | 100% | 100% | 100% | 100% |  | Deemed | 82.3 | Dehumidifier | 21.99% | 23.34% | 24.93% | 29.74% | Deemed | 0.02 | 0.00023381 | 0.02 | 82% | 17.2% | 82% | 82% | Utility Specific
C - Commercial & Industrial | C1 - Large Business Energy Solutions | C1c - LCI Midstream | Midstream Induction Cooktop Displacing Electric Resistance | EC1c064 | Food Service | Appliance | 0 | 12 |  |  |  | 0 | 22.5% | 8.5% | 0% | 86% | 100% | 100% | 100% | 100% | 100% |  | Deemed | 2488 | C&I Food Services | 32% | 35% | 16% | 17% | Deemed | 0.43 | 0.000192 | 0.43 | 90% | 90% | 90% | 90% | Utility Specific
C - Commercial & Industrial | C1 - Large Business Energy Solutions | C1c - LCI Midstream | Midstream Packaged Terminal Heat Pump | EC1c065 | HVAC | Project | 0 | 12 |  |  |  | 0 | 22.5% | 8.5% | 0% | 86% | 100% | 100% | 100% | 100% | 100% |  | Utility Specific |  | C&I Heating & Cooling | 26.4% | 16.6% | 34.9% | 22.1% | Utility Specific |  | 0.0016 | 0 | 34% | 42% | 34% | 34% | Utility Specific
C - Commercial & Industrial | C1 - Large Business Energy Solutions | C1c - LCI Midstream | Midstream Rebate Processing | EC1cNES01 | Non-Energy Saving |  | 0 | 1 |  |  |  | 0 | 0% | 0% | 0% | 100% | 0% | 0% | 0% | 0% | 0% |  |  |  | Non-Electric Measures | 0% | 0% | 0% | 0% |  |  | 0 | 0 | 0% | 0% | 0% | 0%
C - Commercial & Industrial | C1 - Large Business Energy Solutions | C1c - LCI Midstream
C - Commercial & Industrial | C1 - Large Business Energy Solutions | C1c - LCI Midstream
C - Commercial & Industrial | C1 - Large Business Energy Solutions | C1c - LCI Midstream
C - Commercial & Industrial | C1 - Large Business Energy Solutions | C1c - LCI Midstream
C - Commercial & Industrial | C1 - Large Business Energy Solutions | C1c - LCI Midstream
C - Commercial & Industrial | C1 - Large Business Energy Solutions | C1c - LCI Midstream
C - Commercial & Industrial | C1 - Large Business Energy Solutions | C1c - LCI Midstream
C - Commercial & Industrial | C1 - Large Business Energy Solutions | C1c - LCI Midstream
C - Commercial & Industrial | C1 - Large Business Energy Solutions | C1c - LCI Midstream
C - Commercial & Industrial | C1 - Large Business Energy Solutions | C1c - LCI Midstream
C - Commercial & Industrial | C1 - Large Business Energy Solutions | C1c - LCI Midstream
C - Commercial & Industrial | C1 - Large Business Energy Solutions | C1c - LCI Midstream
C - Commercial & Industrial | C1 - Large Business Energy Solutions | C1c - LCI Midstream
C - Commercial & Industrial | C1 - Large Business Energy Solutions | C1c - LCI Midstream
C - Commercial & Industrial | C1 - Large Business Energy Solutions | C1c - LCI Midstream
C - Commercial & Industrial | C1 - Large Business Energy Solutions | C1d - LCI Direct Install | Custom Large Compressed Air Direct Install | EC1d001 | Compressed Air | Project | 0 |  |  |  |  | 0 | 0% | 0% | 0% | 100% | 100% | 86.5% | 88% | 94% | 93% |  | Utility Specific |  | C&I Compressed Air - VFD Compressor | 13% | 20% | 26% | 41% | Utility Specific |  | 0.000258 | 0 | 78.9% | 70.5% | 78.9% | 78.9% | Utility Specific
C - Commercial & Industrial | C1 - Large Business Energy Solutions | C1d - LCI Direct Install | Custom Large Hot Water Direct Install | EC1d002 | Hot Water | Project | 0 |  |  |  |  | 0 | 0% | 0% | 0% | 100% | 100% | 86.5% | 88% | 94% | 93% |  | Utility Specific |  | C&I Water Heating | 25% | 25% | 25% | 25% | Utility Specific |  | 0.000258 | 0 | 54% | 56% | 54% | 54% | Utility Specific
C - Commercial & Industrial | C1 - Large Business Energy Solutions | C1d - LCI Direct Install | Custom Large HVAC Direct Install | EC1d003 | HVAC | Project | 0 |  |  |  |  | 0 | 0% | 0% | 0% | 100% | 100% | 86.5% | 88% | 94% | 93% |  | Utility Specific |  | Custom Calculation | 72% | 18% | 8% | 2% | Utility Specific |  | 0 | 0 | 31.9% | 26.1% | 31.9% | 31.9% | Utility Specific
C - Commercial & Industrial | C1 - Large Business Energy Solutions | C1d - LCI Direct Install | Custom Large Lighting Direct Install - Interior | EC1d004 | Lighting | Project | 0 |  |  |  |  | 0 | 11% | 5% | 0% | 94% | 100% | 99.9% | 100% | 100% | 93% |  | Utility Specific |  | C&I Interior Lighting - Prescriptive | 30.3% | 17.4% | 34.3% | 18.1% | Calculated |  | 0.0002 | 0 | 80% | 61% | 80% | 80% | Calculated | NG - C&I Gas Heat | 0 | Fuel Oil - Com Fuel | 0
C - Commercial & Industrial | C1 - Large Business Energy Solutions | C1d - LCI Direct Install | Custom Large Lighting Direct Install - Exterior | EC1d005 | Lighting | Project | 0 |  |  |  |  | 0 | 11% | 5% | 0% | 94% | 100% | 99.9% | 100% | 100% | 93% |  | Utility Specific |  | C&I Exterior Lighting | 20.1% | 31.6% | 19.2% | 29% | Calculated |  | 0.0002 | 0 | 0% | 100% | 0% | 0% | Calculated
C - Commercial & Industrial | C1 - Large Business Energy Solutions | C1d - LCI Direct Install | Custom Large Lighting Direct Install - Controls | EC1d006 | Lighting | Project | 0 |  |  |  |  | 0 | 11% | 5% | 0% | 94% | 100% | 99.9% | 100% | 100% | 93% |  | Utility Specific |  | C&I Lighting Controls | 31.3% | 19% | 32.1% | 17.7% | Calculated |  | 0.0001 | 0 | 15% | 13% | 15% | 15% | Calculated | NG - C&I Gas Heat | 0 | Fuel Oil - Com Fuel | 0
C - Commercial & Industrial | C1 - Large Business Energy Solutions | C1d - LCI Direct Install | Custom Large Motors Direct Install | EC1d007 | Motors/Drives | Project | 0 |  |  |  |  | 0 | 0% | 0% | 0% | 100% | 100% | 86.5% | 88% | 94% | 93% |  | Utility Specific |  | Custom Calculation | 23% | 8% | 52% | 17% | Utility Specific |  | 0 | 0 | 91.5% | 90.4% | 91.5% | 91.5% | Utility Specific
C - Commercial & Industrial | C1 - Large Business Energy Solutions | C1d - LCI Direct Install | Custom Large Process Direct Install | EC1d008 | Process | Project | 0 |  |  |  |  | 0 | 0% | 0% | 0% | 100% | 100% | 86.5% | 88% | 94% | 93% |  | Utility Specific |  | C&I Process | 49% | 13% | 29% | 9% | Utility Specific |  | 0.000725 | 0 | 58% | 71.1% | 58% | 58% | Utility Specific
C - Commercial & Industrial | C1 - Large Business Energy Solutions | C1d - LCI Direct Install | Custom Large Refrigeration Direct Install | EC1d009 | Refrigeration | Project | 0 |  |  |  |  | 0 | 0% | 0% | 0% | 100% | 100% | 86.5% | 88% | 94% | 93% |  | Utility Specific |  | C&I Refrigeration | 22.6% | 27.3% | 23.3% | 26.8% | Utility Specific |  | 0.0002 | 0 | 73% | 51.9% | 73% | 73% | Utility Specific
C - Commercial & Industrial | C1 - Large Business Energy Solutions | C1d - LCI Direct Install | Custom Large Other Direct Install | EC1d010 | Custom Measures | Project | 0 |  |  |  |  | 0 | 0% | 0% | 0% | 100% | 100% | 86.5% | 88% | 94% | 93% |  | Utility Specific |  | Custom Calculation | 25% | 25% | 25% | 25% | Utility Specific |  | 0 | 0 | 38.5% | 55.8% | 38.5% | 38.5% | Utility Specific
C - Commercial & Industrial | C1 - Large Business Energy Solutions | C1d - LCI Direct Install | Daylight Dimming | EC1d011 | Lighting | Project | 0 | 9 |  |  |  | 0 | 11% | 5% | 0% | 94% | 100% | 99.9% | 100% | 100% | 100% |  | Utility Specific |  | C&I Lighting Controls | 31.3% | 19% | 32.1% | 17.7% | Calculated |  | 0.0001 | 0 | 13.8% | 13.4% | 13.8% | 13.8% | Calculated | NG - C&I Gas Heat | 0 | Fuel Oil - Com Fuel | 0
C - Commercial & Industrial | C1 - Large Business Energy Solutions | C1d - LCI Direct Install | Lighting Fixture - Exterior w/ Controls | EC1d012 | Lighting | Project | 0 |  |  |  |  | 0 | 11% | 5% | 0% | 94% | 100% | 99.9% | 100% | 100% | 100% |  | Utility Specific |  | C&I Exterior Lighting | 20.1% | 31.6% | 19.2% | 29% | Calculated |  | 0.0002 | 0 | 0% | 100% | 0% | 0% | Calculated
C - Commercial & Industrial | C1 - Large Business Energy Solutions | C1d - LCI Direct Install | Lighting Fixture - Exterior w/o Controls | EC1d013 | Lighting | Project | 0 |  |  |  |  | 0 | 11% | 5% | 0% | 94% | 100% | 99.9% | 100% | 100% | 100% |  | Utility Specific |  | C&I Exterior Lighting | 20.1% | 31.6% | 19.2% | 29% | Calculated |  | 0.0002 | 0 | 0% | 100% | 0% | 0% | Calculated
C - Commercial & Industrial | C1 - Large Business Energy Solutions | C1d - LCI Direct Install | Lighting Fixture - Interior w/ Controls | EC1d014 | Lighting | Project | 0 |  |  |  |  | 0 | 11% | 5% | 0% | 94% | 100% | 99.9% | 100% | 100% | 100% |  | Utility Specific |  | C&I Interior Lighting - Prescriptive | 30.3% | 17.4% | 34.3% | 18.1% | Calculated |  | 0.0002 | 0 | 50.4% | 38.9% | 50.4% | 50.4% | Calculated | NG - C&I Gas Heat | 0 | Fuel Oil - Com Fuel | 0
C - Commercial & Industrial | C1 - Large Business Energy Solutions | C1d - LCI Direct Install | Lighting Fixture - Interior w/o Controls | EC1d015 | Lighting | Project | 0 |  |  |  |  | 0 | 11% | 5% | 0% | 94% | 100% | 99.9% | 100% | 100% | 100% |  | Utility Specific |  | C&I Interior Lighting - Prescriptive | 30.3% | 17.4% | 34.3% | 18.1% | Calculated |  | 0.0002 | 0 | 50.4% | 38.9% | 50.4% | 50.4% | Calculated | NG - C&I Gas Heat | 0 | Fuel Oil - Com Fuel | 0
C - Commercial & Industrial | C1 - Large Business Energy Solutions | C1d - LCI Direct Install | Lighting Occupancy Sensors | EC1d016 | Lighting | Project | 0 | 9 |  |  |  | 0 | 11% | 5% | 0% | 94% | 100% | 99.9% | 100% | 100% | 100% |  | Utility Specific |  | C&I Lighting Controls | 31.3% | 19% | 32.1% | 17.7% | Calculated |  | 0.0001 | 0 | 13.8% | 13.4% | 13.8% | 13.8% | Calculated | NG - C&I Gas Heat | 0 | Fuel Oil - Com Fuel | 0
C - Commercial & Industrial | C1 - Large Business Energy Solutions | C1d - LCI Direct Install | [Open Measure - To Be Assigned] | EC1d017
C - Commercial & Industrial | C1 - Large Business Energy Solutions | C1d - LCI Direct Install | Case Motor Replacement | EC1d018 | Refrigeration | Project | 0 | 15 |  |  |  | 0 | 0% | 0% | 0% | 100% | 100% | 99.9% | 100% | 100% | 100% |  | Utility Specific |  | C&I Refrigeration | 22.6% | 27.3% | 23.3% | 26.8% | Utility Specific |  | 0.0002 | 0 | 90% | 90% | 90% | 90% | Utility Specific
C - Commercial & Industrial | C1 - Large Business Energy Solutions | C1d - LCI Direct Install | Cooler Night Cover | EC1d019 | Refrigeration | Project | 0 | 5 |  |  |  | 0 | 0% | 0% | 0% | 100% | 100% | 99.9% | 100% | 100% | 100% |  | Utility Specific |  | C&I Refrigeration | 22.6% | 27.3% | 23.3% | 26.8% | Utility Specific |  | 0.0002 | 0 | 0% | 0% | 0% | 0% | Utility Specific
C - Commercial & Industrial | C1 - Large Business Energy Solutions | C1d - LCI Direct Install | Demand Control Ventilation | EC1d020 | HVAC | Project | 0 | 10 |  |  |  | 0 | 0% | 0% | 0% | 100% | 100% | 99.9% | 100% | 100% | 100% |  | Utility Specific |  | C&I Heating & Cooling | 26.4% | 16.6% | 34.9% | 22.1% | Utility Specific |  | 0.0016 | 0 | 82% | 5% | 82% | 82% | Utility Specific
C - Commercial & Industrial | C1 - Large Business Energy Solutions | C1d - LCI Direct Install | Door Heater Controls | EC1d021 | Refrigeration | Project | 0 | 10 |  |  |  | 0 | 0% | 0% | 0% | 100% | 100% | 99.9% | 100% | 100% | 100% |  | Utility Specific |  | C&I Refrigeration | 22.6% | 27.3% | 23.3% | 26.8% | Utility Specific |  | 0.0002 | 0 | 90% | 90% | 90% | 90% | Utility Specific
C - Commercial & Industrial | C1 - Large Business Energy Solutions | C1d - LCI Direct Install | Dual Enthalpy Economizer Controls (DEEC) | EC1d022 | HVAC | Project | 0 | 10 |  |  |  | 0 | 0% | 0% | 0% | 100% | 100% | 99.9% | 100% | 100% | 100% |  | Utility Specific |  | C&I Heating & Cooling | 26.4% | 16.6% | 34.9% | 22.1% | Utility Specific |  | 0.0016 | 0 | 34.2% | 0% | 34.2% | 34.2% | Utility Specific
C - Commercial & Industrial | C1 - Large Business Energy Solutions | C1d - LCI Direct Install | Duct Sealing, Electric | EC1d023 | HVAC | Project | 0 | 20 |  |  |  | 0 | 0% | 0% | 0% | 100% | 100% | 99.9% | 100% | 100% | 100% |  | Utility Specific |  | Weighted HVAC - Multi-family | 23.21% | 27.86% | 25.2% | 23.73% | Utility Specific |  | 0.00084647 | 0 | 35% | 0% | 35% | 35% | Utility Specific
C - Commercial & Industrial | C1 - Large Business Energy Solutions | C1d - LCI Direct Install | Ductless Mini Split Heat Pump | EC1d024 | HVAC | Project | 0 | 20 |  |  |  | 0 | 0% | 0% | 0% | 100% | 100% | 99.9% | 100% | 100% | 100% |  | Utility Specific |  | C&I Heating & Cooling | 26.4% | 16.6% | 34.9% | 22.1% | Utility Specific |  | 0.0016 | 0 | 34.2% | 0% | 34.2% | 34.2% | Utility Specific
C - Commercial & Industrial | C1 - Large Business Energy Solutions | C1d - LCI Direct Install | ECM Evaporator Fan Motors for Walk-in Cooler/Freezer | EC1d025 | Refrigeration | Project | 0 | 15 |  |  |  | 0 | 0% | 0% | 0% | 100% | 100% | 99.9% | 100% | 100% | 100% |  | Utility Specific |  | C&I Refrigeration | 22.6% | 27.3% | 23.3% | 26.8% | Utility Specific |  | 0.0002 | 0 | 90% | 90% | 90% | 90% | Utility Specific
C - Commercial & Industrial | C1 - Large Business Energy Solutions | C1d - LCI Direct Install | Electronic Defrost Control | EC1d026 | Refrigeration | Project | 0 | 10 |  |  |  | 0 | 0% | 0% | 0% | 100% | 100% | 99.9% | 100% | 100% | 100% |  | Utility Specific |  | C&I Refrigeration | 22.6% | 27.3% | 23.3% | 26.8% | Utility Specific |  | 0.0002 | 0 | 90% | 90% | 90% | 90% | Utility Specific
C - Commercial & Industrial | C1 - Large Business Energy Solutions | C1d - LCI Direct Install | Energy Management System, Electric | EC1d027 | HVAC | Project | 0 | 10 |  |  |  | 0 | 0% | 0% | 0% | 100% | 100% | 86.5% | 88% | 94% | 93% |  | Utility Specific |  | C&I Heating & Cooling | 26.4% | 16.6% | 34.9% | 22.1% | Utility Specific |  | 0.0016 | 0 | 95% | 100% | 95% | 95% | Utility Specific
C - Commercial & Industrial | C1 - Large Business Energy Solutions | C1d - LCI Direct Install | Energy Star Wifi Thermostat, Electric | EC1d028 | HVAC | Thermostat | 0 | 15 |  |  |  | 0 | 0% | 0% | 0% | 100% | 100% | 99.9% | 100% | 100% | 100% |  | Deemed | 160.9 | Central Air Conditioner/Heat Pump (Cooling) | 6.595% | 3.846% | 47.32% | 42.24% | Calculated |  | 0.0015937 | 0.25643 | 34.6% | 0% | 34.6% | 34.6% | Utility Specific
C - Commercial & Industrial | C1 - Large Business Energy Solutions | C1d - LCI Direct Install | Evaporator Fan Control | EC1d029 | Refrigeration | Project | 0 | 10 |  |  |  | 0 | 0% | 0% | 0% | 100% | 100% | 99.9% | 100% | 100% | 100% |  | Utility Specific |  | C&I Refrigeration | 22.6% | 27.3% | 23.3% | 26.8% | Utility Specific |  | 0.0002 | 0 | 100% | 100% | 100% | 100% | Utility Specific
C - Commercial & Industrial | C1 - Large Business Energy Solutions | C1d - LCI Direct Install | Faucet Aerator, Electric | EC1d030 | Hot Water | Aerator | 0 | 10 |  |  |  | 0 | 0% | 0% | 0% | 100% | 100% | 99.9% | 100% | 100% | 100% |  | Deemed | 309 | Water Heater - Electric | 41.52% | 31.39% | 15.22% | 11.88% | Deemed | 0.01 | 0.00024338 | 0.01 | 31.2% | 80.8% | 31.2% | 31.2% | Utility Specific | [7 empty] | 5460
C - Commercial & Industrial | C1 - Large Business Energy Solutions | C1d - LCI Direct Install | Hotel Occupancy Sensor | EC1d031 | HVAC | Sensor | 0 | 10 |  |  |  | 0 | 0% | 0% | 0% | 100% | 100% | 99.9% | 100% | 100% | 100% |  | Deemed | 438 | C&I Heating & Cooling | 26.4% | 16.6% | 34.9% | 22.1% | Deemed | 0.09 | 0.0016 | 0.09 | 82% | 5% | 82% | 82% | Utility Specific
C - Commercial & Industrial | C1 - Large Business Energy Solutions | C1d - LCI Direct Install | Low Pressure Drop Filter | EC1d032 | Compressed Air | Project | 0 | 5 |  |  |  | 0 | 0% | 0% | 0% | 100% | 100% | 99.9% | 100% | 100% | 100% |  | Utility Specific |  | C&I Compressed Air - VFD Compressor | 25.9% | 23.9% | 26.5% | 23.7% | Utility Specific |  | 0.000258 | 0 | 80% | 54% | 80% | 80% | Utility Specific
C - Commercial & Industrial | C1 - Large Business Energy Solutions | C1d - LCI Direct Install | Thermostatic Shut-Off Valve, Electric | EC1d033 | Hot Water | Showerhead | 0 | 15 |  |  |  | 0 | 0% | 0% | 0% | 100% | 100% | 99.9% | 100% | 100% | 100% |  | Deemed | 69 | Water Heater - Electric | 41.52% | 31.39% | 15.22% | 11.88% | Deemed | 0.02 | 0.00024338 | 0.02 | 31.2% | 80.8% | 31.2% | 31.2% | Utility Specific | [7 empty] | 558
C - Commercial & Industrial | C1 - Large Business Energy Solutions | C1d - LCI Direct Install | Low-Flow Showerhead, Electric | EC1d034 | Hot Water | Showerhead | 0 | 10 |  |  |  | 0 | 0% | 0% | 0% | 100% | 100% | 99.9% | 100% | 100% | 100% |  | Deemed | 507 | Water Heater - Electric | 41.52% | 31.39% | 15.22% | 11.88% | Deemed | 0.09 | 0.00024338 | 0.09 | 31.2% | 80.8% | 31.2% | 31.2% | Utility Specific | [7 empty] | 7300
C - Commercial & Industrial | C1 - Large Business Energy Solutions | C1d - LCI Direct Install | Motors, Open Drip | EC1d035 | Motors/Drives | Project | 0 | 10 |  |  |  | 0 | 0% | 0% | 0% | 100% | 100% | 99.9% | 100% | 100% | 100% |  | Utility Specific |  | Custom Calculation | 0% | 0% | 0% | 0% | Utility Specific |  | 0 | 0 | 0% | 0% | 0% | 0% | Utility Specific
C - Commercial & Industrial | C1 - Large Business Energy Solutions | C1d - LCI Direct Install | Motors, Totally Enclosed Fan Cooled | EC1d036 | Motors/Drives | Project | 0 | 10 |  |  |  | 0 | 0% | 0% | 0% | 100% | 100% | 99.9% | 100% | 100% | 100% |  | Utility Specific |  | C&I Refrigeration | 22.6% | 27.3% | 23.3% | 26.8% | Utility Specific |  | 0.0002 | 0 | 100% | 100% | 100% | 100% | Utility Specific
C - Commercial & Industrial | C1 - Large Business Energy Solutions | C1d - LCI Direct Install | Novelty Cooler Shutoff | EC1d037 | Refrigeration | Project | 0 | 10 |  |  |  | 0 | 0% | 0% | 0% | 100% | 100% | 99.9% | 100% | 100% | 100% |  | Utility Specific |  | C&I Refrigeration | 22.6% | 27.3% | 23.3% | 26.8% | Utility Specific |  | 0.0002 | 0 | 90% | 90% | 90% | 90% | Utility Specific
C - Commercial & Industrial | C1 - Large Business Energy Solutions | C1d - LCI Direct Install | Pipe Wrap - Heating, Electric | EC1d038 | HVAC | Project | 0 | 15 |  |  |  | 0 | 0% | 0% | 0% | 100% | 100% | 99.9% | 100% | 100% | 100% |  | Utility Specific |  | Hardwired Electric Heat | 43.13% | 56.87% | 0% | 0% | Utility Specific |  | 0.0007332 | 0 | 0% | 43.3% | 0% | 0% | Utility Specific
C - Commercial & Industrial | C1 - Large Business Energy Solutions | C1d - LCI Direct Install | Pipe Wrap - Hot Water, Electric | EC1d039 | Hot Water | Project | 0 | 15 |  |  |  | 0 | 0% | 0% | 0% | 100% | 100% | 99.9% | 100% | 100% | 100% |  | Utility Specific |  | Water Heater - Electric | 41.52% | 31.39% | 15.22% | 11.88% | Utility Specific |  | 0.00024338 | 0 | 31.2% | 80.8% | 31.2% | 31.2% | Utility Specific
C - Commercial & Industrial | C1 - Large Business Energy Solutions | C1d - LCI Direct Install | Pre Rinse Spray Valve, Electric | EC1d040 | Hot Water | Valve | 0 | 8 |  |  |  | 0 | 0% | 0% | 0% | 100% | 100% | 99.9% | 100% | 100% | 100% |  | Utility Specific | 957 | Water Heater - Electric | 41.52% | 31.39% | 15.22% | 11.88% | Utility Specific |  | 0.00024338 | 0.23292 | 52% | 100% | 52% | 52% | Utility Specific | [7 empty] | 6410
C - Commercial & Industrial | C1 - Large Business Energy Solutions | C1d - LCI Direct Install | Programmable Thermostat, Electric | EC1d041 | HVAC | Project | 0 | 15 |  |  |  | 0 | 0% | 0% | 0% | 100% | 100% | 99.9% | 100% | 100% | 100% |  | Utility Specific |  | Hardwired Electric Heat | 43.13% | 56.87% | 0% | 0% | Utility Specific |  | 0.0007332 | 0 | 0% | 43.3% | 0% | 0% | Utility Specific
C - Commercial & Industrial | C1 - Large Business Energy Solutions | C1d - LCI Direct Install | Steam Trap, Electric | EC1d042 | HVAC | Project | 0 | 6 |  |  |  | 0 | 0% | 0% | 0% | 100% | 100% | 99.9% | 100% | 100% | 100% |  | Utility Specific |  | C&I Heating & Cooling | 26.4% | 16.6% | 34.9% | 22.1% | Utility Specific |  | 0.0016 | 0 | 0% | 0% | 0% | 0% | Utility Specific
C - Commercial & Industrial | C1 - Large Business Energy Solutions | C1d - LCI Direct Install | Variable Frequency Drive | EC1d043 | Motors/Drives | Project | 0 | 15 |  |  |  | 0 | 0% | 0% | 0% | 100% | 100% | 99.9% | 100% | 100% | 100% |  | Utility Specific |  | C&I VFDs (Combined) | 23.7% | 27.2% | 23.8% | 25.3% | Utility Specific |  | 0 | 0 | 100% | 100% | 100% | 100% | Utility Specific
C - Commercial & Industrial | C1 - Large Business Energy Solutions | C1d - LCI Direct Install | Variable Frequency Drive with Motor | EC1d044 | Motors/Drives | Project | 0 | 15 |  |  |  | 0 | 0% | 0% | 0% | 100% | 100% | 99.9% | 100% | 100% | 100% |  | Utility Specific |  | C&I VFDs (Combined) | 23.7% | 27.2% | 23.8% | 25.3% | Utility Specific |  | 0 | 0 | 100% | 100% | 100% | 100% | Utility Specific
C - Commercial & Industrial | C1 - Large Business Energy Solutions | C1d - LCI Direct Install | Vending Miser | EC1d045 | Refrigeration | Project | 0 | 5 |  |  |  | 0 | 0% | 0% | 0% | 100% | 100% | 99.9% | 100% | 100% | 100% |  | Utility Specific |  | C&I Refrigeration | 22.6% | 27.3% | 23.3% | 26.8% | Utility Specific |  | 0.0002 | 0 | 90% | 90% | 90% | 90% | Utility Specific
C - Commercial & Industrial | C1 - Large Business Energy Solutions | C1d - LCI Direct Install | Zero Loss Condensate Drain | EC1d046 | Compressed Air | Project | 0 | 5 |  |  |  | 0 | 0% | 0% | 0% | 100% | 100% | 99.9% | 100% | 100% | 100% |  | Utility Specific |  | C&I Compressed Air - VFD Compressor | 25.9% | 23.9% | 26.5% | 23.7% | Utility Specific |  | 0.000258 | 0 | 80% | 54% | 80% | 80% | Utility Specific
C - Commercial & Industrial | C1 - Large Business Energy Solutions | C1d - LCI Direct Install | Induction Cooktop Displacing Electric Resistance | EC1d047 | Food Service | Appliance | 0 | 12 |  |  |  | 0 | 0% | 0% | 0% | 100% | 100% | 99.9% | 100% | 100% | 100% |  | Deemed | 2488 | C&I Food Services | 32% | 35% | 16% | 17% | Deemed | 0.43 | 0.000192 | 0.43 | 90% | 90% | 90% | 90% | Utility Specific
C - Commercial & Industrial | C1 - Large Business Energy Solutions | C1d - LCI Direct Install | CI Audits - Large Direct Install | EC1dAUD | Non-Energy Saving |  | 0 |  |  |  |  | 0 | 0% | 0% | 0% | 100% | 0% | 0% | 0% | 0% | 0% |  |  |  | Non-Electric Measures | 0% | 0% | 0% | 0% |  |  | 0 | 0 | 0% | 0% | 0% | 0%
C - Commercial & Industrial | C1 - Large Business Energy Solutions | C1d - LCI Direct Install | Vendor Fees - Large Direct Install | EC1dNES01 | Non-Energy Saving |  | 0 |  |  |  |  | 0 | 0% | 0% | 0% | 100% | 0% | 0% | 0% | 0% | 0% |  |  |  | Non-Electric Measures | 0% | 0% | 0% | 0% |  |  | 0 | 0 | 0% | 0% | 0% | 0%
C - Commercial & Industrial | C1 - Large Business Energy Solutions | C1d - LCI Direct Install | Vendor Fees - TA Studies - Large Direct Install | EC1dNES02 | Non-Energy Saving |  | 0 |  |  |  |  | 0 | 0% | 0% | 0% | 100% | 0% | 0% | 0% | 0% | 0% |  |  |  | Non-Electric Measures | 0% | 0% | 0% | 0% |  |  | 0 |  | 0% | 0% | 0% | 0%
C - Commercial & Industrial | C1 - Large Business Energy Solutions | C1d - LCI Direct Install
C - Commercial & Industrial | C1 - Large Business Energy Solutions | C1d - LCI Direct Install
C - Commercial & Industrial | C1 - Large Business Energy Solutions | C1d - LCI Direct Install
C - Commercial & Industrial | C1 - Large Business Energy Solutions | C1d - LCI Direct Install
C - Commercial & Industrial | C1 - Large Business Energy Solutions | C1d - LCI Direct Install
C - Commercial & Industrial | C1 - Large Business Energy Solutions | C1e - LCI New Construction | Custom Large Compressed Air New Construction | EC1e001 | Compressed Air | Project | 0 |  |  |  |  | 0 | 0% | 0% | 0% | 100% | 100% | 98.2% | 90.2% | 105.4% | 94.9% |  | Utility Specific |  | C&I Compressed Air - VFD Compressor | 13% | 20% | 26% | 41% | Utility Specific |  | 0.000258 | 0 | 78.9% | 70.5% | 78.9% | 78.9% | Utility Specific
C - Commercial & Industrial | C1 - Large Business Energy Solutions | C1e - LCI New Construction | Custom Large Hot Water New Construction | EC1e002 | Hot Water | Project | 0 |  |  |  |  | 0 | 0% | 0% | 0% | 100% | 100% | 98.2% | 90.2% | 105.4% | 94.9% |  | Utility Specific |  | C&I Water Heating | 25% | 25% | 25% | 25% | Utility Specific |  | 0.000258 | 0 | 54% | 56% | 54% | 54% | Utility Specific
C - Commercial & Industrial | C1 - Large Business Energy Solutions | C1e - LCI New Construction | Custom Large HVAC New Construction | EC1e003 | HVAC | Project | 0 |  |  |  |  | 0 | 0% | 0% | 0% | 100% | 100% | 98.2% | 90.2% | 105.4% | 94.9% |  | Utility Specific |  | Custom Calculation | 72% | 18% | 8% | 2% | Utility Specific |  | 0 | 0 | 31.9% | 26.1% | 31.9% | 31.9% | Utility Specific
C - Commercial & Industrial | C1 - Large Business Energy Solutions | C1e - LCI New Construction | Custom Large Lighting New Construction - Interior | EC1e004 | Lighting | Project | 0 | 15 |  |  |  | 0 | 0% | 0% | 0% | 100% | 100% | 98.2% | 90.2% | 105.4% | 94.9% |  | Utility Specific |  | C&I Interior Lighting - Prescriptive | 30.3% | 17.4% | 34.3% | 18.1% | Calculated |  | 0.0002 | 0 | 80% | 61% | 80% | 80% | Calculated | NG - C&I Gas Heat | 0 | Fuel Oil - Com Fuel | 0
C - Commercial & Industrial | C1 - Large Business Energy Solutions | C1e - LCI New Construction | Custom Large Lighting New Construction - Exterior | EC1e005 | Lighting | Project | 0 | 15 |  |  |  | 0 | 0% | 0% | 0% | 100% | 100% | 98.2% | 90.2% | 105.4% | 94.9% |  | Utility Specific |  | C&I Exterior Lighting | 20.1% | 31.6% | 19.2% | 29% | Calculated |  | 0.0002 | 0 | 0% | 100% | 0% | 0% | Calculated
C - Commercial & Industrial | C1 - Large Business Energy Solutions | C1e - LCI New Construction | Custom Large Lighting New Construction - Controls | EC1e006 | Lighting | Project | 0 | 10 |  |  |  | 0 | 0% | 0% | 0% | 100% | 100% | 98.2% | 90.2% | 105.4% | 94.9% |  | Utility Specific |  | C&I Lighting Controls | 31.3% | 19% | 32.1% | 17.7% | Calculated |  | 0.0001 | 0 | 15% | 13% | 15% | 15% | Calculated | NG - C&I Gas Heat | 0 | Fuel Oil - Com Fuel | 0
C - Commercial & Industrial | C1 - Large Business Energy Solutions | C1e - LCI New Construction | Custom Large Motors New Construction | EC1e007 | Motors/Drives | Project | 0 |  |  |  |  | 0 | 0% | 0% | 0% | 100% | 100% | 98.2% | 90.2% | 105.4% | 94.9% |  | Utility Specific |  | Custom Calculation | 23% | 8% | 52% | 17% | Utility Specific |  | 0 | 0 | 91.5% | 90.4% | 91.5% | 91.5% | Utility Specific
C - Commercial & Industrial | C1 - Large Business Energy Solutions | C1e - LCI New Construction | Custom Large Process New Construction | EC1e008 | Process | Project | 0 |  |  |  |  | 0 | 0% | 0% | 0% | 100% | 100% | 98.2% | 90.2% | 105.4% | 94.9% |  | Utility Specific |  | C&I Process | 49% | 13% | 29% | 9% | Utility Specific |  | 0.000725 | 0 | 58% | 71.1% | 58% | 58% | Utility Specific
C - Commercial & Industrial | C1 - Large Business Energy Solutions | C1e - LCI New Construction | Custom Large Refrigeration New Construction | EC1e009 | Refrigeration | Project | 0 |  |  |  |  | 0 | 0% | 0% | 0% | 100% | 100% | 98.2% | 90.2% | 105.4% | 94.9% |  | Utility Specific |  | C&I Refrigeration | 22.6% | 27.3% | 23.3% | 26.8% | Utility Specific |  | 0.0002 | 0 | 73% | 51.9% | 73% | 73% | Utility Specific
C - Commercial & Industrial | C1 - Large Business Energy Solutions | C1e - LCI New Construction | Custom Large Other New Construction | EC1e010 | Custom Measures | Project | 0 |  |  |  |  | 0 | 0% | 0% | 0% | 100% | 100% | 98.2% | 90.2% | 105.4% | 94.9% |  | Utility Specific |  | Custom Calculation | 25% | 25% | 25% | 25% | Utility Specific |  | 0 | 0 | 38.5% | 55.8% | 38.5% | 38.5% | Utility Specific
C - Commercial & Industrial | C1 - Large Business Energy Solutions | C1e - LCI New Construction | Daylight Dimming | EC1e011 | Lighting | Project | 0 | 10 |  |  |  | 0 | 0% | 0% | 0% | 100% | 100% | 98.2% | 90.2% | 105.4% | 94.9% |  | Utility Specific |  | C&I Lighting Controls | 31.3% | 19% | 32.1% | 17.7% | Calculated |  | 0.0001 | 0 | 13.8% | 13.4% | 13.8% | 13.8% | Calculated | NG - C&I Gas Heat | 0 | Fuel Oil - Com Fuel | 0
C - Commercial & Industrial | C1 - Large Business Energy Solutions | C1e - LCI New Construction | Performance Lighting - Exterior w/ Controls | EC1e012 | Lighting | Project | 4.4915 | 15 | 419.8267 | 314.87 |  | 104.9567 | 0% | 0% | 0% | 100% | 100% | 98.2% | 90.2% | 105.4% | 94.9% |  | Utility Specific | 2332.35 | C&I Exterior Lighting | 20.1% | 31.6% | 19.2% | 29% | Calculated |  | 0.0002 | 0.46647 | 0% | 100% | 0% | 0% | Calculated
C - Commercial & Industrial | C1 - Large Business Energy Solutions | C1e - LCI New Construction | Performance Lighting - Exterior w/o Controls | EC1e013 | Lighting | Project | 3.3695 | 15 | 1320 | 990 |  | 330 | 0% | 0% | 0% | 100% | 100% | 98.2% | 90.2% | 105.4% | 94.9% |  | Utility Specific | 6973.27 | C&I Exterior Lighting | 20.1% | 31.6% | 19.2% | 29% | Calculated |  | 0.0002 | 1.3947 | 0% | 100% | 0% | 0% | Calculated
C - Commercial & Industrial | C1 - Large Business Energy Solutions | C1e - LCI New Construction | Performance Lighting - Interior w/ Controls | EC1e014 | Lighting | Project | 1 | 15 | 7026.08 | 5269.56 |  | 1756.52 | 0% | 0% | 0% | 100% | 100% | 98.2% | 90.2% | 105.4% | 94.9% |  | Utility Specific | 39033.8 | C&I Interior Lighting - Prescriptive | 30.3% | 17.4% | 34.3% | 18.1% | Calculated |  | 0.0002 | 7.8068 | 50.4% | 38.9% | 50.4% | 50.4% | Calculated | NG - C&I Gas Heat | -2.1115 | Fuel Oil - Com Fuel | -4.2229
C - Commercial & Industrial | C1 - Large Business Energy Solutions | C1e - LCI New Construction | Performance Lighting - Interior w/o Controls | EC1e015 | Lighting | Project | 1 | 15 | 8439.0533 | 6329.29 |  | 2109.7633 | 0% | 0% | 0% | 100% | 100% | 98.2% | 90.2% | 105.4% | 94.9% |  | Utility Specific | 46883.66 | C&I Interior Lighting - Prescriptive | 30.3% | 17.4% | 34.3% | 18.1% | Calculated |  | 0.0002 | 9.3767 | 50.4% | 38.9% | 50.4% | 50.4% | Calculated | NG - C&I Gas Heat | -2.5361 | Fuel Oil - Com Fuel | -5.0722
C - Commercial & Industrial | C1 - Large Business Energy Solutions | C1e - LCI New Construction | Lighting Occupancy Sensors | EC1e016 | Lighting | Project | 0 | 10 |  |  |  | 0 | 0% | 0% | 0% | 100% | 100% | 98.2% | 90.2% | 105.4% | 94.9% |  | Utility Specific |  | C&I Lighting Controls | 31.3% | 19% | 32.1% | 17.7% | Calculated |  | 0.0001 | 0 | 13.8% | 13.4% | 13.8% | 13.8% | Calculated | NG - C&I Gas Heat | 0 | Fuel Oil - Com Fuel | 0
C - Commercial & Industrial | C1 - Large Business Energy Solutions | C1e - LCI New Construction | CI Audits - Large New Construction | EC1eAUD | Non-Energy Saving |  | 1 | 1 | 15095.0182 | 15095.0182 |  | 0 | 0% | 0% | 0% | 100% | 0% | 0% | 0% | 0% | 0% |  |  |  | Non-Electric Measures | 0% | 0% | 0% | 0% |  |  | 0 | 0 | 0% | 0% | 0% | 0%
C - Commercial & Industrial | C1 - Large Business Energy Solutions | C1e - LCI New Construction | Vendor Fees - Large New Construction | EC1eNES01 | Non-Energy Saving |  | 0 | 1 |  |  |  | 0 | 0% | 0% | 0% | 100% | 0% | 0% | 0% | 0% | 0% |  |  |  | Non-Electric Measures | 0% | 0% | 0% | 0% |  |  | 0 |  | 0% | 0% | 0% | 0%
C - Commercial & Industrial | C1 - Large Business Energy Solutions | C1e - LCI New Construction | Vendor Fees - TA Studies - Large New Construction | EC1eNES02 | Non-Energy Saving |  | 0 | 1 |  |  |  | 0 | 0% | 0% | 0% | 100% | 0% | 0% | 0% | 0% | 0% |  |  |  | Non-Electric Measures | 0% | 0% | 0% | 0% |  |  | 0 |  | 0% | 0% | 0% | 0%
C - Commercial & Industrial | C1 - Large Business Energy Solutions | C1e - LCI New Construction
C - Commercial & Industrial | C1 - Large Business Energy Solutions | C1e - LCI New Construction
C - Commercial & Industrial | C1 - Large Business Energy Solutions | C1e - LCI New Construction
C - Commercial & Industrial | C1 - Large Business Energy Solutions | C1e - LCI New Construction
C - Commercial & Industrial | C1 - Large Business Energy Solutions | C1e - LCI New Construction
C - Commercial & Industrial | C1 - Large Business Energy Solutions | C1e - LCI New Construction
C - Commercial & Industrial | C1 - Large Business Energy Solutions | C1e - LCI New Construction
C - Commercial & Industrial | C1 - Large Business Energy Solutions
C - Commercial & Industrial | C2 - Small Business Energy Solutions | C2a - SCI Retrofit | Custom Small Compressed Air Retro | EC2a001 | Compressed Air | Project | 2 | 13 | 55090.29 | 19281.6 |  | 35808.69 | 0% | 0% | 0% | 100% | 100% | 99.8% | 88.5% | 110.3% | 87% |  | Utility Specific | 48204 | C&I Compressed Air - VFD Compressor | 13% | 20% | 26% | 41% | Utility Specific | 4.82 | 0.000258 | 4.82 | 100% | 100% | 100% | 100% | Utility Specific
C - Commercial & Industrial | C2 - Small Business Energy Solutions | C2a - SCI Retrofit | Custom Small Hot Water Retro | EC2a002 | Hot Water | Project | 0 |  |  |  |  | 0 | 0% | 0% | 0% | 100% | 100% | 99.8% | 88.5% | 110.3% | 87% |  | Utility Specific |  | C&I Water Heating | 25% | 25% | 25% | 25% | Utility Specific |  | 0.000258 | 0 | 54% | 56% | 54% | 54% | Utility Specific
C - Commercial & Industrial | C2 - Small Business Energy Solutions | C2a - SCI Retrofit | Custom Small HVAC Retro | EC2a003 | HVAC | Project | 4 | 12 | 7782.2267 | 3891.1133 |  | 3891.1133 | 0% | 0% | 0% | 100% | 100% | 99.8% | 88.5% | 110.3% | 87% |  | Utility Specific | 4652.4333 | Custom Calculation | 72% | 18% | 8% | 2% | Utility Specific | 4.029 | 0 | 4.029 | 70% | 85% | 70% | 70% | Utility Specific
C - Commercial & Industrial | C2 - Small Business Energy Solutions | C2a - SCI Retrofit | Custom Small Lighting Retro - Interior | EC2a004 | Lighting | Project | 0 |  |  |  |  | 0 | 11% | 5% | 0% | 94% | 100% | 86.4% | 97.4% | 112.3% | 100% |  | Utility Specific |  | C&I Interior Lighting - Prescriptive | 30.3% | 17.4% | 34.3% | 18.1% | Calculated |  | 0.0002 | 0 | 80% | 61% | 80% | 80% | Calculated | NG - C&I Gas Heat | 0 | Fuel Oil - Com Fuel | 0
C - Commercial & Industrial | C2 - Small Business Energy Solutions | C2a - SCI Retrofit | Custom Small Lighting Retro - Exterior | EC2a047 | Lighting | Project | 0 |  |  |  |  | 0 | 11% | 5% | 0% | 94% | 100% | 86.4% | 100% | 100% | 100% |  | Utility Specific |  | C&I Exterior Lighting | 20.1% | 31.6% | 19.2% | 29% | Calculated |  | 0.0002 | 0 | 0% | 100% | 0% | 0% | Calculated
C - Commercial & Industrial | C2 - Small Business Energy Solutions | C2a - SCI Retrofit | Custom Small Lighting Retro - Controls | EC2a048 | Lighting | Project | 0 |  |  |  |  | 0 | 11% | 5% | 0% | 94% | 100% | 86.4% | 97.4% | 112.3% | 100% |  | Utility Specific |  | C&I Lighting Controls | 31.3% | 19% | 32.1% | 17.7% | Calculated |  | 0.0001 | 0 | 15% | 13% | 15% | 15% | Calculated | NG - C&I Gas Heat | 0 | Fuel Oil - Com Fuel | 0
C - Commercial & Industrial | C2 - Small Business Energy Solutions | C2a - SCI Retrofit | Custom Small Motors Retro | EC2a005 | Motors/Drives | Project | 2 | 15 | 1500 | 750 |  | 750 | 0% | 0% | 0% | 100% | 100% | 99.8% | 88.5% | 110.3% | 87% |  | Utility Specific | 2750 | Custom Calculation | 23% | 8% | 52% | 17% | Utility Specific |  | 0 | 0 | 92% | 90% | 92% | 92% | Utility Specific
C - Commercial & Industrial | C2 - Small Business Energy Solutions | C2a - SCI Retrofit | Custom Small Process Retro | EC2a006 | Process | Project | 0 |  |  |  |  | 0 | 0% | 0% | 0% | 100% | 100% | 99.8% | 88.5% | 110.3% | 87% |  | Utility Specific |  | C&I Process | 49% | 13% | 29% | 9% | Utility Specific |  | 0.000725 | 0 | 95% | 90% | 95% | 95% | Utility Specific
C - Commercial & Industrial | C2 - Small Business Energy Solutions | C2a - SCI Retrofit | Custom Small Refrigeration Retro | EC2a007 | Refrigeration | Project | 3 | 10 | 3630.1429 | 1270.55 |  | 2359.5929 | 0% | 0% | 0% | 100% | 100% | 99.8% | 88.5% | 110.3% | 87% |  | Utility Specific | 2646.99 | C&I Refrigeration | 22.6% | 27.3% | 23.3% | 26.8% | Utility Specific | 0.265 | 0.0002 | 0.265 | 90% | 99% | 90% | 90% | Utility Specific
C - Commercial & Industrial | C2 - Small Business Energy Solutions | C2a - SCI Retrofit | Custom Small Other Retro | EC2a008 | Custom Measures | Project | 1 | 15 | 1857.1429 | 650 |  | 1207.1429 | 0% | 0% | 0% | 100% | 100% | 99.8% | 88.5% | 110.3% | 87% |  | Utility Specific | 799.08 | Custom Calculation | 72% | 18% | 8% | 2% | Utility Specific |  | 0 | 0 | 45% | 52% | 45% | 45% | Utility Specific
C - Commercial & Industrial | C2 - Small Business Energy Solutions | C2a - SCI Retrofit | Daylight Dimming | EC2a009 | Lighting | Project | 0 | 9 |  |  |  | 0 | 11% | 5% | 0% | 94% | 100% | 86.4% | 97.4% | 112.3% | 100% |  | Utility Specific |  | C&I Lighting Controls | 31.3% | 19% | 32.1% | 17.7% | Calculated |  | 0.0001 | 0 | 63% | 30% | 63% | 63% | Calculated | NG - C&I Gas Heat | 0 | Fuel Oil - Com Fuel | 0
C - Commercial & Industrial | C2 - Small Business Energy Solutions | C2a - SCI Retrofit | Lighting Fixture - Exterior w/ Controls | EC2a010 | Lighting | Project | 10 | 4.1004 | 6026.2952 | 2109.2033 |  | 3917.0919 | 11% | 5% | 0% | 94% | 100% | 86.4% | 100% | 100% | 100% |  | Utility Specific | 16201.385 | C&I Exterior Lighting | 20.1% | 31.6% | 19.2% | 29% | Calculated |  | 0.0002 | 3.2403 | 0% | 100% | 0% | 0% | Calculated
C - Commercial & Industrial | C2 - Small Business Energy Solutions | C2a - SCI Retrofit | Lighting Fixture - Exterior w/o Controls | EC2a011 | Lighting | Project | 25 | 4.1068 | 6418.9619 | 2246.6367 |  | 4172.3252 | 11% | 5% | 0% | 94% | 100% | 86.4% | 100% | 100% | 100% |  | Utility Specific | 6313.232 | C&I Exterior Lighting | 20.1% | 31.6% | 19.2% | 29% | Calculated |  | 0.0002 | 1.2626 | 0% | 100% | 0% | 0% | Calculated
C - Commercial & Industrial | C2 - Small Business Energy Solutions | C2a - SCI Retrofit | Lighting Fixture - Interior w/ Controls | EC2a012 | Lighting | Project | 10 | 7.3837 | 8122.5619 | 2842.8967 |  | 5279.6652 | 11% | 5% | 0% | 94% | 100% | 86.4% | 97.4% | 112.3% | 100% |  | Utility Specific | 9975.3613 | C&I Interior Lighting - Prescriptive | 30.3% | 17.4% | 34.3% | 18.1% | Calculated |  | 0.0002 | 1.9951 | 63% | 30% | 63% | 63% | Calculated | NG - C&I Gas Heat | -2.2977 | Fuel Oil - Com Fuel | -4.5953
C - Commercial & Industrial | C2 - Small Business Energy Solutions | C2a - SCI Retrofit | Lighting Fixture - Interior w/o Controls | EC2a013 | Lighting | Project | 53.991 | 5.337 | 7994.1564 | 3997.0782 |  | 3997.0782 | 11% | 5% | 0% | 94% | 100% | 86.4% | 97.4% | 112.3% | 100% |  | Utility Specific | 9759.6117 | C&I Interior Lighting - Prescriptive | 30.3% | 17.4% | 34.3% | 18.1% | Calculated |  | 0.0002 | 1.9519 | 63% | 30% | 63% | 63% | Calculated | NG - C&I Gas Heat | -2.248 | Fuel Oil - Com Fuel | -4.4959
C - Commercial & Industrial | C2 - Small Business Energy Solutions | C2a - SCI Retrofit | Lighting Occupancy Sensors | EC2a014 | Lighting | Project | 0 | 9 | 100 | 50 |  | 50 | 11% | 5% | 0% | 94% | 100% | 86.4% | 97.4% | 112.3% | 100% |  | Utility Specific | 60 | C&I Lighting Controls | 31.3% | 19% | 32.1% | 17.7% | Calculated |  | 0.0001 | 0.006 | 63% | 30% | 63% | 63% | Calculated | NG - C&I Gas Heat | -0.0816 | Fuel Oil - Com Fuel | -0.1632
C - Commercial & Industrial | C2 - Small Business Energy Solutions | C2a - SCI Retrofit | [Open Measure - To Be Assigned] | EC2a015
C - Commercial & Industrial | C2 - Small Business Energy Solutions | C2a - SCI Retrofit | Case Motor Replacement | EC2a016 | Refrigeration | Project | 0 | 15 |  |  |  | 0 | 0% | 0% | 0% | 100% | 100% | 99.8% | 88.5% | 110.3% | 100% |  | Utility Specific |  | C&I Refrigeration | 22.6% | 27.3% | 23.3% | 26.8% | Utility Specific |  | 0.0002 | 0 | 90% | 90% | 90% | 90% | Utility Specific
C - Commercial & Industrial | C2 - Small Business Energy Solutions | C2a - SCI Retrofit | Cooler Night Cover | EC2a017 | Refrigeration | Project | 0 | 5 |  |  |  | 0 | 0% | 0% | 0% | 100% | 100% | 99.8% | 88.5% | 110.3% | 100% |  | Utility Specific |  | C&I Refrigeration | 22.6% | 27.3% | 23.3% | 26.8% | Utility Specific |  | 0.0002 | 0 | 0% | 0% | 0% | 0% | Utility Specific
C - Commercial & Industrial | C2 - Small Business Energy Solutions | C2a - SCI Retrofit | Demand Control Ventilation | EC2a018 | HVAC | Project | 0 | 10 |  |  |  | 0 | 0% | 0% | 0% | 100% | 100% | 99.8% | 88.5% | 110.3% | 100% |  | Utility Specific |  | C&I Heating & Cooling | 26.4% | 16.6% | 34.9% | 22.1% | Utility Specific |  | 0.0016 | 0 | 82% | 5% | 82% | 82% | Utility Specific
C - Commercial & Industrial | C2 - Small Business Energy Solutions | C2a - SCI Retrofit | Door Heater Controls | EC2a019 | Refrigeration | Project | 4 | 10 | 8325.6286 | 2913.97 |  | 5411.6586 | 0% | 0% | 0% | 100% | 100% | 99.8% | 88.5% | 110.3% | 100% |  | Utility Specific | 5827.94 | C&I Refrigeration | 22.6% | 27.3% | 23.3% | 26.8% | Utility Specific |  | 0.0002 | 1.1656 | 90% | 90% | 90% | 90% | Utility Specific
C - Commercial & Industrial | C2 - Small Business Energy Solutions | C2a - SCI Retrofit | Dual Enthalpy Economizer Controls (DEEC) | EC2a020 | HVAC | Project | 6 | 10 | 2034 | 711.9 |  | 1322.1 | 0% | 0% | 0% | 100% | 100% | 99.8% | 88.5% | 110.3% | 100% |  | Utility Specific | 3954.99 | C&I Heating & Cooling | 26.4% | 16.6% | 34.9% | 22.1% | Utility Specific | 3.955 | 0.0016 | 3.955 | 34.2% | 0% | 34.2% | 34.2% | Utility Specific
C - Commercial & Industrial | C2 - Small Business Energy Solutions | C2a - SCI Retrofit | Duct Sealing, Electric | EC2a021 | HVAC | Project | 0 | 20 |  |  |  | 0 | 0% | 0% | 0% | 100% | 100% | 99.8% | 88.5% | 110.3% | 100% |  | Utility Specific |  | Weighted HVAC - Multi-family | 23.21% | 27.86% | 25.2% | 23.73% | Utility Specific |  | 0.00084647 | 0 | 35% | 0% | 35% | 35% | Utility Specific
C - Commercial & Industrial | C2 - Small Business Energy Solutions | C2a - SCI Retrofit | Ductless Mini Split Heat Pump | EC2a022 | HVAC | Project | 5 | 20 | 6156.0245 | 2154.6086 |  | 4001.4159 | 0% | 0% | 0% | 100% | 100% | 99.8% | 88.5% | 110.3% | 100% |  | Utility Specific | 6160.2557 | C&I Heating & Cooling | 26.4% | 16.6% | 34.9% | 22.1% | Utility Specific | 0.54241 | 0.0016 | 0.54241 | 34.2% | 0% | 34.2% | 34.2% | Utility Specific
C - Commercial & Industrial | C2 - Small Business Energy Solutions | C2a - SCI Retrofit | ECM Evaporator Fan Motors for Walk-in Cooler/Freezer | EC2a023 | Refrigeration | Project | 6 | 15 | 1450.1818 | 725.0909 |  | 725.0909 | 0% | 0% | 0% | 100% | 100% | 99.8% | 88.5% | 110.3% | 100% |  | Utility Specific | 3211.2955 | C&I Refrigeration | 22.6% | 27.3% | 23.3% | 26.8% | Utility Specific | 0.37091 | 0.0002 | 0.37091 | 90% | 90% | 90% | 90% | Utility Specific
C - Commercial & Industrial | C2 - Small Business Energy Solutions | C2a - SCI Retrofit | Electronic Defrost Control | EC2a024 | Refrigeration | Project | 3 | 10 | 3904 | 2659.6667 |  | 1244.3333 | 0% | 0% | 0% | 100% | 100% | 99.8% | 88.5% | 110.3% | 100% |  | Utility Specific | 3151.2167 | C&I Refrigeration | 22.6% | 27.3% | 23.3% | 26.8% | Utility Specific | 0.36333 | 0.0002 | 0.36333 | 90% | 90% | 90% | 90% | Utility Specific
C - Commercial & Industrial | C2 - Small Business Energy Solutions | C2a - SCI Retrofit | Energy Management System, Electric | EC2a025 | HVAC | Project | 0 | 10 |  |  |  | 0 | 0% | 0% | 0% | 100% | 100% | 99.8% | 88.5% | 110.3% | 100% |  | Utility Specific |  | C&I Heating & Cooling | 26.4% | 16.6% | 34.9% | 22.1% | Utility Specific |  | 0.0016 | 0 | 95% | 100% | 95% | 95% | Utility Specific
C - Commercial & Industrial | C2 - Small Business Energy Solutions | C2a - SCI Retrofit | Energy Star Wifi Thermostat, Electric | EC2a026 | HVAC | Thermostat | 0 | 15 |  |  |  | 0 | 0% | 0% | 0% | 100% | 100% | 99.8% | 88.5% | 110.3% | 100% |  | Deemed | 160.9 | Central Air Conditioner/Heat Pump (Cooling) | 6.595% | 3.846% | 47.32% | 42.24% | Calculated |  | 0.0015937 | 0.25643 | 34.6% | 0% | 34.6% | 34.6% | Utility Specific
C - Commercial & Industrial | C2 - Small Business Energy Solutions | C2a - SCI Retrofit | Evaporator Fan Control | EC2a027 | Refrigeration | Project | 3 | 10 | 2418.6667 | 1209.3333 |  | 1209.3333 | 0% | 0% | 0% | 100% | 100% | 99.8% | 88.5% | 110.3% | 100% |  | Utility Specific | 604.8467 | C&I Refrigeration | 22.6% | 27.3% | 23.3% | 26.8% | Utility Specific | 0.07 | 0.0002 | 0.07 | 100% | 100% | 100% | 100% | Utility Specific
C - Commercial & Industrial | C2 - Small Business Energy Solutions | C2a - SCI Retrofit | Faucet Aerator, Electric | EC2a028 | Hot Water | Aerator | 0 | 10 |  |  |  | 0 | 0% | 0% | 0% | 100% | 100% | 99.8% | 88.5% | 110.3% | 100% |  | Deemed | 309 | Water Heater - Electric | 41.52% | 31.39% | 15.22% | 11.88% | Deemed | 0.01 | 0.00024338 | 0.01 | 31.2% | 80.8% | 31.2% | 31.2% | Utility Specific | [7 empty] | 5460
C - Commercial & Industrial | C2 - Small Business Energy Solutions | C2a - SCI Retrofit | Hotel Occupancy Sensor | EC2a031 | HVAC | Sensor | 0 | 10 |  |  |  | 0 | 0% | 0% | 0% | 100% | 100% | 99.8% | 88.5% | 110.3% | 100% |  | Deemed | 438 | C&I Heating & Cooling | 26.4% | 16.6% | 34.9% | 22.1% | Deemed | 0.09 | 0.0016 | 0.09 | 82% | 5% | 82% | 82% | Utility Specific
C - Commercial & Industrial | C2 - Small Business Energy Solutions | C2a - SCI Retrofit | Low Pressure Drop Filter | EC2a032 | Compressed Air | Project | 0 | 5 |  |  |  | 0 | 0% | 0% | 0% | 100% | 100% | 99.8% | 88.5% | 110.3% | 100% |  | Utility Specific |  | C&I Compressed Air - VFD Compressor | 25.9% | 23.9% | 26.5% | 23.7% | Utility Specific |  | 0.000258 | 0 | 80% | 54% | 80% | 80% | Utility Specific
C - Commercial & Industrial | C2 - Small Business Energy Solutions | C2a - SCI Retrofit | Thermostatic Shut-Off Valve, Electric | EC2a033 | Hot Water | Showerhead | 0 | 15 |  |  |  | 0 | 0% | 0% | 0% | 100% | 100% | 99.8% | 88.5% | 110.3% | 100% |  | Deemed | 69 | Water Heater - Electric | 41.52% | 31.39% | 15.22% | 11.88% | Deemed | 0.02 | 0.00024338 | 0.02 | 31.2% | 80.8% | 31.2% | 31.2% | Utility Specific | [7 empty] | 558
C - Commercial & Industrial | C2 - Small Business Energy Solutions | C2a - SCI Retrofit | Low-Flow Showerhead, Electric | EC2a034 | Hot Water | Showerhead | 0 | 10 |  |  |  | 0 | 0% | 0% | 0% | 100% | 100% | 99.8% | 88.5% | 110.3% | 100% |  | Deemed | 507 | Water Heater - Electric | 41.52% | 31.39% | 15.22% | 11.88% | Deemed | 0.09 | 0.00024338 | 0.09 | 31.2% | 80.8% | 31.2% | 31.2% | Utility Specific | [7 empty] | 7300
C - Commercial & Industrial | C2 - Small Business Energy Solutions | C2a - SCI Retrofit | Motors, Open Drip | EC2a035 | Motors/Drives | Project | 0 | 10 |  |  |  | 0 | 0% | 0% | 0% | 100% | 100% | 99.8% | 88.5% | 110.3% | 100% |  | Utility Specific |  | Custom Calculation | 0% | 0% | 0% | 0% | Utility Specific |  | 0 | 0 | 0% | 0% | 0% | 0% | Utility Specific
C - Commercial & Industrial | C2 - Small Business Energy Solutions | C2a - SCI Retrofit | Motors, Totally Enclosed Fan Cooled | EC2a036 | Motors/Drives | Project | 0 | 10 |  |  |  | 0 | 0% | 0% | 0% | 100% | 100% | 99.8% | 88.5% | 110.3% | 100% |  | Utility Specific |  | C&I Refrigeration | 22.6% | 27.3% | 23.3% | 26.8% | Utility Specific |  | 0.0002 | 0 | 100% | 100% | 100% | 100% | Utility Specific
C - Commercial & Industrial | C2 - Small Business Energy Solutions | C2a - SCI Retrofit | Novelty Cooler Shutoff | EC2a037 | Refrigeration | Project | 2 | 10 | 500 | 250 |  | 250 | 0% | 0% | 0% | 100% | 100% | 99.8% | 88.5% | 110.3% | 100% |  | Utility Specific | 900 | C&I Refrigeration | 22.6% | 27.3% | 23.3% | 26.8% | Utility Specific |  | 0.0002 | 0.18 | 90% | 90% | 90% | 90% | Utility Specific
C - Commercial & Industrial | C2 - Small Business Energy Solutions | C2a - SCI Retrofit | Pipe Wrap - Heating, Electric | EC2a038 | HVAC | Project | 0 | 15 |  |  |  | 0 | 0% | 0% | 0% | 100% | 100% | 99.8% | 88.5% | 110.3% | 100% |  | Utility Specific |  | Hardwired Electric Heat | 43.13% | 56.87% | 0% | 0% | Utility Specific |  | 0.0007332 | 0 | 0% | 43.3% | 0% | 0% | Utility Specific
C - Commercial & Industrial | C2 - Small Business Energy Solutions | C2a - SCI Retrofit | Pipe Wrap - Hot Water, Electric | EC2a039 | Hot Water | Project | 0 | 15 |  |  |  | 0 | 0% | 0% | 0% | 100% | 100% | 99.8% | 88.5% | 110.3% | 100% |  | Utility Specific |  | Water Heater - Electric | 41.52% | 31.39% | 15.22% | 11.88% | Utility Specific |  | 0.00024338 | 0 | 31.2% | 80.8% | 31.2% | 31.2% | Utility Specific
C - Commercial & Industrial | C2 - Small Business Energy Solutions | C2a - SCI Retrofit | Pre Rinse Spray Valve, Electric | EC2a040 | Hot Water | Valve | 0 | 8 |  |  |  | 0 | 0% | 0% | 0% | 100% | 100% | 99.8% | 88.5% | 110.3% | 100% |  | Utility Specific | 957 | Water Heater - Electric | 41.52% | 31.39% | 15.22% | 11.88% | Utility Specific |  | 0.00024338 | 0.23292 | 52% | 100% | 52% | 52% | Utility Specific | [7 empty] | 6410
C - Commercial & Industrial | C2 - Small Business Energy Solutions | C2a - SCI Retrofit | Programmable Thermostat, Electric | EC2a041 | HVAC | Project | 0 | 15 |  |  |  | 0 | 0% | 0% | 0% | 100% | 100% | 99.8% | 88.5% | 110.3% | 100% |  | Utility Specific |  | Hardwired Electric Heat | 43.13% | 56.87% | 0% | 0% | Utility Specific |  | 0.0007332 | 0 | 0% | 43.3% | 0% | 0% | Utility Specific
C - Commercial & Industrial | C2 - Small Business Energy Solutions | C2a - SCI Retrofit | Steam Trap, Electric | EC2a042 | HVAC | Project | 0 | 6 |  |  |  | 0 | 0% | 0% | 0% | 100% | 100% | 99.8% | 88.5% | 110.3% | 100% |  | Utility Specific |  | C&I Heating & Cooling | 26.4% | 16.6% | 34.9% | 22.1% | Utility Specific |  | 0.0016 | 0 | 0% | 0% | 0% | 0% | Utility Specific
C - Commercial & Industrial | C2 - Small Business Energy Solutions | C2a - SCI Retrofit | Variable Frequency Drive | EC2a043 | Motors/Drives | Project | 4 | 15 | 7015.57 | 3507.79 |  | 3507.78 | 0% | 0% | 0% | 100% | 100% | 99.8% | 88.5% | 110.3% | 100% |  | Utility Specific | 17710.78 | C&I VFDs (Combined) | 23.7% | 27.2% | 23.8% | 25.3% | Utility Specific | 0.693 | 0 | 0.693 | 100% | 100% | 100% | 100% | Utility Specific
C - Commercial & Industrial | C2 - Small Business Energy Solutions | C2a - SCI Retrofit | Variable Frequency Drive with Motor | EC2a044 | Motors/Drives | Project | 1 | 15 | 29680 | 14840 |  | 14840 | 0% | 0% | 0% | 100% | 100% | 99.8% | 88.5% | 110.3% | 100% |  | Utility Specific | 45318.4 | C&I VFDs (Combined) | 23.7% | 27.2% | 23.8% | 25.3% | Utility Specific | 7.02 | 0 | 7.02 | 100% | 100% | 100% | 100% | Utility Specific
C - Commercial & Industrial | C2 - Small Business Energy Solutions | C2a - SCI Retrofit | Vending Miser | EC2a045 | Refrigeration | Project | 0 | 5 |  |  |  | 0 | 0% | 0% | 0% | 100% | 100% | 99.8% | 88.5% | 110.3% | 100% |  | Utility Specific |  | C&I Refrigeration | 22.6% | 27.3% | 23.3% | 26.8% | Utility Specific |  | 0.0002 | 0 | 90% | 90% | 90% | 90% | Utility Specific
C - Commercial & Industrial | C2 - Small Business Energy Solutions | C2a - SCI Retrofit | Zero Loss Condensate Drain | EC2a046 | Compressed Air | Project | 0 | 5 |  |  |  | 0 | 0% | 0% | 0% | 100% | 100% | 99.8% | 88.5% | 110.3% | 100% |  | Utility Specific |  | C&I Compressed Air - VFD Compressor | 25.9% | 23.9% | 26.5% | 23.7% | Utility Specific |  | 0.000258 | 0 | 80% | 54% | 80% | 80% | Utility Specific
C - Commercial & Industrial | C2 - Small Business Energy Solutions | C2a - SCI Retrofit | Small Retrocommissioning | EC2a049 | Custom Measures | Project | 0 | 3 |  |  |  | 0 | 0% | 0% | 0% | 100% | 100% | 100% | 100% | 100% | 100% |  | Utility Specific |  | Custom Calculation | 72% | 18% | 8% | 2% | Utility Specific |  | 0 | 0 | 45% | 52% | 45% | 45% | Utility Specific
C - Commercial & Industrial | C2 - Small Business Energy Solutions | C2a - SCI Retrofit | Induction Cooktop Displacing Electric Resistance | EC2a050 | Food Service | Appliance | 0 | 12 |  |  |  | 0 | 0% | 0% | 0% | 100% | 100% | 99.8% | 88.5% | 110.3% | 100% |  | Deemed | 2488 | C&I Food Services | 32% | 35% | 16% | 17% | Deemed | 0.43 | 0.000192 | 0.43 | 90% | 90% | 90% | 90% | Utility Specific
C - Commercial & Industrial | C2 - Small Business Energy Solutions | C2a - SCI Retrofit | CI Audits - Small Retro | EC2aAUD | Non-Energy Saving |  | 1 | 1 | 153585 | 153585 |  | 0 | 0% | 0% | 0% | 100% | 0% | 0% | 0% | 0% | 0% |  |  |  | Non-Electric Measures | 0% | 0% | 0% | 0% |  |  | 0 | 0 | 0% | 0% | 0% | 0%
C - Commercial & Industrial | C2 - Small Business Energy Solutions | C2a - SCI Retrofit | Vendor Fees - Small Retro | EC2aNES01 | Non-Energy Saving |  | 0 | 1 |  |  |  | 0 | 0% | 0% | 0% | 100% | 0% | 0% | 0% | 0% | 0% |  |  |  | Non-Electric Measures | 0% | 0% | 0% | 0% |  |  | 0 |  | 0% | 0% | 0% | 0%
C - Commercial & Industrial | C2 - Small Business Energy Solutions | C2a - SCI Retrofit | Vendor Fees - TA Studies - Small Retro | EC2aNES02 | Non-Energy Saving |  | 0 | 1 |  |  |  | 0 | 0% | 0% | 0% | 100% | 0% | 0% | 0% | 0% | 0% |  |  |  | Non-Electric Measures | 0% | 0% | 0% | 0% |  |  | 0 |  | 0% | 0% | 0% | 0%
C - Commercial & Industrial | C2 - Small Business Energy Solutions | C2a - SCI Retrofit
C - Commercial & Industrial | C2 - Small Business Energy Solutions | C2a - SCI Retrofit
C - Commercial & Industrial | C2 - Small Business Energy Solutions | C2a - SCI Retrofit
C - Commercial & Industrial | C2 - Small Business Energy Solutions | C2a - SCI Retrofit
C - Commercial & Industrial | C2 - Small Business Energy Solutions | C2b - SCI New Equipment | Custom Small Compressed Air New | EC2b001 | Compressed Air | Project | 0 |  |  |  |  | 0 | 0% | 0% | 0% | 100% | 100% | 99.8% | 88.5% | 110.3% | 87% |  | Utility Specific |  | C&I Compressed Air - VFD Compressor | 13% | 20% | 26% | 41% | Utility Specific |  | 0.000258 | 0 | 100% | 100% | 100% | 100% | Utility Specific
C - Commercial & Industrial | C2 - Small Business Energy Solutions | C2b - SCI New Equipment | Custom Small Hot Water New | EC2b002 | Hot Water | Project | 0 |  |  |  |  | 0 | 0% | 0% | 0% | 100% | 100% | 99.8% | 88.5% | 110.3% | 87% |  | Utility Specific |  | C&I Water Heating | 25% | 25% | 25% | 25% | Utility Specific |  | 0.000258 | 0 | 54% | 56% | 54% | 54% | Utility Specific
C - Commercial & Industrial | C2 - Small Business Energy Solutions | C2b - SCI New Equipment | Custom Small HVAC New | EC2b003 | HVAC | Project | 2 | 13.5 | 18989.3333 | 14242 |  | 4747.3333 | 0% | 0% | 0% | 100% | 100% | 99.8% | 88.5% | 110.3% | 87% |  | Utility Specific | 4513.235 | Custom Calculation | 72% | 18% | 8% | 2% | Utility Specific | 1.43 | 0 | 1.43 | 100% | 38.54% | 100% | 100% | Utility Specific
C - Commercial & Industrial | C2 - Small Business Energy Solutions | C2b - SCI New Equipment | Custom Small Lighting New - Interior | EC2b004 | Lighting | Project | 0 | 15 |  |  |  | 0 | 11% | 5% | 0% | 94% | 100% | 86.4% | 97.4% | 112.3% | 100% |  | Utility Specific |  | C&I Interior Lighting - Prescriptive | 30.3% | 17.4% | 34.3% | 18.1% | Calculated |  | 0.0002 | 0 | 80% | 61% | 80% | 80% | Calculated | NG - C&I Gas Heat | 0 | Fuel Oil - Com Fuel | 0
C - Commercial & Industrial | C2 - Small Business Energy Solutions | C2b - SCI New Equipment | Custom Small Lighting New - Exterior | EC2b054 | Lighting | Project | 0 | 15 |  |  |  | 0 | 11% | 5% | 0% | 94% | 100% | 86.4% | 100% | 100% | 100% |  | Utility Specific |  | C&I Exterior Lighting | 20.1% | 31.6% | 19.2% | 29% | Calculated |  | 0.0002 | 0 | 0% | 100% | 0% | 0% | Calculated
C - Commercial & Industrial | C2 - Small Business Energy Solutions | C2b - SCI New Equipment | Custom Small Lighting New - Controls | EC2b055 | Lighting | Project | 0 | 10 |  |  |  | 0 | 11% | 5% | 0% | 94% | 100% | 86.4% | 97.4% | 112.3% | 100% |  | Utility Specific |  | C&I Lighting Controls | 31.3% | 19% | 32.1% | 17.7% | Calculated |  | 0.0001 | 0 | 15% | 13% | 15% | 15% | Calculated | NG - C&I Gas Heat | 0 | Fuel Oil - Com Fuel | 0
C - Commercial & Industrial | C2 - Small Business Energy Solutions | C2b - SCI New Equipment | Custom Small Motors New | EC2b005 | Motors/Drives | Project | 0 | 15 | 20490.4 | 10245.2 |  | 10245.2 | 0% | 0% | 0% | 100% | 100% | 99.8% | 88.5% | 110.3% | 87% |  | Utility Specific | 25613 | Custom Calculation | 23% | 8% | 52% | 17% | Utility Specific | 3.776 | 0 | 3.776 | 95% | 80% | 95% | 95% | Utility Specific
C - Commercial & Industrial | C2 - Small Business Energy Solutions | C2b - SCI New Equipment | Custom Small Process New | EC2b006 | Process | Project | 0 |  |  |  |  | 0 | 0% | 0% | 0% | 100% | 100% | 99.8% | 88.5% | 110.3% | 87% |  | Utility Specific |  | C&I Process | 49% | 13% | 29% | 9% | Utility Specific |  | 0.000725 | 0 | 95% | 45% | 95% | 95% | Utility Specific
C - Commercial & Industrial | C2 - Small Business Energy Solutions | C2b - SCI New Equipment | Custom Small Refrigeration New | EC2b007 | Refrigeration | Project | 0 |  |  |  |  | 0 | 0% | 0% | 0% | 100% | 100% | 99.8% | 88.5% | 110.3% | 87% |  | Utility Specific |  | C&I Refrigeration | 22.6% | 27.3% | 23.3% | 26.8% | Utility Specific |  | 0.0002 | 0 | 80% | 80% | 80% | 80% | Utility Specific
C - Commercial & Industrial | C2 - Small Business Energy Solutions | C2b - SCI New Equipment | Custom Small Other New | EC2b008 | Custom Measures | Project | 2 | 12 | 666.6667 | 500 |  | 166.6667 | 0% | 0% | 0% | 100% | 100% | 99.8% | 88.5% | 110.3% | 87% |  | Utility Specific | 1216.93 | Custom Calculation | 25.76% | 40.82% | 12.93% | 20.49% | Utility Specific | 3.3 | 0 | 3.3 | 47.6% | 42.8% | 47.6% | 47.6% | Utility Specific
C - Commercial & Industrial | C2 - Small Business Energy Solutions | C2b - SCI New Equipment | Custom Small Comprehensive Design | EC2b056 | Custom Measures | Project | 0 | 20 | 31711.2 | 15855.6 |  | 15855.6 | 0% | 0% | 0% | 100% | 100% | 99.8% | 88.5% | 110.3% | 87% |  | Utility Specific | 38672.2 | Custom Calculation | 72% | 18% | 8% | 2% | Utility Specific | 4.597 | 0 | 4.597 | 100% | 100% | 100% | 100% | Utility Specific
C - Commercial & Industrial | C2 - Small Business Energy Solutions | C2b - SCI New Equipment | Daylight Dimming | EC2b009 | Lighting | Project | 0 | 10 |  |  |  | 0 | 11% | 5% | 0% | 94% | 100% | 86.4% | 97.4% | 112.3% | 100% |  | Utility Specific |  | C&I Lighting Controls | 31.3% | 19% | 32.1% | 17.7% | Calculated |  | 0.0001 | 0 | 63% | 30% | 63% | 63% | Calculated | NG - C&I Gas Heat | 0 | Fuel Oil - Com Fuel | 0
C - Commercial & Industrial | C2 - Small Business Energy Solutions | C2b - SCI New Equipment | Performance Lighting - Exterior w/ Controls | EC2b010 | Lighting | Project | 0 | 15 | 4410 | 2205 |  | 2205 | 11% | 5% | 0% | 94% | 100% | 86.4% | 100% | 100% | 100% |  | Utility Specific | 4900 | C&I Exterior Lighting | 20.1% | 31.6% | 19.2% | 29% | Calculated |  | 0.0002 | 0.98 | 0% | 100% | 0% | 0% | Calculated
C - Commercial & Industrial | C2 - Small Business Energy Solutions | C2b - SCI New Equipment | Performance Lighting - Exterior w/o Controls | EC2b011 | Lighting | Project | 1 | 15 | 20053.3333 | 15040 |  | 5013.3333 | 11% | 5% | 0% | 94% | 100% | 86.4% | 100% | 100% | 100% |  | Utility Specific | 62659.4025 | C&I Exterior Lighting | 20.1% | 31.6% | 19.2% | 29% | Calculated |  | 0.0002 | 12.5319 | 0% | 100% | 0% | 0% | Calculated
C - Commercial & Industrial | C2 - Small Business Energy Solutions | C2b - SCI New Equipment | Performance Lighting - Interior w/ Controls | EC2b012 | Lighting | Project | 0 | 15 | 105 | 52.5 |  | 52.5 | 11% | 5% | 0% | 94% | 100% | 86.4% | 97.4% | 112.3% | 100% |  | Utility Specific | 150 | C&I Interior Lighting - Prescriptive | 30.3% | 17.4% | 34.3% | 18.1% | Calculated |  | 0.0002 | 0.03 | 63% | 30% | 63% | 63% | Calculated | NG - C&I Gas Heat | -0.0081139 | Fuel Oil - Com Fuel | -0.016228
C - Commercial & Industrial | C2 - Small Business Energy Solutions | C2b - SCI New Equipment | Performance Lighting - Interior w/o Controls | EC2b013 | Lighting | Project | 2.4954 | 15 | 9850.6667 | 7388 |  | 2462.6667 | 11% | 5% | 0% | 94% | 100% | 86.4% | 97.4% | 112.3% | 100% |  | Utility Specific | 30777.33 | C&I Interior Lighting - Prescriptive | 30.3% | 17.4% | 34.3% | 18.1% | Calculated |  | 0.0002 | 6.1555 | 63% | 30% | 63% | 63% | Calculated | NG - C&I Gas Heat | -1.6648 | Fuel Oil - Com Fuel | -3.3297
C - Commercial & Industrial | C2 - Small Business Energy Solutions | C2b - SCI New Equipment | Lighting Occupancy Sensors | EC2b014 | Lighting | Project | 0 | 10 | 4691.85 | 2345.93 |  | 2345.92 | 11% | 5% | 0% | 94% | 100% | 86.4% | 97.4% | 112.3% | 100% |  | Utility Specific | 4900 | C&I Lighting Controls | 31.3% | 19% | 32.1% | 17.7% | Calculated |  | 0.0001 | 0.49 | 63% | 30% | 63% | 63% | Calculated | NG - C&I Gas Heat | -6.664 | Fuel Oil - Com Fuel | -13.328
C - Commercial & Industrial | C2 - Small Business Energy Solutions | C2b - SCI New Equipment | Advanced Power Strip | EC2b015 | Process | Project | 0 | 5 |  |  |  | 0 | 0% | 0% | 0% | 100% | 100% | 99.8% | 88.5% | 110.3% | 100% |  | Utility Specific |  | Primary TV and Peripherals | 32.24% | 34.78% | 15.36% | 17.62% | Calculated |  | 0.00018311 | 0 | 58.2% | 86.3% | 58.2% | 58.2% | Utility Specific
C - Commercial & Industrial | C2 - Small Business Energy Solutions | C2b - SCI New Equipment | Air Compressor | EC2b016 | Compressed Air | Project | 2 | 15 | 6333.3333 | 4750 |  | 1583.3333 | 0% | 0% | 0% | 100% | 100% | 99.8% | 88.5% | 110.3% | 100% |  | Utility Specific | 21474.18 | C&I Compressed Air - VFD Compressor | 25.9% | 23.9% | 26.5% | 23.7% | Utility Specific | 5.195 | 0.000258 | 5.195 | 117% | 98% | 117% | 117% | Utility Specific
C - Commercial & Industrial | C2 - Small Business Energy Solutions | C2b - SCI New Equipment | Air Nozzle | EC2b017 | Compressed Air | Project | 0 | 13 |  |  |  | 0 | 0% | 0% | 0% | 100% | 100% | 99.8% | 88.5% | 110.3% | 100% |  | Utility Specific |  | C&I Compressed Air - VFD Compressor | 25.9% | 23.9% | 26.5% | 23.7% | Utility Specific |  | 0.000258 | 0 | 80% | 54% | 80% | 80% | Utility Specific
C - Commercial & Industrial | C2 - Small Business Energy Solutions | C2b - SCI New Equipment | Circulator Pump | EC2b018 | HVAC | Project | 2 | 20 | 1101.5822 | 826.1867 |  | 275.3956 | 0% | 0% | 0% | 100% | 100% | 99.8% | 88.5% | 110.3% | 100% |  | Utility Specific | 3313.4233 | C&I Heating & Cooling | 26.4% | 16.6% | 34.9% | 22.1% | Utility Specific | 0.55667 | 0.0016 | 0.55667 | 82% | 5% | 82% | 82% | Utility Specific
C - Commercial & Industrial | C2 - Small Business Energy Solutions | C2b - SCI New Equipment | Combination Oven, Electric | EC2b019 | Food Service | Appliance | 2 | 12 | 2800 | 2100 |  | 700 | 0% | 0% | 0% | 100% | 100% | 99.8% | 88.5% | 110.3% | 100% |  | Deemed | 6368 | C&I Food Services | 32% | 35% | 16% | 17% | Deemed | 1.45 | 0.000192 | 1.45 | 90% | 90% | 90% | 90% | Utility Specific
C - Commercial & Industrial | C2 - Small Business Energy Solutions | C2b - SCI New Equipment | Compressor Storage | EC2b020 | Compressed Air | Project | 0 | 17 |  |  |  | 0 | 0% | 0% | 0% | 100% | 100% | 99.8% | 88.5% | 110.3% | 100% |  | Utility Specific |  | C&I Compressed Air - VFD Compressor | 25.9% | 23.9% | 26.5% | 23.7% | Utility Specific |  | 0.000258 | 0 | 117% | 98% | 117% | 117% | Utility Specific
C - Commercial & Industrial | C2 - Small Business Energy Solutions | C2b - SCI New Equipment | Convection Oven, Electric | EC2b021 | Food Service | Appliance | 2 | 12 | 650 | 487.5 |  | 162.5 | 0% | 0% | 0% | 100% | 100% | 99.8% | 88.5% | 110.3% | 100% |  | Deemed | 2001 | C&I Food Services | 32% | 35% | 16% | 17% | Deemed | 0.46 | 0.000192 | 0.46 | 90% | 90% | 90% | 90% | Utility Specific
C - Commercial & Industrial | C2 - Small Business Energy Solutions | C2b - SCI New Equipment | Dishwasher - High Temp Door Type | EC2b022 | Food Service | Appliance | 1 | 13 | 1666.6667 | 1250 |  | 416.6667 | 0% | 0% | 0% | 100% | 100% | 99.8% | 88.5% | 110.3% | 100% |  | Deemed | 11897 | C&I Food Services | 32% | 35% | 16% | 17% | Deemed | 1.81 | 0.000192 | 1.81 | 90% | 90% | 90% | 90% | Utility Specific | [7 empty] | 40880
C - Commercial & Industrial | C2 - Small Business Energy Solutions | C2b - SCI New Equipment | Dishwasher - High Temp Multi Tank Conveyor | EC2b023 | Food Service | Appliance | 0 | 13 |  |  |  | 0 | 0% | 0% | 0% | 100% | 100% | 99.8% | 88.5% | 110.3% | 100% |  | Deemed | 45074 | C&I Food Services | 32% | 35% | 16% | 17% | Deemed | 6.86 | 0.000192 | 6.86 | 90% | 90% | 90% | 90% | Utility Specific | [7 empty] | 94170
C - Commercial & Industrial | C2 - Small Business Energy Solutions | C2b - SCI New Equipment | Dishwasher - High Temp Pot, Pan, Utensil | EC2b024 | Food Service | Appliance | 0 | 13 |  |  |  | 0 | 0% | 0% | 0% | 100% | 100% | 99.8% | 88.5% | 110.3% | 100% |  | Deemed | 10979 | C&I Food Services | 32% | 35% | 16% | 17% | Deemed | 1.67 | 0.000192 | 1.67 | 90% | 90% | 90% | 90% | Utility Specific | [7 empty] | 8760
C - Commercial & Industrial | C2 - Small Business Energy Solutions | C2b - SCI New Equipment | Dishwasher - High Temp Single Tank Conveyor | EC2b025 | Food Service | Appliance | 1 | 13 | 333.3333 | 250 |  | 83.3333 | 0% | 0% | 0% | 100% | 100% | 99.8% | 88.5% | 110.3% | 100% |  | Deemed | 10204 | C&I Food Services | 32% | 35% | 16% | 17% | Deemed | 1.55 | 0.000192 | 1.55 | 90% | 90% | 90% | 90% | Utility Specific | [7 empty] | 24820
C - Commercial & Industrial | C2 - Small Business Energy Solutions | C2b - SCI New Equipment | Dishwasher - High Temp Under Counter | EC2b026 | Food Service | Appliance | 0 | 13 |  |  |  | 0 | 0% | 0% | 0% | 100% | 100% | 99.8% | 88.5% | 110.3% | 100% |  | Deemed | 1480 | C&I Food Services | 32% | 35% | 16% | 17% | Deemed | 0.23 | 0.000192 | 0.23 | 90% | 90% | 90% | 90% | Utility Specific | [7 empty] | 6296
C - Commercial & Industrial | C2 - Small Business Energy Solutions | C2b - SCI New Equipment | Dishwasher - Low Temp Door Type | EC2b027 | Food Service | Appliance | 0 | 13 |  |  |  | 0 | 0% | 0% | 0% | 100% | 100% | 99.8% | 88.5% | 110.3% | 100% |  | Deemed | 17255 | C&I Food Services | 32% | 35% | 16% | 17% | Deemed | 2.63 | 0.000192 | 2.63 | 90% | 90% | 90% | 90% | Utility Specific | [7 empty] | 94024
C - Commercial & Industrial | C2 - Small Business Energy Solutions | C2b - SCI New Equipment | Dishwasher - Low Temp Multi Tank Conveyor | EC2b028 | Food Service | Appliance | 0 | 13 |  |  |  | 0 | 0% | 0% | 0% | 100% | 100% | 99.8% | 88.5% | 110.3% | 100% |  | Deemed | 22863 | C&I Food Services | 32% | 35% | 16% | 17% | Deemed | 3.48 | 0.000192 | 3.48 | 90% | 90% | 90% | 90% | Utility Specific | [7 empty] | 109500
C - Commercial & Industrial | C2 - Small Business Energy Solutions | C2b - SCI New Equipment | Dishwasher - Low Temp Single Tank Conveyor | EC2b029 | Food Service | Appliance | 0 | 13 |  |  |  | 0 | 0% | 0% | 0% | 100% | 100% | 99.8% | 88.5% | 110.3% | 100% |  | Deemed | 15387 | C&I Food Services | 32% | 35% | 16% | 17% | Deemed | 2.34 | 0.000192 | 2.34 | 90% | 90% | 90% | 90% | Utility Specific | [7 empty] | 75920
C - Commercial & Industrial | C2 - Small Business Energy Solutions | C2b - SCI New Equipment | Dishwasher - Low Temp Under Counter | EC2b030 | Food Service | Appliance | 1 | 13 | 1333.3333 | 1000 |  | 333.3333 | 0% | 0% | 0% | 100% | 100% | 99.8% | 88.5% | 110.3% | 100% |  | Deemed | 6182 | C&I Food Services | 32% | 35% | 16% | 17% | Deemed | 0.94 | 0.000192 | 0.94 | 90% | 90% | 90% | 90% | Utility Specific | [7 empty] | 14783
C - Commercial & Industrial | C2 - Small Business Energy Solutions | C2b - SCI New Equipment | Faucet Aerator, Electric | EC2b031 | Hot Water | Aerator | 0 | 10 |  |  |  | 0 | 0% | 0% | 0% | 100% | 100% | 99.8% | 88.5% | 110.3% | 100% |  | Deemed | 309 | Water Heater - Electric | 41.52% | 31.39% | 15.22% | 11.88% | Deemed | 0.01 | 0.00024338 | 0.01 | 31.2% | 80.8% | 31.2% | 31.2% | Utility Specific | [7 empty] | 5460
C - Commercial & Industrial | C2 - Small Business Energy Solutions | C2b - SCI New Equipment | Fryer Large Vat, Electric | EC2b032 | Food Service | Appliance | 0 | 12 |  |  |  | 0 | 0% | 0% | 0% | 100% | 100% | 99.8% | 88.5% | 110.3% | 100% |  | Deemed | 2696 | C&I Food Services | 32% | 35% | 16% | 17% | Deemed | 0.61 | 0.000192 | 0.61 | 90% | 90% | 90% | 90% | Utility Specific
C - Commercial & Industrial | C2 - Small Business Energy Solutions | C2b - SCI New Equipment | Fryer Standard Vat, Electric | EC2b033 | Food Service | Appliance | 0 | 12 |  |  |  | 0 | 0% | 0% | 0% | 100% | 100% | 99.8% | 88.5% | 110.3% | 100% |  | Deemed | 3272 | C&I Food Services | 32% | 35% | 16% | 17% | Deemed | 0.56 | 0.000192 | 0.56 | 90% | 90% | 90% | 90% | Utility Specific
C - Commercial & Industrial | C2 - Small Business Energy Solutions | C2b - SCI New Equipment | Griddle, Electric | EC2b034 | Food Service | Appliance | 0 | 12 |  |  |  | 0 | 0% | 0% | 0% | 100% | 100% | 99.8% | 88.5% | 110.3% | 100% |  | Deemed | 3179 | C&I Food Services | 32% | 35% | 16% | 17% | Deemed | 0.73 | 0.000192 | 0.73 | 90% | 90% | 90% | 90% | Utility Specific
C - Commercial & Industrial | C2 - Small Business Energy Solutions | C2b - SCI New Equipment | Ground Source Heat Pump | EC2b035 | HVAC | Project | 0 | 25 |  |  |  | 0 | 0% | 0% | 0% | 100% | 100% | 99.8% | 88.5% | 110.3% | 100% |  | Utility Specific |  | Hardwired Electric Heat | 43.13% | 56.87% | 0% | 0% | Utility Specific |  | 0.0007332 | 0 | 34.2% | 34.2% | 34.2% | 34.2% | Utility Specific
C - Commercial & Industrial | C2 - Small Business Energy Solutions | C2b - SCI New Equipment | Hot Food Holding Cabinet 3/4 Size | EC2b036 | Food Service | Appliance | 0 | 12 |  |  |  | 0 | 0% | 0% | 0% | 100% | 100% | 99.8% | 88.5% | 110.3% | 100% |  | Deemed | 1189 | C&I Food Services | 32% | 35% | 16% | 17% | Deemed | 0.32 | 0.000192 | 0.32 | 90% | 90% | 90% | 90% | Utility Specific
C - Commercial & Industrial | C2 - Small Business Energy Solutions | C2b - SCI New Equipment | Hot Food Holding Cabinet Full Size | EC2b037 | Food Service | Appliance | 0 | 12 |  |  |  | 0 | 0% | 0% | 0% | 100% | 100% | 99.8% | 88.5% | 110.3% | 100% |  | Deemed | 3807 | C&I Food Services | 32% | 35% | 16% | 17% | Deemed | 1.15 | 0.000192 | 1.15 | 90% | 90% | 90% | 90% | Utility Specific
C - Commercial & Industrial | C2 - Small Business Energy Solutions | C2b - SCI New Equipment | Hot Food Holding Cabinet Half Size | EC2b038 | Food Service | Appliance | 0 | 12 |  |  |  | 0 | 0% | 0% | 0% | 100% | 100% | 99.8% | 88.5% | 110.3% | 100% |  | Deemed | 223 | C&I Food Services | 32% | 35% | 16% | 17% | Deemed | 0.05 | 0.000192 | 0.05 | 90% | 90% | 90% | 90% | Utility Specific
C - Commercial & Industrial | C2 - Small Business Energy Solutions | C2b - SCI New Equipment | Ice Machine - Ice Making Head | EC2b039 | Food Service | Appliance | 1 | 8 | 366.6667 | 275 |  | 91.6667 | 0% | 0% | 0% | 100% | 100% | 99.8% | 88.5% | 110.3% | 100% |  | Utility Specific | 1345.5 | C&I Food Services | 32% | 35% | 16% | 17% | Utility Specific | 0.3 | 0.000192 | 0.3 | 90% | 90% | 90% | 90% | Utility Specific | [7 empty] | 3322
C - Commercial & Industrial | C2 - Small Business Energy Solutions | C2b - SCI New Equipment | Ice Machine - Remote Cond./Split Unit - Batch | EC2b040 | Food Service | Appliance | 2 | 8 | 720 | 540 |  | 180 | 0% | 0% | 0% | 100% | 100% | 99.8% | 88.5% | 110.3% | 100% |  | Utility Specific | 2601 | C&I Food Services | 32% | 35% | 16% | 17% | Utility Specific | 0.3 | 0.000192 | 0.3 | 90% | 90% | 90% | 90% | Utility Specific | [7 empty] | 2631
C - Commercial & Industrial | C2 - Small Business Energy Solutions | C2b - SCI New Equipment | Ice Machine - Remote Cond./Split Unit - Continuous | EC2b041 | Food Service | Appliance | 0 | 8 |  |  |  | 0 | 0% | 0% | 0% | 100% | 100% | 99.8% | 88.5% | 110.3% | 100% |  | Utility Specific | 3641 | C&I Food Services | 32% | 35% | 16% | 17% | Utility Specific | 0.3 | 0.000192 | 0.3 | 90% | 90% | 90% | 90% | Utility Specific
C - Commercial & Industrial | C2 - Small Business Energy Solutions | C2b - SCI New Equipment | Ice Machine - Self Contained | EC2b042 | Food Service | Appliance | 0 | 8 |  |  |  | 0 | 0% | 0% | 0% | 100% | 100% | 99.8% | 88.5% | 110.3% | 100% |  | Utility Specific | 805 | C&I Food Services | 32% | 35% | 16% | 17% | Utility Specific | 0.3 | 0.000192 | 0.3 | 90% | 90% | 90% | 90% | Utility Specific
C - Commercial & Industrial | C2 - Small Business Energy Solutions | C2b - SCI New Equipment | Low Pressure Drop Filter | EC2b043 | Compressed Air | Project | 0 | 5 |  |  |  | 0 | 0% | 0% | 0% | 100% | 100% | 99.8% | 88.5% | 110.3% | 100% |  | Utility Specific |  | C&I Compressed Air - VFD Compressor | 25.9% | 23.9% | 26.5% | 23.7% | Utility Specific |  | 0.000258 | 0 | 80% | 54% | 80% | 80% | Utility Specific
C - Commercial & Industrial | C2 - Small Business Energy Solutions | C2b - SCI New Equipment | Thermostatic Shut-Off Valve, Electric | EC2b044 | Hot Water | Showerhead | 0 | 15 |  |  |  | 0 | 0% | 0% | 0% | 100% | 100% | 99.8% | 88.5% | 110.3% | 100% |  | Deemed | 69 | Water Heater - Electric | 41.52% | 31.39% | 15.22% | 11.88% | Deemed | 0.02 | 0.00024338 | 0.02 | 31.2% | 80.8% | 31.2% | 31.2% | Utility Specific | [7 empty] | 558
C - Commercial & Industrial | C2 - Small Business Energy Solutions | C2b - SCI New Equipment | Low-Flow Showerhead, Electric | EC2b045 | Hot Water | Showerhead | 0 | 10 |  |  |  | 0 | 0% | 0% | 0% | 100% | 100% | 99.8% | 88.5% | 110.3% | 100% |  | Deemed | 507 | Water Heater - Electric | 41.52% | 31.39% | 15.22% | 11.88% | Deemed | 0.09 | 0.00024338 | 0.09 | 31.2% | 80.8% | 31.2% | 31.2% | Utility Specific | [7 empty] | 7300
C - Commercial & Industrial | C2 - Small Business Energy Solutions | C2b - SCI New Equipment | Pre Rinse Spray Valve, Electric | EC2b046 | Hot Water | Valve | 0 | 8 |  |  |  | 0 | 0% | 0% | 0% | 100% | 100% | 99.8% | 88.5% | 110.3% | 100% |  | Utility Specific | 957 | Water Heater - Electric | 41.52% | 31.39% | 15.22% | 11.88% | Utility Specific |  | 0.00024338 | 0.23292 | 52% | 100% | 52% | 52% | Utility Specific | [7 empty] | 6410
C - Commercial & Industrial | C2 - Small Business Energy Solutions | C2b - SCI New Equipment | Refrigerated Air Dryer | EC2b047 | Compressed Air | Project | 2 | 15 | 615.6533 | 461.74 |  | 153.9133 | 0% | 0% | 0% | 100% | 100% | 99.8% | 88.5% | 110.3% | 100% |  | Utility Specific | 962.795 | C&I Compressed Air - Air Dryer | 21.7% | 28.1% | 22.4% | 27.7% | Utility Specific | 0.485 | 0 | 0.485 | 117% | 98% | 117% | 117% | Utility Specific
C - Commercial & Industrial | C2 - Small Business Energy Solutions | C2b - SCI New Equipment | Steam Cooker, Electric | EC2b048 | Food Service | Appliance | 4.0001 | 12 | 2200 | 1100 |  | 1100 | 0% | 0% | 0% | 100% | 100% | 99.8% | 88.5% | 110.3% | 100% |  | Deemed | 6550 | C&I Food Services | 32% | 35% | 16% | 17% | Deemed | 2.28 | 0.000192 | 2.28 | 90% | 90% | 90% | 90% | Utility Specific | [7 empty] | 69975
C - Commercial & Industrial | C2 - Small Business Energy Solutions | C2b - SCI New Equipment | Unitary Air Conditioner | EC2b049 | HVAC | Project | 3 | 20 | 2222.2267 | 1666.67 |  | 555.5567 | 0% | 0% | 0% | 100% | 100% | 99.8% | 88.5% | 110.3% | 100% |  | Utility Specific | 6799.2 | C&I Electric Cooling Unitary Equipment | 8.6% | 4.6% | 52.7% | 34.1% | Utility Specific | 9 | 0.000759 | 9 | 34.2% | 0% | 34.2% | 34.2% | Utility Specific
C - Commercial & Industrial | C2 - Small Business Energy Solutions | C2b - SCI New Equipment | Water Source Heat Pump | EC2b050 | HVAC | Project | 0 | 12 |  |  |  | 0 | 0% | 0% | 0% | 100% | 100% | 99.8% | 88.5% | 110.3% | 100% |  | Utility Specific |  | C&I Heating & Cooling | 26.4% | 16.6% | 34.9% | 22.1% | Utility Specific |  | 0.0016 | 0 | 34.2% | 34.2% | 34.2% | 34.2% | Utility Specific
C - Commercial & Industrial | C2 - Small Business Energy Solutions | C2b - SCI New Equipment | Zero Loss Condensate Drain | EC2b051 | Compressed Air | Project | 0 | 5 |  |  |  | 0 | 0% | 0% | 0% | 100% | 100% | 99.8% | 88.5% | 110.3% | 100% |  | Utility Specific |  | C&I Compressed Air - VFD Compressor | 25.9% | 23.9% | 26.5% | 23.7% | Utility Specific |  | 0.000258 | 0 | 80% | 54% | 80% | 80% | Utility Specific
C - Commercial & Industrial | C2 - Small Business Energy Solutions | C2b - SCI New Equipment | High Efficiency Chiller - FL | EC2b052 | HVAC | Project | 2 | 23 | 18000 | 9000 |  | 9000 | 0% | 0% | 0% | 100% | 100% | 99.8% | 88.5% | 110.3% | 100% |  | Utility Specific |  | C&I Electric Chiller (Combined) | 11.3% | 10.8% | 39.4% | 38.5% | Utility Specific |  | 0 | 0 | 86% | 10% | 86% | 86% | Utility Specific
C - Commercial & Industrial | C2 - Small Business Energy Solutions | C2b - SCI New Equipment | High Efficiency Chiller - IPLV | EC2b053 | HVAC | Project | 0 | 23 |  |  |  | 0 | 0% | 0% | 0% | 100% | 100% | 99.8% | 88.5% | 110.3% | 100% |  | Utility Specific |  | C&I Electric Chiller (Combined) | 11.3% | 10.8% | 39.4% | 38.5% | Utility Specific |  | 0 | 0 | 49% | 6% | 49% | 49% | Utility Specific
C - Commercial & Industrial | C2 - Small Business Energy Solutions | C2b - SCI New Equipment | C&I Small New Construction Code Compliance | EC2b057 | Custom Measures | Project | 0 | 20 |  |  |  | 0 | 0% | 0% | 0% | 100% | 100% | 36% | 36% | 36% | 36% |  | Utility Specific |  | Weighted HVAC - All Homes | 25.41% | 29.66% | 23.25% | 21.68% | Utility Specific |  | 0.00078321 | 0 | 33.6% | 20.1% | 33.6% | 33.6% | Utility Specific
C - Commercial & Industrial | C2 - Small Business Energy Solutions | C2b - SCI New Equipment | Induction Cooktop Displacing Electric Resistance | EC2b058 | Food Service | Appliance | 0 | 12 |  |  |  | 0 | 0% | 0% | 0% | 100% | 100% | 99.8% | 88.5% | 110.3% | 100% |  | Deemed | 2488 | C&I Food Services | 32% | 35% | 16% | 17% | Deemed | 0.43 | 0.000192 | 0.43 | 90% | 90% | 90% | 90% | Utility Specific
C - Commercial & Industrial | C2 - Small Business Energy Solutions | C2b - SCI New Equipment | Compressed Air Leak Detection | EC2b059 | Compressed Air | Project | 0 | 5 |  |  |  | 0 | 0% | 0% | 0% | 100% | 100% | 99.8% | 88.5% | 110.3% | 100% |  | Deemed | 0 | C&I Compressed Air - VFD Compressor | 25.9% | 23.9% | 26.5% | 23.7% | Utility Specific |  | 0.000258 | 0 | 80% | 54% | 80% | 80% | Utility Specific
C - Commercial & Industrial | C2 - Small Business Energy Solutions | C2b - SCI New Equipment | Packaged Terminal Heat Pump | EC2b060 | HVAC | Project | 0 | 12 |  |  |  | 0 | 0% | 0% | 0% | 100% | 100% | 99.8% | 88.5% | 110.3% | 100% |  | Utility Specific |  | C&I Heating & Cooling | 26.4% | 16.6% | 34.9% | 22.1% | Utility Specific |  | 0.0016 | 0 | 34% | 42% | 34% | 34% | Utility Specific
C - Commercial & Industrial | C2 - Small Business Energy Solutions | C2b - SCI New Equipment | VRF System | EC2b061 | HVAC | Project | 0 | 20 |  |  |  | 0 | 0% | 0% | 0% | 100% | 100% | 99.8% | 88.5% | 110.3% | 100% |  | Utility Specific |  | C&I Heating & Cooling | 26.4% | 16.6% | 34.9% | 22.1% | Utility Specific |  | 0.0016 | 0 | 34.2% | 0% | 34.2% | 34.2% | Utility Specific
C - Commercial & Industrial | C2 - Small Business Energy Solutions | C2b - SCI New Equipment | CI Audits - Small New | EC2bAUD | Non-Energy Saving |  | 1 | 1 | 130249 | 130249 |  | 0 | 0% | 0% | 0% | 100% | 0% | 0% | 0% | 0% | 0% |  |  |  | Non-Electric Measures | 0% | 0% | 0% | 0% |  |  | 0 | 0 | 0% | 0% | 0% | 0%
C - Commercial & Industrial | C2 - Small Business Energy Solutions | C2b - SCI New Equipment | Vendor Fees - Small New | EC2bNES01 | Non-Energy Saving |  | 0 | 1 |  |  |  | 0 | 0% | 0% | 0% | 100% | 0% | 0% | 0% | 0% | 0% |  |  |  | Non-Electric Measures | 0% | 0% | 0% | 0% |  |  | 0 | 0 | 0% | 0% | 0% | 0%
C - Commercial & Industrial | C2 - Small Business Energy Solutions | C2b - SCI New Equipment | Vendor Fees - TA Studies - Small New | EC2bNES02 | Non-Energy Saving |  | 0 | 1 |  |  |  | 0 | 0% | 0% | 0% | 100% | 0% | 0% | 0% | 0% | 0% |  |  |  | Non-Electric Measures | 0% | 0% | 0% | 0% |  |  | 0 | 0 | 0% | 0% | 0% | 0%
C - Commercial & Industrial | C2 - Small Business Energy Solutions | C2b - SCI New Equipment
C - Commercial & Industrial | C2 - Small Business Energy Solutions | C2b - SCI New Equipment
C - Commercial & Industrial | C2 - Small Business Energy Solutions | C2b - SCI New Equipment
C - Commercial & Industrial | C2 - Small Business Energy Solutions | C2c - SCI Midstream | Midstream Circulator Pump | EC2c001 | HVAC | Project | 8 | 20 | 233.5058 | 175.1293 |  | 58.3764 | 22.5% | 8.5% | 0% | 86% | 100% | 99.8% | 88.5% | 110.3% | 100% |  | Utility Specific | 650.2733 | C&I Heating & Cooling | 26.4% | 16.6% | 34.9% | 22.1% | Utility Specific | 0.10747 | 0.0016 | 0.10747 | 82% | 5% | 82% | 82% | Utility Specific
C - Commercial & Industrial | C2 - Small Business Energy Solutions | C2c - SCI Midstream | Midstream Demand Control Ventilation | EC2c002 | HVAC | Project | 0 | 10 | $ - | $ - |  | #VALUE! | 22.5% | 8.5% | 0% | 86% | 100% | 99.8% | 88.5% | 110.3% | 100% |  | Utility Specific | - | C&I Heating & Cooling | 26.4% | 16.6% | 34.9% | 22.1% | Utility Specific |  | 0.0016 |  | 82% | 5% | 82% | 82% | Utility Specific
C - Commercial & Industrial | C2 - Small Business Energy Solutions | C2c - SCI Midstream | Midstream DMSHP Systems | EC2c003 | HVAC | Project | 6 | 20 | 610.3704 | 457.7778 |  | 152.5926 | 22.5% | 8.5% | 0% | 86% | 100% | 99.8% | 88.5% | 110.3% | 100% |  | Utility Specific | 908.8889 | C&I Heating & Cooling | 26.4% | 16.6% | 34.9% | 22.1% | Utility Specific | 0.34251 | 0.0016 | 0.34251 | 34.2% | 0% | 34.2% | 34.2% | Utility Specific
C - Commercial & Industrial | C2 - Small Business Energy Solutions | C2c - SCI Midstream | Midstream Dual Enthalpy Economizer Controls | EC2c004 | HVAC | Project | 0 | 10 | 500 | 250 |  | 250 | 22.5% | 8.5% | 0% | 86% | 100% | 99.8% | 88.5% | 110.3% | 100% |  | Utility Specific | 200 | C&I Heating & Cooling | 26.4% | 16.6% | 34.9% | 22.1% | Utility Specific | 0.2 | 0.0016 | 0.2 | 34.2% | 0% | 34.2% | 34.2% | Utility Specific
C - Commercial & Industrial | C2 - Small Business Energy Solutions | C2c - SCI Midstream | Midstream ECM Fan Motors | EC2c005 | HVAC | Project | 0 | 20 | $ - | $ - |  | #VALUE! | 22.5% | 8.5% | 0% | 86% | 100% | 99.8% | 88.5% | 110.3% | 100% |  | Utility Specific | - | C&I Heating & Cooling | 26.4% | 16.6% | 34.9% | 22.1% | Utility Specific |  | 0.0016 |  | 82% | 5% | 82% | 82% | Utility Specific
C - Commercial & Industrial | C2 - Small Business Energy Solutions | C2c - SCI Midstream | Midstream Heat Pump Systems | EC2c006 | HVAC | Project | 60 | 20 | 733.3333 | 550 |  | 183.3333 | 22.5% | 8.5% | 0% | 86% | 100% | 99.8% | 88.5% | 110.3% | 100% |  | Utility Specific | 903.615 | C&I Heating & Cooling | 26.4% | 16.6% | 34.9% | 22.1% | Utility Specific | 0.33 | 0.0016 | 0.33 | 34.2% | 0% | 34.2% | 34.2% | Utility Specific
C - Commercial & Industrial | C2 - Small Business Energy Solutions | C2c - SCI Midstream | Midstream Unitary Air Conditioners | EC2c007 | HVAC | Project | 4 | 20 | 561.3333 | 421 |  | 140.3333 | 22.5% | 8.5% | 0% | 86% | 100% | 99.8% | 88.5% | 110.3% | 100% |  | Utility Specific | 2738.89 | C&I Electric Cooling Unitary Equipment | 8.6% | 4.6% | 52.7% | 34.1% | Utility Specific | 0.548 | 0.000759 | 0.548 | 34.2% | 0% | 34.2% | 34.2% | Utility Specific
C - Commercial & Industrial | C2 - Small Business Energy Solutions | C2c - SCI Midstream | Midstream VRF | EC2c008 | HVAC | Project | 6 | 20 | 2561.3333 | 1921 |  | 640.3333 | 22.5% | 8.5% | 0% | 86% | 100% | 99.8% | 88.5% | 110.3% | 100% |  | Utility Specific | 4744.8 | C&I Heating & Cooling | 26.4% | 16.6% | 34.9% | 22.1% | Utility Specific | 0.67699 | 0.0016 | 0.67699 | 34.2% | 0% | 34.2% | 34.2% | Utility Specific
C - Commercial & Industrial | C2 - Small Business Energy Solutions | C2c - SCI Midstream | Midstream Water Source Heat Pump Systems | EC2c009 | HVAC | Project | 2 | 12 | 248.5333 | 186.4 |  | 62.1333 | 22.5% | 8.5% | 0% | 86% | 100% | 99.8% | 88.5% | 110.3% | 100% |  | Utility Specific | 533 | C&I Heating & Cooling | 26.4% | 16.6% | 34.9% | 22.1% | Utility Specific | 0.23148 | 0.0016 | 0.23148 | 34.2% | 34.2% | 34.2% | 34.2% | Utility Specific
C - Commercial & Industrial | C2 - Small Business Energy Solutions | C2c - SCI Midstream | Midstream LED Downlight | EC2c010 | Lighting | Project | 0 | 1 | $ - | $ - |  | #VALUE! | 72% | 11% | 0% | 39% | 95% | 103.4% | 97.4% | 112.3% | 100% |  | Utility Specific | - | C&I Interior Lighting - Prescriptive | 30.3% | 17.4% | 34.3% | 18.1% | Calculated |  | 0.0002 |  | 63% | 30% | 63% | 63% | Calculated | NG - C&I Gas Heat | #VALUE! | Fuel Oil - Com Fuel | #VALUE!
C - Commercial & Industrial | C2 - Small Business Energy Solutions | C2c - SCI Midstream | Midstream LED Exterior | EC2c011 | Lighting | Project | 0 | 4 | 205.26 | 43.18 |  | 162.08 | 72% | 11% | 0% | 39% | 95% | 100% | 100% | 100% | 100% |  | Utility Specific | 362.48 | C&I Exterior Lighting | 20.1% | 31.6% | 19.2% | 29% | Calculated |  | 0.0002 | 0.072496 | 0% | 100% | 0% | 0% | Calculated
C - Commercial & Industrial | C2 - Small Business Energy Solutions | C2c - SCI Midstream | Midstream LED High Bay/Low Bay | EC2c012 | Lighting | Project | 0 | 6 | 189.35 | 131.5 |  | 57.85 | 72% | 11% | 0% | 39% | 95% | 103.4% | 97.4% | 112.3% | 100% |  | Utility Specific | 806.91 | C&I Interior Lighting - Prescriptive | 30.3% | 17.4% | 34.3% | 18.1% | Calculated |  | 0.0002 | 0.16138 | 63% | 30% | 63% | 63% | Calculated | NG - C&I Gas Heat | -0.043573 | Fuel Oil - Com Fuel | -0.087146
C - Commercial & Industrial | C2 - Small Business Energy Solutions | C2c - SCI Midstream | Midstream LED Linear Fixture | EC2c013 | Lighting | Project | 0 | 5 | 72.72 | 34.49 |  | 38.23 | 72% | 11% | 0% | 39% | 95% | 103.4% | 97.4% | 112.3% | 100% |  | Utility Specific | 111.54 | C&I Interior Lighting - Prescriptive | 30.3% | 17.4% | 34.3% | 18.1% | Calculated |  | 0.0002 | 0.022308 | 63% | 30% | 63% | 63% | Calculated | NG - C&I Gas Heat | -0.0060232 | Fuel Oil - Com Fuel | -0.012046
C - Commercial & Industrial | C2 - Small Business Energy Solutions | C2c - SCI Midstream | Midstream LED Linear Fixture with Controls | EC2c014 | Lighting | Project | 0 | 5 | $ - | $ - |  | #VALUE! | 72% | 11% | 0% | 39% | 95% | 103.4% | 97.4% | 112.3% | 100% |  | Utility Specific |  | C&I Interior Lighting - Prescriptive | 30.3% | 17.4% | 34.3% | 18.1% | Calculated |  | 0.0002 | 0 | 63% | 30% | 63% | 63% | Calculated | NG - C&I Gas Heat | 0 | Fuel Oil - Com Fuel | 0
C - Commercial & Industrial | C2 - Small Business Energy Solutions | C2c - SCI Midstream | Midstream LED Linear Lamp | EC2c015 | Lighting | Project | 0 | 5 | 14.14 | 6.73 |  | 7.41 | 72% | 11% | 0% | 39% | 95% | 103.4% | 97.4% | 112.3% | 100% |  | Utility Specific | 60.55 | C&I Interior Lighting - Prescriptive | 30.3% | 17.4% | 34.3% | 18.1% | Calculated |  | 0.0002 | 0.01211 | 63% | 30% | 63% | 63% | Calculated | NG - C&I Gas Heat | -0.0032697 | Fuel Oil - Com Fuel | -0.0065394
C - Commercial & Industrial | C2 - Small Business Energy Solutions | C2c - SCI Midstream | Midstream LED Screw In | EC2c016 | Lighting | Project | 0 | 1 | 16.68 | 8.4 |  | 8.28 | 72% | 11% | 0% | 39% | 95% | 103.4% | 97.4% | 112.3% | 100% |  | Utility Specific | 121.11 | C&I Interior Lighting - Prescriptive | 30.3% | 17.4% | 34.3% | 18.1% | Calculated |  | 0.0002 | 0.024222 | 63% | 30% | 63% | 63% | Calculated | NG - C&I Gas Heat | -0.013282 | Fuel Oil - Com Fuel | -0.026563
C - Commercial & Industrial | C2 - Small Business Energy Solutions | C2c - SCI Midstream | Midstream LED Stairwell Kit | EC2c017 | Lighting | Project | 0 | 4 | 273.92 | 87.54 |  | 186.38 | 72% | 11% | 0% | 39% | 95% | 103.4% | 97.4% | 112.3% | 100% |  | Utility Specific | 217.32 | C&I Interior Lighting - Prescriptive | 30.3% | 17.4% | 34.3% | 18.1% | Calculated |  | 0.0002 | 0.043464 | 63% | 30% | 63% | 63% | Calculated
C - Commercial & Industrial | C2 - Small Business Energy Solutions | C2c - SCI Midstream | Midstream Combination Oven, Electric | EC2c018 | Food Service | Appliance | 1 | 12 | 2666.6667 | 2000 |  | 666.6667 | 22.5% | 8.5% | 0% | 86% | 100% | 99.8% | 88.5% | 110.3% | 100% |  | Deemed | 6368 | C&I Food Services | 32% | 35% | 16% | 17% | Deemed | 1.45 | 0.000192 | 1.45 | 90% | 90% | 90% | 90% | Utility Specific
C - Commercial & Industrial | C2 - Small Business Energy Solutions | C2c - SCI Midstream | Midstream Convection Oven, Electric | EC2c019 | Food Service | Appliance | 1 | 12 | 666.6667 | 500 |  | 166.6667 | 22.5% | 8.5% | 0% | 86% | 100% | 99.8% | 88.5% | 110.3% | 100% |  | Deemed | 2001 | C&I Food Services | 32% | 35% | 16% | 17% | Deemed | 0.46 | 0.000192 | 0.46 | 90% | 90% | 90% | 90% | Utility Specific
C - Commercial & Industrial | C2 - Small Business Energy Solutions | C2c - SCI Midstream | Midstream Conveyor Broiler | EC2c047 | Food Service | Appliance | 0 | 12 | 3109.33 | $ - |  | #VALUE! | 22.5% | 8.5% | 0% | 86% | 100% | 99.8% | 88.5% | 110.3% | 100% |  | Utility Specific | 6403 | C&I Food Services | 32% | 35% | 16% | 17% | Utility Specific | 0.88 | 0.000192 | 0.88 | 90% | 90% | 90% | 90% | Utility Specific | NG - C& I Gas Non Heating | 193.3
C - Commercial & Industrial | C2 - Small Business Energy Solutions | C2c - SCI Midstream | Midstream Deck Oven, Electric | EC2c050 | Food Service | Appliance | 0 | 12 | 3558 | $ - |  | #VALUE! | 22.5% | 8.5% | 0% | 86% | 100% | 99.8% | 88.5% | 110.3% | 100% |  | Deemed | 7519 | C&I Food Services | 32% | 35% | 16% | 17% | Deemed | 1.545 | 0.000192 | 1.545 | 90% | 90% | 90% | 90% | Utility Specific
C - Commercial & Industrial | C2 - Small Business Energy Solutions | C2c - SCI Midstream | Midstream Dishwasher - High Temp Door Type | EC2c020 | Food Service | Appliance | 0 | 13 | 995 | 250 |  | 745 | 22.5% | 8.5% | 0% | 86% | 100% | 99.8% | 88.5% | 110.3% | 100% |  | Deemed | 11897 | C&I Food Services | 32% | 35% | 16% | 17% | Deemed | 1.81 | 0.000192 | 1.81 | 90% | 90% | 90% | 90% | Utility Specific | [7 empty] | 40880
C - Commercial & Industrial | C2 - Small Business Energy Solutions | C2c - SCI Midstream | Midstream Dishwasher - High Temp Multi Tank Conveyor | EC2c021 | Food Service | Appliance | 0 | 13 | 970 | 100 |  | 870 | 22.5% | 8.5% | 0% | 86% | 100% | 99.8% | 88.5% | 110.3% | 100% |  | Deemed | 45074 | C&I Food Services | 32% | 35% | 16% | 17% | Deemed | 6.86 | 0.000192 | 6.86 | 90% | 90% | 90% | 90% | Utility Specific | [7 empty] | 94170
C - Commercial & Industrial | C2 - Small Business Energy Solutions | C2c - SCI Midstream | Midstream Dishwasher - High Temp Pot, Pan, Utensil | EC2c022 | Food Service | Appliance | 0 | 13 | 1710 | 100 |  | 1610 | 22.5% | 8.5% | 0% | 86% | 100% | 99.8% | 88.5% | 110.3% | 100% |  | Deemed | 10979 | C&I Food Services | 32% | 35% | 16% | 17% | Deemed | 1.67 | 0.000192 | 1.67 | 90% | 90% | 90% | 90% | Utility Specific | [7 empty] | 8760
C - Commercial & Industrial | C2 - Small Business Energy Solutions | C2c - SCI Midstream | Midstream Dishwasher - High Temp Single Tank Conveyor | EC2c023 | Food Service | Appliance | 0 | 13 | 2050 | 100 |  | 1950 | 22.5% | 8.5% | 0% | 86% | 100% | 99.8% | 88.5% | 110.3% | 100% |  | Deemed | 10204 | C&I Food Services | 32% | 35% | 16% | 17% | Deemed | 1.55 | 0.000192 | 1.55 | 90% | 90% | 90% | 90% | Utility Specific | [7 empty] | 24820
C - Commercial & Industrial | C2 - Small Business Energy Solutions | C2c - SCI Midstream | Midstream Dishwasher - High Temp Under Counter | EC2c024 | Food Service | Appliance | 0 | 13 | 2025 | 250 |  | 1775 | 22.5% | 8.5% | 0% | 86% | 100% | 99.8% | 88.5% | 110.3% | 100% |  | Deemed | 1480 | C&I Food Services | 32% | 35% | 16% | 17% | Deemed | 0.23 | 0.000192 | 0.23 | 90% | 90% | 90% | 90% | Utility Specific | [7 empty] | 6296
C - Commercial & Industrial | C2 - Small Business Energy Solutions | C2c - SCI Midstream | Midstream Dishwasher - Low Temp Door Type | EC2c025 | Food Service | Appliance | 0 | 13 | 662 | 250 |  | 412 | 22.5% | 8.5% | 0% | 86% | 100% | 99.8% | 88.5% | 110.3% | 100% |  | Deemed | 17255 | C&I Food Services | 32% | 35% | 16% | 17% | Deemed | 2.63 | 0.000192 | 2.63 | 90% | 90% | 90% | 90% | Utility Specific | [7 empty] | 94024
C - Commercial & Industrial | C2 - Small Business Energy Solutions | C2c - SCI Midstream | Midstream Dishwasher - Low Temp Multi Tank Conveyor | EC2c026 | Food Service | Appliance | 0 | 13 | 970 | 100 |  | 870 | 22.5% | 8.5% | 0% | 86% | 100% | 99.8% | 88.5% | 110.3% | 100% |  | Deemed | 22863 | C&I Food Services | 32% | 35% | 16% | 17% | Deemed | 3.48 | 0.000192 | 3.48 | 90% | 90% | 90% | 90% | Utility Specific | [7 empty] | 109500
C - Commercial & Industrial | C2 - Small Business Energy Solutions | C2c - SCI Midstream | Midstream Dishwasher - Low Temp Single Tank Conveyor | EC2c027 | Food Service | Appliance | 0 | 13 | 133 | 100 |  | 33 | 22.5% | 8.5% | 0% | 86% | 100% | 99.8% | 88.5% | 110.3% | 100% |  | Deemed | 15387 | C&I Food Services | 32% | 35% | 16% | 17% | Deemed | 2.34 | 0.000192 | 2.34 | 90% | 90% | 90% | 90% | Utility Specific | [7 empty] | 75920
C - Commercial & Industrial | C2 - Small Business Energy Solutions | C2c - SCI Midstream | Midstream Dishwasher - Low Temp Under Counter | EC2c028 | Food Service | Appliance | 0 | 13 | 324 | 250 |  | 74 | 22.5% | 8.5% | 0% | 86% | 100% | 99.8% | 88.5% | 110.3% | 100% |  | Deemed | 6182 | C&I Food Services | 32% | 35% | 16% | 17% | Deemed | 0.94 | 0.000192 | 0.94 | 90% | 90% | 90% | 90% | Utility Specific | [7 empty] | 14783
C - Commercial & Industrial | C2 - Small Business Energy Solutions | C2c - SCI Midstream | Midstream Freezer - Solid Door | EC2c029 | Food Service | Appliance | 6 | 12 | 236.3636 | 177.2727 |  | 59.0909 | 22.5% | 8.5% | 0% | 86% | 100% | 99.8% | 88.5% | 110.3% | 100% |  | Utility Specific | 1100.7782 | C&I Food Services | 32% | 35% | 16% | 17% | Utility Specific | 0.031527 | 0.000192 | 0.031527 | 90% | 90% | 90% | 90% | Utility Specific
C - Commercial & Industrial | C2 - Small Business Energy Solutions | C2c - SCI Midstream | Midstream Freezer - Glass Door | EC2c030 | Food Service | Appliance | 3 | 12 | 516.6667 | 387.5 |  | 129.1667 | 22.5% | 8.5% | 0% | 86% | 100% | 99.8% | 88.5% | 110.3% | 100% |  | Utility Specific | 427 | C&I Food Services | 32% | 35% | 16% | 17% | Utility Specific | 0.048744 | 0.000192 | 0.048744 | 90% | 90% | 90% | 90% | Utility Specific
C - Commercial & Industrial | C2 - Small Business Energy Solutions | C2c - SCI Midstream | Midstream Fryer Large Vat, Electric | EC2c031 | Food Service | Appliance | 0 | 12 | 1150 | $ - |  | #VALUE! | 22.5% | 8.5% | 0% | 86% | 100% | 99.8% | 88.5% | 110.3% | 100% |  | Deemed | 2696 | C&I Food Services | 32% | 35% | 16% | 17% | Deemed | 0.61 | 0.000192 | 0.61 | 90% | 90% | 90% | 90% | Utility Specific
C - Commercial & Industrial | C2 - Small Business Energy Solutions | C2c - SCI Midstream | Midstream Fryer Standard Vat, Electric | EC2c032 | Food Service | Appliance | 0 | 12 | 276 | 150 |  | 126 | 22.5% | 8.5% | 0% | 86% | 100% | 99.8% | 88.5% | 110.3% | 100% |  | Deemed | 3272 | C&I Food Services | 32% | 35% | 16% | 17% | Deemed | 0.56 | 0.000192 | 0.56 | 90% | 90% | 90% | 90% | Utility Specific
C - Commercial & Industrial | C2 - Small Business Energy Solutions | C2c - SCI Midstream | Midstream Griddle, Electric | EC2c033 | Food Service | Appliance | 0 | 12 | 860 | 400 |  | 460 | 22.5% | 8.5% | 0% | 86% | 100% | 99.8% | 88.5% | 110.3% | 100% |  | Deemed | 3179 | C&I Food Services | 32% | 35% | 16% | 17% | Deemed | 0.73 | 0.000192 | 0.73 | 90% | 90% | 90% | 90% | Utility Specific
C - Commercial & Industrial | C2 - Small Business Energy Solutions | C2c - SCI Midstream | Midstream Hand-Wrap Machine | EC2c051 | Food Service | Appliance | 0 | 10 | 135 | $ - |  | #VALUE! | 22.5% | 8.5% | 0% | 86% | 100% | 99.8% | 88.5% | 110.3% | 100% |  | Deemed | 1565 | C&I Food Services | 32% | 35% | 16% | 17% | Deemed | 0.181 | 0.000192 | 0.181 | 90% | 90% | 90% | 90% | Utility Specific
C - Commercial & Industrial | C2 - Small Business Energy Solutions | C2c - SCI Midstream | Midstream High Efficiency Condensing Unit | EC2c052 | Food Service | Appliance | 0 | 13 | $ - | $ - |  | #VALUE! | 22.5% | 8.5% | 0% | 86% | 100% | 99.8% | 88.5% | 110.3% | 100% |  | Utility Specific |  | C&I Food Services | 32% | 35% | 16% | 17% | Utility Specific |  | 0.000192 | 0 | 100% | 115% | 100% | 100% | Utility Specific
C - Commercial & Industrial | C2 - Small Business Energy Solutions | C2c - SCI Midstream | Midstream Hot Food Holding Cabinet 3/4 Size | EC2c034 | Food Service | Appliance | 0 | 12 | 902 | 750 |  | 152 | 22.5% | 8.5% | 0% | 86% | 100% | 99.8% | 88.5% | 110.3% | 100% |  | Deemed | 1189 | C&I Food Services | 32% | 35% | 16% | 17% | Deemed | 0.32 | 0.000192 | 0.32 | 90% | 90% | 90% | 90% | Utility Specific
C - Commercial & Industrial | C2 - Small Business Energy Solutions | C2c - SCI Midstream | Midstream Hot Food Holding Cabinet Full Size | EC2c035 | Food Service | Appliance | 0 | 12 | 902 | 900 |  | 2 | 22.5% | 8.5% | 0% | 86% | 100% | 99.8% | 88.5% | 110.3% | 100% |  | Deemed | 3807 | C&I Food Services | 32% | 35% | 16% | 17% | Deemed | 1.15 | 0.000192 | 1.15 | 90% | 90% | 90% | 90% | Utility Specific
C - Commercial & Industrial | C2 - Small Business Energy Solutions | C2c - SCI Midstream | Midstream Hot Food Holding Cabinet Half Size | EC2c036 | Food Service | Appliance | 1 | 12 | 902 | 600 |  | 302 | 22.5% | 8.5% | 0% | 86% | 100% | 99.8% | 88.5% | 110.3% | 100% |  | Deemed | 223 | C&I Food Services | 32% | 35% | 16% | 17% | Deemed | 0.05 | 0.000192 | 0.05 | 90% | 90% | 90% | 90% | Utility Specific
C - Commercial & Industrial | C2 - Small Business Energy Solutions | C2c - SCI Midstream | Midstream Ice Machine Ice Making Head | EC2c037 | Food Service | Appliance | 0 | 8 | 222 | 200 |  | 22 | 22.5% | 8.5% | 0% | 86% | 100% | 99.8% | 88.5% | 110.3% | 100% |  | Utility Specific | 1117 | C&I Food Services | 32% | 35% | 16% | 17% | Utility Specific | 0.3 | 0.000192 | 0.3 | 90% | 90% | 90% | 90% | Utility Specific | [7 empty] | 3322
C - Commercial & Industrial | C2 - Small Business Energy Solutions | C2c - SCI Midstream | Midstream Ice Machine Remote Cond/Split Unit Batch | EC2c038 | Food Service | Appliance | 0 | 8 | 222 | 200 |  | 22 | 22.5% | 8.5% | 0% | 86% | 100% | 99.8% | 88.5% | 110.3% | 100% |  | Utility Specific | 2601 | C&I Food Services | 32% | 35% | 16% | 17% | Utility Specific | 0.3 | 0.000192 | 0.3 | 90% | 90% | 90% | 90% | Utility Specific | [7 empty] | 2631
C - Commercial & Industrial | C2 - Small Business Energy Solutions | C2c - SCI Midstream | Midstream Ice Machine Remote Cond/Split Unit Continuous | EC2c039 | Food Service | Appliance | 0 | 8 | 470 | $ - |  | #VALUE! | 22.5% | 8.5% | 0% | 86% | 100% | 99.8% | 88.5% | 110.3% | 100% |  | Utility Specific | 3641 | C&I Food Services | 32% | 35% | 16% | 17% | Utility Specific | 0.3 | 0.000192 | 0.3 | 90% | 90% | 90% | 90% | Utility Specific
C - Commercial & Industrial | C2 - Small Business Energy Solutions | C2c - SCI Midstream | Midstream Ice Machine Self Contained | EC2c040 | Food Service | Appliance | 0 | 8 | 222 | 100 |  | 122 | 22.5% | 8.5% | 0% | 86% | 100% | 99.8% | 88.5% | 110.3% | 100% |  | Utility Specific | 805 | C&I Food Services | 32% | 35% | 16% | 17% | Utility Specific | 0.3 | 0.000192 | 0.3 | 90% | 90% | 90% | 90% | Utility Specific | [7 empty] | 3526
C - Commercial & Industrial | C2 - Small Business Energy Solutions | C2c - SCI Midstream | Midstream Refrigerated Chef Base | EC2c053 | Food Service | Appliance | 0 | 12 | 2793.75 | $ - |  | #VALUE! | 22.5% | 8.5% | 0% | 86% | 100% | 99.8% | 88.5% | 110.3% | 100% |  | Utility Specific | 1052 | C&I Food Services | 32% | 35% | 16% | 17% | Utility Specific | 0.1152 | 0.000192 | 0.1152 | 90% | 90% | 90% | 90% | Utility Specific
C - Commercial & Industrial | C2 - Small Business Energy Solutions | C2c - SCI Midstream | Midstream Refrigerator - Glass Door | EC2c041 | Food Service | Appliance | 6 | 12 | 300 | 225 |  | 75 | 22.5% | 8.5% | 0% | 86% | 100% | 99.8% | 88.5% | 110.3% | 100% |  | Utility Specific | 170 | C&I Food Services | 32% | 35% | 16% | 17% | Utility Specific | 0.027968 | 0.000192 | 0.027968 | 90% | 90% | 90% | 90% | Utility Specific
C - Commercial & Industrial | C2 - Small Business Energy Solutions | C2c - SCI Midstream | Midstream Refrigerator - Solid Door | EC2c042 | Food Service | Appliance | 4 | 12 | 261.9048 | 196.4286 |  | 65.4762 | 22.5% | 8.5% | 0% | 86% | 100% | 99.8% | 88.5% | 110.3% | 100% |  | Utility Specific | 348.6457 | C&I Food Services | 32% | 35% | 16% | 17% | Utility Specific | 0.0368 | 0.000192 | 0.0368 | 90% | 90% | 90% | 90% | Utility Specific
C - Commercial & Industrial | C2 - Small Business Energy Solutions | C2c - SCI Midstream | Midstream Steam Cooker, Electric | EC2c043 | Food Service | Appliance | 0 | 12 | 3400 | 1000 |  | 2400 | 22.5% | 8.5% | 0% | 86% | 100% | 99.8% | 88.5% | 110.3% | 100% |  | Deemed | 6550 | C&I Food Services | 32% | 35% | 16% | 17% | Deemed | 2.28 | 0.000192 | 2.28 | 90% | 90% | 90% | 90% | Utility Specific | [7 empty] | 69975
C - Commercial & Industrial | C2 - Small Business Energy Solutions | C2c - SCI Midstream | Midstream Ultra Low-Temp Freezer | EC2c048 | Food Service | Appliance | 22.1025 | 15 | 2213.6364 | 1660.2273 |  | 553.4091 | 22.5% | 8.5% | 0% | 86% | 100% | 99.8% | 88.5% | 110.3% | 100% |  | Deemed | 5737 | C&I Food Services | 32% | 35% | 16% | 17% | Deemed | 0.654 | 0.000192 | 0.654 | 90% | 90% | 90% | 90% | Utility Specific
C - Commercial & Industrial | C2 - Small Business Energy Solutions | C2c - SCI Midstream | Midstream Contact Conveyor Toaster | EC2c066 | Food Service | Appliance | 0 | 12 |  |  |  |  | 22.5% | 8.5% | 0% | 86% | 100% | 99.8% | 88.5% | 110.3% | 100% |  | Deemed | 2340 | C&I Food Services | 32% | 35% | 16% | 17% | Deemed | 0.361 | 0.000192 | 0.361 | 90% | 90% | 90% | 90%
C - Commercial & Industrial | C2 - Small Business Energy Solutions | C2c - SCI Midstream | Midstream Radiant Conveyor Toaster | EC2c067 | Food Service | Appliance | 0 | 12 |  |  |  |  | 22.5% | 8.5% | 0% | 86% | 100% | 99.8% | 88.5% | 110.3% | 100% |  | Utility Specific | 1510 | C&I Food Services | 32% | 35% | 16% | 17% | Utility Specific |  | 0.000192 | 0.28992 | 90% | 90% | 90% | 90%
C - Commercial & Industrial | C2 - Small Business Energy Solutions | C2c - SCI Midstream | Midstream Demand Control Kitchen Ventilation | EC2c068 | Food Service | Appliance | 0 | 20 |  |  |  |  | 22.5% | 8.5% | 0% | 86% | 100% | 99.8% | 88.5% | 110.3% | 100% |  | Utility Specific |  | C&I Food Services | 32% | 35% | 16% | 17% | Utility Specific |  | 0.000192 | 0 | 90% | 90% | 90% | 90%
C - Commercial & Industrial | C2 - Small Business Energy Solutions | C2c - SCI Midstream | Midstream Hot Food Holding Bin | EC2c069 | Food Service | Appliance | 0 | 12 |  |  |  |  | 22.5% | 8.5% | 0% | 86% | 100% | 99.8% | 88.5% | 110.3% | 100% |  | Deemed | 163 | C&I Food Services | 32% | 35% | 16% | 17% | Deemed | 0.0252 | 0.000192 | 0.0252 | 90% | 90% | 90% | 90%
C - Commercial & Industrial | C2 - Small Business Energy Solutions | C2c - SCI Midstream | Midstream Soup Well, Electric | EC2c070 | Food Service | Appliance | 0 | 12 |  |  |  |  | 22.5% | 8.5% | 0% | 86% | 100% | 99.8% | 88.5% | 110.3% | 100% |  | Deemed | 189 | C&I Food Services | 32% | 35% | 16% | 17% | Deemed | 0.0756 | 0.000192 | 0.0756 | 90% | 90% | 90% | 90%
C - Commercial & Industrial | C2 - Small Business Energy Solutions | C2c - SCI Midstream | Midstream Steam Table, Electric | EC2c071 | Food Service | Appliance | 0 | 12 |  |  |  |  | 22.5% | 8.5% | 0% | 86% | 100% | 99.8% | 88.5% | 110.3% | 100% |  | Deemed | 283 | C&I Food Services | 32% | 35% | 16% | 17% | Deemed | 0.0975 | 0.000192 | 0.0975 | 90% | 90% | 90% | 90%
C - Commercial & Industrial | C2 - Small Business Energy Solutions | C2c - SCI Midstream | Midstream Heat Pump Water Heater, 120 gallons | EC2c044 | Hot Water | Water Heater | 0 | 13 | $ - | $ - |  | #VALUE! | 22.5% | 8.5% | 0% | 86% | 100% | 99.8% | 88.5% | 110.3% | 100% |  | Deemed | 2082 | Water Heater - Heat Pump | 39.13% | 32.97% | 14.89% | 13.01% | Utility Specific |  | 0.00021971 | 0.45743 | 41.3% | 74.7% | 41.3% | 41.3% | Utility Specific
C - Commercial & Industrial | C2 - Small Business Energy Solutions | C2c - SCI Midstream | Midstream Heat Pump Water Heater, 50 gallons | EC2c045 | Hot Water | Water Heater | 7 | 13 | 1333.3333 | 1000 |  | 333.3333 | 22.5% | 8.5% | 0% | 86% | 100% | 99.8% | 88.5% | 110.3% | 100% |  | Deemed | 4556 | Water Heater - Heat Pump | 39.13% | 32.97% | 14.89% | 13.01% | Utility Specific |  | 0.00021971 | 1.001 | 41.3% | 74.7% | 41.3% | 41.3% | Utility Specific
C - Commercial & Industrial | C2 - Small Business Energy Solutions | C2c - SCI Midstream | Midstream Heat Pump Water Heater, 80 gallons | EC2c046 | Hot Water | Water Heater | 2 | 13 | 1400 | 1050 |  | 350 | 22.5% | 8.5% | 0% | 86% | 100% | 99.8% | 88.5% | 110.3% | 100% |  | Deemed | 1171 | Water Heater - Heat Pump | 39.13% | 32.97% | 14.89% | 13.01% | Utility Specific |  | 0.00021971 | 0.25728 | 41.3% | 74.7% | 41.3% | 41.3% | Utility Specific
C - Commercial & Industrial | C2 - Small Business Energy Solutions | C2c - SCI Midstream | OMP Room Air Purifier | EC2c054 | HVAC | Appliance | 0 | 3 | 80 | $ - |  | #VALUE! | 22.5% | 8.5% | 0% | 86% | 100% | 99.8% | 88.5% | 110.3% | 100% |  | Utility Specific | 214 | 24 hour operation | 30.5% | 36.1% | 15.2% | 18.3% | Utility Specific | 0.075 | 0.00011416 | 0.075 | 100% | 100% | 100% | 100% | Utility Specific
C - Commercial & Industrial | C2 - Small Business Energy Solutions | C2c - SCI Midstream | OMP Smart Strip, Tier 1 | EC2c055 | Process | Power Strip | 0 | 5 | 18 | $ - |  | #VALUE! | 22.5% | 8.5% | 0% | 86% | 100% | 99.8% | 88.5% | 110.3% | 100% |  | Deemed | 105 | Primary TV and Peripherals | 32.24% | 34.78% | 15.36% | 17.62% | Deemed | 0.01 | 0.00018311 | 0.01 | 58.2% | 86.3% | 58.2% | 58.2% | Utility Specific
C - Commercial & Industrial | C2 - Small Business Energy Solutions | C2c - SCI Midstream | OMP Smart Strip, Tier 2 | EC2c056 | Process | Power Strip | 0 | 5 | 40 | $ - |  | #VALUE! | 22.5% | 8.5% | 0% | 86% | 100% | 99.8% | 88.5% | 110.3% | 100% |  | Deemed | 207 | Primary TV and Peripherals | 32.24% | 34.78% | 15.36% | 17.62% | Deemed | 0.024 | 0.00018311 | 0.024 | 58.2% | 86.3% | 58.2% | 58.2% | Utility Specific
C - Commercial & Industrial | C2 - Small Business Energy Solutions | C2c - SCI Midstream | OMP Low-Flow Showerhead, Electric | EC2c057 | Hot Water | Showerhead | 0 | 10 | $ - | $ - |  | #VALUE! | 22.5% | 8.5% | 0% | 86% | 100% | 99.8% | 88.5% | 110.3% | 100% |  | Deemed | 507 | Water Heater - Electric | 41.52% | 31.39% | 15.22% | 11.88% | Deemed | 0.09 | 0.00024338 | 0.09 | 31.2% | 80.8% | 31.2% | 31.2% | Utility Specific | [7 empty] | 7300
C - Commercial & Industrial | C2 - Small Business Energy Solutions | C2c - SCI Midstream | OMP Low-Flow Showerhead with Thermostatic Valve, Electric | EC2c058 | Hot Water | Showerhead | 0 | 10 | $ - | $ - |  | #VALUE! | 22.5% | 8.5% | 0% | 86% | 100% | 99.8% | 88.5% | 110.3% | 100% |  | Deemed | 507 | Water Heater - Electric | 41.52% | 31.39% | 15.22% | 11.88% | Deemed | 0.09 | 0.00024338 | 0.09 | 31.2% | 80.8% | 31.2% | 31.2% | Utility Specific | [7 empty] | 7300
C - Commercial & Industrial | C2 - Small Business Energy Solutions | C2c - SCI Midstream | OMP Thermostatic Shut-off Valve, Electric | EC2c059 | Hot Water | Showerhead | 0 | 15 | $ - | $ - |  | #VALUE! | 22.5% | 8.5% | 0% | 86% | 100% | 99.8% | 88.5% | 110.3% | 100% |  | Deemed | 69 | Water Heater - Electric | 41.52% | 31.39% | 15.22% | 11.88% | Deemed | 0.01 | 0.00024338 | 0.01 | 31.2% | 80.8% | 31.2% | 31.2% | Utility Specific | [7 empty] | 558
C - Commercial & Industrial | C2 - Small Business Energy Solutions | C2c - SCI Midstream | OMP Faucet Aerator, Electric | EC2c060 | Hot Water | Aerator | 0 | 10 | $ - | $ - |  | #VALUE! | 22.5% | 8.5% | 0% | 86% | 100% | 99.8% | 88.5% | 110.3% | 100% |  | Deemed | 309 | Water Heater - Electric | 41.52% | 31.39% | 15.22% | 11.88% | Deemed | 0.01 | 0.00024338 | 0.01 | 31.2% | 80.8% | 31.2% | 31.2% | Utility Specific | [7 empty] | 5460
C - Commercial & Industrial | C2 - Small Business Energy Solutions | C2c - SCI Midstream | OMP Pipe Wrap, Electric | EC2c061 | Hot Water | Dwelling Unit | 0 | 15 | $ - | $ - |  | #VALUE! | 22.5% | 8.5% | 0% | 86% | 100% | 99.8% | 88.5% | 110.3% | 100% |  | Deemed | 192.5 | Water Heater - Electric | 41.52% | 31.39% | 15.22% | 11.88% | Deemed | 0.01 | 0.00024338 | 0.01 | 31.2% | 80.8% | 31.2% | 31.2% | Utility Specific
C - Commercial & Industrial | C2 - Small Business Energy Solutions | C2c - SCI Midstream | OMP Pre-Rinse Spray Valve, Electric | EC2c062 | Hot Water | Valve | 0 | 8 | $ - | $ - |  | #VALUE! | 22.5% | 8.5% | 0% | 86% | 100% | 99.8% | 88.5% | 110.3% | 100% |  | Utility Specific | 957 | Water Heater - Electric | 41.52% | 31.39% | 15.22% | 11.88% | Utility Specific |  | 0.00024338 | 0.23292 | 52% | 100% | 52% | 52% | Utility Specific | [7 empty] | 6410
C - Commercial & Industrial | C2 - Small Business Energy Solutions | C2c - SCI Midstream | OMP ES Dehumidifier | EC2c063 | HVAC | Appliance | 0 | 12 | 55 | $ - |  | #VALUE! | 22.5% | 8.5% | 0% | 86% | 100% | 99.8% | 88.5% | 110.3% | 100% |  | Deemed | 82.3 | Dehumidifier | 21.99% | 23.34% | 24.93% | 29.74% | Deemed | 0.02 | 0.00023381 | 0.02 | 82% | 17.2% | 82% | 82% | Utility Specific
C - Commercial & Industrial | C2 - Small Business Energy Solutions | C2c - SCI Midstream | Midstream Induction Cooktop Displacing Electric Resistance | EC2c064 | Food Service | Appliance | 0 | 12 | $ - | $ - |  | #VALUE! | 22.5% | 8.5% | 0% | 86% | 100% | 99.8% | 88.5% | 110.3% | 100% |  | Deemed | 2488 | C&I Food Services | 32% | 35% | 16% | 17% | Deemed | 0.43 | 0.000192 | 0.43 | 90% | 90% | 90% | 90% | Utility Specific
C - Commercial & Industrial | C2 - Small Business Energy Solutions | C2c - SCI Midstream | Midstream Packaged Terminal Heat Pump | EC2c065 | HVAC | Project | 0 | 12 | $ - | $ - |  | #VALUE! | 22.5% | 8.5% | 0% | 86% | 100% | 99.8% | 88.5% | 110.3% | 100% |  | Utility Specific |  | C&I Heating & Cooling | 26.4% | 16.6% | 34.9% | 22.1% | Utility Specific |  | 0.0016 | 0 | 34% | 42% | 34% | 34% | Utility Specific
C - Commercial & Industrial | C2 - Small Business Energy Solutions | C2c - SCI Midstream | Midstream Rebate Processing | EC2cNES01 | Non-Energy Saving |  | 0 | 1 |  |  |  | 0 | 0% | 0% | 0% | 100% | 0% | 0% | 0% | 0% | 0% |  |  |  | Non-Electric Measures | 0% | 0% | 0% | 0% |  |  | 0 | 0 | 0% | 0% | 0% | 0%
C - Commercial & Industrial | C2 - Small Business Energy Solutions | C2c - SCI Midstream
C - Commercial & Industrial | C2 - Small Business Energy Solutions | C2c - SCI Midstream
C - Commercial & Industrial | C2 - Small Business Energy Solutions | C2c - SCI Midstream
C - Commercial & Industrial | C2 - Small Business Energy Solutions | C2c - SCI Midstream
C - Commercial & Industrial | C2 - Small Business Energy Solutions | C2c - SCI Midstream
C - Commercial & Industrial | C2 - Small Business Energy Solutions | C2c - SCI Midstream
C - Commercial & Industrial | C2 - Small Business Energy Solutions | C2c - SCI Midstream
C - Commercial & Industrial | C2 - Small Business Energy Solutions | C2c - SCI Midstream
C - Commercial & Industrial | C2 - Small Business Energy Solutions | C2c - SCI Midstream
C - Commercial & Industrial | C2 - Small Business Energy Solutions | C2c - SCI Midstream
C - Commercial & Industrial | C2 - Small Business Energy Solutions | C2c - SCI Midstream
C - Commercial & Industrial | C2 - Small Business Energy Solutions | C2c - SCI Midstream
C - Commercial & Industrial | C2 - Small Business Energy Solutions | C2c - SCI Midstream
C - Commercial & Industrial | C2 - Small Business Energy Solutions | C2c - SCI Midstream
C - Commercial & Industrial | C2 - Small Business Energy Solutions | C2c - SCI Midstream
C - Commercial & Industrial | C2 - Small Business Energy Solutions | C2d - SCI Direct Install | Custom Small Compressed Air Direct Install | EC2d001 | Compressed Air | Project | 0 |  |  |  |  | 0 | 0% | 0% | 0% | 100% | 100% | 99.8% | 88.5% | 110.3% | 87% |  | Utility Specific |  | C&I Compressed Air - VFD Compressor | 13% | 20% | 26% | 41% | Utility Specific |  | 0.000258 | 0 | 100% | 100% | 100% | 100% | Utility Specific
C - Commercial & Industrial | C2 - Small Business Energy Solutions | C2d - SCI Direct Install | Custom Small Hot Water Direct Install | EC2d002 | Hot Water | Project | 0 |  |  |  |  | 0 | 0% | 0% | 0% | 100% | 100% | 99.8% | 88.5% | 110.3% | 87% |  | Utility Specific |  | C&I Water Heating | 25% | 25% | 25% | 25% | Utility Specific |  | 0.000258 | 0 | 54% | 56% | 54% | 54% | Utility Specific
C - Commercial & Industrial | C2 - Small Business Energy Solutions | C2d - SCI Direct Install | Custom Small HVAC Direct Install | EC2d003 | HVAC | Project | 0 |  |  |  |  | 0 | 0% | 0% | 0% | 100% | 100% | 99.8% | 88.5% | 110.3% | 87% |  | Utility Specific |  | Custom Calculation | 72% | 18% | 8% | 2% | Utility Specific |  | 0 | 0 | 70% | 85% | 70% | 70% | Utility Specific
C - Commercial & Industrial | C2 - Small Business Energy Solutions | C2d - SCI Direct Install | Custom Small Lighting Direct Install - Interior | EC2d004 | Lighting | Project | 0 |  |  |  |  | 0 | 11% | 5% | 0% | 94% | 100% | 86.4% | 97.4% | 112.3% | 100% |  | Utility Specific |  | C&I Interior Lighting - Prescriptive | 30.3% | 17.4% | 34.3% | 18.1% | Calculated |  | 0.0002 | 0 | 80% | 61% | 80% | 80% | Calculated | NG - C&I Gas Heat | 0 | Fuel Oil - Com Fuel | 0
C - Commercial & Industrial | C2 - Small Business Energy Solutions | C2d - SCI Direct Install | Custom Small Lighting Direct Install - Exterior | EC2d005 | Lighting | Project | 0 |  |  |  |  | 0 | 11% | 5% | 0% | 94% | 100% | 86.4% | 100% | 100% | 100% |  | Utility Specific |  | C&I Exterior Lighting | 20.1% | 31.6% | 19.2% | 29% | Calculated |  | 0.0002 | 0 | 0% | 100% | 0% | 0% | Calculated
C - Commercial & Industrial | C2 - Small Business Energy Solutions | C2d - SCI Direct Install | Custom Small Lighting Direct Install - Controls | EC2d006 | Lighting | Project | 0 |  |  |  |  | 0 | 11% | 5% | 0% | 94% | 100% | 86.4% | 97.4% | 112.3% | 100% |  | Utility Specific |  | C&I Lighting Controls | 31.3% | 19% | 32.1% | 17.7% | Calculated |  | 0.0001 | 0 | 15% | 13% | 15% | 15% | Calculated | NG - C&I Gas Heat | 0 | Fuel Oil - Com Fuel | 0
C - Commercial & Industrial | C2 - Small Business Energy Solutions | C2d - SCI Direct Install | Custom Small Motors Direct Install | EC2d007 | Motors/Drives | Project | 0 |  |  |  |  | 0 | 0% | 0% | 0% | 100% | 100% | 99.8% | 88.5% | 110.3% | 87% |  | Utility Specific |  | Custom Calculation | 23% | 8% | 52% | 17% | Utility Specific |  | 0 | 0 | 92% | 90% | 92% | 92% | Utility Specific
C - Commercial & Industrial | C2 - Small Business Energy Solutions | C2d - SCI Direct Install | Custom Small Process Direct Install | EC2d008 | Process | Project | 0 |  |  |  |  | 0 | 0% | 0% | 0% | 100% | 100% | 99.8% | 88.5% | 110.3% | 87% |  | Utility Specific |  | C&I Process | 49% | 13% | 29% | 9% | Utility Specific |  | 0.000725 | 0 | 95% | 90% | 95% | 95% | Utility Specific
C - Commercial & Industrial | C2 - Small Business Energy Solutions | C2d - SCI Direct Install | Custom Small Refrigeration Direct Install | EC2d009 | Refrigeration | Project | 0 |  |  |  |  | 0 | 0% | 0% | 0% | 100% | 100% | 99.8% | 88.5% | 110.3% | 87% |  | Utility Specific |  | C&I Refrigeration | 22.6% | 27.3% | 23.3% | 26.8% | Utility Specific |  | 0.0002 | 0 | 90% | 99% | 90% | 90% | Utility Specific
C - Commercial & Industrial | C2 - Small Business Energy Solutions | C2d - SCI Direct Install | Custom Small Other Direct Install | EC2d010 | Custom Measures | Project | 0 |  |  |  |  | 0 | 0% | 0% | 0% | 100% | 100% | 99.8% | 88.5% | 110.3% | 87% |  | Utility Specific |  | Custom Calculation | 25.76% | 40.82% | 12.93% | 20.49% | Utility Specific |  | 0 | 0 | 47.6% | 42.8% | 47.6% | 47.6% | Utility Specific
C - Commercial & Industrial | C2 - Small Business Energy Solutions | C2d - SCI Direct Install | Daylight Dimming | EC2d011 | Lighting | Project | 0 | 9 |  |  |  | 0 | 11% | 5% | 0% | 94% | 100% | 86.4% | 97.4% | 112.3% | 100% |  | Utility Specific |  | C&I Lighting Controls | 31.3% | 19% | 32.1% | 17.7% | Calculated |  | 0.0001 | 0 | 63% | 30% | 63% | 63% | Calculated | NG - C&I Gas Heat | 0 | Fuel Oil - Com Fuel | 0
C - Commercial & Industrial | C2 - Small Business Energy Solutions | C2d - SCI Direct Install | Lighting Fixture - Exterior w/ Controls | EC2d012 | Lighting | Project | 0 |  |  |  |  | 0 | 11% | 5% | 0% | 94% | 100% | 86.4% | 100% | 100% | 100% |  | Utility Specific |  | C&I Exterior Lighting | 20.1% | 31.6% | 19.2% | 29% | Calculated |  | 0.0002 | 0 | 0% | 100% | 0% | 0% | Calculated
C - Commercial & Industrial | C2 - Small Business Energy Solutions | C2d - SCI Direct Install | Lighting Fixture - Exterior w/o Controls | EC2d013 | Lighting | Project | 0 |  |  |  |  | 0 | 11% | 5% | 0% | 94% | 100% | 86.4% | 100% | 100% | 100% |  | Utility Specific |  | C&I Exterior Lighting | 20.1% | 31.6% | 19.2% | 29% | Calculated |  | 0.0002 | 0 | 0% | 100% | 0% | 0% | Calculated
C - Commercial & Industrial | C2 - Small Business Energy Solutions | C2d - SCI Direct Install | Lighting Fixture - Interior w/ Controls | EC2d014 | Lighting | Project | 0 |  |  |  |  | 0 | 11% | 5% | 0% | 94% | 100% | 86.4% | 97.4% | 112.3% | 100% |  | Utility Specific |  | C&I Interior Lighting - Prescriptive | 30.3% | 17.4% | 34.3% | 18.1% | Calculated |  | 0.0002 | 0 | 63% | 30% | 63% | 63% | Calculated | NG - C&I Gas Heat | 0 | Fuel Oil - Com Fuel | 0
C - Commercial & Industrial | C2 - Small Business Energy Solutions | C2d - SCI Direct Install | Lighting Fixture - Interior w/o Controls | EC2d015 | Lighting | Project | 0 |  |  |  |  | 0 | 11% | 5% | 0% | 94% | 100% | 86.4% | 97.4% | 112.3% | 100% |  | Utility Specific |  | C&I Interior Lighting - Prescriptive | 30.3% | 17.4% | 34.3% | 18.1% | Calculated |  | 0.0002 | 0 | 63% | 30% | 63% | 63% | Calculated | NG - C&I Gas Heat | 0 | Fuel Oil - Com Fuel | 0
C - Commercial & Industrial | C2 - Small Business Energy Solutions | C2d - SCI Direct Install | Lighting Occupancy Sensors | EC2d016 | Lighting | Project | 0 | 9 |  |  |  | 0 | 11% | 5% | 0% | 94% | 100% | 86.4% | 97.4% | 112.3% | 100% |  | Utility Specific |  | C&I Lighting Controls | 31.3% | 19% | 32.1% | 17.7% | Calculated |  | 0.0001 | 0 | 63% | 30% | 63% | 63% | Calculated | NG - C&I Gas Heat | 0 | Fuel Oil - Com Fuel | 0
C - Commercial & Industrial | C2 - Small Business Energy Solutions | C2d - SCI Direct Install | [Open Measure - To Be Assigned] | EC2d017
C - Commercial & Industrial | C2 - Small Business Energy Solutions | C2d - SCI Direct Install | Case Motor Replacement | EC2d018 | Refrigeration | Project | 0 | 15 |  |  |  | 0 | 0% | 0% | 0% | 100% | 100% | 99.8% | 88.5% | 110.3% | 100% |  | Utility Specific |  | C&I Refrigeration | 22.6% | 27.3% | 23.3% | 26.8% | Utility Specific |  | 0.0002 | 0 | 90% | 90% | 90% | 90% | Utility Specific
C - Commercial & Industrial | C2 - Small Business Energy Solutions | C2d - SCI Direct Install | Cooler Night Cover | EC2d019 | HVAC | Project | 0 | 5 |  |  |  | 0 | 0% | 0% | 0% | 100% | 100% | 99.8% | 88.5% | 110.3% | 100% |  | Utility Specific |  | C&I Refrigeration | 22.6% | 27.3% | 23.3% | 26.8% | Utility Specific |  | 0.0002 | 0 | 0% | 0% | 0% | 0% | Utility Specific
C - Commercial & Industrial | C2 - Small Business Energy Solutions | C2d - SCI Direct Install | Demand Control Ventilation | EC2d020 | HVAC | Project | 0 | 10 |  |  |  | 0 | 0% | 0% | 0% | 100% | 100% | 99.8% | 88.5% | 110.3% | 100% |  | Utility Specific |  | C&I Heating & Cooling | 26.4% | 16.6% | 34.9% | 22.1% | Utility Specific |  | 0.0016 | 0 | 82% | 5% | 82% | 82% | Utility Specific
C - Commercial & Industrial | C2 - Small Business Energy Solutions | C2d - SCI Direct Install | Door Heater Controls | EC2d021 | Refrigeration | Project | 0 | 10 |  |  |  | 0 | 0% | 0% | 0% | 100% | 100% | 99.8% | 88.5% | 110.3% | 100% |  | Utility Specific |  | C&I Refrigeration | 22.6% | 27.3% | 23.3% | 26.8% | Utility Specific |  | 0.0002 | 0 | 90% | 90% | 90% | 90% | Utility Specific
C - Commercial & Industrial | C2 - Small Business Energy Solutions | C2d - SCI Direct Install | Dual Enthalpy Economizer Controls (DEEC) | EC2d022 | HVAC | Project | 0 | 10 |  |  |  | 0 | 0% | 0% | 0% | 100% | 100% | 99.8% | 88.5% | 110.3% | 100% |  | Utility Specific |  | C&I Heating & Cooling | 26.4% | 16.6% | 34.9% | 22.1% | Utility Specific |  | 0.0016 | 0 | 34.2% | 0% | 34.2% | 34.2% | Utility Specific
C - Commercial & Industrial | C2 - Small Business Energy Solutions | C2d - SCI Direct Install | Duct Sealing, Electric | EC2d023 | HVAC | Project | 0 | 20 |  |  |  | 0 | 0% | 0% | 0% | 100% | 100% | 99.8% | 88.5% | 110.3% | 100% |  | Utility Specific |  | Weighted HVAC - Multi-family | 23.21% | 27.86% | 25.2% | 23.73% | Utility Specific |  | 0.00084647 | 0 | 35% | 0% | 35% | 35% | Utility Specific
C - Commercial & Industrial | C2 - Small Business Energy Solutions | C2d - SCI Direct Install | Ductless Mini Split Heat Pump | EC2d024 | HVAC | Project | 0 | 20 |  |  |  | 0 | 0% | 0% | 0% | 100% | 100% | 99.8% | 88.5% | 110.3% | 100% |  | Utility Specific |  | C&I Heating & Cooling | 26.4% | 16.6% | 34.9% | 22.1% | Utility Specific |  | 0.0016 | 0 | 34.2% | 0% | 34.2% | 34.2% | Utility Specific
C - Commercial & Industrial | C2 - Small Business Energy Solutions | C2d - SCI Direct Install | ECM Evaporator Fan Motors for Walk-in Cooler/Freezer | EC2d025 | Refrigeration | Project | 0 | 15 |  |  |  | 0 | 0% | 0% | 0% | 100% | 100% | 99.8% | 88.5% | 110.3% | 100% |  | Utility Specific |  | C&I Refrigeration | 22.6% | 27.3% | 23.3% | 26.8% | Utility Specific |  | 0.0002 | 0 | 90% | 90% | 90% | 90% | Utility Specific
C - Commercial & Industrial | C2 - Small Business Energy Solutions | C2d - SCI Direct Install | Electronic Defrost Control | EC2d026 | Refrigeration | Project | 0 | 10 |  |  |  | 0 | 0% | 0% | 0% | 100% | 100% | 99.8% | 88.5% | 110.3% | 100% |  | Utility Specific |  | C&I Refrigeration | 22.6% | 27.3% | 23.3% | 26.8% | Utility Specific |  | 0.0002 | 0 | 90% | 90% | 90% | 90% | Utility Specific
C - Commercial & Industrial | C2 - Small Business Energy Solutions | C2d - SCI Direct Install | Energy Management System, Electric | EC2d027 | HVAC | Project | 0 | 10 |  |  |  | 0 | 0% | 0% | 0% | 100% | 100% | 99.8% | 88.5% | 110.3% | 100% |  | Utility Specific |  | C&I Heating & Cooling | 26.4% | 16.6% | 34.9% | 22.1% | Utility Specific |  | 0.0016 | 0 | 95% | 100% | 95% | 95% | Utility Specific
C - Commercial & Industrial | C2 - Small Business Energy Solutions | C2d - SCI Direct Install | Energy Star Wifi Thermostat, Electric | EC2d028 | HVAC | Thermostat | 0 | 15 |  |  |  | 0 | 0% | 0% | 0% | 100% | 100% | 99.8% | 88.5% | 110.3% | 100% |  | Deemed | 160.9 | Central Air Conditioner/Heat Pump (Cooling) | 6.595% | 3.846% | 47.32% | 42.24% | Utility Specific |  | 0.0015937 | 0.25643 | 34.6% | 0% | 34.6% | 34.6% | Utility Specific
C - Commercial & Industrial | C2 - Small Business Energy Solutions | C2d - SCI Direct Install | Evaporator Fan Control | EC2d029 | Refrigeration | Project | 0 | 10 |  |  |  | 0 | 0% | 0% | 0% | 100% | 100% | 99.8% | 88.5% | 110.3% | 100% |  | Utility Specific |  | C&I Refrigeration | 22.6% | 27.3% | 23.3% | 26.8% | Utility Specific |  | 0.0002 | 0 | 100% | 100% | 100% | 100% | Utility Specific
C - Commercial & Industrial | C2 - Small Business Energy Solutions | C2d - SCI Direct Install | Faucet Aerator, Electric | EC2d030 | Hot Water | Aerator | 0 | 10 |  |  |  | 0 | 0% | 0% | 0% | 100% | 100% | 99.8% | 88.5% | 110.3% | 100% |  | Deemed | 309 | Water Heater - Electric | 41.52% | 31.39% | 15.22% | 11.88% | Deemed | 0.01 | 0.00024338 | 0.01 | 31.2% | 80.8% | 31.2% | 31.2% | Utility Specific | [7 empty] | 5460
C - Commercial & Industrial | C2 - Small Business Energy Solutions | C2d - SCI Direct Install | Hotel Occupancy Sensor | EC2d031 | HVAC | Sensor | 0 | 10 |  |  |  | 0 | 0% | 0% | 0% | 100% | 100% | 99.8% | 88.5% | 110.3% | 100% |  | Deemed | 438 | C&I Heating & Cooling | 26.4% | 16.6% | 34.9% | 22.1% | Deemed | 0.09 | 0.0016 | 0.09 | 82% | 5% | 82% | 82% | Utility Specific
C - Commercial & Industrial | C2 - Small Business Energy Solutions | C2d - SCI Direct Install | Low Pressure Drop Filter | EC2d032 | Compressed Air | Project | 0 | 5 |  |  |  | 0 | 0% | 0% | 0% | 100% | 100% | 99.8% | 88.5% | 110.3% | 100% |  | Utility Specific |  | C&I Compressed Air - VFD Compressor | 25.9% | 23.9% | 26.5% | 23.7% | Utility Specific |  | 0.000258 | 0 | 80% | 54% | 80% | 80% | Utility Specific
C - Commercial & Industrial | C2 - Small Business Energy Solutions | C2d - SCI Direct Install | Thermostatic Shut-Off Valve, Electric | EC2d033 | Hot Water | Showerhead | 0 | 15 |  |  |  | 0 | 0% | 0% | 0% | 100% | 100% | 99.8% | 88.5% | 110.3% | 100% |  | Deemed | 69 | Water Heater - Electric | 41.52% | 31.39% | 15.22% | 11.88% | Deemed | 0.02 | 0.00024338 | 0.02 | 31.2% | 80.8% | 31.2% | 31.2% | Utility Specific | [7 empty] | 558
C - Commercial & Industrial | C2 - Small Business Energy Solutions | C2d - SCI Direct Install | Low-Flow Showerhead, Electric | EC2d034 | Hot Water | Showerhead | 0 | 10 |  |  |  | 0 | 0% | 0% | 0% | 100% | 100% | 99.8% | 88.5% | 110.3% | 100% |  | Deemed | 507 | Water Heater - Electric | 41.52% | 31.39% | 15.22% | 11.88% | Deemed | 0.09 | 0.00024338 | 0.09 | 31.2% | 80.8% | 31.2% | 31.2% | Utility Specific | [7 empty] | 7300
C - Commercial & Industrial | C2 - Small Business Energy Solutions | C2d - SCI Direct Install | Motors, Open Drip | EC2d035 | Motors/Drives | Project | 0 | 10 |  |  |  | 0 | 0% | 0% | 0% | 100% | 100% | 99.8% | 88.5% | 110.3% | 100% |  | Utility Specific |  | Custom Calculation | 0% | 0% | 0% | 0% | Utility Specific |  | 0 | 0 | 0% | 0% | 0% | 0% | Utility Specific
C - Commercial & Industrial | C2 - Small Business Energy Solutions | C2d - SCI Direct Install | Motors, Totally Enclosed Fan Cooled | EC2d036 | Motors/Drives | Project | 0 | 10 |  |  |  | 0 | 0% | 0% | 0% | 100% | 100% | 99.8% | 88.5% | 110.3% | 100% |  | Utility Specific |  | C&I Refrigeration | 22.6% | 27.3% | 23.3% | 26.8% | Utility Specific |  | 0.0002 | 0 | 100% | 100% | 100% | 100% | Utility Specific
C - Commercial & Industrial | C2 - Small Business Energy Solutions | C2d - SCI Direct Install | Novelty Cooler Shutoff | EC2d037 | Refrigeration | Project | 0 | 10 |  |  |  | 0 | 0% | 0% | 0% | 100% | 100% | 99.8% | 88.5% | 110.3% | 100% |  | Utility Specific |  | C&I Refrigeration | 22.6% | 27.3% | 23.3% | 26.8% | Utility Specific |  | 0.0002 | 0 | 90% | 90% | 90% | 90% | Utility Specific
C - Commercial & Industrial | C2 - Small Business Energy Solutions | C2d - SCI Direct Install | Pipe Wrap - Heating, Electric | EC2d038 | HVAC | Project | 0 | 15 |  |  |  | 0 | 0% | 0% | 0% | 100% | 100% | 99.8% | 88.5% | 110.3% | 100% |  | Utility Specific |  | Hardwired Electric Heat | 43.13% | 56.87% | 0% | 0% | Utility Specific |  | 0.0007332 | 0 | 0% | 43.3% | 0% | 0% | Utility Specific
C - Commercial & Industrial | C2 - Small Business Energy Solutions | C2d - SCI Direct Install | Pipe Wrap - Hot Water, Electric | EC2d039 | Hot Water | Project | 0 | 15 |  |  |  | 0 | 0% | 0% | 0% | 100% | 100% | 99.8% | 88.5% | 110.3% | 100% |  | Utility Specific |  | Water Heater - Electric | 41.52% | 31.39% | 15.22% | 11.88% | Utility Specific |  | 0.00024338 | 0 | 31.2% | 80.8% | 31.2% | 31.2% | Utility Specific
C - Commercial & Industrial | C2 - Small Business Energy Solutions | C2d - SCI Direct Install | Pre Rinse Spray Valve, Electric | EC2d040 | Hot Water | Project | 0 | 8 |  |  |  | 0 | 0% | 0% | 0% | 100% | 100% | 99.8% | 88.5% | 110.3% | 100% |  | Utility Specific | 957 | Water Heater - Electric | 41.52% | 31.39% | 15.22% | 11.88% | Utility Specific |  | 0.00024338 | 0.23292 | 52% | 100% | 52% | 52% | Utility Specific | [7 empty] | 6410
C - Commercial & Industrial | C2 - Small Business Energy Solutions | C2d - SCI Direct Install | Programmable Thermostat, Electric | EC2d041 | HVAC | Project | 0 | 15 |  |  |  | 0 | 0% | 0% | 0% | 100% | 100% | 99.8% | 88.5% | 110.3% | 100% |  | Utility Specific |  | Hardwired Electric Heat | 43.13% | 56.87% | 0% | 0% | Utility Specific |  | 0.0007332 | 0 | 0% | 43.3% | 0% | 0% | Utility Specific
C - Commercial & Industrial | C2 - Small Business Energy Solutions | C2d - SCI Direct Install | Steam Trap, Electric | EC2d042 | HVAC | Project | 0 | 6 |  |  |  | 0 | 0% | 0% | 0% | 100% | 100% | 99.8% | 88.5% | 110.3% | 100% |  | Utility Specific |  | C&I Heating & Cooling | 26.4% | 16.6% | 34.9% | 22.1% | Utility Specific |  | 0.0016 | 0 | 0% | 0% | 0% | 0% | Utility Specific
C - Commercial & Industrial | C2 - Small Business Energy Solutions | C2d - SCI Direct Install | Variable Frequency Drive | EC2d043 | Motors/Drives | Project | 0 | 15 |  |  |  | 0 | 0% | 0% | 0% | 100% | 100% | 99.8% | 88.5% | 110.3% | 100% |  | Utility Specific |  | C&I VFDs (Combined) | 23.7% | 27.2% | 23.8% | 25.3% | Utility Specific |  | 0 | 0 | 100% | 100% | 100% | 100% | Utility Specific
C - Commercial & Industrial | C2 - Small Business Energy Solutions | C2d - SCI Direct Install | Variable Frequency Drive with Motor | EC2d044 | Motors/Drives | Project | 0 | 15 |  |  |  | 0 | 0% | 0% | 0% | 100% | 100% | 99.8% | 88.5% | 110.3% | 100% |  | Utility Specific |  | C&I VFDs (Combined) | 23.7% | 27.2% | 23.8% | 25.3% | Utility Specific |  | 0 | 0 | 100% | 100% | 100% | 100% | Utility Specific
C - Commercial & Industrial | C2 - Small Business Energy Solutions | C2d - SCI Direct Install | Vending Miser | EC2d045 | Refrigeration | Project | 0 | 5 |  |  |  | 0 | 0% | 0% | 0% | 100% | 100% | 99.8% | 88.5% | 110.3% | 100% |  | Utility Specific |  | C&I Refrigeration | 22.6% | 27.3% | 23.3% | 26.8% | Utility Specific |  | 0.0002 | 0 | 90% | 90% | 90% | 90% | Utility Specific
C - Commercial & Industrial | C2 - Small Business Energy Solutions | C2d - SCI Direct Install | Zero Loss Condensate Drain | EC2d046 | Compressed Air | Project | 0 | 5 |  |  |  | 0 | 0% | 0% | 0% | 100% | 100% | 99.8% | 88.5% | 110.3% | 100% |  | Utility Specific |  | C&I Compressed Air - VFD Compressor | 25.9% | 23.9% | 26.5% | 23.7% | Utility Specific |  | 0.000258 | 0 | 80% | 54% | 80% | 80% | Utility Specific
C - Commercial & Industrial | C2 - Small Business Energy Solutions | C2d - SCI Direct Install | Induction Cooktop Displacing Electric Resistance | EC2d047 | Food Service | Appliance | 0 | 12 |  |  |  | 0 | 0% | 0% | 0% | 100% | 100% | 99.8% | 88.5% | 110.3% | 100% |  | Deemed | 2488 | C&I Food Services | 32% | 35% | 16% | 17% | Deemed | 0.43 | 0.000192 | 0.43 | 90% | 90% | 90% | 90% | Utility Specific
C - Commercial & Industrial | C2 - Small Business Energy Solutions | C2d - SCI Direct Install | CI Audits - Small Direct Install | EC2dAUD | Non-Energy Saving |  | 0 | 1 |  |  |  | 0 | 0% | 0% | 0% | 100% | 0% | 0% | 0% | 0% | 0% |  |  |  | Non-Electric Measures | 0% | 0% | 0% | 0% |  |  | 0 | 0 | 0% | 0% | 0% | 0%
C - Commercial & Industrial | C2 - Small Business Energy Solutions | C2d - SCI Direct Install | Vendor Fees - Small Direct Install | EC2dNES01 | Non-Energy Saving |  | 0 | 1 |  |  |  | 0 | 0% | 0% | 0% | 100% | 0% | 0% | 0% | 0% | 0% |  |  |  | Non-Electric Measures | 0% | 0% | 0% | 0% |  |  | 0 | 0 | 0% | 0% | 0% | 0%
C - Commercial & Industrial | C2 - Small Business Energy Solutions | C2d - SCI Direct Install | Vendor Fees - TA Studies - Small Direct Install | EC2dNES02 | Non-Energy Saving |  | 0 | 1 |  |  |  | 0 | 0% | 0% | 0% | 100% | 0% | 0% | 0% | 0% | 0% |  |  |  | Non-Electric Measures | 0% | 0% | 0% | 0% |  |  | 0 |  | 0% | 0% | 0% | 0%
C - Commercial & Industrial | C2 - Small Business Energy Solutions | C2d - SCI Direct Install
C - Commercial & Industrial | C2 - Small Business Energy Solutions | C2d - SCI Direct Install
C - Commercial & Industrial | C2 - Small Business Energy Solutions | C2d - SCI Direct Install
C - Commercial & Industrial | C2 - Small Business Energy Solutions | C2d - SCI Direct Install
C - Commercial & Industrial | C2 - Small Business Energy Solutions | C2d - SCI Direct Install
C - Commercial & Industrial | C2 - Small Business Energy Solutions | C2e - SCI New Construction | Custom Small Compressed Air New Construction | EC2e001 | Compressed Air | Project | 0 |  |  |  |  | 0 | 0% | 0% | 0% | 100% | 100% | 98.2% | 90.2% | 105.4% | 94.9% |  | Utility Specific |  | C&I Compressed Air - VFD Compressor | 13% | 20% | 26% | 41% | Utility Specific |  | 0.000258 | 0 | 100% | 100% | 100% | 100% | Utility Specific
C - Commercial & Industrial | C2 - Small Business Energy Solutions | C2e - SCI New Construction | Custom Small Hot Water New Construction | EC2e002 | Hot Water | Project | 0 |  |  |  |  | 0 | 0% | 0% | 0% | 100% | 100% | 98.2% | 90.2% | 105.4% | 94.9% |  | Utility Specific |  | C&I Water Heating | 25% | 25% | 25% | 25% | Utility Specific |  | 0.000258 | 0 | 54% | 56% | 54% | 54% | Utility Specific
C - Commercial & Industrial | C2 - Small Business Energy Solutions | C2e - SCI New Construction | Custom Small HVAC New Construction | EC2e003 | HVAC | Project | 0 |  |  |  |  | 0 | 0% | 0% | 0% | 100% | 100% | 98.2% | 90.2% | 105.4% | 94.9% |  | Utility Specific |  | Custom Calculation | 72% | 18% | 8% | 2% | Utility Specific |  | 0 | 0 | 100% | 38.54% | 100% | 100% | Utility Specific
C - Commercial & Industrial | C2 - Small Business Energy Solutions | C2e - SCI New Construction | Custom Small Lighting New Construction - Interior | EC2e004 | Lighting | Project | 0 | 15 |  |  |  | 0 | 0% | 0% | 0% | 100% | 100% | 98.2% | 90.2% | 105.4% | 94.9% |  | Utility Specific |  | C&I Interior Lighting - Prescriptive | 30.3% | 17.4% | 34.3% | 18.1% | Calculated |  | 0.0002 | 0 | 80% | 61% | 80% | 80% | Calculated | NG - C&I Gas Heat | 0 | Fuel Oil - Com Fuel | 0
C - Commercial & Industrial | C2 - Small Business Energy Solutions | C2e - SCI New Construction | Custom Small Lighting New Construction - Exterior | EC2e005 | Lighting | Project | 0 | 15 |  |  |  | 0 | 0% | 0% | 0% | 100% | 100% | 98.2% | 90.2% | 105.4% | 94.9% |  | Utility Specific |  | C&I Exterior Lighting | 20.1% | 31.6% | 19.2% | 29% | Calculated |  | 0.0002 | 0 | 0% | 100% | 0% | 0% | Calculated
C - Commercial & Industrial | C2 - Small Business Energy Solutions | C2e - SCI New Construction | Custom Small Lighting New Construction - Controls | EC2e006 | Lighting | Project | 0 | 10 |  |  |  | 0 | 0% | 0% | 0% | 100% | 100% | 98.2% | 90.2% | 105.4% | 94.9% |  | Utility Specific |  | C&I Lighting Controls | 31.3% | 19% | 32.1% | 17.7% | Calculated |  | 0.0001 | 0 | 15% | 13% | 15% | 15% | Calculated | NG - C&I Gas Heat | 0 | Fuel Oil - Com Fuel | 0
C - Commercial & Industrial | C2 - Small Business Energy Solutions | C2e - SCI New Construction | Custom Small Motors New Construction | EC2e007 | Motors/Drives | Project | 0 |  |  |  |  | 0 | 0% | 0% | 0% | 100% | 100% | 98.2% | 90.2% | 105.4% | 94.9% |  | Utility Specific |  | Custom Calculation | 23% | 8% | 52% | 17% | Utility Specific |  | 0 | 0 | 95% | 80% | 95% | 95% | Utility Specific
C - Commercial & Industrial | C2 - Small Business Energy Solutions | C2e - SCI New Construction | Custom Small Process New Construction | EC2e008 | Process | Project | 0 |  |  |  |  | 0 | 0% | 0% | 0% | 100% | 100% | 98.2% | 90.2% | 105.4% | 94.9% |  | Utility Specific |  | C&I Process | 49% | 13% | 29% | 9% | Utility Specific |  | 0.000725 | 0 | 95% | 45% | 95% | 95% | Utility Specific
C - Commercial & Industrial | C2 - Small Business Energy Solutions | C2e - SCI New Construction | Custom Small Refrigeration New Construction | EC2e009 | Refrigeration | Project | 0 |  |  |  |  | 0 | 0% | 0% | 0% | 100% | 100% | 98.2% | 90.2% | 105.4% | 94.9% |  | Utility Specific |  | C&I Refrigeration | 22.6% | 27.3% | 23.3% | 26.8% | Utility Specific |  | 0.0002 | 0 | 80% | 80% | 80% | 80% | Utility Specific
C - Commercial & Industrial | C2 - Small Business Energy Solutions | C2e - SCI New Construction | Custom Small Other New Construction | EC2e010 | Custom Measures | Project | 0 |  |  |  |  | 0 | 0% | 0% | 0% | 100% | 100% | 98.2% | 90.2% | 105.4% | 94.9% |  | Utility Specific |  | Custom Calculation | 25.76% | 40.82% | 12.93% | 20.49% | Utility Specific |  | 0 | 0 | 47.6% | 42.8% | 47.6% | 47.6% | Utility Specific
C - Commercial & Industrial | C2 - Small Business Energy Solutions | C2e - SCI New Construction | Daylight Dimming | EC2e011 | Lighting | Project | 0 | 10 |  |  |  | 0 | 0% | 0% | 0% | 100% | 100% | 98.2% | 90.2% | 105.4% | 94.9% |  | Utility Specific |  | C&I Lighting Controls | 31.3% | 19% | 32.1% | 17.7% | Calculated |  | 0.0001 | 0 | 63% | 30% | 63% | 63% | Calculated | NG - C&I Gas Heat | 0 | Fuel Oil - Com Fuel | 0
C - Commercial & Industrial | C2 - Small Business Energy Solutions | C2e - SCI New Construction | Performance Lighting - Exterior w/ Controls | EC2e012 | Lighting | Project | 0 | 15 |  |  |  | 0 | 0% | 0% | 0% | 100% | 100% | 98.2% | 90.2% | 105.4% | 94.9% |  | Utility Specific |  | C&I Exterior Lighting | 20.1% | 31.6% | 19.2% | 29% | Calculated |  | 0.0002 | 0 | 0% | 100% | 0% | 0% | Calculated
C - Commercial & Industrial | C2 - Small Business Energy Solutions | C2e - SCI New Construction | Performance Lighting - Exterior w/o Controls | EC2e013 | Lighting | Project | 0 | 15 |  |  |  | 0 | 0% | 0% | 0% | 100% | 100% | 98.2% | 90.2% | 105.4% | 94.9% |  | Utility Specific |  | C&I Exterior Lighting | 20.1% | 31.6% | 19.2% | 29% | Calculated |  | 0.0002 | 0 | 0% | 100% | 0% | 0% | Calculated
C - Commercial & Industrial | C2 - Small Business Energy Solutions | C2e - SCI New Construction | Performance Lighting - Interior w/ Controls | EC2e014 | Lighting | Project | 0 | 15 |  |  |  | 0 | 0% | 0% | 0% | 100% | 100% | 98.2% | 90.2% | 105.4% | 94.9% |  | Utility Specific |  | C&I Interior Lighting - Prescriptive | 30.3% | 17.4% | 34.3% | 18.1% | Calculated |  | 0.0002 | 0 | 63% | 30% | 63% | 63% | Calculated | NG - C&I Gas Heat | 0 | Fuel Oil - Com Fuel | 0
C - Commercial & Industrial | C2 - Small Business Energy Solutions | C2e - SCI New Construction | Performance Lighting - Interior w/o Controls | EC2e015 | Lighting | Project | 0 | 15 |  |  |  | 0 | 0% | 0% | 0% | 100% | 100% | 98.2% | 90.2% | 105.4% | 94.9% |  | Utility Specific |  | C&I Interior Lighting - Prescriptive | 30.3% | 17.4% | 34.3% | 18.1% | Calculated |  | 0.0002 | 0 | 63% | 30% | 63% | 63% | Calculated | NG - C&I Gas Heat | 0 | Fuel Oil - Com Fuel | 0
C - Commercial & Industrial | C2 - Small Business Energy Solutions | C2e - SCI New Construction | Lighting Occupancy Sensors | EC2e016 | Lighting | Project | 0 | 10 |  |  |  | 0 | 0% | 0% | 0% | 100% | 100% | 98.2% | 90.2% | 105.4% | 94.9% |  | Utility Specific |  | C&I Lighting Controls | 31.3% | 19% | 32.1% | 17.7% | Calculated |  | 0.0001 | 0 | 63% | 30% | 63% | 63% | Calculated | NG - C&I Gas Heat | 0 | Fuel Oil - Com Fuel | 0
C - Commercial & Industrial | C2 - Small Business Energy Solutions | C2e - SCI New Construction | CI Audits - Small New Construction | EC2eAUD | Non-Energy Saving |  | 1 | 1 | 14404.2305 | 14404.2305 |  | 0 | 0% | 0% | 0% | 100% | 0% | 0% | 0% | 0% | 0% |  |  |  | Non-Electric Measures | 0% | 0% | 0% | 0% |  |  | 0 | 0 | 0% | 0% | 0% | 0%
C - Commercial & Industrial | C2 - Small Business Energy Solutions | C2e - SCI New Construction | Vendor Fees - Small New Construction | EC2eNES01 | Non-Energy Saving |  | 0 | 1 |  |  |  | 0 | 0% | 0% | 0% | 100% | 0% | 0% | 0% | 0% | 0% |  |  |  | Non-Electric Measures | 0% | 0% | 0% | 0% |  |  | 0 |  | 0% | 0% | 0% | 0%
C - Commercial & Industrial | C2 - Small Business Energy Solutions | C2e - SCI New Construction | Vendor Fees - TA Studies - Small New Construction | EC2eNES02 | Non-Energy Saving |  | 0 | 1 |  |  |  | 0 | 0% | 0% | 0% | 100% | 0% | 0% | 0% | 0% | 0% |  |  |  | Non-Electric Measures | 0% | 0% | 0% | 0% |  |  | 0 |  | 0% | 0% | 0% | 0%
C - Commercial & Industrial | C2 - Small Business Energy Solutions | C2e - SCI New Construction
C - Commercial & Industrial | C2 - Small Business Energy Solutions | C2e - SCI New Construction
C - Commercial & Industrial | C2 - Small Business Energy Solutions | C2e - SCI New Construction
C - Commercial & Industrial | C2 - Small Business Energy Solutions | C2e - SCI New Construction
C - Commercial & Industrial | C2 - Small Business Energy Solutions | C2e - SCI New Construction
C - Commercial & Industrial | C2 - Small Business Energy Solutions | C2e - SCI New Construction
C - Commercial & Industrial | C2 - Small Business Energy Solutions | C2e - SCI New Construction
C - Commercial & Industrial | C2 - Small Business Energy Solutions
C - Commercial & Industrial | C3 - Municipal Energy Solutions | C3a - Muni Retrofit | Custom Muni Compressed Air Retro | EC3a001 | Compressed Air | Project | 0 |  |  |  |  | 0 | 0% | 0% | 0% | 100% | 100% | 90% | 100% | 100% | 87% |  | Utility Specific |  | C&I Compressed Air - VFD Compressor | 13% | 20% | 26% | 41% | Utility Specific |  | 0.000258 | 0 | 100% | 100% | 100% | 100% | Utility Specific
C - Commercial & Industrial | C3 - Municipal Energy Solutions | C3a - Muni Retrofit | Custom Muni Hot Water Retro | EC3a002 | Hot Water | Project | 0 |  |  |  |  | 0 | 0% | 0% | 0% | 100% | 100% | 90% | 100% | 100% | 87% |  | Utility Specific |  | C&I Water Heating | 25% | 25% | 25% | 25% | Utility Specific |  | 0.000258 | 0 | 54% | 56% | 54% | 54% | Utility Specific
C - Commercial & Industrial | C3 - Municipal Energy Solutions | C3a - Muni Retrofit | Custom Muni HVAC Retro | EC3a003 | HVAC | Project | 0 |  |  |  |  | 0 | 0% | 0% | 0% | 100% | 100% | 90% | 100% | 100% | 87% |  | Utility Specific |  | Custom Calculation | 72% | 18% | 8% | 2% | Utility Specific |  | 0 | 0 | 70% | 85% | 70% | 70% | Utility Specific
C - Commercial & Industrial | C3 - Municipal Energy Solutions | C3a - Muni Retrofit | Custom Muni Lighting Retro - Interior | EC3a004 | Lighting | Project | 0 |  |  |  |  | 0 | 11% | 5% | 0% | 94% | 100% | 106.6% | 100% | 100% | 87% |  | Utility Specific |  | C&I Interior Lighting - Prescriptive | 30.3% | 17.4% | 34.3% | 18.1% | Calculated |  | 0.0002 | 0 | 80% | 61% | 80% | 80% | Calculated | NG - C&I Gas Heat | 0 | Fuel Oil - Com Fuel | 0
C - Commercial & Industrial | C3 - Municipal Energy Solutions | C3a - Muni Retrofit | Custom Muni Lighting Retro - Exterior | EC3a091 | Lighting | Project | 0 |  |  |  |  | 0 | 11% | 5% | 0% | 94% | 100% | 102.7% | 100% | 100% | 87% |  | Utility Specific |  | C&I Exterior Lighting | 20.1% | 31.6% | 19.2% | 29% | Calculated |  | 0.0002 | 0 | 0% | 100% | 0% | 0% | Calculated
C - Commercial & Industrial | C3 - Municipal Energy Solutions | C3a - Muni Retrofit | Custom Muni Lighting Retro - Controls | EC3a092 | Lighting | Project | 0 |  |  |  |  | 0 | 11% | 5% | 0% | 94% | 100% | 100% | 100% | 100% | 87% |  | Utility Specific |  | C&I Lighting Controls | 31.3% | 19% | 32.1% | 17.7% | Calculated |  | 0.0001 | 0 | 15% | 13% | 15% | 15% | Calculated | NG - C&I Gas Heat | 0 | Fuel Oil - Com Fuel | 0
C - Commercial & Industrial | C3 - Municipal Energy Solutions | C3a - Muni Retrofit | Custom Muni Motors Retro | EC3a005 | Motors/Drives | Project | 0 |  |  |  |  | 0 | 0% | 0% | 0% | 100% | 100% | 90% | 100% | 100% | 87% |  | Utility Specific |  | Custom Calculation | 23% | 8% | 52% | 17% | Utility Specific |  | 0 | 0 | 92% | 90% | 92% | 92% | Utility Specific
C - Commercial & Industrial | C3 - Municipal Energy Solutions | C3a - Muni Retrofit | Custom Muni Process Retro | EC3a006 | Process | Project | 0 |  |  |  |  | 0 | 0% | 0% | 0% | 100% | 100% | 90% | 100% | 100% | 87% |  | Utility Specific |  | C&I Process | 49% | 13% | 29% | 9% | Utility Specific |  | 0.000725 | 0 | 95% | 90% | 95% | 95% | Utility Specific
C - Commercial & Industrial | C3 - Municipal Energy Solutions | C3a - Muni Retrofit | Custom Muni Refrigeration Retro | EC3a007 | Refrigeration | Project | 0 |  |  |  |  | 0 | 0% | 0% | 0% | 100% | 100% | 90% | 100% | 100% | 87% |  | Utility Specific |  | C&I Refrigeration | 22.6% | 27.3% | 23.3% | 26.8% | Utility Specific |  | 0.0002 | 0 | 90% | 99% | 90% | 90% | Utility Specific
C - Commercial & Industrial | C3 - Municipal Energy Solutions | C3a - Muni Retrofit | Custom Muni Other Retro | EC3a008 | Custom Measures | Project | 1 | 15 | 34628.5714 | 12120 |  | 22508.5714 | 0% | 0% | 0% | 100% | 100% | 90% | 100% | 100% | 87% |  | Utility Specific |  | Custom Calculation | 25.76% | 40.82% | 12.93% | 20.49% | Utility Specific |  | 0 | 0 | 47.6% | 42.8% | 47.6% | 47.6% | Utility Specific | Propane | 41.1
C - Commercial & Industrial | C3 - Municipal Energy Solutions | C3a - Muni Retrofit | Daylight Dimming | EC3a009 | Lighting | Project | 0 | 9 |  |  |  | 0 | 11% | 5% | 0% | 94% | 100% | 100% | 100% | 100% | 100% |  | Utility Specific |  | C&I Lighting Controls | 31.3% | 19% | 32.1% | 17.7% | Calculated |  | 0.0001 | 0 | 17% | 13% | 17% | 17% | Calculated | NG - C&I Gas Heat | 0 | Fuel Oil - Com Fuel | 0
C - Commercial & Industrial | C3 - Municipal Energy Solutions | C3a - Muni Retrofit | Lighting Fixture - Exterior w/ Controls | EC3a010 | Lighting | Project | 1 | 4.5 | 47859.4743 | 16750.816 |  | 31108.6583 | 11% | 5% | 0% | 94% | 100% | 102.7% | 100% | 100% | 100% |  | Utility Specific | 150102.7238 | C&I Exterior Lighting | 20.1% | 31.6% | 19.2% | 29% | Calculated |  | 0.0002 | 30.0205 | 0% | 100% | 0% | 0% | Calculated
C - Commercial & Industrial | C3 - Municipal Energy Solutions | C3a - Muni Retrofit | Lighting Fixture - Exterior w/o Controls | EC3a011 | Lighting | Project | 4 | 4 | 2532.196 | 1985 |  | 547.196 | 11% | 5% | 0% | 94% | 100% | 102.7% | 100% | 100% | 100% |  | Utility Specific | 18405.249 | C&I Exterior Lighting | 20.1% | 31.6% | 19.2% | 29% | Calculated |  | 0.0002 | 3.681 | 0% | 100% | 0% | 0% | Calculated
C - Commercial & Industrial | C3 - Municipal Energy Solutions | C3a - Muni Retrofit | Lighting Fixture - Interior w/ Controls | EC3a012 | Lighting | Project | 2 | 5.2 | 4701.21 | 1935 |  | 2766.21 | 11% | 5% | 0% | 94% | 100% | 106.6% | 100% | 113.5% | 100% |  | Utility Specific | 11039 | C&I Interior Lighting - Prescriptive | 30.3% | 17.4% | 34.3% | 18.1% | Calculated |  | 0.0002 | 2.2078 | 50.4% | 38.9% | 50.4% | 50.4% | Calculated | NG - C&I Gas Heat | -2.5426 | Fuel Oil - Com Fuel | -5.0853
C - Commercial & Industrial | C3 - Municipal Energy Solutions | C3a - Muni Retrofit | Lighting Fixture - Interior w/o Controls | EC3a013 | Lighting | Project | 1.1731 | 5.4 | 11479.6364 | 4730 |  | 6749.6364 | 11% | 5% | 0% | 94% | 100% | 106.6% | 100% | 113.5% | 100% |  | Utility Specific | 10743.9611 | C&I Interior Lighting - Prescriptive | 30.3% | 17.4% | 34.3% | 18.1% | Calculated |  | 0.0002 | 2.1488 | 50.4% | 38.9% | 50.4% | 50.4% | Calculated | NG - C&I Gas Heat | -2.4747 | Fuel Oil - Com Fuel | -4.9494
C - Commercial & Industrial | C3 - Municipal Energy Solutions | C3a - Muni Retrofit | Lighting Occupancy Sensors | EC3a014 | Lighting | Project | 0 | 9 | 180 | 90 |  | 90 | 11% | 5% | 0% | 94% | 100% | 100% | 100% | 100% | 100% |  | Utility Specific | 200 | C&I Lighting Controls | 31.3% | 19% | 32.1% | 17.7% | Calculated |  | 0.0001 | 0.02 | 18% | 13% | 18% | 18% | Calculated | NG - C&I Gas Heat | -0.272 | Fuel Oil - Com Fuel | -0.544
C - Commercial & Industrial | C3 - Municipal Energy Solutions | C3a - Muni Retrofit | Air Sealing, Electric | EC3a015 | HVAC | Project | 0 | 15 | 4500 | 2250 |  | 2250 | 0% | 0% | 0% | 100% | 100% | 100% | 100% | 100% | 100% |  | Utility Specific | 5000 | Hardwired Electric Heat | 43.13% | 56.87% | 0% | 0% | Utility Specific |  | 0.0007332 | 3.666 | 0% | 43.3% | 0% | 0% | Utility Specific
C - Commercial & Industrial | C3 - Municipal Energy Solutions | C3a - Muni Retrofit | Air Sealing, Gas | EC3a016 | HVAC | Project | 0 | 15 |  |  |  | 0 | 0% | 0% | 0% | 100% | 100% | 100% | 100% | 100% | 100% |  | Utility Specific |  | Non-Electric Measures | 0% | 0% | 0% | 0% | Utility Specific |  | 0 | 0 | 0% | 0% | 0% | 0% | Utility Specific | NG - C&I Gas Heat
C - Commercial & Industrial | C3 - Municipal Energy Solutions | C3a - Muni Retrofit | Air Sealing, Oil | EC3a017 | HVAC | Project | 0 | 15 |  |  |  | 0 | 0% | 0% | 0% | 100% | 100% | 100% | 100% | 100% | 100% |  | Utility Specific |  | Non-Electric Measures | 0% | 0% | 0% | 0% | Utility Specific |  | 0 | 0 | 0% | 0% | 0% | 0% | Utility Specific | Fuel Oil - Com Fuel
C - Commercial & Industrial | C3 - Municipal Energy Solutions | C3a - Muni Retrofit | Air Sealing, Propane | EC3a018 | HVAC | Project | 0 | 15 |  |  |  | 0 | 0% | 0% | 0% | 100% | 100% | 100% | 100% | 100% | 100% |  | Utility Specific |  | Non-Electric Measures | 0% | 0% | 0% | 0% | Utility Specific |  | 0 | 0 | 0% | 0% | 0% | 0% | Utility Specific | Propane
C - Commercial & Industrial | C3 - Municipal Energy Solutions | C3a - Muni Retrofit | Boiler Reset Controls, Gas | EC3a019 | HVAC | Project | 0 | 15 |  |  |  | 0 | 0% | 0% | 0% | 100% | 100% | 100% | 100% | 100% | 100% |  | Utility Specific |  | Non-Electric Measures | 0% | 0% | 0% | 0% | Utility Specific |  | 0 | 0 | 0% | 0% | 0% | 0% | Deemed | NG - C&I Gas Heat | 35.5
C - Commercial & Industrial | C3 - Municipal Energy Solutions | C3a - Muni Retrofit | Boiler Reset Controls, Oil | EC3a020 | HVAC | Project | 0 | 15 |  |  |  | 0 | 0% | 0% | 0% | 100% | 100% | 100% | 100% | 100% | 100% |  | Utility Specific |  | Non-Electric Measures | 0% | 0% | 0% | 0% | Utility Specific |  | 0 | 0 | 0% | 0% | 0% | 0% | Deemed | Fuel Oil - Com Fuel | 35.5
C - Commercial & Industrial | C3 - Municipal Energy Solutions | C3a - Muni Retrofit | Boiler Reset Controls, Propane | EC3a021 | HVAC | Project | 0 | 15 |  |  |  | 0 | 0% | 0% | 0% | 100% | 100% | 100% | 100% | 100% | 100% |  | Utility Specific |  | Non-Electric Measures | 0% | 0% | 0% | 0% | Utility Specific |  | 0 | 0 | 0% | 0% | 0% | 0% | Deemed | Propane | 35.5
C - Commercial & Industrial | C3 - Municipal Energy Solutions | C3a - Muni Retrofit | Case Motor Replacement | EC3a022 | Refrigeration | Project | 0 | 15 |  |  |  | 0 | 0% | 0% | 0% | 100% | 100% | 100% | 100% | 100% | 100% |  | Utility Specific |  | C&I Refrigeration | 22.6% | 27.3% | 23.3% | 26.8% | Utility Specific |  | 0.0002 | 0 | 90% | 90% | 90% | 90% | Utility Specific
C - Commercial & Industrial | C3 - Municipal Energy Solutions | C3a - Muni Retrofit | Cooler Night Cover | EC3a023 | Refrigeration | Project | 0 | 5 |  |  |  | 0 | 0% | 0% | 0% | 100% | 100% | 100% | 100% | 100% | 100% |  | Utility Specific |  | C&I Refrigeration | 22.6% | 27.3% | 23.3% | 26.8% | Utility Specific |  | 0.0002 | 0 | 0% | 0% | 0% | 0% | Utility Specific
C - Commercial & Industrial | C3 - Municipal Energy Solutions | C3a - Muni Retrofit | Demand Control Ventilation | EC3a024 | HVAC | Project | 0 | 10 |  |  |  | 0 | 0% | 0% | 0% | 100% | 100% | 100% | 100% | 100% | 100% |  | Utility Specific |  | C&I Heating & Cooling | 26.4% | 16.6% | 34.9% | 22.1% | Utility Specific |  | 0.0016 | 0 | 82% | 5% | 82% | 82% | Utility Specific | NG - C&I Gas Heat
C - Commercial & Industrial | C3 - Municipal Energy Solutions | C3a - Muni Retrofit | Door Heater Controls | EC3a025 | Refrigeration | Project | 0 | 10 |  |  |  | 0 | 0% | 0% | 0% | 100% | 100% | 100% | 100% | 100% | 100% |  | Utility Specific |  | C&I Refrigeration | 22.6% | 27.3% | 23.3% | 26.8% | Utility Specific |  | 0.0002 | 0 | 90% | 90% | 90% | 90% | Utility Specific
C - Commercial & Industrial | C3 - Municipal Energy Solutions | C3a - Muni Retrofit | Dual Enthalpy Economizer Controls (DEEC) | EC3a026 | HVAC | Project | 0 | 10 |  |  |  | 0 | 0% | 0% | 0% | 100% | 100% | 100% | 100% | 100% | 100% |  | Utility Specific |  | C&I Heating & Cooling | 26.4% | 16.6% | 34.9% | 22.1% | Utility Specific |  | 0.0016 | 0 | 34.2% | 0% | 34.2% | 34.2% | Utility Specific
C - Commercial & Industrial | C3 - Municipal Energy Solutions | C3a - Muni Retrofit | Duct Insulation, Electric | EC3a027 | HVAC | Project | 0 | 20 |  |  |  | 0 | 0% | 0% | 0% | 100% | 100% | 100% | 100% | 100% | 100% |  | Utility Specific |  | Weighted HVAC - Multi-family | 23.21% | 27.86% | 25.2% | 23.73% | Utility Specific |  | 0.00084647 | 0 | 35% | 0% | 35% | 35% | Utility Specific
C - Commercial & Industrial | C3 - Municipal Energy Solutions | C3a - Muni Retrofit | Duct Insulation, Gas | EC3a028 | HVAC | Project | 0 | 20 |  |  |  | 0 | 0% | 0% | 0% | 100% | 100% | 100% | 100% | 100% | 100% |  | Utility Specific |  | Non-Electric Measures | 0% | 0% | 0% | 0% | Utility Specific |  | 0 | 0 | 0% | 0% | 0% | 0% | Utility Specific | NG - C&I Gas Heat
C - Commercial & Industrial | C3 - Municipal Energy Solutions | C3a - Muni Retrofit | Duct Insulation, Oil | EC3a029 | HVAC | Project | 0 | 20 |  |  |  | 0 | 0% | 0% | 0% | 100% | 100% | 100% | 100% | 100% | 100% |  | Utility Specific |  | Non-Electric Measures | 0% | 0% | 0% | 0% | Utility Specific |  | 0 | 0 | 0% | 0% | 0% | 0% | Utility Specific | Fuel Oil - Com Fuel
C - Commercial & Industrial | C3 - Municipal Energy Solutions | C3a - Muni Retrofit | Duct Insulation, Propane | EC3a030 | HVAC | Project | 0 | 20 |  |  |  | 0 | 0% | 0% | 0% | 100% | 100% | 100% | 100% | 100% | 100% |  | Utility Specific |  | Non-Electric Measures | 0% | 0% | 0% | 0% | Utility Specific |  | 0 | 0 | 0% | 0% | 0% | 0% | Utility Specific | Propane
C - Commercial & Industrial | C3 - Municipal Energy Solutions | C3a - Muni Retrofit | Duct Sealing, Electric | EC3a031 | HVAC | Project | 0 | 20 |  |  |  | 0 | 0% | 0% | 0% | 100% | 100% | 100% | 100% | 100% | 100% |  | Utility Specific |  | Weighted HVAC - Multi-family | 23.21% | 27.86% | 25.2% | 23.73% | Utility Specific |  | 0.00084647 | 0 | 35% | 0% | 35% | 35% | Utility Specific
C - Commercial & Industrial | C3 - Municipal Energy Solutions | C3a - Muni Retrofit | Duct Sealing, Gas | EC3a032 | HVAC | Project | 0 | 20 |  |  |  | 0 | 0% | 0% | 0% | 100% | 100% | 100% | 100% | 100% | 100% |  | Utility Specific |  | Non-Electric Measures | 0% | 0% | 0% | 0% | Utility Specific |  | 0 | 0 | 0% | 0% | 0% | 0% | Utility Specific | NG - C&I Gas Heat
C - Commercial & Industrial | C3 - Municipal Energy Solutions | C3a - Muni Retrofit | Duct Sealing, Oil | EC3a033 | HVAC | Project | 0 | 20 |  |  |  | 0 | 0% | 0% | 0% | 100% | 100% | 100% | 100% | 100% | 100% |  | Utility Specific |  | Non-Electric Measures | 0% | 0% | 0% | 0% | Utility Specific |  | 0 | 0 | 0% | 0% | 0% | 0% | Utility Specific | Fuel Oil - Com Fuel
C - Commercial & Industrial | C3 - Municipal Energy Solutions | C3a - Muni Retrofit | Duct Sealing, Propane | EC3a034 | HVAC | Project | 0 | 20 |  |  |  | 0 | 0% | 0% | 0% | 100% | 100% | 100% | 100% | 100% | 100% |  | Utility Specific |  | Non-Electric Measures | 0% | 0% | 0% | 0% | Utility Specific |  | 0 | 0 | 0% | 0% | 0% | 0% | Utility Specific | Propane
C - Commercial & Industrial | C3 - Municipal Energy Solutions | C3a - Muni Retrofit | Ductless Mini Split Heat Pump | EC3a035 | HVAC | Project | 0 | 20 | 800 | 600 |  | 200 | 0% | 0% | 0% | 100% | 100% | 100% | 100% | 100% | 100% |  | Utility Specific | 2579.12 | C&I Heating & Cooling | 26.4% | 16.6% | 34.9% | 22.1% | Utility Specific |  | 0.0016 | 4.1266 | 34.2% | 0% | 34.2% | 34.2% | Utility Specific
C - Commercial & Industrial | C3 - Municipal Energy Solutions | C3a - Muni Retrofit | ECM Evaporator Fan Motors for Walk-in Cooler/Freezer | EC3a036 | Refrigeration | Project | 0 | 15 |  |  |  | 0 | 0% | 0% | 0% | 100% | 100% | 100% | 100% | 100% | 100% |  | Utility Specific |  | C&I Refrigeration | 22.6% | 27.3% | 23.3% | 26.8% | Utility Specific |  | 0.0002 | 0 | 90% | 90% | 90% | 90% | Utility Specific
C - Commercial & Industrial | C3 - Municipal Energy Solutions | C3a - Muni Retrofit | Electronic Defrost Control | EC3a037 | Refrigeration | Project | 0 | 10 |  |  |  | 0 | 0% | 0% | 0% | 100% | 100% | 100% | 100% | 100% | 100% |  | Utility Specific |  | C&I Refrigeration | 22.6% | 27.3% | 23.3% | 26.8% | Utility Specific |  | 0.0002 | 0 | 90% | 90% | 90% | 90% | Utility Specific
C - Commercial & Industrial | C3 - Municipal Energy Solutions | C3a - Muni Retrofit | Energy Management System, Electric | EC3a038 | HVAC | Project | 1 | 10 | 13244.1714 | 4635.46 |  | 8608.7114 | 0% | 0% | 0% | 100% | 100% | 90% | 100% | 100% | 87% |  | Utility Specific | 4606.8 | C&I Heating & Cooling | 26.4% | 16.6% | 34.9% | 22.1% | Utility Specific |  | 0.0016 | 7.3709 | 95% | 100% | 95% | 95% | Utility Specific
C - Commercial & Industrial | C3 - Municipal Energy Solutions | C3a - Muni Retrofit | Energy Star Wifi Thermostat, Electric | EC3a039 | HVAC | Thermostat | 0 | 15 |  |  |  | 0 | 0% | 0% | 0% | 100% | 100% | 100% | 100% | 100% | 100% |  | Deemed | 160.9 | Central Air Conditioner/Heat Pump (Cooling) | 6.595% | 3.846% | 47.32% | 42.24% | Utility Specific |  | 0.0015937 | 0.25643 | 34.6% | 0% | 34.6% | 34.6% | Deemed
C - Commercial & Industrial | C3 - Municipal Energy Solutions | C3a - Muni Retrofit | Energy Star Wifi Thermostat, Gas | EC3a040 | HVAC | Thermostat | 0 | 15 |  |  |  | 0 | 0% | 0% | 0% | 100% | 100% | 100% | 100% | 100% | 100% |  | Deemed | 0 | Central Air Conditioner/Heat Pump (Cooling) | 6.595% | 3.846% | 47.32% | 42.24% | Utility Specific |  | 0.0015937 | 0 | 34.6% | 0% | 34.6% | 34.6% | Deemed | NG - C&I Gas Heat | 3.11
C - Commercial & Industrial | C3 - Municipal Energy Solutions | C3a - Muni Retrofit | Energy Star Wifi Thermostat, Oil | EC3a041 | HVAC | Thermostat | 0 | 15 |  |  |  | 0 | 0% | 0% | 0% | 100% | 100% | 100% | 100% | 100% | 100% |  | Deemed | 0 | Central Air Conditioner/Heat Pump (Cooling) | 6.595% | 3.846% | 47.32% | 42.24% | Utility Specific |  | 0.0015937 | 0 | 34.6% | 0% | 34.6% | 34.6% | Deemed | Fuel Oil - Com Fuel | 3.11
C - Commercial & Industrial | C3 - Municipal Energy Solutions | C3a - Muni Retrofit | Energy Star Wifi Thermostat, Propane | EC3a042 | HVAC | Thermostat | 0 | 15 |  |  |  | 0 | 0% | 0% | 0% | 100% | 100% | 100% | 100% | 100% | 100% |  | Deemed | 0 | Central Air Conditioner/Heat Pump (Cooling) | 6.595% | 3.846% | 47.32% | 42.24% | Utility Specific |  | 0.0015937 | 0 | 34.6% | 0% | 34.6% | 34.6% | Deemed | Propane | 3.11
C - Commercial & Industrial | C3 - Municipal Energy Solutions | C3a - Muni Retrofit | Evaporator Fan Control | EC3a043 | Refrigeration | Project | 0 | 10 |  |  |  | 0 | 0% | 0% | 0% | 100% | 100% | 100% | 100% | 100% | 100% |  | Utility Specific |  | C&I Refrigeration | 22.6% | 27.3% | 23.3% | 26.8% | Utility Specific |  | 0.0002 | 0 | 100% | 100% | 100% | 100% | Utility Specific
C - Commercial & Industrial | C3 - Municipal Energy Solutions | C3a - Muni Retrofit | Faucet Aerator, Electric | EC3a044 | Hot Water | Aerator | 0 | 10 |  |  |  | 0 | 0% | 0% | 0% | 100% | 100% | 100% | 100% | 100% | 100% |  | Deemed | 309 | Water Heater - Electric | 41.52% | 31.39% | 15.22% | 11.88% | Deemed | 0.01 | 0.00024338 | 0.01 | 31.2% | 80.8% | 31.2% | 31.2% | Deemed | [7 empty] | 5460
C - Commercial & Industrial | C3 - Municipal Energy Solutions | C3a - Muni Retrofit | Faucet Aerator, Gas | EC3a045 | Hot Water | Aerator | 0 | 10 |  |  |  | 0 | 0% | 0% | 0% | 100% | 100% | 100% | 100% | 100% | 100% |  | Deemed | 0 | Non-Electric Measures | 0% | 0% | 0% | 0% | Deemed |  | 0 | 0 | 0% | 0% | 0% | 0% | Deemed | NG - C&I Gas All | 1.7 | [5 empty] | 5460
C - Commercial & Industrial | C3 - Municipal Energy Solutions | C3a - Muni Retrofit | Faucet Aerator, Oil | EC3a046 | Hot Water | Aerator | 0 | 10 |  |  |  | 0 | 0% | 0% | 0% | 100% | 100% | 100% | 100% | 100% | 100% |  | Deemed | 0 | Non-Electric Measures | 0% | 0% | 0% | 0% | Deemed |  | 0 | 0 | 0% | 0% | 0% | 0% | Deemed | Fuel Oil - Com Fuel | 1.7 | [5 empty] | 5460
C - Commercial & Industrial | C3 - Municipal Energy Solutions | C3a - Muni Retrofit | Faucet Aerator, Propane | EC3a047 | Hot Water | Aerator | 0 | 10 |  |  |  | 0 | 0% | 0% | 0% | 100% | 100% | 100% | 100% | 100% | 100% |  | Deemed | 0 | Non-Electric Measures | 0% | 0% | 0% | 0% | Deemed |  | 0 | 0 | 0% | 0% | 0% | 0% | Deemed | Propane | 1.7 | [5 empty] | 5460
C - Commercial & Industrial | C3 - Municipal Energy Solutions | C3a - Muni Retrofit | Hotel Occupancy Sensor | EC3a050 | HVAC | Sensor | 0 | 10 |  |  |  | 0 | 0% | 0% | 0% | 100% | 100% | 100% | 100% | 100% | 100% |  | Deemed | 438 | C&I Heating & Cooling | 26.4% | 16.6% | 34.9% | 22.1% | Deemed | 0.09 | 0.0016 | 0.09 | 82% | 5% | 82% | 82% | Utility Specific
C - Commercial & Industrial | C3 - Municipal Energy Solutions | C3a - Muni Retrofit | Insulation, Electric | EC3a051 | Envelope | Project | 1 | 25 | 448.22 | 336.17 |  | 112.05 | 0% | 0% | 0% | 100% | 100% | 100% | 100% | 100% | 100% |  | Utility Specific | 747.04 | Hardwired Electric Heat | 43.13% | 56.87% | 0% | 0% | Deemed | 0.15 | 0.0007332 | 0.15 | 33.6% | 17.3% | 33.6% | 33.6% | Utility Specific
C - Commercial & Industrial | C3 - Municipal Energy Solutions | C3a - Muni Retrofit | Insulation, Gas | EC3a052 | Envelope | Project | 0 | 25 |  |  |  | 0 | 0% | 0% | 0% | 100% | 100% | 100% | 100% | 100% | 100% |  | Utility Specific |  | Central Air Conditioner/Heat Pump (Cooling) | 6.595% | 3.846% | 47.32% | 42.24% | Deemed |  | 0.0015937 | 0 | 34.6% | 0% | 34.6% | 34.6% | Utility Specific | NG - C&I Gas Heat
C - Commercial & Industrial | C3 - Municipal Energy Solutions | C3a - Muni Retrofit | Insulation, Oil | EC3a053 | Envelope | Project | 0 | 25 | 19500 | 10000 |  | 9500 | 0% | 0% | 0% | 100% | 100% | 100% | 100% | 100% | 100% |  | Utility Specific |  | Central Air Conditioner/Heat Pump (Cooling) | 6.595% | 3.846% | 47.32% | 42.24% | Deemed |  | 0.0015937 | 0 | 34.6% | 0% | 34.6% | 34.6% | Utility Specific | Fuel Oil - Com Fuel
C - Commercial & Industrial | C3 - Municipal Energy Solutions | C3a - Muni Retrofit | Insulation, Propane | EC3a054 | Envelope | Project | 0 | 25 |  |  |  | 0 | 0% | 0% | 0% | 100% | 100% | 100% | 100% | 100% | 100% |  | Utility Specific |  | Central Air Conditioner/Heat Pump (Cooling) | 6.595% | 3.846% | 47.32% | 42.24% | Deemed |  | 0.0015937 | 0 | 34.6% | 0% | 34.6% | 34.6% | Utility Specific | Propane
C - Commercial & Industrial | C3 - Municipal Energy Solutions | C3a - Muni Retrofit | Low Pressure Drop Filter | EC3a055 | Compressed Air | Project | 0 | 5 |  |  |  | 0 | 0% | 0% | 0% | 100% | 100% | 100% | 100% | 100% | 100% |  | Utility Specific |  | C&I Compressed Air - VFD Compressor | 25.9% | 23.9% | 26.5% | 23.7% | Utility Specific |  | 0.000258 | 0 | 80% | 54% | 80% | 80% | Utility Specific
C - Commercial & Industrial | C3 - Municipal Energy Solutions | C3a - Muni Retrofit | Thermostatic Shut-Off Valve, Electric | EC3a056 | Hot Water | Showerhead | 0 | 15 |  |  |  | 0 | 0% | 0% | 0% | 100% | 100% | 100% | 100% | 100% | 100% |  | Deemed | 69 | Water Heater - Electric | 41.52% | 31.39% | 15.22% | 11.88% | Calculated |  | 0.00024338 | 0.016793 | 31.2% | 80.8% | 31.2% | 31.2% | Deemed | [7 empty] | 558
C - Commercial & Industrial | C3 - Municipal Energy Solutions | C3a - Muni Retrofit | Thermostatic Shut-Off Valve, Gas | EC3a057 | Hot Water | Showerhead | 0 | 15 |  |  |  | 0 | 0% | 0% | 0% | 100% | 100% | 100% | 100% | 100% | 100% |  | Deemed | 0 | Non-Electric Measures | 0% | 0% | 0% | 0% | Utility Specific |  | 0 | 0 | 0% | 0% | 0% | 0% | Deemed | NG - C&I Gas All | 0.33 | [5 empty] | 558
C - Commercial & Industrial | C3 - Municipal Energy Solutions | C3a - Muni Retrofit | Thermostatic Shut-Off Valve, Oil | EC3a058 | Hot Water | Showerhead | 0 | 15 |  |  |  | 0 | 0% | 0% | 0% | 100% | 100% | 100% | 100% | 100% | 100% |  | Deemed | 0 | Non-Electric Measures | 0% | 0% | 0% | 0% | Utility Specific |  | 0 | 0 | 0% | 0% | 0% | 0% | Deemed | Fuel Oil - Com Fuel | 0.33 | [5 empty] | 558
C - Commercial & Industrial | C3 - Municipal Energy Solutions | C3a - Muni Retrofit | Thermostatic Shut-Off Valve, Propane | EC3a059 | Hot Water | Showerhead | 0 | 15 |  |  |  | 0 | 0% | 0% | 0% | 100% | 100% | 100% | 100% | 100% | 100% |  | Deemed | 0 | Non-Electric Measures | 0% | 0% | 0% | 0% | Utility Specific |  | 0 | 0 | 0% | 0% | 0% | 0% | Deemed | Propane | 0.33 | [5 empty] | 558
C - Commercial & Industrial | C3 - Municipal Energy Solutions | C3a - Muni Retrofit | Low-Flow Showerhead, Electric | EC3a060 | Hot Water | Showerhead | 0 | 10 |  |  |  | 0 | 0% | 0% | 0% | 100% | 100% | 100% | 100% | 100% | 100% |  | Deemed | 507 | Water Heater - Electric | 41.52% | 31.39% | 15.22% | 11.88% | Deemed | 0.09 | 0.00024338 | 0.09 | 31.2% | 80.8% | 31.2% | 31.2% | Deemed | [7 empty] | 7300
C - Commercial & Industrial | C3 - Municipal Energy Solutions | C3a - Muni Retrofit | Low-Flow Showerhead, Gas | EC3a061 | Hot Water | Showerhead | 0 | 10 |  |  |  | 0 | 0% | 0% | 0% | 100% | 100% | 100% | 100% | 100% | 100% |  | Deemed | 0 | Non-Electric Measures | 0% | 0% | 0% | 0% | Utility Specific |  | 0 | 0 | 0% | 0% | 0% | 0% | Deemed | NG - C&I Gas All | 2.65 | [5 empty] | 7300
C - Commercial & Industrial | C3 - Municipal Energy Solutions | C3a - Muni Retrofit | Low-Flow Showerhead, Oil | EC3a062 | Hot Water | Showerhead | 0 | 10 |  |  |  | 0 | 0% | 0% | 0% | 100% | 100% | 100% | 100% | 100% | 100% |  | Deemed | 0 | Non-Electric Measures | 0% | 0% | 0% | 0% | Utility Specific |  | 0 | 0 | 0% | 0% | 0% | 0% | Deemed | Fuel Oil - Com Fuel | 2.65 | [5 empty] | 7300
C - Commercial & Industrial | C3 - Municipal Energy Solutions | C3a - Muni Retrofit | Low-Flow Showerhead, Propane | EC3a063 | Hot Water | Showerhead | 0 | 10 |  |  |  | 0 | 0% | 0% | 0% | 100% | 100% | 100% | 100% | 100% | 100% |  | Deemed | 0 | Non-Electric Measures | 0% | 0% | 0% | 0% | Utility Specific |  | 0 | 0 | 0% | 0% | 0% | 0% | Deemed | Propane | 2.65 | [5 empty] | 7300
C - Commercial & Industrial | C3 - Municipal Energy Solutions | C3a - Muni Retrofit | Motors, Open Drip | EC3a064 | Motors/Drives | Project | 0 | 10 |  |  |  | 0 | 0% | 0% | 0% | 100% | 100% | 100% | 100% | 100% | 100% |  | Utility Specific |  | Custom Calculation | 0% | 0% | 0% | 0% | Utility Specific |  | 0 | 0 | 0% | 0% | 0% | 0% | Utility Specific
C - Commercial & Industrial | C3 - Municipal Energy Solutions | C3a - Muni Retrofit | Motors, Totally Enclosed Fan Cooled | EC3a065 | Motors/Drives | Project | 0 | 10 |  |  |  | 0 | 0% | 0% | 0% | 100% | 100% | 100% | 100% | 100% | 100% |  | Utility Specific |  | C&I Refrigeration | 22.6% | 27.3% | 23.3% | 26.8% | Utility Specific |  | 0.0002 | 0 | 100% | 100% | 100% | 100% | Utility Specific
C - Commercial & Industrial | C3 - Municipal Energy Solutions | C3a - Muni Retrofit | Novelty Cooler Shutoff | EC3a066 | Refrigeration | Project | 0 | 10 |  |  |  | 0 | 0% | 0% | 0% | 100% | 100% | 100% | 100% | 100% | 100% |  | Utility Specific |  | C&I Refrigeration | 22.6% | 27.3% | 23.3% | 26.8% | Utility Specific |  | 0.0002 | 0 | 90% | 90% | 90% | 90% | Utility Specific
C - Commercial & Industrial | C3 - Municipal Energy Solutions | C3a - Muni Retrofit | Pipe Wrap - Heating, Electric | EC3a067 | HVAC | Project | 0 | 15 |  |  |  | 0 | 0% | 0% | 0% | 100% | 100% | 100% | 100% | 100% | 100% |  | Utility Specific |  | Hardwired Electric Heat | 43.13% | 56.87% | 0% | 0% | Utility Specific |  | 0.0007332 | 0 | 0% | 43.3% | 0% | 0% | Utility Specific
C - Commercial & Industrial | C3 - Municipal Energy Solutions | C3a - Muni Retrofit | Pipe Wrap - Heating, Gas | EC3a068 | HVAC | Project | 0 | 15 |  |  |  | 0 | 0% | 0% | 0% | 100% | 100% | 100% | 100% | 100% | 100% |  | Utility Specific |  | Non-Electric Measures | 0% | 0% | 0% | 0% | Utility Specific |  | 0 | 0 | 0% | 0% | 0% | 0% | Utility Specific | NG - C&I Gas Heat
C - Commercial & Industrial | C3 - Municipal Energy Solutions | C3a - Muni Retrofit | Pipe Wrap - Heating, Oil | EC3a069 | HVAC | Project | 0 | 15 |  |  |  | 0 | 0% | 0% | 0% | 100% | 100% | 100% | 100% | 100% | 100% |  | Utility Specific |  | Non-Electric Measures | 0% | 0% | 0% | 0% | Utility Specific |  | 0 | 0 | 0% | 0% | 0% | 0% | Utility Specific | Fuel Oil - Com Fuel
C - Commercial & Industrial | C3 - Municipal Energy Solutions | C3a - Muni Retrofit | Pipe Wrap - Heating, Propane | EC3a070 | HVAC | Project | 0 | 15 |  |  |  | 0 | 0% | 0% | 0% | 100% | 100% | 100% | 100% | 100% | 100% |  | Utility Specific |  | Non-Electric Measures | 0% | 0% | 0% | 0% | Utility Specific |  | 0 | 0 | 0% | 0% | 0% | 0% | Utility Specific | Propane
C - Commercial & Industrial | C3 - Municipal Energy Solutions | C3a - Muni Retrofit | Pipe Wrap - Hot Water, Electric | EC3a071 | Hot Water | Project | 0 | 15 |  |  |  | 0 | 0% | 0% | 0% | 100% | 100% | 100% | 100% | 100% | 100% |  | Utility Specific |  | Water Heater - Electric | 41.52% | 31.39% | 15.22% | 11.88% | Utility Specific |  | 0.00024338 | 0 | 31.2% | 80.8% | 31.2% | 31.2% | Utility Specific
C - Commercial & Industrial | C3 - Municipal Energy Solutions | C3a - Muni Retrofit | Pipe Wrap - Hot Water, Gas | EC3a072 | Hot Water | Project | 0 | 15 |  |  |  | 0 | 0% | 0% | 0% | 100% | 100% | 100% | 100% | 100% | 100% |  | Utility Specific |  | Non-Electric Measures | 0% | 0% | 0% | 0% | Utility Specific |  | 0 | 0 | 0% | 0% | 0% | 0% | Utility Specific | NG - C&I Gas Heat
C - Commercial & Industrial | C3 - Municipal Energy Solutions | C3a - Muni Retrofit | Pipe Wrap - Hot Water, Oil | EC3a073 | Hot Water | Project | 0 | 15 |  |  |  | 0 | 0% | 0% | 0% | 100% | 100% | 100% | 100% | 100% | 100% |  | Utility Specific |  | Non-Electric Measures | 0% | 0% | 0% | 0% | Utility Specific |  | 0 | 0 | 0% | 0% | 0% | 0% | Utility Specific | Fuel Oil - Com Fuel
C - Commercial & Industrial | C3 - Municipal Energy Solutions | C3a - Muni Retrofit | Pipe Wrap - Hot Water, Propane | EC3a074 | Hot Water | Project | 0 | 15 |  |  |  | 0 | 0% | 0% | 0% | 100% | 100% | 100% | 100% | 100% | 100% |  | Utility Specific |  | Non-Electric Measures | 0% | 0% | 0% | 0% | Utility Specific |  | 0 | 0 | 0% | 0% | 0% | 0% | Utility Specific | Propane
C - Commercial & Industrial | C3 - Municipal Energy Solutions | C3a - Muni Retrofit | Pre Rinse Spray Valve, Electric | EC3a075 | Hot Water | Valve | 0 | 8 |  |  |  | 0 | 0% | 0% | 0% | 100% | 100% | 100% | 100% | 100% | 100% |  | Utility Specific | 957 | Water Heater - Electric | 41.52% | 31.39% | 15.22% | 11.88% | Utility Specific |  | 0.00024338 | 0.23292 | 52% | 100% | 52% | 52% | Deemed | [7 empty] | 6410
C - Commercial & Industrial | C3 - Municipal Energy Solutions | C3a - Muni Retrofit | Pre Rinse Spray Valve, Gas | EC3a076 | Hot Water | Project | 0 | 8 |  |  |  | 0 | 0% | 0% | 0% | 100% | 100% | 100% | 100% | 100% | 100% |  | Utility Specific |  | Non-Electric Measures | 0% | 0% | 0% | 0% | Utility Specific |  | 0 | 0 | 0% | 0% | 0% | 0% | Deemed | NG - C&I Gas All | 11.43 | [5 empty] | 6410
C - Commercial & Industrial | C3 - Municipal Energy Solutions | C3a - Muni Retrofit | Pre Rinse Spray Valve, Oil | EC3a077 | Hot Water | Project | 0 | 8 |  |  |  | 0 | 0% | 0% | 0% | 100% | 100% | 100% | 100% | 100% | 100% |  | Utility Specific |  | Non-Electric Measures | 0% | 0% | 0% | 0% | Utility Specific |  | 0 | 0 | 0% | 0% | 0% | 0% | Deemed | Fuel Oil - Com Fuel | 11.43 | [5 empty] | 6410
C - Commercial & Industrial | C3 - Municipal Energy Solutions | C3a - Muni Retrofit | Pre Rinse Spray Valve, Propane | EC3a078 | Hot Water | Project | 0 | 8 |  |  |  | 0 | 0% | 0% | 0% | 100% | 100% | 100% | 100% | 100% | 100% |  | Utility Specific |  | Non-Electric Measures | 0% | 0% | 0% | 0% | Utility Specific |  | 0 | 0 | 0% | 0% | 0% | 0% | Deemed | Propane | 11.43 | [5 empty] | 6410
C - Commercial & Industrial | C3 - Municipal Energy Solutions | C3a - Muni Retrofit | Programmable Thermostat, Electric | EC3a079 | HVAC | Project | 0 | 15 |  |  |  | 0 | 0% | 0% | 0% | 100% | 100% | 100% | 100% | 100% | 100% |  | Utility Specific |  | Hardwired Electric Heat | 43.13% | 56.87% | 0% | 0% | Utility Specific |  | 0.0007332 | 0 | 0% | 43.3% | 0% | 0% | Utility Specific
C - Commercial & Industrial | C3 - Municipal Energy Solutions | C3a - Muni Retrofit | Programmable Thermostat, Gas | EC3a080 | HVAC | Project | 0 | 15 |  |  |  | 0 | 0% | 0% | 0% | 100% | 100% | 100% | 100% | 100% | 100% |  | Utility Specific |  | Central Air Conditioner/Heat Pump (Cooling) | 6.595% | 3.846% | 47.32% | 42.24% | Utility Specific |  | 0.0015937 | 0 | 34.6% | 0% | 34.6% | 34.6% | Utility Specific | NG - C&I Gas Heat
C - Commercial & Industrial | C3 - Municipal Energy Solutions | C3a - Muni Retrofit | Programmable Thermostat, Oil | EC3a081 | HVAC | Project | 0 | 15 |  |  |  | 0 | 0% | 0% | 0% | 100% | 100% | 100% | 100% | 100% | 100% |  | Utility Specific |  | Central Air Conditioner/Heat Pump (Cooling) | 6.595% | 3.846% | 47.32% | 42.24% | Utility Specific |  | 0.0015937 | 0 | 34.6% | 0% | 34.6% | 34.6% | Utility Specific | Fuel Oil - Com Fuel
C - Commercial & Industrial | C3 - Municipal Energy Solutions | C3a - Muni Retrofit | Programmable Thermostat, Propane | EC3a082 | HVAC | Project | 0 | 15 |  |  |  | 0 | 0% | 0% | 0% | 100% | 100% | 100% | 100% | 100% | 100% |  | Utility Specific |  | Central Air Conditioner/Heat Pump (Cooling) | 6.595% | 3.846% | 47.32% | 42.24% | Utility Specific |  | 0.0015937 | 0 | 34.6% | 0% | 34.6% | 34.6% | Utility Specific | Propane
C - Commercial & Industrial | C3 - Municipal Energy Solutions | C3a - Muni Retrofit | Steam Trap, Electric | EC3a083 | HVAC | Project | 0 | 6 |  |  |  | 0 | 0% | 0% | 0% | 100% | 100% | 100% | 100% | 100% | 100% |  | Utility Specific |  | C&I Heating & Cooling | 26.4% | 16.6% | 34.9% | 22.1% | Utility Specific |  | 0.0016 | 0 | 0% | 0% | 0% | 0% | Utility Specific
C - Commercial & Industrial | C3 - Municipal Energy Solutions | C3a - Muni Retrofit | Steam Trap, Gas | EC3a084 | HVAC | Project | 0 | 6 |  |  |  | 0 | 0% | 0% | 0% | 100% | 100% | 100% | 100% | 100% | 100% |  | Utility Specific |  | Non-Electric Measures | 0% | 0% | 0% | 0% | Utility Specific |  | 0 | 0 | 0% | 0% | 0% | 0% | Utility Specific | NG - C&I Gas Heat
C - Commercial & Industrial | C3 - Municipal Energy Solutions | C3a - Muni Retrofit | Steam Trap, Oil | EC3a085 | HVAC | Project | 0 | 6 |  |  |  | 0 | 0% | 0% | 0% | 100% | 100% | 100% | 100% | 100% | 100% |  | Utility Specific |  | Non-Electric Measures | 0% | 0% | 0% | 0% | Utility Specific |  | 0 | 0 | 0% | 0% | 0% | 0% | Utility Specific | Fuel Oil - Com Fuel
C - Commercial & Industrial | C3 - Municipal Energy Solutions | C3a - Muni Retrofit | Steam Trap, Propane | EC3a086 | HVAC | Project | 0 | 6 |  |  |  | 0 | 0% | 0% | 0% | 100% | 100% | 100% | 100% | 100% | 100% |  | Utility Specific |  | Non-Electric Measures | 0% | 0% | 0% | 0% | Utility Specific |  | 0 | 0 | 0% | 0% | 0% | 0% | Utility Specific | Propane
C - Commercial & Industrial | C3 - Municipal Energy Solutions | C3a - Muni Retrofit | Variable Frequency Drive | EC3a087 | Motors/Drives | Project | 0 | 15 |  |  |  | 0 | 0% | 0% | 0% | 100% | 100% | 100% | 100% | 100% | 100% |  | Utility Specific |  | C&I VFDs (Combined) | 23.7% | 27.2% | 23.8% | 25.3% | Utility Specific |  | 0 | 0 | 100% | 100% | 100% | 100% | Utility Specific
C - Commercial & Industrial | C3 - Municipal Energy Solutions | C3a - Muni Retrofit | Variable Frequency Drive with Motor | EC3a088 | Motors/Drives | Project | 0 | 15 |  |  |  | 0 | 0% | 0% | 0% | 100% | 100% | 100% | 100% | 100% | 100% |  | Utility Specific |  | C&I VFDs (Combined) | 23.7% | 27.2% | 23.8% | 25.3% | Utility Specific |  | 0 | 0 | 100% | 100% | 100% | 100% | Utility Specific
C - Commercial & Industrial | C3 - Municipal Energy Solutions | C3a - Muni Retrofit | Vending Miser | EC3a089 | Refrigeration | Project | 0 | 5 |  |  |  | 0 | 0% | 0% | 0% | 100% | 100% | 100% | 100% | 100% | 100% |  | Utility Specific |  | C&I Refrigeration | 22.6% | 27.3% | 23.3% | 26.8% | Utility Specific |  | 0.0002 | 0 | 90% | 90% | 90% | 90% | Utility Specific
C - Commercial & Industrial | C3 - Municipal Energy Solutions | C3a - Muni Retrofit | Zero Loss Condensate Drain | EC3a090 | Compressed Air | Project | 0 | 5 |  |  |  | 0 | 0% | 0% | 0% | 100% | 100% | 100% | 100% | 100% | 100% |  | Utility Specific |  | C&I Compressed Air - VFD Compressor | 25.9% | 23.9% | 26.5% | 23.7% | Utility Specific |  | 0.000258 | 0 | 80% | 54% | 80% | 80% | Utility Specific
C - Commercial & Industrial | C3 - Municipal Energy Solutions | C3a - Muni Retrofit | Induction Cooktop Displacing Electric Resistance | EC3a093 | Food Service | Appliance | 0 | 12 |  |  |  | 0 | 0% | 0% | 0% | 100% | 100% | 100% | 100% | 100% | 100% |  | Deemed | 2488 | C&I Food Services | 32% | 35% | 16% | 17% | Deemed | 0.43 | 0.000192 | 0.43 | 90% | 90% | 90% | 90% | Deemed
C - Commercial & Industrial | C3 - Municipal Energy Solutions | C3a - Muni Retrofit | CI Audits - Muni Retro | EC3aAUD | Non-Energy Saving |  | 0 | 1 |  |  |  | 0 | 0% | 0% | 0% | 100% | 0% | 0% | 0% | 0% | 0% |  |  |  | Non-Electric Measures | 0% | 0% | 0% | 0% |  |  | 0 | 0 | 0% | 0% | 0% | 0%
C - Commercial & Industrial | C3 - Municipal Energy Solutions | C3a - Muni Retrofit | Vendor Fees - Muni Retro | EC3aNES01 | Non-Energy Saving |  | 1 | 1 | 27496 | 27496 |  | 0 | 0% | 0% | 0% | 100% | 0% | 0% | 0% | 0% | 0% |  |  |  | Non-Electric Measures | 0% | 0% | 0% | 0% |  |  | 0 | 0 | 0% | 0% | 0% | 0%
C - Commercial & Industrial | C3 - Municipal Energy Solutions | C3a - Muni Retrofit | Vendor Fees - TA Studies - Muni Retro | EC3aNES02 | Non-Energy Saving |  | 0 | 1 |  |  |  | 0 | 0% | 0% | 0% | 100% | 0% | 0% | 0% | 0% | 0% |  |  |  | Non-Electric Measures | 0% | 0% | 0% | 0% |  |  | 0 |  | 0% | 0% | 0% | 0%
C - Commercial & Industrial | C3 - Municipal Energy Solutions | C3a - Muni Retrofit
C - Commercial & Industrial | C3 - Municipal Energy Solutions | C3a - Muni Retrofit
C - Commercial & Industrial | C3 - Municipal Energy Solutions | C3a - Muni Retrofit
C - Commercial & Industrial | C3 - Municipal Energy Solutions | C3a - Muni Retrofit
C - Commercial & Industrial | C3 - Municipal Energy Solutions | C3b - Muni New Equipment | Custom Muni Compressed Air New | EC3b001 | Compressed Air | Project | 0 |  |  |  |  | 0 | 0% | 0% | 0% | 100% | 100% | 90% | 100% | 100% | 87% |  | Utility Specific | 0 | C&I Compressed Air - VFD Compressor | 13% | 20% | 26% | 41% | Utility Specific |  | 0.000258 | 0 | 100% | 100% | 100% | 100% | Utility Specific
C - Commercial & Industrial | C3 - Municipal Energy Solutions | C3b - Muni New Equipment | Custom Muni Hot Water New | EC3b002 | Hot Water | Project | 0 |  |  |  |  | 0 | 0% | 0% | 0% | 100% | 100% | 90% | 100% | 100% | 87% |  | Utility Specific |  | C&I Water Heating | 25% | 25% | 25% | 25% | Utility Specific |  | 0.000258 | 0 | 54% | 56% | 54% | 54% | Utility Specific
C - Commercial & Industrial | C3 - Municipal Energy Solutions | C3b - Muni New Equipment | Custom Muni HVAC New | EC3b003 | HVAC | Project | 2 | 13.5 | 3748 | 2811 |  | 937 | 0% | 0% | 0% | 100% | 100% | 90% | 100% | 100% | 87% |  | Utility Specific | 8514.02 | Custom Calculation | 72% | 18% | 8% | 2% | Utility Specific | 2.35 | 0 | 2.35 | 100% | 38.54% | 100% | 100% | Utility Specific | Propane | 6.1429
C - Commercial & Industrial | C3 - Municipal Energy Solutions | C3b - Muni New Equipment | Custom Muni Lighting New - Interior | EC3b004 | Lighting | Project | 0 | 15 |  |  |  | 0 | 11% | 5% | 0% | 94% | 100% | 106.6% | 100% | 100% | 87% |  | Utility Specific |  | C&I Interior Lighting - Prescriptive | 30.3% | 17.4% | 34.3% | 18.1% | Calculated |  | 0.0002 | 0 | 80% | 61% | 80% | 80% | Calculated | NG - C&I Gas Heat | 0 | Fuel Oil - Com Fuel | 0
C - Commercial & Industrial | C3 - Municipal Energy Solutions | C3b - Muni New Equipment | Custom Muni Lighting New - Exterior | EC3b085 | Lighting | Project | 0 | 15 |  |  |  | 0 | 11% | 5% | 0% | 94% | 100% | 102.7% | 100% | 100% | 87% |  | Utility Specific |  | C&I Exterior Lighting | 20.1% | 31.6% | 19.2% | 29% | Calculated |  | 0.0002 | 0 | 0% | 100% | 0% | 0% | Calculated
C - Commercial & Industrial | C3 - Municipal Energy Solutions | C3b - Muni New Equipment | Custom Muni Lighting New - Controls | EC3b086 | Lighting | Project | 0 | 10 | 1413.3333 | 1060 |  | 353.3333 | 11% | 5% | 0% | 94% | 100% | 100% | 100% | 100% | 87% |  | Utility Specific | 5883.03 | C&I Lighting Controls | 31.3% | 19% | 32.1% | 17.7% | Calculated |  | 0.0001 | 0.5883 | 15% | 13% | 15% | 15% | Calculated | NG - C&I Gas Heat | -8.0009 | Fuel Oil - Com Fuel | -16.0018
C - Commercial & Industrial | C3 - Municipal Energy Solutions | C3b - Muni New Equipment | Custom Muni Motors New | EC3b005 | Motors/Drives | Project | 0 |  |  |  |  | 0 | 0% | 0% | 0% | 100% | 100% | 90% | 100% | 100% | 87% |  | Utility Specific |  | Custom Calculation | 23% | 8% | 52% | 17% | Utility Specific |  | 0 | 0 | 95% | 80% | 95% | 95% | Utility Specific
C - Commercial & Industrial | C3 - Municipal Energy Solutions | C3b - Muni New Equipment | Custom Muni Process New | EC3b006 | Process | Project | 0 |  |  |  |  | 0 | 0% | 0% | 0% | 100% | 100% | 90% | 100% | 100% | 87% |  | Utility Specific |  | C&I Process | 49% | 13% | 29% | 9% | Utility Specific |  | 0.000725 | 0 | 95% | 45% | 95% | 95% | Utility Specific
C - Commercial & Industrial | C3 - Municipal Energy Solutions | C3b - Muni New Equipment | Custom Muni Refrigeration New | EC3b007 | Refrigeration | Project | 0 |  |  |  |  | 0 | 0% | 0% | 0% | 100% | 100% | 90% | 100% | 100% | 87% |  | Utility Specific |  | C&I Refrigeration | 22.6% | 27.3% | 23.3% | 26.8% | Utility Specific |  | 0.0002 | 0 | 80% | 80% | 80% | 80% | Utility Specific
C - Commercial & Industrial | C3 - Municipal Energy Solutions | C3b - Muni New Equipment | Custom Muni Other New | EC3b008 | Custom Measures | Project | 0 | 25 | 60 | 27 |  | 33 | 0% | 0% | 0% | 100% | 100% | 90% | 100% | 100% | 87% |  | Utility Specific | 60 | Custom Calculation | 25.76% | 40.82% | 12.93% | 20.49% | Utility Specific | 0.006 | 0 | 0.006 | 47.6% | 42.8% | 47.6% | 47.6% | Utility Specific
C - Commercial & Industrial | C3 - Municipal Energy Solutions | C3b - Muni New Equipment | Custom Muni Comprehensive Design | EC3b087 | Custom Measures | Project | 0 |  |  |  |  | 0 | 0% | 0% | 0% | 100% | 100% | 90% | 100% | 100% | 87% |  | Utility Specific |  | Custom Calculation | 72% | 18% | 8% | 2% | Utility Specific |  | 0 | 0 | 100% | 100% | 100% | 100% | Utility Specific
C - Commercial & Industrial | C3 - Municipal Energy Solutions | C3b - Muni New Equipment | Daylight Dimming | EC3b009 | Lighting | Project | 0 | 10 |  |  |  | 0 | 11% | 5% | 0% | 94% | 100% | 100% | 100% | 100% | 100% |  | Utility Specific |  | C&I Lighting Controls | 31.3% | 19% | 32.1% | 17.7% | Calculated |  | 0.0001 | 0 | 17% | 13% | 17% | 17% | Calculated | NG - C&I Gas Heat | 0 | Fuel Oil - Com Fuel | 0
C - Commercial & Industrial | C3 - Municipal Energy Solutions | C3b - Muni New Equipment | Performance Lighting - Exterior w/ Controls | EC3b010 | Lighting | Project | 0 | 15 |  |  |  | 0 | 11% | 5% | 0% | 94% | 100% | 102.7% | 100% | 100% | 100% |  | Utility Specific |  | C&I Exterior Lighting | 20.1% | 31.6% | 19.2% | 29% | Calculated |  | 0.0002 | 0 | 0% | 100% | 0% | 0% | Calculated
C - Commercial & Industrial | C3 - Municipal Energy Solutions | C3b - Muni New Equipment | Performance Lighting - Exterior w/o Controls | EC3b011 | Lighting | Project | 2 | 15 | 1141.8667 | 856.4 |  | 285.4667 | 11% | 5% | 0% | 94% | 100% | 102.7% | 100% | 100% | 100% |  | Utility Specific | 3871.3538 | C&I Exterior Lighting | 20.1% | 31.6% | 19.2% | 29% | Calculated |  | 0.0002 | 0.77427 | 0% | 100% | 0% | 0% | Calculated
C - Commercial & Industrial | C3 - Municipal Energy Solutions | C3b - Muni New Equipment | Performance Lighting - Interior w/ Controls | EC3b012 | Lighting | Project | 1.2381 | 15 | 5934.6667 | 4451 |  | 1483.6667 | 11% | 5% | 0% | 94% | 100% | 106.6% | 100% | 113.5% | 100% |  | Utility Specific | 19084.5525 | C&I Interior Lighting - Prescriptive | 30.3% | 17.4% | 34.3% | 18.1% | Calculated |  | 0.0002 | 3.8169 | 50.4% | 38.9% | 50.4% | 50.4% | Calculated | NG - C&I Gas Heat | -1.0323 | Fuel Oil - Com Fuel | -2.0647
C - Commercial & Industrial | C3 - Municipal Energy Solutions | C3b - Muni New Equipment | Performance Lighting - Interior w/o Controls | EC3b013 | Lighting | Project | 1.0171 | 15 | 93.3333 | 70 |  | 23.3333 | 11% | 5% | 0% | 94% | 100% | 106.6% | 100% | 113.5% | 100% |  | Utility Specific | 173.3775 | C&I Interior Lighting - Prescriptive | 30.3% | 17.4% | 34.3% | 18.1% | Calculated |  | 0.0002 | 0.034675 | 50.4% | 38.9% | 50.4% | 50.4% | Calculated | NG - C&I Gas Heat | -0.0093785 | Fuel Oil - Com Fuel | -0.018757
C - Commercial & Industrial | C3 - Municipal Energy Solutions | C3b - Muni New Equipment | Lighting Occupancy Sensors | EC3b014 | Lighting | Project | 0 | 10 |  |  |  | 0 | 11% | 5% | 0% | 94% | 100% | 100% | 100% | 100% | 100% |  | Utility Specific |  | C&I Lighting Controls | 31.3% | 19% | 32.1% | 17.7% | Calculated |  | 0.0001 | 0 | 18% | 13% | 18% | 18% | Calculated | NG - C&I Gas Heat | 0 | Fuel Oil - Com Fuel | 0
C - Commercial & Industrial | C3 - Municipal Energy Solutions | C3b - Muni New Equipment | Advanced Power Strip | EC3b015 | Process | Project | 0 | 5 |  |  |  | 0 | 0% | 0% | 0% | 100% | 100% | 100% | 100% | 100% | 100% |  | Utility Specific |  | Primary TV and Peripherals | 32.24% | 34.78% | 15.36% | 17.62% | Utility Specific |  | 0.00018311 | 0 | 58.2% | 86.3% | 58.2% | 58.2% | Utility Specific
C - Commercial & Industrial | C3 - Municipal Energy Solutions | C3b - Muni New Equipment | Air Compressor | EC3b016 | Compressed Air | Project | 0 | 15 |  |  |  | 0 | 0% | 0% | 0% | 100% | 100% | 100% | 100% | 100% | 100% |  | Utility Specific |  | C&I Compressed Air - VFD Compressor | 25.9% | 23.9% | 26.5% | 23.7% | Utility Specific |  | 0.000258 | 0 | 117% | 98% | 117% | 117% | Utility Specific
C - Commercial & Industrial | C3 - Municipal Energy Solutions | C3b - Muni New Equipment | Air Nozzle | EC3b017 | Compressed Air | Project | 0 | 13 |  |  |  | 0 | 0% | 0% | 0% | 100% | 100% | 100% | 100% | 100% | 100% |  | Utility Specific |  | C&I Compressed Air - VFD Compressor | 25.9% | 23.9% | 26.5% | 23.7% | Utility Specific |  | 0.000258 | 0 | 80% | 54% | 80% | 80% | Utility Specific
C - Commercial & Industrial | C3 - Municipal Energy Solutions | C3b - Muni New Equipment | Boiler 1000 to 1700 MBH 90 AFUE, Oil | EC3b018 | HVAC | Project | 0 | 25 |  |  |  | 0 | 0% | 0% | 0% | 100% | 100% | 100% | 100% | 100% | 100% |  | Utility Specific |  | Non-Electric Measures | 0% | 0% | 0% | 0% | Utility Specific |  | 0 | 0 | 0% | 0% | 0% | 0% | Utility Specific | Fuel Oil - Com Fuel
C - Commercial & Industrial | C3 - Municipal Energy Solutions | C3b - Muni New Equipment | Boiler 1000 to 1700 MBH 90 AFUE, Propane | EC3b019 | HVAC | Project | 0 | 25 |  |  |  | 0 | 0% | 0% | 0% | 100% | 100% | 100% | 100% | 100% | 100% |  | Utility Specific |  | Non-Electric Measures | 0% | 0% | 0% | 0% | Utility Specific |  | 0 | 0 | 0% | 0% | 0% | 0% | Utility Specific | Propane
C - Commercial & Industrial | C3 - Municipal Energy Solutions | C3b - Muni New Equipment | Boiler 1701 to 2000 MBH 85 AFUE, Oil | EC3b020 | HVAC | Project | 0 | 25 |  |  |  | 0 | 0% | 0% | 0% | 100% | 100% | 100% | 100% | 100% | 100% |  | Utility Specific |  | Non-Electric Measures | 0% | 0% | 0% | 0% | Utility Specific |  | 0 | 0 | 0% | 0% | 0% | 0% | Utility Specific | Fuel Oil - Com Fuel
C - Commercial & Industrial | C3 - Municipal Energy Solutions | C3b - Muni New Equipment | Boiler 1701 to 2000 MBH 90 AFUE, Propane | EC3b021 | HVAC | Project | 0 | 25 |  |  |  | 0 | 0% | 0% | 0% | 100% | 100% | 100% | 100% | 100% | 100% |  | Utility Specific |  | Non-Electric Measures | 0% | 0% | 0% | 0% | Utility Specific |  | 0 | 0 | 0% | 0% | 0% | 0% | Utility Specific | Propane
C - Commercial & Industrial | C3 - Municipal Energy Solutions | C3b - Muni New Equipment | Boiler 301 to 499 MBH 85 AFUE, Oil | EC3b022 | HVAC | Project | 0 | 25 |  |  |  | 0 | 0% | 0% | 0% | 100% | 100% | 100% | 100% | 100% | 100% |  | Utility Specific |  | Non-Electric Measures | 0% | 0% | 0% | 0% | Utility Specific |  | 0 | 0 | 0% | 0% | 0% | 0% | Utility Specific | Fuel Oil - Com Fuel
C - Commercial & Industrial | C3 - Municipal Energy Solutions | C3b - Muni New Equipment | Boiler 301 to 499 MBH 90 AFUE, Propane | EC3b023 | HVAC | Project | 0 | 25 |  |  |  | 0 | 0% | 0% | 0% | 100% | 100% | 100% | 100% | 100% | 100% |  | Utility Specific |  | Non-Electric Measures | 0% | 0% | 0% | 0% | Utility Specific |  | 0 | 0 | 0% | 0% | 0% | 0% | Utility Specific | Propane
C - Commercial & Industrial | C3 - Municipal Energy Solutions | C3b - Muni New Equipment | Boiler 500 to 999 MBH 85 AFUE, Oil | EC3b024 | HVAC | Project | 0 | 25 |  |  |  | 0 | 0% | 0% | 0% | 100% | 100% | 100% | 100% | 100% | 100% |  | Utility Specific |  | Non-Electric Measures | 0% | 0% | 0% | 0% | Utility Specific |  | 0 | 0 | 0% | 0% | 0% | 0% | Utility Specific | Fuel Oil - Com Fuel
C - Commercial & Industrial | C3 - Municipal Energy Solutions | C3b - Muni New Equipment | Boiler 500 to 999 MBH 90 AFUE, Propane | EC3b025 | HVAC | Project | 0 | 25 |  |  |  | 0 | 0% | 0% | 0% | 100% | 100% | 100% | 100% | 100% | 100% |  | Utility Specific |  | Non-Electric Measures | 0% | 0% | 0% | 0% | Utility Specific |  | 0 | 0 | 0% | 0% | 0% | 0% | Utility Specific | Propane
C - Commercial & Industrial | C3 - Municipal Energy Solutions | C3b - Muni New Equipment | Boiler to 300 MBH 85 AFUE, Oil | EC3b026 | HVAC | Project | 0 | 25 |  |  |  | 0 | 0% | 0% | 0% | 100% | 100% | 100% | 100% | 100% | 100% |  | Utility Specific |  | Non-Electric Measures | 0% | 0% | 0% | 0% | Utility Specific |  | 0 | 0 | 0% | 0% | 0% | 0% | Utility Specific | Fuel Oil - Com Fuel
C - Commercial & Industrial | C3 - Municipal Energy Solutions | C3b - Muni New Equipment | Boiler to 300 MBH 87 AFUE, Oil | EC3b027 | HVAC | Project | 0 | 25 |  |  |  | 0 | 0% | 0% | 0% | 100% | 100% | 100% | 100% | 100% | 100% |  | Utility Specific |  | Non-Electric Measures | 0% | 0% | 0% | 0% | Utility Specific |  | 0 | 0 | 0% | 0% | 0% | 0% | Utility Specific | Fuel Oil - Com Fuel
C - Commercial & Industrial | C3 - Municipal Energy Solutions | C3b - Muni New Equipment | Boiler to 300 MBH 90 AFUE, Propane | EC3b028 | HVAC | Project | 0 | 25 |  |  |  | 0 | 0% | 0% | 0% | 100% | 100% | 100% | 100% | 100% | 100% |  | Utility Specific |  | Non-Electric Measures | 0% | 0% | 0% | 0% | Utility Specific |  | 0 | 0 | 0% | 0% | 0% | 0% | Utility Specific | Propane
C - Commercial & Industrial | C3 - Municipal Energy Solutions | C3b - Muni New Equipment | Boiler to 300 MBH 95 AFUE, Propane | EC3b029 | HVAC | Project | 2 | 25 | 3479 | 1500 |  | 1979 | 0% | 0% | 0% | 100% | 100% | 100% | 100% | 100% | 100% |  | Utility Specific |  | Non-Electric Measures | 0% | 0% | 0% | 0% | Utility Specific |  | 0 | 0 | 0% | 0% | 0% | 0% | Utility Specific | Propane | 14.7
C - Commercial & Industrial | C3 - Municipal Energy Solutions | C3b - Muni New Equipment | Circulator Pump | EC3b030 | HVAC | Project | 1 | 20 | 266.67 | 200 |  | 66.67 | 0% | 0% | 0% | 100% | 100% | 100% | 100% | 100% | 100% |  | Utility Specific | 2960.55 | C&I Heating & Cooling | 26.4% | 16.6% | 34.9% | 22.1% | Utility Specific | 0.31 | 0.0016 | 0.31 | 82% | 5% | 82% | 82% | Utility Specific
C - Commercial & Industrial | C3 - Municipal Energy Solutions | C3b - Muni New Equipment | Combination Oven, Electric | EC3b031 | Food Service | Appliance | 0 | 12 |  |  |  | 0 | 0% | 0% | 0% | 100% | 100% | 100% | 100% | 100% | 100% |  | Deemed | 6368 | C&I Food Services | 32% | 35% | 16% | 17% | Deemed | 1.45 | 0.000192 | 1.45 | 90% | 90% | 90% | 90% | Utility Specific
C - Commercial & Industrial | C3 - Municipal Energy Solutions | C3b - Muni New Equipment | Compressor Storage | EC3b032 | Compressed Air | Project | 0 | 17 |  |  |  | 0 | 0% | 0% | 0% | 100% | 100% | 100% | 100% | 100% | 100% |  | Utility Specific |  | C&I Compressed Air - VFD Compressor | 25.9% | 23.9% | 26.5% | 23.7% | Utility Specific |  | 0.000258 | 0 | 117% | 98% | 117% | 117% | Utility Specific
C - Commercial & Industrial | C3 - Municipal Energy Solutions | C3b - Muni New Equipment | Condensing Unit Heater up to 300 MBH, Oil | EC3b033 | HVAC | Project | 0 | 18 |  |  |  | 0 | 0% | 0% | 0% | 100% | 100% | 100% | 100% | 100% | 100% |  | Utility Specific |  | Non-Electric Measures | 0% | 0% | 0% | 0% | Utility Specific |  | 0 | 0 | 0% | 0% | 0% | 0% | Deemed | Fuel Oil - Com Fuel | 40.9
C - Commercial & Industrial | C3 - Municipal Energy Solutions | C3b - Muni New Equipment | Condensing Unit Heater up to 300 MBH, Propane | EC3b034 | HVAC | Project | 0 | 18 | 2340 | 750 |  | 1590 | 0% | 0% | 0% | 100% | 100% | 100% | 100% | 100% | 100% |  | Utility Specific |  | Non-Electric Measures | 0% | 0% | 0% | 0% | Utility Specific |  | 0 | 0 | 0% | 0% | 0% | 0% | Deemed | Propane | 40.9
C - Commercial & Industrial | C3 - Municipal Energy Solutions | C3b - Muni New Equipment | Convection Oven, Electric | EC3b035 | Food Service | Appliance | 0 | 12 |  |  |  | 0 | 0% | 0% | 0% | 100% | 100% | 100% | 100% | 100% | 100% |  | Deemed | 2001 | C&I Food Services | 32% | 35% | 16% | 17% | Deemed | 0.46 | 0.000192 | 0.46 | 90% | 90% | 90% | 90% | Utility Specific
C - Commercial & Industrial | C3 - Municipal Energy Solutions | C3b - Muni New Equipment | Dishwasher - High Temp Door Type | EC3b036 | Food Service | Appliance | 0 | 13 |  |  |  | 0 | 0% | 0% | 0% | 100% | 100% | 100% | 100% | 100% | 100% |  | Deemed | 11897 | C&I Food Services | 32% | 35% | 16% | 17% | Deemed | 1.81 | 0.000192 | 1.81 | 90% | 90% | 90% | 90% | Utility Specific | [7 empty] | 40880
C - Commercial & Industrial | C3 - Municipal Energy Solutions | C3b - Muni New Equipment | Dishwasher - High Temp Multi Tank Conveyor | EC3b037 | Food Service | Appliance | 0 | 13 |  |  |  | 0 | 0% | 0% | 0% | 100% | 100% | 100% | 100% | 100% | 100% |  | Deemed | 45074 | C&I Food Services | 32% | 35% | 16% | 17% | Deemed | 6.86 | 0.000192 | 6.86 | 90% | 90% | 90% | 90% | Utility Specific | [7 empty] | 94170
C - Commercial & Industrial | C3 - Municipal Energy Solutions | C3b - Muni New Equipment | Dishwasher - High Temp Pot, Pan, Utensil | EC3b038 | Food Service | Appliance | 0 | 13 |  |  |  | 0 | 0% | 0% | 0% | 100% | 100% | 100% | 100% | 100% | 100% |  | Deemed | 10979 | C&I Food Services | 32% | 35% | 16% | 17% | Deemed | 1.67 | 0.000192 | 1.67 | 90% | 90% | 90% | 90% | Utility Specific | [7 empty] | 8760
C - Commercial & Industrial | C3 - Municipal Energy Solutions | C3b - Muni New Equipment | Dishwasher - High Temp Single Tank Conveyor | EC3b039 | Food Service | Appliance | 0 | 13 |  |  |  | 0 | 0% | 0% | 0% | 100% | 100% | 100% | 100% | 100% | 100% |  | Deemed | 10204 | C&I Food Services | 32% | 35% | 16% | 17% | Deemed | 1.55 | 0.000192 | 1.55 | 90% | 90% | 90% | 90% | Utility Specific | [7 empty] | 24820
C - Commercial & Industrial | C3 - Municipal Energy Solutions | C3b - Muni New Equipment | Dishwasher - High Temp Under Counter | EC3b040 | Food Service | Appliance | 0 | 13 |  |  |  | 0 | 0% | 0% | 0% | 100% | 100% | 100% | 100% | 100% | 100% |  | Deemed | 1480 | C&I Food Services | 32% | 35% | 16% | 17% | Deemed | 0.23 | 0.000192 | 0.23 | 90% | 90% | 90% | 90% | Utility Specific | [7 empty] | 6296
C - Commercial & Industrial | C3 - Municipal Energy Solutions | C3b - Muni New Equipment | Dishwasher - Low Temp Door Type | EC3b041 | Food Service | Appliance | 0 | 13 |  |  |  | 0 | 0% | 0% | 0% | 100% | 100% | 100% | 100% | 100% | 100% |  | Deemed | 17255 | C&I Food Services | 32% | 35% | 16% | 17% | Deemed | 2.63 | 0.000192 | 2.63 | 90% | 90% | 90% | 90% | Utility Specific | [7 empty] | 94024
C - Commercial & Industrial | C3 - Municipal Energy Solutions | C3b - Muni New Equipment | Dishwasher - Low Temp Multi Tank Conveyor | EC3b042 | Food Service | Appliance | 0 | 13 |  |  |  | 0 | 0% | 0% | 0% | 100% | 100% | 100% | 100% | 100% | 100% |  | Deemed | 22863 | C&I Food Services | 32% | 35% | 16% | 17% | Deemed | 3.48 | 0.000192 | 3.48 | 90% | 90% | 90% | 90% | Utility Specific | [7 empty] | 109500
C - Commercial & Industrial | C3 - Municipal Energy Solutions | C3b - Muni New Equipment | Dishwasher - Low Temp Single Tank Conveyor | EC3b043 | Food Service | Appliance | 0 | 13 |  |  |  | 0 | 0% | 0% | 0% | 100% | 100% | 100% | 100% | 100% | 100% |  | Deemed | 15387 | C&I Food Services | 32% | 35% | 16% | 17% | Deemed | 2.34 | 0.000192 | 2.34 | 90% | 90% | 90% | 90% | Utility Specific | [7 empty] | 75920
C - Commercial & Industrial | C3 - Municipal Energy Solutions | C3b - Muni New Equipment | Dishwasher - Low Temp Under Counter | EC3b044 | Food Service | Appliance | 0 | 13 |  |  |  | 0 | 0% | 0% | 0% | 100% | 100% | 100% | 100% | 100% | 100% |  | Deemed | 6182 | C&I Food Services | 32% | 35% | 16% | 17% | Deemed | 0.94 | 0.000192 | 0.94 | 90% | 90% | 90% | 90% | Utility Specific | [7 empty] | 14783
C - Commercial & Industrial | C3 - Municipal Energy Solutions | C3b - Muni New Equipment | Faucet Aerator, Electric | EC3b045 | Hot Water | Aerator | 0 | 10 |  |  |  | 0 | 0% | 0% | 0% | 100% | 100% | 100% | 100% | 100% | 100% |  | Deemed | 309 | Water Heater - Electric | 41.52% | 31.39% | 15.22% | 11.88% | Deemed | 0.01 | 0.00024338 | 0.01 | 31.2% | 80.8% | 31.2% | 31.2% | Deemed | [7 empty] | 5460
C - Commercial & Industrial | C3 - Municipal Energy Solutions | C3b - Muni New Equipment | Faucet Aerator, Gas | EC3b046 | Hot Water | Aerator | 0 | 10 |  |  |  | 0 | 0% | 0% | 0% | 100% | 100% | 100% | 100% | 100% | 100% |  | Deemed | 0 | Non-Electric Measures | 0% | 0% | 0% | 0% | Deemed |  | 0 | 0 | 0% | 0% | 0% | 0% | Deemed | NG - C&I Gas All | 1.7 | [5 empty] | 5460
C - Commercial & Industrial | C3 - Municipal Energy Solutions | C3b - Muni New Equipment | Faucet Aerator, Oil | EC3b047 | Hot Water | Aerator | 0 | 10 |  |  |  | 0 | 0% | 0% | 0% | 100% | 100% | 100% | 100% | 100% | 100% |  | Deemed | 0 | Non-Electric Measures | 0% | 0% | 0% | 0% | Deemed |  | 0 | 0 | 0% | 0% | 0% | 0% | Deemed | Fuel Oil - Com Fuel | 1.7 | [5 empty] | 5460
C - Commercial & Industrial | C3 - Municipal Energy Solutions | C3b - Muni New Equipment | Faucet Aerator, Propane | EC3b048 | Hot Water | Aerator | 0 | 10 |  |  |  | 0 | 0% | 0% | 0% | 100% | 100% | 100% | 100% | 100% | 100% |  | Deemed | 0 | Non-Electric Measures | 0% | 0% | 0% | 0% | Deemed |  | 0 | 0 | 0% | 0% | 0% | 0% | Deemed | Propane | 1.7 | [5 empty] | 5460
C - Commercial & Industrial | C3 - Municipal Energy Solutions | C3b - Muni New Equipment | Fryer Large Vat, Electric | EC3b049 | Food Service | Appliance | 0 | 12 |  |  |  | 0 | 0% | 0% | 0% | 100% | 100% | 100% | 100% | 100% | 100% |  | Deemed | 2696 | C&I Food Services | 32% | 35% | 16% | 17% | Deemed | 0.61 | 0.000192 | 0.61 | 90% | 90% | 90% | 90% | Utility Specific
C - Commercial & Industrial | C3 - Municipal Energy Solutions | C3b - Muni New Equipment | Fryer Standard Vat, Electric | EC3b050 | Food Service | Appliance | 0 | 12 |  |  |  | 0 | 0% | 0% | 0% | 100% | 100% | 100% | 100% | 100% | 100% |  | Deemed | 3272 | C&I Food Services | 32% | 35% | 16% | 17% | Deemed | 0.56 | 0.000192 | 0.56 | 90% | 90% | 90% | 90% | Utility Specific
C - Commercial & Industrial | C3 - Municipal Energy Solutions | C3b - Muni New Equipment | Furnace w/ ECM 85 AFUE up to 150 MBH, Oil | EC3b051 | HVAC | Project | 0 | 18 |  |  |  | 0 | 0% | 0% | 0% | 100% | 100% | 100% | 100% | 100% | 100% |  | Utility Specific |  | Furnace Fan | 44.58% | 55.42% | 0% | 0% | Utility Specific |  | 0.00064492 | 0 | 0% | 45.2% | 0% | 0% | Utility Specific | Fuel Oil - Com Fuel
C - Commercial & Industrial | C3 - Municipal Energy Solutions | C3b - Muni New Equipment | Furnace w/ ECM 87 AFUE up to 150 MBH, Oil | EC3b052 | HVAC | Project | 0 | 18 |  |  |  | 0 | 0% | 0% | 0% | 100% | 100% | 100% | 100% | 100% | 100% |  | Utility Specific |  | Furnace Fan | 44.58% | 55.42% | 0% | 0% | Utility Specific |  | 0.00064492 | 0 | 0% | 45.2% | 0% | 0% | Utility Specific | Fuel Oil - Com Fuel
C - Commercial & Industrial | C3 - Municipal Energy Solutions | C3b - Muni New Equipment | Furnace w/ ECM 95 AFUE up to 150 MBH, Propane | EC3b053 | HVAC | Project | 0 | 18 | 1636 | 300 |  | 1336 | 0% | 0% | 0% | 100% | 100% | 100% | 100% | 100% | 100% |  | Utility Specific |  | Furnace Fan | 44.58% | 55.42% | 0% | 0% | Utility Specific |  | 0.00064492 | 0 | 0% | 45.2% | 0% | 0% | Deemed | Propane | 9.8
C - Commercial & Industrial | C3 - Municipal Energy Solutions | C3b - Muni New Equipment | Furnace w/ ECM 97 AFUE up to 150 MBH, Propane | EC3b054 | HVAC | Project | 0 | 18 | 1788 | 450 |  | 1338 | 0% | 0% | 0% | 100% | 100% | 100% | 100% | 100% | 100% |  | Utility Specific |  | Furnace Fan | 44.58% | 55.42% | 0% | 0% | Utility Specific |  | 0.00064492 | 0 | 0% | 45.2% | 0% | 0% | Deemed | Propane | 10.3
C - Commercial & Industrial | C3 - Municipal Energy Solutions | C3b - Muni New Equipment | Griddle, Electric | EC3b055 | Food Service | Appliance | 0 | 12 |  |  |  | 0 | 0% | 0% | 0% | 100% | 100% | 100% | 100% | 100% | 100% |  | Deemed | 3179 | C&I Food Services | 32% | 35% | 16% | 17% | Deemed | 0.73 | 0.000192 | 0.73 | 90% | 90% | 90% | 90% | Utility Specific
C - Commercial & Industrial | C3 - Municipal Energy Solutions | C3b - Muni New Equipment | Ground Source Heat Pump | EC3b056 | HVAC | Project | 0 | 25 |  |  |  | 0 | 0% | 0% | 0% | 100% | 100% | 100% | 100% | 100% | 100% |  | Utility Specific |  | Hardwired Electric Heat | 43.13% | 56.87% | 0% | 0% | Utility Specific |  | 0.0007332 | 0 | 34.2% | 34.2% | 34.2% | 34.2% | Utility Specific
C - Commercial & Industrial | C3 - Municipal Energy Solutions | C3b - Muni New Equipment | Hot Food Holding Cabinet 3/4 Size | EC3b057 | Food Service | Appliance | 0 | 12 |  |  |  | 0 | 0% | 0% | 0% | 100% | 100% | 100% | 100% | 100% | 100% |  | Deemed | 1189 | C&I Food Services | 32% | 35% | 16% | 17% | Deemed | 0.32 | 0.000192 | 0.32 | 90% | 90% | 90% | 90% | Utility Specific
C - Commercial & Industrial | C3 - Municipal Energy Solutions | C3b - Muni New Equipment | Hot Food Holding Cabinet Full Size | EC3b058 | Food Service | Appliance | 0 | 12 |  |  |  | 0 | 0% | 0% | 0% | 100% | 100% | 100% | 100% | 100% | 100% |  | Deemed | 3807 | C&I Food Services | 32% | 35% | 16% | 17% | Deemed | 1.15 | 0.000192 | 1.15 | 90% | 90% | 90% | 90% | Utility Specific
C - Commercial & Industrial | C3 - Municipal Energy Solutions | C3b - Muni New Equipment | Hot Food Holding Cabinet Half Size | EC3b059 | Food Service | Appliance | 0 | 12 |  |  |  | 0 | 0% | 0% | 0% | 100% | 100% | 100% | 100% | 100% | 100% |  | Deemed | 223 | C&I Food Services | 32% | 35% | 16% | 17% | Deemed | 0.05 | 0.000192 | 0.05 | 90% | 90% | 90% | 90% | Utility Specific
C - Commercial & Industrial | C3 - Municipal Energy Solutions | C3b - Muni New Equipment | Ice Machine - Ice Making Head | EC3b060 | Food Service | Appliance | 0 | 8 |  |  |  | 0 | 0% | 0% | 0% | 100% | 100% | 100% | 100% | 100% | 100% |  | Utility Specific | 1117 | C&I Food Services | 32% | 35% | 16% | 17% | Utility Specific | 0.3 | 0.000192 | 0.3 | 90% | 90% | 90% | 90% | Utility Specific | [7 empty] | 3322
C - Commercial & Industrial | C3 - Municipal Energy Solutions | C3b - Muni New Equipment | Ice Machine - Remote Cond./Split Unit - Batch | EC3b061 | Food Service | Appliance | 0 | 8 |  |  |  | 0 | 0% | 0% | 0% | 100% | 100% | 100% | 100% | 100% | 100% |  | Utility Specific | 2601 | C&I Food Services | 32% | 35% | 16% | 17% | Utility Specific | 0.3 | 0.000192 | 0.3 | 90% | 90% | 90% | 90% | Utility Specific | [7 empty] | 2631
C - Commercial & Industrial | C3 - Municipal Energy Solutions | C3b - Muni New Equipment | Ice Machine - Remote Cond./Split Unit - Continuous | EC3b062 | Food Service | Appliance | 0 | 8 |  |  |  | 0 | 0% | 0% | 0% | 100% | 100% | 100% | 100% | 100% | 100% |  | Utility Specific | 3641 | C&I Food Services | 32% | 35% | 16% | 17% | Utility Specific | 0.3 | 0.000192 | 0.3 | 90% | 90% | 90% | 90% | Utility Specific
C - Commercial & Industrial | C3 - Municipal Energy Solutions | C3b - Muni New Equipment | Ice Machine - Self Contained | EC3b063 | Food Service | Appliance | 0 | 8 |  |  |  | 0 | 0% | 0% | 0% | 100% | 100% | 100% | 100% | 100% | 100% |  | Utility Specific | 805 | C&I Food Services | 32% | 35% | 16% | 17% | Utility Specific | 0.3 | 0.000192 | 0.3 | 90% | 90% | 90% | 90% | Utility Specific
C - Commercial & Industrial | C3 - Municipal Energy Solutions | C3b - Muni New Equipment | Infrared Heater | EC3b064 | HVAC | Project | 0 | 17 |  |  |  | 0 | 0% | 0% | 0% | 100% | 100% | 100% | 100% | 100% | 100% |  | Utility Specific | 0 | Hardwired Electric Heat | 43.13% | 56.87% | 0% | 0% | Utility Specific |  | 0.0007332 | 0 | 0% | 43.3% | 0% | 0% | Deemed | Propane | 12
C - Commercial & Industrial | C3 - Municipal Energy Solutions | C3b - Muni New Equipment | Low Pressure Drop Filter | EC3b065 | Compressed Air | Project | 0 | 5 |  |  |  | 0 | 0% | 0% | 0% | 100% | 100% | 100% | 100% | 100% | 100% |  | Utility Specific | 0 | C&I Compressed Air - VFD Compressor | 25.9% | 23.9% | 26.5% | 23.7% | Utility Specific |  | 0.000258 | 0 | 80% | 54% | 80% | 80% | Utility Specific
C - Commercial & Industrial | C3 - Municipal Energy Solutions | C3b - Muni New Equipment | Thermostatic Shut-Off Valve, Electric | EC3b066 | Hot Water | Showerhead | 0 | 15 |  |  |  | 0 | 0% | 0% | 0% | 100% | 100% | 100% | 100% | 100% | 100% |  | Deemed | 69 | Water Heater - Electric | 41.52% | 31.39% | 15.22% | 11.88% | Deemed | 0.02 | 0.00024338 | 0.02 | 31.2% | 80.8% | 31.2% | 31.2% | Deemed | [7 empty] | 558
C - Commercial & Industrial | C3 - Municipal Energy Solutions | C3b - Muni New Equipment | Thermostatic Shut-Off Valve, Gas | EC3b067 | Hot Water | Showerhead | 0 | 15 |  |  |  | 0 | 0% | 0% | 0% | 100% | 100% | 100% | 100% | 100% | 100% |  | Deemed | 0 | Non-Electric Measures | 0% | 0% | 0% | 0% | Utility Specific |  | 0 | 0 | 0% | 0% | 0% | 0% | Deemed | NG - C&I Gas All | 0.33 | [5 empty] | 558
C - Commercial & Industrial | C3 - Municipal Energy Solutions | C3b - Muni New Equipment | Thermostatic Shut-Off Valve, Oil | EC3b068 | Hot Water | Showerhead | 0 | 15 |  |  |  | 0 | 0% | 0% | 0% | 100% | 100% | 100% | 100% | 100% | 100% |  | Deemed | 0 | Non-Electric Measures | 0% | 0% | 0% | 0% | Utility Specific |  | 0 | 0 | 0% | 0% | 0% | 0% | Deemed | Fuel Oil - Com Fuel | 0.33 | [5 empty] | 558
C - Commercial & Industrial | C3 - Municipal Energy Solutions | C3b - Muni New Equipment | Thermostatic Shut-Off Valve, Propane | EC3b069 | Hot Water | Showerhead | 0 | 15 |  |  |  | 0 | 0% | 0% | 0% | 100% | 100% | 100% | 100% | 100% | 100% |  | Deemed | 0 | Non-Electric Measures | 0% | 0% | 0% | 0% | Utility Specific |  | 0 | 0 | 0% | 0% | 0% | 0% | Deemed | Propane | 0.33 | [5 empty] | 558
C - Commercial & Industrial | C3 - Municipal Energy Solutions | C3b - Muni New Equipment | Low-Flow Showerhead, Electric | EC3b070 | Hot Water | Showerhead | 0 | 10 |  |  |  | 0 | 0% | 0% | 0% | 100% | 100% | 100% | 100% | 100% | 100% |  | Deemed | 507 | Water Heater - Electric | 41.52% | 31.39% | 15.22% | 11.88% | Deemed | 0.09 | 0.00024338 | 0.09 | 31.2% | 80.8% | 31.2% | 31.2% | Deemed | [7 empty] | 7300
C - Commercial & Industrial | C3 - Municipal Energy Solutions | C3b - Muni New Equipment | Low-Flow Showerhead, Gas | EC3b071 | Hot Water | Showerhead | 0 | 10 |  |  |  | 0 | 0% | 0% | 0% | 100% | 100% | 100% | 100% | 100% | 100% |  | Deemed | 0 | Non-Electric Measures | 0% | 0% | 0% | 0% | Utility Specific |  | 0 | 0 | 0% | 0% | 0% | 0% | Deemed | NG - C&I Gas All | 2.65 | [5 empty] | 7300
C - Commercial & Industrial | C3 - Municipal Energy Solutions | C3b - Muni New Equipment | Low-Flow Showerhead, Oil | EC3b072 | Hot Water | Showerhead | 0 | 10 |  |  |  | 0 | 0% | 0% | 0% | 100% | 100% | 100% | 100% | 100% | 100% |  | Deemed | 0 | Non-Electric Measures | 0% | 0% | 0% | 0% | Utility Specific |  | 0 | 0 | 0% | 0% | 0% | 0% | Deemed | Fuel Oil - Com Fuel | 2.65 | [5 empty] | 7300
C - Commercial & Industrial | C3 - Municipal Energy Solutions | C3b - Muni New Equipment | Low-Flow Showerhead, Propane | EC3b073 | Hot Water | Showerhead | 0 | 10 |  |  |  | 0 | 0% | 0% | 0% | 100% | 100% | 100% | 100% | 100% | 100% |  | Deemed | 0 | Non-Electric Measures | 0% | 0% | 0% | 0% | Utility Specific |  | 0 | 0 | 0% | 0% | 0% | 0% | Deemed | Propane | 2.65 | [5 empty] | 7300
C - Commercial & Industrial | C3 - Municipal Energy Solutions | C3b - Muni New Equipment | Pre Rinse Spray Valve, Electric | EC3b074 | Hot Water | Valve | 0 | 8 |  |  |  | 0 | 0% | 0% | 0% | 100% | 100% | 100% | 100% | 100% | 100% |  | Utility Specific | 957 | Water Heater - Electric | 41.52% | 31.39% | 15.22% | 11.88% | Utility Specific |  | 0.00024338 | 0.23292 | 52% | 100% | 52% | 52% | Deemed | [7 empty] | 6410
C - Commercial & Industrial | C3 - Municipal Energy Solutions | C3b - Muni New Equipment | Pre Rinse Spray Valve, Gas | EC3b075 | Hot Water | Project | 0 | 8 |  |  |  | 0 | 0% | 0% | 0% | 100% | 100% | 100% | 100% | 100% | 100% |  | Utility Specific |  | Non-Electric Measures | 0% | 0% | 0% | 0% | Utility Specific |  | 0 | 0 | 0% | 0% | 0% | 0% | Deemed | NG - C&I Gas All | 11.43 | [5 empty] | 6410
C - Commercial & Industrial | C3 - Municipal Energy Solutions | C3b - Muni New Equipment | Pre Rinse Spray Valve, Oil | EC3b076 | Hot Water | Project | 0 | 8 |  |  |  | 0 | 0% | 0% | 0% | 100% | 100% | 100% | 100% | 100% | 100% |  | Utility Specific |  | Non-Electric Measures | 0% | 0% | 0% | 0% | Utility Specific |  | 0 | 0 | 0% | 0% | 0% | 0% | Deemed | Fuel Oil - Com Fuel | 11.43 | [5 empty] | 6410
C - Commercial & Industrial | C3 - Municipal Energy Solutions | C3b - Muni New Equipment | Pre Rinse Spray Valve, Propane | EC3b077 | Hot Water | Project | 0 | 8 |  |  |  | 0 | 0% | 0% | 0% | 100% | 100% | 100% | 100% | 100% | 100% |  | Utility Specific |  | Non-Electric Measures | 0% | 0% | 0% | 0% | Utility Specific |  | 0 | 0 | 0% | 0% | 0% | 0% | Deemed | Propane | 11.43 | [5 empty] | 6410
C - Commercial & Industrial | C3 - Municipal Energy Solutions | C3b - Muni New Equipment | Refrigerated Air Dryer | EC3b078 | Compressed Air | Project | 0 | 15 |  |  |  | 0 | 0% | 0% | 0% | 100% | 100% | 156% | 100% | 100% | 100% |  | Utility Specific |  | C&I Compressed Air - Air Dryer | 21.7% | 28.1% | 22.4% | 27.7% | Utility Specific |  | 0 | 0 | 117% | 98% | 117% | 117% | Utility Specific
C - Commercial & Industrial | C3 - Municipal Energy Solutions | C3b - Muni New Equipment | Steam Cooker, Electric | EC3b079 | Food Service | Appliance | 0 | 12 |  |  |  | 0 | 0% | 0% | 0% | 100% | 100% | 100% | 100% | 100% | 100% |  | Deemed | 6550 | C&I Food Services | 32% | 35% | 16% | 17% | Utility Specific |  | 0.000192 | 1.2576 | 90% | 90% | 90% | 90% | Utility Specific | [7 empty] | 69975
C - Commercial & Industrial | C3 - Municipal Energy Solutions | C3b - Muni New Equipment | Unitary Air Conditioner | EC3b080 | HVAC | Project | 1 | 20 | 93.3333 | 70 |  | 23.3333 | 0% | 0% | 0% | 100% | 100% | 100% | 100% | 100% | 100% |  | Utility Specific | 231.17 | C&I Electric Cooling Unitary Equipment | 8.6% | 4.6% | 52.7% | 34.1% | Utility Specific | 0.18 | 0.000759 | 0.18 | 34.2% | 0% | 34.2% | 34.2% | Utility Specific
C - Commercial & Industrial | C3 - Municipal Energy Solutions | C3b - Muni New Equipment | Water Source Heat Pump | EC3b081 | HVAC | Project | 0 | 12 |  |  |  | 0 | 0% | 0% | 0% | 100% | 100% | 100% | 100% | 100% | 100% |  | Utility Specific |  | C&I Heating & Cooling | 26.4% | 16.6% | 34.9% | 22.1% | Utility Specific |  | 0.0016 | 0 | 34.2% | 34.2% | 34.2% | 34.2% | Utility Specific
C - Commercial & Industrial | C3 - Municipal Energy Solutions | C3b - Muni New Equipment | Zero Loss Condensate Drain | EC3b082 | Compressed Air | Project | 0 | 5 |  |  |  | 0 | 0% | 0% | 0% | 100% | 100% | 100% | 100% | 100% | 100% |  | Utility Specific |  | C&I Compressed Air - VFD Compressor | 25.9% | 23.9% | 26.5% | 23.7% | Utility Specific |  | 0.000258 | 0 | 80% | 54% | 80% | 80% | Utility Specific
C - Commercial & Industrial | C3 - Municipal Energy Solutions | C3b - Muni New Equipment | High Efficiency Chiller - FL | EC3b083 | HVAC | Project | 0 | 23 |  |  |  | 0 | 0% | 0% | 0% | 100% | 100% | 100% | 100% | 100% | 100% |  | Utility Specific |  | C&I Electric Chiller (Combined) | 11.3% | 10.8% | 39.4% | 38.5% | Utility Specific |  | 0 | 0 | 86% | 10% | 86% | 86% | Utility Specific
C - Commercial & Industrial | C3 - Municipal Energy Solutions | C3b - Muni New Equipment | High Efficiency Chiller - IPLV | EC3b084 | HVAC | Project | 0 | 23 |  |  |  | 0 | 0% | 0% | 0% | 100% | 100% | 100% | 100% | 100% | 100% |  | Utility Specific |  | C&I Electric Chiller (Combined) | 11.3% | 10.8% | 39.4% | 38.5% | Utility Specific |  | 0 | 0 | 49% | 6% | 49% | 49% | Utility Specific
C - Commercial & Industrial | C3 - Municipal Energy Solutions | C3b - Muni New Equipment | Induction Cooktop Displacing Electric Resistance | EC3b088 | Food Service | Appliance | 1.4694 | 12 | 1500 | 750 |  | 750 | 0% | 0% | 0% | 100% | 100% | 100% | 100% | 100% | 100% |  | Deemed | 2488 | C&I Food Services | 32% | 35% | 16% | 17% | Deemed | 0.43 | 0.000192 | 0.43 | 90% | 90% | 90% | 90% | Utility Specific
C - Commercial & Industrial | C3 - Municipal Energy Solutions | C3b - Muni New Equipment | Compressed Air Leak Detection | EC3b089 | Compressed Air | Project | 0 | 5 |  |  |  | 0 | 0% | 0% | 0% | 100% | 100% | 100% | 100% | 100% | 100% |  | Utility Specific |  | C&I Compressed Air - VFD Compressor | 25.9% | 23.9% | 26.5% | 23.7% | Utility Specific |  | 0.000258 | 0 | 80% | 54% | 80% | 80% | Utility Specific
C - Commercial & Industrial | C3 - Municipal Energy Solutions | C3b - Muni New Equipment | CI Audits - Muni New | EC3bAUD | Non-Energy Saving |  | 1 | 1 | 16573 | 16573 |  | 0 | 0% | 0% | 0% | 100% | 0% | 0% | 0% | 0% | 0% |  |  |  | Non-Electric Measures | 0% | 0% | 0% | 0% |  |  | 0 | 0 | 0% | 0% | 0% | 0%
C - Commercial & Industrial | C3 - Municipal Energy Solutions | C3b - Muni New Equipment | Vendor Fees - Muni New | EC3bNES01 | Non-Energy Saving |  | 0 | 1 |  |  |  | 0 | 0% | 0% | 0% | 100% | 0% | 0% | 0% | 0% | 0% |  |  |  | Non-Electric Measures | 0% | 0% | 0% | 0% |  |  | 0 |  | 0% | 0% | 0% | 0%
C - Commercial & Industrial | C3 - Municipal Energy Solutions | C3b - Muni New Equipment | Vendor Fees - TA Studies - Muni New | EC3bNES02 | Non-Energy Saving |  | 0 | 1 |  |  |  | 0 | 0% | 0% | 0% | 100% | 0% | 0% | 0% | 0% | 0% |  |  |  | Non-Electric Measures | 0% | 0% | 0% | 0% |  |  | 0 |  | 0% | 0% | 0% | 0%
C - Commercial & Industrial | C3 - Municipal Energy Solutions | C3d - Muni Direct Install | Custom Muni Compressed Air Direct Install | EC3d001 | Compressed Air | Project | 0 |  |  |  |  | 0 | 0% | 0% | 0% | 100% | 100% | 90% | 100% | 100% | 87% |  | Utility Specific |  | C&I Compressed Air - VFD Compressor | 13% | 20% | 26% | 41% | Utility Specific |  | 0.000258 | 0 | 100% | 100% | 100% | 100% | Utility Specific
C - Commercial & Industrial | C3 - Municipal Energy Solutions | C3d - Muni Direct Install | Custom Muni Hot Water Direct Install | EC3d002 | Hot Water | Project | 0 |  |  |  |  | 0 | 0% | 0% | 0% | 100% | 100% | 90% | 100% | 100% | 87% |  | Utility Specific |  | C&I Water Heating | 25% | 25% | 25% | 25% | Utility Specific |  | 0.000258 | 0 | 54% | 56% | 54% | 54% | Utility Specific
C - Commercial & Industrial | C3 - Municipal Energy Solutions | C3d - Muni Direct Install | Custom Muni HVAC Direct Install | EC3d003 | HVAC | Project | 0 |  |  |  |  | 0 | 0% | 0% | 0% | 100% | 100% | 90% | 100% | 100% | 87% |  | Utility Specific |  | Custom Calculation | 72% | 18% | 8% | 2% | Utility Specific |  | 0 | 0 | 70% | 85% | 70% | 70% | Utility Specific
C - Commercial & Industrial | C3 - Municipal Energy Solutions | C3d - Muni Direct Install | Custom Muni Lighting Direct Install - Interior | EC3d004 | Lighting | Project | 0 |  |  |  |  | 0 | 11% | 5% | 0% | 94% | 100% | 106.6% | 100% | 100% | 87% |  | Utility Specific |  | C&I Interior Lighting - Prescriptive | 30.3% | 17.4% | 34.3% | 18.1% | Calculated |  | 0.0002 | 0 | 80% | 61% | 80% | 80% | Calculated | NG - C&I Gas Heat | 0 | Fuel Oil - Com Fuel | 0
C - Commercial & Industrial | C3 - Municipal Energy Solutions | C3d - Muni Direct Install | Custom Muni Lighting Direct Install - Exterior | EC3d005 | Lighting | Project | 0 |  |  |  |  | 0 | 11% | 5% | 0% | 94% | 100% | 102.7% | 100% | 100% | 87% |  | Utility Specific |  | C&I Exterior Lighting | 20.1% | 31.6% | 19.2% | 29% | Calculated |  | 0.0002 | 0 | 0% | 100% | 0% | 0% | Calculated
C - Commercial & Industrial | C3 - Municipal Energy Solutions | C3d - Muni Direct Install | Custom Muni Lighting Direct Install - Controls | EC3d006 | Lighting | Project | 0 |  |  |  |  | 0 | 11% | 5% | 0% | 94% | 100% | 100% | 100% | 100% | 87% |  | Utility Specific |  | C&I Lighting Controls | 31.3% | 19% | 32.1% | 17.7% | Calculated |  | 0.0001 | 0 | 15% | 13% | 15% | 15% | Calculated | NG - C&I Gas Heat | 0 | Fuel Oil - Com Fuel | 0
C - Commercial & Industrial | C3 - Municipal Energy Solutions | C3d - Muni Direct Install | Custom Muni Motors Direct Install | EC3d007 | Motors/Drives | Project | 0 |  |  |  |  | 0 | 0% | 0% | 0% | 100% | 100% | 90% | 100% | 100% | 87% |  | Utility Specific |  | Custom Calculation | 23% | 8% | 52% | 17% | Utility Specific |  | 0 | 0 | 92% | 90% | 92% | 92% | Utility Specific
C - Commercial & Industrial | C3 - Municipal Energy Solutions | C3d - Muni Direct Install | Custom Muni Process Direct Install | EC3d008 | Process | Project | 0 |  |  |  |  | 0 | 0% | 0% | 0% | 100% | 100% | 90% | 100% | 100% | 87% |  | Utility Specific |  | C&I Process | 49% | 13% | 29% | 9% | Utility Specific |  | 0.000725 | 0 | 95% | 90% | 95% | 95% | Utility Specific
C - Commercial & Industrial | C3 - Municipal Energy Solutions | C3d - Muni Direct Install | Custom Muni Refrigeration Direct Install | EC3d009 | Refrigeration | Project | 0 |  |  |  |  | 0 | 0% | 0% | 0% | 100% | 100% | 90% | 100% | 100% | 87% |  | Utility Specific |  | C&I Refrigeration | 22.6% | 27.3% | 23.3% | 26.8% | Utility Specific |  | 0.0002 | 0 | 90% | 99% | 90% | 90% | Utility Specific
C - Commercial & Industrial | C3 - Municipal Energy Solutions | C3d - Muni Direct Install | Custom Muni Other Direct Install | EC3d010 | Custom Measures | Project | 0 |  |  |  |  | 0 | 0% | 0% | 0% | 100% | 100% | 90% | 100% | 100% | 87% |  | Utility Specific |  | Custom Calculation | 25.76% | 40.82% | 12.93% | 20.49% | Utility Specific |  | 0 | 0 | 47.6% | 42.8% | 47.6% | 47.6% | Utility Specific
C - Commercial & Industrial | C3 - Municipal Energy Solutions | C3d - Muni Direct Install | Daylight Dimming | EC3d011 | Lighting | Project | 0 | 9 |  |  |  | 0 | 11% | 5% | 0% | 94% | 100% | 100% | 100% | 100% | 100% |  | Utility Specific |  | C&I Lighting Controls | 31.3% | 19% | 32.1% | 17.7% | Calculated |  | 0.0001 | 0 | 17% | 13% | 17% | 17% | Calculated | NG - C&I Gas Heat | 0 | Fuel Oil - Com Fuel | 0
C - Commercial & Industrial | C3 - Municipal Energy Solutions | C3d - Muni Direct Install | Lighting Fixture - Exterior w/ Controls | EC3d012 | Lighting | Project | 0 |  |  |  |  | 0 | 11% | 5% | 0% | 94% | 100% | 102.7% | 100% | 100% | 100% |  | Utility Specific |  | C&I Exterior Lighting | 20.1% | 31.6% | 19.2% | 29% | Calculated |  | 0.0002 | 0 | 0% | 100% | 0% | 0% | Calculated
C - Commercial & Industrial | C3 - Municipal Energy Solutions | C3d - Muni Direct Install | Lighting Fixture - Exterior w/o Controls | EC3d013 | Lighting | Project | 0 |  |  |  |  | 0 | 11% | 5% | 0% | 94% | 100% | 102.7% | 100% | 100% | 100% |  | Utility Specific |  | C&I Exterior Lighting | 20.1% | 31.6% | 19.2% | 29% | Calculated |  | 0.0002 | 0 | 0% | 100% | 0% | 0% | Calculated
C - Commercial & Industrial | C3 - Municipal Energy Solutions | C3d - Muni Direct Install | Lighting Fixture - Interior w/ Controls | EC3d014 | Lighting | Project | 0 |  |  |  |  | 0 | 11% | 5% | 0% | 94% | 100% | 106.6% | 100% | 113.5% | 100% |  | Utility Specific |  | C&I Interior Lighting - Prescriptive | 30.3% | 17.4% | 34.3% | 18.1% | Calculated |  | 0.0002 | 0 | 50.4% | 38.9% | 50.4% | 50.4% | Calculated | NG - C&I Gas Heat | 0 | Fuel Oil - Com Fuel | 0
C - Commercial & Industrial | C3 - Municipal Energy Solutions | C3d - Muni Direct Install | Lighting Fixture - Interior w/o Controls | EC3d015 | Lighting | Project | 0 |  |  |  |  | 0 | 11% | 5% | 0% | 94% | 100% | 106.6% | 100% | 113.5% | 100% |  | Utility Specific |  | C&I Interior Lighting - Prescriptive | 30.3% | 17.4% | 34.3% | 18.1% | Calculated |  | 0.0002 | 0 | 50.4% | 38.9% | 50.4% | 50.4% | Calculated | NG - C&I Gas Heat | 0 | Fuel Oil - Com Fuel | 0
C - Commercial & Industrial | C3 - Municipal Energy Solutions | C3d - Muni Direct Install | Lighting Occupancy Sensors | EC3d016 | Lighting | Project | 0 | 9 |  |  |  | 0 | 11% | 5% | 0% | 94% | 100% | 100% | 100% | 100% | 100% |  | Utility Specific |  | C&I Lighting Controls | 31.3% | 19% | 32.1% | 17.7% | Calculated |  | 0.0001 | 0 | 18% | 13% | 18% | 18% | Calculated | NG - C&I Gas Heat | 0 | Fuel Oil - Com Fuel | 0
C - Commercial & Industrial | C3 - Municipal Energy Solutions | C3d - Muni Direct Install | Air Sealing, Electric | EC3d017 | HVAC | Project | 0 | 15 |  |  |  | 0 | 0% | 0% | 0% | 100% | 100% | 100% | 100% | 100% | 100% |  | Utility Specific |  | Hardwired Electric Heat | 43.13% | 56.87% | 0% | 0% | Utility Specific |  | 0.0007332 | 0 | 0% | 43.3% | 0% | 0% | Utility Specific
C - Commercial & Industrial | C3 - Municipal Energy Solutions | C3d - Muni Direct Install | Air Sealing, Gas | EC3d018 | HVAC | Project | 0 | 15 |  |  |  | 0 | 0% | 0% | 0% | 100% | 100% | 100% | 100% | 100% | 100% |  | Utility Specific |  | Non-Electric Measures | 0% | 0% | 0% | 0% | Utility Specific |  | 0 | 0 | 0% | 0% | 0% | 0% | Utility Specific | NG - C&I Gas Heat
C - Commercial & Industrial | C3 - Municipal Energy Solutions | C3d - Muni Direct Install | Air Sealing, Oil | EC3d019 | HVAC | Project | 0 | 15 |  |  |  | 0 | 0% | 0% | 0% | 100% | 100% | 100% | 100% | 100% | 100% |  | Utility Specific |  | Non-Electric Measures | 0% | 0% | 0% | 0% | Utility Specific |  | 0 | 0 | 0% | 0% | 0% | 0% | Utility Specific | Fuel Oil - Com Fuel
C - Commercial & Industrial | C3 - Municipal Energy Solutions | C3d - Muni Direct Install | Air Sealing, Propane | EC3d020 | HVAC | Project | 0 | 15 |  |  |  | 0 | 0% | 0% | 0% | 100% | 100% | 100% | 100% | 100% | 100% |  | Utility Specific |  | Non-Electric Measures | 0% | 0% | 0% | 0% | Utility Specific |  | 0 | 0 | 0% | 0% | 0% | 0% | Utility Specific | Propane
C - Commercial & Industrial | C3 - Municipal Energy Solutions | C3d - Muni Direct Install | Boiler Reset Controls, Gas | EC3d021 | HVAC | Project | 0 | 15 |  |  |  | 0 | 0% | 0% | 0% | 100% | 100% | 100% | 100% | 100% | 100% |  | Utility Specific |  | Non-Electric Measures | 0% | 0% | 0% | 0% | Utility Specific |  | 0 | 0 | 0% | 0% | 0% | 0% | Deemed | NG - C&I Gas Heat | 35.5
C - Commercial & Industrial | C3 - Municipal Energy Solutions | C3d - Muni Direct Install | Boiler Reset Controls, Oil | EC3d022 | HVAC | Project | 0 | 15 |  |  |  | 0 | 0% | 0% | 0% | 100% | 100% | 100% | 100% | 100% | 100% |  | Utility Specific |  | Non-Electric Measures | 0% | 0% | 0% | 0% | Utility Specific |  | 0 | 0 | 0% | 0% | 0% | 0% | Deemed | Fuel Oil - Com Fuel | 35.5
C - Commercial & Industrial | C3 - Municipal Energy Solutions | C3d - Muni Direct Install | Boiler Reset Controls, Propane | EC3d023 | HVAC | Project | 0 | 15 |  |  |  | 0 | 0% | 0% | 0% | 100% | 100% | 100% | 100% | 100% | 100% |  | Utility Specific |  | Non-Electric Measures | 0% | 0% | 0% | 0% | Utility Specific |  | 0 | 0 | 0% | 0% | 0% | 0% | Deemed | Propane | 35.5
C - Commercial & Industrial | C3 - Municipal Energy Solutions | C3d - Muni Direct Install | Case Motor Replacement | EC3d024 | Refrigeration | Project | 0 | 15 |  |  |  | 0 | 0% | 0% | 0% | 100% | 100% | 100% | 100% | 100% | 100% |  | Utility Specific |  | C&I Refrigeration | 22.6% | 27.3% | 23.3% | 26.8% | Utility Specific |  | 0.0002 | 0 | 90% | 90% | 90% | 90% | Utility Specific
C - Commercial & Industrial | C3 - Municipal Energy Solutions | C3d - Muni Direct Install | Cooler Night Cover | EC3d025 | Refrigeration | Project | 0 | 5 |  |  |  | 0 | 0% | 0% | 0% | 100% | 100% | 100% | 100% | 100% | 100% |  | Utility Specific |  | C&I Refrigeration | 22.6% | 27.3% | 23.3% | 26.8% | Utility Specific |  | 0.0002 | 0 | 0% | 0% | 0% | 0% | Utility Specific
C - Commercial & Industrial | C3 - Municipal Energy Solutions | C3d - Muni Direct Install | Demand Control Ventilation | EC3d026 | HVAC | Project | 0 | 10 |  |  |  | 0 | 0% | 0% | 0% | 100% | 100% | 100% | 100% | 100% | 100% |  | Utility Specific |  | C&I Heating & Cooling | 26.4% | 16.6% | 34.9% | 22.1% | Utility Specific |  | 0.0016 | 0 | 82% | 5% | 82% | 82% | Utility Specific | NG - C&I Gas Heat
C - Commercial & Industrial | C3 - Municipal Energy Solutions | C3d - Muni Direct Install | Door Heater Controls | EC3d027 | Refrigeration | Project | 0 | 10 |  |  |  | 0 | 0% | 0% | 0% | 100% | 100% | 100% | 100% | 100% | 100% |  | Utility Specific |  | C&I Refrigeration | 22.6% | 27.3% | 23.3% | 26.8% | Utility Specific |  | 0.0002 | 0 | 90% | 90% | 90% | 90% | Utility Specific
C - Commercial & Industrial | C3 - Municipal Energy Solutions | C3d - Muni Direct Install | Dual Enthalpy Economizer Controls (DEEC) | EC3d028 | HVAC | Project | 0 | 10 |  |  |  | 0 | 0% | 0% | 0% | 100% | 100% | 100% | 100% | 100% | 100% |  | Utility Specific |  | C&I Heating & Cooling | 26.4% | 16.6% | 34.9% | 22.1% | Utility Specific |  | 0.0016 | 0 | 34.2% | 0% | 34.2% | 34.2% | Utility Specific
C - Commercial & Industrial | C3 - Municipal Energy Solutions | C3d - Muni Direct Install | Duct Insulation, Electric | EC3d029 | HVAC | Project | 0 | 20 |  |  |  | 0 | 0% | 0% | 0% | 100% | 100% | 100% | 100% | 100% | 100% |  | Utility Specific |  | Weighted HVAC - Multi-family | 23.21% | 27.86% | 25.2% | 23.73% | Utility Specific |  | 0.00084647 | 0 | 33.6% | 17.3% | 33.6% | 33.6% | Utility Specific
C - Commercial & Industrial | C3 - Municipal Energy Solutions | C3d - Muni Direct Install | Duct Insulation, Gas | EC3d030 | HVAC | Project | 0 | 20 |  |  |  | 0 | 0% | 0% | 0% | 100% | 100% | 100% | 100% | 100% | 100% |  | Utility Specific |  | Non-Electric Measures | 0% | 0% | 0% | 0% | Utility Specific |  | 0 | 0 | 0% | 0% | 0% | 0% | Utility Specific | NG - C&I Gas Heat
C - Commercial & Industrial | C3 - Municipal Energy Solutions | C3d - Muni Direct Install | Duct Insulation, Oil | EC3d031 | HVAC | Project | 0 | 20 |  |  |  | 0 | 0% | 0% | 0% | 100% | 100% | 100% | 100% | 100% | 100% |  | Utility Specific |  | Non-Electric Measures | 0% | 0% | 0% | 0% | Utility Specific |  | 0 | 0 | 0% | 0% | 0% | 0% | Utility Specific | Fuel Oil - Com Fuel
C - Commercial & Industrial | C3 - Municipal Energy Solutions | C3d - Muni Direct Install | Duct Insulation, Propane | EC3d032 | HVAC | Project | 0 | 20 |  |  |  | 0 | 0% | 0% | 0% | 100% | 100% | 100% | 100% | 100% | 100% |  | Utility Specific |  | Non-Electric Measures | 0% | 0% | 0% | 0% | Utility Specific |  | 0 | 0 | 0% | 0% | 0% | 0% | Utility Specific | Propane
C - Commercial & Industrial | C3 - Municipal Energy Solutions | C3d - Muni Direct Install | Duct Sealing, Electric | EC3d033 | HVAC | Project | 0 | 20 |  |  |  | 0 | 0% | 0% | 0% | 100% | 100% | 100% | 100% | 100% | 100% |  | Utility Specific |  | Weighted HVAC - Multi-family | 23.21% | 27.86% | 25.2% | 23.73% | Utility Specific |  | 0.00084647 | 0 | 35% | 0% | 35% | 35% | Utility Specific
C - Commercial & Industrial | C3 - Municipal Energy Solutions | C3d - Muni Direct Install | Duct Sealing, Gas | EC3d034 | HVAC | Project | 0 | 20 |  |  |  | 0 | 0% | 0% | 0% | 100% | 100% | 100% | 100% | 100% | 100% |  | Utility Specific |  | Non-Electric Measures | 0% | 0% | 0% | 0% | Utility Specific |  | 0 | 0 | 0% | 0% | 0% | 0% | Utility Specific | NG - C&I Gas Heat
C - Commercial & Industrial | C3 - Municipal Energy Solutions | C3d - Muni Direct Install | Duct Sealing, Oil | EC3d035 | HVAC | Project | 0 | 20 |  |  |  | 0 | 0% | 0% | 0% | 100% | 100% | 100% | 100% | 100% | 100% |  | Utility Specific |  | Non-Electric Measures | 0% | 0% | 0% | 0% | Utility Specific |  | 0 | 0 | 0% | 0% | 0% | 0% | Utility Specific | Fuel Oil - Com Fuel
C - Commercial & Industrial | C3 - Municipal Energy Solutions | C3d - Muni Direct Install | Duct Sealing, Propane | EC3d036 | HVAC | Project | 0 | 20 |  |  |  | 0 | 0% | 0% | 0% | 100% | 100% | 100% | 100% | 100% | 100% |  | Utility Specific |  | Non-Electric Measures | 0% | 0% | 0% | 0% | Utility Specific |  | 0 | 0 | 0% | 0% | 0% | 0% | Utility Specific | Propane
C - Commercial & Industrial | C3 - Municipal Energy Solutions | C3d - Muni Direct Install | Ductless Mini Split Heat Pump | EC3d037 | HVAC | Project | 0 | 20 |  |  |  | 0 | 0% | 0% | 0% | 100% | 100% | 100% | 100% | 100% | 100% |  | Utility Specific |  | C&I Heating & Cooling | 26.4% | 16.6% | 34.9% | 22.1% | Utility Specific |  | 0.0016 | 0 | 34.2% | 0% | 34.2% | 34.2% | Utility Specific
C - Commercial & Industrial | C3 - Municipal Energy Solutions | C3d - Muni Direct Install | ECM Evaporator Fan Motors for Walk-in Cooler/Freezer | EC3d038 | Refrigeration | Project | 0 | 15 |  |  |  | 0 | 0% | 0% | 0% | 100% | 100% | 100% | 100% | 100% | 100% |  | Utility Specific |  | C&I Refrigeration | 22.6% | 27.3% | 23.3% | 26.8% | Utility Specific |  | 0.0002 | 0 | 90% | 90% | 90% | 90% | Utility Specific
C - Commercial & Industrial | C3 - Municipal Energy Solutions | C3d - Muni Direct Install | Electronic Defrost Control | EC3d039 | Refrigeration | Project | 0 | 10 |  |  |  | 0 | 0% | 0% | 0% | 100% | 100% | 100% | 100% | 100% | 100% |  | Utility Specific |  | C&I Refrigeration | 22.6% | 27.3% | 23.3% | 26.8% | Utility Specific |  | 0.0002 | 0 | 90% | 90% | 90% | 90% | Utility Specific
C - Commercial & Industrial | C3 - Municipal Energy Solutions | C3d - Muni Direct Install | Energy Management System, Electric | EC3d040 | HVAC | Project | 0 | 10 |  |  |  | 0 | 0% | 0% | 0% | 100% | 100% | 90% | 100% | 100% | 87% |  | Utility Specific |  | C&I Heating & Cooling | 26.4% | 16.6% | 34.9% | 22.1% | Utility Specific |  | 0.0016 | 0 | 95% | 100% | 95% | 95% | Utility Specific
C - Commercial & Industrial | C3 - Municipal Energy Solutions | C3d - Muni Direct Install | Energy Star Wifi Thermostat, Electric | EC3d041 | HVAC | Thermostat | 0 | 15 |  |  |  | 0 | 0% | 0% | 0% | 100% | 100% | 100% | 100% | 100% | 100% |  | Deemed | 160.9 | Central Air Conditioner/Heat Pump (Cooling) | 6.595% | 3.846% | 47.32% | 42.24% | Calculated |  | 0.0015937 | 0.25643 | 34.6% | 0% | 34.6% | 34.6% | Deemed
C - Commercial & Industrial | C3 - Municipal Energy Solutions | C3d - Muni Direct Install | Energy Star Wifi Thermostat, Gas | EC3d042 | HVAC | Thermostat | 0 | 15 |  |  |  | 0 | 0% | 0% | 0% | 100% | 100% | 100% | 100% | 100% | 100% |  | Deemed | 0 | Central Air Conditioner/Heat Pump (Cooling) | 6.595% | 3.846% | 47.32% | 42.24% | Calculated |  | 0.0015937 | 0 | 34.6% | 0% | 34.6% | 34.6% | Deemed | NG - C&I Gas Heat | 3.11
C - Commercial & Industrial | C3 - Municipal Energy Solutions | C3d - Muni Direct Install | Energy Star Wifi Thermostat, Oil | EC3d043 | HVAC | Thermostat | 0 | 15 |  |  |  | 0 | 0% | 0% | 0% | 100% | 100% | 100% | 100% | 100% | 100% |  | Deemed | 0 | Central Air Conditioner/Heat Pump (Cooling) | 6.595% | 3.846% | 47.32% | 42.24% | Calculated |  | 0.0015937 | 0 | 34.6% | 0% | 34.6% | 34.6% | Deemed | Fuel Oil - Com Fuel | 3.11
C - Commercial & Industrial | C3 - Municipal Energy Solutions | C3d - Muni Direct Install | Energy Star Wifi Thermostat, Propane | EC3d044 | HVAC | Thermostat | 0 | 15 |  |  |  | 0 | 0% | 0% | 0% | 100% | 100% | 100% | 100% | 100% | 100% |  | Deemed | 0 | Central Air Conditioner/Heat Pump (Cooling) | 6.595% | 3.846% | 47.32% | 42.24% | Calculated |  | 0.0015937 | 0 | 34.6% | 0% | 34.6% | 34.6% | Deemed | Propane | 3.11
C - Commercial & Industrial | C3 - Municipal Energy Solutions | C3d - Muni Direct Install | Evaporator Fan Control | EC3d045 | Refrigeration | Project | 0 | 10 |  |  |  | 0 | 0% | 0% | 0% | 100% | 100% | 100% | 100% | 100% | 100% |  | Utility Specific |  | C&I Refrigeration | 22.6% | 27.3% | 23.3% | 26.8% | Utility Specific |  | 0.0002 | 0 | 100% | 100% | 100% | 100% | Utility Specific
C - Commercial & Industrial | C3 - Municipal Energy Solutions | C3d - Muni Direct Install | Faucet Aerator, Electric | EC3d046 | Hot Water | Aerator | 0 | 10 |  |  |  | 0 | 0% | 0% | 0% | 100% | 100% | 100% | 100% | 100% | 100% |  | Deemed | 309 | Water Heater - Electric | 41.52% | 31.39% | 15.22% | 11.88% | Deemed | 0.01 | 0.00024338 | 0.01 | 31.2% | 80.8% | 31.2% | 31.2% | Deemed | [7 empty] | 5460
C - Commercial & Industrial | C3 - Municipal Energy Solutions | C3d - Muni Direct Install | Faucet Aerator, Gas | EC3d047 | Hot Water | Aerator | 0 | 10 |  |  |  | 0 | 0% | 0% | 0% | 100% | 100% | 100% | 100% | 100% | 100% |  | Deemed | 0 | Non-Electric Measures | 0% | 0% | 0% | 0% | Utility Specific |  | 0 | 0 | 0% | 0% | 0% | 0% | Deemed | NG - C&I Gas All | 1.7 | [5 empty] | 5460
C - Commercial & Industrial | C3 - Municipal Energy Solutions | C3d - Muni Direct Install | Faucet Aerator, Oil | EC3d048 | Hot Water | Aerator | 0 | 10 |  |  |  | 0 | 0% | 0% | 0% | 100% | 100% | 100% | 100% | 100% | 100% |  | Deemed | 0 | Non-Electric Measures | 0% | 0% | 0% | 0% | Utility Specific |  | 0 | 0 | 0% | 0% | 0% | 0% | Deemed | Fuel Oil - Com Fuel | 1.7 | [5 empty] | 5460
C - Commercial & Industrial | C3 - Municipal Energy Solutions | C3d - Muni Direct Install | Faucet Aerator, Propane | EC3d049 | Hot Water | Aerator | 0 | 10 |  |  |  | 0 | 0% | 0% | 0% | 100% | 100% | 100% | 100% | 100% | 100% |  | Deemed | 0 | Non-Electric Measures | 0% | 0% | 0% | 0% | Utility Specific |  | 0 | 0 | 0% | 0% | 0% | 0% | Deemed | Propane | 1.7 | [5 empty] | 5460
C - Commercial & Industrial | C3 - Municipal Energy Solutions | C3d - Muni Direct Install | Hotel Occupancy Sensor | EC3d050 | HVAC | Sensor | 0 | 10 |  |  |  | 0 | 0% | 0% | 0% | 100% | 100% | 100% | 100% | 100% | 100% |  | Deemed | 438 | C&I Heating & Cooling | 26.4% | 16.6% | 34.9% | 22.1% | Deemed | 0.09 | 0.0016 | 0.09 | 82% | 5% | 82% | 82% | Utility Specific
C - Commercial & Industrial | C3 - Municipal Energy Solutions | C3d - Muni Direct Install | Insulation, Electric | EC3d051 | Envelope | Project | 0 | 25 |  |  |  | 0 | 0% | 0% | 0% | 100% | 100% | 100% | 100% | 100% | 100% |  | Utility Specific |  | Hardwired Electric Heat | 43.13% | 56.87% | 0% | 0% | Utility Specific |  | 0.0007332 | 0 | 33.6% | 17.3% | 33.6% | 33.6% | Utility Specific
C - Commercial & Industrial | C3 - Municipal Energy Solutions | C3d - Muni Direct Install | Insulation, Gas | EC3d052 | Envelope | Project | 0 | 25 |  |  |  | 0 | 0% | 0% | 0% | 100% | 100% | 100% | 100% | 100% | 100% |  | Utility Specific |  | Central Air Conditioner/Heat Pump (Cooling) | 6.595% | 3.846% | 47.32% | 42.24% | Utility Specific |  | 0.0015937 | 0 | 34.6% | 0% | 34.6% | 34.6% | Utility Specific | NG - C&I Gas Heat
C - Commercial & Industrial | C3 - Municipal Energy Solutions | C3d - Muni Direct Install | Insulation, Oil | EC3d053 | Envelope | Project | 0 | 25 |  |  |  | 0 | 0% | 0% | 0% | 100% | 100% | 100% | 100% | 100% | 100% |  | Utility Specific |  | Central Air Conditioner/Heat Pump (Cooling) | 6.595% | 3.846% | 47.32% | 42.24% | Utility Specific |  | 0.0015937 | 0 | 34.6% | 0% | 34.6% | 34.6% | Utility Specific | Fuel Oil - Com Fuel
C - Commercial & Industrial | C3 - Municipal Energy Solutions | C3d - Muni Direct Install | Insulation, Propane | EC3d054 | Envelope | Project | 0 | 25 |  |  |  | 0 | 0% | 0% | 0% | 100% | 100% | 100% | 100% | 100% | 100% |  | Utility Specific |  | Central Air Conditioner/Heat Pump (Cooling) | 6.595% | 3.846% | 47.32% | 42.24% | Utility Specific |  | 0.0015937 | 0 | 34.6% | 0% | 34.6% | 34.6% | Utility Specific | Propane
C - Commercial & Industrial | C3 - Municipal Energy Solutions | C3d - Muni Direct Install | Low Pressure Drop Filter | EC3d055 | Compressed Air | Project | 0 | 5 |  |  |  | 0 | 0% | 0% | 0% | 100% | 100% | 100% | 100% | 100% | 100% |  | Utility Specific |  | C&I Compressed Air - VFD Compressor | 25.9% | 23.9% | 26.5% | 23.7% | Utility Specific |  | 0.000258 | 0 | 80% | 54% | 80% | 80% | Utility Specific
C - Commercial & Industrial | C3 - Municipal Energy Solutions | C3d - Muni Direct Install | Thermostatic Shut-Off Valve, Electric | EC3d056 | Hot Water | Showerhead | 0 | 15 |  |  |  | 0 | 0% | 0% | 0% | 100% | 100% | 100% | 100% | 100% | 100% |  | Deemed | 69 | Water Heater - Electric | 41.52% | 31.39% | 15.22% | 11.88% | Deemed | 0.02 | 0.00024338 | 0.02 | 31.2% | 80.8% | 31.2% | 31.2% | Deemed | [7 empty] | 558
C - Commercial & Industrial | C3 - Municipal Energy Solutions | C3d - Muni Direct Install | Thermostatic Shut-Off Valve, Gas | EC3d057 | Hot Water | Showerhead | 0 | 15 |  |  |  | 0 | 0% | 0% | 0% | 100% | 100% | 100% | 100% | 100% | 100% |  | Deemed | 0 | Non-Electric Measures | 0% | 0% | 0% | 0% | Utility Specific |  | 0 | 0 | 0% | 0% | 0% | 0% | Deemed | NG - C&I Gas All | 0.33 | [5 empty] | 558
C - Commercial & Industrial | C3 - Municipal Energy Solutions | C3d - Muni Direct Install | Thermostatic Shut-Off Valve, Oil | EC3d058 | Hot Water | Showerhead | 0 | 15 |  |  |  | 0 | 0% | 0% | 0% | 100% | 100% | 100% | 100% | 100% | 100% |  | Deemed | 0 | Non-Electric Measures | 0% | 0% | 0% | 0% | Utility Specific |  | 0 | 0 | 0% | 0% | 0% | 0% | Deemed | Fuel Oil - Com Fuel | 0.33 | [5 empty] | 558
C - Commercial & Industrial | C3 - Municipal Energy Solutions | C3d - Muni Direct Install | Thermostatic Shut-Off Valve, Propane | EC3d059 | Hot Water | Showerhead | 0 | 15 |  |  |  | 0 | 0% | 0% | 0% | 100% | 100% | 100% | 100% | 100% | 100% |  | Deemed | 0 | Non-Electric Measures | 0% | 0% | 0% | 0% | Utility Specific |  | 0 | 0 | 0% | 0% | 0% | 0% | Deemed | Propane | 0.33 | [5 empty] | 558
C - Commercial & Industrial | C3 - Municipal Energy Solutions | C3d - Muni Direct Install | Low-Flow Showerhead, Electric | EC3d060 | Hot Water | Showerhead | 0 | 10 |  |  |  | 0 | 0% | 0% | 0% | 100% | 100% | 100% | 100% | 100% | 100% |  | Deemed | 507 | Water Heater - Electric | 41.52% | 31.39% | 15.22% | 11.88% | Deemed | 0.09 | 0.00024338 | 0.09 | 31.2% | 80.8% | 31.2% | 31.2% | Deemed | [7 empty] | 7300
C - Commercial & Industrial | C3 - Municipal Energy Solutions | C3d - Muni Direct Install | Low-Flow Showerhead, Gas | EC3d061 | Hot Water | Showerhead | 0 | 10 |  |  |  | 0 | 0% | 0% | 0% | 100% | 100% | 100% | 100% | 100% | 100% |  | Deemed | 0 | Non-Electric Measures | 0% | 0% | 0% | 0% | Utility Specific |  | 0 | 0 | 0% | 0% | 0% | 0% | Deemed | NG - C&I Gas All | 2.65 | [5 empty] | 7300
C - Commercial & Industrial | C3 - Municipal Energy Solutions | C3d - Muni Direct Install | Low-Flow Showerhead, Oil | EC3d062 | Hot Water | Showerhead | 0 | 10 |  |  |  | 0 | 0% | 0% | 0% | 100% | 100% | 100% | 100% | 100% | 100% |  | Deemed | 0 | Non-Electric Measures | 0% | 0% | 0% | 0% | Utility Specific |  | 0 | 0 | 0% | 0% | 0% | 0% | Deemed | Fuel Oil - Com Fuel | 2.65 | [5 empty] | 7300
C - Commercial & Industrial | C3 - Municipal Energy Solutions | C3d - Muni Direct Install | Low-Flow Showerhead, Propane | EC3d063 | Hot Water | Showerhead | 0 | 10 |  |  |  | 0 | 0% | 0% | 0% | 100% | 100% | 100% | 100% | 100% | 100% |  | Deemed | 0 | Non-Electric Measures | 0% | 0% | 0% | 0% | Utility Specific |  | 0 | 0 | 0% | 0% | 0% | 0% | Deemed | Propane | 2.65 | [5 empty] | 7300
C - Commercial & Industrial | C3 - Municipal Energy Solutions | C3d - Muni Direct Install | Motors, Open Drip | EC3d064 | Motors/Drives | Project | 0 | 10 |  |  |  | 0 | 0% | 0% | 0% | 100% | 100% | 100% | 100% | 100% | 100% |  | Utility Specific |  | Custom Calculation | 0% | 0% | 0% | 0% | Utility Specific |  | 0 | 0 | 0% | 0% | 0% | 0% | Utility Specific
C - Commercial & Industrial | C3 - Municipal Energy Solutions | C3d - Muni Direct Install | Motors, Totally Enclosed Fan Cooled | EC3d065 | Motors/Drives | Project | 0 | 10 |  |  |  | 0 | 0% | 0% | 0% | 100% | 100% | 100% | 100% | 100% | 100% |  | Utility Specific |  | C&I Refrigeration | 22.6% | 27.3% | 23.3% | 26.8% | Utility Specific |  | 0.0002 | 0 | 100% | 100% | 100% | 100% | Utility Specific
C - Commercial & Industrial | C3 - Municipal Energy Solutions | C3d - Muni Direct Install | Novelty Cooler Shutoff | EC3d066 | Refrigeration | Project | 0 | 10 |  |  |  | 0 | 0% | 0% | 0% | 100% | 100% | 100% | 100% | 100% | 100% |  | Utility Specific |  | C&I Refrigeration | 22.6% | 27.3% | 23.3% | 26.8% | Utility Specific |  | 0.0002 | 0 | 90% | 90% | 90% | 90% | Utility Specific
C - Commercial & Industrial | C3 - Municipal Energy Solutions | C3d - Muni Direct Install | Pipe Wrap - Heating, Electric | EC3d067 | HVAC | Project | 0 | 15 |  |  |  | 0 | 0% | 0% | 0% | 100% | 100% | 100% | 100% | 100% | 100% |  | Utility Specific |  | Hardwired Electric Heat | 43.13% | 56.87% | 0% | 0% | Utility Specific |  | 0.0007332 | 0 | 0% | 43.3% | 0% | 0% | Utility Specific
C - Commercial & Industrial | C3 - Municipal Energy Solutions | C3d - Muni Direct Install | Pipe Wrap - Heating, Gas | EC3d068 | HVAC | Project | 0 | 15 |  |  |  | 0 | 0% | 0% | 0% | 100% | 100% | 100% | 100% | 100% | 100% |  | Utility Specific |  | Non-Electric Measures | 0% | 0% | 0% | 0% | Utility Specific |  | 0 | 0 | 0% | 0% | 0% | 0% | Utility Specific | NG - C&I Gas Heat
C - Commercial & Industrial | C3 - Municipal Energy Solutions | C3d - Muni Direct Install | Pipe Wrap - Heating, Oil | EC3d069 | HVAC | Project | 0 | 15 |  |  |  | 0 | 0% | 0% | 0% | 100% | 100% | 100% | 100% | 100% | 100% |  | Utility Specific |  | Non-Electric Measures | 0% | 0% | 0% | 0% | Utility Specific |  | 0 | 0 | 0% | 0% | 0% | 0% | Utility Specific | Fuel Oil - Com Fuel
C - Commercial & Industrial | C3 - Municipal Energy Solutions | C3d - Muni Direct Install | Pipe Wrap - Heating, Propane | EC3d070 | HVAC | Project | 0 | 15 |  |  |  | 0 | 0% | 0% | 0% | 100% | 100% | 100% | 100% | 100% | 100% |  | Utility Specific |  | Non-Electric Measures | 0% | 0% | 0% | 0% | Utility Specific |  | 0 | 0 | 0% | 0% | 0% | 0% | Utility Specific | Propane
C - Commercial & Industrial | C3 - Municipal Energy Solutions | C3d - Muni Direct Install | Pipe Wrap - Hot Water, Electric | EC3d071 | Hot Water | Project | 0 | 15 |  |  |  | 0 | 0% | 0% | 0% | 100% | 100% | 100% | 100% | 100% | 100% |  | Utility Specific |  | Water Heater - Electric | 41.52% | 31.39% | 15.22% | 11.88% | Utility Specific |  | 0.00024338 | 0 | 31.2% | 80.8% | 31.2% | 31.2% | Utility Specific
C - Commercial & Industrial | C3 - Municipal Energy Solutions | C3d - Muni Direct Install | Pipe Wrap - Hot Water, Gas | EC3d072 | Hot Water | Project | 0 | 15 |  |  |  | 0 | 0% | 0% | 0% | 100% | 100% | 100% | 100% | 100% | 100% |  | Utility Specific |  | Non-Electric Measures | 0% | 0% | 0% | 0% | Utility Specific |  | 0 | 0 | 0% | 0% | 0% | 0% | Utility Specific | NG - C&I Gas Heat
C - Commercial & Industrial | C3 - Municipal Energy Solutions | C3d - Muni Direct Install | Pipe Wrap - Hot Water, Oil | EC3d073 | Hot Water | Project | 0 | 15 |  |  |  | 0 | 0% | 0% | 0% | 100% | 100% | 100% | 100% | 100% | 100% |  | Utility Specific |  | Non-Electric Measures | 0% | 0% | 0% | 0% | Utility Specific |  | 0 | 0 | 0% | 0% | 0% | 0% | Utility Specific | Fuel Oil - Com Fuel
C - Commercial & Industrial | C3 - Municipal Energy Solutions | C3d - Muni Direct Install | Pipe Wrap - Hot Water, Propane | EC3d074 | Hot Water | Project | 0 | 15 |  |  |  | 0 | 0% | 0% | 0% | 100% | 100% | 100% | 100% | 100% | 100% |  | Utility Specific |  | Non-Electric Measures | 0% | 0% | 0% | 0% | Utility Specific |  | 0 | 0 | 0% | 0% | 0% | 0% | Utility Specific | Propane
C - Commercial & Industrial | C3 - Municipal Energy Solutions | C3d - Muni Direct Install | Pre Rinse Spray Valve, Electric | EC3d075 | Hot Water | Valve | 0 | 8 |  |  |  | 0 | 0% | 0% | 0% | 100% | 100% | 100% | 100% | 100% | 100% |  | Utility Specific | 957 | Water Heater - Electric | 41.52% | 31.39% | 15.22% | 11.88% | Utility Specific |  | 0.00024338 | 0.23292 | 52% | 100% | 52% | 52% | Deemed | [7 empty] | 6410
C - Commercial & Industrial | C3 - Municipal Energy Solutions | C3d - Muni Direct Install | Pre Rinse Spray Valve, Gas | EC3d076 | Hot Water | Project | 0 | 8 |  |  |  | 0 | 0% | 0% | 0% | 100% | 100% | 100% | 100% | 100% | 100% |  | Utility Specific |  | Non-Electric Measures | 0% | 0% | 0% | 0% | Utility Specific |  | 0 | 0 | 0% | 0% | 0% | 0% | Deemed | NG - C&I Gas All | 11.43 | [5 empty] | 6410
C - Commercial & Industrial | C3 - Municipal Energy Solutions | C3d - Muni Direct Install | Pre Rinse Spray Valve, Oil | EC3d077 | Hot Water | Project | 0 | 8 |  |  |  | 0 | 0% | 0% | 0% | 100% | 100% | 100% | 100% | 100% | 100% |  | Utility Specific |  | Non-Electric Measures | 0% | 0% | 0% | 0% | Utility Specific |  | 0 | 0 | 0% | 0% | 0% | 0% | Deemed | Fuel Oil - Com Fuel | 11.43 | [5 empty] | 6410
C - Commercial & Industrial | C3 - Municipal Energy Solutions | C3d - Muni Direct Install | Pre Rinse Spray Valve, Propane | EC3d078 | Hot Water | Project | 0 | 8 |  |  |  | 0 | 0% | 0% | 0% | 100% | 100% | 100% | 100% | 100% | 100% |  | Utility Specific |  | Non-Electric Measures | 0% | 0% | 0% | 0% | Utility Specific |  | 0 | 0 | 0% | 0% | 0% | 0% | Deemed | Propane | 11.43 | [5 empty] | 6410
C - Commercial & Industrial | C3 - Municipal Energy Solutions | C3d - Muni Direct Install | Programmable Thermostat, Electric | EC3d079 | HVAC | Project | 0 | 15 |  |  |  | 0 | 0% | 0% | 0% | 100% | 100% | 100% | 100% | 100% | 100% |  | Utility Specific |  | Hardwired Electric Heat | 43.13% | 56.87% | 0% | 0% | Utility Specific |  | 0.0007332 | 0 | 0% | 43.3% | 0% | 0% | Utility Specific
C - Commercial & Industrial | C3 - Municipal Energy Solutions | C3d - Muni Direct Install | Programmable Thermostat, Gas | EC3d080 | HVAC | Project | 0 | 15 |  |  |  | 0 | 0% | 0% | 0% | 100% | 100% | 100% | 100% | 100% | 100% |  | Utility Specific |  | Central Air Conditioner/Heat Pump (Cooling) | 6.595% | 3.846% | 47.32% | 42.24% | Utility Specific |  | 0.0015937 | 0 | 34.6% | 0% | 34.6% | 34.6% | Utility Specific | NG - C&I Gas Heat
C - Commercial & Industrial | C3 - Municipal Energy Solutions | C3d - Muni Direct Install | Programmable Thermostat, Oil | EC3d081 | HVAC | Project | 0 | 15 |  |  |  | 0 | 0% | 0% | 0% | 100% | 100% | 100% | 100% | 100% | 100% |  | Utility Specific |  | Central Air Conditioner/Heat Pump (Cooling) | 6.595% | 3.846% | 47.32% | 42.24% | Utility Specific |  | 0.0015937 | 0 | 34.6% | 0% | 34.6% | 34.6% | Utility Specific | Fuel Oil - Com Fuel
C - Commercial & Industrial | C3 - Municipal Energy Solutions | C3d - Muni Direct Install | Programmable Thermostat, Propane | EC3d082 | HVAC | Project | 0 | 15 |  |  |  | 0 | 0% | 0% | 0% | 100% | 100% | 100% | 100% | 100% | 100% |  | Utility Specific |  | Central Air Conditioner/Heat Pump (Cooling) | 6.595% | 3.846% | 47.32% | 42.24% | Utility Specific |  | 0.0015937 | 0 | 34.6% | 0% | 34.6% | 34.6% | Utility Specific | Propane
C - Commercial & Industrial | C3 - Municipal Energy Solutions | C3d - Muni Direct Install | Steam Trap, Electric | EC3d083 | HVAC | Project | 0 | 6 |  |  |  | 0 | 0% | 0% | 0% | 100% | 100% | 100% | 100% | 100% | 100% |  | Utility Specific |  | C&I Heating & Cooling | 26.4% | 16.6% | 34.9% | 22.1% | Utility Specific |  | 0.0016 | 0 | 0% | 0% | 0% | 0% | Utility Specific
C - Commercial & Industrial | C3 - Municipal Energy Solutions | C3d - Muni Direct Install | Steam Trap, Gas | EC3d084 | HVAC | Project | 0 | 6 |  |  |  | 0 | 0% | 0% | 0% | 100% | 100% | 100% | 100% | 100% | 100% |  | Utility Specific |  | Non-Electric Measures | 0% | 0% | 0% | 0% | Utility Specific |  | 0 | 0 | 0% | 0% | 0% | 0% | Utility Specific | NG - C&I Gas Heat
C - Commercial & Industrial | C3 - Municipal Energy Solutions | C3d - Muni Direct Install | Steam Trap, Oil | EC3d085 | HVAC | Project | 0 | 6 |  |  |  | 0 | 0% | 0% | 0% | 100% | 100% | 100% | 100% | 100% | 100% |  | Utility Specific |  | Non-Electric Measures | 0% | 0% | 0% | 0% | Utility Specific |  | 0 | 0 | 0% | 0% | 0% | 0% | Utility Specific | Fuel Oil - Com Fuel
C - Commercial & Industrial | C3 - Municipal Energy Solutions | C3d - Muni Direct Install | Steam Trap, Propane | EC3d086 | HVAC | Project | 0 | 6 |  |  |  | 0 | 0% | 0% | 0% | 100% | 100% | 100% | 100% | 100% | 100% |  | Utility Specific |  | Non-Electric Measures | 0% | 0% | 0% | 0% | Utility Specific |  | 0 | 0 | 0% | 0% | 0% | 0% | Utility Specific | Propane
C - Commercial & Industrial | C3 - Municipal Energy Solutions | C3d - Muni Direct Install | Variable Frequency Drive | EC3d087 | Motors/Drives | Project | 0 | 15 |  |  |  | 0 | 0% | 0% | 0% | 100% | 100% | 100% | 100% | 100% | 100% |  | Utility Specific |  | C&I VFDs (Combined) | 23.7% | 27.2% | 23.8% | 25.3% | Utility Specific |  | 0 | 0 | 100% | 100% | 100% | 100% | Utility Specific
C - Commercial & Industrial | C3 - Municipal Energy Solutions | C3d - Muni Direct Install | Variable Frequency Drive with Motor | EC3d088 | Motors/Drives | Project | 0 | 15 |  |  |  | 0 | 0% | 0% | 0% | 100% | 100% | 100% | 100% | 100% | 100% |  | Utility Specific |  | C&I VFDs (Combined) | 23.7% | 27.2% | 23.8% | 25.3% | Utility Specific |  | 0 | 0 | 100% | 100% | 100% | 100% | Utility Specific
C - Commercial & Industrial | C3 - Municipal Energy Solutions | C3d - Muni Direct Install | Vending Miser | EC3d089 | Refrigeration | Project | 0 | 5 |  |  |  | 0 | 0% | 0% | 0% | 100% | 100% | 100% | 100% | 100% | 100% |  | Utility Specific |  | C&I Refrigeration | 22.6% | 27.3% | 23.3% | 26.8% | Utility Specific |  | 0.0002 | 0 | 90% | 90% | 90% | 90% | Utility Specific
C - Commercial & Industrial | C3 - Municipal Energy Solutions | C3d - Muni Direct Install | Zero Loss Condensate Drain | EC3d090 | Compressed Air | Project | 0 | 5 |  |  |  | 0 | 0% | 0% | 0% | 100% | 100% | 100% | 100% | 100% | 100% |  | Utility Specific |  | C&I Compressed Air - VFD Compressor | 25.9% | 23.9% | 26.5% | 23.7% | Utility Specific |  | 0.000258 | 0 | 80% | 54% | 80% | 80% | Utility Specific
C - Commercial & Industrial | C3 - Municipal Energy Solutions | C3d - Muni Direct Install | Induction Cooktop Displacing Electric Resistance | EC3d091 | Food Service | Appliance | 0 | 12 |  |  |  | 0 | 0% | 0% | 0% | 100% | 100% | 100% | 100% | 100% | 100% |  | Deemed | 2488 | C&I Food Services | 32% | 35% | 16% | 17% | Deemed | 0.43 | 0.000192 | 0.43 | 90% | 90% | 90% | 90% | Utility Specific
C - Commercial & Industrial | C3 - Municipal Energy Solutions | C3d - Muni Direct Install | CI Audits - Muni Direct Install | EC3dAUD | Non-Energy Saving |  | 0 | 1 |  |  |  | 0 | 0% | 0% | 0% | 100% | 0% | 0% | 0% | 0% | 0% |  |  |  | Non-Electric Measures | 0% | 0% | 0% | 0% |  |  | 0 | 0 | 0% | 0% | 0% | 0%
C - Commercial & Industrial | C3 - Municipal Energy Solutions | C3d - Muni Direct Install | Vendor Fees - Muni Direct Install | EC3dNES01 | Non-Energy Saving |  | 0 | 1 |  |  |  | 0 | 0% | 0% | 0% | 100% | 0% | 0% | 0% | 0% | 0% |  |  |  | Non-Electric Measures | 0% | 0% | 0% | 0% |  |  | 0 | 0 | 0% | 0% | 0% | 0%
C - Commercial & Industrial | C3 - Municipal Energy Solutions | C3d - Muni Direct Install | Vendor Fees - TA Studies - Muni Direct Install | EC3dNES02 | Non-Energy Saving |  | 0 | 1 |  |  |  | 0 | 0% | 0% | 0% | 100% | 0% | 0% | 0% | 0% | 0% |  |  |  | Non-Electric Measures | 0% | 0% | 0% | 0% |  |  | 0 |  | 0% | 0% | 0% | 0%
C - Commercial & Industrial | C3 - Municipal Energy Solutions | C3d - Muni Direct Install | [5 empty] | 1
C - Commercial & Industrial | C3 - Municipal Energy Solutions | C3d - Muni Direct Install
C - Commercial & Industrial | C3 - Municipal Energy Solutions | C3d - Muni Direct Install
C - Commercial & Industrial | C3 - Municipal Energy Solutions | C3d - Muni Direct Install
C - Commercial & Industrial | C3 - Municipal Energy Solutions | C3e - Muni New Construction | Custom Muni Compressed Air New Construction | EC3e001 | Compressed Air | Project | 0 |  |  |  |  | 0 | 0% | 0% | 0% | 100% | 100% | 93.9% | 89.4% | 100.9% | 94.5% |  | Utility Specific |  | C&I Compressed Air - VFD Compressor | 13% | 20% | 26% | 41% | Utility Specific |  | 0.000258 | 0 | 100% | 100% | 100% | 100% | Utility Specific
C - Commercial & Industrial | C3 - Municipal Energy Solutions | C3e - Muni New Construction | Custom Muni Hot Water New Construction | EC3e002 | Hot Water | Project | 0 |  |  |  |  | 0 | 0% | 0% | 0% | 100% | 100% | 93.9% | 89.4% | 100.9% | 94.5% |  | Utility Specific |  | C&I Water Heating | 25% | 25% | 25% | 25% | Utility Specific |  | 0.000258 | 0 | 54% | 56% | 54% | 54% | Utility Specific
C - Commercial & Industrial | C3 - Municipal Energy Solutions | C3e - Muni New Construction | Custom Muni HVAC New Construction | EC3e003 | HVAC | Project | 0 |  |  |  |  | 0 | 0% | 0% | 0% | 100% | 100% | 93.9% | 89.4% | 100.9% | 94.5% |  | Utility Specific |  | Custom Calculation | 72% | 18% | 8% | 2% | Utility Specific |  | 0 | 0 | 100% | 38.54% | 100% | 100% | Utility Specific
C - Commercial & Industrial | C3 - Municipal Energy Solutions | C3e - Muni New Construction | Custom Muni Lighting New Construction - Interior | EC3e004 | Lighting | Project | 0 | 15 |  |  |  | 0 | 0% | 0% | 0% | 100% | 100% | 93.9% | 89.4% | 100.9% | 94.5% |  | Utility Specific |  | C&I Interior Lighting - Prescriptive | 30.3% | 17.4% | 34.3% | 18.1% | Calculated |  | 0.0002 | 0 | 80% | 61% | 80% | 80% | Calculated | NG - C&I Gas Heat | 0 | Fuel Oil - Com Fuel | 0
C - Commercial & Industrial | C3 - Municipal Energy Solutions | C3e - Muni New Construction | Custom Muni Lighting New Construction - Exterior | EC3e005 | Lighting | Project | 0 | 15 |  |  |  | 0 | 0% | 0% | 0% | 100% | 100% | 93.9% | 89.4% | 100.9% | 94.5% |  | Utility Specific |  | C&I Exterior Lighting | 20.1% | 31.6% | 19.2% | 29% | Calculated |  | 0.0002 | 0 | 0% | 100% | 0% | 0% | Calculated
C - Commercial & Industrial | C3 - Municipal Energy Solutions | C3e - Muni New Construction | Custom Muni Lighting New Construction - Controls | EC3e006 | Lighting | Project | 0 | 10 |  |  |  | 0 | 0% | 0% | 0% | 100% | 100% | 93.9% | 89.4% | 100.9% | 94.5% |  | Utility Specific |  | C&I Lighting Controls | 31.3% | 19% | 32.1% | 17.7% | Calculated |  | 0.0001 | 0 | 15% | 13% | 15% | 15% | Calculated | NG - C&I Gas Heat | 0 | Fuel Oil - Com Fuel | 0
C - Commercial & Industrial | C3 - Municipal Energy Solutions | C3e - Muni New Construction | Custom Muni Motors New Construction | EC3e007 | Motors/Drives | Project | 0 |  |  |  |  | 0 | 0% | 0% | 0% | 100% | 100% | 93.9% | 89.4% | 100.9% | 94.5% |  | Utility Specific |  | Custom Calculation | 23% | 8% | 52% | 17% | Utility Specific |  | 0 | 0 | 95% | 80% | 95% | 95% | Utility Specific
C - Commercial & Industrial | C3 - Municipal Energy Solutions | C3e - Muni New Construction | Custom Muni Process New Construction | EC3e008 | Process | Project | 0 |  |  |  |  | 0 | 0% | 0% | 0% | 100% | 100% | 93.9% | 89.4% | 100.9% | 94.5% |  | Utility Specific |  | C&I Process | 49% | 13% | 29% | 9% | Utility Specific |  | 0.000725 | 0 | 95% | 45% | 95% | 95% | Utility Specific
C - Commercial & Industrial | C3 - Municipal Energy Solutions | C3e - Muni New Construction | Custom Muni Refrigeration New Construction | EC3e009 | Refrigeration | Project | 0 |  |  |  |  | 0 | 0% | 0% | 0% | 100% | 100% | 93.9% | 89.4% | 100.9% | 94.5% |  | Utility Specific |  | C&I Refrigeration | 22.6% | 27.3% | 23.3% | 26.8% | Utility Specific |  | 0.0002 | 0 | 80% | 80% | 80% | 80% | Utility Specific
C - Commercial & Industrial | C3 - Municipal Energy Solutions | C3e - Muni New Construction | Custom Muni Other New Construction | EC3e010 | Custom Measures | Project | 0 |  |  |  |  | 0 | 0% | 0% | 0% | 100% | 100% | 93.9% | 89.4% | 100.9% | 94.5% |  | Utility Specific |  | Custom Calculation | 25.76% | 40.82% | 12.93% | 20.49% | Utility Specific |  | 0 | 0 | 47.6% | 42.8% | 47.6% | 47.6% | Utility Specific
C - Commercial & Industrial | C3 - Municipal Energy Solutions | C3e - Muni New Construction | Daylight Dimming | EC3e011 | Lighting | Project | 0 | 10 |  |  |  | 0 | 0% | 0% | 0% | 100% | 100% | 93.9% | 89.4% | 100.9% | 94.5% |  | Utility Specific |  | C&I Lighting Controls | 31.3% | 19% | 32.1% | 17.7% | Calculated |  | 0.0001 | 0 | 17% | 13% | 17% | 17% | Calculated | NG - C&I Gas Heat | 0 | Fuel Oil - Com Fuel | 0
C - Commercial & Industrial | C3 - Municipal Energy Solutions | C3e - Muni New Construction | Performance Lighting - Exterior w/ Controls | EC3e012 | Lighting | Project | 0 | 15 |  |  |  | 0 | 0% | 0% | 0% | 100% | 100% | 93.9% | 89.4% | 100.9% | 94.5% |  | Utility Specific |  | C&I Exterior Lighting | 20.1% | 31.6% | 19.2% | 29% | Calculated |  | 0.0002 | 0 | 0% | 100% | 0% | 0% | Calculated
C - Commercial & Industrial | C3 - Municipal Energy Solutions | C3e - Muni New Construction | Performance Lighting - Exterior w/o Controls | EC3e013 | Lighting | Project | 0 | 15 |  |  |  | 0 | 0% | 0% | 0% | 100% | 100% | 93.9% | 89.4% | 100.9% | 94.5% |  | Utility Specific |  | C&I Exterior Lighting | 20.1% | 31.6% | 19.2% | 29% | Calculated |  | 0.0002 | 0 | 0% | 100% | 0% | 0% | Calculated
C - Commercial & Industrial | C3 - Municipal Energy Solutions | C3e - Muni New Construction | Performance Lighting - Interior w/ Controls | EC3e014 | Lighting | Project | 1.031 | 15 | 6108 | 4581 |  | 1527 | 0% | 0% | 0% | 100% | 100% | 93.9% | 89.4% | 100.9% | 94.5% |  | Utility Specific | 16961.745 | C&I Interior Lighting - Prescriptive | 30.3% | 17.4% | 34.3% | 18.1% | Calculated |  | 0.0002 | 3.3923 | 50.4% | 38.9% | 50.4% | 50.4% | Calculated | NG - C&I Gas Heat | -0.91751 | Fuel Oil - Com Fuel | -1.835
C - Commercial & Industrial | C3 - Municipal Energy Solutions | C3e - Muni New Construction | Performance Lighting - Interior w/o Controls | EC3e015 | Lighting | Project | 0 | 15 |  |  |  | 0 | 0% | 0% | 0% | 100% | 100% | 93.9% | 89.4% | 100.9% | 94.5% |  | Utility Specific |  | C&I Interior Lighting - Prescriptive | 30.3% | 17.4% | 34.3% | 18.1% | Calculated |  | 0.0002 | 0 | 50.4% | 38.9% | 50.4% | 50.4% | Calculated | NG - C&I Gas Heat | 0 | Fuel Oil - Com Fuel | 0
C - Commercial & Industrial | C3 - Municipal Energy Solutions | C3e - Muni New Construction | Lighting Occupancy Sensors | EC3e016 | Lighting | Project | 0 | 10 |  |  |  | 0 | 0% | 0% | 0% | 100% | 100% | 93.9% | 89.4% | 100.9% | 94.5% |  | Utility Specific |  | C&I Lighting Controls | 31.3% | 19% | 32.1% | 17.7% | Calculated |  | 0.0001 | 0 | 18% | 13% | 18% | 18% | Calculated | NG - C&I Gas Heat | 0 | Fuel Oil - Com Fuel | 0
C - Commercial & Industrial | C3 - Municipal Energy Solutions | C3e - Muni New Construction | CI Audits - Muni New Construction | EC3eAUD | Non-Energy Saving |  | 1 | 1 | 8924 | 8924 |  | 0 | 0% | 0% | 0% | 100% | 0% | 0% | 0% | 0% | 0% |  |  | 0 | Non-Electric Measures | 0% | 0% | 0% | 0% |  |  | 0 | 0 | 0% | 0% | 0% | 0%
C - Commercial & Industrial | C3 - Municipal Energy Solutions | C3e - Muni New Construction | Vendor Fees - Muni New Construction | EC3eNES01 | Non-Energy Saving |  | 0 | 1 |  |  |  | 0 | 0% | 0% | 0% | 100% | 0% | 0% | 0% | 0% | 0% |  |  |  | Non-Electric Measures | 0% | 0% | 0% | 0% |  |  | 0 | 0 | 0% | 0% | 0% | 0%
C - Commercial & Industrial | C3 - Municipal Energy Solutions | C3e - Muni New Construction | Vendor Fees - TA Studies - Muni New Construction | EC3eNES02 | Non-Energy Saving |  | 0 | 1 |  |  |  | 0 | 0% | 0% | 0% | 100% | 0% | 0% | 0% | 0% | 0% |  |  |  | Non-Electric Measures | 0% | 0% | 0% | 0% |  |  | 0 | 0 | 0% | 0% | 0% | 0%
C - Commercial & Industrial | C3 - Municipal Energy Solutions | C3e - Muni New Construction
C - Commercial & Industrial | C3 - Municipal Energy Solutions | C3e - Muni New Construction
C - Commercial & Industrial | C3 - Municipal Energy Solutions | C3e - Muni New Construction
C - Commercial & Industrial | C3 - Municipal Energy Solutions | C3e - Muni New Construction
C - Commercial & Industrial | C3 - Municipal Energy Solutions | C3e - Muni New Construction
C - Commercial & Industrial | C3 - Municipal Energy Solutions | C3e - Muni New Construction
C - Commercial & Industrial | C3 - Municipal Energy Solutions | C3e - Muni New Construction
C - Commercial & Industrial | C3 - Municipal Energy Solutions
C - Commercial & Industrial | C5 - C&I Active Demand Response | C5a - C&I Active Demand Response | Load Curtailment Targeted Dispatch P4P Summer | EC5a001 | Behavior | Participant | 28 | 1 | 8036 | 8036 |  | 0 | 0% | 0% | 0% | 100% | 100% | 87.6% | 100% | 87.6% | 100% | 10% | Utility Specific |  | ADR Summer Peak | 0% | 0% | 100% | 0% | Utility Specific | 179 | 0 | 179 | 100% | 0% | 100% | 100% | Utility Specific
C - Commercial & Industrial | C5 - C&I Active Demand Response | C5a - C&I Active Demand Response | Storage Daily Dispatch P4P (savings) Summer | EC5a002 | Behavior | Participant | 0 | 1 |  |  |  | 0 | 0% | 0% | 0% | 100% | 100% | 100% | 100% | 100% | 100% | 100% | Utility Specific |  | ADR Summer Peak | 0% | 0% | 100% | 0% | Utility Specific |  | 0 | 0 | 100% | 0% | 100% | 100% | Utility Specific
C - Commercial & Industrial | C5 - C&I Active Demand Response | C5a - C&I Active Demand Response | Storage Daily Dispatch P4P (consumption) Summer | EC5a003 | Behavior | Participant | 0 | 1 |  |  |  | 0 | 0% | 0% | 0% | 100% | 100% | 100% | 100% | 100% | 100% | 100% | Utility Specific |  | ADR Summer Charging | 0% | 0% | 0% | 100% | Utility Specific |  | 0 | 0 | 0% | 0% | 0% | 0% | Utility Specific
C - Commercial & Industrial | C5 - C&I Active Demand Response | C5a - C&I Active Demand Response | Storage Targeted Dispatch P4P (savings) Summer | EC5a004 | Behavior | Participant | 0 | 1 |  |  |  | 0 | 0% | 0% | 0% | 100% | 100% | 100% | 100% | 100% | 100% | 10% | Utility Specific |  | ADR Summer Peak | 0% | 0% | 100% | 0% | Utility Specific |  | 0 | 0 | 100% | 0% | 100% | 100% | Utility Specific
C - Commercial & Industrial | C5 - C&I Active Demand Response | C5a - C&I Active Demand Response | Storage Targeted Dispatch P4P (consumption) Summer | EC5a005 | Behavior | Participant | 0 | 1 |  |  |  | 0 | 0% | 0% | 0% | 100% | 100% | 100% | 100% | 100% | 100% | 10% | Utility Specific |  | ADR Summer Charging | 0% | 0% | 0% | 100% | Utility Specific |  | 0 | 0 | 0% | 0% | 0% | 0% | Utility Specific
C - Commercial & Industrial | C5 - C&I Active Demand Response | C5a - C&I Active Demand Response |  |  |  | Thermostat
C - Commercial & Industrial | C5 - C&I Active Demand Response | C5a - C&I Active Demand Response
C - Commercial & Industrial | C5 - C&I Active Demand Response | C5a - C&I Active Demand Response
C - Commercial & Industrial | C5 - C&I Active Demand Response | C5a - C&I Active Demand Response
C - Commercial & Industrial | C5 - C&I Active Demand Response | C5a - C&I Active Demand Response
C - Commercial & Industrial | C5 - C&I Active Demand Response
Note on J54: Eric Stanley: Need Liberty values
Note on J55: Eric Stanley: Need Liberty values
Note on I113: Note: Weighted average measure life for weatherization measures.
Note on J235: Eric Stanley: Need Liberty value
Note on J236: Eric Stanley: Need Liberty value
Note on V260: Note: Weighted average based on deemed MMBtu savings of ESProducts Clothes Washer

## Inputs Yr 2
|  |  | Administrator: | Liberty
|  |  | Program Year: | 2028
[13 empty] | Impact Factors | [9 empty] | Energy Savings | [6 empty] | Capacity Savings | [7 empty] | Non-Electric Savings
Sector | Program | Subprogram | Measure | Measure ID | End Use | Quantity Definition | Quantity | Measure Life | Total Resource Cost | Incentive | Processing Costs | Customer Cost | Free-Ridership Rate | Spillover [Participant] Rate | Spillover [Non-Participant] Rate | Net to Gross | In-Service Rate | kWh Realization Rate | kW Winter Realization Rate | kW Summer Realization Rate | Non Electric Realization Rate | Capacity Scaling Factor | Gross Annual kWh Input | Gross Annual kWh Saved | LS_ID | Winter Peak Energy % | Winter Off-Peak Energy % | Summer Peak Energy % | Summer Off-Peak Energy % | Maximum Load Reduction Input | Maximum Load Reduction (Deemed/ Utility Specific) | Maximum Demand Factor | Maximum Load Reduction (kW) | Summer Coincident (%) | Winter Coincident (%) | Trans. Coincident (%) | Dist. Coincident (%) | Fossil Fuel Input | Fossil Fuel Type #1 | Gross Annual MMBtu Saved from Fuel Type #1 | Fossil Fuel Type #2 | Gross Annual MMBtu Saved from Fuel Type #2 | Fossil Fuel Type #3 | Gross Annual MMBtu Saved from Fuel Type #3 | Gross Annual Res Water Gallons Savings | Gross Annual C&I Water Gallons Savings
B - Income Eligible | B1 - Home Energy Assistance | B1a - HEA (Weatherization) | Air Sealing, Cord Wood | EB1a001 | Envelope | Dwelling Unit | 0 | 15 |  |  |  | 0 | 0% | 0% | 0% | 100% | 100% | 64% | 64% | 64% | 61% |  | Utility Specific | 0 | Central Air Conditioner/Heat Pump (Cooling) | 6.595% | 3.846% | 47.32% | 42.24% | Calculated |  | 0.0015937 | 0 | 34.6% | 0% | 34.6% | 34.6% | Utility Specific | Cord Wood | [5 empty] | 0 | 0
B - Income Eligible | B1 - Home Energy Assistance | B1a - HEA (Weatherization) | Air Sealing, Electric | EB1a002 | Envelope | Dwelling Unit | 3 | 15 | 5523.375 | 5523.375 |  | 0 | 0% | 0% | 0% | 100% | 100% | 64% | 64% | 64% | 61% |  | Utility Specific | 12082.72 | Weighted HVAC - All Homes | 25.41% | 29.66% | 23.25% | 21.68% | Calculated |  | 0.00078321 | 9.4633 | 33.6% | 20.1% | 33.6% | 33.6% | Utility Specific | Fuel Oil - Residential Distillate | 3.36 |  |  |  |  | 0 | 0
B - Income Eligible | B1 - Home Energy Assistance | B1a - HEA (Weatherization) | Air Sealing, Gas | EB1a003 | Envelope | Dwelling Unit | 0 | 15 |  |  |  | 0 | 0% | 0% | 0% | 100% | 100% | 64% | 64% | 64% | 58% |  | Utility Specific | 0 | Central Air Conditioner/Heat Pump (Cooling) | 6.595% | 3.846% | 47.32% | 42.24% | Calculated |  | 0.0015937 | 0 | 34.6% | 0% | 34.6% | 34.6% | Utility Specific | NG - Res Heating | [5 empty] | 0 | 0
B - Income Eligible | B1 - Home Energy Assistance | B1a - HEA (Weatherization) | Air Sealing, Kerosene | EB1a004 | Envelope | Dwelling Unit | 4 | 15 | 1148.553 | 1148.553 |  | 0 | 0% | 0% | 0% | 100% | 100% | 64% | 64% | 64% | 61% |  | Utility Specific | 12.13 | Central Air Conditioner/Heat Pump (Cooling) | 6.595% | 3.846% | 47.32% | 42.24% | Calculated |  | 0.0015937 | 0.019332 | 34.6% | 0% | 34.6% | 34.6% | Utility Specific | Kerosene | 5.99 |  |  |  |  | 0 | 0
B - Income Eligible | B1 - Home Energy Assistance | B1a - HEA (Weatherization) | Air Sealing, Oil | EB1a005 | Envelope | Dwelling Unit | 48.667 | 15 | 2006.1825 | 2006.1825 |  | 0 | 0% | 0% | 0% | 100% | 100% | 64% | 64% | 64% | 61% |  | Utility Specific | 86.73 | Central Air Conditioner/Heat Pump (Cooling) | 6.595% | 3.846% | 47.32% | 42.24% | Calculated |  | 0.0015937 | 0.13822 | 34.6% | 0% | 34.6% | 34.6% | Utility Specific | Fuel Oil - Residential Distillate | 9.45 |  |  |  |  | 0 | 0
B - Income Eligible | B1 - Home Energy Assistance | B1a - HEA (Weatherization) | Air Sealing, Propane | EB1a006 | Envelope | Dwelling Unit | 39.9927 | 15 | 1779.0675 | 1779.0675 |  | 0 | 0% | 0% | 0% | 100% | 100% | 64% | 64% | 64% | 61% |  | Utility Specific | 21.61 | Central Air Conditioner/Heat Pump (Cooling) | 6.595% | 3.846% | 47.32% | 42.24% | Calculated |  | 0.0015937 | 0.034441 | 34.6% | 0% | 34.6% | 34.6% | Utility Specific | Propane | 5.91 |  |  |  |  | 0 | 0
B - Income Eligible | B1 - Home Energy Assistance | B1a - HEA (Weatherization) | Air Sealing, Wood Pellets | EB1a007 | Envelope | Dwelling Unit | 0 | 15 |  |  |  | 0 | 0% | 0% | 0% | 100% | 100% | 64% | 64% | 64% | 61% |  | Utility Specific | 0 | Central Air Conditioner/Heat Pump (Cooling) | 6.595% | 3.846% | 47.32% | 42.24% | Calculated |  | 0.0015937 | 0 | 34.6% | 0% | 34.6% | 34.6% | Utility Specific | Pellet Wood | 7.5 |  |  |  |  | 0 | 0
B - Income Eligible | B1 - Home Energy Assistance | B1a - HEA (Weatherization) | Duct Sealing, Cord Wood | EB1a084 | HVAC | Dwelling Unit | 0 | 20 |  |  |  | 0 | 0% | 0% | 0% | 100% | 100% | 91% | 91% | 91% | 91% |  | Utility Specific | 0 | Central Air Conditioner/Heat Pump (Cooling) | 6.595% | 3.846% | 47.32% | 42.24% | Calculated |  | 0.0015937 | 0 | 34.6% | 0% | 34.6% | 34.6% | Utility Specific | Cord Wood | [5 empty] | 0 | 0
B - Income Eligible | B1 - Home Energy Assistance | B1a - HEA (Weatherization) | Duct Sealing, Electric | EB1a085 | HVAC | Dwelling Unit | 0 | 20 |  |  |  | 0 | 0% | 0% | 0% | 100% | 100% | 91% | 91% | 91% | 91% |  | Utility Specific | 0 | Weighted HVAC - All Homes | 25.41% | 29.66% | 23.25% | 21.68% | Calculated |  | 0.00078321 | 0 | 33.6% | 20.1% | 33.6% | 33.6% | Utility Specific | [6 empty] | 0 | 0
B - Income Eligible | B1 - Home Energy Assistance | B1a - HEA (Weatherization) | Duct Sealing, Gas | EB1a086 | HVAC | Dwelling Unit | 0 | 20 |  |  |  | 0 | 0% | 0% | 0% | 100% | 100% | 91% | 91% | 91% | 91% |  | Utility Specific | 0 | Central Air Conditioner/Heat Pump (Cooling) | 6.595% | 3.846% | 47.32% | 42.24% | Calculated |  | 0.0015937 | 0 | 34.6% | 0% | 34.6% | 34.6% | Utility Specific | NG - Res Heating | [5 empty] | 0 | 0
B - Income Eligible | B1 - Home Energy Assistance | B1a - HEA (Weatherization) | Duct Sealing, Kerosene | EB1a087 | HVAC | Dwelling Unit | 0 | 20 |  |  |  | 0 | 0% | 0% | 0% | 100% | 100% | 91% | 91% | 91% | 91% |  | Utility Specific | 0 | Central Air Conditioner/Heat Pump (Cooling) | 6.595% | 3.846% | 47.32% | 42.24% | Calculated |  | 0.0015937 | 0 | 34.6% | 0% | 34.6% | 34.6% | Utility Specific | Kerosene | [5 empty] | 0 | 0
B - Income Eligible | B1 - Home Energy Assistance | B1a - HEA (Weatherization) | Duct Sealing, Oil | EB1a088 | HVAC | Dwelling Unit | 0 | 20 |  |  |  | 0 | 0% | 0% | 0% | 100% | 100% | 91% | 91% | 91% | 91% |  | Utility Specific | 0 | Central Air Conditioner/Heat Pump (Cooling) | 6.595% | 3.846% | 47.32% | 42.24% | Calculated |  | 0.0015937 | 0 | 34.6% | 0% | 34.6% | 34.6% | Utility Specific | Fuel Oil - Residential Distillate | [5 empty] | 0 | 0
B - Income Eligible | B1 - Home Energy Assistance | B1a - HEA (Weatherization) | Duct Sealing, Propane | EB1a089 | HVAC | Dwelling Unit | 0 | 20 |  |  |  | 0 | 0% | 0% | 0% | 100% | 100% | 91% | 91% | 91% | 91% |  | Utility Specific | 0 | Central Air Conditioner/Heat Pump (Cooling) | 6.595% | 3.846% | 47.32% | 42.24% | Calculated |  | 0.0015937 | 0 | 34.6% | 0% | 34.6% | 34.6% | Utility Specific | Propane | [5 empty] | 0 | 0
B - Income Eligible | B1 - Home Energy Assistance | B1a - HEA (Weatherization) | Duct Sealing, Wood Pellets | EB1a090 | HVAC | Dwelling Unit | 0 | 20 |  |  |  | 0 | 0% | 0% | 0% | 100% | 100% | 91% | 91% | 91% | 91% |  | Utility Specific | 0 | Central Air Conditioner/Heat Pump (Cooling) | 6.595% | 3.846% | 47.32% | 42.24% | Calculated |  | 0.0015937 | 0 | 34.6% | 0% | 34.6% | 34.6% | Utility Specific | Pellet Wood | [5 empty] | 0 | 0
B - Income Eligible | B1 - Home Energy Assistance | B1a - HEA (Weatherization) | Faucet Aerator, Electric | EB1a009 | Hot Water | Aerator | 5 | 7 | 50 | 50 |  | 0 | 0% | 0% | 0% | 100% | 100% | 100% | 100% | 100% | 100% |  | Deemed | 46.863 | Water Heater - Electric | 41.52% | 31.39% | 15.22% | 11.88% | Calculated |  | 0.00024338 | 0.011406 | 31.2% | 80.8% | 31.2% | 31.2% | Deemed |  | 0 |  |  |  |  | 586 | 0
B - Income Eligible | B1 - Home Energy Assistance | B1a - HEA (Weatherization) | Faucet Aerator, Gas | EB1a010 | Hot Water | Aerator | 0 | 7 |  |  |  | 0 | 0% | 0% | 0% | 100% | 100% | 100% | 100% | 100% | 100% |  | Deemed | 0 | Non-Electric Measures | 0% | 0% | 0% | 0% | Calculated |  | 0 | 0 | 0% | 0% | 0% | 0% | Deemed | NG - Res Hot Water | 0.156 |  |  |  |  | 586 | 0
B - Income Eligible | B1 - Home Energy Assistance | B1a - HEA (Weatherization) | Faucet Aerator, Kerosene | EB1a011 | Hot Water | Aerator | 0 | 7 | 50 | 50 |  | 0 | 0% | 0% | 0% | 100% | 100% | 100% | 100% | 100% | 100% |  | Deemed | 0 | Non-Electric Measures | 0% | 0% | 0% | 0% | Calculated |  | 0 | 0 | 0% | 0% | 0% | 0% | Deemed | Kerosene | 0.156 |  |  |  |  | 586 | 0
B - Income Eligible | B1 - Home Energy Assistance | B1a - HEA (Weatherization) | Faucet Aerator, Oil | EB1a012 | Hot Water | Aerator | 20 | 7 | 50 | 50 |  | 0 | 0% | 0% | 0% | 100% | 100% | 100% | 100% | 100% | 100% |  | Deemed | 0 | Non-Electric Measures | 0% | 0% | 0% | 0% | Calculated |  | 0 | 0 | 0% | 0% | 0% | 0% | Deemed | Fuel Oil - Residential Distillate | 0.156 |  |  |  |  | 586 | 0
B - Income Eligible | B1 - Home Energy Assistance | B1a - HEA (Weatherization) | Faucet Aerator, Propane | EB1a013 | Hot Water | Aerator | 18 | 7 | 50 | 50 |  | 0 | 0% | 0% | 0% | 100% | 100% | 100% | 100% | 100% | 100% |  | Deemed | 0 | Non-Electric Measures | 0% | 0% | 0% | 0% | Calculated |  | 0 | 0 | 0% | 0% | 0% | 0% | Deemed | Propane | 0.156 |  |  |  |  | 586 | 0
B - Income Eligible | B1 - Home Energy Assistance | B1a - HEA (Weatherization) | Tank Wrap, Electric | EB1a091 | Hot Water | Dwelling Unit | 0 | 7 |  |  |  | 0 | 0% | 0% | 0% | 100% | 100% | 91% | 91% | 91% | 91% |  | Utility Specific | 0 | Water Heater - Electric | 41.52% | 31.39% | 15.22% | 11.88% | Calculated |  | 0.00024338 | 0 | 31.2% | 80.8% | 31.2% | 31.2% | Utility Specific | [6 empty] | 0 | 0
B - Income Eligible | B1 - Home Energy Assistance | B1a - HEA (Weatherization) | Tank Wrap, Gas | EB1a092 | Hot Water | Dwelling Unit | 0 | 7 |  |  |  | 0 | 0% | 0% | 0% | 100% | 100% | 91% | 91% | 91% | 91% |  | Utility Specific | 0 | Non-Electric Measures | 0% | 0% | 0% | 0% | Calculated |  | 0 | 0 | 0% | 0% | 0% | 0% | Utility Specific | NG - Res Hot Water | [5 empty] | 0 | 0
B - Income Eligible | B1 - Home Energy Assistance | B1a - HEA (Weatherization) | Tank Wrap, Kerosene | EB1a093 | Hot Water | Dwelling Unit | 0 | 7 |  |  |  | 0 | 0% | 0% | 0% | 100% | 100% | 91% | 91% | 91% | 91% |  | Utility Specific | 0 | Non-Electric Measures | 0% | 0% | 0% | 0% | Calculated |  | 0 | 0 | 0% | 0% | 0% | 0% | Utility Specific | Kerosene | [5 empty] | 0 | 0
B - Income Eligible | B1 - Home Energy Assistance | B1a - HEA (Weatherization) | Tank Wrap, Oil | EB1a094 | Hot Water | Dwelling Unit | 0 | 7 |  |  |  | 0 | 0% | 0% | 0% | 100% | 100% | 91% | 91% | 91% | 91% |  | Utility Specific | 0 | Non-Electric Measures | 0% | 0% | 0% | 0% | Calculated |  | 0 | 0 | 0% | 0% | 0% | 0% | Utility Specific | Fuel Oil - Residential Distillate | [5 empty] | 0 | 0
B - Income Eligible | B1 - Home Energy Assistance | B1a - HEA (Weatherization) | Tank Wrap, Propane | EB1a095 | Hot Water | Dwelling Unit | 0 | 7 |  |  |  | 0 | 0% | 0% | 0% | 100% | 100% | 91% | 91% | 91% | 91% |  | Utility Specific | 0 | Non-Electric Measures | 0% | 0% | 0% | 0% | Calculated |  | 0 | 0 | 0% | 0% | 0% | 0% | Utility Specific | Propane | [5 empty] | 0 | 0
B - Income Eligible | B1 - Home Energy Assistance | B1a - HEA (Weatherization) | Hand Held Showerhead, Electric | EB1a016 | Hot Water | Showerhead | 4 | 15 | 50 | 50 |  | 0 | 0% | 0% | 0% | 100% | 100% | 91% | 91% | 91% | 91% |  | Utility Specific | 50 | Water Heater - Electric | 41.52% | 31.39% | 15.22% | 11.88% | Calculated |  | 0.00024338 | 0.012169 | 31.2% | 80.8% | 31.2% | 31.2% | Utility Specific | [6 empty] | 1246 | 0
B - Income Eligible | B1 - Home Energy Assistance | B1a - HEA (Weatherization) | Hand Held Showerhead, Gas | EB1a017 | Hot Water | Showerhead | 0 | 15 |  |  |  | 0 | 0% | 0% | 0% | 100% | 100% | 91% | 91% | 91% | 91% |  | Utility Specific | 0 | Non-Electric Measures | 0% | 0% | 0% | 0% | Calculated |  | 0 | 0 | 0% | 0% | 0% | 0% | Utility Specific | NG - Res Hot Water | [5 empty] | 1246 | 0
B - Income Eligible | B1 - Home Energy Assistance | B1a - HEA (Weatherization) | Hand Held Showerhead, Kerosene | EB1a018 | Hot Water | Showerhead | 1 | 15 | 50 | 50 |  | 0 | 0% | 0% | 0% | 100% | 100% | 91% | 91% | 91% | 91% |  | Utility Specific | 0 | Non-Electric Measures | 0% | 0% | 0% | 0% | Calculated |  | 0 | 0 | 0% | 0% | 0% | 0% | Utility Specific | Kerosene | 0.633 |  |  |  |  | 1246 | 0
B - Income Eligible | B1 - Home Energy Assistance | B1a - HEA (Weatherization) | Hand Held Showerhead, Oil | EB1a019 | Hot Water | Showerhead | 16 | 15 | 50 | 50 |  | 0 | 0% | 0% | 0% | 100% | 100% | 91% | 91% | 91% | 91% |  | Utility Specific | 0 | Non-Electric Measures | 0% | 0% | 0% | 0% | Calculated |  | 0 | 0 | 0% | 0% | 0% | 0% | Utility Specific | Fuel Oil - Residential Distillate | 0.633 |  |  |  |  | 1246 | 0
B - Income Eligible | B1 - Home Energy Assistance | B1a - HEA (Weatherization) | Hand Held Showerhead, Propane | EB1a020 | Hot Water | Showerhead | 14 | 15 | 50 | 50 |  | 0 | 0% | 0% | 0% | 100% | 100% | 91% | 91% | 91% | 91% |  | Utility Specific | 0 | Non-Electric Measures | 0% | 0% | 0% | 0% | Calculated |  | 0 | 0 | 0% | 0% | 0% | 0% | Utility Specific | Propane | 0.633 |  |  |  |  | 1246 | 0
B - Income Eligible | B1 - Home Energy Assistance | B1a - HEA (Weatherization) | Energy Kits | EB1a121 | Custom Measures | Energy Kit | 0 |  |  |  |  | 0 | 0% | 0% | 0% | 100% | 84% | 100% | 100% | 100% | 100% |  | Utility Specific |  | Primary TV and Peripherals | 32.24% | 34.78% | 15.36% | 17.62% | Calculated |  | 0.00018311 |  | 58.2% | 86.3% | 58.2% | 58.2% | [7 empty] | 0 | 0
B - Income Eligible | B1 - Home Energy Assistance | B1a - HEA (Weatherization) | Insulation, Cord Wood | EB1a022 | Envelope | Dwelling Unit | 0 | 25 |  |  |  | 0 | 0% | 0% | 0% | 100% | 100% | 64% | 64% | 64% | 61% |  | Utility Specific | 0 | Central Air Conditioner/Heat Pump (Cooling) | 6.595% | 3.846% | 47.32% | 42.24% | Calculated |  | 0.0015937 | 0 | 34.6% | 0% | 34.6% | 34.6% | Utility Specific | Cord Wood | [5 empty] | 0 | 0
B - Income Eligible | B1 - Home Energy Assistance | B1a - HEA (Weatherization) | Insulation, Electric | EB1a023 | Envelope | Dwelling Unit | 3 | 25 | 15784.75 | 15784.75 |  | 0 | 0% | 0% | 0% | 100% | 100% | 64% | 64% | 64% | 61% |  | Utility Specific | 3344.05 | Weighted HVAC - All Homes | 25.41% | 29.66% | 23.25% | 21.68% | Calculated |  | 0.00078321 | 2.6191 | 33.6% | 20.1% | 33.6% | 33.6% | Utility Specific | Fuel Oil - Residential Distillate | 6.06 |  |  |  |  | 0 | 0
B - Income Eligible | B1 - Home Energy Assistance | B1a - HEA (Weatherization) | Insulation, Gas | EB1a024 | Envelope | Dwelling Unit | 0 | 25 |  |  |  | 0 | 0% | 0% | 0% | 100% | 100% | 64% | 64% | 64% | 58% |  | Utility Specific | 0 | Central Air Conditioner/Heat Pump (Cooling) | 6.595% | 3.846% | 47.32% | 42.24% | Calculated |  | 0.0015937 | 0 | 34.6% | 0% | 34.6% | 34.6% | Utility Specific | NG - Res Heating | [5 empty] | 0 | 0
B - Income Eligible | B1 - Home Energy Assistance | B1a - HEA (Weatherization) | Insulation, Kerosene | EB1a025 | Envelope | Dwelling Unit | 4 | 25 | 5169.57 | 5169.57 |  | 0 | 0% | 0% | 0% | 100% | 100% | 64% | 64% | 64% | 61% |  | Utility Specific | 33.18 | Central Air Conditioner/Heat Pump (Cooling) | 6.595% | 3.846% | 47.32% | 42.24% | Calculated |  | 0.0015937 | 0.05288 | 34.6% | 0% | 34.6% | 34.6% | Utility Specific | Kerosene | 17.01 |  |  |  |  | 0 | 0
B - Income Eligible | B1 - Home Energy Assistance | B1a - HEA (Weatherization) | Insulation, Oil | EB1a026 | Envelope | Dwelling Unit | 48.667 | 25 | 8291.8605 | 8291.8605 |  | 0 | 0% | 0% | 0% | 100% | 100% | 64% | 64% | 64% | 61% |  | Utility Specific | 282.09 | Central Air Conditioner/Heat Pump (Cooling) | 6.595% | 3.846% | 47.32% | 42.24% | Calculated |  | 0.0015937 | 0.44958 | 34.6% | 0% | 34.6% | 34.6% | Utility Specific | Fuel Oil - Residential Distillate | 23.62 |  |  |  |  | 0 | 0
B - Income Eligible | B1 - Home Energy Assistance | B1a - HEA (Weatherization) | Insulation, Propane | EB1a027 | Envelope | Dwelling Unit | 39.9927 | 25 | 6652.3065 | 6652.3065 |  | 0 | 0% | 0% | 0% | 100% | 100% | 64% | 64% | 64% | 61% |  | Utility Specific | 122.48 | Central Air Conditioner/Heat Pump (Cooling) | 6.595% | 3.846% | 47.32% | 42.24% | Calculated |  | 0.0015937 | 0.1952 | 34.6% | 0% | 34.6% | 34.6% | Utility Specific | Propane | 12.52 |  |  |  |  | 0 | 0
B - Income Eligible | B1 - Home Energy Assistance | B1a - HEA (Weatherization) | Insulation, Wood Pellets | EB1a028 | Envelope | Dwelling Unit | 2 | 25 | 18437 | 18437 |  | 0 | 0% | 0% | 0% | 100% | 100% | 64% | 64% | 64% | 61% |  | Utility Specific | 1964.24 | Central Air Conditioner/Heat Pump (Cooling) | 6.595% | 3.846% | 47.32% | 42.24% | Calculated |  | 0.0015937 | 3.1305 | 34.6% | 0% | 34.6% | 34.6% | Utility Specific | Pellet Wood | 36.3 |  |  |  |  | 0 | 0
B - Income Eligible | B1 - Home Energy Assistance | B1a - HEA (Weatherization) | Duct Insulation, Cord Wood | EB1a077 | HVAC | Dwelling Unit | 0 | 25 |  |  |  | 0 | 0% | 0% | 0% | 100% | 100% | 91% | 91% | 91% | 91% |  | Utility Specific | 0 | Central Air Conditioner/Heat Pump (Cooling) | 6.595% | 3.846% | 47.32% | 42.24% | Calculated |  | 0.0015937 | 0 | 34.6% | 0% | 34.6% | 34.6% | Utility Specific | Cord Wood | [5 empty] | 0 | 0
B - Income Eligible | B1 - Home Energy Assistance | B1a - HEA (Weatherization) | Duct Insulation, Electric | EB1a078 | HVAC | Dwelling Unit | 0 | 25 |  |  |  | 0 | 0% | 0% | 0% | 100% | 100% | 91% | 91% | 91% | 91% |  | Utility Specific | 0 | Weighted HVAC - All Homes | 25.41% | 29.66% | 23.25% | 21.68% | Calculated |  | 0.00078321 | 0 | 33.6% | 20.1% | 33.6% | 33.6% | Utility Specific | [6 empty] | 0 | 0
B - Income Eligible | B1 - Home Energy Assistance | B1a - HEA (Weatherization) | Duct Insulation, Gas | EB1a079 | HVAC | Dwelling Unit | 0 | 25 |  |  |  | 0 | 0% | 0% | 0% | 100% | 100% | 91% | 91% | 91% | 91% |  | Utility Specific | 0 | Central Air Conditioner/Heat Pump (Cooling) | 6.595% | 3.846% | 47.32% | 42.24% | Calculated |  | 0.0015937 | 0 | 34.6% | 0% | 34.6% | 34.6% | Utility Specific | NG - Res Heating | [5 empty] | 0 | 0
B - Income Eligible | B1 - Home Energy Assistance | B1a - HEA (Weatherization) | Duct Insulation, Kerosene | EB1a080 | HVAC | Dwelling Unit | 0 | 25 |  |  |  | 0 | 0% | 0% | 0% | 100% | 100% | 91% | 91% | 91% | 91% |  | Utility Specific | 0 | Central Air Conditioner/Heat Pump (Cooling) | 6.595% | 3.846% | 47.32% | 42.24% | Calculated |  | 0.0015937 | 0 | 34.6% | 0% | 34.6% | 34.6% | Utility Specific | Kerosene | [5 empty] | 0 | 0
B - Income Eligible | B1 - Home Energy Assistance | B1a - HEA (Weatherization) | Duct Insulation, Oil | EB1a081 | HVAC | Dwelling Unit | 0 | 25 |  |  |  | 0 | 0% | 0% | 0% | 100% | 100% | 91% | 91% | 91% | 91% |  | Utility Specific | 0 | Central Air Conditioner/Heat Pump (Cooling) | 6.595% | 3.846% | 47.32% | 42.24% | Calculated |  | 0.0015937 | 0 | 34.6% | 0% | 34.6% | 34.6% | Utility Specific | Fuel Oil - Residential Distillate | [5 empty] | 0 | 0
B - Income Eligible | B1 - Home Energy Assistance | B1a - HEA (Weatherization) | Duct Insulation, Propane | EB1a082 | HVAC | Dwelling Unit | 0 | 25 |  |  |  | 0 | 0% | 0% | 0% | 100% | 100% | 91% | 91% | 91% | 91% |  | Utility Specific | 0 | Central Air Conditioner/Heat Pump (Cooling) | 6.595% | 3.846% | 47.32% | 42.24% | Calculated |  | 0.0015937 | 0 | 34.6% | 0% | 34.6% | 34.6% | Utility Specific | Propane | [5 empty] | 0 | 0
B - Income Eligible | B1 - Home Energy Assistance | B1a - HEA (Weatherization) | Duct Insulation, Wood Pellets | EB1a083 | HVAC | Dwelling Unit | 0 | 25 |  |  |  | 0 | 0% | 0% | 0% | 100% | 100% | 91% | 91% | 91% | 91% |  | Utility Specific | 0 | Central Air Conditioner/Heat Pump (Cooling) | 6.595% | 3.846% | 47.32% | 42.24% | Calculated |  | 0.0015937 | 0 | 34.6% | 0% | 34.6% | 34.6% | Utility Specific | Pellet Wood | [5 empty] | 0 | 0
B - Income Eligible | B1 - Home Energy Assistance | B1a - HEA (Weatherization) | Low Flow Showerhead, Electric | EB1a030 | Hot Water | Showerhead | 5 | 15 | 35 | 35 |  | 0 | 0% | 0% | 0% | 100% | 100% | 91% | 91% | 91% | 91% |  | Utility Specific | 40 | Water Heater - Electric | 41.52% | 31.39% | 15.22% | 11.88% | Calculated |  | 0.00024338 | 0.0097353 | 31.2% | 80.8% | 31.2% | 31.2% | Utility Specific | [6 empty] | 1246 | 0
B - Income Eligible | B1 - Home Energy Assistance | B1a - HEA (Weatherization) | Low Flow Showerhead, Gas | EB1a031 | Hot Water | Showerhead | 0 | 15 | 35 | 35 |  | 0 | 0% | 0% | 0% | 100% | 100% | 91% | 91% | 91% | 91% |  | Utility Specific | 0 | Non-Electric Measures | 0% | 0% | 0% | 0% | Calculated |  | 0 | 0 | 0% | 0% | 0% | 0% | Utility Specific | NG - Res Hot Water | [5 empty] | 1246 | 0
B - Income Eligible | B1 - Home Energy Assistance | B1a - HEA (Weatherization) | Low Flow Showerhead, Kerosene | EB1a032 | Hot Water | Showerhead | 0 | 15 | 35 | 35 |  | 0 | 0% | 0% | 0% | 100% | 100% | 91% | 91% | 91% | 91% |  | Utility Specific | 0 | Non-Electric Measures | 0% | 0% | 0% | 0% | Calculated |  | 0 | 0 | 0% | 0% | 0% | 0% | Utility Specific | Kerosene | 0.633 |  |  |  |  | 1246 | 0
B - Income Eligible | B1 - Home Energy Assistance | B1a - HEA (Weatherization) | Low Flow Showerhead, Oil | EB1a033 | Hot Water | Showerhead | 0 | 15 | 35 | 35 |  | 0 | 0% | 0% | 0% | 100% | 100% | 91% | 91% | 91% | 91% |  | Utility Specific | 0 | Non-Electric Measures | 0% | 0% | 0% | 0% | Calculated |  | 0 | 0 | 0% | 0% | 0% | 0% | Utility Specific | Fuel Oil - Residential Distillate | 0.633 |  |  |  |  | 1246 | 0
B - Income Eligible | B1 - Home Energy Assistance | B1a - HEA (Weatherization) | Low Flow Showerhead, Propane | EB1a034 | Hot Water | Showerhead | 0 | 15 | 35 | 35 |  | 0 | 0% | 0% | 0% | 100% | 100% | 91% | 91% | 91% | 91% |  | Utility Specific | 0 | Non-Electric Measures | 0% | 0% | 0% | 0% | Calculated |  | 0 | 0 | 0% | 0% | 0% | 0% | Utility Specific | Propane | 0.63 |  |  |  |  | 1246 | 0
B - Income Eligible | B1 - Home Energy Assistance | B1a - HEA (Weatherization) | Advanced Power Strip, Tier I | EB1a035 | Process | Power Strip | 0 | 5 |  |  |  | 0 | 0% | 0% | 0% | 100% | 100% | 91% | 91% | 91% | 91% |  | Deemed | 105 | Primary TV and Peripherals | 32.24% | 34.78% | 15.36% | 17.62% | Deemed | 0.01 | 0.00018311 | 0.01 | 58.2% | 86.3% | 58.2% | 58.2% | Deemed | [6 empty] | 0 | 0
B - Income Eligible | B1 - Home Energy Assistance | B1a - HEA (Weatherization) | Advanced Power Strip, Tier II | EB1a036 | Process | Power Strip | 0 | 5 |  |  |  | 0 | 0% | 0% | 0% | 100% | 100% | 91% | 91% | 91% | 91% |  | Deemed | 207 | Primary TV and Peripherals | 32.24% | 34.78% | 15.36% | 17.62% | Deemed | 0.024 | 0.00018311 | 0.024 | 58.2% | 86.3% | 58.2% | 58.2% | Deemed | [6 empty] | 0 | 0
B - Income Eligible | B1 - Home Energy Assistance | B1a - HEA (Weatherization) | Pipe Insulation - Hot Water, Electric | EB1a037 | Hot Water | Dwelling Unit | 5 | 15 | 150 | 150 |  | 0 | 0% | 0% | 0% | 100% | 100% | 100% | 100% | 100% | 100% |  | Utility Specific | 41 | Water Heater - Electric | 41.52% | 31.39% | 15.22% | 11.88% | Calculated |  | 0.00024338 | 0.0099787 | 31.2% | 80.8% | 31.2% | 31.2% | Utility Specific | [6 empty] | 0 | 0
B - Income Eligible | B1 - Home Energy Assistance | B1a - HEA (Weatherization) | Pipe Insulation - Hot Water, Gas | EB1a038 | Hot Water | Dwelling Unit | 0 | 15 |  |  |  | 0 | 0% | 0% | 0% | 100% | 100% | 100% | 100% | 100% | 100% |  | Utility Specific | 0 | Non-Electric Measures | 0% | 0% | 0% | 0% | Calculated |  | 0 | 0 | 0% | 0% | 0% | 0% | Utility Specific | NG - Res Hot Water | 0.523 |  |  |  |  | 0 | 0
B - Income Eligible | B1 - Home Energy Assistance | B1a - HEA (Weatherization) | Pipe Insulation - Hot Water, Kerosene | EB1a039 | Hot Water | Dwelling Unit | 0 | 15 | 150 | 150 |  | 0 | 0% | 0% | 0% | 100% | 100% | 100% | 100% | 100% | 100% |  | Utility Specific | 0 | Water Heater - Natural Gas/Fuel Oil | 40.94% | 34.19% | 13.3% | 11.56% | Calculated |  | 0.00035685 | 0 | 21.4% | 39.9% | 21.4% | 21.4% | Utility Specific | Kerosene | -0.487 |  |  |  |  | 0 | 0
B - Income Eligible | B1 - Home Energy Assistance | B1a - HEA (Weatherization) | Pipe Insulation - Hot Water, Oil | EB1a040 | Hot Water | Dwelling Unit | 14 | 15 | 150 | 150 |  | 0 | 0% | 0% | 0% | 100% | 100% | 100% | 100% | 100% | 100% |  | Utility Specific | 0 | Water Heater - Natural Gas/Fuel Oil | 40.94% | 34.19% | 13.3% | 11.56% | Calculated |  | 0.00035685 | 0 | 21.4% | 39.9% | 21.4% | 21.4% | Utility Specific | Fuel Oil - Residential Distillate | 2.55 |  |  |  |  | 0 | 0
B - Income Eligible | B1 - Home Energy Assistance | B1a - HEA (Weatherization) | Pipe Insulation - Hot Water, Propane | EB1a041 | Hot Water | Dwelling Unit | 12 | 15 | 150 | 150 |  | 0 | 0% | 0% | 0% | 100% | 100% | 100% | 100% | 100% | 100% |  | Utility Specific | 0 | Non-Electric Measures | 0% | 0% | 0% | 0% | Calculated |  | 0 | 0 | 0% | 0% | 0% | 0% | Utility Specific | Propane | 2.55 |  |  |  |  | 0 | 0
B - Income Eligible | B1 - Home Energy Assistance | B1a - HEA (Weatherization) | Hot Water Setback, Electric | EB1a042 | Hot Water | Setback | 0 | 2 |  |  |  | 0 | 0% | 0% | 0% | 100% | 100% | 91% | 91% | 91% | 91% |  | Utility Specific | 0 | 24 hour operation | 30.5% | 36.1% | 15.2% | 18.3% | Calculated |  | 0.00011416 | 0 | 100% | 100% | 100% | 100% | Utility Specific | [6 empty] | 0 | 0
B - Income Eligible | B1 - Home Energy Assistance | B1a - HEA (Weatherization) | Hot Water Setback, Gas | EB1a060 | Hot Water | Setback | 0 | 2 |  |  |  | 0 | 0% | 0% | 0% | 100% | 100% | 91% | 91% | 91% | 91% |  | Utility Specific | 0 | Non-Electric Measures | 0% | 0% | 0% | 0% | Calculated |  | 0 | 0 | 0% | 0% | 0% | 0% | Utility Specific | NG - Res Hot Water | 0.41 |  |  |  |  | 0 | 0
B - Income Eligible | B1 - Home Energy Assistance | B1a - HEA (Weatherization) | Hot Water Setback, Kerosene | EB1a061 | Hot Water | Setback | 0 | 2 |  |  |  | 0 | 0% | 0% | 0% | 100% | 100% | 91% | 91% | 91% | 91% |  | Utility Specific | 0 | Non-Electric Measures | 0% | 0% | 0% | 0% | Calculated |  | 0 | 0 | 0% | 0% | 0% | 0% | Utility Specific | Kerosene | 0.41 |  |  |  |  | 0 | 0
B - Income Eligible | B1 - Home Energy Assistance | B1a - HEA (Weatherization) | Hot Water Setback, Oil | EB1a062 | Hot Water | Setback | 0 | 2 | 15 | 15 |  | 0 | 0% | 0% | 0% | 100% | 100% | 91% | 91% | 91% | 91% |  | Utility Specific | 0 | Non-Electric Measures | 0% | 0% | 0% | 0% | Calculated |  | 0 | 0 | 0% | 0% | 0% | 0% | Utility Specific | Fuel Oil - Residential Distillate | 0.41 |  |  |  |  | 0 | 0
B - Income Eligible | B1 - Home Energy Assistance | B1a - HEA (Weatherization) | Hot Water Setback, Propane | EB1a063 | Hot Water | Setback | 0 | 2 |  |  |  | 0 | 0% | 0% | 0% | 100% | 100% | 91% | 91% | 91% | 91% |  | Utility Specific | 0 | Non-Electric Measures | 0% | 0% | 0% | 0% | Calculated |  | 0 | 0 | 0% | 0% | 0% | 0% | Utility Specific | Propane | -0.02 |  |  |  |  | 0 | 0
B - Income Eligible | B1 - Home Energy Assistance | B1a - HEA (Weatherization) | DHW Heat Pump Water Heater | EB1a043 | Hot Water | Water Heater | 25 | 15 | 1088 | 1088 |  | 0 | 0% | 0% | 0% | 100% | 100% | 91% | 91% | 91% | 91% |  | Deemed | 961 | Water Heater - Heat Pump | 39.13% | 32.97% | 14.89% | 13.01% | Calculated |  | 0.00021971 | 0.21114 | 41.3% | 74.7% | 41.3% | 41.3% | Deemed | NG - Res Hot Water | 0.74296 | Propane | 0.10386 | Fuel Oil - Residential Distillate | 1.3022 | 0 | 0
B - Income Eligible | B1 - Home Energy Assistance | B1a - HEA (Weatherization) | Stand Alone Water Heater, Electric | EB1a096 | Hot Water | Water Heater | 1 | 13 | 1500 | 1500 |  | 0 | 0% | 0% | 0% | 100% | 100% | 91% | 91% | 91% | 91% |  | Utility Specific | 0 | Water Heater - Electric | 41.52% | 31.39% | 15.22% | 11.88% | Calculated |  | 0.00024338 | 0 | 31.2% | 80.8% | 31.2% | 31.2% | Utility Specific | [6 empty] | 0 | 0
B - Income Eligible | B1 - Home Energy Assistance | B1a - HEA (Weatherization) | Stand Alone Water Heater, Gas | EB1a097 | Hot Water | Water Heater | 0 | 13 |  |  |  | 0 | 0% | 0% | 0% | 100% | 100% | 91% | 91% | 91% | 91% |  | Utility Specific | 0 | Water Heater - Natural Gas/Fuel Oil | 40.94% | 34.19% | 13.3% | 11.56% | Calculated |  | 0.00035685 | 0 | 21.4% | 39.9% | 21.4% | 21.4% | Utility Specific | NG - Res Hot Water | [5 empty] | 0 | 0
B - Income Eligible | B1 - Home Energy Assistance | B1a - HEA (Weatherization) | Stand Alone Water Heater, Propane | EB1a099 | Hot Water | Water Heater | 0 | 13 | 2000 | 2000 |  | 0 | 0% | 0% | 0% | 100% | 100% | 91% | 91% | 91% | 91% |  | Utility Specific | 0 | Water Heater - Natural Gas/Fuel Oil | 40.94% | 34.19% | 13.3% | 11.56% | Calculated |  | 0.00035685 | 0 | 21.4% | 39.9% | 21.4% | 21.4% | Utility Specific | Propane | 0.5 |  |  |  |  | 0 | 0
B - Income Eligible | B1 - Home Energy Assistance | B1a - HEA (Weatherization) | Indirect Water Heater, Oil | EB1a098 | Hot Water | Water Heater | 0 | 13 |  |  |  | 0 | 1561456% | 0% | 0% | -1561356% | 100% | 91% | 91% | 91% | 91% |  | Utility Specific | 0 | Water Heater - Natural Gas/Fuel Oil | 40.94% | 34.19% | 13.3% | 11.56% | Calculated |  | 0.00035685 | 0 | 21.4% | 39.9% | 21.4% | 21.4% | Utility Specific | Fuel Oil - Residential Distillate | [5 empty] | 0 | 0
B - Income Eligible | B1 - Home Energy Assistance | B1a - HEA (Weatherization) | LED Bulb, General Service Lamps | EB1a044 | Lighting | Bulb | 0 | 1 |  |  |  | 0 | 0% | 0% | 0% | 100% | 100% | 91% | 91% | 91% | 91% |  | Utility Specific | 0 | Lighting | 35.11% | 30.72% | 19.04% | 15.12% | Calculated |  | 0.00025457 | 0 | 54.7% | 84.8% | 54.7% | 54.7% | Utility Specific | NG - Res Heating | 0 | Propane | 0 | Fuel Oil - Residential Distillate | 0 | 0 | 0
B - Income Eligible | B1 - Home Energy Assistance | B1a - HEA (Weatherization) | LED Bulb, Linear | EB1a045 | Lighting | Fixture | 0 | 7 |  |  |  | 0 | 0% | 0% | 0% | 100% | 100% | 91% | 91% | 91% | 91% |  | Utility Specific | 0 | Lighting | 35.11% | 30.72% | 19.04% | 15.12% | Calculated |  | 0.00025457 | 0 | 54.7% | 84.8% | 54.7% | 54.7% | Utility Specific | NG - Res Heating | 0 | Propane | 0 | Fuel Oil - Residential Distillate | 0 | 0 | 0
B - Income Eligible | B1 - Home Energy Assistance | B1a - HEA (Weatherization) | LED Bulb, Other Specialty | EB1a046 | Lighting | Bulb | 0 | 2 |  |  |  | 0 | 0% | 0% | 0% | 100% | 100% | 91% | 91% | 91% | 91% |  | Utility Specific | 0 | Lighting | 35.11% | 30.72% | 19.04% | 15.12% | Calculated |  | 0.00025457 | 0 | 54.7% | 84.8% | 54.7% | 54.7% | Utility Specific | NG - Res Heating | 0 | Propane | 0 | Fuel Oil - Residential Distillate | 0 | 0 | 0
B - Income Eligible | B1 - Home Energy Assistance | B1a - HEA (Weatherization) | LED Bulb, Reflector | EB1a047 | Lighting | Bulb | 0 | 1 |  |  |  | 0 | 0% | 0% | 0% | 100% | 100% | 91% | 91% | 91% | 91% |  | Utility Specific | 0 | Lighting | 35.11% | 30.72% | 19.04% | 15.12% | Calculated |  | 0.00025457 | 0 | 54.7% | 84.8% | 54.7% | 54.7% | Utility Specific | NG - Res Heating | 0 | Propane | 0 | Fuel Oil - Residential Distillate | 0 | 0 | 0
B - Income Eligible | B1 - Home Energy Assistance | B1a - HEA (Weatherization) | LED Fixture | EB1a048 | Lighting | Fixture | 0 | 2 | 200 | 200 |  | 0 | 0% | 0% | 0% | 100% | 100% | 91% | 91% | 91% | 91% |  | Utility Specific | 40 | Lighting | 35.11% | 30.72% | 19.04% | 15.12% | Calculated |  | 0.00025457 | 0.010183 | 54.7% | 84.8% | 54.7% | 54.7% | Utility Specific | NG - Res Heating | -0.02272 | Propane | -0.01545 | Fuel Oil - Residential Distillate | -0.05271 | 0 | 0
B - Income Eligible | B1 - Home Energy Assistance | B1a - HEA (Weatherization) | Refrigerator | EB1a049 | Refrigeration | Appliance | 65 | 12 | 1000 | 1000 |  | 0 | 0% | 0% | 0% | 100% | 100% | 100% | 100% | 100% | 100% |  | Utility Specific | 910.8 | Primary Refrigerator | 29% | 31.95% | 18.18% | 20.87% | Calculated |  | 0.00017711 | 0.16131 | 129% | 93% | 129% | 129% | Utility Specific | NG - Res Hot Water | -0.00051688 |  |  |  |  | 0 | 0
B - Income Eligible | B1 - Home Energy Assistance | B1a - HEA (Weatherization) | Freezer | EB1a050 | Refrigeration | Appliance | 0 | 12 |  |  |  | 0 | 0% | 0% | 0% | 100% | 100% | 91% | 91% | 91% | 91% |  | Utility Specific | 0 | Freezer | 28.67% | 33.56% | 17.07% | 20.69% | Calculated |  | 0.00014459 | 0 | 91.2% | 67.6% | 91.2% | 91.2% | Utility Specific | [6 empty] | 0 | 0
B - Income Eligible | B1 - Home Energy Assistance | B1a - HEA (Weatherization) | Clothes Washer | EB1a051 | Hot Water | Appliance | 0 | 11 |  |  |  | 0 | 0% | 0% | 0% | 100% | 100% | 91% | 91% | 91% | 91% |  | Utility Specific | 0 | Clothes Washer | 36.44% | 29.9% | 18.29% | 15.36% | Calculated |  | 0.00027004 | 0 | 49.1% | 52% | 49.1% | 49.1% | Utility Specific | NG - Res Hot Water | 0.024201 | Propane | 0.0033829 | Fuel Oil - Residential Distillate | 0.042416 | 823 | 0
B - Income Eligible | B1 - Home Energy Assistance | B1a - HEA (Weatherization) | Clothes Dryer | EB1a052 | Envelope | Appliance | 0 | 12 |  |  |  | 0 | 0% | 0% | 0% | 100% | 100% | 91% | 91% | 91% | 91% |  | Utility Specific | 0 | Clothes Dryer - Electric | 38.94% | 29.95% | 16.9% | 14.21% | Calculated |  | 0.00029483 | 0 | 44.5% | 57.8% | 44.5% | 44.5% | Utility Specific | [6 empty] | 0 | 0
B - Income Eligible | B1 - Home Energy Assistance | B1a - HEA (Weatherization) | Dehumidifier | EB1a053 | HVAC | Appliance | 31 | 12 | 250 | 250 |  | 0 | 0% | 0% | 0% | 100% | 100% | 91% | 91% | 91% | 91% |  | Deemed | 407.1 | Dehumidifier | 21.99% | 23.34% | 24.93% | 29.74% | Calculated |  | 0.00023381 | 0.095182 | 82% | 17.2% | 82% | 82% | Deemed | [6 empty] | 0 | 0
B - Income Eligible | B1 - Home Energy Assistance | B1a - HEA (Weatherization) | Room Air Conditioner | EB1a054 | HVAC | Appliance | 0 | 9 | 1000 | 1000 |  | 0 | 0% | 0% | 0% | 100% | 100% | 91% | 91% | 91% | 91% |  | Deemed | 113 | Room or Window Air Conditioner | 2.884% | 2.153% | 47.53% | 47.43% | Calculated |  | 0.0015797 | 0.17851 | 32.8% | 0% | 32.8% | 32.8% | Deemed | [6 empty] | 0 | 0
B - Income Eligible | B1 - Home Energy Assistance | B1a - HEA (Weatherization) | Window Replacement, Cord Wood | EB1a055 | Envelope | Window | 0 | 25 |  |  |  | 0 | 0% | 0% | 0% | 100% | 100% | 64% | 64% | 64% | 61% |  | Utility Specific | 0 | Central Air Conditioner/Heat Pump (Cooling) | 6.595% | 3.846% | 47.32% | 42.24% | Calculated |  | 0.0015937 | 0 | 34.6% | 0% | 34.6% | 34.6% | Utility Specific | Cord Wood | [5 empty] | 0 | 0
B - Income Eligible | B1 - Home Energy Assistance | B1a - HEA (Weatherization) | Window Replacement, Electric | EB1a064 | Envelope | Window | 36 | 25 | 175 | 175 |  | 0 | 0% | 0% | 0% | 100% | 100% | 64% | 64% | 64% | 61% |  | Utility Specific | 58.94 | Weighted HVAC - All Homes | 25.41% | 29.66% | 23.25% | 21.68% | Calculated |  | 0.00078321 | 0.046162 | 33.6% | 20.1% | 33.6% | 33.6% | Utility Specific | [6 empty] | 0 | 0
B - Income Eligible | B1 - Home Energy Assistance | B1a - HEA (Weatherization) | Window Replacement, Gas | EB1a065 | Envelope | Window | 0 | 25 |  |  |  | 0 | 0% | 0% | 0% | 100% | 100% | 64% | 64% | 64% | 58% |  | Utility Specific | 0 | Central Air Conditioner/Heat Pump (Cooling) | 6.595% | 3.846% | 47.32% | 42.24% | Calculated |  | 0.0015937 | 0 | 34.6% | 0% | 34.6% | 34.6% | Utility Specific | NG - Res Heating | [5 empty] | 0 | 0
B - Income Eligible | B1 - Home Energy Assistance | B1a - HEA (Weatherization) | Window Replacement, Kerosene | EB1a066 | Envelope | Window | 2 | 25 | 625 | 625 |  | 0 | 0% | 0% | 0% | 100% | 100% | 64% | 64% | 64% | 61% |  | Utility Specific | 0 | Central Air Conditioner/Heat Pump (Cooling) | 6.595% | 3.846% | 47.32% | 42.24% | Calculated |  | 0.0015937 | 0 | 34.6% | 0% | 34.6% | 34.6% | Utility Specific | Kerosene | 0.65 |  |  |  |  | 0 | 0
B - Income Eligible | B1 - Home Energy Assistance | B1a - HEA (Weatherization) | Window Replacement, Oil | EB1a067 | Envelope | Window | 8 | 25 | 750 | 750 |  | 0 | 0% | 0% | 0% | 100% | 100% | 64% | 64% | 64% | 61% |  | Utility Specific | 0 | Central Air Conditioner/Heat Pump (Cooling) | 6.595% | 3.846% | 47.32% | 42.24% | Calculated |  | 0.0015937 | 0 | 34.6% | 0% | 34.6% | 34.6% | Utility Specific | Fuel Oil - Residential Distillate | 0.85 |  |  |  |  | 0 | 0
B - Income Eligible | B1 - Home Energy Assistance | B1a - HEA (Weatherization) | Window Replacement, Propane | EB1a068 | Envelope | Window | 8 | 25 | 750 | 750 |  | 0 | 0% | 0% | 0% | 100% | 100% | 64% | 64% | 64% | 61% |  | Utility Specific | 0 | Central Air Conditioner/Heat Pump (Cooling) | 6.595% | 3.846% | 47.32% | 42.24% | Calculated |  | 0.0015937 | 0 | 34.6% | 0% | 34.6% | 34.6% | Utility Specific | Propane | 0.85 |  |  |  |  | 0 | 0
B - Income Eligible | B1 - Home Energy Assistance | B1a - HEA (Weatherization) | Window Replacement, Wood Pellets | EB1a069 | Envelope | Window | 0 | 25 |  |  |  | 0 | 0% | 0% | 0% | 100% | 100% | 64% | 64% | 64% | 61% |  | Utility Specific | 0 | Central Air Conditioner/Heat Pump (Cooling) | 6.595% | 3.846% | 47.32% | 42.24% | Calculated |  | 0.0015937 | 0 | 34.6% | 0% | 34.6% | 34.6% | Utility Specific | Pellet Wood | [5 empty] | 0 | 0
B - Income Eligible | B1 - Home Energy Assistance | B1a - HEA (Weatherization) | Window Insert, Cord Wood | EB1a100 | Envelope | Window | 0 | 4 |  |  |  | 0 | 0% | 0% | 0% | 100% | 100% | 64% | 64% | 64% | 61% |  | Utility Specific | 0 | Central Air Conditioner/Heat Pump (Cooling) | 6.595% | 3.846% | 47.32% | 42.24% | Calculated |  | 0.0015937 | 0 | 34.6% | 0% | 34.6% | 34.6% | Utility Specific | Cord Wood | [5 empty] | 0 | 0
B - Income Eligible | B1 - Home Energy Assistance | B1a - HEA (Weatherization) | Window Insert, Electric | EB1a101 | Envelope | Window | 1 | 4 | 1000 | 1000 |  | 0 | 0% | 0% | 0% | 100% | 100% | 64% | 64% | 64% | 61% |  | Utility Specific | 30.98 | Weighted HVAC - All Homes | 25.41% | 29.66% | 23.25% | 21.68% | Calculated |  | 0.00078321 | 0.024264 | 33.6% | 20.1% | 33.6% | 33.6% | Utility Specific | [6 empty] | 0 | 0
B - Income Eligible | B1 - Home Energy Assistance | B1a - HEA (Weatherization) | Window Insert, Gas | EB1a102 | Envelope | Window | 0 | 4 |  |  |  | 0 | 0% | 0% | 0% | 100% | 100% | 64% | 64% | 64% | 58% |  | Utility Specific | 0 | Central Air Conditioner/Heat Pump (Cooling) | 6.595% | 3.846% | 47.32% | 42.24% | Calculated |  | 0.0015937 | 0 | 34.6% | 0% | 34.6% | 34.6% | Utility Specific | NG - Res Heating | [5 empty] | 0 | 0
B - Income Eligible | B1 - Home Energy Assistance | B1a - HEA (Weatherization) | Window Insert, Kerosene | EB1a103 | Envelope | Window | 0 | 4 |  |  |  | 0 | 0% | 0% | 0% | 100% | 100% | 64% | 64% | 64% | 61% |  | Utility Specific | 0 | Central Air Conditioner/Heat Pump (Cooling) | 6.595% | 3.846% | 47.32% | 42.24% | Calculated |  | 0.0015937 | 0 | 34.6% | 0% | 34.6% | 34.6% | Utility Specific | Kerosene | [5 empty] | 0 | 0
B - Income Eligible | B1 - Home Energy Assistance | B1a - HEA (Weatherization) | Window Insert, Oil | EB1a104 | Envelope | Window | 0 | 4 |  |  |  | 0 | 0% | 0% | 0% | 100% | 100% | 64% | 64% | 64% | 61% |  | Utility Specific | 0 | Central Air Conditioner/Heat Pump (Cooling) | 6.595% | 3.846% | 47.32% | 42.24% | Calculated |  | 0.0015937 | 0 | 34.6% | 0% | 34.6% | 34.6% | Utility Specific | Fuel Oil - Residential Distillate | [5 empty] | 0 | 0
B - Income Eligible | B1 - Home Energy Assistance | B1a - HEA (Weatherization) | Window Insert, Propane | EB1a105 | Envelope | Window | 0 | 4 | 558.08 | 558.08 |  | 0 | 0% | 0% | 0% | 100% | 100% | 64% | 64% | 64% | 61% |  | Utility Specific | 0 | Central Air Conditioner/Heat Pump (Cooling) | 6.595% | 3.846% | 47.32% | 42.24% | Calculated |  | 0.0015937 | 0 | 34.6% | 0% | 34.6% | 34.6% | Utility Specific | Propane | [5 empty] | 0 | 0
B - Income Eligible | B1 - Home Energy Assistance | B1a - HEA (Weatherization) | Window Insert, Wood Pellets | EB1a106 | Envelope | Window | 0 | 4 |  |  |  | 0 | 0% | 0% | 0% | 100% | 100% | 64% | 64% | 64% | 61% |  | Utility Specific | 0 | Central Air Conditioner/Heat Pump (Cooling) | 6.595% | 3.846% | 47.32% | 42.24% | Calculated |  | 0.0015937 | 0 | 34.6% | 0% | 34.6% | 34.6% | Utility Specific | Pellet Wood | [5 empty] | 0 | 0
B - Income Eligible | B1 - Home Energy Assistance | B1a - HEA (Weatherization) | Insulated Door, Cord Wood | EB1a070 | Envelope | Door | 0 | 25 |  |  |  | 0 | 0% | 0% | 0% | 100% | 100% | 64% | 64% | 64% | 61% |  | Utility Specific | 0 | Central Air Conditioner/Heat Pump (Cooling) | 6.595% | 3.846% | 47.32% | 42.24% | Calculated |  | 0.0015937 | 0 | 34.6% | 0% | 34.6% | 34.6% | Utility Specific | Cord Wood | [5 empty] | 0 | 0
B - Income Eligible | B1 - Home Energy Assistance | B1a - HEA (Weatherization) | Insulated Door, Electric | EB1a071 | Envelope | Door | 2 | 25 | 950 | 950 |  | 0 | 0% | 0% | 0% | 100% | 100% | 64% | 64% | 64% | 61% |  | Utility Specific | 38.88 | Weighted HVAC - All Homes | 25.41% | 29.66% | 23.25% | 21.68% | Calculated |  | 0.00078321 | 0.030451 | 33.6% | 20.1% | 33.6% | 33.6% | Utility Specific | [6 empty] | 0 | 0
B - Income Eligible | B1 - Home Energy Assistance | B1a - HEA (Weatherization) | Insulated Door, Gas | EB1a072 | Envelope | Door | 0 | 25 |  |  |  | 0 | 0% | 0% | 0% | 100% | 100% | 64% | 64% | 64% | 58% |  | Utility Specific | 0 | Central Air Conditioner/Heat Pump (Cooling) | 6.595% | 3.846% | 47.32% | 42.24% | Calculated |  | 0.0015937 | 0 | 34.6% | 0% | 34.6% | 34.6% | Utility Specific | NG - Res Heating | [5 empty] | 0 | 0
B - Income Eligible | B1 - Home Energy Assistance | B1a - HEA (Weatherization) | Insulated Door, Kerosene | EB1a073 | Envelope | Door | 0 | 25 |  |  |  | 0 | 0% | 0% | 0% | 100% | 100% | 64% | 64% | 64% | 61% |  | Utility Specific | 0 | Central Air Conditioner/Heat Pump (Cooling) | 6.595% | 3.846% | 47.32% | 42.24% | Calculated |  | 0.0015937 | 0 | 34.6% | 0% | 34.6% | 34.6% | Utility Specific | Kerosene | [5 empty] | 0 | 0
B - Income Eligible | B1 - Home Energy Assistance | B1a - HEA (Weatherization) | Insulated Door, Oil | EB1a074 | Envelope | Door | 6 | 25 | 950 | 950 |  | 0 | 0% | 0% | 0% | 100% | 100% | 64% | 64% | 64% | 61% |  | Utility Specific | 0 | Central Air Conditioner/Heat Pump (Cooling) | 6.595% | 3.846% | 47.32% | 42.24% | Calculated |  | 0.0015937 | 0 | 34.6% | 0% | 34.6% | 34.6% | Utility Specific | Fuel Oil - Residential Distillate | 0.95 |  |  |  |  | 0 | 0
B - Income Eligible | B1 - Home Energy Assistance | B1a - HEA (Weatherization) | Insulated Door, Propane | EB1a075 | Envelope | Door | 3 | 25 | 950 | 950 |  | 0 | 0% | 0% | 0% | 100% | 100% | 64% | 64% | 64% | 61% |  | Utility Specific | 0 | Central Air Conditioner/Heat Pump (Cooling) | 6.595% | 3.846% | 47.32% | 42.24% | Calculated |  | 0.0015937 | 0 | 34.6% | 0% | 34.6% | 34.6% | Utility Specific | Propane | 0.95 |  |  |  |  | 0 | 0
B - Income Eligible | B1 - Home Energy Assistance | B1a - HEA (Weatherization) | Insulated Door, Wood Pellets | EB1a076 | Envelope | Door | 0 | 25 |  |  |  | 0 | 0% | 0% | 0% | 100% | 100% | 64% | 64% | 64% | 61% |  | Utility Specific | 0 | Central Air Conditioner/Heat Pump (Cooling) | 6.595% | 3.846% | 47.32% | 42.24% | Calculated |  | 0.0015937 | 0 | 34.6% | 0% | 34.6% | 34.6% | Utility Specific | Pellet Wood | [5 empty] | 0 | 0
B - Income Eligible | B1 - Home Energy Assistance | B1a - HEA (Weatherization) | Cooling, Electric, SF New Construction | EB1a107 | HVAC | Dwelling Unit | 0 | 25 |  |  |  | 0 | 0% | 0% | 0% | 100% | 100% | 91% | 91% | 91% | 91% |  | Utility Specific | 0 | Central Air Conditioner/Heat Pump (Cooling) | 6.595% | 3.846% | 47.32% | 42.24% | Calculated |  | 0.0015937 | 0 | 34.6% | 0% | 34.6% | 34.6% | Utility Specific | [6 empty] | 0 | 0
B - Income Eligible | B1 - Home Energy Assistance | B1a - HEA (Weatherization) | Cooling, Electric, MF New Construction | EB1a116 | HVAC | Dwelling Unit | 0 | 25 |  |  |  | 0 | 0% | 0% | 0% | 100% | 100% | 91% | 91% | 91% | 91% |  | Utility Specific | 0 | Central Air Conditioner/Heat Pump (Cooling) | 6.595% | 3.846% | 47.32% | 42.24% | Calculated |  | 0.0015937 | 0 | 34.6% | 0% | 34.6% | 34.6% | Utility Specific | [6 empty] | 0 | 0
B - Income Eligible | B1 - Home Energy Assistance | B1a - HEA (Weatherization) | Heating, Electric, SF New Construction | EB1a108 | HVAC | Dwelling Unit | 0 | 25 |  |  |  | 0 | 0% | 0% | 0% | 100% | 100% | 91% | 91% | 91% | 91% |  | Utility Specific | 0 | Hardwired Electric Heat | 43.13% | 56.87% | 0% | 0% | Calculated |  | 0.0007332 | 0 | 0% | 43.3% | 0% | 0% | Utility Specific | [6 empty] | 0 | 0
B - Income Eligible | B1 - Home Energy Assistance | B1a - HEA (Weatherization) | Heating, Electric, MF New Construction | EB1a117 | HVAC | Dwelling Unit | 0 | 25 |  |  |  | 0 | 0% | 0% | 0% | 100% | 100% | 91% | 91% | 91% | 91% |  | Utility Specific | 0 | Hardwired Electric Heat | 43.13% | 56.87% | 0% | 0% | Calculated |  | 0.0007332 | 0 | 0% | 43.3% | 0% | 0% | Utility Specific | [6 empty] | 0 | 0
B - Income Eligible | B1 - Home Energy Assistance | B1a - HEA (Weatherization) | Hot Water, Electric, SF New Construction | EB1a112 | HVAC | Dwelling Unit | 0 | 15 |  |  |  | 0 | 0% | 0% | 0% | 100% | 100% | 91% | 91% | 91% | 91% |  | Utility Specific | 0 | Water Heater - Electric | 41.52% | 31.39% | 15.22% | 11.88% | Calculated |  | 0.00024338 | 0 | 31.2% | 80.8% | 31.2% | 31.2% | Utility Specific | [6 empty] | 0 | 0
B - Income Eligible | B1 - Home Energy Assistance | B1a - HEA (Weatherization) | Hot Water, Electric, MF New Construction | EB1a121 | HVAC | Dwelling Unit | 0 | 15 |  |  |  | 0 | 0% | 0% | 0% | 100% | 100% | 91% | 91% | 91% | 91% |  | Utility Specific | 0 | Water Heater - Electric | 41.52% | 31.39% | 15.22% | 11.88% | Calculated |  | 0.00024338 | 0 | 31.2% | 80.8% | 31.2% | 31.2% | Utility Specific | [6 empty] | 0 | 0
B - Income Eligible | B1 - Home Energy Assistance | B1a - HEA (Weatherization) | Heating, Propane, SF New Construction | EB1a111 | HVAC | Dwelling Unit | 0 | 25 |  |  |  | 0 | 0% | 0% | 0% | 100% | 100% | 91% | 91% | 91% | 91% |  | Utility Specific | 0 | Non-Electric Measures | 0% | 0% | 0% | 0% | Calculated |  | 0 | 0 | 0% | 0% | 0% | 0% | Utility Specific | Propane | [5 empty] | 0 | 0
B - Income Eligible | B1 - Home Energy Assistance | B1a - HEA (Weatherization) | Hot Water, Propane, SF New Construction | EB1a114 | HVAC | Dwelling Unit | 0 | 15 |  |  |  | 0 | 0% | 0% | 0% | 100% | 100% | 91% | 91% | 91% | 91% |  | Utility Specific | 0 | Non-Electric Measures | 0% | 0% | 0% | 0% | Calculated |  | 0 | 0 | 0% | 0% | 0% | 0% | Utility Specific | Propane | [5 empty] | 0 | 0
B - Income Eligible | B1 - Home Energy Assistance | B1a - HEA (Weatherization) | [42 empty] | 0 | 0
B - Income Eligible | B1 - Home Energy Assistance | B1a - HEA (Weatherization) | Quaility Assurance |  | Non-Energy Saving |  | 1 | 1 | 63916.1807 | 63916.1807 |  | 0 | 0% | 0% | 0% | 100% | 0% | 0% | 0% | 0% | 0% |  |  | 0 | Non-Electric Measures | 0% | 0% | 0% | 0% | Calculated |  | 0 | 0 | 0% | 0% | 0% | 0% | [7 empty] | 0 | 0
B - Income Eligible | B1 - Home Energy Assistance | B1a - HEA (Weatherization) | Wxn Projects |  | Custom Measures |  | 97.6596 | 21 |  |  |  | 0 | 0% | 0% | 0% | 100% | 100% | 100% | 100% | 100% | 100% |  |  | 0 | Non-Electric Measures | 0% | 0% | 0% | 0% | Calculated |  | 0 | 0 | 0% | 0% | 0% | 0% | [7 empty] | 0 | 0
[45 empty] | 0 | 0
B - Income Eligible | B1 - Home Energy Assistance | B1b - HEA (HVAC Systems) | Boiler Replacement, Gas | EB1b001 | HVAC | Boiler | 0 | 19 |  |  |  | 0 | 0% | 0% | 0% | 100% | 100% | 91% | 91% | 91% | 91% |  | Utility Specific | 0 | Boiler Distribution | 45.01% | 54.99% | 0% | 0% | Calculated |  | 0.00055115 | 0 | 0% | 53.5% | 0% | 0% | Utility Specific | NG - Res Heating | 16.369 |  |  |  |  | 0 | 0
B - Income Eligible | B1 - Home Energy Assistance | B1b - HEA (HVAC Systems) | Boiler Replacement, Kerosene | EB1b002 | HVAC | Boiler | 0 | 19 |  |  |  | 0 | 0% | 0% | 0% | 100% | 100% | 91% | 91% | 91% | 91% |  | Utility Specific | 0 | Boiler Distribution | 45.01% | 54.99% | 0% | 0% | Calculated |  | 0.00055115 | 0 | 0% | 53.5% | 0% | 0% | Utility Specific | Kerosene | 6.4 |  |  |  |  | 0 | 0
B - Income Eligible | B1 - Home Energy Assistance | B1b - HEA (HVAC Systems) | Boiler Replacement, Oil | EB1b003 | HVAC | Boiler | 6.0864 | 19 | 10300 | 10300 |  | 0 | 0% | 0% | 0% | 100% | 100% | 91% | 91% | 91% | 105% |  | Utility Specific | 0 | Boiler Distribution | 45.01% | 54.99% | 0% | 0% | Calculated |  | 0.00055115 | 0 | 0% | 53.5% | 0% | 0% | Utility Specific | Fuel Oil - Residential Distillate | 47.17 |  |  |  |  | 0 | 0
B - Income Eligible | B1 - Home Energy Assistance | B1b - HEA (HVAC Systems) | Boiler Replacement, Propane | EB1b004 | HVAC | Boiler | 0 | 19 | 10300 | 10300 |  | 0 | 0% | 0% | 0% | 100% | 100% | 91% | 91% | 91% | 98% |  | Utility Specific | 0 | Boiler Distribution | 45.01% | 54.99% | 0% | 0% | Calculated |  | 0.00055115 | 0 | 0% | 53.5% | 0% | 0% | Utility Specific | Propane | 0.57 |  |  |  |  | 0 | 0
B - Income Eligible | B1 - Home Energy Assistance | B1b - HEA (HVAC Systems) | Furnace Replacement, Gas | EB1b005 | HVAC | Furnace | 0 | 17 |  |  |  | 0 | 0% | 0% | 0% | 100% | 100% | 93% | 93% | 93% | 91% |  | Deemed | 130.6 | Furnace Fan | 44.58% | 55.42% | 0% | 0% | Deemed | 0.064 | 0.00064492 | 0.064 | 0% | 45.2% | 0% | 0% | Utility Specific | NG - Res Heating | 10.072 |  |  |  |  | 0 | 0
B - Income Eligible | B1 - Home Energy Assistance | B1b - HEA (HVAC Systems) | Furnace Replacement, Kerosene | EB1b006 | HVAC | Furnace | 0 | 17 | 10300 | 8240 |  | 2000 | 0% | 0% | 0% | 100% | 100% | 93% | 93% | 93% | 109% |  | Deemed | 87.6 | Furnace Fan | 44.58% | 55.42% | 0% | 0% | Deemed | 0.064 | 0.00064492 | 0.064 | 0% | 45.2% | 0% | 0% | Utility Specific | Kerosene | 9.43 |  |  |  |  | 0 | 0
B - Income Eligible | B1 - Home Energy Assistance | B1b - HEA (HVAC Systems) | Furnace Replacement, Oil | EB1b007 | HVAC | Furnace | 4 | 17 | 6180 | 6180 |  | 0 | 0% | 0% | 0% | 100% | 100% | 93% | 93% | 93% | 101% |  | Deemed | 130.6 | Furnace Fan | 44.58% | 55.42% | 0% | 0% | Deemed | 0.064 | 0.00064492 | 0.064 | 0% | 45.2% | 0% | 0% | Utility Specific | Fuel Oil - Residential Distillate | 5.35 |  |  |  |  | 0 | 0
B - Income Eligible | B1 - Home Energy Assistance | B1b - HEA (HVAC Systems) | Furnace Replacement, Propane | EB1b008 | HVAC | Furnace | 2 | 17 | 6180 | 6180 |  | 0 | 0% | 0% | 0% | 100% | 100% | 93% | 93% | 93% | 120% |  | Deemed | 130.6 | Furnace Fan | 44.58% | 55.42% | 0% | 0% | Deemed | 0.064 | 0.00064492 | 0.064 | 0% | 45.2% | 0% | 0% | Utility Specific | Propane | 11.07 |  |  |  |  | 0 | 0
B - Income Eligible | B1 - Home Energy Assistance | B1b - HEA (HVAC Systems) | Programmable Thermostat, Electric | EB1b009 | HVAC | Thermostat | 2 | 15 | 250 | 250 |  | 0 | 0% | 0% | 0% | 100% | 100% | 100% | 100% | 100% | 100% |  | Deemed | 251 | Central Air Conditioner/Heat Pump (Cooling) | 6.595% | 3.846% | 47.32% | 42.24% | Deemed | 0.19 | 0.0015937 | 0.19 | 0% | 100% | 0% | 0% | Deemed |  | - |  |  |  |  | 0 | 0
B - Income Eligible | B1 - Home Energy Assistance | B1b - HEA (HVAC Systems) | Programmable Thermostat, Gas | EB1b010 | HVAC | Thermostat | 0 | 15 |  |  |  | 0 | 0% | 0% | 0% | 100% | 100% | 100% | 100% | 100% | 100% |  | Deemed | 27 | Central Air Conditioner/Heat Pump (Cooling) | 6.595% | 3.846% | 47.32% | 42.24% | Calculated |  | 0.0015937 | 0.043031 | 0% | 0% | 0% | 0% | Deemed | NG - Res Heating | 2.07 |  |  |  |  | 0 | 0
B - Income Eligible | B1 - Home Energy Assistance | B1b - HEA (HVAC Systems) | Programmable Thermostat, Kerosene | EB1b011 | HVAC | Thermostat | 1 | 15 | 250 | 250 |  | 0 | 0% | 0% | 0% | 100% | 100% | 100% | 100% | 100% | 100% |  | Deemed | 0 | Central Air Conditioner/Heat Pump (Cooling) | 6.595% | 3.846% | 47.32% | 42.24% | Calculated |  | 0.0015937 | 0 | 0% | 0% | 0% | 0% | Deemed | Kerosene | 2.06 |  |  |  |  | 0 | 0
B - Income Eligible | B1 - Home Energy Assistance | B1b - HEA (HVAC Systems) | Programmable Thermostat, Oil | EB1b012 | HVAC | Thermostat | 31.3849 | 15 | 250 | 250 |  | 0 | 0% | 0% | 0% | 100% | 100% | 100% | 100% | 100% | 100% |  | Deemed | 0 | Central Air Conditioner/Heat Pump (Cooling) | 6.595% | 3.846% | 47.32% | 42.24% | Calculated |  | 0.0015937 | 0 | 0% | 0% | 0% | 0% | Deemed | Fuel Oil - Residential Distillate | 2.07 |  |  |  |  | 0 | 0
B - Income Eligible | B1 - Home Energy Assistance | B1b - HEA (HVAC Systems) | Programmable Thermostat, Propane | EB1b013 | HVAC | Thermostat | 19.3997 | 15 | 250 | 250 |  | 0 | 0% | 0% | 0% | 100% | 100% | 100% | 100% | 100% | 100% |  | Deemed | 0 | Central Air Conditioner/Heat Pump (Cooling) | 6.595% | 3.846% | 47.32% | 42.24% | Calculated |  | 0.0015937 | 0 | 0% | 0% | 0% | 0% | Deemed | Propane | 2.06 |  |  |  |  | 0 | 0
B - Income Eligible | B1 - Home Energy Assistance | B1b - HEA (HVAC Systems) | Programmable Thermostat, Wood Pellets | EB1b014 | HVAC | Thermostat | 0 | 15 | 250 | 250 |  | 0 | 0% | 0% | 0% | 100% | 100% | 100% | 100% | 100% | 100% |  | Deemed | 0 | Central Air Conditioner/Heat Pump (Cooling) | 6.595% | 3.846% | 47.32% | 42.24% | Calculated |  | 0.0015937 | 0 | 0% | 0% | 0% | 0% | Deemed | Pellet Wood | 2.06 |  |  |  |  | 0 | 0
B - Income Eligible | B1 - Home Energy Assistance | B1b - HEA (HVAC Systems) | Wifi Thermostat, Electric | EB1b015 | HVAC | Thermostat | 0 | 15 |  |  |  | 0 | 0% | 0% | 0% | 100% | 100% | 91% | 91% | 91% | 91% |  | Utility Specific | 419 | Central Air Conditioner/Heat Pump (Cooling) | 6.595% | 3.846% | 47.32% | 42.24% | Calculated |  | 0.0015937 | 0.66777 | 0% | 0% | 0% | 0% | Utility Specific | [6 empty] | 0 | 0
B - Income Eligible | B1 - Home Energy Assistance | B1b - HEA (HVAC Systems) | Wifi Thermostat, Gas | EB1b016 | HVAC | Thermostat | 0 | 15 |  |  |  | 0 | 0% | 0% | 0% | 100% | 100% | 91% | 91% | 91% | 91% |  | Utility Specific | 46 | Central Air Conditioner/Heat Pump (Cooling) | 6.595% | 3.846% | 47.32% | 42.24% | Calculated |  | 0.0015937 | 0.073312 | 0% | 0% | 0% | 0% | Utility Specific | NG - Res Heating | 5.8 |  |  |  |  | 0 | 0
B - Income Eligible | B1 - Home Energy Assistance | B1b - HEA (HVAC Systems) | Wifi Thermostat, Kerosene | EB1b017 | HVAC | Thermostat | 0 | 15 |  |  |  | 0 | 0% | 0% | 0% | 100% | 100% | 91% | 91% | 91% | 91% |  | Utility Specific | 0 | Central Air Conditioner/Heat Pump (Cooling) | 6.595% | 3.846% | 47.32% | 42.24% | Calculated |  | 0.0015937 | 0 | 0% | 0% | 0% | 0% | Utility Specific | Kerosene | 3.1 |  |  |  |  | 0 | 0
B - Income Eligible | B1 - Home Energy Assistance | B1b - HEA (HVAC Systems) | Wifi Thermostat, Oil | EB1b018 | HVAC | Thermostat | 0 | 15 |  |  |  | 0 | 0% | 0% | 0% | 100% | 100% | 91% | 91% | 91% | 91% |  | Utility Specific | 0 | Central Air Conditioner/Heat Pump (Cooling) | 6.595% | 3.846% | 47.32% | 42.24% | Calculated |  | 0.0015937 | 0 | 0% | 0% | 0% | 0% | Utility Specific | Fuel Oil - Residential Distillate | 5.9 |  |  |  |  | 0 | 0
B - Income Eligible | B1 - Home Energy Assistance | B1b - HEA (HVAC Systems) | Wifi Thermostat, Propane | EB1b019 | HVAC | Thermostat | 0 | 15 |  |  |  | 0 | 0% | 0% | 0% | 100% | 100% | 91% | 91% | 91% | 91% |  | Utility Specific | 0 | Central Air Conditioner/Heat Pump (Cooling) | 6.595% | 3.846% | 47.32% | 42.24% | Calculated |  | 0.0015937 | 0 | 0% | 0% | 0% | 0% | Utility Specific | Propane | 5.8 |  |  |  |  | 0 | 0
B - Income Eligible | B1 - Home Energy Assistance | B1b - HEA (HVAC Systems) | Wifi Thermostat, Wood Pellets | EB1b020 | HVAC | Thermostat | 0 | 15 |  |  |  | 0 | 0% | 0% | 0% | 100% | 100% | 91% | 91% | 91% | 91% |  | Utility Specific | 0 | Central Air Conditioner/Heat Pump (Cooling) | 6.595% | 3.846% | 47.32% | 42.24% | Calculated |  | 0.0015937 | 0 | 0% | 0% | 0% | 0% | Utility Specific | Pellet Wood | 3.1 |  |  |  |  | 0 | 0
B - Income Eligible | B1 - Home Energy Assistance | B1b - HEA (HVAC Systems) | Mini Split HP (cooling) | EB1b021 | HVAC | Heat Pump | 0 | 18 |  |  |  | 0 | 0% | 0% | 0% | 100% | 100% | 91% | 91% | 91% | 91% |  | Utility Specific | 0 | Central Air Conditioner/Heat Pump (Cooling) | 6.595% | 3.846% | 47.32% | 42.24% | Calculated |  | 0.0015937 | 0 | 34.6% | 0% | 34.6% | 34.6% | Utility Specific | [6 empty] | 0 | 0
B - Income Eligible | B1 - Home Energy Assistance | B1b - HEA (HVAC Systems) | Mini Split HP (heating) | EB1b022 | HVAC | Heat Pump | 0 | 18 |  |  |  | 0 | 0% | 0% | 0% | 100% | 100% | 91% | 91% | 91% | 91% |  | Utility Specific | 0 | Hardwired Electric Heat | 43.13% | 56.87% | 0% | 0% | Calculated |  | 0.0007332 | 0 | 0% | 43.3% | 0% | 0% | Utility Specific | [6 empty] | 0 | 0
B - Income Eligible | B1 - Home Energy Assistance | B1b - HEA (HVAC Systems) | ES Central AC | EB1b023 | HVAC | System | 0 | 18 |  |  |  | 0 | 0% | 0% | 0% | 100% | 100% | 91% | 91% | 91% | 91% |  | Utility Specific | 2065.5 | Central Air Conditioner/Heat Pump (Cooling) | 6.595% | 3.846% | 47.32% | 42.24% | Calculated |  | 0.0015937 | 3.2918 | 34.6% | 0% | 34.6% | 34.6% | Utility Specific | [6 empty] | 0 | 0
B - Income Eligible | B1 - Home Energy Assistance | B1b - HEA (HVAC Systems) | Oil K1 HVAC Repair or Cleaning | EB1b024 | HVAC | Dwelling Unit | 1 | 1 | 650 | 650 |  | 0 | 0% | 0% | 0% | 100% | 100% | 91% | 91% | 91% | 91% |  | Utility Specific | 0 | Furnace Fan | 44.58% | 55.42% | 0% | 0% | Calculated |  | 0.00064492 | 0 | 0% | 45.2% | 0% | 0% | Utility Specific | Fuel Oil - Residential Distillate | 6.89 |  |  |  |  | 0 | 0
B - Income Eligible | B1 - Home Energy Assistance | B1b - HEA (HVAC Systems) | Gas LP HVAC Repair or Cleaning | EB1b025 | HVAC | Dwelling Unit | 0 | 1 |  |  |  | 0 | 0% | 0% | 0% | 100% | 100% | 91% | 91% | 91% | 91% |  | Utility Specific | 0 | Furnace Fan | 44.58% | 55.42% | 0% | 0% | Calculated |  | 0.00064492 | 0 | 0% | 45.2% | 0% | 0% | Utility Specific | NG - Res Heating | [5 empty] | 0 | 0
B - Income Eligible | B1 - Home Energy Assistance | B1b - HEA (HVAC Systems) | GSHP HVAC Repair or Cleaning | EB1b026 | HVAC | Dwelling Unit | 1 | 1 | 650 | 650 |  | 0 | 0% | 0% | 0% | 100% | 100% | 91% | 91% | 91% | 91% |  | Utility Specific | 305.13 | Central Heat Pump | 35.1% | 45.7% | 10.1% | 9% | Calculated |  | 0 | 0 | 0% | 0% | 0% | 0% | Utility Specific | Propane | 4.07 |  |  |  |  | 0 | 0
B - Income Eligible | B1 - Home Energy Assistance | B1b - HEA (HVAC Systems) | ASHP HVAC Repair or Cleaning | EB1b027 | HVAC | Dwelling Unit | 0 | 1 |  |  |  | 0 | 0% | 0% | 0% | 100% | 100% | 91% | 91% | 91% | 91% |  | Utility Specific | 0 | Central Heat Pump | 35.1% | 45.7% | 10.1% | 9% | Calculated |  | 0 | 0 | 0% | 0% | 0% | 0% | Utility Specific | [6 empty] | 0 | 0
B - Income Eligible | B1 - Home Energy Assistance | B1b - HEA (HVAC Systems) | Circulator Pump | EB1b028 | HVAC | Pump | 0 | 15 |  |  |  | 0 | 0% | 0% | 0% | 100% | 100% | 91% | 91% | 91% | 91% |  | Utility Specific | 0 | Boiler Distribution | 45.01% | 54.99% | 0% | 0% | Calculated |  | 0.00055115 | 0 | 0% | 100% | 0% | 0% | Utility Specific | [6 empty] | 0 | 0
B - Income Eligible | B1 - Home Energy Assistance | B1b - HEA (HVAC Systems)
B - Income Eligible | B1 - Home Energy Assistance | B1b - HEA (HVAC Systems)
B - Income Eligible | B1 - Home Energy Assistance | [10 empty] | #REF! | [11 empty] | 0 | [20 empty] | 0 | 0
[45 empty] | 0 | 0
A - Residential | A1 - Energy Star Homes | A1a - ES Homes | Cooling, Electric, SF | EA1a001 | HVAC | Dwelling Unit | 0 | 25 |  |  |  | 0 | 0% | 0% | 0% | 100% | 100% | 100% | 100% | 100% | 100% |  | Utility Specific | 0 | Central Air Conditioner/Heat Pump (Cooling) | 6.595% | 3.846% | 47.32% | 42.24% | Calculated |  | 0.0015937 | 0 | 34.6% | 0% | 34.6% | 34.6% | Utility Specific | [6 empty] | 0 | 0
A - Residential | A1 - Energy Star Homes | A1a - ES Homes | Heating, Electric, SF | EA1a002 | HVAC | Dwelling Unit | 4 | 25 | 4200 | 3500 |  | 700 | 0% | 0% | 0% | 100% | 100% | 100% | 100% | 100% | 100% |  | Utility Specific | 6470.6565 | Hardwired Electric Heat | 43.13% | 56.87% | 0% | 0% | Calculated |  | 0.0007332 | 4.7443 | 0% | 43.3% | 0% | 0% | Utility Specific | Propane | 7.969 |  |  |  |  | 0 | 0
A - Residential | A1 - Energy Star Homes | A1a - ES Homes | Heating, Gas, SF | EA1a003 | HVAC | Dwelling Unit | 0 | 25 |  |  |  | 0 | 0% | 0% | 0% | 100% | 100% | 100% | 100% | 100% | 100% |  | Utility Specific | 0 | Non-Electric Measures | 0% | 0% | 0% | 0% | Calculated |  | 0 | 0 | 0% | 0% | 0% | 0% | Utility Specific | NG - Res Heating | [5 empty] | 0 | 0
A - Residential | A1 - Energy Star Homes | A1a - ES Homes | Heating, Oil, SF | EA1a004 | HVAC | Dwelling Unit | 0 | 25 |  |  |  | 0 | 0% | 0% | 0% | 100% | 100% | 100% | 100% | 100% | 100% |  | Utility Specific | 0 | Non-Electric Measures | 0% | 0% | 0% | 0% | Calculated |  | 0 | 0 | 0% | 0% | 0% | 0% | Utility Specific | Fuel Oil - Residential Distillate | [5 empty] | 0 | 0
A - Residential | A1 - Energy Star Homes | A1a - ES Homes | Heating, Propane, SF | EA1a005 | HVAC | Dwelling Unit | 34.9654 | 25 | 2300 | 1550 |  | 750 | 0% | 0% | 0% | 100% | 100% | 100% | 100% | 100% | 100% |  | Utility Specific | 780.6045 | Hardwired Electric Heat | 43.13% | 56.87% | 0% | 0% | Calculated |  | 0.0007332 | 0.57234 | 0% | 43.3% | 0% | 0% | Utility Specific | Propane | 15.769 |  |  |  |  | 0 | 0
A - Residential | A1 - Energy Star Homes | A1a - ES Homes | Heating, Wood Pellets, SF | EA1a006 | HVAC | Dwelling Unit | 0 | 25 |  |  |  | 0 | 0% | 0% | 0% | 100% | 100% | 100% | 100% | 100% | 100% |  | Utility Specific | 0 | Non-Electric Measures | 0% | 0% | 0% | 0% | Calculated |  | 0 | 0 | 0% | 0% | 0% | 0% | Utility Specific | Pellet Wood | [5 empty] | 0 | 0
A - Residential | A1 - Energy Star Homes | A1a - ES Homes | Hot Water, Electric, SF | EA1a007 | Hot Water | Dwelling Unit | 0 | 15 | 500 | 300 |  | 200 | 0% | 0% | 0% | 100% | 100% | 100% | 100% | 100% | 100% |  | Utility Specific | 162.5 | Water Heater - Electric | 41.52% | 31.39% | 15.22% | 11.88% | Calculated |  | 0.00024338 | 0.03955 | 31.2% | 80.8% | 31.2% | 31.2% | Utility Specific | [6 empty] | 0 | 0
A - Residential | A1 - Energy Star Homes | A1a - ES Homes | Hot Water, Gas, SF | EA1a008 | Hot Water | Dwelling Unit | 0 | 15 |  |  |  | 0 | 0% | 0% | 0% | 100% | 100% | 100% | 100% | 100% | 100% |  | Utility Specific | 0 | Non-Electric Measures | 0% | 0% | 0% | 0% | Calculated |  | 0 | 0 | 0% | 0% | 0% | 0% | Utility Specific | NG - Res Hot Water | [5 empty] | 0 | 0
A - Residential | A1 - Energy Star Homes | A1a - ES Homes | Hot Water, Oil, SF | EA1a009 | Hot Water | Dwelling Unit | 0 | 15 |  |  |  | 0 | 0% | 0% | 0% | 100% | 100% | 100% | 100% | 100% | 100% |  | Utility Specific | 0 | Non-Electric Measures | 0% | 0% | 0% | 0% | Calculated |  | 0 | 0 | 0% | 0% | 0% | 0% | Utility Specific | Fuel Oil - Residential Distillate | [5 empty] | 0 | 0
A - Residential | A1 - Energy Star Homes | A1a - ES Homes | Hot Water, Propane, SF | EA1a010 | Hot Water | Dwelling Unit | 0 | 15 | 500 | 300 |  | 200 | 0% | 0% | 0% | 100% | 100% | 100% | 100% | 100% | 100% |  | Utility Specific | 0 | Water Heater - Natural Gas/Fuel Oil | 40.94% | 34.19% | 13.3% | 11.56% | Calculated |  | 0.00035685 | 0 | 21.4% | 39.9% | 21.4% | 21.4% | Utility Specific | Propane | 3.25 |  |  |  |  | 0 | 0
A - Residential | A1 - Energy Star Homes | A1a - ES Homes | Hot Water, Wood Pellets, SF | EA1a011 | Hot Water | Dwelling Unit | 0 | 15 |  |  |  | 0 | 0% | 0% | 0% | 100% | 100% | 100% | 100% | 100% | 100% |  | Utility Specific | 0 | Non-Electric Measures | 0% | 0% | 0% | 0% | Calculated |  | 0 | 0 | 0% | 0% | 0% | 0% | Utility Specific | Pellet Wood | [5 empty] | 0 | 0
A - Residential | A1 - Energy Star Homes | A1a - ES Homes | Cooling, Electric, MF | EA1a012 | HVAC | Dwelling Unit | 32.125 | 25 | 1000 | 500 |  | 500 | 0% | 0% | 0% | 100% | 100% | 100% | 100% | 100% | 100% |  | Utility Specific | 162.5 | Central Air Conditioner/Heat Pump (Cooling) | 6.595% | 3.846% | 47.32% | 42.24% | Calculated |  | 0.0015937 | 0.25898 | 34.6% | 0% | 34.6% | 34.6% | Utility Specific | [6 empty] | 0 | 0
A - Residential | A1 - Energy Star Homes | A1a - ES Homes | Heating, Electric, MF | EA1a013 | HVAC | Dwelling Unit | 32.125 | 25 | 1500 | 750 |  | 750 | 0% | 0% | 0% | 100% | 100% | 100% | 100% | 100% | 100% |  | Utility Specific | 325 | Hardwired Electric Heat | 43.13% | 56.87% | 0% | 0% | Calculated |  | 0.0007332 | 0.23829 | 0% | 43.3% | 0% | 0% | Utility Specific | [6 empty] | 0 | 0
A - Residential | A1 - Energy Star Homes | A1a - ES Homes | Heating, Gas, MF | EA1a014 | HVAC | Dwelling Unit | 0 | 25 |  |  |  | 0 | 0% | 0% | 0% | 100% | 100% | 100% | 100% | 100% | 100% |  | Utility Specific | 0 | Non-Electric Measures | 0% | 0% | 0% | 0% | Calculated |  | 0 | 0 | 0% | 0% | 0% | 0% | Utility Specific | NG - Res Heating | [5 empty] | 0 | 0
A - Residential | A1 - Energy Star Homes | A1a - ES Homes | Heating, Oil, MF | EA1a015 | HVAC | Dwelling Unit | 0 | 25 |  |  |  | 0 | 0% | 0% | 0% | 100% | 100% | 100% | 100% | 100% | 100% |  | Utility Specific | 0 | Non-Electric Measures | 0% | 0% | 0% | 0% | Calculated |  | 0 | 0 | 0% | 0% | 0% | 0% | Utility Specific | Fuel Oil - Residential Distillate | [5 empty] | 0 | 0
A - Residential | A1 - Energy Star Homes | A1a - ES Homes | Heating, Propane, MF | EA1a016 | HVAC | Dwelling Unit | 0 | 25 | 2500 | 500 |  | 2000 | 0% | 0% | 0% | 100% | 100% | 100% | 100% | 100% | 100% |  | Utility Specific | 0 | Hardwired Electric Heat | 43.13% | 56.87% | 0% | 0% | Calculated |  | 0.0007332 | 0 | 0% | 43.3% | 0% | 0% | Utility Specific | Propane | 3.25 |  |  |  |  | 0 | 0
A - Residential | A1 - Energy Star Homes | A1a - ES Homes | Heating, Wood Pellets, MF | EA1a017 | HVAC | Dwelling Unit | 0 | 25 |  |  |  | 0 | 0% | 0% | 0% | 100% | 100% | 100% | 100% | 100% | 100% |  | Utility Specific | 0 | Non-Electric Measures | 0% | 0% | 0% | 0% | Calculated |  | 0 | 0 | 0% | 0% | 0% | 0% | Utility Specific | Pellet Wood | [5 empty] | 0 | 0
A - Residential | A1 - Energy Star Homes | A1a - ES Homes | Hot Water, Electric, MF | EA1a018 | Hot Water | Dwelling Unit | 0 | 15 |  |  |  | 0 | 0% | 0% | 0% | 100% | 100% | 100% | 100% | 100% | 100% |  | Utility Specific | 0 | Water Heater - Electric | 41.52% | 31.39% | 15.22% | 11.88% | Calculated |  | 0.00024338 | 0 | 31.2% | 80.8% | 31.2% | 31.2% | Utility Specific | [6 empty] | 0 | 0
A - Residential | A1 - Energy Star Homes | A1a - ES Homes | Hot Water, Gas, MF | EA1a019 | Hot Water | Dwelling Unit | 0 | 15 |  |  |  | 0 | 0% | 0% | 0% | 100% | 100% | 100% | 100% | 100% | 100% |  | Utility Specific | 0 | Non-Electric Measures | 0% | 0% | 0% | 0% | Calculated |  | 0 | 0 | 0% | 0% | 0% | 0% | Utility Specific | NG - Res Hot Water | [5 empty] | 0 | 0
A - Residential | A1 - Energy Star Homes | A1a - ES Homes | Hot Water, Oil, MF | EA1a020 | Hot Water | Dwelling Unit | 0 | 15 |  |  |  | 0 | 0% | 0% | 0% | 100% | 100% | 100% | 100% | 100% | 100% |  | Utility Specific | 0 | Non-Electric Measures | 0% | 0% | 0% | 0% | Calculated |  | 0 | 0 | 0% | 0% | 0% | 0% | Utility Specific | Fuel Oil - Residential Distillate | [5 empty] | 0 | 0
A - Residential | A1 - Energy Star Homes | A1a - ES Homes | Hot Water, Propane, MF | EA1a021 | Hot Water | Dwelling Unit | 0 | 15 | 500 | 300 |  | 200 | 0% | 0% | 0% | 100% | 100% | 100% | 100% | 100% | 100% |  | Utility Specific | 0 | Non-Electric Measures | 0% | 0% | 0% | 0% | Calculated |  | 0 | 0 | 0% | 0% | 0% | 0% | Utility Specific | Propane | 1.625 |  |  |  |  | 0 | 0
A - Residential | A1 - Energy Star Homes | A1a - ES Homes | Hot Water, Wood Pellets, MF | EA1a022 | Hot Water | Dwelling Unit | 0 | 15 |  |  |  | 0 | 0% | 0% | 0% | 100% | 100% | 100% | 100% | 100% | 100% |  | Utility Specific | 0 | Non-Electric Measures | 0% | 0% | 0% | 0% | Calculated |  | 0 | 0 | 0% | 0% | 0% | 0% | Utility Specific | Pellet Wood | [5 empty] | 0 | 0
A - Residential | A1 - Energy Star Homes | A1a - ES Homes | LED Bulb | EA1a023 | Lighting | Bulb | 0 | 3 |  |  |  | 0 | 0% | 0% | 0% | 100% | 100% | 100% | 100% | 100% | 100% |  | Deemed | 6.5 | Lighting | 35.11% | 30.72% | 19.04% | 15.12% | Calculated |  | 0.00025457 | 0.0016547 | 54.7% | 84.8% | 54.7% | 54.7% | Calculated | NG - Res Heating | -0.0088608 | Propane | -0.0059072 |  |  | 0 | 0
A - Residential | A1 - Energy Star Homes | A1a - ES Homes | LED Fixture | EA1a024 | Lighting | Fixture | 0 | 3 |  |  |  | 0 | 0% | 0% | 0% | 100% | 100% | 100% | 100% | 100% | 100% |  | Deemed | 24 | Lighting | 35.11% | 30.72% | 19.04% | 15.12% | Calculated |  | 0.00025457 | 0.0061096 | 54.7% | 84.8% | 54.7% | 54.7% | Calculated | NG - Res Heating | -0.032717 | Propane | -0.021811 |  |  | 0 | 0
A - Residential | A1 - Energy Star Homes | A1a - ES Homes | Refrigerator | EA1a025 | Refrigeration | Appliance | 30 | 12 | 50 | 25 |  | 25 | 0% | 0% | 0% | 100% | 100% | 100% | 100% | 100% | 100% |  | Deemed | 44.2 | Primary Refrigerator | 29% | 31.95% | 18.18% | 20.87% | Calculated |  | 0.00017711 | 0.0078283 | 129% | 93% | 129% | 129% | Deemed | [6 empty] | 0 | 0
A - Residential | A1 - Energy Star Homes | A1a - ES Homes | Clothes Washer | EA1a026 | Hot Water | Appliance | 7 | 11 | 50 | 25 |  | 25 | 0% | 0% | 0% | 100% | 100% | 100% | 100% | 100% | 100% |  | Deemed | 89.9 | Clothes Washer | 36.44% | 29.9% | 18.29% | 15.36% | Deemed | 0.279 | 0.00027004 | 0.279 | 49.1% | 52% | 49.1% | 49.1% | Deemed | Propane | 0.05 |  |  |  |  | 823 | 0
A - Residential | A1 - Energy Star Homes | A1a - ES Homes | Clothes Dryer | EA1a027 | Envelope | Appliance | 7 | 12 | 50 | 25 |  | 25 | 0% | 0% | 0% | 100% | 100% | 100% | 100% | 100% | 100% |  | Deemed | 160.4 | Clothes Dryer - Electric | 38.94% | 29.95% | 16.9% | 14.21% | Calculated |  | 0.00029483 | 0.047291 | 44.5% | 57.8% | 44.5% | 44.5% | Deemed | [6 empty] | 0 | 0
A - Residential | A1 - Energy Star Homes | A1a - ES Homes | HERS - Lighting and Appliances | EA1a028 | Lighting |  | 0 | 1 |  |  |  | 0 | 0% | 0% | 0% | 100% | 100% | 100% | 100% | 100% | 100% |  | Utility Specific | 0 | Lighting | 35.11% | 30.72% | 19.04% | 15.12% | Calculated |  | 0.00025457 | 0 | 54.7% | 84.8% | 54.7% | 54.7% | Utility Specific | [6 empty] | 0 | 0
A - Residential | A1 - Energy Star Homes | A1a - ES Homes | Residential New Construction Code Compliance | EA1a029 | Custom Measures |  | 0 | 20 |  |  |  | 0 | 0% | 0% | 0% | 100% | 100% | 35% | 35% | 35% | 35% |  | Utility Specific | 0 | Weighted HVAC - All Homes | 25.41% | 29.66% | 23.25% | 21.68% | Calculated |  | 0.00078321 | 0 | 33.6% | 20.1% | 33.6% | 33.6% | Utility Specific | [6 empty] | 0 | 0
A - Residential | A1 - Energy Star Homes | A1a - ES Homes | HERS Rater Fee - SF |  | Non-Energy Saving |  | 1 | 1 | 87672.2428 | 87672.2428 |  | 0 | 0% | 0% | 0% | 100% | 0% | 0% | 0% | 0% | 0% |  |  | 0 | Non-Electric Measures | 0% | 0% | 0% | 0% |  |  | 0 | 0 | 0% | 0% | 0% | 0% | [7 empty] | 0 | 0
A - Residential | A1 - Energy Star Homes | A1a - ES Homes | HERS Rater Fee - MF |  | Non-Energy Saving |  | 1 | 1 | 30518.75 | 30518.75 |  | 0 | 0% | 0% | 0% | 100% | 0% | 0% | 0% | 0% | 0% |  |  | 0 | Non-Electric Measures | 0% | 0% | 0% | 0% |  |  | 0 | 0 | 0% | 0% | 0% | 0% | [7 empty] | 0 | 0
A - Residential | A1 - Energy Star Homes | A1a - ES Homes | Admin Fee |  | Non-Energy Saving |  | 0 | 1 |  |  |  | 0 | 0% | 0% | 0% | 100% | 0% | 0% | 0% | 0% | 0% |  |  | 0 | Non-Electric Measures | 0% | 0% | 0% | 0% |  |  | 0 | 0 | 0% | 0% | 0% | 0% | [7 empty] | 0 | 0
A - Residential | A1 - Energy Star Homes | A1a - ES Homes | [21 empty] | 0 | [20 empty] | 0 | 0
A - Residential | A1 - Energy Star Homes | A1a - ES Homes | [21 empty] | 0 | [20 empty] | 0 | 0
A - Residential | A1 - Energy Star Homes | A1a - ES Homes | [21 empty] | 0 | [20 empty] | 0 | 0
A - Residential | A1 - Energy Star Homes | [22 empty] | 0 | [20 empty] | 0 | 0
A - Residential | A2 - Home Performance | A2a - Home Performance (Weatherization) | Air Sealing, Cord Wood | EA2a001 | Envelope | Dwelling Unit | 1 | 15 | 2019.5 | 2019.5 |  | 0 | 0% | 0% | 0% | 100% | 99% | 95% | 95% | 95% | 86% |  | Utility Specific | 6.04 | Central Air Conditioner/Heat Pump (Cooling) | 6.595% | 3.846% | 47.32% | 42.24% | Calculated |  | 0.0015937 | 0.0096261 | 34.6% | 0% | 34.6% | 34.6% | Utility Specific | Cord Wood | 5.59 | Fuel Oil - Residential Distillate | 3.34 |  |  | 0 | 0
A - Residential | A2 - Home Performance | A2a - Home Performance (Weatherization) | Air Sealing, Electric | EA2a002 | Envelope | Dwelling Unit | 3.2145 | 15 | 1162 | 1162 |  | 0 | 0% | 0% | 0% | 100% | 99% | 95% | 95% | 95% | 86% |  | Utility Specific | 1737.82 | Weighted HVAC - All Homes | 25.41% | 29.66% | 23.25% | 21.68% | Calculated |  | 0.00078321 | 1.3611 | 33.6% | 20.1% | 33.6% | 33.6% | Utility Specific | Fuel Oil - Residential Distillate | 0.73 |  |  |  |  | 0 | 0
A - Residential | A2 - Home Performance | A2a - Home Performance (Weatherization) | Air Sealing, Gas | EA2a003 | Envelope | Dwelling Unit | 0 | 15 |  |  |  | 0 | 0% | 0% | 0% | 100% | 99% | 95% | 95% | 95% | 86% |  | Utility Specific | 0 | Central Air Conditioner/Heat Pump (Cooling) | 6.595% | 3.846% | 47.32% | 42.24% | Calculated |  | 0.0015937 | 0 | 34.6% | 0% | 34.6% | 34.6% | Utility Specific | NG - Res Heating | [5 empty] | 0 | 0
A - Residential | A2 - Home Performance | A2a - Home Performance (Weatherization) | Air Sealing, Kerosene | EA2a004 | Envelope | Dwelling Unit | 1 | 15 | 1000 | 1000 |  | 0 | 0% | 0% | 0% | 100% | 99% | 95% | 95% | 95% | 86% |  | Utility Specific | 0 | Central Air Conditioner/Heat Pump (Cooling) | 6.595% | 3.846% | 47.32% | 42.24% | Calculated |  | 0.0015937 | 0 | 34.6% | 0% | 34.6% | 34.6% | Utility Specific | Kerosene | 6.87 |  |  |  |  | 0 | 0
A - Residential | A2 - Home Performance | A2a - Home Performance (Weatherization) | Air Sealing, Oil | EA2a005 | Envelope | Dwelling Unit | 40.9703 | 15 | 1033 | 1033 |  | 0 | 0% | 0% | 0% | 100% | 99% | 95% | 95% | 95% | 86% |  | Utility Specific | 33.56 | Central Air Conditioner/Heat Pump (Cooling) | 6.595% | 3.846% | 47.32% | 42.24% | Calculated |  | 0.0015937 | 0.053486 | 34.6% | 0% | 34.6% | 34.6% | Utility Specific | Fuel Oil - Residential Distillate | 11.54 | Cord Wood | 1.31 |  |  | 0 | 0
A - Residential | A2 - Home Performance | A2a - Home Performance (Weatherization) | Air Sealing, Propane | EA2a006 | Envelope | Dwelling Unit | 13 | 15 | 1151 | 1151 |  | 0 | 0% | 0% | 0% | 100% | 99% | 95% | 95% | 95% | 86% |  | Utility Specific | 192.38 | Central Air Conditioner/Heat Pump (Cooling) | 6.595% | 3.846% | 47.32% | 42.24% | Calculated |  | 0.0015937 | 0.3066 | 34.6% | 0% | 34.6% | 34.6% | Utility Specific | Propane | 11.88 | Cord Wood | 0.82 |  |  | 0 | 0
A - Residential | A2 - Home Performance | A2a - Home Performance (Weatherization) | Air Sealing, Wood Pellets | EA2a007 | Envelope | Dwelling Unit | 2 | 15 | 611 | 611 |  | 0 | 0% | 0% | 0% | 100% | 99% | 95% | 95% | 95% | 86% |  | Utility Specific | 1.92 | Central Air Conditioner/Heat Pump (Cooling) | 6.595% | 3.846% | 47.32% | 42.24% | Calculated |  | 0.0015937 | 0.00306 | 34.6% | 0% | 34.6% | 34.6% | Utility Specific | Pellet Wood | 9.14 | Fuel Oil - Residential Distillate | 3.22 |  |  | 0 | 0
A - Residential | A2 - Home Performance | A2a - Home Performance (Weatherization) | Duct Sealing, Cord Wood | EA2a070 | HVAC | Dwelling Unit | 0 | 20 |  |  |  | 0 | 0% | 0% | 0% | 100% | 99% | 96% | 96% | 96% | 114% |  | Utility Specific | 0 | Central Air Conditioner/Heat Pump (Cooling) | 6.595% | 3.846% | 47.32% | 42.24% | Calculated |  | 0.0015937 | 0 | 34.6% | 0% | 34.6% | 34.6% | Utility Specific | Cord Wood | [5 empty] | 0 | 0
A - Residential | A2 - Home Performance | A2a - Home Performance (Weatherization) | Duct Sealing, Electric | EA2a071 | HVAC | Dwelling Unit | 0 | 20 |  |  |  | 0 | 0% | 0% | 0% | 100% | 99% | 96% | 96% | 96% | 100% |  | Utility Specific | 0 | Weighted HVAC - All Homes | 25.41% | 29.66% | 23.25% | 21.68% | Calculated |  | 0.00078321 | 0 | 33.6% | 20.1% | 33.6% | 33.6% | Utility Specific | [6 empty] | 0 | 0
A - Residential | A2 - Home Performance | A2a - Home Performance (Weatherization) | Duct Sealing, Gas | EA2a072 | HVAC | Dwelling Unit | 0 | 20 |  |  |  | 0 | 0% | 0% | 0% | 100% | 99% | 96% | 96% | 96% | 104% |  | Utility Specific | 0 | Central Air Conditioner/Heat Pump (Cooling) | 6.595% | 3.846% | 47.32% | 42.24% | Calculated |  | 0.0015937 | 0 | 34.6% | 0% | 34.6% | 34.6% | Utility Specific | NG - Res Heating | [5 empty] | 0 | 0
A - Residential | A2 - Home Performance | A2a - Home Performance (Weatherization) | Duct Sealing, Kerosene | EA2a073 | HVAC | Dwelling Unit | 0 | 20 |  |  |  | 0 | 0% | 0% | 0% | 100% | 99% | 96% | 96% | 96% | 114% |  | Utility Specific | 0 | Central Air Conditioner/Heat Pump (Cooling) | 6.595% | 3.846% | 47.32% | 42.24% | Calculated |  | 0.0015937 | 0 | 34.6% | 0% | 34.6% | 34.6% | Utility Specific | Kerosene | [5 empty] | 0 | 0
A - Residential | A2 - Home Performance | A2a - Home Performance (Weatherization) | Duct Sealing, Oil | EA2a074 | HVAC | Dwelling Unit | 0 | 20 |  |  |  | 0 | 0% | 0% | 0% | 100% | 99% | 96% | 96% | 96% | 114% |  | Utility Specific | 0 | Central Air Conditioner/Heat Pump (Cooling) | 6.595% | 3.846% | 47.32% | 42.24% | Calculated |  | 0.0015937 | 0 | 34.6% | 0% | 34.6% | 34.6% | Utility Specific | Fuel Oil - Residential Distillate | [5 empty] | 0 | 0
A - Residential | A2 - Home Performance | A2a - Home Performance (Weatherization) | Duct Sealing, Propane | EA2a075 | HVAC | Dwelling Unit | 2 | 20 | 115 | 86.25 |  | 28.75 | 0% | 0% | 0% | 100% | 99% | 96% | 96% | 96% | 114% |  | Utility Specific | 154.22 | Central Air Conditioner/Heat Pump (Cooling) | 6.595% | 3.846% | 47.32% | 42.24% | Calculated |  | 0.0015937 | 0.24579 | 34.6% | 0% | 34.6% | 34.6% | Utility Specific | Propane | 8.01 |  |  |  |  | 0 | 0
A - Residential | A2 - Home Performance | A2a - Home Performance (Weatherization) | Duct Sealing, Wood Pellets | EA2a076 | HVAC | Dwelling Unit | 0 | 20 |  |  |  | 0 | 0% | 0% | 0% | 100% | 99% | 96% | 96% | 96% | 114% |  | Utility Specific | 0 | Central Air Conditioner/Heat Pump (Cooling) | 6.595% | 3.846% | 47.32% | 42.24% | Calculated |  | 0.0015937 | 0 | 34.6% | 0% | 34.6% | 34.6% | Utility Specific | Pellet Wood | [5 empty] | 0 | 0
A - Residential | A2 - Home Performance | A2a - Home Performance (Weatherization) | Faucet Aerator, Electric | EA2a009 | Hot Water | Aerator | 60 | 7 | 50 | 50 |  | 0 | 0% | 0% | 0% | 100% | 99% | 100% | 100% | 100% | 100% |  | Deemed | 46.863 | Water Heater - Electric | 41.52% | 31.39% | 15.22% | 11.88% | Calculated |  | 0.00024338 | 0.011406 | 31.2% | 80.8% | 31.2% | 31.2% | Deemed |  | 0 |  |  |  |  | 586 | 0
A - Residential | A2 - Home Performance | A2a - Home Performance (Weatherization) | Faucet Aerator, Gas | EA2a010 | Hot Water | Aerator | 0 | 7 |  |  |  | 0 | 0% | 0% | 0% | 100% | 99% | 100% | 100% | 100% | 100% |  | Deemed | 0 | Non-Electric Measures | 0% | 0% | 0% | 0% | Calculated |  | 0 | 0 | 0% | 0% | 0% | 0% | Deemed | NG - Res Hot Water | 0.156 |  |  |  |  | 586 | 0
A - Residential | A2 - Home Performance | A2a - Home Performance (Weatherization) | Faucet Aerator, Kerosene | EA2a011 | Hot Water | Aerator | 0 | 7 |  |  |  | 0 | 0% | 0% | 0% | 100% | 99% | 100% | 100% | 100% | 100% |  | Deemed | 0 | Non-Electric Measures | 0% | 0% | 0% | 0% | Calculated |  | 0 | 0 | 0% | 0% | 0% | 0% | Deemed | Kerosene | 0.156 |  |  |  |  | 586 | 0
A - Residential | A2 - Home Performance | A2a - Home Performance (Weatherization) | Faucet Aerator, Oil | EA2a012 | Hot Water | Aerator | 5 | 7 | 50 | 50 |  | 0 | 0% | 0% | 0% | 100% | 99% | 100% | 100% | 100% | 100% |  | Deemed | 0 | Non-Electric Measures | 0% | 0% | 0% | 0% | Calculated |  | 0 | 0 | 0% | 0% | 0% | 0% | Deemed | Fuel Oil - Residential Distillate | 0.156 |  |  |  |  | 586 | 0
A - Residential | A2 - Home Performance | A2a - Home Performance (Weatherization) | Faucet Aerator, Propane | EA2a013 | Hot Water | Aerator | 0 | 7 | 50 | 50 |  | 0 | 0% | 0% | 0% | 100% | 99% | 100% | 100% | 100% | 100% |  | Deemed | 0 | Non-Electric Measures | 0% | 0% | 0% | 0% | Calculated |  | 0 | 0 | 0% | 0% | 0% | 0% | Deemed | Propane | 0.156 |  |  |  |  | 586 | 0
A - Residential | A2 - Home Performance | A2a - Home Performance (Weatherization) | Tank Wrap, Electric | EA2a077 | Hot Water | Dwelling Unit | 2 | 7 | 100 | 100 |  | 0 | 0% | 0% | 0% | 100% | 99% | 96% | 96% | 96% | 100% |  | Utility Specific | 0 | Water Heater - Electric | 41.52% | 31.39% | 15.22% | 11.88% | Calculated |  | 0.00024338 | 0 | 31.2% | 80.8% | 31.2% | 31.2% | Utility Specific | [6 empty] | 0 | 0
A - Residential | A2 - Home Performance | A2a - Home Performance (Weatherization) | Tank Wrap, Gas | EA2a078 | Hot Water | Dwelling Unit | 0 | 7 |  |  |  | 0 | 0% | 0% | 0% | 100% | 99% | 96% | 96% | 96% | 104% |  | Utility Specific | 0 | Non-Electric Measures | 0% | 0% | 0% | 0% | Calculated |  | 0 | 0 | 0% | 0% | 0% | 0% | Utility Specific | NG - Res Hot Water | [5 empty] | 0 | 0
A - Residential | A2 - Home Performance | A2a - Home Performance (Weatherization) | Tank Wrap, Kerosene | EA2a079 | Hot Water | Dwelling Unit | 0 | 7 |  |  |  | 0 | 0% | 0% | 0% | 100% | 99% | 96% | 96% | 96% | 114% |  | Utility Specific | 0 | Non-Electric Measures | 0% | 0% | 0% | 0% | Calculated |  | 0 | 0 | 0% | 0% | 0% | 0% | Utility Specific | Kerosene | [5 empty] | 0 | 0
A - Residential | A2 - Home Performance | A2a - Home Performance (Weatherization) | Tank Wrap, Oil | EA2a080 | Hot Water | Dwelling Unit | 1 | 7 | 100 | 100 |  | 0 | 0% | 0% | 0% | 100% | 99% | 96% | 96% | 96% | 114% |  | Utility Specific | 0 | Non-Electric Measures | 0% | 0% | 0% | 0% | Calculated |  | 0 | 0 | 0% | 0% | 0% | 0% | Utility Specific | Fuel Oil - Residential Distillate | 0.26 |  |  |  |  | 0 | 0
A - Residential | A2 - Home Performance | A2a - Home Performance (Weatherization) | Tank Wrap, Propane | EA2a081 | Hot Water | Dwelling Unit | 0 | 7 | 100 | 75 |  | 25 | 0% | 0% | 0% | 100% | 99% | 96% | 96% | 96% | 114% |  | Utility Specific | 0 | Non-Electric Measures | 0% | 0% | 0% | 0% | Calculated |  | 0 | 0 | 0% | 0% | 0% | 0% | Utility Specific | Propane | 0.2 |  |  |  |  | 0 | 0
A - Residential | A2 - Home Performance | A2a - Home Performance (Weatherization) | Hand Held Showerhead, Electric | EA2a016 | Hot Water | Showerhead | 29 | 15 | 50 | 50 |  | 0 | 0% | 0% | 0% | 100% | 99% | 100% | 100% | 100% | 100% |  | Deemed | 145.226 | Water Heater - Electric | 41.52% | 31.39% | 15.22% | 11.88% | Deemed | 0.05 | 0.00024338 | 0.05 | 31.2% | 80.8% | 31.2% | 31.2% | Deemed |  | 0 |  |  |  |  | 1246 | 0
A - Residential | A2 - Home Performance | A2a - Home Performance (Weatherization) | Hand Held Showerhead, Gas | EA2a017 | Hot Water | Showerhead | 0 | 15 |  |  |  | 0 | 0% | 0% | 0% | 100% | 99% | 100% | 100% | 100% | 100% |  | Deemed | 0 | Non-Electric Measures | 0% | 0% | 0% | 0% | Calculated |  | 0 | 0 | 0% | 0% | 0% | 0% | Deemed | NG - Res Hot Water | 0.633 |  |  |  |  | 1246 | 0
A - Residential | A2 - Home Performance | A2a - Home Performance (Weatherization) | Hand Held Showerhead, Kerosene | EA2a018 | Hot Water | Showerhead | 0 | 15 |  |  |  | 0 | 0% | 0% | 0% | 100% | 99% | 100% | 100% | 100% | 100% |  | Deemed | 0 | Non-Electric Measures | 0% | 0% | 0% | 0% | Calculated |  | 0 | 0 | 0% | 0% | 0% | 0% | Deemed | Kerosene | 0.633 |  |  |  |  | 1246 | 0
A - Residential | A2 - Home Performance | A2a - Home Performance (Weatherization) | Hand Held Showerhead, Oil | EA2a019 | Hot Water | Showerhead | 2 | 15 | 50 | 50 |  | 0 | 0% | 0% | 0% | 100% | 99% | 100% | 100% | 100% | 100% |  | Deemed | 0 | Non-Electric Measures | 0% | 0% | 0% | 0% | Calculated |  | 0 | 0 | 0% | 0% | 0% | 0% | Deemed | Fuel Oil - Residential Distillate | 0.633 |  |  |  |  | 1246 | 0
A - Residential | A2 - Home Performance | A2a - Home Performance (Weatherization) | Hand Held Showerhead, Propane | EA2a020 | Hot Water | Showerhead | 2 | 15 | 50 | 50 |  | 0 | 0% | 0% | 0% | 100% | 99% | 100% | 100% | 100% | 100% |  | Deemed | 0 | Non-Electric Measures | 0% | 0% | 0% | 0% | Calculated |  | 0 | 0 | 0% | 0% | 0% | 0% | Deemed | Propane | 0.633 |  |  |  |  | 1246 | 0
A - Residential | A2 - Home Performance | A2a - Home Performance (Weatherization) | [Open Measure - To Be Assigned] | EA2a021 | [41 empty] | 0
A - Residential | A2 - Home Performance | A2a - Home Performance (Weatherization) | Insulation, Cord Wood | EA2a022 | Envelope | Dwelling Unit | 1 | 25 | 7300 | 3650 |  | 3650 | 0% | 0% | 0% | 100% | 99% | 95% | 95% | 95% | 86% |  | Utility Specific | 57.66 | Central Air Conditioner/Heat Pump (Cooling) | 6.595% | 3.846% | 47.32% | 42.24% | Calculated |  | 0.0015937 | 0.091894 | 34.6% | 0% | 34.6% | 34.6% | Utility Specific | Cord Wood | 5.36 | Fuel Oil - Residential Distillate | 4.4 |  |  | 0 | 0
A - Residential | A2 - Home Performance | A2a - Home Performance (Weatherization) | Insulation, Electric | EA2a023 | Envelope | Dwelling Unit | 3.2145 | 25 | 5600 | 2800 |  | 2800 | 0% | 0% | 0% | 100% | 99% | 95% | 95% | 95% | 86% |  | Utility Specific | 1611 | Weighted HVAC - All Homes | 25.41% | 29.66% | 23.25% | 21.68% | Calculated |  | 0.00078321 | 1.2618 | 33.6% | 20.1% | 33.6% | 33.6% | Utility Specific | Fuel Oil - Residential Distillate | 0.36 |  |  |  |  | 0 | 0
A - Residential | A2 - Home Performance | A2a - Home Performance (Weatherization) | Insulation, Gas | EA2a024 | Envelope | Dwelling Unit | 0 | 25 |  |  |  | 0 | 0% | 0% | 0% | 100% | 99% | 95% | 95% | 95% | 86% |  | Utility Specific | 0 | Central Air Conditioner/Heat Pump (Cooling) | 6.595% | 3.846% | 47.32% | 42.24% | Calculated |  | 0.0015937 | 0 | 34.6% | 0% | 34.6% | 34.6% | Utility Specific | NG - Res Heating | [5 empty] | 0 | 0
A - Residential | A2 - Home Performance | A2a - Home Performance (Weatherization) | Insulation, Kerosene | EA2a025 | Envelope | Dwelling Unit | 1 | 25 | 5600 | 2800 |  | 2800 | 0% | 0% | 0% | 100% | 99% | 95% | 95% | 95% | 86% |  | Utility Specific | 0 | Central Air Conditioner/Heat Pump (Cooling) | 6.595% | 3.846% | 47.32% | 42.24% | Calculated |  | 0.0015937 | 0 | 34.6% | 0% | 34.6% | 34.6% | Utility Specific | Kerosene | 3.71 |  |  |  |  | 0 | 0
A - Residential | A2 - Home Performance | A2a - Home Performance (Weatherization) | Insulation, Oil | EA2a026 | Envelope | Dwelling Unit | 40.9703 | 25 | 6200 | 3100 |  | 3100 | 0% | 0% | 0% | 100% | 99% | 95% | 95% | 95% | 86% |  | Utility Specific | 120.77 | Central Air Conditioner/Heat Pump (Cooling) | 6.595% | 3.846% | 47.32% | 42.24% | Calculated |  | 0.0015937 | 0.19247 | 34.6% | 0% | 34.6% | 34.6% | Utility Specific | Fuel Oil - Residential Distillate | 17.18 | Cord Wood | 1.65 |  |  | 0 | 0
A - Residential | A2 - Home Performance | A2a - Home Performance (Weatherization) | Insulation, Propane | EA2a027 | Envelope | Dwelling Unit | 13 | 25 | 6700 | 3350 |  | 3350 | 0% | 0% | 0% | 100% | 99% | 95% | 95% | 95% | 86% |  | Utility Specific | 253.86 | Central Air Conditioner/Heat Pump (Cooling) | 6.595% | 3.846% | 47.32% | 42.24% | Calculated |  | 0.0015937 | 0.40458 | 34.6% | 0% | 34.6% | 34.6% | Utility Specific | Propane | 11.22 | Cord Wood | 1.44 |  |  | 0 | 0
A - Residential | A2 - Home Performance | A2a - Home Performance (Weatherization) | Insulation, Wood Pellets | EA2a028 | Envelope | Dwelling Unit | 2 | 25 | 5800 | 2900 |  | 2900 | 0% | 0% | 0% | 100% | 99% | 95% | 95% | 95% | 86% |  | Utility Specific | 40.18 | Central Air Conditioner/Heat Pump (Cooling) | 6.595% | 3.846% | 47.32% | 42.24% | Calculated |  | 0.0015937 | 0.064036 | 34.6% | 0% | 34.6% | 34.6% | Utility Specific | Pellet Wood | 14.72 | Fuel Oil - Residential Distillate | 6.03 |  |  | 0 | 0
A - Residential | A2 - Home Performance | A2a - Home Performance (Weatherization) | Duct Insulation, Cord Wood | EA2a063 | HVAC | Dwelling Unit | 0 | 25 |  |  |  | 0 | 0% | 0% | 0% | 100% | 99% | 96% | 96% | 96% | 114% |  | Utility Specific | 0 | Central Air Conditioner/Heat Pump (Cooling) | 6.595% | 3.846% | 47.32% | 42.24% | Calculated |  | 0.0015937 | 0 | 34.6% | 0% | 34.6% | 34.6% | Utility Specific | Cord Wood | [5 empty] | 0 | 0
A - Residential | A2 - Home Performance | A2a - Home Performance (Weatherization) | Duct Insulation, Electric | EA2a064 | HVAC | Dwelling Unit | 0 | 25 |  |  |  | 0 | 0% | 0% | 0% | 100% | 99% | 96% | 96% | 96% | 100% |  | Utility Specific | 0 | Weighted HVAC - All Homes | 25.41% | 29.66% | 23.25% | 21.68% | Calculated |  | 0.00078321 | 0 | 33.6% | 20.1% | 33.6% | 33.6% | Utility Specific | [6 empty] | 0 | 0
A - Residential | A2 - Home Performance | A2a - Home Performance (Weatherization) | Duct Insulation, Gas | EA2a065 | HVAC | Dwelling Unit | 0 | 25 |  |  |  | 0 | 0% | 0% | 0% | 100% | 99% | 96% | 96% | 96% | 104% |  | Utility Specific | 0 | Central Air Conditioner/Heat Pump (Cooling) | 6.595% | 3.846% | 47.32% | 42.24% | Calculated |  | 0.0015937 | 0 | 34.6% | 0% | 34.6% | 34.6% | Utility Specific | NG - Res Heating | [5 empty] | 0 | 0
A - Residential | A2 - Home Performance | A2a - Home Performance (Weatherization) | Duct Insulation, Kerosene | EA2a066 | HVAC | Dwelling Unit | 0 | 25 |  |  |  | 0 | 0% | 0% | 0% | 100% | 99% | 96% | 96% | 96% | 114% |  | Utility Specific | 0 | Central Air Conditioner/Heat Pump (Cooling) | 6.595% | 3.846% | 47.32% | 42.24% | Calculated |  | 0.0015937 | 0 | 34.6% | 0% | 34.6% | 34.6% | Utility Specific | Kerosene | [5 empty] | 0 | 0
A - Residential | A2 - Home Performance | A2a - Home Performance (Weatherization) | Duct Insulation, Oil | EA2a067 | HVAC | Dwelling Unit | 0 | 25 |  |  |  | 0 | 0% | 0% | 0% | 100% | 99% | 96% | 96% | 96% | 114% |  | Utility Specific | 0 | Central Air Conditioner/Heat Pump (Cooling) | 6.595% | 3.846% | 47.32% | 42.24% | Calculated |  | 0.0015937 | 0 | 34.6% | 0% | 34.6% | 34.6% | Utility Specific | Fuel Oil - Residential Distillate | [5 empty] | 0 | 0
A - Residential | A2 - Home Performance | A2a - Home Performance (Weatherization) | Duct Insulation, Propane | EA2a068 | HVAC | Dwelling Unit | 0 | 25 |  |  |  | 0 | 0% | 0% | 0% | 100% | 99% | 96% | 96% | 96% | 114% |  | Utility Specific | 0 | Central Air Conditioner/Heat Pump (Cooling) | 6.595% | 3.846% | 47.32% | 42.24% | Calculated |  | 0.0015937 | 0 | 34.6% | 0% | 34.6% | 34.6% | Utility Specific | Propane | [5 empty] | 0 | 0
A - Residential | A2 - Home Performance | A2a - Home Performance (Weatherization) | Duct Insulation, Wood Pellets | EA2a069 | HVAC | Dwelling Unit | 0 | 25 |  |  |  | 0 | 0% | 0% | 0% | 100% | 99% | 96% | 96% | 96% | 114% |  | Utility Specific | 0 | Central Air Conditioner/Heat Pump (Cooling) | 6.595% | 3.846% | 47.32% | 42.24% | Calculated |  | 0.0015937 | 0 | 34.6% | 0% | 34.6% | 34.6% | Utility Specific | Pellet Wood | [5 empty] | 0 | 0
A - Residential | A2 - Home Performance | A2a - Home Performance (Weatherization) | Low Flow Showerhead, Electric | EA2a030 | Hot Water | Showerhead | 27 | 15 | 35 | 35 |  | 0 | 0% | 0% | 0% | 100% | 99% | 100% | 100% | 100% | 100% |  | Deemed | 145.226 | Water Heater - Electric | 41.52% | 31.39% | 15.22% | 11.88% | Deemed | 0.05 | 0.00024338 | 0.05 | 31.2% | 80.8% | 31.2% | 31.2% | Deemed |  | 0 |  |  |  |  | 1246 | 0
A - Residential | A2 - Home Performance | A2a - Home Performance (Weatherization) | Low Flow Showerhead, Gas | EA2a031 | Hot Water | Showerhead | 0 | 15 |  |  |  | 0 | 0% | 0% | 0% | 100% | 99% | 100% | 100% | 100% | 100% |  | Deemed | 0 | Non-Electric Measures | 0% | 0% | 0% | 0% | Calculated |  | 0 | 0 | 0% | 0% | 0% | 0% | Deemed | NG - Res Hot Water | 0.633 |  |  |  |  | 1246 | 0
A - Residential | A2 - Home Performance | A2a - Home Performance (Weatherization) | Low Flow Showerhead, Kerosene | EA2a032 | Hot Water | Showerhead | 0 | 15 |  |  |  | 0 | 0% | 0% | 0% | 100% | 99% | 100% | 100% | 100% | 100% |  | Deemed | 0 | Non-Electric Measures | 0% | 0% | 0% | 0% | Calculated |  | 0 | 0 | 0% | 0% | 0% | 0% | Deemed | Kerosene | 0.633 |  |  |  |  | 1246 | 0
A - Residential | A2 - Home Performance | A2a - Home Performance (Weatherization) | Low Flow Showerhead, Oil | EA2a033 | Hot Water | Showerhead | 0 | 15 |  |  |  | 0 | 0% | 0% | 0% | 100% | 99% | 100% | 100% | 100% | 100% |  | Deemed | 0 | Non-Electric Measures | 0% | 0% | 0% | 0% | Calculated |  | 0 | 0 | 0% | 0% | 0% | 0% | Deemed | Fuel Oil - Residential Distillate | 0.633 |  |  |  |  | 1246 | 0
A - Residential | A2 - Home Performance | A2a - Home Performance (Weatherization) | Low Flow Showerhead, Propane | EA2a034 | Hot Water | Showerhead | 1 | 15 | 35 | 35 |  | 0 | 0% | 0% | 0% | 100% | 99% | 100% | 100% | 100% | 100% |  | Deemed | 0 | Non-Electric Measures | 0% | 0% | 0% | 0% | Calculated |  | 0 | 0 | 0% | 0% | 0% | 0% | Deemed | Propane | 0.633 |  |  |  |  | 1246 | 0
A - Residential | A2 - Home Performance | A2a - Home Performance (Weatherization) | Advanced Power Strip, Tier I | EA2a035 | Process | Power Strip | 0 | 5 |  |  |  | 0 | 0% | 0% | 0% | 100% | 99% | 96% | 96% | 96% | 114% |  | Deemed | 105 | Primary TV and Peripherals | 32.24% | 34.78% | 15.36% | 17.62% | Deemed | 0.01 | 0.00018311 | 0.01 | 58.2% | 86.3% | 58.2% | 58.2% | Deemed |  | 0 |  |  |  |  | 0 | 0
A - Residential | A2 - Home Performance | A2a - Home Performance (Weatherization) | Advanced Power Strip, Tier II | EA2a036 | Process | Power Strip | 0 | 5 |  |  |  | 0 | 0% | 0% | 0% | 100% | 99% | 96% | 96% | 96% | 114% |  | Deemed | 207 | Primary TV and Peripherals | 32.24% | 34.78% | 15.36% | 17.62% | Deemed | 0.024 | 0.00018311 | 0.024 | 58.2% | 86.3% | 58.2% | 58.2% | Deemed |  | 0 |  |  |  |  | 0 | 0
A - Residential | A2 - Home Performance | A2a - Home Performance (Weatherization) | Pipe Insulation - Hot Water, Electric | EA2a037 | Hot Water | Dwelling Unit | 3 | 15 | 150 | 150 |  | 0 | 0% | 0% | 0% | 100% | 99% | 100% | 100% | 100% | 100% |  | Utility Specific | 1229.67 | Water Heater - Electric | 41.52% | 31.39% | 15.22% | 11.88% | Calculated |  | 0.00024338 | 0.29928 | 31.2% | 80.8% | 31.2% | 31.2% | Utility Specific | [6 empty] | 0 | 0
A - Residential | A2 - Home Performance | A2a - Home Performance (Weatherization) | Pipe Insulation - Hot Water, Gas | EA2a038 | Hot Water | Dwelling Unit | 0 | 15 |  |  |  | 0 | 0% | 0% | 0% | 100% | 99% | 100% | 100% | 100% | 100% |  | Utility Specific | 0 | Non-Electric Measures | 0% | 0% | 0% | 0% | Calculated |  | 0 | 0 | 0% | 0% | 0% | 0% | Utility Specific | NG - Res Hot Water | [5 empty] | 0 | 0
A - Residential | A2 - Home Performance | A2a - Home Performance (Weatherization) | Pipe Insulation - Hot Water, Kerosene | EA2a039 | Hot Water | Dwelling Unit | 0 | 15 |  |  |  | 0 | 0% | 0% | 0% | 100% | 99% | 100% | 100% | 100% | 100% |  | Utility Specific | 0 | Non-Electric Measures | 0% | 0% | 0% | 0% | Calculated |  | 0 | 0 | 0% | 0% | 0% | 0% | Utility Specific | Kerosene | [5 empty] | 0 | 0
A - Residential | A2 - Home Performance | A2a - Home Performance (Weatherization) | Pipe Insulation - Hot Water, Oil | EA2a040 | Hot Water | Dwelling Unit | 4 | 15 | 350 | 262.5 |  | 87.5 | 0% | 0% | 0% | 100% | 99% | 100% | 100% | 100% | 100% |  | Utility Specific | 37.03 | Water Heater - Natural Gas/Fuel Oil | 40.94% | 34.19% | 13.3% | 11.56% | Calculated |  | 0.00035685 | 0.013214 | 21.4% | 39.9% | 21.4% | 21.4% | Utility Specific | Fuel Oil - Residential Distillate | 0.5 |  |  |  |  | 0 | 0
A - Residential | A2 - Home Performance | A2a - Home Performance (Weatherization) | Pipe Insulation - Hot Water, Propane | EA2a041 | Hot Water | Dwelling Unit | 3 | 15 | 100 | 75 |  | 25 | 0% | 0% | 0% | 100% | 99% | 100% | 100% | 100% | 100% |  | Utility Specific | 41.37 | Water Heater - Natural Gas/Fuel Oil | 40.94% | 34.19% | 13.3% | 11.56% | Calculated |  | 0.00035685 | 0.014763 | 21.4% | 39.9% | 21.4% | 21.4% | Utility Specific | Propane | 0.5 |  |  |  |  | 0 | 0
A - Residential | A2 - Home Performance | A2a - Home Performance (Weatherization) | Hot Water Setback, Electric | EA2a042 | Hot Water | Setback | 0 | 2 |  |  |  | 0 | 0% | 0% | 0% | 100% | 99% | 96% | 96% | 96% | 100% |  | Utility Specific | 0 | 24 hour operation | 30.5% | 36.1% | 15.2% | 18.3% | Calculated |  | 0.00011416 | 0 | 100% | 100% | 100% | 100% | Utility Specific | [6 empty] | 0 | 0
A - Residential | A2 - Home Performance | A2a - Home Performance (Weatherization) | Hot Water Setback, Gas | EA2a059 | Hot Water | Setback | 0 | 2 |  |  |  | 0 | 0% | 0% | 0% | 100% | 99% | 96% | 96% | 96% | 104% |  | Utility Specific | 0 | Non-Electric Measures | 0% | 0% | 0% | 0% | Calculated |  | 0 | 0 | 0% | 0% | 0% | 0% | Utility Specific | NG - Res Hot Water | [5 empty] | 0 | 0
A - Residential | A2 - Home Performance | A2a - Home Performance (Weatherization) | Hot Water Setback, Kerosene | EA2a060 | Hot Water | Setback | 0 | 2 |  |  |  | 0 | 0% | 0% | 0% | 100% | 99% | 96% | 96% | 96% | 114% |  | Utility Specific | 0 | Non-Electric Measures | 0% | 0% | 0% | 0% | Calculated |  | 0 | 0 | 0% | 0% | 0% | 0% | Utility Specific | Kerosene | [5 empty] | 0 | 0
A - Residential | A2 - Home Performance | A2a - Home Performance (Weatherization) | Hot Water Setback, Oil | EA2a061 | Hot Water | Setback | 1 | 2 | 15 | 15 |  | 0 | 0% | 0% | 0% | 100% | 99% | 96% | 96% | 96% | 114% |  | Utility Specific | 0 | Non-Electric Measures | 0% | 0% | 0% | 0% | Calculated |  | 0 | 0 | 0% | 0% | 0% | 0% | Utility Specific | Fuel Oil - Residential Distillate | 0.41 |  |  |  |  | 0 | 0
A - Residential | A2 - Home Performance | A2a - Home Performance (Weatherization) | Hot Water Setback, Propane | EA2a062 | Hot Water | Setback | 0 | 2 |  |  |  | 0 | 0% | 0% | 0% | 100% | 99% | 96% | 96% | 96% | 114% |  | Utility Specific | 0 | Non-Electric Measures | 0% | 0% | 0% | 0% | Calculated |  | 0 | 0 | 0% | 0% | 0% | 0% | Utility Specific | Propane | [5 empty] | 0 | 0
A - Residential | A2 - Home Performance | A2a - Home Performance (Weatherization) | DHW Heat Pump Water Heater | EA2a043 | Hot Water | Water Heater | 0 | 15 |  |  |  | 0 | 0% | 0% | 0% | 100% | 99% | 96% | 96% | 96% | 100% |  | Deemed | 961 | Water Heater - Heat Pump | 39.13% | 32.97% | 14.89% | 13.01% | Calculated |  | 0.00021971 | 0.21114 | 41.3% | 74.7% | 41.3% | 41.3% | Deemed | NG - Res Hot Water | 1.3829 | Propane | 0.19331 | Fuel Oil - Residential Distillate | 2.4238 | 0 | 0
A - Residential | A2 - Home Performance | A2a - Home Performance (Weatherization) | Indirect Water Heater, Oil | EA2a082 | Hot Water | Water Heater | 0 | 13 |  |  |  | 0 | 0% | 0% | 0% | 100% | 99% | 96% | 96% | 96% | 114% |  | Utility Specific | 0 | Water Heater - Natural Gas/Fuel Oil | 40.94% | 34.19% | 13.3% | 11.56% | Calculated |  | 0.00035685 | 0 | 21.4% | 39.9% | 21.4% | 21.4% | Utility Specific | Fuel Oil - Residential Distillate | [5 empty] | 0 | 0
A - Residential | A2 - Home Performance | A2a - Home Performance (Weatherization) | Indirect Water Heater, Propane | EA2a083 | Hot Water | Water Heater | 0 | 13 |  |  |  | 0 | 0% | 0% | 0% | 100% | 99% | 96% | 96% | 96% | 114% |  | Utility Specific | 0 | Water Heater - Natural Gas/Fuel Oil | 40.94% | 34.19% | 13.3% | 11.56% | Calculated |  | 0.00035685 | 0 | 21.4% | 39.9% | 21.4% | 21.4% | Utility Specific | Propane | [5 empty] | 0 | 0
A - Residential | A2 - Home Performance | A2a - Home Performance (Weatherization) | Stand Alone Water Heater, Electric | EA2a008 | Hot Water |  | 0 | 13 |  |  |  | 0 | 0% | 0% | 0% | 100% | 99% | 96% | 96% | 96% | 100% |  | Utility Specific | 0 | Water Heater - Electric | 41.52% | 31.39% | 15.22% | 11.88% | Calculated |  | 0.00024338 | 0 | 31.2% | 80.8% | 31.2% | 31.2% | Utility Specific | [6 empty] | 0 | 0
A - Residential | A2 - Home Performance | A2a - Home Performance (Weatherization) | Stand Alone Water Heater, Gas | EA2a014 | Hot Water |  | 0 | 13 |  |  |  | 0 | 0% | 0% | 0% | 100% | 99% | 96% | 96% | 96% | 104% |  | Utility Specific | 0 | Water Heater - Natural Gas/Fuel Oil | 40.94% | 34.19% | 13.3% | 11.56% | Calculated |  | 0.00035685 | 0 | 21.4% | 39.9% | 21.4% | 21.4% | Utility Specific | NG - Res Hot Water | [5 empty] | 0 | 0
A - Residential | A2 - Home Performance | A2a - Home Performance (Weatherization) | Stand Alone Water Heater, Propane | EA2a015 | Hot Water |  | 0 | 13 |  |  |  | 0 | 0% | 0% | 0% | 100% | 99% | 96% | 96% | 96% | 114% |  | Utility Specific | 0 | Water Heater - Natural Gas/Fuel Oil | 40.94% | 34.19% | 13.3% | 11.56% | Calculated |  | 0.00035685 | 0 | 21.4% | 39.9% | 21.4% | 21.4% | Utility Specific | Propane | [5 empty] | 0 | 0
A - Residential | A2 - Home Performance | A2a - Home Performance (Weatherization) | LED Bulb, General Service Lamps | EA2a044 | Lighting | Bulb | 0 | 1 |  |  |  | 0 | 0% | 0% | 0% | 100% | 99% | 96% | 96% | 96% | 100% |  | Deemed | 35.3 | Lighting | 35.11% | 30.72% | 19.04% | 15.12% | Calculated |  | 0.00025457 | 0.0089863 | 54.7% | 84.8% | 54.7% | 54.7% | Calculated | NG - Res Heating | -0.02005 | Propane | -0.013634 | Fuel Oil - Residential Distillate | -0.046517 | 0 | 0
A - Residential | A2 - Home Performance | A2a - Home Performance (Weatherization) | LED Bulb, Linear | EA2a045 | Lighting | Fixture | 0 | 7 |  |  |  | 0 | 0% | 0% | 0% | 100% | 99% | 96% | 96% | 96% | 100% |  | Deemed | 19.6 | Lighting | 35.11% | 30.72% | 19.04% | 15.12% | Calculated |  | 0.00025457 | 0.0049895 | 54.7% | 84.8% | 54.7% | 54.7% | Calculated | NG - Res Heating | -0.011133 | Propane | -0.0075703 | Fuel Oil - Residential Distillate | -0.025828 | 0 | 0
A - Residential | A2 - Home Performance | A2a - Home Performance (Weatherization) | LED Bulb, Other Specialty | EA2a046 | Lighting | Bulb | 0 | 2 |  |  |  | 0 | 0% | 0% | 0% | 100% | 99% | 96% | 96% | 96% | 100% |  | Deemed | 50.6 | Lighting | 35.11% | 30.72% | 19.04% | 15.12% | Calculated |  | 0.00025457 | 0.012881 | 54.7% | 84.8% | 54.7% | 54.7% | Calculated | NG - Res Heating | -0.028741 | Propane | -0.019544 | Fuel Oil - Residential Distillate | -0.066679 | 0 | 0
A - Residential | A2 - Home Performance | A2a - Home Performance (Weatherization) | LED Bulb, Reflector | EA2a047 | Lighting | Bulb | 0 | 1 |  |  |  | 0 | 0% | 0% | 0% | 100% | 99% | 96% | 96% | 96% | 100% |  | Deemed | 50.6 | Lighting | 35.11% | 30.72% | 19.04% | 15.12% | Calculated |  | 0.00025457 | 0.012881 | 54.7% | 84.8% | 54.7% | 54.7% | Calculated | NG - Res Heating | -0.028741 | Propane | -0.019544 | Fuel Oil - Residential Distillate | -0.066679 | 0 | 0
A - Residential | A2 - Home Performance | A2a - Home Performance (Weatherization) | LED Fixture | EA2a048 | Lighting | Fixture | 0 | 2 |  |  |  | 0 | 0% | 0% | 0% | 100% | 99% | 96% | 96% | 96% | 100% |  | Utility Specific | 0 | Lighting | 35.11% | 30.72% | 19.04% | 15.12% | Calculated |  | 0.00025457 | 0 | 54.7% | 84.8% | 54.7% | 54.7% | Calculated | NG - Res Heating | 0 | Propane | 0 | Fuel Oil - Residential Distillate | 0 | 0 | 0
A - Residential | A2 - Home Performance | A2a - Home Performance (Weatherization) | Refrigerator | EA2a049 | Refrigeration | Appliance | 0 | 12 | 750 | 400 |  | 350 | 0% | 0% | 0% | 100% | 99% | 96% | 96% | 96% | 100% |  | Utility Specific | 200 | Primary Refrigerator | 29% | 31.95% | 18.18% | 20.87% | Calculated |  | 0.00017711 | 0.035422 | 129% | 93% | 129% | 129% | Utility Specific | [6 empty] | 0 | 0
A - Residential | A2 - Home Performance | A2a - Home Performance (Weatherization) | Freezer | EA2a053 | Refrigeration | Appliance | 0 | 12 |  |  |  | 0 | 0% | 0% | 0% | 100% | 99% | 96% | 96% | 96% | 100% |  | Utility Specific | 0 | Freezer | 28.67% | 33.56% | 17.07% | 20.69% | Calculated |  | 0.00014459 | 0 | 91.2% | 67.6% | 91.2% | 91.2% | Utility Specific | [6 empty] | 0 | 0
A - Residential | A2 - Home Performance | A2a - Home Performance (Weatherization) | Clothes Washer | EA2a054 | Hot Water | Appliance | 0 | 11 | 250 | 125 |  | 125 | 0% | 0% | 0% | 100% | 99% | 96% | 96% | 96% | 110.5% |  | Utility Specific | 88.67 | Clothes Washer | 36.44% | 29.9% | 18.29% | 15.36% | Calculated |  | 0.00027004 | 0.023944 | 49.1% | 52% | 49.1% | 49.1% | Utility Specific | NG - Res Hot Water | 0.024201 | Propane | 0.0033829 | Fuel Oil - Residential Distillate | 0.042416 | 823 | 0
A - Residential | A2 - Home Performance | A2a - Home Performance (Weatherization) | Clothes Dryer | EA2a055 | Envelope | Appliance | 0 | 12 |  |  |  | 0 | 0% | 0% | 0% | 100% | 99% | 96% | 96% | 96% | 100% |  | Utility Specific | 0 | Clothes Dryer - Electric | 38.94% | 29.95% | 16.9% | 14.21% | Calculated |  | 0.00029483 | 0 | 44.5% | 57.8% | 44.5% | 44.5% | Utility Specific | [6 empty] | 0 | 0
A - Residential | A2 - Home Performance | A2a - Home Performance (Weatherization) | Dehumidifier | EA2a056 | HVAC | Appliance | 0 | 12 | 250 | 125 |  | 125 | 0% | 0% | 0% | 100% | 99% | 96% | 96% | 96% | 100% |  | Deemed | 407.1 | Dehumidifier | 21.99% | 23.34% | 24.93% | 29.74% | Calculated |  | 0.00023381 | 0.095182 | 82% | 17.2% | 82% | 82% | Deemed | [6 empty] | 0 | 0
A - Residential | A2 - Home Performance | A2a - Home Performance (Weatherization) | Room Air Conditioner | EA2a057 | HVAC | Appliance | 0 | 9 | 380 | 190 |  | 190 | 0% | 0% | 0% | 100% | 99% | 96% | 96% | 96% | 100% |  | Deemed | 113 | Room or Window Air Conditioner | 2.884% | 2.153% | 47.53% | 47.43% | Calculated |  | 0.0015797 | 0.17851 | 32.8% | 0% | 32.8% | 32.8% | Deemed | [6 empty] | 0 | 0
A - Residential | A2 - Home Performance | A2a - Home Performance (Weatherization) | Triple Pane Window | EA2a058 | Envelope | Window | 0 |  |  |  |  | 0 | 0% | 0% | 0% | 100% | 99% | 96% | 96% | 96% | 100% |  | Utility Specific | 0 | Non-Electric Measures | 0% | 0% | 0% | 0% | Calculated |  | 0 | 0 | 0% | 0% | 0% | 0% | Utility Specific | [6 empty] | 0 | 0
A - Residential | A2 - Home Performance | A2a - Home Performance (Weatherization) | Window Insert, Cord Wood | EA2a084 | Envelope | Window | 0 | 4 |  |  |  | 0 | 0% | 0% | 0% | 100% | 99% | 96% | 96% | 96% | 114% |  | Utility Specific | 0 | Central Air Conditioner/Heat Pump (Cooling) | 6.595% | 3.846% | 47.32% | 42.24% | Calculated |  | 0.0015937 | 0 | 34.6% | 0% | 34.6% | 34.6% | Utility Specific | Cord Wood | [5 empty] | 0 | 0
A - Residential | A2 - Home Performance | A2a - Home Performance (Weatherization) | Window Insert, Electric | EA2a085 | Envelope | Window | 0 | 4 |  |  |  | 0 | 0% | 0% | 0% | 100% | 99% | 96% | 96% | 96% | 100% |  | Utility Specific | 0 | Weighted HVAC - All Homes | 25.41% | 29.66% | 23.25% | 21.68% | Calculated |  | 0.00078321 | 0 | 33.6% | 20.1% | 33.6% | 33.6% | Utility Specific | [6 empty] | 0 | 0
A - Residential | A2 - Home Performance | A2a - Home Performance (Weatherization) | Window Insert, Gas | EA2a086 | Envelope | Window | 0 | 4 |  |  |  | 0 | 0% | 0% | 0% | 100% | 99% | 96% | 96% | 96% | 104% |  | Utility Specific | 0 | Central Air Conditioner/Heat Pump (Cooling) | 6.595% | 3.846% | 47.32% | 42.24% | Calculated |  | 0.0015937 | 0 | 34.6% | 0% | 34.6% | 34.6% | Utility Specific | NG - Res Heating | [5 empty] | 0 | 0
A - Residential | A2 - Home Performance | A2a - Home Performance (Weatherization) | Window Insert, Kerosene | EA2a087 | Envelope | Window | 0 | 4 |  |  |  | 0 | 0% | 0% | 0% | 100% | 99% | 96% | 96% | 96% | 114% |  | Utility Specific | 0 | Central Air Conditioner/Heat Pump (Cooling) | 6.595% | 3.846% | 47.32% | 42.24% | Calculated |  | 0.0015937 | 0 | 34.6% | 0% | 34.6% | 34.6% | Utility Specific | Kerosene | [5 empty] | 0 | 0
A - Residential | A2 - Home Performance | A2a - Home Performance (Weatherization) | Window Insert, Oil | EA2a088 | Envelope | Window | 0 | 4 |  |  |  | 0 | 0% | 0% | 0% | 100% | 99% | 96% | 96% | 96% | 114% |  | Utility Specific | 0 | Central Air Conditioner/Heat Pump (Cooling) | 6.595% | 3.846% | 47.32% | 42.24% | Calculated |  | 0.0015937 | 0 | 34.6% | 0% | 34.6% | 34.6% | Utility Specific | Fuel Oil - Residential Distillate | [5 empty] | 0 | 0
A - Residential | A2 - Home Performance | A2a - Home Performance (Weatherization) | Window Insert, Propane | EA2a089 | Envelope | Window | 0 | 4 |  |  |  | 0 | 0% | 0% | 0% | 100% | 99% | 96% | 96% | 96% | 114% |  | Utility Specific | 0 | Central Air Conditioner/Heat Pump (Cooling) | 6.595% | 3.846% | 47.32% | 42.24% | Calculated |  | 0.0015937 | 0 | 34.6% | 0% | 34.6% | 34.6% | Utility Specific | Propane | [5 empty] | 0 | 0
A - Residential | A2 - Home Performance | A2a - Home Performance (Weatherization) | Window Insert, Wood Pellets | EA2a090 | Envelope | Window | 0 | 4 |  |  |  | 0 | 0% | 0% | 0% | 100% | 99% | 96% | 96% | 96% | 114% |  | Utility Specific | 0 | Central Air Conditioner/Heat Pump (Cooling) | 6.595% | 3.846% | 47.32% | 42.24% | Calculated |  | 0.0015937 | 0 | 34.6% | 0% | 34.6% | 34.6% | Utility Specific | Pellet Wood | [5 empty] | 0 | 0
A - Residential | A2 - Home Performance | A2a - Home Performance (Weatherization) | Insulated Door, Cord Wood | EA2a105 | Envelope |  | 0 | 25 |  |  |  | 0 | 0% | 0% | 0% | 100% | 99% | 96% | 96% | 96% | 114% |  | Utility Specific | 0 | Central Air Conditioner/Heat Pump (Cooling) | 6.595% | 3.846% | 47.32% | 42.24% | Calculated |  | 0.0015937 | 0 | 34.6% | 0% | 34.6% | 34.6% | Utility Specific | Cord Wood | [5 empty] | 0 | 0
A - Residential | A2 - Home Performance | A2a - Home Performance (Weatherization) | Insulated Door, Electric | EA2a106 | Envelope |  | 0 | 25 |  |  |  | 0 | 0% | 0% | 0% | 100% | 99% | 96% | 96% | 96% | 100% |  | Utility Specific | 0 | Weighted HVAC - All Homes | 25.41% | 29.66% | 23.25% | 21.68% | Calculated |  | 0.00078321 | 0 | 33.6% | 20.1% | 33.6% | 33.6% | Utility Specific | [6 empty] | 0 | 0
A - Residential | A2 - Home Performance | A2a - Home Performance (Weatherization) | Insulated Door, Gas | EA2a107 | Envelope |  | 0 | 25 |  |  |  | 0 | 0% | 0% | 0% | 100% | 99% | 96% | 96% | 96% | 104% |  | Utility Specific | 0 | Central Air Conditioner/Heat Pump (Cooling) | 6.595% | 3.846% | 47.32% | 42.24% | Calculated |  | 0.0015937 | 0 | 34.6% | 0% | 34.6% | 34.6% | Utility Specific | NG - Res Heating | [5 empty] | 0 | 0
A - Residential | A2 - Home Performance | A2a - Home Performance (Weatherization) | Insulated Door, Kerosene | EA2a108 | Envelope |  | 0 | 25 |  |  |  | 0 | 0% | 0% | 0% | 100% | 99% | 96% | 96% | 96% | 114% |  | Utility Specific | 0 | Central Air Conditioner/Heat Pump (Cooling) | 6.595% | 3.846% | 47.32% | 42.24% | Calculated |  | 0.0015937 | 0 | 34.6% | 0% | 34.6% | 34.6% | Utility Specific | Kerosene | [5 empty] | 0 | 0
A - Residential | A2 - Home Performance | A2a - Home Performance (Weatherization) | Insulated Door, Oil | EA2a109 | Envelope |  | 0 | 25 |  |  |  | 0 | 0% | 0% | 0% | 100% | 99% | 96% | 96% | 96% | 114% |  | Utility Specific | 0 | Central Air Conditioner/Heat Pump (Cooling) | 6.595% | 3.846% | 47.32% | 42.24% | Calculated |  | 0.0015937 | 0 | 34.6% | 0% | 34.6% | 34.6% | Utility Specific | Fuel Oil - Residential Distillate | [5 empty] | 0 | 0
A - Residential | A2 - Home Performance | A2a - Home Performance (Weatherization) | Insulated Door, Propane | EA2a110 | Envelope |  | 0 | 25 |  |  |  | 0 | 0% | 0% | 0% | 100% | 99% | 96% | 96% | 96% | 114% |  | Utility Specific | 0 | Central Air Conditioner/Heat Pump (Cooling) | 6.595% | 3.846% | 47.32% | 42.24% | Calculated |  | 0.0015937 | 0 | 34.6% | 0% | 34.6% | 34.6% | Utility Specific | Propane | [5 empty] | 0 | 0
A - Residential | A2 - Home Performance | A2a - Home Performance (Weatherization) | Insulated Door, Wood Pellets | EA2a111 | Envelope |  | 0 | 25 |  |  |  | 0 | 0% | 0% | 0% | 100% | 99% | 96% | 96% | 96% | 114% |  | Utility Specific | 0 | Central Air Conditioner/Heat Pump (Cooling) | 6.595% | 3.846% | 47.32% | 42.24% | Calculated |  | 0.0015937 | 0 | 34.6% | 0% | 34.6% | 34.6% | Utility Specific | Pellet Wood | [5 empty] | 0 | 0
A - Residential | A2 - Home Performance | A2a - Home Performance (Weatherization) | Window Replacement, Cord Wood | EA2a112 | Envelope |  | 0 | 25 |  |  |  | 0 | 0% | 0% | 0% | 100% | 99% | 96% | 96% | 96% | 114% |  | Utility Specific | 0 | Central Air Conditioner/Heat Pump (Cooling) | 6.595% | 3.846% | 47.32% | 42.24% | Calculated |  | 0.0015937 | 0 | 34.6% | 0% | 34.6% | 34.6% | Utility Specific | Cord Wood | [5 empty] | 0 | 0
A - Residential | A2 - Home Performance | A2a - Home Performance (Weatherization) | Window Replacement, Electric | EA2a113 | Envelope |  | 0 | 25 |  |  |  | 0 | 0% | 0% | 0% | 100% | 99% | 96% | 96% | 96% | 100% |  | Utility Specific | 0 | Weighted HVAC - All Homes | 25.41% | 29.66% | 23.25% | 21.68% | Calculated |  | 0.00078321 | 0 | 33.6% | 20.1% | 33.6% | 33.6% | Utility Specific | [6 empty] | 0 | 0
A - Residential | A2 - Home Performance | A2a - Home Performance (Weatherization) | Window Replacement, Gas | EA2a114 | Envelope |  | 0 | 25 |  |  |  | 0 | 0% | 0% | 0% | 100% | 99% | 96% | 96% | 96% | 104% |  | Utility Specific | 0 | Central Air Conditioner/Heat Pump (Cooling) | 6.595% | 3.846% | 47.32% | 42.24% | Calculated |  | 0.0015937 | 0 | 34.6% | 0% | 34.6% | 34.6% | Utility Specific | NG - Res Heating | [5 empty] | 0 | 0
A - Residential | A2 - Home Performance | A2a - Home Performance (Weatherization) | Window Replacement, Kerosene | EA2a115 | Envelope |  | 0 | 25 |  |  |  | 0 | 0% | 0% | 0% | 100% | 99% | 96% | 96% | 96% | 114% |  | Utility Specific | 0 | Central Air Conditioner/Heat Pump (Cooling) | 6.595% | 3.846% | 47.32% | 42.24% | Calculated |  | 0.0015937 | 0 | 34.6% | 0% | 34.6% | 34.6% | Utility Specific | Kerosene | [5 empty] | 0 | 0
A - Residential | A2 - Home Performance | A2a - Home Performance (Weatherization) | Window Replacement, Oil | EA2a116 | Envelope |  | 0 | 25 |  |  |  | 0 | 0% | 0% | 0% | 100% | 99% | 96% | 96% | 96% | 114% |  | Utility Specific | 0 | Central Air Conditioner/Heat Pump (Cooling) | 6.595% | 3.846% | 47.32% | 42.24% | Calculated |  | 0.0015937 | 0 | 34.6% | 0% | 34.6% | 34.6% | Utility Specific | Fuel Oil - Residential Distillate | [5 empty] | 0 | 0
A - Residential | A2 - Home Performance | A2a - Home Performance (Weatherization) | Window Replacement, Propane | EA2a117 | Envelope |  | 0 | 25 |  |  |  | 0 | 0% | 0% | 0% | 100% | 99% | 96% | 96% | 96% | 114% |  | Utility Specific | 0 | Central Air Conditioner/Heat Pump (Cooling) | 6.595% | 3.846% | 47.32% | 42.24% | Calculated |  | 0.0015937 | 0 | 34.6% | 0% | 34.6% | 34.6% | Utility Specific | Propane | [5 empty] | 0 | 0
A - Residential | A2 - Home Performance | A2a - Home Performance (Weatherization) | Window Replacement, Wood Pellets | EA2a118 | Envelope |  | 0 | 25 |  |  |  | 0 | 0% | 0% | 0% | 100% | 99% | 96% | 96% | 96% | 114% |  | Utility Specific | 0 | Central Air Conditioner/Heat Pump (Cooling) | 6.595% | 3.846% | 47.32% | 42.24% | Calculated |  | 0.0015937 | 0 | 34.6% | 0% | 34.6% | 34.6% | Utility Specific | Pellet Wood | [5 empty] | 0 | 0
A - Residential | A2 - Home Performance | A2a - Home Performance (Weatherization) | Visual Audit Oil Savings | EA2a050 | Envelope | Dwelling Unit | 0 | 13.75 | 572.07 | 572.07 |  | 0 | 0% | 0% | 0% | 100% | 99% | 96% | 96% | 96% | 114% |  | Utility Specific | 0 | Non-Electric Measures | 0% | 0% | 0% | 0% | Calculated |  | 0 | 0 | 0% | 0% | 0% | 0% | Utility Specific | Fuel Oil - Residential Distillate | 11.55 |  |  |  |  | 0 | 0
A - Residential | A2 - Home Performance | A2a - Home Performance (Weatherization) | Visual Audit Propane Savings | EA2a051 | Envelope | Dwelling Unit | 0 | 13.75 | 572.07 | 572.07 |  | 0 | 0% | 0% | 0% | 100% | 99% | 96% | 96% | 96% | 114% |  | Utility Specific | 0 | Non-Electric Measures | 0% | 0% | 0% | 0% | Calculated |  | 0 | 0 | 0% | 0% | 0% | 0% | Utility Specific | Propane | 11.55 |  |  |  |  | 0 | 0
A - Residential | A2 - Home Performance | A2a - Home Performance (Weatherization) | Visual Audit Electric Savings | EA2a052 | Envelope | Dwelling Unit | 0 | 5 |  |  |  | 0 | 0% | 0% | 0% | 100% | 99% | 96% | 96% | 96% | 100% |  | Utility Specific | 335.17 | Weighted HVAC - All Homes | 25.41% | 29.66% | 23.25% | 21.68% | Calculated |  | 0.00078321 | 0.26251 | 33.6% | 20.1% | 33.6% | 33.6% | Utility Specific | [6 empty] | 0 | 0
A - Residential | A2 - Home Performance | A2a - Home Performance (Weatherization) | Health and Safety Measures | EA2NESM | Non-Energy Saving |  | 0 | 1 |  |  |  | 0 | 0% | 0% | 0% | 100% | 0% | 0% | 0% | 0% | 0% |  |  | 0 | Non-Electric Measures | 0% | 0% | 0% | 0% |  |  | 0 | 0 | 0% | 0% | 0% | 0% | [7 empty] | 0 | 0
A - Residential | A2 - Home Performance | A2a - Home Performance (Weatherization) | Audit Fee | EA2AUD | Non-Energy Saving |  | 1 | 1 | 47482.0351 | 47482.0351 |  | 0 | 0% | 0% | 0% | 100% | 0% | 0% | 0% | 0% | 0% |  |  | 0 | Non-Electric Measures | 0% | 0% | 0% | 0% |  |  | 0 | 0 | 0% | 0% | 0% | 0% | [7 empty] | 0 | 0
A - Residential | A2 - Home Performance | A2a - Home Performance (Weatherization) | Admin Fee |  | Non-Energy Saving |  | 0 | 1 |  |  |  | 0 | 0% | 0% | 0% | 100% | 0% | 0% | 0% | 0% | 0% |  |  | 0 | Non-Electric Measures | 0% | 0% | 0% | 0% |  |  | 0 | 0 | 0% | 0% | 0% | 0% | [7 empty] | 0 | 0
A - Residential | A2 - Home Performance | A2a - Home Performance (Weatherization) | Contractor Fees |  | Non-Energy Saving |  | 0 | 1 |  |  |  | 0 | 0% | 0% | 0% | 100% | 0% | 0% | 0% | 0% | 0% |  |  | 0 | Non-Electric Measures | 0% | 0% | 0% | 0% |  |  | 0 | 0 | 0% | 0% | 0% | 0% | [7 empty] | 0 | 0
A - Residential | A2 - Home Performance | A2c - Home Performance 3rd Party Financing (Loan buy-down) | 3rd Party Financing |  | Non-Energy Saving |  | 1 | 1 | 10000 | 10000 |  | 0 | 0% | 0% | 0% | 100% | 0% | 0% | 0% | 0% | 0% |  |  | 0 | Non-Electric Measures | 0% | 0% | 0% | 0% |  |  | 0 | 0 | 0% | 0% | 0% | 0% | [7 empty] | 0 | 0
A - Residential | A2 - Home Performance | A2a - Home Performance (Weatherization) | [43 empty] | 0
A - Residential | A2 - Home Performance | A2a - Home Performance (Weatherization) | [43 empty] | 0
0
A - Residential | A2 - Home Performance | A2a - Home Performance (Weatherization) | Air Sealing, Electric (Multifamily) | EA2a091 | Envelope | Dwelling Unit | 0 | 15 |  |  |  | 0 | 0% | 0% | 0% | 100% | 99% | 95% | 95% | 95% | 86% |  | Utility Specific | 0 | Weighted HVAC - All Homes | 25.41% | 29.66% | 23.25% | 21.68% | Calculated |  | 0.00078321 | 0 | 33.6% | 20.1% | 33.6% | 33.6% | Utility Specific | [6 empty] | 0 | 0
A - Residential | A2 - Home Performance | A2a - Home Performance (Weatherization) | Air Sealing, Gas (Multifamily) | EA2a092 | Envelope | Dwelling Unit | 0 | 15 |  |  |  | 0 | 0% | 0% | 0% | 100% | 99% | 95% | 95% | 95% | 86% |  | Utility Specific | 0 | Central Air Conditioner/Heat Pump (Cooling) | 6.595% | 3.846% | 47.32% | 42.24% | Calculated |  | 0.0015937 | 0 | 34.6% | 0% | 34.6% | 34.6% | Utility Specific | NG - Res Heating | [5 empty] | 0 | 0
A - Residential | A2 - Home Performance | A2a - Home Performance (Weatherization) | Air Sealing, Oil (Multifamily) | EA2a093 | Envelope | Dwelling Unit | 0 | 15 | 555.56 | 500 |  | 55.56 | 0% | 0% | 0% | 100% | 99% | 95% | 95% | 95% | 86% |  | Utility Specific | 0 | Central Air Conditioner/Heat Pump (Cooling) | 6.595% | 3.846% | 47.32% | 42.24% | Calculated |  | 0.0015937 | 0 | 34.6% | 0% | 34.6% | 34.6% | Utility Specific | Fuel Oil - Residential Distillate | 6 |  |  |  |  | 0 | 0
A - Residential | A2 - Home Performance | A2a - Home Performance (Weatherization) | Air Sealing, Propane (Multifamily) | EA2a094 | Envelope | Dwelling Unit | 0 | 15 |  |  |  | 0 | 0% | 0% | 0% | 100% | 99% | 95% | 95% | 95% | 86% |  | Utility Specific | 0 | Central Air Conditioner/Heat Pump (Cooling) | 6.595% | 3.846% | 47.32% | 42.24% | Calculated |  | 0.0015937 | 0 | 34.6% | 0% | 34.6% | 34.6% | Utility Specific | Propane | [5 empty] | 0 | 0
A - Residential | A2 - Home Performance | A2a - Home Performance (Weatherization) | Insulation, Electric (Multifamily) | EA2a095 | Envelope | Dwelling Unit | 0 | 25 |  |  |  | 0 | 0% | 0% | 0% | 100% | 99% | 95% | 95% | 95% | 86% |  | Utility Specific | 0 | Weighted HVAC - All Homes | 25.41% | 29.66% | 23.25% | 21.68% | Calculated |  | 0.00078321 | 0 | 33.6% | 20.1% | 33.6% | 33.6% | Utility Specific | [6 empty] | 0 | 0
A - Residential | A2 - Home Performance | A2a - Home Performance (Weatherization) | Insulation, Gas (Multifamily) | EA2a096 | Envelope | Dwelling Unit | 0 | 25 |  |  |  | 0 | 0% | 0% | 0% | 100% | 99% | 95% | 95% | 95% | 86% |  | Utility Specific | 0 | Central Air Conditioner/Heat Pump (Cooling) | 6.595% | 3.846% | 47.32% | 42.24% | Calculated |  | 0.0015937 | 0 | 34.6% | 0% | 34.6% | 34.6% | Utility Specific | NG - Res Heating | [5 empty] | 0 | 0
A - Residential | A2 - Home Performance | A2a - Home Performance (Weatherization) | Insulation, Oil (Multifamily) | EA2a097 | Envelope | Dwelling Unit | 0 | 25 | 5833.33 | 3500 |  | 2333.33 | 0% | 0% | 0% | 100% | 99% | 95% | 95% | 95% | 86% |  | Utility Specific | 0 | Central Air Conditioner/Heat Pump (Cooling) | 6.595% | 3.846% | 47.32% | 42.24% | Calculated |  | 0.0015937 | 0 | 34.6% | 0% | 34.6% | 34.6% | Utility Specific | Fuel Oil - Residential Distillate | 11 |  |  |  |  | 0 | 0
A - Residential | A2 - Home Performance | A2a - Home Performance (Weatherization) | Insulation, Propane (Multifamily) | EA2a098 | Envelope | Dwelling Unit | 0 | 25 |  |  |  | 0 | 0% | 0% | 0% | 100% | 99% | 95% | 95% | 95% | 86% |  | Utility Specific | 0 | Central Air Conditioner/Heat Pump (Cooling) | 6.595% | 3.846% | 47.32% | 42.24% | Calculated |  | 0.0015937 | 0 | 34.6% | 0% | 34.6% | 34.6% | Utility Specific | Propane | [5 empty] | 0 | 0
A - Residential | A2 - Home Performance | A2a - Home Performance (Weatherization) | LED Bulb, General Service Lamps (Multifamily) | EA2a099 | Lighting | Bulb | 0 | 1 |  |  |  | 0 | 0% | 0% | 0% | 100% | 99% | 96% | 96% | 96% | 100% |  | Deemed | 35.3 | Lighting | 35.11% | 30.72% | 19.04% | 15.12% | Calculated |  | 0.00025457 | 0.0089863 | 54.7% | 84.8% | 54.7% | 54.7% | Calculated | NG - Res Heating | -0.02005 | Propane | -0.013634 | Fuel Oil - Residential Distillate | -0.046517 | 0 | 0
A - Residential | A2 - Home Performance | A2a - Home Performance (Weatherization) | LED Bulb, Linear (Multifamily) | EA2a100 | Lighting | Fixture | 0 | 7 |  |  |  | 0 | 0% | 0% | 0% | 100% | 99% | 96% | 96% | 96% | 100% |  | Deemed | 330 | Lighting | 35.11% | 30.72% | 19.04% | 15.12% | Calculated |  | 0.00025457 | 0.084008 | 54.7% | 84.8% | 54.7% | 54.7% | Calculated | NG - Res Heating | -0.18744 | Propane | -0.12746 | Fuel Oil - Residential Distillate | -0.43486 | 0 | 0
A - Residential | A2 - Home Performance | A2a - Home Performance (Weatherization) | LED Bulb, Other Specialty (Multifamily) | EA2a101 | Lighting | Bulb | 0 | 2 |  |  |  | 0 | 0% | 0% | 0% | 100% | 99% | 96% | 96% | 96% | 100% |  | Deemed | 50.6 | Lighting | 35.11% | 30.72% | 19.04% | 15.12% | Calculated |  | 0.00025457 | 0.012881 | 54.7% | 84.8% | 54.7% | 54.7% | Calculated | NG - Res Heating | -0.028741 | Propane | -0.019544 | Fuel Oil - Residential Distillate | -0.066679 | 0 | 0
A - Residential | A2 - Home Performance | A2a - Home Performance (Weatherization) | LED Bulb, Reflector (Multifamily) | EA2a102 | Lighting | Bulb | 0 | 1 |  |  |  | 0 | 0% | 0% | 0% | 100% | 99% | 96% | 96% | 96% | 100% |  | Deemed | 50.6 | Lighting | 35.11% | 30.72% | 19.04% | 15.12% | Calculated |  | 0.00025457 | 0.012881 | 54.7% | 84.8% | 54.7% | 54.7% | Calculated | NG - Res Heating | -0.028741 | Propane | -0.019544 | Fuel Oil - Residential Distillate | -0.066679 | 0 | 0
A - Residential | A2 - Home Performance | A2a - Home Performance (Weatherization) | LED Fixture (Multifamily) | EA2a103 | Lighting | Fixture | 0 | 2 |  |  |  | 0 | 0% | 0% | 0% | 100% | 99% | 96% | 96% | 96% | 100% |  | Utility Specific | 0 | Lighting | 35.11% | 30.72% | 19.04% | 15.12% | Calculated |  | 0.00025457 | 0 | 54.7% | 84.8% | 54.7% | 54.7% | Calculated | NG - Res Heating | 0 | Propane | 0 | Fuel Oil - Residential Distillate | 0 | 0 | 0
A - Residential | A2 - Home Performance | A2a - Home Performance (Weatherization) | Refrigerator (Multifamily) | EA2a104 | Refrigeration | Appliance | 0 | 12 | 617.65 | 525 |  | 92.65 | 0% | 0% | 0% | 100% | 99% | 96% | 96% | 96% | 100% |  | Utility Specific | 544.05 | Primary Refrigerator | 29% | 31.95% | 18.18% | 20.87% | Calculated |  | 0.00017711 | 0.096357 | 129% | 93% | 129% | 129% | Utility Specific | [6 empty] | 0 | 0
A - Residential | A2 - Home Performance | A2a - Home Performance (Weatherization) | [42 empty] | 0 | 0
[45 empty] | 0 | 0
A - Residential | A2 - Home Performance | A2b - Home Performance (HVAC Systems) | Boiler Replacement, Gas | EA2b001 | HVAC | Boiler | 0 | 19 |  |  |  | 0 | 0% | 0% | 0% | 100% | 99% | 100% | 100% | 100% | 100% |  | Utility Specific | 0 | Boiler Distribution | 45.01% | 54.99% | 0% | 0% | Calculated |  | 0.00055115 | 0 | 0% | 53.5% | 0% | 0% | Utility Specific | NG - Res Heating | [5 empty] | 0 | 0
A - Residential | A2 - Home Performance | A2b - Home Performance (HVAC Systems) | Boiler Replacement, Kerosene | EA2b002 | HVAC | Boiler | 0 | 19 |  |  |  | 0 | 0% | 0% | 0% | 100% | 99% | 100% | 100% | 100% | 100% |  | Utility Specific | 0 | Boiler Distribution | 45.01% | 54.99% | 0% | 0% | Calculated |  | 0.00055115 | 0 | 0% | 53.5% | 0% | 0% | Utility Specific | Kerosene | 2.7 |  |  |  |  | 0 | 0
A - Residential | A2 - Home Performance | A2b - Home Performance (HVAC Systems) | Boiler Replacement, Oil | EA2b003 | HVAC | Boiler | 0 | 19 |  |  |  | 0 | 0% | 0% | 0% | 100% | 99% | 100% | 100% | 100% | 100% |  | Utility Specific | 0 | Boiler Distribution | 45.01% | 54.99% | 0% | 0% | Calculated |  | 0.00055115 | 0 | 0% | 53.5% | 0% | 0% | Utility Specific | Fuel Oil - Residential Distillate | 2.7 |  |  |  |  | 0 | 0
A - Residential | A2 - Home Performance | A2b - Home Performance (HVAC Systems) | Boiler Replacement, Propane | EA2b004 | HVAC | Boiler | 0 | 19 |  |  |  | 0 | 0% | 0% | 0% | 100% | 99% | 100% | 100% | 100% | 100% |  | Utility Specific | 0 | Boiler Distribution | 45.01% | 54.99% | 0% | 0% | Calculated |  | 0.00055115 | 0 | 0% | 53.5% | 0% | 0% | Utility Specific | Propane | 10.2 |  |  |  |  | 0 | 0
A - Residential | A2 - Home Performance | A2b - Home Performance (HVAC Systems) | Furnace Replacement, Gas | EA2b005 | HVAC | Furnace | 0 | 17 |  |  |  | 0 | 0% | 0% | 0% | 100% | 99% | 100% | 100% | 100% | 100% |  | Deemed | 168 | Furnace Fan | 44.58% | 55.42% | 0% | 0% | Deemed | 0.064 | 0.00064492 | 0.064 | 0% | 45.2% | 0% | 0% | Utility Specific | NG - Res Heating | - |  |  |  |  | 0 | 0
A - Residential | A2 - Home Performance | A2b - Home Performance (HVAC Systems) | Furnace Replacement, Kerosene | EA2b006 | HVAC | Furnace | 0 | 17 |  |  |  | 0 | 0% | 0% | 0% | 100% | 99% | 100% | 100% | 100% | 100% |  | Deemed | 168 | Furnace Fan | 44.58% | 55.42% | 0% | 0% | Deemed | 0.064 | 0.00064492 | 0.064 | 0% | 45.2% | 0% | 0% | Utility Specific | Kerosene | 4.6 |  |  |  |  | 0 | 0
A - Residential | A2 - Home Performance | A2b - Home Performance (HVAC Systems) | Furnace Replacement, Oil | EA2b007 | HVAC | Furnace | 0 | 17 |  |  |  | 0 | 0% | 0% | 0% | 100% | 99% | 100% | 100% | 100% | 100% |  | Deemed | 168 | Furnace Fan | 44.58% | 55.42% | 0% | 0% | Deemed | 0.064 | 0.00064492 | 0.064 | 0% | 45.2% | 0% | 0% | Utility Specific | Fuel Oil - Residential Distillate | 4.6 |  |  |  |  | 0 | 0
A - Residential | A2 - Home Performance | A2b - Home Performance (HVAC Systems) | Furnace Replacement, Propane | EA2b008 | HVAC | Furnace | 0 | 17 |  |  |  | 0 | 0% | 0% | 0% | 100% | 99% | 100% | 100% | 100% | 100% |  | Deemed | 168 | Furnace Fan | 44.58% | 55.42% | 0% | 0% | Deemed | 0.064 | 0.00064492 | 0.064 | 0% | 45.2% | 0% | 0% | Utility Specific | Propane | 6.3 |  |  |  |  | 0 | 0
A - Residential | A2 - Home Performance | A2b - Home Performance (HVAC Systems) | Programmable Thermostat, Electric | EA2b009 | HVAC | Thermostat | 0 | 15 |  |  |  | 0 | 0% | 0% | 0% | 100% | 99% | 100% | 100% | 100% | 100% |  | Deemed | 251 | Central Air Conditioner/Heat Pump (Cooling) | 6.595% | 3.846% | 47.32% | 42.24% | Deemed | 0.19 | 0.0015937 | 0.19 | 0% | 100% | 0% | 0% | Deemed |  | 0 |  |  |  |  | 0 | 0
A - Residential | A2 - Home Performance | A2b - Home Performance (HVAC Systems) | Programmable Thermostat, Gas | EA2b010 | HVAC | Thermostat | 0 | 15 |  |  |  | 0 | 0% | 0% | 0% | 100% | 99% | 100% | 100% | 100% | 100% |  | Deemed | 0 | Central Air Conditioner/Heat Pump (Cooling) | 6.595% | 3.846% | 47.32% | 42.24% | Calculated |  | 0.0015937 | 0 | 0% | 0% | 0% | 0% | Deemed | NG - Res Heating | 2.07 |  |  |  |  | 0 | 0
A - Residential | A2 - Home Performance | A2b - Home Performance (HVAC Systems) | Programmable Thermostat, Kerosene | EA2b011 | HVAC | Thermostat | 0 | 15 |  |  |  | 0 | 0% | 0% | 0% | 100% | 99% | 100% | 100% | 100% | 100% |  | Deemed | 0 | Central Air Conditioner/Heat Pump (Cooling) | 6.595% | 3.846% | 47.32% | 42.24% | Calculated |  | 0.0015937 | 0 | 0% | 0% | 0% | 0% | Deemed | Kerosene | 2.06 |  |  |  |  | 0 | 0
A - Residential | A2 - Home Performance | A2b - Home Performance (HVAC Systems) | Programmable Thermostat, Oil | EA2b012 | HVAC | Thermostat | 3 | 15 | 225 | 225 |  | 0 | 0% | 0% | 0% | 100% | 99% | 100% | 100% | 100% | 100% |  | Deemed | 0 | Central Air Conditioner/Heat Pump (Cooling) | 6.595% | 3.846% | 47.32% | 42.24% | Calculated |  | 0.0015937 | 0 | 0% | 0% | 0% | 0% | Deemed | Fuel Oil - Residential Distillate | 2.07 |  |  |  |  | 0 | 0
A - Residential | A2 - Home Performance | A2b - Home Performance (HVAC Systems) | Programmable Thermostat, Propane | EA2b013 | HVAC | Thermostat | 2 | 15 | 225 | 225 |  | 0 | 0% | 0% | 0% | 100% | 99% | 100% | 100% | 100% | 100% |  | Deemed | 0 | Central Air Conditioner/Heat Pump (Cooling) | 6.595% | 3.846% | 47.32% | 42.24% | Calculated |  | 0.0015937 | 0 | 0% | 0% | 0% | 0% | Deemed | Propane | 2.06 |  |  |  |  | 0 | 0
A - Residential | A2 - Home Performance | A2b - Home Performance (HVAC Systems) | Programmable Thermostat, Wood Pellets | EA2b014 | HVAC | Thermostat | 2 | 15 | 225 | 225 |  | 0 | 0% | 0% | 0% | 100% | 99% | 100% | 100% | 100% | 100% |  | Deemed | 0 | Central Air Conditioner/Heat Pump (Cooling) | 6.595% | 3.846% | 47.32% | 42.24% | Calculated |  | 0.0015937 | 0 | 0% | 0% | 0% | 0% | Deemed | Pellet Wood | 2.06 |  |  |  |  | 0 | 0
A - Residential | A2 - Home Performance | A2b - Home Performance (HVAC Systems) | Wifi Thermostat, Electric | EA2b015 | HVAC | Thermostat | 227 | 15 | 500 | 500 |  | 0 | 0% | 0% | 0% | 100% | 99% | 100% | 100% | 100% | 100% |  | Deemed | 419 | Central Air Conditioner/Heat Pump (Cooling) | 6.595% | 3.846% | 47.32% | 42.24% | Calculated |  | 0.0015937 | 0.66777 | 0% | 0% | 0% | 0% | Deemed |  | 0 |  |  |  |  | 0 | 0
A - Residential | A2 - Home Performance | A2b - Home Performance (HVAC Systems) | Wifi Thermostat, Gas | EA2b016 | HVAC | Thermostat | 0 | 15 | 500 |  |  | 0 | 0% | 0% | 0% | 100% | 99% | 100% | 100% | 100% | 100% |  | Deemed | 46 | Central Air Conditioner/Heat Pump (Cooling) | 6.595% | 3.846% | 47.32% | 42.24% | Calculated |  | 0.0015937 | 0.073312 | 0% | 0% | 0% | 0% | Deemed | NG - Res Heating | 5.8 |  |  |  |  | 0 | 0
A - Residential | A2 - Home Performance | A2b - Home Performance (HVAC Systems) | Wifi Thermostat, Kerosene | EA2b017 | HVAC | Thermostat | 0 | 15 |  |  |  | 0 | 0% | 0% | 0% | 100% | 99% | 100% | 100% | 100% | 100% |  | Deemed | 0 | Central Air Conditioner/Heat Pump (Cooling) | 6.595% | 3.846% | 47.32% | 42.24% | Calculated |  | 0.0015937 | 0 | 0% | 0% | 0% | 0% | Deemed | Kerosene | 3.1 |  |  |  |  | 0 | 0
A - Residential | A2 - Home Performance | A2b - Home Performance (HVAC Systems) | Wifi Thermostat, Oil | EA2b018 | HVAC | Thermostat | 8 | 15 | 500 | 500 |  | 0 | 0% | 0% | 0% | 100% | 99% | 100% | 100% | 100% | 100% |  | Deemed | 0 | Central Air Conditioner/Heat Pump (Cooling) | 6.595% | 3.846% | 47.32% | 42.24% | Calculated |  | 0.0015937 | 0 | 0% | 0% | 0% | 0% | Deemed | Fuel Oil - Residential Distillate | 5.9 |  |  |  |  | 0 | 0
A - Residential | A2 - Home Performance | A2b - Home Performance (HVAC Systems) | Wifi Thermostat, Propane | EA2b019 | HVAC | Thermostat | 7 | 15 | 500 | 500 |  | 0 | 0% | 0% | 0% | 100% | 99% | 100% | 100% | 100% | 100% |  | Deemed | 0 | Central Air Conditioner/Heat Pump (Cooling) | 6.595% | 3.846% | 47.32% | 42.24% | Calculated |  | 0.0015937 | 0 | 0% | 0% | 0% | 0% | Deemed | Propane | 5.8 |  |  |  |  | 0 | 0
A - Residential | A2 - Home Performance | A2b - Home Performance (HVAC Systems) | Wifi Thermostat, Wood Pellets | EA2b020 | HVAC | Thermostat | 0 | 15 |  |  |  | 0 | 0% | 0% | 0% | 100% | 99% | 100% | 100% | 100% | 100% |  | Deemed | 0 | Central Air Conditioner/Heat Pump (Cooling) | 6.595% | 3.846% | 47.32% | 42.24% | Calculated |  | 0.0015937 | 0 | 0% | 0% | 0% | 0% | Deemed | Pellet Wood | 3.1 |  |  |  |  | 0 | 0
A - Residential | A2 - Home Performance | A2b - Home Performance (HVAC Systems) | ES Central AC | EA2b021 | HVAC | System | 0 | 18 |  |  |  | 0 | 0% | 0% | 0% | 100% | 99% | 96% | 96% | 96% | 114% |  | Utility Specific | 0 | Central Air Conditioner/Heat Pump (Cooling) | 6.595% | 3.846% | 47.32% | 42.24% | Calculated |  | 0.0015937 | 0 | 34.6% | 0% | 34.6% | 34.6% | Utility Specific | [6 empty] | 0 | 0
A - Residential | A2 - Home Performance | A2b - Home Performance (HVAC Systems) | Ancillary Savings – Boiler Circulator Pump | EA2b022 | HVAC | Dwelling Unit | 42 | 19 |  |  |  | 0 | 0% | 0% | 0% | 100% | 99% | 95% | 95% | 95% | 86% |  | Deemed | 86 | Boiler Distribution | 45.01% | 54.99% | 0% | 0% | Calculated |  | 0.00055115 | 0.047399 | 0% | 53.5% | 0% | 0% | Utility Specific | [6 empty] | 0 | 0
A - Residential | A2 - Home Performance | A2b - Home Performance (HVAC Systems) | Ancillary Savings – Furnace | EA2b023 | HVAC | Dwelling Unit | 20 | 18 |  |  |  | 0 | 0% | 0% | 0% | 100% | 99% | 95% | 95% | 95% | 86% |  | Deemed | 9 | Furnace Fan | 44.58% | 55.42% | 0% | 0% | Calculated |  | 0.00064492 | 0.0058043 | 0% | 45.2% | 0% | 0% | Utility Specific | [6 empty] | 0 | 0
A - Residential | A2 - Home Performance | A2b - Home Performance (HVAC Systems) | Ancillary Savings – Central AC | EA2b024 | HVAC | Dwelling Unit | 12 | 18 |  |  |  | 0 | 0% | 0% | 0% | 100% | 99% | 95% | 95% | 95% | 86% |  | Utility Specific | 56.51 | Central Air Conditioner/Heat Pump (Cooling) | 6.595% | 3.846% | 47.32% | 42.24% | Calculated |  | 0.0015937 | 0.090062 | 34.6% | 0% | 34.6% | 34.6% | Utility Specific | [6 empty] | 0 | 0
A - Residential | A2 - Home Performance | A2b - Home Performance (HVAC Systems) | Ancillary Savings – Room AC | EA2b025 | HVAC | Dwelling Unit | 23 | 18 |  |  |  | 0 | 0% | 0% | 0% | 100% | 99% | 95% | 95% | 95% | 86% |  | Utility Specific | 66.68 | Room or Window Air Conditioner | 2.884% | 2.153% | 47.53% | 47.43% | Calculated |  | 0.0015797 | 0.10534 | 32.8% | 0% | 32.8% | 32.8% | Utility Specific | [6 empty] | 0 | 0
A - Residential | A2 - Home Performance | A2b - Home Performance (HVAC Systems) | Ancillary Savings – Mini-Split AC / HP | EA2b026 | HVAC | Dwelling Unit | 0 | 18 |  |  |  | 0 | 0% | 0% | 0% | 100% | 99% | 95% | 95% | 95% | 86% |  | Utility Specific | 0 | Central Air Conditioner/Heat Pump (Cooling) | 6.595% | 3.846% | 47.32% | 42.24% | Calculated |  | 0.0015937 | 0 | 34.6% | 0% | 34.6% | 34.6% | Utility Specific | [6 empty] | 0 | 0
A - Residential | A2 - Home Performance | A2b - Home Performance (HVAC Systems) | Mini Split HP | EA2b027 | HVAC | Heat Pump | 0 | 18 |  |  |  | 0 | 0% | 0% | 0% | 100% | 99% | 100% | 100% | 100% | 100% |  | Utility Specific |  | Hardwired Electric Heat | 43.13% | 56.87% | 0% | 0% | Calculated |  | 0.0007332 |  | 0% | 43.3% | 0% | 0% | Utility Specific | [6 empty] | 0 | 0
A - Residential | A2 - Home Performance | A2b - Home Performance (HVAC Systems) | Circulator Pump | EA2b028 | HVAC | Pump | 0 | 15 |  |  |  | 0 | 0% | 0% | 0% | 100% | 99% | 100% | 100% | 100% | 100% |  | Utility Specific |  | Boiler Distribution | 45.01% | 54.99% | 0% | 0% | Calculated |  | 0.00055115 |  | 0% | 53.5% | 0% | 0% | Utility Specific | [6 empty] | 0 | 0
A - Residential | A2 - Home Performance | A2b - Home Performance (HVAC Systems) | Oil K1 HVAC Repair or Cleaning | EA2b029 | HVAC | Dwelling Unit | 0 | 1 | 0 | 0 |  | 0 | 0% | 0% | 0% | 100% | 99% | 100% | 100% | 100% | 100% |  | Utility Specific |  | Furnace Fan | 44.58% | 55.42% | 0% | 0% | Calculated |  | 0.00064492 |  | 0% | 45.2% | 0% | 0% | Utility Specific | Fuel Oil - Residential Distillate |  | Kerosene |  |  |  |  | 0
A - Residential | A2 - Home Performance | A2b - Home Performance (HVAC Systems) | Gas LP HVAC Repair or Cleaning | EA2b030 | HVAC | Dwelling Unit | 0 | 1 | 0 | 0 |  | 0 | 0% | 0% | 0% | 100% | 99% | 100% | 100% | 100% | 100% |  | Utility Specific |  | Furnace Fan | 44.58% | 55.42% | 0% | 0% | Calculated |  | 0.00064492 |  | 0% | 45.2% | 0% | 0% | Utility Specific | NG - Res Heating |  | Propane |  |  |  |  | 0
A - Residential | A2 - Home Performance | A2b - Home Performance (HVAC Systems) | [43 empty] | 0
A - Residential | A2 - Home Performance | A2b - Home Performance (HVAC Systems) | [43 empty] | 0
A - Residential | A2 - Home Performance | A2b - Home Performance (HVAC Systems) | [43 empty] | 0
A - Residential | A2 - Home Performance | A2b - Home Performance (HVAC Systems) | [43 empty] | 0
A - Residential | A2 - Home Performance | A2b - Home Performance (HVAC Systems) | [43 empty] | 0
0
A - Residential | A2 - Home Performance | [10 empty] | #REF! | [11 empty] | 0 | [20 empty] | 0 | 0
[45 empty] | 0 | 0
A - Residential | A3 - Energy Star Products | A3b - ES Appliances and Products | Advanced Power Strip, Tier I | EA3b001 | Process | Power Strip | 50 | 5 | 18 | 8 |  | 10 | 0% | 0% | 0% | 100% | 83% | 92% | 92% | 92% | 100% |  | Deemed | 105 | Primary TV and Peripherals | 32.24% | 34.78% | 15.36% | 17.62% | Deemed | 0.01 | 0.00018311 | 0.01 | 58.2% | 86.3% | 58.2% | 58.2% | Deemed | [6 empty] | 0 | 0
A - Residential | A3 - Energy Star Products | A3b - ES Appliances and Products | Advanced Power Strip, Tier II | EA3b002 | Process | Power Strip | 10 | 5 | 40 | 20 |  | 20 | 0% | 0% | 0% | 100% | 83% | 92% | 92% | 92% | 100% |  | Deemed | 207 | Primary TV and Peripherals | 32.24% | 34.78% | 15.36% | 17.62% | Deemed | 0.024 | 0.00018311 | 0.024 | 58.2% | 86.3% | 58.2% | 58.2% | Deemed | [6 empty] | 0 | 0
A - Residential | A3 - Energy Star Products | A3c - ES HVAC Systems | Air Source Heat Pump - Lost Opportunity (cooling) | EA3b003 | HVAC | Heat Pump | 22.004 | 18 | 0 | 0 |  | 0 | 37% | 0% | 0% | 63% | 100% | 100% | 100% | 100% | 100% |  | Utility Specific | 172.2081 | Central Air Conditioner/Heat Pump (Cooling) | 6.595% | 3.846% | 47.32% | 42.24% | Calculated | -0.16723 | 0.0015937 | -0.16723 | 34.6% | 0% | 34.6% | 34.6% | Utility Specific | [6 empty] | 0 | 0
A - Residential | A3 - Energy Star Products | A3c - ES HVAC Systems | Air Source Heat Pump - Lost Opportunity (heating) | EA3b004 | HVAC | Heat Pump | 22.004 | 18 | 617.27 | 617.27 |  | 0 | 37% | 0% | 0% | 63% | 100% | 100% | 100% | 100% | 100% |  | Utility Specific | 968.9967 | Hardwired Electric Heat | 43.13% | 56.87% | 0% | 0% | Calculated | 0.77211 | 0.0007332 | 0.77211 | 0% | 62% | 0% | 0% | Utility Specific | [6 empty] | 0 | 0
A - Residential | A3 - Energy Star Products | A3c - ES HVAC Systems | Mini Split HP - Lost Opportunity (cooling) | EA3b005 | HVAC | Heat Pump | 229.9992 | 18 | 0 | 0 |  | 0 | 32% | 0% | 0% | 68% | 100% | 100% | 100% | 100% | 100% |  | Utility Specific | 189.8442 | Central Air Conditioner/Heat Pump (Cooling) | 6.595% | 3.846% | 47.32% | 42.24% | Calculated | 0.051248 | 0.0015937 | 0.051248 | 29% | 0% | 29% | 29% | Utility Specific | [6 empty] | 0 | 0
A - Residential | A3 - Energy Star Products | A3c - ES HVAC Systems | Mini Split HP - Lost Opportunity (heating) | EA3b006 | HVAC | Heat Pump | 229.9992 | 18 | 492.65 | 492.65 |  | 0 | 32% | 0% | 0% | 68% | 100% | 100% | 100% | 100% | 100% |  | Utility Specific | 1210.0037 | Hardwired Electric Heat | 43.13% | 56.87% | 0% | 0% | Calculated | 0.96331 | 0.0007332 | 0.96331 | 0% | 62% | 0% | 0% | Utility Specific | [6 empty] | 0 | 0
A - Residential | A3 - Energy Star Products | A3c - ES HVAC Systems | Heat Pump Water Heater, <55 gal - Downstream | EA3b007 | Hot Water | Water Heater | 32 | 15 | 1101 | 750 |  | 351 | 33% | 0% | 0% | 67% | 100% | 100% | 100% | 100% | 100% |  | Deemed | 1046 | Water Heater - Heat Pump | 39.13% | 32.97% | 14.89% | 13.01% | Calculated |  | 0.00021971 | 0.22982 | 41.3% | 74.7% | 41.3% | 41.3% | Deemed | NG - Res Hot Water | 1.331 | Propane | 0.18606 | Fuel Oil - Residential Distillate | 2.4238 | 0 | 0
A - Residential | A3 - Energy Star Products | A3c - ES HVAC Systems | Heat Pump Water Heater, >55 gal - Downstream | EA3b008 | Hot Water | Water Heater | 0 | 15 | 1101 | 750 |  | 351 | 33% | 0% | 0% | 67% | 100% | 100% | 100% | 100% | 100% |  | Deemed | 1046 | Water Heater - Heat Pump | 39.13% | 32.97% | 14.89% | 13.01% | Calculated |  | 0.00021971 | 0.22982 | 41.3% | 74.7% | 41.3% | 41.3% | Deemed | NG - Res Hot Water | 1.331 | Propane | 0.18606 | Fuel Oil - Residential Distillate | 2.4238 | 0 | 0
A - Residential | A3 - Energy Star Products | A3b - ES Appliances and Products | Heat Pump Swimming Pool Heater | EA3b009 | Hot Water | Water Heater | 0 | 15 |  |  |  | 0 | 0% | 0% | 0% | 100% | 100% | 100% | 100% | 100% | 100% |  | Deemed | 1592 | Pool Pump | 4.854% | 2.383% | 54.55% | 38.22% | Calculated |  | 0.0010529 | 1.6762 | 0% | 0% | 0% | 0% | Deemed | [6 empty] | 0 | 0
A - Residential | A3 - Energy Star Products | A3b - ES Appliances and Products | ES Clothes Dryers | EA3b010 | Envelope | Appliance | 89.0096 | 12 | 255 | 40 |  | 215 | 0% | 0% | 0% | 100% | 100% | 100% | 100% | 100% | 100% |  | Deemed | 160.4 | Clothes Dryer - Electric | 38.94% | 29.95% | 16.9% | 14.21% | Calculated |  | 0.00029483 | 0.047291 | 44.5% | 57.8% | 44.5% | 44.5% | Deemed | [6 empty] | 0 | 0
A - Residential | A3 - Energy Star Products | A3b - ES Appliances and Products | Dryer Heat Pump | EA3b011 | Envelope | Appliance | 26 | 12 | 325 | 200 |  | 125 | 0% | 0% | 0% | 100% | 100% | 100% | 100% | 100% | 100% |  | Deemed | 421.1 | Clothes Dryer - Electric | 38.94% | 29.95% | 16.9% | 14.21% | Calculated |  | 0.00029483 | 0.12415 | 44.5% | 57.8% | 44.5% | 44.5% | Deemed | [6 empty] | 0 | 0
A - Residential | A3 - Energy Star Products | A3b - ES Appliances and Products | Dryer Hybrid | EA3b012 | Envelope | Appliance | 0 | 12 | 1300 | 100 |  | 1200 | 0% | 0% | 0% | 100% | 100% | 100% | 100% | 100% | 100% |  | Deemed | 213.3 | Clothes Dryer - Electric | 38.94% | 29.95% | 16.9% | 14.21% | Calculated |  | 0.00029483 | 0.062888 | 44.5% | 57.8% | 44.5% | 44.5% | Deemed | [6 empty] | 0 | 0
A - Residential | A3 - Energy Star Products | A3b - ES Appliances and Products | ECM Motor for FWH Circulating Pump | EA3b013 | Motors/Drives | Pump | 35 | 15 | 105 | 45 |  | 60 | 40% | 9% | 0% | 69% | 100% | 100% | 100% | 100% | 100% |  | Deemed | 68 | Boiler Distribution | 45.01% | 54.99% | 0% | 0% | Deemed | 0.024 | 0.00055115 | 0.024 | 0% | 100% | 0% | 0% | Deemed | [6 empty] | 0 | 0
A - Residential | A3 - Energy Star Products | A3c - ES HVAC Systems | [Open Measure - To Be Assigned] | EA3b014 | [40 empty] | 0 | 0
A - Residential | A3 - Energy Star Products | A3c - ES HVAC Systems | ES AC (central) 3 ton | EA3b015 | HVAC | System | 3 | 18 | 556 | 213.5 |  | 342.5 | 0% | 0% | 0% | 100% | 100% | 100% | 100% | 100% | 100% |  | Utility Specific | 185.35 | Central Air Conditioner/Heat Pump (Cooling) | 6.595% | 3.846% | 47.32% | 42.24% | Calculated |  | 0.0015937 | 0.2954 | 34.6% | 0% | 34.6% | 34.6% | Utility Specific | [6 empty] | 0 | 0
A - Residential | A3 - Energy Star Products | A3b - ES Appliances and Products | Room Air Conditioner | EA3b016 | HVAC | Appliance | 16 | 9 | 225 | 20 |  | 205 | 0% | 0% | 0% | 100% | 100% | 100% | 100% | 100% | 100% |  | Deemed | 36.01 | Room or Window Air Conditioner | 2.884% | 2.153% | 47.53% | 47.43% | Calculated |  | 0.0015797 | 0.056886 | 32.8% | 0% | 32.8% | 32.8% | Deemed | [6 empty] | 0 | 0
A - Residential | A3 - Energy Star Products | A3b - ES Appliances and Products | ES Clothes Washers | EA3b017 | Hot Water | Appliance | 85 | 11 | 150 | 25 |  | 125 | 0% | 0% | 0% | 100% | 100% | 100% | 100% | 100% | 100% |  | Deemed | 89.9 | Clothes Washer | 36.44% | 29.9% | 18.29% | 15.36% | Deemed | 0.279 | 0.00027004 | 0.279 | 49.1% | 52% | 49.1% | 49.1% | Deemed | NG - Res Hot Water | 0.024201 | Propane | 0.0033829 | Fuel Oil - Residential Distillate | 0.042416 | 823 | 0
A - Residential | A3 - Energy Star Products | A3b - ES Appliances and Products | Washer Tier CEE Tier 2+ | EA3b018 | Hot Water | Appliance | 60 | 11 | 245 | 50 |  | 195 | 0% | 0% | 0% | 100% | 100% | 100% | 100% | 100% | 100% |  | Deemed | 137.6 | Clothes Washer | 36.44% | 29.9% | 18.29% | 15.36% | Deemed | 0.427 | 0.00027004 | 0.427 | 49.1% | 52% | 49.1% | 49.1% | Deemed | NG - Res Hot Water | 0.16595 | Propane | 0.023197 | Fuel Oil - Residential Distillate | 0.29086 | 2020 | 0
A - Residential | A3 - Energy Star Products | A3b - ES Appliances and Products | ES Dehumidifier | EA3b019 | HVAC | Appliance | 85 | 12 | 55 | 25 |  | 30 | 0% | 0% | 0% | 100% | 100% | 100% | 100% | 100% | 100% |  | Deemed | 82.3 | Dehumidifier | 21.99% | 23.34% | 24.93% | 29.74% | Calculated |  | 0.00023381 | 0.019242 | 82% | 17.2% | 82% | 82% | Deemed | [6 empty] | 0 | 0
A - Residential | A3 - Energy Star Products | A3b - ES Appliances and Products | ES Dishwasher | EA3b020 | Hot Water | Appliance | 0 | 10 |  |  |  | 0 | 0% | 0% | 0% | 100% | 100% | 100% | 100% | 100% | 100% |  | Deemed | 37 | Dishwasher | 34.1% | 34.78% | 14.77% | 16.35% | Calculated |  | 0.00028953 | 0.010713 | 27.8% | 47.7% | 27.8% | 27.8% | Deemed | [6 empty] | 161 | 0
A - Residential | A3 - Energy Star Products | A3b - ES Appliances and Products | ES Freezers | EA3b021 | Refrigeration | Appliance | 0 | 12 | 25 | 25 |  | 0 | 0% | 0% | 0% | 100% | 100% | 100% | 100% | 100% | 100% |  | Deemed | 31.2 | Freezer | 28.67% | 33.56% | 17.07% | 20.69% | Deemed | 0.004 | 0.00014459 | 0.004 | 91.2% | 67.6% | 91.2% | 91.2% | Deemed | [6 empty] | 0 | 0
A - Residential | A3 - Energy Star Products | A3b - ES Appliances and Products | Refrigerator | EA3b022 | Refrigeration | Appliance | 85 | 12 | 795 | 40 |  | 755 | 0% | 0% | 0% | 100% | 100% | 100% | 100% | 100% | 100% |  | Deemed | 44.2 | Primary Refrigerator | 29% | 31.95% | 18.18% | 20.87% | Calculated |  | 0.00017711 | 0.0078283 | 129% | 93% | 129% | 129% | Deemed | [6 empty] | 0 | 0
A - Residential | A3 - Energy Star Products | A3b - ES Appliances and Products | Refrigerator CEE Tier 2+ | EA3b023 | Refrigeration | Appliance | 20 | 12 | 850 | 50 |  | 800 | 0% | 0% | 0% | 100% | 100% | 100% | 100% | 100% | 100% |  | Deemed | 96.4 | Primary Refrigerator | 29% | 31.95% | 18.18% | 20.87% | Calculated |  | 0.00017711 | 0.017073 | 129% | 93% | 129% | 129% | Deemed | [6 empty] | 0 | 0
A - Residential | A3 - Energy Star Products | A3b - ES Appliances and Products | ES Pool Pumps (Variable Speed) | EA3b024 | Motors/Drives | Pump | 0 | 6 | 625 | 500 |  | 125 | 0% | 0% | 0% | 100% | 100% | 100% | 100% | 100% | 100% |  | Deemed | 151 | Pool Pump | 4.854% | 2.383% | 54.55% | 38.22% | Deemed | 0.12 | 0.0010529 | 0.12 | 82% | 0% | 82% | 82% | Deemed | [6 empty] | 0 | 0
A - Residential | A3 - Energy Star Products | A3b - ES Appliances and Products | Room Air Purifier | EA3b025 | HVAC | Appliance | 87 | 9 | 80 | 40 |  | 40 | 0% | 0% | 0% | 100% | 93% | 100% | 100% | 100% | 100% |  | Deemed | 250.11 | 24 hour operation | 30.5% | 36.1% | 15.2% | 18.3% | Deemed | 0.034 | 0.00011416 | 0.034 | 67% | 67% | 67% | 67% | Deemed | [6 empty] | 0 | 0
A - Residential | A3 - Energy Star Products | A3c - ES HVAC Systems | Wifi Thermostat (Heating & Cooling) | EA3b026 | HVAC | Thermostat | 14 | 15 | 85 | 85 |  | 0 | 0% | 0% | 0% | 100% | 100% | 100% | 100% | 100% | 104% |  | Deemed | 33 | Weighted HVAC - All Homes | 25.41% | 29.66% | 23.25% | 21.68% | Calculated |  | 0.00078321 | 0.025846 | 0% | 20.1% | 0% | 0% | Deemed | NG - Res Heating | 0.89741 | Propane | 0.6237 | Fuel Oil - Residential Distillate | 2.1089 | 0 | 0
A - Residential | A3 - Energy Star Products | A3b - ES Appliances and Products | Primary Refrigerator Recycling | EA3b027 | Refrigeration | Appliance | 55 | 5 | 119 | 119 |  | 0 | 62% | 0% | 0% | 38% | 100% | 100% | 100% | 100% | 100% |  | Deemed | 868 | Primary Refrigerator | 29% | 31.95% | 18.18% | 20.87% | Calculated |  | 0.00017711 | 0.15373 | 79.1% | 64.5% | 79.1% | 79.1% | Deemed | [6 empty] | 0 | 0
A - Residential | A3 - Energy Star Products | A3b - ES Appliances and Products | Secondary Refrigerator Recycling | EA3b028 | Refrigeration | Appliance | 3 | 5 | 60 | 60 |  | 0 | 62% | 0% | 0% | 38% | 100% | 100% | 100% | 100% | 100% |  | Deemed | 868 | Secondary Refrigerator | 26.33% | 30.18% | 19.9% | 23.59% | Calculated |  | 0.00018187 | 0.15786 | 85.9% | 51.5% | 85.9% | 85.9% | Deemed | [6 empty] | 0 | 0
A - Residential | A3 - Energy Star Products | A3b - ES Appliances and Products | Secondary Freezer Recycling | EA3b029 | Refrigeration | Appliance | 12 | 4 | 119 | 119 |  | 0 | 61% | 0% | 0% | 39% | 100% | 100% | 100% | 100% | 100% |  | Deemed | 628 | Freezer | 28.67% | 33.56% | 17.07% | 20.69% | Deemed | 0.14 | 0.00014459 | 0.14 | 91.2% | 67.6% | 91.2% | 91.2% | Deemed | [6 empty] | 0 | 0
A - Residential | A3 - Energy Star Products | A3b - ES Appliances and Products | Room Air Conditioner Recycling | EA3b030 | HVAC | Appliance | 135 | 3 | 37.5 | 37.5 |  | 0 | 64% | 0% | 0% | 36% | 100% | 100% | 100% | 100% | 100% |  | Deemed | 285 | Room or Window Air Conditioner | 2.884% | 2.153% | 47.53% | 47.43% | Calculated |  | 0.0015797 | 0.45022 | 46% | 0% | 46% | 46% | Deemed | [6 empty] | 0 | 0
A - Residential | A3 - Energy Star Products | A3b - ES Appliances and Products | Dehumidifier Recycling | EA3b037 | HVAC | Appliance | 100 | 4 | 37.5 | 37.5 |  | 0 | 70% | 0% | 0% | 30% | 100% | 100% | 100% | 100% | 100% |  | Deemed | 1020 | Dehumidifier | 21.99% | 23.34% | 24.93% | 29.74% | Calculated |  | 0.00023381 | 0.23848 | 82% | 17.2% | 82% | 82% | Deemed | [6 empty] | 0 | 0
A - Residential | A3 - Energy Star Products | A3c - ES HVAC Systems | Ductless Mini-split Heat Pump - Retrofit Resistance | EA3b031 | HVAC | Heat Pump | 5 | 18 | 3275 | 3275 |  | 0 | 0% | 0% | 0% | 100% | 100% | 100% | 100% | 100% | 100% |  | Utility Specific | 11043.2652 | Hardwired Electric Heat | 43.13% | 56.87% | 0% | 0% | Calculated | 6.6406 | 0.0007332 | 6.6406 | 29% | 62% | 29% | 29% | Utility Specific | [6 empty] | 0 | 0
A - Residential | A3 - Energy Star Products | A3c - ES HVAC Systems | Ductless Mini-split Heat Pump - Retrofit HP | EA3b032 | HVAC | Heat Pump | 0 | 18 |  |  |  | 0 | 0% | 0% | 0% | 100% | 100% | 100% | 100% | 100% | 100% |  | Utility Specific | 0 | Hardwired Electric Heat | 43.13% | 56.87% | 0% | 0% | Calculated |  | 0.0007332 | 0 | 29% | 62% | 29% | 29% | Utility Specific | [6 empty] | 0 | 0
A - Residential | A3 - Energy Star Products | A3c - ES HVAC Systems | Air-source Heat Pump – Retrofit HP | EA3b033 | HVAC | Heat Pump | 0 | 18 |  |  |  | 0 | 0% | 0% | 0% | 100% | 100% | 100% | 100% | 100% | 100% |  | Utility Specific | 0 | Hardwired Electric Heat | 43.13% | 56.87% | 0% | 0% | Calculated |  | 0.0007332 | 0 | 34.6% | 62% | 34.6% | 34.6% | Utility Specific | [6 empty] | 0 | 0
A - Residential | A3 - Energy Star Products | A3c - ES HVAC Systems | Air-source Heat Pump – Retrofit Resistance | EA3b034 | HVAC | Heat Pump | 0 | 18 | 2666.6667 | 2000 |  | 666.6667 | 0% | 0% | 0% | 100% | 100% | 100% | 100% | 100% | 100% |  | Utility Specific | 0 | Hardwired Electric Heat | 43.13% | 56.87% | 0% | 0% | Calculated |  | 0.0007332 | 0 | 34.6% | 62% | 34.6% | 34.6% | Utility Specific | [6 empty] | 0 | 0
A - Residential | A3 - Energy Star Products | A3c - ES HVAC Systems | Heat Pump Water Heater, <55 gal - Midstream | EA3b035 | Hot Water | Water Heater | 16 | 15 | 1101 | 750 |  | 351 | 23% | 0% | 0% | 77% | 100% | 100% | 100% | 100% | 100% |  | Deemed | 633 | Water Heater - Heat Pump | 39.13% | 32.97% | 14.89% | 13.01% | Calculated |  | 0.00021971 | 0.13908 | 41.3% | 74.7% | 41.3% | 41.3% | Deemed | NG - Res Hot Water | 2.2472 | Propane | 0.31413 | Fuel Oil - Residential Distillate | 3.9387 | 0 | 0
A - Residential | A3 - Energy Star Products | A3c - ES HVAC Systems | Heat Pump Water Heater, >55 gal - Midstream | EA3b036 | Hot Water | Water Heater | 14 | 15 | 1101 | 750 |  | 351 | 23% | 0% | 0% | 77% | 100% | 100% | 100% | 100% | 100% |  | Deemed | -152 | Water Heater - Heat Pump | 39.13% | 32.97% | 14.89% | 13.01% | Calculated |  | 0.00021971 | -0.033396 | 41.3% | 74.7% | 41.3% | 41.3% | Deemed | NG - Res Hot Water | 2.2472 | Propane | 0.31413 | Fuel Oil - Residential Distillate | 3.9387 | 0 | 0
A - Residential | A3 - Energy Star Products | A3c - ES HVAC Systems | Heat Pump Water Heater 120v, <55 gal - Downstream | EA3b038 | Hot Water | Water Heater | 0 | 15 | 1101 | 900 |  | 201 | 33% | 0% | 0% | 67% | 100% | 100% | 100% | 100% | 100% |  | Deemed | 883 | Water Heater - Heat Pump | 39.13% | 32.97% | 14.89% | 13.01% | Calculated |  | 0.00021971 | 0.194 | 41.3% | 74.7% | 41.3% | 41.3% | Deemed | NG - Res Hot Water | 1.3829 | Propane | 0.19331 | Fuel Oil - Residential Distillate | 2.4238 | 0 | 0
A - Residential | A3 - Energy Star Products | A3c - ES HVAC Systems | Heat Pump Water Heater 120v, >55 gal - Downstream | EA3b039 | Hot Water | Water Heater | 0 | 15 | 1101 | 900 |  | 201 | 33% | 0% | 0% | 67% | 100% | 100% | 100% | 100% | 100% |  | Deemed | 883 | Water Heater - Heat Pump | 39.13% | 32.97% | 14.89% | 13.01% | Calculated |  | 0.00021971 | 0.194 | 41.3% | 74.7% | 41.3% | 41.3% | Deemed | NG - Res Hot Water | 1.3829 | Propane | 0.19331 | Fuel Oil - Residential Distillate | 2.4238 | 0 | 0
A - Residential | A3 - Energy Star Products | A3c - ES HVAC Systems | Heat Pump Water Heater 120v, <55 gal - Midstream | EA3b040 | Hot Water | Water Heater | 0 | 15 | 1101 | 750 |  | 351 | 23% | 0% | 0% | 77% | 100% | 100% | 100% | 100% | 100% |  | Deemed | 718 | Water Heater - Heat Pump | 39.13% | 32.97% | 14.89% | 13.01% | Calculated |  | 0.00021971 | 0.15775 | 41.3% | 74.7% | 41.3% | 41.3% | Deemed | NG - Res Hot Water | 2.2472 | Propane | 0.31413 | Fuel Oil - Residential Distillate | 3.9387 | 0 | 0
A - Residential | A3 - Energy Star Products | A3c - ES HVAC Systems | Heat Pump Water Heater 120v, >55 gal - Midstream | EA3b041 | Hot Water | Water Heater | 0 | 15 | 1101 | 750 |  | 351 | 23% | 0% | 0% | 77% | 100% | 100% | 100% | 100% | 100% |  | Deemed | -339 | Water Heater - Heat Pump | 39.13% | 32.97% | 14.89% | 13.01% | Calculated |  | 0.00021971 | -0.074481 | 41.3% | 74.7% | 41.3% | 41.3% | Deemed | NG - Res Hot Water | 2.2472 | Propane | 0.31413 | Fuel Oil - Residential Distillate | 3.9387 | 0 | 0
A - Residential | A3 - Energy Star Products | A3b - ES Appliances and Products | Admin Fee |  | Non-Energy Saving |  | 1 | 1 | 17000 | 17000 |  | 0 | 0% | 0% | 0% | 100% | 0% | 0% | 0% | 0% | 0% |  |  | 0 | Non-Electric Measures | 0% | 0% | 0% | 0% |  |  | 0 | 0 | 0% | 0% | 0% | 0% | [7 empty] | 0 | 0
A - Residential | A3 - Energy Star Products | A3b - ES Appliances and Products | ES Appliances Rebate Processing |  | Non-Energy Saving |  | 1 | 1 | 59175.0503 | 59175.0503 |  | 0 | 0% | 0% | 0% | 100% | 0% | 0% | 0% | 0% | 0% |  |  | 0 | Non-Electric Measures | 0% | 0% | 0% | 0% |  |  | 0 | 0 | 0% | 0% | 0% | 0% | [7 empty] | 0 | 0
A - Residential | A3 - Energy Star Products | A3c - ES HVAC Systems | ES HVAC Systems Rebate Processing |  | Non-Energy Saving |  | 0 | 1 |  |  |  | 0 | 0% | 0% | 0% | 100% | 0% | 0% | 0% | 0% | 0% |  |  | 0 | Non-Electric Measures | 0% | 0% | 0% | 0% |  |  | 0 | 0 | 0% | 0% | 0% | 0% | [7 empty] | 0 | 0
A - Residential | A3 - Energy Star Products | A3b - ES Appliances and Products | [21 empty] | 0
A - Residential | A3 - Energy Star Products | A3b - ES Appliances and Products | [21 empty] | 0
A - Residential | A3 - Energy Star Products | A3b - ES Appliances and Products | [21 empty] | 0
A - Residential | A3 - Energy Star Products | A3b - ES Appliances and Products
A - Residential | A3 - Energy Star Products | A3b - ES Appliances and Products
A - Residential | A3 - Energy Star Products | A3b - ES Appliances and Products
A - Residential | A3 - Energy Star Products | [22 empty] | 0 | [20 empty] | 0 | 0
[45 empty] | 0 | 0
A - Residential | A4 - Residential Behavior | A4a - Residential Behavior | Home Energy Reports | EA4a001 | Behavior | Participant | 14500 | 1 | 0 | 0 |  | 0 | 0% | 0% | 0% | 100% | 100% | 100% | 100% | 100% | 100% |  | Utility Specific | 143 | Lighting | 35.11% | 30.72% | 19.04% | 15.12% | Calculated |  | 0.00025457 | 0.036403 | 54.7% | 84.8% | 54.7% | 54.7% | Utility Specific | [6 empty] | 0 | 0
A - Residential | A4 - Residential Behavior | A4a - Residential Behavior | [42 empty] | 0 | 0
A - Residential | A4 - Residential Behavior | A4a - Residential Behavior | [42 empty] | 0 | 0
A - Residential | A4 - Residential Behavior | A4a - Residential Behavior | [42 empty] | 0 | 0
A - Residential | A4 - Residential Behavior | A4a - Residential Behavior | [42 empty] | 0 | 0
A - Residential | A4 - Residential Behavior | A4a - Residential Behavior | [42 empty] | 0 | 0
A - Residential | A4 - Residential Behavior | A4a - Residential Behavior | [42 empty] | 0 | 0
A - Residential | A4 - Residential Behavior | A4a - Residential Behavior | [42 empty] | 0 | 0
A - Residential | A4 - Residential Behavior | A4a - Residential Behavior | [42 empty] | 0 | 0
A - Residential | A4 - Residential Behavior | A4a - Residential Behavior | [42 empty] | 0 | 0
[45 empty] | 0 | 0
A - Residential | A4 - Residential Behavior | [7 empty] | 0 | 0 | 0 |  |  |  |  | #REF! | [7 empty] | 0 | [14 empty] | #REF! | #REF! | #REF! | #REF! | #REF! | #REF! | #REF! | #REF!
[24 empty] | 0 | [20 empty] | 0 | 0
A - Residential | A5 - Residential Active Demand Response | A5a - Residential Active Demand Response | Direct Load Control Targeted Dispatch | EA5a001 | Behavior | Thermostat | 884 | 1 | 39.14 | 39.14 |  | 0 | 0% | 0% | 0% | 100% | 100% | 100% | 100% | 100% | 100% | 10% | Utility Specific | 0 | ADR Summer Peak | 0% | 0% | 100% | 0% | Utility Specific | 1.2 | 0 | 1.2 | 100% | 0% | 100% | 100% | [7 empty] | 0 | 0
A - Residential | A5 - Residential Active Demand Response | A5a - Residential Active Demand Response | Storage Daily Dispatch P4P (savings) | EA5a002 | Behavior | Participant | 0 | 1 |  |  |  | 0 | 0% | 0% | 0% | 100% | 100% | 100% | 100% | 100% | 100% | 100% | Calculated | 0 | ADR Summer Peak | 0% | 0% | 100% | 0% | Utility Specific |  | 0 | 0 | 100% | 0% | 100% | 100% | [7 empty] | 0 | 0
A - Residential | A5 - Residential Active Demand Response | A5a - Residential Active Demand Response | Storage Daily Dispatch P4P (consumption) | EA5a003 | Behavior | Participant | 0 | 1 |  |  |  | 0 | 0% | 0% | 0% | 100% | 100% | 100% | 100% | 100% | 100% | 100% | Calculated | 0 | ADR Summer Charging | 0% | 0% | 0% | 100% | Calculated | 0 | 0 | 0 | 0% | 0% | 0% | 0% | [7 empty] | 0 | 0
A - Residential | A5 - Residential Active Demand Response | A5a - Residential Active Demand Response | [21 empty] | 0 | [20 empty] | 0 | 0
A - Residential | A5 - Residential Active Demand Response | A5a - Residential Active Demand Response | [21 empty] | 0 | [20 empty] | 0 | 0
A - Residential | A5 - Residential Active Demand Response | A5a - Residential Active Demand Response | [21 empty] | 0 | [20 empty] | 0 | 0
A - Residential | A5 - Residential Active Demand Response | A5a - Residential Active Demand Response | [21 empty] | 0 | [20 empty] | 0 | 0
A - Residential | A5 - Residential Active Demand Response | A5a - Residential Active Demand Response | [21 empty] | 0 | [20 empty] | 0 | 0
A - Residential | A5 - Residential Active Demand Response | A5a - Residential Active Demand Response | [21 empty] | 0 | [20 empty] | 0 | 0
A - Residential | A5 - Residential Active Demand Response | A5a - Residential Active Demand Response | [21 empty] | 0 | [20 empty] | 0 | 0
[24 empty] | 0 | [20 empty] | 0 | 0
A - Residential | A5 - Residential Active Demand Response | [22 empty] | 0 | [20 empty] | 0 | 0
[45 empty] | 0 | 0
C - Commercial & Industrial | C1 - Large Business Energy Solutions | C1a - LCI Retrofit | Custom Large Compressed Air Retro | EC1a001 | Compressed Air | Project | 0 | 10 | 29428.57 | 10300 |  | 19128.57 | 0% | 0% | 0% | 100% | 100% | 86.5% | 88% | 94% | 93% |  | Utility Specific | 16480 | C&I Compressed Air - VFD Compressor | 13% | 20% | 26% | 41% | Utility Specific | 2.06 | 0.000258 | 2.06 | 78.9% | 70.5% | 78.9% | 78.9% | Utility Specific | [6 empty] | 0 | 0
C - Commercial & Industrial | C1 - Large Business Energy Solutions | C1a - LCI Retrofit | Custom Large Hot Water Retro | EC1a002 | Hot Water | Project | 0 |  |  |  |  | 0 | 0% | 0% | 0% | 100% | 100% | 86.5% | 88% | 94% | 93% |  | Utility Specific | 0 | C&I Water Heating | 25% | 25% | 25% | 25% | Utility Specific |  | 0.000258 | 0 | 54% | 56% | 54% | 54% | Utility Specific | [6 empty] | 0 | 0
C - Commercial & Industrial | C1 - Large Business Energy Solutions | C1a - LCI Retrofit | Custom Large HVAC Retro | EC1a003 | HVAC | Project | 0 |  |  |  |  | 0 | 0% | 0% | 0% | 100% | 100% | 86.5% | 88% | 94% | 93% |  | Utility Specific | 0 | Custom Calculation | 72% | 18% | 8% | 2% | Utility Specific |  | 0 | 0 | 31.9% | 26.1% | 31.9% | 31.9% | Utility Specific | [6 empty] | 0 | 0
C - Commercial & Industrial | C1 - Large Business Energy Solutions | C1a - LCI Retrofit | Custom Large Lighting Retro - Interior | EC1a004 | Lighting | Project | 0 | 8 | 9372.94 | 2072.45 |  | 7300.49 | 11% | 5% | 0% | 94% | 100% | 99.9% | 100% | 100% | 93% |  | Utility Specific | 13576.72 | C&I Interior Lighting - Prescriptive | 30.3% | 17.4% | 34.3% | 18.1% | Calculated |  | 0.0002 | 2.7153 | 80% | 61% | 80% | 80% | Calculated | NG - C&I Gas Heat | -3.1272 | Fuel Oil - Com Fuel | -6.2543 |  |  | 0 | 0
C - Commercial & Industrial | C1 - Large Business Energy Solutions | C1a - LCI Retrofit | Custom Large Lighting Retro - Exterior | EC1a047 | Lighting | Project | 0 | 8 | 13705.35 | 2853.53 |  | 10851.82 | 11% | 5% | 0% | 94% | 100% | 99.9% | 100% | 100% | 93% |  | Utility Specific | 16010.05 | C&I Exterior Lighting | 20.1% | 31.6% | 19.2% | 29% | Calculated |  | 0.0002 | 3.202 | 0% | 100% | 0% | 0% | Calculated | [6 empty] | 0 | 0
C - Commercial & Industrial | C1 - Large Business Energy Solutions | C1a - LCI Retrofit | Custom Large Lighting Retro - Controls | EC1a048 | Lighting | Project | 0 | 8 | 2575.8 | 1658.61 |  | 917.19 | 11% | 5% | 0% | 94% | 100% | 99.9% | 100% | 100% | 93% |  | Utility Specific | 7094.24 | C&I Lighting Controls | 31.3% | 19% | 32.1% | 17.7% | Calculated |  | 0.0001 | 0.70942 | 15% | 13% | 15% | 15% | Calculated | NG - C&I Gas Heat | -6.451 | Fuel Oil - Com Fuel | -12.9021 |  |  | 0 | 0
C - Commercial & Industrial | C1 - Large Business Energy Solutions | C1a - LCI Retrofit | Custom Large Motors Retro | EC1a005 | Motors/Drives | Project | 0 |  |  |  |  | 0 | 0% | 0% | 0% | 100% | 100% | 86.5% | 88% | 94% | 93% |  | Utility Specific | 0 | Custom Calculation | 23% | 8% | 52% | 17% | Utility Specific |  | 0 | 0 | 91.5% | 90.4% | 91.5% | 91.5% | Utility Specific | [6 empty] | 0 | 0
C - Commercial & Industrial | C1 - Large Business Energy Solutions | C1a - LCI Retrofit | Custom Large Process Retro | EC1a006 | Process | Project | 0 |  |  |  |  | 0 | 0% | 0% | 0% | 100% | 100% | 86.5% | 88% | 94% | 93% |  | Utility Specific | 0 | C&I Process | 49% | 13% | 29% | 9% | Utility Specific |  | 0.000725 | 0 | 58% | 71.1% | 58% | 58% | Utility Specific | [6 empty] | 0 | 0
C - Commercial & Industrial | C1 - Large Business Energy Solutions | C1a - LCI Retrofit | Custom Large Refrigeration Retro | EC1a007 | Refrigeration | Project | 0 |  |  |  |  | 0 | 0% | 0% | 0% | 100% | 100% | 86.5% | 88% | 94% | 93% |  | Utility Specific | 0 | C&I Refrigeration | 22.6% | 27.3% | 23.3% | 26.8% | Utility Specific |  | 0.0002 | 0 | 73% | 51.9% | 73% | 73% | Utility Specific | [6 empty] | 0 | 0
C - Commercial & Industrial | C1 - Large Business Energy Solutions | C1a - LCI Retrofit | Custom Large Other Retro | EC1a008 | Custom Measures | Project | 0 | 8 | 30640 | 10724 |  | 19916 | 0% | 0% | 0% | 100% | 100% | 86.5% | 88% | 94% | 93% |  | Utility Specific | 33703.58 | Custom Calculation | 25% | 25% | 25% | 25% | Utility Specific | 3.37 | 0 | 3.37 | 38.5% | 55.8% | 38.5% | 38.5% | Utility Specific | [6 empty] | 0 | 0
C - Commercial & Industrial | C1 - Large Business Energy Solutions | C1a - LCI Retrofit | Daylight Dimming | EC1a009 | Lighting | Project | 0 | 9 |  |  |  | 0 | 11% | 5% | 0% | 94% | 100% | 99.9% | 100% | 100% | 100% |  | Utility Specific | 0 | C&I Lighting Controls | 31.3% | 19% | 32.1% | 17.7% | Calculated |  | 0.0001 | 0 | 13.8% | 13.4% | 13.8% | 13.8% | Calculated | NG - C&I Gas Heat | 0 | Fuel Oil - Com Fuel | 0 |  |  | 0 | 0
C - Commercial & Industrial | C1 - Large Business Energy Solutions | C1a - LCI Retrofit | Lighting Fixture - Exterior w/ Controls | EC1a010 | Lighting | Project | 6 | 5 | 2068 | 481 |  | 1587 | 11% | 5% | 0% | 94% | 100% | 99.9% | 100% | 100% | 100% |  | Utility Specific | 2894.85 | C&I Exterior Lighting | 20.1% | 31.6% | 19.2% | 29% | Calculated |  | 0.0002 | 0.57897 | 0% | 100% | 0% | 0% | Calculated | [6 empty] | 0 | 0
C - Commercial & Industrial | C1 - Large Business Energy Solutions | C1a - LCI Retrofit | Lighting Fixture - Exterior w/o Controls | EC1a011 | Lighting | Project | 6 | 4 | 12411 | 2421 |  | 9990 | 11% | 5% | 0% | 94% | 100% | 99.9% | 100% | 100% | 100% |  | Utility Specific | 7765.63 | C&I Exterior Lighting | 20.1% | 31.6% | 19.2% | 29% | Calculated |  | 0.0002 | 1.5531 | 0% | 100% | 0% | 0% | Calculated | [6 empty] | 0 | 0
C - Commercial & Industrial | C1 - Large Business Energy Solutions | C1a - LCI Retrofit | Lighting Fixture - Interior w/ Controls | EC1a012 | Lighting | Project | 14.7643 | 5 | 34572 | 6362 |  | 28210 | 11% | 5% | 0% | 94% | 100% | 99.9% | 100% | 100% | 100% |  | Utility Specific | 24605.86 | C&I Interior Lighting - Prescriptive | 30.3% | 17.4% | 34.3% | 18.1% | Calculated |  | 0.0002 | 4.9212 | 50.4% | 38.9% | 50.4% | 50.4% | Calculated | NG - C&I Gas Heat | -5.6675 | Fuel Oil - Com Fuel | -11.3351 |  |  | 0 | 0
C - Commercial & Industrial | C1 - Large Business Energy Solutions | C1a - LCI Retrofit | Lighting Fixture - Interior w/o Controls | EC1a013 | Lighting | Project | 30.2167 | 4 | 25830 | 5243 |  | 20587 | 11% | 5% | 0% | 94% | 100% | 99.9% | 100% | 100% | 100% |  | Utility Specific | 19498.5 | C&I Interior Lighting - Prescriptive | 30.3% | 17.4% | 34.3% | 18.1% | Calculated |  | 0.0002 | 3.8997 | 50.4% | 38.9% | 50.4% | 50.4% | Calculated | NG - C&I Gas Heat | -4.4912 | Fuel Oil - Com Fuel | -8.9823 |  |  | 0 | 0
C - Commercial & Industrial | C1 - Large Business Energy Solutions | C1a - LCI Retrofit | Lighting Occupancy Sensors | EC1a014 | Lighting | Project | 5 | 9 | 6157.14 | 2155 |  | 4002.14 | 11% | 5% | 0% | 94% | 100% | 99.9% | 100% | 100% | 100% |  | Utility Specific | 5381.53 | C&I Lighting Controls | 31.3% | 19% | 32.1% | 17.7% | Calculated |  | 0.0001 | 0.53815 | 13.8% | 13.4% | 13.8% | 13.8% | Calculated | NG - C&I Gas Heat | -4.8936 | Fuel Oil - Com Fuel | -9.7872 |  |  | 0 | 0
C - Commercial & Industrial | C1 - Large Business Energy Solutions | C1a - LCI Retrofit | [Open Measure - To Be Assigned] | EC1a015 | [19 empty] | 0 | [20 empty] | 0 | 0
C - Commercial & Industrial | C1 - Large Business Energy Solutions | C1a - LCI Retrofit | Case Motor Replacement | EC1a016 | Refrigeration | Project | 0 | 15 |  |  |  | 0 | 0% | 0% | 0% | 100% | 100% | 99.9% | 100% | 100% | 100% |  | Utility Specific | 0 | C&I Refrigeration | 22.6% | 27.3% | 23.3% | 26.8% | Utility Specific |  | 0.0002 | 0 | 90% | 90% | 90% | 90% | Utility Specific | [6 empty] | 0 | 0
C - Commercial & Industrial | C1 - Large Business Energy Solutions | C1a - LCI Retrofit | Cooler Night Cover | EC1a017 | Refrigeration | Project | 0 | 5 |  |  |  | 0 | 0% | 0% | 0% | 100% | 100% | 99.9% | 100% | 100% | 100% |  | Utility Specific | 0 | C&I Refrigeration | 22.6% | 27.3% | 23.3% | 26.8% | Utility Specific |  | 0.0002 | 0 | 0% | 0% | 0% | 0% | Utility Specific | [6 empty] | 0 | 0
C - Commercial & Industrial | C1 - Large Business Energy Solutions | C1a - LCI Retrofit | Demand Control Ventilation | EC1a018 | HVAC | Project | 4 | 10 | 22000 | 1360 |  | 20640 | 0% | 0% | 0% | 100% | 100% | 99.9% | 100% | 100% | 100% |  | Utility Specific | 9019.602 | C&I Heating & Cooling | 26.4% | 16.6% | 34.9% | 22.1% | Utility Specific |  | 0.0016 | 14.4314 | 82% | 5% | 82% | 82% | Utility Specific | [6 empty] | 0 | 0
C - Commercial & Industrial | C1 - Large Business Energy Solutions | C1a - LCI Retrofit | Door Heater Controls | EC1a019 | Refrigeration | Project | 0 | 10 |  |  |  | 0 | 0% | 0% | 0% | 100% | 100% | 99.9% | 100% | 100% | 100% |  | Utility Specific | 0 | C&I Refrigeration | 22.6% | 27.3% | 23.3% | 26.8% | Utility Specific |  | 0.0002 | 0 | 90% | 90% | 90% | 90% | Utility Specific | [6 empty] | 0 | 0
C - Commercial & Industrial | C1 - Large Business Energy Solutions | C1a - LCI Retrofit | Dual Enthalpy Economizer Controls (DEEC) | EC1a020 | HVAC | Project | 0 | 10 |  |  |  | 0 | 0% | 0% | 0% | 100% | 100% | 99.9% | 100% | 100% | 100% |  | Utility Specific | 0 | C&I Heating & Cooling | 26.4% | 16.6% | 34.9% | 22.1% | Utility Specific |  | 0.0016 | 0 | 34.2% | 0% | 34.2% | 34.2% | Utility Specific | [6 empty] | 0 | 0
C - Commercial & Industrial | C1 - Large Business Energy Solutions | C1a - LCI Retrofit | Duct Sealing, Electric | EC1a021 | HVAC | Project | 0 | 20 |  |  |  | 0 | 0% | 0% | 0% | 100% | 100% | 99.9% | 100% | 100% | 100% |  | Utility Specific | 0 | Weighted HVAC - Multi-family | 23.21% | 27.86% | 25.2% | 23.73% | Utility Specific |  | 0.00084647 | 0 | 35% | 0% | 35% | 35% | Utility Specific | [6 empty] | 0 | 0
C - Commercial & Industrial | C1 - Large Business Energy Solutions | C1a - LCI Retrofit | Ductless Mini Split Heat Pump | EC1a022 | HVAC | Project | 0 | 20 |  |  |  | 0 | 0% | 0% | 0% | 100% | 100% | 99.9% | 100% | 100% | 100% |  | Utility Specific | 0 | C&I Heating & Cooling | 26.4% | 16.6% | 34.9% | 22.1% | Utility Specific |  | 0.0016 | 0 | 34.2% | 0% | 34.2% | 34.2% | Utility Specific | [6 empty] | 0 | 0
C - Commercial & Industrial | C1 - Large Business Energy Solutions | C1a - LCI Retrofit | ECM Evaporator Fan Motors for Walk-in Cooler/Freezer | EC1a023 | Refrigeration | Project | 0 | 15 |  |  |  | 0 | 0% | 0% | 0% | 100% | 100% | 99.9% | 100% | 100% | 100% |  | Utility Specific | 0 | C&I Refrigeration | 22.6% | 27.3% | 23.3% | 26.8% | Utility Specific |  | 0.0002 | 0 | 90% | 90% | 90% | 90% | Utility Specific | [6 empty] | 0 | 0
C - Commercial & Industrial | C1 - Large Business Energy Solutions | C1a - LCI Retrofit | Electronic Defrost Control | EC1a024 | Refrigeration | Project | 0 | 10 |  |  |  | 0 | 0% | 0% | 0% | 100% | 100% | 99.9% | 100% | 100% | 100% |  | Utility Specific | 0 | C&I Refrigeration | 22.6% | 27.3% | 23.3% | 26.8% | Utility Specific |  | 0.0002 | 0 | 90% | 90% | 90% | 90% | Utility Specific | [6 empty] | 0 | 0
C - Commercial & Industrial | C1 - Large Business Energy Solutions | C1a - LCI Retrofit | Energy Management System, Electric | EC1a025 | HVAC | Project | 0 | 10 |  |  |  | 0 | 0% | 0% | 0% | 100% | 100% | 86.5% | 88% | 94% | 93% |  | Utility Specific | 0 | C&I Heating & Cooling | 26.4% | 16.6% | 34.9% | 22.1% | Utility Specific |  | 0.0016 | 0 | 95% | 100% | 95% | 95% | Utility Specific | [6 empty] | 0 | 0
C - Commercial & Industrial | C1 - Large Business Energy Solutions | C1a - LCI Retrofit | Energy Star Wifi Thermostat, Electric | EC1a026 | HVAC | Thermostat | 0 | 15 |  |  |  | 0 | 0% | 0% | 0% | 100% | 100% | 99.9% | 100% | 100% | 100% |  | Deemed | 160.9 | Central Air Conditioner/Heat Pump (Cooling) | 6.595% | 3.846% | 47.32% | 42.24% | Utility Specific |  | 0.0015937 | 0.25643 | 34.6% | 0% | 34.6% | 34.6% | Utility Specific | [6 empty] | 0 | 0
C - Commercial & Industrial | C1 - Large Business Energy Solutions | C1a - LCI Retrofit | Evaporator Fan Control | EC1a027 | Refrigeration | Project | 0 | 10 |  |  |  | 0 | 0% | 0% | 0% | 100% | 100% | 99.9% | 100% | 100% | 100% |  | Utility Specific | 0 | C&I Refrigeration | 22.6% | 27.3% | 23.3% | 26.8% | Utility Specific |  | 0.0002 | 0 | 100% | 100% | 100% | 100% | Utility Specific | [6 empty] | 0 | 0
C - Commercial & Industrial | C1 - Large Business Energy Solutions | C1a - LCI Retrofit | Faucet Aerator, Electric | EC1a028 | Hot Water | Aerator | 0 | 10 |  |  |  | 0 | 0% | 0% | 0% | 100% | 100% | 99.9% | 100% | 100% | 100% |  | Deemed | 309 | Water Heater - Electric | 41.52% | 31.39% | 15.22% | 11.88% | Deemed | 0.01 | 0.00024338 | 0.01 | 31.2% | 80.8% | 31.2% | 31.2% | Utility Specific | [6 empty] | 0 | 5460
C - Commercial & Industrial | C1 - Large Business Energy Solutions | C1a - LCI Retrofit | Hotel Occupancy Sensor | EC1a031 | HVAC | Sensor | 0 | 10 |  |  |  | 0 | 0% | 0% | 0% | 100% | 100% | 99.9% | 100% | 100% | 100% |  | Deemed | 438 | C&I Heating & Cooling | 26.4% | 16.6% | 34.9% | 22.1% | Deemed | 0.09 | 0.0016 | 0.09 | 82% | 5% | 82% | 82% | Utility Specific | [6 empty] | 0 | 0
C - Commercial & Industrial | C1 - Large Business Energy Solutions | C1a - LCI Retrofit | Low Pressure Drop Filter | EC1a032 | Compressed Air | Project | 0 | 5 |  |  |  | 0 | 0% | 0% | 0% | 100% | 100% | 99.9% | 100% | 100% | 100% |  | Utility Specific | 0 | C&I Compressed Air - VFD Compressor | 25.9% | 23.9% | 26.5% | 23.7% | Utility Specific |  | 0.000258 | 0 | 80% | 54% | 80% | 80% | Utility Specific | [6 empty] | 0 | 0
C - Commercial & Industrial | C1 - Large Business Energy Solutions | C1a - LCI Retrofit | Thermostatic Shut-Off Valve, Electric | EC1a033 | Hot Water | Showerhead | 0 | 15 |  |  |  | 0 | 0% | 0% | 0% | 100% | 100% | 99.9% | 100% | 100% | 100% |  | Deemed | 69 | Water Heater - Electric | 41.52% | 31.39% | 15.22% | 11.88% | Deemed | 0.02 | 0.00024338 | 0.02 | 31.2% | 80.8% | 31.2% | 31.2% | Utility Specific | [6 empty] | 0 | 558
C - Commercial & Industrial | C1 - Large Business Energy Solutions | C1a - LCI Retrofit | Low-Flow Showerhead, Electric | EC1a034 | Hot Water | Showerhead | 0 | 10 |  |  |  | 0 | 0% | 0% | 0% | 100% | 100% | 99.9% | 100% | 100% | 100% |  | Deemed | 507 | Water Heater - Electric | 41.52% | 31.39% | 15.22% | 11.88% | Deemed | 0.09 | 0.00024338 | 0.09 | 31.2% | 80.8% | 31.2% | 31.2% | Utility Specific | [6 empty] | 0 | 7300
C - Commercial & Industrial | C1 - Large Business Energy Solutions | C1a - LCI Retrofit | Motors, Open Drip | EC1a035 | Motors/Drives | Project | 0 | 10 |  |  |  | 0 | 0% | 0% | 0% | 100% | 100% | 99.9% | 100% | 100% | 100% |  | Utility Specific | 0 | Custom Calculation | 0% | 0% | 0% | 0% | Utility Specific |  | 0 | 0 | 0% | 0% | 0% | 0% | Utility Specific | [6 empty] | 0 | 0
C - Commercial & Industrial | C1 - Large Business Energy Solutions | C1a - LCI Retrofit | Motors, Totally Enclosed Fan Cooled | EC1a036 | Motors/Drives | Project | 0 | 10 |  |  |  | 0 | 0% | 0% | 0% | 100% | 100% | 99.9% | 100% | 100% | 100% |  | Utility Specific | 0 | C&I Refrigeration | 22.6% | 27.3% | 23.3% | 26.8% | Utility Specific |  | 0.0002 | 0 | 100% | 100% | 100% | 100% | Utility Specific | [6 empty] | 0 | 0
C - Commercial & Industrial | C1 - Large Business Energy Solutions | C1a - LCI Retrofit | Novelty Cooler Shutoff | EC1a037 | Refrigeration | Project | 0 | 10 |  |  |  | 0 | 0% | 0% | 0% | 100% | 100% | 99.9% | 100% | 100% | 100% |  | Utility Specific | 0 | C&I Refrigeration | 22.6% | 27.3% | 23.3% | 26.8% | Utility Specific |  | 0.0002 | 0 | 90% | 90% | 90% | 90% | Utility Specific | [6 empty] | 0 | 0
C - Commercial & Industrial | C1 - Large Business Energy Solutions | C1a - LCI Retrofit | Pipe Wrap - Heating, Electric | EC1a038 | HVAC | Project | 0 | 15 |  |  |  | 0 | 0% | 0% | 0% | 100% | 100% | 99.9% | 100% | 100% | 100% |  | Utility Specific | 0 | Hardwired Electric Heat | 43.13% | 56.87% | 0% | 0% | Utility Specific |  | 0.0007332 | 0 | 0% | 43.3% | 0% | 0% | Utility Specific | [6 empty] | 0 | 0
C - Commercial & Industrial | C1 - Large Business Energy Solutions | C1a - LCI Retrofit | Pipe Wrap - Hot Water, Electric | EC1a039 | Hot Water | Project | 0 | 15 |  |  |  | 0 | 0% | 0% | 0% | 100% | 100% | 99.9% | 100% | 100% | 100% |  | Utility Specific | 0 | Water Heater - Electric | 41.52% | 31.39% | 15.22% | 11.88% | Utility Specific |  | 0.00024338 | 0 | 31.2% | 80.8% | 31.2% | 31.2% | Utility Specific | [6 empty] | 0 | 0
C - Commercial & Industrial | C1 - Large Business Energy Solutions | C1a - LCI Retrofit | Pre Rinse Spray Valve, Electric | EC1a040 | Hot Water | Project | 0 | 8 |  |  |  | 0 | 0% | 0% | 0% | 100% | 100% | 99.9% | 100% | 100% | 100% |  | Utility Specific | 0 | Water Heater - Electric | 41.52% | 31.39% | 15.22% | 11.88% | Utility Specific |  | 0.00024338 | 0 | 52% | 100% | 52% | 52% | Utility Specific | [6 empty] | 0 | 6410
C - Commercial & Industrial | C1 - Large Business Energy Solutions | C1a - LCI Retrofit | Programmable Thermostat, Electric | EC1a041 | HVAC | Project | 0 | 15 |  |  |  | 0 | 0% | 0% | 0% | 100% | 100% | 99.9% | 100% | 100% | 100% |  | Utility Specific | 0 | Hardwired Electric Heat | 43.13% | 56.87% | 0% | 0% | Utility Specific |  | 0.0007332 | 0 | 0% | 43.3% | 0% | 0% | Utility Specific | [6 empty] | 0 | 0
C - Commercial & Industrial | C1 - Large Business Energy Solutions | C1a - LCI Retrofit | Steam Trap, Electric | EC1a042 | HVAC | Project | 0 | 6 |  |  |  | 0 | 0% | 0% | 0% | 100% | 100% | 99.9% | 100% | 100% | 100% |  | Utility Specific | 0 | C&I Heating & Cooling | 26.4% | 16.6% | 34.9% | 22.1% | Utility Specific |  | 0.0016 | 0 | 0% | 0% | 0% | 0% | Utility Specific | [6 empty] | 0 | 0
C - Commercial & Industrial | C1 - Large Business Energy Solutions | C1a - LCI Retrofit | Variable Frequency Drive | EC1a043 | Motors/Drives | Project | 4 | 15 | 16674.11 | 5835.94 |  | 10838.17 | 0% | 0% | 0% | 100% | 100% | 99.9% | 100% | 100% | 100% |  | Utility Specific | 42281.17 | C&I VFDs (Combined) | 23.7% | 27.2% | 23.8% | 25.3% | Utility Specific | 1.655 | 0 | 1.655 | 100% | 100% | 100% | 100% | Utility Specific | [6 empty] | 0 | 0
C - Commercial & Industrial | C1 - Large Business Energy Solutions | C1a - LCI Retrofit | Variable Frequency Drive with Motor | EC1a044 | Motors/Drives | Project | 6 | 15 | 29111.79 | 10189.13 |  | 18922.66 | 0% | 0% | 0% | 100% | 100% | 99.9% | 100% | 100% | 100% |  | Utility Specific | 75475 | C&I VFDs (Combined) | 23.7% | 27.2% | 23.8% | 25.3% | Utility Specific | 2.954 | 0 | 2.954 | 100% | 100% | 100% | 100% | Utility Specific | [6 empty] | 0 | 0
C - Commercial & Industrial | C1 - Large Business Energy Solutions | C1a - LCI Retrofit | Vending Miser | EC1a045 | Refrigeration | Project | 0 | 5 |  |  |  | 0 | 0% | 0% | 0% | 100% | 100% | 99.9% | 100% | 100% | 100% |  | Utility Specific | 0 | C&I Refrigeration | 22.6% | 27.3% | 23.3% | 26.8% | Utility Specific |  | 0.0002 | 0 | 90% | 90% | 90% | 90% | Utility Specific | [6 empty] | 0 | 0
C - Commercial & Industrial | C1 - Large Business Energy Solutions | C1a - LCI Retrofit | Zero Loss Condensate Drain | EC1a046 | Compressed Air | Project | 0 | 5 |  |  |  | 0 | 0% | 0% | 0% | 100% | 100% | 99.9% | 100% | 100% | 100% |  | Utility Specific | 0 | C&I Compressed Air - VFD Compressor | 25.9% | 23.9% | 26.5% | 23.7% | Utility Specific |  | 0.000258 | 0 | 80% | 54% | 80% | 80% | Utility Specific | [6 empty] | 0 | 0
C - Commercial & Industrial | C1 - Large Business Energy Solutions | C1a - LCI Retrofit | Large Retrocommissioning | EC1a049 | Custom Measures | Project | 0 | 3 |  |  |  | 0 | 0% | 0% | 0% | 100% | 100% | 99.9% | 100% | 100% | 100% |  | Utility Specific | 0 | Custom Calculation | 72% | 18% | 8% | 2% | Utility Specific |  | 0 | 0 | 45% | 52% | 45% | 45% | Utility Specific | [6 empty] | 0 | 0
C - Commercial & Industrial | C1 - Large Business Energy Solutions | C1a - LCI Retrofit | Induction Cooktop Displacing Electric Resistance | EC1a050 | Food Service | Appliance | 0 | 12 |  |  |  | 0 | 0% | 0% | 0% | 100% | 100% | 99.9% | 100% | 100% | 100% |  | Deemed | 2488 | C&I Food Services | 32% | 35% | 16% | 17% | Deemed | 0.43 | 0.000192 | 0.43 | 90% | 90% | 90% | 90% | Utility Specific | [6 empty] | 0 | 0
C - Commercial & Industrial | C1 - Large Business Energy Solutions | C1a - LCI Retrofit | CI Audits - Large Retro | EC1aAUD | Non-Energy Saving |  | 1 | 1 | 196079 | 196079 |  | 0 | 0% | 0% | 0% | 100% | 0% | 0% | 0% | 0% | 0% |  |  | 0 | Non-Electric Measures | 0% | 0% | 0% | 0% |  |  | 0 | 0 | 0% | 0% | 0% | 0% | [7 empty] | 0 | 0
C - Commercial & Industrial | C1 - Large Business Energy Solutions | C1a - LCI Retrofit | Vendor Fees - Large Retro | EC1aNES01 | Non-Energy Saving |  | 0 | 1 |  |  |  | 0 | 0% | 0% | 0% | 100% | 0% | 0% | 0% | 0% | 0% |  |  |  | Non-Electric Measures | 0% | 0% | 0% | 0% |  |  | 0 |  | 0% | 0% | 0% | 0% | [7 empty] | 0
C - Commercial & Industrial | C1 - Large Business Energy Solutions | C1a - LCI Retrofit | Vendor Fees - TA Studies - Large Retro | EC1aNES02 | Non-Energy Saving |  | 0 | 1 |  |  |  | 0 | 0% | 0% | 0% | 100% | 0% | 0% | 0% | 0% | 0% |  |  |  | Non-Electric Measures | 0% | 0% | 0% | 0% |  |  | 0 |  | 0% | 0% | 0% | 0% | [7 empty] | 0
C - Commercial & Industrial | C1 - Large Business Energy Solutions | C1a - LCI Retrofit | [42 empty] | 0
C - Commercial & Industrial | C1 - Large Business Energy Solutions | C1a - LCI Retrofit | [42 empty] | 0
C - Commercial & Industrial | C1 - Large Business Energy Solutions | C1a - LCI Retrofit | [42 empty] | 0
C - Commercial & Industrial | C1 - Large Business Energy Solutions | C1a - LCI Retrofit | [42 empty] | 0
0
C - Commercial & Industrial | C1 - Large Business Energy Solutions | C1b - LCI New Equipment | Custom Large Compressed Air New | EC1b001 | Compressed Air | Project | 0 |  |  |  |  | 0 | 0% | 0% | 0% | 100% | 100% | 86.5% | 88% | 94% | 93% |  | Utility Specific | 0 | C&I Compressed Air - VFD Compressor | 13% | 20% | 26% | 41% | Utility Specific |  | 0.000258 | 0 | 78.9% | 70.5% | 78.9% | 78.9% | Utility Specific | [6 empty] | 0 | 0
C - Commercial & Industrial | C1 - Large Business Energy Solutions | C1b - LCI New Equipment | Custom Large Hot Water New | EC1b002 | Hot Water | Project | 0 |  |  |  |  | 0 | 0% | 0% | 0% | 100% | 100% | 86.5% | 88% | 94% | 93% |  | Utility Specific | 0 | C&I Water Heating | 25% | 25% | 25% | 25% | Utility Specific |  | 0.000258 | 0 | 54% | 56% | 54% | 54% | Utility Specific | [6 empty] | 0 | 0
C - Commercial & Industrial | C1 - Large Business Energy Solutions | C1b - LCI New Equipment | Custom Large HVAC New | EC1b003 | HVAC | Project | 5 | 15 | 2096 | 1572 |  | 524 | 0% | 0% | 0% | 100% | 100% | 86.5% | 88% | 94% | 93% |  | Utility Specific | 3024.98 | Custom Calculation | 72% | 18% | 8% | 2% | Utility Specific | 1.835 | 0 | 1.835 | 31.9% | 26.1% | 31.9% | 31.9% | Utility Specific | [6 empty] | 0 | 0
C - Commercial & Industrial | C1 - Large Business Energy Solutions | C1b - LCI New Equipment | Custom Large Lighting New - Interior | EC1b004 | Lighting | Project | 0 | 15 |  |  |  | 0 | 11% | 5% | 0% | 94% | 100% | 99.9% | 100% | 100% | 93% |  | Utility Specific | 0 | C&I Interior Lighting - Prescriptive | 30.3% | 17.4% | 34.3% | 18.1% | Calculated |  | 0.0002 | 0 | 80% | 61% | 80% | 80% | Calculated | NG - C&I Gas Heat | 0 | Fuel Oil - Com Fuel | 0 |  |  | 0 | 0
C - Commercial & Industrial | C1 - Large Business Energy Solutions | C1b - LCI New Equipment | Custom Large Lighting New - Exterior | EC1b054 | Lighting | Project | 0 | 15 | 7900 | 3950 |  | 3950 | 11% | 5% | 0% | 94% | 100% | 99.9% | 100% | 100% | 93% |  | Utility Specific | 31569.9 | C&I Exterior Lighting | 20.1% | 31.6% | 19.2% | 29% | Calculated |  | 0.0002 | 6.314 | 0% | 100% | 0% | 0% | Calculated | [6 empty] | 0 | 0
C - Commercial & Industrial | C1 - Large Business Energy Solutions | C1b - LCI New Equipment | Custom Large Lighting New - Controls | EC1b055 | Lighting | Project | 0 | 10 |  |  |  | 0 | 11% | 5% | 0% | 94% | 100% | 99.9% | 100% | 100% | 93% |  | Utility Specific | 0 | C&I Lighting Controls | 31.3% | 19% | 32.1% | 17.7% | Calculated |  | 0.0001 | 0 | 15% | 13% | 15% | 15% | Calculated | NG - C&I Gas Heat | 0 | Fuel Oil - Com Fuel | 0 |  |  | 0 | 0
C - Commercial & Industrial | C1 - Large Business Energy Solutions | C1b - LCI New Equipment | Custom Large Motors New | EC1b005 | Motors/Drives | Project | 0 |  |  |  |  | 0 | 0% | 0% | 0% | 100% | 100% | 86.5% | 88% | 94% | 93% |  | Utility Specific | 0 | Custom Calculation | 23% | 8% | 52% | 17% | Utility Specific |  | 0 | 0 | 91.5% | 90.4% | 91.5% | 91.5% | Utility Specific | [6 empty] | 0 | 0
C - Commercial & Industrial | C1 - Large Business Energy Solutions | C1b - LCI New Equipment | Custom Large Process New | EC1b006 | Process | Project | 0 |  |  |  |  | 0 | 0% | 0% | 0% | 100% | 100% | 86.5% | 88% | 94% | 93% |  | Utility Specific | 0 | C&I Process | 49% | 13% | 29% | 9% | Utility Specific |  | 0.000725 | 0 | 58% | 71.1% | 58% | 58% | Utility Specific | [6 empty] | 0 | 0
C - Commercial & Industrial | C1 - Large Business Energy Solutions | C1b - LCI New Equipment | Custom Large Refrigeration New | EC1b007 | Refrigeration | Project | 0 |  |  |  |  | 0 | 0% | 0% | 0% | 100% | 100% | 86.5% | 88% | 94% | 93% |  | Utility Specific | 0 | C&I Refrigeration | 22.6% | 27.3% | 23.3% | 26.8% | Utility Specific |  | 0.0002 | 0 | 73% | 51.9% | 73% | 73% | Utility Specific | [6 empty] | 0 | 0
C - Commercial & Industrial | C1 - Large Business Energy Solutions | C1b - LCI New Equipment | Custom Large Other New | EC1b008 | Custom Measures | Project | 0 | 15 | 28100 | 14050 |  | 14050 | 0% | 0% | 0% | 100% | 100% | 86.5% | 88% | 94% | 93% |  | Utility Specific | 35125.63 | Custom Calculation | 25% | 25% | 25% | 25% | Utility Specific | 3.513 | 0 | 3.513 | 38.5% | 55.8% | 38.5% | 38.5% | Utility Specific | [6 empty] | 0 | 0
C - Commercial & Industrial | C1 - Large Business Energy Solutions | C1b - LCI New Equipment | Custom Large Comprehensive Design | EC1b056 | Custom Measures | Project | 0 |  |  |  |  | 0 | 0% | 0% | 0% | 100% | 100% | 86.5% | 88% | 94% | 93% |  | Utility Specific | 0 | Custom Calculation | 72% | 18% | 8% | 2% | Utility Specific |  | 0 | 0 | 100% | 100% | 100% | 100% | Utility Specific | [6 empty] | 0 | 0
C - Commercial & Industrial | C1 - Large Business Energy Solutions | C1b - LCI New Equipment | Daylight Dimming | EC1b009 | Lighting | Project | 0 | 10 |  |  |  | 0 | 11% | 5% | 0% | 94% | 100% | 99.9% | 100% | 100% | 100% |  | Utility Specific | 0 | C&I Lighting Controls | 31.3% | 19% | 32.1% | 17.7% | Calculated |  | 0.0001 | 0 | 13.8% | 13.4% | 13.8% | 13.8% | Calculated | NG - C&I Gas Heat | 0 | Fuel Oil - Com Fuel | 0 |  |  | 0 | 0
C - Commercial & Industrial | C1 - Large Business Energy Solutions | C1b - LCI New Equipment | Performance Lighting - Exterior w/ Controls | EC1b010 | Lighting | Project | 0 | 15 |  |  |  | 0 | 11% | 5% | 0% | 94% | 100% | 99.9% | 100% | 100% | 100% |  | Utility Specific | 2509.15 | C&I Exterior Lighting | 20.1% | 31.6% | 19.2% | 29% | Calculated |  | 0.0002 | 0.50183 | 0% | 100% | 0% | 0% | Calculated | [6 empty] | 0 | 0
C - Commercial & Industrial | C1 - Large Business Energy Solutions | C1b - LCI New Equipment | Performance Lighting - Exterior w/o Controls | EC1b011 | Lighting | Project | 5 | 15 | 889.3333 | 667 |  | 222.3333 | 11% | 5% | 0% | 94% | 100% | 99.9% | 100% | 100% | 100% |  | Utility Specific | 4220.085 | C&I Exterior Lighting | 20.1% | 31.6% | 19.2% | 29% | Calculated | 0.004 | 0.0002 | 0.004 | 0% | 100% | 0% | 0% | Calculated | [6 empty] | 0 | 0
C - Commercial & Industrial | C1 - Large Business Energy Solutions | C1b - LCI New Equipment | Performance Lighting - Interior w/ Controls | EC1b012 | Lighting | Project | 6.362 | 15 | 12653.3333 | 9490 |  | 3163.3333 | 11% | 5% | 0% | 94% | 100% | 99.9% | 100% | 100% | 100% |  | Utility Specific | 53164.0695 | C&I Interior Lighting - Prescriptive | 30.3% | 17.4% | 34.3% | 18.1% | Calculated |  | 0.0002 | 10.6328 | 50.4% | 38.9% | 50.4% | 50.4% | Calculated | NG - C&I Gas Heat | -2.8758 | Fuel Oil - Com Fuel | -5.7516 |  |  | 0 | 0
C - Commercial & Industrial | C1 - Large Business Energy Solutions | C1b - LCI New Equipment | Performance Lighting - Interior w/o Controls | EC1b013 | Lighting | Project | 9.4674 | 15 | 6301.3333 | 4726 |  | 1575.3333 | 11% | 5% | 0% | 94% | 100% | 99.9% | 100% | 100% | 100% |  | Utility Specific | 25232.0291 | C&I Interior Lighting - Prescriptive | 30.3% | 17.4% | 34.3% | 18.1% | Calculated | 0.8 | 0.0002 | 0.8 | 50.4% | 38.9% | 50.4% | 50.4% | Calculated | NG - C&I Gas Heat | -1.3649 | Fuel Oil - Com Fuel | -2.7298 |  |  | 0 | 0
C - Commercial & Industrial | C1 - Large Business Energy Solutions | C1b - LCI New Equipment | Lighting Occupancy Sensors | EC1b014 | Lighting | Project | 1 | 10 | 603.8933 | 452.92 |  | 150.9733 | 11% | 5% | 0% | 94% | 100% | 99.9% | 100% | 100% | 100% |  | Utility Specific | 5032.47 | C&I Lighting Controls | 31.3% | 19% | 32.1% | 17.7% | Calculated |  | 0.0001 | 0.50325 | 13.8% | 13.4% | 13.8% | 13.8% | Calculated | NG - C&I Gas Heat | -4.5762 | Fuel Oil - Com Fuel | -9.1524 |  |  | 0 | 0
C - Commercial & Industrial | C1 - Large Business Energy Solutions | C1b - LCI New Equipment | Advanced Power Strip | EC1b015 | Process | Project | 0 | 5 |  |  |  | 0 | 0% | 0% | 0% | 100% | 100% | 99.9% | 100% | 100% | 100% |  | Utility Specific | 0 | Primary TV and Peripherals | 32.24% | 34.78% | 15.36% | 17.62% | Calculated |  | 0.00018311 | 0 | 58.2% | 86.3% | 58.2% | 58.2% | Utility Specific | [6 empty] | 0 | 0
C - Commercial & Industrial | C1 - Large Business Energy Solutions | C1b - LCI New Equipment | Air Compressor | EC1b016 | Compressed Air | Project | 4 | 15 | 23000 | 17250 |  | 5750 | 0% | 0% | 0% | 100% | 100% | 99.9% | 100% | 100% | 100% |  | Utility Specific | 57620.16 | C&I Compressed Air - VFD Compressor | 25.9% | 23.9% | 26.5% | 23.7% | Utility Specific | 9.72 | 0.000258 | 9.72 | 117% | 98% | 117% | 117% | Utility Specific | [6 empty] | 0 | 0
C - Commercial & Industrial | C1 - Large Business Energy Solutions | C1b - LCI New Equipment | Air Nozzle | EC1b017 | Compressed Air | Project | 0 | 13 |  |  |  | 0 | 0% | 0% | 0% | 100% | 100% | 99.9% | 100% | 100% | 100% |  | Utility Specific | 0 | C&I Compressed Air - VFD Compressor | 25.9% | 23.9% | 26.5% | 23.7% | Utility Specific |  | 0.000258 | 0 | 80% | 54% | 80% | 80% | Utility Specific | [6 empty] | 0 | 0
C - Commercial & Industrial | C1 - Large Business Energy Solutions | C1b - LCI New Equipment | Circulator Pump | EC1b018 | HVAC | Project | 1 | 20 | 135 | 100 |  | 35 | 0% | 0% | 0% | 100% | 100% | 99.9% | 100% | 100% | 100% |  | Utility Specific | 397.03 | C&I Heating & Cooling | 26.4% | 16.6% | 34.9% | 22.1% | Utility Specific | 0.03 | 0.0016 | 0.03 | 82% | 5% | 82% | 82% | Utility Specific | [6 empty] | 0 | 0
C - Commercial & Industrial | C1 - Large Business Energy Solutions | C1b - LCI New Equipment | Combination Oven, Electric | EC1b019 | Food Service | Appliance | 2 | 12 | 2667 | 2000 |  | 667 | 0% | 0% | 0% | 100% | 100% | 99.9% | 100% | 100% | 100% |  | Deemed | 6368 | C&I Food Services | 32% | 35% | 16% | 17% | Deemed | 1.45 | 0.000192 | 1.45 | 90% | 90% | 90% | 90% | Utility Specific | [6 empty] | 0 | 0
C - Commercial & Industrial | C1 - Large Business Energy Solutions | C1b - LCI New Equipment | Compressor Storage | EC1b020 | Compressed Air | Project | 2 | 17 | 2934 | 2200 |  | 734 | 0% | 0% | 0% | 100% | 100% | 99.9% | 100% | 100% | 100% |  | Utility Specific | 1190.34 | C&I Compressed Air - VFD Compressor | 25.9% | 23.9% | 26.5% | 23.7% | Utility Specific | 0.35 | 0.000258 | 0.35 | 117% | 98% | 117% | 117% | Utility Specific | [6 empty] | 0 | 0
C - Commercial & Industrial | C1 - Large Business Energy Solutions | C1b - LCI New Equipment | Convection Oven, Electric | EC1b021 | Food Service | Appliance | 0 | 12 |  |  |  | 0 | 0% | 0% | 0% | 100% | 100% | 99.9% | 100% | 100% | 100% |  | Deemed | 2001 | C&I Food Services | 32% | 35% | 16% | 17% | Deemed | 0.46 | 0.000192 | 0.46 | 90% | 90% | 90% | 90% | Utility Specific | [6 empty] | 0 | 0
C - Commercial & Industrial | C1 - Large Business Energy Solutions | C1b - LCI New Equipment | Dishwasher - High Temp Door Type | EC1b022 | Food Service | Appliance | 0 | 13 |  |  |  | 0 | 0% | 0% | 0% | 100% | 100% | 99.9% | 100% | 100% | 100% |  | Deemed | 11897 | C&I Food Services | 32% | 35% | 16% | 17% | Deemed | 1.81 | 0.000192 | 1.81 | 90% | 90% | 90% | 90% | Utility Specific | [6 empty] | 0 | 40880
C - Commercial & Industrial | C1 - Large Business Energy Solutions | C1b - LCI New Equipment | Dishwasher - High Temp Multi Tank Conveyor | EC1b023 | Food Service | Appliance | 0 | 13 |  |  |  | 0 | 0% | 0% | 0% | 100% | 100% | 99.9% | 100% | 100% | 100% |  | Deemed | 45074 | C&I Food Services | 32% | 35% | 16% | 17% | Deemed | 6.86 | 0.000192 | 6.86 | 90% | 90% | 90% | 90% | Utility Specific | [6 empty] | 0 | 94170
C - Commercial & Industrial | C1 - Large Business Energy Solutions | C1b - LCI New Equipment | Dishwasher - High Temp Pot, Pan, Utensil | EC1b024 | Food Service | Appliance | 1 | 13 | 134 | 100 |  | 34 | 0% | 0% | 0% | 100% | 100% | 99.9% | 100% | 100% | 100% |  | Deemed | 10979 | C&I Food Services | 32% | 35% | 16% | 17% | Deemed | 1.67 | 0.000192 | 1.67 | 90% | 90% | 90% | 90% | Utility Specific | [6 empty] | 0 | 8760
C - Commercial & Industrial | C1 - Large Business Energy Solutions | C1b - LCI New Equipment | Dishwasher - High Temp Single Tank Conveyor | EC1b025 | Food Service | Appliance | 0 | 13 |  |  |  | 0 | 0% | 0% | 0% | 100% | 100% | 99.9% | 100% | 100% | 100% |  | Deemed | 10204 | C&I Food Services | 32% | 35% | 16% | 17% | Deemed | 1.55 | 0.000192 | 1.55 | 90% | 90% | 90% | 90% | Utility Specific | [6 empty] | 0 | 24820
C - Commercial & Industrial | C1 - Large Business Energy Solutions | C1b - LCI New Equipment | Dishwasher - High Temp Under Counter | EC1b026 | Food Service | Appliance | 0 | 13 |  |  |  | 0 | 0% | 0% | 0% | 100% | 100% | 99.9% | 100% | 100% | 100% |  | Deemed | 1480 | C&I Food Services | 32% | 35% | 16% | 17% | Deemed | 0.23 | 0.000192 | 0.23 | 90% | 90% | 90% | 90% | Utility Specific | [6 empty] | 0 | 6296
C - Commercial & Industrial | C1 - Large Business Energy Solutions | C1b - LCI New Equipment | Dishwasher - Low Temp Door Type | EC1b027 | Food Service | Appliance | 0 | 13 |  |  |  | 0 | 0% | 0% | 0% | 100% | 100% | 99.9% | 100% | 100% | 100% |  | Deemed | 17255 | C&I Food Services | 32% | 35% | 16% | 17% | Deemed | 2.63 | 0.000192 | 2.63 | 90% | 90% | 90% | 90% | Utility Specific | [6 empty] | 0 | 94024
C - Commercial & Industrial | C1 - Large Business Energy Solutions | C1b - LCI New Equipment | Dishwasher - Low Temp Multi Tank Conveyor | EC1b028 | Food Service | Appliance | 0 | 13 |  |  |  | 0 | 0% | 0% | 0% | 100% | 100% | 99.9% | 100% | 100% | 100% |  | Deemed | 22863 | C&I Food Services | 32% | 35% | 16% | 17% | Deemed | 3.48 | 0.000192 | 3.48 | 90% | 90% | 90% | 90% | Utility Specific | [6 empty] | 0 | 109500
C - Commercial & Industrial | C1 - Large Business Energy Solutions | C1b - LCI New Equipment | Dishwasher - Low Temp Single Tank Conveyor | EC1b029 | Food Service | Appliance | 0 | 13 |  |  |  | 0 | 0% | 0% | 0% | 100% | 100% | 99.9% | 100% | 100% | 100% |  | Deemed | 15387 | C&I Food Services | 32% | 35% | 16% | 17% | Deemed | 2.34 | 0.000192 | 2.34 | 90% | 90% | 90% | 90% | Utility Specific | [6 empty] | 0 | 75920
C - Commercial & Industrial | C1 - Large Business Energy Solutions | C1b - LCI New Equipment | Dishwasher - Low Temp Under Counter | EC1b030 | Food Service | Appliance | 0 | 13 |  |  |  | 0 | 0% | 0% | 0% | 100% | 100% | 99.9% | 100% | 100% | 100% |  | Deemed | 6182 | C&I Food Services | 32% | 35% | 16% | 17% | Deemed | 0.94 | 0.000192 | 0.94 | 90% | 90% | 90% | 90% | Utility Specific | [6 empty] | 0 | 14783
C - Commercial & Industrial | C1 - Large Business Energy Solutions | C1b - LCI New Equipment | Faucet Aerator, Electric | EC1b031 | Hot Water | Aerator | 0 | 10 |  |  |  | 0 | 0% | 0% | 0% | 100% | 100% | 99.9% | 100% | 100% | 100% |  | Deemed | 309 | Water Heater - Electric | 41.52% | 31.39% | 15.22% | 11.88% | Deemed | 0.01 | 0.00024338 | 0.01 | 31.2% | 80.8% | 31.2% | 31.2% | Utility Specific | [6 empty] | 0 | 5460
C - Commercial & Industrial | C1 - Large Business Energy Solutions | C1b - LCI New Equipment | Fryer Large Vat, Electric | EC1b032 | Food Service | Appliance | 0 | 12 |  |  |  | 0 | 0% | 0% | 0% | 100% | 100% | 99.9% | 100% | 100% | 100% |  | Deemed | 2696 | C&I Food Services | 32% | 35% | 16% | 17% | Deemed | 0.61 | 0.000192 | 0.61 | 90% | 90% | 90% | 90% | Utility Specific | [6 empty] | 0 | 0
C - Commercial & Industrial | C1 - Large Business Energy Solutions | C1b - LCI New Equipment | Fryer Standard Vat, Electric | EC1b033 | Food Service | Appliance | 0 | 12 |  |  |  | 0 | 0% | 0% | 0% | 100% | 100% | 99.9% | 100% | 100% | 100% |  | Deemed | 3272 | C&I Food Services | 32% | 35% | 16% | 17% | Deemed | 0.56 | 0.000192 | 0.56 | 90% | 90% | 90% | 90% | Utility Specific | [6 empty] | 0 | 0
C - Commercial & Industrial | C1 - Large Business Energy Solutions | C1b - LCI New Equipment | Griddle, Electric | EC1b034 | Food Service | Appliance | 0 | 12 |  |  |  | 0 | 0% | 0% | 0% | 100% | 100% | 99.9% | 100% | 100% | 100% |  | Deemed | 3179 | C&I Food Services | 32% | 35% | 16% | 17% | Deemed | 0.73 | 0.000192 | 0.73 | 90% | 90% | 90% | 90% | Utility Specific | [6 empty] | 0 | 0
C - Commercial & Industrial | C1 - Large Business Energy Solutions | C1b - LCI New Equipment | Ground Source Heat Pump | EC1b035 | HVAC | Project | 0 | 25 |  |  |  | 0 | 0% | 0% | 0% | 100% | 100% | 99.9% | 100% | 100% | 100% |  | Utility Specific | 0 | Hardwired Electric Heat | 43.13% | 56.87% | 0% | 0% | Utility Specific |  | 0.0007332 | 0 | 34.2% | 34.2% | 34.2% | 34.2% | Utility Specific | [6 empty] | 0 | 0
C - Commercial & Industrial | C1 - Large Business Energy Solutions | C1b - LCI New Equipment | Hot Food Holding Cabinet 3/4 Size | EC1b036 | Food Service | Appliance | 0 | 12 |  |  |  | 0 | 0% | 0% | 0% | 100% | 100% | 99.9% | 100% | 100% | 100% |  | Deemed | 1189 | C&I Food Services | 32% | 35% | 16% | 17% | Deemed | 0.32 | 0.000192 | 0.32 | 90% | 90% | 90% | 90% | Utility Specific | [6 empty] | 0 | 0
C - Commercial & Industrial | C1 - Large Business Energy Solutions | C1b - LCI New Equipment | Hot Food Holding Cabinet Full Size | EC1b037 | Food Service | Appliance | 0 | 12 |  |  |  | 0 | 0% | 0% | 0% | 100% | 100% | 99.9% | 100% | 100% | 100% |  | Deemed | 3807 | C&I Food Services | 32% | 35% | 16% | 17% | Deemed | 1.15 | 0.000192 | 1.15 | 90% | 90% | 90% | 90% | Utility Specific | [6 empty] | 0 | 0
C - Commercial & Industrial | C1 - Large Business Energy Solutions | C1b - LCI New Equipment | Hot Food Holding Cabinet Half Size | EC1b038 | Food Service | Appliance | 0 | 12 |  |  |  | 0 | 0% | 0% | 0% | 100% | 100% | 99.9% | 100% | 100% | 100% |  | Deemed | 223 | C&I Food Services | 32% | 35% | 16% | 17% | Deemed | 0.05 | 0.000192 | 0.05 | 90% | 90% | 90% | 90% | Utility Specific | [6 empty] | 0 | 0
C - Commercial & Industrial | C1 - Large Business Energy Solutions | C1b - LCI New Equipment | Ice Machine - Ice Making Head | EC1b039 | Food Service | Appliance | 1 | 8 | 334 | 250 |  | 84 | 0% | 0% | 0% | 100% | 100% | 99.9% | 100% | 100% | 100% |  | Utility Specific | 1117 | C&I Food Services | 32% | 35% | 16% | 17% | Utility Specific | 0.3 | 0.000192 | 0.3 | 90% | 90% | 90% | 90% | Utility Specific | [6 empty] | 0 | 3322
C - Commercial & Industrial | C1 - Large Business Energy Solutions | C1b - LCI New Equipment | Ice Machine - Remote Cond./Split Unit - Batch | EC1b040 | Food Service | Appliance | 0 | 8 |  |  |  | 0 | 0% | 0% | 0% | 100% | 100% | 99.9% | 100% | 100% | 100% |  | Utility Specific | 2601 | C&I Food Services | 32% | 35% | 16% | 17% | Utility Specific | 0.3 | 0.000192 | 0.3 | 90% | 90% | 90% | 90% | Utility Specific | [6 empty] | 0 | 2631
C - Commercial & Industrial | C1 - Large Business Energy Solutions | C1b - LCI New Equipment | Ice Machine - Remote Cond./Split Unit - Continuous | EC1b041 | Food Service | Appliance | 0 | 8 |  |  |  | 0 | 0% | 0% | 0% | 100% | 100% | 99.9% | 100% | 100% | 100% |  | Utility Specific | 3641 | C&I Food Services | 32% | 35% | 16% | 17% | Utility Specific | 0.3 | 0.000192 | 0.3 | 90% | 90% | 90% | 90% | Utility Specific | [6 empty] | 0 | 0
C - Commercial & Industrial | C1 - Large Business Energy Solutions | C1b - LCI New Equipment | Ice Machine - Self Contained | EC1b042 | Food Service | Appliance | 0 | 8 |  |  |  | 0 | 0% | 0% | 0% | 100% | 100% | 99.9% | 100% | 100% | 100% |  | Utility Specific | 805 | C&I Food Services | 32% | 35% | 16% | 17% | Utility Specific | 0.3 | 0.000192 | 0.3 | 90% | 90% | 90% | 90% | Utility Specific | [6 empty] | 0 | 0
C - Commercial & Industrial | C1 - Large Business Energy Solutions | C1b - LCI New Equipment | Low Pressure Drop Filter | EC1b043 | Compressed Air | Project | 0 | 5 |  |  |  | 0 | 0% | 0% | 0% | 100% | 100% | 99.9% | 100% | 100% | 100% |  | Utility Specific | 0 | C&I Compressed Air - VFD Compressor | 25.9% | 23.9% | 26.5% | 23.7% | Utility Specific |  | 0.000258 | 0 | 80% | 54% | 80% | 80% | Utility Specific | [6 empty] | 0 | 0
C - Commercial & Industrial | C1 - Large Business Energy Solutions | C1b - LCI New Equipment | Thermostatic Shut-Off Valve, Electric | EC1b044 | Hot Water | Showerhead | 0 | 15 |  |  |  | 0 | 0% | 0% | 0% | 100% | 100% | 99.9% | 100% | 100% | 100% |  | Deemed | 69 | Water Heater - Electric | 41.52% | 31.39% | 15.22% | 11.88% | Deemed | 0.02 | 0.00024338 | 0.02 | 31.2% | 80.8% | 31.2% | 31.2% | Utility Specific | [6 empty] | 0 | 558
C - Commercial & Industrial | C1 - Large Business Energy Solutions | C1b - LCI New Equipment | Low-Flow Showerhead, Electric | EC1b045 | Hot Water | Appliance | 0 | 10 |  |  |  | 0 | 0% | 0% | 0% | 100% | 100% | 99.9% | 100% | 100% | 100% |  | Deemed | 507 | Water Heater - Electric | 41.52% | 31.39% | 15.22% | 11.88% | Deemed | 0.09 | 0.00024338 | 0.09 | 31.2% | 80.8% | 31.2% | 31.2% | Utility Specific | [6 empty] | 0 | 7300
C - Commercial & Industrial | C1 - Large Business Energy Solutions | C1b - LCI New Equipment | Pre Rinse Spray Valve, Electric | EC1b046 | Hot Water | Valve | 0 | 8 |  |  |  | 0 | 0% | 0% | 0% | 100% | 100% | 99.9% | 100% | 100% | 100% |  | Utility Specific | 957 | Water Heater - Electric | 41.52% | 31.39% | 15.22% | 11.88% | Utility Specific |  | 0.00024338 | 0.23292 | 52% | 100% | 52% | 52% | Utility Specific | [6 empty] | 0 | 6410
C - Commercial & Industrial | C1 - Large Business Energy Solutions | C1b - LCI New Equipment | Refrigerated Air Dryer | EC1b047 | Compressed Air | Project | 2 | 15 | 3737 | 2804 |  | 933 | 0% | 0% | 0% | 100% | 100% | 156% | 100% | 100% | 100% |  | Utility Specific | 17537.16 | C&I Compressed Air - Air Dryer | 21.7% | 28.1% | 22.4% | 27.7% | Utility Specific | 2.96 | 0 | 2.96 | 117% | 98% | 117% | 117% | Utility Specific | [6 empty] | 0 | 0
C - Commercial & Industrial | C1 - Large Business Energy Solutions | C1b - LCI New Equipment | Steam Cooker, Electric | EC1b048 | Food Service | Appliance | 0 | 12 |  |  |  | 0 | 0% | 0% | 0% | 100% | 100% | 99.9% | 100% | 100% | 100% |  | Deemed | 6550 | C&I Food Services | 32% | 35% | 16% | 17% | Deemed | 2.28 | 0.000192 | 2.28 | 90% | 90% | 90% | 90% | Utility Specific | [6 empty] | 0 | 69975
C - Commercial & Industrial | C1 - Large Business Energy Solutions | C1b - LCI New Equipment | Unitary Air Conditioner | EC1b049 | HVAC | Project | 2.1248 | 20 | 10835 | 8126 |  | 2709 | 0% | 0% | 0% | 100% | 100% | 99.9% | 100% | 100% | 100% |  | Utility Specific | 31190.97 | C&I Electric Cooling Unitary Equipment | 8.6% | 4.6% | 52.7% | 34.1% | Utility Specific | 24.891 | 0.000759 | 24.891 | 34.2% | 0% | 34.2% | 34.2% | Utility Specific | [6 empty] | 0 | 0
C - Commercial & Industrial | C1 - Large Business Energy Solutions | C1b - LCI New Equipment | Water Source Heat Pump | EC1b050 | HVAC | Project | 3 | 12 | 3863.11 | 2897.33 |  | 965.78 | 0% | 0% | 0% | 100% | 100% | 99.9% | 100% | 100% | 100% |  | Utility Specific | 8781.95 | C&I Heating & Cooling | 26.4% | 16.6% | 34.9% | 22.1% | Utility Specific | 8.43 | 0.0016 | 8.43 | 34.2% | 34.2% | 34.2% | 34.2% | Utility Specific | [6 empty] | 0 | 0
C - Commercial & Industrial | C1 - Large Business Energy Solutions | C1b - LCI New Equipment | Zero Loss Condensate Drain | EC1b051 | Compressed Air | Project | 2 | 5 | 334 | 250 |  | 84 | 0% | 0% | 0% | 100% | 100% | 99.9% | 100% | 100% | 100% |  | Utility Specific | 42215.46 | C&I Compressed Air - VFD Compressor | 25.9% | 23.9% | 26.5% | 23.7% | Utility Specific | 7.78 | 0.000258 | 7.78 | 80% | 54% | 80% | 80% | Utility Specific | [6 empty] | 0 | 0
C - Commercial & Industrial | C1 - Large Business Energy Solutions | C1b - LCI New Equipment | High Efficiency Chiller - FL | EC1b052 | HVAC | Project | 1 | 23 | 29752 | 22314 |  | 7438 | 0% | 0% | 0% | 100% | 100% | 99.9% | 100% | 100% | 100% |  | Utility Specific | 67013.39 | C&I Electric Chiller (Combined) | 11.3% | 10.8% | 39.4% | 38.5% | Utility Specific | 101.69 | 0 | 101.69 | 86% | 10% | 86% | 86% | Utility Specific | [6 empty] | 0 | 0
C - Commercial & Industrial | C1 - Large Business Energy Solutions | C1b - LCI New Equipment | High Efficiency Chiller - IPLV | EC1b053 | HVAC | Project | 0 | 23 |  |  |  | 0 | 0% | 0% | 0% | 100% | 100% | 99.9% | 100% | 100% | 100% |  | Utility Specific | 0 | C&I Electric Chiller (Combined) | 11.3% | 10.8% | 39.4% | 38.5% | Utility Specific |  | 0 | 0 | 49% | 6% | 49% | 49% | Utility Specific | [6 empty] | 0 | 0
C - Commercial & Industrial | C1 - Large Business Energy Solutions | C1b - LCI New Equipment | C&I Large New Construction Code Compliance | EC1b057 | Custom Measures | Project | 0 | 20 |  |  |  | 0 | 0% | 0% | 0% | 100% | 100% | 36% | 36% | 36% | 36% |  | Utility Specific | 0 | Weighted HVAC - All Homes | 25.41% | 29.66% | 23.25% | 21.68% | Utility Specific |  | 0.00078321 | 0 | 33.6% | 20.1% | 33.6% | 33.6% | Utility Specific | [6 empty] | 0 | 0
C - Commercial & Industrial | C1 - Large Business Energy Solutions | C1b - LCI New Equipment | Induction Cooktop Displacing Electric Resistance | EC1b058 | Food Service | Appliance | 0 | 12 |  |  |  | 0 | 0% | 0% | 0% | 100% | 100% | 99.9% | 100% | 100% | 100% |  | Deemed | 2488 | C&I Food Services | 32% | 35% | 16% | 17% | Deemed | 0.43 | 0.000192 | 0.43 | 90% | 90% | 90% | 90% | Utility Specific | [6 empty] | 0 | 0
C - Commercial & Industrial | C1 - Large Business Energy Solutions | C1b - LCI New Equipment | Compressed Air Leak Detection | EC1b059 | Compressed Air | Project | 2 | 5 | 3980 | 1990 |  | 1990 | 0% | 0% | 0% | 100% | 100% | 99.9% | 100% | 100% | 100% |  | Utility Specific | 25483.94 | C&I Compressed Air - VFD Compressor | 25.9% | 23.9% | 26.5% | 23.7% | Utility Specific | 2.91 | 0.000258 | 2.91 | 80% | 54% | 80% | 80% | Utility Specific | [6 empty] | 0 | 0
C - Commercial & Industrial | C1 - Large Business Energy Solutions | C1b - LCI New Equipment | Packaged Terminal Heat Pump | EC1b060 | HVAC | Project | 0 | 12 |  |  |  | 0 | 0% | 0% | 0% | 100% | 100% | 99.9% | 100% | 100% | 100% |  | Utility Specific | 0 | C&I Heating & Cooling | 26.4% | 16.6% | 34.9% | 22.1% | Utility Specific |  | 0.0016 | 0 | 34% | 42% | 34% | 34% | Utility Specific | [6 empty] | 0 | 0
C - Commercial & Industrial | C1 - Large Business Energy Solutions | C1b - LCI New Equipment | VRF System | EC1b061 | HVAC | Project | 0 | 20 |  |  |  | 0 | 0% | 0% | 0% | 100% | 100% | 99.9% | 100% | 100% | 100% |  | Utility Specific | 0 | C&I Heating & Cooling | 26.4% | 16.6% | 34.9% | 22.1% | Utility Specific |  | 0.0016 | 0 | 34.2% | 0% | 34.2% | 34.2% | Utility Specific | [6 empty] | 0 | 0
C - Commercial & Industrial | C1 - Large Business Energy Solutions | C1b - LCI New Equipment | CI Audits - Large New | EC1bAUD | Non-Energy Saving |  | 1 | 1 | 147216 | 147216 |  | 0 | 0% | 0% | 0% | 100% | 0% | 0% | 0% | 0% | 0% |  |  | 0 | Non-Electric Measures | 0% | 0% | 0% | 0% |  |  | 0 | 0 | 0% | 0% | 0% | 0% | [7 empty] | 0 | 0
C - Commercial & Industrial | C1 - Large Business Energy Solutions | C1b - LCI New Equipment | Vendor Fees - Large New | EC1bNES01 | Non-Energy Saving |  | 0 | 1 |  |  |  | 0 | 0% | 0% | 0% | 100% | 0% | 0% | 0% | 0% | 0% |  |  | 0 | Non-Electric Measures | 0% | 0% | 0% | 0% |  |  | 0 | 0 | 0% | 0% | 0% | 0% | [7 empty] | 0 | 0
C - Commercial & Industrial | C1 - Large Business Energy Solutions | C1b - LCI New Equipment | Vendor Fees - TA Studies - Large New | EC1bNES02 | Non-Energy Saving |  | 0 | 1 |  |  |  | 0 | 0% | 0% | 0% | 100% | 0% | 0% | 0% | 0% | 0% |  |  | 0 | Non-Electric Measures | 0% | 0% | 0% | 0% |  |  | 0 | 0 | 0% | 0% | 0% | 0% | [7 empty] | 0 | 0
C - Commercial & Industrial | C1 - Large Business Energy Solutions | C1b - LCI New Equipment | [21 empty] | 0 | [20 empty] | 0 | 0
C - Commercial & Industrial | C1 - Large Business Energy Solutions | C1b - LCI New Equipment | [21 empty] | 0 | [20 empty] | 0 | 0
C - Commercial & Industrial | C1 - Large Business Energy Solutions | C1b - LCI New Equipment | [21 empty] | 0 | [20 empty] | 0 | 0
[24 empty] | 0 | [20 empty] | 0 | 0
C - Commercial & Industrial | C1 - Large Business Energy Solutions | C1c - LCI Midstream | Midstream Circulator Pump | EC1c001 | HVAC | Project | 0 | 20 | 361.04 | 156.94 |  | 204.1 | 22.5% | 8.5% | 0% | 86% | 100% | 100% | 100% | 100% | 100% |  | Utility Specific | 460.1 | C&I Heating & Cooling | 26.4% | 16.6% | 34.9% | 22.1% | Utility Specific |  | 0.0016 | 0.73616 | 82% | 5% | 82% | 82% | Utility Specific | [6 empty] | 0 | 0
C - Commercial & Industrial | C1 - Large Business Energy Solutions | C1c - LCI Midstream | Midstream Demand Control Ventilation | EC1c002 | HVAC | Project | 0 | 10 |  |  |  | 0 | 22.5% | 8.5% | 0% | 86% | 100% | 100% | 100% | 100% | 100% |  | Utility Specific | 0 | C&I Heating & Cooling | 26.4% | 16.6% | 34.9% | 22.1% | Utility Specific |  | 0.0016 | 0 | 82% | 5% | 82% | 82% | Utility Specific | [6 empty] | 0 | 0
C - Commercial & Industrial | C1 - Large Business Energy Solutions | C1c - LCI Midstream | Midstream DMSHP Systems | EC1c003 | HVAC | Project | 0 | 20 | 633.71 | 314.71 |  | 319 | 22.5% | 8.5% | 0% | 86% | 100% | 100% | 100% | 100% | 100% |  | Utility Specific | 1151.69 | C&I Heating & Cooling | 26.4% | 16.6% | 34.9% | 22.1% | Utility Specific |  | 0.0016 | 1.8427 | 34.2% | 0% | 34.2% | 34.2% | Utility Specific | [6 empty] | 0 | 0
C - Commercial & Industrial | C1 - Large Business Energy Solutions | C1c - LCI Midstream | Midstream Dual Enthalpy Economizer Controls | EC1c004 | HVAC | Project | 0 | 10 | 403 | 275 |  | 128 | 22.5% | 8.5% | 0% | 86% | 100% | 100% | 100% | 100% | 100% |  | Utility Specific | 3673.54 | C&I Heating & Cooling | 26.4% | 16.6% | 34.9% | 22.1% | Utility Specific | 3.674 | 0.0016 | 3.674 | 34.2% | 0% | 34.2% | 34.2% | Utility Specific | [6 empty] | 0 | 0
C - Commercial & Industrial | C1 - Large Business Energy Solutions | C1c - LCI Midstream | Midstream ECM Fan Motors | EC1c005 | HVAC | Project | 0 | 20 |  |  |  | 0 | 22.5% | 8.5% | 0% | 86% | 100% | 100% | 100% | 100% | 100% |  | Utility Specific | 0 | C&I Heating & Cooling | 26.4% | 16.6% | 34.9% | 22.1% | Utility Specific |  | 0.0016 | 0 | 82% | 5% | 82% | 82% | Utility Specific | [6 empty] | 0 | 0
C - Commercial & Industrial | C1 - Large Business Energy Solutions | C1c - LCI Midstream | Midstream Heat Pump Systems | EC1c006 | HVAC | Project | 0 | 20 | 768 | 198.53 |  | 569.47 | 22.5% | 8.5% | 0% | 86% | 100% | 100% | 100% | 100% | 100% |  | Utility Specific | 783.99 | C&I Heating & Cooling | 26.4% | 16.6% | 34.9% | 22.1% | Utility Specific | 0.47 | 0.0016 | 0.47 | 34.2% | 0% | 34.2% | 34.2% | Utility Specific | [6 empty] | 0 | 0
C - Commercial & Industrial | C1 - Large Business Energy Solutions | C1c - LCI Midstream | Midstream Unitary Air Conditioners | EC1c007 | HVAC | Project | 0 | 20 | 1821.58 | 1137.95 |  | 683.63 | 22.5% | 8.5% | 0% | 86% | 100% | 100% | 100% | 100% | 100% |  | Utility Specific | 3841.08 | C&I Electric Cooling Unitary Equipment | 8.6% | 4.6% | 52.7% | 34.1% | Utility Specific | 0.768 | 0.000759 | 0.768 | 34.2% | 0% | 34.2% | 34.2% | Utility Specific | [6 empty] | 0 | 0
C - Commercial & Industrial | C1 - Large Business Energy Solutions | C1c - LCI Midstream | Midstream VRF | EC1c008 | HVAC | Project | 0 | 20 | 3463.99 | 2401.58 |  | 1062.41 | 22.5% | 8.5% | 0% | 86% | 100% | 100% | 100% | 100% | 100% |  | Utility Specific | 8794.24 | C&I Heating & Cooling | 26.4% | 16.6% | 34.9% | 22.1% | Utility Specific | 1.759 | 0.0016 | 1.759 | 34.2% | 0% | 34.2% | 34.2% | Utility Specific | [6 empty] | 0 | 0
C - Commercial & Industrial | C1 - Large Business Energy Solutions | C1c - LCI Midstream | Midstream Water Source Heat Pump Systems | EC1c009 | HVAC | Project | 0 | 12 | 567.51 | 258.2 |  | 309.31 | 22.5% | 8.5% | 0% | 86% | 100% | 100% | 100% | 100% | 100% |  | Utility Specific | 661.58 | C&I Heating & Cooling | 26.4% | 16.6% | 34.9% | 22.1% | Utility Specific | 0.397 | 0.0016 | 0.397 | 34.2% | 34.2% | 34.2% | 34.2% | Utility Specific | [6 empty] | 0 | 0
C - Commercial & Industrial | C1 - Large Business Energy Solutions | C1c - LCI Midstream | Midstream LED Downlight | EC1c010 | Lighting | Project | 0 | 1 |  |  |  | 0 | 72% | 11% | 0% | 39% | 95% | 103.4% | 97.4% | 112.3% | 100% |  | Utility Specific | 0 | C&I Interior Lighting - Prescriptive | 30.3% | 17.4% | 34.3% | 18.1% | Calculated |  | 0.0002 | 0 | 70% | 49% | 70% | 70% | Calculated | NG - C&I Gas Heat | 0 | Fuel Oil - Com Fuel | 0 |  |  | 0 | 0
C - Commercial & Industrial | C1 - Large Business Energy Solutions | C1c - LCI Midstream | Midstream LED Exterior | EC1c011 | Lighting | Project | 0 | 4 | 205.26 | 43.18 |  | 162.08 | 72% | 11% | 0% | 39% | 95% | 100% | 100% | 100% | 100% |  | Utility Specific | 362.48 | C&I Exterior Lighting | 20.1% | 31.6% | 19.2% | 29% | Calculated |  | 0.0002 | 0.072496 | 0% | 100% | 0% | 0% | Calculated | [6 empty] | 0 | 0
C - Commercial & Industrial | C1 - Large Business Energy Solutions | C1c - LCI Midstream | Midstream LED High Bay/Low Bay | EC1c012 | Lighting | Project | 0 | 6 | 189.35 | 131.5 |  | 57.85 | 72% | 11% | 0% | 39% | 95% | 103.4% | 97.4% | 112.3% | 100% |  | Utility Specific | 806.91 | C&I Interior Lighting - Prescriptive | 30.3% | 17.4% | 34.3% | 18.1% | Calculated |  | 0.0002 | 0.16138 | 83% | 65% | 83% | 83% | Calculated | NG - C&I Gas Heat | -0.043573 | Fuel Oil - Com Fuel | -0.087146 |  |  | 0 | 0
C - Commercial & Industrial | C1 - Large Business Energy Solutions | C1c - LCI Midstream | Midstream LED Linear Fixture | EC1c013 | Lighting | Project | 0 | 5 | 72.72 | 34.49 |  | 38.23 | 72% | 11% | 0% | 39% | 95% | 103.4% | 97.4% | 112.3% | 100% |  | Utility Specific | 111.54 | C&I Interior Lighting - Prescriptive | 30.3% | 17.4% | 34.3% | 18.1% | Calculated |  | 0.0002 | 0.022308 | 83% | 65% | 83% | 83% | Calculated | NG - C&I Gas Heat | -0.0060232 | Fuel Oil - Com Fuel | -0.012046 |  |  | 0 | 0
C - Commercial & Industrial | C1 - Large Business Energy Solutions | C1c - LCI Midstream | Midstream LED Linear Fixture with Controls | EC1c014 | Lighting | Project | 0 | 5 |  |  |  | 0 | 72% | 11% | 0% | 39% | 95% | 103.4% | 97.4% | 112.3% | 100% |  | Utility Specific | 0 | C&I Interior Lighting - Prescriptive | 30.3% | 17.4% | 34.3% | 18.1% | Calculated |  | 0.0002 | 0 | 83% | 65% | 83% | 83% | Calculated | NG - C&I Gas Heat | 0 | Fuel Oil - Com Fuel | 0 |  |  | 0 | 0
C - Commercial & Industrial | C1 - Large Business Energy Solutions | C1c - LCI Midstream | Midstream LED Linear Lamp | EC1c015 | Lighting | Project | 0 | 5 | 173.72 | 112 |  | 61.72 | 72% | 11% | 0% | 39% | 95% | 103.4% | 97.4% | 112.3% | 100% |  | Utility Specific | 230.31 | C&I Interior Lighting - Prescriptive | 30.3% | 17.4% | 34.3% | 18.1% | Calculated |  | 0.0002 | 0.046062 | 83% | 65% | 83% | 83% | Calculated | NG - C&I Gas Heat | -0.012437 | Fuel Oil - Com Fuel | -0.024873 |  |  | 0 | 0
C - Commercial & Industrial | C1 - Large Business Energy Solutions | C1c - LCI Midstream | Midstream LED Screw In | EC1c016 | Lighting | Project | 0 | 1 | 16.68 | 8.4 |  | 8.28 | 72% | 11% | 0% | 39% | 95% | 103.4% | 97.4% | 112.3% | 100% |  | Utility Specific | 121.11 | C&I Interior Lighting - Prescriptive | 30.3% | 17.4% | 34.3% | 18.1% | Calculated |  | 0.0002 | 0.024222 | 70% | 49% | 70% | 70% | Calculated | NG - C&I Gas Heat | -0.013282 | Fuel Oil - Com Fuel | -0.026563 |  |  | 0 | 0
C - Commercial & Industrial | C1 - Large Business Energy Solutions | C1c - LCI Midstream | Midstream LED Stairwell Kit | EC1c017 | Lighting | Project | 0 | 4 | 273.92 | 87.54 |  | 186.38 | 72% | 11% | 0% | 39% | 95% | 103.4% | 97.4% | 112.3% | 100% |  | Utility Specific | 217.32 | C&I Interior Lighting - Prescriptive | 30.3% | 17.4% | 34.3% | 18.1% | Calculated |  | 0.0002 | 0.043464 | 82% | 82% | 82% | 82% | Calculated | [6 empty] | 0 | 0
C - Commercial & Industrial | C1 - Large Business Energy Solutions | C1c - LCI Midstream | Midstream Combination Oven, Electric | EC1c018 | Food Service | Appliance | 0 | 12 | 2667 | 2000 |  | 667 | 22.5% | 8.5% | 0% | 86% | 100% | 100% | 100% | 100% | 100% |  | Deemed | 6368 | C&I Food Services | 32% | 35% | 16% | 17% | Deemed | 1.45 | 0.000192 | 1.45 | 90% | 90% | 90% | 90% | Utility Specific | [6 empty] | 0 | 0
C - Commercial & Industrial | C1 - Large Business Energy Solutions | C1c - LCI Midstream | Midstream Convection Oven, Electric | EC1c019 | Food Service | Appliance | 0 | 12 | 667 | 500 |  | 167 | 22.5% | 8.5% | 0% | 86% | 100% | 100% | 100% | 100% | 100% |  | Deemed | 2001 | C&I Food Services | 32% | 35% | 16% | 17% | Deemed | 0.46 | 0.000192 | 0.46 | 90% | 90% | 90% | 90% | Utility Specific | [6 empty] | 0 | 0
C - Commercial & Industrial | C1 - Large Business Energy Solutions | C1c - LCI Midstream | Midstream Conveyor Broiler | EC1c047 | Food Service | Appliance | 0 | 12 | 3109.33 |  |  | 3109.33 | 22.5% | 8.5% | 0% | 86% | 100% | 100% | 100% | 100% | 100% |  | Utility Specific | 6403 | C&I Food Services | 32% | 35% | 16% | 17% | Utility Specific | 0.88 | 0.000192 | 0.88 | 90% | 90% | 90% | 90% | Utility Specific | NG - C& I Gas Non Heating | 193.3 |  |  |  |  | 0 | 0
C - Commercial & Industrial | C1 - Large Business Energy Solutions | C1c - LCI Midstream | Midstream Deck Oven, Electric | EC1c050 | Food Service | Appliance | 0 | 12 | 3558 |  |  | 3558 | 22.5% | 8.5% | 0% | 86% | 100% | 100% | 100% | 100% | 100% |  | Deemed | 7519 | C&I Food Services | 32% | 35% | 16% | 17% | Deemed | 1.545 | 0.000192 | 1.545 | 90% | 90% | 90% | 90% | Utility Specific | [6 empty] | 0 | 0
C - Commercial & Industrial | C1 - Large Business Energy Solutions | C1c - LCI Midstream | Midstream Dishwasher - High Temp Door Type | EC1c020 | Food Service | Appliance | 0 | 13 | 995 | 250 |  | 745 | 22.5% | 8.5% | 0% | 86% | 100% | 100% | 100% | 100% | 100% |  | Deemed | 11897 | C&I Food Services | 32% | 35% | 16% | 17% | Deemed | 1.81 | 0.000192 | 1.81 | 90% | 90% | 90% | 90% | Utility Specific | [6 empty] | 0 | 40880
C - Commercial & Industrial | C1 - Large Business Energy Solutions | C1c - LCI Midstream | Midstream Dishwasher - High Temp Multi Tank Conveyor | EC1c021 | Food Service | Appliance | 0 | 13 | 970 | 100 |  | 870 | 22.5% | 8.5% | 0% | 86% | 100% | 100% | 100% | 100% | 100% |  | Deemed | 45074 | C&I Food Services | 32% | 35% | 16% | 17% | Deemed | 6.86 | 0.000192 | 6.86 | 90% | 90% | 90% | 90% | Utility Specific | [6 empty] | 0 | 94170
C - Commercial & Industrial | C1 - Large Business Energy Solutions | C1c - LCI Midstream | Midstream Dishwasher - High Temp Pot, Pan, Utensil | EC1c022 | Food Service | Appliance | 0 | 13 | 1710 | 100 |  | 1610 | 22.5% | 8.5% | 0% | 86% | 100% | 100% | 100% | 100% | 100% |  | Deemed | 10979 | C&I Food Services | 32% | 35% | 16% | 17% | Deemed | 1.67 | 0.000192 | 1.67 | 90% | 90% | 90% | 90% | Utility Specific | [6 empty] | 0 | 8760
C - Commercial & Industrial | C1 - Large Business Energy Solutions | C1c - LCI Midstream | Midstream Dishwasher - High Temp Single Tank Conveyor | EC1c023 | Food Service | Appliance | 0 | 13 | 2050 | 100 |  | 1950 | 22.5% | 8.5% | 0% | 86% | 100% | 100% | 100% | 100% | 100% |  | Deemed | 10204 | C&I Food Services | 32% | 35% | 16% | 17% | Deemed | 1.55 | 0.000192 | 1.55 | 90% | 90% | 90% | 90% | Utility Specific | [6 empty] | 0 | 24820
C - Commercial & Industrial | C1 - Large Business Energy Solutions | C1c - LCI Midstream | Midstream Dishwasher - High Temp Under Counter | EC1c024 | Food Service | Appliance | 0 | 13 | 2025 | 250 |  | 1775 | 22.5% | 8.5% | 0% | 86% | 100% | 100% | 100% | 100% | 100% |  | Deemed | 1480 | C&I Food Services | 32% | 35% | 16% | 17% | Deemed | 0.23 | 0.000192 | 0.23 | 90% | 90% | 90% | 90% | Utility Specific | [6 empty] | 0 | 6296
C - Commercial & Industrial | C1 - Large Business Energy Solutions | C1c - LCI Midstream | Midstream Dishwasher - Low Temp Door Type | EC1c025 | Food Service | Appliance | 0 | 13 | 662 | 250 |  | 412 | 22.5% | 8.5% | 0% | 86% | 100% | 100% | 100% | 100% | 100% |  | Deemed | 17255 | C&I Food Services | 32% | 35% | 16% | 17% | Deemed | 2.63 | 0.000192 | 2.63 | 90% | 90% | 90% | 90% | Utility Specific | [6 empty] | 0 | 94024
C - Commercial & Industrial | C1 - Large Business Energy Solutions | C1c - LCI Midstream | Midstream Dishwasher - Low Temp Multi Tank Conveyor | EC1c026 | Food Service | Appliance | 0 | 13 | 970 | 100 |  | 870 | 22.5% | 8.5% | 0% | 86% | 100% | 100% | 100% | 100% | 100% |  | Deemed | 22863 | C&I Food Services | 32% | 35% | 16% | 17% | Deemed | 3.48 | 0.000192 | 3.48 | 90% | 90% | 90% | 90% | Utility Specific | [6 empty] | 0 | 109500
C - Commercial & Industrial | C1 - Large Business Energy Solutions | C1c - LCI Midstream | Midstream Dishwasher - Low Temp Single Tank Conveyor | EC1c027 | Food Service | Appliance | 0 | 13 | 133 | 100 |  | 33 | 22.5% | 8.5% | 0% | 86% | 100% | 100% | 100% | 100% | 100% |  | Deemed | 15387 | C&I Food Services | 32% | 35% | 16% | 17% | Deemed | 2.34 | 0.000192 | 2.34 | 90% | 90% | 90% | 90% | Utility Specific | [6 empty] | 0 | 75920
C - Commercial & Industrial | C1 - Large Business Energy Solutions | C1c - LCI Midstream | Midstream Dishwasher - Low Temp Under Counter | EC1c028 | Food Service | Appliance | 0 | 13 | 324 | 250 |  | 74 | 22.5% | 8.5% | 0% | 86% | 100% | 100% | 100% | 100% | 100% |  | Deemed | 6182 | C&I Food Services | 32% | 35% | 16% | 17% | Deemed | 0.94 | 0.000192 | 0.94 | 90% | 90% | 90% | 90% | Utility Specific | [6 empty] | 0 | 14783
C - Commercial & Industrial | C1 - Large Business Energy Solutions | C1c - LCI Midstream | Midstream Freezer - Solid Door | EC1c029 | Food Service | Appliance | 0 | 12 | 477.5 | 100 |  | 377.5 | 22.5% | 8.5% | 0% | 86% | 100% | 100% | 100% | 100% | 100% |  | Utility Specific | 212 | C&I Food Services | 32% | 35% | 16% | 17% | Deemed | 0.024201 | 0.000192 | 0.024201 | 90% | 90% | 90% | 90% | Utility Specific | [6 empty] | 0 | 0
C - Commercial & Industrial | C1 - Large Business Energy Solutions | C1c - LCI Midstream | Midstream Freezer - Glass Door | EC1c030 | Food Service | Appliance | 0 | 12 | 477.5 | 100 |  | 377.5 | 22.5% | 8.5% | 0% | 86% | 100% | 100% | 100% | 100% | 100% |  | Utility Specific | 427 | C&I Food Services | 32% | 35% | 16% | 17% | Deemed | 0.048744 | 0.000192 | 0.048744 | 90% | 90% | 90% | 90% | Utility Specific | [6 empty] | 0 | 0
C - Commercial & Industrial | C1 - Large Business Energy Solutions | C1c - LCI Midstream | Midstream Fryer Large Vat, Electric | EC1c031 | Food Service | Appliance | 0 | 12 | 1150 |  |  | 1150 | 22.5% | 8.5% | 0% | 86% | 100% | 100% | 100% | 100% | 100% |  | Deemed | 2696 | C&I Food Services | 32% | 35% | 16% | 17% | Deemed | 0.61 | 0.000192 | 0.61 | 90% | 90% | 90% | 90% | Utility Specific | [6 empty] | 0 | 0
C - Commercial & Industrial | C1 - Large Business Energy Solutions | C1c - LCI Midstream | Midstream Fryer Standard Vat, Electric | EC1c032 | Food Service | Appliance | 0 | 12 | 276 | 150 |  | 126 | 22.5% | 8.5% | 0% | 86% | 100% | 100% | 100% | 100% | 100% |  | Deemed | 3272 | C&I Food Services | 32% | 35% | 16% | 17% | Deemed | 0.56 | 0.000192 | 0.56 | 90% | 90% | 90% | 90% | Utility Specific | [6 empty] | 0 | 0
C - Commercial & Industrial | C1 - Large Business Energy Solutions | C1c - LCI Midstream | Midstream Griddle, Electric | EC1c033 | Food Service | Appliance | 0 | 12 | 860 | 400 |  | 460 | 22.5% | 8.5% | 0% | 86% | 100% | 100% | 100% | 100% | 100% |  | Deemed | 3179 | C&I Food Services | 32% | 35% | 16% | 17% | Deemed | 0.73 | 0.000192 | 0.73 | 90% | 90% | 90% | 90% | Utility Specific | [6 empty] | 0 | 0
C - Commercial & Industrial | C1 - Large Business Energy Solutions | C1c - LCI Midstream | Midstream Hand-Wrap Machine | EC1c051 | Food Service | Appliance | 0 | 10 | 135 | 0 |  | 135 | 22.5% | 8.5% | 0% | 86% | 100% | 100% | 100% | 100% | 100% |  | Deemed | 1565 | C&I Food Services | 32% | 35% | 16% | 17% | Deemed | 0.181 | 0.000192 | 0.181 | 90% | 90% | 90% | 90% | Utility Specific | [6 empty] | 0 | 0
C - Commercial & Industrial | C1 - Large Business Energy Solutions | C1c - LCI Midstream | Midstream High Efficiency Condensing Unit | EC1c052 | Food Service |  | 0 | 13 |  |  |  | 0 | 22.5% | 8.5% | 0% | 86% | 100% | 100% | 100% | 100% | 100% |  | Utility Specific | 0 | C&I Food Services | 32% | 35% | 16% | 17% | Utility Specific |  | 0.000192 | 0 | 100% | 115% | 100% | 100% | Utility Specific | [6 empty] | 0 | 0
C - Commercial & Industrial | C1 - Large Business Energy Solutions | C1c - LCI Midstream | Midstream Hot Food Holding Cabinet 3/4 Size | EC1c034 | Food Service | Appliance | 0 | 12 | 902 | 750 |  | 152 | 22.5% | 8.5% | 0% | 86% | 100% | 100% | 100% | 100% | 100% |  | Deemed | 1189 | C&I Food Services | 32% | 35% | 16% | 17% | Deemed | 0.32 | 0.000192 | 0.32 | 90% | 90% | 90% | 90% | Utility Specific | [6 empty] | 0 | 0
C - Commercial & Industrial | C1 - Large Business Energy Solutions | C1c - LCI Midstream | Midstream Hot Food Holding Cabinet Full Size | EC1c035 | Food Service | Appliance | 0 | 12 | 902 | 900 |  | 2 | 22.5% | 8.5% | 0% | 86% | 100% | 100% | 100% | 100% | 100% |  | Deemed | 3807 | C&I Food Services | 32% | 35% | 16% | 17% | Deemed | 1.15 | 0.000192 | 1.15 | 90% | 90% | 90% | 90% | Utility Specific | [6 empty] | 0 | 0
C - Commercial & Industrial | C1 - Large Business Energy Solutions | C1c - LCI Midstream | Midstream Hot Food Holding Cabinet Half Size | EC1c036 | Food Service | Appliance | 0 | 12 | 902 | 600 |  | 302 | 22.5% | 8.5% | 0% | 86% | 100% | 100% | 100% | 100% | 100% |  | Deemed | 223 | C&I Food Services | 32% | 35% | 16% | 17% | Deemed | 0.05 | 0.000192 | 0.05 | 90% | 90% | 90% | 90% | Utility Specific | [6 empty] | 0 | 0
C - Commercial & Industrial | C1 - Large Business Energy Solutions | C1c - LCI Midstream | Midstream Ice Machine Ice Making Head | EC1c037 | Food Service | Appliance | 0 | 8 | 222 | 200 |  | 22 | 22.5% | 8.5% | 0% | 86% | 100% | 100% | 100% | 100% | 100% |  | Utility Specific | 1117 | C&I Food Services | 32% | 35% | 16% | 17% | Utility Specific | 0.3 | 0.000192 | 0.3 | 90% | 90% | 90% | 90% | Utility Specific | [6 empty] | 0 | 3322
C - Commercial & Industrial | C1 - Large Business Energy Solutions | C1c - LCI Midstream | Midstream Ice Machine Remote Cond/Split Unit Batch | EC1c038 | Food Service | Appliance | 0 | 8 | 222 | 200 |  | 22 | 22.5% | 8.5% | 0% | 86% | 100% | 100% | 100% | 100% | 100% |  | Utility Specific | 2601 | C&I Food Services | 32% | 35% | 16% | 17% | Utility Specific | 0.3 | 0.000192 | 0.3 | 90% | 90% | 90% | 90% | Utility Specific | [6 empty] | 0 | 2631
C - Commercial & Industrial | C1 - Large Business Energy Solutions | C1c - LCI Midstream | Midstream Ice Machine Remote Cond/Split Unit Continuous | EC1c039 | Food Service | Appliance | 0 | 8 | 470 |  |  | 470 | 22.5% | 8.5% | 0% | 86% | 100% | 100% | 100% | 100% | 100% |  | Utility Specific | 3641 | C&I Food Services | 32% | 35% | 16% | 17% | Utility Specific | 0.3 | 0.000192 | 0.3 | 90% | 90% | 90% | 90% | Utility Specific | [6 empty] | 0 | 0
C - Commercial & Industrial | C1 - Large Business Energy Solutions | C1c - LCI Midstream | Midstream Ice Machine Self Contained | EC1c040 | Food Service | Appliance | 0 | 8 | 222 | 100 |  | 122 | 22.5% | 8.5% | 0% | 86% | 100% | 100% | 100% | 100% | 100% |  | Utility Specific | 805 | C&I Food Services | 32% | 35% | 16% | 17% | Utility Specific | 0.3 | 0.000192 | 0.3 | 90% | 90% | 90% | 90% | Utility Specific | [6 empty] | 0 | 3526
C - Commercial & Industrial | C1 - Large Business Energy Solutions | C1c - LCI Midstream | Midstream Refrigerated Chef Base | EC1c053 | Food Service | Appliance | 0 | 12 | 2793.75 |  |  | 2793.75 | 22.5% | 8.5% | 0% | 86% | 100% | 100% | 100% | 100% | 100% |  | Utility Specific | 1052 | C&I Food Services | 32% | 35% | 16% | 17% | Utility Specific | 0.1152 | 0.000192 | 0.1152 | 90% | 90% | 90% | 90% | Utility Specific | [6 empty] | 0 | 0
C - Commercial & Industrial | C1 - Large Business Energy Solutions | C1c - LCI Midstream | Midstream Refrigerator - Glass Door | EC1c041 | Food Service | Appliance | 0 | 12 | 480.5 | 100 |  | 380.5 | 22.5% | 8.5% | 0% | 86% | 100% | 100% | 100% | 100% | 100% |  | Utility Specific | 245 | C&I Food Services | 32% | 35% | 16% | 17% | Utility Specific | 0.027968 | 0.000192 | 0.027968 | 90% | 90% | 90% | 90% | Utility Specific | [6 empty] | 0 | 0
C - Commercial & Industrial | C1 - Large Business Energy Solutions | C1c - LCI Midstream | Midstream Refrigerator - Solid Door | EC1c042 | Food Service | Appliance | 0 | 12 | 480.5 | 100 |  | 380.5 | 22.5% | 8.5% | 0% | 86% | 100% | 100% | 100% | 100% | 100% |  | Utility Specific | 170 | C&I Food Services | 32% | 35% | 16% | 17% | Utility Specific | 0.019406 | 0.000192 | 0.019406 | 90% | 90% | 90% | 90% | Utility Specific | [6 empty] | 0 | 0
C - Commercial & Industrial | C1 - Large Business Energy Solutions | C1c - LCI Midstream | Midstream Steam Cooker, Electric | EC1c043 | Food Service | Appliance | 0 | 12 | 3400 | 1000 |  | 2400 | 22.5% | 8.5% | 0% | 86% | 100% | 100% | 100% | 100% | 100% |  | Deemed | 6550 | C&I Food Services | 32% | 35% | 16% | 17% | Deemed | 2.28 | 0.000192 | 2.28 | 90% | 90% | 90% | 90% | Utility Specific | [6 empty] | 0 | 69975
C - Commercial & Industrial | C1 - Large Business Energy Solutions | C1c - LCI Midstream | Midstream Ultra Low-Temp Freezer | EC1c048 | Food Service | Appliance | 2.1029 | 15 | 4500 | 1250 |  | 3250 | 22.5% | 8.5% | 0% | 86% | 100% | 100% | 100% | 100% | 100% |  | Deemed | 5737 | C&I Food Services | 32% | 35% | 16% | 17% | Deemed | 0.654 | 0.000192 | 0.654 | 90% | 90% | 90% | 90% | Utility Specific | [6 empty] | 0 | 0
C - Commercial & Industrial | C1 - Large Business Energy Solutions | C1c - LCI Midstream | Midstream Contact Conveyor Toaster | EC1c066 | Food Service | Appliance | 0 | 12 |  |  |  | 0 | 22.5% | 8.5% | 0% | 86% | 100% | 100% | 100% | 100% | 100% |  | Deemed | 2340 | C&I Food Services | 32% | 35% | 16% | 17% | Deemed | 0.361 | 0.000192 | 0.361 | 90% | 90% | 90% | 90% | Utility Specific | [6 empty] | 0 | 0
C - Commercial & Industrial | C1 - Large Business Energy Solutions | C1c - LCI Midstream | Midstream Radiant Conveyor Toaster | EC1c067 | Food Service | Appliance | 0 | 12 |  |  |  | 0 | 22.5% | 8.5% | 0% | 86% | 100% | 100% | 100% | 100% | 100% |  | Utility Specific | 1510 | C&I Food Services | 32% | 35% | 16% | 17% | Utility Specific |  | 0.000192 | 0.28992 | 90% | 90% | 90% | 90% | Utility Specific | [6 empty] | 0 | 0
C - Commercial & Industrial | C1 - Large Business Energy Solutions | C1c - LCI Midstream | Midstream Demand Control Kitchen Ventilation | EC1c068 | Food Service | Appliance | 0 | 20 |  |  |  | 0 | 22.5% | 8.5% | 0% | 86% | 100% | 100% | 100% | 100% | 100% |  | Utility Specific | 0 | C&I Food Services | 32% | 35% | 16% | 17% | Utility Specific |  | 0.000192 | 0 | 90% | 90% | 90% | 90% | Utility Specific | [6 empty] | 0 | 0
C - Commercial & Industrial | C1 - Large Business Energy Solutions | C1c - LCI Midstream | Midstream Hot Food Holding Bin | EC1c069 | Food Service | Appliance | 0 | 12 |  |  |  | 0 | 22.5% | 8.5% | 0% | 86% | 100% | 100% | 100% | 100% | 100% |  | Deemed | 163 | C&I Food Services | 32% | 35% | 16% | 17% | Deemed | 0.0252 | 0.000192 | 0.0252 | 90% | 90% | 90% | 90% | Utility Specific | [6 empty] | 0 | 0
C - Commercial & Industrial | C1 - Large Business Energy Solutions | C1c - LCI Midstream | Midstream Soup Well, Electric | EC1c070 | Food Service | Appliance | 0 | 12 |  |  |  | 0 | 22.5% | 8.5% | 0% | 86% | 100% | 100% | 100% | 100% | 100% |  | Deemed | 189 | C&I Food Services | 32% | 35% | 16% | 17% | Deemed | 0.0756 | 0.000192 | 0.0756 | 90% | 90% | 90% | 90% | Utility Specific | [6 empty] | 0 | 0
C - Commercial & Industrial | C1 - Large Business Energy Solutions | C1c - LCI Midstream | Midstream Steam Table, Electric | EC1c071 | Food Service | Appliance | 0 | 12 |  |  |  | 0 | 22.5% | 8.5% | 0% | 86% | 100% | 100% | 100% | 100% | 100% |  | Deemed | 283 | C&I Food Services | 32% | 35% | 16% | 17% | Deemed | 0.0975 | 0.000192 | 0.0975 | 90% | 90% | 90% | 90% | Utility Specific | [6 empty] | 0 | 0
C - Commercial & Industrial | C1 - Large Business Energy Solutions | C1c - LCI Midstream | Midstream Heat Pump Water Heater, 120 gallons | EC1c044 | Hot Water | Water Heater | 0 | 13 |  |  |  | 0 | 22.5% | 8.5% | 0% | 86% | 100% | 100% | 100% | 100% | 100% |  | Deemed | 2082 | Water Heater - Heat Pump | 39.13% | 32.97% | 14.89% | 13.01% | Calculated |  | 0.00021971 | 0.45743 | 41.3% | 74.7% | 41.3% | 41.3% | Utility Specific | [6 empty] | 0 | 0
C - Commercial & Industrial | C1 - Large Business Energy Solutions | C1c - LCI Midstream | Midstream Heat Pump Water Heater, 50 gallons | EC1c045 | Hot Water | Water Heater | 1.0004 | 13 | 4000 | 3000 |  | 1000 | 22.5% | 8.5% | 0% | 86% | 100% | 100% | 100% | 100% | 100% |  | Deemed | 4556 | Water Heater - Heat Pump | 39.13% | 32.97% | 14.89% | 13.01% | Calculated |  | 0.00021971 | 1.001 | 41.3% | 74.7% | 41.3% | 41.3% | Utility Specific | [6 empty] | 0 | 0
C - Commercial & Industrial | C1 - Large Business Energy Solutions | C1c - LCI Midstream | Midstream Heat Pump Water Heater, 80 gallons | EC1c046 | Hot Water | Water Heater | 0 | 13 |  |  |  | 0 | 22.5% | 8.5% | 0% | 86% | 100% | 100% | 100% | 100% | 100% |  | Deemed | 1171 | Water Heater - Heat Pump | 39.13% | 32.97% | 14.89% | 13.01% | Calculated |  | 0.00021971 | 0.25728 | 41.3% | 74.7% | 41.3% | 41.3% | Utility Specific | [6 empty] | 0 | 0
C - Commercial & Industrial | C1 - Large Business Energy Solutions | C1c - LCI Midstream | OMP Room Air Purifier | EC1c054 | HVAC | Appliance | 0 | 3 | 80 |  |  | 80 | 22.5% | 8.5% | 0% | 86% | 100% | 100% | 100% | 100% | 100% |  | Utility Specific | 214 | 24 hour operation | 30.5% | 36.1% | 15.2% | 18.3% | Utility Specific | 0.075 | 0.00011416 | 0.075 | 100% | 100% | 100% | 100% | Utility Specific | [6 empty] | 0 | 0
C - Commercial & Industrial | C1 - Large Business Energy Solutions | C1c - LCI Midstream | OMP Smart Strip, Tier 1 | EC1c055 | Process | Power Strip | 0 | 5 | 18 |  |  | 18 | 22.5% | 8.5% | 0% | 86% | 100% | 100% | 100% | 100% | 100% |  | Deemed | 105 | Primary TV and Peripherals | 32.24% | 34.78% | 15.36% | 17.62% | Deemed | 0.01 | 0.00018311 | 0.01 | 58.2% | 86.3% | 58.2% | 58.2% | Utility Specific | [6 empty] | 0 | 0
C - Commercial & Industrial | C1 - Large Business Energy Solutions | C1c - LCI Midstream | OMP Smart Strip, Tier 2 | EC1c056 | Process | Power Strip | 0 | 5 | 40 |  |  | 40 | 22.5% | 8.5% | 0% | 86% | 100% | 100% | 100% | 100% | 100% |  | Deemed | 207 | Primary TV and Peripherals | 32.24% | 34.78% | 15.36% | 17.62% | Deemed | 0.024 | 0.00018311 | 0.024 | 58.2% | 86.3% | 58.2% | 58.2% | Utility Specific | [6 empty] | 0 | 0
C - Commercial & Industrial | C1 - Large Business Energy Solutions | C1c - LCI Midstream | OMP Low-Flow Showerhead, Electric | EC1c057 | Hot Water | Showerhead | 0 | 10 |  |  |  | 0 | 22.5% | 8.5% | 0% | 86% | 100% | 100% | 100% | 100% | 100% |  | Deemed | 507 | Water Heater - Electric | 41.52% | 31.39% | 15.22% | 11.88% | Deemed | 0.09 | 0.00024338 | 0.09 | 31.2% | 80.8% | 31.2% | 31.2% | Utility Specific | [6 empty] | 0 | 7300
C - Commercial & Industrial | C1 - Large Business Energy Solutions | C1c - LCI Midstream | OMP Low-Flow Showerhead with Thermostatic Valve, Electric | EC1c058 | Hot Water | Showerhead | 0 | 10 |  |  |  | 0 | 22.5% | 8.5% | 0% | 86% | 100% | 100% | 100% | 100% | 100% |  | Deemed | 507 | Water Heater - Electric | 41.52% | 31.39% | 15.22% | 11.88% | Deemed | 0.09 | 0.00024338 | 0.09 | 31.2% | 80.8% | 31.2% | 31.2% | Utility Specific | [6 empty] | 0 | 7300
C - Commercial & Industrial | C1 - Large Business Energy Solutions | C1c - LCI Midstream | OMP Thermostatic Shut-off Valve, Electric | EC1c059 | Hot Water | Showerhead | 0 | 15 |  |  |  | 0 | 22.5% | 8.5% | 0% | 86% | 100% | 100% | 100% | 100% | 100% |  | Deemed | 69 | Water Heater - Electric | 41.52% | 31.39% | 15.22% | 11.88% | Deemed | 0.01 | 0.00024338 | 0.01 | 31.2% | 80.8% | 31.2% | 31.2% | Utility Specific | [6 empty] | 0 | 558
C - Commercial & Industrial | C1 - Large Business Energy Solutions | C1c - LCI Midstream | OMP Faucet Aerator, Electric | EC1c060 | Hot Water | Aerator | 0 | 10 |  |  |  | 0 | 22.5% | 8.5% | 0% | 86% | 100% | 100% | 100% | 100% | 100% |  | Deemed | 309 | Water Heater - Electric | 41.52% | 31.39% | 15.22% | 11.88% | Deemed | 0.01 | 0.00024338 | 0.01 | 31.2% | 80.8% | 31.2% | 31.2% | Utility Specific | [6 empty] | 0 | 5460
C - Commercial & Industrial | C1 - Large Business Energy Solutions | C1c - LCI Midstream | OMP Pipe Wrap, Electric | EC1c061 | Hot Water | Dwelling Unit | 0 | 15 |  |  |  | 0 | 22.5% | 8.5% | 0% | 86% | 100% | 100% | 100% | 100% | 100% |  | Deemed | 192.5 | Water Heater - Electric | 41.52% | 31.39% | 15.22% | 11.88% | Deemed | 0.01 | 0.00024338 | 0.01 | 31.2% | 80.8% | 31.2% | 31.2% | Utility Specific | [6 empty] | 0 | 0
C - Commercial & Industrial | C1 - Large Business Energy Solutions | C1c - LCI Midstream | OMP Pre-Rinse Spray Valve, Electric | EC1c062 | Hot Water | Valve | 0 | 8 |  |  |  | 0 | 22.5% | 8.5% | 0% | 86% | 100% | 100% | 100% | 100% | 100% |  | Utility Specific | 957 | Water Heater - Electric | 41.52% | 31.39% | 15.22% | 11.88% | Utility Specific |  | 0.00024338 | 0.23292 | 52% | 100% | 52% | 52% | Utility Specific | [6 empty] | 0 | 6410
C - Commercial & Industrial | C1 - Large Business Energy Solutions | C1c - LCI Midstream | OMP ES Dehumidifier | EC1c063 | HVAC | Appliance | 0 | 12 | 55 |  |  | 55 | 22.5% | 8.5% | 0% | 86% | 100% | 100% | 100% | 100% | 100% |  | Deemed | 82.3 | Dehumidifier | 21.99% | 23.34% | 24.93% | 29.74% | Deemed | 0.02 | 0.00023381 | 0.02 | 82% | 17.2% | 82% | 82% | Utility Specific | [6 empty] | 0 | 0
C - Commercial & Industrial | C1 - Large Business Energy Solutions | C1c - LCI Midstream | Midstream Induction Cooktop Displacing Electric Resistance | EC1c064 | Food Service | Appliance | 0 | 12 |  |  |  | 0 | 22.5% | 8.5% | 0% | 86% | 100% | 100% | 100% | 100% | 100% |  | Deemed | 2488 | C&I Food Services | 32% | 35% | 16% | 17% | Deemed | 0.43 | 0.000192 | 0.43 | 90% | 90% | 90% | 90% | Utility Specific | [6 empty] | 0 | 0
C - Commercial & Industrial | C1 - Large Business Energy Solutions | C1c - LCI Midstream | Midstream Packaged Terminal Heat Pump | EC1c065 | HVAC | Project | 0 | 12 |  |  |  | 0 | 22.5% | 8.5% | 0% | 86% | 100% | 100% | 100% | 100% | 100% |  | Utility Specific | 0 | C&I Heating & Cooling | 26.4% | 16.6% | 34.9% | 22.1% | Utility Specific |  | 0.0016 | 0 | 34% | 42% | 34% | 34% | Utility Specific | [6 empty] | 0 | 0
C - Commercial & Industrial | C1 - Large Business Energy Solutions | C1c - LCI Midstream | Midstream Rebate Processing | EC1cNES01 | Non-Energy Saving |  | 0 | 1 |  |  |  | 0 | 0% | 0% | 0% | 100% | 0% | 0% | 0% | 0% | 0% |  |  | 0 | Non-Electric Measures | 0% | 0% | 0% | 0% |  |  | 0 | 0 | 0% | 0% | 0% | 0% | [7 empty] | 0 | 0
C - Commercial & Industrial | C1 - Large Business Energy Solutions | C1c - LCI Midstream | [42 empty] | 0
C - Commercial & Industrial | C1 - Large Business Energy Solutions | C1c - LCI Midstream | [42 empty] | 0
C - Commercial & Industrial | C1 - Large Business Energy Solutions | C1c - LCI Midstream | [42 empty] | 0
C - Commercial & Industrial | C1 - Large Business Energy Solutions | C1c - LCI Midstream | [42 empty] | 0
C - Commercial & Industrial | C1 - Large Business Energy Solutions | C1c - LCI Midstream | [42 empty] | 0
C - Commercial & Industrial | C1 - Large Business Energy Solutions | C1c - LCI Midstream | [42 empty] | 0
C - Commercial & Industrial | C1 - Large Business Energy Solutions | C1c - LCI Midstream | [42 empty] | 0
C - Commercial & Industrial | C1 - Large Business Energy Solutions | C1c - LCI Midstream | [42 empty] | 0
C - Commercial & Industrial | C1 - Large Business Energy Solutions | C1c - LCI Midstream | [42 empty] | 0
C - Commercial & Industrial | C1 - Large Business Energy Solutions | C1c - LCI Midstream | [42 empty] | 0
C - Commercial & Industrial | C1 - Large Business Energy Solutions | C1c - LCI Midstream | [42 empty] | 0
C - Commercial & Industrial | C1 - Large Business Energy Solutions | C1c - LCI Midstream | [42 empty] | 0
C - Commercial & Industrial | C1 - Large Business Energy Solutions | C1c - LCI Midstream | [42 empty] | 0
C - Commercial & Industrial | C1 - Large Business Energy Solutions | C1c - LCI Midstream | [42 empty] | 0
C - Commercial & Industrial | C1 - Large Business Energy Solutions | C1c - LCI Midstream | [42 empty] | 0
[45 empty] | 0 | 0
C - Commercial & Industrial | C1 - Large Business Energy Solutions | C1d - LCI Direct Install | Custom Large Compressed Air Direct Install | EC1d001 | Compressed Air | Project | 0 |  |  |  |  | 0 | 0% | 0% | 0% | 100% | 100% | 86.5% | 88% | 94% | 93% |  | Utility Specific | 0 | C&I Compressed Air - VFD Compressor | 13% | 20% | 26% | 41% | Utility Specific |  | 0.000258 | 0 | 78.9% | 70.5% | 78.9% | 78.9% | Utility Specific | [6 empty] | 0 | 0
C - Commercial & Industrial | C1 - Large Business Energy Solutions | C1d - LCI Direct Install | Custom Large Hot Water Direct Install | EC1d002 | Hot Water | Project | 0 |  |  |  |  | 0 | 0% | 0% | 0% | 100% | 100% | 86.5% | 88% | 94% | 93% |  | Utility Specific | 0 | C&I Water Heating | 25% | 25% | 25% | 25% | Utility Specific |  | 0.000258 | 0 | 54% | 56% | 54% | 54% | Utility Specific | [6 empty] | 0 | 0
C - Commercial & Industrial | C1 - Large Business Energy Solutions | C1d - LCI Direct Install | Custom Large HVAC Direct Install | EC1d003 | HVAC | Project | 0 |  |  |  |  | 0 | 0% | 0% | 0% | 100% | 100% | 86.5% | 88% | 94% | 93% |  | Utility Specific | 0 | Custom Calculation | 72% | 18% | 8% | 2% | Utility Specific |  | 0 | 0 | 31.9% | 26.1% | 31.9% | 31.9% | Utility Specific | [6 empty] | 0 | 0
C - Commercial & Industrial | C1 - Large Business Energy Solutions | C1d - LCI Direct Install | Custom Large Lighting Direct Install - Interior | EC1d004 | Lighting | Project | 0 |  |  |  |  | 0 | 11% | 5% | 0% | 94% | 100% | 99.9% | 100% | 100% | 93% |  | Utility Specific | 0 | C&I Interior Lighting - Prescriptive | 30.3% | 17.4% | 34.3% | 18.1% | Calculated |  | 0.0002 | 0 | 80% | 61% | 80% | 80% | Calculated | NG - C&I Gas Heat | 0 | Fuel Oil - Com Fuel | 0 |  |  | 0 | 0
C - Commercial & Industrial | C1 - Large Business Energy Solutions | C1d - LCI Direct Install | Custom Large Lighting Direct Install - Exterior | EC1d005 | Lighting | Project | 0 |  |  |  |  | 0 | 11% | 5% | 0% | 94% | 100% | 99.9% | 100% | 100% | 93% |  | Utility Specific | 0 | C&I Exterior Lighting | 20.1% | 31.6% | 19.2% | 29% | Calculated |  | 0.0002 | 0 | 0% | 100% | 0% | 0% | Calculated | [6 empty] | 0 | 0
C - Commercial & Industrial | C1 - Large Business Energy Solutions | C1d - LCI Direct Install | Custom Large Lighting Direct Install - Controls | EC1d006 | Lighting | Project | 0 |  |  |  |  | 0 | 11% | 5% | 0% | 94% | 100% | 99.9% | 100% | 100% | 93% |  | Utility Specific | 0 | C&I Lighting Controls | 31.3% | 19% | 32.1% | 17.7% | Calculated |  | 0.0001 | 0 | 15% | 13% | 15% | 15% | Calculated | NG - C&I Gas Heat | 0 | Fuel Oil - Com Fuel | 0 |  |  | 0 | 0
C - Commercial & Industrial | C1 - Large Business Energy Solutions | C1d - LCI Direct Install | Custom Large Motors Direct Install | EC1d007 | Motors/Drives | Project | 0 |  |  |  |  | 0 | 0% | 0% | 0% | 100% | 100% | 86.5% | 88% | 94% | 93% |  | Utility Specific | 0 | Custom Calculation | 23% | 8% | 52% | 17% | Utility Specific |  | 0 | 0 | 91.5% | 90.4% | 91.5% | 91.5% | Utility Specific | [6 empty] | 0 | 0
C - Commercial & Industrial | C1 - Large Business Energy Solutions | C1d - LCI Direct Install | Custom Large Process Direct Install | EC1d008 | Process | Project | 0 |  |  |  |  | 0 | 0% | 0% | 0% | 100% | 100% | 86.5% | 88% | 94% | 93% |  | Utility Specific | 0 | C&I Process | 49% | 13% | 29% | 9% | Utility Specific |  | 0.000725 | 0 | 58% | 71.1% | 58% | 58% | Utility Specific | [6 empty] | 0 | 0
C - Commercial & Industrial | C1 - Large Business Energy Solutions | C1d - LCI Direct Install | Custom Large Refrigeration Direct Install | EC1d009 | Refrigeration | Project | 0 |  |  |  |  | 0 | 0% | 0% | 0% | 100% | 100% | 86.5% | 88% | 94% | 93% |  | Utility Specific | 0 | C&I Refrigeration | 22.6% | 27.3% | 23.3% | 26.8% | Utility Specific |  | 0.0002 | 0 | 73% | 51.9% | 73% | 73% | Utility Specific | [6 empty] | 0 | 0
C - Commercial & Industrial | C1 - Large Business Energy Solutions | C1d - LCI Direct Install | Custom Large Other Direct Install | EC1d010 | Custom Measures | Project | 0 |  |  |  |  | 0 | 0% | 0% | 0% | 100% | 100% | 86.5% | 88% | 94% | 93% |  | Utility Specific | 0 | Custom Calculation | 25% | 25% | 25% | 25% | Utility Specific |  | 0 | 0 | 38.5% | 55.8% | 38.5% | 38.5% | Utility Specific | [6 empty] | 0 | 0
C - Commercial & Industrial | C1 - Large Business Energy Solutions | C1d - LCI Direct Install | Daylight Dimming | EC1d011 | Lighting | Project | 0 | 9 |  |  |  | 0 | 11% | 5% | 0% | 94% | 100% | 99.9% | 100% | 100% | 100% |  | Utility Specific | 0 | C&I Lighting Controls | 31.3% | 19% | 32.1% | 17.7% | Calculated |  | 0.0001 | 0 | 13.8% | 13.4% | 13.8% | 13.8% | Calculated | NG - C&I Gas Heat | 0 | Fuel Oil - Com Fuel | 0 |  |  | 0 | 0
C - Commercial & Industrial | C1 - Large Business Energy Solutions | C1d - LCI Direct Install | Lighting Fixture - Exterior w/ Controls | EC1d012 | Lighting | Project | 0 |  |  |  |  | 0 | 11% | 5% | 0% | 94% | 100% | 99.9% | 100% | 100% | 100% |  | Utility Specific | 0 | C&I Exterior Lighting | 20.1% | 31.6% | 19.2% | 29% | Calculated |  | 0.0002 | 0 | 0% | 100% | 0% | 0% | Calculated | [6 empty] | 0 | 0
C - Commercial & Industrial | C1 - Large Business Energy Solutions | C1d - LCI Direct Install | Lighting Fixture - Exterior w/o Controls | EC1d013 | Lighting | Project | 0 |  |  |  |  | 0 | 11% | 5% | 0% | 94% | 100% | 99.9% | 100% | 100% | 100% |  | Utility Specific | 0 | C&I Exterior Lighting | 20.1% | 31.6% | 19.2% | 29% | Calculated |  | 0.0002 | 0 | 0% | 100% | 0% | 0% | Calculated | [6 empty] | 0 | 0
C - Commercial & Industrial | C1 - Large Business Energy Solutions | C1d - LCI Direct Install | Lighting Fixture - Interior w/ Controls | EC1d014 | Lighting | Project | 0 |  |  |  |  | 0 | 11% | 5% | 0% | 94% | 100% | 99.9% | 100% | 100% | 100% |  | Utility Specific | 0 | C&I Interior Lighting - Prescriptive | 30.3% | 17.4% | 34.3% | 18.1% | Calculated |  | 0.0002 | 0 | 50.4% | 38.9% | 50.4% | 50.4% | Calculated | NG - C&I Gas Heat | 0 | Fuel Oil - Com Fuel | 0 |  |  | 0 | 0
C - Commercial & Industrial | C1 - Large Business Energy Solutions | C1d - LCI Direct Install | Lighting Fixture - Interior w/o Controls | EC1d015 | Lighting | Project | 0 |  |  |  |  | 0 | 11% | 5% | 0% | 94% | 100% | 99.9% | 100% | 100% | 100% |  | Utility Specific | 0 | C&I Interior Lighting - Prescriptive | 30.3% | 17.4% | 34.3% | 18.1% | Calculated |  | 0.0002 | 0 | 50.4% | 38.9% | 50.4% | 50.4% | Calculated | NG - C&I Gas Heat | 0 | Fuel Oil - Com Fuel | 0 |  |  | 0 | 0
C - Commercial & Industrial | C1 - Large Business Energy Solutions | C1d - LCI Direct Install | Lighting Occupancy Sensors | EC1d016 | Lighting | Project | 0 | 9 |  |  |  | 0 | 11% | 5% | 0% | 94% | 100% | 99.9% | 100% | 100% | 100% |  | Utility Specific | 0 | C&I Lighting Controls | 31.3% | 19% | 32.1% | 17.7% | Calculated |  | 0.0001 | 0 | 13.8% | 13.4% | 13.8% | 13.8% | Calculated | NG - C&I Gas Heat | 0 | Fuel Oil - Com Fuel | 0 |  |  | 0 | 0
C - Commercial & Industrial | C1 - Large Business Energy Solutions | C1d - LCI Direct Install | [Open Measure - To Be Assigned] | EC1d017 | [40 empty] | 0 | 0
C - Commercial & Industrial | C1 - Large Business Energy Solutions | C1d - LCI Direct Install | Case Motor Replacement | EC1d018 | Refrigeration | Project | 0 | 15 |  |  |  | 0 | 0% | 0% | 0% | 100% | 100% | 99.9% | 100% | 100% | 100% |  | Utility Specific | 0 | C&I Refrigeration | 22.6% | 27.3% | 23.3% | 26.8% | Utility Specific |  | 0.0002 | 0 | 90% | 90% | 90% | 90% | Utility Specific | [6 empty] | 0 | 0
C - Commercial & Industrial | C1 - Large Business Energy Solutions | C1d - LCI Direct Install | Cooler Night Cover | EC1d019 | Refrigeration | Project | 0 | 5 |  |  |  | 0 | 0% | 0% | 0% | 100% | 100% | 99.9% | 100% | 100% | 100% |  | Utility Specific | 0 | C&I Refrigeration | 22.6% | 27.3% | 23.3% | 26.8% | Utility Specific |  | 0.0002 | 0 | 0% | 0% | 0% | 0% | Utility Specific | [6 empty] | 0 | 0
C - Commercial & Industrial | C1 - Large Business Energy Solutions | C1d - LCI Direct Install | Demand Control Ventilation | EC1d020 | HVAC | Project | 0 | 10 |  |  |  | 0 | 0% | 0% | 0% | 100% | 100% | 99.9% | 100% | 100% | 100% |  | Utility Specific | 0 | C&I Heating & Cooling | 26.4% | 16.6% | 34.9% | 22.1% | Utility Specific |  | 0.0016 | 0 | 82% | 5% | 82% | 82% | Utility Specific | [6 empty] | 0 | 0
C - Commercial & Industrial | C1 - Large Business Energy Solutions | C1d - LCI Direct Install | Door Heater Controls | EC1d021 | Refrigeration | Project | 0 | 10 |  |  |  | 0 | 0% | 0% | 0% | 100% | 100% | 99.9% | 100% | 100% | 100% |  | Utility Specific | 0 | C&I Refrigeration | 22.6% | 27.3% | 23.3% | 26.8% | Utility Specific |  | 0.0002 | 0 | 90% | 90% | 90% | 90% | Utility Specific | [6 empty] | 0 | 0
C - Commercial & Industrial | C1 - Large Business Energy Solutions | C1d - LCI Direct Install | Dual Enthalpy Economizer Controls (DEEC) | EC1d022 | HVAC | Project | 0 | 10 |  |  |  | 0 | 0% | 0% | 0% | 100% | 100% | 99.9% | 100% | 100% | 100% |  | Utility Specific | 0 | C&I Heating & Cooling | 26.4% | 16.6% | 34.9% | 22.1% | Utility Specific |  | 0.0016 | 0 | 34.2% | 0% | 34.2% | 34.2% | Utility Specific | [6 empty] | 0 | 0
C - Commercial & Industrial | C1 - Large Business Energy Solutions | C1d - LCI Direct Install | Duct Sealing, Electric | EC1d023 | HVAC | Project | 0 | 20 |  |  |  | 0 | 0% | 0% | 0% | 100% | 100% | 99.9% | 100% | 100% | 100% |  | Utility Specific | 0 | Weighted HVAC - Multi-family | 23.21% | 27.86% | 25.2% | 23.73% | Utility Specific |  | 0.00084647 | 0 | 35% | 0% | 35% | 35% | Utility Specific | [6 empty] | 0 | 0
C - Commercial & Industrial | C1 - Large Business Energy Solutions | C1d - LCI Direct Install | Ductless Mini Split Heat Pump | EC1d024 | HVAC | Project | 0 | 20 |  |  |  | 0 | 0% | 0% | 0% | 100% | 100% | 99.9% | 100% | 100% | 100% |  | Utility Specific | 0 | C&I Heating & Cooling | 26.4% | 16.6% | 34.9% | 22.1% | Utility Specific |  | 0.0016 | 0 | 34.2% | 0% | 34.2% | 34.2% | Utility Specific | [6 empty] | 0 | 0
C - Commercial & Industrial | C1 - Large Business Energy Solutions | C1d - LCI Direct Install | ECM Evaporator Fan Motors for Walk-in Cooler/Freezer | EC1d025 | Refrigeration | Project | 0 | 15 |  |  |  | 0 | 0% | 0% | 0% | 100% | 100% | 99.9% | 100% | 100% | 100% |  | Utility Specific | 0 | C&I Refrigeration | 22.6% | 27.3% | 23.3% | 26.8% | Utility Specific |  | 0.0002 | 0 | 90% | 90% | 90% | 90% | Utility Specific | [6 empty] | 0 | 0
C - Commercial & Industrial | C1 - Large Business Energy Solutions | C1d - LCI Direct Install | Electronic Defrost Control | EC1d026 | Refrigeration | Project | 0 | 10 |  |  |  | 0 | 0% | 0% | 0% | 100% | 100% | 99.9% | 100% | 100% | 100% |  | Utility Specific | 0 | C&I Refrigeration | 22.6% | 27.3% | 23.3% | 26.8% | Utility Specific |  | 0.0002 | 0 | 90% | 90% | 90% | 90% | Utility Specific | [6 empty] | 0 | 0
C - Commercial & Industrial | C1 - Large Business Energy Solutions | C1d - LCI Direct Install | Energy Management System, Electric | EC1d027 | HVAC | Project | 0 | 10 |  |  |  | 0 | 0% | 0% | 0% | 100% | 100% | 86.5% | 88% | 94% | 93% |  | Utility Specific | 0 | C&I Heating & Cooling | 26.4% | 16.6% | 34.9% | 22.1% | Utility Specific |  | 0.0016 | 0 | 95% | 100% | 95% | 95% | Utility Specific | [6 empty] | 0 | 0
C - Commercial & Industrial | C1 - Large Business Energy Solutions | C1d - LCI Direct Install | Energy Star Wifi Thermostat, Electric | EC1d028 | HVAC | Thermostat | 0 | 15 |  |  |  | 0 | 0% | 0% | 0% | 100% | 100% | 99.9% | 100% | 100% | 100% |  | Deemed | 160.9 | Central Air Conditioner/Heat Pump (Cooling) | 6.595% | 3.846% | 47.32% | 42.24% | Calculated |  | 0.0015937 | 0.25643 | 34.6% | 0% | 34.6% | 34.6% | Utility Specific | [6 empty] | 0 | 0
C - Commercial & Industrial | C1 - Large Business Energy Solutions | C1d - LCI Direct Install | Evaporator Fan Control | EC1d029 | Refrigeration | Project | 0 | 10 |  |  |  | 0 | 0% | 0% | 0% | 100% | 100% | 99.9% | 100% | 100% | 100% |  | Utility Specific | 0 | C&I Refrigeration | 22.6% | 27.3% | 23.3% | 26.8% | Utility Specific |  | 0.0002 | 0 | 100% | 100% | 100% | 100% | Utility Specific | [6 empty] | 0 | 0
C - Commercial & Industrial | C1 - Large Business Energy Solutions | C1d - LCI Direct Install | Faucet Aerator, Electric | EC1d030 | Hot Water | Aerator | 0 | 10 |  |  |  | 0 | 0% | 0% | 0% | 100% | 100% | 99.9% | 100% | 100% | 100% |  | Deemed | 309 | Water Heater - Electric | 41.52% | 31.39% | 15.22% | 11.88% | Deemed | 0.01 | 0.00024338 | 0.01 | 31.2% | 80.8% | 31.2% | 31.2% | Utility Specific | [6 empty] | 0 | 5460
C - Commercial & Industrial | C1 - Large Business Energy Solutions | C1d - LCI Direct Install | Hotel Occupancy Sensor | EC1d031 | HVAC | Sensor | 0 | 10 |  |  |  | 0 | 0% | 0% | 0% | 100% | 100% | 99.9% | 100% | 100% | 100% |  | Deemed | 438 | C&I Heating & Cooling | 26.4% | 16.6% | 34.9% | 22.1% | Deemed | 0.09 | 0.0016 | 0.09 | 82% | 5% | 82% | 82% | Utility Specific | [6 empty] | 0 | 0
C - Commercial & Industrial | C1 - Large Business Energy Solutions | C1d - LCI Direct Install | Low Pressure Drop Filter | EC1d032 | Compressed Air | Project | 0 | 5 |  |  |  | 0 | 0% | 0% | 0% | 100% | 100% | 99.9% | 100% | 100% | 100% |  | Utility Specific | 0 | C&I Compressed Air - VFD Compressor | 25.9% | 23.9% | 26.5% | 23.7% | Utility Specific |  | 0.000258 | 0 | 80% | 54% | 80% | 80% | Utility Specific | [6 empty] | 0 | 0
C - Commercial & Industrial | C1 - Large Business Energy Solutions | C1d - LCI Direct Install | Thermostatic Shut-Off Valve, Electric | EC1d033 | Hot Water | Showerhead | 0 | 15 |  |  |  | 0 | 0% | 0% | 0% | 100% | 100% | 99.9% | 100% | 100% | 100% |  | Deemed | 69 | Water Heater - Electric | 41.52% | 31.39% | 15.22% | 11.88% | Deemed | 0.02 | 0.00024338 | 0.02 | 31.2% | 80.8% | 31.2% | 31.2% | Utility Specific | [6 empty] | 0 | 558
C - Commercial & Industrial | C1 - Large Business Energy Solutions | C1d - LCI Direct Install | Low-Flow Showerhead, Electric | EC1d034 | Hot Water | Showerhead | 0 | 10 |  |  |  | 0 | 0% | 0% | 0% | 100% | 100% | 99.9% | 100% | 100% | 100% |  | Deemed | 507 | Water Heater - Electric | 41.52% | 31.39% | 15.22% | 11.88% | Deemed | 0.09 | 0.00024338 | 0.09 | 31.2% | 80.8% | 31.2% | 31.2% | Utility Specific | [6 empty] | 0 | 7300
C - Commercial & Industrial | C1 - Large Business Energy Solutions | C1d - LCI Direct Install | Motors, Open Drip | EC1d035 | Motors/Drives | Project | 0 | 10 |  |  |  | 0 | 0% | 0% | 0% | 100% | 100% | 99.9% | 100% | 100% | 100% |  | Utility Specific | 0 | Custom Calculation | 0% | 0% | 0% | 0% | Utility Specific |  | 0 | 0 | 0% | 0% | 0% | 0% | Utility Specific | [6 empty] | 0 | 0
C - Commercial & Industrial | C1 - Large Business Energy Solutions | C1d - LCI Direct Install | Motors, Totally Enclosed Fan Cooled | EC1d036 | Motors/Drives | Project | 0 | 10 |  |  |  | 0 | 0% | 0% | 0% | 100% | 100% | 99.9% | 100% | 100% | 100% |  | Utility Specific | 0 | C&I Refrigeration | 22.6% | 27.3% | 23.3% | 26.8% | Utility Specific |  | 0.0002 | 0 | 100% | 100% | 100% | 100% | Utility Specific | [6 empty] | 0 | 0
C - Commercial & Industrial | C1 - Large Business Energy Solutions | C1d - LCI Direct Install | Novelty Cooler Shutoff | EC1d037 | Refrigeration | Project | 0 | 10 |  |  |  | 0 | 0% | 0% | 0% | 100% | 100% | 99.9% | 100% | 100% | 100% |  | Utility Specific | 0 | C&I Refrigeration | 22.6% | 27.3% | 23.3% | 26.8% | Utility Specific |  | 0.0002 | 0 | 90% | 90% | 90% | 90% | Utility Specific | [6 empty] | 0 | 0
C - Commercial & Industrial | C1 - Large Business Energy Solutions | C1d - LCI Direct Install | Pipe Wrap - Heating, Electric | EC1d038 | HVAC | Project | 0 | 15 |  |  |  | 0 | 0% | 0% | 0% | 100% | 100% | 99.9% | 100% | 100% | 100% |  | Utility Specific | 0 | Hardwired Electric Heat | 43.13% | 56.87% | 0% | 0% | Utility Specific |  | 0.0007332 | 0 | 0% | 43.3% | 0% | 0% | Utility Specific | [6 empty] | 0 | 0
C - Commercial & Industrial | C1 - Large Business Energy Solutions | C1d - LCI Direct Install | Pipe Wrap - Hot Water, Electric | EC1d039 | Hot Water | Project | 0 | 15 |  |  |  | 0 | 0% | 0% | 0% | 100% | 100% | 99.9% | 100% | 100% | 100% |  | Utility Specific | 0 | Water Heater - Electric | 41.52% | 31.39% | 15.22% | 11.88% | Utility Specific |  | 0.00024338 | 0 | 31.2% | 80.8% | 31.2% | 31.2% | Utility Specific | [6 empty] | 0 | 0
C - Commercial & Industrial | C1 - Large Business Energy Solutions | C1d - LCI Direct Install | Pre Rinse Spray Valve, Electric | EC1d040 | Hot Water | Valve | 0 | 8 |  |  |  | 0 | 0% | 0% | 0% | 100% | 100% | 99.9% | 100% | 100% | 100% |  | Utility Specific | 957 | Water Heater - Electric | 41.52% | 31.39% | 15.22% | 11.88% | Utility Specific |  | 0.00024338 | 0.23292 | 52% | 100% | 52% | 52% | Utility Specific | [6 empty] | 0 | 6410
C - Commercial & Industrial | C1 - Large Business Energy Solutions | C1d - LCI Direct Install | Programmable Thermostat, Electric | EC1d041 | HVAC | Project | 0 | 15 |  |  |  | 0 | 0% | 0% | 0% | 100% | 100% | 99.9% | 100% | 100% | 100% |  | Utility Specific | 0 | Hardwired Electric Heat | 43.13% | 56.87% | 0% | 0% | Utility Specific |  | 0.0007332 | 0 | 0% | 43.3% | 0% | 0% | Utility Specific | [6 empty] | 0 | 0
C - Commercial & Industrial | C1 - Large Business Energy Solutions | C1d - LCI Direct Install | Steam Trap, Electric | EC1d042 | HVAC | Project | 0 | 6 |  |  |  | 0 | 0% | 0% | 0% | 100% | 100% | 99.9% | 100% | 100% | 100% |  | Utility Specific | 0 | C&I Heating & Cooling | 26.4% | 16.6% | 34.9% | 22.1% | Utility Specific |  | 0.0016 | 0 | 0% | 0% | 0% | 0% | Utility Specific | [6 empty] | 0 | 0
C - Commercial & Industrial | C1 - Large Business Energy Solutions | C1d - LCI Direct Install | Variable Frequency Drive | EC1d043 | Motors/Drives | Project | 0 | 15 |  |  |  | 0 | 0% | 0% | 0% | 100% | 100% | 99.9% | 100% | 100% | 100% |  | Utility Specific | 0 | C&I VFDs (Combined) | 23.7% | 27.2% | 23.8% | 25.3% | Utility Specific |  | 0 | 0 | 100% | 100% | 100% | 100% | Utility Specific | [6 empty] | 0 | 0
C - Commercial & Industrial | C1 - Large Business Energy Solutions | C1d - LCI Direct Install | Variable Frequency Drive with Motor | EC1d044 | Motors/Drives | Project | 0 | 15 |  |  |  | 0 | 0% | 0% | 0% | 100% | 100% | 99.9% | 100% | 100% | 100% |  | Utility Specific | 0 | C&I VFDs (Combined) | 23.7% | 27.2% | 23.8% | 25.3% | Utility Specific |  | 0 | 0 | 100% | 100% | 100% | 100% | Utility Specific | [6 empty] | 0 | 0
C - Commercial & Industrial | C1 - Large Business Energy Solutions | C1d - LCI Direct Install | Vending Miser | EC1d045 | Refrigeration | Project | 0 | 5 |  |  |  | 0 | 0% | 0% | 0% | 100% | 100% | 99.9% | 100% | 100% | 100% |  | Utility Specific | 0 | C&I Refrigeration | 22.6% | 27.3% | 23.3% | 26.8% | Utility Specific |  | 0.0002 | 0 | 90% | 90% | 90% | 90% | Utility Specific | [6 empty] | 0 | 0
C - Commercial & Industrial | C1 - Large Business Energy Solutions | C1d - LCI Direct Install | Zero Loss Condensate Drain | EC1d046 | Compressed Air | Project | 0 | 5 |  |  |  | 0 | 0% | 0% | 0% | 100% | 100% | 99.9% | 100% | 100% | 100% |  | Utility Specific | 0 | C&I Compressed Air - VFD Compressor | 25.9% | 23.9% | 26.5% | 23.7% | Utility Specific |  | 0.000258 | 0 | 80% | 54% | 80% | 80% | Utility Specific | [6 empty] | 0 | 0
C - Commercial & Industrial | C1 - Large Business Energy Solutions | C1d - LCI Direct Install | Induction Cooktop Displacing Electric Resistance | EC1d047 | Food Service | Appliance | 0 | 12 |  |  |  | 0 | 0% | 0% | 0% | 100% | 100% | 99.9% | 100% | 100% | 100% |  | Deemed | 2488 | C&I Food Services | 32% | 35% | 16% | 17% | Deemed | 0.43 | 0.000192 | 0.43 | 90% | 90% | 90% | 90% | Utility Specific | [6 empty] | 0 | 0
C - Commercial & Industrial | C1 - Large Business Energy Solutions | C1d - LCI Direct Install | CI Audits - Large Direct Install | EC1dAUD | Non-Energy Saving |  | 0 |  |  |  |  | 0 | 0% | 0% | 0% | 100% | 0% | 0% | 0% | 0% | 0% |  |  | 0 | Non-Electric Measures | 0% | 0% | 0% | 0% |  |  | 0 | 0 | 0% | 0% | 0% | 0% | [7 empty] | 0 | 0
C - Commercial & Industrial | C1 - Large Business Energy Solutions | C1d - LCI Direct Install | Vendor Fees - Large Direct Install | EC1dNES01 | Non-Energy Saving |  | 0 |  |  |  |  | 0 | 0% | 0% | 0% | 100% | 0% | 0% | 0% | 0% | 0% |  |  | 0 | Non-Electric Measures | 0% | 0% | 0% | 0% |  |  | 0 | 0 | 0% | 0% | 0% | 0% | [7 empty] | 0 | 0
C - Commercial & Industrial | C1 - Large Business Energy Solutions | C1d - LCI Direct Install | Vendor Fees - TA Studies - Large Direct Install | EC1dNES02 | Non-Energy Saving |  | 0 |  |  |  |  | 0 | 0% | 0% | 0% | 100% | 0% | 0% | 0% | 0% | 0% |  |  |  | Non-Electric Measures | 0% | 0% | 0% | 0% |  |  | 0 |  | 0% | 0% | 0% | 0% | [7 empty] | 0
C - Commercial & Industrial | C1 - Large Business Energy Solutions | C1d - LCI Direct Install | [42 empty] | 0
C - Commercial & Industrial | C1 - Large Business Energy Solutions | C1d - LCI Direct Install | [42 empty] | 0
C - Commercial & Industrial | C1 - Large Business Energy Solutions | C1d - LCI Direct Install | [42 empty] | 0
C - Commercial & Industrial | C1 - Large Business Energy Solutions | C1d - LCI Direct Install | [42 empty] | 0
C - Commercial & Industrial | C1 - Large Business Energy Solutions | C1d - LCI Direct Install | [42 empty] | 0
[24 empty] | 0 | [20 empty] | 0 | 0
C - Commercial & Industrial | C1 - Large Business Energy Solutions | C1e - LCI New Construction | Custom Large Compressed Air New Construction | EC1e001 | Compressed Air | Project | 0 |  |  |  |  | 0 | 0% | 0% | 0% | 100% | 100% | 98.2% | 90.2% | 105.4% | 94.9% |  | Utility Specific | 0 | C&I Compressed Air - VFD Compressor | 13% | 20% | 26% | 41% | Utility Specific |  | 0.000258 | 0 | 78.9% | 70.5% | 78.9% | 78.9% | Utility Specific | [6 empty] | 0 | 0
C - Commercial & Industrial | C1 - Large Business Energy Solutions | C1e - LCI New Construction | Custom Large Hot Water New Construction | EC1e002 | Hot Water | Project | 0 |  |  |  |  | 0 | 0% | 0% | 0% | 100% | 100% | 98.2% | 90.2% | 105.4% | 94.9% |  | Utility Specific | 0 | C&I Water Heating | 25% | 25% | 25% | 25% | Utility Specific |  | 0.000258 | 0 | 54% | 56% | 54% | 54% | Utility Specific | [6 empty] | 0 | 0
C - Commercial & Industrial | C1 - Large Business Energy Solutions | C1e - LCI New Construction | Custom Large HVAC New Construction | EC1e003 | HVAC | Project | 0 |  |  |  |  | 0 | 0% | 0% | 0% | 100% | 100% | 98.2% | 90.2% | 105.4% | 94.9% |  | Utility Specific | 0 | Custom Calculation | 72% | 18% | 8% | 2% | Utility Specific |  | 0 | 0 | 31.9% | 26.1% | 31.9% | 31.9% | Utility Specific | [6 empty] | 0 | 0
C - Commercial & Industrial | C1 - Large Business Energy Solutions | C1e - LCI New Construction | Custom Large Lighting New Construction - Interior | EC1e004 | Lighting | Project | 0 | 15 |  |  |  | 0 | 0% | 0% | 0% | 100% | 100% | 98.2% | 90.2% | 105.4% | 94.9% |  | Utility Specific | 0 | C&I Interior Lighting - Prescriptive | 30.3% | 17.4% | 34.3% | 18.1% | Calculated |  | 0.0002 | 0 | 80% | 61% | 80% | 80% | Calculated | NG - C&I Gas Heat | 0 | Fuel Oil - Com Fuel | 0 |  |  | 0 | 0
C - Commercial & Industrial | C1 - Large Business Energy Solutions | C1e - LCI New Construction | Custom Large Lighting New Construction - Exterior | EC1e005 | Lighting | Project | 0 | 15 |  |  |  | 0 | 0% | 0% | 0% | 100% | 100% | 98.2% | 90.2% | 105.4% | 94.9% |  | Utility Specific | 0 | C&I Exterior Lighting | 20.1% | 31.6% | 19.2% | 29% | Calculated |  | 0.0002 | 0 | 0% | 100% | 0% | 0% | Calculated | [6 empty] | 0 | 0
C - Commercial & Industrial | C1 - Large Business Energy Solutions | C1e - LCI New Construction | Custom Large Lighting New Construction - Controls | EC1e006 | Lighting | Project | 0 | 10 |  |  |  | 0 | 0% | 0% | 0% | 100% | 100% | 98.2% | 90.2% | 105.4% | 94.9% |  | Utility Specific | 0 | C&I Lighting Controls | 31.3% | 19% | 32.1% | 17.7% | Calculated |  | 0.0001 | 0 | 15% | 13% | 15% | 15% | Calculated | NG - C&I Gas Heat | 0 | Fuel Oil - Com Fuel | 0 |  |  | 0 | 0
C - Commercial & Industrial | C1 - Large Business Energy Solutions | C1e - LCI New Construction | Custom Large Motors New Construction | EC1e007 | Motors/Drives | Project | 0 |  |  |  |  | 0 | 0% | 0% | 0% | 100% | 100% | 98.2% | 90.2% | 105.4% | 94.9% |  | Utility Specific | 0 | Custom Calculation | 23% | 8% | 52% | 17% | Utility Specific |  | 0 | 0 | 91.5% | 90.4% | 91.5% | 91.5% | Utility Specific | [6 empty] | 0 | 0
C - Commercial & Industrial | C1 - Large Business Energy Solutions | C1e - LCI New Construction | Custom Large Process New Construction | EC1e008 | Process | Project | 0 |  |  |  |  | 0 | 0% | 0% | 0% | 100% | 100% | 98.2% | 90.2% | 105.4% | 94.9% |  | Utility Specific | 0 | C&I Process | 49% | 13% | 29% | 9% | Utility Specific |  | 0.000725 | 0 | 58% | 71.1% | 58% | 58% | Utility Specific | [6 empty] | 0 | 0
C - Commercial & Industrial | C1 - Large Business Energy Solutions | C1e - LCI New Construction | Custom Large Refrigeration New Construction | EC1e009 | Refrigeration | Project | 0 |  |  |  |  | 0 | 0% | 0% | 0% | 100% | 100% | 98.2% | 90.2% | 105.4% | 94.9% |  | Utility Specific | 0 | C&I Refrigeration | 22.6% | 27.3% | 23.3% | 26.8% | Utility Specific |  | 0.0002 | 0 | 73% | 51.9% | 73% | 73% | Utility Specific | [6 empty] | 0 | 0
C - Commercial & Industrial | C1 - Large Business Energy Solutions | C1e - LCI New Construction | Custom Large Other New Construction | EC1e010 | Custom Measures | Project | 0 |  |  |  |  | 0 | 0% | 0% | 0% | 100% | 100% | 98.2% | 90.2% | 105.4% | 94.9% |  | Utility Specific | 0 | Custom Calculation | 25% | 25% | 25% | 25% | Utility Specific |  | 0 | 0 | 38.5% | 55.8% | 38.5% | 38.5% | Utility Specific | [6 empty] | 0 | 0
C - Commercial & Industrial | C1 - Large Business Energy Solutions | C1e - LCI New Construction | Daylight Dimming | EC1e011 | Lighting | Project | 0 | 10 |  |  |  | 0 | 0% | 0% | 0% | 100% | 100% | 98.2% | 90.2% | 105.4% | 94.9% |  | Utility Specific | 0 | C&I Lighting Controls | 31.3% | 19% | 32.1% | 17.7% | Calculated |  | 0.0001 | 0 | 13.8% | 13.4% | 13.8% | 13.8% | Calculated | NG - C&I Gas Heat | 0 | Fuel Oil - Com Fuel | 0 |  |  | 0 | 0
C - Commercial & Industrial | C1 - Large Business Energy Solutions | C1e - LCI New Construction | Performance Lighting - Exterior w/ Controls | EC1e012 | Lighting | Project | 4.6895 | 15 | 419.8267 | 314.87 |  | 104.9567 | 0% | 0% | 0% | 100% | 100% | 98.2% | 90.2% | 105.4% | 94.9% |  | Utility Specific | 2332.35 | C&I Exterior Lighting | 20.1% | 31.6% | 19.2% | 29% | Calculated |  | 0.0002 | 0.46647 | 0% | 100% | 0% | 0% | Calculated | [6 empty] | 0 | 0
C - Commercial & Industrial | C1 - Large Business Energy Solutions | C1e - LCI New Construction | Performance Lighting - Exterior w/o Controls | EC1e013 | Lighting | Project | 3.2828 | 15 | 1320 | 990 |  | 330 | 0% | 0% | 0% | 100% | 100% | 98.2% | 90.2% | 105.4% | 94.9% |  | Utility Specific | 6973.27 | C&I Exterior Lighting | 20.1% | 31.6% | 19.2% | 29% | Calculated |  | 0.0002 | 1.3947 | 0% | 100% | 0% | 0% | Calculated | [6 empty] | 0 | 0
C - Commercial & Industrial | C1 - Large Business Energy Solutions | C1e - LCI New Construction | Performance Lighting - Interior w/ Controls | EC1e014 | Lighting | Project | 1 | 15 | 7026.08 | 5269.56 |  | 1756.52 | 0% | 0% | 0% | 100% | 100% | 98.2% | 90.2% | 105.4% | 94.9% |  | Utility Specific | 39033.8 | C&I Interior Lighting - Prescriptive | 30.3% | 17.4% | 34.3% | 18.1% | Calculated |  | 0.0002 | 7.8068 | 50.4% | 38.9% | 50.4% | 50.4% | Calculated | NG - C&I Gas Heat | -2.1115 | Fuel Oil - Com Fuel | -4.2229 |  |  | 0 | 0
C - Commercial & Industrial | C1 - Large Business Energy Solutions | C1e - LCI New Construction | Performance Lighting - Interior w/o Controls | EC1e015 | Lighting | Project | 1 | 15 | 8439.0533 | 6329.29 |  | 2109.7633 | 0% | 0% | 0% | 100% | 100% | 98.2% | 90.2% | 105.4% | 94.9% |  | Utility Specific | 46883.66 | C&I Interior Lighting - Prescriptive | 30.3% | 17.4% | 34.3% | 18.1% | Calculated |  | 0.0002 | 9.3767 | 50.4% | 38.9% | 50.4% | 50.4% | Calculated | NG - C&I Gas Heat | -2.5361 | Fuel Oil - Com Fuel | -5.0722 |  |  | 0 | 0
C - Commercial & Industrial | C1 - Large Business Energy Solutions | C1e - LCI New Construction | Lighting Occupancy Sensors | EC1e016 | Lighting | Project | 0 | 10 |  |  |  | 0 | 0% | 0% | 0% | 100% | 100% | 98.2% | 90.2% | 105.4% | 94.9% |  | Utility Specific | 0 | C&I Lighting Controls | 31.3% | 19% | 32.1% | 17.7% | Calculated |  | 0.0001 | 0 | 13.8% | 13.4% | 13.8% | 13.8% | Calculated | NG - C&I Gas Heat | 0 | Fuel Oil - Com Fuel | 0 |  |  | 0 | 0
C - Commercial & Industrial | C1 - Large Business Energy Solutions | C1e - LCI New Construction | CI Audits - Large New Construction | EC1eAUD | Non-Energy Saving |  | 1 | 1 | 16297.6354 | 16297.6354 |  | 0 | 0% | 0% | 0% | 100% | 0% | 0% | 0% | 0% | 0% |  |  | 0 | Non-Electric Measures | 0% | 0% | 0% | 0% |  |  | 0 | 0 | 0% | 0% | 0% | 0% | [7 empty] | 0 | 0
C - Commercial & Industrial | C1 - Large Business Energy Solutions | C1e - LCI New Construction | Vendor Fees - Large New Construction | EC1eNES01 | Non-Energy Saving |  | 0 | 1 |  |  |  | 0 | 0% | 0% | 0% | 100% | 0% | 0% | 0% | 0% | 0% |  |  |  | Non-Electric Measures | 0% | 0% | 0% | 0% |  |  | 0 |  | 0% | 0% | 0% | 0% | [7 empty] | 0 | 0
C - Commercial & Industrial | C1 - Large Business Energy Solutions | C1e - LCI New Construction | Vendor Fees - TA Studies - Large New Construction | EC1eNES02 | Non-Energy Saving |  | 0 | 1 |  |  |  | 0 | 0% | 0% | 0% | 100% | 0% | 0% | 0% | 0% | 0% |  |  |  | Non-Electric Measures | 0% | 0% | 0% | 0% |  |  | 0 |  | 0% | 0% | 0% | 0% | [7 empty] | 0 | 0
C - Commercial & Industrial | C1 - Large Business Energy Solutions | C1e - LCI New Construction | [42 empty] | 0 | 0
C - Commercial & Industrial | C1 - Large Business Energy Solutions | C1e - LCI New Construction | [42 empty] | 0 | 0
C - Commercial & Industrial | C1 - Large Business Energy Solutions | C1e - LCI New Construction | [42 empty] | 0 | 0
C - Commercial & Industrial | C1 - Large Business Energy Solutions | C1e - LCI New Construction | [42 empty] | 0 | 0
C - Commercial & Industrial | C1 - Large Business Energy Solutions | C1e - LCI New Construction | [42 empty] | 0 | 0
C - Commercial & Industrial | C1 - Large Business Energy Solutions | C1e - LCI New Construction | [42 empty] | 0 | 0
C - Commercial & Industrial | C1 - Large Business Energy Solutions | C1e - LCI New Construction | [42 empty] | 0 | 0
0
C - Commercial & Industrial | C1 - Large Business Energy Solutions | [22 empty] | 0 | [20 empty] | 0 | 0
[45 empty] | 0 | 0
C - Commercial & Industrial | C2 - Small Business Energy Solutions | C2a - SCI Retrofit | Custom Small Compressed Air Retro | EC2a001 | Compressed Air | Project | 2 | 13 | 55090.29 | 19281.6 |  | 35808.69 | 0% | 0% | 0% | 100% | 100% | 99.8% | 88.5% | 110.3% | 87% |  | Utility Specific | 48204 | C&I Compressed Air - VFD Compressor | 13% | 20% | 26% | 41% | Utility Specific | 4.82 | 0.000258 | 4.82 | 100% | 100% | 100% | 100% | Utility Specific | [6 empty] | 0 | 0
C - Commercial & Industrial | C2 - Small Business Energy Solutions | C2a - SCI Retrofit | Custom Small Hot Water Retro | EC2a002 | Hot Water | Project | 0 |  |  |  |  | 0 | 0% | 0% | 0% | 100% | 100% | 99.8% | 88.5% | 110.3% | 87% |  | Utility Specific | 0 | C&I Water Heating | 25% | 25% | 25% | 25% | Utility Specific |  | 0.000258 | 0 | 54% | 56% | 54% | 54% | Utility Specific | [6 empty] | 0 | 0
C - Commercial & Industrial | C2 - Small Business Energy Solutions | C2a - SCI Retrofit | Custom Small HVAC Retro | EC2a003 | HVAC | Project | 4 | 12 | 7782.2267 | 3891.1133 |  | 3891.1133 | 0% | 0% | 0% | 100% | 100% | 99.8% | 88.5% | 110.3% | 87% |  | Utility Specific | 4652.4333 | Custom Calculation | 72% | 18% | 8% | 2% | Utility Specific | 4.029 | 0 | 4.029 | 70% | 85% | 70% | 70% | Utility Specific | [6 empty] | 0 | 0
C - Commercial & Industrial | C2 - Small Business Energy Solutions | C2a - SCI Retrofit | Custom Small Lighting Retro - Interior | EC2a004 | Lighting | Project | 0 |  |  |  |  | 0 | 11% | 5% | 0% | 94% | 100% | 86.4% | 97.4% | 112.3% | 100% |  | Utility Specific | 0 | C&I Interior Lighting - Prescriptive | 30.3% | 17.4% | 34.3% | 18.1% | Calculated |  | 0.0002 | 0 | 80% | 61% | 80% | 80% | Calculated | NG - C&I Gas Heat | 0 | Fuel Oil - Com Fuel | 0 |  |  | 0 | 0
C - Commercial & Industrial | C2 - Small Business Energy Solutions | C2a - SCI Retrofit | Custom Small Lighting Retro - Exterior | EC2a047 | Lighting | Project | 0 |  |  |  |  | 0 | 11% | 5% | 0% | 94% | 100% | 86.4% | 100% | 100% | 100% |  | Utility Specific | 0 | C&I Exterior Lighting | 20.1% | 31.6% | 19.2% | 29% | Calculated |  | 0.0002 | 0 | 0% | 100% | 0% | 0% | Calculated | [6 empty] | 0 | 0
C - Commercial & Industrial | C2 - Small Business Energy Solutions | C2a - SCI Retrofit | Custom Small Lighting Retro - Controls | EC2a048 | Lighting | Project | 0 |  |  |  |  | 0 | 11% | 5% | 0% | 94% | 100% | 86.4% | 97.4% | 112.3% | 100% |  | Utility Specific | 0 | C&I Lighting Controls | 31.3% | 19% | 32.1% | 17.7% | Calculated |  | 0.0001 | 0 | 15% | 13% | 15% | 15% | Calculated | NG - C&I Gas Heat | 0 | Fuel Oil - Com Fuel | 0 |  |  | 0 | 0
C - Commercial & Industrial | C2 - Small Business Energy Solutions | C2a - SCI Retrofit | Custom Small Motors Retro | EC2a005 | Motors/Drives | Project | 2 | 15 | 1500 | 750 |  | 750 | 0% | 0% | 0% | 100% | 100% | 99.8% | 88.5% | 110.3% | 87% |  | Utility Specific | 2750 | Custom Calculation | 23% | 8% | 52% | 17% | Utility Specific |  | 0 | 0 | 92% | 90% | 92% | 92% | Utility Specific | [6 empty] | 0 | 0
C - Commercial & Industrial | C2 - Small Business Energy Solutions | C2a - SCI Retrofit | Custom Small Process Retro | EC2a006 | Process | Project | 0 |  |  |  |  | 0 | 0% | 0% | 0% | 100% | 100% | 99.8% | 88.5% | 110.3% | 87% |  | Utility Specific | 0 | C&I Process | 49% | 13% | 29% | 9% | Utility Specific |  | 0.000725 | 0 | 95% | 90% | 95% | 95% | Utility Specific | [6 empty] | 0 | 0
C - Commercial & Industrial | C2 - Small Business Energy Solutions | C2a - SCI Retrofit | Custom Small Refrigeration Retro | EC2a007 | Refrigeration | Project | 3 | 10 | 3630.1429 | 1270.55 |  | 2359.5929 | 0% | 0% | 0% | 100% | 100% | 99.8% | 88.5% | 110.3% | 87% |  | Utility Specific | 2646.99 | C&I Refrigeration | 22.6% | 27.3% | 23.3% | 26.8% | Utility Specific | 0.265 | 0.0002 | 0.265 | 90% | 99% | 90% | 90% | Utility Specific | [6 empty] | 0 | 0
C - Commercial & Industrial | C2 - Small Business Energy Solutions | C2a - SCI Retrofit | Custom Small Other Retro | EC2a008 | Custom Measures | Project | 1 | 15 | 1857.1429 | 650 |  | 1207.1429 | 0% | 0% | 0% | 100% | 100% | 99.8% | 88.5% | 110.3% | 87% |  | Utility Specific | 799.08 | Custom Calculation | 72% | 18% | 8% | 2% | Utility Specific |  | 0 | 0 | 45% | 52% | 45% | 45% | Utility Specific | [6 empty] | 0 | 0
C - Commercial & Industrial | C2 - Small Business Energy Solutions | C2a - SCI Retrofit | Daylight Dimming | EC2a009 | Lighting | Project | 0 | 9 |  |  |  | 0 | 11% | 5% | 0% | 94% | 100% | 86.4% | 97.4% | 112.3% | 100% |  | Utility Specific | 0 | C&I Lighting Controls | 31.3% | 19% | 32.1% | 17.7% | Calculated |  | 0.0001 | 0 | 63% | 30% | 63% | 63% | Calculated | NG - C&I Gas Heat | 0 | Fuel Oil - Com Fuel | 0 |  |  | 0 | 0
C - Commercial & Industrial | C2 - Small Business Energy Solutions | C2a - SCI Retrofit | Lighting Fixture - Exterior w/ Controls | EC2a010 | Lighting | Project | 10 | 4.1004 | 6026.2952 | 2109.2033 |  | 3917.0919 | 11% | 5% | 0% | 94% | 100% | 86.4% | 100% | 100% | 100% |  | Utility Specific | 16201.385 | C&I Exterior Lighting | 20.1% | 31.6% | 19.2% | 29% | Calculated |  | 0.0002 | 3.2403 | 0% | 100% | 0% | 0% | Calculated | [6 empty] | 0 | 0
C - Commercial & Industrial | C2 - Small Business Energy Solutions | C2a - SCI Retrofit | Lighting Fixture - Exterior w/o Controls | EC2a011 | Lighting | Project | 25 | 4.1068 | 6418.9619 | 2246.6367 |  | 4172.3252 | 11% | 5% | 0% | 94% | 100% | 86.4% | 100% | 100% | 100% |  | Utility Specific | 6313.232 | C&I Exterior Lighting | 20.1% | 31.6% | 19.2% | 29% | Calculated |  | 0.0002 | 1.2626 | 0% | 100% | 0% | 0% | Calculated | [6 empty] | 0 | 0
C - Commercial & Industrial | C2 - Small Business Energy Solutions | C2a - SCI Retrofit | Lighting Fixture - Interior w/ Controls | EC2a012 | Lighting | Project | 10 | 7.3837 | 8122.5619 | 2842.8967 |  | 5279.6652 | 11% | 5% | 0% | 94% | 100% | 86.4% | 97.4% | 112.3% | 100% |  | Utility Specific | 9975.3613 | C&I Interior Lighting - Prescriptive | 30.3% | 17.4% | 34.3% | 18.1% | Calculated |  | 0.0002 | 1.9951 | 63% | 30% | 63% | 63% | Calculated | NG - C&I Gas Heat | -2.2977 | Fuel Oil - Com Fuel | -4.5953 |  |  | 0 | 0
C - Commercial & Industrial | C2 - Small Business Energy Solutions | C2a - SCI Retrofit | Lighting Fixture - Interior w/o Controls | EC2a013 | Lighting | Project | 54.8104 | 5.337 | 7994.1564 | 3997.0782 |  | 3997.0782 | 11% | 5% | 0% | 94% | 100% | 86.4% | 97.4% | 112.3% | 100% |  | Utility Specific | 9759.6117 | C&I Interior Lighting - Prescriptive | 30.3% | 17.4% | 34.3% | 18.1% | Calculated |  | 0.0002 | 1.9519 | 63% | 30% | 63% | 63% | Calculated | NG - C&I Gas Heat | -2.248 | Fuel Oil - Com Fuel | -4.4959 |  |  | 0 | 0
C - Commercial & Industrial | C2 - Small Business Energy Solutions | C2a - SCI Retrofit | Lighting Occupancy Sensors | EC2a014 | Lighting | Project | 0 | 9 | 100 | 50 |  | 50 | 11% | 5% | 0% | 94% | 100% | 86.4% | 97.4% | 112.3% | 100% |  | Utility Specific | 60 | C&I Lighting Controls | 31.3% | 19% | 32.1% | 17.7% | Calculated |  | 0.0001 | 0.006 | 63% | 30% | 63% | 63% | Calculated | NG - C&I Gas Heat | -0.0816 | Fuel Oil - Com Fuel | -0.1632 |  |  | 0 | 0
C - Commercial & Industrial | C2 - Small Business Energy Solutions | C2a - SCI Retrofit | [Open Measure - To Be Assigned] | EC2a015 | [19 empty] | 0 | [20 empty] | 0 | 0
C - Commercial & Industrial | C2 - Small Business Energy Solutions | C2a - SCI Retrofit | Case Motor Replacement | EC2a016 | Refrigeration | Project | 0 | 15 |  |  |  | 0 | 0% | 0% | 0% | 100% | 100% | 99.8% | 88.5% | 110.3% | 100% |  | Utility Specific | 0 | C&I Refrigeration | 22.6% | 27.3% | 23.3% | 26.8% | Utility Specific |  | 0.0002 | 0 | 90% | 90% | 90% | 90% | Utility Specific | [6 empty] | 0 | 0
C - Commercial & Industrial | C2 - Small Business Energy Solutions | C2a - SCI Retrofit | Cooler Night Cover | EC2a017 | Refrigeration | Project | 0 | 5 |  |  |  | 0 | 0% | 0% | 0% | 100% | 100% | 99.8% | 88.5% | 110.3% | 100% |  | Utility Specific | 0 | C&I Refrigeration | 22.6% | 27.3% | 23.3% | 26.8% | Utility Specific |  | 0.0002 | 0 | 0% | 0% | 0% | 0% | Utility Specific | [6 empty] | 0 | 0
C - Commercial & Industrial | C2 - Small Business Energy Solutions | C2a - SCI Retrofit | Demand Control Ventilation | EC2a018 | HVAC | Project | 0 | 10 |  |  |  | 0 | 0% | 0% | 0% | 100% | 100% | 99.8% | 88.5% | 110.3% | 100% |  | Utility Specific | 0 | C&I Heating & Cooling | 26.4% | 16.6% | 34.9% | 22.1% | Utility Specific |  | 0.0016 | 0 | 82% | 5% | 82% | 82% | Utility Specific | [6 empty] | 0 | 0
C - Commercial & Industrial | C2 - Small Business Energy Solutions | C2a - SCI Retrofit | Door Heater Controls | EC2a019 | Refrigeration | Project | 4 | 10 | 8325.6286 | 2913.97 |  | 5411.6586 | 0% | 0% | 0% | 100% | 100% | 99.8% | 88.5% | 110.3% | 100% |  | Utility Specific | 5827.94 | C&I Refrigeration | 22.6% | 27.3% | 23.3% | 26.8% | Utility Specific |  | 0.0002 | 1.1656 | 90% | 90% | 90% | 90% | Utility Specific | [6 empty] | 0 | 0
C - Commercial & Industrial | C2 - Small Business Energy Solutions | C2a - SCI Retrofit | Dual Enthalpy Economizer Controls (DEEC) | EC2a020 | HVAC | Project | 6 | 10 | 2034 | 711.9 |  | 1322.1 | 0% | 0% | 0% | 100% | 100% | 99.8% | 88.5% | 110.3% | 100% |  | Utility Specific | 3954.99 | C&I Heating & Cooling | 26.4% | 16.6% | 34.9% | 22.1% | Utility Specific | 3.955 | 0.0016 | 3.955 | 34.2% | 0% | 34.2% | 34.2% | Utility Specific | [6 empty] | 0 | 0
C - Commercial & Industrial | C2 - Small Business Energy Solutions | C2a - SCI Retrofit | Duct Sealing, Electric | EC2a021 | HVAC | Project | 0 | 20 |  |  |  | 0 | 0% | 0% | 0% | 100% | 100% | 99.8% | 88.5% | 110.3% | 100% |  | Utility Specific | 0 | Weighted HVAC - Multi-family | 23.21% | 27.86% | 25.2% | 23.73% | Utility Specific |  | 0.00084647 | 0 | 35% | 0% | 35% | 35% | Utility Specific | [6 empty] | 0 | 0
C - Commercial & Industrial | C2 - Small Business Energy Solutions | C2a - SCI Retrofit | Ductless Mini Split Heat Pump | EC2a022 | HVAC | Project | 5 | 20 | 6156.0245 | 2154.6086 |  | 4001.4159 | 0% | 0% | 0% | 100% | 100% | 99.8% | 88.5% | 110.3% | 100% |  | Utility Specific | 6160.2557 | C&I Heating & Cooling | 26.4% | 16.6% | 34.9% | 22.1% | Utility Specific | 0.54241 | 0.0016 | 0.54241 | 34.2% | 0% | 34.2% | 34.2% | Utility Specific | [6 empty] | 0 | 0
C - Commercial & Industrial | C2 - Small Business Energy Solutions | C2a - SCI Retrofit | ECM Evaporator Fan Motors for Walk-in Cooler/Freezer | EC2a023 | Refrigeration | Project | 6 | 15 | 1450.1818 | 725.0909 |  | 725.0909 | 0% | 0% | 0% | 100% | 100% | 99.8% | 88.5% | 110.3% | 100% |  | Utility Specific | 3211.2955 | C&I Refrigeration | 22.6% | 27.3% | 23.3% | 26.8% | Utility Specific | 0.37091 | 0.0002 | 0.37091 | 90% | 90% | 90% | 90% | Utility Specific | [6 empty] | 0 | 0
C - Commercial & Industrial | C2 - Small Business Energy Solutions | C2a - SCI Retrofit | Electronic Defrost Control | EC2a024 | Refrigeration | Project | 3 | 10 | 3904 | 2659.6667 |  | 1244.3333 | 0% | 0% | 0% | 100% | 100% | 99.8% | 88.5% | 110.3% | 100% |  | Utility Specific | 3151.2167 | C&I Refrigeration | 22.6% | 27.3% | 23.3% | 26.8% | Utility Specific | 0.36333 | 0.0002 | 0.36333 | 90% | 90% | 90% | 90% | Utility Specific | [6 empty] | 0 | 0
C - Commercial & Industrial | C2 - Small Business Energy Solutions | C2a - SCI Retrofit | Energy Management System, Electric | EC2a025 | HVAC | Project | 0 | 10 |  |  |  | 0 | 0% | 0% | 0% | 100% | 100% | 99.8% | 88.5% | 110.3% | 100% |  | Utility Specific | 0 | C&I Heating & Cooling | 26.4% | 16.6% | 34.9% | 22.1% | Utility Specific |  | 0.0016 | 0 | 95% | 100% | 95% | 95% | Utility Specific | [6 empty] | 0 | 0
C - Commercial & Industrial | C2 - Small Business Energy Solutions | C2a - SCI Retrofit | Energy Star Wifi Thermostat, Electric | EC2a026 | HVAC | Thermostat | 0 | 15 |  |  |  | 0 | 0% | 0% | 0% | 100% | 100% | 99.8% | 88.5% | 110.3% | 100% |  | Deemed | 160.9 | Central Air Conditioner/Heat Pump (Cooling) | 6.595% | 3.846% | 47.32% | 42.24% | Calculated |  | 0.0015937 | 0.25643 | 34.6% | 0% | 34.6% | 34.6% | Utility Specific | [6 empty] | 0 | 0
C - Commercial & Industrial | C2 - Small Business Energy Solutions | C2a - SCI Retrofit | Evaporator Fan Control | EC2a027 | Refrigeration | Project | 3 | 10 | 2418.6667 | 1209.3333 |  | 1209.3333 | 0% | 0% | 0% | 100% | 100% | 99.8% | 88.5% | 110.3% | 100% |  | Utility Specific | 604.8467 | C&I Refrigeration | 22.6% | 27.3% | 23.3% | 26.8% | Utility Specific | 0.07 | 0.0002 | 0.07 | 100% | 100% | 100% | 100% | Utility Specific | [6 empty] | 0 | 0
C - Commercial & Industrial | C2 - Small Business Energy Solutions | C2a - SCI Retrofit | Faucet Aerator, Electric | EC2a028 | Hot Water | Aerator | 0 | 10 |  |  |  | 0 | 0% | 0% | 0% | 100% | 100% | 99.8% | 88.5% | 110.3% | 100% |  | Deemed | 309 | Water Heater - Electric | 41.52% | 31.39% | 15.22% | 11.88% | Deemed | 0.01 | 0.00024338 | 0.01 | 31.2% | 80.8% | 31.2% | 31.2% | Utility Specific | [6 empty] | 0 | 5460
C - Commercial & Industrial | C2 - Small Business Energy Solutions | C2a - SCI Retrofit | Hotel Occupancy Sensor | EC2a031 | HVAC | Sensor | 0 | 10 |  |  |  | 0 | 0% | 0% | 0% | 100% | 100% | 99.8% | 88.5% | 110.3% | 100% |  | Deemed | 438 | C&I Heating & Cooling | 26.4% | 16.6% | 34.9% | 22.1% | Deemed | 0.09 | 0.0016 | 0.09 | 82% | 5% | 82% | 82% | Utility Specific | [6 empty] | 0 | 0
C - Commercial & Industrial | C2 - Small Business Energy Solutions | C2a - SCI Retrofit | Low Pressure Drop Filter | EC2a032 | Compressed Air | Project | 0 | 5 |  |  |  | 0 | 0% | 0% | 0% | 100% | 100% | 99.8% | 88.5% | 110.3% | 100% |  | Utility Specific | 0 | C&I Compressed Air - VFD Compressor | 25.9% | 23.9% | 26.5% | 23.7% | Utility Specific |  | 0.000258 | 0 | 80% | 54% | 80% | 80% | Utility Specific | [6 empty] | 0 | 0
C - Commercial & Industrial | C2 - Small Business Energy Solutions | C2a - SCI Retrofit | Thermostatic Shut-Off Valve, Electric | EC2a033 | Hot Water | Showerhead | 0 | 15 |  |  |  | 0 | 0% | 0% | 0% | 100% | 100% | 99.8% | 88.5% | 110.3% | 100% |  | Deemed | 69 | Water Heater - Electric | 41.52% | 31.39% | 15.22% | 11.88% | Deemed | 0.02 | 0.00024338 | 0.02 | 31.2% | 80.8% | 31.2% | 31.2% | Utility Specific | [6 empty] | 0 | 558
C - Commercial & Industrial | C2 - Small Business Energy Solutions | C2a - SCI Retrofit | Low-Flow Showerhead, Electric | EC2a034 | Hot Water | Showerhead | 0 | 10 |  |  |  | 0 | 0% | 0% | 0% | 100% | 100% | 99.8% | 88.5% | 110.3% | 100% |  | Deemed | 507 | Water Heater - Electric | 41.52% | 31.39% | 15.22% | 11.88% | Deemed | 0.09 | 0.00024338 | 0.09 | 31.2% | 80.8% | 31.2% | 31.2% | Utility Specific | [6 empty] | 0 | 7300
C - Commercial & Industrial | C2 - Small Business Energy Solutions | C2a - SCI Retrofit | Motors, Open Drip | EC2a035 | Motors/Drives | Project | 0 | 10 |  |  |  | 0 | 0% | 0% | 0% | 100% | 100% | 99.8% | 88.5% | 110.3% | 100% |  | Utility Specific | 0 | Custom Calculation | 0% | 0% | 0% | 0% | Utility Specific |  | 0 | 0 | 0% | 0% | 0% | 0% | Utility Specific | [6 empty] | 0 | 0
C - Commercial & Industrial | C2 - Small Business Energy Solutions | C2a - SCI Retrofit | Motors, Totally Enclosed Fan Cooled | EC2a036 | Motors/Drives | Project | 0 | 10 |  |  |  | 0 | 0% | 0% | 0% | 100% | 100% | 99.8% | 88.5% | 110.3% | 100% |  | Utility Specific | 0 | C&I Refrigeration | 22.6% | 27.3% | 23.3% | 26.8% | Utility Specific |  | 0.0002 | 0 | 100% | 100% | 100% | 100% | Utility Specific | [6 empty] | 0 | 0
C - Commercial & Industrial | C2 - Small Business Energy Solutions | C2a - SCI Retrofit | Novelty Cooler Shutoff | EC2a037 | Refrigeration | Project | 2 | 10 | 500 | 250 |  | 250 | 0% | 0% | 0% | 100% | 100% | 99.8% | 88.5% | 110.3% | 100% |  | Utility Specific | 900 | C&I Refrigeration | 22.6% | 27.3% | 23.3% | 26.8% | Utility Specific |  | 0.0002 | 0.18 | 90% | 90% | 90% | 90% | Utility Specific | [6 empty] | 0 | 0
C - Commercial & Industrial | C2 - Small Business Energy Solutions | C2a - SCI Retrofit | Pipe Wrap - Heating, Electric | EC2a038 | HVAC | Project | 0 | 15 |  |  |  | 0 | 0% | 0% | 0% | 100% | 100% | 99.8% | 88.5% | 110.3% | 100% |  | Utility Specific | 0 | Hardwired Electric Heat | 43.13% | 56.87% | 0% | 0% | Utility Specific |  | 0.0007332 | 0 | 0% | 43.3% | 0% | 0% | Utility Specific | [6 empty] | 0 | 0
C - Commercial & Industrial | C2 - Small Business Energy Solutions | C2a - SCI Retrofit | Pipe Wrap - Hot Water, Electric | EC2a039 | Hot Water | Project | 0 | 15 |  |  |  | 0 | 0% | 0% | 0% | 100% | 100% | 99.8% | 88.5% | 110.3% | 100% |  | Utility Specific | 0 | Water Heater - Electric | 41.52% | 31.39% | 15.22% | 11.88% | Utility Specific |  | 0.00024338 | 0 | 31.2% | 80.8% | 31.2% | 31.2% | Utility Specific | [6 empty] | 0 | 0
C - Commercial & Industrial | C2 - Small Business Energy Solutions | C2a - SCI Retrofit | Pre Rinse Spray Valve, Electric | EC2a040 | Hot Water | Valve | 0 | 8 |  |  |  | 0 | 0% | 0% | 0% | 100% | 100% | 99.8% | 88.5% | 110.3% | 100% |  | Utility Specific | 957 | Water Heater - Electric | 41.52% | 31.39% | 15.22% | 11.88% | Utility Specific |  | 0.00024338 | 0.23292 | 52% | 100% | 52% | 52% | Utility Specific | [6 empty] | 0 | 6410
C - Commercial & Industrial | C2 - Small Business Energy Solutions | C2a - SCI Retrofit | Programmable Thermostat, Electric | EC2a041 | HVAC | Project | 0 | 15 |  |  |  | 0 | 0% | 0% | 0% | 100% | 100% | 99.8% | 88.5% | 110.3% | 100% |  | Utility Specific | 0 | Hardwired Electric Heat | 43.13% | 56.87% | 0% | 0% | Utility Specific |  | 0.0007332 | 0 | 0% | 43.3% | 0% | 0% | Utility Specific | [6 empty] | 0 | 0
C - Commercial & Industrial | C2 - Small Business Energy Solutions | C2a - SCI Retrofit | Steam Trap, Electric | EC2a042 | HVAC | Project | 0 | 6 |  |  |  | 0 | 0% | 0% | 0% | 100% | 100% | 99.8% | 88.5% | 110.3% | 100% |  | Utility Specific | 0 | C&I Heating & Cooling | 26.4% | 16.6% | 34.9% | 22.1% | Utility Specific |  | 0.0016 | 0 | 0% | 0% | 0% | 0% | Utility Specific | [6 empty] | 0 | 0
C - Commercial & Industrial | C2 - Small Business Energy Solutions | C2a - SCI Retrofit | Variable Frequency Drive | EC2a043 | Motors/Drives | Project | 4.665 | 15 | 7015.57 | 3507.79 |  | 3507.78 | 0% | 0% | 0% | 100% | 100% | 99.8% | 88.5% | 110.3% | 100% |  | Utility Specific | 17710.78 | C&I VFDs (Combined) | 23.7% | 27.2% | 23.8% | 25.3% | Utility Specific | 0.693 | 0 | 0.693 | 100% | 100% | 100% | 100% | Utility Specific | [6 empty] | 0 | 0
C - Commercial & Industrial | C2 - Small Business Energy Solutions | C2a - SCI Retrofit | Variable Frequency Drive with Motor | EC2a044 | Motors/Drives | Project | 1 | 15 | 29680 | 14840 |  | 14840 | 0% | 0% | 0% | 100% | 100% | 99.8% | 88.5% | 110.3% | 100% |  | Utility Specific | 45318.4 | C&I VFDs (Combined) | 23.7% | 27.2% | 23.8% | 25.3% | Utility Specific | 7.02 | 0 | 7.02 | 100% | 100% | 100% | 100% | Utility Specific | [6 empty] | 0 | 0
C - Commercial & Industrial | C2 - Small Business Energy Solutions | C2a - SCI Retrofit | Vending Miser | EC2a045 | Refrigeration | Project | 0 | 5 |  |  |  | 0 | 0% | 0% | 0% | 100% | 100% | 99.8% | 88.5% | 110.3% | 100% |  | Utility Specific | 0 | C&I Refrigeration | 22.6% | 27.3% | 23.3% | 26.8% | Utility Specific |  | 0.0002 | 0 | 90% | 90% | 90% | 90% | Utility Specific | [6 empty] | 0 | 0
C - Commercial & Industrial | C2 - Small Business Energy Solutions | C2a - SCI Retrofit | Zero Loss Condensate Drain | EC2a046 | Compressed Air | Project | 0 | 5 |  |  |  | 0 | 0% | 0% | 0% | 100% | 100% | 99.8% | 88.5% | 110.3% | 100% |  | Utility Specific | 0 | C&I Compressed Air - VFD Compressor | 25.9% | 23.9% | 26.5% | 23.7% | Utility Specific |  | 0.000258 | 0 | 80% | 54% | 80% | 80% | Utility Specific | [6 empty] | 0 | 0
C - Commercial & Industrial | C2 - Small Business Energy Solutions | C2a - SCI Retrofit | Small Retrocommissioning | EC2a049 | Custom Measures | Project | 0 | 3 |  |  |  | 0 | 0% | 0% | 0% | 100% | 100% | 100% | 100% | 100% | 100% |  | Utility Specific | 0 | Custom Calculation | 72% | 18% | 8% | 2% | Utility Specific |  | 0 | 0 | 45% | 52% | 45% | 45% | Utility Specific | [6 empty] | 0 | 0
C - Commercial & Industrial | C2 - Small Business Energy Solutions | C2a - SCI Retrofit | Induction Cooktop Displacing Electric Resistance | EC2a050 | Food Service | Appliance | 0 | 12 |  |  |  | 0 | 0% | 0% | 0% | 100% | 100% | 99.8% | 88.5% | 110.3% | 100% |  | Deemed | 2488 | C&I Food Services | 32% | 35% | 16% | 17% | Deemed | 0.43 | 0.000192 | 0.43 | 90% | 90% | 90% | 90% | Utility Specific | [6 empty] | 0 | 0
C - Commercial & Industrial | C2 - Small Business Energy Solutions | C2a - SCI Retrofit | CI Audits - Small Retro | EC2aAUD | Non-Energy Saving |  | 1 | 1 | 164335 | 164335 |  | 0 | 0% | 0% | 0% | 100% | 0% | 0% | 0% | 0% | 0% |  |  | 0 | Non-Electric Measures | 0% | 0% | 0% | 0% |  |  | 0 | 0 | 0% | 0% | 0% | 0% | [7 empty] | 0 | 0
C - Commercial & Industrial | C2 - Small Business Energy Solutions | C2a - SCI Retrofit | Vendor Fees - Small Retro | EC2aNES01 | Non-Energy Saving |  | 0 | 1 |  |  |  | 0 | 0% | 0% | 0% | 100% | 0% | 0% | 0% | 0% | 0% |  |  |  | Non-Electric Measures | 0% | 0% | 0% | 0% |  |  | 0 |  | 0% | 0% | 0% | 0% | [7 empty] | 0
C - Commercial & Industrial | C2 - Small Business Energy Solutions | C2a - SCI Retrofit | Vendor Fees - TA Studies - Small Retro | EC2aNES02 | Non-Energy Saving |  | 0 | 1 |  |  |  | 0 | 0% | 0% | 0% | 100% | 0% | 0% | 0% | 0% | 0% |  |  |  | Non-Electric Measures | 0% | 0% | 0% | 0% |  |  | 0 |  | 0% | 0% | 0% | 0% | [7 empty] | 0
C - Commercial & Industrial | C2 - Small Business Energy Solutions | C2a - SCI Retrofit | [42 empty] | 0
C - Commercial & Industrial | C2 - Small Business Energy Solutions | C2a - SCI Retrofit | [42 empty] | 0
C - Commercial & Industrial | C2 - Small Business Energy Solutions | C2a - SCI Retrofit | [42 empty] | 0
C - Commercial & Industrial | C2 - Small Business Energy Solutions | C2a - SCI Retrofit | [42 empty] | 0
0
C - Commercial & Industrial | C2 - Small Business Energy Solutions | C2b - SCI New Equipment | Custom Small Compressed Air New | EC2b001 | Compressed Air | Project | 0 |  |  |  |  | 0 | 0% | 0% | 0% | 100% | 100% | 99.8% | 88.5% | 110.3% | 87% |  | Utility Specific | 0 | C&I Compressed Air - VFD Compressor | 13% | 20% | 26% | 41% | Utility Specific |  | 0.000258 | 0 | 100% | 100% | 100% | 100% | Utility Specific | [6 empty] | 0 | 0
C - Commercial & Industrial | C2 - Small Business Energy Solutions | C2b - SCI New Equipment | Custom Small Hot Water New | EC2b002 | Hot Water | Project | 0 |  |  |  |  | 0 | 0% | 0% | 0% | 100% | 100% | 99.8% | 88.5% | 110.3% | 87% |  | Utility Specific | 0 | C&I Water Heating | 25% | 25% | 25% | 25% | Utility Specific |  | 0.000258 | 0 | 54% | 56% | 54% | 54% | Utility Specific | [6 empty] | 0 | 0
C - Commercial & Industrial | C2 - Small Business Energy Solutions | C2b - SCI New Equipment | Custom Small HVAC New | EC2b003 | HVAC | Project | 2 | 13.5 | 18989.3333 | 14242 |  | 4747.3333 | 0% | 0% | 0% | 100% | 100% | 99.8% | 88.5% | 110.3% | 87% |  | Utility Specific | 4513.235 | Custom Calculation | 72% | 18% | 8% | 2% | Utility Specific | 1.43 | 0 | 1.43 | 100% | 38.54% | 100% | 100% | Utility Specific | [6 empty] | 0 | 0
C - Commercial & Industrial | C2 - Small Business Energy Solutions | C2b - SCI New Equipment | Custom Small Lighting New - Interior | EC2b004 | Lighting | Project | 0 | 15 |  |  |  | 0 | 11% | 5% | 0% | 94% | 100% | 86.4% | 97.4% | 112.3% | 100% |  | Utility Specific | 0 | C&I Interior Lighting - Prescriptive | 30.3% | 17.4% | 34.3% | 18.1% | Calculated |  | 0.0002 | 0 | 80% | 61% | 80% | 80% | Calculated | NG - C&I Gas Heat | 0 | Fuel Oil - Com Fuel | 0 |  |  | 0 | 0
C - Commercial & Industrial | C2 - Small Business Energy Solutions | C2b - SCI New Equipment | Custom Small Lighting New - Exterior | EC2b054 | Lighting | Project | 0 | 15 |  |  |  | 0 | 11% | 5% | 0% | 94% | 100% | 86.4% | 100% | 100% | 100% |  | Utility Specific | 0 | C&I Exterior Lighting | 20.1% | 31.6% | 19.2% | 29% | Calculated |  | 0.0002 | 0 | 0% | 100% | 0% | 0% | Calculated | [6 empty] | 0 | 0
C - Commercial & Industrial | C2 - Small Business Energy Solutions | C2b - SCI New Equipment | Custom Small Lighting New - Controls | EC2b055 | Lighting | Project | 0 | 10 |  |  |  | 0 | 11% | 5% | 0% | 94% | 100% | 86.4% | 97.4% | 112.3% | 100% |  | Utility Specific | 0 | C&I Lighting Controls | 31.3% | 19% | 32.1% | 17.7% | Calculated |  | 0.0001 | 0 | 15% | 13% | 15% | 15% | Calculated | NG - C&I Gas Heat | 0 | Fuel Oil - Com Fuel | 0 |  |  | 0 | 0
C - Commercial & Industrial | C2 - Small Business Energy Solutions | C2b - SCI New Equipment | Custom Small Motors New | EC2b005 | Motors/Drives | Project | 0 | 15 | 20490.4 | 10245.2 |  | 10245.2 | 0% | 0% | 0% | 100% | 100% | 99.8% | 88.5% | 110.3% | 87% |  | Utility Specific | 25613 | Custom Calculation | 23% | 8% | 52% | 17% | Utility Specific | 3.776 | 0 | 3.776 | 95% | 80% | 95% | 95% | Utility Specific | [6 empty] | 0 | 0
C - Commercial & Industrial | C2 - Small Business Energy Solutions | C2b - SCI New Equipment | Custom Small Process New | EC2b006 | Process | Project | 0 |  |  |  |  | 0 | 0% | 0% | 0% | 100% | 100% | 99.8% | 88.5% | 110.3% | 87% |  | Utility Specific | 0 | C&I Process | 49% | 13% | 29% | 9% | Utility Specific |  | 0.000725 | 0 | 95% | 45% | 95% | 95% | Utility Specific | [6 empty] | 0 | 0
C - Commercial & Industrial | C2 - Small Business Energy Solutions | C2b - SCI New Equipment | Custom Small Refrigeration New | EC2b007 | Refrigeration | Project | 0 |  |  |  |  | 0 | 0% | 0% | 0% | 100% | 100% | 99.8% | 88.5% | 110.3% | 87% |  | Utility Specific | 0 | C&I Refrigeration | 22.6% | 27.3% | 23.3% | 26.8% | Utility Specific |  | 0.0002 | 0 | 80% | 80% | 80% | 80% | Utility Specific | [6 empty] | 0 | 0
C - Commercial & Industrial | C2 - Small Business Energy Solutions | C2b - SCI New Equipment | Custom Small Other New | EC2b008 | Custom Measures | Project | 2 | 12 | 666.6667 | 500 |  | 166.6667 | 0% | 0% | 0% | 100% | 100% | 99.8% | 88.5% | 110.3% | 87% |  | Utility Specific | 1216.93 | Custom Calculation | 25.76% | 40.82% | 12.93% | 20.49% | Utility Specific | 3.3 | 0 | 3.3 | 47.6% | 42.8% | 47.6% | 47.6% | Utility Specific | [6 empty] | 0 | 0
C - Commercial & Industrial | C2 - Small Business Energy Solutions | C2b - SCI New Equipment | Custom Small Comprehensive Design | EC2b056 | Custom Measures | Project | 0 | 20 | 31711.2 | 15855.6 |  | 15855.6 | 0% | 0% | 0% | 100% | 100% | 99.8% | 88.5% | 110.3% | 87% |  | Utility Specific | 38672.2 | Custom Calculation | 72% | 18% | 8% | 2% | Utility Specific | 4.597 | 0 | 4.597 | 100% | 100% | 100% | 100% | Utility Specific | [6 empty] | 0 | 0
C - Commercial & Industrial | C2 - Small Business Energy Solutions | C2b - SCI New Equipment | Daylight Dimming | EC2b009 | Lighting | Project | 0 | 10 |  |  |  | 0 | 11% | 5% | 0% | 94% | 100% | 86.4% | 97.4% | 112.3% | 100% |  | Utility Specific | 0 | C&I Lighting Controls | 31.3% | 19% | 32.1% | 17.7% | Calculated |  | 0.0001 | 0 | 63% | 30% | 63% | 63% | Calculated | NG - C&I Gas Heat | 0 | Fuel Oil - Com Fuel | 0 |  |  | 0 | 0
C - Commercial & Industrial | C2 - Small Business Energy Solutions | C2b - SCI New Equipment | Performance Lighting - Exterior w/ Controls | EC2b010 | Lighting | Project | 0 | 15 | 4410 | 2205 |  | 2205 | 11% | 5% | 0% | 94% | 100% | 86.4% | 100% | 100% | 100% |  | Utility Specific | 4900 | C&I Exterior Lighting | 20.1% | 31.6% | 19.2% | 29% | Calculated |  | 0.0002 | 0.98 | 0% | 100% | 0% | 0% | Calculated | [6 empty] | 0 | 0
C - Commercial & Industrial | C2 - Small Business Energy Solutions | C2b - SCI New Equipment | Performance Lighting - Exterior w/o Controls | EC2b011 | Lighting | Project | 1 | 15 | 20053.3333 | 15040 |  | 5013.3333 | 11% | 5% | 0% | 94% | 100% | 86.4% | 100% | 100% | 100% |  | Utility Specific | 62659.4025 | C&I Exterior Lighting | 20.1% | 31.6% | 19.2% | 29% | Calculated |  | 0.0002 | 12.5319 | 0% | 100% | 0% | 0% | Calculated | [6 empty] | 0 | 0
C - Commercial & Industrial | C2 - Small Business Energy Solutions | C2b - SCI New Equipment | Performance Lighting - Interior w/ Controls | EC2b012 | Lighting | Project | 0 | 15 | 105 | 52.5 |  | 52.5 | 11% | 5% | 0% | 94% | 100% | 86.4% | 97.4% | 112.3% | 100% |  | Utility Specific | 150 | C&I Interior Lighting - Prescriptive | 30.3% | 17.4% | 34.3% | 18.1% | Calculated |  | 0.0002 | 0.03 | 63% | 30% | 63% | 63% | Calculated | NG - C&I Gas Heat | -0.0081139 | Fuel Oil - Com Fuel | -0.016228 |  |  | 0 | 0
C - Commercial & Industrial | C2 - Small Business Energy Solutions | C2b - SCI New Equipment | Performance Lighting - Interior w/o Controls | EC2b013 | Lighting | Project | 2.6708 | 15 | 9850.6667 | 7388 |  | 2462.6667 | 11% | 5% | 0% | 94% | 100% | 86.4% | 97.4% | 112.3% | 100% |  | Utility Specific | 30777.33 | C&I Interior Lighting - Prescriptive | 30.3% | 17.4% | 34.3% | 18.1% | Calculated |  | 0.0002 | 6.1555 | 63% | 30% | 63% | 63% | Calculated | NG - C&I Gas Heat | -1.6648 | Fuel Oil - Com Fuel | -3.3297 |  |  | 0 | 0
C - Commercial & Industrial | C2 - Small Business Energy Solutions | C2b - SCI New Equipment | Lighting Occupancy Sensors | EC2b014 | Lighting | Project | 0 | 10 | 4691.85 | 2345.93 |  | 2345.92 | 11% | 5% | 0% | 94% | 100% | 86.4% | 97.4% | 112.3% | 100% |  | Utility Specific | 4900 | C&I Lighting Controls | 31.3% | 19% | 32.1% | 17.7% | Calculated |  | 0.0001 | 0.49 | 63% | 30% | 63% | 63% | Calculated | NG - C&I Gas Heat | -6.664 | Fuel Oil - Com Fuel | -13.328 |  |  | 0 | 0
C - Commercial & Industrial | C2 - Small Business Energy Solutions | C2b - SCI New Equipment | Advanced Power Strip | EC2b015 | Process | Project | 0 | 5 |  |  |  | 0 | 0% | 0% | 0% | 100% | 100% | 99.8% | 88.5% | 110.3% | 100% |  | Utility Specific | 0 | Primary TV and Peripherals | 32.24% | 34.78% | 15.36% | 17.62% | Calculated |  | 0.00018311 | 0 | 58.2% | 86.3% | 58.2% | 58.2% | Utility Specific | [6 empty] | 0 | 0
C - Commercial & Industrial | C2 - Small Business Energy Solutions | C2b - SCI New Equipment | Air Compressor | EC2b016 | Compressed Air | Project | 2 | 15 | 6333.3333 | 4750 |  | 1583.3333 | 0% | 0% | 0% | 100% | 100% | 99.8% | 88.5% | 110.3% | 100% |  | Utility Specific | 21474.18 | C&I Compressed Air - VFD Compressor | 25.9% | 23.9% | 26.5% | 23.7% | Utility Specific | 5.195 | 0.000258 | 5.195 | 117% | 98% | 117% | 117% | Utility Specific | [6 empty] | 0 | 0
C - Commercial & Industrial | C2 - Small Business Energy Solutions | C2b - SCI New Equipment | Air Nozzle | EC2b017 | Compressed Air | Project | 0 | 13 |  |  |  | 0 | 0% | 0% | 0% | 100% | 100% | 99.8% | 88.5% | 110.3% | 100% |  | Utility Specific | 0 | C&I Compressed Air - VFD Compressor | 25.9% | 23.9% | 26.5% | 23.7% | Utility Specific |  | 0.000258 | 0 | 80% | 54% | 80% | 80% | Utility Specific | [6 empty] | 0 | 0
C - Commercial & Industrial | C2 - Small Business Energy Solutions | C2b - SCI New Equipment | Circulator Pump | EC2b018 | HVAC | Project | 2 | 20 | 1101.5822 | 826.1867 |  | 275.3956 | 0% | 0% | 0% | 100% | 100% | 99.8% | 88.5% | 110.3% | 100% |  | Utility Specific | 3313.4233 | C&I Heating & Cooling | 26.4% | 16.6% | 34.9% | 22.1% | Utility Specific | 0.55667 | 0.0016 | 0.55667 | 82% | 5% | 82% | 82% | Utility Specific | [6 empty] | 0 | 0
C - Commercial & Industrial | C2 - Small Business Energy Solutions | C2b - SCI New Equipment | Combination Oven, Electric | EC2b019 | Food Service | Appliance | 2 | 12 | 2800 | 2100 |  | 700 | 0% | 0% | 0% | 100% | 100% | 99.8% | 88.5% | 110.3% | 100% |  | Deemed | 6368 | C&I Food Services | 32% | 35% | 16% | 17% | Deemed | 1.45 | 0.000192 | 1.45 | 90% | 90% | 90% | 90% | Utility Specific | [6 empty] | 0 | 0
C - Commercial & Industrial | C2 - Small Business Energy Solutions | C2b - SCI New Equipment | Compressor Storage | EC2b020 | Compressed Air | Project | 0 | 17 |  |  |  | 0 | 0% | 0% | 0% | 100% | 100% | 99.8% | 88.5% | 110.3% | 100% |  | Utility Specific | 0 | C&I Compressed Air - VFD Compressor | 25.9% | 23.9% | 26.5% | 23.7% | Utility Specific |  | 0.000258 | 0 | 117% | 98% | 117% | 117% | Utility Specific | [6 empty] | 0 | 0
C - Commercial & Industrial | C2 - Small Business Energy Solutions | C2b - SCI New Equipment | Convection Oven, Electric | EC2b021 | Food Service | Appliance | 2 | 12 | 650 | 487.5 |  | 162.5 | 0% | 0% | 0% | 100% | 100% | 99.8% | 88.5% | 110.3% | 100% |  | Deemed | 2001 | C&I Food Services | 32% | 35% | 16% | 17% | Deemed | 0.46 | 0.000192 | 0.46 | 90% | 90% | 90% | 90% | Utility Specific | [6 empty] | 0 | 0
C - Commercial & Industrial | C2 - Small Business Energy Solutions | C2b - SCI New Equipment | Dishwasher - High Temp Door Type | EC2b022 | Food Service | Appliance | 1 | 13 | 1666.6667 | 1250 |  | 416.6667 | 0% | 0% | 0% | 100% | 100% | 99.8% | 88.5% | 110.3% | 100% |  | Deemed | 11897 | C&I Food Services | 32% | 35% | 16% | 17% | Deemed | 1.81 | 0.000192 | 1.81 | 90% | 90% | 90% | 90% | Utility Specific | [6 empty] | 0 | 40880
C - Commercial & Industrial | C2 - Small Business Energy Solutions | C2b - SCI New Equipment | Dishwasher - High Temp Multi Tank Conveyor | EC2b023 | Food Service | Appliance | 0 | 13 |  |  |  | 0 | 0% | 0% | 0% | 100% | 100% | 99.8% | 88.5% | 110.3% | 100% |  | Deemed | 45074 | C&I Food Services | 32% | 35% | 16% | 17% | Deemed | 6.86 | 0.000192 | 6.86 | 90% | 90% | 90% | 90% | Utility Specific | [6 empty] | 0 | 94170
C - Commercial & Industrial | C2 - Small Business Energy Solutions | C2b - SCI New Equipment | Dishwasher - High Temp Pot, Pan, Utensil | EC2b024 | Food Service | Appliance | 0 | 13 |  |  |  | 0 | 0% | 0% | 0% | 100% | 100% | 99.8% | 88.5% | 110.3% | 100% |  | Deemed | 10979 | C&I Food Services | 32% | 35% | 16% | 17% | Deemed | 1.67 | 0.000192 | 1.67 | 90% | 90% | 90% | 90% | Utility Specific | [6 empty] | 0 | 8760
C - Commercial & Industrial | C2 - Small Business Energy Solutions | C2b - SCI New Equipment | Dishwasher - High Temp Single Tank Conveyor | EC2b025 | Food Service | Appliance | 1 | 13 | 333.3333 | 250 |  | 83.3333 | 0% | 0% | 0% | 100% | 100% | 99.8% | 88.5% | 110.3% | 100% |  | Deemed | 10204 | C&I Food Services | 32% | 35% | 16% | 17% | Deemed | 1.55 | 0.000192 | 1.55 | 90% | 90% | 90% | 90% | Utility Specific | [6 empty] | 0 | 24820
C - Commercial & Industrial | C2 - Small Business Energy Solutions | C2b - SCI New Equipment | Dishwasher - High Temp Under Counter | EC2b026 | Food Service | Appliance | 0 | 13 |  |  |  | 0 | 0% | 0% | 0% | 100% | 100% | 99.8% | 88.5% | 110.3% | 100% |  | Deemed | 1480 | C&I Food Services | 32% | 35% | 16% | 17% | Deemed | 0.23 | 0.000192 | 0.23 | 90% | 90% | 90% | 90% | Utility Specific | [6 empty] | 0 | 6296
C - Commercial & Industrial | C2 - Small Business Energy Solutions | C2b - SCI New Equipment | Dishwasher - Low Temp Door Type | EC2b027 | Food Service | Appliance | 0 | 13 |  |  |  | 0 | 0% | 0% | 0% | 100% | 100% | 99.8% | 88.5% | 110.3% | 100% |  | Deemed | 17255 | C&I Food Services | 32% | 35% | 16% | 17% | Deemed | 2.63 | 0.000192 | 2.63 | 90% | 90% | 90% | 90% | Utility Specific | [6 empty] | 0 | 94024
C - Commercial & Industrial | C2 - Small Business Energy Solutions | C2b - SCI New Equipment | Dishwasher - Low Temp Multi Tank Conveyor | EC2b028 | Food Service | Appliance | 0 | 13 |  |  |  | 0 | 0% | 0% | 0% | 100% | 100% | 99.8% | 88.5% | 110.3% | 100% |  | Deemed | 22863 | C&I Food Services | 32% | 35% | 16% | 17% | Deemed | 3.48 | 0.000192 | 3.48 | 90% | 90% | 90% | 90% | Utility Specific | [6 empty] | 0 | 109500
C - Commercial & Industrial | C2 - Small Business Energy Solutions | C2b - SCI New Equipment | Dishwasher - Low Temp Single Tank Conveyor | EC2b029 | Food Service | Appliance | 0 | 13 |  |  |  | 0 | 0% | 0% | 0% | 100% | 100% | 99.8% | 88.5% | 110.3% | 100% |  | Deemed | 15387 | C&I Food Services | 32% | 35% | 16% | 17% | Deemed | 2.34 | 0.000192 | 2.34 | 90% | 90% | 90% | 90% | Utility Specific | [6 empty] | 0 | 75920
C - Commercial & Industrial | C2 - Small Business Energy Solutions | C2b - SCI New Equipment | Dishwasher - Low Temp Under Counter | EC2b030 | Food Service | Appliance | 1 | 13 | 1333.3333 | 1000 |  | 333.3333 | 0% | 0% | 0% | 100% | 100% | 99.8% | 88.5% | 110.3% | 100% |  | Deemed | 6182 | C&I Food Services | 32% | 35% | 16% | 17% | Deemed | 0.94 | 0.000192 | 0.94 | 90% | 90% | 90% | 90% | Utility Specific | [6 empty] | 0 | 14783
C - Commercial & Industrial | C2 - Small Business Energy Solutions | C2b - SCI New Equipment | Faucet Aerator, Electric | EC2b031 | Hot Water | Aerator | 0 | 10 |  |  |  | 0 | 0% | 0% | 0% | 100% | 100% | 99.8% | 88.5% | 110.3% | 100% |  | Deemed | 309 | Water Heater - Electric | 41.52% | 31.39% | 15.22% | 11.88% | Deemed | 0.01 | 0.00024338 | 0.01 | 31.2% | 80.8% | 31.2% | 31.2% | Utility Specific | [6 empty] | 0 | 5460
C - Commercial & Industrial | C2 - Small Business Energy Solutions | C2b - SCI New Equipment | Fryer Large Vat, Electric | EC2b032 | Food Service | Appliance | 0 | 12 |  |  |  | 0 | 0% | 0% | 0% | 100% | 100% | 99.8% | 88.5% | 110.3% | 100% |  | Deemed | 2696 | C&I Food Services | 32% | 35% | 16% | 17% | Deemed | 0.61 | 0.000192 | 0.61 | 90% | 90% | 90% | 90% | Utility Specific | [6 empty] | 0 | 0
C - Commercial & Industrial | C2 - Small Business Energy Solutions | C2b - SCI New Equipment | Fryer Standard Vat, Electric | EC2b033 | Food Service | Appliance | 0 | 12 |  |  |  | 0 | 0% | 0% | 0% | 100% | 100% | 99.8% | 88.5% | 110.3% | 100% |  | Deemed | 3272 | C&I Food Services | 32% | 35% | 16% | 17% | Deemed | 0.56 | 0.000192 | 0.56 | 90% | 90% | 90% | 90% | Utility Specific | [6 empty] | 0 | 0
C - Commercial & Industrial | C2 - Small Business Energy Solutions | C2b - SCI New Equipment | Griddle, Electric | EC2b034 | Food Service | Appliance | 0 | 12 |  |  |  | 0 | 0% | 0% | 0% | 100% | 100% | 99.8% | 88.5% | 110.3% | 100% |  | Deemed | 3179 | C&I Food Services | 32% | 35% | 16% | 17% | Deemed | 0.73 | 0.000192 | 0.73 | 90% | 90% | 90% | 90% | Utility Specific | [6 empty] | 0 | 0
C - Commercial & Industrial | C2 - Small Business Energy Solutions | C2b - SCI New Equipment | Ground Source Heat Pump | EC2b035 | HVAC | Project | 0 | 25 |  |  |  | 0 | 0% | 0% | 0% | 100% | 100% | 99.8% | 88.5% | 110.3% | 100% |  | Utility Specific | 0 | Hardwired Electric Heat | 43.13% | 56.87% | 0% | 0% | Utility Specific |  | 0.0007332 | 0 | 34.2% | 34.2% | 34.2% | 34.2% | Utility Specific | [6 empty] | 0 | 0
C - Commercial & Industrial | C2 - Small Business Energy Solutions | C2b - SCI New Equipment | Hot Food Holding Cabinet 3/4 Size | EC2b036 | Food Service | Appliance | 0 | 12 |  |  |  | 0 | 0% | 0% | 0% | 100% | 100% | 99.8% | 88.5% | 110.3% | 100% |  | Deemed | 1189 | C&I Food Services | 32% | 35% | 16% | 17% | Deemed | 0.32 | 0.000192 | 0.32 | 90% | 90% | 90% | 90% | Utility Specific | [6 empty] | 0 | 0
C - Commercial & Industrial | C2 - Small Business Energy Solutions | C2b - SCI New Equipment | Hot Food Holding Cabinet Full Size | EC2b037 | Food Service | Appliance | 0 | 12 |  |  |  | 0 | 0% | 0% | 0% | 100% | 100% | 99.8% | 88.5% | 110.3% | 100% |  | Deemed | 3807 | C&I Food Services | 32% | 35% | 16% | 17% | Deemed | 1.15 | 0.000192 | 1.15 | 90% | 90% | 90% | 90% | Utility Specific | [6 empty] | 0 | 0
C - Commercial & Industrial | C2 - Small Business Energy Solutions | C2b - SCI New Equipment | Hot Food Holding Cabinet Half Size | EC2b038 | Food Service | Appliance | 0 | 12 |  |  |  | 0 | 0% | 0% | 0% | 100% | 100% | 99.8% | 88.5% | 110.3% | 100% |  | Deemed | 223 | C&I Food Services | 32% | 35% | 16% | 17% | Deemed | 0.05 | 0.000192 | 0.05 | 90% | 90% | 90% | 90% | Utility Specific | [6 empty] | 0 | 0
C - Commercial & Industrial | C2 - Small Business Energy Solutions | C2b - SCI New Equipment | Ice Machine - Ice Making Head | EC2b039 | Food Service | Appliance | 1 | 8 | 366.6667 | 275 |  | 91.6667 | 0% | 0% | 0% | 100% | 100% | 99.8% | 88.5% | 110.3% | 100% |  | Utility Specific | 1345.5 | C&I Food Services | 32% | 35% | 16% | 17% | Utility Specific | 0.3 | 0.000192 | 0.3 | 90% | 90% | 90% | 90% | Utility Specific | [6 empty] | 0 | 3322
C - Commercial & Industrial | C2 - Small Business Energy Solutions | C2b - SCI New Equipment | Ice Machine - Remote Cond./Split Unit - Batch | EC2b040 | Food Service | Appliance | 2 | 8 | 720 | 540 |  | 180 | 0% | 0% | 0% | 100% | 100% | 99.8% | 88.5% | 110.3% | 100% |  | Utility Specific | 2601 | C&I Food Services | 32% | 35% | 16% | 17% | Utility Specific | 0.3 | 0.000192 | 0.3 | 90% | 90% | 90% | 90% | Utility Specific | [6 empty] | 0 | 2631
C - Commercial & Industrial | C2 - Small Business Energy Solutions | C2b - SCI New Equipment | Ice Machine - Remote Cond./Split Unit - Continuous | EC2b041 | Food Service | Appliance | 0 | 8 |  |  |  | 0 | 0% | 0% | 0% | 100% | 100% | 99.8% | 88.5% | 110.3% | 100% |  | Utility Specific | 3641 | C&I Food Services | 32% | 35% | 16% | 17% | Utility Specific | 0.3 | 0.000192 | 0.3 | 90% | 90% | 90% | 90% | Utility Specific | [6 empty] | 0 | 0
C - Commercial & Industrial | C2 - Small Business Energy Solutions | C2b - SCI New Equipment | Ice Machine - Self Contained | EC2b042 | Food Service | Appliance | 0 | 8 |  |  |  | 0 | 0% | 0% | 0% | 100% | 100% | 99.8% | 88.5% | 110.3% | 100% |  | Utility Specific | 805 | C&I Food Services | 32% | 35% | 16% | 17% | Utility Specific | 0.3 | 0.000192 | 0.3 | 90% | 90% | 90% | 90% | Utility Specific | [6 empty] | 0 | 0
C - Commercial & Industrial | C2 - Small Business Energy Solutions | C2b - SCI New Equipment | Low Pressure Drop Filter | EC2b043 | Compressed Air | Project | 0 | 5 |  |  |  | 0 | 0% | 0% | 0% | 100% | 100% | 99.8% | 88.5% | 110.3% | 100% |  | Utility Specific | 0 | C&I Compressed Air - VFD Compressor | 25.9% | 23.9% | 26.5% | 23.7% | Utility Specific |  | 0.000258 | 0 | 80% | 54% | 80% | 80% | Utility Specific | [6 empty] | 0 | 0
C - Commercial & Industrial | C2 - Small Business Energy Solutions | C2b - SCI New Equipment | Thermostatic Shut-Off Valve, Electric | EC2b044 | Hot Water | Showerhead | 0 | 15 |  |  |  | 0 | 0% | 0% | 0% | 100% | 100% | 99.8% | 88.5% | 110.3% | 100% |  | Deemed | 69 | Water Heater - Electric | 41.52% | 31.39% | 15.22% | 11.88% | Deemed | 0.02 | 0.00024338 | 0.02 | 31.2% | 80.8% | 31.2% | 31.2% | Utility Specific | [6 empty] | 0 | 558
C - Commercial & Industrial | C2 - Small Business Energy Solutions | C2b - SCI New Equipment | Low-Flow Showerhead, Electric | EC2b045 | Hot Water | Showerhead | 0 | 10 |  |  |  | 0 | 0% | 0% | 0% | 100% | 100% | 99.8% | 88.5% | 110.3% | 100% |  | Deemed | 507 | Water Heater - Electric | 41.52% | 31.39% | 15.22% | 11.88% | Deemed | 0.09 | 0.00024338 | 0.09 | 31.2% | 80.8% | 31.2% | 31.2% | Utility Specific | [6 empty] | 0 | 7300
C - Commercial & Industrial | C2 - Small Business Energy Solutions | C2b - SCI New Equipment | Pre Rinse Spray Valve, Electric | EC2b046 | Hot Water | Valve | 0 | 8 |  |  |  | 0 | 0% | 0% | 0% | 100% | 100% | 99.8% | 88.5% | 110.3% | 100% |  | Utility Specific | 957 | Water Heater - Electric | 41.52% | 31.39% | 15.22% | 11.88% | Utility Specific |  | 0.00024338 | 0.23292 | 52% | 100% | 52% | 52% | Utility Specific | [6 empty] | 0 | 6410
C - Commercial & Industrial | C2 - Small Business Energy Solutions | C2b - SCI New Equipment | Refrigerated Air Dryer | EC2b047 | Compressed Air | Project | 2 | 15 | 615.6533 | 461.74 |  | 153.9133 | 0% | 0% | 0% | 100% | 100% | 99.8% | 88.5% | 110.3% | 100% |  | Utility Specific | 962.795 | C&I Compressed Air - Air Dryer | 21.7% | 28.1% | 22.4% | 27.7% | Utility Specific | 0.485 | 0 | 0.485 | 117% | 98% | 117% | 117% | Utility Specific | [6 empty] | 0 | 0
C - Commercial & Industrial | C2 - Small Business Energy Solutions | C2b - SCI New Equipment | Steam Cooker, Electric | EC2b048 | Food Service | Appliance | 4.0001 | 12 | 2200 | 1100 |  | 1100 | 0% | 0% | 0% | 100% | 100% | 99.8% | 88.5% | 110.3% | 100% |  | Deemed | 6550 | C&I Food Services | 32% | 35% | 16% | 17% | Deemed | 2.28 | 0.000192 | 2.28 | 90% | 90% | 90% | 90% | Utility Specific | [6 empty] | 0 | 69975
C - Commercial & Industrial | C2 - Small Business Energy Solutions | C2b - SCI New Equipment | Unitary Air Conditioner | EC2b049 | HVAC | Project | 3 | 20 | 2222.2267 | 1666.67 |  | 555.5567 | 0% | 0% | 0% | 100% | 100% | 99.8% | 88.5% | 110.3% | 100% |  | Utility Specific | 6799.2 | C&I Electric Cooling Unitary Equipment | 8.6% | 4.6% | 52.7% | 34.1% | Utility Specific | 9 | 0.000759 | 9 | 34.2% | 0% | 34.2% | 34.2% | Utility Specific | [6 empty] | 0 | 0
C - Commercial & Industrial | C2 - Small Business Energy Solutions | C2b - SCI New Equipment | Water Source Heat Pump | EC2b050 | HVAC | Project | 0 | 12 |  |  |  | 0 | 0% | 0% | 0% | 100% | 100% | 99.8% | 88.5% | 110.3% | 100% |  | Utility Specific | 0 | C&I Heating & Cooling | 26.4% | 16.6% | 34.9% | 22.1% | Utility Specific |  | 0.0016 | 0 | 34.2% | 34.2% | 34.2% | 34.2% | Utility Specific | [6 empty] | 0 | 0
C - Commercial & Industrial | C2 - Small Business Energy Solutions | C2b - SCI New Equipment | Zero Loss Condensate Drain | EC2b051 | Compressed Air | Project | 0 | 5 |  |  |  | 0 | 0% | 0% | 0% | 100% | 100% | 99.8% | 88.5% | 110.3% | 100% |  | Utility Specific | 0 | C&I Compressed Air - VFD Compressor | 25.9% | 23.9% | 26.5% | 23.7% | Utility Specific |  | 0.000258 | 0 | 80% | 54% | 80% | 80% | Utility Specific | [6 empty] | 0 | 0
C - Commercial & Industrial | C2 - Small Business Energy Solutions | C2b - SCI New Equipment | High Efficiency Chiller - FL | EC2b052 | HVAC | Project | 2 | 23 | 18000 | 9000 |  | 9000 | 0% | 0% | 0% | 100% | 100% | 99.8% | 88.5% | 110.3% | 100% |  | Utility Specific | 0 | C&I Electric Chiller (Combined) | 11.3% | 10.8% | 39.4% | 38.5% | Utility Specific |  | 0 | 0 | 86% | 10% | 86% | 86% | Utility Specific | [6 empty] | 0 | 0
C - Commercial & Industrial | C2 - Small Business Energy Solutions | C2b - SCI New Equipment | High Efficiency Chiller - IPLV | EC2b053 | HVAC | Project | 0 | 23 |  |  |  | 0 | 0% | 0% | 0% | 100% | 100% | 99.8% | 88.5% | 110.3% | 100% |  | Utility Specific | 0 | C&I Electric Chiller (Combined) | 11.3% | 10.8% | 39.4% | 38.5% | Utility Specific |  | 0 | 0 | 49% | 6% | 49% | 49% | Utility Specific | [6 empty] | 0 | 0
C - Commercial & Industrial | C2 - Small Business Energy Solutions | C2b - SCI New Equipment | C&I Small New Construction Code Compliance | EC2b057 | Custom Measures | Project | 0 | 20 |  |  |  | 0 | 0% | 0% | 0% | 100% | 100% | 36% | 36% | 36% | 36% |  | Utility Specific | 0 | Weighted HVAC - All Homes | 25.41% | 29.66% | 23.25% | 21.68% | Utility Specific |  | 0.00078321 | 0 | 33.6% | 20.1% | 33.6% | 33.6% | Utility Specific | [6 empty] | 0 | 0
C - Commercial & Industrial | C2 - Small Business Energy Solutions | C2b - SCI New Equipment | Induction Cooktop Displacing Electric Resistance | EC2b058 | Food Service | Appliance | 0 | 12 |  |  |  | 0 | 0% | 0% | 0% | 100% | 100% | 99.8% | 88.5% | 110.3% | 100% |  | Deemed | 2488 | C&I Food Services | 32% | 35% | 16% | 17% | Deemed | 0.43 | 0.000192 | 0.43 | 90% | 90% | 90% | 90% | Utility Specific | [6 empty] | 0 | 0
C - Commercial & Industrial | C2 - Small Business Energy Solutions | C2b - SCI New Equipment | Compressed Air Leak Detection | EC2b059 | Compressed Air | Project | 0 | 5 |  |  |  | 0 | 0% | 0% | 0% | 100% | 100% | 99.8% | 88.5% | 110.3% | 100% |  | Deemed | 0 | C&I Compressed Air - VFD Compressor | 25.9% | 23.9% | 26.5% | 23.7% | Utility Specific |  | 0.000258 | 0 | 80% | 54% | 80% | 80% | Utility Specific | [6 empty] | 0 | 0
C - Commercial & Industrial | C2 - Small Business Energy Solutions | C2b - SCI New Equipment | Packaged Terminal Heat Pump | EC2b060 | HVAC | Project | 0 | 12 |  |  |  | 0 | 0% | 0% | 0% | 100% | 100% | 99.8% | 88.5% | 110.3% | 100% |  | Utility Specific | 0 | C&I Heating & Cooling | 26.4% | 16.6% | 34.9% | 22.1% | Utility Specific |  | 0.0016 | 0 | 34% | 42% | 34% | 34% | Utility Specific | [6 empty] | 0 | 0
C - Commercial & Industrial | C2 - Small Business Energy Solutions | C2b - SCI New Equipment | VRF System | EC2b061 | HVAC | Project | 0 | 20 |  |  |  | 0 | 0% | 0% | 0% | 100% | 100% | 99.8% | 88.5% | 110.3% | 100% |  | Utility Specific | 0 | C&I Heating & Cooling | 26.4% | 16.6% | 34.9% | 22.1% | Utility Specific |  | 0.0016 | 0 | 34.2% | 0% | 34.2% | 34.2% | Utility Specific | [6 empty] | 0 | 0
C - Commercial & Industrial | C2 - Small Business Energy Solutions | C2b - SCI New Equipment | CI Audits - Small New | EC2bAUD | Non-Energy Saving |  | 1 | 1 | 139176 | 139176 |  | 0 | 0% | 0% | 0% | 100% | 0% | 0% | 0% | 0% | 0% |  |  | 0 | Non-Electric Measures | 0% | 0% | 0% | 0% |  |  | 0 | 0 | 0% | 0% | 0% | 0% | [7 empty] | 0 | 0
C - Commercial & Industrial | C2 - Small Business Energy Solutions | C2b - SCI New Equipment | Vendor Fees - Small New | EC2bNES01 | Non-Energy Saving |  | 0 | 1 |  |  |  | 0 | 0% | 0% | 0% | 100% | 0% | 0% | 0% | 0% | 0% |  |  | 0 | Non-Electric Measures | 0% | 0% | 0% | 0% |  |  | 0 | 0 | 0% | 0% | 0% | 0% | [7 empty] | 0 | 0
C - Commercial & Industrial | C2 - Small Business Energy Solutions | C2b - SCI New Equipment | Vendor Fees - TA Studies - Small New | EC2bNES02 | Non-Energy Saving |  | 0 | 1 |  |  |  | 0 | 0% | 0% | 0% | 100% | 0% | 0% | 0% | 0% | 0% |  |  | 0 | Non-Electric Measures | 0% | 0% | 0% | 0% |  |  | 0 | 0 | 0% | 0% | 0% | 0% | [7 empty] | 0 | 0
C - Commercial & Industrial | C2 - Small Business Energy Solutions | C2b - SCI New Equipment | [21 empty] | 0 | [20 empty] | 0 | 0
C - Commercial & Industrial | C2 - Small Business Energy Solutions | C2b - SCI New Equipment | [21 empty] | 0 | [20 empty] | 0 | 0
C - Commercial & Industrial | C2 - Small Business Energy Solutions | C2b - SCI New Equipment | [21 empty] | 0 | [20 empty] | 0 | 0
[24 empty] | 0 | [20 empty] | 0 | 0
C - Commercial & Industrial | C2 - Small Business Energy Solutions | C2c - SCI Midstream | Midstream Circulator Pump | EC2c001 | HVAC | Project | 8 | 20 | 233.5058 | 175.1293 |  | 58.3764 | 22.5% | 8.5% | 0% | 86% | 100% | 99.8% | 88.5% | 110.3% | 100% |  | Utility Specific | 650.2733 | C&I Heating & Cooling | 26.4% | 16.6% | 34.9% | 22.1% | Utility Specific | 0.10747 | 0.0016 | 0.10747 | 82% | 5% | 82% | 82% | Utility Specific | [6 empty] | 0 | 0
C - Commercial & Industrial | C2 - Small Business Energy Solutions | C2c - SCI Midstream | Midstream Demand Control Ventilation | EC2c002 | HVAC | Project | 0 | 10 | $ - | $ - |  | #VALUE! | 22.5% | 8.5% | 0% | 86% | 100% | 99.8% | 88.5% | 110.3% | 100% |  | Utility Specific | - | C&I Heating & Cooling | 26.4% | 16.6% | 34.9% | 22.1% | Utility Specific |  | 0.0016 |  | 82% | 5% | 82% | 82% | Utility Specific | [6 empty] | 0 | 0
C - Commercial & Industrial | C2 - Small Business Energy Solutions | C2c - SCI Midstream | Midstream DMSHP Systems | EC2c003 | HVAC | Project | 6 | 20 | 610.3704 | 457.7778 |  | 152.5926 | 22.5% | 8.5% | 0% | 86% | 100% | 99.8% | 88.5% | 110.3% | 100% |  | Utility Specific | 908.8889 | C&I Heating & Cooling | 26.4% | 16.6% | 34.9% | 22.1% | Utility Specific | 0.34251 | 0.0016 | 0.34251 | 34.2% | 0% | 34.2% | 34.2% | Utility Specific | [6 empty] | 0 | 0
C - Commercial & Industrial | C2 - Small Business Energy Solutions | C2c - SCI Midstream | Midstream Dual Enthalpy Economizer Controls | EC2c004 | HVAC | Project | 0 | 10 | 500 | 250 |  | 250 | 22.5% | 8.5% | 0% | 86% | 100% | 99.8% | 88.5% | 110.3% | 100% |  | Utility Specific | 200 | C&I Heating & Cooling | 26.4% | 16.6% | 34.9% | 22.1% | Utility Specific | 0.2 | 0.0016 | 0.2 | 34.2% | 0% | 34.2% | 34.2% | Utility Specific | [6 empty] | 0 | 0
C - Commercial & Industrial | C2 - Small Business Energy Solutions | C2c - SCI Midstream | Midstream ECM Fan Motors | EC2c005 | HVAC | Project | 0 | 20 | $ - | $ - |  | #VALUE! | 22.5% | 8.5% | 0% | 86% | 100% | 99.8% | 88.5% | 110.3% | 100% |  | Utility Specific | - | C&I Heating & Cooling | 26.4% | 16.6% | 34.9% | 22.1% | Utility Specific |  | 0.0016 |  | 82% | 5% | 82% | 82% | Utility Specific | [6 empty] | 0 | 0
C - Commercial & Industrial | C2 - Small Business Energy Solutions | C2c - SCI Midstream | Midstream Heat Pump Systems | EC2c006 | HVAC | Project | 60 | 20 | 733.3333 | 550 |  | 183.3333 | 22.5% | 8.5% | 0% | 86% | 100% | 99.8% | 88.5% | 110.3% | 100% |  | Utility Specific | 903.615 | C&I Heating & Cooling | 26.4% | 16.6% | 34.9% | 22.1% | Utility Specific | 0.33 | 0.0016 | 0.33 | 34.2% | 0% | 34.2% | 34.2% | Utility Specific | [6 empty] | 0 | 0
C - Commercial & Industrial | C2 - Small Business Energy Solutions | C2c - SCI Midstream | Midstream Unitary Air Conditioners | EC2c007 | HVAC | Project | 4 | 20 | 561.3333 | 421 |  | 140.3333 | 22.5% | 8.5% | 0% | 86% | 100% | 99.8% | 88.5% | 110.3% | 100% |  | Utility Specific | 2738.89 | C&I Electric Cooling Unitary Equipment | 8.6% | 4.6% | 52.7% | 34.1% | Utility Specific | 0.548 | 0.000759 | 0.548 | 34.2% | 0% | 34.2% | 34.2% | Utility Specific | [6 empty] | 0 | 0
C - Commercial & Industrial | C2 - Small Business Energy Solutions | C2c - SCI Midstream | Midstream VRF | EC2c008 | HVAC | Project | 6 | 20 | 2561.3333 | 1921 |  | 640.3333 | 22.5% | 8.5% | 0% | 86% | 100% | 99.8% | 88.5% | 110.3% | 100% |  | Utility Specific | 4744.8 | C&I Heating & Cooling | 26.4% | 16.6% | 34.9% | 22.1% | Utility Specific | 0.67699 | 0.0016 | 0.67699 | 34.2% | 0% | 34.2% | 34.2% | Utility Specific | [6 empty] | 0 | 0
C - Commercial & Industrial | C2 - Small Business Energy Solutions | C2c - SCI Midstream | Midstream Water Source Heat Pump Systems | EC2c009 | HVAC | Project | 2 | 12 | 248.5333 | 186.4 |  | 62.1333 | 22.5% | 8.5% | 0% | 86% | 100% | 99.8% | 88.5% | 110.3% | 100% |  | Utility Specific | 533 | C&I Heating & Cooling | 26.4% | 16.6% | 34.9% | 22.1% | Utility Specific | 0.23148 | 0.0016 | 0.23148 | 34.2% | 34.2% | 34.2% | 34.2% | Utility Specific | [6 empty] | 0 | 0
C - Commercial & Industrial | C2 - Small Business Energy Solutions | C2c - SCI Midstream | Midstream LED Downlight | EC2c010 | Lighting | Project | 0 | 1 | $ - | $ - |  | #VALUE! | 72% | 11% | 0% | 39% | 95% | 103.4% | 97.4% | 112.3% | 100% |  | Utility Specific | - | C&I Interior Lighting - Prescriptive | 30.3% | 17.4% | 34.3% | 18.1% | Calculated |  | 0.0002 |  | 63% | 30% | 63% | 63% | Calculated | NG - C&I Gas Heat |  | Fuel Oil - Com Fuel |  |  |  | 0 | 0
C - Commercial & Industrial | C2 - Small Business Energy Solutions | C2c - SCI Midstream | Midstream LED Exterior | EC2c011 | Lighting | Project | 0 | 4 | 205.26 | 43.18 |  | 162.08 | 72% | 11% | 0% | 39% | 95% | 100% | 100% | 100% | 100% |  | Utility Specific | 362.48 | C&I Exterior Lighting | 20.1% | 31.6% | 19.2% | 29% | Calculated |  | 0.0002 | 0.072496 | 0% | 100% | 0% | 0% | Calculated | [6 empty] | 0 | 0
C - Commercial & Industrial | C2 - Small Business Energy Solutions | C2c - SCI Midstream | Midstream LED High Bay/Low Bay | EC2c012 | Lighting | Project | 0 | 6 | 189.35 | 131.5 |  | 57.85 | 72% | 11% | 0% | 39% | 95% | 103.4% | 97.4% | 112.3% | 100% |  | Utility Specific | 806.91 | C&I Interior Lighting - Prescriptive | 30.3% | 17.4% | 34.3% | 18.1% | Calculated |  | 0.0002 | 0.16138 | 63% | 30% | 63% | 63% | Calculated | NG - C&I Gas Heat | -0.043573 | Fuel Oil - Com Fuel | -0.087146 |  |  | 0 | 0
C - Commercial & Industrial | C2 - Small Business Energy Solutions | C2c - SCI Midstream | Midstream LED Linear Fixture | EC2c013 | Lighting | Project | 0 | 5 | 72.72 | 34.49 |  | 38.23 | 72% | 11% | 0% | 39% | 95% | 103.4% | 97.4% | 112.3% | 100% |  | Utility Specific | 111.54 | C&I Interior Lighting - Prescriptive | 30.3% | 17.4% | 34.3% | 18.1% | Calculated |  | 0.0002 | 0.022308 | 63% | 30% | 63% | 63% | Calculated | NG - C&I Gas Heat | -0.0060232 | Fuel Oil - Com Fuel | -0.012046 |  |  | 0 | 0
C - Commercial & Industrial | C2 - Small Business Energy Solutions | C2c - SCI Midstream | Midstream LED Linear Fixture with Controls | EC2c014 | Lighting | Project | 0 | 5 | $ - | $ - |  | #VALUE! | 72% | 11% | 0% | 39% | 95% | 103.4% | 97.4% | 112.3% | 100% |  | Utility Specific | 0 | C&I Interior Lighting - Prescriptive | 30.3% | 17.4% | 34.3% | 18.1% | Calculated |  | 0.0002 | 0 | 63% | 30% | 63% | 63% | Calculated | NG - C&I Gas Heat | 0 | Fuel Oil - Com Fuel | 0 |  |  | 0 | 0
C - Commercial & Industrial | C2 - Small Business Energy Solutions | C2c - SCI Midstream | Midstream LED Linear Lamp | EC2c015 | Lighting | Project | 0 | 5 | 14.14 | 6.73 |  | 7.41 | 72% | 11% | 0% | 39% | 95% | 103.4% | 97.4% | 112.3% | 100% |  | Utility Specific | 60.55 | C&I Interior Lighting - Prescriptive | 30.3% | 17.4% | 34.3% | 18.1% | Calculated |  | 0.0002 | 0.01211 | 63% | 30% | 63% | 63% | Calculated | NG - C&I Gas Heat | -0.0032697 | Fuel Oil - Com Fuel | -0.0065394 |  |  | 0 | 0
C - Commercial & Industrial | C2 - Small Business Energy Solutions | C2c - SCI Midstream | Midstream LED Screw In | EC2c016 | Lighting | Project | 0 | 1 | 16.68 | 8.4 |  | 8.28 | 72% | 11% | 0% | 39% | 95% | 103.4% | 97.4% | 112.3% | 100% |  | Utility Specific | 121.11 | C&I Interior Lighting - Prescriptive | 30.3% | 17.4% | 34.3% | 18.1% | Calculated |  | 0.0002 | 0.024222 | 63% | 30% | 63% | 63% | Calculated | NG - C&I Gas Heat | -0.013282 | Fuel Oil - Com Fuel | -0.026563 |  |  | 0 | 0
C - Commercial & Industrial | C2 - Small Business Energy Solutions | C2c - SCI Midstream | Midstream LED Stairwell Kit | EC2c017 | Lighting | Project | 0 | 4 | 273.92 | 87.54 |  | 186.38 | 72% | 11% | 0% | 39% | 95% | 103.4% | 97.4% | 112.3% | 100% |  | Utility Specific | 217.32 | C&I Interior Lighting - Prescriptive | 30.3% | 17.4% | 34.3% | 18.1% | Calculated |  | 0.0002 | 0.043464 | 63% | 30% | 63% | 63% | Calculated | [6 empty] | 0 | 0
C - Commercial & Industrial | C2 - Small Business Energy Solutions | C2c - SCI Midstream | Midstream Combination Oven, Electric | EC2c018 | Food Service | Appliance | 1 | 12 | 2666.6667 | 2000 |  | 666.6667 | 22.5% | 8.5% | 0% | 86% | 100% | 99.8% | 88.5% | 110.3% | 100% |  | Deemed | 6368 | C&I Food Services | 32% | 35% | 16% | 17% | Deemed | 1.45 | 0.000192 | 1.45 | 90% | 90% | 90% | 90% | Utility Specific | [6 empty] | 0 | 0
C - Commercial & Industrial | C2 - Small Business Energy Solutions | C2c - SCI Midstream | Midstream Convection Oven, Electric | EC2c019 | Food Service | Appliance | 1 | 12 | 666.6667 | 500 |  | 166.6667 | 22.5% | 8.5% | 0% | 86% | 100% | 99.8% | 88.5% | 110.3% | 100% |  | Deemed | 2001 | C&I Food Services | 32% | 35% | 16% | 17% | Deemed | 0.46 | 0.000192 | 0.46 | 90% | 90% | 90% | 90% | Utility Specific | [6 empty] | 0 | 0
C - Commercial & Industrial | C2 - Small Business Energy Solutions | C2c - SCI Midstream | Midstream Conveyor Broiler | EC2c047 | Food Service | Appliance | 0 | 12 | 3109.33 | $ - |  | #VALUE! | 22.5% | 8.5% | 0% | 86% | 100% | 99.8% | 88.5% | 110.3% | 100% |  | Utility Specific | 6403 | C&I Food Services | 32% | 35% | 16% | 17% | Utility Specific | 0.88 | 0.000192 | 0.88 | 90% | 90% | 90% | 90% | Utility Specific | NG - C& I Gas Non Heating | 193.3 |  |  |  |  | 0 | 0
C - Commercial & Industrial | C2 - Small Business Energy Solutions | C2c - SCI Midstream | Midstream Deck Oven, Electric | EC2c050 | Food Service | Appliance | 0 | 12 | 3558 | $ - |  | #VALUE! | 22.5% | 8.5% | 0% | 86% | 100% | 99.8% | 88.5% | 110.3% | 100% |  | Deemed | 7519 | C&I Food Services | 32% | 35% | 16% | 17% | Deemed | 1.545 | 0.000192 | 1.545 | 90% | 90% | 90% | 90% | Utility Specific | [6 empty] | 0 | 0
C - Commercial & Industrial | C2 - Small Business Energy Solutions | C2c - SCI Midstream | Midstream Dishwasher - High Temp Door Type | EC2c020 | Food Service | Appliance | 0 | 13 | 995 | 250 |  | 745 | 22.5% | 8.5% | 0% | 86% | 100% | 99.8% | 88.5% | 110.3% | 100% |  | Deemed | 11897 | C&I Food Services | 32% | 35% | 16% | 17% | Deemed | 1.81 | 0.000192 | 1.81 | 90% | 90% | 90% | 90% | Utility Specific | [6 empty] | 0 | 40880
C - Commercial & Industrial | C2 - Small Business Energy Solutions | C2c - SCI Midstream | Midstream Dishwasher - High Temp Multi Tank Conveyor | EC2c021 | Food Service | Appliance | 0 | 13 | 970 | 100 |  | 870 | 22.5% | 8.5% | 0% | 86% | 100% | 99.8% | 88.5% | 110.3% | 100% |  | Deemed | 45074 | C&I Food Services | 32% | 35% | 16% | 17% | Deemed | 6.86 | 0.000192 | 6.86 | 90% | 90% | 90% | 90% | Utility Specific | [6 empty] | 0 | 94170
C - Commercial & Industrial | C2 - Small Business Energy Solutions | C2c - SCI Midstream | Midstream Dishwasher - High Temp Pot, Pan, Utensil | EC2c022 | Food Service | Appliance | 0 | 13 | 1710 | 100 |  | 1610 | 22.5% | 8.5% | 0% | 86% | 100% | 99.8% | 88.5% | 110.3% | 100% |  | Deemed | 10979 | C&I Food Services | 32% | 35% | 16% | 17% | Deemed | 1.67 | 0.000192 | 1.67 | 90% | 90% | 90% | 90% | Utility Specific | [6 empty] | 0 | 8760
C - Commercial & Industrial | C2 - Small Business Energy Solutions | C2c - SCI Midstream | Midstream Dishwasher - High Temp Single Tank Conveyor | EC2c023 | Food Service | Appliance | 0 | 13 | 2050 | 100 |  | 1950 | 22.5% | 8.5% | 0% | 86% | 100% | 99.8% | 88.5% | 110.3% | 100% |  | Deemed | 10204 | C&I Food Services | 32% | 35% | 16% | 17% | Deemed | 1.55 | 0.000192 | 1.55 | 90% | 90% | 90% | 90% | Utility Specific | [6 empty] | 0 | 24820
C - Commercial & Industrial | C2 - Small Business Energy Solutions | C2c - SCI Midstream | Midstream Dishwasher - High Temp Under Counter | EC2c024 | Food Service | Appliance | 0 | 13 | 2025 | 250 |  | 1775 | 22.5% | 8.5% | 0% | 86% | 100% | 99.8% | 88.5% | 110.3% | 100% |  | Deemed | 1480 | C&I Food Services | 32% | 35% | 16% | 17% | Deemed | 0.23 | 0.000192 | 0.23 | 90% | 90% | 90% | 90% | Utility Specific | [6 empty] | 0 | 6296
C - Commercial & Industrial | C2 - Small Business Energy Solutions | C2c - SCI Midstream | Midstream Dishwasher - Low Temp Door Type | EC2c025 | Food Service | Appliance | 0 | 13 | 662 | 250 |  | 412 | 22.5% | 8.5% | 0% | 86% | 100% | 99.8% | 88.5% | 110.3% | 100% |  | Deemed | 17255 | C&I Food Services | 32% | 35% | 16% | 17% | Deemed | 2.63 | 0.000192 | 2.63 | 90% | 90% | 90% | 90% | Utility Specific | [6 empty] | 0 | 94024
C - Commercial & Industrial | C2 - Small Business Energy Solutions | C2c - SCI Midstream | Midstream Dishwasher - Low Temp Multi Tank Conveyor | EC2c026 | Food Service | Appliance | 0 | 13 | 970 | 100 |  | 870 | 22.5% | 8.5% | 0% | 86% | 100% | 99.8% | 88.5% | 110.3% | 100% |  | Deemed | 22863 | C&I Food Services | 32% | 35% | 16% | 17% | Deemed | 3.48 | 0.000192 | 3.48 | 90% | 90% | 90% | 90% | Utility Specific | [6 empty] | 0 | 109500
C - Commercial & Industrial | C2 - Small Business Energy Solutions | C2c - SCI Midstream | Midstream Dishwasher - Low Temp Single Tank Conveyor | EC2c027 | Food Service | Appliance | 0 | 13 | 133 | 100 |  | 33 | 22.5% | 8.5% | 0% | 86% | 100% | 99.8% | 88.5% | 110.3% | 100% |  | Deemed | 15387 | C&I Food Services | 32% | 35% | 16% | 17% | Deemed | 2.34 | 0.000192 | 2.34 | 90% | 90% | 90% | 90% | Utility Specific | [6 empty] | 0 | 75920
C - Commercial & Industrial | C2 - Small Business Energy Solutions | C2c - SCI Midstream | Midstream Dishwasher - Low Temp Under Counter | EC2c028 | Food Service | Appliance | 0 | 13 | 324 | 250 |  | 74 | 22.5% | 8.5% | 0% | 86% | 100% | 99.8% | 88.5% | 110.3% | 100% |  | Deemed | 6182 | C&I Food Services | 32% | 35% | 16% | 17% | Deemed | 0.94 | 0.000192 | 0.94 | 90% | 90% | 90% | 90% | Utility Specific | [6 empty] | 0 | 14783
C - Commercial & Industrial | C2 - Small Business Energy Solutions | C2c - SCI Midstream | Midstream Freezer - Solid Door | EC2c029 | Food Service | Appliance | 6 | 12 | 236.3636 | 177.2727 |  | 59.0909 | 22.5% | 8.5% | 0% | 86% | 100% | 99.8% | 88.5% | 110.3% | 100% |  | Utility Specific | 1100.7782 | C&I Food Services | 32% | 35% | 16% | 17% | Utility Specific | 0.031527 | 0.000192 | 0.031527 | 90% | 90% | 90% | 90% | Utility Specific | [6 empty] | 0 | 0
C - Commercial & Industrial | C2 - Small Business Energy Solutions | C2c - SCI Midstream | Midstream Freezer - Glass Door | EC2c030 | Food Service | Appliance | 3 | 12 | 516.6667 | 387.5 |  | 129.1667 | 22.5% | 8.5% | 0% | 86% | 100% | 99.8% | 88.5% | 110.3% | 100% |  | Utility Specific | 427 | C&I Food Services | 32% | 35% | 16% | 17% | Utility Specific | 0.048744 | 0.000192 | 0.048744 | 90% | 90% | 90% | 90% | Utility Specific | [6 empty] | 0 | 0
C - Commercial & Industrial | C2 - Small Business Energy Solutions | C2c - SCI Midstream | Midstream Fryer Large Vat, Electric | EC2c031 | Food Service | Appliance | 0 | 12 | 1150 | $ - |  | #VALUE! | 22.5% | 8.5% | 0% | 86% | 100% | 99.8% | 88.5% | 110.3% | 100% |  | Deemed | 2696 | C&I Food Services | 32% | 35% | 16% | 17% | Deemed | 0.61 | 0.000192 | 0.61 | 90% | 90% | 90% | 90% | Utility Specific | [6 empty] | 0 | 0
C - Commercial & Industrial | C2 - Small Business Energy Solutions | C2c - SCI Midstream | Midstream Fryer Standard Vat, Electric | EC2c032 | Food Service | Appliance | 0 | 12 | 276 | 150 |  | 126 | 22.5% | 8.5% | 0% | 86% | 100% | 99.8% | 88.5% | 110.3% | 100% |  | Deemed | 3272 | C&I Food Services | 32% | 35% | 16% | 17% | Deemed | 0.56 | 0.000192 | 0.56 | 90% | 90% | 90% | 90% | Utility Specific | [6 empty] | 0 | 0
C - Commercial & Industrial | C2 - Small Business Energy Solutions | C2c - SCI Midstream | Midstream Griddle, Electric | EC2c033 | Food Service | Appliance | 0 | 12 | 860 | 400 |  | 460 | 22.5% | 8.5% | 0% | 86% | 100% | 99.8% | 88.5% | 110.3% | 100% |  | Deemed | 3179 | C&I Food Services | 32% | 35% | 16% | 17% | Deemed | 0.73 | 0.000192 | 0.73 | 90% | 90% | 90% | 90% | Utility Specific | [6 empty] | 0 | 0
C - Commercial & Industrial | C2 - Small Business Energy Solutions | C2c - SCI Midstream | Midstream Hand-Wrap Machine | EC2c051 | Food Service | Appliance | 0 | 10 | 135 | $ - |  | #VALUE! | 22.5% | 8.5% | 0% | 86% | 100% | 99.8% | 88.5% | 110.3% | 100% |  | Deemed | 1565 | C&I Food Services | 32% | 35% | 16% | 17% | Deemed | 0.181 | 0.000192 | 0.181 | 90% | 90% | 90% | 90% | Utility Specific | [6 empty] | 0 | 0
C - Commercial & Industrial | C2 - Small Business Energy Solutions | C2c - SCI Midstream | Midstream High Efficiency Condensing Unit | EC2c052 | Food Service | Appliance | 0 | 13 | $ - | $ - |  | #VALUE! | 22.5% | 8.5% | 0% | 86% | 100% | 99.8% | 88.5% | 110.3% | 100% |  | Utility Specific | 0 | C&I Food Services | 32% | 35% | 16% | 17% | Utility Specific |  | 0.000192 | 0 | 100% | 115% | 100% | 100% | Utility Specific | [6 empty] | 0 | 0
C - Commercial & Industrial | C2 - Small Business Energy Solutions | C2c - SCI Midstream | Midstream Hot Food Holding Cabinet 3/4 Size | EC2c034 | Food Service | Appliance | 0 | 12 | 902 | 750 |  | 152 | 22.5% | 8.5% | 0% | 86% | 100% | 99.8% | 88.5% | 110.3% | 100% |  | Deemed | 1189 | C&I Food Services | 32% | 35% | 16% | 17% | Deemed | 0.32 | 0.000192 | 0.32 | 90% | 90% | 90% | 90% | Utility Specific | [6 empty] | 0 | 0
C - Commercial & Industrial | C2 - Small Business Energy Solutions | C2c - SCI Midstream | Midstream Hot Food Holding Cabinet Full Size | EC2c035 | Food Service | Appliance | 0 | 12 | 902 | 900 |  | 2 | 22.5% | 8.5% | 0% | 86% | 100% | 99.8% | 88.5% | 110.3% | 100% |  | Deemed | 3807 | C&I Food Services | 32% | 35% | 16% | 17% | Deemed | 1.15 | 0.000192 | 1.15 | 90% | 90% | 90% | 90% | Utility Specific | [6 empty] | 0 | 0
C - Commercial & Industrial | C2 - Small Business Energy Solutions | C2c - SCI Midstream | Midstream Hot Food Holding Cabinet Half Size | EC2c036 | Food Service | Appliance | 1 | 12 | 902 | 600 |  | 302 | 22.5% | 8.5% | 0% | 86% | 100% | 99.8% | 88.5% | 110.3% | 100% |  | Deemed | 223 | C&I Food Services | 32% | 35% | 16% | 17% | Deemed | 0.05 | 0.000192 | 0.05 | 90% | 90% | 90% | 90% | Utility Specific | [6 empty] | 0 | 0
C - Commercial & Industrial | C2 - Small Business Energy Solutions | C2c - SCI Midstream | Midstream Ice Machine Ice Making Head | EC2c037 | Food Service | Appliance | 0 | 8 | 222 | 200 |  | 22 | 22.5% | 8.5% | 0% | 86% | 100% | 99.8% | 88.5% | 110.3% | 100% |  | Utility Specific | 1117 | C&I Food Services | 32% | 35% | 16% | 17% | Utility Specific | 0.3 | 0.000192 | 0.3 | 90% | 90% | 90% | 90% | Utility Specific | [6 empty] | 0 | 3322
C - Commercial & Industrial | C2 - Small Business Energy Solutions | C2c - SCI Midstream | Midstream Ice Machine Remote Cond/Split Unit Batch | EC2c038 | Food Service | Appliance | 0 | 8 | 222 | 200 |  | 22 | 22.5% | 8.5% | 0% | 86% | 100% | 99.8% | 88.5% | 110.3% | 100% |  | Utility Specific | 2601 | C&I Food Services | 32% | 35% | 16% | 17% | Utility Specific | 0.3 | 0.000192 | 0.3 | 90% | 90% | 90% | 90% | Utility Specific | [6 empty] | 0 | 2631
C - Commercial & Industrial | C2 - Small Business Energy Solutions | C2c - SCI Midstream | Midstream Ice Machine Remote Cond/Split Unit Continuous | EC2c039 | Food Service | Appliance | 0 | 8 | 470 | $ - |  | #VALUE! | 22.5% | 8.5% | 0% | 86% | 100% | 99.8% | 88.5% | 110.3% | 100% |  | Utility Specific | 3641 | C&I Food Services | 32% | 35% | 16% | 17% | Utility Specific | 0.3 | 0.000192 | 0.3 | 90% | 90% | 90% | 90% | Utility Specific | [6 empty] | 0 | 0
C - Commercial & Industrial | C2 - Small Business Energy Solutions | C2c - SCI Midstream | Midstream Ice Machine Self Contained | EC2c040 | Food Service | Appliance | 0 | 8 | 222 | 100 |  | 122 | 22.5% | 8.5% | 0% | 86% | 100% | 99.8% | 88.5% | 110.3% | 100% |  | Utility Specific | 805 | C&I Food Services | 32% | 35% | 16% | 17% | Utility Specific | 0.3 | 0.000192 | 0.3 | 90% | 90% | 90% | 90% | Utility Specific | [6 empty] | 0 | 3526
C - Commercial & Industrial | C2 - Small Business Energy Solutions | C2c - SCI Midstream | Midstream Refrigerated Chef Base | EC2c053 | Food Service | Appliance | 0 | 12 | 2793.75 | $ - |  | #VALUE! | 22.5% | 8.5% | 0% | 86% | 100% | 99.8% | 88.5% | 110.3% | 100% |  | Utility Specific | 1052 | C&I Food Services | 32% | 35% | 16% | 17% | Utility Specific | 0.1152 | 0.000192 | 0.1152 | 90% | 90% | 90% | 90% | Utility Specific | [6 empty] | 0 | 0
C - Commercial & Industrial | C2 - Small Business Energy Solutions | C2c - SCI Midstream | Midstream Refrigerator - Glass Door | EC2c041 | Food Service | Appliance | 6 | 12 | 300 | 225 |  | 75 | 22.5% | 8.5% | 0% | 86% | 100% | 99.8% | 88.5% | 110.3% | 100% |  | Utility Specific | 170 | C&I Food Services | 32% | 35% | 16% | 17% | Utility Specific | 0.027968 | 0.000192 | 0.027968 | 90% | 90% | 90% | 90% | Utility Specific | [6 empty] | 0 | 0
C - Commercial & Industrial | C2 - Small Business Energy Solutions | C2c - SCI Midstream | Midstream Refrigerator - Solid Door | EC2c042 | Food Service | Appliance | 4 | 12 | 261.9048 | 196.4286 |  | 65.4762 | 22.5% | 8.5% | 0% | 86% | 100% | 99.8% | 88.5% | 110.3% | 100% |  | Utility Specific | 348.6457 | C&I Food Services | 32% | 35% | 16% | 17% | Utility Specific | 0.0368 | 0.000192 | 0.0368 | 90% | 90% | 90% | 90% | Utility Specific | [6 empty] | 0 | 0
C - Commercial & Industrial | C2 - Small Business Energy Solutions | C2c - SCI Midstream | Midstream Steam Cooker, Electric | EC2c043 | Food Service | Appliance | 0 | 12 | 3400 | 1000 |  | 2400 | 22.5% | 8.5% | 0% | 86% | 100% | 99.8% | 88.5% | 110.3% | 100% |  | Deemed | 6550 | C&I Food Services | 32% | 35% | 16% | 17% | Deemed | 2.28 | 0.000192 | 2.28 | 90% | 90% | 90% | 90% | Utility Specific | [6 empty] | 0 | 69975
C - Commercial & Industrial | C2 - Small Business Energy Solutions | C2c - SCI Midstream | Midstream Ultra Low-Temp Freezer | EC2c048 | Food Service | Appliance | 22.0379 | 15 | 2213.6364 | 1660.2273 |  | 553.4091 | 22.5% | 8.5% | 0% | 86% | 100% | 99.8% | 88.5% | 110.3% | 100% |  | Deemed | 5737 | C&I Food Services | 32% | 35% | 16% | 17% | Deemed | 0.654 | 0.000192 | 0.654 | 90% | 90% | 90% | 90% | Utility Specific
C - Commercial & Industrial | C2 - Small Business Energy Solutions | C2c - SCI Midstream | Midstream Contact Conveyor Toaster | EC2c066 | Food Service | Appliance | 0 | 12 |  |  |  |  | 22.5% | 8.5% | 0% | 86% | 100% | 99.8% | 88.5% | 110.3% | 100% |  | Deemed | 2340 | C&I Food Services | 32% | 35% | 16% | 17% | Deemed | 0.361 | 0.000192 | 0.361 | 90% | 90% | 90% | 90%
C - Commercial & Industrial | C2 - Small Business Energy Solutions | C2c - SCI Midstream | Midstream Radiant Conveyor Toaster | EC2c067 | Food Service | Appliance | 0 | 12 |  |  |  |  | 22.5% | 8.5% | 0% | 86% | 100% | 99.8% | 88.5% | 110.3% | 100% |  | Utility Specific | 1510 | C&I Food Services | 32% | 35% | 16% | 17% | Utility Specific |  | 0.000192 | 0.28992 | 90% | 90% | 90% | 90%
C - Commercial & Industrial | C2 - Small Business Energy Solutions | C2c - SCI Midstream | Midstream Demand Control Kitchen Ventilation | EC2c068 | Food Service | Appliance | 0 | 20 |  |  |  |  | 22.5% | 8.5% | 0% | 86% | 100% | 99.8% | 88.5% | 110.3% | 100% |  | Utility Specific | 0 | C&I Food Services | 32% | 35% | 16% | 17% | Utility Specific |  | 0.000192 | 0 | 90% | 90% | 90% | 90%
C - Commercial & Industrial | C2 - Small Business Energy Solutions | C2c - SCI Midstream | Midstream Hot Food Holding Bin | EC2c069 | Food Service | Appliance | 0 | 12 |  |  |  |  | 22.5% | 8.5% | 0% | 86% | 100% | 99.8% | 88.5% | 110.3% | 100% |  | Deemed | 163 | C&I Food Services | 32% | 35% | 16% | 17% | Deemed | 0.0252 | 0.000192 | 0.0252 | 90% | 90% | 90% | 90%
C - Commercial & Industrial | C2 - Small Business Energy Solutions | C2c - SCI Midstream | Midstream Soup Well, Electric | EC2c070 | Food Service | Appliance | 0 | 12 |  |  |  |  | 22.5% | 8.5% | 0% | 86% | 100% | 99.8% | 88.5% | 110.3% | 100% |  | Deemed | 189 | C&I Food Services | 32% | 35% | 16% | 17% | Deemed | 0.0756 | 0.000192 | 0.0756 | 90% | 90% | 90% | 90%
C - Commercial & Industrial | C2 - Small Business Energy Solutions | C2c - SCI Midstream | Midstream Steam Table, Electric | EC2c071 | Food Service | Appliance | 0 | 12 |  |  |  |  | 22.5% | 8.5% | 0% | 86% | 100% | 99.8% | 88.5% | 110.3% | 100% |  | Deemed | 283 | C&I Food Services | 32% | 35% | 16% | 17% | Deemed | 0.0975 | 0.000192 | 0.0975 | 90% | 90% | 90% | 90%
C - Commercial & Industrial | C2 - Small Business Energy Solutions | C2c - SCI Midstream | Midstream Heat Pump Water Heater, 120 gallons | EC2c044 | Hot Water | Water Heater | 0 | 13 | $ - | $ - |  | #VALUE! | 22.5% | 8.5% | 0% | 86% | 100% | 99.8% | 88.5% | 110.3% | 100% |  | Deemed | 2082 | Water Heater - Heat Pump | 39.13% | 32.97% | 14.89% | 13.01% | Utility Specific |  | 0.00021971 | 0.45743 | 41.3% | 74.7% | 41.3% | 41.3% | Utility Specific | [6 empty] | 0 | 0
C - Commercial & Industrial | C2 - Small Business Energy Solutions | C2c - SCI Midstream | Midstream Heat Pump Water Heater, 50 gallons | EC2c045 | Hot Water | Water Heater | 7 | 13 | 1333.3333 | 1000 |  | 333.3333 | 22.5% | 8.5% | 0% | 86% | 100% | 99.8% | 88.5% | 110.3% | 100% |  | Deemed | 4556 | Water Heater - Heat Pump | 39.13% | 32.97% | 14.89% | 13.01% | Utility Specific |  | 0.00021971 | 1.001 | 41.3% | 74.7% | 41.3% | 41.3% | Utility Specific | [6 empty] | 0 | 0
C - Commercial & Industrial | C2 - Small Business Energy Solutions | C2c - SCI Midstream | Midstream Heat Pump Water Heater, 80 gallons | EC2c046 | Hot Water | Water Heater | 2 | 13 | 1400 | 1050 |  | 350 | 22.5% | 8.5% | 0% | 86% | 100% | 99.8% | 88.5% | 110.3% | 100% |  | Deemed | 1171 | Water Heater - Heat Pump | 39.13% | 32.97% | 14.89% | 13.01% | Utility Specific |  | 0.00021971 | 0.25728 | 41.3% | 74.7% | 41.3% | 41.3% | Utility Specific | [6 empty] | 0 | 0
C - Commercial & Industrial | C2 - Small Business Energy Solutions | C2c - SCI Midstream | OMP Room Air Purifier | EC2c054 | HVAC | Appliance | 0 | 3 | 80 | $ - |  | #VALUE! | 22.5% | 8.5% | 0% | 86% | 100% | 99.8% | 88.5% | 110.3% | 100% |  | Utility Specific | 214 | 24 hour operation | 30.5% | 36.1% | 15.2% | 18.3% | Utility Specific | 0.075 | 0.00011416 | 0.075 | 100% | 100% | 100% | 100% | Utility Specific | [6 empty] | 0 | 0
C - Commercial & Industrial | C2 - Small Business Energy Solutions | C2c - SCI Midstream | OMP Smart Strip, Tier 1 | EC2c055 | Process | Power Strip | 0 | 5 | 18 | $ - |  | #VALUE! | 22.5% | 8.5% | 0% | 86% | 100% | 99.8% | 88.5% | 110.3% | 100% |  | Deemed | 105 | Primary TV and Peripherals | 32.24% | 34.78% | 15.36% | 17.62% | Deemed | 0.01 | 0.00018311 | 0.01 | 58.2% | 86.3% | 58.2% | 58.2% | Utility Specific | [6 empty] | 0 | 0
C - Commercial & Industrial | C2 - Small Business Energy Solutions | C2c - SCI Midstream | OMP Smart Strip, Tier 2 | EC2c056 | Process | Power Strip | 0 | 5 | 40 | $ - |  | #VALUE! | 22.5% | 8.5% | 0% | 86% | 100% | 99.8% | 88.5% | 110.3% | 100% |  | Deemed | 207 | Primary TV and Peripherals | 32.24% | 34.78% | 15.36% | 17.62% | Deemed | 0.024 | 0.00018311 | 0.024 | 58.2% | 86.3% | 58.2% | 58.2% | Utility Specific | [6 empty] | 0 | 0
C - Commercial & Industrial | C2 - Small Business Energy Solutions | C2c - SCI Midstream | OMP Low-Flow Showerhead, Electric | EC2c057 | Hot Water | Showerhead | 0 | 10 | $ - | $ - |  | #VALUE! | 22.5% | 8.5% | 0% | 86% | 100% | 99.8% | 88.5% | 110.3% | 100% |  | Deemed | 507 | Water Heater - Electric | 41.52% | 31.39% | 15.22% | 11.88% | Deemed | 0.09 | 0.00024338 | 0.09 | 31.2% | 80.8% | 31.2% | 31.2% | Utility Specific | [6 empty] | 0 | 7300
C - Commercial & Industrial | C2 - Small Business Energy Solutions | C2c - SCI Midstream | OMP Low-Flow Showerhead with Thermostatic Valve, Electric | EC2c058 | Hot Water | Showerhead | 0 | 10 | $ - | $ - |  | #VALUE! | 22.5% | 8.5% | 0% | 86% | 100% | 99.8% | 88.5% | 110.3% | 100% |  | Deemed | 507 | Water Heater - Electric | 41.52% | 31.39% | 15.22% | 11.88% | Deemed | 0.09 | 0.00024338 | 0.09 | 31.2% | 80.8% | 31.2% | 31.2% | Utility Specific | [6 empty] | 0 | 7300
C - Commercial & Industrial | C2 - Small Business Energy Solutions | C2c - SCI Midstream | OMP Thermostatic Shut-off Valve, Electric | EC2c059 | Hot Water | Showerhead | 0 | 15 | $ - | $ - |  | #VALUE! | 22.5% | 8.5% | 0% | 86% | 100% | 99.8% | 88.5% | 110.3% | 100% |  | Deemed | 69 | Water Heater - Electric | 41.52% | 31.39% | 15.22% | 11.88% | Deemed | 0.01 | 0.00024338 | 0.01 | 31.2% | 80.8% | 31.2% | 31.2% | Utility Specific | [6 empty] | 0 | 558
C - Commercial & Industrial | C2 - Small Business Energy Solutions | C2c - SCI Midstream | OMP Faucet Aerator, Electric | EC2c060 | Hot Water | Aerator | 0 | 10 | $ - | $ - |  | #VALUE! | 22.5% | 8.5% | 0% | 86% | 100% | 99.8% | 88.5% | 110.3% | 100% |  | Deemed | 309 | Water Heater - Electric | 41.52% | 31.39% | 15.22% | 11.88% | Deemed | 0.01 | 0.00024338 | 0.01 | 31.2% | 80.8% | 31.2% | 31.2% | Utility Specific | [6 empty] | 0 | 5460
C - Commercial & Industrial | C2 - Small Business Energy Solutions | C2c - SCI Midstream | OMP Pipe Wrap, Electric | EC2c061 | Hot Water | Dwelling Unit | 0 | 15 | $ - | $ - |  | #VALUE! | 22.5% | 8.5% | 0% | 86% | 100% | 99.8% | 88.5% | 110.3% | 100% |  | Deemed | 192.5 | Water Heater - Electric | 41.52% | 31.39% | 15.22% | 11.88% | Deemed | 0.01 | 0.00024338 | 0.01 | 31.2% | 80.8% | 31.2% | 31.2% | Utility Specific | [6 empty] | 0 | 0
C - Commercial & Industrial | C2 - Small Business Energy Solutions | C2c - SCI Midstream | OMP Pre-Rinse Spray Valve, Electric | EC2c062 | Hot Water | Valve | 0 | 8 | $ - | $ - |  | #VALUE! | 22.5% | 8.5% | 0% | 86% | 100% | 99.8% | 88.5% | 110.3% | 100% |  | Utility Specific | 957 | Water Heater - Electric | 41.52% | 31.39% | 15.22% | 11.88% | Utility Specific |  | 0.00024338 | 0.23292 | 52% | 100% | 52% | 52% | Utility Specific | [6 empty] | 0 | 6410
C - Commercial & Industrial | C2 - Small Business Energy Solutions | C2c - SCI Midstream | OMP ES Dehumidifier | EC2c063 | HVAC | Appliance | 0 | 12 | 55 | $ - |  | #VALUE! | 22.5% | 8.5% | 0% | 86% | 100% | 99.8% | 88.5% | 110.3% | 100% |  | Deemed | 82.3 | Dehumidifier | 21.99% | 23.34% | 24.93% | 29.74% | Deemed | 0.02 | 0.00023381 | 0.02 | 82% | 17.2% | 82% | 82% | Utility Specific | [6 empty] | 0 | 0
C - Commercial & Industrial | C2 - Small Business Energy Solutions | C2c - SCI Midstream | Midstream Induction Cooktop Displacing Electric Resistance | EC2c064 | Food Service | Appliance | 0 | 12 | $ - | $ - |  | #VALUE! | 22.5% | 8.5% | 0% | 86% | 100% | 99.8% | 88.5% | 110.3% | 100% |  | Deemed | 2488 | C&I Food Services | 32% | 35% | 16% | 17% | Deemed | 0.43 | 0.000192 | 0.43 | 90% | 90% | 90% | 90% | Utility Specific | [6 empty] | 0 | 0
C - Commercial & Industrial | C2 - Small Business Energy Solutions | C2c - SCI Midstream | Midstream Packaged Terminal Heat Pump | EC2c065 | HVAC | Project | 0 | 12 | $ - | $ - |  | #VALUE! | 22.5% | 8.5% | 0% | 86% | 100% | 99.8% | 88.5% | 110.3% | 100% |  | Utility Specific | 0 | C&I Heating & Cooling | 26.4% | 16.6% | 34.9% | 22.1% | Utility Specific |  | 0.0016 | 0 | 34% | 42% | 34% | 34% | Utility Specific | [6 empty] | 0 | 0
C - Commercial & Industrial | C2 - Small Business Energy Solutions | C2c - SCI Midstream | Midstream Rebate Processing | EC2cNES01 | Non-Energy Saving |  | 0 | 1 |  |  |  | 0 | 0% | 0% | 0% | 100% | 0% | 0% | 0% | 0% | 0% |  |  | 0 | Non-Electric Measures | 0% | 0% | 0% | 0% |  |  | 0 | 0 | 0% | 0% | 0% | 0% | [7 empty] | 0 | 0
C - Commercial & Industrial | C2 - Small Business Energy Solutions | C2c - SCI Midstream | [42 empty] | 0
C - Commercial & Industrial | C2 - Small Business Energy Solutions | C2c - SCI Midstream | [42 empty] | 0
C - Commercial & Industrial | C2 - Small Business Energy Solutions | C2c - SCI Midstream | [42 empty] | 0
C - Commercial & Industrial | C2 - Small Business Energy Solutions | C2c - SCI Midstream | [42 empty] | 0
C - Commercial & Industrial | C2 - Small Business Energy Solutions | C2c - SCI Midstream | [42 empty] | 0
C - Commercial & Industrial | C2 - Small Business Energy Solutions | C2c - SCI Midstream | [42 empty] | 0
C - Commercial & Industrial | C2 - Small Business Energy Solutions | C2c - SCI Midstream | [42 empty] | 0
C - Commercial & Industrial | C2 - Small Business Energy Solutions | C2c - SCI Midstream | [42 empty] | 0
C - Commercial & Industrial | C2 - Small Business Energy Solutions | C2c - SCI Midstream | [42 empty] | 0
C - Commercial & Industrial | C2 - Small Business Energy Solutions | C2c - SCI Midstream | [42 empty] | 0
C - Commercial & Industrial | C2 - Small Business Energy Solutions | C2c - SCI Midstream | [42 empty] | 0
C - Commercial & Industrial | C2 - Small Business Energy Solutions | C2c - SCI Midstream | [42 empty] | 0
C - Commercial & Industrial | C2 - Small Business Energy Solutions | C2c - SCI Midstream | [42 empty] | 0
C - Commercial & Industrial | C2 - Small Business Energy Solutions | C2c - SCI Midstream | [42 empty] | 0
C - Commercial & Industrial | C2 - Small Business Energy Solutions | C2c - SCI Midstream | [42 empty] | 0
[45 empty] | 0 | 0
C - Commercial & Industrial | C2 - Small Business Energy Solutions | C2d - SCI Direct Install | Custom Small Compressed Air Direct Install | EC2d001 | Compressed Air | Project | 0 |  |  |  |  | 0 | 0% | 0% | 0% | 100% | 100% | 99.8% | 88.5% | 110.3% | 87% |  | Utility Specific | 0 | C&I Compressed Air - VFD Compressor | 13% | 20% | 26% | 41% | Utility Specific |  | 0.000258 | 0 | 100% | 100% | 100% | 100% | Utility Specific | [6 empty] | 0 | 0
C - Commercial & Industrial | C2 - Small Business Energy Solutions | C2d - SCI Direct Install | Custom Small Hot Water Direct Install | EC2d002 | Hot Water | Project | 0 |  |  |  |  | 0 | 0% | 0% | 0% | 100% | 100% | 99.8% | 88.5% | 110.3% | 87% |  | Utility Specific | 0 | C&I Water Heating | 25% | 25% | 25% | 25% | Utility Specific |  | 0.000258 | 0 | 54% | 56% | 54% | 54% | Utility Specific | [6 empty] | 0 | 0
C - Commercial & Industrial | C2 - Small Business Energy Solutions | C2d - SCI Direct Install | Custom Small HVAC Direct Install | EC2d003 | HVAC | Project | 0 |  |  |  |  | 0 | 0% | 0% | 0% | 100% | 100% | 99.8% | 88.5% | 110.3% | 87% |  | Utility Specific | 0 | Custom Calculation | 72% | 18% | 8% | 2% | Utility Specific |  | 0 | 0 | 70% | 85% | 70% | 70% | Utility Specific | [6 empty] | 0 | 0
C - Commercial & Industrial | C2 - Small Business Energy Solutions | C2d - SCI Direct Install | Custom Small Lighting Direct Install - Interior | EC2d004 | Lighting | Project | 0 |  |  |  |  | 0 | 11% | 5% | 0% | 94% | 100% | 86.4% | 97.4% | 112.3% | 100% |  | Utility Specific | 0 | C&I Interior Lighting - Prescriptive | 30.3% | 17.4% | 34.3% | 18.1% | Calculated |  | 0.0002 | 0 | 80% | 61% | 80% | 80% | Calculated | NG - C&I Gas Heat | 0 | Fuel Oil - Com Fuel | 0 |  |  | 0 | 0
C - Commercial & Industrial | C2 - Small Business Energy Solutions | C2d - SCI Direct Install | Custom Small Lighting Direct Install - Exterior | EC2d005 | Lighting | Project | 0 |  |  |  |  | 0 | 11% | 5% | 0% | 94% | 100% | 86.4% | 100% | 100% | 100% |  | Utility Specific | 0 | C&I Exterior Lighting | 20.1% | 31.6% | 19.2% | 29% | Calculated |  | 0.0002 | 0 | 0% | 100% | 0% | 0% | Calculated | [6 empty] | 0 | 0
C - Commercial & Industrial | C2 - Small Business Energy Solutions | C2d - SCI Direct Install | Custom Small Lighting Direct Install - Controls | EC2d006 | Lighting | Project | 0 |  |  |  |  | 0 | 11% | 5% | 0% | 94% | 100% | 86.4% | 97.4% | 112.3% | 100% |  | Utility Specific | 0 | C&I Lighting Controls | 31.3% | 19% | 32.1% | 17.7% | Calculated |  | 0.0001 | 0 | 15% | 13% | 15% | 15% | Calculated | NG - C&I Gas Heat | 0 | Fuel Oil - Com Fuel | 0 |  |  | 0 | 0
C - Commercial & Industrial | C2 - Small Business Energy Solutions | C2d - SCI Direct Install | Custom Small Motors Direct Install | EC2d007 | Motors/Drives | Project | 0 |  |  |  |  | 0 | 0% | 0% | 0% | 100% | 100% | 99.8% | 88.5% | 110.3% | 87% |  | Utility Specific | 0 | Custom Calculation | 23% | 8% | 52% | 17% | Utility Specific |  | 0 | 0 | 92% | 90% | 92% | 92% | Utility Specific | [6 empty] | 0 | 0
C - Commercial & Industrial | C2 - Small Business Energy Solutions | C2d - SCI Direct Install | Custom Small Process Direct Install | EC2d008 | Process | Project | 0 |  |  |  |  | 0 | 0% | 0% | 0% | 100% | 100% | 99.8% | 88.5% | 110.3% | 87% |  | Utility Specific | 0 | C&I Process | 49% | 13% | 29% | 9% | Utility Specific |  | 0.000725 | 0 | 95% | 90% | 95% | 95% | Utility Specific | [6 empty] | 0 | 0
C - Commercial & Industrial | C2 - Small Business Energy Solutions | C2d - SCI Direct Install | Custom Small Refrigeration Direct Install | EC2d009 | Refrigeration | Project | 0 |  |  |  |  | 0 | 0% | 0% | 0% | 100% | 100% | 99.8% | 88.5% | 110.3% | 87% |  | Utility Specific | 0 | C&I Refrigeration | 22.6% | 27.3% | 23.3% | 26.8% | Utility Specific |  | 0.0002 | 0 | 90% | 99% | 90% | 90% | Utility Specific | [6 empty] | 0 | 0
C - Commercial & Industrial | C2 - Small Business Energy Solutions | C2d - SCI Direct Install | Custom Small Other Direct Install | EC2d010 | Custom Measures | Project | 0 |  |  |  |  | 0 | 0% | 0% | 0% | 100% | 100% | 99.8% | 88.5% | 110.3% | 87% |  | Utility Specific | 0 | Custom Calculation | 25.76% | 40.82% | 12.93% | 20.49% | Utility Specific |  | 0 | 0 | 47.6% | 42.8% | 47.6% | 47.6% | Utility Specific | [6 empty] | 0 | 0
C - Commercial & Industrial | C2 - Small Business Energy Solutions | C2d - SCI Direct Install | Daylight Dimming | EC2d011 | Lighting | Project | 0 | 9 |  |  |  | 0 | 11% | 5% | 0% | 94% | 100% | 86.4% | 97.4% | 112.3% | 100% |  | Utility Specific | 0 | C&I Lighting Controls | 31.3% | 19% | 32.1% | 17.7% | Calculated |  | 0.0001 | 0 | 63% | 30% | 63% | 63% | Calculated | NG - C&I Gas Heat | 0 | Fuel Oil - Com Fuel | 0 |  |  | 0 | 0
C - Commercial & Industrial | C2 - Small Business Energy Solutions | C2d - SCI Direct Install | Lighting Fixture - Exterior w/ Controls | EC2d012 | Lighting | Project | 0 |  |  |  |  | 0 | 11% | 5% | 0% | 94% | 100% | 86.4% | 100% | 100% | 100% |  | Utility Specific | 0 | C&I Exterior Lighting | 20.1% | 31.6% | 19.2% | 29% | Calculated |  | 0.0002 | 0 | 0% | 100% | 0% | 0% | Calculated | [6 empty] | 0 | 0
C - Commercial & Industrial | C2 - Small Business Energy Solutions | C2d - SCI Direct Install | Lighting Fixture - Exterior w/o Controls | EC2d013 | Lighting | Project | 0 |  |  |  |  | 0 | 11% | 5% | 0% | 94% | 100% | 86.4% | 100% | 100% | 100% |  | Utility Specific | 0 | C&I Exterior Lighting | 20.1% | 31.6% | 19.2% | 29% | Calculated |  | 0.0002 | 0 | 0% | 100% | 0% | 0% | Calculated | [6 empty] | 0 | 0
C - Commercial & Industrial | C2 - Small Business Energy Solutions | C2d - SCI Direct Install | Lighting Fixture - Interior w/ Controls | EC2d014 | Lighting | Project | 0 |  |  |  |  | 0 | 11% | 5% | 0% | 94% | 100% | 86.4% | 97.4% | 112.3% | 100% |  | Utility Specific | 0 | C&I Interior Lighting - Prescriptive | 30.3% | 17.4% | 34.3% | 18.1% | Calculated |  | 0.0002 | 0 | 63% | 30% | 63% | 63% | Calculated | NG - C&I Gas Heat | 0 | Fuel Oil - Com Fuel | 0 |  |  | 0 | 0
C - Commercial & Industrial | C2 - Small Business Energy Solutions | C2d - SCI Direct Install | Lighting Fixture - Interior w/o Controls | EC2d015 | Lighting | Project | 0 |  |  |  |  | 0 | 11% | 5% | 0% | 94% | 100% | 86.4% | 97.4% | 112.3% | 100% |  | Utility Specific | 0 | C&I Interior Lighting - Prescriptive | 30.3% | 17.4% | 34.3% | 18.1% | Calculated |  | 0.0002 | 0 | 63% | 30% | 63% | 63% | Calculated | NG - C&I Gas Heat | 0 | Fuel Oil - Com Fuel | 0 |  |  | 0 | 0
C - Commercial & Industrial | C2 - Small Business Energy Solutions | C2d - SCI Direct Install | Lighting Occupancy Sensors | EC2d016 | Lighting | Project | 0 | 9 |  |  |  | 0 | 11% | 5% | 0% | 94% | 100% | 86.4% | 97.4% | 112.3% | 100% |  | Utility Specific | 0 | C&I Lighting Controls | 31.3% | 19% | 32.1% | 17.7% | Calculated |  | 0.0001 | 0 | 63% | 30% | 63% | 63% | Calculated | NG - C&I Gas Heat | 0 | Fuel Oil - Com Fuel | 0 |  |  | 0 | 0
C - Commercial & Industrial | C2 - Small Business Energy Solutions | C2d - SCI Direct Install | [Open Measure - To Be Assigned] | EC2d017 | [40 empty] | 0 | 0
C - Commercial & Industrial | C2 - Small Business Energy Solutions | C2d - SCI Direct Install | Case Motor Replacement | EC2d018 | Refrigeration | Project | 0 | 15 |  |  |  | 0 | 0% | 0% | 0% | 100% | 100% | 99.8% | 88.5% | 110.3% | 100% |  | Utility Specific | 0 | C&I Refrigeration | 22.6% | 27.3% | 23.3% | 26.8% | Utility Specific |  | 0.0002 | 0 | 90% | 90% | 90% | 90% | Utility Specific | [6 empty] | 0 | 0
C - Commercial & Industrial | C2 - Small Business Energy Solutions | C2d - SCI Direct Install | Cooler Night Cover | EC2d019 | HVAC | Project | 0 | 5 |  |  |  | 0 | 0% | 0% | 0% | 100% | 100% | 99.8% | 88.5% | 110.3% | 100% |  | Utility Specific | 0 | C&I Refrigeration | 22.6% | 27.3% | 23.3% | 26.8% | Utility Specific |  | 0.0002 | 0 | 0% | 0% | 0% | 0% | Utility Specific | [6 empty] | 0 | 0
C - Commercial & Industrial | C2 - Small Business Energy Solutions | C2d - SCI Direct Install | Demand Control Ventilation | EC2d020 | HVAC | Project | 0 | 10 |  |  |  | 0 | 0% | 0% | 0% | 100% | 100% | 99.8% | 88.5% | 110.3% | 100% |  | Utility Specific | 0 | C&I Heating & Cooling | 26.4% | 16.6% | 34.9% | 22.1% | Utility Specific |  | 0.0016 | 0 | 82% | 5% | 82% | 82% | Utility Specific | [6 empty] | 0 | 0
C - Commercial & Industrial | C2 - Small Business Energy Solutions | C2d - SCI Direct Install | Door Heater Controls | EC2d021 | Refrigeration | Project | 0 | 10 |  |  |  | 0 | 0% | 0% | 0% | 100% | 100% | 99.8% | 88.5% | 110.3% | 100% |  | Utility Specific | 0 | C&I Refrigeration | 22.6% | 27.3% | 23.3% | 26.8% | Utility Specific |  | 0.0002 | 0 | 90% | 90% | 90% | 90% | Utility Specific | [6 empty] | 0 | 0
C - Commercial & Industrial | C2 - Small Business Energy Solutions | C2d - SCI Direct Install | Dual Enthalpy Economizer Controls (DEEC) | EC2d022 | HVAC | Project | 0 | 10 |  |  |  | 0 | 0% | 0% | 0% | 100% | 100% | 99.8% | 88.5% | 110.3% | 100% |  | Utility Specific | 0 | C&I Heating & Cooling | 26.4% | 16.6% | 34.9% | 22.1% | Utility Specific |  | 0.0016 | 0 | 34.2% | 0% | 34.2% | 34.2% | Utility Specific | [6 empty] | 0 | 0
C - Commercial & Industrial | C2 - Small Business Energy Solutions | C2d - SCI Direct Install | Duct Sealing, Electric | EC2d023 | HVAC | Project | 0 | 20 |  |  |  | 0 | 0% | 0% | 0% | 100% | 100% | 99.8% | 88.5% | 110.3% | 100% |  | Utility Specific | 0 | Weighted HVAC - Multi-family | 23.21% | 27.86% | 25.2% | 23.73% | Utility Specific |  | 0.00084647 | 0 | 35% | 0% | 35% | 35% | Utility Specific | [6 empty] | 0 | 0
C - Commercial & Industrial | C2 - Small Business Energy Solutions | C2d - SCI Direct Install | Ductless Mini Split Heat Pump | EC2d024 | HVAC | Project | 0 | 20 |  |  |  | 0 | 0% | 0% | 0% | 100% | 100% | 99.8% | 88.5% | 110.3% | 100% |  | Utility Specific | 0 | C&I Heating & Cooling | 26.4% | 16.6% | 34.9% | 22.1% | Utility Specific |  | 0.0016 | 0 | 34.2% | 0% | 34.2% | 34.2% | Utility Specific | [6 empty] | 0 | 0
C - Commercial & Industrial | C2 - Small Business Energy Solutions | C2d - SCI Direct Install | ECM Evaporator Fan Motors for Walk-in Cooler/Freezer | EC2d025 | Refrigeration | Project | 0 | 15 |  |  |  | 0 | 0% | 0% | 0% | 100% | 100% | 99.8% | 88.5% | 110.3% | 100% |  | Utility Specific | 0 | C&I Refrigeration | 22.6% | 27.3% | 23.3% | 26.8% | Utility Specific |  | 0.0002 | 0 | 90% | 90% | 90% | 90% | Utility Specific | [6 empty] | 0 | 0
C - Commercial & Industrial | C2 - Small Business Energy Solutions | C2d - SCI Direct Install | Electronic Defrost Control | EC2d026 | Refrigeration | Project | 0 | 10 |  |  |  | 0 | 0% | 0% | 0% | 100% | 100% | 99.8% | 88.5% | 110.3% | 100% |  | Utility Specific | 0 | C&I Refrigeration | 22.6% | 27.3% | 23.3% | 26.8% | Utility Specific |  | 0.0002 | 0 | 90% | 90% | 90% | 90% | Utility Specific | [6 empty] | 0 | 0
C - Commercial & Industrial | C2 - Small Business Energy Solutions | C2d - SCI Direct Install | Energy Management System, Electric | EC2d027 | HVAC | Project | 0 | 10 |  |  |  | 0 | 0% | 0% | 0% | 100% | 100% | 99.8% | 88.5% | 110.3% | 100% |  | Utility Specific | 0 | C&I Heating & Cooling | 26.4% | 16.6% | 34.9% | 22.1% | Utility Specific |  | 0.0016 | 0 | 95% | 100% | 95% | 95% | Utility Specific | [6 empty] | 0 | 0
C - Commercial & Industrial | C2 - Small Business Energy Solutions | C2d - SCI Direct Install | Energy Star Wifi Thermostat, Electric | EC2d028 | HVAC | Thermostat | 0 | 15 |  |  |  | 0 | 0% | 0% | 0% | 100% | 100% | 99.8% | 88.5% | 110.3% | 100% |  | Deemed | 160.9 | Central Air Conditioner/Heat Pump (Cooling) | 6.595% | 3.846% | 47.32% | 42.24% | Utility Specific |  | 0.0015937 | 0.25643 | 34.6% | 0% | 34.6% | 34.6% | Utility Specific | [6 empty] | 0 | 0
C - Commercial & Industrial | C2 - Small Business Energy Solutions | C2d - SCI Direct Install | Evaporator Fan Control | EC2d029 | Refrigeration | Project | 0 | 10 |  |  |  | 0 | 0% | 0% | 0% | 100% | 100% | 99.8% | 88.5% | 110.3% | 100% |  | Utility Specific | 0 | C&I Refrigeration | 22.6% | 27.3% | 23.3% | 26.8% | Utility Specific |  | 0.0002 | 0 | 100% | 100% | 100% | 100% | Utility Specific | [6 empty] | 0 | 0
C - Commercial & Industrial | C2 - Small Business Energy Solutions | C2d - SCI Direct Install | Faucet Aerator, Electric | EC2d030 | Hot Water | Aerator | 0 | 10 |  |  |  | 0 | 0% | 0% | 0% | 100% | 100% | 99.8% | 88.5% | 110.3% | 100% |  | Deemed | 309 | Water Heater - Electric | 41.52% | 31.39% | 15.22% | 11.88% | Deemed | 0.01 | 0.00024338 | 0.01 | 31.2% | 80.8% | 31.2% | 31.2% | Utility Specific | [6 empty] | 0 | 5460
C - Commercial & Industrial | C2 - Small Business Energy Solutions | C2d - SCI Direct Install | Hotel Occupancy Sensor | EC2d031 | HVAC | Sensor | 0 | 10 |  |  |  | 0 | 0% | 0% | 0% | 100% | 100% | 99.8% | 88.5% | 110.3% | 100% |  | Deemed | 438 | C&I Heating & Cooling | 26.4% | 16.6% | 34.9% | 22.1% | Deemed | 0.09 | 0.0016 | 0.09 | 82% | 5% | 82% | 82% | Utility Specific | [6 empty] | 0 | 0
C - Commercial & Industrial | C2 - Small Business Energy Solutions | C2d - SCI Direct Install | Low Pressure Drop Filter | EC2d032 | Compressed Air | Project | 0 | 5 |  |  |  | 0 | 0% | 0% | 0% | 100% | 100% | 99.8% | 88.5% | 110.3% | 100% |  | Utility Specific | 0 | C&I Compressed Air - VFD Compressor | 25.9% | 23.9% | 26.5% | 23.7% | Utility Specific |  | 0.000258 | 0 | 80% | 54% | 80% | 80% | Utility Specific | [6 empty] | 0 | 0
C - Commercial & Industrial | C2 - Small Business Energy Solutions | C2d - SCI Direct Install | Thermostatic Shut-Off Valve, Electric | EC2d033 | Hot Water | Showerhead | 0 | 15 |  |  |  | 0 | 0% | 0% | 0% | 100% | 100% | 99.8% | 88.5% | 110.3% | 100% |  | Deemed | 69 | Water Heater - Electric | 41.52% | 31.39% | 15.22% | 11.88% | Deemed | 0.02 | 0.00024338 | 0.02 | 31.2% | 80.8% | 31.2% | 31.2% | Utility Specific | [6 empty] | 0 | 558
C - Commercial & Industrial | C2 - Small Business Energy Solutions | C2d - SCI Direct Install | Low-Flow Showerhead, Electric | EC2d034 | Hot Water | Showerhead | 0 | 10 |  |  |  | 0 | 0% | 0% | 0% | 100% | 100% | 99.8% | 88.5% | 110.3% | 100% |  | Deemed | 507 | Water Heater - Electric | 41.52% | 31.39% | 15.22% | 11.88% | Deemed | 0.09 | 0.00024338 | 0.09 | 31.2% | 80.8% | 31.2% | 31.2% | Utility Specific | [6 empty] | 0 | 7300
C - Commercial & Industrial | C2 - Small Business Energy Solutions | C2d - SCI Direct Install | Motors, Open Drip | EC2d035 | Motors/Drives | Project | 0 | 10 |  |  |  | 0 | 0% | 0% | 0% | 100% | 100% | 99.8% | 88.5% | 110.3% | 100% |  | Utility Specific | 0 | Custom Calculation | 0% | 0% | 0% | 0% | Utility Specific |  | 0 | 0 | 0% | 0% | 0% | 0% | Utility Specific | [6 empty] | 0 | 0
C - Commercial & Industrial | C2 - Small Business Energy Solutions | C2d - SCI Direct Install | Motors, Totally Enclosed Fan Cooled | EC2d036 | Motors/Drives | Project | 0 | 10 |  |  |  | 0 | 0% | 0% | 0% | 100% | 100% | 99.8% | 88.5% | 110.3% | 100% |  | Utility Specific | 0 | C&I Refrigeration | 22.6% | 27.3% | 23.3% | 26.8% | Utility Specific |  | 0.0002 | 0 | 100% | 100% | 100% | 100% | Utility Specific | [6 empty] | 0 | 0
C - Commercial & Industrial | C2 - Small Business Energy Solutions | C2d - SCI Direct Install | Novelty Cooler Shutoff | EC2d037 | Refrigeration | Project | 0 | 10 |  |  |  | 0 | 0% | 0% | 0% | 100% | 100% | 99.8% | 88.5% | 110.3% | 100% |  | Utility Specific | 0 | C&I Refrigeration | 22.6% | 27.3% | 23.3% | 26.8% | Utility Specific |  | 0.0002 | 0 | 90% | 90% | 90% | 90% | Utility Specific | [6 empty] | 0 | 0
C - Commercial & Industrial | C2 - Small Business Energy Solutions | C2d - SCI Direct Install | Pipe Wrap - Heating, Electric | EC2d038 | HVAC | Project | 0 | 15 |  |  |  | 0 | 0% | 0% | 0% | 100% | 100% | 99.8% | 88.5% | 110.3% | 100% |  | Utility Specific | 0 | Hardwired Electric Heat | 43.13% | 56.87% | 0% | 0% | Utility Specific |  | 0.0007332 | 0 | 0% | 43.3% | 0% | 0% | Utility Specific | [6 empty] | 0 | 0
C - Commercial & Industrial | C2 - Small Business Energy Solutions | C2d - SCI Direct Install | Pipe Wrap - Hot Water, Electric | EC2d039 | Hot Water | Project | 0 | 15 |  |  |  | 0 | 0% | 0% | 0% | 100% | 100% | 99.8% | 88.5% | 110.3% | 100% |  | Utility Specific | 0 | Water Heater - Electric | 41.52% | 31.39% | 15.22% | 11.88% | Utility Specific |  | 0.00024338 | 0 | 31.2% | 80.8% | 31.2% | 31.2% | Utility Specific | [6 empty] | 0 | 0
C - Commercial & Industrial | C2 - Small Business Energy Solutions | C2d - SCI Direct Install | Pre Rinse Spray Valve, Electric | EC2d040 | Hot Water | Project | 0 | 8 |  |  |  | 0 | 0% | 0% | 0% | 100% | 100% | 99.8% | 88.5% | 110.3% | 100% |  | Utility Specific | 957 | Water Heater - Electric | 41.52% | 31.39% | 15.22% | 11.88% | Utility Specific |  | 0.00024338 | 0.23292 | 52% | 100% | 52% | 52% | Utility Specific | [6 empty] | 0 | 6410
C - Commercial & Industrial | C2 - Small Business Energy Solutions | C2d - SCI Direct Install | Programmable Thermostat, Electric | EC2d041 | HVAC | Project | 0 | 15 |  |  |  | 0 | 0% | 0% | 0% | 100% | 100% | 99.8% | 88.5% | 110.3% | 100% |  | Utility Specific | 0 | Hardwired Electric Heat | 43.13% | 56.87% | 0% | 0% | Utility Specific |  | 0.0007332 | 0 | 0% | 43.3% | 0% | 0% | Utility Specific | [6 empty] | 0 | 0
C - Commercial & Industrial | C2 - Small Business Energy Solutions | C2d - SCI Direct Install | Steam Trap, Electric | EC2d042 | HVAC | Project | 0 | 6 |  |  |  | 0 | 0% | 0% | 0% | 100% | 100% | 99.8% | 88.5% | 110.3% | 100% |  | Utility Specific | 0 | C&I Heating & Cooling | 26.4% | 16.6% | 34.9% | 22.1% | Utility Specific |  | 0.0016 | 0 | 0% | 0% | 0% | 0% | Utility Specific | [6 empty] | 0 | 0
C - Commercial & Industrial | C2 - Small Business Energy Solutions | C2d - SCI Direct Install | Variable Frequency Drive | EC2d043 | Motors/Drives | Project | 0 | 15 |  |  |  | 0 | 0% | 0% | 0% | 100% | 100% | 99.8% | 88.5% | 110.3% | 100% |  | Utility Specific | 0 | C&I VFDs (Combined) | 23.7% | 27.2% | 23.8% | 25.3% | Utility Specific |  | 0 | 0 | 100% | 100% | 100% | 100% | Utility Specific | [6 empty] | 0 | 0
C - Commercial & Industrial | C2 - Small Business Energy Solutions | C2d - SCI Direct Install | Variable Frequency Drive with Motor | EC2d044 | Motors/Drives | Project | 0 | 15 |  |  |  | 0 | 0% | 0% | 0% | 100% | 100% | 99.8% | 88.5% | 110.3% | 100% |  | Utility Specific | 0 | C&I VFDs (Combined) | 23.7% | 27.2% | 23.8% | 25.3% | Utility Specific |  | 0 | 0 | 100% | 100% | 100% | 100% | Utility Specific | [6 empty] | 0 | 0
C - Commercial & Industrial | C2 - Small Business Energy Solutions | C2d - SCI Direct Install | Vending Miser | EC2d045 | Refrigeration | Project | 0 | 5 |  |  |  | 0 | 0% | 0% | 0% | 100% | 100% | 99.8% | 88.5% | 110.3% | 100% |  | Utility Specific | 0 | C&I Refrigeration | 22.6% | 27.3% | 23.3% | 26.8% | Utility Specific |  | 0.0002 | 0 | 90% | 90% | 90% | 90% | Utility Specific | [6 empty] | 0 | 0
C - Commercial & Industrial | C2 - Small Business Energy Solutions | C2d - SCI Direct Install | Zero Loss Condensate Drain | EC2d046 | Compressed Air | Project | 0 | 5 |  |  |  | 0 | 0% | 0% | 0% | 100% | 100% | 99.8% | 88.5% | 110.3% | 100% |  | Utility Specific | 0 | C&I Compressed Air - VFD Compressor | 25.9% | 23.9% | 26.5% | 23.7% | Utility Specific |  | 0.000258 | 0 | 80% | 54% | 80% | 80% | Utility Specific | [6 empty] | 0 | 0
C - Commercial & Industrial | C2 - Small Business Energy Solutions | C2d - SCI Direct Install | Induction Cooktop Displacing Electric Resistance | EC2d047 | Food Service | Appliance | 0 | 12 |  |  |  | 0 | 0% | 0% | 0% | 100% | 100% | 99.8% | 88.5% | 110.3% | 100% |  | Deemed | 2488 | C&I Food Services | 32% | 35% | 16% | 17% | Deemed | 0.43 | 0.000192 | 0.43 | 90% | 90% | 90% | 90% | Utility Specific | [6 empty] | 0 | 0
C - Commercial & Industrial | C2 - Small Business Energy Solutions | C2d - SCI Direct Install | CI Audits - Small Direct Install | EC2dAUD | Non-Energy Saving |  | 0 | 1 |  |  |  | 0 | 0% | 0% | 0% | 100% | 0% | 0% | 0% | 0% | 0% |  |  | 0 | Non-Electric Measures | 0% | 0% | 0% | 0% |  |  | 0 | 0 | 0% | 0% | 0% | 0% | [7 empty] | 0 | 0
C - Commercial & Industrial | C2 - Small Business Energy Solutions | C2d - SCI Direct Install | Vendor Fees - Small Direct Install | EC2dNES01 | Non-Energy Saving |  | 0 | 1 |  |  |  | 0 | 0% | 0% | 0% | 100% | 0% | 0% | 0% | 0% | 0% |  |  | 0 | Non-Electric Measures | 0% | 0% | 0% | 0% |  |  | 0 | 0 | 0% | 0% | 0% | 0% | [7 empty] | 0 | 0
C - Commercial & Industrial | C2 - Small Business Energy Solutions | C2d - SCI Direct Install | Vendor Fees - TA Studies - Small Direct Install | EC2dNES02 | Non-Energy Saving |  | 0 | 1 |  |  |  | 0 | 0% | 0% | 0% | 100% | 0% | 0% | 0% | 0% | 0% |  |  |  | Non-Electric Measures | 0% | 0% | 0% | 0% |  |  | 0 |  | 0% | 0% | 0% | 0% | [7 empty] | 0
C - Commercial & Industrial | C2 - Small Business Energy Solutions | C2d - SCI Direct Install | [42 empty] | 0
C - Commercial & Industrial | C2 - Small Business Energy Solutions | C2d - SCI Direct Install | [42 empty] | 0
C - Commercial & Industrial | C2 - Small Business Energy Solutions | C2d - SCI Direct Install | [42 empty] | 0
C - Commercial & Industrial | C2 - Small Business Energy Solutions | C2d - SCI Direct Install | [42 empty] | 0
C - Commercial & Industrial | C2 - Small Business Energy Solutions | C2d - SCI Direct Install | [42 empty] | 0
[24 empty] | 0 | [20 empty] | 0 | 0
C - Commercial & Industrial | C2 - Small Business Energy Solutions | C2e - SCI New Construction | Custom Small Compressed Air New Construction | EC2e001 | Compressed Air | Project | 0 |  |  |  |  | 0 | 0% | 0% | 0% | 100% | 100% | 98.2% | 90.2% | 105.4% | 94.9% |  | Utility Specific | 0 | C&I Compressed Air - VFD Compressor | 13% | 20% | 26% | 41% | Utility Specific |  | 0.000258 | 0 | 100% | 100% | 100% | 100% | Utility Specific | [6 empty] | 0 | 0
C - Commercial & Industrial | C2 - Small Business Energy Solutions | C2e - SCI New Construction | Custom Small Hot Water New Construction | EC2e002 | Hot Water | Project | 0 |  |  |  |  | 0 | 0% | 0% | 0% | 100% | 100% | 98.2% | 90.2% | 105.4% | 94.9% |  | Utility Specific | 0 | C&I Water Heating | 25% | 25% | 25% | 25% | Utility Specific |  | 0.000258 | 0 | 54% | 56% | 54% | 54% | Utility Specific | [6 empty] | 0 | 0
C - Commercial & Industrial | C2 - Small Business Energy Solutions | C2e - SCI New Construction | Custom Small HVAC New Construction | EC2e003 | HVAC | Project | 0 |  |  |  |  | 0 | 0% | 0% | 0% | 100% | 100% | 98.2% | 90.2% | 105.4% | 94.9% |  | Utility Specific | 0 | Custom Calculation | 72% | 18% | 8% | 2% | Utility Specific |  | 0 | 0 | 100% | 38.54% | 100% | 100% | Utility Specific | [6 empty] | 0 | 0
C - Commercial & Industrial | C2 - Small Business Energy Solutions | C2e - SCI New Construction | Custom Small Lighting New Construction - Interior | EC2e004 | Lighting | Project | 0 | 15 |  |  |  | 0 | 0% | 0% | 0% | 100% | 100% | 98.2% | 90.2% | 105.4% | 94.9% |  | Utility Specific | 0 | C&I Interior Lighting - Prescriptive | 30.3% | 17.4% | 34.3% | 18.1% | Calculated |  | 0.0002 | 0 | 80% | 61% | 80% | 80% | Calculated | NG - C&I Gas Heat | 0 | Fuel Oil - Com Fuel | 0 |  |  | 0 | 0
C - Commercial & Industrial | C2 - Small Business Energy Solutions | C2e - SCI New Construction | Custom Small Lighting New Construction - Exterior | EC2e005 | Lighting | Project | 0 | 15 |  |  |  | 0 | 0% | 0% | 0% | 100% | 100% | 98.2% | 90.2% | 105.4% | 94.9% |  | Utility Specific | 0 | C&I Exterior Lighting | 20.1% | 31.6% | 19.2% | 29% | Calculated |  | 0.0002 | 0 | 0% | 100% | 0% | 0% | Calculated | [6 empty] | 0 | 0
C - Commercial & Industrial | C2 - Small Business Energy Solutions | C2e - SCI New Construction | Custom Small Lighting New Construction - Controls | EC2e006 | Lighting | Project | 0 | 10 |  |  |  | 0 | 0% | 0% | 0% | 100% | 100% | 98.2% | 90.2% | 105.4% | 94.9% |  | Utility Specific | 0 | C&I Lighting Controls | 31.3% | 19% | 32.1% | 17.7% | Calculated |  | 0.0001 | 0 | 15% | 13% | 15% | 15% | Calculated | NG - C&I Gas Heat | 0 | Fuel Oil - Com Fuel | 0 |  |  | 0 | 0
C - Commercial & Industrial | C2 - Small Business Energy Solutions | C2e - SCI New Construction | Custom Small Motors New Construction | EC2e007 | Motors/Drives | Project | 0 |  |  |  |  | 0 | 0% | 0% | 0% | 100% | 100% | 98.2% | 90.2% | 105.4% | 94.9% |  | Utility Specific | 0 | Custom Calculation | 23% | 8% | 52% | 17% | Utility Specific |  | 0 | 0 | 95% | 80% | 95% | 95% | Utility Specific | [6 empty] | 0 | 0
C - Commercial & Industrial | C2 - Small Business Energy Solutions | C2e - SCI New Construction | Custom Small Process New Construction | EC2e008 | Process | Project | 0 |  |  |  |  | 0 | 0% | 0% | 0% | 100% | 100% | 98.2% | 90.2% | 105.4% | 94.9% |  | Utility Specific | 0 | C&I Process | 49% | 13% | 29% | 9% | Utility Specific |  | 0.000725 | 0 | 95% | 45% | 95% | 95% | Utility Specific | [6 empty] | 0 | 0
C - Commercial & Industrial | C2 - Small Business Energy Solutions | C2e - SCI New Construction | Custom Small Refrigeration New Construction | EC2e009 | Refrigeration | Project | 0 |  |  |  |  | 0 | 0% | 0% | 0% | 100% | 100% | 98.2% | 90.2% | 105.4% | 94.9% |  | Utility Specific | 0 | C&I Refrigeration | 22.6% | 27.3% | 23.3% | 26.8% | Utility Specific |  | 0.0002 | 0 | 80% | 80% | 80% | 80% | Utility Specific | [6 empty] | 0 | 0
C - Commercial & Industrial | C2 - Small Business Energy Solutions | C2e - SCI New Construction | Custom Small Other New Construction | EC2e010 | Custom Measures | Project | 0 |  |  |  |  | 0 | 0% | 0% | 0% | 100% | 100% | 98.2% | 90.2% | 105.4% | 94.9% |  | Utility Specific | 0 | Custom Calculation | 25.76% | 40.82% | 12.93% | 20.49% | Utility Specific |  | 0 | 0 | 47.6% | 42.8% | 47.6% | 47.6% | Utility Specific | [6 empty] | 0 | 0
C - Commercial & Industrial | C2 - Small Business Energy Solutions | C2e - SCI New Construction | Daylight Dimming | EC2e011 | Lighting | Project | 0 | 10 |  |  |  | 0 | 0% | 0% | 0% | 100% | 100% | 98.2% | 90.2% | 105.4% | 94.9% |  | Utility Specific | 0 | C&I Lighting Controls | 31.3% | 19% | 32.1% | 17.7% | Calculated |  | 0.0001 | 0 | 63% | 30% | 63% | 63% | Calculated | NG - C&I Gas Heat | 0 | Fuel Oil - Com Fuel | 0 |  |  | 0 | 0
C - Commercial & Industrial | C2 - Small Business Energy Solutions | C2e - SCI New Construction | Performance Lighting - Exterior w/ Controls | EC2e012 | Lighting | Project | 0 | 15 |  |  |  | 0 | 0% | 0% | 0% | 100% | 100% | 98.2% | 90.2% | 105.4% | 94.9% |  | Utility Specific | 0 | C&I Exterior Lighting | 20.1% | 31.6% | 19.2% | 29% | Calculated |  | 0.0002 | 0 | 0% | 100% | 0% | 0% | Calculated | [6 empty] | 0 | 0
C - Commercial & Industrial | C2 - Small Business Energy Solutions | C2e - SCI New Construction | Performance Lighting - Exterior w/o Controls | EC2e013 | Lighting | Project | 0 | 15 |  |  |  | 0 | 0% | 0% | 0% | 100% | 100% | 98.2% | 90.2% | 105.4% | 94.9% |  | Utility Specific | 0 | C&I Exterior Lighting | 20.1% | 31.6% | 19.2% | 29% | Calculated |  | 0.0002 | 0 | 0% | 100% | 0% | 0% | Calculated | [6 empty] | 0 | 0
C - Commercial & Industrial | C2 - Small Business Energy Solutions | C2e - SCI New Construction | Performance Lighting - Interior w/ Controls | EC2e014 | Lighting | Project | 0 | 15 |  |  |  | 0 | 0% | 0% | 0% | 100% | 100% | 98.2% | 90.2% | 105.4% | 94.9% |  | Utility Specific | 0 | C&I Interior Lighting - Prescriptive | 30.3% | 17.4% | 34.3% | 18.1% | Calculated |  | 0.0002 | 0 | 63% | 30% | 63% | 63% | Calculated | NG - C&I Gas Heat | 0 | Fuel Oil - Com Fuel | 0 |  |  | 0 | 0
C - Commercial & Industrial | C2 - Small Business Energy Solutions | C2e - SCI New Construction | Performance Lighting - Interior w/o Controls | EC2e015 | Lighting | Project | 0 | 15 |  |  |  | 0 | 0% | 0% | 0% | 100% | 100% | 98.2% | 90.2% | 105.4% | 94.9% |  | Utility Specific | 0 | C&I Interior Lighting - Prescriptive | 30.3% | 17.4% | 34.3% | 18.1% | Calculated |  | 0.0002 | 0 | 63% | 30% | 63% | 63% | Calculated | NG - C&I Gas Heat | 0 | Fuel Oil - Com Fuel | 0 |  |  | 0 | 0
C - Commercial & Industrial | C2 - Small Business Energy Solutions | C2e - SCI New Construction | Lighting Occupancy Sensors | EC2e016 | Lighting | Project | 0 | 10 |  |  |  | 0 | 0% | 0% | 0% | 100% | 100% | 98.2% | 90.2% | 105.4% | 94.9% |  | Utility Specific | 0 | C&I Lighting Controls | 31.3% | 19% | 32.1% | 17.7% | Calculated |  | 0.0001 | 0 | 63% | 30% | 63% | 63% | Calculated | NG - C&I Gas Heat | 0 | Fuel Oil - Com Fuel | 0 |  |  | 0 | 0
C - Commercial & Industrial | C2 - Small Business Energy Solutions | C2e - SCI New Construction | CI Audits - Small New Construction | EC2eAUD | Non-Energy Saving |  | 1 | 1 | 15346.9753 | 15346.9753 |  | 0 | 0% | 0% | 0% | 100% | 0% | 0% | 0% | 0% | 0% |  |  | 0 | Non-Electric Measures | 0% | 0% | 0% | 0% |  |  | 0 | 0 | 0% | 0% | 0% | 0% | [7 empty] | 0 | 0
C - Commercial & Industrial | C2 - Small Business Energy Solutions | C2e - SCI New Construction | Vendor Fees - Small New Construction | EC2eNES01 | Non-Energy Saving |  | 0 | 1 |  |  |  | 0 | 0% | 0% | 0% | 100% | 0% | 0% | 0% | 0% | 0% |  |  |  | Non-Electric Measures | 0% | 0% | 0% | 0% |  |  | 0 |  | 0% | 0% | 0% | 0% | [7 empty] | 0 | 0
C - Commercial & Industrial | C2 - Small Business Energy Solutions | C2e - SCI New Construction | Vendor Fees - TA Studies - Small New Construction | EC2eNES02 | Non-Energy Saving |  | 0 | 1 |  |  |  | 0 | 0% | 0% | 0% | 100% | 0% | 0% | 0% | 0% | 0% |  |  |  | Non-Electric Measures | 0% | 0% | 0% | 0% |  |  | 0 |  | 0% | 0% | 0% | 0% | [7 empty] | 0 | 0
C - Commercial & Industrial | C2 - Small Business Energy Solutions | C2e - SCI New Construction | [42 empty] | 0 | 0
C - Commercial & Industrial | C2 - Small Business Energy Solutions | C2e - SCI New Construction | [42 empty] | 0 | 0
C - Commercial & Industrial | C2 - Small Business Energy Solutions | C2e - SCI New Construction | [42 empty] | 0 | 0
C - Commercial & Industrial | C2 - Small Business Energy Solutions | C2e - SCI New Construction | [42 empty] | 0 | 0
C - Commercial & Industrial | C2 - Small Business Energy Solutions | C2e - SCI New Construction | [42 empty] | 0 | 0
C - Commercial & Industrial | C2 - Small Business Energy Solutions | C2e - SCI New Construction | [42 empty] | 0 | 0
C - Commercial & Industrial | C2 - Small Business Energy Solutions | C2e - SCI New Construction | [42 empty] | 0 | 0
0
C - Commercial & Industrial | C2 - Small Business Energy Solutions | [22 empty] | 0 | [20 empty] | 0 | 0
[45 empty] | 0 | 0
C - Commercial & Industrial | C3 - Municipal Energy Solutions | C3a - Muni Retrofit | Custom Muni Compressed Air Retro | EC3a001 | Compressed Air | Project | 0 |  |  |  |  | 0 | 0% | 0% | 0% | 100% | 100% | 90% | 100% | 100% | 87% |  | Utility Specific | 0 | C&I Compressed Air - VFD Compressor | 13% | 20% | 26% | 41% | Utility Specific |  | 0.000258 | 0 | 100% | 100% | 100% | 100% | Utility Specific | [6 empty] | 0 | 0
C - Commercial & Industrial | C3 - Municipal Energy Solutions | C3a - Muni Retrofit | Custom Muni Hot Water Retro | EC3a002 | Hot Water | Project | 0 |  |  |  |  | 0 | 0% | 0% | 0% | 100% | 100% | 90% | 100% | 100% | 87% |  | Utility Specific | 0 | C&I Water Heating | 25% | 25% | 25% | 25% | Utility Specific |  | 0.000258 | 0 | 54% | 56% | 54% | 54% | Utility Specific | [6 empty] | 0 | 0
C - Commercial & Industrial | C3 - Municipal Energy Solutions | C3a - Muni Retrofit | Custom Muni HVAC Retro | EC3a003 | HVAC | Project | 0 |  |  |  |  | 0 | 0% | 0% | 0% | 100% | 100% | 90% | 100% | 100% | 87% |  | Utility Specific | 0 | Custom Calculation | 72% | 18% | 8% | 2% | Utility Specific |  | 0 | 0 | 70% | 85% | 70% | 70% | Utility Specific | [6 empty] | 0 | 0
C - Commercial & Industrial | C3 - Municipal Energy Solutions | C3a - Muni Retrofit | Custom Muni Lighting Retro - Interior | EC3a004 | Lighting | Project | 0 |  |  |  |  | 0 | 11% | 5% | 0% | 94% | 100% | 106.6% | 100% | 100% | 87% |  | Utility Specific | 0 | C&I Interior Lighting - Prescriptive | 30.3% | 17.4% | 34.3% | 18.1% | Calculated |  | 0.0002 | 0 | 80% | 61% | 80% | 80% | Calculated | NG - C&I Gas Heat | 0 | Fuel Oil - Com Fuel | 0 |  |  | 0 | 0
C - Commercial & Industrial | C3 - Municipal Energy Solutions | C3a - Muni Retrofit | Custom Muni Lighting Retro - Exterior | EC3a091 | Lighting | Project | 0 |  |  |  |  | 0 | 11% | 5% | 0% | 94% | 100% | 102.7% | 100% | 100% | 87% |  | Utility Specific | 0 | C&I Exterior Lighting | 20.1% | 31.6% | 19.2% | 29% | Calculated |  | 0.0002 | 0 | 0% | 100% | 0% | 0% | Calculated | [6 empty] | 0 | 0
C - Commercial & Industrial | C3 - Municipal Energy Solutions | C3a - Muni Retrofit | Custom Muni Lighting Retro - Controls | EC3a092 | Lighting | Project | 0 |  |  |  |  | 0 | 11% | 5% | 0% | 94% | 100% | 100% | 100% | 100% | 87% |  | Utility Specific | 0 | C&I Lighting Controls | 31.3% | 19% | 32.1% | 17.7% | Calculated |  | 0.0001 | 0 | 15% | 13% | 15% | 15% | Calculated | NG - C&I Gas Heat | 0 | Fuel Oil - Com Fuel | 0 |  |  | 0 | 0
C - Commercial & Industrial | C3 - Municipal Energy Solutions | C3a - Muni Retrofit | Custom Muni Motors Retro | EC3a005 | Motors/Drives | Project | 0 |  |  |  |  | 0 | 0% | 0% | 0% | 100% | 100% | 90% | 100% | 100% | 87% |  | Utility Specific | 0 | Custom Calculation | 23% | 8% | 52% | 17% | Utility Specific |  | 0 | 0 | 92% | 90% | 92% | 92% | Utility Specific | [6 empty] | 0 | 0
C - Commercial & Industrial | C3 - Municipal Energy Solutions | C3a - Muni Retrofit | Custom Muni Process Retro | EC3a006 | Process | Project | 0 |  |  |  |  | 0 | 0% | 0% | 0% | 100% | 100% | 90% | 100% | 100% | 87% |  | Utility Specific | 0 | C&I Process | 49% | 13% | 29% | 9% | Utility Specific |  | 0.000725 | 0 | 95% | 90% | 95% | 95% | Utility Specific | [6 empty] | 0 | 0
C - Commercial & Industrial | C3 - Municipal Energy Solutions | C3a - Muni Retrofit | Custom Muni Refrigeration Retro | EC3a007 | Refrigeration | Project | 0 |  |  |  |  | 0 | 0% | 0% | 0% | 100% | 100% | 90% | 100% | 100% | 87% |  | Utility Specific | 0 | C&I Refrigeration | 22.6% | 27.3% | 23.3% | 26.8% | Utility Specific |  | 0.0002 | 0 | 90% | 99% | 90% | 90% | Utility Specific | [6 empty] | 0 | 0
C - Commercial & Industrial | C3 - Municipal Energy Solutions | C3a - Muni Retrofit | Custom Muni Other Retro | EC3a008 | Custom Measures | Project | 1 | 15 | 34628.5714 | 12120 |  | 22508.5714 | 0% | 0% | 0% | 100% | 100% | 90% | 100% | 100% | 87% |  | Utility Specific | 0 | Custom Calculation | 25.76% | 40.82% | 12.93% | 20.49% | Utility Specific |  | 0 | 0 | 47.6% | 42.8% | 47.6% | 47.6% | Utility Specific | Propane | 41.1 |  |  |  |  | 0 | 0
C - Commercial & Industrial | C3 - Municipal Energy Solutions | C3a - Muni Retrofit | Daylight Dimming | EC3a009 | Lighting | Project | 0 | 9 |  |  |  | 0 | 11% | 5% | 0% | 94% | 100% | 100% | 100% | 100% | 100% |  | Utility Specific | 0 | C&I Lighting Controls | 31.3% | 19% | 32.1% | 17.7% | Calculated |  | 0.0001 | 0 | 17% | 13% | 17% | 17% | Calculated | NG - C&I Gas Heat | 0 | Fuel Oil - Com Fuel | 0 |  |  | 0 | 0
C - Commercial & Industrial | C3 - Municipal Energy Solutions | C3a - Muni Retrofit | Lighting Fixture - Exterior w/ Controls | EC3a010 | Lighting | Project | 1 | 4.5 | 47859.4743 | 16750.816 |  | 31108.6583 | 11% | 5% | 0% | 94% | 100% | 102.7% | 100% | 100% | 100% |  | Utility Specific | 150102.7238 | C&I Exterior Lighting | 20.1% | 31.6% | 19.2% | 29% | Calculated |  | 0.0002 | 30.0205 | 0% | 100% | 0% | 0% | Calculated | [6 empty] | 0 | 0
C - Commercial & Industrial | C3 - Municipal Energy Solutions | C3a - Muni Retrofit | Lighting Fixture - Exterior w/o Controls | EC3a011 | Lighting | Project | 4.0009 | 4 | 2532.196 | 1985 |  | 547.196 | 11% | 5% | 0% | 94% | 100% | 102.7% | 100% | 100% | 100% |  | Utility Specific | 18405.249 | C&I Exterior Lighting | 20.1% | 31.6% | 19.2% | 29% | Calculated |  | 0.0002 | 3.681 | 0% | 100% | 0% | 0% | Calculated | [6 empty] | 0 | 0
C - Commercial & Industrial | C3 - Municipal Energy Solutions | C3a - Muni Retrofit | Lighting Fixture - Interior w/ Controls | EC3a012 | Lighting | Project | 2 | 5.2 | 4701.21 | 1935 |  | 2766.21 | 11% | 5% | 0% | 94% | 100% | 106.6% | 100% | 113.5% | 100% |  | Utility Specific | 11039 | C&I Interior Lighting - Prescriptive | 30.3% | 17.4% | 34.3% | 18.1% | Calculated |  | 0.0002 | 2.2078 | 50.4% | 38.9% | 50.4% | 50.4% | Calculated | NG - C&I Gas Heat | -2.5426 | Fuel Oil - Com Fuel | -5.0853 |  |  | 0 | 0
C - Commercial & Industrial | C3 - Municipal Energy Solutions | C3a - Muni Retrofit | Lighting Fixture - Interior w/o Controls | EC3a013 | Lighting | Project | 1 | 5.4 | 11479.6364 | 4730 |  | 6749.6364 | 11% | 5% | 0% | 94% | 100% | 106.6% | 100% | 113.5% | 100% |  | Utility Specific | 10743.9611 | C&I Interior Lighting - Prescriptive | 30.3% | 17.4% | 34.3% | 18.1% | Calculated |  | 0.0002 | 2.1488 | 50.4% | 38.9% | 50.4% | 50.4% | Calculated | NG - C&I Gas Heat | -2.4747 | Fuel Oil - Com Fuel | -4.9494 |  |  | 0 | 0
C - Commercial & Industrial | C3 - Municipal Energy Solutions | C3a - Muni Retrofit | Lighting Occupancy Sensors | EC3a014 | Lighting | Project | 0 | 9 | 180 | 90 |  | 90 | 11% | 5% | 0% | 94% | 100% | 100% | 100% | 100% | 100% |  | Utility Specific | 200 | C&I Lighting Controls | 31.3% | 19% | 32.1% | 17.7% | Calculated |  | 0.0001 | 0.02 | 18% | 13% | 18% | 18% | Calculated | NG - C&I Gas Heat | -0.272 | Fuel Oil - Com Fuel | -0.544 |  |  | 0 | 0
C - Commercial & Industrial | C3 - Municipal Energy Solutions | C3a - Muni Retrofit | Air Sealing, Electric | EC3a015 | HVAC | Project | 0 | 15 | 4500 | 2250 |  | 2250 | 0% | 0% | 0% | 100% | 100% | 100% | 100% | 100% | 100% |  | Utility Specific | 5000 | Hardwired Electric Heat | 43.13% | 56.87% | 0% | 0% | Utility Specific |  | 0.0007332 | 3.666 | 0% | 43.3% | 0% | 0% | Utility Specific | [6 empty] | 0 | 0
C - Commercial & Industrial | C3 - Municipal Energy Solutions | C3a - Muni Retrofit | Air Sealing, Gas | EC3a016 | HVAC | Project | 0 | 15 |  |  |  | 0 | 0% | 0% | 0% | 100% | 100% | 100% | 100% | 100% | 100% |  | Utility Specific | 0 | Non-Electric Measures | 0% | 0% | 0% | 0% | Utility Specific |  | 0 | 0 | 0% | 0% | 0% | 0% | Utility Specific | NG - C&I Gas Heat | [5 empty] | 0 | 0
C - Commercial & Industrial | C3 - Municipal Energy Solutions | C3a - Muni Retrofit | Air Sealing, Oil | EC3a017 | HVAC | Project | 0 | 15 |  |  |  | 0 | 0% | 0% | 0% | 100% | 100% | 100% | 100% | 100% | 100% |  | Utility Specific | 0 | Non-Electric Measures | 0% | 0% | 0% | 0% | Utility Specific |  | 0 | 0 | 0% | 0% | 0% | 0% | Utility Specific | Fuel Oil - Com Fuel | [5 empty] | 0 | 0
C - Commercial & Industrial | C3 - Municipal Energy Solutions | C3a - Muni Retrofit | Air Sealing, Propane | EC3a018 | HVAC | Project | 0 | 15 |  |  |  | 0 | 0% | 0% | 0% | 100% | 100% | 100% | 100% | 100% | 100% |  | Utility Specific | 0 | Non-Electric Measures | 0% | 0% | 0% | 0% | Utility Specific |  | 0 | 0 | 0% | 0% | 0% | 0% | Utility Specific | Propane | [5 empty] | 0 | 0
C - Commercial & Industrial | C3 - Municipal Energy Solutions | C3a - Muni Retrofit | Boiler Reset Controls, Gas | EC3a019 | HVAC | Project | 0 | 15 |  |  |  | 0 | 0% | 0% | 0% | 100% | 100% | 100% | 100% | 100% | 100% |  | Utility Specific | 0 | Non-Electric Measures | 0% | 0% | 0% | 0% | Utility Specific |  | 0 | 0 | 0% | 0% | 0% | 0% | Deemed | NG - C&I Gas Heat | 35.5 |  |  |  |  | 0 | 0
C - Commercial & Industrial | C3 - Municipal Energy Solutions | C3a - Muni Retrofit | Boiler Reset Controls, Oil | EC3a020 | HVAC | Project | 0 | 15 |  |  |  | 0 | 0% | 0% | 0% | 100% | 100% | 100% | 100% | 100% | 100% |  | Utility Specific | 0 | Non-Electric Measures | 0% | 0% | 0% | 0% | Utility Specific |  | 0 | 0 | 0% | 0% | 0% | 0% | Deemed | Fuel Oil - Com Fuel | 35.5 |  |  |  |  | 0 | 0
C - Commercial & Industrial | C3 - Municipal Energy Solutions | C3a - Muni Retrofit | Boiler Reset Controls, Propane | EC3a021 | HVAC | Project | 0 | 15 |  |  |  | 0 | 0% | 0% | 0% | 100% | 100% | 100% | 100% | 100% | 100% |  | Utility Specific | 0 | Non-Electric Measures | 0% | 0% | 0% | 0% | Utility Specific |  | 0 | 0 | 0% | 0% | 0% | 0% | Deemed | Propane | 35.5 |  |  |  |  | 0 | 0
C - Commercial & Industrial | C3 - Municipal Energy Solutions | C3a - Muni Retrofit | Case Motor Replacement | EC3a022 | Refrigeration | Project | 0 | 15 |  |  |  | 0 | 0% | 0% | 0% | 100% | 100% | 100% | 100% | 100% | 100% |  | Utility Specific | 0 | C&I Refrigeration | 22.6% | 27.3% | 23.3% | 26.8% | Utility Specific |  | 0.0002 | 0 | 90% | 90% | 90% | 90% | Utility Specific | [6 empty] | 0 | 0
C - Commercial & Industrial | C3 - Municipal Energy Solutions | C3a - Muni Retrofit | Cooler Night Cover | EC3a023 | Refrigeration | Project | 0 | 5 |  |  |  | 0 | 0% | 0% | 0% | 100% | 100% | 100% | 100% | 100% | 100% |  | Utility Specific | 0 | C&I Refrigeration | 22.6% | 27.3% | 23.3% | 26.8% | Utility Specific |  | 0.0002 | 0 | 0% | 0% | 0% | 0% | Utility Specific | [6 empty] | 0 | 0
C - Commercial & Industrial | C3 - Municipal Energy Solutions | C3a - Muni Retrofit | Demand Control Ventilation | EC3a024 | HVAC | Project | 0 | 10 |  |  |  | 0 | 0% | 0% | 0% | 100% | 100% | 100% | 100% | 100% | 100% |  | Utility Specific | 0 | C&I Heating & Cooling | 26.4% | 16.6% | 34.9% | 22.1% | Utility Specific |  | 0.0016 | 0 | 82% | 5% | 82% | 82% | Utility Specific | NG - C&I Gas Heat | [5 empty] | 0 | 0
C - Commercial & Industrial | C3 - Municipal Energy Solutions | C3a - Muni Retrofit | Door Heater Controls | EC3a025 | Refrigeration | Project | 0 | 10 |  |  |  | 0 | 0% | 0% | 0% | 100% | 100% | 100% | 100% | 100% | 100% |  | Utility Specific | 0 | C&I Refrigeration | 22.6% | 27.3% | 23.3% | 26.8% | Utility Specific |  | 0.0002 | 0 | 90% | 90% | 90% | 90% | Utility Specific | [6 empty] | 0 | 0
C - Commercial & Industrial | C3 - Municipal Energy Solutions | C3a - Muni Retrofit | Dual Enthalpy Economizer Controls (DEEC) | EC3a026 | HVAC | Project | 0 | 10 |  |  |  | 0 | 0% | 0% | 0% | 100% | 100% | 100% | 100% | 100% | 100% |  | Utility Specific | 0 | C&I Heating & Cooling | 26.4% | 16.6% | 34.9% | 22.1% | Utility Specific |  | 0.0016 | 0 | 34.2% | 0% | 34.2% | 34.2% | Utility Specific | [6 empty] | 0 | 0
C - Commercial & Industrial | C3 - Municipal Energy Solutions | C3a - Muni Retrofit | Duct Insulation, Electric | EC3a027 | HVAC | Project | 0 | 20 |  |  |  | 0 | 0% | 0% | 0% | 100% | 100% | 100% | 100% | 100% | 100% |  | Utility Specific | 0 | Weighted HVAC - Multi-family | 23.21% | 27.86% | 25.2% | 23.73% | Utility Specific |  | 0.00084647 | 0 | 35% | 0% | 35% | 35% | Utility Specific | [6 empty] | 0 | 0
C - Commercial & Industrial | C3 - Municipal Energy Solutions | C3a - Muni Retrofit | Duct Insulation, Gas | EC3a028 | HVAC | Project | 0 | 20 |  |  |  | 0 | 0% | 0% | 0% | 100% | 100% | 100% | 100% | 100% | 100% |  | Utility Specific | 0 | Non-Electric Measures | 0% | 0% | 0% | 0% | Utility Specific |  | 0 | 0 | 0% | 0% | 0% | 0% | Utility Specific | NG - C&I Gas Heat | [5 empty] | 0 | 0
C - Commercial & Industrial | C3 - Municipal Energy Solutions | C3a - Muni Retrofit | Duct Insulation, Oil | EC3a029 | HVAC | Project | 0 | 20 |  |  |  | 0 | 0% | 0% | 0% | 100% | 100% | 100% | 100% | 100% | 100% |  | Utility Specific | 0 | Non-Electric Measures | 0% | 0% | 0% | 0% | Utility Specific |  | 0 | 0 | 0% | 0% | 0% | 0% | Utility Specific | Fuel Oil - Com Fuel | [5 empty] | 0 | 0
C - Commercial & Industrial | C3 - Municipal Energy Solutions | C3a - Muni Retrofit | Duct Insulation, Propane | EC3a030 | HVAC | Project | 0 | 20 |  |  |  | 0 | 0% | 0% | 0% | 100% | 100% | 100% | 100% | 100% | 100% |  | Utility Specific | 0 | Non-Electric Measures | 0% | 0% | 0% | 0% | Utility Specific |  | 0 | 0 | 0% | 0% | 0% | 0% | Utility Specific | Propane | [5 empty] | 0 | 0
C - Commercial & Industrial | C3 - Municipal Energy Solutions | C3a - Muni Retrofit | Duct Sealing, Electric | EC3a031 | HVAC | Project | 0 | 20 |  |  |  | 0 | 0% | 0% | 0% | 100% | 100% | 100% | 100% | 100% | 100% |  | Utility Specific | 0 | Weighted HVAC - Multi-family | 23.21% | 27.86% | 25.2% | 23.73% | Utility Specific |  | 0.00084647 | 0 | 35% | 0% | 35% | 35% | Utility Specific | [6 empty] | 0 | 0
C - Commercial & Industrial | C3 - Municipal Energy Solutions | C3a - Muni Retrofit | Duct Sealing, Gas | EC3a032 | HVAC | Project | 0 | 20 |  |  |  | 0 | 0% | 0% | 0% | 100% | 100% | 100% | 100% | 100% | 100% |  | Utility Specific | 0 | Non-Electric Measures | 0% | 0% | 0% | 0% | Utility Specific |  | 0 | 0 | 0% | 0% | 0% | 0% | Utility Specific | NG - C&I Gas Heat | [5 empty] | 0 | 0
C - Commercial & Industrial | C3 - Municipal Energy Solutions | C3a - Muni Retrofit | Duct Sealing, Oil | EC3a033 | HVAC | Project | 0 | 20 |  |  |  | 0 | 0% | 0% | 0% | 100% | 100% | 100% | 100% | 100% | 100% |  | Utility Specific | 0 | Non-Electric Measures | 0% | 0% | 0% | 0% | Utility Specific |  | 0 | 0 | 0% | 0% | 0% | 0% | Utility Specific | Fuel Oil - Com Fuel | [5 empty] | 0 | 0
C - Commercial & Industrial | C3 - Municipal Energy Solutions | C3a - Muni Retrofit | Duct Sealing, Propane | EC3a034 | HVAC | Project | 0 | 20 |  |  |  | 0 | 0% | 0% | 0% | 100% | 100% | 100% | 100% | 100% | 100% |  | Utility Specific | 0 | Non-Electric Measures | 0% | 0% | 0% | 0% | Utility Specific |  | 0 | 0 | 0% | 0% | 0% | 0% | Utility Specific | Propane | [5 empty] | 0 | 0
C - Commercial & Industrial | C3 - Municipal Energy Solutions | C3a - Muni Retrofit | Ductless Mini Split Heat Pump | EC3a035 | HVAC | Project | 0 | 20 | 800 | 600 |  | 200 | 0% | 0% | 0% | 100% | 100% | 100% | 100% | 100% | 100% |  | Utility Specific | 2579.12 | C&I Heating & Cooling | 26.4% | 16.6% | 34.9% | 22.1% | Utility Specific |  | 0.0016 | 4.1266 | 34.2% | 0% | 34.2% | 34.2% | Utility Specific | [6 empty] | 0 | 0
C - Commercial & Industrial | C3 - Municipal Energy Solutions | C3a - Muni Retrofit | ECM Evaporator Fan Motors for Walk-in Cooler/Freezer | EC3a036 | Refrigeration | Project | 0 | 15 |  |  |  | 0 | 0% | 0% | 0% | 100% | 100% | 100% | 100% | 100% | 100% |  | Utility Specific | 0 | C&I Refrigeration | 22.6% | 27.3% | 23.3% | 26.8% | Utility Specific |  | 0.0002 | 0 | 90% | 90% | 90% | 90% | Utility Specific | [6 empty] | 0 | 0
C - Commercial & Industrial | C3 - Municipal Energy Solutions | C3a - Muni Retrofit | Electronic Defrost Control | EC3a037 | Refrigeration | Project | 0 | 10 |  |  |  | 0 | 0% | 0% | 0% | 100% | 100% | 100% | 100% | 100% | 100% |  | Utility Specific | 0 | C&I Refrigeration | 22.6% | 27.3% | 23.3% | 26.8% | Utility Specific |  | 0.0002 | 0 | 90% | 90% | 90% | 90% | Utility Specific | [6 empty] | 0 | 0
C - Commercial & Industrial | C3 - Municipal Energy Solutions | C3a - Muni Retrofit | Energy Management System, Electric | EC3a038 | HVAC | Project | 1 | 10 | 13244.1714 | 4635.46 |  | 8608.7114 | 0% | 0% | 0% | 100% | 100% | 90% | 100% | 100% | 87% |  | Utility Specific | 4606.8 | C&I Heating & Cooling | 26.4% | 16.6% | 34.9% | 22.1% | Utility Specific |  | 0.0016 | 7.3709 | 95% | 100% | 95% | 95% | Utility Specific | [6 empty] | 0 | 0
C - Commercial & Industrial | C3 - Municipal Energy Solutions | C3a - Muni Retrofit | Energy Star Wifi Thermostat, Electric | EC3a039 | HVAC | Thermostat | 0 | 15 |  |  |  | 0 | 0% | 0% | 0% | 100% | 100% | 100% | 100% | 100% | 100% |  | Deemed | 160.9 | Central Air Conditioner/Heat Pump (Cooling) | 6.595% | 3.846% | 47.32% | 42.24% | Utility Specific |  | 0.0015937 | 0.25643 | 34.6% | 0% | 34.6% | 34.6% | Deemed | [6 empty] | 0 | 0
C - Commercial & Industrial | C3 - Municipal Energy Solutions | C3a - Muni Retrofit | Energy Star Wifi Thermostat, Gas | EC3a040 | HVAC | Thermostat | 0 | 15 |  |  |  | 0 | 0% | 0% | 0% | 100% | 100% | 100% | 100% | 100% | 100% |  | Deemed | 0 | Central Air Conditioner/Heat Pump (Cooling) | 6.595% | 3.846% | 47.32% | 42.24% | Utility Specific |  | 0.0015937 | 0 | 34.6% | 0% | 34.6% | 34.6% | Deemed | NG - C&I Gas Heat | 3.11 |  |  |  |  | 0 | 0
C - Commercial & Industrial | C3 - Municipal Energy Solutions | C3a - Muni Retrofit | Energy Star Wifi Thermostat, Oil | EC3a041 | HVAC | Thermostat | 0 | 15 |  |  |  | 0 | 0% | 0% | 0% | 100% | 100% | 100% | 100% | 100% | 100% |  | Deemed | 0 | Central Air Conditioner/Heat Pump (Cooling) | 6.595% | 3.846% | 47.32% | 42.24% | Utility Specific |  | 0.0015937 | 0 | 34.6% | 0% | 34.6% | 34.6% | Deemed | Fuel Oil - Com Fuel | 3.11 |  |  |  |  | 0 | 0
C - Commercial & Industrial | C3 - Municipal Energy Solutions | C3a - Muni Retrofit | Energy Star Wifi Thermostat, Propane | EC3a042 | HVAC | Thermostat | 0 | 15 |  |  |  | 0 | 0% | 0% | 0% | 100% | 100% | 100% | 100% | 100% | 100% |  | Deemed | 0 | Central Air Conditioner/Heat Pump (Cooling) | 6.595% | 3.846% | 47.32% | 42.24% | Utility Specific |  | 0.0015937 | 0 | 34.6% | 0% | 34.6% | 34.6% | Deemed | Propane | 3.11 |  |  |  |  | 0 | 0
C - Commercial & Industrial | C3 - Municipal Energy Solutions | C3a - Muni Retrofit | Evaporator Fan Control | EC3a043 | Refrigeration | Project | 0 | 10 |  |  |  | 0 | 0% | 0% | 0% | 100% | 100% | 100% | 100% | 100% | 100% |  | Utility Specific | 0 | C&I Refrigeration | 22.6% | 27.3% | 23.3% | 26.8% | Utility Specific |  | 0.0002 | 0 | 100% | 100% | 100% | 100% | Utility Specific | [6 empty] | 0 | 0
C - Commercial & Industrial | C3 - Municipal Energy Solutions | C3a - Muni Retrofit | Faucet Aerator, Electric | EC3a044 | Hot Water | Aerator | 0 | 10 |  |  |  | 0 | 0% | 0% | 0% | 100% | 100% | 100% | 100% | 100% | 100% |  | Deemed | 309 | Water Heater - Electric | 41.52% | 31.39% | 15.22% | 11.88% | Deemed | 0.01 | 0.00024338 | 0.01 | 31.2% | 80.8% | 31.2% | 31.2% | Deemed | [6 empty] | 0 | 5460
C - Commercial & Industrial | C3 - Municipal Energy Solutions | C3a - Muni Retrofit | Faucet Aerator, Gas | EC3a045 | Hot Water | Aerator | 0 | 10 |  |  |  | 0 | 0% | 0% | 0% | 100% | 100% | 100% | 100% | 100% | 100% |  | Deemed | 0 | Non-Electric Measures | 0% | 0% | 0% | 0% | Deemed |  | 0 | 0 | 0% | 0% | 0% | 0% | Deemed | NG - C&I Gas All | 1.7 |  |  |  |  | 0 | 5460
C - Commercial & Industrial | C3 - Municipal Energy Solutions | C3a - Muni Retrofit | Faucet Aerator, Oil | EC3a046 | Hot Water | Aerator | 0 | 10 |  |  |  | 0 | 0% | 0% | 0% | 100% | 100% | 100% | 100% | 100% | 100% |  | Deemed | 0 | Non-Electric Measures | 0% | 0% | 0% | 0% | Deemed |  | 0 | 0 | 0% | 0% | 0% | 0% | Deemed | Fuel Oil - Com Fuel | 1.7 |  |  |  |  | 0 | 5460
C - Commercial & Industrial | C3 - Municipal Energy Solutions | C3a - Muni Retrofit | Faucet Aerator, Propane | EC3a047 | Hot Water | Aerator | 0 | 10 |  |  |  | 0 | 0% | 0% | 0% | 100% | 100% | 100% | 100% | 100% | 100% |  | Deemed | 0 | Non-Electric Measures | 0% | 0% | 0% | 0% | Deemed |  | 0 | 0 | 0% | 0% | 0% | 0% | Deemed | Propane | 1.7 |  |  |  |  | 0 | 5460
C - Commercial & Industrial | C3 - Municipal Energy Solutions | C3a - Muni Retrofit | Hotel Occupancy Sensor | EC3a050 | HVAC | Sensor | 0 | 10 |  |  |  | 0 | 0% | 0% | 0% | 100% | 100% | 100% | 100% | 100% | 100% |  | Deemed | 438 | C&I Heating & Cooling | 26.4% | 16.6% | 34.9% | 22.1% | Deemed | 0.09 | 0.0016 | 0.09 | 82% | 5% | 82% | 82% | Utility Specific | [6 empty] | 0 | 0
C - Commercial & Industrial | C3 - Municipal Energy Solutions | C3a - Muni Retrofit | Insulation, Electric | EC3a051 | Envelope | Project | 1 | 25 | 448.22 | 336.17 |  | 112.05 | 0% | 0% | 0% | 100% | 100% | 100% | 100% | 100% | 100% |  | Utility Specific | 747.04 | Hardwired Electric Heat | 43.13% | 56.87% | 0% | 0% | Deemed | 0.15 | 0.0007332 | 0.15 | 33.6% | 17.3% | 33.6% | 33.6% | Utility Specific | [6 empty] | 0 | 0
C - Commercial & Industrial | C3 - Municipal Energy Solutions | C3a - Muni Retrofit | Insulation, Gas | EC3a052 | Envelope | Project | 0 | 25 |  |  |  | 0 | 0% | 0% | 0% | 100% | 100% | 100% | 100% | 100% | 100% |  | Utility Specific | 0 | Central Air Conditioner/Heat Pump (Cooling) | 6.595% | 3.846% | 47.32% | 42.24% | Deemed |  | 0.0015937 | 0 | 34.6% | 0% | 34.6% | 34.6% | Utility Specific | NG - C&I Gas Heat | [5 empty] | 0 | 0
C - Commercial & Industrial | C3 - Municipal Energy Solutions | C3a - Muni Retrofit | Insulation, Oil | EC3a053 | Envelope | Project | 0 | 25 | 19500 | 10000 |  | 9500 | 0% | 0% | 0% | 100% | 100% | 100% | 100% | 100% | 100% |  | Utility Specific | 0 | Central Air Conditioner/Heat Pump (Cooling) | 6.595% | 3.846% | 47.32% | 42.24% | Deemed |  | 0.0015937 | 0 | 34.6% | 0% | 34.6% | 34.6% | Utility Specific | Fuel Oil - Com Fuel | [5 empty] | 0 | 0
C - Commercial & Industrial | C3 - Municipal Energy Solutions | C3a - Muni Retrofit | Insulation, Propane | EC3a054 | Envelope | Project | 0 | 25 |  |  |  | 0 | 0% | 0% | 0% | 100% | 100% | 100% | 100% | 100% | 100% |  | Utility Specific | 0 | Central Air Conditioner/Heat Pump (Cooling) | 6.595% | 3.846% | 47.32% | 42.24% | Deemed |  | 0.0015937 | 0 | 34.6% | 0% | 34.6% | 34.6% | Utility Specific | Propane | [5 empty] | 0 | 0
C - Commercial & Industrial | C3 - Municipal Energy Solutions | C3a - Muni Retrofit | Low Pressure Drop Filter | EC3a055 | Compressed Air | Project | 0 | 5 |  |  |  | 0 | 0% | 0% | 0% | 100% | 100% | 100% | 100% | 100% | 100% |  | Utility Specific | 0 | C&I Compressed Air - VFD Compressor | 25.9% | 23.9% | 26.5% | 23.7% | Utility Specific |  | 0.000258 | 0 | 80% | 54% | 80% | 80% | Utility Specific | [6 empty] | 0 | 0
C - Commercial & Industrial | C3 - Municipal Energy Solutions | C3a - Muni Retrofit | Thermostatic Shut-Off Valve, Electric | EC3a056 | Hot Water | Showerhead | 0 | 15 |  |  |  | 0 | 0% | 0% | 0% | 100% | 100% | 100% | 100% | 100% | 100% |  | Deemed | 69 | Water Heater - Electric | 41.52% | 31.39% | 15.22% | 11.88% | Calculated |  | 0.00024338 | 0.016793 | 31.2% | 80.8% | 31.2% | 31.2% | Deemed | [6 empty] | 0 | 558
C - Commercial & Industrial | C3 - Municipal Energy Solutions | C3a - Muni Retrofit | Thermostatic Shut-Off Valve, Gas | EC3a057 | Hot Water | Showerhead | 0 | 15 |  |  |  | 0 | 0% | 0% | 0% | 100% | 100% | 100% | 100% | 100% | 100% |  | Deemed | 0 | Non-Electric Measures | 0% | 0% | 0% | 0% | Utility Specific |  | 0 | 0 | 0% | 0% | 0% | 0% | Deemed | NG - C&I Gas All | 0.33 |  |  |  |  | 0 | 558
C - Commercial & Industrial | C3 - Municipal Energy Solutions | C3a - Muni Retrofit | Thermostatic Shut-Off Valve, Oil | EC3a058 | Hot Water | Showerhead | 0 | 15 |  |  |  | 0 | 0% | 0% | 0% | 100% | 100% | 100% | 100% | 100% | 100% |  | Deemed | 0 | Non-Electric Measures | 0% | 0% | 0% | 0% | Utility Specific |  | 0 | 0 | 0% | 0% | 0% | 0% | Deemed | Fuel Oil - Com Fuel | 0.33 |  |  |  |  | 0 | 558
C - Commercial & Industrial | C3 - Municipal Energy Solutions | C3a - Muni Retrofit | Thermostatic Shut-Off Valve, Propane | EC3a059 | Hot Water | Showerhead | 0 | 15 |  |  |  | 0 | 0% | 0% | 0% | 100% | 100% | 100% | 100% | 100% | 100% |  | Deemed | 0 | Non-Electric Measures | 0% | 0% | 0% | 0% | Utility Specific |  | 0 | 0 | 0% | 0% | 0% | 0% | Deemed | Propane | 0.33 |  |  |  |  | 0 | 558
C - Commercial & Industrial | C3 - Municipal Energy Solutions | C3a - Muni Retrofit | Low-Flow Showerhead, Electric | EC3a060 | Hot Water | Showerhead | 0 | 10 |  |  |  | 0 | 0% | 0% | 0% | 100% | 100% | 100% | 100% | 100% | 100% |  | Deemed | 507 | Water Heater - Electric | 41.52% | 31.39% | 15.22% | 11.88% | Deemed | 0.09 | 0.00024338 | 0.09 | 31.2% | 80.8% | 31.2% | 31.2% | Deemed | [6 empty] | 0 | 7300
C - Commercial & Industrial | C3 - Municipal Energy Solutions | C3a - Muni Retrofit | Low-Flow Showerhead, Gas | EC3a061 | Hot Water | Showerhead | 0 | 10 |  |  |  | 0 | 0% | 0% | 0% | 100% | 100% | 100% | 100% | 100% | 100% |  | Deemed | 0 | Non-Electric Measures | 0% | 0% | 0% | 0% | Utility Specific |  | 0 | 0 | 0% | 0% | 0% | 0% | Deemed | NG - C&I Gas All | 2.65 |  |  |  |  | 0 | 7300
C - Commercial & Industrial | C3 - Municipal Energy Solutions | C3a - Muni Retrofit | Low-Flow Showerhead, Oil | EC3a062 | Hot Water | Showerhead | 0 | 10 |  |  |  | 0 | 0% | 0% | 0% | 100% | 100% | 100% | 100% | 100% | 100% |  | Deemed | 0 | Non-Electric Measures | 0% | 0% | 0% | 0% | Utility Specific |  | 0 | 0 | 0% | 0% | 0% | 0% | Deemed | Fuel Oil - Com Fuel | 2.65 |  |  |  |  | 0 | 7300
C - Commercial & Industrial | C3 - Municipal Energy Solutions | C3a - Muni Retrofit | Low-Flow Showerhead, Propane | EC3a063 | Hot Water | Showerhead | 0 | 10 |  |  |  | 0 | 0% | 0% | 0% | 100% | 100% | 100% | 100% | 100% | 100% |  | Deemed | 0 | Non-Electric Measures | 0% | 0% | 0% | 0% | Utility Specific |  | 0 | 0 | 0% | 0% | 0% | 0% | Deemed | Propane | 2.65 |  |  |  |  | 0 | 7300
C - Commercial & Industrial | C3 - Municipal Energy Solutions | C3a - Muni Retrofit | Motors, Open Drip | EC3a064 | Motors/Drives | Project | 0 | 10 |  |  |  | 0 | 0% | 0% | 0% | 100% | 100% | 100% | 100% | 100% | 100% |  | Utility Specific | 0 | Custom Calculation | 0% | 0% | 0% | 0% | Utility Specific |  | 0 | 0 | 0% | 0% | 0% | 0% | Utility Specific | [6 empty] | 0 | 0
C - Commercial & Industrial | C3 - Municipal Energy Solutions | C3a - Muni Retrofit | Motors, Totally Enclosed Fan Cooled | EC3a065 | Motors/Drives | Project | 0 | 10 |  |  |  | 0 | 0% | 0% | 0% | 100% | 100% | 100% | 100% | 100% | 100% |  | Utility Specific | 0 | C&I Refrigeration | 22.6% | 27.3% | 23.3% | 26.8% | Utility Specific |  | 0.0002 | 0 | 100% | 100% | 100% | 100% | Utility Specific | [6 empty] | 0 | 0
C - Commercial & Industrial | C3 - Municipal Energy Solutions | C3a - Muni Retrofit | Novelty Cooler Shutoff | EC3a066 | Refrigeration | Project | 0 | 10 |  |  |  | 0 | 0% | 0% | 0% | 100% | 100% | 100% | 100% | 100% | 100% |  | Utility Specific | 0 | C&I Refrigeration | 22.6% | 27.3% | 23.3% | 26.8% | Utility Specific |  | 0.0002 | 0 | 90% | 90% | 90% | 90% | Utility Specific | [6 empty] | 0 | 0
C - Commercial & Industrial | C3 - Municipal Energy Solutions | C3a - Muni Retrofit | Pipe Wrap - Heating, Electric | EC3a067 | HVAC | Project | 0 | 15 |  |  |  | 0 | 0% | 0% | 0% | 100% | 100% | 100% | 100% | 100% | 100% |  | Utility Specific | 0 | Hardwired Electric Heat | 43.13% | 56.87% | 0% | 0% | Utility Specific |  | 0.0007332 | 0 | 0% | 43.3% | 0% | 0% | Utility Specific | [6 empty] | 0 | 0
C - Commercial & Industrial | C3 - Municipal Energy Solutions | C3a - Muni Retrofit | Pipe Wrap - Heating, Gas | EC3a068 | HVAC | Project | 0 | 15 |  |  |  | 0 | 0% | 0% | 0% | 100% | 100% | 100% | 100% | 100% | 100% |  | Utility Specific | 0 | Non-Electric Measures | 0% | 0% | 0% | 0% | Utility Specific |  | 0 | 0 | 0% | 0% | 0% | 0% | Utility Specific | NG - C&I Gas Heat | [5 empty] | 0 | 0
C - Commercial & Industrial | C3 - Municipal Energy Solutions | C3a - Muni Retrofit | Pipe Wrap - Heating, Oil | EC3a069 | HVAC | Project | 0 | 15 |  |  |  | 0 | 0% | 0% | 0% | 100% | 100% | 100% | 100% | 100% | 100% |  | Utility Specific | 0 | Non-Electric Measures | 0% | 0% | 0% | 0% | Utility Specific |  | 0 | 0 | 0% | 0% | 0% | 0% | Utility Specific | Fuel Oil - Com Fuel | [5 empty] | 0 | 0
C - Commercial & Industrial | C3 - Municipal Energy Solutions | C3a - Muni Retrofit | Pipe Wrap - Heating, Propane | EC3a070 | HVAC | Project | 0 | 15 |  |  |  | 0 | 0% | 0% | 0% | 100% | 100% | 100% | 100% | 100% | 100% |  | Utility Specific | 0 | Non-Electric Measures | 0% | 0% | 0% | 0% | Utility Specific |  | 0 | 0 | 0% | 0% | 0% | 0% | Utility Specific | Propane | [5 empty] | 0 | 0
C - Commercial & Industrial | C3 - Municipal Energy Solutions | C3a - Muni Retrofit | Pipe Wrap - Hot Water, Electric | EC3a071 | Hot Water | Project | 0 | 15 |  |  |  | 0 | 0% | 0% | 0% | 100% | 100% | 100% | 100% | 100% | 100% |  | Utility Specific | 0 | Water Heater - Electric | 41.52% | 31.39% | 15.22% | 11.88% | Utility Specific |  | 0.00024338 | 0 | 31.2% | 80.8% | 31.2% | 31.2% | Utility Specific | [6 empty] | 0 | 0
C - Commercial & Industrial | C3 - Municipal Energy Solutions | C3a - Muni Retrofit | Pipe Wrap - Hot Water, Gas | EC3a072 | Hot Water | Project | 0 | 15 |  |  |  | 0 | 0% | 0% | 0% | 100% | 100% | 100% | 100% | 100% | 100% |  | Utility Specific | 0 | Non-Electric Measures | 0% | 0% | 0% | 0% | Utility Specific |  | 0 | 0 | 0% | 0% | 0% | 0% | Utility Specific | NG - C&I Gas Heat | [5 empty] | 0 | 0
C - Commercial & Industrial | C3 - Municipal Energy Solutions | C3a - Muni Retrofit | Pipe Wrap - Hot Water, Oil | EC3a073 | Hot Water | Project | 0 | 15 |  |  |  | 0 | 0% | 0% | 0% | 100% | 100% | 100% | 100% | 100% | 100% |  | Utility Specific | 0 | Non-Electric Measures | 0% | 0% | 0% | 0% | Utility Specific |  | 0 | 0 | 0% | 0% | 0% | 0% | Utility Specific | Fuel Oil - Com Fuel | [5 empty] | 0 | 0
C - Commercial & Industrial | C3 - Municipal Energy Solutions | C3a - Muni Retrofit | Pipe Wrap - Hot Water, Propane | EC3a074 | Hot Water | Project | 0 | 15 |  |  |  | 0 | 0% | 0% | 0% | 100% | 100% | 100% | 100% | 100% | 100% |  | Utility Specific | 0 | Non-Electric Measures | 0% | 0% | 0% | 0% | Utility Specific |  | 0 | 0 | 0% | 0% | 0% | 0% | Utility Specific | Propane | [5 empty] | 0 | 0
C - Commercial & Industrial | C3 - Municipal Energy Solutions | C3a - Muni Retrofit | Pre Rinse Spray Valve, Electric | EC3a075 | Hot Water | Valve | 0 | 8 |  |  |  | 0 | 0% | 0% | 0% | 100% | 100% | 100% | 100% | 100% | 100% |  | Utility Specific | 957 | Water Heater - Electric | 41.52% | 31.39% | 15.22% | 11.88% | Utility Specific |  | 0.00024338 | 0.23292 | 52% | 100% | 52% | 52% | Deemed | [6 empty] | 0 | 6410
C - Commercial & Industrial | C3 - Municipal Energy Solutions | C3a - Muni Retrofit | Pre Rinse Spray Valve, Gas | EC3a076 | Hot Water | Project | 0 | 8 |  |  |  | 0 | 0% | 0% | 0% | 100% | 100% | 100% | 100% | 100% | 100% |  | Utility Specific | 0 | Non-Electric Measures | 0% | 0% | 0% | 0% | Utility Specific |  | 0 | 0 | 0% | 0% | 0% | 0% | Deemed | NG - C&I Gas All | 11.43 |  |  |  |  | 0 | 6410
C - Commercial & Industrial | C3 - Municipal Energy Solutions | C3a - Muni Retrofit | Pre Rinse Spray Valve, Oil | EC3a077 | Hot Water | Project | 0 | 8 |  |  |  | 0 | 0% | 0% | 0% | 100% | 100% | 100% | 100% | 100% | 100% |  | Utility Specific | 0 | Non-Electric Measures | 0% | 0% | 0% | 0% | Utility Specific |  | 0 | 0 | 0% | 0% | 0% | 0% | Deemed | Fuel Oil - Com Fuel | 11.43 |  |  |  |  | 0 | 6410
C - Commercial & Industrial | C3 - Municipal Energy Solutions | C3a - Muni Retrofit | Pre Rinse Spray Valve, Propane | EC3a078 | Hot Water | Project | 0 | 8 |  |  |  | 0 | 0% | 0% | 0% | 100% | 100% | 100% | 100% | 100% | 100% |  | Utility Specific | 0 | Non-Electric Measures | 0% | 0% | 0% | 0% | Utility Specific |  | 0 | 0 | 0% | 0% | 0% | 0% | Deemed | Propane | 11.43 |  |  |  |  | 0 | 6410
C - Commercial & Industrial | C3 - Municipal Energy Solutions | C3a - Muni Retrofit | Programmable Thermostat, Electric | EC3a079 | HVAC | Project | 0 | 15 |  |  |  | 0 | 0% | 0% | 0% | 100% | 100% | 100% | 100% | 100% | 100% |  | Utility Specific | 0 | Hardwired Electric Heat | 43.13% | 56.87% | 0% | 0% | Utility Specific |  | 0.0007332 | 0 | 0% | 43.3% | 0% | 0% | Utility Specific | [6 empty] | 0 | 0
C - Commercial & Industrial | C3 - Municipal Energy Solutions | C3a - Muni Retrofit | Programmable Thermostat, Gas | EC3a080 | HVAC | Project | 0 | 15 |  |  |  | 0 | 0% | 0% | 0% | 100% | 100% | 100% | 100% | 100% | 100% |  | Utility Specific | 0 | Central Air Conditioner/Heat Pump (Cooling) | 6.595% | 3.846% | 47.32% | 42.24% | Utility Specific |  | 0.0015937 | 0 | 34.6% | 0% | 34.6% | 34.6% | Utility Specific | NG - C&I Gas Heat | [5 empty] | 0 | 0
C - Commercial & Industrial | C3 - Municipal Energy Solutions | C3a - Muni Retrofit | Programmable Thermostat, Oil | EC3a081 | HVAC | Project | 0 | 15 |  |  |  | 0 | 0% | 0% | 0% | 100% | 100% | 100% | 100% | 100% | 100% |  | Utility Specific | 0 | Central Air Conditioner/Heat Pump (Cooling) | 6.595% | 3.846% | 47.32% | 42.24% | Utility Specific |  | 0.0015937 | 0 | 34.6% | 0% | 34.6% | 34.6% | Utility Specific | Fuel Oil - Com Fuel | [5 empty] | 0 | 0
C - Commercial & Industrial | C3 - Municipal Energy Solutions | C3a - Muni Retrofit | Programmable Thermostat, Propane | EC3a082 | HVAC | Project | 0 | 15 |  |  |  | 0 | 0% | 0% | 0% | 100% | 100% | 100% | 100% | 100% | 100% |  | Utility Specific | 0 | Central Air Conditioner/Heat Pump (Cooling) | 6.595% | 3.846% | 47.32% | 42.24% | Utility Specific |  | 0.0015937 | 0 | 34.6% | 0% | 34.6% | 34.6% | Utility Specific | Propane | [5 empty] | 0 | 0
C - Commercial & Industrial | C3 - Municipal Energy Solutions | C3a - Muni Retrofit | Steam Trap, Electric | EC3a083 | HVAC | Project | 0 | 6 |  |  |  | 0 | 0% | 0% | 0% | 100% | 100% | 100% | 100% | 100% | 100% |  | Utility Specific | 0 | C&I Heating & Cooling | 26.4% | 16.6% | 34.9% | 22.1% | Utility Specific |  | 0.0016 | 0 | 0% | 0% | 0% | 0% | Utility Specific | [6 empty] | 0 | 0
C - Commercial & Industrial | C3 - Municipal Energy Solutions | C3a - Muni Retrofit | Steam Trap, Gas | EC3a084 | HVAC | Project | 0 | 6 |  |  |  | 0 | 0% | 0% | 0% | 100% | 100% | 100% | 100% | 100% | 100% |  | Utility Specific | 0 | Non-Electric Measures | 0% | 0% | 0% | 0% | Utility Specific |  | 0 | 0 | 0% | 0% | 0% | 0% | Utility Specific | NG - C&I Gas Heat | [5 empty] | 0 | 0
C - Commercial & Industrial | C3 - Municipal Energy Solutions | C3a - Muni Retrofit | Steam Trap, Oil | EC3a085 | HVAC | Project | 0 | 6 |  |  |  | 0 | 0% | 0% | 0% | 100% | 100% | 100% | 100% | 100% | 100% |  | Utility Specific | 0 | Non-Electric Measures | 0% | 0% | 0% | 0% | Utility Specific |  | 0 | 0 | 0% | 0% | 0% | 0% | Utility Specific | Fuel Oil - Com Fuel | [5 empty] | 0 | 0
C - Commercial & Industrial | C3 - Municipal Energy Solutions | C3a - Muni Retrofit | Steam Trap, Propane | EC3a086 | HVAC | Project | 0 | 6 |  |  |  | 0 | 0% | 0% | 0% | 100% | 100% | 100% | 100% | 100% | 100% |  | Utility Specific | 0 | Non-Electric Measures | 0% | 0% | 0% | 0% | Utility Specific |  | 0 | 0 | 0% | 0% | 0% | 0% | Utility Specific | Propane | [5 empty] | 0 | 0
C - Commercial & Industrial | C3 - Municipal Energy Solutions | C3a - Muni Retrofit | Variable Frequency Drive | EC3a087 | Motors/Drives | Project | 0 | 15 |  |  |  | 0 | 0% | 0% | 0% | 100% | 100% | 100% | 100% | 100% | 100% |  | Utility Specific | 0 | C&I VFDs (Combined) | 23.7% | 27.2% | 23.8% | 25.3% | Utility Specific |  | 0 | 0 | 100% | 100% | 100% | 100% | Utility Specific | [6 empty] | 0 | 0
C - Commercial & Industrial | C3 - Municipal Energy Solutions | C3a - Muni Retrofit | Variable Frequency Drive with Motor | EC3a088 | Motors/Drives | Project | 0 | 15 |  |  |  | 0 | 0% | 0% | 0% | 100% | 100% | 100% | 100% | 100% | 100% |  | Utility Specific | 0 | C&I VFDs (Combined) | 23.7% | 27.2% | 23.8% | 25.3% | Utility Specific |  | 0 | 0 | 100% | 100% | 100% | 100% | Utility Specific | [6 empty] | 0 | 0
C - Commercial & Industrial | C3 - Municipal Energy Solutions | C3a - Muni Retrofit | Vending Miser | EC3a089 | Refrigeration | Project | 0 | 5 |  |  |  | 0 | 0% | 0% | 0% | 100% | 100% | 100% | 100% | 100% | 100% |  | Utility Specific | 0 | C&I Refrigeration | 22.6% | 27.3% | 23.3% | 26.8% | Utility Specific |  | 0.0002 | 0 | 90% | 90% | 90% | 90% | Utility Specific | [6 empty] | 0 | 0
C - Commercial & Industrial | C3 - Municipal Energy Solutions | C3a - Muni Retrofit | Zero Loss Condensate Drain | EC3a090 | Compressed Air | Project | 0 | 5 |  |  |  | 0 | 0% | 0% | 0% | 100% | 100% | 100% | 100% | 100% | 100% |  | Utility Specific | 0 | C&I Compressed Air - VFD Compressor | 25.9% | 23.9% | 26.5% | 23.7% | Utility Specific |  | 0.000258 | 0 | 80% | 54% | 80% | 80% | Utility Specific | [6 empty] | 0 | 0
C - Commercial & Industrial | C3 - Municipal Energy Solutions | C3a - Muni Retrofit | Induction Cooktop Displacing Electric Resistance | EC3a093 | Food Service | Appliance | 0 | 12 |  |  |  | 0 | 0% | 0% | 0% | 100% | 100% | 100% | 100% | 100% | 100% |  | Deemed | 2488 | C&I Food Services | 32% | 35% | 16% | 17% | Deemed | 0.43 | 0.000192 | 0.43 | 90% | 90% | 90% | 90% | Deemed | [6 empty] | 0 | 0
C - Commercial & Industrial | C3 - Municipal Energy Solutions | C3a - Muni Retrofit | CI Audits - Muni Retro | EC3aAUD | Non-Energy Saving |  | 0 | 1 |  |  |  | 0 | 0% | 0% | 0% | 100% | 0% | 0% | 0% | 0% | 0% |  |  | 0 | Non-Electric Measures | 0% | 0% | 0% | 0% |  |  | 0 | 0 | 0% | 0% | 0% | 0% | [7 empty] | 0 | 0
C - Commercial & Industrial | C3 - Municipal Energy Solutions | C3a - Muni Retrofit | Vendor Fees - Muni Retro | EC3aNES01 | Non-Energy Saving |  | 1 | 1 | 24722.684 | 24722.684 |  | 0 | 0% | 0% | 0% | 100% | 0% | 0% | 0% | 0% | 0% |  |  | 0 | Non-Electric Measures | 0% | 0% | 0% | 0% |  |  | 0 | 0 | 0% | 0% | 0% | 0% | [7 empty] | 0 | 0
C - Commercial & Industrial | C3 - Municipal Energy Solutions | C3a - Muni Retrofit | Vendor Fees - TA Studies - Muni Retro | EC3aNES02 | Non-Energy Saving |  | 0 | 1 |  |  |  | 0 | 0% | 0% | 0% | 100% | 0% | 0% | 0% | 0% | 0% |  |  |  | Non-Electric Measures | 0% | 0% | 0% | 0% |  |  | 0 |  | 0% | 0% | 0% | 0% | [7 empty] | 0
C - Commercial & Industrial | C3 - Municipal Energy Solutions | C3a - Muni Retrofit | [42 empty] | 0
C - Commercial & Industrial | C3 - Municipal Energy Solutions | C3a - Muni Retrofit | [42 empty] | 0
C - Commercial & Industrial | C3 - Municipal Energy Solutions | C3a - Muni Retrofit | [42 empty] | 0
C - Commercial & Industrial | C3 - Municipal Energy Solutions | C3a - Muni Retrofit | [42 empty] | 0
0
C - Commercial & Industrial | C3 - Municipal Energy Solutions | C3b - Muni New Equipment | Custom Muni Compressed Air New | EC3b001 | Compressed Air | Project | 0 |  |  |  |  | 0 | 0% | 0% | 0% | 100% | 100% | 90% | 100% | 100% | 87% |  | Utility Specific | 0 | C&I Compressed Air - VFD Compressor | 13% | 20% | 26% | 41% | Utility Specific |  | 0.000258 | 0 | 100% | 100% | 100% | 100% | Utility Specific | [6 empty] | 0 | 0
C - Commercial & Industrial | C3 - Municipal Energy Solutions | C3b - Muni New Equipment | Custom Muni Hot Water New | EC3b002 | Hot Water | Project | 0 |  |  |  |  | 0 | 0% | 0% | 0% | 100% | 100% | 90% | 100% | 100% | 87% |  | Utility Specific | 0 | C&I Water Heating | 25% | 25% | 25% | 25% | Utility Specific |  | 0.000258 | 0 | 54% | 56% | 54% | 54% | Utility Specific | [6 empty] | 0 | 0
C - Commercial & Industrial | C3 - Municipal Energy Solutions | C3b - Muni New Equipment | Custom Muni HVAC New | EC3b003 | HVAC | Project | 2 | 13.5 | 3748 | 2811 |  | 937 | 0% | 0% | 0% | 100% | 100% | 90% | 100% | 100% | 87% |  | Utility Specific | 8514.02 | Custom Calculation | 72% | 18% | 8% | 2% | Utility Specific | 2.35 | 0 | 2.35 | 100% | 38.54% | 100% | 100% | Utility Specific | Propane | 6.1429 |  |  |  |  | 0 | 0
C - Commercial & Industrial | C3 - Municipal Energy Solutions | C3b - Muni New Equipment | Custom Muni Lighting New - Interior | EC3b004 | Lighting | Project | 0 | 15 |  |  |  | 0 | 11% | 5% | 0% | 94% | 100% | 106.6% | 100% | 100% | 87% |  | Utility Specific | 0 | C&I Interior Lighting - Prescriptive | 30.3% | 17.4% | 34.3% | 18.1% | Calculated |  | 0.0002 | 0 | 80% | 61% | 80% | 80% | Calculated | NG - C&I Gas Heat | 0 | Fuel Oil - Com Fuel | 0 |  |  | 0 | 0
C - Commercial & Industrial | C3 - Municipal Energy Solutions | C3b - Muni New Equipment | Custom Muni Lighting New - Exterior | EC3b085 | Lighting | Project | 0 | 15 |  |  |  | 0 | 11% | 5% | 0% | 94% | 100% | 102.7% | 100% | 100% | 87% |  | Utility Specific | 0 | C&I Exterior Lighting | 20.1% | 31.6% | 19.2% | 29% | Calculated |  | 0.0002 | 0 | 0% | 100% | 0% | 0% | Calculated | [6 empty] | 0 | 0
C - Commercial & Industrial | C3 - Municipal Energy Solutions | C3b - Muni New Equipment | Custom Muni Lighting New - Controls | EC3b086 | Lighting | Project | 0 | 10 | 1413.3333 | 1060 |  | 353.3333 | 11% | 5% | 0% | 94% | 100% | 100% | 100% | 100% | 87% |  | Utility Specific | 5883.03 | C&I Lighting Controls | 31.3% | 19% | 32.1% | 17.7% | Calculated |  | 0.0001 | 0.5883 | 15% | 13% | 15% | 15% | Calculated | NG - C&I Gas Heat | -8.0009 | Fuel Oil - Com Fuel | -16.0018 |  |  | 0 | 0
C - Commercial & Industrial | C3 - Municipal Energy Solutions | C3b - Muni New Equipment | Custom Muni Motors New | EC3b005 | Motors/Drives | Project | 0 |  |  |  |  | 0 | 0% | 0% | 0% | 100% | 100% | 90% | 100% | 100% | 87% |  | Utility Specific | 0 | Custom Calculation | 23% | 8% | 52% | 17% | Utility Specific |  | 0 | 0 | 95% | 80% | 95% | 95% | Utility Specific | [6 empty] | 0 | 0
C - Commercial & Industrial | C3 - Municipal Energy Solutions | C3b - Muni New Equipment | Custom Muni Process New | EC3b006 | Process | Project | 0 |  |  |  |  | 0 | 0% | 0% | 0% | 100% | 100% | 90% | 100% | 100% | 87% |  | Utility Specific | 0 | C&I Process | 49% | 13% | 29% | 9% | Utility Specific |  | 0.000725 | 0 | 95% | 45% | 95% | 95% | Utility Specific | [6 empty] | 0 | 0
C - Commercial & Industrial | C3 - Municipal Energy Solutions | C3b - Muni New Equipment | Custom Muni Refrigeration New | EC3b007 | Refrigeration | Project | 0 |  |  |  |  | 0 | 0% | 0% | 0% | 100% | 100% | 90% | 100% | 100% | 87% |  | Utility Specific | 0 | C&I Refrigeration | 22.6% | 27.3% | 23.3% | 26.8% | Utility Specific |  | 0.0002 | 0 | 80% | 80% | 80% | 80% | Utility Specific | [6 empty] | 0 | 0
C - Commercial & Industrial | C3 - Municipal Energy Solutions | C3b - Muni New Equipment | Custom Muni Other New | EC3b008 | Custom Measures | Project | 0 | 25 | 60 | 27 |  | 33 | 0% | 0% | 0% | 100% | 100% | 90% | 100% | 100% | 87% |  | Utility Specific | 60 | Custom Calculation | 25.76% | 40.82% | 12.93% | 20.49% | Utility Specific | 0.006 | 0 | 0.006 | 47.6% | 42.8% | 47.6% | 47.6% | Utility Specific | [6 empty] | 0 | 0
C - Commercial & Industrial | C3 - Municipal Energy Solutions | C3b - Muni New Equipment | Custom Muni Comprehensive Design | EC3b087 | Custom Measures | Project | 0 |  |  |  |  | 0 | 0% | 0% | 0% | 100% | 100% | 90% | 100% | 100% | 87% |  | Utility Specific | 0 | Custom Calculation | 72% | 18% | 8% | 2% | Utility Specific |  | 0 | 0 | 100% | 100% | 100% | 100% | Utility Specific | [6 empty] | 0 | 0
C - Commercial & Industrial | C3 - Municipal Energy Solutions | C3b - Muni New Equipment | Daylight Dimming | EC3b009 | Lighting | Project | 0 | 10 |  |  |  | 0 | 11% | 5% | 0% | 94% | 100% | 100% | 100% | 100% | 100% |  | Utility Specific | 0 | C&I Lighting Controls | 31.3% | 19% | 32.1% | 17.7% | Calculated |  | 0.0001 | 0 | 17% | 13% | 17% | 17% | Calculated | NG - C&I Gas Heat | 0 | Fuel Oil - Com Fuel | 0 |  |  | 0 | 0
C - Commercial & Industrial | C3 - Municipal Energy Solutions | C3b - Muni New Equipment | Performance Lighting - Exterior w/ Controls | EC3b010 | Lighting | Project | 0 | 15 |  |  |  | 0 | 11% | 5% | 0% | 94% | 100% | 102.7% | 100% | 100% | 100% |  | Utility Specific | 0 | C&I Exterior Lighting | 20.1% | 31.6% | 19.2% | 29% | Calculated |  | 0.0002 | 0 | 0% | 100% | 0% | 0% | Calculated | [6 empty] | 0 | 0
C - Commercial & Industrial | C3 - Municipal Energy Solutions | C3b - Muni New Equipment | Performance Lighting - Exterior w/o Controls | EC3b011 | Lighting | Project | 2 | 15 | 1141.8667 | 856.4 |  | 285.4667 | 11% | 5% | 0% | 94% | 100% | 102.7% | 100% | 100% | 100% |  | Utility Specific | 3871.3538 | C&I Exterior Lighting | 20.1% | 31.6% | 19.2% | 29% | Calculated |  | 0.0002 | 0.77427 | 0% | 100% | 0% | 0% | Calculated | [6 empty] | 0 | 0
C - Commercial & Industrial | C3 - Municipal Energy Solutions | C3b - Muni New Equipment | Performance Lighting - Interior w/ Controls | EC3b012 | Lighting | Project | 1.2381 | 15 | 5934.6667 | 4451 |  | 1483.6667 | 11% | 5% | 0% | 94% | 100% | 106.6% | 100% | 113.5% | 100% |  | Utility Specific | 19084.5525 | C&I Interior Lighting - Prescriptive | 30.3% | 17.4% | 34.3% | 18.1% | Calculated |  | 0.0002 | 3.8169 | 50.4% | 38.9% | 50.4% | 50.4% | Calculated | NG - C&I Gas Heat | -1.0323 | Fuel Oil - Com Fuel | -2.0647 |  |  | 0 | 0
C - Commercial & Industrial | C3 - Municipal Energy Solutions | C3b - Muni New Equipment | Performance Lighting - Interior w/o Controls | EC3b013 | Lighting | Project | 1.0029 | 15 | 93.3333 | 70 |  | 23.3333 | 11% | 5% | 0% | 94% | 100% | 106.6% | 100% | 113.5% | 100% |  | Utility Specific | 173.3775 | C&I Interior Lighting - Prescriptive | 30.3% | 17.4% | 34.3% | 18.1% | Calculated |  | 0.0002 | 0.034675 | 50.4% | 38.9% | 50.4% | 50.4% | Calculated | NG - C&I Gas Heat | -0.0093785 | Fuel Oil - Com Fuel | -0.018757 |  |  | 0 | 0
C - Commercial & Industrial | C3 - Municipal Energy Solutions | C3b - Muni New Equipment | Lighting Occupancy Sensors | EC3b014 | Lighting | Project | 0 | 10 |  |  |  | 0 | 11% | 5% | 0% | 94% | 100% | 100% | 100% | 100% | 100% |  | Utility Specific | 0 | C&I Lighting Controls | 31.3% | 19% | 32.1% | 17.7% | Calculated |  | 0.0001 | 0 | 18% | 13% | 18% | 18% | Calculated | NG - C&I Gas Heat | 0 | Fuel Oil - Com Fuel | 0 |  |  | 0 | 0
C - Commercial & Industrial | C3 - Municipal Energy Solutions | C3b - Muni New Equipment | Advanced Power Strip | EC3b015 | Process | Project | 0 | 5 |  |  |  | 0 | 0% | 0% | 0% | 100% | 100% | 100% | 100% | 100% | 100% |  | Utility Specific | 0 | Primary TV and Peripherals | 32.24% | 34.78% | 15.36% | 17.62% | Utility Specific |  | 0.00018311 | 0 | 58.2% | 86.3% | 58.2% | 58.2% | Utility Specific | [6 empty] | 0 | 0
C - Commercial & Industrial | C3 - Municipal Energy Solutions | C3b - Muni New Equipment | Air Compressor | EC3b016 | Compressed Air | Project | 0 | 15 |  |  |  | 0 | 0% | 0% | 0% | 100% | 100% | 100% | 100% | 100% | 100% |  | Utility Specific | 0 | C&I Compressed Air - VFD Compressor | 25.9% | 23.9% | 26.5% | 23.7% | Utility Specific |  | 0.000258 | 0 | 117% | 98% | 117% | 117% | Utility Specific | [6 empty] | 0 | 0
C - Commercial & Industrial | C3 - Municipal Energy Solutions | C3b - Muni New Equipment | Air Nozzle | EC3b017 | Compressed Air | Project | 0 | 13 |  |  |  | 0 | 0% | 0% | 0% | 100% | 100% | 100% | 100% | 100% | 100% |  | Utility Specific | 0 | C&I Compressed Air - VFD Compressor | 25.9% | 23.9% | 26.5% | 23.7% | Utility Specific |  | 0.000258 | 0 | 80% | 54% | 80% | 80% | Utility Specific | [6 empty] | 0 | 0
C - Commercial & Industrial | C3 - Municipal Energy Solutions | C3b - Muni New Equipment | Boiler 1000 to 1700 MBH 90 AFUE, Oil | EC3b018 | HVAC | Project | 0 | 25 |  |  |  | 0 | 0% | 0% | 0% | 100% | 100% | 100% | 100% | 100% | 100% |  | Utility Specific | 0 | Non-Electric Measures | 0% | 0% | 0% | 0% | Utility Specific |  | 0 | 0 | 0% | 0% | 0% | 0% | Utility Specific | Fuel Oil - Com Fuel | [5 empty] | 0 | 0
C - Commercial & Industrial | C3 - Municipal Energy Solutions | C3b - Muni New Equipment | Boiler 1000 to 1700 MBH 90 AFUE, Propane | EC3b019 | HVAC | Project | 0 | 25 |  |  |  | 0 | 0% | 0% | 0% | 100% | 100% | 100% | 100% | 100% | 100% |  | Utility Specific | 0 | Non-Electric Measures | 0% | 0% | 0% | 0% | Utility Specific |  | 0 | 0 | 0% | 0% | 0% | 0% | Utility Specific | Propane | [5 empty] | 0 | 0
C - Commercial & Industrial | C3 - Municipal Energy Solutions | C3b - Muni New Equipment | Boiler 1701 to 2000 MBH 85 AFUE, Oil | EC3b020 | HVAC | Project | 0 | 25 |  |  |  | 0 | 0% | 0% | 0% | 100% | 100% | 100% | 100% | 100% | 100% |  | Utility Specific | 0 | Non-Electric Measures | 0% | 0% | 0% | 0% | Utility Specific |  | 0 | 0 | 0% | 0% | 0% | 0% | Utility Specific | Fuel Oil - Com Fuel | [5 empty] | 0 | 0
C - Commercial & Industrial | C3 - Municipal Energy Solutions | C3b - Muni New Equipment | Boiler 1701 to 2000 MBH 90 AFUE, Propane | EC3b021 | HVAC | Project | 0 | 25 |  |  |  | 0 | 0% | 0% | 0% | 100% | 100% | 100% | 100% | 100% | 100% |  | Utility Specific | 0 | Non-Electric Measures | 0% | 0% | 0% | 0% | Utility Specific |  | 0 | 0 | 0% | 0% | 0% | 0% | Utility Specific | Propane | [5 empty] | 0 | 0
C - Commercial & Industrial | C3 - Municipal Energy Solutions | C3b - Muni New Equipment | Boiler 301 to 499 MBH 85 AFUE, Oil | EC3b022 | HVAC | Project | 0 | 25 |  |  |  | 0 | 0% | 0% | 0% | 100% | 100% | 100% | 100% | 100% | 100% |  | Utility Specific | 0 | Non-Electric Measures | 0% | 0% | 0% | 0% | Utility Specific |  | 0 | 0 | 0% | 0% | 0% | 0% | Utility Specific | Fuel Oil - Com Fuel | [5 empty] | 0 | 0
C - Commercial & Industrial | C3 - Municipal Energy Solutions | C3b - Muni New Equipment | Boiler 301 to 499 MBH 90 AFUE, Propane | EC3b023 | HVAC | Project | 0 | 25 |  |  |  | 0 | 0% | 0% | 0% | 100% | 100% | 100% | 100% | 100% | 100% |  | Utility Specific | 0 | Non-Electric Measures | 0% | 0% | 0% | 0% | Utility Specific |  | 0 | 0 | 0% | 0% | 0% | 0% | Utility Specific | Propane | [5 empty] | 0 | 0
C - Commercial & Industrial | C3 - Municipal Energy Solutions | C3b - Muni New Equipment | Boiler 500 to 999 MBH 85 AFUE, Oil | EC3b024 | HVAC | Project | 0 | 25 |  |  |  | 0 | 0% | 0% | 0% | 100% | 100% | 100% | 100% | 100% | 100% |  | Utility Specific | 0 | Non-Electric Measures | 0% | 0% | 0% | 0% | Utility Specific |  | 0 | 0 | 0% | 0% | 0% | 0% | Utility Specific | Fuel Oil - Com Fuel | [5 empty] | 0 | 0
C - Commercial & Industrial | C3 - Municipal Energy Solutions | C3b - Muni New Equipment | Boiler 500 to 999 MBH 90 AFUE, Propane | EC3b025 | HVAC | Project | 0 | 25 |  |  |  | 0 | 0% | 0% | 0% | 100% | 100% | 100% | 100% | 100% | 100% |  | Utility Specific | 0 | Non-Electric Measures | 0% | 0% | 0% | 0% | Utility Specific |  | 0 | 0 | 0% | 0% | 0% | 0% | Utility Specific | Propane | [5 empty] | 0 | 0
C - Commercial & Industrial | C3 - Municipal Energy Solutions | C3b - Muni New Equipment | Boiler to 300 MBH 85 AFUE, Oil | EC3b026 | HVAC | Project | 0 | 25 |  |  |  | 0 | 0% | 0% | 0% | 100% | 100% | 100% | 100% | 100% | 100% |  | Utility Specific | 0 | Non-Electric Measures | 0% | 0% | 0% | 0% | Utility Specific |  | 0 | 0 | 0% | 0% | 0% | 0% | Utility Specific | Fuel Oil - Com Fuel | [5 empty] | 0 | 0
C - Commercial & Industrial | C3 - Municipal Energy Solutions | C3b - Muni New Equipment | Boiler to 300 MBH 87 AFUE, Oil | EC3b027 | HVAC | Project | 0 | 25 |  |  |  | 0 | 0% | 0% | 0% | 100% | 100% | 100% | 100% | 100% | 100% |  | Utility Specific | 0 | Non-Electric Measures | 0% | 0% | 0% | 0% | Utility Specific |  | 0 | 0 | 0% | 0% | 0% | 0% | Utility Specific | Fuel Oil - Com Fuel | [5 empty] | 0 | 0
C - Commercial & Industrial | C3 - Municipal Energy Solutions | C3b - Muni New Equipment | Boiler to 300 MBH 90 AFUE, Propane | EC3b028 | HVAC | Project | 0 | 25 |  |  |  | 0 | 0% | 0% | 0% | 100% | 100% | 100% | 100% | 100% | 100% |  | Utility Specific | 0 | Non-Electric Measures | 0% | 0% | 0% | 0% | Utility Specific |  | 0 | 0 | 0% | 0% | 0% | 0% | Utility Specific | Propane | [5 empty] | 0 | 0
C - Commercial & Industrial | C3 - Municipal Energy Solutions | C3b - Muni New Equipment | Boiler to 300 MBH 95 AFUE, Propane | EC3b029 | HVAC | Project | 2 | 25 | 3479 | 1500 |  | 1979 | 0% | 0% | 0% | 100% | 100% | 100% | 100% | 100% | 100% |  | Utility Specific | 0 | Non-Electric Measures | 0% | 0% | 0% | 0% | Utility Specific |  | 0 | 0 | 0% | 0% | 0% | 0% | Utility Specific | Propane | 14.7 |  |  |  |  | 0 | 0
C - Commercial & Industrial | C3 - Municipal Energy Solutions | C3b - Muni New Equipment | Circulator Pump | EC3b030 | HVAC | Project | 1 | 20 | 266.67 | 200 |  | 66.67 | 0% | 0% | 0% | 100% | 100% | 100% | 100% | 100% | 100% |  | Utility Specific | 2960.55 | C&I Heating & Cooling | 26.4% | 16.6% | 34.9% | 22.1% | Utility Specific | 0.31 | 0.0016 | 0.31 | 82% | 5% | 82% | 82% | Utility Specific | [6 empty] | 0 | 0
C - Commercial & Industrial | C3 - Municipal Energy Solutions | C3b - Muni New Equipment | Combination Oven, Electric | EC3b031 | Food Service | Appliance | 0 | 12 |  |  |  | 0 | 0% | 0% | 0% | 100% | 100% | 100% | 100% | 100% | 100% |  | Deemed | 6368 | C&I Food Services | 32% | 35% | 16% | 17% | Deemed | 1.45 | 0.000192 | 1.45 | 90% | 90% | 90% | 90% | Utility Specific | [6 empty] | 0 | 0
C - Commercial & Industrial | C3 - Municipal Energy Solutions | C3b - Muni New Equipment | Compressor Storage | EC3b032 | Compressed Air | Project | 0 | 17 |  |  |  | 0 | 0% | 0% | 0% | 100% | 100% | 100% | 100% | 100% | 100% |  | Utility Specific | 0 | C&I Compressed Air - VFD Compressor | 25.9% | 23.9% | 26.5% | 23.7% | Utility Specific |  | 0.000258 | 0 | 117% | 98% | 117% | 117% | Utility Specific | [6 empty] | 0 | 0
C - Commercial & Industrial | C3 - Municipal Energy Solutions | C3b - Muni New Equipment | Condensing Unit Heater up to 300 MBH, Oil | EC3b033 | HVAC | Project | 0 | 18 |  |  |  | 0 | 0% | 0% | 0% | 100% | 100% | 100% | 100% | 100% | 100% |  | Utility Specific | 0 | Non-Electric Measures | 0% | 0% | 0% | 0% | Utility Specific |  | 0 | 0 | 0% | 0% | 0% | 0% | Deemed | Fuel Oil - Com Fuel | 40.9 |  |  |  |  | 0 | 0
C - Commercial & Industrial | C3 - Municipal Energy Solutions | C3b - Muni New Equipment | Condensing Unit Heater up to 300 MBH, Propane | EC3b034 | HVAC | Project | 0 | 18 | 2340 | 750 |  | 1590 | 0% | 0% | 0% | 100% | 100% | 100% | 100% | 100% | 100% |  | Utility Specific | 0 | Non-Electric Measures | 0% | 0% | 0% | 0% | Utility Specific |  | 0 | 0 | 0% | 0% | 0% | 0% | Deemed | Propane | 40.9 |  |  |  |  | 0 | 0
C - Commercial & Industrial | C3 - Municipal Energy Solutions | C3b - Muni New Equipment | Convection Oven, Electric | EC3b035 | Food Service | Appliance | 0 | 12 |  |  |  | 0 | 0% | 0% | 0% | 100% | 100% | 100% | 100% | 100% | 100% |  | Deemed | 2001 | C&I Food Services | 32% | 35% | 16% | 17% | Deemed | 0.46 | 0.000192 | 0.46 | 90% | 90% | 90% | 90% | Utility Specific | [6 empty] | 0 | 0
C - Commercial & Industrial | C3 - Municipal Energy Solutions | C3b - Muni New Equipment | Dishwasher - High Temp Door Type | EC3b036 | Food Service | Appliance | 0 | 13 |  |  |  | 0 | 0% | 0% | 0% | 100% | 100% | 100% | 100% | 100% | 100% |  | Deemed | 11897 | C&I Food Services | 32% | 35% | 16% | 17% | Deemed | 1.81 | 0.000192 | 1.81 | 90% | 90% | 90% | 90% | Utility Specific | [6 empty] | 0 | 40880
C - Commercial & Industrial | C3 - Municipal Energy Solutions | C3b - Muni New Equipment | Dishwasher - High Temp Multi Tank Conveyor | EC3b037 | Food Service | Appliance | 0 | 13 |  |  |  | 0 | 0% | 0% | 0% | 100% | 100% | 100% | 100% | 100% | 100% |  | Deemed | 45074 | C&I Food Services | 32% | 35% | 16% | 17% | Deemed | 6.86 | 0.000192 | 6.86 | 90% | 90% | 90% | 90% | Utility Specific | [6 empty] | 0 | 94170
C - Commercial & Industrial | C3 - Municipal Energy Solutions | C3b - Muni New Equipment | Dishwasher - High Temp Pot, Pan, Utensil | EC3b038 | Food Service | Appliance | 0 | 13 |  |  |  | 0 | 0% | 0% | 0% | 100% | 100% | 100% | 100% | 100% | 100% |  | Deemed | 10979 | C&I Food Services | 32% | 35% | 16% | 17% | Deemed | 1.67 | 0.000192 | 1.67 | 90% | 90% | 90% | 90% | Utility Specific | [6 empty] | 0 | 8760
C - Commercial & Industrial | C3 - Municipal Energy Solutions | C3b - Muni New Equipment | Dishwasher - High Temp Single Tank Conveyor | EC3b039 | Food Service | Appliance | 0 | 13 |  |  |  | 0 | 0% | 0% | 0% | 100% | 100% | 100% | 100% | 100% | 100% |  | Deemed | 10204 | C&I Food Services | 32% | 35% | 16% | 17% | Deemed | 1.55 | 0.000192 | 1.55 | 90% | 90% | 90% | 90% | Utility Specific | [6 empty] | 0 | 24820
C - Commercial & Industrial | C3 - Municipal Energy Solutions | C3b - Muni New Equipment | Dishwasher - High Temp Under Counter | EC3b040 | Food Service | Appliance | 0 | 13 |  |  |  | 0 | 0% | 0% | 0% | 100% | 100% | 100% | 100% | 100% | 100% |  | Deemed | 1480 | C&I Food Services | 32% | 35% | 16% | 17% | Deemed | 0.23 | 0.000192 | 0.23 | 90% | 90% | 90% | 90% | Utility Specific | [6 empty] | 0 | 6296
C - Commercial & Industrial | C3 - Municipal Energy Solutions | C3b - Muni New Equipment | Dishwasher - Low Temp Door Type | EC3b041 | Food Service | Appliance | 0 | 13 |  |  |  | 0 | 0% | 0% | 0% | 100% | 100% | 100% | 100% | 100% | 100% |  | Deemed | 17255 | C&I Food Services | 32% | 35% | 16% | 17% | Deemed | 2.63 | 0.000192 | 2.63 | 90% | 90% | 90% | 90% | Utility Specific | [6 empty] | 0 | 94024
C - Commercial & Industrial | C3 - Municipal Energy Solutions | C3b - Muni New Equipment | Dishwasher - Low Temp Multi Tank Conveyor | EC3b042 | Food Service | Appliance | 0 | 13 |  |  |  | 0 | 0% | 0% | 0% | 100% | 100% | 100% | 100% | 100% | 100% |  | Deemed | 22863 | C&I Food Services | 32% | 35% | 16% | 17% | Deemed | 3.48 | 0.000192 | 3.48 | 90% | 90% | 90% | 90% | Utility Specific | [6 empty] | 0 | 109500
C - Commercial & Industrial | C3 - Municipal Energy Solutions | C3b - Muni New Equipment | Dishwasher - Low Temp Single Tank Conveyor | EC3b043 | Food Service | Appliance | 0 | 13 |  |  |  | 0 | 0% | 0% | 0% | 100% | 100% | 100% | 100% | 100% | 100% |  | Deemed | 15387 | C&I Food Services | 32% | 35% | 16% | 17% | Deemed | 2.34 | 0.000192 | 2.34 | 90% | 90% | 90% | 90% | Utility Specific | [6 empty] | 0 | 75920
C - Commercial & Industrial | C3 - Municipal Energy Solutions | C3b - Muni New Equipment | Dishwasher - Low Temp Under Counter | EC3b044 | Food Service | Appliance | 0 | 13 |  |  |  | 0 | 0% | 0% | 0% | 100% | 100% | 100% | 100% | 100% | 100% |  | Deemed | 6182 | C&I Food Services | 32% | 35% | 16% | 17% | Deemed | 0.94 | 0.000192 | 0.94 | 90% | 90% | 90% | 90% | Utility Specific | [6 empty] | 0 | 14783
C - Commercial & Industrial | C3 - Municipal Energy Solutions | C3b - Muni New Equipment | Faucet Aerator, Electric | EC3b045 | Hot Water | Aerator | 0 | 10 |  |  |  | 0 | 0% | 0% | 0% | 100% | 100% | 100% | 100% | 100% | 100% |  | Deemed | 309 | Water Heater - Electric | 41.52% | 31.39% | 15.22% | 11.88% | Deemed | 0.01 | 0.00024338 | 0.01 | 31.2% | 80.8% | 31.2% | 31.2% | Deemed | [6 empty] | 0 | 5460
C - Commercial & Industrial | C3 - Municipal Energy Solutions | C3b - Muni New Equipment | Faucet Aerator, Gas | EC3b046 | Hot Water | Aerator | 0 | 10 |  |  |  | 0 | 0% | 0% | 0% | 100% | 100% | 100% | 100% | 100% | 100% |  | Deemed | 0 | Non-Electric Measures | 0% | 0% | 0% | 0% | Deemed |  | 0 | 0 | 0% | 0% | 0% | 0% | Deemed | NG - C&I Gas All | 1.7 |  |  |  |  | 0 | 5460
C - Commercial & Industrial | C3 - Municipal Energy Solutions | C3b - Muni New Equipment | Faucet Aerator, Oil | EC3b047 | Hot Water | Aerator | 0 | 10 |  |  |  | 0 | 0% | 0% | 0% | 100% | 100% | 100% | 100% | 100% | 100% |  | Deemed | 0 | Non-Electric Measures | 0% | 0% | 0% | 0% | Deemed |  | 0 | 0 | 0% | 0% | 0% | 0% | Deemed | Fuel Oil - Com Fuel | 1.7 |  |  |  |  | 0 | 5460
C - Commercial & Industrial | C3 - Municipal Energy Solutions | C3b - Muni New Equipment | Faucet Aerator, Propane | EC3b048 | Hot Water | Aerator | 0 | 10 |  |  |  | 0 | 0% | 0% | 0% | 100% | 100% | 100% | 100% | 100% | 100% |  | Deemed | 0 | Non-Electric Measures | 0% | 0% | 0% | 0% | Deemed |  | 0 | 0 | 0% | 0% | 0% | 0% | Deemed | Propane | 1.7 |  |  |  |  | 0 | 5460
C - Commercial & Industrial | C3 - Municipal Energy Solutions | C3b - Muni New Equipment | Fryer Large Vat, Electric | EC3b049 | Food Service | Appliance | 0 | 12 |  |  |  | 0 | 0% | 0% | 0% | 100% | 100% | 100% | 100% | 100% | 100% |  | Deemed | 2696 | C&I Food Services | 32% | 35% | 16% | 17% | Deemed | 0.61 | 0.000192 | 0.61 | 90% | 90% | 90% | 90% | Utility Specific | [6 empty] | 0 | 0
C - Commercial & Industrial | C3 - Municipal Energy Solutions | C3b - Muni New Equipment | Fryer Standard Vat, Electric | EC3b050 | Food Service | Appliance | 0 | 12 |  |  |  | 0 | 0% | 0% | 0% | 100% | 100% | 100% | 100% | 100% | 100% |  | Deemed | 3272 | C&I Food Services | 32% | 35% | 16% | 17% | Deemed | 0.56 | 0.000192 | 0.56 | 90% | 90% | 90% | 90% | Utility Specific | [6 empty] | 0 | 0
C - Commercial & Industrial | C3 - Municipal Energy Solutions | C3b - Muni New Equipment | Furnace w/ ECM 85 AFUE up to 150 MBH, Oil | EC3b051 | HVAC | Project | 0 | 18 |  |  |  | 0 | 0% | 0% | 0% | 100% | 100% | 100% | 100% | 100% | 100% |  | Utility Specific | 0 | Furnace Fan | 44.58% | 55.42% | 0% | 0% | Utility Specific |  | 0.00064492 | 0 | 0% | 45.2% | 0% | 0% | Utility Specific | Fuel Oil - Com Fuel | [5 empty] | 0 | 0
C - Commercial & Industrial | C3 - Municipal Energy Solutions | C3b - Muni New Equipment | Furnace w/ ECM 87 AFUE up to 150 MBH, Oil | EC3b052 | HVAC | Project | 0 | 18 |  |  |  | 0 | 0% | 0% | 0% | 100% | 100% | 100% | 100% | 100% | 100% |  | Utility Specific | 0 | Furnace Fan | 44.58% | 55.42% | 0% | 0% | Utility Specific |  | 0.00064492 | 0 | 0% | 45.2% | 0% | 0% | Utility Specific | Fuel Oil - Com Fuel | [5 empty] | 0 | 0
C - Commercial & Industrial | C3 - Municipal Energy Solutions | C3b - Muni New Equipment | Furnace w/ ECM 95 AFUE up to 150 MBH, Propane | EC3b053 | HVAC | Project | 0 | 18 | 1636 | 300 |  | 1336 | 0% | 0% | 0% | 100% | 100% | 100% | 100% | 100% | 100% |  | Utility Specific | 0 | Furnace Fan | 44.58% | 55.42% | 0% | 0% | Utility Specific |  | 0.00064492 | 0 | 0% | 45.2% | 0% | 0% | Deemed | Propane | 9.8 |  |  |  |  | 0 | 0
C - Commercial & Industrial | C3 - Municipal Energy Solutions | C3b - Muni New Equipment | Furnace w/ ECM 97 AFUE up to 150 MBH, Propane | EC3b054 | HVAC | Project | 0 | 18 | 1788 | 450 |  | 1338 | 0% | 0% | 0% | 100% | 100% | 100% | 100% | 100% | 100% |  | Utility Specific | 0 | Furnace Fan | 44.58% | 55.42% | 0% | 0% | Utility Specific |  | 0.00064492 | 0 | 0% | 45.2% | 0% | 0% | Deemed | Propane | 10.3 |  |  |  |  | 0 | 0
C - Commercial & Industrial | C3 - Municipal Energy Solutions | C3b - Muni New Equipment | Griddle, Electric | EC3b055 | Food Service | Appliance | 0 | 12 |  |  |  | 0 | 0% | 0% | 0% | 100% | 100% | 100% | 100% | 100% | 100% |  | Deemed | 3179 | C&I Food Services | 32% | 35% | 16% | 17% | Deemed | 0.73 | 0.000192 | 0.73 | 90% | 90% | 90% | 90% | Utility Specific | [6 empty] | 0 | 0
C - Commercial & Industrial | C3 - Municipal Energy Solutions | C3b - Muni New Equipment | Ground Source Heat Pump | EC3b056 | HVAC | Project | 0 | 25 |  |  |  | 0 | 0% | 0% | 0% | 100% | 100% | 100% | 100% | 100% | 100% |  | Utility Specific | 0 | Hardwired Electric Heat | 43.13% | 56.87% | 0% | 0% | Utility Specific |  | 0.0007332 | 0 | 34.2% | 34.2% | 34.2% | 34.2% | Utility Specific | [6 empty] | 0 | 0
C - Commercial & Industrial | C3 - Municipal Energy Solutions | C3b - Muni New Equipment | Hot Food Holding Cabinet 3/4 Size | EC3b057 | Food Service | Appliance | 0 | 12 |  |  |  | 0 | 0% | 0% | 0% | 100% | 100% | 100% | 100% | 100% | 100% |  | Deemed | 1189 | C&I Food Services | 32% | 35% | 16% | 17% | Deemed | 0.32 | 0.000192 | 0.32 | 90% | 90% | 90% | 90% | Utility Specific | [6 empty] | 0 | 0
C - Commercial & Industrial | C3 - Municipal Energy Solutions | C3b - Muni New Equipment | Hot Food Holding Cabinet Full Size | EC3b058 | Food Service | Appliance | 0 | 12 |  |  |  | 0 | 0% | 0% | 0% | 100% | 100% | 100% | 100% | 100% | 100% |  | Deemed | 3807 | C&I Food Services | 32% | 35% | 16% | 17% | Deemed | 1.15 | 0.000192 | 1.15 | 90% | 90% | 90% | 90% | Utility Specific | [6 empty] | 0 | 0
C - Commercial & Industrial | C3 - Municipal Energy Solutions | C3b - Muni New Equipment | Hot Food Holding Cabinet Half Size | EC3b059 | Food Service | Appliance | 0 | 12 |  |  |  | 0 | 0% | 0% | 0% | 100% | 100% | 100% | 100% | 100% | 100% |  | Deemed | 223 | C&I Food Services | 32% | 35% | 16% | 17% | Deemed | 0.05 | 0.000192 | 0.05 | 90% | 90% | 90% | 90% | Utility Specific | [6 empty] | 0 | 0
C - Commercial & Industrial | C3 - Municipal Energy Solutions | C3b - Muni New Equipment | Ice Machine - Ice Making Head | EC3b060 | Food Service | Appliance | 0 | 8 |  |  |  | 0 | 0% | 0% | 0% | 100% | 100% | 100% | 100% | 100% | 100% |  | Utility Specific | 1117 | C&I Food Services | 32% | 35% | 16% | 17% | Utility Specific | 0.3 | 0.000192 | 0.3 | 90% | 90% | 90% | 90% | Utility Specific | [6 empty] | 0 | 3322
C - Commercial & Industrial | C3 - Municipal Energy Solutions | C3b - Muni New Equipment | Ice Machine - Remote Cond./Split Unit - Batch | EC3b061 | Food Service | Appliance | 0 | 8 |  |  |  | 0 | 0% | 0% | 0% | 100% | 100% | 100% | 100% | 100% | 100% |  | Utility Specific | 2601 | C&I Food Services | 32% | 35% | 16% | 17% | Utility Specific | 0.3 | 0.000192 | 0.3 | 90% | 90% | 90% | 90% | Utility Specific | [6 empty] | 0 | 2631
C - Commercial & Industrial | C3 - Municipal Energy Solutions | C3b - Muni New Equipment | Ice Machine - Remote Cond./Split Unit - Continuous | EC3b062 | Food Service | Appliance | 0 | 8 |  |  |  | 0 | 0% | 0% | 0% | 100% | 100% | 100% | 100% | 100% | 100% |  | Utility Specific | 3641 | C&I Food Services | 32% | 35% | 16% | 17% | Utility Specific | 0.3 | 0.000192 | 0.3 | 90% | 90% | 90% | 90% | Utility Specific | [6 empty] | 0 | 0
C - Commercial & Industrial | C3 - Municipal Energy Solutions | C3b - Muni New Equipment | Ice Machine - Self Contained | EC3b063 | Food Service | Appliance | 0 | 8 |  |  |  | 0 | 0% | 0% | 0% | 100% | 100% | 100% | 100% | 100% | 100% |  | Utility Specific | 805 | C&I Food Services | 32% | 35% | 16% | 17% | Utility Specific | 0.3 | 0.000192 | 0.3 | 90% | 90% | 90% | 90% | Utility Specific | [6 empty] | 0 | 0
C - Commercial & Industrial | C3 - Municipal Energy Solutions | C3b - Muni New Equipment | Infrared Heater | EC3b064 | HVAC | Project | 0 | 17 |  |  |  | 0 | 0% | 0% | 0% | 100% | 100% | 100% | 100% | 100% | 100% |  | Utility Specific | 0 | Hardwired Electric Heat | 43.13% | 56.87% | 0% | 0% | Utility Specific |  | 0.0007332 | 0 | 0% | 43.3% | 0% | 0% | Deemed | Propane | 12 |  |  |  |  | 0 | 0
C - Commercial & Industrial | C3 - Municipal Energy Solutions | C3b - Muni New Equipment | Low Pressure Drop Filter | EC3b065 | Compressed Air | Project | 0 | 5 |  |  |  | 0 | 0% | 0% | 0% | 100% | 100% | 100% | 100% | 100% | 100% |  | Utility Specific | 0 | C&I Compressed Air - VFD Compressor | 25.9% | 23.9% | 26.5% | 23.7% | Utility Specific |  | 0.000258 | 0 | 80% | 54% | 80% | 80% | Utility Specific | [6 empty] | 0 | 0
C - Commercial & Industrial | C3 - Municipal Energy Solutions | C3b - Muni New Equipment | Thermostatic Shut-Off Valve, Electric | EC3b066 | Hot Water | Showerhead | 0 | 15 |  |  |  | 0 | 0% | 0% | 0% | 100% | 100% | 100% | 100% | 100% | 100% |  | Deemed | 69 | Water Heater - Electric | 41.52% | 31.39% | 15.22% | 11.88% | Deemed | 0.02 | 0.00024338 | 0.02 | 31.2% | 80.8% | 31.2% | 31.2% | Deemed | [6 empty] | 0 | 558
C - Commercial & Industrial | C3 - Municipal Energy Solutions | C3b - Muni New Equipment | Thermostatic Shut-Off Valve, Gas | EC3b067 | Hot Water | Showerhead | 0 | 15 |  |  |  | 0 | 0% | 0% | 0% | 100% | 100% | 100% | 100% | 100% | 100% |  | Deemed | 0 | Non-Electric Measures | 0% | 0% | 0% | 0% | Utility Specific |  | 0 | 0 | 0% | 0% | 0% | 0% | Deemed | NG - C&I Gas All | 0.33 |  |  |  |  | 0 | 558
C - Commercial & Industrial | C3 - Municipal Energy Solutions | C3b - Muni New Equipment | Thermostatic Shut-Off Valve, Oil | EC3b068 | Hot Water | Showerhead | 0 | 15 |  |  |  | 0 | 0% | 0% | 0% | 100% | 100% | 100% | 100% | 100% | 100% |  | Deemed | 0 | Non-Electric Measures | 0% | 0% | 0% | 0% | Utility Specific |  | 0 | 0 | 0% | 0% | 0% | 0% | Deemed | Fuel Oil - Com Fuel | 0.33 |  |  |  |  | 0 | 558
C - Commercial & Industrial | C3 - Municipal Energy Solutions | C3b - Muni New Equipment | Thermostatic Shut-Off Valve, Propane | EC3b069 | Hot Water | Showerhead | 0 | 15 |  |  |  | 0 | 0% | 0% | 0% | 100% | 100% | 100% | 100% | 100% | 100% |  | Deemed | 0 | Non-Electric Measures | 0% | 0% | 0% | 0% | Utility Specific |  | 0 | 0 | 0% | 0% | 0% | 0% | Deemed | Propane | 0.33 |  |  |  |  | 0 | 558
C - Commercial & Industrial | C3 - Municipal Energy Solutions | C3b - Muni New Equipment | Low-Flow Showerhead, Electric | EC3b070 | Hot Water | Showerhead | 0 | 10 |  |  |  | 0 | 0% | 0% | 0% | 100% | 100% | 100% | 100% | 100% | 100% |  | Deemed | 507 | Water Heater - Electric | 41.52% | 31.39% | 15.22% | 11.88% | Deemed | 0.09 | 0.00024338 | 0.09 | 31.2% | 80.8% | 31.2% | 31.2% | Deemed | [6 empty] | 0 | 7300
C - Commercial & Industrial | C3 - Municipal Energy Solutions | C3b - Muni New Equipment | Low-Flow Showerhead, Gas | EC3b071 | Hot Water | Showerhead | 0 | 10 |  |  |  | 0 | 0% | 0% | 0% | 100% | 100% | 100% | 100% | 100% | 100% |  | Deemed | 0 | Non-Electric Measures | 0% | 0% | 0% | 0% | Utility Specific |  | 0 | 0 | 0% | 0% | 0% | 0% | Deemed | NG - C&I Gas All | 2.65 |  |  |  |  | 0 | 7300
C - Commercial & Industrial | C3 - Municipal Energy Solutions | C3b - Muni New Equipment | Low-Flow Showerhead, Oil | EC3b072 | Hot Water | Showerhead | 0 | 10 |  |  |  | 0 | 0% | 0% | 0% | 100% | 100% | 100% | 100% | 100% | 100% |  | Deemed | 0 | Non-Electric Measures | 0% | 0% | 0% | 0% | Utility Specific |  | 0 | 0 | 0% | 0% | 0% | 0% | Deemed | Fuel Oil - Com Fuel | 2.65 |  |  |  |  | 0 | 7300
C - Commercial & Industrial | C3 - Municipal Energy Solutions | C3b - Muni New Equipment | Low-Flow Showerhead, Propane | EC3b073 | Hot Water | Showerhead | 0 | 10 |  |  |  | 0 | 0% | 0% | 0% | 100% | 100% | 100% | 100% | 100% | 100% |  | Deemed | 0 | Non-Electric Measures | 0% | 0% | 0% | 0% | Utility Specific |  | 0 | 0 | 0% | 0% | 0% | 0% | Deemed | Propane | 2.65 |  |  |  |  | 0 | 7300
C - Commercial & Industrial | C3 - Municipal Energy Solutions | C3b - Muni New Equipment | Pre Rinse Spray Valve, Electric | EC3b074 | Hot Water | Valve | 0 | 8 |  |  |  | 0 | 0% | 0% | 0% | 100% | 100% | 100% | 100% | 100% | 100% |  | Utility Specific | 957 | Water Heater - Electric | 41.52% | 31.39% | 15.22% | 11.88% | Utility Specific |  | 0.00024338 | 0.23292 | 52% | 100% | 52% | 52% | Deemed | [6 empty] | 0 | 6410
C - Commercial & Industrial | C3 - Municipal Energy Solutions | C3b - Muni New Equipment | Pre Rinse Spray Valve, Gas | EC3b075 | Hot Water | Project | 0 | 8 |  |  |  | 0 | 0% | 0% | 0% | 100% | 100% | 100% | 100% | 100% | 100% |  | Utility Specific | 0 | Non-Electric Measures | 0% | 0% | 0% | 0% | Utility Specific |  | 0 | 0 | 0% | 0% | 0% | 0% | Deemed | NG - C&I Gas All | 11.43 |  |  |  |  | 0 | 6410
C - Commercial & Industrial | C3 - Municipal Energy Solutions | C3b - Muni New Equipment | Pre Rinse Spray Valve, Oil | EC3b076 | Hot Water | Project | 0 | 8 |  |  |  | 0 | 0% | 0% | 0% | 100% | 100% | 100% | 100% | 100% | 100% |  | Utility Specific | 0 | Non-Electric Measures | 0% | 0% | 0% | 0% | Utility Specific |  | 0 | 0 | 0% | 0% | 0% | 0% | Deemed | Fuel Oil - Com Fuel | 11.43 |  |  |  |  | 0 | 6410
C - Commercial & Industrial | C3 - Municipal Energy Solutions | C3b - Muni New Equipment | Pre Rinse Spray Valve, Propane | EC3b077 | Hot Water | Project | 0 | 8 |  |  |  | 0 | 0% | 0% | 0% | 100% | 100% | 100% | 100% | 100% | 100% |  | Utility Specific | 0 | Non-Electric Measures | 0% | 0% | 0% | 0% | Utility Specific |  | 0 | 0 | 0% | 0% | 0% | 0% | Deemed | Propane | 11.43 |  |  |  |  | 0 | 6410
C - Commercial & Industrial | C3 - Municipal Energy Solutions | C3b - Muni New Equipment | Refrigerated Air Dryer | EC3b078 | Compressed Air | Project | 0 | 15 |  |  |  | 0 | 0% | 0% | 0% | 100% | 100% | 156% | 100% | 100% | 100% |  | Utility Specific | 0 | C&I Compressed Air - Air Dryer | 21.7% | 28.1% | 22.4% | 27.7% | Utility Specific |  | 0 | 0 | 117% | 98% | 117% | 117% | Utility Specific | [6 empty] | 0 | 0
C - Commercial & Industrial | C3 - Municipal Energy Solutions | C3b - Muni New Equipment | Steam Cooker, Electric | EC3b079 | Food Service | Appliance | 0 | 12 |  |  |  | 0 | 0% | 0% | 0% | 100% | 100% | 100% | 100% | 100% | 100% |  | Deemed | 6550 | C&I Food Services | 32% | 35% | 16% | 17% | Utility Specific |  | 0.000192 | 1.2576 | 90% | 90% | 90% | 90% | Utility Specific | [6 empty] | 0 | 69975
C - Commercial & Industrial | C3 - Municipal Energy Solutions | C3b - Muni New Equipment | Unitary Air Conditioner | EC3b080 | HVAC | Project | 1 | 20 | 93.3333 | 70 |  | 23.3333 | 0% | 0% | 0% | 100% | 100% | 100% | 100% | 100% | 100% |  | Utility Specific | 231.17 | C&I Electric Cooling Unitary Equipment | 8.6% | 4.6% | 52.7% | 34.1% | Utility Specific | 0.18 | 0.000759 | 0.18 | 34.2% | 0% | 34.2% | 34.2% | Utility Specific | [6 empty] | 0 | 0
C - Commercial & Industrial | C3 - Municipal Energy Solutions | C3b - Muni New Equipment | Water Source Heat Pump | EC3b081 | HVAC | Project | 0 | 12 |  |  |  | 0 | 0% | 0% | 0% | 100% | 100% | 100% | 100% | 100% | 100% |  | Utility Specific | 0 | C&I Heating & Cooling | 26.4% | 16.6% | 34.9% | 22.1% | Utility Specific |  | 0.0016 | 0 | 34.2% | 34.2% | 34.2% | 34.2% | Utility Specific | [6 empty] | 0 | 0
C - Commercial & Industrial | C3 - Municipal Energy Solutions | C3b - Muni New Equipment | Zero Loss Condensate Drain | EC3b082 | Compressed Air | Project | 0 | 5 |  |  |  | 0 | 0% | 0% | 0% | 100% | 100% | 100% | 100% | 100% | 100% |  | Utility Specific | 0 | C&I Compressed Air - VFD Compressor | 25.9% | 23.9% | 26.5% | 23.7% | Utility Specific |  | 0.000258 | 0 | 80% | 54% | 80% | 80% | Utility Specific | [6 empty] | 0 | 0
C - Commercial & Industrial | C3 - Municipal Energy Solutions | C3b - Muni New Equipment | High Efficiency Chiller - FL | EC3b083 | HVAC | Project | 0 | 23 |  |  |  | 0 | 0% | 0% | 0% | 100% | 100% | 100% | 100% | 100% | 100% |  | Utility Specific | 0 | C&I Electric Chiller (Combined) | 11.3% | 10.8% | 39.4% | 38.5% | Utility Specific |  | 0 | 0 | 86% | 10% | 86% | 86% | Utility Specific | [6 empty] | 0 | 0
C - Commercial & Industrial | C3 - Municipal Energy Solutions | C3b - Muni New Equipment | High Efficiency Chiller - IPLV | EC3b084 | HVAC | Project | 0 | 23 |  |  |  | 0 | 0% | 0% | 0% | 100% | 100% | 100% | 100% | 100% | 100% |  | Utility Specific | 0 | C&I Electric Chiller (Combined) | 11.3% | 10.8% | 39.4% | 38.5% | Utility Specific |  | 0 | 0 | 49% | 6% | 49% | 49% | Utility Specific | [6 empty] | 0 | 0
C - Commercial & Industrial | C3 - Municipal Energy Solutions | C3b - Muni New Equipment | Induction Cooktop Displacing Electric Resistance | EC3b088 | Food Service | Appliance | 1 | 12 | 1500 | 750 |  | 750 | 0% | 0% | 0% | 100% | 100% | 100% | 100% | 100% | 100% |  | Deemed | 2488 | C&I Food Services | 32% | 35% | 16% | 17% | Deemed | 0.43 | 0.000192 | 0.43 | 90% | 90% | 90% | 90% | Utility Specific | [6 empty] | 0 | 0
C - Commercial & Industrial | C3 - Municipal Energy Solutions | C3b - Muni New Equipment | Compressed Air Leak Detection | EC3b089 | Compressed Air | Project | 0 | 5 |  |  |  | 0 | 0% | 0% | 0% | 100% | 100% | 100% | 100% | 100% | 100% |  | Utility Specific | 0 | C&I Compressed Air - VFD Compressor | 25.9% | 23.9% | 26.5% | 23.7% | Utility Specific |  | 0.000258 | 0 | 80% | 54% | 80% | 80% | Utility Specific | [6 empty] | 0 | 0
C - Commercial & Industrial | C3 - Municipal Energy Solutions | C3b - Muni New Equipment | CI Audits - Muni New | EC3bAUD | Non-Energy Saving |  | 1 | 1 | 15379.7445 | 15379.7445 |  | 0 | 0% | 0% | 0% | 100% | 0% | 0% | 0% | 0% | 0% |  |  | 0 | Non-Electric Measures | 0% | 0% | 0% | 0% |  |  | 0 | 0 | 0% | 0% | 0% | 0% | [7 empty] | 0 | 0
C - Commercial & Industrial | C3 - Municipal Energy Solutions | C3b - Muni New Equipment | Vendor Fees - Muni New | EC3bNES01 | Non-Energy Saving |  | 0 | 1 |  |  |  | 0 | 0% | 0% | 0% | 100% | 0% | 0% | 0% | 0% | 0% |  |  |  | Non-Electric Measures | 0% | 0% | 0% | 0% |  |  | 0 |  | 0% | 0% | 0% | 0% | [7 empty] | 0 | 0
C - Commercial & Industrial | C3 - Municipal Energy Solutions | C3b - Muni New Equipment | Vendor Fees - TA Studies - Muni New | EC3bNES02 | Non-Energy Saving |  | 0 | 1 |  |  |  | 0 | 0% | 0% | 0% | 100% | 0% | 0% | 0% | 0% | 0% |  |  |  | Non-Electric Measures | 0% | 0% | 0% | 0% |  |  | 0 |  | 0% | 0% | 0% | 0% | [7 empty] | 0 | 0
[45 empty] | 0 | 0
C - Commercial & Industrial | C3 - Municipal Energy Solutions | C3d - Muni Direct Install | Custom Muni Compressed Air Direct Install | EC3d001 | Compressed Air | Project | 0 |  |  |  |  | 0 | 0% | 0% | 0% | 100% | 100% | 90% | 100% | 100% | 87% |  | Utility Specific | 0 | C&I Compressed Air - VFD Compressor | 13% | 20% | 26% | 41% | Utility Specific |  | 0.000258 | 0 | 100% | 100% | 100% | 100% | Utility Specific | [6 empty] | 0 | 0
C - Commercial & Industrial | C3 - Municipal Energy Solutions | C3d - Muni Direct Install | Custom Muni Hot Water Direct Install | EC3d002 | Hot Water | Project | 0 |  |  |  |  | 0 | 0% | 0% | 0% | 100% | 100% | 90% | 100% | 100% | 87% |  | Utility Specific | 0 | C&I Water Heating | 25% | 25% | 25% | 25% | Utility Specific |  | 0.000258 | 0 | 54% | 56% | 54% | 54% | Utility Specific | [6 empty] | 0 | 0
C - Commercial & Industrial | C3 - Municipal Energy Solutions | C3d - Muni Direct Install | Custom Muni HVAC Direct Install | EC3d003 | HVAC | Project | 0 |  |  |  |  | 0 | 0% | 0% | 0% | 100% | 100% | 90% | 100% | 100% | 87% |  | Utility Specific | 0 | Custom Calculation | 72% | 18% | 8% | 2% | Utility Specific |  | 0 | 0 | 70% | 85% | 70% | 70% | Utility Specific | [6 empty] | 0 | 0
C - Commercial & Industrial | C3 - Municipal Energy Solutions | C3d - Muni Direct Install | Custom Muni Lighting Direct Install - Interior | EC3d004 | Lighting | Project | 0 |  |  |  |  | 0 | 11% | 5% | 0% | 94% | 100% | 106.6% | 100% | 100% | 87% |  | Utility Specific | 0 | C&I Interior Lighting - Prescriptive | 30.3% | 17.4% | 34.3% | 18.1% | Calculated |  | 0.0002 | 0 | 80% | 61% | 80% | 80% | Calculated | NG - C&I Gas Heat | 0 | Fuel Oil - Com Fuel | 0 |  |  | 0 | 0
C - Commercial & Industrial | C3 - Municipal Energy Solutions | C3d - Muni Direct Install | Custom Muni Lighting Direct Install - Exterior | EC3d005 | Lighting | Project | 0 |  |  |  |  | 0 | 11% | 5% | 0% | 94% | 100% | 102.7% | 100% | 100% | 87% |  | Utility Specific | 0 | C&I Exterior Lighting | 20.1% | 31.6% | 19.2% | 29% | Calculated |  | 0.0002 | 0 | 0% | 100% | 0% | 0% | Calculated | [6 empty] | 0 | 0
C - Commercial & Industrial | C3 - Municipal Energy Solutions | C3d - Muni Direct Install | Custom Muni Lighting Direct Install - Controls | EC3d006 | Lighting | Project | 0 |  |  |  |  | 0 | 11% | 5% | 0% | 94% | 100% | 100% | 100% | 100% | 87% |  | Utility Specific | 0 | C&I Lighting Controls | 31.3% | 19% | 32.1% | 17.7% | Calculated |  | 0.0001 | 0 | 15% | 13% | 15% | 15% | Calculated | NG - C&I Gas Heat | 0 | Fuel Oil - Com Fuel | 0 |  |  | 0 | 0
C - Commercial & Industrial | C3 - Municipal Energy Solutions | C3d - Muni Direct Install | Custom Muni Motors Direct Install | EC3d007 | Motors/Drives | Project | 0 |  |  |  |  | 0 | 0% | 0% | 0% | 100% | 100% | 90% | 100% | 100% | 87% |  | Utility Specific | 0 | Custom Calculation | 23% | 8% | 52% | 17% | Utility Specific |  | 0 | 0 | 92% | 90% | 92% | 92% | Utility Specific | [6 empty] | 0 | 0
C - Commercial & Industrial | C3 - Municipal Energy Solutions | C3d - Muni Direct Install | Custom Muni Process Direct Install | EC3d008 | Process | Project | 0 |  |  |  |  | 0 | 0% | 0% | 0% | 100% | 100% | 90% | 100% | 100% | 87% |  | Utility Specific | 0 | C&I Process | 49% | 13% | 29% | 9% | Utility Specific |  | 0.000725 | 0 | 95% | 90% | 95% | 95% | Utility Specific | [6 empty] | 0 | 0
C - Commercial & Industrial | C3 - Municipal Energy Solutions | C3d - Muni Direct Install | Custom Muni Refrigeration Direct Install | EC3d009 | Refrigeration | Project | 0 |  |  |  |  | 0 | 0% | 0% | 0% | 100% | 100% | 90% | 100% | 100% | 87% |  | Utility Specific | 0 | C&I Refrigeration | 22.6% | 27.3% | 23.3% | 26.8% | Utility Specific |  | 0.0002 | 0 | 90% | 99% | 90% | 90% | Utility Specific | [6 empty] | 0 | 0
C - Commercial & Industrial | C3 - Municipal Energy Solutions | C3d - Muni Direct Install | Custom Muni Other Direct Install | EC3d010 | Custom Measures | Project | 0 |  |  |  |  | 0 | 0% | 0% | 0% | 100% | 100% | 90% | 100% | 100% | 87% |  | Utility Specific | 0 | Custom Calculation | 25.76% | 40.82% | 12.93% | 20.49% | Utility Specific |  | 0 | 0 | 47.6% | 42.8% | 47.6% | 47.6% | Utility Specific | [6 empty] | 0 | 0
C - Commercial & Industrial | C3 - Municipal Energy Solutions | C3d - Muni Direct Install | Daylight Dimming | EC3d011 | Lighting | Project | 0 | 9 |  |  |  | 0 | 11% | 5% | 0% | 94% | 100% | 100% | 100% | 100% | 100% |  | Utility Specific | 0 | C&I Lighting Controls | 31.3% | 19% | 32.1% | 17.7% | Calculated |  | 0.0001 | 0 | 17% | 13% | 17% | 17% | Calculated | NG - C&I Gas Heat | 0 | Fuel Oil - Com Fuel | 0 |  |  | 0 | 0
C - Commercial & Industrial | C3 - Municipal Energy Solutions | C3d - Muni Direct Install | Lighting Fixture - Exterior w/ Controls | EC3d012 | Lighting | Project | 0 |  |  |  |  | 0 | 11% | 5% | 0% | 94% | 100% | 102.7% | 100% | 100% | 100% |  | Utility Specific | 0 | C&I Exterior Lighting | 20.1% | 31.6% | 19.2% | 29% | Calculated |  | 0.0002 | 0 | 0% | 100% | 0% | 0% | Calculated | [6 empty] | 0 | 0
C - Commercial & Industrial | C3 - Municipal Energy Solutions | C3d - Muni Direct Install | Lighting Fixture - Exterior w/o Controls | EC3d013 | Lighting | Project | 0 |  |  |  |  | 0 | 11% | 5% | 0% | 94% | 100% | 102.7% | 100% | 100% | 100% |  | Utility Specific | 0 | C&I Exterior Lighting | 20.1% | 31.6% | 19.2% | 29% | Calculated |  | 0.0002 | 0 | 0% | 100% | 0% | 0% | Calculated | [6 empty] | 0 | 0
C - Commercial & Industrial | C3 - Municipal Energy Solutions | C3d - Muni Direct Install | Lighting Fixture - Interior w/ Controls | EC3d014 | Lighting | Project | 0 |  |  |  |  | 0 | 11% | 5% | 0% | 94% | 100% | 106.6% | 100% | 113.5% | 100% |  | Utility Specific | 0 | C&I Interior Lighting - Prescriptive | 30.3% | 17.4% | 34.3% | 18.1% | Calculated |  | 0.0002 | 0 | 50.4% | 38.9% | 50.4% | 50.4% | Calculated | NG - C&I Gas Heat | 0 | Fuel Oil - Com Fuel | 0 |  |  | 0 | 0
C - Commercial & Industrial | C3 - Municipal Energy Solutions | C3d - Muni Direct Install | Lighting Fixture - Interior w/o Controls | EC3d015 | Lighting | Project | 0 |  |  |  |  | 0 | 11% | 5% | 0% | 94% | 100% | 106.6% | 100% | 113.5% | 100% |  | Utility Specific | 0 | C&I Interior Lighting - Prescriptive | 30.3% | 17.4% | 34.3% | 18.1% | Calculated |  | 0.0002 | 0 | 50.4% | 38.9% | 50.4% | 50.4% | Calculated | NG - C&I Gas Heat | 0 | Fuel Oil - Com Fuel | 0 |  |  | 0 | 0
C - Commercial & Industrial | C3 - Municipal Energy Solutions | C3d - Muni Direct Install | Lighting Occupancy Sensors | EC3d016 | Lighting | Project | 0 | 9 |  |  |  | 0 | 11% | 5% | 0% | 94% | 100% | 100% | 100% | 100% | 100% |  | Utility Specific | 0 | C&I Lighting Controls | 31.3% | 19% | 32.1% | 17.7% | Calculated |  | 0.0001 | 0 | 18% | 13% | 18% | 18% | Calculated | NG - C&I Gas Heat | 0 | Fuel Oil - Com Fuel | 0 |  |  | 0 | 0
C - Commercial & Industrial | C3 - Municipal Energy Solutions | C3d - Muni Direct Install | Air Sealing, Electric | EC3d017 | HVAC | Project | 0 | 15 |  |  |  | 0 | 0% | 0% | 0% | 100% | 100% | 100% | 100% | 100% | 100% |  | Utility Specific | 0 | Hardwired Electric Heat | 43.13% | 56.87% | 0% | 0% | Utility Specific |  | 0.0007332 | 0 | 0% | 43.3% | 0% | 0% | Utility Specific | [6 empty] | 0 | 0
C - Commercial & Industrial | C3 - Municipal Energy Solutions | C3d - Muni Direct Install | Air Sealing, Gas | EC3d018 | HVAC | Project | 0 | 15 |  |  |  | 0 | 0% | 0% | 0% | 100% | 100% | 100% | 100% | 100% | 100% |  | Utility Specific | 0 | Non-Electric Measures | 0% | 0% | 0% | 0% | Utility Specific |  | 0 | 0 | 0% | 0% | 0% | 0% | Utility Specific | NG - C&I Gas Heat | [5 empty] | 0 | 0
C - Commercial & Industrial | C3 - Municipal Energy Solutions | C3d - Muni Direct Install | Air Sealing, Oil | EC3d019 | HVAC | Project | 0 | 15 |  |  |  | 0 | 0% | 0% | 0% | 100% | 100% | 100% | 100% | 100% | 100% |  | Utility Specific | 0 | Non-Electric Measures | 0% | 0% | 0% | 0% | Utility Specific |  | 0 | 0 | 0% | 0% | 0% | 0% | Utility Specific | Fuel Oil - Com Fuel | [5 empty] | 0 | 0
C - Commercial & Industrial | C3 - Municipal Energy Solutions | C3d - Muni Direct Install | Air Sealing, Propane | EC3d020 | HVAC | Project | 0 | 15 |  |  |  | 0 | 0% | 0% | 0% | 100% | 100% | 100% | 100% | 100% | 100% |  | Utility Specific | 0 | Non-Electric Measures | 0% | 0% | 0% | 0% | Utility Specific |  | 0 | 0 | 0% | 0% | 0% | 0% | Utility Specific | Propane | [5 empty] | 0 | 0
C - Commercial & Industrial | C3 - Municipal Energy Solutions | C3d - Muni Direct Install | Boiler Reset Controls, Gas | EC3d021 | HVAC | Project | 0 | 15 |  |  |  | 0 | 0% | 0% | 0% | 100% | 100% | 100% | 100% | 100% | 100% |  | Utility Specific | 0 | Non-Electric Measures | 0% | 0% | 0% | 0% | Utility Specific |  | 0 | 0 | 0% | 0% | 0% | 0% | Deemed | NG - C&I Gas Heat | 35.5 |  |  |  |  | 0 | 0
C - Commercial & Industrial | C3 - Municipal Energy Solutions | C3d - Muni Direct Install | Boiler Reset Controls, Oil | EC3d022 | HVAC | Project | 0 | 15 |  |  |  | 0 | 0% | 0% | 0% | 100% | 100% | 100% | 100% | 100% | 100% |  | Utility Specific | 0 | Non-Electric Measures | 0% | 0% | 0% | 0% | Utility Specific |  | 0 | 0 | 0% | 0% | 0% | 0% | Deemed | Fuel Oil - Com Fuel | 35.5 |  |  |  |  | 0 | 0
C - Commercial & Industrial | C3 - Municipal Energy Solutions | C3d - Muni Direct Install | Boiler Reset Controls, Propane | EC3d023 | HVAC | Project | 0 | 15 |  |  |  | 0 | 0% | 0% | 0% | 100% | 100% | 100% | 100% | 100% | 100% |  | Utility Specific | 0 | Non-Electric Measures | 0% | 0% | 0% | 0% | Utility Specific |  | 0 | 0 | 0% | 0% | 0% | 0% | Deemed | Propane | 35.5 |  |  |  |  | 0 | 0
C - Commercial & Industrial | C3 - Municipal Energy Solutions | C3d - Muni Direct Install | Case Motor Replacement | EC3d024 | Refrigeration | Project | 0 | 15 |  |  |  | 0 | 0% | 0% | 0% | 100% | 100% | 100% | 100% | 100% | 100% |  | Utility Specific | 0 | C&I Refrigeration | 22.6% | 27.3% | 23.3% | 26.8% | Utility Specific |  | 0.0002 | 0 | 90% | 90% | 90% | 90% | Utility Specific | [6 empty] | 0 | 0
C - Commercial & Industrial | C3 - Municipal Energy Solutions | C3d - Muni Direct Install | Cooler Night Cover | EC3d025 | Refrigeration | Project | 0 | 5 |  |  |  | 0 | 0% | 0% | 0% | 100% | 100% | 100% | 100% | 100% | 100% |  | Utility Specific | 0 | C&I Refrigeration | 22.6% | 27.3% | 23.3% | 26.8% | Utility Specific |  | 0.0002 | 0 | 0% | 0% | 0% | 0% | Utility Specific | [6 empty] | 0 | 0
C - Commercial & Industrial | C3 - Municipal Energy Solutions | C3d - Muni Direct Install | Demand Control Ventilation | EC3d026 | HVAC | Project | 0 | 10 |  |  |  | 0 | 0% | 0% | 0% | 100% | 100% | 100% | 100% | 100% | 100% |  | Utility Specific | 0 | C&I Heating & Cooling | 26.4% | 16.6% | 34.9% | 22.1% | Utility Specific |  | 0.0016 | 0 | 82% | 5% | 82% | 82% | Utility Specific | NG - C&I Gas Heat | [5 empty] | 0 | 0
C - Commercial & Industrial | C3 - Municipal Energy Solutions | C3d - Muni Direct Install | Door Heater Controls | EC3d027 | Refrigeration | Project | 0 | 10 |  |  |  | 0 | 0% | 0% | 0% | 100% | 100% | 100% | 100% | 100% | 100% |  | Utility Specific | 0 | C&I Refrigeration | 22.6% | 27.3% | 23.3% | 26.8% | Utility Specific |  | 0.0002 | 0 | 90% | 90% | 90% | 90% | Utility Specific | [6 empty] | 0 | 0
C - Commercial & Industrial | C3 - Municipal Energy Solutions | C3d - Muni Direct Install | Dual Enthalpy Economizer Controls (DEEC) | EC3d028 | HVAC | Project | 0 | 10 |  |  |  | 0 | 0% | 0% | 0% | 100% | 100% | 100% | 100% | 100% | 100% |  | Utility Specific | 0 | C&I Heating & Cooling | 26.4% | 16.6% | 34.9% | 22.1% | Utility Specific |  | 0.0016 | 0 | 34.2% | 0% | 34.2% | 34.2% | Utility Specific | [6 empty] | 0 | 0
C - Commercial & Industrial | C3 - Municipal Energy Solutions | C3d - Muni Direct Install | Duct Insulation, Electric | EC3d029 | HVAC | Project | 0 | 20 |  |  |  | 0 | 0% | 0% | 0% | 100% | 100% | 100% | 100% | 100% | 100% |  | Utility Specific | 0 | Weighted HVAC - Multi-family | 23.21% | 27.86% | 25.2% | 23.73% | Utility Specific |  | 0.00084647 | 0 | 33.6% | 17.3% | 33.6% | 33.6% | Utility Specific | [6 empty] | 0 | 0
C - Commercial & Industrial | C3 - Municipal Energy Solutions | C3d - Muni Direct Install | Duct Insulation, Gas | EC3d030 | HVAC | Project | 0 | 20 |  |  |  | 0 | 0% | 0% | 0% | 100% | 100% | 100% | 100% | 100% | 100% |  | Utility Specific | 0 | Non-Electric Measures | 0% | 0% | 0% | 0% | Utility Specific |  | 0 | 0 | 0% | 0% | 0% | 0% | Utility Specific | NG - C&I Gas Heat | [5 empty] | 0 | 0
C - Commercial & Industrial | C3 - Municipal Energy Solutions | C3d - Muni Direct Install | Duct Insulation, Oil | EC3d031 | HVAC | Project | 0 | 20 |  |  |  | 0 | 0% | 0% | 0% | 100% | 100% | 100% | 100% | 100% | 100% |  | Utility Specific | 0 | Non-Electric Measures | 0% | 0% | 0% | 0% | Utility Specific |  | 0 | 0 | 0% | 0% | 0% | 0% | Utility Specific | Fuel Oil - Com Fuel | [5 empty] | 0 | 0
C - Commercial & Industrial | C3 - Municipal Energy Solutions | C3d - Muni Direct Install | Duct Insulation, Propane | EC3d032 | HVAC | Project | 0 | 20 |  |  |  | 0 | 0% | 0% | 0% | 100% | 100% | 100% | 100% | 100% | 100% |  | Utility Specific | 0 | Non-Electric Measures | 0% | 0% | 0% | 0% | Utility Specific |  | 0 | 0 | 0% | 0% | 0% | 0% | Utility Specific | Propane | [5 empty] | 0 | 0
C - Commercial & Industrial | C3 - Municipal Energy Solutions | C3d - Muni Direct Install | Duct Sealing, Electric | EC3d033 | HVAC | Project | 0 | 20 |  |  |  | 0 | 0% | 0% | 0% | 100% | 100% | 100% | 100% | 100% | 100% |  | Utility Specific | 0 | Weighted HVAC - Multi-family | 23.21% | 27.86% | 25.2% | 23.73% | Utility Specific |  | 0.00084647 | 0 | 35% | 0% | 35% | 35% | Utility Specific | [6 empty] | 0 | 0
C - Commercial & Industrial | C3 - Municipal Energy Solutions | C3d - Muni Direct Install | Duct Sealing, Gas | EC3d034 | HVAC | Project | 0 | 20 |  |  |  | 0 | 0% | 0% | 0% | 100% | 100% | 100% | 100% | 100% | 100% |  | Utility Specific | 0 | Non-Electric Measures | 0% | 0% | 0% | 0% | Utility Specific |  | 0 | 0 | 0% | 0% | 0% | 0% | Utility Specific | NG - C&I Gas Heat | [5 empty] | 0 | 0
C - Commercial & Industrial | C3 - Municipal Energy Solutions | C3d - Muni Direct Install | Duct Sealing, Oil | EC3d035 | HVAC | Project | 0 | 20 |  |  |  | 0 | 0% | 0% | 0% | 100% | 100% | 100% | 100% | 100% | 100% |  | Utility Specific | 0 | Non-Electric Measures | 0% | 0% | 0% | 0% | Utility Specific |  | 0 | 0 | 0% | 0% | 0% | 0% | Utility Specific | Fuel Oil - Com Fuel | [5 empty] | 0 | 0
C - Commercial & Industrial | C3 - Municipal Energy Solutions | C3d - Muni Direct Install | Duct Sealing, Propane | EC3d036 | HVAC | Project | 0 | 20 |  |  |  | 0 | 0% | 0% | 0% | 100% | 100% | 100% | 100% | 100% | 100% |  | Utility Specific | 0 | Non-Electric Measures | 0% | 0% | 0% | 0% | Utility Specific |  | 0 | 0 | 0% | 0% | 0% | 0% | Utility Specific | Propane | [5 empty] | 0 | 0
C - Commercial & Industrial | C3 - Municipal Energy Solutions | C3d - Muni Direct Install | Ductless Mini Split Heat Pump | EC3d037 | HVAC | Project | 0 | 20 |  |  |  | 0 | 0% | 0% | 0% | 100% | 100% | 100% | 100% | 100% | 100% |  | Utility Specific | 0 | C&I Heating & Cooling | 26.4% | 16.6% | 34.9% | 22.1% | Utility Specific |  | 0.0016 | 0 | 34.2% | 0% | 34.2% | 34.2% | Utility Specific | [6 empty] | 0 | 0
C - Commercial & Industrial | C3 - Municipal Energy Solutions | C3d - Muni Direct Install | ECM Evaporator Fan Motors for Walk-in Cooler/Freezer | EC3d038 | Refrigeration | Project | 0 | 15 |  |  |  | 0 | 0% | 0% | 0% | 100% | 100% | 100% | 100% | 100% | 100% |  | Utility Specific | 0 | C&I Refrigeration | 22.6% | 27.3% | 23.3% | 26.8% | Utility Specific |  | 0.0002 | 0 | 90% | 90% | 90% | 90% | Utility Specific | [6 empty] | 0 | 0
C - Commercial & Industrial | C3 - Municipal Energy Solutions | C3d - Muni Direct Install | Electronic Defrost Control | EC3d039 | Refrigeration | Project | 0 | 10 |  |  |  | 0 | 0% | 0% | 0% | 100% | 100% | 100% | 100% | 100% | 100% |  | Utility Specific | 0 | C&I Refrigeration | 22.6% | 27.3% | 23.3% | 26.8% | Utility Specific |  | 0.0002 | 0 | 90% | 90% | 90% | 90% | Utility Specific | [6 empty] | 0 | 0
C - Commercial & Industrial | C3 - Municipal Energy Solutions | C3d - Muni Direct Install | Energy Management System, Electric | EC3d040 | HVAC | Project | 0 | 10 |  |  |  | 0 | 0% | 0% | 0% | 100% | 100% | 90% | 100% | 100% | 87% |  | Utility Specific | 0 | C&I Heating & Cooling | 26.4% | 16.6% | 34.9% | 22.1% | Utility Specific |  | 0.0016 | 0 | 95% | 100% | 95% | 95% | Utility Specific | [6 empty] | 0 | 0
C - Commercial & Industrial | C3 - Municipal Energy Solutions | C3d - Muni Direct Install | Energy Star Wifi Thermostat, Electric | EC3d041 | HVAC | Thermostat | 0 | 15 |  |  |  | 0 | 0% | 0% | 0% | 100% | 100% | 100% | 100% | 100% | 100% |  | Deemed | 160.9 | Central Air Conditioner/Heat Pump (Cooling) | 6.595% | 3.846% | 47.32% | 42.24% | Calculated |  | 0.0015937 | 0.25643 | 34.6% | 0% | 34.6% | 34.6% | Deemed | [6 empty] | 0 | 0
C - Commercial & Industrial | C3 - Municipal Energy Solutions | C3d - Muni Direct Install | Energy Star Wifi Thermostat, Gas | EC3d042 | HVAC | Thermostat | 0 | 15 |  |  |  | 0 | 0% | 0% | 0% | 100% | 100% | 100% | 100% | 100% | 100% |  | Deemed | 0 | Central Air Conditioner/Heat Pump (Cooling) | 6.595% | 3.846% | 47.32% | 42.24% | Calculated |  | 0.0015937 | 0 | 34.6% | 0% | 34.6% | 34.6% | Deemed | NG - C&I Gas Heat | 3.11 |  |  |  |  | 0 | 0
C - Commercial & Industrial | C3 - Municipal Energy Solutions | C3d - Muni Direct Install | Energy Star Wifi Thermostat, Oil | EC3d043 | HVAC | Thermostat | 0 | 15 |  |  |  | 0 | 0% | 0% | 0% | 100% | 100% | 100% | 100% | 100% | 100% |  | Deemed | 0 | Central Air Conditioner/Heat Pump (Cooling) | 6.595% | 3.846% | 47.32% | 42.24% | Calculated |  | 0.0015937 | 0 | 34.6% | 0% | 34.6% | 34.6% | Deemed | Fuel Oil - Com Fuel | 3.11 |  |  |  |  | 0 | 0
C - Commercial & Industrial | C3 - Municipal Energy Solutions | C3d - Muni Direct Install | Energy Star Wifi Thermostat, Propane | EC3d044 | HVAC | Thermostat | 0 | 15 |  |  |  | 0 | 0% | 0% | 0% | 100% | 100% | 100% | 100% | 100% | 100% |  | Deemed | 0 | Central Air Conditioner/Heat Pump (Cooling) | 6.595% | 3.846% | 47.32% | 42.24% | Calculated |  | 0.0015937 | 0 | 34.6% | 0% | 34.6% | 34.6% | Deemed | Propane | 3.11 |  |  |  |  | 0 | 0
C - Commercial & Industrial | C3 - Municipal Energy Solutions | C3d - Muni Direct Install | Evaporator Fan Control | EC3d045 | Refrigeration | Project | 0 | 10 |  |  |  | 0 | 0% | 0% | 0% | 100% | 100% | 100% | 100% | 100% | 100% |  | Utility Specific | 0 | C&I Refrigeration | 22.6% | 27.3% | 23.3% | 26.8% | Utility Specific |  | 0.0002 | 0 | 100% | 100% | 100% | 100% | Utility Specific | [6 empty] | 0 | 0
C - Commercial & Industrial | C3 - Municipal Energy Solutions | C3d - Muni Direct Install | Faucet Aerator, Electric | EC3d046 | Hot Water | Aerator | 0 | 10 |  |  |  | 0 | 0% | 0% | 0% | 100% | 100% | 100% | 100% | 100% | 100% |  | Deemed | 309 | Water Heater - Electric | 41.52% | 31.39% | 15.22% | 11.88% | Deemed | 0.01 | 0.00024338 | 0.01 | 31.2% | 80.8% | 31.2% | 31.2% | Deemed | [6 empty] | 0 | 5460
C - Commercial & Industrial | C3 - Municipal Energy Solutions | C3d - Muni Direct Install | Faucet Aerator, Gas | EC3d047 | Hot Water | Aerator | 0 | 10 |  |  |  | 0 | 0% | 0% | 0% | 100% | 100% | 100% | 100% | 100% | 100% |  | Deemed | 0 | Non-Electric Measures | 0% | 0% | 0% | 0% | Utility Specific |  | 0 | 0 | 0% | 0% | 0% | 0% | Deemed | NG - C&I Gas All | 1.7 |  |  |  |  | 0 | 5460
C - Commercial & Industrial | C3 - Municipal Energy Solutions | C3d - Muni Direct Install | Faucet Aerator, Oil | EC3d048 | Hot Water | Aerator | 0 | 10 |  |  |  | 0 | 0% | 0% | 0% | 100% | 100% | 100% | 100% | 100% | 100% |  | Deemed | 0 | Non-Electric Measures | 0% | 0% | 0% | 0% | Utility Specific |  | 0 | 0 | 0% | 0% | 0% | 0% | Deemed | Fuel Oil - Com Fuel | 1.7 |  |  |  |  | 0 | 5460
C - Commercial & Industrial | C3 - Municipal Energy Solutions | C3d - Muni Direct Install | Faucet Aerator, Propane | EC3d049 | Hot Water | Aerator | 0 | 10 |  |  |  | 0 | 0% | 0% | 0% | 100% | 100% | 100% | 100% | 100% | 100% |  | Deemed | 0 | Non-Electric Measures | 0% | 0% | 0% | 0% | Utility Specific |  | 0 | 0 | 0% | 0% | 0% | 0% | Deemed | Propane | 1.7 |  |  |  |  | 0 | 5460
C - Commercial & Industrial | C3 - Municipal Energy Solutions | C3d - Muni Direct Install | Hotel Occupancy Sensor | EC3d050 | HVAC | Sensor | 0 | 10 |  |  |  | 0 | 0% | 0% | 0% | 100% | 100% | 100% | 100% | 100% | 100% |  | Deemed | 438 | C&I Heating & Cooling | 26.4% | 16.6% | 34.9% | 22.1% | Deemed | 0.09 | 0.0016 | 0.09 | 82% | 5% | 82% | 82% | Utility Specific | [6 empty] | 0 | 0
C - Commercial & Industrial | C3 - Municipal Energy Solutions | C3d - Muni Direct Install | Insulation, Electric | EC3d051 | Envelope | Project | 0 | 25 |  |  |  | 0 | 0% | 0% | 0% | 100% | 100% | 100% | 100% | 100% | 100% |  | Utility Specific | 0 | Hardwired Electric Heat | 43.13% | 56.87% | 0% | 0% | Utility Specific |  | 0.0007332 | 0 | 33.6% | 17.3% | 33.6% | 33.6% | Utility Specific | [6 empty] | 0 | 0
C - Commercial & Industrial | C3 - Municipal Energy Solutions | C3d - Muni Direct Install | Insulation, Gas | EC3d052 | Envelope | Project | 0 | 25 |  |  |  | 0 | 0% | 0% | 0% | 100% | 100% | 100% | 100% | 100% | 100% |  | Utility Specific | 0 | Central Air Conditioner/Heat Pump (Cooling) | 6.595% | 3.846% | 47.32% | 42.24% | Utility Specific |  | 0.0015937 | 0 | 34.6% | 0% | 34.6% | 34.6% | Utility Specific | NG - C&I Gas Heat | [5 empty] | 0 | 0
C - Commercial & Industrial | C3 - Municipal Energy Solutions | C3d - Muni Direct Install | Insulation, Oil | EC3d053 | Envelope | Project | 0 | 25 |  |  |  | 0 | 0% | 0% | 0% | 100% | 100% | 100% | 100% | 100% | 100% |  | Utility Specific | 0 | Central Air Conditioner/Heat Pump (Cooling) | 6.595% | 3.846% | 47.32% | 42.24% | Utility Specific |  | 0.0015937 | 0 | 34.6% | 0% | 34.6% | 34.6% | Utility Specific | Fuel Oil - Com Fuel | [5 empty] | 0 | 0
C - Commercial & Industrial | C3 - Municipal Energy Solutions | C3d - Muni Direct Install | Insulation, Propane | EC3d054 | Envelope | Project | 0 | 25 |  |  |  | 0 | 0% | 0% | 0% | 100% | 100% | 100% | 100% | 100% | 100% |  | Utility Specific | 0 | Central Air Conditioner/Heat Pump (Cooling) | 6.595% | 3.846% | 47.32% | 42.24% | Utility Specific |  | 0.0015937 | 0 | 34.6% | 0% | 34.6% | 34.6% | Utility Specific | Propane | [5 empty] | 0 | 0
C - Commercial & Industrial | C3 - Municipal Energy Solutions | C3d - Muni Direct Install | Low Pressure Drop Filter | EC3d055 | Compressed Air | Project | 0 | 5 |  |  |  | 0 | 0% | 0% | 0% | 100% | 100% | 100% | 100% | 100% | 100% |  | Utility Specific | 0 | C&I Compressed Air - VFD Compressor | 25.9% | 23.9% | 26.5% | 23.7% | Utility Specific |  | 0.000258 | 0 | 80% | 54% | 80% | 80% | Utility Specific | [6 empty] | 0 | 0
C - Commercial & Industrial | C3 - Municipal Energy Solutions | C3d - Muni Direct Install | Thermostatic Shut-Off Valve, Electric | EC3d056 | Hot Water | Showerhead | 0 | 15 |  |  |  | 0 | 0% | 0% | 0% | 100% | 100% | 100% | 100% | 100% | 100% |  | Deemed | 69 | Water Heater - Electric | 41.52% | 31.39% | 15.22% | 11.88% | Deemed | 0.02 | 0.00024338 | 0.02 | 31.2% | 80.8% | 31.2% | 31.2% | Deemed | [6 empty] | 0 | 558
C - Commercial & Industrial | C3 - Municipal Energy Solutions | C3d - Muni Direct Install | Thermostatic Shut-Off Valve, Gas | EC3d057 | Hot Water | Showerhead | 0 | 15 |  |  |  | 0 | 0% | 0% | 0% | 100% | 100% | 100% | 100% | 100% | 100% |  | Deemed | 0 | Non-Electric Measures | 0% | 0% | 0% | 0% | Utility Specific |  | 0 | 0 | 0% | 0% | 0% | 0% | Deemed | NG - C&I Gas All | 0.33 |  |  |  |  | 0 | 558
C - Commercial & Industrial | C3 - Municipal Energy Solutions | C3d - Muni Direct Install | Thermostatic Shut-Off Valve, Oil | EC3d058 | Hot Water | Showerhead | 0 | 15 |  |  |  | 0 | 0% | 0% | 0% | 100% | 100% | 100% | 100% | 100% | 100% |  | Deemed | 0 | Non-Electric Measures | 0% | 0% | 0% | 0% | Utility Specific |  | 0 | 0 | 0% | 0% | 0% | 0% | Deemed | Fuel Oil - Com Fuel | 0.33 |  |  |  |  | 0 | 558
C - Commercial & Industrial | C3 - Municipal Energy Solutions | C3d - Muni Direct Install | Thermostatic Shut-Off Valve, Propane | EC3d059 | Hot Water | Showerhead | 0 | 15 |  |  |  | 0 | 0% | 0% | 0% | 100% | 100% | 100% | 100% | 100% | 100% |  | Deemed | 0 | Non-Electric Measures | 0% | 0% | 0% | 0% | Utility Specific |  | 0 | 0 | 0% | 0% | 0% | 0% | Deemed | Propane | 0.33 |  |  |  |  | 0 | 558
C - Commercial & Industrial | C3 - Municipal Energy Solutions | C3d - Muni Direct Install | Low-Flow Showerhead, Electric | EC3d060 | Hot Water | Showerhead | 0 | 10 |  |  |  | 0 | 0% | 0% | 0% | 100% | 100% | 100% | 100% | 100% | 100% |  | Deemed | 507 | Water Heater - Electric | 41.52% | 31.39% | 15.22% | 11.88% | Deemed | 0.09 | 0.00024338 | 0.09 | 31.2% | 80.8% | 31.2% | 31.2% | Deemed | [6 empty] | 0 | 7300
C - Commercial & Industrial | C3 - Municipal Energy Solutions | C3d - Muni Direct Install | Low-Flow Showerhead, Gas | EC3d061 | Hot Water | Showerhead | 0 | 10 |  |  |  | 0 | 0% | 0% | 0% | 100% | 100% | 100% | 100% | 100% | 100% |  | Deemed | 0 | Non-Electric Measures | 0% | 0% | 0% | 0% | Utility Specific |  | 0 | 0 | 0% | 0% | 0% | 0% | Deemed | NG - C&I Gas All | 2.65 |  |  |  |  | 0 | 7300
C - Commercial & Industrial | C3 - Municipal Energy Solutions | C3d - Muni Direct Install | Low-Flow Showerhead, Oil | EC3d062 | Hot Water | Showerhead | 0 | 10 |  |  |  | 0 | 0% | 0% | 0% | 100% | 100% | 100% | 100% | 100% | 100% |  | Deemed | 0 | Non-Electric Measures | 0% | 0% | 0% | 0% | Utility Specific |  | 0 | 0 | 0% | 0% | 0% | 0% | Deemed | Fuel Oil - Com Fuel | 2.65 |  |  |  |  | 0 | 7300
C - Commercial & Industrial | C3 - Municipal Energy Solutions | C3d - Muni Direct Install | Low-Flow Showerhead, Propane | EC3d063 | Hot Water | Showerhead | 0 | 10 |  |  |  | 0 | 0% | 0% | 0% | 100% | 100% | 100% | 100% | 100% | 100% |  | Deemed | 0 | Non-Electric Measures | 0% | 0% | 0% | 0% | Utility Specific |  | 0 | 0 | 0% | 0% | 0% | 0% | Deemed | Propane | 2.65 |  |  |  |  | 0 | 7300
C - Commercial & Industrial | C3 - Municipal Energy Solutions | C3d - Muni Direct Install | Motors, Open Drip | EC3d064 | Motors/Drives | Project | 0 | 10 |  |  |  | 0 | 0% | 0% | 0% | 100% | 100% | 100% | 100% | 100% | 100% |  | Utility Specific | 0 | Custom Calculation | 0% | 0% | 0% | 0% | Utility Specific |  | 0 | 0 | 0% | 0% | 0% | 0% | Utility Specific | [6 empty] | 0 | 0
C - Commercial & Industrial | C3 - Municipal Energy Solutions | C3d - Muni Direct Install | Motors, Totally Enclosed Fan Cooled | EC3d065 | Motors/Drives | Project | 0 | 10 |  |  |  | 0 | 0% | 0% | 0% | 100% | 100% | 100% | 100% | 100% | 100% |  | Utility Specific | 0 | C&I Refrigeration | 22.6% | 27.3% | 23.3% | 26.8% | Utility Specific |  | 0.0002 | 0 | 100% | 100% | 100% | 100% | Utility Specific | [6 empty] | 0 | 0
C - Commercial & Industrial | C3 - Municipal Energy Solutions | C3d - Muni Direct Install | Novelty Cooler Shutoff | EC3d066 | Refrigeration | Project | 0 | 10 |  |  |  | 0 | 0% | 0% | 0% | 100% | 100% | 100% | 100% | 100% | 100% |  | Utility Specific | 0 | C&I Refrigeration | 22.6% | 27.3% | 23.3% | 26.8% | Utility Specific |  | 0.0002 | 0 | 90% | 90% | 90% | 90% | Utility Specific | [6 empty] | 0 | 0
C - Commercial & Industrial | C3 - Municipal Energy Solutions | C3d - Muni Direct Install | Pipe Wrap - Heating, Electric | EC3d067 | HVAC | Project | 0 | 15 |  |  |  | 0 | 0% | 0% | 0% | 100% | 100% | 100% | 100% | 100% | 100% |  | Utility Specific | 0 | Hardwired Electric Heat | 43.13% | 56.87% | 0% | 0% | Utility Specific |  | 0.0007332 | 0 | 0% | 43.3% | 0% | 0% | Utility Specific | [6 empty] | 0 | 0
C - Commercial & Industrial | C3 - Municipal Energy Solutions | C3d - Muni Direct Install | Pipe Wrap - Heating, Gas | EC3d068 | HVAC | Project | 0 | 15 |  |  |  | 0 | 0% | 0% | 0% | 100% | 100% | 100% | 100% | 100% | 100% |  | Utility Specific | 0 | Non-Electric Measures | 0% | 0% | 0% | 0% | Utility Specific |  | 0 | 0 | 0% | 0% | 0% | 0% | Utility Specific | NG - C&I Gas Heat | [5 empty] | 0 | 0
C - Commercial & Industrial | C3 - Municipal Energy Solutions | C3d - Muni Direct Install | Pipe Wrap - Heating, Oil | EC3d069 | HVAC | Project | 0 | 15 |  |  |  | 0 | 0% | 0% | 0% | 100% | 100% | 100% | 100% | 100% | 100% |  | Utility Specific | 0 | Non-Electric Measures | 0% | 0% | 0% | 0% | Utility Specific |  | 0 | 0 | 0% | 0% | 0% | 0% | Utility Specific | Fuel Oil - Com Fuel | [5 empty] | 0 | 0
C - Commercial & Industrial | C3 - Municipal Energy Solutions | C3d - Muni Direct Install | Pipe Wrap - Heating, Propane | EC3d070 | HVAC | Project | 0 | 15 |  |  |  | 0 | 0% | 0% | 0% | 100% | 100% | 100% | 100% | 100% | 100% |  | Utility Specific | 0 | Non-Electric Measures | 0% | 0% | 0% | 0% | Utility Specific |  | 0 | 0 | 0% | 0% | 0% | 0% | Utility Specific | Propane | [5 empty] | 0 | 0
C - Commercial & Industrial | C3 - Municipal Energy Solutions | C3d - Muni Direct Install | Pipe Wrap - Hot Water, Electric | EC3d071 | Hot Water | Project | 0 | 15 |  |  |  | 0 | 0% | 0% | 0% | 100% | 100% | 100% | 100% | 100% | 100% |  | Utility Specific | 0 | Water Heater - Electric | 41.52% | 31.39% | 15.22% | 11.88% | Utility Specific |  | 0.00024338 | 0 | 31.2% | 80.8% | 31.2% | 31.2% | Utility Specific | [6 empty] | 0 | 0
C - Commercial & Industrial | C3 - Municipal Energy Solutions | C3d - Muni Direct Install | Pipe Wrap - Hot Water, Gas | EC3d072 | Hot Water | Project | 0 | 15 |  |  |  | 0 | 0% | 0% | 0% | 100% | 100% | 100% | 100% | 100% | 100% |  | Utility Specific | 0 | Non-Electric Measures | 0% | 0% | 0% | 0% | Utility Specific |  | 0 | 0 | 0% | 0% | 0% | 0% | Utility Specific | NG - C&I Gas Heat | [5 empty] | 0 | 0
C - Commercial & Industrial | C3 - Municipal Energy Solutions | C3d - Muni Direct Install | Pipe Wrap - Hot Water, Oil | EC3d073 | Hot Water | Project | 0 | 15 |  |  |  | 0 | 0% | 0% | 0% | 100% | 100% | 100% | 100% | 100% | 100% |  | Utility Specific | 0 | Non-Electric Measures | 0% | 0% | 0% | 0% | Utility Specific |  | 0 | 0 | 0% | 0% | 0% | 0% | Utility Specific | Fuel Oil - Com Fuel | [5 empty] | 0 | 0
C - Commercial & Industrial | C3 - Municipal Energy Solutions | C3d - Muni Direct Install | Pipe Wrap - Hot Water, Propane | EC3d074 | Hot Water | Project | 0 | 15 |  |  |  | 0 | 0% | 0% | 0% | 100% | 100% | 100% | 100% | 100% | 100% |  | Utility Specific | 0 | Non-Electric Measures | 0% | 0% | 0% | 0% | Utility Specific |  | 0 | 0 | 0% | 0% | 0% | 0% | Utility Specific | Propane | [5 empty] | 0 | 0
C - Commercial & Industrial | C3 - Municipal Energy Solutions | C3d - Muni Direct Install | Pre Rinse Spray Valve, Electric | EC3d075 | Hot Water | Valve | 0 | 8 |  |  |  | 0 | 0% | 0% | 0% | 100% | 100% | 100% | 100% | 100% | 100% |  | Utility Specific | 957 | Water Heater - Electric | 41.52% | 31.39% | 15.22% | 11.88% | Utility Specific |  | 0.00024338 | 0.23292 | 52% | 100% | 52% | 52% | Deemed | [6 empty] | 0 | 6410
C - Commercial & Industrial | C3 - Municipal Energy Solutions | C3d - Muni Direct Install | Pre Rinse Spray Valve, Gas | EC3d076 | Hot Water | Project | 0 | 8 |  |  |  | 0 | 0% | 0% | 0% | 100% | 100% | 100% | 100% | 100% | 100% |  | Utility Specific | 0 | Non-Electric Measures | 0% | 0% | 0% | 0% | Utility Specific |  | 0 | 0 | 0% | 0% | 0% | 0% | Deemed | NG - C&I Gas All | 11.43 |  |  |  |  | 0 | 6410
C - Commercial & Industrial | C3 - Municipal Energy Solutions | C3d - Muni Direct Install | Pre Rinse Spray Valve, Oil | EC3d077 | Hot Water | Project | 0 | 8 |  |  |  | 0 | 0% | 0% | 0% | 100% | 100% | 100% | 100% | 100% | 100% |  | Utility Specific | 0 | Non-Electric Measures | 0% | 0% | 0% | 0% | Utility Specific |  | 0 | 0 | 0% | 0% | 0% | 0% | Deemed | Fuel Oil - Com Fuel | 11.43 |  |  |  |  | 0 | 6410
C - Commercial & Industrial | C3 - Municipal Energy Solutions | C3d - Muni Direct Install | Pre Rinse Spray Valve, Propane | EC3d078 | Hot Water | Project | 0 | 8 |  |  |  | 0 | 0% | 0% | 0% | 100% | 100% | 100% | 100% | 100% | 100% |  | Utility Specific | 0 | Non-Electric Measures | 0% | 0% | 0% | 0% | Utility Specific |  | 0 | 0 | 0% | 0% | 0% | 0% | Deemed | Propane | 11.43 |  |  |  |  | 0 | 6410
C - Commercial & Industrial | C3 - Municipal Energy Solutions | C3d - Muni Direct Install | Programmable Thermostat, Electric | EC3d079 | HVAC | Project | 0 | 15 |  |  |  | 0 | 0% | 0% | 0% | 100% | 100% | 100% | 100% | 100% | 100% |  | Utility Specific | 0 | Hardwired Electric Heat | 43.13% | 56.87% | 0% | 0% | Utility Specific |  | 0.0007332 | 0 | 0% | 43.3% | 0% | 0% | Utility Specific | [6 empty] | 0 | 0
C - Commercial & Industrial | C3 - Municipal Energy Solutions | C3d - Muni Direct Install | Programmable Thermostat, Gas | EC3d080 | HVAC | Project | 0 | 15 |  |  |  | 0 | 0% | 0% | 0% | 100% | 100% | 100% | 100% | 100% | 100% |  | Utility Specific | 0 | Central Air Conditioner/Heat Pump (Cooling) | 6.595% | 3.846% | 47.32% | 42.24% | Utility Specific |  | 0.0015937 | 0 | 34.6% | 0% | 34.6% | 34.6% | Utility Specific | NG - C&I Gas Heat | [5 empty] | 0 | 0
C - Commercial & Industrial | C3 - Municipal Energy Solutions | C3d - Muni Direct Install | Programmable Thermostat, Oil | EC3d081 | HVAC | Project | 0 | 15 |  |  |  | 0 | 0% | 0% | 0% | 100% | 100% | 100% | 100% | 100% | 100% |  | Utility Specific | 0 | Central Air Conditioner/Heat Pump (Cooling) | 6.595% | 3.846% | 47.32% | 42.24% | Utility Specific |  | 0.0015937 | 0 | 34.6% | 0% | 34.6% | 34.6% | Utility Specific | Fuel Oil - Com Fuel | [5 empty] | 0 | 0
C - Commercial & Industrial | C3 - Municipal Energy Solutions | C3d - Muni Direct Install | Programmable Thermostat, Propane | EC3d082 | HVAC | Project | 0 | 15 |  |  |  | 0 | 0% | 0% | 0% | 100% | 100% | 100% | 100% | 100% | 100% |  | Utility Specific | 0 | Central Air Conditioner/Heat Pump (Cooling) | 6.595% | 3.846% | 47.32% | 42.24% | Utility Specific |  | 0.0015937 | 0 | 34.6% | 0% | 34.6% | 34.6% | Utility Specific | Propane | [5 empty] | 0 | 0
C - Commercial & Industrial | C3 - Municipal Energy Solutions | C3d - Muni Direct Install | Steam Trap, Electric | EC3d083 | HVAC | Project | 0 | 6 |  |  |  | 0 | 0% | 0% | 0% | 100% | 100% | 100% | 100% | 100% | 100% |  | Utility Specific | 0 | C&I Heating & Cooling | 26.4% | 16.6% | 34.9% | 22.1% | Utility Specific |  | 0.0016 | 0 | 0% | 0% | 0% | 0% | Utility Specific | [6 empty] | 0 | 0
C - Commercial & Industrial | C3 - Municipal Energy Solutions | C3d - Muni Direct Install | Steam Trap, Gas | EC3d084 | HVAC | Project | 0 | 6 |  |  |  | 0 | 0% | 0% | 0% | 100% | 100% | 100% | 100% | 100% | 100% |  | Utility Specific | 0 | Non-Electric Measures | 0% | 0% | 0% | 0% | Utility Specific |  | 0 | 0 | 0% | 0% | 0% | 0% | Utility Specific | NG - C&I Gas Heat | [5 empty] | 0 | 0
C - Commercial & Industrial | C3 - Municipal Energy Solutions | C3d - Muni Direct Install | Steam Trap, Oil | EC3d085 | HVAC | Project | 0 | 6 |  |  |  | 0 | 0% | 0% | 0% | 100% | 100% | 100% | 100% | 100% | 100% |  | Utility Specific | 0 | Non-Electric Measures | 0% | 0% | 0% | 0% | Utility Specific |  | 0 | 0 | 0% | 0% | 0% | 0% | Utility Specific | Fuel Oil - Com Fuel | [5 empty] | 0 | 0
C - Commercial & Industrial | C3 - Municipal Energy Solutions | C3d - Muni Direct Install | Steam Trap, Propane | EC3d086 | HVAC | Project | 0 | 6 |  |  |  | 0 | 0% | 0% | 0% | 100% | 100% | 100% | 100% | 100% | 100% |  | Utility Specific | 0 | Non-Electric Measures | 0% | 0% | 0% | 0% | Utility Specific |  | 0 | 0 | 0% | 0% | 0% | 0% | Utility Specific | Propane | [5 empty] | 0 | 0
C - Commercial & Industrial | C3 - Municipal Energy Solutions | C3d - Muni Direct Install | Variable Frequency Drive | EC3d087 | Motors/Drives | Project | 0 | 15 |  |  |  | 0 | 0% | 0% | 0% | 100% | 100% | 100% | 100% | 100% | 100% |  | Utility Specific | 0 | C&I VFDs (Combined) | 23.7% | 27.2% | 23.8% | 25.3% | Utility Specific |  | 0 | 0 | 100% | 100% | 100% | 100% | Utility Specific | [6 empty] | 0 | 0
C - Commercial & Industrial | C3 - Municipal Energy Solutions | C3d - Muni Direct Install | Variable Frequency Drive with Motor | EC3d088 | Motors/Drives | Project | 0 | 15 |  |  |  | 0 | 0% | 0% | 0% | 100% | 100% | 100% | 100% | 100% | 100% |  | Utility Specific | 0 | C&I VFDs (Combined) | 23.7% | 27.2% | 23.8% | 25.3% | Utility Specific |  | 0 | 0 | 100% | 100% | 100% | 100% | Utility Specific | [6 empty] | 0 | 0
C - Commercial & Industrial | C3 - Municipal Energy Solutions | C3d - Muni Direct Install | Vending Miser | EC3d089 | Refrigeration | Project | 0 | 5 |  |  |  | 0 | 0% | 0% | 0% | 100% | 100% | 100% | 100% | 100% | 100% |  | Utility Specific | 0 | C&I Refrigeration | 22.6% | 27.3% | 23.3% | 26.8% | Utility Specific |  | 0.0002 | 0 | 90% | 90% | 90% | 90% | Utility Specific | [6 empty] | 0 | 0
C - Commercial & Industrial | C3 - Municipal Energy Solutions | C3d - Muni Direct Install | Zero Loss Condensate Drain | EC3d090 | Compressed Air | Project | 0 | 5 |  |  |  | 0 | 0% | 0% | 0% | 100% | 100% | 100% | 100% | 100% | 100% |  | Utility Specific | 0 | C&I Compressed Air - VFD Compressor | 25.9% | 23.9% | 26.5% | 23.7% | Utility Specific |  | 0.000258 | 0 | 80% | 54% | 80% | 80% | Utility Specific | [6 empty] | 0 | 0
C - Commercial & Industrial | C3 - Municipal Energy Solutions | C3d - Muni Direct Install | Induction Cooktop Displacing Electric Resistance | EC3d091 | Food Service | Appliance | 0 | 12 |  |  |  | 0 | 0% | 0% | 0% | 100% | 100% | 100% | 100% | 100% | 100% |  | Deemed | 2488 | C&I Food Services | 32% | 35% | 16% | 17% | Deemed | 0.43 | 0.000192 | 0.43 | 90% | 90% | 90% | 90% | Utility Specific | [6 empty] | 0 | 0
C - Commercial & Industrial | C3 - Municipal Energy Solutions | C3d - Muni Direct Install | CI Audits - Muni Direct Install | EC3dAUD | Non-Energy Saving |  | 0 | 1 |  |  |  | 0 | 0% | 0% | 0% | 100% | 0% | 0% | 0% | 0% | 0% |  |  | 0 | Non-Electric Measures | 0% | 0% | 0% | 0% |  |  | 0 | 0 | 0% | 0% | 0% | 0% | [7 empty] | 0 | 0
C - Commercial & Industrial | C3 - Municipal Energy Solutions | C3d - Muni Direct Install | Vendor Fees - Muni Direct Install | EC3dNES01 | Non-Energy Saving |  | 0 | 1 |  |  |  | 0 | 0% | 0% | 0% | 100% | 0% | 0% | 0% | 0% | 0% |  |  | 0 | Non-Electric Measures | 0% | 0% | 0% | 0% |  |  | 0 | 0 | 0% | 0% | 0% | 0% | [7 empty] | 0 | 0
C - Commercial & Industrial | C3 - Municipal Energy Solutions | C3d - Muni Direct Install | Vendor Fees - TA Studies - Muni Direct Install | EC3dNES02 | Non-Energy Saving |  | 0 | 1 |  |  |  | 0 | 0% | 0% | 0% | 100% | 0% | 0% | 0% | 0% | 0% |  |  |  | Non-Electric Measures | 0% | 0% | 0% | 0% |  |  | 0 |  | 0% | 0% | 0% | 0% | [7 empty] | 0
C - Commercial & Industrial | C3 - Municipal Energy Solutions | C3d - Muni Direct Install | [5 empty] | 1 | [36 empty] | 0
C - Commercial & Industrial | C3 - Municipal Energy Solutions | C3d - Muni Direct Install | [42 empty] | 0
C - Commercial & Industrial | C3 - Municipal Energy Solutions | C3d - Muni Direct Install | [42 empty] | 0
C - Commercial & Industrial | C3 - Municipal Energy Solutions | C3d - Muni Direct Install | [42 empty] | 0
[24 empty] | 0 | [20 empty] | 0 | 0
C - Commercial & Industrial | C3 - Municipal Energy Solutions | C3e - Muni New Construction | Custom Muni Compressed Air New Construction | EC3e001 | Compressed Air | Project | 0 |  |  |  |  | 0 | 0% | 0% | 0% | 100% | 100% | 93.9% | 89.4% | 100.9% | 94.5% |  | Utility Specific | 0 | C&I Compressed Air - VFD Compressor | 13% | 20% | 26% | 41% | Utility Specific |  | 0.000258 | 0 | 100% | 100% | 100% | 100% | Utility Specific | [6 empty] | 0 | 0
C - Commercial & Industrial | C3 - Municipal Energy Solutions | C3e - Muni New Construction | Custom Muni Hot Water New Construction | EC3e002 | Hot Water | Project | 0 |  |  |  |  | 0 | 0% | 0% | 0% | 100% | 100% | 93.9% | 89.4% | 100.9% | 94.5% |  | Utility Specific | 0 | C&I Water Heating | 25% | 25% | 25% | 25% | Utility Specific |  | 0.000258 | 0 | 54% | 56% | 54% | 54% | Utility Specific | [6 empty] | 0 | 0
C - Commercial & Industrial | C3 - Municipal Energy Solutions | C3e - Muni New Construction | Custom Muni HVAC New Construction | EC3e003 | HVAC | Project | 0 |  |  |  |  | 0 | 0% | 0% | 0% | 100% | 100% | 93.9% | 89.4% | 100.9% | 94.5% |  | Utility Specific | 0 | Custom Calculation | 72% | 18% | 8% | 2% | Utility Specific |  | 0 | 0 | 100% | 38.54% | 100% | 100% | Utility Specific | [6 empty] | 0 | 0
C - Commercial & Industrial | C3 - Municipal Energy Solutions | C3e - Muni New Construction | Custom Muni Lighting New Construction - Interior | EC3e004 | Lighting | Project | 0 | 15 |  |  |  | 0 | 0% | 0% | 0% | 100% | 100% | 93.9% | 89.4% | 100.9% | 94.5% |  | Utility Specific | 0 | C&I Interior Lighting - Prescriptive | 30.3% | 17.4% | 34.3% | 18.1% | Calculated |  | 0.0002 | 0 | 80% | 61% | 80% | 80% | Calculated | NG - C&I Gas Heat | 0 | Fuel Oil - Com Fuel | 0 |  |  | 0 | 0
C - Commercial & Industrial | C3 - Municipal Energy Solutions | C3e - Muni New Construction | Custom Muni Lighting New Construction - Exterior | EC3e005 | Lighting | Project | 0 | 15 |  |  |  | 0 | 0% | 0% | 0% | 100% | 100% | 93.9% | 89.4% | 100.9% | 94.5% |  | Utility Specific | 0 | C&I Exterior Lighting | 20.1% | 31.6% | 19.2% | 29% | Calculated |  | 0.0002 | 0 | 0% | 100% | 0% | 0% | Calculated | [6 empty] | 0 | 0
C - Commercial & Industrial | C3 - Municipal Energy Solutions | C3e - Muni New Construction | Custom Muni Lighting New Construction - Controls | EC3e006 | Lighting | Project | 0 | 10 |  |  |  | 0 | 0% | 0% | 0% | 100% | 100% | 93.9% | 89.4% | 100.9% | 94.5% |  | Utility Specific | 0 | C&I Lighting Controls | 31.3% | 19% | 32.1% | 17.7% | Calculated |  | 0.0001 | 0 | 15% | 13% | 15% | 15% | Calculated | NG - C&I Gas Heat | 0 | Fuel Oil - Com Fuel | 0 |  |  | 0 | 0
C - Commercial & Industrial | C3 - Municipal Energy Solutions | C3e - Muni New Construction | Custom Muni Motors New Construction | EC3e007 | Motors/Drives | Project | 0 |  |  |  |  | 0 | 0% | 0% | 0% | 100% | 100% | 93.9% | 89.4% | 100.9% | 94.5% |  | Utility Specific | 0 | Custom Calculation | 23% | 8% | 52% | 17% | Utility Specific |  | 0 | 0 | 95% | 80% | 95% | 95% | Utility Specific | [6 empty] | 0 | 0
C - Commercial & Industrial | C3 - Municipal Energy Solutions | C3e - Muni New Construction | Custom Muni Process New Construction | EC3e008 | Process | Project | 0 |  |  |  |  | 0 | 0% | 0% | 0% | 100% | 100% | 93.9% | 89.4% | 100.9% | 94.5% |  | Utility Specific | 0 | C&I Process | 49% | 13% | 29% | 9% | Utility Specific |  | 0.000725 | 0 | 95% | 45% | 95% | 95% | Utility Specific | [6 empty] | 0 | 0
C - Commercial & Industrial | C3 - Municipal Energy Solutions | C3e - Muni New Construction | Custom Muni Refrigeration New Construction | EC3e009 | Refrigeration | Project | 0 |  |  |  |  | 0 | 0% | 0% | 0% | 100% | 100% | 93.9% | 89.4% | 100.9% | 94.5% |  | Utility Specific | 0 | C&I Refrigeration | 22.6% | 27.3% | 23.3% | 26.8% | Utility Specific |  | 0.0002 | 0 | 80% | 80% | 80% | 80% | Utility Specific | [6 empty] | 0 | 0
C - Commercial & Industrial | C3 - Municipal Energy Solutions | C3e - Muni New Construction | Custom Muni Other New Construction | EC3e010 | Custom Measures | Project | 0 |  |  |  |  | 0 | 0% | 0% | 0% | 100% | 100% | 93.9% | 89.4% | 100.9% | 94.5% |  | Utility Specific | 0 | Custom Calculation | 25.76% | 40.82% | 12.93% | 20.49% | Utility Specific |  | 0 | 0 | 47.6% | 42.8% | 47.6% | 47.6% | Utility Specific | [6 empty] | 0 | 0
C - Commercial & Industrial | C3 - Municipal Energy Solutions | C3e - Muni New Construction | Daylight Dimming | EC3e011 | Lighting | Project | 0 | 10 |  |  |  | 0 | 0% | 0% | 0% | 100% | 100% | 93.9% | 89.4% | 100.9% | 94.5% |  | Utility Specific | 0 | C&I Lighting Controls | 31.3% | 19% | 32.1% | 17.7% | Calculated |  | 0.0001 | 0 | 17% | 13% | 17% | 17% | Calculated | NG - C&I Gas Heat | 0 | Fuel Oil - Com Fuel | 0 |  |  | 0 | 0
C - Commercial & Industrial | C3 - Municipal Energy Solutions | C3e - Muni New Construction | Performance Lighting - Exterior w/ Controls | EC3e012 | Lighting | Project | 0 | 15 |  |  |  | 0 | 0% | 0% | 0% | 100% | 100% | 93.9% | 89.4% | 100.9% | 94.5% |  | Utility Specific | 0 | C&I Exterior Lighting | 20.1% | 31.6% | 19.2% | 29% | Calculated |  | 0.0002 | 0 | 0% | 100% | 0% | 0% | Calculated | [6 empty] | 0 | 0
C - Commercial & Industrial | C3 - Municipal Energy Solutions | C3e - Muni New Construction | Performance Lighting - Exterior w/o Controls | EC3e013 | Lighting | Project | 0 | 15 |  |  |  | 0 | 0% | 0% | 0% | 100% | 100% | 93.9% | 89.4% | 100.9% | 94.5% |  | Utility Specific | 0 | C&I Exterior Lighting | 20.1% | 31.6% | 19.2% | 29% | Calculated |  | 0.0002 | 0 | 0% | 100% | 0% | 0% | Calculated | [6 empty] | 0 | 0
C - Commercial & Industrial | C3 - Municipal Energy Solutions | C3e - Muni New Construction | Performance Lighting - Interior w/ Controls | EC3e014 | Lighting | Project | 1 | 15 | 6108 | 4581 |  | 1527 | 0% | 0% | 0% | 100% | 100% | 93.9% | 89.4% | 100.9% | 94.5% |  | Utility Specific | 16961.745 | C&I Interior Lighting - Prescriptive | 30.3% | 17.4% | 34.3% | 18.1% | Calculated |  | 0.0002 | 3.3923 | 50.4% | 38.9% | 50.4% | 50.4% | Calculated | NG - C&I Gas Heat | -0.91751 | Fuel Oil - Com Fuel | -1.835 |  |  | 0 | 0
C - Commercial & Industrial | C3 - Municipal Energy Solutions | C3e - Muni New Construction | Performance Lighting - Interior w/o Controls | EC3e015 | Lighting | Project | 0 | 15 |  |  |  | 0 | 0% | 0% | 0% | 100% | 100% | 93.9% | 89.4% | 100.9% | 94.5% |  | Utility Specific | 0 | C&I Interior Lighting - Prescriptive | 30.3% | 17.4% | 34.3% | 18.1% | Calculated |  | 0.0002 | 0 | 50.4% | 38.9% | 50.4% | 50.4% | Calculated | NG - C&I Gas Heat | 0 | Fuel Oil - Com Fuel | 0 |  |  | 0 | 0
C - Commercial & Industrial | C3 - Municipal Energy Solutions | C3e - Muni New Construction | Lighting Occupancy Sensors | EC3e016 | Lighting | Project | 0 | 10 |  |  |  | 0 | 0% | 0% | 0% | 100% | 100% | 93.9% | 89.4% | 100.9% | 94.5% |  | Utility Specific | 0 | C&I Lighting Controls | 31.3% | 19% | 32.1% | 17.7% | Calculated |  | 0.0001 | 0 | 18% | 13% | 18% | 18% | Calculated | NG - C&I Gas Heat | 0 | Fuel Oil - Com Fuel | 0 |  |  | 0 | 0
C - Commercial & Industrial | C3 - Municipal Energy Solutions | C3e - Muni New Construction | CI Audits - Muni New Construction | EC3eAUD | Non-Energy Saving |  | 1 | 1 | 8443.0869 | 8443.0869 |  | 0 | 0% | 0% | 0% | 100% | 0% | 0% | 0% | 0% | 0% |  |  | 0 | Non-Electric Measures | 0% | 0% | 0% | 0% |  |  | 0 | 0 | 0% | 0% | 0% | 0% | [7 empty] | 0 | 0
C - Commercial & Industrial | C3 - Municipal Energy Solutions | C3e - Muni New Construction | Vendor Fees - Muni New Construction | EC3eNES01 | Non-Energy Saving |  | 0 | 1 |  |  |  | 0 | 0% | 0% | 0% | 100% | 0% | 0% | 0% | 0% | 0% |  |  | 0 | Non-Electric Measures | 0% | 0% | 0% | 0% |  |  | 0 | 0 | 0% | 0% | 0% | 0% | [7 empty] | 0 | 0
C - Commercial & Industrial | C3 - Municipal Energy Solutions | C3e - Muni New Construction | Vendor Fees - TA Studies - Muni New Construction | EC3eNES02 | Non-Energy Saving |  | 0 | 1 |  |  |  | 0 | 0% | 0% | 0% | 100% | 0% | 0% | 0% | 0% | 0% |  |  | 0 | Non-Electric Measures | 0% | 0% | 0% | 0% |  |  | 0 | 0 | 0% | 0% | 0% | 0% | [7 empty] | 0 | 0
C - Commercial & Industrial | C3 - Municipal Energy Solutions | C3e - Muni New Construction | [21 empty] | 0 | [20 empty] | 0 | 0
C - Commercial & Industrial | C3 - Municipal Energy Solutions | C3e - Muni New Construction | [21 empty] | 0 | [20 empty] | 0 | 0
C - Commercial & Industrial | C3 - Municipal Energy Solutions | C3e - Muni New Construction | [21 empty] | 0 | [20 empty] | 0 | 0
C - Commercial & Industrial | C3 - Municipal Energy Solutions | C3e - Muni New Construction | [21 empty] | 0 | [20 empty] | 0 | 0
C - Commercial & Industrial | C3 - Municipal Energy Solutions | C3e - Muni New Construction | [21 empty] | 0 | [20 empty] | 0 | 0
C - Commercial & Industrial | C3 - Municipal Energy Solutions | C3e - Muni New Construction | [21 empty] | 0 | [20 empty] | 0 | 0
C - Commercial & Industrial | C3 - Municipal Energy Solutions | C3e - Muni New Construction | [21 empty] | 0 | [20 empty] | 0 | 0
0
C - Commercial & Industrial | C3 - Municipal Energy Solutions | [22 empty] | 0 | [20 empty] | 0 | 0
[24 empty] | 0% | [20 empty] | 0 | 0
C - Commercial & Industrial | C5 - C&I Active Demand Response | C5a - C&I Active Demand Response | Load Curtailment Targeted Dispatch P4P Summer | EC5a001 | Behavior | Participant | 30 | 1 | 10000 | 10000 |  | 0 | 0% | 0% | 0% | 100% | 100% | 87.6% | 100% | 87.6% | 100% | 10% | Utility Specific | 0 | ADR Summer Peak | 0% | 0% | 100% | 0% | Utility Specific | 200 | 0 | 200 | 100% | 0% | 100% | 100% | Utility Specific | [6 empty] | 0 | 0
C - Commercial & Industrial | C5 - C&I Active Demand Response | C5a - C&I Active Demand Response | Storage Daily Dispatch P4P (savings) Summer | EC5a002 | Behavior | Participant | 0 | 1 |  |  |  | 0 | 0% | 0% | 0% | 100% | 100% | 100% | 100% | 100% | 100% | 100% | Utility Specific | 0 | ADR Summer Peak | 0% | 0% | 100% | 0% | Utility Specific |  | 0 | 0 | 100% | 0% | 100% | 100% | Utility Specific | [6 empty] | 0 | 0
C - Commercial & Industrial | C5 - C&I Active Demand Response | C5a - C&I Active Demand Response | Storage Daily Dispatch P4P (consumption) Summer | EC5a003 | Behavior | Participant | 0 | 1 |  |  |  | 0 | 0% | 0% | 0% | 100% | 100% | 100% | 100% | 100% | 100% | 100% | Utility Specific | 0 | ADR Summer Charging | 0% | 0% | 0% | 100% | Utility Specific |  | 0 | 0 | 0% | 0% | 0% | 0% | Utility Specific | [6 empty] | 0 | 0
C - Commercial & Industrial | C5 - C&I Active Demand Response | C5a - C&I Active Demand Response | Storage Targeted Dispatch P4P (savings) Summer | EC5a004 | Behavior | Participant | 0 | 1 |  |  |  | 0 | 0% | 0% | 0% | 100% | 100% | 100% | 100% | 100% | 100% | 10% | Utility Specific | 0 | ADR Summer Peak | 0% | 0% | 100% | 0% | Utility Specific |  | 0 | 0 | 100% | 0% | 100% | 100% | Utility Specific | [6 empty] | 0 | 0
C - Commercial & Industrial | C5 - C&I Active Demand Response | C5a - C&I Active Demand Response | Storage Targeted Dispatch P4P (consumption) Summer | EC5a005 | Behavior | Participant | 0 | 1 |  |  |  | 0 | 0% | 0% | 0% | 100% | 100% | 100% | 100% | 100% | 100% | 10% | Utility Specific | 0 | ADR Summer Charging | 0% | 0% | 0% | 100% | Utility Specific |  | 0 | 0 | 0% | 0% | 0% | 0% | Utility Specific | [6 empty] | 0 | 0
C - Commercial & Industrial | C5 - C&I Active Demand Response | C5a - C&I Active Demand Response |  |  |  | Thermostat | [17 empty] | 0 | [20 empty] | 0 | 0
C - Commercial & Industrial | C5 - C&I Active Demand Response | C5a - C&I Active Demand Response | [21 empty] | 0 | [20 empty] | 0 | 0
C - Commercial & Industrial | C5 - C&I Active Demand Response | C5a - C&I Active Demand Response | [21 empty] | 0% | [20 empty] | 0 | 0
C - Commercial & Industrial | C5 - C&I Active Demand Response | C5a - C&I Active Demand Response | [21 empty] | 0 | [20 empty] | 0 | 0
C - Commercial & Industrial | C5 - C&I Active Demand Response | C5a - C&I Active Demand Response | [21 empty] | 0 | [20 empty] | 0 | 0
[24 empty] | 0 | [20 empty] | 0 | 0
C - Commercial & Industrial | C5 - C&I Active Demand Response | [14 empty] | #REF! | [7 empty] | 0 | [20 empty] | 0 | 0
Note on I113: Note: Weighted average measure life for weatherization measures.
Note on V260: Note: Weighted average based on deemed MMBtu savings of ESProducts Clothes Washer

## Inputs Yr 3
|  |  | Administrator: | Liberty
|  |  | Program Year: | 2029
[13 empty] | Impact Factors | [9 empty] | Energy Savings | [6 empty] | Capacity Savings | [7 empty] | Non-Electric Savings
Sector | Program | Subprogram | Measure | Measure ID | End Use | Quantity Definition | Quantity | Measure Life | Total Resource Cost | Incentive | Processing Costs | Customer Cost | Free-Ridership Rate | Spillover [Participant] Rate | Spillover [Non-Participant] Rate | Net to Gross | In-Service Rate | kWh Realization Rate | kW Winter Realization Rate | kW Summer Realization Rate | Non Electric Realization Rate | Capacity Scaling Factor | Gross Annual kWh Input | Gross Annual kWh Saved | LS_ID | Winter Peak Energy % | Winter Off-Peak Energy % | Summer Peak Energy % | Summer Off-Peak Energy % | Maximum Load Reduction Input | Maximum Load Reduction (Deemed/ Utility Specific) | Maximum Demand Factor | Maximum Load Reduction (kW) | Summer Coincident (%) | Winter Coincident (%) | Trans. Coincident (%) | Dist. Coincident (%) | Fossil Fuel Input | Fossil Fuel Type #1 | Gross Annual MMBtu Saved from Fuel Type #1 | Fossil Fuel Type #2 | Gross Annual MMBtu Saved from Fuel Type #2 | Fossil Fuel Type #3 | Gross Annual MMBtu Saved from Fuel Type #3 | Gross Annual Res Water Gallons Savings | Gross Annual C&I Water Gallons Savings
B - Income Eligible | B1 - Home Energy Assistance | B1a - HEA (Weatherization) | Air Sealing, Cord Wood | EB1a001 | Envelope | Dwelling Unit | 0 | 15 |  |  |  | 0 | 0% | 0% | 0% | 100% | 100% | 64% | 64% | 64% | 61% |  | Utility Specific | 0 | Central Air Conditioner/Heat Pump (Cooling) | 6.595% | 3.846% | 47.32% | 42.24% | Calculated |  | 0.0015937 | 0 | 34.6% | 0% | 34.6% | 34.6% | Utility Specific | Cord Wood | [5 empty] | 0 | 0
B - Income Eligible | B1 - Home Energy Assistance | B1a - HEA (Weatherization) | Air Sealing, Electric | EB1a002 | Envelope | Dwelling Unit | 3 | 15 | 5684.25 | 5684.25 |  | 0 | 0% | 0% | 0% | 100% | 100% | 64% | 64% | 64% | 61% |  | Utility Specific | 12082.72 | Weighted HVAC - All Homes | 25.41% | 29.66% | 23.25% | 21.68% | Calculated |  | 0.00078321 | 9.4633 | 33.6% | 20.1% | 33.6% | 33.6% | Utility Specific | Fuel Oil - Residential Distillate | 3.36 |  |  |  |  | 0 | 0
B - Income Eligible | B1 - Home Energy Assistance | B1a - HEA (Weatherization) | Air Sealing, Gas | EB1a003 | Envelope | Dwelling Unit | 0 | 15 |  |  |  | 0 | 0% | 0% | 0% | 100% | 100% | 64% | 64% | 64% | 58% |  | Utility Specific | 0 | Central Air Conditioner/Heat Pump (Cooling) | 6.595% | 3.846% | 47.32% | 42.24% | Calculated |  | 0.0015937 | 0 | 34.6% | 0% | 34.6% | 34.6% | Utility Specific | NG - Res Heating | [5 empty] | 0 | 0
B - Income Eligible | B1 - Home Energy Assistance | B1a - HEA (Weatherization) | Air Sealing, Kerosene | EB1a004 | Envelope | Dwelling Unit | 4 | 15 | 1182.006 | 1182.006 |  | 0 | 0% | 0% | 0% | 100% | 100% | 64% | 64% | 64% | 61% |  | Utility Specific | 12.13 | Central Air Conditioner/Heat Pump (Cooling) | 6.595% | 3.846% | 47.32% | 42.24% | Calculated |  | 0.0015937 | 0.019332 | 34.6% | 0% | 34.6% | 34.6% | Utility Specific | Kerosene | 5.99 |  |  |  |  | 0 | 0
B - Income Eligible | B1 - Home Energy Assistance | B1a - HEA (Weatherization) | Air Sealing, Oil | EB1a005 | Envelope | Dwelling Unit | 50.2034 | 15 | 2064.615 | 2064.615 |  | 0 | 0% | 0% | 0% | 100% | 100% | 64% | 64% | 64% | 61% |  | Utility Specific | 86.73 | Central Air Conditioner/Heat Pump (Cooling) | 6.595% | 3.846% | 47.32% | 42.24% | Calculated |  | 0.0015937 | 0.13822 | 34.6% | 0% | 34.6% | 34.6% | Utility Specific | Fuel Oil - Residential Distillate | 9.45 |  |  |  |  | 0 | 0
B - Income Eligible | B1 - Home Energy Assistance | B1a - HEA (Weatherization) | Air Sealing, Propane | EB1a006 | Envelope | Dwelling Unit | 37.3746 | 15 | 1830.885 | 1830.885 |  | 0 | 0% | 0% | 0% | 100% | 100% | 64% | 64% | 64% | 61% |  | Utility Specific | 21.61 | Central Air Conditioner/Heat Pump (Cooling) | 6.595% | 3.846% | 47.32% | 42.24% | Calculated |  | 0.0015937 | 0.034441 | 34.6% | 0% | 34.6% | 34.6% | Utility Specific | Propane | 5.91 |  |  |  |  | 0 | 0
B - Income Eligible | B1 - Home Energy Assistance | B1a - HEA (Weatherization) | Air Sealing, Wood Pellets | EB1a007 | Envelope | Dwelling Unit | 0 | 15 |  |  |  | 0 | 0% | 0% | 0% | 100% | 100% | 64% | 64% | 64% | 61% |  | Utility Specific | 0 | Central Air Conditioner/Heat Pump (Cooling) | 6.595% | 3.846% | 47.32% | 42.24% | Calculated |  | 0.0015937 | 0 | 34.6% | 0% | 34.6% | 34.6% | Utility Specific | Pellet Wood | 7.5 |  |  |  |  | 0 | 0
B - Income Eligible | B1 - Home Energy Assistance | B1a - HEA (Weatherization) | Duct Sealing, Cord Wood | EB1a084 | HVAC | Dwelling Unit | 0 | 20 |  |  |  | 0 | 0% | 0% | 0% | 100% | 100% | 91% | 91% | 91% | 91% |  | Utility Specific | 0 | Central Air Conditioner/Heat Pump (Cooling) | 6.595% | 3.846% | 47.32% | 42.24% | Calculated |  | 0.0015937 | 0 | 34.6% | 0% | 34.6% | 34.6% | Utility Specific | Cord Wood | [5 empty] | 0 | 0
B - Income Eligible | B1 - Home Energy Assistance | B1a - HEA (Weatherization) | Duct Sealing, Electric | EB1a085 | HVAC | Dwelling Unit | 0 | 20 |  |  |  | 0 | 0% | 0% | 0% | 100% | 100% | 91% | 91% | 91% | 91% |  | Utility Specific | 0 | Weighted HVAC - All Homes | 25.41% | 29.66% | 23.25% | 21.68% | Calculated |  | 0.00078321 | 0 | 33.6% | 20.1% | 33.6% | 33.6% | Utility Specific | [6 empty] | 0 | 0
B - Income Eligible | B1 - Home Energy Assistance | B1a - HEA (Weatherization) | Duct Sealing, Gas | EB1a086 | HVAC | Dwelling Unit | 0 | 20 |  |  |  | 0 | 0% | 0% | 0% | 100% | 100% | 91% | 91% | 91% | 91% |  | Utility Specific | 0 | Central Air Conditioner/Heat Pump (Cooling) | 6.595% | 3.846% | 47.32% | 42.24% | Calculated |  | 0.0015937 | 0 | 34.6% | 0% | 34.6% | 34.6% | Utility Specific | NG - Res Heating | [5 empty] | 0 | 0
B - Income Eligible | B1 - Home Energy Assistance | B1a - HEA (Weatherization) | Duct Sealing, Kerosene | EB1a087 | HVAC | Dwelling Unit | 0 | 20 |  |  |  | 0 | 0% | 0% | 0% | 100% | 100% | 91% | 91% | 91% | 91% |  | Utility Specific | 0 | Central Air Conditioner/Heat Pump (Cooling) | 6.595% | 3.846% | 47.32% | 42.24% | Calculated |  | 0.0015937 | 0 | 34.6% | 0% | 34.6% | 34.6% | Utility Specific | Kerosene | [5 empty] | 0 | 0
B - Income Eligible | B1 - Home Energy Assistance | B1a - HEA (Weatherization) | Duct Sealing, Oil | EB1a088 | HVAC | Dwelling Unit | 0 | 20 |  |  |  | 0 | 0% | 0% | 0% | 100% | 100% | 91% | 91% | 91% | 91% |  | Utility Specific | 0 | Central Air Conditioner/Heat Pump (Cooling) | 6.595% | 3.846% | 47.32% | 42.24% | Calculated |  | 0.0015937 | 0 | 34.6% | 0% | 34.6% | 34.6% | Utility Specific | Fuel Oil - Residential Distillate | [5 empty] | 0 | 0
B - Income Eligible | B1 - Home Energy Assistance | B1a - HEA (Weatherization) | Duct Sealing, Propane | EB1a089 | HVAC | Dwelling Unit | 0 | 20 |  |  |  | 0 | 0% | 0% | 0% | 100% | 100% | 91% | 91% | 91% | 91% |  | Utility Specific | 0 | Central Air Conditioner/Heat Pump (Cooling) | 6.595% | 3.846% | 47.32% | 42.24% | Calculated |  | 0.0015937 | 0 | 34.6% | 0% | 34.6% | 34.6% | Utility Specific | Propane | [5 empty] | 0 | 0
B - Income Eligible | B1 - Home Energy Assistance | B1a - HEA (Weatherization) | Duct Sealing, Wood Pellets | EB1a090 | HVAC | Dwelling Unit | 0 | 20 |  |  |  | 0 | 0% | 0% | 0% | 100% | 100% | 91% | 91% | 91% | 91% |  | Utility Specific | 0 | Central Air Conditioner/Heat Pump (Cooling) | 6.595% | 3.846% | 47.32% | 42.24% | Calculated |  | 0.0015937 | 0 | 34.6% | 0% | 34.6% | 34.6% | Utility Specific | Pellet Wood | [5 empty] | 0 | 0
B - Income Eligible | B1 - Home Energy Assistance | B1a - HEA (Weatherization) | Faucet Aerator, Electric | EB1a009 | Hot Water | Aerator | 5 | 7 | 50 | 50 |  | 0 | 0% | 0% | 0% | 100% | 100% | 100% | 100% | 100% | 100% |  | Deemed | 46.863 | Water Heater - Electric | 41.52% | 31.39% | 15.22% | 11.88% | Calculated |  | 0.00024338 | 0.011406 | 31.2% | 80.8% | 31.2% | 31.2% | Deemed |  | 0 |  |  |  |  | 586 | 0
B - Income Eligible | B1 - Home Energy Assistance | B1a - HEA (Weatherization) | Faucet Aerator, Gas | EB1a010 | Hot Water | Aerator | 0 | 7 |  |  |  | 0 | 0% | 0% | 0% | 100% | 100% | 100% | 100% | 100% | 100% |  | Deemed | 0 | Non-Electric Measures | 0% | 0% | 0% | 0% | Calculated |  | 0 | 0 | 0% | 0% | 0% | 0% | Deemed | NG - Res Hot Water | 0.156 |  |  |  |  | 586 | 0
B - Income Eligible | B1 - Home Energy Assistance | B1a - HEA (Weatherization) | Faucet Aerator, Kerosene | EB1a011 | Hot Water | Aerator | 0 | 7 | 50 | 50 |  | 0 | 0% | 0% | 0% | 100% | 100% | 100% | 100% | 100% | 100% |  | Deemed | 0 | Non-Electric Measures | 0% | 0% | 0% | 0% | Calculated |  | 0 | 0 | 0% | 0% | 0% | 0% | Deemed | Kerosene | 0.156 |  |  |  |  | 586 | 0
B - Income Eligible | B1 - Home Energy Assistance | B1a - HEA (Weatherization) | Faucet Aerator, Oil | EB1a012 | Hot Water | Aerator | 20 | 7 | 50 | 50 |  | 0 | 0% | 0% | 0% | 100% | 100% | 100% | 100% | 100% | 100% |  | Deemed | 0 | Non-Electric Measures | 0% | 0% | 0% | 0% | Calculated |  | 0 | 0 | 0% | 0% | 0% | 0% | Deemed | Fuel Oil - Residential Distillate | 0.156 |  |  |  |  | 586 | 0
B - Income Eligible | B1 - Home Energy Assistance | B1a - HEA (Weatherization) | Faucet Aerator, Propane | EB1a013 | Hot Water | Aerator | 18 | 7 | 50 | 50 |  | 0 | 0% | 0% | 0% | 100% | 100% | 100% | 100% | 100% | 100% |  | Deemed | 0 | Non-Electric Measures | 0% | 0% | 0% | 0% | Calculated |  | 0 | 0 | 0% | 0% | 0% | 0% | Deemed | Propane | 0.156 |  |  |  |  | 586 | 0
B - Income Eligible | B1 - Home Energy Assistance | B1a - HEA (Weatherization) | Tank Wrap, Electric | EB1a091 | Hot Water | Dwelling Unit | 0 | 7 |  |  |  | 0 | 0% | 0% | 0% | 100% | 100% | 91% | 91% | 91% | 91% |  | Utility Specific | 0 | Water Heater - Electric | 41.52% | 31.39% | 15.22% | 11.88% | Calculated |  | 0.00024338 | 0 | 31.2% | 80.8% | 31.2% | 31.2% | Utility Specific | [6 empty] | 0 | 0
B - Income Eligible | B1 - Home Energy Assistance | B1a - HEA (Weatherization) | Tank Wrap, Gas | EB1a092 | Hot Water | Dwelling Unit | 0 | 7 |  |  |  | 0 | 0% | 0% | 0% | 100% | 100% | 91% | 91% | 91% | 91% |  | Utility Specific | 0 | Non-Electric Measures | 0% | 0% | 0% | 0% | Calculated |  | 0 | 0 | 0% | 0% | 0% | 0% | Utility Specific | NG - Res Hot Water | [5 empty] | 0 | 0
B - Income Eligible | B1 - Home Energy Assistance | B1a - HEA (Weatherization) | Tank Wrap, Kerosene | EB1a093 | Hot Water | Dwelling Unit | 0 | 7 |  |  |  | 0 | 0% | 0% | 0% | 100% | 100% | 91% | 91% | 91% | 91% |  | Utility Specific | 0 | Non-Electric Measures | 0% | 0% | 0% | 0% | Calculated |  | 0 | 0 | 0% | 0% | 0% | 0% | Utility Specific | Kerosene | [5 empty] | 0 | 0
B - Income Eligible | B1 - Home Energy Assistance | B1a - HEA (Weatherization) | Tank Wrap, Oil | EB1a094 | Hot Water | Dwelling Unit | 0 | 7 |  |  |  | 0 | 0% | 0% | 0% | 100% | 100% | 91% | 91% | 91% | 91% |  | Utility Specific | 0 | Non-Electric Measures | 0% | 0% | 0% | 0% | Calculated |  | 0 | 0 | 0% | 0% | 0% | 0% | Utility Specific | Fuel Oil - Residential Distillate | [5 empty] | 0 | 0
B - Income Eligible | B1 - Home Energy Assistance | B1a - HEA (Weatherization) | Tank Wrap, Propane | EB1a095 | Hot Water | Dwelling Unit | 0 | 7 |  |  |  | 0 | 0% | 0% | 0% | 100% | 100% | 91% | 91% | 91% | 91% |  | Utility Specific | 0 | Non-Electric Measures | 0% | 0% | 0% | 0% | Calculated |  | 0 | 0 | 0% | 0% | 0% | 0% | Utility Specific | Propane | [5 empty] | 0 | 0
B - Income Eligible | B1 - Home Energy Assistance | B1a - HEA (Weatherization) | Hand Held Showerhead, Electric | EB1a016 | Hot Water | Showerhead | 4 | 15 | 50 | 50 |  | 0 | 0% | 0% | 0% | 100% | 100% | 91% | 91% | 91% | 91% |  | Utility Specific | 50 | Water Heater - Electric | 41.52% | 31.39% | 15.22% | 11.88% | Calculated |  | 0.00024338 | 0.012169 | 31.2% | 80.8% | 31.2% | 31.2% | Utility Specific | [6 empty] | 1246 | 0
B - Income Eligible | B1 - Home Energy Assistance | B1a - HEA (Weatherization) | Hand Held Showerhead, Gas | EB1a017 | Hot Water | Showerhead | 0 | 15 |  |  |  | 0 | 0% | 0% | 0% | 100% | 100% | 91% | 91% | 91% | 91% |  | Utility Specific | 0 | Non-Electric Measures | 0% | 0% | 0% | 0% | Calculated |  | 0 | 0 | 0% | 0% | 0% | 0% | Utility Specific | NG - Res Hot Water | [5 empty] | 1246 | 0
B - Income Eligible | B1 - Home Energy Assistance | B1a - HEA (Weatherization) | Hand Held Showerhead, Kerosene | EB1a018 | Hot Water | Showerhead | 1 | 15 | 50 | 50 |  | 0 | 0% | 0% | 0% | 100% | 100% | 91% | 91% | 91% | 91% |  | Utility Specific | 0 | Non-Electric Measures | 0% | 0% | 0% | 0% | Calculated |  | 0 | 0 | 0% | 0% | 0% | 0% | Utility Specific | Kerosene | 0.633 |  |  |  |  | 1246 | 0
B - Income Eligible | B1 - Home Energy Assistance | B1a - HEA (Weatherization) | Hand Held Showerhead, Oil | EB1a019 | Hot Water | Showerhead | 16 | 15 | 50 | 50 |  | 0 | 0% | 0% | 0% | 100% | 100% | 91% | 91% | 91% | 91% |  | Utility Specific | 0 | Non-Electric Measures | 0% | 0% | 0% | 0% | Calculated |  | 0 | 0 | 0% | 0% | 0% | 0% | Utility Specific | Fuel Oil - Residential Distillate | 0.633 |  |  |  |  | 1246 | 0
B - Income Eligible | B1 - Home Energy Assistance | B1a - HEA (Weatherization) | Hand Held Showerhead, Propane | EB1a020 | Hot Water | Showerhead | 14 | 15 | 50 | 50 |  | 0 | 0% | 0% | 0% | 100% | 100% | 91% | 91% | 91% | 91% |  | Utility Specific | 0 | Non-Electric Measures | 0% | 0% | 0% | 0% | Calculated |  | 0 | 0 | 0% | 0% | 0% | 0% | Utility Specific | Propane | 0.633 |  |  |  |  | 1246 | 0
B - Income Eligible | B1 - Home Energy Assistance | B1a - HEA (Weatherization) | Energy Kits | EB1a121 | Custom Measures | Energy Kit | 0 |  |  |  |  | 0 | 0% | 0% | 0% | 100% | 84% | 100% | 100% | 100% | 100% |  | Utility Specific |  | Primary TV and Peripherals | 32.24% | 34.78% | 15.36% | 17.62% | Calculated |  | 0.00018311 |  | 58.2% | 86.3% | 58.2% | 58.2% | [7 empty] | 0 | 0
B - Income Eligible | B1 - Home Energy Assistance | B1a - HEA (Weatherization) | Insulation, Cord Wood | EB1a022 | Envelope | Dwelling Unit | 0 | 25 |  |  |  | 0 | 0% | 0% | 0% | 100% | 100% | 64% | 64% | 64% | 61% |  | Utility Specific | 0 | Central Air Conditioner/Heat Pump (Cooling) | 6.595% | 3.846% | 47.32% | 42.24% | Calculated |  | 0.0015937 | 0 | 34.6% | 0% | 34.6% | 34.6% | Utility Specific | Cord Wood | [5 empty] | 0 | 0
B - Income Eligible | B1 - Home Energy Assistance | B1a - HEA (Weatherization) | Insulation, Electric | EB1a023 | Envelope | Dwelling Unit | 3 | 25 | 16244.5 | 16244.5 |  | 0 | 0% | 0% | 0% | 100% | 100% | 64% | 64% | 64% | 61% |  | Utility Specific | 3344.05 | Weighted HVAC - All Homes | 25.41% | 29.66% | 23.25% | 21.68% | Calculated |  | 0.00078321 | 2.6191 | 33.6% | 20.1% | 33.6% | 33.6% | Utility Specific | Fuel Oil - Residential Distillate | 6.06 |  |  |  |  | 0 | 0
B - Income Eligible | B1 - Home Energy Assistance | B1a - HEA (Weatherization) | Insulation, Gas | EB1a024 | Envelope | Dwelling Unit | 0 | 25 |  |  |  | 0 | 0% | 0% | 0% | 100% | 100% | 64% | 64% | 64% | 58% |  | Utility Specific | 0 | Central Air Conditioner/Heat Pump (Cooling) | 6.595% | 3.846% | 47.32% | 42.24% | Calculated |  | 0.0015937 | 0 | 34.6% | 0% | 34.6% | 34.6% | Utility Specific | NG - Res Heating | [5 empty] | 0 | 0
B - Income Eligible | B1 - Home Energy Assistance | B1a - HEA (Weatherization) | Insulation, Kerosene | EB1a025 | Envelope | Dwelling Unit | 4 | 25 | 5320.14 | 5320.14 |  | 0 | 0% | 0% | 0% | 100% | 100% | 64% | 64% | 64% | 61% |  | Utility Specific | 33.18 | Central Air Conditioner/Heat Pump (Cooling) | 6.595% | 3.846% | 47.32% | 42.24% | Calculated |  | 0.0015937 | 0.05288 | 34.6% | 0% | 34.6% | 34.6% | Utility Specific | Kerosene | 17.01 |  |  |  |  | 0 | 0
B - Income Eligible | B1 - Home Energy Assistance | B1a - HEA (Weatherization) | Insulation, Oil | EB1a026 | Envelope | Dwelling Unit | 50.2034 | 25 | 8533.371 | 8533.371 |  | 0 | 0% | 0% | 0% | 100% | 100% | 64% | 64% | 64% | 61% |  | Utility Specific | 282.09 | Central Air Conditioner/Heat Pump (Cooling) | 6.595% | 3.846% | 47.32% | 42.24% | Calculated |  | 0.0015937 | 0.44958 | 34.6% | 0% | 34.6% | 34.6% | Utility Specific | Fuel Oil - Residential Distillate | 23.62 |  |  |  |  | 0 | 0
B - Income Eligible | B1 - Home Energy Assistance | B1a - HEA (Weatherization) | Insulation, Propane | EB1a027 | Envelope | Dwelling Unit | 37.3746 | 25 | 6846.063 | 6846.063 |  | 0 | 0% | 0% | 0% | 100% | 100% | 64% | 64% | 64% | 61% |  | Utility Specific | 122.48 | Central Air Conditioner/Heat Pump (Cooling) | 6.595% | 3.846% | 47.32% | 42.24% | Calculated |  | 0.0015937 | 0.1952 | 34.6% | 0% | 34.6% | 34.6% | Utility Specific | Propane | 12.52 |  |  |  |  | 0 | 0
B - Income Eligible | B1 - Home Energy Assistance | B1a - HEA (Weatherization) | Insulation, Wood Pellets | EB1a028 | Envelope | Dwelling Unit | 2 | 25 | 18974 | 18974 |  | 0 | 0% | 0% | 0% | 100% | 100% | 64% | 64% | 64% | 61% |  | Utility Specific | 1964.24 | Central Air Conditioner/Heat Pump (Cooling) | 6.595% | 3.846% | 47.32% | 42.24% | Calculated |  | 0.0015937 | 3.1305 | 34.6% | 0% | 34.6% | 34.6% | Utility Specific | Pellet Wood | 36.3 |  |  |  |  | 0 | 0
B - Income Eligible | B1 - Home Energy Assistance | B1a - HEA (Weatherization) | Duct Insulation, Cord Wood | EB1a077 | HVAC | Dwelling Unit | 0 | 25 |  |  |  | 0 | 0% | 0% | 0% | 100% | 100% | 91% | 91% | 91% | 91% |  | Utility Specific | 0 | Central Air Conditioner/Heat Pump (Cooling) | 6.595% | 3.846% | 47.32% | 42.24% | Calculated |  | 0.0015937 | 0 | 34.6% | 0% | 34.6% | 34.6% | Utility Specific | Cord Wood | [5 empty] | 0 | 0
B - Income Eligible | B1 - Home Energy Assistance | B1a - HEA (Weatherization) | Duct Insulation, Electric | EB1a078 | HVAC | Dwelling Unit | 0 | 25 |  |  |  | 0 | 0% | 0% | 0% | 100% | 100% | 91% | 91% | 91% | 91% |  | Utility Specific | 0 | Weighted HVAC - All Homes | 25.41% | 29.66% | 23.25% | 21.68% | Calculated |  | 0.00078321 | 0 | 33.6% | 20.1% | 33.6% | 33.6% | Utility Specific | [6 empty] | 0 | 0
B - Income Eligible | B1 - Home Energy Assistance | B1a - HEA (Weatherization) | Duct Insulation, Gas | EB1a079 | HVAC | Dwelling Unit | 0 | 25 |  |  |  | 0 | 0% | 0% | 0% | 100% | 100% | 91% | 91% | 91% | 91% |  | Utility Specific | 0 | Central Air Conditioner/Heat Pump (Cooling) | 6.595% | 3.846% | 47.32% | 42.24% | Calculated |  | 0.0015937 | 0 | 34.6% | 0% | 34.6% | 34.6% | Utility Specific | NG - Res Heating | [5 empty] | 0 | 0
B - Income Eligible | B1 - Home Energy Assistance | B1a - HEA (Weatherization) | Duct Insulation, Kerosene | EB1a080 | HVAC | Dwelling Unit | 0 | 25 |  |  |  | 0 | 0% | 0% | 0% | 100% | 100% | 91% | 91% | 91% | 91% |  | Utility Specific | 0 | Central Air Conditioner/Heat Pump (Cooling) | 6.595% | 3.846% | 47.32% | 42.24% | Calculated |  | 0.0015937 | 0 | 34.6% | 0% | 34.6% | 34.6% | Utility Specific | Kerosene | [5 empty] | 0 | 0
B - Income Eligible | B1 - Home Energy Assistance | B1a - HEA (Weatherization) | Duct Insulation, Oil | EB1a081 | HVAC | Dwelling Unit | 0 | 25 |  |  |  | 0 | 0% | 0% | 0% | 100% | 100% | 91% | 91% | 91% | 91% |  | Utility Specific | 0 | Central Air Conditioner/Heat Pump (Cooling) | 6.595% | 3.846% | 47.32% | 42.24% | Calculated |  | 0.0015937 | 0 | 34.6% | 0% | 34.6% | 34.6% | Utility Specific | Fuel Oil - Residential Distillate | [5 empty] | 0 | 0
B - Income Eligible | B1 - Home Energy Assistance | B1a - HEA (Weatherization) | Duct Insulation, Propane | EB1a082 | HVAC | Dwelling Unit | 0 | 25 |  |  |  | 0 | 0% | 0% | 0% | 100% | 100% | 91% | 91% | 91% | 91% |  | Utility Specific | 0 | Central Air Conditioner/Heat Pump (Cooling) | 6.595% | 3.846% | 47.32% | 42.24% | Calculated |  | 0.0015937 | 0 | 34.6% | 0% | 34.6% | 34.6% | Utility Specific | Propane | [5 empty] | 0 | 0
B - Income Eligible | B1 - Home Energy Assistance | B1a - HEA (Weatherization) | Duct Insulation, Wood Pellets | EB1a083 | HVAC | Dwelling Unit | 0 | 25 |  |  |  | 0 | 0% | 0% | 0% | 100% | 100% | 91% | 91% | 91% | 91% |  | Utility Specific | 0 | Central Air Conditioner/Heat Pump (Cooling) | 6.595% | 3.846% | 47.32% | 42.24% | Calculated |  | 0.0015937 | 0 | 34.6% | 0% | 34.6% | 34.6% | Utility Specific | Pellet Wood | [5 empty] | 0 | 0
B - Income Eligible | B1 - Home Energy Assistance | B1a - HEA (Weatherization) | Low Flow Showerhead, Electric | EB1a030 | Hot Water | Showerhead | 5 | 15 | 35 | 35 |  | 0 | 0% | 0% | 0% | 100% | 100% | 91% | 91% | 91% | 91% |  | Utility Specific | 40 | Water Heater - Electric | 41.52% | 31.39% | 15.22% | 11.88% | Calculated |  | 0.00024338 | 0.0097353 | 31.2% | 80.8% | 31.2% | 31.2% | Utility Specific | [6 empty] | 1246 | 0
B - Income Eligible | B1 - Home Energy Assistance | B1a - HEA (Weatherization) | Low Flow Showerhead, Gas | EB1a031 | Hot Water | Showerhead | 0 | 15 | 35 | 35 |  | 0 | 0% | 0% | 0% | 100% | 100% | 91% | 91% | 91% | 91% |  | Utility Specific | 0 | Non-Electric Measures | 0% | 0% | 0% | 0% | Calculated |  | 0 | 0 | 0% | 0% | 0% | 0% | Utility Specific | NG - Res Hot Water | [5 empty] | 1246 | 0
B - Income Eligible | B1 - Home Energy Assistance | B1a - HEA (Weatherization) | Low Flow Showerhead, Kerosene | EB1a032 | Hot Water | Showerhead | 0 | 15 | 35 | 35 |  | 0 | 0% | 0% | 0% | 100% | 100% | 91% | 91% | 91% | 91% |  | Utility Specific | 0 | Non-Electric Measures | 0% | 0% | 0% | 0% | Calculated |  | 0 | 0 | 0% | 0% | 0% | 0% | Utility Specific | Kerosene | 0.633 |  |  |  |  | 1246 | 0
B - Income Eligible | B1 - Home Energy Assistance | B1a - HEA (Weatherization) | Low Flow Showerhead, Oil | EB1a033 | Hot Water | Showerhead | 0 | 15 | 35 | 35 |  | 0 | 0% | 0% | 0% | 100% | 100% | 91% | 91% | 91% | 91% |  | Utility Specific | 0 | Non-Electric Measures | 0% | 0% | 0% | 0% | Calculated |  | 0 | 0 | 0% | 0% | 0% | 0% | Utility Specific | Fuel Oil - Residential Distillate | 0.633 |  |  |  |  | 1246 | 0
B - Income Eligible | B1 - Home Energy Assistance | B1a - HEA (Weatherization) | Low Flow Showerhead, Propane | EB1a034 | Hot Water | Showerhead | 0 | 15 | 35 | 35 |  | 0 | 0% | 0% | 0% | 100% | 100% | 91% | 91% | 91% | 91% |  | Utility Specific | 0 | Non-Electric Measures | 0% | 0% | 0% | 0% | Calculated |  | 0 | 0 | 0% | 0% | 0% | 0% | Utility Specific | Propane | 0.63 |  |  |  |  | 1246 | 0
B - Income Eligible | B1 - Home Energy Assistance | B1a - HEA (Weatherization) | Advanced Power Strip, Tier I | EB1a035 | Process | Power Strip | 0 | 5 |  |  |  | 0 | 0% | 0% | 0% | 100% | 100% | 91% | 91% | 91% | 91% |  | Deemed | 105 | Primary TV and Peripherals | 32.24% | 34.78% | 15.36% | 17.62% | Deemed | 0.01 | 0.00018311 | 0.01 | 58.2% | 86.3% | 58.2% | 58.2% | Deemed | [6 empty] | 0 | 0
B - Income Eligible | B1 - Home Energy Assistance | B1a - HEA (Weatherization) | Advanced Power Strip, Tier II | EB1a036 | Process | Power Strip | 0 | 5 |  |  |  | 0 | 0% | 0% | 0% | 100% | 100% | 91% | 91% | 91% | 91% |  | Deemed | 207 | Primary TV and Peripherals | 32.24% | 34.78% | 15.36% | 17.62% | Deemed | 0.024 | 0.00018311 | 0.024 | 58.2% | 86.3% | 58.2% | 58.2% | Deemed | [6 empty] | 0 | 0
B - Income Eligible | B1 - Home Energy Assistance | B1a - HEA (Weatherization) | Pipe Insulation - Hot Water, Electric | EB1a037 | Hot Water | Dwelling Unit | 5 | 15 | 150 | 150 |  | 0 | 0% | 0% | 0% | 100% | 100% | 100% | 100% | 100% | 100% |  | Utility Specific | 41 | Water Heater - Electric | 41.52% | 31.39% | 15.22% | 11.88% | Calculated |  | 0.00024338 | 0.0099787 | 31.2% | 80.8% | 31.2% | 31.2% | Utility Specific | [6 empty] | 0 | 0
B - Income Eligible | B1 - Home Energy Assistance | B1a - HEA (Weatherization) | Pipe Insulation - Hot Water, Gas | EB1a038 | Hot Water | Dwelling Unit | 0 | 15 |  |  |  | 0 | 0% | 0% | 0% | 100% | 100% | 100% | 100% | 100% | 100% |  | Utility Specific | 0 | Non-Electric Measures | 0% | 0% | 0% | 0% | Calculated |  | 0 | 0 | 0% | 0% | 0% | 0% | Utility Specific | NG - Res Hot Water | 0.523 |  |  |  |  | 0 | 0
B - Income Eligible | B1 - Home Energy Assistance | B1a - HEA (Weatherization) | Pipe Insulation - Hot Water, Kerosene | EB1a039 | Hot Water | Dwelling Unit | 0 | 15 | 150 | 150 |  | 0 | 0% | 0% | 0% | 100% | 100% | 100% | 100% | 100% | 100% |  | Utility Specific | 0 | Water Heater - Natural Gas/Fuel Oil | 40.94% | 34.19% | 13.3% | 11.56% | Calculated |  | 0.00035685 | 0 | 21.4% | 39.9% | 21.4% | 21.4% | Utility Specific | Kerosene | -0.487 |  |  |  |  | 0 | 0
B - Income Eligible | B1 - Home Energy Assistance | B1a - HEA (Weatherization) | Pipe Insulation - Hot Water, Oil | EB1a040 | Hot Water | Dwelling Unit | 14 | 15 | 150 | 150 |  | 0 | 0% | 0% | 0% | 100% | 100% | 100% | 100% | 100% | 100% |  | Utility Specific | 0 | Water Heater - Natural Gas/Fuel Oil | 40.94% | 34.19% | 13.3% | 11.56% | Calculated |  | 0.00035685 | 0 | 21.4% | 39.9% | 21.4% | 21.4% | Utility Specific | Fuel Oil - Residential Distillate | 2.55 |  |  |  |  | 0 | 0
B - Income Eligible | B1 - Home Energy Assistance | B1a - HEA (Weatherization) | Pipe Insulation - Hot Water, Propane | EB1a041 | Hot Water | Dwelling Unit | 12 | 15 | 150 | 150 |  | 0 | 0% | 0% | 0% | 100% | 100% | 100% | 100% | 100% | 100% |  | Utility Specific | 0 | Non-Electric Measures | 0% | 0% | 0% | 0% | Calculated |  | 0 | 0 | 0% | 0% | 0% | 0% | Utility Specific | Propane | 2.55 |  |  |  |  | 0 | 0
B - Income Eligible | B1 - Home Energy Assistance | B1a - HEA (Weatherization) | Hot Water Setback, Electric | EB1a042 | Hot Water | Setback | 0 | 2 |  |  |  | 0 | 0% | 0% | 0% | 100% | 100% | 91% | 91% | 91% | 91% |  | Utility Specific | 0 | 24 hour operation | 30.5% | 36.1% | 15.2% | 18.3% | Calculated |  | 0.00011416 | 0 | 100% | 100% | 100% | 100% | Utility Specific | [6 empty] | 0 | 0
B - Income Eligible | B1 - Home Energy Assistance | B1a - HEA (Weatherization) | Hot Water Setback, Gas | EB1a060 | Hot Water | Setback | 0 | 2 |  |  |  | 0 | 0% | 0% | 0% | 100% | 100% | 91% | 91% | 91% | 91% |  | Utility Specific | 0 | Non-Electric Measures | 0% | 0% | 0% | 0% | Calculated |  | 0 | 0 | 0% | 0% | 0% | 0% | Utility Specific | NG - Res Hot Water | 0.41 |  |  |  |  | 0 | 0
B - Income Eligible | B1 - Home Energy Assistance | B1a - HEA (Weatherization) | Hot Water Setback, Kerosene | EB1a061 | Hot Water | Setback | 0 | 2 |  |  |  | 0 | 0% | 0% | 0% | 100% | 100% | 91% | 91% | 91% | 91% |  | Utility Specific | 0 | Non-Electric Measures | 0% | 0% | 0% | 0% | Calculated |  | 0 | 0 | 0% | 0% | 0% | 0% | Utility Specific | Kerosene | 0.41 |  |  |  |  | 0 | 0
B - Income Eligible | B1 - Home Energy Assistance | B1a - HEA (Weatherization) | Hot Water Setback, Oil | EB1a062 | Hot Water | Setback | 0 | 2 | 15 | 15 |  | 0 | 0% | 0% | 0% | 100% | 100% | 91% | 91% | 91% | 91% |  | Utility Specific | 0 | Non-Electric Measures | 0% | 0% | 0% | 0% | Calculated |  | 0 | 0 | 0% | 0% | 0% | 0% | Utility Specific | Fuel Oil - Residential Distillate | 0.41 |  |  |  |  | 0 | 0
B - Income Eligible | B1 - Home Energy Assistance | B1a - HEA (Weatherization) | Hot Water Setback, Propane | EB1a063 | Hot Water | Setback | 0 | 2 |  |  |  | 0 | 0% | 0% | 0% | 100% | 100% | 91% | 91% | 91% | 91% |  | Utility Specific | 0 | Non-Electric Measures | 0% | 0% | 0% | 0% | Calculated |  | 0 | 0 | 0% | 0% | 0% | 0% | Utility Specific | Propane | -0.02 |  |  |  |  | 0 | 0
B - Income Eligible | B1 - Home Energy Assistance | B1a - HEA (Weatherization) | DHW Heat Pump Water Heater | EB1a043 | Hot Water | Water Heater | 25 | 15 | 1088 | 1088 |  | 0 | 0% | 0% | 0% | 100% | 100% | 91% | 91% | 91% | 91% |  | Deemed | 961 | Water Heater - Heat Pump | 39.13% | 32.97% | 14.89% | 13.01% | Calculated |  | 0.00021971 | 0.21114 | 41.3% | 74.7% | 41.3% | 41.3% | Deemed | NG - Res Hot Water | 0.74296 | Propane | 0.10386 | Fuel Oil - Residential Distillate | 1.3022 | 0 | 0
B - Income Eligible | B1 - Home Energy Assistance | B1a - HEA (Weatherization) | Stand Alone Water Heater, Electric | EB1a096 | Hot Water | Water Heater | 1 | 13 | 1500 | 1500 |  | 0 | 0% | 0% | 0% | 100% | 100% | 91% | 91% | 91% | 91% |  | Utility Specific | 0 | Water Heater - Electric | 41.52% | 31.39% | 15.22% | 11.88% | Calculated |  | 0.00024338 | 0 | 31.2% | 80.8% | 31.2% | 31.2% | Utility Specific | [6 empty] | 0 | 0
B - Income Eligible | B1 - Home Energy Assistance | B1a - HEA (Weatherization) | Stand Alone Water Heater, Gas | EB1a097 | Hot Water | Water Heater | 0 | 13 |  |  |  | 0 | 0% | 0% | 0% | 100% | 100% | 91% | 91% | 91% | 91% |  | Utility Specific | 0 | Water Heater - Natural Gas/Fuel Oil | 40.94% | 34.19% | 13.3% | 11.56% | Calculated |  | 0.00035685 | 0 | 21.4% | 39.9% | 21.4% | 21.4% | Utility Specific | NG - Res Hot Water | [5 empty] | 0 | 0
B - Income Eligible | B1 - Home Energy Assistance | B1a - HEA (Weatherization) | Stand Alone Water Heater, Propane | EB1a099 | Hot Water | Water Heater | 0 | 13 | 2000 | 2000 |  | 0 | 0% | 0% | 0% | 100% | 100% | 91% | 91% | 91% | 91% |  | Utility Specific | 0 | Water Heater - Natural Gas/Fuel Oil | 40.94% | 34.19% | 13.3% | 11.56% | Calculated |  | 0.00035685 | 0 | 21.4% | 39.9% | 21.4% | 21.4% | Utility Specific | Propane | 0.5 |  |  |  |  | 0 | 0
B - Income Eligible | B1 - Home Energy Assistance | B1a - HEA (Weatherization) | Indirect Water Heater, Oil | EB1a098 | Hot Water | Water Heater | 0 | 13 |  |  |  | 0 | 0% | 0% | 0% | 100% | 100% | 91% | 91% | 91% | 91% |  | Utility Specific | 0 | Water Heater - Natural Gas/Fuel Oil | 40.94% | 34.19% | 13.3% | 11.56% | Calculated |  | 0.00035685 | 0 | 21.4% | 39.9% | 21.4% | 21.4% | Utility Specific | Fuel Oil - Residential Distillate | [5 empty] | 0 | 0
B - Income Eligible | B1 - Home Energy Assistance | B1a - HEA (Weatherization) | LED Bulb, General Service Lamps | EB1a044 | Lighting | Bulb | 0 | 1 |  |  |  | 0 | 0% | 0% | 0% | 100% | 100% | 91% | 91% | 91% | 91% |  | Utility Specific | 0 | Lighting | 35.11% | 30.72% | 19.04% | 15.12% | Calculated |  | 0.00025457 | 0 | 54.7% | 84.8% | 54.7% | 54.7% | Utility Specific | NG - Res Heating | 0 | Propane | 0 | Fuel Oil - Residential Distillate | 0 | 0 | 0
B - Income Eligible | B1 - Home Energy Assistance | B1a - HEA (Weatherization) | LED Bulb, Linear | EB1a045 | Lighting | Fixture | 0 | 7 |  |  |  | 0 | 0% | 0% | 0% | 100% | 100% | 91% | 91% | 91% | 91% |  | Utility Specific | 0 | Lighting | 35.11% | 30.72% | 19.04% | 15.12% | Calculated |  | 0.00025457 | 0 | 54.7% | 84.8% | 54.7% | 54.7% | Utility Specific | NG - Res Heating | 0 | Propane | 0 | Fuel Oil - Residential Distillate | 0 | 0 | 0
B - Income Eligible | B1 - Home Energy Assistance | B1a - HEA (Weatherization) | LED Bulb, Other Specialty | EB1a046 | Lighting | Bulb | 0 | 2 |  |  |  | 0 | 0% | 0% | 0% | 100% | 100% | 91% | 91% | 91% | 91% |  | Utility Specific | 0 | Lighting | 35.11% | 30.72% | 19.04% | 15.12% | Calculated |  | 0.00025457 | 0 | 54.7% | 84.8% | 54.7% | 54.7% | Utility Specific | NG - Res Heating | 0 | Propane | 0 | Fuel Oil - Residential Distillate | 0 | 0 | 0
B - Income Eligible | B1 - Home Energy Assistance | B1a - HEA (Weatherization) | LED Bulb, Reflector | EB1a047 | Lighting | Bulb | 0 | 1 |  |  |  | 0 | 0% | 0% | 0% | 100% | 100% | 91% | 91% | 91% | 91% |  | Utility Specific | 0 | Lighting | 35.11% | 30.72% | 19.04% | 15.12% | Calculated |  | 0.00025457 | 0 | 54.7% | 84.8% | 54.7% | 54.7% | Utility Specific | NG - Res Heating | 0 | Propane | 0 | Fuel Oil - Residential Distillate | 0 | 0 | 0
B - Income Eligible | B1 - Home Energy Assistance | B1a - HEA (Weatherization) | LED Fixture | EB1a048 | Lighting | Fixture | 0 | 2 | 200 | 200 |  | 0 | 0% | 0% | 0% | 100% | 100% | 91% | 91% | 91% | 91% |  | Utility Specific | 40 | Lighting | 35.11% | 30.72% | 19.04% | 15.12% | Calculated |  | 0.00025457 | 0.010183 | 54.7% | 84.8% | 54.7% | 54.7% | Utility Specific | NG - Res Heating | -0.02272 | Propane | -0.01545 | Fuel Oil - Residential Distillate | -0.05271 | 0 | 0
B - Income Eligible | B1 - Home Energy Assistance | B1a - HEA (Weatherization) | Refrigerator | EB1a049 | Refrigeration | Appliance | 65 | 12 | 1000 | 1000 |  | 0 | 0% | 0% | 0% | 100% | 100% | 100% | 100% | 100% | 100% |  | Utility Specific | 910.8 | Primary Refrigerator | 29% | 31.95% | 18.18% | 20.87% | Calculated |  | 0.00017711 | 0.16131 | 129% | 93% | 129% | 129% | Utility Specific | NG - Res Hot Water | -0.00051688 |  |  |  |  | 0 | 0
B - Income Eligible | B1 - Home Energy Assistance | B1a - HEA (Weatherization) | Freezer | EB1a050 | Refrigeration | Appliance | 0 | 12 |  |  |  | 0 | 0% | 0% | 0% | 100% | 100% | 91% | 91% | 91% | 91% |  | Utility Specific | 0 | Freezer | 28.67% | 33.56% | 17.07% | 20.69% | Calculated |  | 0.00014459 | 0 | 91.2% | 67.6% | 91.2% | 91.2% | Utility Specific | [6 empty] | 0 | 0
B - Income Eligible | B1 - Home Energy Assistance | B1a - HEA (Weatherization) | Clothes Washer | EB1a051 | Hot Water | Appliance | 0 | 11 |  |  |  | 0 | 0% | 0% | 0% | 100% | 100% | 91% | 91% | 91% | 91% |  | Utility Specific | 0 | Clothes Washer | 36.44% | 29.9% | 18.29% | 15.36% | Calculated |  | 0.00027004 | 0 | 49.1% | 52% | 49.1% | 49.1% | Utility Specific | NG - Res Hot Water | 0.024201 | Propane | 0.0033829 | Fuel Oil - Residential Distillate | 0.042416 | 823 | 0
B - Income Eligible | B1 - Home Energy Assistance | B1a - HEA (Weatherization) | Clothes Dryer | EB1a052 | Envelope | Appliance | 0 | 12 |  |  |  | 0 | 0% | 0% | 0% | 100% | 100% | 91% | 91% | 91% | 91% |  | Utility Specific | 0 | Clothes Dryer - Electric | 38.94% | 29.95% | 16.9% | 14.21% | Calculated |  | 0.00029483 | 0 | 44.5% | 57.8% | 44.5% | 44.5% | Utility Specific | [6 empty] | 0 | 0
B - Income Eligible | B1 - Home Energy Assistance | B1a - HEA (Weatherization) | Dehumidifier | EB1a053 | HVAC | Appliance | 31 | 12 | 250 | 250 |  | 0 | 0% | 0% | 0% | 100% | 100% | 91% | 91% | 91% | 91% |  | Deemed | 407.1 | Dehumidifier | 21.99% | 23.34% | 24.93% | 29.74% | Calculated |  | 0.00023381 | 0.095182 | 82% | 17.2% | 82% | 82% | Deemed | [6 empty] | 0 | 0
B - Income Eligible | B1 - Home Energy Assistance | B1a - HEA (Weatherization) | Room Air Conditioner | EB1a054 | HVAC | Appliance | 0 | 9 | 1000 | 1000 |  | 0 | 0% | 0% | 0% | 100% | 100% | 91% | 91% | 91% | 91% |  | Deemed | 113 | Room or Window Air Conditioner | 2.884% | 2.153% | 47.53% | 47.43% | Calculated |  | 0.0015797 | 0.17851 | 32.8% | 0% | 32.8% | 32.8% | Deemed | [6 empty] | 0 | 0
B - Income Eligible | B1 - Home Energy Assistance | B1a - HEA (Weatherization) | Window Replacement, Cord Wood | EB1a055 | Envelope | Window | 0 | 25 |  |  |  | 0 | 0% | 0% | 0% | 100% | 100% | 64% | 64% | 64% | 61% |  | Utility Specific | 0 | Central Air Conditioner/Heat Pump (Cooling) | 6.595% | 3.846% | 47.32% | 42.24% | Calculated |  | 0.0015937 | 0 | 34.6% | 0% | 34.6% | 34.6% | Utility Specific | Cord Wood | [5 empty] | 0 | 0
B - Income Eligible | B1 - Home Energy Assistance | B1a - HEA (Weatherization) | Window Replacement, Electric | EB1a064 | Envelope | Window | 36 | 25 | 175 | 175 |  | 0 | 0% | 0% | 0% | 100% | 100% | 64% | 64% | 64% | 61% |  | Utility Specific | 58.94 | Weighted HVAC - All Homes | 25.41% | 29.66% | 23.25% | 21.68% | Calculated |  | 0.00078321 | 0.046162 | 33.6% | 20.1% | 33.6% | 33.6% | Utility Specific | [6 empty] | 0 | 0
B - Income Eligible | B1 - Home Energy Assistance | B1a - HEA (Weatherization) | Window Replacement, Gas | EB1a065 | Envelope | Window | 0 | 25 |  |  |  | 0 | 0% | 0% | 0% | 100% | 100% | 64% | 64% | 64% | 58% |  | Utility Specific | 0 | Central Air Conditioner/Heat Pump (Cooling) | 6.595% | 3.846% | 47.32% | 42.24% | Calculated |  | 0.0015937 | 0 | 34.6% | 0% | 34.6% | 34.6% | Utility Specific | NG - Res Heating | [5 empty] | 0 | 0
B - Income Eligible | B1 - Home Energy Assistance | B1a - HEA (Weatherization) | Window Replacement, Kerosene | EB1a066 | Envelope | Window | 2 | 25 | 625 | 625 |  | 0 | 0% | 0% | 0% | 100% | 100% | 64% | 64% | 64% | 61% |  | Utility Specific | 0 | Central Air Conditioner/Heat Pump (Cooling) | 6.595% | 3.846% | 47.32% | 42.24% | Calculated |  | 0.0015937 | 0 | 34.6% | 0% | 34.6% | 34.6% | Utility Specific | Kerosene | 0.65 |  |  |  |  | 0 | 0
B - Income Eligible | B1 - Home Energy Assistance | B1a - HEA (Weatherization) | Window Replacement, Oil | EB1a067 | Envelope | Window | 8 | 25 | 750 | 750 |  | 0 | 0% | 0% | 0% | 100% | 100% | 64% | 64% | 64% | 61% |  | Utility Specific | 0 | Central Air Conditioner/Heat Pump (Cooling) | 6.595% | 3.846% | 47.32% | 42.24% | Calculated |  | 0.0015937 | 0 | 34.6% | 0% | 34.6% | 34.6% | Utility Specific | Fuel Oil - Residential Distillate | 0.85 |  |  |  |  | 0 | 0
B - Income Eligible | B1 - Home Energy Assistance | B1a - HEA (Weatherization) | Window Replacement, Propane | EB1a068 | Envelope | Window | 8 | 25 | 750 | 750 |  | 0 | 0% | 0% | 0% | 100% | 100% | 64% | 64% | 64% | 61% |  | Utility Specific | 0 | Central Air Conditioner/Heat Pump (Cooling) | 6.595% | 3.846% | 47.32% | 42.24% | Calculated |  | 0.0015937 | 0 | 34.6% | 0% | 34.6% | 34.6% | Utility Specific | Propane | 0.85 |  |  |  |  | 0 | 0
B - Income Eligible | B1 - Home Energy Assistance | B1a - HEA (Weatherization) | Window Replacement, Wood Pellets | EB1a069 | Envelope | Window | 0 | 25 |  |  |  | 0 | 0% | 0% | 0% | 100% | 100% | 64% | 64% | 64% | 61% |  | Utility Specific | 0 | Central Air Conditioner/Heat Pump (Cooling) | 6.595% | 3.846% | 47.32% | 42.24% | Calculated |  | 0.0015937 | 0 | 34.6% | 0% | 34.6% | 34.6% | Utility Specific | Pellet Wood | [5 empty] | 0 | 0
B - Income Eligible | B1 - Home Energy Assistance | B1a - HEA (Weatherization) | Window Insert, Cord Wood | EB1a100 | Envelope | Window | 0 | 4 |  |  |  | 0 | 0% | 0% | 0% | 100% | 100% | 64% | 64% | 64% | 61% |  | Utility Specific | 0 | Central Air Conditioner/Heat Pump (Cooling) | 6.595% | 3.846% | 47.32% | 42.24% | Calculated |  | 0.0015937 | 0 | 34.6% | 0% | 34.6% | 34.6% | Utility Specific | Cord Wood | [5 empty] | 0 | 0
B - Income Eligible | B1 - Home Energy Assistance | B1a - HEA (Weatherization) | Window Insert, Electric | EB1a101 | Envelope | Window | 1 | 4 | 1000 | 1000 |  | 0 | 0% | 0% | 0% | 100% | 100% | 64% | 64% | 64% | 61% |  | Utility Specific | 30.98 | Weighted HVAC - All Homes | 25.41% | 29.66% | 23.25% | 21.68% | Calculated |  | 0.00078321 | 0.024264 | 33.6% | 20.1% | 33.6% | 33.6% | Utility Specific | [6 empty] | 0 | 0
B - Income Eligible | B1 - Home Energy Assistance | B1a - HEA (Weatherization) | Window Insert, Gas | EB1a102 | Envelope | Window | 0 | 4 |  |  |  | 0 | 0% | 0% | 0% | 100% | 100% | 64% | 64% | 64% | 58% |  | Utility Specific | 0 | Central Air Conditioner/Heat Pump (Cooling) | 6.595% | 3.846% | 47.32% | 42.24% | Calculated |  | 0.0015937 | 0 | 34.6% | 0% | 34.6% | 34.6% | Utility Specific | NG - Res Heating | [5 empty] | 0 | 0
B - Income Eligible | B1 - Home Energy Assistance | B1a - HEA (Weatherization) | Window Insert, Kerosene | EB1a103 | Envelope | Window | 0 | 4 |  |  |  | 0 | 0% | 0% | 0% | 100% | 100% | 64% | 64% | 64% | 61% |  | Utility Specific | 0 | Central Air Conditioner/Heat Pump (Cooling) | 6.595% | 3.846% | 47.32% | 42.24% | Calculated |  | 0.0015937 | 0 | 34.6% | 0% | 34.6% | 34.6% | Utility Specific | Kerosene | [5 empty] | 0 | 0
B - Income Eligible | B1 - Home Energy Assistance | B1a - HEA (Weatherization) | Window Insert, Oil | EB1a104 | Envelope | Window | 0 | 4 |  |  |  | 0 | 0% | 0% | 0% | 100% | 100% | 64% | 64% | 64% | 61% |  | Utility Specific | 0 | Central Air Conditioner/Heat Pump (Cooling) | 6.595% | 3.846% | 47.32% | 42.24% | Calculated |  | 0.0015937 | 0 | 34.6% | 0% | 34.6% | 34.6% | Utility Specific | Fuel Oil - Residential Distillate | [5 empty] | 0 | 0
B - Income Eligible | B1 - Home Energy Assistance | B1a - HEA (Weatherization) | Window Insert, Propane | EB1a105 | Envelope | Window | 0 | 4 | 558.08 | 558.08 |  | 0 | 0% | 0% | 0% | 100% | 100% | 64% | 64% | 64% | 61% |  | Utility Specific | 0 | Central Air Conditioner/Heat Pump (Cooling) | 6.595% | 3.846% | 47.32% | 42.24% | Calculated |  | 0.0015937 | 0 | 34.6% | 0% | 34.6% | 34.6% | Utility Specific | Propane | [5 empty] | 0 | 0
B - Income Eligible | B1 - Home Energy Assistance | B1a - HEA (Weatherization) | Window Insert, Wood Pellets | EB1a106 | Envelope | Window | 0 | 4 |  |  |  | 0 | 0% | 0% | 0% | 100% | 100% | 64% | 64% | 64% | 61% |  | Utility Specific | 0 | Central Air Conditioner/Heat Pump (Cooling) | 6.595% | 3.846% | 47.32% | 42.24% | Calculated |  | 0.0015937 | 0 | 34.6% | 0% | 34.6% | 34.6% | Utility Specific | Pellet Wood | [5 empty] | 0 | 0
B - Income Eligible | B1 - Home Energy Assistance | B1a - HEA (Weatherization) | Insulated Door, Cord Wood | EB1a070 | Envelope | Door | 0 | 25 |  |  |  | 0 | 0% | 0% | 0% | 100% | 100% | 64% | 64% | 64% | 61% |  | Utility Specific | 0 | Central Air Conditioner/Heat Pump (Cooling) | 6.595% | 3.846% | 47.32% | 42.24% | Calculated |  | 0.0015937 | 0 | 34.6% | 0% | 34.6% | 34.6% | Utility Specific | Cord Wood | [5 empty] | 0 | 0
B - Income Eligible | B1 - Home Energy Assistance | B1a - HEA (Weatherization) | Insulated Door, Electric | EB1a071 | Envelope | Door | 2 | 25 | 950 | 950 |  | 0 | 0% | 0% | 0% | 100% | 100% | 64% | 64% | 64% | 61% |  | Utility Specific | 38.88 | Weighted HVAC - All Homes | 25.41% | 29.66% | 23.25% | 21.68% | Calculated |  | 0.00078321 | 0.030451 | 33.6% | 20.1% | 33.6% | 33.6% | Utility Specific | [6 empty] | 0 | 0
B - Income Eligible | B1 - Home Energy Assistance | B1a - HEA (Weatherization) | Insulated Door, Gas | EB1a072 | Envelope | Door | 0 | 25 |  |  |  | 0 | 0% | 0% | 0% | 100% | 100% | 64% | 64% | 64% | 58% |  | Utility Specific | 0 | Central Air Conditioner/Heat Pump (Cooling) | 6.595% | 3.846% | 47.32% | 42.24% | Calculated |  | 0.0015937 | 0 | 34.6% | 0% | 34.6% | 34.6% | Utility Specific | NG - Res Heating | [5 empty] | 0 | 0
B - Income Eligible | B1 - Home Energy Assistance | B1a - HEA (Weatherization) | Insulated Door, Kerosene | EB1a073 | Envelope | Door | 0 | 25 |  |  |  | 0 | 0% | 0% | 0% | 100% | 100% | 64% | 64% | 64% | 61% |  | Utility Specific | 0 | Central Air Conditioner/Heat Pump (Cooling) | 6.595% | 3.846% | 47.32% | 42.24% | Calculated |  | 0.0015937 | 0 | 34.6% | 0% | 34.6% | 34.6% | Utility Specific | Kerosene | [5 empty] | 0 | 0
B - Income Eligible | B1 - Home Energy Assistance | B1a - HEA (Weatherization) | Insulated Door, Oil | EB1a074 | Envelope | Door | 6 | 25 | 950 | 950 |  | 0 | 0% | 0% | 0% | 100% | 100% | 64% | 64% | 64% | 61% |  | Utility Specific | 0 | Central Air Conditioner/Heat Pump (Cooling) | 6.595% | 3.846% | 47.32% | 42.24% | Calculated |  | 0.0015937 | 0 | 34.6% | 0% | 34.6% | 34.6% | Utility Specific | Fuel Oil - Residential Distillate | 0.95 |  |  |  |  | 0 | 0
B - Income Eligible | B1 - Home Energy Assistance | B1a - HEA (Weatherization) | Insulated Door, Propane | EB1a075 | Envelope | Door | 3 | 25 | 950 | 950 |  | 0 | 0% | 0% | 0% | 100% | 100% | 64% | 64% | 64% | 61% |  | Utility Specific | 0 | Central Air Conditioner/Heat Pump (Cooling) | 6.595% | 3.846% | 47.32% | 42.24% | Calculated |  | 0.0015937 | 0 | 34.6% | 0% | 34.6% | 34.6% | Utility Specific | Propane | 0.95 |  |  |  |  | 0 | 0
B - Income Eligible | B1 - Home Energy Assistance | B1a - HEA (Weatherization) | Insulated Door, Wood Pellets | EB1a076 | Envelope | Door | 0 | 25 |  |  |  | 0 | 0% | 0% | 0% | 100% | 100% | 64% | 64% | 64% | 61% |  | Utility Specific | 0 | Central Air Conditioner/Heat Pump (Cooling) | 6.595% | 3.846% | 47.32% | 42.24% | Calculated |  | 0.0015937 | 0 | 34.6% | 0% | 34.6% | 34.6% | Utility Specific | Pellet Wood | [5 empty] | 0 | 0
B - Income Eligible | B1 - Home Energy Assistance | B1a - HEA (Weatherization) | Cooling, Electric, SF New Construction | EB1a107 | HVAC | Dwelling Unit | 0 | 25 |  |  |  | 0 | 0% | 0% | 0% | 100% | 100% | 91% | 91% | 91% | 91% |  | Utility Specific | 0 | Central Air Conditioner/Heat Pump (Cooling) | 6.595% | 3.846% | 47.32% | 42.24% | Calculated |  | 0.0015937 | 0 | 34.6% | 0% | 34.6% | 34.6% | Utility Specific | [6 empty] | 0 | 0
B - Income Eligible | B1 - Home Energy Assistance | B1a - HEA (Weatherization) | Cooling, Electric, MF New Construction | EB1a116 | HVAC | Dwelling Unit | 0 | 25 |  |  |  | 0 | 0% | 0% | 0% | 100% | 100% | 91% | 91% | 91% | 91% |  | Utility Specific | 0 | Central Air Conditioner/Heat Pump (Cooling) | 6.595% | 3.846% | 47.32% | 42.24% | Calculated |  | 0.0015937 | 0 | 34.6% | 0% | 34.6% | 34.6% | Utility Specific | [6 empty] | 0 | 0
B - Income Eligible | B1 - Home Energy Assistance | B1a - HEA (Weatherization) | Heating, Electric, SF New Construction | EB1a108 | HVAC | Dwelling Unit | 0 | 25 |  |  |  | 0 | 0% | 0% | 0% | 100% | 100% | 91% | 91% | 91% | 91% |  | Utility Specific | 0 | Hardwired Electric Heat | 43.13% | 56.87% | 0% | 0% | Calculated |  | 0.0007332 | 0 | 0% | 43.3% | 0% | 0% | Utility Specific | [6 empty] | 0 | 0
B - Income Eligible | B1 - Home Energy Assistance | B1a - HEA (Weatherization) | Heating, Electric, MF New Construction | EB1a117 | HVAC | Dwelling Unit | 0 | 25 |  |  |  | 0 | 0% | 0% | 0% | 100% | 100% | 91% | 91% | 91% | 91% |  | Utility Specific | 0 | Hardwired Electric Heat | 43.13% | 56.87% | 0% | 0% | Calculated |  | 0.0007332 | 0 | 0% | 43.3% | 0% | 0% | Utility Specific | [6 empty] | 0 | 0
B - Income Eligible | B1 - Home Energy Assistance | B1a - HEA (Weatherization) | Hot Water, Electric, SF New Construction | EB1a112 | HVAC | Dwelling Unit | 0 | 15 |  |  |  | 0 | 0% | 0% | 0% | 100% | 100% | 91% | 91% | 91% | 91% |  | Utility Specific | 0 | Water Heater - Electric | 41.52% | 31.39% | 15.22% | 11.88% | Calculated |  | 0.00024338 | 0 | 31.2% | 80.8% | 31.2% | 31.2% | Utility Specific | [6 empty] | 0 | 0
B - Income Eligible | B1 - Home Energy Assistance | B1a - HEA (Weatherization) | Hot Water, Electric, MF New Construction | EB1a121 | HVAC | Dwelling Unit | 0 | 15 |  |  |  | 0 | 0% | 0% | 0% | 100% | 100% | 91% | 91% | 91% | 91% |  | Utility Specific | 0 | Water Heater - Electric | 41.52% | 31.39% | 15.22% | 11.88% | Calculated |  | 0.00024338 | 0 | 31.2% | 80.8% | 31.2% | 31.2% | Utility Specific | [6 empty] | 0 | 0
B - Income Eligible | B1 - Home Energy Assistance | B1a - HEA (Weatherization) | Heating, Propane, SF New Construction | EB1a111 | HVAC | Dwelling Unit | 0 | 25 |  |  |  | 0 | 0% | 0% | 0% | 100% | 100% | 91% | 91% | 91% | 91% |  | Utility Specific | 0 | Non-Electric Measures | 0% | 0% | 0% | 0% | Calculated |  | 0 | 0 | 0% | 0% | 0% | 0% | Utility Specific | Propane | [5 empty] | 0 | 0
B - Income Eligible | B1 - Home Energy Assistance | B1a - HEA (Weatherization) | Hot Water, Propane, SF New Construction | EB1a114 | HVAC | Dwelling Unit | 0 | 15 |  |  |  | 0 | 0% | 0% | 0% | 100% | 100% | 91% | 91% | 91% | 91% |  | Utility Specific | 0 | Non-Electric Measures | 0% | 0% | 0% | 0% | Calculated |  | 0 | 0 | 0% | 0% | 0% | 0% | Utility Specific | Propane | [5 empty] | 0 | 0
B - Income Eligible | B1 - Home Energy Assistance | B1a - HEA (Weatherization) | [42 empty] | 0 | 0
B - Income Eligible | B1 - Home Energy Assistance | B1a - HEA (Weatherization) | Quaility Assurance |  | Non-Energy Saving |  | 1 | 1 | 67111.9897 | 67111.9897 |  | 0 | 0% | 0% | 0% | 100% | 0% | 0% | 0% | 0% | 0% |  |  | 0 | Non-Electric Measures | 0% | 0% | 0% | 0% | Calculated |  | 0 | 0 | 0% | 0% | 0% | 0% | [7 empty] | 0 | 0
B - Income Eligible | B1 - Home Energy Assistance | B1a - HEA (Weatherization) | Wxn Projects |  | Custom Measures |  | 96.578 | 21 |  |  |  | 0 | 0% | 0% | 0% | 100% | 100% | 100% | 100% | 100% | 100% |  |  | 0 | Non-Electric Measures | 0% | 0% | 0% | 0% | Calculated |  | 0 | 0 | 0% | 0% | 0% | 0% | [7 empty] | 0 | 0
[45 empty] | 0 | 0
B - Income Eligible | B1 - Home Energy Assistance | B1b - HEA (HVAC Systems) | Boiler Replacement, Gas | EB1b001 | HVAC | Boiler | 0 | 19 |  |  |  | 0 | 0% | 0% | 0% | 100% | 100% | 91% | 91% | 91% | 91% |  | Utility Specific | 0 | Boiler Distribution | 45.01% | 54.99% | 0% | 0% | Calculated |  | 0.00055115 | 0 | 0% | 53.5% | 0% | 0% | Utility Specific | NG - Res Heating | 16.369 |  |  |  |  | 0 | 0
B - Income Eligible | B1 - Home Energy Assistance | B1b - HEA (HVAC Systems) | Boiler Replacement, Kerosene | EB1b002 | HVAC | Boiler | 0 | 19 |  |  |  | 0 | 0% | 0% | 0% | 100% | 100% | 91% | 91% | 91% | 91% |  | Utility Specific | 0 | Boiler Distribution | 45.01% | 54.99% | 0% | 0% | Calculated |  | 0.00055115 | 0 | 0% | 53.5% | 0% | 0% | Utility Specific | Kerosene | 6.4 |  |  |  |  | 0 | 0
B - Income Eligible | B1 - Home Energy Assistance | B1b - HEA (HVAC Systems) | Boiler Replacement, Oil | EB1b003 | HVAC | Boiler | 7.1193 | 19 | 10600 | 10600 |  | 0 | 0% | 0% | 0% | 100% | 100% | 91% | 91% | 91% | 105% |  | Utility Specific | 0 | Boiler Distribution | 45.01% | 54.99% | 0% | 0% | Calculated |  | 0.00055115 | 0 | 0% | 53.5% | 0% | 0% | Utility Specific | Fuel Oil - Residential Distillate | 47.17 |  |  |  |  | 0 | 0
B - Income Eligible | B1 - Home Energy Assistance | B1b - HEA (HVAC Systems) | Boiler Replacement, Propane | EB1b004 | HVAC | Boiler | 0 | 19 | 10600 | 10600 |  | 0 | 0% | 0% | 0% | 100% | 100% | 91% | 91% | 91% | 98% |  | Utility Specific | 0 | Boiler Distribution | 45.01% | 54.99% | 0% | 0% | Calculated |  | 0.00055115 | 0 | 0% | 53.5% | 0% | 0% | Utility Specific | Propane | 0.57 |  |  |  |  | 0 | 0
B - Income Eligible | B1 - Home Energy Assistance | B1b - HEA (HVAC Systems) | Furnace Replacement, Gas | EB1b005 | HVAC | Furnace | 0 | 17 |  |  |  | 0 | 0% | 0% | 0% | 100% | 100% | 93% | 93% | 93% | 91% |  | Deemed | 130.6 | Furnace Fan | 44.58% | 55.42% | 0% | 0% | Deemed | 0.064 | 0.00064492 | 0.064 | 0% | 45.2% | 0% | 0% | Utility Specific | NG - Res Heating | 10.072 |  |  |  |  | 0 | 0
B - Income Eligible | B1 - Home Energy Assistance | B1b - HEA (HVAC Systems) | Furnace Replacement, Kerosene | EB1b006 | HVAC | Furnace | 0 | 17 | 10600 | 8480 |  | 2000 | 0% | 0% | 0% | 100% | 100% | 93% | 93% | 93% | 109% |  | Deemed | 87.6 | Furnace Fan | 44.58% | 55.42% | 0% | 0% | Deemed | 0.064 | 0.00064492 | 0.064 | 0% | 45.2% | 0% | 0% | Utility Specific | Kerosene | 9.43 |  |  |  |  | 0 | 0
B - Income Eligible | B1 - Home Energy Assistance | B1b - HEA (HVAC Systems) | Furnace Replacement, Oil | EB1b007 | HVAC | Furnace | 4 | 17 | 6360 | 6360 |  | 0 | 0% | 0% | 0% | 100% | 100% | 93% | 93% | 93% | 101% |  | Deemed | 130.6 | Furnace Fan | 44.58% | 55.42% | 0% | 0% | Deemed | 0.064 | 0.00064492 | 0.064 | 0% | 45.2% | 0% | 0% | Utility Specific | Fuel Oil - Residential Distillate | 5.35 |  |  |  |  | 0 | 0
B - Income Eligible | B1 - Home Energy Assistance | B1b - HEA (HVAC Systems) | Furnace Replacement, Propane | EB1b008 | HVAC | Furnace | 2 | 17 | 6360 | 6360 |  | 0 | 0% | 0% | 0% | 100% | 100% | 93% | 93% | 93% | 120% |  | Deemed | 130.6 | Furnace Fan | 44.58% | 55.42% | 0% | 0% | Deemed | 0.064 | 0.00064492 | 0.064 | 0% | 45.2% | 0% | 0% | Utility Specific | Propane | 11.07 |  |  |  |  | 0 | 0
B - Income Eligible | B1 - Home Energy Assistance | B1b - HEA (HVAC Systems) | Programmable Thermostat, Electric | EB1b009 | HVAC | Thermostat | 2 | 15 | 250 | 250 |  | 0 | 0% | 0% | 0% | 100% | 100% | 100% | 100% | 100% | 100% |  | Deemed | 251 | Central Air Conditioner/Heat Pump (Cooling) | 6.595% | 3.846% | 47.32% | 42.24% | Deemed | 0.19 | 0.0015937 | 0.19 | 0% | 100% | 0% | 0% | Deemed |  | - |  |  |  |  | 0 | 0
B - Income Eligible | B1 - Home Energy Assistance | B1b - HEA (HVAC Systems) | Programmable Thermostat, Gas | EB1b010 | HVAC | Thermostat | 0 | 15 |  |  |  | 0 | 0% | 0% | 0% | 100% | 100% | 100% | 100% | 100% | 100% |  | Deemed | 27 | Central Air Conditioner/Heat Pump (Cooling) | 6.595% | 3.846% | 47.32% | 42.24% | Calculated |  | 0.0015937 | 0.043031 | 0% | 0% | 0% | 0% | Deemed | NG - Res Heating | 2.07 |  |  |  |  | 0 | 0
B - Income Eligible | B1 - Home Energy Assistance | B1b - HEA (HVAC Systems) | Programmable Thermostat, Kerosene | EB1b011 | HVAC | Thermostat | 1 | 15 | 250 | 250 |  | 0 | 0% | 0% | 0% | 100% | 100% | 100% | 100% | 100% | 100% |  | Deemed | 0 | Central Air Conditioner/Heat Pump (Cooling) | 6.595% | 3.846% | 47.32% | 42.24% | Calculated |  | 0.0015937 | 0 | 0% | 0% | 0% | 0% | Deemed | Kerosene | 2.06 |  |  |  |  | 0 | 0
B - Income Eligible | B1 - Home Energy Assistance | B1b - HEA (HVAC Systems) | Programmable Thermostat, Oil | EB1b012 | HVAC | Thermostat | 31.6345 | 15 | 250 | 250 |  | 0 | 0% | 0% | 0% | 100% | 100% | 100% | 100% | 100% | 100% |  | Deemed | 0 | Central Air Conditioner/Heat Pump (Cooling) | 6.595% | 3.846% | 47.32% | 42.24% | Calculated |  | 0.0015937 | 0 | 0% | 0% | 0% | 0% | Deemed | Fuel Oil - Residential Distillate | 2.07 |  |  |  |  | 0 | 0
B - Income Eligible | B1 - Home Energy Assistance | B1b - HEA (HVAC Systems) | Programmable Thermostat, Propane | EB1b013 | HVAC | Thermostat | 16.6199 | 15 | 250 | 250 |  | 0 | 0% | 0% | 0% | 100% | 100% | 100% | 100% | 100% | 100% |  | Deemed | 0 | Central Air Conditioner/Heat Pump (Cooling) | 6.595% | 3.846% | 47.32% | 42.24% | Calculated |  | 0.0015937 | 0 | 0% | 0% | 0% | 0% | Deemed | Propane | 2.06 |  |  |  |  | 0 | 0
B - Income Eligible | B1 - Home Energy Assistance | B1b - HEA (HVAC Systems) | Programmable Thermostat, Wood Pellets | EB1b014 | HVAC | Thermostat | 0 | 15 | 250 | 250 |  | 0 | 0% | 0% | 0% | 100% | 100% | 100% | 100% | 100% | 100% |  | Deemed | 0 | Central Air Conditioner/Heat Pump (Cooling) | 6.595% | 3.846% | 47.32% | 42.24% | Calculated |  | 0.0015937 | 0 | 0% | 0% | 0% | 0% | Deemed | Pellet Wood | 2.06 |  |  |  |  | 0 | 0
B - Income Eligible | B1 - Home Energy Assistance | B1b - HEA (HVAC Systems) | Wifi Thermostat, Electric | EB1b015 | HVAC | Thermostat | 0 | 15 |  |  |  | 0 | 0% | 0% | 0% | 100% | 100% | 91% | 91% | 91% | 91% |  | Utility Specific | 419 | Central Air Conditioner/Heat Pump (Cooling) | 6.595% | 3.846% | 47.32% | 42.24% | Calculated |  | 0.0015937 | 0.66777 | 0% | 0% | 0% | 0% | Utility Specific | [6 empty] | 0 | 0
B - Income Eligible | B1 - Home Energy Assistance | B1b - HEA (HVAC Systems) | Wifi Thermostat, Gas | EB1b016 | HVAC | Thermostat | 0 | 15 |  |  |  | 0 | 0% | 0% | 0% | 100% | 100% | 91% | 91% | 91% | 91% |  | Utility Specific | 46 | Central Air Conditioner/Heat Pump (Cooling) | 6.595% | 3.846% | 47.32% | 42.24% | Calculated |  | 0.0015937 | 0.073312 | 0% | 0% | 0% | 0% | Utility Specific | NG - Res Heating | 5.8 |  |  |  |  | 0 | 0
B - Income Eligible | B1 - Home Energy Assistance | B1b - HEA (HVAC Systems) | Wifi Thermostat, Kerosene | EB1b017 | HVAC | Thermostat | 0 | 15 |  |  |  | 0 | 0% | 0% | 0% | 100% | 100% | 91% | 91% | 91% | 91% |  | Utility Specific | 0 | Central Air Conditioner/Heat Pump (Cooling) | 6.595% | 3.846% | 47.32% | 42.24% | Calculated |  | 0.0015937 | 0 | 0% | 0% | 0% | 0% | Utility Specific | Kerosene | 3.1 |  |  |  |  | 0 | 0
B - Income Eligible | B1 - Home Energy Assistance | B1b - HEA (HVAC Systems) | Wifi Thermostat, Oil | EB1b018 | HVAC | Thermostat | 0 | 15 |  |  |  | 0 | 0% | 0% | 0% | 100% | 100% | 91% | 91% | 91% | 91% |  | Utility Specific | 0 | Central Air Conditioner/Heat Pump (Cooling) | 6.595% | 3.846% | 47.32% | 42.24% | Calculated |  | 0.0015937 | 0 | 0% | 0% | 0% | 0% | Utility Specific | Fuel Oil - Residential Distillate | 5.9 |  |  |  |  | 0 | 0
B - Income Eligible | B1 - Home Energy Assistance | B1b - HEA (HVAC Systems) | Wifi Thermostat, Propane | EB1b019 | HVAC | Thermostat | 0 | 15 |  |  |  | 0 | 0% | 0% | 0% | 100% | 100% | 91% | 91% | 91% | 91% |  | Utility Specific | 0 | Central Air Conditioner/Heat Pump (Cooling) | 6.595% | 3.846% | 47.32% | 42.24% | Calculated |  | 0.0015937 | 0 | 0% | 0% | 0% | 0% | Utility Specific | Propane | 5.8 |  |  |  |  | 0 | 0
B - Income Eligible | B1 - Home Energy Assistance | B1b - HEA (HVAC Systems) | Wifi Thermostat, Wood Pellets | EB1b020 | HVAC | Thermostat | 0 | 15 |  |  |  | 0 | 0% | 0% | 0% | 100% | 100% | 91% | 91% | 91% | 91% |  | Utility Specific | 0 | Central Air Conditioner/Heat Pump (Cooling) | 6.595% | 3.846% | 47.32% | 42.24% | Calculated |  | 0.0015937 | 0 | 0% | 0% | 0% | 0% | Utility Specific | Pellet Wood | 3.1 |  |  |  |  | 0 | 0
B - Income Eligible | B1 - Home Energy Assistance | B1b - HEA (HVAC Systems) | Mini Split HP (cooling) | EB1b021 | HVAC | Heat Pump | 0 | 18 |  |  |  | 0 | 0% | 0% | 0% | 100% | 100% | 91% | 91% | 91% | 91% |  | Utility Specific | 0 | Central Air Conditioner/Heat Pump (Cooling) | 6.595% | 3.846% | 47.32% | 42.24% | Calculated |  | 0.0015937 | 0 | 34.6% | 0% | 34.6% | 34.6% | Utility Specific | [6 empty] | 0 | 0
B - Income Eligible | B1 - Home Energy Assistance | B1b - HEA (HVAC Systems) | Mini Split HP (heating) | EB1b022 | HVAC | Heat Pump | 0 | 18 |  |  |  | 0 | 0% | 0% | 0% | 100% | 100% | 91% | 91% | 91% | 91% |  | Utility Specific | 0 | Hardwired Electric Heat | 43.13% | 56.87% | 0% | 0% | Calculated |  | 0.0007332 | 0 | 0% | 43.3% | 0% | 0% | Utility Specific | [6 empty] | 0 | 0
B - Income Eligible | B1 - Home Energy Assistance | B1b - HEA (HVAC Systems) | ES Central AC | EB1b023 | HVAC | System | 0 | 18 |  |  |  | 0 | 0% | 0% | 0% | 100% | 100% | 91% | 91% | 91% | 91% |  | Utility Specific | 2065.5 | Central Air Conditioner/Heat Pump (Cooling) | 6.595% | 3.846% | 47.32% | 42.24% | Calculated |  | 0.0015937 | 3.2918 | 34.6% | 0% | 34.6% | 34.6% | Utility Specific | [6 empty] | 0 | 0
B - Income Eligible | B1 - Home Energy Assistance | B1b - HEA (HVAC Systems) | Oil K1 HVAC Repair or Cleaning | EB1b024 | HVAC | Dwelling Unit | 1 | 1 | 650 | 650 |  | 0 | 0% | 0% | 0% | 100% | 100% | 91% | 91% | 91% | 91% |  | Utility Specific | 0 | Furnace Fan | 44.58% | 55.42% | 0% | 0% | Calculated |  | 0.00064492 | 0 | 0% | 45.2% | 0% | 0% | Utility Specific | Fuel Oil - Residential Distillate | 6.89 |  |  |  |  | 0 | 0
B - Income Eligible | B1 - Home Energy Assistance | B1b - HEA (HVAC Systems) | Gas LP HVAC Repair or Cleaning | EB1b025 | HVAC | Dwelling Unit | 0 | 1 |  |  |  | 0 | 0% | 0% | 0% | 100% | 100% | 91% | 91% | 91% | 91% |  | Utility Specific | 0 | Furnace Fan | 44.58% | 55.42% | 0% | 0% | Calculated |  | 0.00064492 | 0 | 0% | 45.2% | 0% | 0% | Utility Specific | NG - Res Heating | [5 empty] | 0 | 0
B - Income Eligible | B1 - Home Energy Assistance | B1b - HEA (HVAC Systems) | GSHP HVAC Repair or Cleaning | EB1b026 | HVAC | Dwelling Unit | 1 | 1 | 650 | 650 |  | 0 | 0% | 0% | 0% | 100% | 100% | 91% | 91% | 91% | 91% |  | Utility Specific | 305.13 | Central Heat Pump | 35.1% | 45.7% | 10.1% | 9% | Calculated |  | 0 | 0 | 0% | 0% | 0% | 0% | Utility Specific | Propane | 4.07 |  |  |  |  | 0 | 0
B - Income Eligible | B1 - Home Energy Assistance | B1b - HEA (HVAC Systems) | ASHP HVAC Repair or Cleaning | EB1b027 | HVAC | Dwelling Unit | 0 | 1 |  |  |  | 0 | 0% | 0% | 0% | 100% | 100% | 91% | 91% | 91% | 91% |  | Utility Specific | 0 | Central Heat Pump | 35.1% | 45.7% | 10.1% | 9% | Calculated |  | 0 | 0 | 0% | 0% | 0% | 0% | Utility Specific | [6 empty] | 0 | 0
B - Income Eligible | B1 - Home Energy Assistance | B1b - HEA (HVAC Systems) | Circulator Pump | EB1b028 | HVAC | Pump | 0 | 15 |  |  |  | 0 | 0% | 0% | 0% | 100% | 100% | 91% | 91% | 91% | 91% |  | Utility Specific | 0 | Boiler Distribution | 45.01% | 54.99% | 0% | 0% | Calculated |  | 0.00055115 | 0 | 0% | 100% | 0% | 0% | Utility Specific | [6 empty] | 0 | 0
B - Income Eligible | B1 - Home Energy Assistance | B1b - HEA (HVAC Systems)
B - Income Eligible | B1 - Home Energy Assistance | B1b - HEA (HVAC Systems)
B - Income Eligible | B1 - Home Energy Assistance | [10 empty] | #REF! | [11 empty] | 0 | [20 empty] | 0 | 0
[45 empty] | 0 | 0
A - Residential | A1 - Energy Star Homes | A1a - ES Homes | Cooling, Electric, SF | EA1a001 | HVAC | Dwelling Unit | 0 | 25 |  |  |  | 0 | 0% | 0% | 0% | 100% | 100% | 100% | 100% | 100% | 100% |  | Utility Specific | 0 | Central Air Conditioner/Heat Pump (Cooling) | 6.595% | 3.846% | 47.32% | 42.24% | Calculated |  | 0.0015937 | 0 | 34.6% | 0% | 34.6% | 34.6% | Utility Specific | [6 empty] | 0 | 0
A - Residential | A1 - Energy Star Homes | A1a - ES Homes | Heating, Electric, SF | EA1a002 | HVAC | Dwelling Unit | 4 | 25 | 4200 | 3500 |  | 700 | 0% | 0% | 0% | 100% | 100% | 100% | 100% | 100% | 100% |  | Utility Specific | 6470.6565 | Hardwired Electric Heat | 43.13% | 56.87% | 0% | 0% | Calculated |  | 0.0007332 | 4.7443 | 0% | 43.3% | 0% | 0% | Utility Specific | Propane | 7.969 |  |  |  |  | 0 | 0
A - Residential | A1 - Energy Star Homes | A1a - ES Homes | Heating, Gas, SF | EA1a003 | HVAC | Dwelling Unit | 0 | 25 |  |  |  | 0 | 0% | 0% | 0% | 100% | 100% | 100% | 100% | 100% | 100% |  | Utility Specific | 0 | Non-Electric Measures | 0% | 0% | 0% | 0% | Calculated |  | 0 | 0 | 0% | 0% | 0% | 0% | Utility Specific | NG - Res Heating | [5 empty] | 0 | 0
A - Residential | A1 - Energy Star Homes | A1a - ES Homes | Heating, Oil, SF | EA1a004 | HVAC | Dwelling Unit | 0 | 25 |  |  |  | 0 | 0% | 0% | 0% | 100% | 100% | 100% | 100% | 100% | 100% |  | Utility Specific | 0 | Non-Electric Measures | 0% | 0% | 0% | 0% | Calculated |  | 0 | 0 | 0% | 0% | 0% | 0% | Utility Specific | Fuel Oil - Residential Distillate | [5 empty] | 0 | 0
A - Residential | A1 - Energy Star Homes | A1a - ES Homes | Heating, Propane, SF | EA1a005 | HVAC | Dwelling Unit | 36.3376 | 25 | 2300 | 1550 |  | 750 | 0% | 0% | 0% | 100% | 100% | 100% | 100% | 100% | 100% |  | Utility Specific | 780.6045 | Hardwired Electric Heat | 43.13% | 56.87% | 0% | 0% | Calculated |  | 0.0007332 | 0.57234 | 0% | 43.3% | 0% | 0% | Utility Specific | Propane | 15.769 |  |  |  |  | 0 | 0
A - Residential | A1 - Energy Star Homes | A1a - ES Homes | Heating, Wood Pellets, SF | EA1a006 | HVAC | Dwelling Unit | 0 | 25 |  |  |  | 0 | 0% | 0% | 0% | 100% | 100% | 100% | 100% | 100% | 100% |  | Utility Specific | 0 | Non-Electric Measures | 0% | 0% | 0% | 0% | Calculated |  | 0 | 0 | 0% | 0% | 0% | 0% | Utility Specific | Pellet Wood | [5 empty] | 0 | 0
A - Residential | A1 - Energy Star Homes | A1a - ES Homes | Hot Water, Electric, SF | EA1a007 | Hot Water | Dwelling Unit | 0 | 15 | 500 | 300 |  | 200 | 0% | 0% | 0% | 100% | 100% | 100% | 100% | 100% | 100% |  | Utility Specific | 162.5 | Water Heater - Electric | 41.52% | 31.39% | 15.22% | 11.88% | Calculated |  | 0.00024338 | 0.03955 | 31.2% | 80.8% | 31.2% | 31.2% | Utility Specific | [6 empty] | 0 | 0
A - Residential | A1 - Energy Star Homes | A1a - ES Homes | Hot Water, Gas, SF | EA1a008 | Hot Water | Dwelling Unit | 0 | 15 |  |  |  | 0 | 0% | 0% | 0% | 100% | 100% | 100% | 100% | 100% | 100% |  | Utility Specific | 0 | Non-Electric Measures | 0% | 0% | 0% | 0% | Calculated |  | 0 | 0 | 0% | 0% | 0% | 0% | Utility Specific | NG - Res Hot Water | [5 empty] | 0 | 0
A - Residential | A1 - Energy Star Homes | A1a - ES Homes | Hot Water, Oil, SF | EA1a009 | Hot Water | Dwelling Unit | 0 | 15 |  |  |  | 0 | 0% | 0% | 0% | 100% | 100% | 100% | 100% | 100% | 100% |  | Utility Specific | 0 | Non-Electric Measures | 0% | 0% | 0% | 0% | Calculated |  | 0 | 0 | 0% | 0% | 0% | 0% | Utility Specific | Fuel Oil - Residential Distillate | [5 empty] | 0 | 0
A - Residential | A1 - Energy Star Homes | A1a - ES Homes | Hot Water, Propane, SF | EA1a010 | Hot Water | Dwelling Unit | 0 | 15 | 500 | 300 |  | 200 | 0% | 0% | 0% | 100% | 100% | 100% | 100% | 100% | 100% |  | Utility Specific | 0 | Water Heater - Natural Gas/Fuel Oil | 40.94% | 34.19% | 13.3% | 11.56% | Calculated |  | 0.00035685 | 0 | 21.4% | 39.9% | 21.4% | 21.4% | Utility Specific | Propane | 3.25 |  |  |  |  | 0 | 0
A - Residential | A1 - Energy Star Homes | A1a - ES Homes | Hot Water, Wood Pellets, SF | EA1a011 | Hot Water | Dwelling Unit | 0 | 15 |  |  |  | 0 | 0% | 0% | 0% | 100% | 100% | 100% | 100% | 100% | 100% |  | Utility Specific | 0 | Non-Electric Measures | 0% | 0% | 0% | 0% | Calculated |  | 0 | 0 | 0% | 0% | 0% | 0% | Utility Specific | Pellet Wood | [5 empty] | 0 | 0
A - Residential | A1 - Energy Star Homes | A1a - ES Homes | Cooling, Electric, MF | EA1a012 | HVAC | Dwelling Unit | 33.1124 | 25 | 1000 | 500 |  | 500 | 0% | 0% | 0% | 100% | 100% | 100% | 100% | 100% | 100% |  | Utility Specific | 162.5 | Central Air Conditioner/Heat Pump (Cooling) | 6.595% | 3.846% | 47.32% | 42.24% | Calculated |  | 0.0015937 | 0.25898 | 34.6% | 0% | 34.6% | 34.6% | Utility Specific | [6 empty] | 0 | 0
A - Residential | A1 - Energy Star Homes | A1a - ES Homes | Heating, Electric, MF | EA1a013 | HVAC | Dwelling Unit | 33.1124 | 25 | 1500 | 750 |  | 750 | 0% | 0% | 0% | 100% | 100% | 100% | 100% | 100% | 100% |  | Utility Specific | 325 | Hardwired Electric Heat | 43.13% | 56.87% | 0% | 0% | Calculated |  | 0.0007332 | 0.23829 | 0% | 43.3% | 0% | 0% | Utility Specific | [6 empty] | 0 | 0
A - Residential | A1 - Energy Star Homes | A1a - ES Homes | Heating, Gas, MF | EA1a014 | HVAC | Dwelling Unit | 0 | 25 |  |  |  | 0 | 0% | 0% | 0% | 100% | 100% | 100% | 100% | 100% | 100% |  | Utility Specific | 0 | Non-Electric Measures | 0% | 0% | 0% | 0% | Calculated |  | 0 | 0 | 0% | 0% | 0% | 0% | Utility Specific | NG - Res Heating | [5 empty] | 0 | 0
A - Residential | A1 - Energy Star Homes | A1a - ES Homes | Heating, Oil, MF | EA1a015 | HVAC | Dwelling Unit | 0 | 25 |  |  |  | 0 | 0% | 0% | 0% | 100% | 100% | 100% | 100% | 100% | 100% |  | Utility Specific | 0 | Non-Electric Measures | 0% | 0% | 0% | 0% | Calculated |  | 0 | 0 | 0% | 0% | 0% | 0% | Utility Specific | Fuel Oil - Residential Distillate | [5 empty] | 0 | 0
A - Residential | A1 - Energy Star Homes | A1a - ES Homes | Heating, Propane, MF | EA1a016 | HVAC | Dwelling Unit | 0 | 25 | 2500 | 500 |  | 2000 | 0% | 0% | 0% | 100% | 100% | 100% | 100% | 100% | 100% |  | Utility Specific | 0 | Hardwired Electric Heat | 43.13% | 56.87% | 0% | 0% | Calculated |  | 0.0007332 | 0 | 0% | 43.3% | 0% | 0% | Utility Specific | Propane | 3.25 |  |  |  |  | 0 | 0
A - Residential | A1 - Energy Star Homes | A1a - ES Homes | Heating, Wood Pellets, MF | EA1a017 | HVAC | Dwelling Unit | 0 | 25 |  |  |  | 0 | 0% | 0% | 0% | 100% | 100% | 100% | 100% | 100% | 100% |  | Utility Specific | 0 | Non-Electric Measures | 0% | 0% | 0% | 0% | Calculated |  | 0 | 0 | 0% | 0% | 0% | 0% | Utility Specific | Pellet Wood | [5 empty] | 0 | 0
A - Residential | A1 - Energy Star Homes | A1a - ES Homes | Hot Water, Electric, MF | EA1a018 | Hot Water | Dwelling Unit | 0 | 15 |  |  |  | 0 | 0% | 0% | 0% | 100% | 100% | 100% | 100% | 100% | 100% |  | Utility Specific | 0 | Water Heater - Electric | 41.52% | 31.39% | 15.22% | 11.88% | Calculated |  | 0.00024338 | 0 | 31.2% | 80.8% | 31.2% | 31.2% | Utility Specific | [6 empty] | 0 | 0
A - Residential | A1 - Energy Star Homes | A1a - ES Homes | Hot Water, Gas, MF | EA1a019 | Hot Water | Dwelling Unit | 0 | 15 |  |  |  | 0 | 0% | 0% | 0% | 100% | 100% | 100% | 100% | 100% | 100% |  | Utility Specific | 0 | Non-Electric Measures | 0% | 0% | 0% | 0% | Calculated |  | 0 | 0 | 0% | 0% | 0% | 0% | Utility Specific | NG - Res Hot Water | [5 empty] | 0 | 0
A - Residential | A1 - Energy Star Homes | A1a - ES Homes | Hot Water, Oil, MF | EA1a020 | Hot Water | Dwelling Unit | 0 | 15 |  |  |  | 0 | 0% | 0% | 0% | 100% | 100% | 100% | 100% | 100% | 100% |  | Utility Specific | 0 | Non-Electric Measures | 0% | 0% | 0% | 0% | Calculated |  | 0 | 0 | 0% | 0% | 0% | 0% | Utility Specific | Fuel Oil - Residential Distillate | [5 empty] | 0 | 0
A - Residential | A1 - Energy Star Homes | A1a - ES Homes | Hot Water, Propane, MF | EA1a021 | Hot Water | Dwelling Unit | 0 | 15 | 500 | 300 |  | 200 | 0% | 0% | 0% | 100% | 100% | 100% | 100% | 100% | 100% |  | Utility Specific | 0 | Non-Electric Measures | 0% | 0% | 0% | 0% | Calculated |  | 0 | 0 | 0% | 0% | 0% | 0% | Utility Specific | Propane | 1.625 |  |  |  |  | 0 | 0
A - Residential | A1 - Energy Star Homes | A1a - ES Homes | Hot Water, Wood Pellets, MF | EA1a022 | Hot Water | Dwelling Unit | 0 | 15 |  |  |  | 0 | 0% | 0% | 0% | 100% | 100% | 100% | 100% | 100% | 100% |  | Utility Specific | 0 | Non-Electric Measures | 0% | 0% | 0% | 0% | Calculated |  | 0 | 0 | 0% | 0% | 0% | 0% | Utility Specific | Pellet Wood | [5 empty] | 0 | 0
A - Residential | A1 - Energy Star Homes | A1a - ES Homes | LED Bulb | EA1a023 | Lighting | Bulb | 0 | 3 |  |  |  | 0 | 0% | 0% | 0% | 100% | 100% | 100% | 100% | 100% | 100% |  | Deemed | 6.5 | Lighting | 35.11% | 30.72% | 19.04% | 15.12% | Calculated |  | 0.00025457 | 0.0016547 | 54.7% | 84.8% | 54.7% | 54.7% | Calculated | NG - Res Heating | -0.0088608 | Propane | -0.0059072 |  |  | 0 | 0
A - Residential | A1 - Energy Star Homes | A1a - ES Homes | LED Fixture | EA1a024 | Lighting | Fixture | 0 | 3 |  |  |  | 0 | 0% | 0% | 0% | 100% | 100% | 100% | 100% | 100% | 100% |  | Deemed | 24 | Lighting | 35.11% | 30.72% | 19.04% | 15.12% | Calculated |  | 0.00025457 | 0.0061096 | 54.7% | 84.8% | 54.7% | 54.7% | Calculated | NG - Res Heating | -0.032717 | Propane | -0.021811 |  |  | 0 | 0
A - Residential | A1 - Energy Star Homes | A1a - ES Homes | Refrigerator | EA1a025 | Refrigeration | Appliance | 30 | 12 | 50 | 25 |  | 25 | 0% | 0% | 0% | 100% | 100% | 100% | 100% | 100% | 100% |  | Deemed | 44.2 | Primary Refrigerator | 29% | 31.95% | 18.18% | 20.87% | Calculated |  | 0.00017711 | 0.0078283 | 129% | 93% | 129% | 129% | Deemed | [6 empty] | 0 | 0
A - Residential | A1 - Energy Star Homes | A1a - ES Homes | Clothes Washer | EA1a026 | Hot Water | Appliance | 7 | 11 | 50 | 25 |  | 25 | 0% | 0% | 0% | 100% | 100% | 100% | 100% | 100% | 100% |  | Deemed | 89.9 | Clothes Washer | 36.44% | 29.9% | 18.29% | 15.36% | Deemed | 0.279 | 0.00027004 | 0.279 | 49.1% | 52% | 49.1% | 49.1% | Deemed | Propane | 0.05 |  |  |  |  | 823 | 0
A - Residential | A1 - Energy Star Homes | A1a - ES Homes | Clothes Dryer | EA1a027 | Envelope | Appliance | 7 | 12 | 50 | 25 |  | 25 | 0% | 0% | 0% | 100% | 100% | 100% | 100% | 100% | 100% |  | Deemed | 160.4 | Clothes Dryer - Electric | 38.94% | 29.95% | 16.9% | 14.21% | Calculated |  | 0.00029483 | 0.047291 | 44.5% | 57.8% | 44.5% | 44.5% | Deemed | [6 empty] | 0 | 0
A - Residential | A1 - Energy Star Homes | A1a - ES Homes | HERS - Lighting and Appliances | EA1a028 | Lighting |  | 0 | 1 |  |  |  | 0 | 0% | 0% | 0% | 100% | 100% | 100% | 100% | 100% | 100% |  | Utility Specific | 0 | Lighting | 35.11% | 30.72% | 19.04% | 15.12% | Calculated |  | 0.00025457 | 0 | 54.7% | 84.8% | 54.7% | 54.7% | Utility Specific | [6 empty] | 0 | 0
A - Residential | A1 - Energy Star Homes | A1a - ES Homes | Residential New Construction Code Compliance | EA1a029 | Custom Measures |  | 0 | 20 |  |  |  | 0 | 0% | 0% | 0% | 100% | 100% | 35% | 35% | 35% | 35% |  | Utility Specific | 0 | Weighted HVAC - All Homes | 25.41% | 29.66% | 23.25% | 21.68% | Calculated |  | 0.00078321 | 0 | 33.6% | 20.1% | 33.6% | 33.6% | Utility Specific | [6 empty] | 0 | 0
A - Residential | A1 - Energy Star Homes | A1a - ES Homes | HERS Rater Fee - SF |  | Non-Energy Saving |  | 1 | 1 | 91767.9975 | 91767.9975 |  | 0 | 0% | 0% | 0% | 100% | 0% | 0% | 0% | 0% | 0% |  |  | 0 | Non-Electric Measures | 0% | 0% | 0% | 0% |  |  | 0 | 0 | 0% | 0% | 0% | 0% | [7 empty] | 0 | 0
A - Residential | A1 - Energy Star Homes | A1a - ES Homes | HERS Rater Fee - MF |  | Non-Energy Saving |  | 1 | 1 | 32284.5506 | 32284.5506 |  | 0 | 0% | 0% | 0% | 100% | 0% | 0% | 0% | 0% | 0% |  |  | 0 | Non-Electric Measures | 0% | 0% | 0% | 0% |  |  | 0 | 0 | 0% | 0% | 0% | 0% | [7 empty] | 0 | 0
A - Residential | A1 - Energy Star Homes | A1a - ES Homes | Admin Fee |  | Non-Energy Saving |  | 0 | 1 |  |  |  | 0 | 0% | 0% | 0% | 100% | 0% | 0% | 0% | 0% | 0% |  |  | 0 | Non-Electric Measures | 0% | 0% | 0% | 0% |  |  | 0 | 0 | 0% | 0% | 0% | 0% | [7 empty] | 0 | 0
A - Residential | A1 - Energy Star Homes | A1a - ES Homes | [21 empty] | 0 | [20 empty] | 0 | 0
A - Residential | A1 - Energy Star Homes | A1a - ES Homes | [21 empty] | 0 | [20 empty] | 0 | 0
A - Residential | A1 - Energy Star Homes | A1a - ES Homes | [21 empty] | 0 | [20 empty] | 0 | 0
A - Residential | A1 - Energy Star Homes | [22 empty] | 0 | [20 empty] | 0 | 0
A - Residential | A2 - Home Performance | A2a - Home Performance (Weatherization) | Air Sealing, Cord Wood | EA2a001 | Envelope | Dwelling Unit | 1 | 15 | 2019.5 | 2019.5 |  | 0 | 0% | 0% | 0% | 100% | 99% | 95% | 95% | 95% | 86% |  | Utility Specific | 6.04 | Central Air Conditioner/Heat Pump (Cooling) | 6.595% | 3.846% | 47.32% | 42.24% | Calculated |  | 0.0015937 | 0.0096261 | 34.6% | 0% | 34.6% | 34.6% | Utility Specific | Cord Wood | 5.59 | Fuel Oil - Residential Distillate | 3.34 |  |  | 0 | 0
A - Residential | A2 - Home Performance | A2a - Home Performance (Weatherization) | Air Sealing, Electric | EA2a002 | Envelope | Dwelling Unit | 3 | 15 | 1162 | 1162 |  | 0 | 0% | 0% | 0% | 100% | 99% | 95% | 95% | 95% | 86% |  | Utility Specific | 1737.82 | Weighted HVAC - All Homes | 25.41% | 29.66% | 23.25% | 21.68% | Calculated |  | 0.00078321 | 1.3611 | 33.6% | 20.1% | 33.6% | 33.6% | Utility Specific | Fuel Oil - Residential Distillate | 0.73 |  |  |  |  | 0 | 0
A - Residential | A2 - Home Performance | A2a - Home Performance (Weatherization) | Air Sealing, Gas | EA2a003 | Envelope | Dwelling Unit | 0 | 15 |  |  |  | 0 | 0% | 0% | 0% | 100% | 99% | 95% | 95% | 95% | 86% |  | Utility Specific | 0 | Central Air Conditioner/Heat Pump (Cooling) | 6.595% | 3.846% | 47.32% | 42.24% | Calculated |  | 0.0015937 | 0 | 34.6% | 0% | 34.6% | 34.6% | Utility Specific | NG - Res Heating | [5 empty] | 0 | 0
A - Residential | A2 - Home Performance | A2a - Home Performance (Weatherization) | Air Sealing, Kerosene | EA2a004 | Envelope | Dwelling Unit | 1 | 15 | 1000 | 1000 |  | 0 | 0% | 0% | 0% | 100% | 99% | 95% | 95% | 95% | 86% |  | Utility Specific | 0 | Central Air Conditioner/Heat Pump (Cooling) | 6.595% | 3.846% | 47.32% | 42.24% | Calculated |  | 0.0015937 | 0 | 34.6% | 0% | 34.6% | 34.6% | Utility Specific | Kerosene | 6.87 |  |  |  |  | 0 | 0
A - Residential | A2 - Home Performance | A2a - Home Performance (Weatherization) | Air Sealing, Oil | EA2a005 | Envelope | Dwelling Unit | 42.4674 | 15 | 1033 | 1033 |  | 0 | 0% | 0% | 0% | 100% | 99% | 95% | 95% | 95% | 86% |  | Utility Specific | 33.56 | Central Air Conditioner/Heat Pump (Cooling) | 6.595% | 3.846% | 47.32% | 42.24% | Calculated |  | 0.0015937 | 0.053486 | 34.6% | 0% | 34.6% | 34.6% | Utility Specific | Fuel Oil - Residential Distillate | 11.54 | Cord Wood | 1.31 |  |  | 0 | 0
A - Residential | A2 - Home Performance | A2a - Home Performance (Weatherization) | Air Sealing, Propane | EA2a006 | Envelope | Dwelling Unit | 14 | 15 | 1151 | 1151 |  | 0 | 0% | 0% | 0% | 100% | 99% | 95% | 95% | 95% | 86% |  | Utility Specific | 192.38 | Central Air Conditioner/Heat Pump (Cooling) | 6.595% | 3.846% | 47.32% | 42.24% | Calculated |  | 0.0015937 | 0.3066 | 34.6% | 0% | 34.6% | 34.6% | Utility Specific | Propane | 11.88 | Cord Wood | 0.82 |  |  | 0 | 0
A - Residential | A2 - Home Performance | A2a - Home Performance (Weatherization) | Air Sealing, Wood Pellets | EA2a007 | Envelope | Dwelling Unit | 2 | 15 | 611 | 611 |  | 0 | 0% | 0% | 0% | 100% | 99% | 95% | 95% | 95% | 86% |  | Utility Specific | 1.92 | Central Air Conditioner/Heat Pump (Cooling) | 6.595% | 3.846% | 47.32% | 42.24% | Calculated |  | 0.0015937 | 0.00306 | 34.6% | 0% | 34.6% | 34.6% | Utility Specific | Pellet Wood | 9.14 | Fuel Oil - Residential Distillate | 3.22 |  |  | 0 | 0
A - Residential | A2 - Home Performance | A2a - Home Performance (Weatherization) | Duct Sealing, Cord Wood | EA2a070 | HVAC | Dwelling Unit | 0 | 20 |  |  |  | 0 | 0% | 0% | 0% | 100% | 99% | 96% | 96% | 96% | 114% |  | Utility Specific | 0 | Central Air Conditioner/Heat Pump (Cooling) | 6.595% | 3.846% | 47.32% | 42.24% | Calculated |  | 0.0015937 | 0 | 34.6% | 0% | 34.6% | 34.6% | Utility Specific | Cord Wood | [5 empty] | 0 | 0
A - Residential | A2 - Home Performance | A2a - Home Performance (Weatherization) | Duct Sealing, Electric | EA2a071 | HVAC | Dwelling Unit | 0 | 20 |  |  |  | 0 | 0% | 0% | 0% | 100% | 99% | 96% | 96% | 96% | 100% |  | Utility Specific | 0 | Weighted HVAC - All Homes | 25.41% | 29.66% | 23.25% | 21.68% | Calculated |  | 0.00078321 | 0 | 33.6% | 20.1% | 33.6% | 33.6% | Utility Specific | [6 empty] | 0 | 0
A - Residential | A2 - Home Performance | A2a - Home Performance (Weatherization) | Duct Sealing, Gas | EA2a072 | HVAC | Dwelling Unit | 0 | 20 |  |  |  | 0 | 0% | 0% | 0% | 100% | 99% | 96% | 96% | 96% | 104% |  | Utility Specific | 0 | Central Air Conditioner/Heat Pump (Cooling) | 6.595% | 3.846% | 47.32% | 42.24% | Calculated |  | 0.0015937 | 0 | 34.6% | 0% | 34.6% | 34.6% | Utility Specific | NG - Res Heating | [5 empty] | 0 | 0
A - Residential | A2 - Home Performance | A2a - Home Performance (Weatherization) | Duct Sealing, Kerosene | EA2a073 | HVAC | Dwelling Unit | 0 | 20 |  |  |  | 0 | 0% | 0% | 0% | 100% | 99% | 96% | 96% | 96% | 114% |  | Utility Specific | 0 | Central Air Conditioner/Heat Pump (Cooling) | 6.595% | 3.846% | 47.32% | 42.24% | Calculated |  | 0.0015937 | 0 | 34.6% | 0% | 34.6% | 34.6% | Utility Specific | Kerosene | [5 empty] | 0 | 0
A - Residential | A2 - Home Performance | A2a - Home Performance (Weatherization) | Duct Sealing, Oil | EA2a074 | HVAC | Dwelling Unit | 0 | 20 |  |  |  | 0 | 0% | 0% | 0% | 100% | 99% | 96% | 96% | 96% | 114% |  | Utility Specific | 0 | Central Air Conditioner/Heat Pump (Cooling) | 6.595% | 3.846% | 47.32% | 42.24% | Calculated |  | 0.0015937 | 0 | 34.6% | 0% | 34.6% | 34.6% | Utility Specific | Fuel Oil - Residential Distillate | [5 empty] | 0 | 0
A - Residential | A2 - Home Performance | A2a - Home Performance (Weatherization) | Duct Sealing, Propane | EA2a075 | HVAC | Dwelling Unit | 2 | 20 | 115 | 86.25 |  | 28.75 | 0% | 0% | 0% | 100% | 99% | 96% | 96% | 96% | 114% |  | Utility Specific | 154.22 | Central Air Conditioner/Heat Pump (Cooling) | 6.595% | 3.846% | 47.32% | 42.24% | Calculated |  | 0.0015937 | 0.24579 | 34.6% | 0% | 34.6% | 34.6% | Utility Specific | Propane | 8.01 |  |  |  |  | 0 | 0
A - Residential | A2 - Home Performance | A2a - Home Performance (Weatherization) | Duct Sealing, Wood Pellets | EA2a076 | HVAC | Dwelling Unit | 0 | 20 |  |  |  | 0 | 0% | 0% | 0% | 100% | 99% | 96% | 96% | 96% | 114% |  | Utility Specific | 0 | Central Air Conditioner/Heat Pump (Cooling) | 6.595% | 3.846% | 47.32% | 42.24% | Calculated |  | 0.0015937 | 0 | 34.6% | 0% | 34.6% | 34.6% | Utility Specific | Pellet Wood | [5 empty] | 0 | 0
A - Residential | A2 - Home Performance | A2a - Home Performance (Weatherization) | Faucet Aerator, Electric | EA2a009 | Hot Water | Aerator | 60 | 7 | 50 | 50 |  | 0 | 0% | 0% | 0% | 100% | 99% | 100% | 100% | 100% | 100% |  | Deemed | 46.863 | Water Heater - Electric | 41.52% | 31.39% | 15.22% | 11.88% | Calculated |  | 0.00024338 | 0.011406 | 31.2% | 80.8% | 31.2% | 31.2% | Deemed |  | 0 |  |  |  |  | 586 | 0
A - Residential | A2 - Home Performance | A2a - Home Performance (Weatherization) | Faucet Aerator, Gas | EA2a010 | Hot Water | Aerator | 0 | 7 |  |  |  | 0 | 0% | 0% | 0% | 100% | 99% | 100% | 100% | 100% | 100% |  | Deemed | 0 | Non-Electric Measures | 0% | 0% | 0% | 0% | Calculated |  | 0 | 0 | 0% | 0% | 0% | 0% | Deemed | NG - Res Hot Water | 0.156 |  |  |  |  | 586 | 0
A - Residential | A2 - Home Performance | A2a - Home Performance (Weatherization) | Faucet Aerator, Kerosene | EA2a011 | Hot Water | Aerator | 0 | 7 |  |  |  | 0 | 0% | 0% | 0% | 100% | 99% | 100% | 100% | 100% | 100% |  | Deemed | 0 | Non-Electric Measures | 0% | 0% | 0% | 0% | Calculated |  | 0 | 0 | 0% | 0% | 0% | 0% | Deemed | Kerosene | 0.156 |  |  |  |  | 586 | 0
A - Residential | A2 - Home Performance | A2a - Home Performance (Weatherization) | Faucet Aerator, Oil | EA2a012 | Hot Water | Aerator | 5 | 7 | 50 | 50 |  | 0 | 0% | 0% | 0% | 100% | 99% | 100% | 100% | 100% | 100% |  | Deemed | 0 | Non-Electric Measures | 0% | 0% | 0% | 0% | Calculated |  | 0 | 0 | 0% | 0% | 0% | 0% | Deemed | Fuel Oil - Residential Distillate | 0.156 |  |  |  |  | 586 | 0
A - Residential | A2 - Home Performance | A2a - Home Performance (Weatherization) | Faucet Aerator, Propane | EA2a013 | Hot Water | Aerator | 0 | 7 | 50 | 50 |  | 0 | 0% | 0% | 0% | 100% | 99% | 100% | 100% | 100% | 100% |  | Deemed | 0 | Non-Electric Measures | 0% | 0% | 0% | 0% | Calculated |  | 0 | 0 | 0% | 0% | 0% | 0% | Deemed | Propane | 0.156 |  |  |  |  | 586 | 0
A - Residential | A2 - Home Performance | A2a - Home Performance (Weatherization) | Tank Wrap, Electric | EA2a077 | Hot Water | Dwelling Unit | 2 | 7 | 100 | 100 |  | 0 | 0% | 0% | 0% | 100% | 99% | 96% | 96% | 96% | 100% |  | Utility Specific | 0 | Water Heater - Electric | 41.52% | 31.39% | 15.22% | 11.88% | Calculated |  | 0.00024338 | 0 | 31.2% | 80.8% | 31.2% | 31.2% | Utility Specific | [6 empty] | 0 | 0
A - Residential | A2 - Home Performance | A2a - Home Performance (Weatherization) | Tank Wrap, Gas | EA2a078 | Hot Water | Dwelling Unit | 0 | 7 |  |  |  | 0 | 0% | 0% | 0% | 100% | 99% | 96% | 96% | 96% | 104% |  | Utility Specific | 0 | Non-Electric Measures | 0% | 0% | 0% | 0% | Calculated |  | 0 | 0 | 0% | 0% | 0% | 0% | Utility Specific | NG - Res Hot Water | [5 empty] | 0 | 0
A - Residential | A2 - Home Performance | A2a - Home Performance (Weatherization) | Tank Wrap, Kerosene | EA2a079 | Hot Water | Dwelling Unit | 0 | 7 |  |  |  | 0 | 0% | 0% | 0% | 100% | 99% | 96% | 96% | 96% | 114% |  | Utility Specific | 0 | Non-Electric Measures | 0% | 0% | 0% | 0% | Calculated |  | 0 | 0 | 0% | 0% | 0% | 0% | Utility Specific | Kerosene | [5 empty] | 0 | 0
A - Residential | A2 - Home Performance | A2a - Home Performance (Weatherization) | Tank Wrap, Oil | EA2a080 | Hot Water | Dwelling Unit | 1 | 7 | 100 | 100 |  | 0 | 0% | 0% | 0% | 100% | 99% | 96% | 96% | 96% | 114% |  | Utility Specific | 0 | Non-Electric Measures | 0% | 0% | 0% | 0% | Calculated |  | 0 | 0 | 0% | 0% | 0% | 0% | Utility Specific | Fuel Oil - Residential Distillate | 0.26 |  |  |  |  | 0 | 0
A - Residential | A2 - Home Performance | A2a - Home Performance (Weatherization) | Tank Wrap, Propane | EA2a081 | Hot Water | Dwelling Unit | 0 | 7 | 100 | 75 |  | 25 | 0% | 0% | 0% | 100% | 99% | 96% | 96% | 96% | 114% |  | Utility Specific | 0 | Non-Electric Measures | 0% | 0% | 0% | 0% | Calculated |  | 0 | 0 | 0% | 0% | 0% | 0% | Utility Specific | Propane | 0.2 |  |  |  |  | 0 | 0
A - Residential | A2 - Home Performance | A2a - Home Performance (Weatherization) | Hand Held Showerhead, Electric | EA2a016 | Hot Water | Showerhead | 29 | 15 | 50 | 50 |  | 0 | 0% | 0% | 0% | 100% | 99% | 100% | 100% | 100% | 100% |  | Deemed | 145.226 | Water Heater - Electric | 41.52% | 31.39% | 15.22% | 11.88% | Deemed | 0.05 | 0.00024338 | 0.05 | 31.2% | 80.8% | 31.2% | 31.2% | Deemed |  | 0 |  |  |  |  | 1246 | 0
A - Residential | A2 - Home Performance | A2a - Home Performance (Weatherization) | Hand Held Showerhead, Gas | EA2a017 | Hot Water | Showerhead | 0 | 15 |  |  |  | 0 | 0% | 0% | 0% | 100% | 99% | 100% | 100% | 100% | 100% |  | Deemed | 0 | Non-Electric Measures | 0% | 0% | 0% | 0% | Calculated |  | 0 | 0 | 0% | 0% | 0% | 0% | Deemed | NG - Res Hot Water | 0.633 |  |  |  |  | 1246 | 0
A - Residential | A2 - Home Performance | A2a - Home Performance (Weatherization) | Hand Held Showerhead, Kerosene | EA2a018 | Hot Water | Showerhead | 0 | 15 |  |  |  | 0 | 0% | 0% | 0% | 100% | 99% | 100% | 100% | 100% | 100% |  | Deemed | 0 | Non-Electric Measures | 0% | 0% | 0% | 0% | Calculated |  | 0 | 0 | 0% | 0% | 0% | 0% | Deemed | Kerosene | 0.633 |  |  |  |  | 1246 | 0
A - Residential | A2 - Home Performance | A2a - Home Performance (Weatherization) | Hand Held Showerhead, Oil | EA2a019 | Hot Water | Showerhead | 2 | 15 | 50 | 50 |  | 0 | 0% | 0% | 0% | 100% | 99% | 100% | 100% | 100% | 100% |  | Deemed | 0 | Non-Electric Measures | 0% | 0% | 0% | 0% | Calculated |  | 0 | 0 | 0% | 0% | 0% | 0% | Deemed | Fuel Oil - Residential Distillate | 0.633 |  |  |  |  | 1246 | 0
A - Residential | A2 - Home Performance | A2a - Home Performance (Weatherization) | Hand Held Showerhead, Propane | EA2a020 | Hot Water | Showerhead | 2 | 15 | 50 | 50 |  | 0 | 0% | 0% | 0% | 100% | 99% | 100% | 100% | 100% | 100% |  | Deemed | 0 | Non-Electric Measures | 0% | 0% | 0% | 0% | Calculated |  | 0 | 0 | 0% | 0% | 0% | 0% | Deemed | Propane | 0.633 |  |  |  |  | 1246 | 0
A - Residential | A2 - Home Performance | A2a - Home Performance (Weatherization) | [Open Measure - To Be Assigned] | EA2a021 | [41 empty] | 0
A - Residential | A2 - Home Performance | A2a - Home Performance (Weatherization) | Insulation, Cord Wood | EA2a022 | Envelope | Dwelling Unit | 1 | 25 | 7300 | 3650 |  | 3650 | 0% | 0% | 0% | 100% | 99% | 95% | 95% | 95% | 86% |  | Utility Specific | 57.66 | Central Air Conditioner/Heat Pump (Cooling) | 6.595% | 3.846% | 47.32% | 42.24% | Calculated |  | 0.0015937 | 0.091894 | 34.6% | 0% | 34.6% | 34.6% | Utility Specific | Cord Wood | 5.36 | Fuel Oil - Residential Distillate | 4.4 |  |  | 0 | 0
A - Residential | A2 - Home Performance | A2a - Home Performance (Weatherization) | Insulation, Electric | EA2a023 | Envelope | Dwelling Unit | 3 | 25 | 5600 | 2800 |  | 2800 | 0% | 0% | 0% | 100% | 99% | 95% | 95% | 95% | 86% |  | Utility Specific | 1611 | Weighted HVAC - All Homes | 25.41% | 29.66% | 23.25% | 21.68% | Calculated |  | 0.00078321 | 1.2618 | 33.6% | 20.1% | 33.6% | 33.6% | Utility Specific | Fuel Oil - Residential Distillate | 0.36 |  |  |  |  | 0 | 0
A - Residential | A2 - Home Performance | A2a - Home Performance (Weatherization) | Insulation, Gas | EA2a024 | Envelope | Dwelling Unit | 0 | 25 |  |  |  | 0 | 0% | 0% | 0% | 100% | 99% | 95% | 95% | 95% | 86% |  | Utility Specific | 0 | Central Air Conditioner/Heat Pump (Cooling) | 6.595% | 3.846% | 47.32% | 42.24% | Calculated |  | 0.0015937 | 0 | 34.6% | 0% | 34.6% | 34.6% | Utility Specific | NG - Res Heating | [5 empty] | 0 | 0
A - Residential | A2 - Home Performance | A2a - Home Performance (Weatherization) | Insulation, Kerosene | EA2a025 | Envelope | Dwelling Unit | 1 | 25 | 5600 | 2800 |  | 2800 | 0% | 0% | 0% | 100% | 99% | 95% | 95% | 95% | 86% |  | Utility Specific | 0 | Central Air Conditioner/Heat Pump (Cooling) | 6.595% | 3.846% | 47.32% | 42.24% | Calculated |  | 0.0015937 | 0 | 34.6% | 0% | 34.6% | 34.6% | Utility Specific | Kerosene | 3.71 |  |  |  |  | 0 | 0
A - Residential | A2 - Home Performance | A2a - Home Performance (Weatherization) | Insulation, Oil | EA2a026 | Envelope | Dwelling Unit | 42.4674 | 25 | 6200 | 3100 |  | 3100 | 0% | 0% | 0% | 100% | 99% | 95% | 95% | 95% | 86% |  | Utility Specific | 120.77 | Central Air Conditioner/Heat Pump (Cooling) | 6.595% | 3.846% | 47.32% | 42.24% | Calculated |  | 0.0015937 | 0.19247 | 34.6% | 0% | 34.6% | 34.6% | Utility Specific | Fuel Oil - Residential Distillate | 17.18 | Cord Wood | 1.65 |  |  | 0 | 0
A - Residential | A2 - Home Performance | A2a - Home Performance (Weatherization) | Insulation, Propane | EA2a027 | Envelope | Dwelling Unit | 14 | 25 | 6700 | 3350 |  | 3350 | 0% | 0% | 0% | 100% | 99% | 95% | 95% | 95% | 86% |  | Utility Specific | 253.86 | Central Air Conditioner/Heat Pump (Cooling) | 6.595% | 3.846% | 47.32% | 42.24% | Calculated |  | 0.0015937 | 0.40458 | 34.6% | 0% | 34.6% | 34.6% | Utility Specific | Propane | 11.22 | Cord Wood | 1.44 |  |  | 0 | 0
A - Residential | A2 - Home Performance | A2a - Home Performance (Weatherization) | Insulation, Wood Pellets | EA2a028 | Envelope | Dwelling Unit | 2 | 25 | 5800 | 2900 |  | 2900 | 0% | 0% | 0% | 100% | 99% | 95% | 95% | 95% | 86% |  | Utility Specific | 40.18 | Central Air Conditioner/Heat Pump (Cooling) | 6.595% | 3.846% | 47.32% | 42.24% | Calculated |  | 0.0015937 | 0.064036 | 34.6% | 0% | 34.6% | 34.6% | Utility Specific | Pellet Wood | 14.72 | Fuel Oil - Residential Distillate | 6.03 |  |  | 0 | 0
A - Residential | A2 - Home Performance | A2a - Home Performance (Weatherization) | Duct Insulation, Cord Wood | EA2a063 | HVAC | Dwelling Unit | 0 | 25 |  |  |  | 0 | 0% | 0% | 0% | 100% | 99% | 96% | 96% | 96% | 114% |  | Utility Specific | 0 | Central Air Conditioner/Heat Pump (Cooling) | 6.595% | 3.846% | 47.32% | 42.24% | Calculated |  | 0.0015937 | 0 | 34.6% | 0% | 34.6% | 34.6% | Utility Specific | Cord Wood | [5 empty] | 0 | 0
A - Residential | A2 - Home Performance | A2a - Home Performance (Weatherization) | Duct Insulation, Electric | EA2a064 | HVAC | Dwelling Unit | 0 | 25 |  |  |  | 0 | 0% | 0% | 0% | 100% | 99% | 96% | 96% | 96% | 100% |  | Utility Specific | 0 | Weighted HVAC - All Homes | 25.41% | 29.66% | 23.25% | 21.68% | Calculated |  | 0.00078321 | 0 | 33.6% | 20.1% | 33.6% | 33.6% | Utility Specific | [6 empty] | 0 | 0
A - Residential | A2 - Home Performance | A2a - Home Performance (Weatherization) | Duct Insulation, Gas | EA2a065 | HVAC | Dwelling Unit | 0 | 25 |  |  |  | 0 | 0% | 0% | 0% | 100% | 99% | 96% | 96% | 96% | 104% |  | Utility Specific | 0 | Central Air Conditioner/Heat Pump (Cooling) | 6.595% | 3.846% | 47.32% | 42.24% | Calculated |  | 0.0015937 | 0 | 34.6% | 0% | 34.6% | 34.6% | Utility Specific | NG - Res Heating | [5 empty] | 0 | 0
A - Residential | A2 - Home Performance | A2a - Home Performance (Weatherization) | Duct Insulation, Kerosene | EA2a066 | HVAC | Dwelling Unit | 0 | 25 |  |  |  | 0 | 0% | 0% | 0% | 100% | 99% | 96% | 96% | 96% | 114% |  | Utility Specific | 0 | Central Air Conditioner/Heat Pump (Cooling) | 6.595% | 3.846% | 47.32% | 42.24% | Calculated |  | 0.0015937 | 0 | 34.6% | 0% | 34.6% | 34.6% | Utility Specific | Kerosene | [5 empty] | 0 | 0
A - Residential | A2 - Home Performance | A2a - Home Performance (Weatherization) | Duct Insulation, Oil | EA2a067 | HVAC | Dwelling Unit | 0 | 25 |  |  |  | 0 | 0% | 0% | 0% | 100% | 99% | 96% | 96% | 96% | 114% |  | Utility Specific | 0 | Central Air Conditioner/Heat Pump (Cooling) | 6.595% | 3.846% | 47.32% | 42.24% | Calculated |  | 0.0015937 | 0 | 34.6% | 0% | 34.6% | 34.6% | Utility Specific | Fuel Oil - Residential Distillate | [5 empty] | 0 | 0
A - Residential | A2 - Home Performance | A2a - Home Performance (Weatherization) | Duct Insulation, Propane | EA2a068 | HVAC | Dwelling Unit | 0 | 25 |  |  |  | 0 | 0% | 0% | 0% | 100% | 99% | 96% | 96% | 96% | 114% |  | Utility Specific | 0 | Central Air Conditioner/Heat Pump (Cooling) | 6.595% | 3.846% | 47.32% | 42.24% | Calculated |  | 0.0015937 | 0 | 34.6% | 0% | 34.6% | 34.6% | Utility Specific | Propane | [5 empty] | 0 | 0
A - Residential | A2 - Home Performance | A2a - Home Performance (Weatherization) | Duct Insulation, Wood Pellets | EA2a069 | HVAC | Dwelling Unit | 0 | 25 |  |  |  | 0 | 0% | 0% | 0% | 100% | 99% | 96% | 96% | 96% | 114% |  | Utility Specific | 0 | Central Air Conditioner/Heat Pump (Cooling) | 6.595% | 3.846% | 47.32% | 42.24% | Calculated |  | 0.0015937 | 0 | 34.6% | 0% | 34.6% | 34.6% | Utility Specific | Pellet Wood | [5 empty] | 0 | 0
A - Residential | A2 - Home Performance | A2a - Home Performance (Weatherization) | Low Flow Showerhead, Electric | EA2a030 | Hot Water | Showerhead | 27 | 15 | 35 | 35 |  | 0 | 0% | 0% | 0% | 100% | 99% | 100% | 100% | 100% | 100% |  | Deemed | 145.226 | Water Heater - Electric | 41.52% | 31.39% | 15.22% | 11.88% | Deemed | 0.05 | 0.00024338 | 0.05 | 31.2% | 80.8% | 31.2% | 31.2% | Deemed |  | 0 |  |  |  |  | 1246 | 0
A - Residential | A2 - Home Performance | A2a - Home Performance (Weatherization) | Low Flow Showerhead, Gas | EA2a031 | Hot Water | Showerhead | 0 | 15 |  |  |  | 0 | 0% | 0% | 0% | 100% | 99% | 100% | 100% | 100% | 100% |  | Deemed | 0 | Non-Electric Measures | 0% | 0% | 0% | 0% | Calculated |  | 0 | 0 | 0% | 0% | 0% | 0% | Deemed | NG - Res Hot Water | 0.633 |  |  |  |  | 1246 | 0
A - Residential | A2 - Home Performance | A2a - Home Performance (Weatherization) | Low Flow Showerhead, Kerosene | EA2a032 | Hot Water | Showerhead | 0 | 15 |  |  |  | 0 | 0% | 0% | 0% | 100% | 99% | 100% | 100% | 100% | 100% |  | Deemed | 0 | Non-Electric Measures | 0% | 0% | 0% | 0% | Calculated |  | 0 | 0 | 0% | 0% | 0% | 0% | Deemed | Kerosene | 0.633 |  |  |  |  | 1246 | 0
A - Residential | A2 - Home Performance | A2a - Home Performance (Weatherization) | Low Flow Showerhead, Oil | EA2a033 | Hot Water | Showerhead | 0 | 15 |  |  |  | 0 | 0% | 0% | 0% | 100% | 99% | 100% | 100% | 100% | 100% |  | Deemed | 0 | Non-Electric Measures | 0% | 0% | 0% | 0% | Calculated |  | 0 | 0 | 0% | 0% | 0% | 0% | Deemed | Fuel Oil - Residential Distillate | 0.633 |  |  |  |  | 1246 | 0
A - Residential | A2 - Home Performance | A2a - Home Performance (Weatherization) | Low Flow Showerhead, Propane | EA2a034 | Hot Water | Showerhead | 1 | 15 | 35 | 35 |  | 0 | 0% | 0% | 0% | 100% | 99% | 100% | 100% | 100% | 100% |  | Deemed | 0 | Non-Electric Measures | 0% | 0% | 0% | 0% | Calculated |  | 0 | 0 | 0% | 0% | 0% | 0% | Deemed | Propane | 0.633 |  |  |  |  | 1246 | 0
A - Residential | A2 - Home Performance | A2a - Home Performance (Weatherization) | Advanced Power Strip, Tier I | EA2a035 | Process | Power Strip | 0 | 5 |  |  |  | 0 | 0% | 0% | 0% | 100% | 99% | 96% | 96% | 96% | 114% |  | Deemed | 105 | Primary TV and Peripherals | 32.24% | 34.78% | 15.36% | 17.62% | Deemed | 0.01 | 0.00018311 | 0.01 | 58.2% | 86.3% | 58.2% | 58.2% | Deemed |  | 0 |  |  |  |  | 0 | 0
A - Residential | A2 - Home Performance | A2a - Home Performance (Weatherization) | Advanced Power Strip, Tier II | EA2a036 | Process | Power Strip | 0 | 5 |  |  |  | 0 | 0% | 0% | 0% | 100% | 99% | 96% | 96% | 96% | 114% |  | Deemed | 207 | Primary TV and Peripherals | 32.24% | 34.78% | 15.36% | 17.62% | Deemed | 0.024 | 0.00018311 | 0.024 | 58.2% | 86.3% | 58.2% | 58.2% | Deemed |  | 0 |  |  |  |  | 0 | 0
A - Residential | A2 - Home Performance | A2a - Home Performance (Weatherization) | Pipe Insulation - Hot Water, Electric | EA2a037 | Hot Water | Dwelling Unit | 3 | 15 | 150 | 150 |  | 0 | 0% | 0% | 0% | 100% | 99% | 100% | 100% | 100% | 100% |  | Utility Specific | 1229.67 | Water Heater - Electric | 41.52% | 31.39% | 15.22% | 11.88% | Calculated |  | 0.00024338 | 0.29928 | 31.2% | 80.8% | 31.2% | 31.2% | Utility Specific | [6 empty] | 0 | 0
A - Residential | A2 - Home Performance | A2a - Home Performance (Weatherization) | Pipe Insulation - Hot Water, Gas | EA2a038 | Hot Water | Dwelling Unit | 0 | 15 |  |  |  | 0 | 0% | 0% | 0% | 100% | 99% | 100% | 100% | 100% | 100% |  | Utility Specific | 0 | Non-Electric Measures | 0% | 0% | 0% | 0% | Calculated |  | 0 | 0 | 0% | 0% | 0% | 0% | Utility Specific | NG - Res Hot Water | [5 empty] | 0 | 0
A - Residential | A2 - Home Performance | A2a - Home Performance (Weatherization) | Pipe Insulation - Hot Water, Kerosene | EA2a039 | Hot Water | Dwelling Unit | 0 | 15 |  |  |  | 0 | 0% | 0% | 0% | 100% | 99% | 100% | 100% | 100% | 100% |  | Utility Specific | 0 | Non-Electric Measures | 0% | 0% | 0% | 0% | Calculated |  | 0 | 0 | 0% | 0% | 0% | 0% | Utility Specific | Kerosene | [5 empty] | 0 | 0
A - Residential | A2 - Home Performance | A2a - Home Performance (Weatherization) | Pipe Insulation - Hot Water, Oil | EA2a040 | Hot Water | Dwelling Unit | 4 | 15 | 350 | 262.5 |  | 87.5 | 0% | 0% | 0% | 100% | 99% | 100% | 100% | 100% | 100% |  | Utility Specific | 37.03 | Water Heater - Natural Gas/Fuel Oil | 40.94% | 34.19% | 13.3% | 11.56% | Calculated |  | 0.00035685 | 0.013214 | 21.4% | 39.9% | 21.4% | 21.4% | Utility Specific | Fuel Oil - Residential Distillate | 0.5 |  |  |  |  | 0 | 0
A - Residential | A2 - Home Performance | A2a - Home Performance (Weatherization) | Pipe Insulation - Hot Water, Propane | EA2a041 | Hot Water | Dwelling Unit | 3 | 15 | 100 | 75 |  | 25 | 0% | 0% | 0% | 100% | 99% | 100% | 100% | 100% | 100% |  | Utility Specific | 41.37 | Water Heater - Natural Gas/Fuel Oil | 40.94% | 34.19% | 13.3% | 11.56% | Calculated |  | 0.00035685 | 0.014763 | 21.4% | 39.9% | 21.4% | 21.4% | Utility Specific | Propane | 0.5 |  |  |  |  | 0 | 0
A - Residential | A2 - Home Performance | A2a - Home Performance (Weatherization) | Hot Water Setback, Electric | EA2a042 | Hot Water | Setback | 0 | 2 |  |  |  | 0 | 0% | 0% | 0% | 100% | 99% | 96% | 96% | 96% | 100% |  | Utility Specific | 0 | 24 hour operation | 30.5% | 36.1% | 15.2% | 18.3% | Calculated |  | 0.00011416 | 0 | 100% | 100% | 100% | 100% | Utility Specific | [6 empty] | 0 | 0
A - Residential | A2 - Home Performance | A2a - Home Performance (Weatherization) | Hot Water Setback, Gas | EA2a059 | Hot Water | Setback | 0 | 2 |  |  |  | 0 | 0% | 0% | 0% | 100% | 99% | 96% | 96% | 96% | 104% |  | Utility Specific | 0 | Non-Electric Measures | 0% | 0% | 0% | 0% | Calculated |  | 0 | 0 | 0% | 0% | 0% | 0% | Utility Specific | NG - Res Hot Water | [5 empty] | 0 | 0
A - Residential | A2 - Home Performance | A2a - Home Performance (Weatherization) | Hot Water Setback, Kerosene | EA2a060 | Hot Water | Setback | 0 | 2 |  |  |  | 0 | 0% | 0% | 0% | 100% | 99% | 96% | 96% | 96% | 114% |  | Utility Specific | 0 | Non-Electric Measures | 0% | 0% | 0% | 0% | Calculated |  | 0 | 0 | 0% | 0% | 0% | 0% | Utility Specific | Kerosene | [5 empty] | 0 | 0
A - Residential | A2 - Home Performance | A2a - Home Performance (Weatherization) | Hot Water Setback, Oil | EA2a061 | Hot Water | Setback | 1 | 2 | 15 | 15 |  | 0 | 0% | 0% | 0% | 100% | 99% | 96% | 96% | 96% | 114% |  | Utility Specific | 0 | Non-Electric Measures | 0% | 0% | 0% | 0% | Calculated |  | 0 | 0 | 0% | 0% | 0% | 0% | Utility Specific | Fuel Oil - Residential Distillate | 0.41 |  |  |  |  | 0 | 0
A - Residential | A2 - Home Performance | A2a - Home Performance (Weatherization) | Hot Water Setback, Propane | EA2a062 | Hot Water | Setback | 0 | 2 |  |  |  | 0 | 0% | 0% | 0% | 100% | 99% | 96% | 96% | 96% | 114% |  | Utility Specific | 0 | Non-Electric Measures | 0% | 0% | 0% | 0% | Calculated |  | 0 | 0 | 0% | 0% | 0% | 0% | Utility Specific | Propane | [5 empty] | 0 | 0
A - Residential | A2 - Home Performance | A2a - Home Performance (Weatherization) | DHW Heat Pump Water Heater | EA2a043 | Hot Water | Water Heater | 0 | 15 |  |  |  | 0 | 0% | 0% | 0% | 100% | 99% | 96% | 96% | 96% | 100% |  | Deemed | 961 | Water Heater - Heat Pump | 39.13% | 32.97% | 14.89% | 13.01% | Calculated |  | 0.00021971 | 0.21114 | 41.3% | 74.7% | 41.3% | 41.3% | Deemed | NG - Res Hot Water | 1.3829 | Propane | 0.19331 | Fuel Oil - Residential Distillate | 2.4238 | 0 | 0
A - Residential | A2 - Home Performance | A2a - Home Performance (Weatherization) | Indirect Water Heater, Oil | EA2a082 | Hot Water | Water Heater | 0 | 13 |  |  |  | 0 | 0% | 0% | 0% | 100% | 99% | 96% | 96% | 96% | 114% |  | Utility Specific | 0 | Water Heater - Natural Gas/Fuel Oil | 40.94% | 34.19% | 13.3% | 11.56% | Calculated |  | 0.00035685 | 0 | 21.4% | 39.9% | 21.4% | 21.4% | Utility Specific | Fuel Oil - Residential Distillate | [5 empty] | 0 | 0
A - Residential | A2 - Home Performance | A2a - Home Performance (Weatherization) | Indirect Water Heater, Propane | EA2a083 | Hot Water | Water Heater | 0 | 13 |  |  |  | 0 | 0% | 0% | 0% | 100% | 99% | 96% | 96% | 96% | 114% |  | Utility Specific | 0 | Water Heater - Natural Gas/Fuel Oil | 40.94% | 34.19% | 13.3% | 11.56% | Calculated |  | 0.00035685 | 0 | 21.4% | 39.9% | 21.4% | 21.4% | Utility Specific | Propane | [5 empty] | 0 | 0
A - Residential | A2 - Home Performance | A2a - Home Performance (Weatherization) | Stand Alone Water Heater, Electric | EA2a008 | Hot Water | Water Heater | 0 | 13 |  |  |  | 0 | 0% | 0% | 0% | 100% | 99% | 96% | 96% | 96% | 100% |  | Utility Specific | 0 | Water Heater - Electric | 41.52% | 31.39% | 15.22% | 11.88% | Calculated |  | 0.00024338 | 0 | 31.2% | 80.8% | 31.2% | 31.2% | Utility Specific | [6 empty] | 0 | 0
A - Residential | A2 - Home Performance | A2a - Home Performance (Weatherization) | Stand Alone Water Heater, Gas | EA2a014 | Hot Water | Water Heater | 0 | 13 |  |  |  | 0 | 0% | 0% | 0% | 100% | 99% | 96% | 96% | 96% | 104% |  | Utility Specific | 0 | Water Heater - Natural Gas/Fuel Oil | 40.94% | 34.19% | 13.3% | 11.56% | Calculated |  | 0.00035685 | 0 | 21.4% | 39.9% | 21.4% | 21.4% | Utility Specific | NG - Res Hot Water | [5 empty] | 0 | 0
A - Residential | A2 - Home Performance | A2a - Home Performance (Weatherization) | Stand Alone Water Heater, Propane | EA2a015 | Hot Water | Water Heater | 0 | 13 |  |  |  | 0 | 0% | 0% | 0% | 100% | 99% | 96% | 96% | 96% | 114% |  | Utility Specific | 0 | Water Heater - Natural Gas/Fuel Oil | 40.94% | 34.19% | 13.3% | 11.56% | Calculated |  | 0.00035685 | 0 | 21.4% | 39.9% | 21.4% | 21.4% | Utility Specific | Propane | [5 empty] | 0 | 0
A - Residential | A2 - Home Performance | A2a - Home Performance (Weatherization) | LED Bulb, General Service Lamps | EA2a044 | Lighting | Bulb | 0 | 1 |  |  |  | 0 | 0% | 0% | 0% | 100% | 99% | 96% | 96% | 96% | 100% |  | Deemed | 35.3 | Lighting | 35.11% | 30.72% | 19.04% | 15.12% | Calculated |  | 0.00025457 | 0.0089863 | 54.7% | 84.8% | 54.7% | 54.7% | Calculated | NG - Res Heating | -0.02005 | Propane | -0.013634 | Fuel Oil - Residential Distillate | -0.046517 | 0 | 0
A - Residential | A2 - Home Performance | A2a - Home Performance (Weatherization) | LED Bulb, Linear | EA2a045 | Lighting | Fixture | 0 | 7 |  |  |  | 0 | 0% | 0% | 0% | 100% | 99% | 96% | 96% | 96% | 100% |  | Deemed | 19.6 | Lighting | 35.11% | 30.72% | 19.04% | 15.12% | Calculated |  | 0.00025457 | 0.0049895 | 54.7% | 84.8% | 54.7% | 54.7% | Calculated | NG - Res Heating | -0.011133 | Propane | -0.0075703 | Fuel Oil - Residential Distillate | -0.025828 | 0 | 0
A - Residential | A2 - Home Performance | A2a - Home Performance (Weatherization) | LED Bulb, Other Specialty | EA2a046 | Lighting | Bulb | 0 | 2 |  |  |  | 0 | 0% | 0% | 0% | 100% | 99% | 96% | 96% | 96% | 100% |  | Deemed | 50.6 | Lighting | 35.11% | 30.72% | 19.04% | 15.12% | Calculated |  | 0.00025457 | 0.012881 | 54.7% | 84.8% | 54.7% | 54.7% | Calculated | NG - Res Heating | -0.028741 | Propane | -0.019544 | Fuel Oil - Residential Distillate | -0.066679 | 0 | 0
A - Residential | A2 - Home Performance | A2a - Home Performance (Weatherization) | LED Bulb, Reflector | EA2a047 | Lighting | Bulb | 0 | 1 |  |  |  | 0 | 0% | 0% | 0% | 100% | 99% | 96% | 96% | 96% | 100% |  | Deemed | 50.6 | Lighting | 35.11% | 30.72% | 19.04% | 15.12% | Calculated |  | 0.00025457 | 0.012881 | 54.7% | 84.8% | 54.7% | 54.7% | Calculated | NG - Res Heating | -0.028741 | Propane | -0.019544 | Fuel Oil - Residential Distillate | -0.066679 | 0 | 0
A - Residential | A2 - Home Performance | A2a - Home Performance (Weatherization) | LED Fixture | EA2a048 | Lighting | Fixture | 0 | 2 |  |  |  | 0 | 0% | 0% | 0% | 100% | 99% | 96% | 96% | 96% | 100% |  | Utility Specific | 0 | Lighting | 35.11% | 30.72% | 19.04% | 15.12% | Calculated |  | 0.00025457 | 0 | 54.7% | 84.8% | 54.7% | 54.7% | Calculated | NG - Res Heating | 0 | Propane | 0 | Fuel Oil - Residential Distillate | 0 | 0 | 0
A - Residential | A2 - Home Performance | A2a - Home Performance (Weatherization) | Refrigerator | EA2a049 | Refrigeration | Appliance | 0 | 12 | 750 | 400 |  | 350 | 0% | 0% | 0% | 100% | 99% | 96% | 96% | 96% | 100% |  | Utility Specific | 200 | Primary Refrigerator | 29% | 31.95% | 18.18% | 20.87% | Calculated |  | 0.00017711 | 0.035422 | 129% | 93% | 129% | 129% | Utility Specific | [6 empty] | 0 | 0
A - Residential | A2 - Home Performance | A2a - Home Performance (Weatherization) | Freezer | EA2a053 | Refrigeration | Appliance | 0 | 12 |  |  |  | 0 | 0% | 0% | 0% | 100% | 99% | 96% | 96% | 96% | 100% |  | Utility Specific | 0 | Freezer | 28.67% | 33.56% | 17.07% | 20.69% | Calculated |  | 0.00014459 | 0 | 91.2% | 67.6% | 91.2% | 91.2% | Utility Specific | [6 empty] | 0 | 0
A - Residential | A2 - Home Performance | A2a - Home Performance (Weatherization) | Clothes Washer | EA2a054 | Hot Water | Appliance | 0 | 11 | 250 | 125 |  | 125 | 0% | 0% | 0% | 100% | 99% | 96% | 96% | 96% | 110.5% |  | Utility Specific | 88.67 | Clothes Washer | 36.44% | 29.9% | 18.29% | 15.36% | Calculated |  | 0.00027004 | 0.023944 | 49.1% | 52% | 49.1% | 49.1% | Utility Specific | NG - Res Hot Water | 0.024201 | Propane | 0.0033829 | Fuel Oil - Residential Distillate | 0.042416 | 823 | 0
A - Residential | A2 - Home Performance | A2a - Home Performance (Weatherization) | Clothes Dryer | EA2a055 | Envelope | Appliance | 0 | 12 |  |  |  | 0 | 0% | 0% | 0% | 100% | 99% | 96% | 96% | 96% | 100% |  | Utility Specific | 0 | Clothes Dryer - Electric | 38.94% | 29.95% | 16.9% | 14.21% | Calculated |  | 0.00029483 | 0 | 44.5% | 57.8% | 44.5% | 44.5% | Utility Specific | [6 empty] | 0 | 0
A - Residential | A2 - Home Performance | A2a - Home Performance (Weatherization) | Dehumidifier | EA2a056 | HVAC | Appliance | 0 | 12 | 250 | 125 |  | 125 | 0% | 0% | 0% | 100% | 99% | 96% | 96% | 96% | 100% |  | Deemed | 407.1 | Dehumidifier | 21.99% | 23.34% | 24.93% | 29.74% | Calculated |  | 0.00023381 | 0.095182 | 82% | 17.2% | 82% | 82% | Deemed | [6 empty] | 0 | 0
A - Residential | A2 - Home Performance | A2a - Home Performance (Weatherization) | Room Air Conditioner | EA2a057 | HVAC | Appliance | 0 | 9 | 380 | 190 |  | 190 | 0% | 0% | 0% | 100% | 99% | 96% | 96% | 96% | 100% |  | Deemed | 113 | Room or Window Air Conditioner | 2.884% | 2.153% | 47.53% | 47.43% | Calculated |  | 0.0015797 | 0.17851 | 32.8% | 0% | 32.8% | 32.8% | Deemed | [6 empty] | 0 | 0
A - Residential | A2 - Home Performance | A2a - Home Performance (Weatherization) | Triple Pane Window | EA2a058 | Envelope | Window | 0 |  |  |  |  | 0 | 0% | 0% | 0% | 100% | 99% | 96% | 96% | 96% | 100% |  | Utility Specific | 0 | Non-Electric Measures | 0% | 0% | 0% | 0% | Calculated |  | 0 | 0 | 0% | 0% | 0% | 0% | Utility Specific | [6 empty] | 0 | 0
A - Residential | A2 - Home Performance | A2a - Home Performance (Weatherization) | Window Insert, Cord Wood | EA2a084 | Envelope | Window | 0 | 4 |  |  |  | 0 | 0% | 0% | 0% | 100% | 99% | 96% | 96% | 96% | 114% |  | Utility Specific | 0 | Central Air Conditioner/Heat Pump (Cooling) | 6.595% | 3.846% | 47.32% | 42.24% | Calculated |  | 0.0015937 | 0 | 34.6% | 0% | 34.6% | 34.6% | Utility Specific | Cord Wood | [5 empty] | 0 | 0
A - Residential | A2 - Home Performance | A2a - Home Performance (Weatherization) | Window Insert, Electric | EA2a085 | Envelope | Window | 0 | 4 |  |  |  | 0 | 0% | 0% | 0% | 100% | 99% | 96% | 96% | 96% | 100% |  | Utility Specific | 0 | Weighted HVAC - All Homes | 25.41% | 29.66% | 23.25% | 21.68% | Calculated |  | 0.00078321 | 0 | 33.6% | 20.1% | 33.6% | 33.6% | Utility Specific | [6 empty] | 0 | 0
A - Residential | A2 - Home Performance | A2a - Home Performance (Weatherization) | Window Insert, Gas | EA2a086 | Envelope | Window | 0 | 4 |  |  |  | 0 | 0% | 0% | 0% | 100% | 99% | 96% | 96% | 96% | 104% |  | Utility Specific | 0 | Central Air Conditioner/Heat Pump (Cooling) | 6.595% | 3.846% | 47.32% | 42.24% | Calculated |  | 0.0015937 | 0 | 34.6% | 0% | 34.6% | 34.6% | Utility Specific | NG - Res Heating | [5 empty] | 0 | 0
A - Residential | A2 - Home Performance | A2a - Home Performance (Weatherization) | Window Insert, Kerosene | EA2a087 | Envelope | Window | 0 | 4 |  |  |  | 0 | 0% | 0% | 0% | 100% | 99% | 96% | 96% | 96% | 114% |  | Utility Specific | 0 | Central Air Conditioner/Heat Pump (Cooling) | 6.595% | 3.846% | 47.32% | 42.24% | Calculated |  | 0.0015937 | 0 | 34.6% | 0% | 34.6% | 34.6% | Utility Specific | Kerosene | [5 empty] | 0 | 0
A - Residential | A2 - Home Performance | A2a - Home Performance (Weatherization) | Window Insert, Oil | EA2a088 | Envelope | Window | 0 | 4 |  |  |  | 0 | 0% | 0% | 0% | 100% | 99% | 96% | 96% | 96% | 114% |  | Utility Specific | 0 | Central Air Conditioner/Heat Pump (Cooling) | 6.595% | 3.846% | 47.32% | 42.24% | Calculated |  | 0.0015937 | 0 | 34.6% | 0% | 34.6% | 34.6% | Utility Specific | Fuel Oil - Residential Distillate | [5 empty] | 0 | 0
A - Residential | A2 - Home Performance | A2a - Home Performance (Weatherization) | Window Insert, Propane | EA2a089 | Envelope | Window | 0 | 4 |  |  |  | 0 | 0% | 0% | 0% | 100% | 99% | 96% | 96% | 96% | 114% |  | Utility Specific | 0 | Central Air Conditioner/Heat Pump (Cooling) | 6.595% | 3.846% | 47.32% | 42.24% | Calculated |  | 0.0015937 | 0 | 34.6% | 0% | 34.6% | 34.6% | Utility Specific | Propane | [5 empty] | 0 | 0
A - Residential | A2 - Home Performance | A2a - Home Performance (Weatherization) | Window Insert, Wood Pellets | EA2a090 | Envelope | Window | 0 | 4 |  |  |  | 0 | 0% | 0% | 0% | 100% | 99% | 96% | 96% | 96% | 114% |  | Utility Specific | 0 | Central Air Conditioner/Heat Pump (Cooling) | 6.595% | 3.846% | 47.32% | 42.24% | Calculated |  | 0.0015937 | 0 | 34.6% | 0% | 34.6% | 34.6% | Utility Specific | Pellet Wood | [5 empty] | 0 | 0
A - Residential | A2 - Home Performance | A2a - Home Performance (Weatherization) | Insulated Door, Cord Wood | EA2a105 | Envelope | Door | 0 | 25 |  |  |  | 0 | 0% | 0% | 0% | 100% | 99% | 96% | 96% | 96% | 114% |  | Utility Specific | 0 | Central Air Conditioner/Heat Pump (Cooling) | 6.595% | 3.846% | 47.32% | 42.24% | Calculated |  | 0.0015937 | 0 | 34.6% | 0% | 34.6% | 34.6% | Utility Specific | Cord Wood | [5 empty] | 0 | 0
A - Residential | A2 - Home Performance | A2a - Home Performance (Weatherization) | Insulated Door, Electric | EA2a106 | Envelope | Door | 0 | 25 |  |  |  | 0 | 0% | 0% | 0% | 100% | 99% | 96% | 96% | 96% | 100% |  | Utility Specific | 0 | Weighted HVAC - All Homes | 25.41% | 29.66% | 23.25% | 21.68% | Calculated |  | 0.00078321 | 0 | 33.6% | 20.1% | 33.6% | 33.6% | Utility Specific | [6 empty] | 0 | 0
A - Residential | A2 - Home Performance | A2a - Home Performance (Weatherization) | Insulated Door, Gas | EA2a107 | Envelope | Door | 0 | 25 |  |  |  | 0 | 0% | 0% | 0% | 100% | 99% | 96% | 96% | 96% | 104% |  | Utility Specific | 0 | Central Air Conditioner/Heat Pump (Cooling) | 6.595% | 3.846% | 47.32% | 42.24% | Calculated |  | 0.0015937 | 0 | 34.6% | 0% | 34.6% | 34.6% | Utility Specific | NG - Res Heating | [5 empty] | 0 | 0
A - Residential | A2 - Home Performance | A2a - Home Performance (Weatherization) | Insulated Door, Kerosene | EA2a108 | Envelope | Door | 0 | 25 |  |  |  | 0 | 0% | 0% | 0% | 100% | 99% | 96% | 96% | 96% | 114% |  | Utility Specific | 0 | Central Air Conditioner/Heat Pump (Cooling) | 6.595% | 3.846% | 47.32% | 42.24% | Calculated |  | 0.0015937 | 0 | 34.6% | 0% | 34.6% | 34.6% | Utility Specific | Kerosene | [5 empty] | 0 | 0
A - Residential | A2 - Home Performance | A2a - Home Performance (Weatherization) | Insulated Door, Oil | EA2a109 | Envelope | Door | 0 | 25 |  |  |  | 0 | 0% | 0% | 0% | 100% | 99% | 96% | 96% | 96% | 114% |  | Utility Specific | 0 | Central Air Conditioner/Heat Pump (Cooling) | 6.595% | 3.846% | 47.32% | 42.24% | Calculated |  | 0.0015937 | 0 | 34.6% | 0% | 34.6% | 34.6% | Utility Specific | Fuel Oil - Residential Distillate | [5 empty] | 0 | 0
A - Residential | A2 - Home Performance | A2a - Home Performance (Weatherization) | Insulated Door, Propane | EA2a110 | Envelope | Door | 0 | 25 |  |  |  | 0 | 0% | 0% | 0% | 100% | 99% | 96% | 96% | 96% | 114% |  | Utility Specific | 0 | Central Air Conditioner/Heat Pump (Cooling) | 6.595% | 3.846% | 47.32% | 42.24% | Calculated |  | 0.0015937 | 0 | 34.6% | 0% | 34.6% | 34.6% | Utility Specific | Propane | [5 empty] | 0 | 0
A - Residential | A2 - Home Performance | A2a - Home Performance (Weatherization) | Insulated Door, Wood Pellets | EA2a111 | Envelope | Door | 0 | 25 |  |  |  | 0 | 0% | 0% | 0% | 100% | 99% | 96% | 96% | 96% | 114% |  | Utility Specific | 0 | Central Air Conditioner/Heat Pump (Cooling) | 6.595% | 3.846% | 47.32% | 42.24% | Calculated |  | 0.0015937 | 0 | 34.6% | 0% | 34.6% | 34.6% | Utility Specific | Pellet Wood | [5 empty] | 0 | 0
A - Residential | A2 - Home Performance | A2a - Home Performance (Weatherization) | Window Replacement, Cord Wood | EA2a112 | Envelope | Window | 0 | 25 |  |  |  | 0 | 0% | 0% | 0% | 100% | 99% | 96% | 96% | 96% | 114% |  | Utility Specific | 0 | Central Air Conditioner/Heat Pump (Cooling) | 6.595% | 3.846% | 47.32% | 42.24% | Calculated |  | 0.0015937 | 0 | 34.6% | 0% | 34.6% | 34.6% | Utility Specific | Cord Wood | [5 empty] | 0 | 0
A - Residential | A2 - Home Performance | A2a - Home Performance (Weatherization) | Window Replacement, Electric | EA2a113 | Envelope | Window | 0 | 25 |  |  |  | 0 | 0% | 0% | 0% | 100% | 99% | 96% | 96% | 96% | 100% |  | Utility Specific | 0 | Weighted HVAC - All Homes | 25.41% | 29.66% | 23.25% | 21.68% | Calculated |  | 0.00078321 | 0 | 33.6% | 20.1% | 33.6% | 33.6% | Utility Specific | [6 empty] | 0 | 0
A - Residential | A2 - Home Performance | A2a - Home Performance (Weatherization) | Window Replacement, Gas | EA2a114 | Envelope | Window | 0 | 25 |  |  |  | 0 | 0% | 0% | 0% | 100% | 99% | 96% | 96% | 96% | 104% |  | Utility Specific | 0 | Central Air Conditioner/Heat Pump (Cooling) | 6.595% | 3.846% | 47.32% | 42.24% | Calculated |  | 0.0015937 | 0 | 34.6% | 0% | 34.6% | 34.6% | Utility Specific | NG - Res Heating | [5 empty] | 0 | 0
A - Residential | A2 - Home Performance | A2a - Home Performance (Weatherization) | Window Replacement, Kerosene | EA2a115 | Envelope | Window | 0 | 25 |  |  |  | 0 | 0% | 0% | 0% | 100% | 99% | 96% | 96% | 96% | 114% |  | Utility Specific | 0 | Central Air Conditioner/Heat Pump (Cooling) | 6.595% | 3.846% | 47.32% | 42.24% | Calculated |  | 0.0015937 | 0 | 34.6% | 0% | 34.6% | 34.6% | Utility Specific | Kerosene | [5 empty] | 0 | 0
A - Residential | A2 - Home Performance | A2a - Home Performance (Weatherization) | Window Replacement, Oil | EA2a116 | Envelope | Window | 0 | 25 |  |  |  | 0 | 0% | 0% | 0% | 100% | 99% | 96% | 96% | 96% | 114% |  | Utility Specific | 0 | Central Air Conditioner/Heat Pump (Cooling) | 6.595% | 3.846% | 47.32% | 42.24% | Calculated |  | 0.0015937 | 0 | 34.6% | 0% | 34.6% | 34.6% | Utility Specific | Fuel Oil - Residential Distillate | [5 empty] | 0 | 0
A - Residential | A2 - Home Performance | A2a - Home Performance (Weatherization) | Window Replacement, Propane | EA2a117 | Envelope | Window | 0 | 25 |  |  |  | 0 | 0% | 0% | 0% | 100% | 99% | 96% | 96% | 96% | 114% |  | Utility Specific | 0 | Central Air Conditioner/Heat Pump (Cooling) | 6.595% | 3.846% | 47.32% | 42.24% | Calculated |  | 0.0015937 | 0 | 34.6% | 0% | 34.6% | 34.6% | Utility Specific | Propane | [5 empty] | 0 | 0
A - Residential | A2 - Home Performance | A2a - Home Performance (Weatherization) | Window Replacement, Wood Pellets | EA2a118 | Envelope | Window | 0 | 25 |  |  |  | 0 | 0% | 0% | 0% | 100% | 99% | 96% | 96% | 96% | 114% |  | Utility Specific | 0 | Central Air Conditioner/Heat Pump (Cooling) | 6.595% | 3.846% | 47.32% | 42.24% | Calculated |  | 0.0015937 | 0 | 34.6% | 0% | 34.6% | 34.6% | Utility Specific | Pellet Wood | [5 empty] | 0 | 0
A - Residential | A2 - Home Performance | A2a - Home Performance (Weatherization) | Visual Audit Oil Savings | EA2a050 | Envelope | Dwelling Unit | 0 | 13.75 | 572.07 | 572.07 |  | 0 | 0% | 0% | 0% | 100% | 99% | 96% | 96% | 96% | 114% |  | Utility Specific | 0 | Non-Electric Measures | 0% | 0% | 0% | 0% | Calculated |  | 0 | 0 | 0% | 0% | 0% | 0% | Utility Specific | Fuel Oil - Residential Distillate | 11.55 |  |  |  |  | 0 | 0
A - Residential | A2 - Home Performance | A2a - Home Performance (Weatherization) | Visual Audit Propane Savings | EA2a051 | Envelope | Dwelling Unit | 0 | 13.75 | 572.07 | 572.07 |  | 0 | 0% | 0% | 0% | 100% | 99% | 96% | 96% | 96% | 114% |  | Utility Specific | 0 | Non-Electric Measures | 0% | 0% | 0% | 0% | Calculated |  | 0 | 0 | 0% | 0% | 0% | 0% | Utility Specific | Propane | 11.55 |  |  |  |  | 0 | 0
A - Residential | A2 - Home Performance | A2a - Home Performance (Weatherization) | Visual Audit Electric Savings | EA2a052 | Envelope | Dwelling Unit | 0 | 5 |  |  |  | 0 | 0% | 0% | 0% | 100% | 99% | 96% | 96% | 96% | 100% |  | Utility Specific | 335.17 | Weighted HVAC - All Homes | 25.41% | 29.66% | 23.25% | 21.68% | Calculated |  | 0.00078321 | 0.26251 | 33.6% | 20.1% | 33.6% | 33.6% | Utility Specific | [6 empty] | 0 | 0
A - Residential | A2 - Home Performance | A2a - Home Performance (Weatherization) | Health and Safety Measures | EA2NESM | Non-Energy Saving |  | 0 | 1 |  |  |  | 0 | 0% | 0% | 0% | 100% | 0% | 0% | 0% | 0% | 0% |  |  | 0 | Non-Electric Measures | 0% | 0% | 0% | 0% |  |  | 0 | 0 | 0% | 0% | 0% | 0% | [7 empty] | 0 | 0
A - Residential | A2 - Home Performance | A2a - Home Performance (Weatherization) | Audit Fee | EA2AUD | Non-Energy Saving |  | 1 | 1 | 51877.6924 | 51877.6924 |  | 0 | 0% | 0% | 0% | 100% | 0% | 0% | 0% | 0% | 0% |  |  | 0 | Non-Electric Measures | 0% | 0% | 0% | 0% |  |  | 0 | 0 | 0% | 0% | 0% | 0% | [7 empty] | 0 | 0
A - Residential | A2 - Home Performance | A2a - Home Performance (Weatherization) | Admin Fee |  | Non-Energy Saving |  | 0 | 1 |  |  |  | 0 | 0% | 0% | 0% | 100% | 0% | 0% | 0% | 0% | 0% |  |  | 0 | Non-Electric Measures | 0% | 0% | 0% | 0% |  |  | 0 | 0 | 0% | 0% | 0% | 0% | [7 empty] | 0 | 0
A - Residential | A2 - Home Performance | A2a - Home Performance (Weatherization) | Contractor Fees |  | Non-Energy Saving |  | 0 | 1 |  |  |  | 0 | 0% | 0% | 0% | 100% | 0% | 0% | 0% | 0% | 0% |  |  | 0 | Non-Electric Measures | 0% | 0% | 0% | 0% |  |  | 0 | 0 | 0% | 0% | 0% | 0% | [7 empty] | 0 | 0
A - Residential | A2 - Home Performance | A2c - Home Performance 3rd Party Financing (Loan buy-down) | 3rd Party Financing |  | Non-Energy Saving |  | 1 | 1 | 12000 | 12000 |  | 0 | 0% | 0% | 0% | 100% | 0% | 0% | 0% | 0% | 0% |  |  | 0 | Non-Electric Measures | 0% | 0% | 0% | 0% |  |  | 0 | 0 | 0% | 0% | 0% | 0% | [7 empty] | 0 | 0
A - Residential | A2 - Home Performance | A2a - Home Performance (Weatherization) | [43 empty] | 0
A - Residential | A2 - Home Performance | A2a - Home Performance (Weatherization) | [43 empty] | 0
0
A - Residential | A2 - Home Performance | A2a - Home Performance (Weatherization) | Air Sealing, Electric (Multifamily) | EA2a091 | Envelope | Dwelling Unit | 0 | 15 |  |  |  | 0 | 0% | 0% | 0% | 100% | 99% | 95% | 95% | 95% | 86% |  | Utility Specific | 0 | Weighted HVAC - All Homes | 25.41% | 29.66% | 23.25% | 21.68% | Calculated |  | 0.00078321 | 0 | 33.6% | 20.1% | 33.6% | 33.6% | Utility Specific | [6 empty] | 0 | 0
A - Residential | A2 - Home Performance | A2a - Home Performance (Weatherization) | Air Sealing, Gas (Multifamily) | EA2a092 | Envelope | Dwelling Unit | 0 | 15 |  |  |  | 0 | 0% | 0% | 0% | 100% | 99% | 95% | 95% | 95% | 86% |  | Utility Specific | 0 | Central Air Conditioner/Heat Pump (Cooling) | 6.595% | 3.846% | 47.32% | 42.24% | Calculated |  | 0.0015937 | 0 | 34.6% | 0% | 34.6% | 34.6% | Utility Specific | NG - Res Heating | [5 empty] | 0 | 0
A - Residential | A2 - Home Performance | A2a - Home Performance (Weatherization) | Air Sealing, Oil (Multifamily) | EA2a093 | Envelope | Dwelling Unit | 0 | 15 | 555.56 | 500 |  | 55.56 | 0% | 0% | 0% | 100% | 99% | 95% | 95% | 95% | 86% |  | Utility Specific | 0 | Central Air Conditioner/Heat Pump (Cooling) | 6.595% | 3.846% | 47.32% | 42.24% | Calculated |  | 0.0015937 | 0 | 34.6% | 0% | 34.6% | 34.6% | Utility Specific | Fuel Oil - Residential Distillate | 6 |  |  |  |  | 0 | 0
A - Residential | A2 - Home Performance | A2a - Home Performance (Weatherization) | Air Sealing, Propane (Multifamily) | EA2a094 | Envelope | Dwelling Unit | 0 | 15 |  |  |  | 0 | 0% | 0% | 0% | 100% | 99% | 95% | 95% | 95% | 86% |  | Utility Specific | 0 | Central Air Conditioner/Heat Pump (Cooling) | 6.595% | 3.846% | 47.32% | 42.24% | Calculated |  | 0.0015937 | 0 | 34.6% | 0% | 34.6% | 34.6% | Utility Specific | Propane | [5 empty] | 0 | 0
A - Residential | A2 - Home Performance | A2a - Home Performance (Weatherization) | Insulation, Electric (Multifamily) | EA2a095 | Envelope | Dwelling Unit | 0 | 25 |  |  |  | 0 | 0% | 0% | 0% | 100% | 99% | 95% | 95% | 95% | 86% |  | Utility Specific | 0 | Weighted HVAC - All Homes | 25.41% | 29.66% | 23.25% | 21.68% | Calculated |  | 0.00078321 | 0 | 33.6% | 20.1% | 33.6% | 33.6% | Utility Specific | [6 empty] | 0 | 0
A - Residential | A2 - Home Performance | A2a - Home Performance (Weatherization) | Insulation, Gas (Multifamily) | EA2a096 | Envelope | Dwelling Unit | 0 | 25 |  |  |  | 0 | 0% | 0% | 0% | 100% | 99% | 95% | 95% | 95% | 86% |  | Utility Specific | 0 | Central Air Conditioner/Heat Pump (Cooling) | 6.595% | 3.846% | 47.32% | 42.24% | Calculated |  | 0.0015937 | 0 | 34.6% | 0% | 34.6% | 34.6% | Utility Specific | NG - Res Heating | [5 empty] | 0 | 0
A - Residential | A2 - Home Performance | A2a - Home Performance (Weatherization) | Insulation, Oil (Multifamily) | EA2a097 | Envelope | Dwelling Unit | 0 | 25 | 5833.33 | 3500 |  | 2333.33 | 0% | 0% | 0% | 100% | 99% | 95% | 95% | 95% | 86% |  | Utility Specific | 0 | Central Air Conditioner/Heat Pump (Cooling) | 6.595% | 3.846% | 47.32% | 42.24% | Calculated |  | 0.0015937 | 0 | 34.6% | 0% | 34.6% | 34.6% | Utility Specific | Fuel Oil - Residential Distillate | 11 |  |  |  |  | 0 | 0
A - Residential | A2 - Home Performance | A2a - Home Performance (Weatherization) | Insulation, Propane (Multifamily) | EA2a098 | Envelope | Dwelling Unit | 0 | 25 |  |  |  | 0 | 0% | 0% | 0% | 100% | 99% | 95% | 95% | 95% | 86% |  | Utility Specific | 0 | Central Air Conditioner/Heat Pump (Cooling) | 6.595% | 3.846% | 47.32% | 42.24% | Calculated |  | 0.0015937 | 0 | 34.6% | 0% | 34.6% | 34.6% | Utility Specific | Propane | [5 empty] | 0 | 0
A - Residential | A2 - Home Performance | A2a - Home Performance (Weatherization) | LED Bulb, General Service Lamps (Multifamily) | EA2a099 | Lighting | Bulb | 0 | 1 |  |  |  | 0 | 0% | 0% | 0% | 100% | 99% | 96% | 96% | 96% | 100% |  | Deemed | 35.3 | Lighting | 35.11% | 30.72% | 19.04% | 15.12% | Calculated |  | 0.00025457 | 0.0089863 | 54.7% | 84.8% | 54.7% | 54.7% | Calculated | NG - Res Heating | -0.02005 | Propane | -0.013634 | Fuel Oil - Residential Distillate | -0.046517 | 0 | 0
A - Residential | A2 - Home Performance | A2a - Home Performance (Weatherization) | LED Bulb, Linear (Multifamily) | EA2a100 | Lighting | Fixture | 0 | 7 |  |  |  | 0 | 0% | 0% | 0% | 100% | 99% | 96% | 96% | 96% | 100% |  | Deemed | 330 | Lighting | 35.11% | 30.72% | 19.04% | 15.12% | Calculated |  | 0.00025457 | 0.084008 | 54.7% | 84.8% | 54.7% | 54.7% | Calculated | NG - Res Heating | -0.18744 | Propane | -0.12746 | Fuel Oil - Residential Distillate | -0.43486 | 0 | 0
A - Residential | A2 - Home Performance | A2a - Home Performance (Weatherization) | LED Bulb, Other Specialty (Multifamily) | EA2a101 | Lighting | Bulb | 0 | 2 |  |  |  | 0 | 0% | 0% | 0% | 100% | 99% | 96% | 96% | 96% | 100% |  | Deemed | 50.6 | Lighting | 35.11% | 30.72% | 19.04% | 15.12% | Calculated |  | 0.00025457 | 0.012881 | 54.7% | 84.8% | 54.7% | 54.7% | Calculated | NG - Res Heating | -0.028741 | Propane | -0.019544 | Fuel Oil - Residential Distillate | -0.066679 | 0 | 0
A - Residential | A2 - Home Performance | A2a - Home Performance (Weatherization) | LED Bulb, Reflector (Multifamily) | EA2a102 | Lighting | Bulb | 0 | 1 |  |  |  | 0 | 0% | 0% | 0% | 100% | 99% | 96% | 96% | 96% | 100% |  | Deemed | 50.6 | Lighting | 35.11% | 30.72% | 19.04% | 15.12% | Calculated |  | 0.00025457 | 0.012881 | 54.7% | 84.8% | 54.7% | 54.7% | Calculated | NG - Res Heating | -0.028741 | Propane | -0.019544 | Fuel Oil - Residential Distillate | -0.066679 | 0 | 0
A - Residential | A2 - Home Performance | A2a - Home Performance (Weatherization) | LED Fixture (Multifamily) | EA2a103 | Lighting | Fixture | 0 | 2 |  |  |  | 0 | 0% | 0% | 0% | 100% | 99% | 96% | 96% | 96% | 100% |  | Utility Specific | 0 | Lighting | 35.11% | 30.72% | 19.04% | 15.12% | Calculated |  | 0.00025457 | 0 | 54.7% | 84.8% | 54.7% | 54.7% | Calculated | NG - Res Heating | 0 | Propane | 0 | Fuel Oil - Residential Distillate | 0 | 0 | 0
A - Residential | A2 - Home Performance | A2a - Home Performance (Weatherization) | Refrigerator (Multifamily) | EA2a104 | Refrigeration | Appliance | 0 | 12 | 617.65 | 525 |  | 92.65 | 0% | 0% | 0% | 100% | 99% | 96% | 96% | 96% | 100% |  | Utility Specific | 544.05 | Primary Refrigerator | 29% | 31.95% | 18.18% | 20.87% | Calculated |  | 0.00017711 | 0.096357 | 129% | 93% | 129% | 129% | Utility Specific | [6 empty] | 0 | 0
A - Residential | A2 - Home Performance | A2a - Home Performance (Weatherization) | [42 empty] | 0 | 0
[45 empty] | 0 | 0
A - Residential | A2 - Home Performance | A2b - Home Performance (HVAC Systems) | Boiler Replacement, Gas | EA2b001 | HVAC | Boiler | 0 | 19 |  |  |  | 0 | 0% | 0% | 0% | 100% | 99% | 100% | 100% | 100% | 100% |  | Utility Specific | 0 | Boiler Distribution | 45.01% | 54.99% | 0% | 0% | Calculated |  | 0.00055115 | 0 | 0% | 53.5% | 0% | 0% | Utility Specific | NG - Res Heating | [5 empty] | 0 | 0
A - Residential | A2 - Home Performance | A2b - Home Performance (HVAC Systems) | Boiler Replacement, Kerosene | EA2b002 | HVAC | Boiler | 0 | 19 |  |  |  | 0 | 0% | 0% | 0% | 100% | 99% | 100% | 100% | 100% | 100% |  | Utility Specific | 0 | Boiler Distribution | 45.01% | 54.99% | 0% | 0% | Calculated |  | 0.00055115 | 0 | 0% | 53.5% | 0% | 0% | Utility Specific | Kerosene | 2.7 |  |  |  |  | 0 | 0
A - Residential | A2 - Home Performance | A2b - Home Performance (HVAC Systems) | Boiler Replacement, Oil | EA2b003 | HVAC | Boiler | 0 | 19 |  |  |  | 0 | 0% | 0% | 0% | 100% | 99% | 100% | 100% | 100% | 100% |  | Utility Specific | 0 | Boiler Distribution | 45.01% | 54.99% | 0% | 0% | Calculated |  | 0.00055115 | 0 | 0% | 53.5% | 0% | 0% | Utility Specific | Fuel Oil - Residential Distillate | 2.7 |  |  |  |  | 0 | 0
A - Residential | A2 - Home Performance | A2b - Home Performance (HVAC Systems) | Boiler Replacement, Propane | EA2b004 | HVAC | Boiler | 0 | 19 |  |  |  | 0 | 0% | 0% | 0% | 100% | 99% | 100% | 100% | 100% | 100% |  | Utility Specific | 0 | Boiler Distribution | 45.01% | 54.99% | 0% | 0% | Calculated |  | 0.00055115 | 0 | 0% | 53.5% | 0% | 0% | Utility Specific | Propane | 10.2 |  |  |  |  | 0 | 0
A - Residential | A2 - Home Performance | A2b - Home Performance (HVAC Systems) | Furnace Replacement, Gas | EA2b005 | HVAC | Furnace | 0 | 17 |  |  |  | 0 | 0% | 0% | 0% | 100% | 99% | 100% | 100% | 100% | 100% |  | Deemed | 168 | Furnace Fan | 44.58% | 55.42% | 0% | 0% | Deemed | 0.064 | 0.00064492 | 0.064 | 0% | 45.2% | 0% | 0% | Utility Specific | NG - Res Heating | - |  |  |  |  | 0 | 0
A - Residential | A2 - Home Performance | A2b - Home Performance (HVAC Systems) | Furnace Replacement, Kerosene | EA2b006 | HVAC | Furnace | 0 | 17 |  |  |  | 0 | 0% | 0% | 0% | 100% | 99% | 100% | 100% | 100% | 100% |  | Deemed | 168 | Furnace Fan | 44.58% | 55.42% | 0% | 0% | Deemed | 0.064 | 0.00064492 | 0.064 | 0% | 45.2% | 0% | 0% | Utility Specific | Kerosene | 4.6 |  |  |  |  | 0 | 0
A - Residential | A2 - Home Performance | A2b - Home Performance (HVAC Systems) | Furnace Replacement, Oil | EA2b007 | HVAC | Furnace | 0 | 17 |  |  |  | 0 | 0% | 0% | 0% | 100% | 99% | 100% | 100% | 100% | 100% |  | Deemed | 168 | Furnace Fan | 44.58% | 55.42% | 0% | 0% | Deemed | 0.064 | 0.00064492 | 0.064 | 0% | 45.2% | 0% | 0% | Utility Specific | Fuel Oil - Residential Distillate | 4.6 |  |  |  |  | 0 | 0
A - Residential | A2 - Home Performance | A2b - Home Performance (HVAC Systems) | Furnace Replacement, Propane | EA2b008 | HVAC | Furnace | 0 | 17 |  |  |  | 0 | 0% | 0% | 0% | 100% | 99% | 100% | 100% | 100% | 100% |  | Deemed | 168 | Furnace Fan | 44.58% | 55.42% | 0% | 0% | Deemed | 0.064 | 0.00064492 | 0.064 | 0% | 45.2% | 0% | 0% | Utility Specific | Propane | 6.3 |  |  |  |  | 0 | 0
A - Residential | A2 - Home Performance | A2b - Home Performance (HVAC Systems) | Programmable Thermostat, Electric | EA2b009 | HVAC | Thermostat | 0 | 15 |  |  |  | 0 | 0% | 0% | 0% | 100% | 99% | 100% | 100% | 100% | 100% |  | Deemed | 251 | Central Air Conditioner/Heat Pump (Cooling) | 6.595% | 3.846% | 47.32% | 42.24% | Deemed | 0.19 | 0.0015937 | 0.19 | 0% | 100% | 0% | 0% | Deemed |  | 0 |  |  |  |  | 0 | 0
A - Residential | A2 - Home Performance | A2b - Home Performance (HVAC Systems) | Programmable Thermostat, Gas | EA2b010 | HVAC | Thermostat | 0 | 15 |  |  |  | 0 | 0% | 0% | 0% | 100% | 99% | 100% | 100% | 100% | 100% |  | Deemed | 0 | Central Air Conditioner/Heat Pump (Cooling) | 6.595% | 3.846% | 47.32% | 42.24% | Calculated |  | 0.0015937 | 0 | 0% | 0% | 0% | 0% | Deemed | NG - Res Heating | 2.07 |  |  |  |  | 0 | 0
A - Residential | A2 - Home Performance | A2b - Home Performance (HVAC Systems) | Programmable Thermostat, Kerosene | EA2b011 | HVAC | Thermostat | 0 | 15 |  |  |  | 0 | 0% | 0% | 0% | 100% | 99% | 100% | 100% | 100% | 100% |  | Deemed | 0 | Central Air Conditioner/Heat Pump (Cooling) | 6.595% | 3.846% | 47.32% | 42.24% | Calculated |  | 0.0015937 | 0 | 0% | 0% | 0% | 0% | Deemed | Kerosene | 2.06 |  |  |  |  | 0 | 0
A - Residential | A2 - Home Performance | A2b - Home Performance (HVAC Systems) | Programmable Thermostat, Oil | EA2b012 | HVAC | Thermostat | 3 | 15 | 225 | 225 |  | 0 | 0% | 0% | 0% | 100% | 99% | 100% | 100% | 100% | 100% |  | Deemed | 0 | Central Air Conditioner/Heat Pump (Cooling) | 6.595% | 3.846% | 47.32% | 42.24% | Calculated |  | 0.0015937 | 0 | 0% | 0% | 0% | 0% | Deemed | Fuel Oil - Residential Distillate | 2.07 |  |  |  |  | 0 | 0
A - Residential | A2 - Home Performance | A2b - Home Performance (HVAC Systems) | Programmable Thermostat, Propane | EA2b013 | HVAC | Thermostat | 2 | 15 | 225 | 225 |  | 0 | 0% | 0% | 0% | 100% | 99% | 100% | 100% | 100% | 100% |  | Deemed | 0 | Central Air Conditioner/Heat Pump (Cooling) | 6.595% | 3.846% | 47.32% | 42.24% | Calculated |  | 0.0015937 | 0 | 0% | 0% | 0% | 0% | Deemed | Propane | 2.06 |  |  |  |  | 0 | 0
A - Residential | A2 - Home Performance | A2b - Home Performance (HVAC Systems) | Programmable Thermostat, Wood Pellets | EA2b014 | HVAC | Thermostat | 2 | 15 | 225 | 225 |  | 0 | 0% | 0% | 0% | 100% | 99% | 100% | 100% | 100% | 100% |  | Deemed | 0 | Central Air Conditioner/Heat Pump (Cooling) | 6.595% | 3.846% | 47.32% | 42.24% | Calculated |  | 0.0015937 | 0 | 0% | 0% | 0% | 0% | Deemed | Pellet Wood | 2.06 |  |  |  |  | 0 | 0
A - Residential | A2 - Home Performance | A2b - Home Performance (HVAC Systems) | Wifi Thermostat, Electric | EA2b015 | HVAC | Thermostat | 227 | 15 | 500 | 500 |  | 0 | 0% | 0% | 0% | 100% | 99% | 100% | 100% | 100% | 100% |  | Deemed | 419 | Central Air Conditioner/Heat Pump (Cooling) | 6.595% | 3.846% | 47.32% | 42.24% | Calculated |  | 0.0015937 | 0.66777 | 0% | 0% | 0% | 0% | Deemed |  | 0 |  |  |  |  | 0 | 0
A - Residential | A2 - Home Performance | A2b - Home Performance (HVAC Systems) | Wifi Thermostat, Gas | EA2b016 | HVAC | Thermostat | 0 | 15 | 500 |  |  | 0 | 0% | 0% | 0% | 100% | 99% | 100% | 100% | 100% | 100% |  | Deemed | 46 | Central Air Conditioner/Heat Pump (Cooling) | 6.595% | 3.846% | 47.32% | 42.24% | Calculated |  | 0.0015937 | 0.073312 | 0% | 0% | 0% | 0% | Deemed | NG - Res Heating | 5.8 |  |  |  |  | 0 | 0
A - Residential | A2 - Home Performance | A2b - Home Performance (HVAC Systems) | Wifi Thermostat, Kerosene | EA2b017 | HVAC | Thermostat | 0 | 15 |  |  |  | 0 | 0% | 0% | 0% | 100% | 99% | 100% | 100% | 100% | 100% |  | Deemed | 0 | Central Air Conditioner/Heat Pump (Cooling) | 6.595% | 3.846% | 47.32% | 42.24% | Calculated |  | 0.0015937 | 0 | 0% | 0% | 0% | 0% | Deemed | Kerosene | 3.1 |  |  |  |  | 0 | 0
A - Residential | A2 - Home Performance | A2b - Home Performance (HVAC Systems) | Wifi Thermostat, Oil | EA2b018 | HVAC | Thermostat | 8 | 15 | 500 | 500 |  | 0 | 0% | 0% | 0% | 100% | 99% | 100% | 100% | 100% | 100% |  | Deemed | 0 | Central Air Conditioner/Heat Pump (Cooling) | 6.595% | 3.846% | 47.32% | 42.24% | Calculated |  | 0.0015937 | 0 | 0% | 0% | 0% | 0% | Deemed | Fuel Oil - Residential Distillate | 5.9 |  |  |  |  | 0 | 0
A - Residential | A2 - Home Performance | A2b - Home Performance (HVAC Systems) | Wifi Thermostat, Propane | EA2b019 | HVAC | Thermostat | 7 | 15 | 500 | 500 |  | 0 | 0% | 0% | 0% | 100% | 99% | 100% | 100% | 100% | 100% |  | Deemed | 0 | Central Air Conditioner/Heat Pump (Cooling) | 6.595% | 3.846% | 47.32% | 42.24% | Calculated |  | 0.0015937 | 0 | 0% | 0% | 0% | 0% | Deemed | Propane | 5.8 |  |  |  |  | 0 | 0
A - Residential | A2 - Home Performance | A2b - Home Performance (HVAC Systems) | Wifi Thermostat, Wood Pellets | EA2b020 | HVAC | Thermostat | 0 | 15 |  |  |  | 0 | 0% | 0% | 0% | 100% | 99% | 100% | 100% | 100% | 100% |  | Deemed | 0 | Central Air Conditioner/Heat Pump (Cooling) | 6.595% | 3.846% | 47.32% | 42.24% | Calculated |  | 0.0015937 | 0 | 0% | 0% | 0% | 0% | Deemed | Pellet Wood | 3.1 |  |  |  |  | 0 | 0
A - Residential | A2 - Home Performance | A2b - Home Performance (HVAC Systems) | ES Central AC | EA2b021 | HVAC | System | 0 | 18 |  |  |  | 0 | 0% | 0% | 0% | 100% | 99% | 96% | 96% | 96% | 114% |  | Utility Specific | 0 | Central Air Conditioner/Heat Pump (Cooling) | 6.595% | 3.846% | 47.32% | 42.24% | Calculated |  | 0.0015937 | 0 | 34.6% | 0% | 34.6% | 34.6% | Utility Specific | [6 empty] | 0 | 0
A - Residential | A2 - Home Performance | A2b - Home Performance (HVAC Systems) | Ancillary Savings – Boiler Circulator Pump | EA2b022 | HVAC | Dwelling Unit | 42 | 19 |  |  |  | 0 | 0% | 0% | 0% | 100% | 99% | 95% | 95% | 95% | 86% |  | Deemed | 86 | Boiler Distribution | 45.01% | 54.99% | 0% | 0% | Calculated |  | 0.00055115 | 0.047399 | 0% | 53.5% | 0% | 0% | Utility Specific | [6 empty] | 0 | 0
A - Residential | A2 - Home Performance | A2b - Home Performance (HVAC Systems) | Ancillary Savings – Furnace | EA2b023 | HVAC | Dwelling Unit | 20 | 18 |  |  |  | 0 | 0% | 0% | 0% | 100% | 99% | 95% | 95% | 95% | 86% |  | Deemed | 9 | Furnace Fan | 44.58% | 55.42% | 0% | 0% | Calculated |  | 0.00064492 | 0.0058043 | 0% | 45.2% | 0% | 0% | Utility Specific | [6 empty] | 0 | 0
A - Residential | A2 - Home Performance | A2b - Home Performance (HVAC Systems) | Ancillary Savings – Central AC | EA2b024 | HVAC | Dwelling Unit | 12 | 18 |  |  |  | 0 | 0% | 0% | 0% | 100% | 99% | 95% | 95% | 95% | 86% |  | Utility Specific | 56.51 | Central Air Conditioner/Heat Pump (Cooling) | 6.595% | 3.846% | 47.32% | 42.24% | Calculated |  | 0.0015937 | 0.090062 | 34.6% | 0% | 34.6% | 34.6% | Utility Specific | [6 empty] | 0 | 0
A - Residential | A2 - Home Performance | A2b - Home Performance (HVAC Systems) | Ancillary Savings – Room AC | EA2b025 | HVAC | Dwelling Unit | 23 | 18 |  |  |  | 0 | 0% | 0% | 0% | 100% | 99% | 95% | 95% | 95% | 86% |  | Utility Specific | 66.68 | Room or Window Air Conditioner | 2.884% | 2.153% | 47.53% | 47.43% | Calculated |  | 0.0015797 | 0.10534 | 32.8% | 0% | 32.8% | 32.8% | Utility Specific | [6 empty] | 0 | 0
A - Residential | A2 - Home Performance | A2b - Home Performance (HVAC Systems) | Ancillary Savings – Mini-Split AC / HP | EA2b026 | HVAC | Dwelling Unit | 0 | 18 |  |  |  | 0 | 0% | 0% | 0% | 100% | 99% | 95% | 95% | 95% | 86% |  | Utility Specific | 0 | Central Air Conditioner/Heat Pump (Cooling) | 6.595% | 3.846% | 47.32% | 42.24% | Calculated |  | 0.0015937 | 0 | 34.6% | 0% | 34.6% | 34.6% | Utility Specific | [6 empty] | 0 | 0
A - Residential | A2 - Home Performance | A2b - Home Performance (HVAC Systems) | Mini Split HP | EA2b027 | HVAC | Heat Pump | 0 | 18 |  |  |  | 0 | 0% | 0% | 0% | 100% | 99% | 100% | 100% | 100% | 100% |  | Utility Specific |  | Hardwired Electric Heat | 43.13% | 56.87% | 0% | 0% | Calculated |  | 0.0007332 |  | 0% | 43.3% | 0% | 0% | Utility Specific | [6 empty] | 0 | 0
A - Residential | A2 - Home Performance | A2b - Home Performance (HVAC Systems) | Circulator Pump | EA2b028 | HVAC | Pump | 0 | 15 |  |  |  | 0 | 0% | 0% | 0% | 100% | 99% | 100% | 100% | 100% | 100% |  | Utility Specific |  | Boiler Distribution | 45.01% | 54.99% | 0% | 0% | Calculated |  | 0.00055115 |  | 0% | 53.5% | 0% | 0% | Utility Specific | [6 empty] | 0 | 0
A - Residential | A2 - Home Performance | A2b - Home Performance (HVAC Systems) | Oil K1 HVAC Repair or Cleaning | EA2b029 | HVAC | Dwelling Unit | 0 | 1 | 0 | 0 |  | 0 | 0% | 0% | 0% | 100% | 99% | 100% | 100% | 100% | 100% |  | Utility Specific |  | Furnace Fan | 44.58% | 55.42% | 0% | 0% | Calculated |  | 0.00064492 |  | 0% | 45.2% | 0% | 0% | Utility Specific | Fuel Oil - Residential Distillate |  | Kerosene |  |  |  |  | 0
A - Residential | A2 - Home Performance | A2b - Home Performance (HVAC Systems) | Gas LP HVAC Repair or Cleaning | EA2b030 | HVAC | Dwelling Unit | 0 | 1 | 0 | 0 |  | 0 | 0% | 0% | 0% | 100% | 99% | 100% | 100% | 100% | 100% |  | Utility Specific |  | Furnace Fan | 44.58% | 55.42% | 0% | 0% | Calculated |  | 0.00064492 |  | 0% | 45.2% | 0% | 0% | Utility Specific | NG - Res Heating |  | Propane |  |  |  |  | 0
A - Residential | A2 - Home Performance | A2b - Home Performance (HVAC Systems) | [43 empty] | 0
A - Residential | A2 - Home Performance | A2b - Home Performance (HVAC Systems) | [43 empty] | 0
A - Residential | A2 - Home Performance | A2b - Home Performance (HVAC Systems) | [43 empty] | 0
A - Residential | A2 - Home Performance | A2b - Home Performance (HVAC Systems) | [43 empty] | 0
A - Residential | A2 - Home Performance | A2b - Home Performance (HVAC Systems) | [43 empty] | 0
0
A - Residential | A2 - Home Performance | [10 empty] | #REF! | [11 empty] | 0 | [20 empty] | 0 | 0
[45 empty] | 0 | 0
A - Residential | A3 - Energy Star Products | A3b - ES Appliances and Products | Advanced Power Strip, Tier I | EA3b001 | Process | Power Strip | 50 | 5 | 18 | 8 |  | 10 | 0% | 0% | 0% | 100% | 83% | 92% | 92% | 92% | 100% |  | Deemed | 105 | Primary TV and Peripherals | 32.24% | 34.78% | 15.36% | 17.62% | Deemed | 0.01 | 0.00018311 | 0.01 | 58.2% | 86.3% | 58.2% | 58.2% | Deemed | [6 empty] | 0 | 0
A - Residential | A3 - Energy Star Products | A3b - ES Appliances and Products | Advanced Power Strip, Tier II | EA3b002 | Process | Power Strip | 10 | 5 | 40 | 20 |  | 20 | 0% | 0% | 0% | 100% | 83% | 92% | 92% | 92% | 100% |  | Deemed | 207 | Primary TV and Peripherals | 32.24% | 34.78% | 15.36% | 17.62% | Deemed | 0.024 | 0.00018311 | 0.024 | 58.2% | 86.3% | 58.2% | 58.2% | Deemed | [6 empty] | 0 | 0
A - Residential | A3 - Energy Star Products | A3c - ES HVAC Systems | Air Source Heat Pump - Lost Opportunity (cooling) | EA3b003 | HVAC | Heat Pump | 23 | 18 | 0 | 0 |  | 0 | 37% | 0% | 0% | 63% | 100% | 100% | 100% | 100% | 100% |  | Utility Specific | 172.2081 | Central Air Conditioner/Heat Pump (Cooling) | 6.595% | 3.846% | 47.32% | 42.24% | Calculated | -0.16723 | 0.0015937 | -0.16723 | 34.6% | 0% | 34.6% | 34.6% | Utility Specific | [6 empty] | 0 | 0
A - Residential | A3 - Energy Star Products | A3c - ES HVAC Systems | Air Source Heat Pump - Lost Opportunity (heating) | EA3b004 | HVAC | Heat Pump | 23 | 18 | 617.27 | 617.27 |  | 0 | 37% | 0% | 0% | 63% | 100% | 100% | 100% | 100% | 100% |  | Utility Specific | 968.9967 | Hardwired Electric Heat | 43.13% | 56.87% | 0% | 0% | Calculated | 0.77211 | 0.0007332 | 0.77211 | 0% | 62% | 0% | 0% | Utility Specific | [6 empty] | 0 | 0
A - Residential | A3 - Energy Star Products | A3c - ES HVAC Systems | Mini Split HP - Lost Opportunity (cooling) | EA3b005 | HVAC | Heat Pump | 233.8284 | 18 | 0 | 0 |  | 0 | 32% | 0% | 0% | 68% | 100% | 100% | 100% | 100% | 100% |  | Utility Specific | 189.8442 | Central Air Conditioner/Heat Pump (Cooling) | 6.595% | 3.846% | 47.32% | 42.24% | Calculated | 0.051248 | 0.0015937 | 0.051248 | 29% | 0% | 29% | 29% | Utility Specific | [6 empty] | 0 | 0
A - Residential | A3 - Energy Star Products | A3c - ES HVAC Systems | Mini Split HP - Lost Opportunity (heating) | EA3b006 | HVAC | Heat Pump | 233.8284 | 18 | 492.65 | 492.65 |  | 0 | 32% | 0% | 0% | 68% | 100% | 100% | 100% | 100% | 100% |  | Utility Specific | 1210.0037 | Hardwired Electric Heat | 43.13% | 56.87% | 0% | 0% | Calculated | 0.96331 | 0.0007332 | 0.96331 | 0% | 62% | 0% | 0% | Utility Specific | [6 empty] | 0 | 0
A - Residential | A3 - Energy Star Products | A3c - ES HVAC Systems | Heat Pump Water Heater, <55 gal - Downstream | EA3b007 | Hot Water | Water Heater | 32 | 15 | 1101 | 750 |  | 351 | 33% | 0% | 0% | 67% | 100% | 100% | 100% | 100% | 100% |  | Deemed | 1046 | Water Heater - Heat Pump | 39.13% | 32.97% | 14.89% | 13.01% | Calculated |  | 0.00021971 | 0.22982 | 41.3% | 74.7% | 41.3% | 41.3% | Deemed | NG - Res Hot Water | 1.331 | Propane | 0.18606 | Fuel Oil - Residential Distillate | 2.4238 | 0 | 0
A - Residential | A3 - Energy Star Products | A3c - ES HVAC Systems | Heat Pump Water Heater, >55 gal - Downstream | EA3b008 | Hot Water | Water Heater | 0 | 15 | 1101 | 750 |  | 351 | 33% | 0% | 0% | 67% | 100% | 100% | 100% | 100% | 100% |  | Deemed | 1046 | Water Heater - Heat Pump | 39.13% | 32.97% | 14.89% | 13.01% | Calculated |  | 0.00021971 | 0.22982 | 41.3% | 74.7% | 41.3% | 41.3% | Deemed | NG - Res Hot Water | 1.331 | Propane | 0.18606 | Fuel Oil - Residential Distillate | 2.4238 | 0 | 0
A - Residential | A3 - Energy Star Products | A3b - ES Appliances and Products | Heat Pump Swimming Pool Heater | EA3b009 | Hot Water | Water Heater | 0 | 15 |  |  |  | 0 | 0% | 0% | 0% | 100% | 100% | 100% | 100% | 100% | 100% |  | Deemed | 1592 | Pool Pump | 4.854% | 2.383% | 54.55% | 38.22% | Calculated |  | 0.0010529 | 1.6762 | 0% | 0% | 0% | 0% | Deemed | [6 empty] | 0 | 0
A - Residential | A3 - Energy Star Products | A3b - ES Appliances and Products | ES Clothes Dryers | EA3b010 | Envelope | Appliance | 89.9949 | 12 | 255 | 40 |  | 215 | 0% | 0% | 0% | 100% | 100% | 100% | 100% | 100% | 100% |  | Deemed | 160.4 | Clothes Dryer - Electric | 38.94% | 29.95% | 16.9% | 14.21% | Calculated |  | 0.00029483 | 0.047291 | 44.5% | 57.8% | 44.5% | 44.5% | Deemed | [6 empty] | 0 | 0
A - Residential | A3 - Energy Star Products | A3b - ES Appliances and Products | Dryer Heat Pump | EA3b011 | Envelope | Appliance | 26 | 12 | 325 | 200 |  | 125 | 0% | 0% | 0% | 100% | 100% | 100% | 100% | 100% | 100% |  | Deemed | 421.1 | Clothes Dryer - Electric | 38.94% | 29.95% | 16.9% | 14.21% | Calculated |  | 0.00029483 | 0.12415 | 44.5% | 57.8% | 44.5% | 44.5% | Deemed | [6 empty] | 0 | 0
A - Residential | A3 - Energy Star Products | A3b - ES Appliances and Products | Dryer Hybrid | EA3b012 | Envelope | Appliance | 0 | 12 | 1300 | 100 |  | 1200 | 0% | 0% | 0% | 100% | 100% | 100% | 100% | 100% | 100% |  | Deemed | 213.3 | Clothes Dryer - Electric | 38.94% | 29.95% | 16.9% | 14.21% | Calculated |  | 0.00029483 | 0.062888 | 44.5% | 57.8% | 44.5% | 44.5% | Deemed | [6 empty] | 0 | 0
A - Residential | A3 - Energy Star Products | A3b - ES Appliances and Products | ECM Motor for FWH Circulating Pump | EA3b013 | Motors/Drives | Pump | 35 | 15 | 105 | 45 |  | 60 | 40% | 9% | 0% | 69% | 100% | 100% | 100% | 100% | 100% |  | Deemed | 68 | Boiler Distribution | 45.01% | 54.99% | 0% | 0% | Deemed | 0.024 | 0.00055115 | 0.024 | 0% | 100% | 0% | 0% | Deemed | [6 empty] | 0 | 0
A - Residential | A3 - Energy Star Products | A3c - ES HVAC Systems | [Open Measure - To Be Assigned] | EA3b014 | [40 empty] | 0 | 0
A - Residential | A3 - Energy Star Products | A3c - ES HVAC Systems | ES AC (central) 3 ton | EA3b015 | HVAC | System | 3 | 18 | 556 | 213.5 |  | 342.5 | 0% | 0% | 0% | 100% | 100% | 100% | 100% | 100% | 100% |  | Utility Specific | 185.35 | Central Air Conditioner/Heat Pump (Cooling) | 6.595% | 3.846% | 47.32% | 42.24% | Calculated |  | 0.0015937 | 0.2954 | 34.6% | 0% | 34.6% | 34.6% | Utility Specific | [6 empty] | 0 | 0
A - Residential | A3 - Energy Star Products | A3b - ES Appliances and Products | Room Air Conditioner | EA3b016 | HVAC | Appliance | 17 | 9 | 225 | 20 |  | 205 | 0% | 0% | 0% | 100% | 100% | 100% | 100% | 100% | 100% |  | Deemed | 36.01 | Room or Window Air Conditioner | 2.884% | 2.153% | 47.53% | 47.43% | Calculated |  | 0.0015797 | 0.056886 | 32.8% | 0% | 32.8% | 32.8% | Deemed | [6 empty] | 0 | 0
A - Residential | A3 - Energy Star Products | A3b - ES Appliances and Products | ES Clothes Washers | EA3b017 | Hot Water | Appliance | 90.0068 | 11 | 150 | 25 |  | 125 | 0% | 0% | 0% | 100% | 100% | 100% | 100% | 100% | 100% |  | Deemed | 89.9 | Clothes Washer | 36.44% | 29.9% | 18.29% | 15.36% | Deemed | 0.279 | 0.00027004 | 0.279 | 49.1% | 52% | 49.1% | 49.1% | Deemed | NG - Res Hot Water | 0.024201 | Propane | 0.0033829 | Fuel Oil - Residential Distillate | 0.042416 | 823 | 0
A - Residential | A3 - Energy Star Products | A3b - ES Appliances and Products | Washer Tier CEE Tier 2+ | EA3b018 | Hot Water | Appliance | 65 | 11 | 245 | 50 |  | 195 | 0% | 0% | 0% | 100% | 100% | 100% | 100% | 100% | 100% |  | Deemed | 137.6 | Clothes Washer | 36.44% | 29.9% | 18.29% | 15.36% | Deemed | 0.427 | 0.00027004 | 0.427 | 49.1% | 52% | 49.1% | 49.1% | Deemed | NG - Res Hot Water | 0.16595 | Propane | 0.023197 | Fuel Oil - Residential Distillate | 0.29086 | 2020 | 0
A - Residential | A3 - Energy Star Products | A3b - ES Appliances and Products | ES Dehumidifier | EA3b019 | HVAC | Appliance | 90 | 12 | 55 | 25 |  | 30 | 0% | 0% | 0% | 100% | 100% | 100% | 100% | 100% | 100% |  | Deemed | 82.3 | Dehumidifier | 21.99% | 23.34% | 24.93% | 29.74% | Calculated |  | 0.00023381 | 0.019242 | 82% | 17.2% | 82% | 82% | Deemed | [6 empty] | 0 | 0
A - Residential | A3 - Energy Star Products | A3b - ES Appliances and Products | ES Dishwasher | EA3b020 | Hot Water | Appliance | 0 | 10 |  |  |  | 0 | 0% | 0% | 0% | 100% | 100% | 100% | 100% | 100% | 100% |  | Deemed | 37 | Dishwasher | 34.1% | 34.78% | 14.77% | 16.35% | Calculated |  | 0.00028953 | 0.010713 | 27.8% | 47.7% | 27.8% | 27.8% | Deemed | [6 empty] | 161 | 0
A - Residential | A3 - Energy Star Products | A3b - ES Appliances and Products | ES Freezers | EA3b021 | Refrigeration | Appliance | 0 | 12 | 25 | 25 |  | 0 | 0% | 0% | 0% | 100% | 100% | 100% | 100% | 100% | 100% |  | Deemed | 31.2 | Freezer | 28.67% | 33.56% | 17.07% | 20.69% | Deemed | 0.004 | 0.00014459 | 0.004 | 91.2% | 67.6% | 91.2% | 91.2% | Deemed | [6 empty] | 0 | 0
A - Residential | A3 - Energy Star Products | A3b - ES Appliances and Products | Refrigerator | EA3b022 | Refrigeration | Appliance | 90 | 12 | 795 | 40 |  | 755 | 0% | 0% | 0% | 100% | 100% | 100% | 100% | 100% | 100% |  | Deemed | 44.2 | Primary Refrigerator | 29% | 31.95% | 18.18% | 20.87% | Calculated |  | 0.00017711 | 0.0078283 | 129% | 93% | 129% | 129% | Deemed | [6 empty] | 0 | 0
A - Residential | A3 - Energy Star Products | A3b - ES Appliances and Products | Refrigerator CEE Tier 2+ | EA3b023 | Refrigeration | Appliance | 20 | 12 | 850 | 50 |  | 800 | 0% | 0% | 0% | 100% | 100% | 100% | 100% | 100% | 100% |  | Deemed | 96.4 | Primary Refrigerator | 29% | 31.95% | 18.18% | 20.87% | Calculated |  | 0.00017711 | 0.017073 | 129% | 93% | 129% | 129% | Deemed | [6 empty] | 0 | 0
A - Residential | A3 - Energy Star Products | A3b - ES Appliances and Products | ES Pool Pumps (Variable Speed) | EA3b024 | Motors/Drives | Pump | 0 | 6 | 625 | 500 |  | 125 | 0% | 0% | 0% | 100% | 100% | 100% | 100% | 100% | 100% |  | Deemed | 151 | Pool Pump | 4.854% | 2.383% | 54.55% | 38.22% | Deemed | 0.12 | 0.0010529 | 0.12 | 82% | 0% | 82% | 82% | Deemed | [6 empty] | 0 | 0
A - Residential | A3 - Energy Star Products | A3b - ES Appliances and Products | Room Air Purifier | EA3b025 | HVAC | Appliance | 89 | 9 | 80 | 40 |  | 40 | 0% | 0% | 0% | 100% | 93% | 100% | 100% | 100% | 100% |  | Deemed | 250.11 | 24 hour operation | 30.5% | 36.1% | 15.2% | 18.3% | Deemed | 0.034 | 0.00011416 | 0.034 | 67% | 67% | 67% | 67% | Deemed | [6 empty] | 0 | 0
A - Residential | A3 - Energy Star Products | A3c - ES HVAC Systems | Wifi Thermostat (Heating & Cooling) | EA3b026 | HVAC | Thermostat | 15 | 15 | 85 | 85 |  | 0 | 0% | 0% | 0% | 100% | 100% | 100% | 100% | 100% | 104% |  | Deemed | 33 | Weighted HVAC - All Homes | 25.41% | 29.66% | 23.25% | 21.68% | Calculated |  | 0.00078321 | 0.025846 | 0% | 20.1% | 0% | 0% | Deemed | NG - Res Heating | 0.89741 | Propane | 0.6237 | Fuel Oil - Residential Distillate | 2.1089 | 0 | 0
A - Residential | A3 - Energy Star Products | A3b - ES Appliances and Products | Primary Refrigerator Recycling | EA3b027 | Refrigeration | Appliance | 60 | 5 | 119 | 119 |  | 0 | 62% | 0% | 0% | 38% | 100% | 100% | 100% | 100% | 100% |  | Deemed | 868 | Primary Refrigerator | 29% | 31.95% | 18.18% | 20.87% | Calculated |  | 0.00017711 | 0.15373 | 79.1% | 64.5% | 79.1% | 79.1% | Deemed | [6 empty] | 0 | 0
A - Residential | A3 - Energy Star Products | A3b - ES Appliances and Products | Secondary Refrigerator Recycling | EA3b028 | Refrigeration | Appliance | 3 | 5 | 60 | 60 |  | 0 | 62% | 0% | 0% | 38% | 100% | 100% | 100% | 100% | 100% |  | Deemed | 868 | Secondary Refrigerator | 26.33% | 30.18% | 19.9% | 23.59% | Calculated |  | 0.00018187 | 0.15786 | 85.9% | 51.5% | 85.9% | 85.9% | Deemed | [6 empty] | 0 | 0
A - Residential | A3 - Energy Star Products | A3b - ES Appliances and Products | Secondary Freezer Recycling | EA3b029 | Refrigeration | Appliance | 12 | 4 | 119 | 119 |  | 0 | 61% | 0% | 0% | 39% | 100% | 100% | 100% | 100% | 100% |  | Deemed | 628 | Freezer | 28.67% | 33.56% | 17.07% | 20.69% | Deemed | 0.14 | 0.00014459 | 0.14 | 91.2% | 67.6% | 91.2% | 91.2% | Deemed | [6 empty] | 0 | 0
A - Residential | A3 - Energy Star Products | A3b - ES Appliances and Products | Room Air Conditioner Recycling | EA3b030 | HVAC | Appliance | 140 | 3 | 37.5 | 37.5 |  | 0 | 64% | 0% | 0% | 36% | 100% | 100% | 100% | 100% | 100% |  | Deemed | 285 | Room or Window Air Conditioner | 2.884% | 2.153% | 47.53% | 47.43% | Calculated |  | 0.0015797 | 0.45022 | 46% | 0% | 46% | 46% | Deemed | [6 empty] | 0 | 0
A - Residential | A3 - Energy Star Products | A3b - ES Appliances and Products | Dehumidifier Recycling | EA3b037 | HVAC | Appliance | 100 | 4 | 37.5 | 37.5 |  | 0 | 70% | 0% | 0% | 30% | 100% | 100% | 100% | 100% | 100% |  | Deemed | 1020 | Dehumidifier | 21.99% | 23.34% | 24.93% | 29.74% | Calculated |  | 0.00023381 | 0.23848 | 82% | 17.2% | 82% | 82% | Deemed | [6 empty] | 0 | 0
A - Residential | A3 - Energy Star Products | A3c - ES HVAC Systems | Ductless Mini-split Heat Pump - Retrofit Resistance | EA3b031 | HVAC | Heat Pump | 5 | 18 | 3275 | 3275 |  | 0 | 0% | 0% | 0% | 100% | 100% | 100% | 100% | 100% | 100% |  | Utility Specific | 11043.2652 | Hardwired Electric Heat | 43.13% | 56.87% | 0% | 0% | Calculated | 6.6406 | 0.0007332 | 6.6406 | 29% | 62% | 29% | 29% | Utility Specific | [6 empty] | 0 | 0
A - Residential | A3 - Energy Star Products | A3c - ES HVAC Systems | Ductless Mini-split Heat Pump - Retrofit HP | EA3b032 | HVAC | Heat Pump | 0 | 18 |  |  |  | 0 | 0% | 0% | 0% | 100% | 100% | 100% | 100% | 100% | 100% |  | Utility Specific | 0 | Hardwired Electric Heat | 43.13% | 56.87% | 0% | 0% | Calculated |  | 0.0007332 | 0 | 29% | 62% | 29% | 29% | Utility Specific | [6 empty] | 0 | 0
A - Residential | A3 - Energy Star Products | A3c - ES HVAC Systems | Air-source Heat Pump – Retrofit HP | EA3b033 | HVAC | Heat Pump | 0 | 18 |  |  |  | 0 | 0% | 0% | 0% | 100% | 100% | 100% | 100% | 100% | 100% |  | Utility Specific | 0 | Hardwired Electric Heat | 43.13% | 56.87% | 0% | 0% | Calculated |  | 0.0007332 | 0 | 34.6% | 62% | 34.6% | 34.6% | Utility Specific | [6 empty] | 0 | 0
A - Residential | A3 - Energy Star Products | A3c - ES HVAC Systems | Air-source Heat Pump – Retrofit Resistance | EA3b034 | HVAC | Heat Pump | 0 | 18 | 2666.6667 | 2000 |  | 666.6667 | 0% | 0% | 0% | 100% | 100% | 100% | 100% | 100% | 100% |  | Utility Specific | 0 | Hardwired Electric Heat | 43.13% | 56.87% | 0% | 0% | Calculated |  | 0.0007332 | 0 | 34.6% | 62% | 34.6% | 34.6% | Utility Specific | [6 empty] | 0 | 0
A - Residential | A3 - Energy Star Products | A3c - ES HVAC Systems | Heat Pump Water Heater, <55 gal - Midstream | EA3b035 | Hot Water | Water Heater | 16.3423 | 15 | 1101 | 750 |  | 351 | 23% | 0% | 0% | 77% | 100% | 100% | 100% | 100% | 100% |  | Deemed | 633 | Water Heater - Heat Pump | 39.13% | 32.97% | 14.89% | 13.01% | Calculated |  | 0.00021971 | 0.13908 | 41.3% | 74.7% | 41.3% | 41.3% | Deemed | NG - Res Hot Water | 2.2472 | Propane | 0.31413 | Fuel Oil - Residential Distillate | 3.9387 | 0 | 0
A - Residential | A3 - Energy Star Products | A3c - ES HVAC Systems | Heat Pump Water Heater, >55 gal - Midstream | EA3b036 | Hot Water | Water Heater | 14 | 15 | 1101 | 750 |  | 351 | 23% | 0% | 0% | 77% | 100% | 100% | 100% | 100% | 100% |  | Deemed | -152 | Water Heater - Heat Pump | 39.13% | 32.97% | 14.89% | 13.01% | Calculated |  | 0.00021971 | -0.033396 | 41.3% | 74.7% | 41.3% | 41.3% | Deemed | NG - Res Hot Water | 2.2472 | Propane | 0.31413 | Fuel Oil - Residential Distillate | 3.9387 | 0 | 0
A - Residential | A3 - Energy Star Products | A3c - ES HVAC Systems | Heat Pump Water Heater 120v, <55 gal - Downstream | EA3b038 | Hot Water | Water Heater | 0 | 15 | 1101 | 900 |  | 201 | 33% | 0% | 0% | 67% | 100% | 100% | 100% | 100% | 100% |  | Deemed | 883 | Water Heater - Heat Pump | 39.13% | 32.97% | 14.89% | 13.01% | Calculated |  | 0.00021971 | 0.194 | 41.3% | 74.7% | 41.3% | 41.3% | Deemed | NG - Res Hot Water | 1.3829 | Propane | 0.19331 | Fuel Oil - Residential Distillate | 2.4238 | 0 | 0
A - Residential | A3 - Energy Star Products | A3c - ES HVAC Systems | Heat Pump Water Heater 120v, >55 gal - Downstream | EA3b039 | Hot Water | Water Heater | 0 | 15 | 1101 | 900 |  | 201 | 33% | 0% | 0% | 67% | 100% | 100% | 100% | 100% | 100% |  | Deemed | 883 | Water Heater - Heat Pump | 39.13% | 32.97% | 14.89% | 13.01% | Calculated |  | 0.00021971 | 0.194 | 41.3% | 74.7% | 41.3% | 41.3% | Deemed | NG - Res Hot Water | 1.3829 | Propane | 0.19331 | Fuel Oil - Residential Distillate | 2.4238 | 0 | 0
A - Residential | A3 - Energy Star Products | A3c - ES HVAC Systems | Heat Pump Water Heater 120v, <55 gal - Midstream | EA3b040 | Hot Water | Water Heater | 0 | 15 | 1101 | 750 |  | 351 | 23% | 0% | 0% | 77% | 100% | 100% | 100% | 100% | 100% |  | Deemed | 718 | Water Heater - Heat Pump | 39.13% | 32.97% | 14.89% | 13.01% | Calculated |  | 0.00021971 | 0.15775 | 41.3% | 74.7% | 41.3% | 41.3% | Deemed | NG - Res Hot Water | 2.2472 | Propane | 0.31413 | Fuel Oil - Residential Distillate | 3.9387 | 0 | 0
A - Residential | A3 - Energy Star Products | A3c - ES HVAC Systems | Heat Pump Water Heater 120v, >55 gal - Midstream | EA3b041 | Hot Water | Water Heater | 0 | 15 | 1101 | 750 |  | 351 | 23% | 0% | 0% | 77% | 100% | 100% | 100% | 100% | 100% |  | Deemed | -339 | Water Heater - Heat Pump | 39.13% | 32.97% | 14.89% | 13.01% | Calculated |  | 0.00021971 | -0.074481 | 41.3% | 74.7% | 41.3% | 41.3% | Deemed | NG - Res Hot Water | 2.2472 | Propane | 0.31413 | Fuel Oil - Residential Distillate | 3.9387 | 0 | 0
A - Residential | A3 - Energy Star Products | A3b - ES Appliances and Products | Admin Fee |  | Non-Energy Saving |  | 1 | 1 | 19000 | 19000 |  | 0 | 0% | 0% | 0% | 100% | 0% | 0% | 0% | 0% | 0% |  |  | 0 | Non-Electric Measures | 0% | 0% | 0% | 0% |  |  | 0 | 0 | 0% | 0% | 0% | 0% | [7 empty] | 0 | 0
A - Residential | A3 - Energy Star Products | A3b - ES Appliances and Products | ES Appliances Rebate Processing |  | Non-Energy Saving |  | 1 | 1 | 60577.85 | 60577.85 |  | 0 | 0% | 0% | 0% | 100% | 0% | 0% | 0% | 0% | 0% |  |  | 0 | Non-Electric Measures | 0% | 0% | 0% | 0% |  |  | 0 | 0 | 0% | 0% | 0% | 0% | [7 empty] | 0 | 0
A - Residential | A3 - Energy Star Products | A3c - ES HVAC Systems | ES HVAC Systems Rebate Processing |  | Non-Energy Saving |  | 0 | 1 |  |  |  | 0 | 0% | 0% | 0% | 100% | 0% | 0% | 0% | 0% | 0% |  |  | 0 | Non-Electric Measures | 0% | 0% | 0% | 0% |  |  | 0 | 0 | 0% | 0% | 0% | 0% | [7 empty] | 0 | 0
A - Residential | A3 - Energy Star Products | A3b - ES Appliances and Products | [21 empty] | 0
A - Residential | A3 - Energy Star Products | A3b - ES Appliances and Products | [21 empty] | 0
A - Residential | A3 - Energy Star Products | A3b - ES Appliances and Products | [21 empty] | 0
A - Residential | A3 - Energy Star Products | A3b - ES Appliances and Products
A - Residential | A3 - Energy Star Products | A3b - ES Appliances and Products
A - Residential | A3 - Energy Star Products | A3b - ES Appliances and Products
A - Residential | A3 - Energy Star Products | [22 empty] | 0 | [20 empty] | 0 | 0
[45 empty] | 0 | 0
A - Residential | A4 - Residential Behavior | A4a - Residential Behavior | Home Energy Reports | EA4a001 | Behavior | Participant | 14500 | 1 | 0 | 0 |  | 0 | 0% | 0% | 0% | 100% | 100% | 100% | 100% | 100% | 100% |  | Utility Specific | 134 | Lighting | 35.11% | 30.72% | 19.04% | 15.12% | Calculated |  | 0.00025457 | 0.034112 | 54.7% | 84.8% | 54.7% | 54.7% | Utility Specific | [6 empty] | 0 | 0
A - Residential | A4 - Residential Behavior | A4a - Residential Behavior | [42 empty] | 0 | 0
A - Residential | A4 - Residential Behavior | A4a - Residential Behavior | [42 empty] | 0 | 0
A - Residential | A4 - Residential Behavior | A4a - Residential Behavior | [42 empty] | 0 | 0
A - Residential | A4 - Residential Behavior | A4a - Residential Behavior | [42 empty] | 0 | 0
A - Residential | A4 - Residential Behavior | A4a - Residential Behavior | [42 empty] | 0 | 0
A - Residential | A4 - Residential Behavior | A4a - Residential Behavior | [42 empty] | 0 | 0
A - Residential | A4 - Residential Behavior | A4a - Residential Behavior | [42 empty] | 0 | 0
A - Residential | A4 - Residential Behavior | A4a - Residential Behavior | [42 empty] | 0 | 0
A - Residential | A4 - Residential Behavior | A4a - Residential Behavior | [42 empty] | 0 | 0
[45 empty] | 0 | 0
A - Residential | A4 - Residential Behavior | [7 empty] | 0 | 0 | 0 |  |  |  |  | #REF! | [7 empty] | 0 | [14 empty] | #REF! | #REF! | #REF! | #REF! | #REF! | #REF! | #REF! | #REF!
[24 empty] | 0 | [20 empty] | 0 | 0
A - Residential | A5 - Residential Active Demand Response | A5a - Residential Active Demand Response | Direct Load Control Targeted Dispatch | EA5a001 | Behavior | Thermostat | 1134 | 1 | 36.02 | 36.02 |  | 0 | 0% | 0% | 0% | 100% | 100% | 100% | 100% | 100% | 100% | 10% | Utility Specific | 0 | ADR Summer Peak | 0% | 0% | 100% | 0% | Utility Specific | 1.2 | 0 | 1.2 | 100% | 0% | 100% | 100% | [7 empty] | 0 | 0
A - Residential | A5 - Residential Active Demand Response | A5a - Residential Active Demand Response | Storage Daily Dispatch P4P (savings) | EA5a002 | Behavior | Participant | 0 | 1 |  |  |  | 0 | 0% | 0% | 0% | 100% | 100% | 100% | 100% | 100% | 100% | 100% | Calculated | 0 | ADR Summer Peak | 0% | 0% | 100% | 0% | Utility Specific |  | 0 | 0 | 100% | 0% | 100% | 100% | [7 empty] | 0 | 0
A - Residential | A5 - Residential Active Demand Response | A5a - Residential Active Demand Response | Storage Daily Dispatch P4P (consumption) | EA5a003 | Behavior | Participant | 0 | 1 |  |  |  | 0 | 0% | 0% | 0% | 100% | 100% | 100% | 100% | 100% | 100% | 100% | Calculated | 0 | ADR Summer Charging | 0% | 0% | 0% | 100% | Calculated | 0 | 0 | 0 | 0% | 0% | 0% | 0% | [7 empty] | 0 | 0
A - Residential | A5 - Residential Active Demand Response | A5a - Residential Active Demand Response | [21 empty] | 0 | [20 empty] | 0 | 0
A - Residential | A5 - Residential Active Demand Response | A5a - Residential Active Demand Response | [21 empty] | 0 | [20 empty] | 0 | 0
A - Residential | A5 - Residential Active Demand Response | A5a - Residential Active Demand Response | [21 empty] | 0 | [20 empty] | 0 | 0
A - Residential | A5 - Residential Active Demand Response | A5a - Residential Active Demand Response | [21 empty] | 0 | [20 empty] | 0 | 0
A - Residential | A5 - Residential Active Demand Response | A5a - Residential Active Demand Response | [21 empty] | 0 | [20 empty] | 0 | 0
A - Residential | A5 - Residential Active Demand Response | A5a - Residential Active Demand Response | [21 empty] | 0 | [20 empty] | 0 | 0
A - Residential | A5 - Residential Active Demand Response | A5a - Residential Active Demand Response | [21 empty] | 0 | [20 empty] | 0 | 0
[24 empty] | 0 | [20 empty] | 0 | 0
A - Residential | A5 - Residential Active Demand Response | [22 empty] | 0 | [20 empty] | 0 | 0
[45 empty] | 0 | 0
C - Commercial & Industrial | C1 - Large Business Energy Solutions | C1a - LCI Retrofit | Custom Large Compressed Air Retro | EC1a001 | Compressed Air | Project | 0 | 10 | 29428.57 | 10300 |  | 19128.57 | 0% | 0% | 0% | 100% | 100% | 86.5% | 88% | 94% | 93% |  | Utility Specific | 16480 | C&I Compressed Air - VFD Compressor | 13% | 20% | 26% | 41% | Utility Specific | 2.06 | 0.000258 | 2.06 | 78.9% | 70.5% | 78.9% | 78.9% | Utility Specific | [6 empty] | 0 | 0
C - Commercial & Industrial | C1 - Large Business Energy Solutions | C1a - LCI Retrofit | Custom Large Hot Water Retro | EC1a002 | Hot Water | Project | 0 |  |  |  |  | 0 | 0% | 0% | 0% | 100% | 100% | 86.5% | 88% | 94% | 93% |  | Utility Specific | 0 | C&I Water Heating | 25% | 25% | 25% | 25% | Utility Specific |  | 0.000258 | 0 | 54% | 56% | 54% | 54% | Utility Specific | [6 empty] | 0 | 0
C - Commercial & Industrial | C1 - Large Business Energy Solutions | C1a - LCI Retrofit | Custom Large HVAC Retro | EC1a003 | HVAC | Project | 0 |  |  |  |  | 0 | 0% | 0% | 0% | 100% | 100% | 86.5% | 88% | 94% | 93% |  | Utility Specific | 0 | Custom Calculation | 72% | 18% | 8% | 2% | Utility Specific |  | 0 | 0 | 31.9% | 26.1% | 31.9% | 31.9% | Utility Specific | [6 empty] | 0 | 0
C - Commercial & Industrial | C1 - Large Business Energy Solutions | C1a - LCI Retrofit | Custom Large Lighting Retro - Interior | EC1a004 | Lighting | Project | 0 | 8 | 9372.94 | 2072.45 |  | 7300.49 | 11% | 5% | 0% | 94% | 100% | 99.9% | 100% | 100% | 93% |  | Utility Specific | 13576.72 | C&I Interior Lighting - Prescriptive | 30.3% | 17.4% | 34.3% | 18.1% | Calculated |  | 0.0002 | 2.7153 | 80% | 61% | 80% | 80% | Calculated | NG - C&I Gas Heat | -3.1272 | Fuel Oil - Com Fuel | -6.2543 |  |  | 0 | 0
C - Commercial & Industrial | C1 - Large Business Energy Solutions | C1a - LCI Retrofit | Custom Large Lighting Retro - Exterior | EC1a047 | Lighting | Project | 0 | 8 | 13705.35 | 2853.53 |  | 10851.82 | 11% | 5% | 0% | 94% | 100% | 99.9% | 100% | 100% | 93% |  | Utility Specific | 16010.05 | C&I Exterior Lighting | 20.1% | 31.6% | 19.2% | 29% | Calculated |  | 0.0002 | 3.202 | 0% | 100% | 0% | 0% | Calculated | [6 empty] | 0 | 0
C - Commercial & Industrial | C1 - Large Business Energy Solutions | C1a - LCI Retrofit | Custom Large Lighting Retro - Controls | EC1a048 | Lighting | Project | 0 | 8 | 2575.8 | 1658.61 |  | 917.19 | 11% | 5% | 0% | 94% | 100% | 99.9% | 100% | 100% | 93% |  | Utility Specific | 7094.24 | C&I Lighting Controls | 31.3% | 19% | 32.1% | 17.7% | Calculated |  | 0.0001 | 0.70942 | 15% | 13% | 15% | 15% | Calculated | NG - C&I Gas Heat | -6.451 | Fuel Oil - Com Fuel | -12.9021 |  |  | 0 | 0
C - Commercial & Industrial | C1 - Large Business Energy Solutions | C1a - LCI Retrofit | Custom Large Motors Retro | EC1a005 | Motors/Drives | Project | 0 |  |  |  |  | 0 | 0% | 0% | 0% | 100% | 100% | 86.5% | 88% | 94% | 93% |  | Utility Specific | 0 | Custom Calculation | 23% | 8% | 52% | 17% | Utility Specific |  | 0 | 0 | 91.5% | 90.4% | 91.5% | 91.5% | Utility Specific | [6 empty] | 0 | 0
C - Commercial & Industrial | C1 - Large Business Energy Solutions | C1a - LCI Retrofit | Custom Large Process Retro | EC1a006 | Process | Project | 0 |  |  |  |  | 0 | 0% | 0% | 0% | 100% | 100% | 86.5% | 88% | 94% | 93% |  | Utility Specific | 0 | C&I Process | 49% | 13% | 29% | 9% | Utility Specific |  | 0.000725 | 0 | 58% | 71.1% | 58% | 58% | Utility Specific | [6 empty] | 0 | 0
C - Commercial & Industrial | C1 - Large Business Energy Solutions | C1a - LCI Retrofit | Custom Large Refrigeration Retro | EC1a007 | Refrigeration | Project | 0 |  |  |  |  | 0 | 0% | 0% | 0% | 100% | 100% | 86.5% | 88% | 94% | 93% |  | Utility Specific | 0 | C&I Refrigeration | 22.6% | 27.3% | 23.3% | 26.8% | Utility Specific |  | 0.0002 | 0 | 73% | 51.9% | 73% | 73% | Utility Specific | [6 empty] | 0 | 0
C - Commercial & Industrial | C1 - Large Business Energy Solutions | C1a - LCI Retrofit | Custom Large Other Retro | EC1a008 | Custom Measures | Project | 0 | 8 | 30640 | 10724 |  | 19916 | 0% | 0% | 0% | 100% | 100% | 86.5% | 88% | 94% | 93% |  | Utility Specific | 33703.58 | Custom Calculation | 25% | 25% | 25% | 25% | Utility Specific | 3.37 | 0 | 3.37 | 38.5% | 55.8% | 38.5% | 38.5% | Utility Specific | [6 empty] | 0 | 0
C - Commercial & Industrial | C1 - Large Business Energy Solutions | C1a - LCI Retrofit | Daylight Dimming | EC1a009 | Lighting | Project | 0 | 9 |  |  |  | 0 | 11% | 5% | 0% | 94% | 100% | 99.9% | 100% | 100% | 100% |  | Utility Specific | 0 | C&I Lighting Controls | 31.3% | 19% | 32.1% | 17.7% | Calculated |  | 0.0001 | 0 | 13.8% | 13.4% | 13.8% | 13.8% | Calculated | NG - C&I Gas Heat | 0 | Fuel Oil - Com Fuel | 0 |  |  | 0 | 0
C - Commercial & Industrial | C1 - Large Business Energy Solutions | C1a - LCI Retrofit | Lighting Fixture - Exterior w/ Controls | EC1a010 | Lighting | Project | 5 | 5 | 2068 | 481 |  | 1587 | 11% | 5% | 0% | 94% | 100% | 99.9% | 100% | 100% | 100% |  | Utility Specific | 2894.85 | C&I Exterior Lighting | 20.1% | 31.6% | 19.2% | 29% | Calculated |  | 0.0002 | 0.57897 | 0% | 100% | 0% | 0% | Calculated | [6 empty] | 0 | 0
C - Commercial & Industrial | C1 - Large Business Energy Solutions | C1a - LCI Retrofit | Lighting Fixture - Exterior w/o Controls | EC1a011 | Lighting | Project | 6 | 4 | 12411 | 2421 |  | 9990 | 11% | 5% | 0% | 94% | 100% | 99.9% | 100% | 100% | 100% |  | Utility Specific | 7765.63 | C&I Exterior Lighting | 20.1% | 31.6% | 19.2% | 29% | Calculated |  | 0.0002 | 1.5531 | 0% | 100% | 0% | 0% | Calculated | [6 empty] | 0 | 0
C - Commercial & Industrial | C1 - Large Business Energy Solutions | C1a - LCI Retrofit | Lighting Fixture - Interior w/ Controls | EC1a012 | Lighting | Project | 14.7868 | 5 | 34572 | 6362 |  | 28210 | 11% | 5% | 0% | 94% | 100% | 99.9% | 100% | 100% | 100% |  | Utility Specific | 24605.86 | C&I Interior Lighting - Prescriptive | 30.3% | 17.4% | 34.3% | 18.1% | Calculated |  | 0.0002 | 4.9212 | 50.4% | 38.9% | 50.4% | 50.4% | Calculated | NG - C&I Gas Heat | -5.6675 | Fuel Oil - Com Fuel | -11.3351 |  |  | 0 | 0
C - Commercial & Industrial | C1 - Large Business Energy Solutions | C1a - LCI Retrofit | Lighting Fixture - Interior w/o Controls | EC1a013 | Lighting | Project | 30.3432 | 4 | 25830 | 5243 |  | 20587 | 11% | 5% | 0% | 94% | 100% | 99.9% | 100% | 100% | 100% |  | Utility Specific | 19498.5 | C&I Interior Lighting - Prescriptive | 30.3% | 17.4% | 34.3% | 18.1% | Calculated |  | 0.0002 | 3.8997 | 50.4% | 38.9% | 50.4% | 50.4% | Calculated | NG - C&I Gas Heat | -4.4912 | Fuel Oil - Com Fuel | -8.9823 |  |  | 0 | 0
C - Commercial & Industrial | C1 - Large Business Energy Solutions | C1a - LCI Retrofit | Lighting Occupancy Sensors | EC1a014 | Lighting | Project | 5 | 9 | 6157.14 | 2155 |  | 4002.14 | 11% | 5% | 0% | 94% | 100% | 99.9% | 100% | 100% | 100% |  | Utility Specific | 5381.53 | C&I Lighting Controls | 31.3% | 19% | 32.1% | 17.7% | Calculated |  | 0.0001 | 0.53815 | 13.8% | 13.4% | 13.8% | 13.8% | Calculated | NG - C&I Gas Heat | -4.8936 | Fuel Oil - Com Fuel | -9.7872 |  |  | 0 | 0
C - Commercial & Industrial | C1 - Large Business Energy Solutions | C1a - LCI Retrofit | [Open Measure - To Be Assigned] | EC1a015 | [19 empty] | 0 | [20 empty] | 0 | 0
C - Commercial & Industrial | C1 - Large Business Energy Solutions | C1a - LCI Retrofit | Case Motor Replacement | EC1a016 | Refrigeration | Project | 0 | 15 |  |  |  | 0 | 0% | 0% | 0% | 100% | 100% | 99.9% | 100% | 100% | 100% |  | Utility Specific | 0 | C&I Refrigeration | 22.6% | 27.3% | 23.3% | 26.8% | Utility Specific |  | 0.0002 | 0 | 90% | 90% | 90% | 90% | Utility Specific | [6 empty] | 0 | 0
C - Commercial & Industrial | C1 - Large Business Energy Solutions | C1a - LCI Retrofit | Cooler Night Cover | EC1a017 | Refrigeration | Project | 0 | 5 |  |  |  | 0 | 0% | 0% | 0% | 100% | 100% | 99.9% | 100% | 100% | 100% |  | Utility Specific | 0 | C&I Refrigeration | 22.6% | 27.3% | 23.3% | 26.8% | Utility Specific |  | 0.0002 | 0 | 0% | 0% | 0% | 0% | Utility Specific | [6 empty] | 0 | 0
C - Commercial & Industrial | C1 - Large Business Energy Solutions | C1a - LCI Retrofit | Demand Control Ventilation | EC1a018 | HVAC | Project | 4 | 10 | 22000 | 1360 |  | 20640 | 0% | 0% | 0% | 100% | 100% | 99.9% | 100% | 100% | 100% |  | Utility Specific | 9019.602 | C&I Heating & Cooling | 26.4% | 16.6% | 34.9% | 22.1% | Utility Specific |  | 0.0016 | 14.4314 | 82% | 5% | 82% | 82% | Utility Specific | [6 empty] | 0 | 0
C - Commercial & Industrial | C1 - Large Business Energy Solutions | C1a - LCI Retrofit | Door Heater Controls | EC1a019 | Refrigeration | Project | 0 | 10 |  |  |  | 0 | 0% | 0% | 0% | 100% | 100% | 99.9% | 100% | 100% | 100% |  | Utility Specific | 0 | C&I Refrigeration | 22.6% | 27.3% | 23.3% | 26.8% | Utility Specific |  | 0.0002 | 0 | 90% | 90% | 90% | 90% | Utility Specific | [6 empty] | 0 | 0
C - Commercial & Industrial | C1 - Large Business Energy Solutions | C1a - LCI Retrofit | Dual Enthalpy Economizer Controls (DEEC) | EC1a020 | HVAC | Project | 0 | 10 |  |  |  | 0 | 0% | 0% | 0% | 100% | 100% | 99.9% | 100% | 100% | 100% |  | Utility Specific | 0 | C&I Heating & Cooling | 26.4% | 16.6% | 34.9% | 22.1% | Utility Specific |  | 0.0016 | 0 | 34.2% | 0% | 34.2% | 34.2% | Utility Specific | [6 empty] | 0 | 0
C - Commercial & Industrial | C1 - Large Business Energy Solutions | C1a - LCI Retrofit | Duct Sealing, Electric | EC1a021 | HVAC | Project | 0 | 20 |  |  |  | 0 | 0% | 0% | 0% | 100% | 100% | 99.9% | 100% | 100% | 100% |  | Utility Specific | 0 | Weighted HVAC - Multi-family | 23.21% | 27.86% | 25.2% | 23.73% | Utility Specific |  | 0.00084647 | 0 | 35% | 0% | 35% | 35% | Utility Specific | [6 empty] | 0 | 0
C - Commercial & Industrial | C1 - Large Business Energy Solutions | C1a - LCI Retrofit | Ductless Mini Split Heat Pump | EC1a022 | HVAC | Project | 0 | 20 |  |  |  | 0 | 0% | 0% | 0% | 100% | 100% | 99.9% | 100% | 100% | 100% |  | Utility Specific | 0 | C&I Heating & Cooling | 26.4% | 16.6% | 34.9% | 22.1% | Utility Specific |  | 0.0016 | 0 | 34.2% | 0% | 34.2% | 34.2% | Utility Specific | [6 empty] | 0 | 0
C - Commercial & Industrial | C1 - Large Business Energy Solutions | C1a - LCI Retrofit | ECM Evaporator Fan Motors for Walk-in Cooler/Freezer | EC1a023 | Refrigeration | Project | 0 | 15 |  |  |  | 0 | 0% | 0% | 0% | 100% | 100% | 99.9% | 100% | 100% | 100% |  | Utility Specific | 0 | C&I Refrigeration | 22.6% | 27.3% | 23.3% | 26.8% | Utility Specific |  | 0.0002 | 0 | 90% | 90% | 90% | 90% | Utility Specific | [6 empty] | 0 | 0
C - Commercial & Industrial | C1 - Large Business Energy Solutions | C1a - LCI Retrofit | Electronic Defrost Control | EC1a024 | Refrigeration | Project | 0 | 10 |  |  |  | 0 | 0% | 0% | 0% | 100% | 100% | 99.9% | 100% | 100% | 100% |  | Utility Specific | 0 | C&I Refrigeration | 22.6% | 27.3% | 23.3% | 26.8% | Utility Specific |  | 0.0002 | 0 | 90% | 90% | 90% | 90% | Utility Specific | [6 empty] | 0 | 0
C - Commercial & Industrial | C1 - Large Business Energy Solutions | C1a - LCI Retrofit | Energy Management System, Electric | EC1a025 | HVAC | Project | 0 | 10 |  |  |  | 0 | 0% | 0% | 0% | 100% | 100% | 86.5% | 88% | 94% | 93% |  | Utility Specific | 0 | C&I Heating & Cooling | 26.4% | 16.6% | 34.9% | 22.1% | Utility Specific |  | 0.0016 | 0 | 95% | 100% | 95% | 95% | Utility Specific | [6 empty] | 0 | 0
C - Commercial & Industrial | C1 - Large Business Energy Solutions | C1a - LCI Retrofit | Energy Star Wifi Thermostat, Electric | EC1a026 | HVAC | Thermostat | 0 | 15 |  |  |  | 0 | 0% | 0% | 0% | 100% | 100% | 99.9% | 100% | 100% | 100% |  | Deemed | 160.9 | Central Air Conditioner/Heat Pump (Cooling) | 6.595% | 3.846% | 47.32% | 42.24% | Utility Specific |  | 0.0015937 | 0.25643 | 34.6% | 0% | 34.6% | 34.6% | Utility Specific | [6 empty] | 0 | 0
C - Commercial & Industrial | C1 - Large Business Energy Solutions | C1a - LCI Retrofit | Evaporator Fan Control | EC1a027 | Refrigeration | Project | 0 | 10 |  |  |  | 0 | 0% | 0% | 0% | 100% | 100% | 99.9% | 100% | 100% | 100% |  | Utility Specific | 0 | C&I Refrigeration | 22.6% | 27.3% | 23.3% | 26.8% | Utility Specific |  | 0.0002 | 0 | 100% | 100% | 100% | 100% | Utility Specific | [6 empty] | 0 | 0
C - Commercial & Industrial | C1 - Large Business Energy Solutions | C1a - LCI Retrofit | Faucet Aerator, Electric | EC1a028 | Hot Water | Aerator | 0 | 10 |  |  |  | 0 | 0% | 0% | 0% | 100% | 100% | 99.9% | 100% | 100% | 100% |  | Deemed | 309 | Water Heater - Electric | 41.52% | 31.39% | 15.22% | 11.88% | Deemed | 0.01 | 0.00024338 | 0.01 | 31.2% | 80.8% | 31.2% | 31.2% | Utility Specific | [6 empty] | 0 | 5460
C - Commercial & Industrial | C1 - Large Business Energy Solutions | C1a - LCI Retrofit | Hotel Occupancy Sensor | EC1a031 | HVAC | Sensor | 0 | 10 |  |  |  | 0 | 0% | 0% | 0% | 100% | 100% | 99.9% | 100% | 100% | 100% |  | Deemed | 438 | C&I Heating & Cooling | 26.4% | 16.6% | 34.9% | 22.1% | Deemed | 0.09 | 0.0016 | 0.09 | 82% | 5% | 82% | 82% | Utility Specific | [6 empty] | 0 | 0
C - Commercial & Industrial | C1 - Large Business Energy Solutions | C1a - LCI Retrofit | Low Pressure Drop Filter | EC1a032 | Compressed Air | Project | 0 | 5 |  |  |  | 0 | 0% | 0% | 0% | 100% | 100% | 99.9% | 100% | 100% | 100% |  | Utility Specific | 0 | C&I Compressed Air - VFD Compressor | 25.9% | 23.9% | 26.5% | 23.7% | Utility Specific |  | 0.000258 | 0 | 80% | 54% | 80% | 80% | Utility Specific | [6 empty] | 0 | 0
C - Commercial & Industrial | C1 - Large Business Energy Solutions | C1a - LCI Retrofit | Thermostatic Shut-Off Valve, Electric | EC1a033 | Hot Water | Showerhead | 0 | 15 |  |  |  | 0 | 0% | 0% | 0% | 100% | 100% | 99.9% | 100% | 100% | 100% |  | Deemed | 69 | Water Heater - Electric | 41.52% | 31.39% | 15.22% | 11.88% | Deemed | 0.02 | 0.00024338 | 0.02 | 31.2% | 80.8% | 31.2% | 31.2% | Utility Specific | [6 empty] | 0 | 558
C - Commercial & Industrial | C1 - Large Business Energy Solutions | C1a - LCI Retrofit | Low-Flow Showerhead, Electric | EC1a034 | Hot Water | Showerhead | 0 | 10 |  |  |  | 0 | 0% | 0% | 0% | 100% | 100% | 99.9% | 100% | 100% | 100% |  | Deemed | 507 | Water Heater - Electric | 41.52% | 31.39% | 15.22% | 11.88% | Deemed | 0.09 | 0.00024338 | 0.09 | 31.2% | 80.8% | 31.2% | 31.2% | Utility Specific | [6 empty] | 0 | 7300
C - Commercial & Industrial | C1 - Large Business Energy Solutions | C1a - LCI Retrofit | Motors, Open Drip | EC1a035 | Motors/Drives | Project | 0 | 10 |  |  |  | 0 | 0% | 0% | 0% | 100% | 100% | 99.9% | 100% | 100% | 100% |  | Utility Specific | 0 | Custom Calculation | 0% | 0% | 0% | 0% | Utility Specific |  | 0 | 0 | 0% | 0% | 0% | 0% | Utility Specific | [6 empty] | 0 | 0
C - Commercial & Industrial | C1 - Large Business Energy Solutions | C1a - LCI Retrofit | Motors, Totally Enclosed Fan Cooled | EC1a036 | Motors/Drives | Project | 0 | 10 |  |  |  | 0 | 0% | 0% | 0% | 100% | 100% | 99.9% | 100% | 100% | 100% |  | Utility Specific | 0 | C&I Refrigeration | 22.6% | 27.3% | 23.3% | 26.8% | Utility Specific |  | 0.0002 | 0 | 100% | 100% | 100% | 100% | Utility Specific | [6 empty] | 0 | 0
C - Commercial & Industrial | C1 - Large Business Energy Solutions | C1a - LCI Retrofit | Novelty Cooler Shutoff | EC1a037 | Refrigeration | Project | 0 | 10 |  |  |  | 0 | 0% | 0% | 0% | 100% | 100% | 99.9% | 100% | 100% | 100% |  | Utility Specific | 0 | C&I Refrigeration | 22.6% | 27.3% | 23.3% | 26.8% | Utility Specific |  | 0.0002 | 0 | 90% | 90% | 90% | 90% | Utility Specific | [6 empty] | 0 | 0
C - Commercial & Industrial | C1 - Large Business Energy Solutions | C1a - LCI Retrofit | Pipe Wrap - Heating, Electric | EC1a038 | HVAC | Project | 0 | 15 |  |  |  | 0 | 0% | 0% | 0% | 100% | 100% | 99.9% | 100% | 100% | 100% |  | Utility Specific | 0 | Hardwired Electric Heat | 43.13% | 56.87% | 0% | 0% | Utility Specific |  | 0.0007332 | 0 | 0% | 43.3% | 0% | 0% | Utility Specific | [6 empty] | 0 | 0
C - Commercial & Industrial | C1 - Large Business Energy Solutions | C1a - LCI Retrofit | Pipe Wrap - Hot Water, Electric | EC1a039 | Hot Water | Project | 0 | 15 |  |  |  | 0 | 0% | 0% | 0% | 100% | 100% | 99.9% | 100% | 100% | 100% |  | Utility Specific | 0 | Water Heater - Electric | 41.52% | 31.39% | 15.22% | 11.88% | Utility Specific |  | 0.00024338 | 0 | 31.2% | 80.8% | 31.2% | 31.2% | Utility Specific | [6 empty] | 0 | 0
C - Commercial & Industrial | C1 - Large Business Energy Solutions | C1a - LCI Retrofit | Pre Rinse Spray Valve, Electric | EC1a040 | Hot Water | Project | 0 | 8 |  |  |  | 0 | 0% | 0% | 0% | 100% | 100% | 99.9% | 100% | 100% | 100% |  | Utility Specific | 0 | Water Heater - Electric | 41.52% | 31.39% | 15.22% | 11.88% | Utility Specific |  | 0.00024338 | 0 | 52% | 100% | 52% | 52% | Utility Specific | [6 empty] | 0 | 6410
C - Commercial & Industrial | C1 - Large Business Energy Solutions | C1a - LCI Retrofit | Programmable Thermostat, Electric | EC1a041 | HVAC | Project | 0 | 15 |  |  |  | 0 | 0% | 0% | 0% | 100% | 100% | 99.9% | 100% | 100% | 100% |  | Utility Specific | 0 | Hardwired Electric Heat | 43.13% | 56.87% | 0% | 0% | Utility Specific |  | 0.0007332 | 0 | 0% | 43.3% | 0% | 0% | Utility Specific | [6 empty] | 0 | 0
C - Commercial & Industrial | C1 - Large Business Energy Solutions | C1a - LCI Retrofit | Steam Trap, Electric | EC1a042 | HVAC | Project | 0 | 6 |  |  |  | 0 | 0% | 0% | 0% | 100% | 100% | 99.9% | 100% | 100% | 100% |  | Utility Specific | 0 | C&I Heating & Cooling | 26.4% | 16.6% | 34.9% | 22.1% | Utility Specific |  | 0.0016 | 0 | 0% | 0% | 0% | 0% | Utility Specific | [6 empty] | 0 | 0
C - Commercial & Industrial | C1 - Large Business Energy Solutions | C1a - LCI Retrofit | Variable Frequency Drive | EC1a043 | Motors/Drives | Project | 4 | 15 | 16674.11 | 5835.94 |  | 10838.17 | 0% | 0% | 0% | 100% | 100% | 99.9% | 100% | 100% | 100% |  | Utility Specific | 42281.17 | C&I VFDs (Combined) | 23.7% | 27.2% | 23.8% | 25.3% | Utility Specific | 1.655 | 0 | 1.655 | 100% | 100% | 100% | 100% | Utility Specific | [6 empty] | 0 | 0
C - Commercial & Industrial | C1 - Large Business Energy Solutions | C1a - LCI Retrofit | Variable Frequency Drive with Motor | EC1a044 | Motors/Drives | Project | 6 | 15 | 29111.79 | 10189.13 |  | 18922.66 | 0% | 0% | 0% | 100% | 100% | 99.9% | 100% | 100% | 100% |  | Utility Specific | 75475 | C&I VFDs (Combined) | 23.7% | 27.2% | 23.8% | 25.3% | Utility Specific | 2.954 | 0 | 2.954 | 100% | 100% | 100% | 100% | Utility Specific | [6 empty] | 0 | 0
C - Commercial & Industrial | C1 - Large Business Energy Solutions | C1a - LCI Retrofit | Vending Miser | EC1a045 | Refrigeration | Project | 0 | 5 |  |  |  | 0 | 0% | 0% | 0% | 100% | 100% | 99.9% | 100% | 100% | 100% |  | Utility Specific | 0 | C&I Refrigeration | 22.6% | 27.3% | 23.3% | 26.8% | Utility Specific |  | 0.0002 | 0 | 90% | 90% | 90% | 90% | Utility Specific | [6 empty] | 0 | 0
C - Commercial & Industrial | C1 - Large Business Energy Solutions | C1a - LCI Retrofit | Zero Loss Condensate Drain | EC1a046 | Compressed Air | Project | 0 | 5 |  |  |  | 0 | 0% | 0% | 0% | 100% | 100% | 99.9% | 100% | 100% | 100% |  | Utility Specific | 0 | C&I Compressed Air - VFD Compressor | 25.9% | 23.9% | 26.5% | 23.7% | Utility Specific |  | 0.000258 | 0 | 80% | 54% | 80% | 80% | Utility Specific | [6 empty] | 0 | 0
C - Commercial & Industrial | C1 - Large Business Energy Solutions | C1a - LCI Retrofit | Large Retrocommissioning | EC1a049 | Custom Measures | Project | 0 | 3 |  |  |  | 0 | 0% | 0% | 0% | 100% | 100% | 99.9% | 100% | 100% | 100% |  | Utility Specific | 0 | Custom Calculation | 72% | 18% | 8% | 2% | Utility Specific |  | 0 | 0 | 45% | 52% | 45% | 45% | Utility Specific | [6 empty] | 0 | 0
C - Commercial & Industrial | C1 - Large Business Energy Solutions | C1a - LCI Retrofit | Induction Cooktop Displacing Electric Resistance | EC1a050 | Food Service | Appliance | 0 | 12 |  |  |  | 0 | 0% | 0% | 0% | 100% | 100% | 99.9% | 100% | 100% | 100% |  | Deemed | 2488 | C&I Food Services | 32% | 35% | 16% | 17% | Deemed | 0.43 | 0.000192 | 0.43 | 90% | 90% | 90% | 90% | Utility Specific | [6 empty] | 0 | 0
C - Commercial & Industrial | C1 - Large Business Energy Solutions | C1a - LCI Retrofit | CI Audits - Large Retro | EC1aAUD | Non-Energy Saving |  | 1 | 1 | 208071.4697 | 208071.4697 |  | 0 | 0% | 0% | 0% | 100% | 0% | 0% | 0% | 0% | 0% |  |  | 0 | Non-Electric Measures | 0% | 0% | 0% | 0% |  |  | 0 | 0 | 0% | 0% | 0% | 0% | [7 empty] | 0 | 0
C - Commercial & Industrial | C1 - Large Business Energy Solutions | C1a - LCI Retrofit | Vendor Fees - Large Retro | EC1aNES01 | Non-Energy Saving |  | 0 | 1 |  |  |  | 0 | 0% | 0% | 0% | 100% | 0% | 0% | 0% | 0% | 0% |  |  |  | Non-Electric Measures | 0% | 0% | 0% | 0% |  |  | 0 |  | 0% | 0% | 0% | 0% | [7 empty] | 0
C - Commercial & Industrial | C1 - Large Business Energy Solutions | C1a - LCI Retrofit | Vendor Fees - TA Studies - Large Retro | EC1aNES02 | Non-Energy Saving |  | 0 | 1 |  |  |  | 0 | 0% | 0% | 0% | 100% | 0% | 0% | 0% | 0% | 0% |  |  |  | Non-Electric Measures | 0% | 0% | 0% | 0% |  |  | 0 |  | 0% | 0% | 0% | 0% | [7 empty] | 0
C - Commercial & Industrial | C1 - Large Business Energy Solutions | C1a - LCI Retrofit | [42 empty] | 0
C - Commercial & Industrial | C1 - Large Business Energy Solutions | C1a - LCI Retrofit | [42 empty] | 0
C - Commercial & Industrial | C1 - Large Business Energy Solutions | C1a - LCI Retrofit | [42 empty] | 0
C - Commercial & Industrial | C1 - Large Business Energy Solutions | C1a - LCI Retrofit | [42 empty] | 0
0
C - Commercial & Industrial | C1 - Large Business Energy Solutions | C1b - LCI New Equipment | Custom Large Compressed Air New | EC1b001 | Compressed Air | Project | 0 |  |  |  |  | 0 | 0% | 0% | 0% | 100% | 100% | 86.5% | 88% | 94% | 93% |  | Utility Specific | 0 | C&I Compressed Air - VFD Compressor | 13% | 20% | 26% | 41% | Utility Specific |  | 0.000258 | 0 | 78.9% | 70.5% | 78.9% | 78.9% | Utility Specific | [6 empty] | 0 | 0
C - Commercial & Industrial | C1 - Large Business Energy Solutions | C1b - LCI New Equipment | Custom Large Hot Water New | EC1b002 | Hot Water | Project | 0 |  |  |  |  | 0 | 0% | 0% | 0% | 100% | 100% | 86.5% | 88% | 94% | 93% |  | Utility Specific | 0 | C&I Water Heating | 25% | 25% | 25% | 25% | Utility Specific |  | 0.000258 | 0 | 54% | 56% | 54% | 54% | Utility Specific | [6 empty] | 0 | 0
C - Commercial & Industrial | C1 - Large Business Energy Solutions | C1b - LCI New Equipment | Custom Large HVAC New | EC1b003 | HVAC | Project | 5 | 15 | 2096 | 1572 |  | 524 | 0% | 0% | 0% | 100% | 100% | 86.5% | 88% | 94% | 93% |  | Utility Specific | 3024.98 | Custom Calculation | 72% | 18% | 8% | 2% | Utility Specific | 1.835 | 0 | 1.835 | 31.9% | 26.1% | 31.9% | 31.9% | Utility Specific | [6 empty] | 0 | 0
C - Commercial & Industrial | C1 - Large Business Energy Solutions | C1b - LCI New Equipment | Custom Large Lighting New - Interior | EC1b004 | Lighting | Project | 0 | 15 |  |  |  | 0 | 11% | 5% | 0% | 94% | 100% | 99.9% | 100% | 100% | 93% |  | Utility Specific | 0 | C&I Interior Lighting - Prescriptive | 30.3% | 17.4% | 34.3% | 18.1% | Calculated |  | 0.0002 | 0 | 80% | 61% | 80% | 80% | Calculated | NG - C&I Gas Heat | 0 | Fuel Oil - Com Fuel | 0 |  |  | 0 | 0
C - Commercial & Industrial | C1 - Large Business Energy Solutions | C1b - LCI New Equipment | Custom Large Lighting New - Exterior | EC1b054 | Lighting | Project | 0 | 15 | 7900 | 3950 |  | 3950 | 11% | 5% | 0% | 94% | 100% | 99.9% | 100% | 100% | 93% |  | Utility Specific | 31569.9 | C&I Exterior Lighting | 20.1% | 31.6% | 19.2% | 29% | Calculated |  | 0.0002 | 6.314 | 0% | 100% | 0% | 0% | Calculated | [6 empty] | 0 | 0
C - Commercial & Industrial | C1 - Large Business Energy Solutions | C1b - LCI New Equipment | Custom Large Lighting New - Controls | EC1b055 | Lighting | Project | 0 | 10 |  |  |  | 0 | 11% | 5% | 0% | 94% | 100% | 99.9% | 100% | 100% | 93% |  | Utility Specific | 0 | C&I Lighting Controls | 31.3% | 19% | 32.1% | 17.7% | Calculated |  | 0.0001 | 0 | 15% | 13% | 15% | 15% | Calculated | NG - C&I Gas Heat | 0 | Fuel Oil - Com Fuel | 0 |  |  | 0 | 0
C - Commercial & Industrial | C1 - Large Business Energy Solutions | C1b - LCI New Equipment | Custom Large Motors New | EC1b005 | Motors/Drives | Project | 0 |  |  |  |  | 0 | 0% | 0% | 0% | 100% | 100% | 86.5% | 88% | 94% | 93% |  | Utility Specific | 0 | Custom Calculation | 23% | 8% | 52% | 17% | Utility Specific |  | 0 | 0 | 91.5% | 90.4% | 91.5% | 91.5% | Utility Specific | [6 empty] | 0 | 0
C - Commercial & Industrial | C1 - Large Business Energy Solutions | C1b - LCI New Equipment | Custom Large Process New | EC1b006 | Process | Project | 0 |  |  |  |  | 0 | 0% | 0% | 0% | 100% | 100% | 86.5% | 88% | 94% | 93% |  | Utility Specific | 0 | C&I Process | 49% | 13% | 29% | 9% | Utility Specific |  | 0.000725 | 0 | 58% | 71.1% | 58% | 58% | Utility Specific | [6 empty] | 0 | 0
C - Commercial & Industrial | C1 - Large Business Energy Solutions | C1b - LCI New Equipment | Custom Large Refrigeration New | EC1b007 | Refrigeration | Project | 0 |  |  |  |  | 0 | 0% | 0% | 0% | 100% | 100% | 86.5% | 88% | 94% | 93% |  | Utility Specific | 0 | C&I Refrigeration | 22.6% | 27.3% | 23.3% | 26.8% | Utility Specific |  | 0.0002 | 0 | 73% | 51.9% | 73% | 73% | Utility Specific | [6 empty] | 0 | 0
C - Commercial & Industrial | C1 - Large Business Energy Solutions | C1b - LCI New Equipment | Custom Large Other New | EC1b008 | Custom Measures | Project | 0 | 15 | 28100 | 14050 |  | 14050 | 0% | 0% | 0% | 100% | 100% | 86.5% | 88% | 94% | 93% |  | Utility Specific | 35125.63 | Custom Calculation | 25% | 25% | 25% | 25% | Utility Specific | 3.513 | 0 | 3.513 | 38.5% | 55.8% | 38.5% | 38.5% | Utility Specific | [6 empty] | 0 | 0
C - Commercial & Industrial | C1 - Large Business Energy Solutions | C1b - LCI New Equipment | Custom Large Comprehensive Design | EC1b056 | Custom Measures | Project | 0 |  |  |  |  | 0 | 0% | 0% | 0% | 100% | 100% | 86.5% | 88% | 94% | 93% |  | Utility Specific | 0 | Custom Calculation | 72% | 18% | 8% | 2% | Utility Specific |  | 0 | 0 | 100% | 100% | 100% | 100% | Utility Specific | [6 empty] | 0 | 0
C - Commercial & Industrial | C1 - Large Business Energy Solutions | C1b - LCI New Equipment | Daylight Dimming | EC1b009 | Lighting | Project | 0 | 10 |  |  |  | 0 | 11% | 5% | 0% | 94% | 100% | 99.9% | 100% | 100% | 100% |  | Utility Specific | 0 | C&I Lighting Controls | 31.3% | 19% | 32.1% | 17.7% | Calculated |  | 0.0001 | 0 | 13.8% | 13.4% | 13.8% | 13.8% | Calculated | NG - C&I Gas Heat | 0 | Fuel Oil - Com Fuel | 0 |  |  | 0 | 0
C - Commercial & Industrial | C1 - Large Business Energy Solutions | C1b - LCI New Equipment | Performance Lighting - Exterior w/ Controls | EC1b010 | Lighting | Project | 0 | 15 |  |  |  | 0 | 11% | 5% | 0% | 94% | 100% | 99.9% | 100% | 100% | 100% |  | Utility Specific | 2509.15 | C&I Exterior Lighting | 20.1% | 31.6% | 19.2% | 29% | Calculated |  | 0.0002 | 0.50183 | 0% | 100% | 0% | 0% | Calculated | [6 empty] | 0 | 0
C - Commercial & Industrial | C1 - Large Business Energy Solutions | C1b - LCI New Equipment | Performance Lighting - Exterior w/o Controls | EC1b011 | Lighting | Project | 5 | 15 | 889.3333 | 667 |  | 222.3333 | 11% | 5% | 0% | 94% | 100% | 99.9% | 100% | 100% | 100% |  | Utility Specific | 4220.085 | C&I Exterior Lighting | 20.1% | 31.6% | 19.2% | 29% | Calculated | 0.004 | 0.0002 | 0.004 | 0% | 100% | 0% | 0% | Calculated | [6 empty] | 0 | 0
C - Commercial & Industrial | C1 - Large Business Energy Solutions | C1b - LCI New Equipment | Performance Lighting - Interior w/ Controls | EC1b012 | Lighting | Project | 6.3732 | 15 | 12653.3333 | 9490 |  | 3163.3333 | 11% | 5% | 0% | 94% | 100% | 99.9% | 100% | 100% | 100% |  | Utility Specific | 53164.0695 | C&I Interior Lighting - Prescriptive | 30.3% | 17.4% | 34.3% | 18.1% | Calculated |  | 0.0002 | 10.6328 | 50.4% | 38.9% | 50.4% | 50.4% | Calculated | NG - C&I Gas Heat | -2.8758 | Fuel Oil - Com Fuel | -5.7516 |  |  | 0 | 0
C - Commercial & Industrial | C1 - Large Business Energy Solutions | C1b - LCI New Equipment | Performance Lighting - Interior w/o Controls | EC1b013 | Lighting | Project | 9.792 | 15 | 6301.3333 | 4726 |  | 1575.3333 | 11% | 5% | 0% | 94% | 100% | 99.9% | 100% | 100% | 100% |  | Utility Specific | 25232.0291 | C&I Interior Lighting - Prescriptive | 30.3% | 17.4% | 34.3% | 18.1% | Calculated | 0.8 | 0.0002 | 0.8 | 50.4% | 38.9% | 50.4% | 50.4% | Calculated | NG - C&I Gas Heat | -1.3649 | Fuel Oil - Com Fuel | -2.7298 |  |  | 0 | 0
C - Commercial & Industrial | C1 - Large Business Energy Solutions | C1b - LCI New Equipment | Lighting Occupancy Sensors | EC1b014 | Lighting | Project | 1 | 10 | 603.8933 | 452.92 |  | 150.9733 | 11% | 5% | 0% | 94% | 100% | 99.9% | 100% | 100% | 100% |  | Utility Specific | 5032.47 | C&I Lighting Controls | 31.3% | 19% | 32.1% | 17.7% | Calculated |  | 0.0001 | 0.50325 | 13.8% | 13.4% | 13.8% | 13.8% | Calculated | NG - C&I Gas Heat | -4.5762 | Fuel Oil - Com Fuel | -9.1524 |  |  | 0 | 0
C - Commercial & Industrial | C1 - Large Business Energy Solutions | C1b - LCI New Equipment | Advanced Power Strip | EC1b015 | Process | Project | 0 | 5 |  |  |  | 0 | 0% | 0% | 0% | 100% | 100% | 99.9% | 100% | 100% | 100% |  | Utility Specific | 0 | Primary TV and Peripherals | 32.24% | 34.78% | 15.36% | 17.62% | Calculated |  | 0.00018311 | 0 | 58.2% | 86.3% | 58.2% | 58.2% | Utility Specific | [6 empty] | 0 | 0
C - Commercial & Industrial | C1 - Large Business Energy Solutions | C1b - LCI New Equipment | Air Compressor | EC1b016 | Compressed Air | Project | 4 | 15 | 23000 | 17250 |  | 5750 | 0% | 0% | 0% | 100% | 100% | 99.9% | 100% | 100% | 100% |  | Utility Specific | 57620.16 | C&I Compressed Air - VFD Compressor | 25.9% | 23.9% | 26.5% | 23.7% | Utility Specific | 9.72 | 0.000258 | 9.72 | 117% | 98% | 117% | 117% | Utility Specific | [6 empty] | 0 | 0
C - Commercial & Industrial | C1 - Large Business Energy Solutions | C1b - LCI New Equipment | Air Nozzle | EC1b017 | Compressed Air | Project | 0 | 13 |  |  |  | 0 | 0% | 0% | 0% | 100% | 100% | 99.9% | 100% | 100% | 100% |  | Utility Specific | 0 | C&I Compressed Air - VFD Compressor | 25.9% | 23.9% | 26.5% | 23.7% | Utility Specific |  | 0.000258 | 0 | 80% | 54% | 80% | 80% | Utility Specific | [6 empty] | 0 | 0
C - Commercial & Industrial | C1 - Large Business Energy Solutions | C1b - LCI New Equipment | Circulator Pump | EC1b018 | HVAC | Project | 1 | 20 | 135 | 100 |  | 35 | 0% | 0% | 0% | 100% | 100% | 99.9% | 100% | 100% | 100% |  | Utility Specific | 397.03 | C&I Heating & Cooling | 26.4% | 16.6% | 34.9% | 22.1% | Utility Specific | 0.03 | 0.0016 | 0.03 | 82% | 5% | 82% | 82% | Utility Specific | [6 empty] | 0 | 0
C - Commercial & Industrial | C1 - Large Business Energy Solutions | C1b - LCI New Equipment | Combination Oven, Electric | EC1b019 | Food Service | Appliance | 2 | 12 | 2667 | 2000 |  | 667 | 0% | 0% | 0% | 100% | 100% | 99.9% | 100% | 100% | 100% |  | Deemed | 6368 | C&I Food Services | 32% | 35% | 16% | 17% | Deemed | 1.45 | 0.000192 | 1.45 | 90% | 90% | 90% | 90% | Utility Specific | [6 empty] | 0 | 0
C - Commercial & Industrial | C1 - Large Business Energy Solutions | C1b - LCI New Equipment | Compressor Storage | EC1b020 | Compressed Air | Project | 2 | 17 | 2934 | 2200 |  | 734 | 0% | 0% | 0% | 100% | 100% | 99.9% | 100% | 100% | 100% |  | Utility Specific | 1190.34 | C&I Compressed Air - VFD Compressor | 25.9% | 23.9% | 26.5% | 23.7% | Utility Specific | 0.35 | 0.000258 | 0.35 | 117% | 98% | 117% | 117% | Utility Specific | [6 empty] | 0 | 0
C - Commercial & Industrial | C1 - Large Business Energy Solutions | C1b - LCI New Equipment | Convection Oven, Electric | EC1b021 | Food Service | Appliance | 0 | 12 |  |  |  | 0 | 0% | 0% | 0% | 100% | 100% | 99.9% | 100% | 100% | 100% |  | Deemed | 2001 | C&I Food Services | 32% | 35% | 16% | 17% | Deemed | 0.46 | 0.000192 | 0.46 | 90% | 90% | 90% | 90% | Utility Specific | [6 empty] | 0 | 0
C - Commercial & Industrial | C1 - Large Business Energy Solutions | C1b - LCI New Equipment | Dishwasher - High Temp Door Type | EC1b022 | Food Service | Appliance | 0 | 13 |  |  |  | 0 | 0% | 0% | 0% | 100% | 100% | 99.9% | 100% | 100% | 100% |  | Deemed | 11897 | C&I Food Services | 32% | 35% | 16% | 17% | Deemed | 1.81 | 0.000192 | 1.81 | 90% | 90% | 90% | 90% | Utility Specific | [6 empty] | 0 | 40880
C - Commercial & Industrial | C1 - Large Business Energy Solutions | C1b - LCI New Equipment | Dishwasher - High Temp Multi Tank Conveyor | EC1b023 | Food Service | Appliance | 0 | 13 |  |  |  | 0 | 0% | 0% | 0% | 100% | 100% | 99.9% | 100% | 100% | 100% |  | Deemed | 45074 | C&I Food Services | 32% | 35% | 16% | 17% | Deemed | 6.86 | 0.000192 | 6.86 | 90% | 90% | 90% | 90% | Utility Specific | [6 empty] | 0 | 94170
C - Commercial & Industrial | C1 - Large Business Energy Solutions | C1b - LCI New Equipment | Dishwasher - High Temp Pot, Pan, Utensil | EC1b024 | Food Service | Appliance | 1 | 13 | 134 | 100 |  | 34 | 0% | 0% | 0% | 100% | 100% | 99.9% | 100% | 100% | 100% |  | Deemed | 10979 | C&I Food Services | 32% | 35% | 16% | 17% | Deemed | 1.67 | 0.000192 | 1.67 | 90% | 90% | 90% | 90% | Utility Specific | [6 empty] | 0 | 8760
C - Commercial & Industrial | C1 - Large Business Energy Solutions | C1b - LCI New Equipment | Dishwasher - High Temp Single Tank Conveyor | EC1b025 | Food Service | Appliance | 0 | 13 |  |  |  | 0 | 0% | 0% | 0% | 100% | 100% | 99.9% | 100% | 100% | 100% |  | Deemed | 10204 | C&I Food Services | 32% | 35% | 16% | 17% | Deemed | 1.55 | 0.000192 | 1.55 | 90% | 90% | 90% | 90% | Utility Specific | [6 empty] | 0 | 24820
C - Commercial & Industrial | C1 - Large Business Energy Solutions | C1b - LCI New Equipment | Dishwasher - High Temp Under Counter | EC1b026 | Food Service | Appliance | 0 | 13 |  |  |  | 0 | 0% | 0% | 0% | 100% | 100% | 99.9% | 100% | 100% | 100% |  | Deemed | 1480 | C&I Food Services | 32% | 35% | 16% | 17% | Deemed | 0.23 | 0.000192 | 0.23 | 90% | 90% | 90% | 90% | Utility Specific | [6 empty] | 0 | 6296
C - Commercial & Industrial | C1 - Large Business Energy Solutions | C1b - LCI New Equipment | Dishwasher - Low Temp Door Type | EC1b027 | Food Service | Appliance | 0 | 13 |  |  |  | 0 | 0% | 0% | 0% | 100% | 100% | 99.9% | 100% | 100% | 100% |  | Deemed | 17255 | C&I Food Services | 32% | 35% | 16% | 17% | Deemed | 2.63 | 0.000192 | 2.63 | 90% | 90% | 90% | 90% | Utility Specific | [6 empty] | 0 | 94024
C - Commercial & Industrial | C1 - Large Business Energy Solutions | C1b - LCI New Equipment | Dishwasher - Low Temp Multi Tank Conveyor | EC1b028 | Food Service | Appliance | 0 | 13 |  |  |  | 0 | 0% | 0% | 0% | 100% | 100% | 99.9% | 100% | 100% | 100% |  | Deemed | 22863 | C&I Food Services | 32% | 35% | 16% | 17% | Deemed | 3.48 | 0.000192 | 3.48 | 90% | 90% | 90% | 90% | Utility Specific | [6 empty] | 0 | 109500
C - Commercial & Industrial | C1 - Large Business Energy Solutions | C1b - LCI New Equipment | Dishwasher - Low Temp Single Tank Conveyor | EC1b029 | Food Service | Appliance | 0 | 13 |  |  |  | 0 | 0% | 0% | 0% | 100% | 100% | 99.9% | 100% | 100% | 100% |  | Deemed | 15387 | C&I Food Services | 32% | 35% | 16% | 17% | Deemed | 2.34 | 0.000192 | 2.34 | 90% | 90% | 90% | 90% | Utility Specific | [6 empty] | 0 | 75920
C - Commercial & Industrial | C1 - Large Business Energy Solutions | C1b - LCI New Equipment | Dishwasher - Low Temp Under Counter | EC1b030 | Food Service | Appliance | 0 | 13 |  |  |  | 0 | 0% | 0% | 0% | 100% | 100% | 99.9% | 100% | 100% | 100% |  | Deemed | 6182 | C&I Food Services | 32% | 35% | 16% | 17% | Deemed | 0.94 | 0.000192 | 0.94 | 90% | 90% | 90% | 90% | Utility Specific | [6 empty] | 0 | 14783
C - Commercial & Industrial | C1 - Large Business Energy Solutions | C1b - LCI New Equipment | Faucet Aerator, Electric | EC1b031 | Hot Water | Aerator | 0 | 10 |  |  |  | 0 | 0% | 0% | 0% | 100% | 100% | 99.9% | 100% | 100% | 100% |  | Deemed | 309 | Water Heater - Electric | 41.52% | 31.39% | 15.22% | 11.88% | Deemed | 0.01 | 0.00024338 | 0.01 | 31.2% | 80.8% | 31.2% | 31.2% | Utility Specific | [6 empty] | 0 | 5460
C - Commercial & Industrial | C1 - Large Business Energy Solutions | C1b - LCI New Equipment | Fryer Large Vat, Electric | EC1b032 | Food Service | Appliance | 0 | 12 |  |  |  | 0 | 0% | 0% | 0% | 100% | 100% | 99.9% | 100% | 100% | 100% |  | Deemed | 2696 | C&I Food Services | 32% | 35% | 16% | 17% | Deemed | 0.61 | 0.000192 | 0.61 | 90% | 90% | 90% | 90% | Utility Specific | [6 empty] | 0 | 0
C - Commercial & Industrial | C1 - Large Business Energy Solutions | C1b - LCI New Equipment | Fryer Standard Vat, Electric | EC1b033 | Food Service | Appliance | 0 | 12 |  |  |  | 0 | 0% | 0% | 0% | 100% | 100% | 99.9% | 100% | 100% | 100% |  | Deemed | 3272 | C&I Food Services | 32% | 35% | 16% | 17% | Deemed | 0.56 | 0.000192 | 0.56 | 90% | 90% | 90% | 90% | Utility Specific | [6 empty] | 0 | 0
C - Commercial & Industrial | C1 - Large Business Energy Solutions | C1b - LCI New Equipment | Griddle, Electric | EC1b034 | Food Service | Appliance | 0 | 12 |  |  |  | 0 | 0% | 0% | 0% | 100% | 100% | 99.9% | 100% | 100% | 100% |  | Deemed | 3179 | C&I Food Services | 32% | 35% | 16% | 17% | Deemed | 0.73 | 0.000192 | 0.73 | 90% | 90% | 90% | 90% | Utility Specific | [6 empty] | 0 | 0
C - Commercial & Industrial | C1 - Large Business Energy Solutions | C1b - LCI New Equipment | Ground Source Heat Pump | EC1b035 | HVAC | Project | 0 | 25 |  |  |  | 0 | 0% | 0% | 0% | 100% | 100% | 99.9% | 100% | 100% | 100% |  | Utility Specific | 0 | Hardwired Electric Heat | 43.13% | 56.87% | 0% | 0% | Utility Specific |  | 0.0007332 | 0 | 34.2% | 34.2% | 34.2% | 34.2% | Utility Specific | [6 empty] | 0 | 0
C - Commercial & Industrial | C1 - Large Business Energy Solutions | C1b - LCI New Equipment | Hot Food Holding Cabinet 3/4 Size | EC1b036 | Food Service | Appliance | 0 | 12 |  |  |  | 0 | 0% | 0% | 0% | 100% | 100% | 99.9% | 100% | 100% | 100% |  | Deemed | 1189 | C&I Food Services | 32% | 35% | 16% | 17% | Deemed | 0.32 | 0.000192 | 0.32 | 90% | 90% | 90% | 90% | Utility Specific | [6 empty] | 0 | 0
C - Commercial & Industrial | C1 - Large Business Energy Solutions | C1b - LCI New Equipment | Hot Food Holding Cabinet Full Size | EC1b037 | Food Service | Appliance | 0 | 12 |  |  |  | 0 | 0% | 0% | 0% | 100% | 100% | 99.9% | 100% | 100% | 100% |  | Deemed | 3807 | C&I Food Services | 32% | 35% | 16% | 17% | Deemed | 1.15 | 0.000192 | 1.15 | 90% | 90% | 90% | 90% | Utility Specific | [6 empty] | 0 | 0
C - Commercial & Industrial | C1 - Large Business Energy Solutions | C1b - LCI New Equipment | Hot Food Holding Cabinet Half Size | EC1b038 | Food Service | Appliance | 0 | 12 |  |  |  | 0 | 0% | 0% | 0% | 100% | 100% | 99.9% | 100% | 100% | 100% |  | Deemed | 223 | C&I Food Services | 32% | 35% | 16% | 17% | Deemed | 0.05 | 0.000192 | 0.05 | 90% | 90% | 90% | 90% | Utility Specific | [6 empty] | 0 | 0
C - Commercial & Industrial | C1 - Large Business Energy Solutions | C1b - LCI New Equipment | Ice Machine - Ice Making Head | EC1b039 | Food Service | Appliance | 1 | 8 | 334 | 250 |  | 84 | 0% | 0% | 0% | 100% | 100% | 99.9% | 100% | 100% | 100% |  | Utility Specific | 1117 | C&I Food Services | 32% | 35% | 16% | 17% | Utility Specific | 0.3 | 0.000192 | 0.3 | 90% | 90% | 90% | 90% | Utility Specific | [6 empty] | 0 | 3322
C - Commercial & Industrial | C1 - Large Business Energy Solutions | C1b - LCI New Equipment | Ice Machine - Remote Cond./Split Unit - Batch | EC1b040 | Food Service | Appliance | 0 | 8 |  |  |  | 0 | 0% | 0% | 0% | 100% | 100% | 99.9% | 100% | 100% | 100% |  | Utility Specific | 2601 | C&I Food Services | 32% | 35% | 16% | 17% | Utility Specific | 0.3 | 0.000192 | 0.3 | 90% | 90% | 90% | 90% | Utility Specific | [6 empty] | 0 | 2631
C - Commercial & Industrial | C1 - Large Business Energy Solutions | C1b - LCI New Equipment | Ice Machine - Remote Cond./Split Unit - Continuous | EC1b041 | Food Service | Appliance | 0 | 8 |  |  |  | 0 | 0% | 0% | 0% | 100% | 100% | 99.9% | 100% | 100% | 100% |  | Utility Specific | 3641 | C&I Food Services | 32% | 35% | 16% | 17% | Utility Specific | 0.3 | 0.000192 | 0.3 | 90% | 90% | 90% | 90% | Utility Specific | [6 empty] | 0 | 0
C - Commercial & Industrial | C1 - Large Business Energy Solutions | C1b - LCI New Equipment | Ice Machine - Self Contained | EC1b042 | Food Service | Appliance | 0 | 8 |  |  |  | 0 | 0% | 0% | 0% | 100% | 100% | 99.9% | 100% | 100% | 100% |  | Utility Specific | 805 | C&I Food Services | 32% | 35% | 16% | 17% | Utility Specific | 0.3 | 0.000192 | 0.3 | 90% | 90% | 90% | 90% | Utility Specific | [6 empty] | 0 | 0
C - Commercial & Industrial | C1 - Large Business Energy Solutions | C1b - LCI New Equipment | Low Pressure Drop Filter | EC1b043 | Compressed Air | Project | 0 | 5 |  |  |  | 0 | 0% | 0% | 0% | 100% | 100% | 99.9% | 100% | 100% | 100% |  | Utility Specific | 0 | C&I Compressed Air - VFD Compressor | 25.9% | 23.9% | 26.5% | 23.7% | Utility Specific |  | 0.000258 | 0 | 80% | 54% | 80% | 80% | Utility Specific | [6 empty] | 0 | 0
C - Commercial & Industrial | C1 - Large Business Energy Solutions | C1b - LCI New Equipment | Thermostatic Shut-Off Valve, Electric | EC1b044 | Hot Water | Showerhead | 0 | 15 |  |  |  | 0 | 0% | 0% | 0% | 100% | 100% | 99.9% | 100% | 100% | 100% |  | Deemed | 69 | Water Heater - Electric | 41.52% | 31.39% | 15.22% | 11.88% | Deemed | 0.02 | 0.00024338 | 0.02 | 31.2% | 80.8% | 31.2% | 31.2% | Utility Specific | [6 empty] | 0 | 558
C - Commercial & Industrial | C1 - Large Business Energy Solutions | C1b - LCI New Equipment | Low-Flow Showerhead, Electric | EC1b045 | Hot Water | Appliance | 0 | 10 |  |  |  | 0 | 0% | 0% | 0% | 100% | 100% | 99.9% | 100% | 100% | 100% |  | Deemed | 507 | Water Heater - Electric | 41.52% | 31.39% | 15.22% | 11.88% | Deemed | 0.09 | 0.00024338 | 0.09 | 31.2% | 80.8% | 31.2% | 31.2% | Utility Specific | [6 empty] | 0 | 7300
C - Commercial & Industrial | C1 - Large Business Energy Solutions | C1b - LCI New Equipment | Pre Rinse Spray Valve, Electric | EC1b046 | Hot Water | Valve | 0 | 8 |  |  |  | 0 | 0% | 0% | 0% | 100% | 100% | 99.9% | 100% | 100% | 100% |  | Utility Specific | 957 | Water Heater - Electric | 41.52% | 31.39% | 15.22% | 11.88% | Utility Specific |  | 0.00024338 | 0.23292 | 52% | 100% | 52% | 52% | Utility Specific | [6 empty] | 0 | 6410
C - Commercial & Industrial | C1 - Large Business Energy Solutions | C1b - LCI New Equipment | Refrigerated Air Dryer | EC1b047 | Compressed Air | Project | 2 | 15 | 3737 | 2804 |  | 933 | 0% | 0% | 0% | 100% | 100% | 156% | 100% | 100% | 100% |  | Utility Specific | 17537.16 | C&I Compressed Air - Air Dryer | 21.7% | 28.1% | 22.4% | 27.7% | Utility Specific | 2.96 | 0 | 2.96 | 117% | 98% | 117% | 117% | Utility Specific | [6 empty] | 0 | 0
C - Commercial & Industrial | C1 - Large Business Energy Solutions | C1b - LCI New Equipment | Steam Cooker, Electric | EC1b048 | Food Service | Appliance | 0 | 12 |  |  |  | 0 | 0% | 0% | 0% | 100% | 100% | 99.9% | 100% | 100% | 100% |  | Deemed | 6550 | C&I Food Services | 32% | 35% | 16% | 17% | Deemed | 2.28 | 0.000192 | 2.28 | 90% | 90% | 90% | 90% | Utility Specific | [6 empty] | 0 | 69975
C - Commercial & Industrial | C1 - Large Business Energy Solutions | C1b - LCI New Equipment | Unitary Air Conditioner | EC1b049 | HVAC | Project | 1.9984 | 20 | 10835 | 8126 |  | 2709 | 0% | 0% | 0% | 100% | 100% | 99.9% | 100% | 100% | 100% |  | Utility Specific | 31190.97 | C&I Electric Cooling Unitary Equipment | 8.6% | 4.6% | 52.7% | 34.1% | Utility Specific | 24.891 | 0.000759 | 24.891 | 34.2% | 0% | 34.2% | 34.2% | Utility Specific | [6 empty] | 0 | 0
C - Commercial & Industrial | C1 - Large Business Energy Solutions | C1b - LCI New Equipment | Water Source Heat Pump | EC1b050 | HVAC | Project | 3 | 12 | 3863.11 | 2897.33 |  | 965.78 | 0% | 0% | 0% | 100% | 100% | 99.9% | 100% | 100% | 100% |  | Utility Specific | 8781.95 | C&I Heating & Cooling | 26.4% | 16.6% | 34.9% | 22.1% | Utility Specific | 8.43 | 0.0016 | 8.43 | 34.2% | 34.2% | 34.2% | 34.2% | Utility Specific | [6 empty] | 0 | 0
C - Commercial & Industrial | C1 - Large Business Energy Solutions | C1b - LCI New Equipment | Zero Loss Condensate Drain | EC1b051 | Compressed Air | Project | 2 | 5 | 334 | 250 |  | 84 | 0% | 0% | 0% | 100% | 100% | 99.9% | 100% | 100% | 100% |  | Utility Specific | 42215.46 | C&I Compressed Air - VFD Compressor | 25.9% | 23.9% | 26.5% | 23.7% | Utility Specific | 7.78 | 0.000258 | 7.78 | 80% | 54% | 80% | 80% | Utility Specific | [6 empty] | 0 | 0
C - Commercial & Industrial | C1 - Large Business Energy Solutions | C1b - LCI New Equipment | High Efficiency Chiller - FL | EC1b052 | HVAC | Project | 1 | 23 | 29752 | 22314 |  | 7438 | 0% | 0% | 0% | 100% | 100% | 99.9% | 100% | 100% | 100% |  | Utility Specific | 67013.39 | C&I Electric Chiller (Combined) | 11.3% | 10.8% | 39.4% | 38.5% | Utility Specific | 101.69 | 0 | 101.69 | 86% | 10% | 86% | 86% | Utility Specific | [6 empty] | 0 | 0
C - Commercial & Industrial | C1 - Large Business Energy Solutions | C1b - LCI New Equipment | High Efficiency Chiller - IPLV | EC1b053 | HVAC | Project | 0 | 23 |  |  |  | 0 | 0% | 0% | 0% | 100% | 100% | 99.9% | 100% | 100% | 100% |  | Utility Specific | 0 | C&I Electric Chiller (Combined) | 11.3% | 10.8% | 39.4% | 38.5% | Utility Specific |  | 0 | 0 | 49% | 6% | 49% | 49% | Utility Specific | [6 empty] | 0 | 0
C - Commercial & Industrial | C1 - Large Business Energy Solutions | C1b - LCI New Equipment | C&I Large New Construction Code Compliance | EC1b057 | Custom Measures | Project | 0 | 20 |  |  |  | 0 | 0% | 0% | 0% | 100% | 100% | 36% | 36% | 36% | 36% |  | Utility Specific | 0 | Weighted HVAC - All Homes | 25.41% | 29.66% | 23.25% | 21.68% | Utility Specific |  | 0.00078321 | 0 | 33.6% | 20.1% | 33.6% | 33.6% | Utility Specific | [6 empty] | 0 | 0
C - Commercial & Industrial | C1 - Large Business Energy Solutions | C1b - LCI New Equipment | Induction Cooktop Displacing Electric Resistance | EC1b058 | Food Service | Appliance | 0 | 12 |  |  |  | 0 | 0% | 0% | 0% | 100% | 100% | 99.9% | 100% | 100% | 100% |  | Deemed | 2488 | C&I Food Services | 32% | 35% | 16% | 17% | Deemed | 0.43 | 0.000192 | 0.43 | 90% | 90% | 90% | 90% | Utility Specific | [6 empty] | 0 | 0
C - Commercial & Industrial | C1 - Large Business Energy Solutions | C1b - LCI New Equipment | Compressed Air Leak Detection | EC1b059 | Compressed Air | Project | 2 | 5 | 3980 | 1990 |  | 1990 | 0% | 0% | 0% | 100% | 100% | 99.9% | 100% | 100% | 100% |  | Utility Specific | 25483.94 | C&I Compressed Air - VFD Compressor | 25.9% | 23.9% | 26.5% | 23.7% | Utility Specific | 2.91 | 0.000258 | 2.91 | 80% | 54% | 80% | 80% | Utility Specific | [6 empty] | 0 | 0
C - Commercial & Industrial | C1 - Large Business Energy Solutions | C1b - LCI New Equipment | Packaged Terminal Heat Pump | EC1b060 | HVAC | Project | 0 | 12 |  |  |  | 0 | 0% | 0% | 0% | 100% | 100% | 99.9% | 100% | 100% | 100% |  | Utility Specific | 0 | C&I Heating & Cooling | 26.4% | 16.6% | 34.9% | 22.1% | Utility Specific |  | 0.0016 | 0 | 34% | 42% | 34% | 34% | Utility Specific | [6 empty] | 0 | 0
C - Commercial & Industrial | C1 - Large Business Energy Solutions | C1b - LCI New Equipment | VRF System | EC1b061 | HVAC | Project | 0 | 20 |  |  |  | 0 | 0% | 0% | 0% | 100% | 100% | 99.9% | 100% | 100% | 100% |  | Utility Specific | 0 | C&I Heating & Cooling | 26.4% | 16.6% | 34.9% | 22.1% | Utility Specific |  | 0.0016 | 0 | 34.2% | 0% | 34.2% | 34.2% | Utility Specific | [6 empty] | 0 | 0
C - Commercial & Industrial | C1 - Large Business Energy Solutions | C1b - LCI New Equipment | CI Audits - Large New | EC1bAUD | Non-Energy Saving |  | 1 | 1 | 155903.0227 | 155903.0227 |  | 0 | 0% | 0% | 0% | 100% | 0% | 0% | 0% | 0% | 0% |  |  | 0 | Non-Electric Measures | 0% | 0% | 0% | 0% |  |  | 0 | 0 | 0% | 0% | 0% | 0% | [7 empty] | 0 | 0
C - Commercial & Industrial | C1 - Large Business Energy Solutions | C1b - LCI New Equipment | Vendor Fees - Large New | EC1bNES01 | Non-Energy Saving |  | 0 | 1 |  |  |  | 0 | 0% | 0% | 0% | 100% | 0% | 0% | 0% | 0% | 0% |  |  | 0 | Non-Electric Measures | 0% | 0% | 0% | 0% |  |  | 0 | 0 | 0% | 0% | 0% | 0% | [7 empty] | 0 | 0
C - Commercial & Industrial | C1 - Large Business Energy Solutions | C1b - LCI New Equipment | Vendor Fees - TA Studies - Large New | EC1bNES02 | Non-Energy Saving |  | 0 | 1 |  |  |  | 0 | 0% | 0% | 0% | 100% | 0% | 0% | 0% | 0% | 0% |  |  | 0 | Non-Electric Measures | 0% | 0% | 0% | 0% |  |  | 0 | 0 | 0% | 0% | 0% | 0% | [7 empty] | 0 | 0
C - Commercial & Industrial | C1 - Large Business Energy Solutions | C1b - LCI New Equipment | [21 empty] | 0 | [20 empty] | 0 | 0
C - Commercial & Industrial | C1 - Large Business Energy Solutions | C1b - LCI New Equipment | [21 empty] | 0 | [20 empty] | 0 | 0
C - Commercial & Industrial | C1 - Large Business Energy Solutions | C1b - LCI New Equipment | [21 empty] | 0 | [20 empty] | 0 | 0
[24 empty] | 0 | [20 empty] | 0 | 0
C - Commercial & Industrial | C1 - Large Business Energy Solutions | C1c - LCI Midstream | Midstream Circulator Pump | EC1c001 | HVAC | Project | 0 | 20 | 361.04 | 156.94 |  | 204.1 | 22.5% | 8.5% | 0% | 86% | 100% | 100% | 100% | 100% | 100% |  | Utility Specific | 460.1 | C&I Heating & Cooling | 26.4% | 16.6% | 34.9% | 22.1% | Utility Specific |  | 0.0016 | 0.73616 | 82% | 5% | 82% | 82% | Utility Specific | [6 empty] | 0 | 0
C - Commercial & Industrial | C1 - Large Business Energy Solutions | C1c - LCI Midstream | Midstream Demand Control Ventilation | EC1c002 | HVAC | Project | 0 | 10 |  |  |  | 0 | 22.5% | 8.5% | 0% | 86% | 100% | 100% | 100% | 100% | 100% |  | Utility Specific | 0 | C&I Heating & Cooling | 26.4% | 16.6% | 34.9% | 22.1% | Utility Specific |  | 0.0016 | 0 | 82% | 5% | 82% | 82% | Utility Specific | [6 empty] | 0 | 0
C - Commercial & Industrial | C1 - Large Business Energy Solutions | C1c - LCI Midstream | Midstream DMSHP Systems | EC1c003 | HVAC | Project | 0 | 20 | 633.71 | 314.71 |  | 319 | 22.5% | 8.5% | 0% | 86% | 100% | 100% | 100% | 100% | 100% |  | Utility Specific | 1151.69 | C&I Heating & Cooling | 26.4% | 16.6% | 34.9% | 22.1% | Utility Specific |  | 0.0016 | 1.8427 | 34.2% | 0% | 34.2% | 34.2% | Utility Specific | [6 empty] | 0 | 0
C - Commercial & Industrial | C1 - Large Business Energy Solutions | C1c - LCI Midstream | Midstream Dual Enthalpy Economizer Controls | EC1c004 | HVAC | Project | 0 | 10 | 403 | 275 |  | 128 | 22.5% | 8.5% | 0% | 86% | 100% | 100% | 100% | 100% | 100% |  | Utility Specific | 3673.54 | C&I Heating & Cooling | 26.4% | 16.6% | 34.9% | 22.1% | Utility Specific | 3.674 | 0.0016 | 3.674 | 34.2% | 0% | 34.2% | 34.2% | Utility Specific | [6 empty] | 0 | 0
C - Commercial & Industrial | C1 - Large Business Energy Solutions | C1c - LCI Midstream | Midstream ECM Fan Motors | EC1c005 | HVAC | Project | 0 | 20 |  |  |  | 0 | 22.5% | 8.5% | 0% | 86% | 100% | 100% | 100% | 100% | 100% |  | Utility Specific | 0 | C&I Heating & Cooling | 26.4% | 16.6% | 34.9% | 22.1% | Utility Specific |  | 0.0016 | 0 | 82% | 5% | 82% | 82% | Utility Specific | [6 empty] | 0 | 0
C - Commercial & Industrial | C1 - Large Business Energy Solutions | C1c - LCI Midstream | Midstream Heat Pump Systems | EC1c006 | HVAC | Project | 0 | 20 | 768 | 198.53 |  | 569.47 | 22.5% | 8.5% | 0% | 86% | 100% | 100% | 100% | 100% | 100% |  | Utility Specific | 783.99 | C&I Heating & Cooling | 26.4% | 16.6% | 34.9% | 22.1% | Utility Specific | 0.47 | 0.0016 | 0.47 | 34.2% | 0% | 34.2% | 34.2% | Utility Specific | [6 empty] | 0 | 0
C - Commercial & Industrial | C1 - Large Business Energy Solutions | C1c - LCI Midstream | Midstream Unitary Air Conditioners | EC1c007 | HVAC | Project | 0 | 20 | 1821.58 | 1137.95 |  | 683.63 | 22.5% | 8.5% | 0% | 86% | 100% | 100% | 100% | 100% | 100% |  | Utility Specific | 3841.08 | C&I Electric Cooling Unitary Equipment | 8.6% | 4.6% | 52.7% | 34.1% | Utility Specific | 0.768 | 0.000759 | 0.768 | 34.2% | 0% | 34.2% | 34.2% | Utility Specific | [6 empty] | 0 | 0
C - Commercial & Industrial | C1 - Large Business Energy Solutions | C1c - LCI Midstream | Midstream VRF | EC1c008 | HVAC | Project | 0 | 20 | 3463.99 | 2401.58 |  | 1062.41 | 22.5% | 8.5% | 0% | 86% | 100% | 100% | 100% | 100% | 100% |  | Utility Specific | 8794.24 | C&I Heating & Cooling | 26.4% | 16.6% | 34.9% | 22.1% | Utility Specific | 1.759 | 0.0016 | 1.759 | 34.2% | 0% | 34.2% | 34.2% | Utility Specific | [6 empty] | 0 | 0
C - Commercial & Industrial | C1 - Large Business Energy Solutions | C1c - LCI Midstream | Midstream Water Source Heat Pump Systems | EC1c009 | HVAC | Project | 0 | 12 | 567.51 | 258.2 |  | 309.31 | 22.5% | 8.5% | 0% | 86% | 100% | 100% | 100% | 100% | 100% |  | Utility Specific | 661.58 | C&I Heating & Cooling | 26.4% | 16.6% | 34.9% | 22.1% | Utility Specific | 0.397 | 0.0016 | 0.397 | 34.2% | 34.2% | 34.2% | 34.2% | Utility Specific | [6 empty] | 0 | 0
C - Commercial & Industrial | C1 - Large Business Energy Solutions | C1c - LCI Midstream | Midstream LED Downlight | EC1c010 | Lighting | Project | 0 | 1 |  |  |  | 0 | 72% | 11% | 0% | 39% | 95% | 103.4% | 97.4% | 112.3% | 100% |  | Utility Specific | 0 | C&I Interior Lighting - Prescriptive | 30.3% | 17.4% | 34.3% | 18.1% | Calculated |  | 0.0002 | 0 | 70% | 49% | 70% | 70% | Calculated | NG - C&I Gas Heat | 0 | Fuel Oil - Com Fuel | 0 |  |  | 0 | 0
C - Commercial & Industrial | C1 - Large Business Energy Solutions | C1c - LCI Midstream | Midstream LED Exterior | EC1c011 | Lighting | Project | 0 | 4 | 205.26 | 43.18 |  | 162.08 | 72% | 11% | 0% | 39% | 95% | 100% | 100% | 100% | 100% |  | Utility Specific | 362.48 | C&I Exterior Lighting | 20.1% | 31.6% | 19.2% | 29% | Calculated |  | 0.0002 | 0.072496 | 0% | 100% | 0% | 0% | Calculated | [6 empty] | 0 | 0
C - Commercial & Industrial | C1 - Large Business Energy Solutions | C1c - LCI Midstream | Midstream LED High Bay/Low Bay | EC1c012 | Lighting | Project | 0 | 6 | 189.35 | 131.5 |  | 57.85 | 72% | 11% | 0% | 39% | 95% | 103.4% | 97.4% | 112.3% | 100% |  | Utility Specific | 806.91 | C&I Interior Lighting - Prescriptive | 30.3% | 17.4% | 34.3% | 18.1% | Calculated |  | 0.0002 | 0.16138 | 83% | 65% | 83% | 83% | Calculated | NG - C&I Gas Heat | -0.043573 | Fuel Oil - Com Fuel | -0.087146 |  |  | 0 | 0
C - Commercial & Industrial | C1 - Large Business Energy Solutions | C1c - LCI Midstream | Midstream LED Linear Fixture | EC1c013 | Lighting | Project | 0 | 5 | 72.72 | 34.49 |  | 38.23 | 72% | 11% | 0% | 39% | 95% | 103.4% | 97.4% | 112.3% | 100% |  | Utility Specific | 111.54 | C&I Interior Lighting - Prescriptive | 30.3% | 17.4% | 34.3% | 18.1% | Calculated |  | 0.0002 | 0.022308 | 83% | 65% | 83% | 83% | Calculated | NG - C&I Gas Heat | -0.0060232 | Fuel Oil - Com Fuel | -0.012046 |  |  | 0 | 0
C - Commercial & Industrial | C1 - Large Business Energy Solutions | C1c - LCI Midstream | Midstream LED Linear Fixture with Controls | EC1c014 | Lighting | Project | 0 | 5 |  |  |  | 0 | 72% | 11% | 0% | 39% | 95% | 103.4% | 97.4% | 112.3% | 100% |  | Utility Specific | 0 | C&I Interior Lighting - Prescriptive | 30.3% | 17.4% | 34.3% | 18.1% | Calculated |  | 0.0002 | 0 | 83% | 65% | 83% | 83% | Calculated | NG - C&I Gas Heat | 0 | Fuel Oil - Com Fuel | 0 |  |  | 0 | 0
C - Commercial & Industrial | C1 - Large Business Energy Solutions | C1c - LCI Midstream | Midstream LED Linear Lamp | EC1c015 | Lighting | Project | 0 | 5 | 173.72 | 112 |  | 61.72 | 72% | 11% | 0% | 39% | 95% | 103.4% | 97.4% | 112.3% | 100% |  | Utility Specific | 230.31 | C&I Interior Lighting - Prescriptive | 30.3% | 17.4% | 34.3% | 18.1% | Calculated |  | 0.0002 | 0.046062 | 83% | 65% | 83% | 83% | Calculated | NG - C&I Gas Heat | -0.012437 | Fuel Oil - Com Fuel | -0.024873 |  |  | 0 | 0
C - Commercial & Industrial | C1 - Large Business Energy Solutions | C1c - LCI Midstream | Midstream LED Screw In | EC1c016 | Lighting | Project | 0 | 1 | 16.68 | 8.4 |  | 8.28 | 72% | 11% | 0% | 39% | 95% | 103.4% | 97.4% | 112.3% | 100% |  | Utility Specific | 121.11 | C&I Interior Lighting - Prescriptive | 30.3% | 17.4% | 34.3% | 18.1% | Calculated |  | 0.0002 | 0.024222 | 70% | 49% | 70% | 70% | Calculated | NG - C&I Gas Heat | -0.013282 | Fuel Oil - Com Fuel | -0.026563 |  |  | 0 | 0
C - Commercial & Industrial | C1 - Large Business Energy Solutions | C1c - LCI Midstream | Midstream LED Stairwell Kit | EC1c017 | Lighting | Project | 0 | 4 | 273.92 | 87.54 |  | 186.38 | 72% | 11% | 0% | 39% | 95% | 103.4% | 97.4% | 112.3% | 100% |  | Utility Specific | 217.32 | C&I Interior Lighting - Prescriptive | 30.3% | 17.4% | 34.3% | 18.1% | Calculated |  | 0.0002 | 0.043464 | 82% | 82% | 82% | 82% | Calculated | [6 empty] | 0 | 0
C - Commercial & Industrial | C1 - Large Business Energy Solutions | C1c - LCI Midstream | Midstream Combination Oven, Electric | EC1c018 | Food Service | Appliance | 0 | 12 | 2667 | 2000 |  | 667 | 22.5% | 8.5% | 0% | 86% | 100% | 100% | 100% | 100% | 100% |  | Deemed | 6368 | C&I Food Services | 32% | 35% | 16% | 17% | Deemed | 1.45 | 0.000192 | 1.45 | 90% | 90% | 90% | 90% | Utility Specific | [6 empty] | 0 | 0
C - Commercial & Industrial | C1 - Large Business Energy Solutions | C1c - LCI Midstream | Midstream Convection Oven, Electric | EC1c019 | Food Service | Appliance | 0 | 12 | 667 | 500 |  | 167 | 22.5% | 8.5% | 0% | 86% | 100% | 100% | 100% | 100% | 100% |  | Deemed | 2001 | C&I Food Services | 32% | 35% | 16% | 17% | Deemed | 0.46 | 0.000192 | 0.46 | 90% | 90% | 90% | 90% | Utility Specific | [6 empty] | 0 | 0
C - Commercial & Industrial | C1 - Large Business Energy Solutions | C1c - LCI Midstream | Midstream Conveyor Broiler | EC1c047 | Food Service | Appliance | 0 | 12 | 3109.33 |  |  | 3109.33 | 22.5% | 8.5% | 0% | 86% | 100% | 100% | 100% | 100% | 100% |  | Utility Specific | 6403 | C&I Food Services | 32% | 35% | 16% | 17% | Utility Specific | 0.88 | 0.000192 | 0.88 | 90% | 90% | 90% | 90% | Utility Specific | NG - C& I Gas Non Heating | 193.3 |  |  |  |  | 0 | 0
C - Commercial & Industrial | C1 - Large Business Energy Solutions | C1c - LCI Midstream | Midstream Deck Oven, Electric | EC1c050 | Food Service | Appliance | 0 | 12 | 3558 |  |  | 3558 | 22.5% | 8.5% | 0% | 86% | 100% | 100% | 100% | 100% | 100% |  | Deemed | 7519 | C&I Food Services | 32% | 35% | 16% | 17% | Deemed | 1.545 | 0.000192 | 1.545 | 90% | 90% | 90% | 90% | Utility Specific | [6 empty] | 0 | 0
C - Commercial & Industrial | C1 - Large Business Energy Solutions | C1c - LCI Midstream | Midstream Dishwasher - High Temp Door Type | EC1c020 | Food Service | Appliance | 0 | 13 | 995 | 250 |  | 745 | 22.5% | 8.5% | 0% | 86% | 100% | 100% | 100% | 100% | 100% |  | Deemed | 11897 | C&I Food Services | 32% | 35% | 16% | 17% | Deemed | 1.81 | 0.000192 | 1.81 | 90% | 90% | 90% | 90% | Utility Specific | [6 empty] | 0 | 40880
C - Commercial & Industrial | C1 - Large Business Energy Solutions | C1c - LCI Midstream | Midstream Dishwasher - High Temp Multi Tank Conveyor | EC1c021 | Food Service | Appliance | 0 | 13 | 970 | 100 |  | 870 | 22.5% | 8.5% | 0% | 86% | 100% | 100% | 100% | 100% | 100% |  | Deemed | 45074 | C&I Food Services | 32% | 35% | 16% | 17% | Deemed | 6.86 | 0.000192 | 6.86 | 90% | 90% | 90% | 90% | Utility Specific | [6 empty] | 0 | 94170
C - Commercial & Industrial | C1 - Large Business Energy Solutions | C1c - LCI Midstream | Midstream Dishwasher - High Temp Pot, Pan, Utensil | EC1c022 | Food Service | Appliance | 0 | 13 | 1710 | 100 |  | 1610 | 22.5% | 8.5% | 0% | 86% | 100% | 100% | 100% | 100% | 100% |  | Deemed | 10979 | C&I Food Services | 32% | 35% | 16% | 17% | Deemed | 1.67 | 0.000192 | 1.67 | 90% | 90% | 90% | 90% | Utility Specific | [6 empty] | 0 | 8760
C - Commercial & Industrial | C1 - Large Business Energy Solutions | C1c - LCI Midstream | Midstream Dishwasher - High Temp Single Tank Conveyor | EC1c023 | Food Service | Appliance | 0 | 13 | 2050 | 100 |  | 1950 | 22.5% | 8.5% | 0% | 86% | 100% | 100% | 100% | 100% | 100% |  | Deemed | 10204 | C&I Food Services | 32% | 35% | 16% | 17% | Deemed | 1.55 | 0.000192 | 1.55 | 90% | 90% | 90% | 90% | Utility Specific | [6 empty] | 0 | 24820
C - Commercial & Industrial | C1 - Large Business Energy Solutions | C1c - LCI Midstream | Midstream Dishwasher - High Temp Under Counter | EC1c024 | Food Service | Appliance | 0 | 13 | 2025 | 250 |  | 1775 | 22.5% | 8.5% | 0% | 86% | 100% | 100% | 100% | 100% | 100% |  | Deemed | 1480 | C&I Food Services | 32% | 35% | 16% | 17% | Deemed | 0.23 | 0.000192 | 0.23 | 90% | 90% | 90% | 90% | Utility Specific | [6 empty] | 0 | 6296
C - Commercial & Industrial | C1 - Large Business Energy Solutions | C1c - LCI Midstream | Midstream Dishwasher - Low Temp Door Type | EC1c025 | Food Service | Appliance | 0 | 13 | 662 | 250 |  | 412 | 22.5% | 8.5% | 0% | 86% | 100% | 100% | 100% | 100% | 100% |  | Deemed | 17255 | C&I Food Services | 32% | 35% | 16% | 17% | Deemed | 2.63 | 0.000192 | 2.63 | 90% | 90% | 90% | 90% | Utility Specific | [6 empty] | 0 | 94024
C - Commercial & Industrial | C1 - Large Business Energy Solutions | C1c - LCI Midstream | Midstream Dishwasher - Low Temp Multi Tank Conveyor | EC1c026 | Food Service | Appliance | 0 | 13 | 970 | 100 |  | 870 | 22.5% | 8.5% | 0% | 86% | 100% | 100% | 100% | 100% | 100% |  | Deemed | 22863 | C&I Food Services | 32% | 35% | 16% | 17% | Deemed | 3.48 | 0.000192 | 3.48 | 90% | 90% | 90% | 90% | Utility Specific | [6 empty] | 0 | 109500
C - Commercial & Industrial | C1 - Large Business Energy Solutions | C1c - LCI Midstream | Midstream Dishwasher - Low Temp Single Tank Conveyor | EC1c027 | Food Service | Appliance | 0 | 13 | 133 | 100 |  | 33 | 22.5% | 8.5% | 0% | 86% | 100% | 100% | 100% | 100% | 100% |  | Deemed | 15387 | C&I Food Services | 32% | 35% | 16% | 17% | Deemed | 2.34 | 0.000192 | 2.34 | 90% | 90% | 90% | 90% | Utility Specific | [6 empty] | 0 | 75920
C - Commercial & Industrial | C1 - Large Business Energy Solutions | C1c - LCI Midstream | Midstream Dishwasher - Low Temp Under Counter | EC1c028 | Food Service | Appliance | 0 | 13 | 324 | 250 |  | 74 | 22.5% | 8.5% | 0% | 86% | 100% | 100% | 100% | 100% | 100% |  | Deemed | 6182 | C&I Food Services | 32% | 35% | 16% | 17% | Deemed | 0.94 | 0.000192 | 0.94 | 90% | 90% | 90% | 90% | Utility Specific | [6 empty] | 0 | 14783
C - Commercial & Industrial | C1 - Large Business Energy Solutions | C1c - LCI Midstream | Midstream Freezer - Solid Door | EC1c029 | Food Service | Appliance | 0 | 12 | 477.5 | 100 |  | 377.5 | 22.5% | 8.5% | 0% | 86% | 100% | 100% | 100% | 100% | 100% |  | Utility Specific | 212 | C&I Food Services | 32% | 35% | 16% | 17% | Deemed | 0.024201 | 0.000192 | 0.024201 | 90% | 90% | 90% | 90% | Utility Specific | [6 empty] | 0 | 0
C - Commercial & Industrial | C1 - Large Business Energy Solutions | C1c - LCI Midstream | Midstream Freezer - Glass Door | EC1c030 | Food Service | Appliance | 0 | 12 | 477.5 | 100 |  | 377.5 | 22.5% | 8.5% | 0% | 86% | 100% | 100% | 100% | 100% | 100% |  | Utility Specific | 427 | C&I Food Services | 32% | 35% | 16% | 17% | Deemed | 0.048744 | 0.000192 | 0.048744 | 90% | 90% | 90% | 90% | Utility Specific | [6 empty] | 0 | 0
C - Commercial & Industrial | C1 - Large Business Energy Solutions | C1c - LCI Midstream | Midstream Fryer Large Vat, Electric | EC1c031 | Food Service | Appliance | 0 | 12 | 1150 |  |  | 1150 | 22.5% | 8.5% | 0% | 86% | 100% | 100% | 100% | 100% | 100% |  | Deemed | 2696 | C&I Food Services | 32% | 35% | 16% | 17% | Deemed | 0.61 | 0.000192 | 0.61 | 90% | 90% | 90% | 90% | Utility Specific | [6 empty] | 0 | 0
C - Commercial & Industrial | C1 - Large Business Energy Solutions | C1c - LCI Midstream | Midstream Fryer Standard Vat, Electric | EC1c032 | Food Service | Appliance | 0 | 12 | 276 | 150 |  | 126 | 22.5% | 8.5% | 0% | 86% | 100% | 100% | 100% | 100% | 100% |  | Deemed | 3272 | C&I Food Services | 32% | 35% | 16% | 17% | Deemed | 0.56 | 0.000192 | 0.56 | 90% | 90% | 90% | 90% | Utility Specific | [6 empty] | 0 | 0
C - Commercial & Industrial | C1 - Large Business Energy Solutions | C1c - LCI Midstream | Midstream Griddle, Electric | EC1c033 | Food Service | Appliance | 0 | 12 | 860 | 400 |  | 460 | 22.5% | 8.5% | 0% | 86% | 100% | 100% | 100% | 100% | 100% |  | Deemed | 3179 | C&I Food Services | 32% | 35% | 16% | 17% | Deemed | 0.73 | 0.000192 | 0.73 | 90% | 90% | 90% | 90% | Utility Specific | [6 empty] | 0 | 0
C - Commercial & Industrial | C1 - Large Business Energy Solutions | C1c - LCI Midstream | Midstream Hand-Wrap Machine | EC1c051 | Food Service | Appliance | 0 | 10 | 135 | 0 |  | 135 | 22.5% | 8.5% | 0% | 86% | 100% | 100% | 100% | 100% | 100% |  | Deemed | 1565 | C&I Food Services | 32% | 35% | 16% | 17% | Deemed | 0.181 | 0.000192 | 0.181 | 90% | 90% | 90% | 90% | Utility Specific | [6 empty] | 0 | 0
C - Commercial & Industrial | C1 - Large Business Energy Solutions | C1c - LCI Midstream | Midstream High Efficiency Condensing Unit | EC1c052 | Food Service |  | 0 | 13 |  |  |  | 0 | 22.5% | 8.5% | 0% | 86% | 100% | 100% | 100% | 100% | 100% |  | Utility Specific | 0 | C&I Food Services | 32% | 35% | 16% | 17% | Utility Specific |  | 0.000192 | 0 | 100% | 115% | 100% | 100% | Utility Specific | [6 empty] | 0 | 0
C - Commercial & Industrial | C1 - Large Business Energy Solutions | C1c - LCI Midstream | Midstream Hot Food Holding Cabinet 3/4 Size | EC1c034 | Food Service | Appliance | 0 | 12 | 902 | 750 |  | 152 | 22.5% | 8.5% | 0% | 86% | 100% | 100% | 100% | 100% | 100% |  | Deemed | 1189 | C&I Food Services | 32% | 35% | 16% | 17% | Deemed | 0.32 | 0.000192 | 0.32 | 90% | 90% | 90% | 90% | Utility Specific | [6 empty] | 0 | 0
C - Commercial & Industrial | C1 - Large Business Energy Solutions | C1c - LCI Midstream | Midstream Hot Food Holding Cabinet Full Size | EC1c035 | Food Service | Appliance | 0 | 12 | 902 | 900 |  | 2 | 22.5% | 8.5% | 0% | 86% | 100% | 100% | 100% | 100% | 100% |  | Deemed | 3807 | C&I Food Services | 32% | 35% | 16% | 17% | Deemed | 1.15 | 0.000192 | 1.15 | 90% | 90% | 90% | 90% | Utility Specific | [6 empty] | 0 | 0
C - Commercial & Industrial | C1 - Large Business Energy Solutions | C1c - LCI Midstream | Midstream Hot Food Holding Cabinet Half Size | EC1c036 | Food Service | Appliance | 0 | 12 | 902 | 600 |  | 302 | 22.5% | 8.5% | 0% | 86% | 100% | 100% | 100% | 100% | 100% |  | Deemed | 223 | C&I Food Services | 32% | 35% | 16% | 17% | Deemed | 0.05 | 0.000192 | 0.05 | 90% | 90% | 90% | 90% | Utility Specific | [6 empty] | 0 | 0
C - Commercial & Industrial | C1 - Large Business Energy Solutions | C1c - LCI Midstream | Midstream Ice Machine Ice Making Head | EC1c037 | Food Service | Appliance | 0 | 8 | 222 | 200 |  | 22 | 22.5% | 8.5% | 0% | 86% | 100% | 100% | 100% | 100% | 100% |  | Utility Specific | 1117 | C&I Food Services | 32% | 35% | 16% | 17% | Utility Specific | 0.3 | 0.000192 | 0.3 | 90% | 90% | 90% | 90% | Utility Specific | [6 empty] | 0 | 3322
C - Commercial & Industrial | C1 - Large Business Energy Solutions | C1c - LCI Midstream | Midstream Ice Machine Remote Cond/Split Unit Batch | EC1c038 | Food Service | Appliance | 0 | 8 | 222 | 200 |  | 22 | 22.5% | 8.5% | 0% | 86% | 100% | 100% | 100% | 100% | 100% |  | Utility Specific | 2601 | C&I Food Services | 32% | 35% | 16% | 17% | Utility Specific | 0.3 | 0.000192 | 0.3 | 90% | 90% | 90% | 90% | Utility Specific | [6 empty] | 0 | 2631
C - Commercial & Industrial | C1 - Large Business Energy Solutions | C1c - LCI Midstream | Midstream Ice Machine Remote Cond/Split Unit Continuous | EC1c039 | Food Service | Appliance | 0 | 8 | 470 |  |  | 470 | 22.5% | 8.5% | 0% | 86% | 100% | 100% | 100% | 100% | 100% |  | Utility Specific | 3641 | C&I Food Services | 32% | 35% | 16% | 17% | Utility Specific | 0.3 | 0.000192 | 0.3 | 90% | 90% | 90% | 90% | Utility Specific | [6 empty] | 0 | 0
C - Commercial & Industrial | C1 - Large Business Energy Solutions | C1c - LCI Midstream | Midstream Ice Machine Self Contained | EC1c040 | Food Service | Appliance | 0 | 8 | 222 | 100 |  | 122 | 22.5% | 8.5% | 0% | 86% | 100% | 100% | 100% | 100% | 100% |  | Utility Specific | 805 | C&I Food Services | 32% | 35% | 16% | 17% | Utility Specific | 0.3 | 0.000192 | 0.3 | 90% | 90% | 90% | 90% | Utility Specific | [6 empty] | 0 | 3526
C - Commercial & Industrial | C1 - Large Business Energy Solutions | C1c - LCI Midstream | Midstream Refrigerated Chef Base | EC1c053 | Food Service | Appliance | 0 | 12 | 2793.75 |  |  | 2793.75 | 22.5% | 8.5% | 0% | 86% | 100% | 100% | 100% | 100% | 100% |  | Utility Specific | 1052 | C&I Food Services | 32% | 35% | 16% | 17% | Utility Specific | 0.1152 | 0.000192 | 0.1152 | 90% | 90% | 90% | 90% | Utility Specific | [6 empty] | 0 | 0
C - Commercial & Industrial | C1 - Large Business Energy Solutions | C1c - LCI Midstream | Midstream Refrigerator - Glass Door | EC1c041 | Food Service | Appliance | 0 | 12 | 480.5 | 100 |  | 380.5 | 22.5% | 8.5% | 0% | 86% | 100% | 100% | 100% | 100% | 100% |  | Utility Specific | 245 | C&I Food Services | 32% | 35% | 16% | 17% | Utility Specific | 0.027968 | 0.000192 | 0.027968 | 90% | 90% | 90% | 90% | Utility Specific | [6 empty] | 0 | 0
C - Commercial & Industrial | C1 - Large Business Energy Solutions | C1c - LCI Midstream | Midstream Refrigerator - Solid Door | EC1c042 | Food Service | Appliance | 0 | 12 | 480.5 | 100 |  | 380.5 | 22.5% | 8.5% | 0% | 86% | 100% | 100% | 100% | 100% | 100% |  | Utility Specific | 170 | C&I Food Services | 32% | 35% | 16% | 17% | Utility Specific | 0.019406 | 0.000192 | 0.019406 | 90% | 90% | 90% | 90% | Utility Specific | [6 empty] | 0 | 0
C - Commercial & Industrial | C1 - Large Business Energy Solutions | C1c - LCI Midstream | Midstream Steam Cooker, Electric | EC1c043 | Food Service | Appliance | 0 | 12 | 3400 | 1000 |  | 2400 | 22.5% | 8.5% | 0% | 86% | 100% | 100% | 100% | 100% | 100% |  | Deemed | 6550 | C&I Food Services | 32% | 35% | 16% | 17% | Deemed | 2.28 | 0.000192 | 2.28 | 90% | 90% | 90% | 90% | Utility Specific | [6 empty] | 0 | 69975
C - Commercial & Industrial | C1 - Large Business Energy Solutions | C1c - LCI Midstream | Midstream Ultra Low-Temp Freezer | EC1c048 | Food Service | Appliance | 2.1042 | 15 | 4500 | 1250 |  | 3250 | 22.5% | 8.5% | 0% | 86% | 100% | 100% | 100% | 100% | 100% |  | Deemed | 5737 | C&I Food Services | 32% | 35% | 16% | 17% | Deemed | 0.654 | 0.000192 | 0.654 | 90% | 90% | 90% | 90% | Utility Specific | [6 empty] | 0 | 0
C - Commercial & Industrial | C1 - Large Business Energy Solutions | C1c - LCI Midstream | Midstream Contact Conveyor Toaster | EC1c066 | Food Service | Appliance | 0 | 12 |  |  |  | 0 | 22.5% | 8.5% | 0% | 86% | 100% | 100% | 100% | 100% | 100% |  | Deemed | 2340 | C&I Food Services | 32% | 35% | 16% | 17% | Deemed | 0.361 | 0.000192 | 0.361 | 90% | 90% | 90% | 90% | Utility Specific
C - Commercial & Industrial | C1 - Large Business Energy Solutions | C1c - LCI Midstream | Midstream Radiant Conveyor Toaster | EC1c067 | Food Service | Appliance | 0 | 12 |  |  |  | 0 | 22.5% | 8.5% | 0% | 86% | 100% | 100% | 100% | 100% | 100% |  | Utility Specific | 1510 | C&I Food Services | 32% | 35% | 16% | 17% | Utility Specific |  | 0.000192 | 0.28992 | 90% | 90% | 90% | 90% | Utility Specific
C - Commercial & Industrial | C1 - Large Business Energy Solutions | C1c - LCI Midstream | Midstream Demand Control Kitchen Ventilation | EC1c068 | Food Service | Appliance | 0 | 20 |  |  |  | 0 | 22.5% | 8.5% | 0% | 86% | 100% | 100% | 100% | 100% | 100% |  | Utility Specific | 0 | C&I Food Services | 32% | 35% | 16% | 17% | Utility Specific |  | 0.000192 | 0 | 90% | 90% | 90% | 90% | Utility Specific
C - Commercial & Industrial | C1 - Large Business Energy Solutions | C1c - LCI Midstream | Midstream Hot Food Holding Bin | EC1c069 | Food Service | Appliance | 0 | 12 |  |  |  | 0 | 22.5% | 8.5% | 0% | 86% | 100% | 100% | 100% | 100% | 100% |  | Deemed | 163 | C&I Food Services | 32% | 35% | 16% | 17% | Deemed | 0.0252 | 0.000192 | 0.0252 | 90% | 90% | 90% | 90% | Utility Specific
C - Commercial & Industrial | C1 - Large Business Energy Solutions | C1c - LCI Midstream | Midstream Soup Well, Electric | EC1c070 | Food Service | Appliance | 0 | 12 |  |  |  | 0 | 22.5% | 8.5% | 0% | 86% | 100% | 100% | 100% | 100% | 100% |  | Deemed | 189 | C&I Food Services | 32% | 35% | 16% | 17% | Deemed | 0.0756 | 0.000192 | 0.0756 | 90% | 90% | 90% | 90% | Utility Specific
C - Commercial & Industrial | C1 - Large Business Energy Solutions | C1c - LCI Midstream | Midstream Steam Table, Electric | EC1c071 | Food Service | Appliance | 0 | 12 |  |  |  | 0 | 22.5% | 8.5% | 0% | 86% | 100% | 100% | 100% | 100% | 100% |  | Deemed | 283 | C&I Food Services | 32% | 35% | 16% | 17% | Deemed | 0.0975 | 0.000192 | 0.0975 | 90% | 90% | 90% | 90% | Utility Specific
C - Commercial & Industrial | C1 - Large Business Energy Solutions | C1c - LCI Midstream | Midstream Heat Pump Water Heater, 120 gallons | EC1c044 | Hot Water | Water Heater | 0 | 13 |  |  |  | 0 | 22.5% | 8.5% | 0% | 86% | 100% | 100% | 100% | 100% | 100% |  | Deemed | 2082 | Water Heater - Heat Pump | 39.13% | 32.97% | 14.89% | 13.01% | Calculated |  | 0.00021971 | 0.45743 | 41.3% | 74.7% | 41.3% | 41.3% | Utility Specific | [6 empty] | 0 | 0
C - Commercial & Industrial | C1 - Large Business Energy Solutions | C1c - LCI Midstream | Midstream Heat Pump Water Heater, 50 gallons | EC1c045 | Hot Water | Water Heater | 1.0011 | 13 | 4000 | 3000 |  | 1000 | 22.5% | 8.5% | 0% | 86% | 100% | 100% | 100% | 100% | 100% |  | Deemed | 4556 | Water Heater - Heat Pump | 39.13% | 32.97% | 14.89% | 13.01% | Calculated |  | 0.00021971 | 1.001 | 41.3% | 74.7% | 41.3% | 41.3% | Utility Specific | [6 empty] | 0 | 0
C - Commercial & Industrial | C1 - Large Business Energy Solutions | C1c - LCI Midstream | Midstream Heat Pump Water Heater, 80 gallons | EC1c046 | Hot Water | Water Heater | 0 | 13 |  |  |  | 0 | 22.5% | 8.5% | 0% | 86% | 100% | 100% | 100% | 100% | 100% |  | Deemed | 1171 | Water Heater - Heat Pump | 39.13% | 32.97% | 14.89% | 13.01% | Calculated |  | 0.00021971 | 0.25728 | 41.3% | 74.7% | 41.3% | 41.3% | Utility Specific | [6 empty] | 0 | 0
C - Commercial & Industrial | C1 - Large Business Energy Solutions | C1c - LCI Midstream | OMP Room Air Purifier | EC1c054 | HVAC | Appliance | 0 | 3 | 80 |  |  | 80 | 22.5% | 8.5% | 0% | 86% | 100% | 100% | 100% | 100% | 100% |  | Utility Specific | 214 | 24 hour operation | 30.5% | 36.1% | 15.2% | 18.3% | Utility Specific | 0.075 | 0.00011416 | 0.075 | 100% | 100% | 100% | 100% | Utility Specific | [6 empty] | 0 | 0
C - Commercial & Industrial | C1 - Large Business Energy Solutions | C1c - LCI Midstream | OMP Smart Strip, Tier 1 | EC1c055 | Process | Power Strip | 0 | 5 | 18 |  |  | 18 | 22.5% | 8.5% | 0% | 86% | 100% | 100% | 100% | 100% | 100% |  | Deemed | 105 | Primary TV and Peripherals | 32.24% | 34.78% | 15.36% | 17.62% | Deemed | 0.01 | 0.00018311 | 0.01 | 58.2% | 86.3% | 58.2% | 58.2% | Utility Specific | [6 empty] | 0 | 0
C - Commercial & Industrial | C1 - Large Business Energy Solutions | C1c - LCI Midstream | OMP Smart Strip, Tier 2 | EC1c056 | Process | Power Strip | 0 | 5 | 40 |  |  | 40 | 22.5% | 8.5% | 0% | 86% | 100% | 100% | 100% | 100% | 100% |  | Deemed | 207 | Primary TV and Peripherals | 32.24% | 34.78% | 15.36% | 17.62% | Deemed | 0.024 | 0.00018311 | 0.024 | 58.2% | 86.3% | 58.2% | 58.2% | Utility Specific | [6 empty] | 0 | 0
C - Commercial & Industrial | C1 - Large Business Energy Solutions | C1c - LCI Midstream | OMP Low-Flow Showerhead, Electric | EC1c057 | Hot Water | Showerhead | 0 | 10 |  |  |  | 0 | 22.5% | 8.5% | 0% | 86% | 100% | 100% | 100% | 100% | 100% |  | Deemed | 507 | Water Heater - Electric | 41.52% | 31.39% | 15.22% | 11.88% | Deemed | 0.09 | 0.00024338 | 0.09 | 31.2% | 80.8% | 31.2% | 31.2% | Utility Specific | [6 empty] | 0 | 7300
C - Commercial & Industrial | C1 - Large Business Energy Solutions | C1c - LCI Midstream | OMP Low-Flow Showerhead with Thermostatic Valve, Electric | EC1c058 | Hot Water | Showerhead | 0 | 10 |  |  |  | 0 | 22.5% | 8.5% | 0% | 86% | 100% | 100% | 100% | 100% | 100% |  | Deemed | 507 | Water Heater - Electric | 41.52% | 31.39% | 15.22% | 11.88% | Deemed | 0.09 | 0.00024338 | 0.09 | 31.2% | 80.8% | 31.2% | 31.2% | Utility Specific | [6 empty] | 0 | 7300
C - Commercial & Industrial | C1 - Large Business Energy Solutions | C1c - LCI Midstream | OMP Thermostatic Shut-off Valve, Electric | EC1c059 | Hot Water | Showerhead | 0 | 15 |  |  |  | 0 | 22.5% | 8.5% | 0% | 86% | 100% | 100% | 100% | 100% | 100% |  | Deemed | 69 | Water Heater - Electric | 41.52% | 31.39% | 15.22% | 11.88% | Deemed | 0.01 | 0.00024338 | 0.01 | 31.2% | 80.8% | 31.2% | 31.2% | Utility Specific | [6 empty] | 0 | 558
C - Commercial & Industrial | C1 - Large Business Energy Solutions | C1c - LCI Midstream | OMP Faucet Aerator, Electric | EC1c060 | Hot Water | Aerator | 0 | 10 |  |  |  | 0 | 22.5% | 8.5% | 0% | 86% | 100% | 100% | 100% | 100% | 100% |  | Deemed | 309 | Water Heater - Electric | 41.52% | 31.39% | 15.22% | 11.88% | Deemed | 0.01 | 0.00024338 | 0.01 | 31.2% | 80.8% | 31.2% | 31.2% | Utility Specific | [6 empty] | 0 | 5460
C - Commercial & Industrial | C1 - Large Business Energy Solutions | C1c - LCI Midstream | OMP Pipe Wrap, Electric | EC1c061 | Hot Water | Dwelling Unit | 0 | 15 |  |  |  | 0 | 22.5% | 8.5% | 0% | 86% | 100% | 100% | 100% | 100% | 100% |  | Deemed | 192.5 | Water Heater - Electric | 41.52% | 31.39% | 15.22% | 11.88% | Deemed | 0.01 | 0.00024338 | 0.01 | 31.2% | 80.8% | 31.2% | 31.2% | Utility Specific | [6 empty] | 0 | 0
C - Commercial & Industrial | C1 - Large Business Energy Solutions | C1c - LCI Midstream | OMP Pre-Rinse Spray Valve, Electric | EC1c062 | Hot Water | Valve | 0 | 8 |  |  |  | 0 | 22.5% | 8.5% | 0% | 86% | 100% | 100% | 100% | 100% | 100% |  | Utility Specific | 957 | Water Heater - Electric | 41.52% | 31.39% | 15.22% | 11.88% | Utility Specific |  | 0.00024338 | 0.23292 | 52% | 100% | 52% | 52% | Utility Specific | [6 empty] | 0 | 6410
C - Commercial & Industrial | C1 - Large Business Energy Solutions | C1c - LCI Midstream | OMP ES Dehumidifier | EC1c063 | HVAC | Appliance | 0 | 12 | 55 |  |  | 55 | 22.5% | 8.5% | 0% | 86% | 100% | 100% | 100% | 100% | 100% |  | Deemed | 82.3 | Dehumidifier | 21.99% | 23.34% | 24.93% | 29.74% | Deemed | 0.02 | 0.00023381 | 0.02 | 82% | 17.2% | 82% | 82% | Utility Specific | [6 empty] | 0 | 0
C - Commercial & Industrial | C1 - Large Business Energy Solutions | C1c - LCI Midstream | Midstream Induction Cooktop Displacing Electric Resistance | EC1c064 | Food Service | Appliance | 0 | 12 |  |  |  | 0 | 22.5% | 8.5% | 0% | 86% | 100% | 100% | 100% | 100% | 100% |  | Deemed | 2488 | C&I Food Services | 32% | 35% | 16% | 17% | Deemed | 0.43 | 0.000192 | 0.43 | 90% | 90% | 90% | 90% | Utility Specific | [6 empty] | 0 | 0
C - Commercial & Industrial | C1 - Large Business Energy Solutions | C1c - LCI Midstream | Midstream Packaged Terminal Heat Pump | EC1c065 | HVAC | Project | 0 | 12 |  |  |  | 0 | 22.5% | 8.5% | 0% | 86% | 100% | 100% | 100% | 100% | 100% |  | Utility Specific | 0 | C&I Heating & Cooling | 26.4% | 16.6% | 34.9% | 22.1% | Utility Specific |  | 0.0016 | 0 | 34% | 42% | 34% | 34% | Utility Specific | [6 empty] | 0 | 0
C - Commercial & Industrial | C1 - Large Business Energy Solutions | C1c - LCI Midstream | Midstream Rebate Processing | EC1cNES01 | Non-Energy Saving |  | 0 | 1 |  |  |  | 0 | 0% | 0% | 0% | 100% | 0% | 0% | 0% | 0% | 0% |  |  | 0 | Non-Electric Measures | 0% | 0% | 0% | 0% |  |  | 0 | 0 | 0% | 0% | 0% | 0% | [7 empty] | 0 | 0
C - Commercial & Industrial | C1 - Large Business Energy Solutions | C1c - LCI Midstream | [42 empty] | 0
C - Commercial & Industrial | C1 - Large Business Energy Solutions | C1c - LCI Midstream | [42 empty] | 0
C - Commercial & Industrial | C1 - Large Business Energy Solutions | C1c - LCI Midstream | [42 empty] | 0
C - Commercial & Industrial | C1 - Large Business Energy Solutions | C1c - LCI Midstream | [42 empty] | 0
C - Commercial & Industrial | C1 - Large Business Energy Solutions | C1c - LCI Midstream | [42 empty] | 0
C - Commercial & Industrial | C1 - Large Business Energy Solutions | C1c - LCI Midstream | [42 empty] | 0
C - Commercial & Industrial | C1 - Large Business Energy Solutions | C1c - LCI Midstream | [42 empty] | 0
C - Commercial & Industrial | C1 - Large Business Energy Solutions | C1c - LCI Midstream | [42 empty] | 0
C - Commercial & Industrial | C1 - Large Business Energy Solutions | C1c - LCI Midstream | [42 empty] | 0
C - Commercial & Industrial | C1 - Large Business Energy Solutions | C1c - LCI Midstream | [42 empty] | 0
C - Commercial & Industrial | C1 - Large Business Energy Solutions | C1c - LCI Midstream | [42 empty] | 0
C - Commercial & Industrial | C1 - Large Business Energy Solutions | C1c - LCI Midstream | [42 empty] | 0
C - Commercial & Industrial | C1 - Large Business Energy Solutions | C1c - LCI Midstream | [42 empty] | 0
C - Commercial & Industrial | C1 - Large Business Energy Solutions | C1c - LCI Midstream | [42 empty] | 0
C - Commercial & Industrial | C1 - Large Business Energy Solutions | C1c - LCI Midstream | [42 empty] | 0
[45 empty] | 0 | 0
C - Commercial & Industrial | C1 - Large Business Energy Solutions | C1d - LCI Direct Install | Custom Large Compressed Air Direct Install | EC1d001 | Compressed Air | Project | 0 |  |  |  |  | 0 | 0% | 0% | 0% | 100% | 100% | 86.5% | 88% | 94% | 93% |  | Utility Specific | 0 | C&I Compressed Air - VFD Compressor | 13% | 20% | 26% | 41% | Utility Specific |  | 0.000258 | 0 | 78.9% | 70.5% | 78.9% | 78.9% | Utility Specific | [6 empty] | 0 | 0
C - Commercial & Industrial | C1 - Large Business Energy Solutions | C1d - LCI Direct Install | Custom Large Hot Water Direct Install | EC1d002 | Hot Water | Project | 0 |  |  |  |  | 0 | 0% | 0% | 0% | 100% | 100% | 86.5% | 88% | 94% | 93% |  | Utility Specific | 0 | C&I Water Heating | 25% | 25% | 25% | 25% | Utility Specific |  | 0.000258 | 0 | 54% | 56% | 54% | 54% | Utility Specific | [6 empty] | 0 | 0
C - Commercial & Industrial | C1 - Large Business Energy Solutions | C1d - LCI Direct Install | Custom Large HVAC Direct Install | EC1d003 | HVAC | Project | 0 |  |  |  |  | 0 | 0% | 0% | 0% | 100% | 100% | 86.5% | 88% | 94% | 93% |  | Utility Specific | 0 | Custom Calculation | 72% | 18% | 8% | 2% | Utility Specific |  | 0 | 0 | 31.9% | 26.1% | 31.9% | 31.9% | Utility Specific | [6 empty] | 0 | 0
C - Commercial & Industrial | C1 - Large Business Energy Solutions | C1d - LCI Direct Install | Custom Large Lighting Direct Install - Interior | EC1d004 | Lighting | Project | 0 |  |  |  |  | 0 | 11% | 5% | 0% | 94% | 100% | 99.9% | 100% | 100% | 93% |  | Utility Specific | 0 | C&I Interior Lighting - Prescriptive | 30.3% | 17.4% | 34.3% | 18.1% | Calculated |  | 0.0002 | 0 | 80% | 61% | 80% | 80% | Calculated | NG - C&I Gas Heat | 0 | Fuel Oil - Com Fuel | 0 |  |  | 0 | 0
C - Commercial & Industrial | C1 - Large Business Energy Solutions | C1d - LCI Direct Install | Custom Large Lighting Direct Install - Exterior | EC1d005 | Lighting | Project | 0 |  |  |  |  | 0 | 11% | 5% | 0% | 94% | 100% | 99.9% | 100% | 100% | 93% |  | Utility Specific | 0 | C&I Exterior Lighting | 20.1% | 31.6% | 19.2% | 29% | Calculated |  | 0.0002 | 0 | 0% | 100% | 0% | 0% | Calculated | [6 empty] | 0 | 0
C - Commercial & Industrial | C1 - Large Business Energy Solutions | C1d - LCI Direct Install | Custom Large Lighting Direct Install - Controls | EC1d006 | Lighting | Project | 0 |  |  |  |  | 0 | 11% | 5% | 0% | 94% | 100% | 99.9% | 100% | 100% | 93% |  | Utility Specific | 0 | C&I Lighting Controls | 31.3% | 19% | 32.1% | 17.7% | Calculated |  | 0.0001 | 0 | 15% | 13% | 15% | 15% | Calculated | NG - C&I Gas Heat | 0 | Fuel Oil - Com Fuel | 0 |  |  | 0 | 0
C - Commercial & Industrial | C1 - Large Business Energy Solutions | C1d - LCI Direct Install | Custom Large Motors Direct Install | EC1d007 | Motors/Drives | Project | 0 |  |  |  |  | 0 | 0% | 0% | 0% | 100% | 100% | 86.5% | 88% | 94% | 93% |  | Utility Specific | 0 | Custom Calculation | 23% | 8% | 52% | 17% | Utility Specific |  | 0 | 0 | 91.5% | 90.4% | 91.5% | 91.5% | Utility Specific | [6 empty] | 0 | 0
C - Commercial & Industrial | C1 - Large Business Energy Solutions | C1d - LCI Direct Install | Custom Large Process Direct Install | EC1d008 | Process | Project | 0 |  |  |  |  | 0 | 0% | 0% | 0% | 100% | 100% | 86.5% | 88% | 94% | 93% |  | Utility Specific | 0 | C&I Process | 49% | 13% | 29% | 9% | Utility Specific |  | 0.000725 | 0 | 58% | 71.1% | 58% | 58% | Utility Specific | [6 empty] | 0 | 0
C - Commercial & Industrial | C1 - Large Business Energy Solutions | C1d - LCI Direct Install | Custom Large Refrigeration Direct Install | EC1d009 | Refrigeration | Project | 0 |  |  |  |  | 0 | 0% | 0% | 0% | 100% | 100% | 86.5% | 88% | 94% | 93% |  | Utility Specific | 0 | C&I Refrigeration | 22.6% | 27.3% | 23.3% | 26.8% | Utility Specific |  | 0.0002 | 0 | 73% | 51.9% | 73% | 73% | Utility Specific | [6 empty] | 0 | 0
C - Commercial & Industrial | C1 - Large Business Energy Solutions | C1d - LCI Direct Install | Custom Large Other Direct Install | EC1d010 | Custom Measures | Project | 0 |  |  |  |  | 0 | 0% | 0% | 0% | 100% | 100% | 86.5% | 88% | 94% | 93% |  | Utility Specific | 0 | Custom Calculation | 25% | 25% | 25% | 25% | Utility Specific |  | 0 | 0 | 38.5% | 55.8% | 38.5% | 38.5% | Utility Specific | [6 empty] | 0 | 0
C - Commercial & Industrial | C1 - Large Business Energy Solutions | C1d - LCI Direct Install | Daylight Dimming | EC1d011 | Lighting | Project | 0 | 9 |  |  |  | 0 | 11% | 5% | 0% | 94% | 100% | 99.9% | 100% | 100% | 100% |  | Utility Specific | 0 | C&I Lighting Controls | 31.3% | 19% | 32.1% | 17.7% | Calculated |  | 0.0001 | 0 | 13.8% | 13.4% | 13.8% | 13.8% | Calculated | NG - C&I Gas Heat | 0 | Fuel Oil - Com Fuel | 0 |  |  | 0 | 0
C - Commercial & Industrial | C1 - Large Business Energy Solutions | C1d - LCI Direct Install | Lighting Fixture - Exterior w/ Controls | EC1d012 | Lighting | Project | 0 |  |  |  |  | 0 | 11% | 5% | 0% | 94% | 100% | 99.9% | 100% | 100% | 100% |  | Utility Specific | 0 | C&I Exterior Lighting | 20.1% | 31.6% | 19.2% | 29% | Calculated |  | 0.0002 | 0 | 0% | 100% | 0% | 0% | Calculated | [6 empty] | 0 | 0
C - Commercial & Industrial | C1 - Large Business Energy Solutions | C1d - LCI Direct Install | Lighting Fixture - Exterior w/o Controls | EC1d013 | Lighting | Project | 0 |  |  |  |  | 0 | 11% | 5% | 0% | 94% | 100% | 99.9% | 100% | 100% | 100% |  | Utility Specific | 0 | C&I Exterior Lighting | 20.1% | 31.6% | 19.2% | 29% | Calculated |  | 0.0002 | 0 | 0% | 100% | 0% | 0% | Calculated | [6 empty] | 0 | 0
C - Commercial & Industrial | C1 - Large Business Energy Solutions | C1d - LCI Direct Install | Lighting Fixture - Interior w/ Controls | EC1d014 | Lighting | Project | 0 |  |  |  |  | 0 | 11% | 5% | 0% | 94% | 100% | 99.9% | 100% | 100% | 100% |  | Utility Specific | 0 | C&I Interior Lighting - Prescriptive | 30.3% | 17.4% | 34.3% | 18.1% | Calculated |  | 0.0002 | 0 | 50.4% | 38.9% | 50.4% | 50.4% | Calculated | NG - C&I Gas Heat | 0 | Fuel Oil - Com Fuel | 0 |  |  | 0 | 0
C - Commercial & Industrial | C1 - Large Business Energy Solutions | C1d - LCI Direct Install | Lighting Fixture - Interior w/o Controls | EC1d015 | Lighting | Project | 0 |  |  |  |  | 0 | 11% | 5% | 0% | 94% | 100% | 99.9% | 100% | 100% | 100% |  | Utility Specific | 0 | C&I Interior Lighting - Prescriptive | 30.3% | 17.4% | 34.3% | 18.1% | Calculated |  | 0.0002 | 0 | 50.4% | 38.9% | 50.4% | 50.4% | Calculated | NG - C&I Gas Heat | 0 | Fuel Oil - Com Fuel | 0 |  |  | 0 | 0
C - Commercial & Industrial | C1 - Large Business Energy Solutions | C1d - LCI Direct Install | Lighting Occupancy Sensors | EC1d016 | Lighting | Project | 0 | 9 |  |  |  | 0 | 11% | 5% | 0% | 94% | 100% | 99.9% | 100% | 100% | 100% |  | Utility Specific | 0 | C&I Lighting Controls | 31.3% | 19% | 32.1% | 17.7% | Calculated |  | 0.0001 | 0 | 13.8% | 13.4% | 13.8% | 13.8% | Calculated | NG - C&I Gas Heat | 0 | Fuel Oil - Com Fuel | 0 |  |  | 0 | 0
C - Commercial & Industrial | C1 - Large Business Energy Solutions | C1d - LCI Direct Install | [Open Measure - To Be Assigned] | EC1d017 | [40 empty] | 0 | 0
C - Commercial & Industrial | C1 - Large Business Energy Solutions | C1d - LCI Direct Install | Case Motor Replacement | EC1d018 | Refrigeration | Project | 0 | 15 |  |  |  | 0 | 0% | 0% | 0% | 100% | 100% | 99.9% | 100% | 100% | 100% |  | Utility Specific | 0 | C&I Refrigeration | 22.6% | 27.3% | 23.3% | 26.8% | Utility Specific |  | 0.0002 | 0 | 90% | 90% | 90% | 90% | Utility Specific | [6 empty] | 0 | 0
C - Commercial & Industrial | C1 - Large Business Energy Solutions | C1d - LCI Direct Install | Cooler Night Cover | EC1d019 | Refrigeration | Project | 0 | 5 |  |  |  | 0 | 0% | 0% | 0% | 100% | 100% | 99.9% | 100% | 100% | 100% |  | Utility Specific | 0 | C&I Refrigeration | 22.6% | 27.3% | 23.3% | 26.8% | Utility Specific |  | 0.0002 | 0 | 0% | 0% | 0% | 0% | Utility Specific | [6 empty] | 0 | 0
C - Commercial & Industrial | C1 - Large Business Energy Solutions | C1d - LCI Direct Install | Demand Control Ventilation | EC1d020 | HVAC | Project | 0 | 10 |  |  |  | 0 | 0% | 0% | 0% | 100% | 100% | 99.9% | 100% | 100% | 100% |  | Utility Specific | 0 | C&I Heating & Cooling | 26.4% | 16.6% | 34.9% | 22.1% | Utility Specific |  | 0.0016 | 0 | 82% | 5% | 82% | 82% | Utility Specific | [6 empty] | 0 | 0
C - Commercial & Industrial | C1 - Large Business Energy Solutions | C1d - LCI Direct Install | Door Heater Controls | EC1d021 | Refrigeration | Project | 0 | 10 |  |  |  | 0 | 0% | 0% | 0% | 100% | 100% | 99.9% | 100% | 100% | 100% |  | Utility Specific | 0 | C&I Refrigeration | 22.6% | 27.3% | 23.3% | 26.8% | Utility Specific |  | 0.0002 | 0 | 90% | 90% | 90% | 90% | Utility Specific | [6 empty] | 0 | 0
C - Commercial & Industrial | C1 - Large Business Energy Solutions | C1d - LCI Direct Install | Dual Enthalpy Economizer Controls (DEEC) | EC1d022 | HVAC | Project | 0 | 10 |  |  |  | 0 | 0% | 0% | 0% | 100% | 100% | 99.9% | 100% | 100% | 100% |  | Utility Specific | 0 | C&I Heating & Cooling | 26.4% | 16.6% | 34.9% | 22.1% | Utility Specific |  | 0.0016 | 0 | 34.2% | 0% | 34.2% | 34.2% | Utility Specific | [6 empty] | 0 | 0
C - Commercial & Industrial | C1 - Large Business Energy Solutions | C1d - LCI Direct Install | Duct Sealing, Electric | EC1d023 | HVAC | Project | 0 | 20 |  |  |  | 0 | 0% | 0% | 0% | 100% | 100% | 99.9% | 100% | 100% | 100% |  | Utility Specific | 0 | Weighted HVAC - Multi-family | 23.21% | 27.86% | 25.2% | 23.73% | Utility Specific |  | 0.00084647 | 0 | 35% | 0% | 35% | 35% | Utility Specific | [6 empty] | 0 | 0
C - Commercial & Industrial | C1 - Large Business Energy Solutions | C1d - LCI Direct Install | Ductless Mini Split Heat Pump | EC1d024 | HVAC | Project | 0 | 20 |  |  |  | 0 | 0% | 0% | 0% | 100% | 100% | 99.9% | 100% | 100% | 100% |  | Utility Specific | 0 | C&I Heating & Cooling | 26.4% | 16.6% | 34.9% | 22.1% | Utility Specific |  | 0.0016 | 0 | 34.2% | 0% | 34.2% | 34.2% | Utility Specific | [6 empty] | 0 | 0
C - Commercial & Industrial | C1 - Large Business Energy Solutions | C1d - LCI Direct Install | ECM Evaporator Fan Motors for Walk-in Cooler/Freezer | EC1d025 | Refrigeration | Project | 0 | 15 |  |  |  | 0 | 0% | 0% | 0% | 100% | 100% | 99.9% | 100% | 100% | 100% |  | Utility Specific | 0 | C&I Refrigeration | 22.6% | 27.3% | 23.3% | 26.8% | Utility Specific |  | 0.0002 | 0 | 90% | 90% | 90% | 90% | Utility Specific | [6 empty] | 0 | 0
C - Commercial & Industrial | C1 - Large Business Energy Solutions | C1d - LCI Direct Install | Electronic Defrost Control | EC1d026 | Refrigeration | Project | 0 | 10 |  |  |  | 0 | 0% | 0% | 0% | 100% | 100% | 99.9% | 100% | 100% | 100% |  | Utility Specific | 0 | C&I Refrigeration | 22.6% | 27.3% | 23.3% | 26.8% | Utility Specific |  | 0.0002 | 0 | 90% | 90% | 90% | 90% | Utility Specific | [6 empty] | 0 | 0
C - Commercial & Industrial | C1 - Large Business Energy Solutions | C1d - LCI Direct Install | Energy Management System, Electric | EC1d027 | HVAC | Project | 0 | 10 |  |  |  | 0 | 0% | 0% | 0% | 100% | 100% | 86.5% | 88% | 94% | 93% |  | Utility Specific | 0 | C&I Heating & Cooling | 26.4% | 16.6% | 34.9% | 22.1% | Utility Specific |  | 0.0016 | 0 | 95% | 100% | 95% | 95% | Utility Specific | [6 empty] | 0 | 0
C - Commercial & Industrial | C1 - Large Business Energy Solutions | C1d - LCI Direct Install | Energy Star Wifi Thermostat, Electric | EC1d028 | HVAC | Thermostat | 0 | 15 |  |  |  | 0 | 0% | 0% | 0% | 100% | 100% | 99.9% | 100% | 100% | 100% |  | Deemed | 160.9 | Central Air Conditioner/Heat Pump (Cooling) | 6.595% | 3.846% | 47.32% | 42.24% | Calculated |  | 0.0015937 | 0.25643 | 34.6% | 0% | 34.6% | 34.6% | Utility Specific | [6 empty] | 0 | 0
C - Commercial & Industrial | C1 - Large Business Energy Solutions | C1d - LCI Direct Install | Evaporator Fan Control | EC1d029 | Refrigeration | Project | 0 | 10 |  |  |  | 0 | 0% | 0% | 0% | 100% | 100% | 99.9% | 100% | 100% | 100% |  | Utility Specific | 0 | C&I Refrigeration | 22.6% | 27.3% | 23.3% | 26.8% | Utility Specific |  | 0.0002 | 0 | 100% | 100% | 100% | 100% | Utility Specific | [6 empty] | 0 | 0
C - Commercial & Industrial | C1 - Large Business Energy Solutions | C1d - LCI Direct Install | Faucet Aerator, Electric | EC1d030 | Hot Water | Aerator | 0 | 10 |  |  |  | 0 | 0% | 0% | 0% | 100% | 100% | 99.9% | 100% | 100% | 100% |  | Deemed | 309 | Water Heater - Electric | 41.52% | 31.39% | 15.22% | 11.88% | Deemed | 0.01 | 0.00024338 | 0.01 | 31.2% | 80.8% | 31.2% | 31.2% | Utility Specific | [6 empty] | 0 | 5460
C - Commercial & Industrial | C1 - Large Business Energy Solutions | C1d - LCI Direct Install | Hotel Occupancy Sensor | EC1d031 | HVAC | Sensor | 0 | 10 |  |  |  | 0 | 0% | 0% | 0% | 100% | 100% | 99.9% | 100% | 100% | 100% |  | Deemed | 438 | C&I Heating & Cooling | 26.4% | 16.6% | 34.9% | 22.1% | Deemed | 0.09 | 0.0016 | 0.09 | 82% | 5% | 82% | 82% | Utility Specific | [6 empty] | 0 | 0
C - Commercial & Industrial | C1 - Large Business Energy Solutions | C1d - LCI Direct Install | Low Pressure Drop Filter | EC1d032 | Compressed Air | Project | 0 | 5 |  |  |  | 0 | 0% | 0% | 0% | 100% | 100% | 99.9% | 100% | 100% | 100% |  | Utility Specific | 0 | C&I Compressed Air - VFD Compressor | 25.9% | 23.9% | 26.5% | 23.7% | Utility Specific |  | 0.000258 | 0 | 80% | 54% | 80% | 80% | Utility Specific | [6 empty] | 0 | 0
C - Commercial & Industrial | C1 - Large Business Energy Solutions | C1d - LCI Direct Install | Thermostatic Shut-Off Valve, Electric | EC1d033 | Hot Water | Showerhead | 0 | 15 |  |  |  | 0 | 0% | 0% | 0% | 100% | 100% | 99.9% | 100% | 100% | 100% |  | Deemed | 69 | Water Heater - Electric | 41.52% | 31.39% | 15.22% | 11.88% | Deemed | 0.02 | 0.00024338 | 0.02 | 31.2% | 80.8% | 31.2% | 31.2% | Utility Specific | [6 empty] | 0 | 558
C - Commercial & Industrial | C1 - Large Business Energy Solutions | C1d - LCI Direct Install | Low-Flow Showerhead, Electric | EC1d034 | Hot Water | Showerhead | 0 | 10 |  |  |  | 0 | 0% | 0% | 0% | 100% | 100% | 99.9% | 100% | 100% | 100% |  | Deemed | 507 | Water Heater - Electric | 41.52% | 31.39% | 15.22% | 11.88% | Deemed | 0.09 | 0.00024338 | 0.09 | 31.2% | 80.8% | 31.2% | 31.2% | Utility Specific | [6 empty] | 0 | 7300
C - Commercial & Industrial | C1 - Large Business Energy Solutions | C1d - LCI Direct Install | Motors, Open Drip | EC1d035 | Motors/Drives | Project | 0 | 10 |  |  |  | 0 | 0% | 0% | 0% | 100% | 100% | 99.9% | 100% | 100% | 100% |  | Utility Specific | 0 | Custom Calculation | 0% | 0% | 0% | 0% | Utility Specific |  | 0 | 0 | 0% | 0% | 0% | 0% | Utility Specific | [6 empty] | 0 | 0
C - Commercial & Industrial | C1 - Large Business Energy Solutions | C1d - LCI Direct Install | Motors, Totally Enclosed Fan Cooled | EC1d036 | Motors/Drives | Project | 0 | 10 |  |  |  | 0 | 0% | 0% | 0% | 100% | 100% | 99.9% | 100% | 100% | 100% |  | Utility Specific | 0 | C&I Refrigeration | 22.6% | 27.3% | 23.3% | 26.8% | Utility Specific |  | 0.0002 | 0 | 100% | 100% | 100% | 100% | Utility Specific | [6 empty] | 0 | 0
C - Commercial & Industrial | C1 - Large Business Energy Solutions | C1d - LCI Direct Install | Novelty Cooler Shutoff | EC1d037 | Refrigeration | Project | 0 | 10 |  |  |  | 0 | 0% | 0% | 0% | 100% | 100% | 99.9% | 100% | 100% | 100% |  | Utility Specific | 0 | C&I Refrigeration | 22.6% | 27.3% | 23.3% | 26.8% | Utility Specific |  | 0.0002 | 0 | 90% | 90% | 90% | 90% | Utility Specific | [6 empty] | 0 | 0
C - Commercial & Industrial | C1 - Large Business Energy Solutions | C1d - LCI Direct Install | Pipe Wrap - Heating, Electric | EC1d038 | HVAC | Project | 0 | 15 |  |  |  | 0 | 0% | 0% | 0% | 100% | 100% | 99.9% | 100% | 100% | 100% |  | Utility Specific | 0 | Hardwired Electric Heat | 43.13% | 56.87% | 0% | 0% | Utility Specific |  | 0.0007332 | 0 | 0% | 43.3% | 0% | 0% | Utility Specific | [6 empty] | 0 | 0
C - Commercial & Industrial | C1 - Large Business Energy Solutions | C1d - LCI Direct Install | Pipe Wrap - Hot Water, Electric | EC1d039 | Hot Water | Project | 0 | 15 |  |  |  | 0 | 0% | 0% | 0% | 100% | 100% | 99.9% | 100% | 100% | 100% |  | Utility Specific | 0 | Water Heater - Electric | 41.52% | 31.39% | 15.22% | 11.88% | Utility Specific |  | 0.00024338 | 0 | 31.2% | 80.8% | 31.2% | 31.2% | Utility Specific | [6 empty] | 0 | 0
C - Commercial & Industrial | C1 - Large Business Energy Solutions | C1d - LCI Direct Install | Pre Rinse Spray Valve, Electric | EC1d040 | Hot Water | Valve | 0 | 8 |  |  |  | 0 | 0% | 0% | 0% | 100% | 100% | 99.9% | 100% | 100% | 100% |  | Utility Specific | 957 | Water Heater - Electric | 41.52% | 31.39% | 15.22% | 11.88% | Utility Specific |  | 0.00024338 | 0.23292 | 52% | 100% | 52% | 52% | Utility Specific | [6 empty] | 0 | 6410
C - Commercial & Industrial | C1 - Large Business Energy Solutions | C1d - LCI Direct Install | Programmable Thermostat, Electric | EC1d041 | HVAC | Project | 0 | 15 |  |  |  | 0 | 0% | 0% | 0% | 100% | 100% | 99.9% | 100% | 100% | 100% |  | Utility Specific | 0 | Hardwired Electric Heat | 43.13% | 56.87% | 0% | 0% | Utility Specific |  | 0.0007332 | 0 | 0% | 43.3% | 0% | 0% | Utility Specific | [6 empty] | 0 | 0
C - Commercial & Industrial | C1 - Large Business Energy Solutions | C1d - LCI Direct Install | Steam Trap, Electric | EC1d042 | HVAC | Project | 0 | 6 |  |  |  | 0 | 0% | 0% | 0% | 100% | 100% | 99.9% | 100% | 100% | 100% |  | Utility Specific | 0 | C&I Heating & Cooling | 26.4% | 16.6% | 34.9% | 22.1% | Utility Specific |  | 0.0016 | 0 | 0% | 0% | 0% | 0% | Utility Specific | [6 empty] | 0 | 0
C - Commercial & Industrial | C1 - Large Business Energy Solutions | C1d - LCI Direct Install | Variable Frequency Drive | EC1d043 | Motors/Drives | Project | 0 | 15 |  |  |  | 0 | 0% | 0% | 0% | 100% | 100% | 99.9% | 100% | 100% | 100% |  | Utility Specific | 0 | C&I VFDs (Combined) | 23.7% | 27.2% | 23.8% | 25.3% | Utility Specific |  | 0 | 0 | 100% | 100% | 100% | 100% | Utility Specific | [6 empty] | 0 | 0
C - Commercial & Industrial | C1 - Large Business Energy Solutions | C1d - LCI Direct Install | Variable Frequency Drive with Motor | EC1d044 | Motors/Drives | Project | 0 | 15 |  |  |  | 0 | 0% | 0% | 0% | 100% | 100% | 99.9% | 100% | 100% | 100% |  | Utility Specific | 0 | C&I VFDs (Combined) | 23.7% | 27.2% | 23.8% | 25.3% | Utility Specific |  | 0 | 0 | 100% | 100% | 100% | 100% | Utility Specific | [6 empty] | 0 | 0
C - Commercial & Industrial | C1 - Large Business Energy Solutions | C1d - LCI Direct Install | Vending Miser | EC1d045 | Refrigeration | Project | 0 | 5 |  |  |  | 0 | 0% | 0% | 0% | 100% | 100% | 99.9% | 100% | 100% | 100% |  | Utility Specific | 0 | C&I Refrigeration | 22.6% | 27.3% | 23.3% | 26.8% | Utility Specific |  | 0.0002 | 0 | 90% | 90% | 90% | 90% | Utility Specific | [6 empty] | 0 | 0
C - Commercial & Industrial | C1 - Large Business Energy Solutions | C1d - LCI Direct Install | Zero Loss Condensate Drain | EC1d046 | Compressed Air | Project | 0 | 5 |  |  |  | 0 | 0% | 0% | 0% | 100% | 100% | 99.9% | 100% | 100% | 100% |  | Utility Specific | 0 | C&I Compressed Air - VFD Compressor | 25.9% | 23.9% | 26.5% | 23.7% | Utility Specific |  | 0.000258 | 0 | 80% | 54% | 80% | 80% | Utility Specific | [6 empty] | 0 | 0
C - Commercial & Industrial | C1 - Large Business Energy Solutions | C1d - LCI Direct Install | Induction Cooktop Displacing Electric Resistance | EC1d047 | Food Service | Appliance | 0 | 12 |  |  |  | 0 | 0% | 0% | 0% | 100% | 100% | 99.9% | 100% | 100% | 100% |  | Deemed | 2488 | C&I Food Services | 32% | 35% | 16% | 17% | Deemed | 0.43 | 0.000192 | 0.43 | 90% | 90% | 90% | 90% | Utility Specific | [6 empty] | 0 | 0
C - Commercial & Industrial | C1 - Large Business Energy Solutions | C1d - LCI Direct Install | CI Audits - Large Direct Install | EC1dAUD | Non-Energy Saving |  | 0 |  |  |  |  | 0 | 0% | 0% | 0% | 100% | 0% | 0% | 0% | 0% | 0% |  |  | 0 | Non-Electric Measures | 0% | 0% | 0% | 0% |  |  | 0 | 0 | 0% | 0% | 0% | 0% | [7 empty] | 0 | 0
C - Commercial & Industrial | C1 - Large Business Energy Solutions | C1d - LCI Direct Install | Vendor Fees - Large Direct Install | EC1dNES01 | Non-Energy Saving |  | 0 |  |  |  |  | 0 | 0% | 0% | 0% | 100% | 0% | 0% | 0% | 0% | 0% |  |  | 0 | Non-Electric Measures | 0% | 0% | 0% | 0% |  |  | 0 | 0 | 0% | 0% | 0% | 0% | [7 empty] | 0 | 0
C - Commercial & Industrial | C1 - Large Business Energy Solutions | C1d - LCI Direct Install | Vendor Fees - TA Studies - Large Direct Install | EC1dNES02 | Non-Energy Saving |  | 0 |  |  |  |  | 0 | 0% | 0% | 0% | 100% | 0% | 0% | 0% | 0% | 0% |  |  |  | Non-Electric Measures | 0% | 0% | 0% | 0% |  |  | 0 |  | 0% | 0% | 0% | 0% | [7 empty] | 0
C - Commercial & Industrial | C1 - Large Business Energy Solutions | C1d - LCI Direct Install | [42 empty] | 0
C - Commercial & Industrial | C1 - Large Business Energy Solutions | C1d - LCI Direct Install | [42 empty] | 0
C - Commercial & Industrial | C1 - Large Business Energy Solutions | C1d - LCI Direct Install | [42 empty] | 0
C - Commercial & Industrial | C1 - Large Business Energy Solutions | C1d - LCI Direct Install | [42 empty] | 0
C - Commercial & Industrial | C1 - Large Business Energy Solutions | C1d - LCI Direct Install | [42 empty] | 0
[24 empty] | 0 | [20 empty] | 0 | 0
C - Commercial & Industrial | C1 - Large Business Energy Solutions | C1e - LCI New Construction | Custom Large Compressed Air New Construction | EC1e001 | Compressed Air | Project | 0 |  |  |  |  | 0 | 0% | 0% | 0% | 100% | 100% | 98.2% | 90.2% | 105.4% | 94.9% |  | Utility Specific | 0 | C&I Compressed Air - VFD Compressor | 13% | 20% | 26% | 41% | Utility Specific |  | 0.000258 | 0 | 78.9% | 70.5% | 78.9% | 78.9% | Utility Specific | [6 empty] | 0 | 0
C - Commercial & Industrial | C1 - Large Business Energy Solutions | C1e - LCI New Construction | Custom Large Hot Water New Construction | EC1e002 | Hot Water | Project | 0 |  |  |  |  | 0 | 0% | 0% | 0% | 100% | 100% | 98.2% | 90.2% | 105.4% | 94.9% |  | Utility Specific | 0 | C&I Water Heating | 25% | 25% | 25% | 25% | Utility Specific |  | 0.000258 | 0 | 54% | 56% | 54% | 54% | Utility Specific | [6 empty] | 0 | 0
C - Commercial & Industrial | C1 - Large Business Energy Solutions | C1e - LCI New Construction | Custom Large HVAC New Construction | EC1e003 | HVAC | Project | 0 |  |  |  |  | 0 | 0% | 0% | 0% | 100% | 100% | 98.2% | 90.2% | 105.4% | 94.9% |  | Utility Specific | 0 | Custom Calculation | 72% | 18% | 8% | 2% | Utility Specific |  | 0 | 0 | 31.9% | 26.1% | 31.9% | 31.9% | Utility Specific | [6 empty] | 0 | 0
C - Commercial & Industrial | C1 - Large Business Energy Solutions | C1e - LCI New Construction | Custom Large Lighting New Construction - Interior | EC1e004 | Lighting | Project | 0 | 15 |  |  |  | 0 | 0% | 0% | 0% | 100% | 100% | 98.2% | 90.2% | 105.4% | 94.9% |  | Utility Specific | 0 | C&I Interior Lighting - Prescriptive | 30.3% | 17.4% | 34.3% | 18.1% | Calculated |  | 0.0002 | 0 | 80% | 61% | 80% | 80% | Calculated | NG - C&I Gas Heat | 0 | Fuel Oil - Com Fuel | 0 |  |  | 0 | 0
C - Commercial & Industrial | C1 - Large Business Energy Solutions | C1e - LCI New Construction | Custom Large Lighting New Construction - Exterior | EC1e005 | Lighting | Project | 0 | 15 |  |  |  | 0 | 0% | 0% | 0% | 100% | 100% | 98.2% | 90.2% | 105.4% | 94.9% |  | Utility Specific | 0 | C&I Exterior Lighting | 20.1% | 31.6% | 19.2% | 29% | Calculated |  | 0.0002 | 0 | 0% | 100% | 0% | 0% | Calculated | [6 empty] | 0 | 0
C - Commercial & Industrial | C1 - Large Business Energy Solutions | C1e - LCI New Construction | Custom Large Lighting New Construction - Controls | EC1e006 | Lighting | Project | 0 | 10 |  |  |  | 0 | 0% | 0% | 0% | 100% | 100% | 98.2% | 90.2% | 105.4% | 94.9% |  | Utility Specific | 0 | C&I Lighting Controls | 31.3% | 19% | 32.1% | 17.7% | Calculated |  | 0.0001 | 0 | 15% | 13% | 15% | 15% | Calculated | NG - C&I Gas Heat | 0 | Fuel Oil - Com Fuel | 0 |  |  | 0 | 0
C - Commercial & Industrial | C1 - Large Business Energy Solutions | C1e - LCI New Construction | Custom Large Motors New Construction | EC1e007 | Motors/Drives | Project | 0 |  |  |  |  | 0 | 0% | 0% | 0% | 100% | 100% | 98.2% | 90.2% | 105.4% | 94.9% |  | Utility Specific | 0 | Custom Calculation | 23% | 8% | 52% | 17% | Utility Specific |  | 0 | 0 | 91.5% | 90.4% | 91.5% | 91.5% | Utility Specific | [6 empty] | 0 | 0
C - Commercial & Industrial | C1 - Large Business Energy Solutions | C1e - LCI New Construction | Custom Large Process New Construction | EC1e008 | Process | Project | 0 |  |  |  |  | 0 | 0% | 0% | 0% | 100% | 100% | 98.2% | 90.2% | 105.4% | 94.9% |  | Utility Specific | 0 | C&I Process | 49% | 13% | 29% | 9% | Utility Specific |  | 0.000725 | 0 | 58% | 71.1% | 58% | 58% | Utility Specific | [6 empty] | 0 | 0
C - Commercial & Industrial | C1 - Large Business Energy Solutions | C1e - LCI New Construction | Custom Large Refrigeration New Construction | EC1e009 | Refrigeration | Project | 0 |  |  |  |  | 0 | 0% | 0% | 0% | 100% | 100% | 98.2% | 90.2% | 105.4% | 94.9% |  | Utility Specific | 0 | C&I Refrigeration | 22.6% | 27.3% | 23.3% | 26.8% | Utility Specific |  | 0.0002 | 0 | 73% | 51.9% | 73% | 73% | Utility Specific | [6 empty] | 0 | 0
C - Commercial & Industrial | C1 - Large Business Energy Solutions | C1e - LCI New Construction | Custom Large Other New Construction | EC1e010 | Custom Measures | Project | 0 |  |  |  |  | 0 | 0% | 0% | 0% | 100% | 100% | 98.2% | 90.2% | 105.4% | 94.9% |  | Utility Specific | 0 | Custom Calculation | 25% | 25% | 25% | 25% | Utility Specific |  | 0 | 0 | 38.5% | 55.8% | 38.5% | 38.5% | Utility Specific | [6 empty] | 0 | 0
C - Commercial & Industrial | C1 - Large Business Energy Solutions | C1e - LCI New Construction | Daylight Dimming | EC1e011 | Lighting | Project | 0 | 10 |  |  |  | 0 | 0% | 0% | 0% | 100% | 100% | 98.2% | 90.2% | 105.4% | 94.9% |  | Utility Specific | 0 | C&I Lighting Controls | 31.3% | 19% | 32.1% | 17.7% | Calculated |  | 0.0001 | 0 | 13.8% | 13.4% | 13.8% | 13.8% | Calculated | NG - C&I Gas Heat | 0 | Fuel Oil - Com Fuel | 0 |  |  | 0 | 0
C - Commercial & Industrial | C1 - Large Business Energy Solutions | C1e - LCI New Construction | Performance Lighting - Exterior w/ Controls | EC1e012 | Lighting | Project | 4.1979 | 15 | 419.8267 | 314.87 |  | 104.9567 | 0% | 0% | 0% | 100% | 100% | 98.2% | 90.2% | 105.4% | 94.9% |  | Utility Specific | 2332.35 | C&I Exterior Lighting | 20.1% | 31.6% | 19.2% | 29% | Calculated |  | 0.0002 | 0.46647 | 0% | 100% | 0% | 0% | Calculated | [6 empty] | 0 | 0
C - Commercial & Industrial | C1 - Large Business Energy Solutions | C1e - LCI New Construction | Performance Lighting - Exterior w/o Controls | EC1e013 | Lighting | Project | 3.2946 | 15 | 1320 | 990 |  | 330 | 0% | 0% | 0% | 100% | 100% | 98.2% | 90.2% | 105.4% | 94.9% |  | Utility Specific | 6973.27 | C&I Exterior Lighting | 20.1% | 31.6% | 19.2% | 29% | Calculated |  | 0.0002 | 1.3947 | 0% | 100% | 0% | 0% | Calculated | [6 empty] | 0 | 0
C - Commercial & Industrial | C1 - Large Business Energy Solutions | C1e - LCI New Construction | Performance Lighting - Interior w/ Controls | EC1e014 | Lighting | Project | 1 | 15 | 7026.08 | 5269.56 |  | 1756.52 | 0% | 0% | 0% | 100% | 100% | 98.2% | 90.2% | 105.4% | 94.9% |  | Utility Specific | 39033.8 | C&I Interior Lighting - Prescriptive | 30.3% | 17.4% | 34.3% | 18.1% | Calculated |  | 0.0002 | 7.8068 | 50.4% | 38.9% | 50.4% | 50.4% | Calculated | NG - C&I Gas Heat | -2.1115 | Fuel Oil - Com Fuel | -4.2229 |  |  | 0 | 0
C - Commercial & Industrial | C1 - Large Business Energy Solutions | C1e - LCI New Construction | Performance Lighting - Interior w/o Controls | EC1e015 | Lighting | Project | 1 | 15 | 8439.0533 | 6329.29 |  | 2109.7633 | 0% | 0% | 0% | 100% | 100% | 98.2% | 90.2% | 105.4% | 94.9% |  | Utility Specific | 46883.66 | C&I Interior Lighting - Prescriptive | 30.3% | 17.4% | 34.3% | 18.1% | Calculated |  | 0.0002 | 9.3767 | 50.4% | 38.9% | 50.4% | 50.4% | Calculated | NG - C&I Gas Heat | -2.5361 | Fuel Oil - Com Fuel | -5.0722 |  |  | 0 | 0
C - Commercial & Industrial | C1 - Large Business Energy Solutions | C1e - LCI New Construction | Lighting Occupancy Sensors | EC1e016 | Lighting | Project | 0 | 10 |  |  |  | 0 | 0% | 0% | 0% | 100% | 100% | 98.2% | 90.2% | 105.4% | 94.9% |  | Utility Specific | 0 | C&I Lighting Controls | 31.3% | 19% | 32.1% | 17.7% | Calculated |  | 0.0001 | 0 | 13.8% | 13.4% | 13.8% | 13.8% | Calculated | NG - C&I Gas Heat | 0 | Fuel Oil - Com Fuel | 0 |  |  | 0 | 0
C - Commercial & Industrial | C1 - Large Business Energy Solutions | C1e - LCI New Construction | CI Audits - Large New Construction | EC1eAUD | Non-Energy Saving |  | 1 | 1 | 17540.3204 | 17540.3204 |  | 0 | 0% | 0% | 0% | 100% | 0% | 0% | 0% | 0% | 0% |  |  | 0 | Non-Electric Measures | 0% | 0% | 0% | 0% |  |  | 0 | 0 | 0% | 0% | 0% | 0% | [7 empty] | 0 | 0
C - Commercial & Industrial | C1 - Large Business Energy Solutions | C1e - LCI New Construction | Vendor Fees - Large New Construction | EC1eNES01 | Non-Energy Saving |  | 0 | 1 |  |  |  | 0 | 0% | 0% | 0% | 100% | 0% | 0% | 0% | 0% | 0% |  |  |  | Non-Electric Measures | 0% | 0% | 0% | 0% |  |  | 0 |  | 0% | 0% | 0% | 0% | [7 empty] | 0 | 0
C - Commercial & Industrial | C1 - Large Business Energy Solutions | C1e - LCI New Construction | Vendor Fees - TA Studies - Large New Construction | EC1eNES02 | Non-Energy Saving |  | 0 | 1 |  |  |  | 0 | 0% | 0% | 0% | 100% | 0% | 0% | 0% | 0% | 0% |  |  |  | Non-Electric Measures | 0% | 0% | 0% | 0% |  |  | 0 |  | 0% | 0% | 0% | 0% | [7 empty] | 0 | 0
C - Commercial & Industrial | C1 - Large Business Energy Solutions | C1e - LCI New Construction | [42 empty] | 0 | 0
C - Commercial & Industrial | C1 - Large Business Energy Solutions | C1e - LCI New Construction | [42 empty] | 0 | 0
C - Commercial & Industrial | C1 - Large Business Energy Solutions | C1e - LCI New Construction | [42 empty] | 0 | 0
C - Commercial & Industrial | C1 - Large Business Energy Solutions | C1e - LCI New Construction | [42 empty] | 0 | 0
C - Commercial & Industrial | C1 - Large Business Energy Solutions | C1e - LCI New Construction | [42 empty] | 0 | 0
C - Commercial & Industrial | C1 - Large Business Energy Solutions | C1e - LCI New Construction | [42 empty] | 0 | 0
C - Commercial & Industrial | C1 - Large Business Energy Solutions | C1e - LCI New Construction | [42 empty] | 0 | 0
0
C - Commercial & Industrial | C1 - Large Business Energy Solutions | [22 empty] | 0 | [20 empty] | 0 | 0
[45 empty] | 0 | 0
C - Commercial & Industrial | C2 - Small Business Energy Solutions | C2a - SCI Retrofit | Custom Small Compressed Air Retro | EC2a001 | Compressed Air | Project | 2 | 13 | 55090.29 | 19281.6 |  | 35808.69 | 0% | 0% | 0% | 100% | 100% | 99.8% | 88.5% | 110.3% | 87% |  | Utility Specific | 48204 | C&I Compressed Air - VFD Compressor | 13% | 20% | 26% | 41% | Utility Specific | 4.82 | 0.000258 | 4.82 | 100% | 100% | 100% | 100% | Utility Specific | [6 empty] | 0 | 0
C - Commercial & Industrial | C2 - Small Business Energy Solutions | C2a - SCI Retrofit | Custom Small Hot Water Retro | EC2a002 | Hot Water | Project | 0 |  |  |  |  | 0 | 0% | 0% | 0% | 100% | 100% | 99.8% | 88.5% | 110.3% | 87% |  | Utility Specific | 0 | C&I Water Heating | 25% | 25% | 25% | 25% | Utility Specific |  | 0.000258 | 0 | 54% | 56% | 54% | 54% | Utility Specific | [6 empty] | 0 | 0
C - Commercial & Industrial | C2 - Small Business Energy Solutions | C2a - SCI Retrofit | Custom Small HVAC Retro | EC2a003 | HVAC | Project | 4 | 12 | 7782.2267 | 3891.1133 |  | 3891.1133 | 0% | 0% | 0% | 100% | 100% | 99.8% | 88.5% | 110.3% | 87% |  | Utility Specific | 4652.4333 | Custom Calculation | 72% | 18% | 8% | 2% | Utility Specific | 4.029 | 0 | 4.029 | 70% | 85% | 70% | 70% | Utility Specific | [6 empty] | 0 | 0
C - Commercial & Industrial | C2 - Small Business Energy Solutions | C2a - SCI Retrofit | Custom Small Lighting Retro - Interior | EC2a004 | Lighting | Project | 0 |  |  |  |  | 0 | 11% | 5% | 0% | 94% | 100% | 86.4% | 97.4% | 112.3% | 100% |  | Utility Specific | 0 | C&I Interior Lighting - Prescriptive | 30.3% | 17.4% | 34.3% | 18.1% | Calculated |  | 0.0002 | 0 | 80% | 61% | 80% | 80% | Calculated | NG - C&I Gas Heat | 0 | Fuel Oil - Com Fuel | 0 |  |  | 0 | 0
C - Commercial & Industrial | C2 - Small Business Energy Solutions | C2a - SCI Retrofit | Custom Small Lighting Retro - Exterior | EC2a047 | Lighting | Project | 0 |  |  |  |  | 0 | 11% | 5% | 0% | 94% | 100% | 86.4% | 100% | 100% | 100% |  | Utility Specific | 0 | C&I Exterior Lighting | 20.1% | 31.6% | 19.2% | 29% | Calculated |  | 0.0002 | 0 | 0% | 100% | 0% | 0% | Calculated | [6 empty] | 0 | 0
C - Commercial & Industrial | C2 - Small Business Energy Solutions | C2a - SCI Retrofit | Custom Small Lighting Retro - Controls | EC2a048 | Lighting | Project | 0 |  |  |  |  | 0 | 11% | 5% | 0% | 94% | 100% | 86.4% | 97.4% | 112.3% | 100% |  | Utility Specific | 0 | C&I Lighting Controls | 31.3% | 19% | 32.1% | 17.7% | Calculated |  | 0.0001 | 0 | 15% | 13% | 15% | 15% | Calculated | NG - C&I Gas Heat | 0 | Fuel Oil - Com Fuel | 0 |  |  | 0 | 0
C - Commercial & Industrial | C2 - Small Business Energy Solutions | C2a - SCI Retrofit | Custom Small Motors Retro | EC2a005 | Motors/Drives | Project | 2 | 15 | 1500 | 750 |  | 750 | 0% | 0% | 0% | 100% | 100% | 99.8% | 88.5% | 110.3% | 87% |  | Utility Specific | 2750 | Custom Calculation | 23% | 8% | 52% | 17% | Utility Specific |  | 0 | 0 | 92% | 90% | 92% | 92% | Utility Specific | [6 empty] | 0 | 0
C - Commercial & Industrial | C2 - Small Business Energy Solutions | C2a - SCI Retrofit | Custom Small Process Retro | EC2a006 | Process | Project | 0 |  |  |  |  | 0 | 0% | 0% | 0% | 100% | 100% | 99.8% | 88.5% | 110.3% | 87% |  | Utility Specific | 0 | C&I Process | 49% | 13% | 29% | 9% | Utility Specific |  | 0.000725 | 0 | 95% | 90% | 95% | 95% | Utility Specific | [6 empty] | 0 | 0
C - Commercial & Industrial | C2 - Small Business Energy Solutions | C2a - SCI Retrofit | Custom Small Refrigeration Retro | EC2a007 | Refrigeration | Project | 3 | 10 | 3630.1429 | 1270.55 |  | 2359.5929 | 0% | 0% | 0% | 100% | 100% | 99.8% | 88.5% | 110.3% | 87% |  | Utility Specific | 2646.99 | C&I Refrigeration | 22.6% | 27.3% | 23.3% | 26.8% | Utility Specific | 0.265 | 0.0002 | 0.265 | 90% | 99% | 90% | 90% | Utility Specific | [6 empty] | 0 | 0
C - Commercial & Industrial | C2 - Small Business Energy Solutions | C2a - SCI Retrofit | Custom Small Other Retro | EC2a008 | Custom Measures | Project | 1 | 15 | 1857.1429 | 650 |  | 1207.1429 | 0% | 0% | 0% | 100% | 100% | 99.8% | 88.5% | 110.3% | 87% |  | Utility Specific | 799.08 | Custom Calculation | 72% | 18% | 8% | 2% | Utility Specific |  | 0 | 0 | 45% | 52% | 45% | 45% | Utility Specific | [6 empty] | 0 | 0
C - Commercial & Industrial | C2 - Small Business Energy Solutions | C2a - SCI Retrofit | Daylight Dimming | EC2a009 | Lighting | Project | 0 | 9 |  |  |  | 0 | 11% | 5% | 0% | 94% | 100% | 86.4% | 97.4% | 112.3% | 100% |  | Utility Specific | 0 | C&I Lighting Controls | 31.3% | 19% | 32.1% | 17.7% | Calculated |  | 0.0001 | 0 | 63% | 30% | 63% | 63% | Calculated | NG - C&I Gas Heat | 0 | Fuel Oil - Com Fuel | 0 |  |  | 0 | 0
C - Commercial & Industrial | C2 - Small Business Energy Solutions | C2a - SCI Retrofit | Lighting Fixture - Exterior w/ Controls | EC2a010 | Lighting | Project | 10 | 4.1004 | 6026.2952 | 2109.2033 |  | 3917.0919 | 11% | 5% | 0% | 94% | 100% | 86.4% | 100% | 100% | 100% |  | Utility Specific | 16201.385 | C&I Exterior Lighting | 20.1% | 31.6% | 19.2% | 29% | Calculated |  | 0.0002 | 3.2403 | 0% | 100% | 0% | 0% | Calculated | [6 empty] | 0 | 0
C - Commercial & Industrial | C2 - Small Business Energy Solutions | C2a - SCI Retrofit | Lighting Fixture - Exterior w/o Controls | EC2a011 | Lighting | Project | 25 | 4.1068 | 6418.9619 | 2246.6367 |  | 4172.3252 | 11% | 5% | 0% | 94% | 100% | 86.4% | 100% | 100% | 100% |  | Utility Specific | 6313.232 | C&I Exterior Lighting | 20.1% | 31.6% | 19.2% | 29% | Calculated |  | 0.0002 | 1.2626 | 0% | 100% | 0% | 0% | Calculated | [6 empty] | 0 | 0
C - Commercial & Industrial | C2 - Small Business Energy Solutions | C2a - SCI Retrofit | Lighting Fixture - Interior w/ Controls | EC2a012 | Lighting | Project | 10 | 7.3837 | 8122.5619 | 2842.8967 |  | 5279.6652 | 11% | 5% | 0% | 94% | 100% | 86.4% | 97.4% | 112.3% | 100% |  | Utility Specific | 9975.3613 | C&I Interior Lighting - Prescriptive | 30.3% | 17.4% | 34.3% | 18.1% | Calculated |  | 0.0002 | 1.9951 | 63% | 30% | 63% | 63% | Calculated | NG - C&I Gas Heat | -2.2977 | Fuel Oil - Com Fuel | -4.5953 |  |  | 0 | 0
C - Commercial & Industrial | C2 - Small Business Energy Solutions | C2a - SCI Retrofit | Lighting Fixture - Interior w/o Controls | EC2a013 | Lighting | Project | 54.5664 | 5.337 | 7994.1564 | 3997.0782 |  | 3997.0782 | 11% | 5% | 0% | 94% | 100% | 86.4% | 97.4% | 112.3% | 100% |  | Utility Specific | 9759.6117 | C&I Interior Lighting - Prescriptive | 30.3% | 17.4% | 34.3% | 18.1% | Calculated |  | 0.0002 | 1.9519 | 63% | 30% | 63% | 63% | Calculated | NG - C&I Gas Heat | -2.248 | Fuel Oil - Com Fuel | -4.4959 |  |  | 0 | 0
C - Commercial & Industrial | C2 - Small Business Energy Solutions | C2a - SCI Retrofit | Lighting Occupancy Sensors | EC2a014 | Lighting | Project | 0 | 9 | 100 | 50 |  | 50 | 11% | 5% | 0% | 94% | 100% | 86.4% | 97.4% | 112.3% | 100% |  | Utility Specific | 60 | C&I Lighting Controls | 31.3% | 19% | 32.1% | 17.7% | Calculated |  | 0.0001 | 0.006 | 63% | 30% | 63% | 63% | Calculated | NG - C&I Gas Heat | -0.0816 | Fuel Oil - Com Fuel | -0.1632 |  |  | 0 | 0
C - Commercial & Industrial | C2 - Small Business Energy Solutions | C2a - SCI Retrofit | [Open Measure - To Be Assigned] | EC2a015 | [19 empty] | 0 | [20 empty] | 0 | 0
C - Commercial & Industrial | C2 - Small Business Energy Solutions | C2a - SCI Retrofit | Case Motor Replacement | EC2a016 | Refrigeration | Project | 0 | 15 |  |  |  | 0 | 0% | 0% | 0% | 100% | 100% | 99.8% | 88.5% | 110.3% | 100% |  | Utility Specific | 0 | C&I Refrigeration | 22.6% | 27.3% | 23.3% | 26.8% | Utility Specific |  | 0.0002 | 0 | 90% | 90% | 90% | 90% | Utility Specific | [6 empty] | 0 | 0
C - Commercial & Industrial | C2 - Small Business Energy Solutions | C2a - SCI Retrofit | Cooler Night Cover | EC2a017 | Refrigeration | Project | 0 | 5 |  |  |  | 0 | 0% | 0% | 0% | 100% | 100% | 99.8% | 88.5% | 110.3% | 100% |  | Utility Specific | 0 | C&I Refrigeration | 22.6% | 27.3% | 23.3% | 26.8% | Utility Specific |  | 0.0002 | 0 | 0% | 0% | 0% | 0% | Utility Specific | [6 empty] | 0 | 0
C - Commercial & Industrial | C2 - Small Business Energy Solutions | C2a - SCI Retrofit | Demand Control Ventilation | EC2a018 | HVAC | Project | 0 | 10 |  |  |  | 0 | 0% | 0% | 0% | 100% | 100% | 99.8% | 88.5% | 110.3% | 100% |  | Utility Specific | 0 | C&I Heating & Cooling | 26.4% | 16.6% | 34.9% | 22.1% | Utility Specific |  | 0.0016 | 0 | 82% | 5% | 82% | 82% | Utility Specific | [6 empty] | 0 | 0
C - Commercial & Industrial | C2 - Small Business Energy Solutions | C2a - SCI Retrofit | Door Heater Controls | EC2a019 | Refrigeration | Project | 4 | 10 | 8325.6286 | 2913.97 |  | 5411.6586 | 0% | 0% | 0% | 100% | 100% | 99.8% | 88.5% | 110.3% | 100% |  | Utility Specific | 5827.94 | C&I Refrigeration | 22.6% | 27.3% | 23.3% | 26.8% | Utility Specific |  | 0.0002 | 1.1656 | 90% | 90% | 90% | 90% | Utility Specific | [6 empty] | 0 | 0
C - Commercial & Industrial | C2 - Small Business Energy Solutions | C2a - SCI Retrofit | Dual Enthalpy Economizer Controls (DEEC) | EC2a020 | HVAC | Project | 6 | 10 | 2034 | 711.9 |  | 1322.1 | 0% | 0% | 0% | 100% | 100% | 99.8% | 88.5% | 110.3% | 100% |  | Utility Specific | 3954.99 | C&I Heating & Cooling | 26.4% | 16.6% | 34.9% | 22.1% | Utility Specific | 3.955 | 0.0016 | 3.955 | 34.2% | 0% | 34.2% | 34.2% | Utility Specific | [6 empty] | 0 | 0
C - Commercial & Industrial | C2 - Small Business Energy Solutions | C2a - SCI Retrofit | Duct Sealing, Electric | EC2a021 | HVAC | Project | 0 | 20 |  |  |  | 0 | 0% | 0% | 0% | 100% | 100% | 99.8% | 88.5% | 110.3% | 100% |  | Utility Specific | 0 | Weighted HVAC - Multi-family | 23.21% | 27.86% | 25.2% | 23.73% | Utility Specific |  | 0.00084647 | 0 | 35% | 0% | 35% | 35% | Utility Specific | [6 empty] | 0 | 0
C - Commercial & Industrial | C2 - Small Business Energy Solutions | C2a - SCI Retrofit | Ductless Mini Split Heat Pump | EC2a022 | HVAC | Project | 5 | 20 | 6156.0245 | 2154.6086 |  | 4001.4159 | 0% | 0% | 0% | 100% | 100% | 99.8% | 88.5% | 110.3% | 100% |  | Utility Specific | 6160.2557 | C&I Heating & Cooling | 26.4% | 16.6% | 34.9% | 22.1% | Utility Specific | 0.54241 | 0.0016 | 0.54241 | 34.2% | 0% | 34.2% | 34.2% | Utility Specific | [6 empty] | 0 | 0
C - Commercial & Industrial | C2 - Small Business Energy Solutions | C2a - SCI Retrofit | ECM Evaporator Fan Motors for Walk-in Cooler/Freezer | EC2a023 | Refrigeration | Project | 6 | 15 | 1450.1818 | 725.0909 |  | 725.0909 | 0% | 0% | 0% | 100% | 100% | 99.8% | 88.5% | 110.3% | 100% |  | Utility Specific | 3211.2955 | C&I Refrigeration | 22.6% | 27.3% | 23.3% | 26.8% | Utility Specific | 0.37091 | 0.0002 | 0.37091 | 90% | 90% | 90% | 90% | Utility Specific | [6 empty] | 0 | 0
C - Commercial & Industrial | C2 - Small Business Energy Solutions | C2a - SCI Retrofit | Electronic Defrost Control | EC2a024 | Refrigeration | Project | 3 | 10 | 3904 | 2659.6667 |  | 1244.3333 | 0% | 0% | 0% | 100% | 100% | 99.8% | 88.5% | 110.3% | 100% |  | Utility Specific | 3151.2167 | C&I Refrigeration | 22.6% | 27.3% | 23.3% | 26.8% | Utility Specific | 0.36333 | 0.0002 | 0.36333 | 90% | 90% | 90% | 90% | Utility Specific | [6 empty] | 0 | 0
C - Commercial & Industrial | C2 - Small Business Energy Solutions | C2a - SCI Retrofit | Energy Management System, Electric | EC2a025 | HVAC | Project | 0 | 10 |  |  |  | 0 | 0% | 0% | 0% | 100% | 100% | 99.8% | 88.5% | 110.3% | 100% |  | Utility Specific | 0 | C&I Heating & Cooling | 26.4% | 16.6% | 34.9% | 22.1% | Utility Specific |  | 0.0016 | 0 | 95% | 100% | 95% | 95% | Utility Specific | [6 empty] | 0 | 0
C - Commercial & Industrial | C2 - Small Business Energy Solutions | C2a - SCI Retrofit | Energy Star Wifi Thermostat, Electric | EC2a026 | HVAC | Thermostat | 0 | 15 |  |  |  | 0 | 0% | 0% | 0% | 100% | 100% | 99.8% | 88.5% | 110.3% | 100% |  | Deemed | 160.9 | Central Air Conditioner/Heat Pump (Cooling) | 6.595% | 3.846% | 47.32% | 42.24% | Calculated |  | 0.0015937 | 0.25643 | 34.6% | 0% | 34.6% | 34.6% | Utility Specific | [6 empty] | 0 | 0
C - Commercial & Industrial | C2 - Small Business Energy Solutions | C2a - SCI Retrofit | Evaporator Fan Control | EC2a027 | Refrigeration | Project | 3 | 10 | 2418.6667 | 1209.3333 |  | 1209.3333 | 0% | 0% | 0% | 100% | 100% | 99.8% | 88.5% | 110.3% | 100% |  | Utility Specific | 604.8467 | C&I Refrigeration | 22.6% | 27.3% | 23.3% | 26.8% | Utility Specific | 0.07 | 0.0002 | 0.07 | 100% | 100% | 100% | 100% | Utility Specific | [6 empty] | 0 | 0
C - Commercial & Industrial | C2 - Small Business Energy Solutions | C2a - SCI Retrofit | Faucet Aerator, Electric | EC2a028 | Hot Water | Aerator | 0 | 10 |  |  |  | 0 | 0% | 0% | 0% | 100% | 100% | 99.8% | 88.5% | 110.3% | 100% |  | Deemed | 309 | Water Heater - Electric | 41.52% | 31.39% | 15.22% | 11.88% | Deemed | 0.01 | 0.00024338 | 0.01 | 31.2% | 80.8% | 31.2% | 31.2% | Utility Specific | [6 empty] | 0 | 5460
C - Commercial & Industrial | C2 - Small Business Energy Solutions | C2a - SCI Retrofit | Hotel Occupancy Sensor | EC2a031 | HVAC | Sensor | 0 | 10 |  |  |  | 0 | 0% | 0% | 0% | 100% | 100% | 99.8% | 88.5% | 110.3% | 100% |  | Deemed | 438 | C&I Heating & Cooling | 26.4% | 16.6% | 34.9% | 22.1% | Deemed | 0.09 | 0.0016 | 0.09 | 82% | 5% | 82% | 82% | Utility Specific | [6 empty] | 0 | 0
C - Commercial & Industrial | C2 - Small Business Energy Solutions | C2a - SCI Retrofit | Low Pressure Drop Filter | EC2a032 | Compressed Air | Project | 0 | 5 |  |  |  | 0 | 0% | 0% | 0% | 100% | 100% | 99.8% | 88.5% | 110.3% | 100% |  | Utility Specific | 0 | C&I Compressed Air - VFD Compressor | 25.9% | 23.9% | 26.5% | 23.7% | Utility Specific |  | 0.000258 | 0 | 80% | 54% | 80% | 80% | Utility Specific | [6 empty] | 0 | 0
C - Commercial & Industrial | C2 - Small Business Energy Solutions | C2a - SCI Retrofit | Thermostatic Shut-Off Valve, Electric | EC2a033 | Hot Water | Showerhead | 0 | 15 |  |  |  | 0 | 0% | 0% | 0% | 100% | 100% | 99.8% | 88.5% | 110.3% | 100% |  | Deemed | 69 | Water Heater - Electric | 41.52% | 31.39% | 15.22% | 11.88% | Deemed | 0.02 | 0.00024338 | 0.02 | 31.2% | 80.8% | 31.2% | 31.2% | Utility Specific | [6 empty] | 0 | 558
C - Commercial & Industrial | C2 - Small Business Energy Solutions | C2a - SCI Retrofit | Low-Flow Showerhead, Electric | EC2a034 | Hot Water | Showerhead | 0 | 10 |  |  |  | 0 | 0% | 0% | 0% | 100% | 100% | 99.8% | 88.5% | 110.3% | 100% |  | Deemed | 507 | Water Heater - Electric | 41.52% | 31.39% | 15.22% | 11.88% | Deemed | 0.09 | 0.00024338 | 0.09 | 31.2% | 80.8% | 31.2% | 31.2% | Utility Specific | [6 empty] | 0 | 7300
C - Commercial & Industrial | C2 - Small Business Energy Solutions | C2a - SCI Retrofit | Motors, Open Drip | EC2a035 | Motors/Drives | Project | 0 | 10 |  |  |  | 0 | 0% | 0% | 0% | 100% | 100% | 99.8% | 88.5% | 110.3% | 100% |  | Utility Specific | 0 | Custom Calculation | 0% | 0% | 0% | 0% | Utility Specific |  | 0 | 0 | 0% | 0% | 0% | 0% | Utility Specific | [6 empty] | 0 | 0
C - Commercial & Industrial | C2 - Small Business Energy Solutions | C2a - SCI Retrofit | Motors, Totally Enclosed Fan Cooled | EC2a036 | Motors/Drives | Project | 0 | 10 |  |  |  | 0 | 0% | 0% | 0% | 100% | 100% | 99.8% | 88.5% | 110.3% | 100% |  | Utility Specific | 0 | C&I Refrigeration | 22.6% | 27.3% | 23.3% | 26.8% | Utility Specific |  | 0.0002 | 0 | 100% | 100% | 100% | 100% | Utility Specific | [6 empty] | 0 | 0
C - Commercial & Industrial | C2 - Small Business Energy Solutions | C2a - SCI Retrofit | Novelty Cooler Shutoff | EC2a037 | Refrigeration | Project | 2 | 10 | 500 | 250 |  | 250 | 0% | 0% | 0% | 100% | 100% | 99.8% | 88.5% | 110.3% | 100% |  | Utility Specific | 900 | C&I Refrigeration | 22.6% | 27.3% | 23.3% | 26.8% | Utility Specific |  | 0.0002 | 0.18 | 90% | 90% | 90% | 90% | Utility Specific | [6 empty] | 0 | 0
C - Commercial & Industrial | C2 - Small Business Energy Solutions | C2a - SCI Retrofit | Pipe Wrap - Heating, Electric | EC2a038 | HVAC | Project | 0 | 15 |  |  |  | 0 | 0% | 0% | 0% | 100% | 100% | 99.8% | 88.5% | 110.3% | 100% |  | Utility Specific | 0 | Hardwired Electric Heat | 43.13% | 56.87% | 0% | 0% | Utility Specific |  | 0.0007332 | 0 | 0% | 43.3% | 0% | 0% | Utility Specific | [6 empty] | 0 | 0
C - Commercial & Industrial | C2 - Small Business Energy Solutions | C2a - SCI Retrofit | Pipe Wrap - Hot Water, Electric | EC2a039 | Hot Water | Project | 0 | 15 |  |  |  | 0 | 0% | 0% | 0% | 100% | 100% | 99.8% | 88.5% | 110.3% | 100% |  | Utility Specific | 0 | Water Heater - Electric | 41.52% | 31.39% | 15.22% | 11.88% | Utility Specific |  | 0.00024338 | 0 | 31.2% | 80.8% | 31.2% | 31.2% | Utility Specific | [6 empty] | 0 | 0
C - Commercial & Industrial | C2 - Small Business Energy Solutions | C2a - SCI Retrofit | Pre Rinse Spray Valve, Electric | EC2a040 | Hot Water | Valve | 0 | 8 |  |  |  | 0 | 0% | 0% | 0% | 100% | 100% | 99.8% | 88.5% | 110.3% | 100% |  | Utility Specific | 957 | Water Heater - Electric | 41.52% | 31.39% | 15.22% | 11.88% | Utility Specific |  | 0.00024338 | 0.23292 | 52% | 100% | 52% | 52% | Utility Specific | [6 empty] | 0 | 6410
C - Commercial & Industrial | C2 - Small Business Energy Solutions | C2a - SCI Retrofit | Programmable Thermostat, Electric | EC2a041 | HVAC | Project | 0 | 15 |  |  |  | 0 | 0% | 0% | 0% | 100% | 100% | 99.8% | 88.5% | 110.3% | 100% |  | Utility Specific | 0 | Hardwired Electric Heat | 43.13% | 56.87% | 0% | 0% | Utility Specific |  | 0.0007332 | 0 | 0% | 43.3% | 0% | 0% | Utility Specific | [6 empty] | 0 | 0
C - Commercial & Industrial | C2 - Small Business Energy Solutions | C2a - SCI Retrofit | Steam Trap, Electric | EC2a042 | HVAC | Project | 0 | 6 |  |  |  | 0 | 0% | 0% | 0% | 100% | 100% | 99.8% | 88.5% | 110.3% | 100% |  | Utility Specific | 0 | C&I Heating & Cooling | 26.4% | 16.6% | 34.9% | 22.1% | Utility Specific |  | 0.0016 | 0 | 0% | 0% | 0% | 0% | Utility Specific | [6 empty] | 0 | 0
C - Commercial & Industrial | C2 - Small Business Energy Solutions | C2a - SCI Retrofit | Variable Frequency Drive | EC2a043 | Motors/Drives | Project | 4 | 15 | 7015.57 | 3507.79 |  | 3507.78 | 0% | 0% | 0% | 100% | 100% | 99.8% | 88.5% | 110.3% | 100% |  | Utility Specific | 17710.78 | C&I VFDs (Combined) | 23.7% | 27.2% | 23.8% | 25.3% | Utility Specific | 0.693 | 0 | 0.693 | 100% | 100% | 100% | 100% | Utility Specific | [6 empty] | 0 | 0
C - Commercial & Industrial | C2 - Small Business Energy Solutions | C2a - SCI Retrofit | Variable Frequency Drive with Motor | EC2a044 | Motors/Drives | Project | 1 | 15 | 29680 | 14840 |  | 14840 | 0% | 0% | 0% | 100% | 100% | 99.8% | 88.5% | 110.3% | 100% |  | Utility Specific | 45318.4 | C&I VFDs (Combined) | 23.7% | 27.2% | 23.8% | 25.3% | Utility Specific | 7.02 | 0 | 7.02 | 100% | 100% | 100% | 100% | Utility Specific | [6 empty] | 0 | 0
C - Commercial & Industrial | C2 - Small Business Energy Solutions | C2a - SCI Retrofit | Vending Miser | EC2a045 | Refrigeration | Project | 0 | 5 |  |  |  | 0 | 0% | 0% | 0% | 100% | 100% | 99.8% | 88.5% | 110.3% | 100% |  | Utility Specific | 0 | C&I Refrigeration | 22.6% | 27.3% | 23.3% | 26.8% | Utility Specific |  | 0.0002 | 0 | 90% | 90% | 90% | 90% | Utility Specific | [6 empty] | 0 | 0
C - Commercial & Industrial | C2 - Small Business Energy Solutions | C2a - SCI Retrofit | Zero Loss Condensate Drain | EC2a046 | Compressed Air | Project | 0 | 5 |  |  |  | 0 | 0% | 0% | 0% | 100% | 100% | 99.8% | 88.5% | 110.3% | 100% |  | Utility Specific | 0 | C&I Compressed Air - VFD Compressor | 25.9% | 23.9% | 26.5% | 23.7% | Utility Specific |  | 0.000258 | 0 | 80% | 54% | 80% | 80% | Utility Specific | [6 empty] | 0 | 0
C - Commercial & Industrial | C2 - Small Business Energy Solutions | C2a - SCI Retrofit | Small Retrocommissioning | EC2a049 | Custom Measures | Project | 0 | 3 |  |  |  | 0 | 0% | 0% | 0% | 100% | 100% | 100% | 100% | 100% | 100% |  | Utility Specific | 0 | Custom Calculation | 72% | 18% | 8% | 2% | Utility Specific |  | 0 | 0 | 45% | 52% | 45% | 45% | Utility Specific | [6 empty] | 0 | 0
C - Commercial & Industrial | C2 - Small Business Energy Solutions | C2a - SCI Retrofit | Induction Cooktop Displacing Electric Resistance | EC2a050 | Food Service | Appliance | 0 | 12 |  |  |  | 0 | 0% | 0% | 0% | 100% | 100% | 99.8% | 88.5% | 110.3% | 100% |  | Deemed | 2488 | C&I Food Services | 32% | 35% | 16% | 17% | Deemed | 0.43 | 0.000192 | 0.43 | 90% | 90% | 90% | 90% | Utility Specific | [6 empty] | 0 | 0
C - Commercial & Industrial | C2 - Small Business Energy Solutions | C2a - SCI Retrofit | CI Audits - Small Retro | EC2aAUD | Non-Energy Saving |  | 1 | 1 | 174198.0009 | 174198.0009 |  | 0 | 0% | 0% | 0% | 100% | 0% | 0% | 0% | 0% | 0% |  |  | 0 | Non-Electric Measures | 0% | 0% | 0% | 0% |  |  | 0 | 0 | 0% | 0% | 0% | 0% | [7 empty] | 0 | 0
C - Commercial & Industrial | C2 - Small Business Energy Solutions | C2a - SCI Retrofit | Vendor Fees - Small Retro | EC2aNES01 | Non-Energy Saving |  | 0 | 1 |  |  |  | 0 | 0% | 0% | 0% | 100% | 0% | 0% | 0% | 0% | 0% |  |  |  | Non-Electric Measures | 0% | 0% | 0% | 0% |  |  | 0 |  | 0% | 0% | 0% | 0% | [7 empty] | 0
C - Commercial & Industrial | C2 - Small Business Energy Solutions | C2a - SCI Retrofit | Vendor Fees - TA Studies - Small Retro | EC2aNES02 | Non-Energy Saving |  | 0 | 1 |  |  |  | 0 | 0% | 0% | 0% | 100% | 0% | 0% | 0% | 0% | 0% |  |  |  | Non-Electric Measures | 0% | 0% | 0% | 0% |  |  | 0 |  | 0% | 0% | 0% | 0% | [7 empty] | 0
C - Commercial & Industrial | C2 - Small Business Energy Solutions | C2a - SCI Retrofit | [42 empty] | 0
C - Commercial & Industrial | C2 - Small Business Energy Solutions | C2a - SCI Retrofit | [42 empty] | 0
C - Commercial & Industrial | C2 - Small Business Energy Solutions | C2a - SCI Retrofit | [42 empty] | 0
C - Commercial & Industrial | C2 - Small Business Energy Solutions | C2a - SCI Retrofit | [42 empty] | 0
0
C - Commercial & Industrial | C2 - Small Business Energy Solutions | C2b - SCI New Equipment | Custom Small Compressed Air New | EC2b001 | Compressed Air | Project | 0 |  |  |  |  | 0 | 0% | 0% | 0% | 100% | 100% | 99.8% | 88.5% | 110.3% | 87% |  | Utility Specific | 0 | C&I Compressed Air - VFD Compressor | 13% | 20% | 26% | 41% | Utility Specific |  | 0.000258 | 0 | 100% | 100% | 100% | 100% | Utility Specific | [6 empty] | 0 | 0
C - Commercial & Industrial | C2 - Small Business Energy Solutions | C2b - SCI New Equipment | Custom Small Hot Water New | EC2b002 | Hot Water | Project | 0 |  |  |  |  | 0 | 0% | 0% | 0% | 100% | 100% | 99.8% | 88.5% | 110.3% | 87% |  | Utility Specific | 0 | C&I Water Heating | 25% | 25% | 25% | 25% | Utility Specific |  | 0.000258 | 0 | 54% | 56% | 54% | 54% | Utility Specific | [6 empty] | 0 | 0
C - Commercial & Industrial | C2 - Small Business Energy Solutions | C2b - SCI New Equipment | Custom Small HVAC New | EC2b003 | HVAC | Project | 2 | 13.5 | 18989.3333 | 14242 |  | 4747.3333 | 0% | 0% | 0% | 100% | 100% | 99.8% | 88.5% | 110.3% | 87% |  | Utility Specific | 4513.235 | Custom Calculation | 72% | 18% | 8% | 2% | Utility Specific | 1.43 | 0 | 1.43 | 100% | 38.54% | 100% | 100% | Utility Specific | [6 empty] | 0 | 0
C - Commercial & Industrial | C2 - Small Business Energy Solutions | C2b - SCI New Equipment | Custom Small Lighting New - Interior | EC2b004 | Lighting | Project | 0 | 15 |  |  |  | 0 | 11% | 5% | 0% | 94% | 100% | 86.4% | 97.4% | 112.3% | 100% |  | Utility Specific | 0 | C&I Interior Lighting - Prescriptive | 30.3% | 17.4% | 34.3% | 18.1% | Calculated |  | 0.0002 | 0 | 80% | 61% | 80% | 80% | Calculated | NG - C&I Gas Heat | 0 | Fuel Oil - Com Fuel | 0 |  |  | 0 | 0
C - Commercial & Industrial | C2 - Small Business Energy Solutions | C2b - SCI New Equipment | Custom Small Lighting New - Exterior | EC2b054 | Lighting | Project | 0 | 15 |  |  |  | 0 | 11% | 5% | 0% | 94% | 100% | 86.4% | 100% | 100% | 100% |  | Utility Specific | 0 | C&I Exterior Lighting | 20.1% | 31.6% | 19.2% | 29% | Calculated |  | 0.0002 | 0 | 0% | 100% | 0% | 0% | Calculated | [6 empty] | 0 | 0
C - Commercial & Industrial | C2 - Small Business Energy Solutions | C2b - SCI New Equipment | Custom Small Lighting New - Controls | EC2b055 | Lighting | Project | 0 | 10 |  |  |  | 0 | 11% | 5% | 0% | 94% | 100% | 86.4% | 97.4% | 112.3% | 100% |  | Utility Specific | 0 | C&I Lighting Controls | 31.3% | 19% | 32.1% | 17.7% | Calculated |  | 0.0001 | 0 | 15% | 13% | 15% | 15% | Calculated | NG - C&I Gas Heat | 0 | Fuel Oil - Com Fuel | 0 |  |  | 0 | 0
C - Commercial & Industrial | C2 - Small Business Energy Solutions | C2b - SCI New Equipment | Custom Small Motors New | EC2b005 | Motors/Drives | Project | 0 | 15 | 20490.4 | 10245.2 |  | 10245.2 | 0% | 0% | 0% | 100% | 100% | 99.8% | 88.5% | 110.3% | 87% |  | Utility Specific | 25613 | Custom Calculation | 23% | 8% | 52% | 17% | Utility Specific | 3.776 | 0 | 3.776 | 95% | 80% | 95% | 95% | Utility Specific | [6 empty] | 0 | 0
C - Commercial & Industrial | C2 - Small Business Energy Solutions | C2b - SCI New Equipment | Custom Small Process New | EC2b006 | Process | Project | 0 |  |  |  |  | 0 | 0% | 0% | 0% | 100% | 100% | 99.8% | 88.5% | 110.3% | 87% |  | Utility Specific | 0 | C&I Process | 49% | 13% | 29% | 9% | Utility Specific |  | 0.000725 | 0 | 95% | 45% | 95% | 95% | Utility Specific | [6 empty] | 0 | 0
C - Commercial & Industrial | C2 - Small Business Energy Solutions | C2b - SCI New Equipment | Custom Small Refrigeration New | EC2b007 | Refrigeration | Project | 0 |  |  |  |  | 0 | 0% | 0% | 0% | 100% | 100% | 99.8% | 88.5% | 110.3% | 87% |  | Utility Specific | 0 | C&I Refrigeration | 22.6% | 27.3% | 23.3% | 26.8% | Utility Specific |  | 0.0002 | 0 | 80% | 80% | 80% | 80% | Utility Specific | [6 empty] | 0 | 0
C - Commercial & Industrial | C2 - Small Business Energy Solutions | C2b - SCI New Equipment | Custom Small Other New | EC2b008 | Custom Measures | Project | 2 | 12 | 666.6667 | 500 |  | 166.6667 | 0% | 0% | 0% | 100% | 100% | 99.8% | 88.5% | 110.3% | 87% |  | Utility Specific | 1216.93 | Custom Calculation | 25.76% | 40.82% | 12.93% | 20.49% | Utility Specific | 3.3 | 0 | 3.3 | 47.6% | 42.8% | 47.6% | 47.6% | Utility Specific | [6 empty] | 0 | 0
C - Commercial & Industrial | C2 - Small Business Energy Solutions | C2b - SCI New Equipment | Custom Small Comprehensive Design | EC2b056 | Custom Measures | Project | 0 | 20 | 31711.2 | 15855.6 |  | 15855.6 | 0% | 0% | 0% | 100% | 100% | 99.8% | 88.5% | 110.3% | 87% |  | Utility Specific | 38672.2 | Custom Calculation | 72% | 18% | 8% | 2% | Utility Specific | 4.597 | 0 | 4.597 | 100% | 100% | 100% | 100% | Utility Specific | [6 empty] | 0 | 0
C - Commercial & Industrial | C2 - Small Business Energy Solutions | C2b - SCI New Equipment | Daylight Dimming | EC2b009 | Lighting | Project | 0 | 10 |  |  |  | 0 | 11% | 5% | 0% | 94% | 100% | 86.4% | 97.4% | 112.3% | 100% |  | Utility Specific | 0 | C&I Lighting Controls | 31.3% | 19% | 32.1% | 17.7% | Calculated |  | 0.0001 | 0 | 63% | 30% | 63% | 63% | Calculated | NG - C&I Gas Heat | 0 | Fuel Oil - Com Fuel | 0 |  |  | 0 | 0
C - Commercial & Industrial | C2 - Small Business Energy Solutions | C2b - SCI New Equipment | Performance Lighting - Exterior w/ Controls | EC2b010 | Lighting | Project | 0 | 15 | 4410 | 2205 |  | 2205 | 11% | 5% | 0% | 94% | 100% | 86.4% | 100% | 100% | 100% |  | Utility Specific | 4900 | C&I Exterior Lighting | 20.1% | 31.6% | 19.2% | 29% | Calculated |  | 0.0002 | 0.98 | 0% | 100% | 0% | 0% | Calculated | [6 empty] | 0 | 0
C - Commercial & Industrial | C2 - Small Business Energy Solutions | C2b - SCI New Equipment | Performance Lighting - Exterior w/o Controls | EC2b011 | Lighting | Project | 1 | 15 | 20053.3333 | 15040 |  | 5013.3333 | 11% | 5% | 0% | 94% | 100% | 86.4% | 100% | 100% | 100% |  | Utility Specific | 62659.4025 | C&I Exterior Lighting | 20.1% | 31.6% | 19.2% | 29% | Calculated |  | 0.0002 | 12.5319 | 0% | 100% | 0% | 0% | Calculated | [6 empty] | 0 | 0
C - Commercial & Industrial | C2 - Small Business Energy Solutions | C2b - SCI New Equipment | Performance Lighting - Interior w/ Controls | EC2b012 | Lighting | Project | 0 | 15 | 105 | 52.5 |  | 52.5 | 11% | 5% | 0% | 94% | 100% | 86.4% | 97.4% | 112.3% | 100% |  | Utility Specific | 150 | C&I Interior Lighting - Prescriptive | 30.3% | 17.4% | 34.3% | 18.1% | Calculated |  | 0.0002 | 0.03 | 63% | 30% | 63% | 63% | Calculated | NG - C&I Gas Heat | -0.0081139 | Fuel Oil - Com Fuel | -0.016228 |  |  | 0 | 0
C - Commercial & Industrial | C2 - Small Business Energy Solutions | C2b - SCI New Equipment | Performance Lighting - Interior w/o Controls | EC2b013 | Lighting | Project | 2.5148 | 15 | 9850.6667 | 7388 |  | 2462.6667 | 11% | 5% | 0% | 94% | 100% | 86.4% | 97.4% | 112.3% | 100% |  | Utility Specific | 30777.33 | C&I Interior Lighting - Prescriptive | 30.3% | 17.4% | 34.3% | 18.1% | Calculated |  | 0.0002 | 6.1555 | 63% | 30% | 63% | 63% | Calculated | NG - C&I Gas Heat | -1.6648 | Fuel Oil - Com Fuel | -3.3297 |  |  | 0 | 0
C - Commercial & Industrial | C2 - Small Business Energy Solutions | C2b - SCI New Equipment | Lighting Occupancy Sensors | EC2b014 | Lighting | Project | 0 | 10 | 4691.85 | 2345.93 |  | 2345.92 | 11% | 5% | 0% | 94% | 100% | 86.4% | 97.4% | 112.3% | 100% |  | Utility Specific | 4900 | C&I Lighting Controls | 31.3% | 19% | 32.1% | 17.7% | Calculated |  | 0.0001 | 0.49 | 63% | 30% | 63% | 63% | Calculated | NG - C&I Gas Heat | -6.664 | Fuel Oil - Com Fuel | -13.328 |  |  | 0 | 0
C - Commercial & Industrial | C2 - Small Business Energy Solutions | C2b - SCI New Equipment | Advanced Power Strip | EC2b015 | Process | Project | 0 | 5 |  |  |  | 0 | 0% | 0% | 0% | 100% | 100% | 99.8% | 88.5% | 110.3% | 100% |  | Utility Specific | 0 | Primary TV and Peripherals | 32.24% | 34.78% | 15.36% | 17.62% | Calculated |  | 0.00018311 | 0 | 58.2% | 86.3% | 58.2% | 58.2% | Utility Specific | [6 empty] | 0 | 0
C - Commercial & Industrial | C2 - Small Business Energy Solutions | C2b - SCI New Equipment | Air Compressor | EC2b016 | Compressed Air | Project | 2 | 15 | 6333.3333 | 4750 |  | 1583.3333 | 0% | 0% | 0% | 100% | 100% | 99.8% | 88.5% | 110.3% | 100% |  | Utility Specific | 21474.18 | C&I Compressed Air - VFD Compressor | 25.9% | 23.9% | 26.5% | 23.7% | Utility Specific | 5.195 | 0.000258 | 5.195 | 117% | 98% | 117% | 117% | Utility Specific | [6 empty] | 0 | 0
C - Commercial & Industrial | C2 - Small Business Energy Solutions | C2b - SCI New Equipment | Air Nozzle | EC2b017 | Compressed Air | Project | 0 | 13 |  |  |  | 0 | 0% | 0% | 0% | 100% | 100% | 99.8% | 88.5% | 110.3% | 100% |  | Utility Specific | 0 | C&I Compressed Air - VFD Compressor | 25.9% | 23.9% | 26.5% | 23.7% | Utility Specific |  | 0.000258 | 0 | 80% | 54% | 80% | 80% | Utility Specific | [6 empty] | 0 | 0
C - Commercial & Industrial | C2 - Small Business Energy Solutions | C2b - SCI New Equipment | Circulator Pump | EC2b018 | HVAC | Project | 2 | 20 | 1101.5822 | 826.1867 |  | 275.3956 | 0% | 0% | 0% | 100% | 100% | 99.8% | 88.5% | 110.3% | 100% |  | Utility Specific | 3313.4233 | C&I Heating & Cooling | 26.4% | 16.6% | 34.9% | 22.1% | Utility Specific | 0.55667 | 0.0016 | 0.55667 | 82% | 5% | 82% | 82% | Utility Specific | [6 empty] | 0 | 0
C - Commercial & Industrial | C2 - Small Business Energy Solutions | C2b - SCI New Equipment | Combination Oven, Electric | EC2b019 | Food Service | Appliance | 2 | 12 | 2800 | 2100 |  | 700 | 0% | 0% | 0% | 100% | 100% | 99.8% | 88.5% | 110.3% | 100% |  | Deemed | 6368 | C&I Food Services | 32% | 35% | 16% | 17% | Deemed | 1.45 | 0.000192 | 1.45 | 90% | 90% | 90% | 90% | Utility Specific | [6 empty] | 0 | 0
C - Commercial & Industrial | C2 - Small Business Energy Solutions | C2b - SCI New Equipment | Compressor Storage | EC2b020 | Compressed Air | Project | 0 | 17 |  |  |  | 0 | 0% | 0% | 0% | 100% | 100% | 99.8% | 88.5% | 110.3% | 100% |  | Utility Specific | 0 | C&I Compressed Air - VFD Compressor | 25.9% | 23.9% | 26.5% | 23.7% | Utility Specific |  | 0.000258 | 0 | 117% | 98% | 117% | 117% | Utility Specific | [6 empty] | 0 | 0
C - Commercial & Industrial | C2 - Small Business Energy Solutions | C2b - SCI New Equipment | Convection Oven, Electric | EC2b021 | Food Service | Appliance | 2 | 12 | 650 | 487.5 |  | 162.5 | 0% | 0% | 0% | 100% | 100% | 99.8% | 88.5% | 110.3% | 100% |  | Deemed | 2001 | C&I Food Services | 32% | 35% | 16% | 17% | Deemed | 0.46 | 0.000192 | 0.46 | 90% | 90% | 90% | 90% | Utility Specific | [6 empty] | 0 | 0
C - Commercial & Industrial | C2 - Small Business Energy Solutions | C2b - SCI New Equipment | Dishwasher - High Temp Door Type | EC2b022 | Food Service | Appliance | 1 | 13 | 1666.6667 | 1250 |  | 416.6667 | 0% | 0% | 0% | 100% | 100% | 99.8% | 88.5% | 110.3% | 100% |  | Deemed | 11897 | C&I Food Services | 32% | 35% | 16% | 17% | Deemed | 1.81 | 0.000192 | 1.81 | 90% | 90% | 90% | 90% | Utility Specific | [6 empty] | 0 | 40880
C - Commercial & Industrial | C2 - Small Business Energy Solutions | C2b - SCI New Equipment | Dishwasher - High Temp Multi Tank Conveyor | EC2b023 | Food Service | Appliance | 0 | 13 |  |  |  | 0 | 0% | 0% | 0% | 100% | 100% | 99.8% | 88.5% | 110.3% | 100% |  | Deemed | 45074 | C&I Food Services | 32% | 35% | 16% | 17% | Deemed | 6.86 | 0.000192 | 6.86 | 90% | 90% | 90% | 90% | Utility Specific | [6 empty] | 0 | 94170
C - Commercial & Industrial | C2 - Small Business Energy Solutions | C2b - SCI New Equipment | Dishwasher - High Temp Pot, Pan, Utensil | EC2b024 | Food Service | Appliance | 0 | 13 |  |  |  | 0 | 0% | 0% | 0% | 100% | 100% | 99.8% | 88.5% | 110.3% | 100% |  | Deemed | 10979 | C&I Food Services | 32% | 35% | 16% | 17% | Deemed | 1.67 | 0.000192 | 1.67 | 90% | 90% | 90% | 90% | Utility Specific | [6 empty] | 0 | 8760
C - Commercial & Industrial | C2 - Small Business Energy Solutions | C2b - SCI New Equipment | Dishwasher - High Temp Single Tank Conveyor | EC2b025 | Food Service | Appliance | 1 | 13 | 333.3333 | 250 |  | 83.3333 | 0% | 0% | 0% | 100% | 100% | 99.8% | 88.5% | 110.3% | 100% |  | Deemed | 10204 | C&I Food Services | 32% | 35% | 16% | 17% | Deemed | 1.55 | 0.000192 | 1.55 | 90% | 90% | 90% | 90% | Utility Specific | [6 empty] | 0 | 24820
C - Commercial & Industrial | C2 - Small Business Energy Solutions | C2b - SCI New Equipment | Dishwasher - High Temp Under Counter | EC2b026 | Food Service | Appliance | 0 | 13 |  |  |  | 0 | 0% | 0% | 0% | 100% | 100% | 99.8% | 88.5% | 110.3% | 100% |  | Deemed | 1480 | C&I Food Services | 32% | 35% | 16% | 17% | Deemed | 0.23 | 0.000192 | 0.23 | 90% | 90% | 90% | 90% | Utility Specific | [6 empty] | 0 | 6296
C - Commercial & Industrial | C2 - Small Business Energy Solutions | C2b - SCI New Equipment | Dishwasher - Low Temp Door Type | EC2b027 | Food Service | Appliance | 0 | 13 |  |  |  | 0 | 0% | 0% | 0% | 100% | 100% | 99.8% | 88.5% | 110.3% | 100% |  | Deemed | 17255 | C&I Food Services | 32% | 35% | 16% | 17% | Deemed | 2.63 | 0.000192 | 2.63 | 90% | 90% | 90% | 90% | Utility Specific | [6 empty] | 0 | 94024
C - Commercial & Industrial | C2 - Small Business Energy Solutions | C2b - SCI New Equipment | Dishwasher - Low Temp Multi Tank Conveyor | EC2b028 | Food Service | Appliance | 0 | 13 |  |  |  | 0 | 0% | 0% | 0% | 100% | 100% | 99.8% | 88.5% | 110.3% | 100% |  | Deemed | 22863 | C&I Food Services | 32% | 35% | 16% | 17% | Deemed | 3.48 | 0.000192 | 3.48 | 90% | 90% | 90% | 90% | Utility Specific | [6 empty] | 0 | 109500
C - Commercial & Industrial | C2 - Small Business Energy Solutions | C2b - SCI New Equipment | Dishwasher - Low Temp Single Tank Conveyor | EC2b029 | Food Service | Appliance | 0 | 13 |  |  |  | 0 | 0% | 0% | 0% | 100% | 100% | 99.8% | 88.5% | 110.3% | 100% |  | Deemed | 15387 | C&I Food Services | 32% | 35% | 16% | 17% | Deemed | 2.34 | 0.000192 | 2.34 | 90% | 90% | 90% | 90% | Utility Specific | [6 empty] | 0 | 75920
C - Commercial & Industrial | C2 - Small Business Energy Solutions | C2b - SCI New Equipment | Dishwasher - Low Temp Under Counter | EC2b030 | Food Service | Appliance | 1 | 13 | 1333.3333 | 1000 |  | 333.3333 | 0% | 0% | 0% | 100% | 100% | 99.8% | 88.5% | 110.3% | 100% |  | Deemed | 6182 | C&I Food Services | 32% | 35% | 16% | 17% | Deemed | 0.94 | 0.000192 | 0.94 | 90% | 90% | 90% | 90% | Utility Specific | [6 empty] | 0 | 14783
C - Commercial & Industrial | C2 - Small Business Energy Solutions | C2b - SCI New Equipment | Faucet Aerator, Electric | EC2b031 | Hot Water | Aerator | 0 | 10 |  |  |  | 0 | 0% | 0% | 0% | 100% | 100% | 99.8% | 88.5% | 110.3% | 100% |  | Deemed | 309 | Water Heater - Electric | 41.52% | 31.39% | 15.22% | 11.88% | Deemed | 0.01 | 0.00024338 | 0.01 | 31.2% | 80.8% | 31.2% | 31.2% | Utility Specific | [6 empty] | 0 | 5460
C - Commercial & Industrial | C2 - Small Business Energy Solutions | C2b - SCI New Equipment | Fryer Large Vat, Electric | EC2b032 | Food Service | Appliance | 0 | 12 |  |  |  | 0 | 0% | 0% | 0% | 100% | 100% | 99.8% | 88.5% | 110.3% | 100% |  | Deemed | 2696 | C&I Food Services | 32% | 35% | 16% | 17% | Deemed | 0.61 | 0.000192 | 0.61 | 90% | 90% | 90% | 90% | Utility Specific | [6 empty] | 0 | 0
C - Commercial & Industrial | C2 - Small Business Energy Solutions | C2b - SCI New Equipment | Fryer Standard Vat, Electric | EC2b033 | Food Service | Appliance | 0 | 12 |  |  |  | 0 | 0% | 0% | 0% | 100% | 100% | 99.8% | 88.5% | 110.3% | 100% |  | Deemed | 3272 | C&I Food Services | 32% | 35% | 16% | 17% | Deemed | 0.56 | 0.000192 | 0.56 | 90% | 90% | 90% | 90% | Utility Specific | [6 empty] | 0 | 0
C - Commercial & Industrial | C2 - Small Business Energy Solutions | C2b - SCI New Equipment | Griddle, Electric | EC2b034 | Food Service | Appliance | 0 | 12 |  |  |  | 0 | 0% | 0% | 0% | 100% | 100% | 99.8% | 88.5% | 110.3% | 100% |  | Deemed | 3179 | C&I Food Services | 32% | 35% | 16% | 17% | Deemed | 0.73 | 0.000192 | 0.73 | 90% | 90% | 90% | 90% | Utility Specific | [6 empty] | 0 | 0
C - Commercial & Industrial | C2 - Small Business Energy Solutions | C2b - SCI New Equipment | Ground Source Heat Pump | EC2b035 | HVAC | Project | 0 | 25 |  |  |  | 0 | 0% | 0% | 0% | 100% | 100% | 99.8% | 88.5% | 110.3% | 100% |  | Utility Specific | 0 | Hardwired Electric Heat | 43.13% | 56.87% | 0% | 0% | Utility Specific |  | 0.0007332 | 0 | 34.2% | 34.2% | 34.2% | 34.2% | Utility Specific | [6 empty] | 0 | 0
C - Commercial & Industrial | C2 - Small Business Energy Solutions | C2b - SCI New Equipment | Hot Food Holding Cabinet 3/4 Size | EC2b036 | Food Service | Appliance | 0 | 12 |  |  |  | 0 | 0% | 0% | 0% | 100% | 100% | 99.8% | 88.5% | 110.3% | 100% |  | Deemed | 1189 | C&I Food Services | 32% | 35% | 16% | 17% | Deemed | 0.32 | 0.000192 | 0.32 | 90% | 90% | 90% | 90% | Utility Specific | [6 empty] | 0 | 0
C - Commercial & Industrial | C2 - Small Business Energy Solutions | C2b - SCI New Equipment | Hot Food Holding Cabinet Full Size | EC2b037 | Food Service | Appliance | 0 | 12 |  |  |  | 0 | 0% | 0% | 0% | 100% | 100% | 99.8% | 88.5% | 110.3% | 100% |  | Deemed | 3807 | C&I Food Services | 32% | 35% | 16% | 17% | Deemed | 1.15 | 0.000192 | 1.15 | 90% | 90% | 90% | 90% | Utility Specific | [6 empty] | 0 | 0
C - Commercial & Industrial | C2 - Small Business Energy Solutions | C2b - SCI New Equipment | Hot Food Holding Cabinet Half Size | EC2b038 | Food Service | Appliance | 0 | 12 |  |  |  | 0 | 0% | 0% | 0% | 100% | 100% | 99.8% | 88.5% | 110.3% | 100% |  | Deemed | 223 | C&I Food Services | 32% | 35% | 16% | 17% | Deemed | 0.05 | 0.000192 | 0.05 | 90% | 90% | 90% | 90% | Utility Specific | [6 empty] | 0 | 0
C - Commercial & Industrial | C2 - Small Business Energy Solutions | C2b - SCI New Equipment | Ice Machine - Ice Making Head | EC2b039 | Food Service | Appliance | 1 | 8 | 366.6667 | 275 |  | 91.6667 | 0% | 0% | 0% | 100% | 100% | 99.8% | 88.5% | 110.3% | 100% |  | Utility Specific | 1345.5 | C&I Food Services | 32% | 35% | 16% | 17% | Utility Specific | 0.3 | 0.000192 | 0.3 | 90% | 90% | 90% | 90% | Utility Specific | [6 empty] | 0 | 3322
C - Commercial & Industrial | C2 - Small Business Energy Solutions | C2b - SCI New Equipment | Ice Machine - Remote Cond./Split Unit - Batch | EC2b040 | Food Service | Appliance | 2 | 8 | 720 | 540 |  | 180 | 0% | 0% | 0% | 100% | 100% | 99.8% | 88.5% | 110.3% | 100% |  | Utility Specific | 2601 | C&I Food Services | 32% | 35% | 16% | 17% | Utility Specific | 0.3 | 0.000192 | 0.3 | 90% | 90% | 90% | 90% | Utility Specific | [6 empty] | 0 | 2631
C - Commercial & Industrial | C2 - Small Business Energy Solutions | C2b - SCI New Equipment | Ice Machine - Remote Cond./Split Unit - Continuous | EC2b041 | Food Service | Appliance | 0 | 8 |  |  |  | 0 | 0% | 0% | 0% | 100% | 100% | 99.8% | 88.5% | 110.3% | 100% |  | Utility Specific | 3641 | C&I Food Services | 32% | 35% | 16% | 17% | Utility Specific | 0.3 | 0.000192 | 0.3 | 90% | 90% | 90% | 90% | Utility Specific | [6 empty] | 0 | 0
C - Commercial & Industrial | C2 - Small Business Energy Solutions | C2b - SCI New Equipment | Ice Machine - Self Contained | EC2b042 | Food Service | Appliance | 0 | 8 |  |  |  | 0 | 0% | 0% | 0% | 100% | 100% | 99.8% | 88.5% | 110.3% | 100% |  | Utility Specific | 805 | C&I Food Services | 32% | 35% | 16% | 17% | Utility Specific | 0.3 | 0.000192 | 0.3 | 90% | 90% | 90% | 90% | Utility Specific | [6 empty] | 0 | 0
C - Commercial & Industrial | C2 - Small Business Energy Solutions | C2b - SCI New Equipment | Low Pressure Drop Filter | EC2b043 | Compressed Air | Project | 0 | 5 |  |  |  | 0 | 0% | 0% | 0% | 100% | 100% | 99.8% | 88.5% | 110.3% | 100% |  | Utility Specific | 0 | C&I Compressed Air - VFD Compressor | 25.9% | 23.9% | 26.5% | 23.7% | Utility Specific |  | 0.000258 | 0 | 80% | 54% | 80% | 80% | Utility Specific | [6 empty] | 0 | 0
C - Commercial & Industrial | C2 - Small Business Energy Solutions | C2b - SCI New Equipment | Thermostatic Shut-Off Valve, Electric | EC2b044 | Hot Water | Showerhead | 0 | 15 |  |  |  | 0 | 0% | 0% | 0% | 100% | 100% | 99.8% | 88.5% | 110.3% | 100% |  | Deemed | 69 | Water Heater - Electric | 41.52% | 31.39% | 15.22% | 11.88% | Deemed | 0.02 | 0.00024338 | 0.02 | 31.2% | 80.8% | 31.2% | 31.2% | Utility Specific | [6 empty] | 0 | 558
C - Commercial & Industrial | C2 - Small Business Energy Solutions | C2b - SCI New Equipment | Low-Flow Showerhead, Electric | EC2b045 | Hot Water | Showerhead | 0 | 10 |  |  |  | 0 | 0% | 0% | 0% | 100% | 100% | 99.8% | 88.5% | 110.3% | 100% |  | Deemed | 507 | Water Heater - Electric | 41.52% | 31.39% | 15.22% | 11.88% | Deemed | 0.09 | 0.00024338 | 0.09 | 31.2% | 80.8% | 31.2% | 31.2% | Utility Specific | [6 empty] | 0 | 7300
C - Commercial & Industrial | C2 - Small Business Energy Solutions | C2b - SCI New Equipment | Pre Rinse Spray Valve, Electric | EC2b046 | Hot Water | Valve | 0 | 8 |  |  |  | 0 | 0% | 0% | 0% | 100% | 100% | 99.8% | 88.5% | 110.3% | 100% |  | Utility Specific | 957 | Water Heater - Electric | 41.52% | 31.39% | 15.22% | 11.88% | Utility Specific |  | 0.00024338 | 0.23292 | 52% | 100% | 52% | 52% | Utility Specific | [6 empty] | 0 | 6410
C - Commercial & Industrial | C2 - Small Business Energy Solutions | C2b - SCI New Equipment | Refrigerated Air Dryer | EC2b047 | Compressed Air | Project | 2 | 15 | 615.6533 | 461.74 |  | 153.9133 | 0% | 0% | 0% | 100% | 100% | 99.8% | 88.5% | 110.3% | 100% |  | Utility Specific | 962.795 | C&I Compressed Air - Air Dryer | 21.7% | 28.1% | 22.4% | 27.7% | Utility Specific | 0.485 | 0 | 0.485 | 117% | 98% | 117% | 117% | Utility Specific | [6 empty] | 0 | 0
C - Commercial & Industrial | C2 - Small Business Energy Solutions | C2b - SCI New Equipment | Steam Cooker, Electric | EC2b048 | Food Service | Appliance | 4 | 12 | 2200 | 1100 |  | 1100 | 0% | 0% | 0% | 100% | 100% | 99.8% | 88.5% | 110.3% | 100% |  | Deemed | 6550 | C&I Food Services | 32% | 35% | 16% | 17% | Deemed | 2.28 | 0.000192 | 2.28 | 90% | 90% | 90% | 90% | Utility Specific | [6 empty] | 0 | 69975
C - Commercial & Industrial | C2 - Small Business Energy Solutions | C2b - SCI New Equipment | Unitary Air Conditioner | EC2b049 | HVAC | Project | 3 | 20 | 2222.2267 | 1666.67 |  | 555.5567 | 0% | 0% | 0% | 100% | 100% | 99.8% | 88.5% | 110.3% | 100% |  | Utility Specific | 6799.2 | C&I Electric Cooling Unitary Equipment | 8.6% | 4.6% | 52.7% | 34.1% | Utility Specific | 9 | 0.000759 | 9 | 34.2% | 0% | 34.2% | 34.2% | Utility Specific | [6 empty] | 0 | 0
C - Commercial & Industrial | C2 - Small Business Energy Solutions | C2b - SCI New Equipment | Water Source Heat Pump | EC2b050 | HVAC | Project | 0 | 12 |  |  |  | 0 | 0% | 0% | 0% | 100% | 100% | 99.8% | 88.5% | 110.3% | 100% |  | Utility Specific | 0 | C&I Heating & Cooling | 26.4% | 16.6% | 34.9% | 22.1% | Utility Specific |  | 0.0016 | 0 | 34.2% | 34.2% | 34.2% | 34.2% | Utility Specific | [6 empty] | 0 | 0
C - Commercial & Industrial | C2 - Small Business Energy Solutions | C2b - SCI New Equipment | Zero Loss Condensate Drain | EC2b051 | Compressed Air | Project | 0 | 5 |  |  |  | 0 | 0% | 0% | 0% | 100% | 100% | 99.8% | 88.5% | 110.3% | 100% |  | Utility Specific | 0 | C&I Compressed Air - VFD Compressor | 25.9% | 23.9% | 26.5% | 23.7% | Utility Specific |  | 0.000258 | 0 | 80% | 54% | 80% | 80% | Utility Specific | [6 empty] | 0 | 0
C - Commercial & Industrial | C2 - Small Business Energy Solutions | C2b - SCI New Equipment | High Efficiency Chiller - FL | EC2b052 | HVAC | Project | 2 | 23 | 18000 | 9000 |  | 9000 | 0% | 0% | 0% | 100% | 100% | 99.8% | 88.5% | 110.3% | 100% |  | Utility Specific | 0 | C&I Electric Chiller (Combined) | 11.3% | 10.8% | 39.4% | 38.5% | Utility Specific |  | 0 | 0 | 86% | 10% | 86% | 86% | Utility Specific | [6 empty] | 0 | 0
C - Commercial & Industrial | C2 - Small Business Energy Solutions | C2b - SCI New Equipment | High Efficiency Chiller - IPLV | EC2b053 | HVAC | Project | 0 | 23 |  |  |  | 0 | 0% | 0% | 0% | 100% | 100% | 99.8% | 88.5% | 110.3% | 100% |  | Utility Specific | 0 | C&I Electric Chiller (Combined) | 11.3% | 10.8% | 39.4% | 38.5% | Utility Specific |  | 0 | 0 | 49% | 6% | 49% | 49% | Utility Specific | [6 empty] | 0 | 0
C - Commercial & Industrial | C2 - Small Business Energy Solutions | C2b - SCI New Equipment | C&I Small New Construction Code Compliance | EC2b057 | Custom Measures | Project | 0 | 20 |  |  |  | 0 | 0% | 0% | 0% | 100% | 100% | 36% | 36% | 36% | 36% |  | Utility Specific | 0 | Weighted HVAC - All Homes | 25.41% | 29.66% | 23.25% | 21.68% | Utility Specific |  | 0.00078321 | 0 | 33.6% | 20.1% | 33.6% | 33.6% | Utility Specific | [6 empty] | 0 | 0
C - Commercial & Industrial | C2 - Small Business Energy Solutions | C2b - SCI New Equipment | Induction Cooktop Displacing Electric Resistance | EC2b058 | Food Service | Appliance | 0 | 12 |  |  |  | 0 | 0% | 0% | 0% | 100% | 100% | 99.8% | 88.5% | 110.3% | 100% |  | Deemed | 2488 | C&I Food Services | 32% | 35% | 16% | 17% | Deemed | 0.43 | 0.000192 | 0.43 | 90% | 90% | 90% | 90% | Utility Specific | [6 empty] | 0 | 0
C - Commercial & Industrial | C2 - Small Business Energy Solutions | C2b - SCI New Equipment | Compressed Air Leak Detection | EC2b059 | Compressed Air | Project | 0 | 5 |  |  |  | 0 | 0% | 0% | 0% | 100% | 100% | 99.8% | 88.5% | 110.3% | 100% |  | Deemed | 0 | C&I Compressed Air - VFD Compressor | 25.9% | 23.9% | 26.5% | 23.7% | Utility Specific |  | 0.000258 | 0 | 80% | 54% | 80% | 80% | Utility Specific | [6 empty] | 0 | 0
C - Commercial & Industrial | C2 - Small Business Energy Solutions | C2b - SCI New Equipment | Packaged Terminal Heat Pump | EC2b060 | HVAC | Project | 0 | 12 |  |  |  | 0 | 0% | 0% | 0% | 100% | 100% | 99.8% | 88.5% | 110.3% | 100% |  | Utility Specific | 0 | C&I Heating & Cooling | 26.4% | 16.6% | 34.9% | 22.1% | Utility Specific |  | 0.0016 | 0 | 34% | 42% | 34% | 34% | Utility Specific | [6 empty] | 0 | 0
C - Commercial & Industrial | C2 - Small Business Energy Solutions | C2b - SCI New Equipment | VRF System | EC2b061 | HVAC | Project | 0 | 20 |  |  |  | 0 | 0% | 0% | 0% | 100% | 100% | 99.8% | 88.5% | 110.3% | 100% |  | Utility Specific | 0 | C&I Heating & Cooling | 26.4% | 16.6% | 34.9% | 22.1% | Utility Specific |  | 0.0016 | 0 | 34.2% | 0% | 34.2% | 34.2% | Utility Specific | [6 empty] | 0 | 0
C - Commercial & Industrial | C2 - Small Business Energy Solutions | C2b - SCI New Equipment | CI Audits - Small New | EC2bAUD | Non-Energy Saving |  | 1 | 1 | 148857.2875 | 148857.2875 |  | 0 | 0% | 0% | 0% | 100% | 0% | 0% | 0% | 0% | 0% |  |  | 0 | Non-Electric Measures | 0% | 0% | 0% | 0% |  |  | 0 | 0 | 0% | 0% | 0% | 0% | [7 empty] | 0 | 0
C - Commercial & Industrial | C2 - Small Business Energy Solutions | C2b - SCI New Equipment | Vendor Fees - Small New | EC2bNES01 | Non-Energy Saving |  | 0 | 1 |  |  |  | 0 | 0% | 0% | 0% | 100% | 0% | 0% | 0% | 0% | 0% |  |  | 0 | Non-Electric Measures | 0% | 0% | 0% | 0% |  |  | 0 | 0 | 0% | 0% | 0% | 0% | [7 empty] | 0 | 0
C - Commercial & Industrial | C2 - Small Business Energy Solutions | C2b - SCI New Equipment | Vendor Fees - TA Studies - Small New | EC2bNES02 | Non-Energy Saving |  | 0 | 1 |  |  |  | 0 | 0% | 0% | 0% | 100% | 0% | 0% | 0% | 0% | 0% |  |  | 0 | Non-Electric Measures | 0% | 0% | 0% | 0% |  |  | 0 | 0 | 0% | 0% | 0% | 0% | [7 empty] | 0 | 0
C - Commercial & Industrial | C2 - Small Business Energy Solutions | C2b - SCI New Equipment | [21 empty] | 0 | [20 empty] | 0 | 0
C - Commercial & Industrial | C2 - Small Business Energy Solutions | C2b - SCI New Equipment | [21 empty] | 0 | [20 empty] | 0 | 0
C - Commercial & Industrial | C2 - Small Business Energy Solutions | C2b - SCI New Equipment | [21 empty] | 0 | [20 empty] | 0 | 0
[24 empty] | 0 | [20 empty] | 0 | 0
C - Commercial & Industrial | C2 - Small Business Energy Solutions | C2c - SCI Midstream | Midstream Circulator Pump | EC2c001 | HVAC | Project | 8 | 20 | 233.5058 | 175.1293 |  | 58.3764 | 22.5% | 8.5% | 0% | 86% | 100% | 99.8% | 88.5% | 110.3% | 100% |  | Utility Specific | 650.2733 | C&I Heating & Cooling | 26.4% | 16.6% | 34.9% | 22.1% | Utility Specific | 0.10747 | 0.0016 | 0.10747 | 82% | 5% | 82% | 82% | Utility Specific | [6 empty] | 0 | 0
C - Commercial & Industrial | C2 - Small Business Energy Solutions | C2c - SCI Midstream | Midstream Demand Control Ventilation | EC2c002 | HVAC | Project | 0 | 10 | $ - | $ - |  | #VALUE! | 22.5% | 8.5% | 0% | 86% | 100% | 99.8% | 88.5% | 110.3% | 100% |  | Utility Specific | - | C&I Heating & Cooling | 26.4% | 16.6% | 34.9% | 22.1% | Utility Specific |  | 0.0016 |  | 82% | 5% | 82% | 82% | Utility Specific | [6 empty] | 0 | 0
C - Commercial & Industrial | C2 - Small Business Energy Solutions | C2c - SCI Midstream | Midstream DMSHP Systems | EC2c003 | HVAC | Project | 6 | 20 | 610.3704 | 457.7778 |  | 152.5926 | 22.5% | 8.5% | 0% | 86% | 100% | 99.8% | 88.5% | 110.3% | 100% |  | Utility Specific | 908.8889 | C&I Heating & Cooling | 26.4% | 16.6% | 34.9% | 22.1% | Utility Specific | 0.34251 | 0.0016 | 0.34251 | 34.2% | 0% | 34.2% | 34.2% | Utility Specific | [6 empty] | 0 | 0
C - Commercial & Industrial | C2 - Small Business Energy Solutions | C2c - SCI Midstream | Midstream Dual Enthalpy Economizer Controls | EC2c004 | HVAC | Project | 0 | 10 | 500 | 250 |  | 250 | 22.5% | 8.5% | 0% | 86% | 100% | 99.8% | 88.5% | 110.3% | 100% |  | Utility Specific | 200 | C&I Heating & Cooling | 26.4% | 16.6% | 34.9% | 22.1% | Utility Specific | 0.2 | 0.0016 | 0.2 | 34.2% | 0% | 34.2% | 34.2% | Utility Specific | [6 empty] | 0 | 0
C - Commercial & Industrial | C2 - Small Business Energy Solutions | C2c - SCI Midstream | Midstream ECM Fan Motors | EC2c005 | HVAC | Project | 0 | 20 | $ - | $ - |  | #VALUE! | 22.5% | 8.5% | 0% | 86% | 100% | 99.8% | 88.5% | 110.3% | 100% |  | Utility Specific | - | C&I Heating & Cooling | 26.4% | 16.6% | 34.9% | 22.1% | Utility Specific |  | 0.0016 |  | 82% | 5% | 82% | 82% | Utility Specific | [6 empty] | 0 | 0
C - Commercial & Industrial | C2 - Small Business Energy Solutions | C2c - SCI Midstream | Midstream Heat Pump Systems | EC2c006 | HVAC | Project | 60 | 20 | 733.3333 | 550 |  | 183.3333 | 22.5% | 8.5% | 0% | 86% | 100% | 99.8% | 88.5% | 110.3% | 100% |  | Utility Specific | 903.615 | C&I Heating & Cooling | 26.4% | 16.6% | 34.9% | 22.1% | Utility Specific | 0.33 | 0.0016 | 0.33 | 34.2% | 0% | 34.2% | 34.2% | Utility Specific | [6 empty] | 0 | 0
C - Commercial & Industrial | C2 - Small Business Energy Solutions | C2c - SCI Midstream | Midstream Unitary Air Conditioners | EC2c007 | HVAC | Project | 4 | 20 | 561.3333 | 421 |  | 140.3333 | 22.5% | 8.5% | 0% | 86% | 100% | 99.8% | 88.5% | 110.3% | 100% |  | Utility Specific | 2738.89 | C&I Electric Cooling Unitary Equipment | 8.6% | 4.6% | 52.7% | 34.1% | Utility Specific | 0.548 | 0.000759 | 0.548 | 34.2% | 0% | 34.2% | 34.2% | Utility Specific | [6 empty] | 0 | 0
C - Commercial & Industrial | C2 - Small Business Energy Solutions | C2c - SCI Midstream | Midstream VRF | EC2c008 | HVAC | Project | 6 | 20 | 2561.3333 | 1921 |  | 640.3333 | 22.5% | 8.5% | 0% | 86% | 100% | 99.8% | 88.5% | 110.3% | 100% |  | Utility Specific | 4744.8 | C&I Heating & Cooling | 26.4% | 16.6% | 34.9% | 22.1% | Utility Specific | 0.67699 | 0.0016 | 0.67699 | 34.2% | 0% | 34.2% | 34.2% | Utility Specific | [6 empty] | 0 | 0
C - Commercial & Industrial | C2 - Small Business Energy Solutions | C2c - SCI Midstream | Midstream Water Source Heat Pump Systems | EC2c009 | HVAC | Project | 2 | 12 | 248.5333 | 186.4 |  | 62.1333 | 22.5% | 8.5% | 0% | 86% | 100% | 99.8% | 88.5% | 110.3% | 100% |  | Utility Specific | 533 | C&I Heating & Cooling | 26.4% | 16.6% | 34.9% | 22.1% | Utility Specific | 0.23148 | 0.0016 | 0.23148 | 34.2% | 34.2% | 34.2% | 34.2% | Utility Specific | [6 empty] | 0 | 0
C - Commercial & Industrial | C2 - Small Business Energy Solutions | C2c - SCI Midstream | Midstream LED Downlight | EC2c010 | Lighting | Project | 0 | 1 | $ - | $ - |  | #VALUE! | 72% | 11% | 0% | 39% | 95% | 103.4% | 97.4% | 112.3% | 100% |  | Utility Specific | - | C&I Interior Lighting - Prescriptive | 30.3% | 17.4% | 34.3% | 18.1% | Calculated |  | 0.0002 |  | 63% | 30% | 63% | 63% | Calculated | NG - C&I Gas Heat |  | Fuel Oil - Com Fuel |  |  |  | 0 | 0
C - Commercial & Industrial | C2 - Small Business Energy Solutions | C2c - SCI Midstream | Midstream LED Exterior | EC2c011 | Lighting | Project | 0 | 4 | 205.26 | 43.18 |  | 162.08 | 72% | 11% | 0% | 39% | 95% | 100% | 100% | 100% | 100% |  | Utility Specific | 362.48 | C&I Exterior Lighting | 20.1% | 31.6% | 19.2% | 29% | Calculated |  | 0.0002 | 0.072496 | 0% | 100% | 0% | 0% | Calculated | [6 empty] | 0 | 0
C - Commercial & Industrial | C2 - Small Business Energy Solutions | C2c - SCI Midstream | Midstream LED High Bay/Low Bay | EC2c012 | Lighting | Project | 0 | 6 | 189.35 | 131.5 |  | 57.85 | 72% | 11% | 0% | 39% | 95% | 103.4% | 97.4% | 112.3% | 100% |  | Utility Specific | 806.91 | C&I Interior Lighting - Prescriptive | 30.3% | 17.4% | 34.3% | 18.1% | Calculated |  | 0.0002 | 0.16138 | 63% | 30% | 63% | 63% | Calculated | NG - C&I Gas Heat | -0.043573 | Fuel Oil - Com Fuel | -0.087146 |  |  | 0 | 0
C - Commercial & Industrial | C2 - Small Business Energy Solutions | C2c - SCI Midstream | Midstream LED Linear Fixture | EC2c013 | Lighting | Project | 0 | 5 | 72.72 | 34.49 |  | 38.23 | 72% | 11% | 0% | 39% | 95% | 103.4% | 97.4% | 112.3% | 100% |  | Utility Specific | 111.54 | C&I Interior Lighting - Prescriptive | 30.3% | 17.4% | 34.3% | 18.1% | Calculated |  | 0.0002 | 0.022308 | 63% | 30% | 63% | 63% | Calculated | NG - C&I Gas Heat | -0.0060232 | Fuel Oil - Com Fuel | -0.012046 |  |  | 0 | 0
C - Commercial & Industrial | C2 - Small Business Energy Solutions | C2c - SCI Midstream | Midstream LED Linear Fixture with Controls | EC2c014 | Lighting | Project | 0 | 5 | $ - | $ - |  | #VALUE! | 72% | 11% | 0% | 39% | 95% | 103.4% | 97.4% | 112.3% | 100% |  | Utility Specific | 0 | C&I Interior Lighting - Prescriptive | 30.3% | 17.4% | 34.3% | 18.1% | Calculated |  | 0.0002 | 0 | 63% | 30% | 63% | 63% | Calculated | NG - C&I Gas Heat | 0 | Fuel Oil - Com Fuel | 0 |  |  | 0 | 0
C - Commercial & Industrial | C2 - Small Business Energy Solutions | C2c - SCI Midstream | Midstream LED Linear Lamp | EC2c015 | Lighting | Project | 0 | 5 | 14.14 | 6.73 |  | 7.41 | 72% | 11% | 0% | 39% | 95% | 103.4% | 97.4% | 112.3% | 100% |  | Utility Specific | 60.55 | C&I Interior Lighting - Prescriptive | 30.3% | 17.4% | 34.3% | 18.1% | Calculated |  | 0.0002 | 0.01211 | 63% | 30% | 63% | 63% | Calculated | NG - C&I Gas Heat | -0.0032697 | Fuel Oil - Com Fuel | -0.0065394 |  |  | 0 | 0
C - Commercial & Industrial | C2 - Small Business Energy Solutions | C2c - SCI Midstream | Midstream LED Screw In | EC2c016 | Lighting | Project | 0 | 1 | 16.68 | 8.4 |  | 8.28 | 72% | 11% | 0% | 39% | 95% | 103.4% | 97.4% | 112.3% | 100% |  | Utility Specific | 121.11 | C&I Interior Lighting - Prescriptive | 30.3% | 17.4% | 34.3% | 18.1% | Calculated |  | 0.0002 | 0.024222 | 63% | 30% | 63% | 63% | Calculated | NG - C&I Gas Heat | -0.013282 | Fuel Oil - Com Fuel | -0.026563 |  |  | 0 | 0
C - Commercial & Industrial | C2 - Small Business Energy Solutions | C2c - SCI Midstream | Midstream LED Stairwell Kit | EC2c017 | Lighting | Project | 0 | 4 | 273.92 | 87.54 |  | 186.38 | 72% | 11% | 0% | 39% | 95% | 103.4% | 97.4% | 112.3% | 100% |  | Utility Specific | 217.32 | C&I Interior Lighting - Prescriptive | 30.3% | 17.4% | 34.3% | 18.1% | Calculated |  | 0.0002 | 0.043464 | 63% | 30% | 63% | 63% | Calculated | [6 empty] | 0 | 0
C - Commercial & Industrial | C2 - Small Business Energy Solutions | C2c - SCI Midstream | Midstream Combination Oven, Electric | EC2c018 | Food Service | Appliance | 1 | 12 | 2666.6667 | 2000 |  | 666.6667 | 22.5% | 8.5% | 0% | 86% | 100% | 99.8% | 88.5% | 110.3% | 100% |  | Deemed | 6368 | C&I Food Services | 32% | 35% | 16% | 17% | Deemed | 1.45 | 0.000192 | 1.45 | 90% | 90% | 90% | 90% | Utility Specific | [6 empty] | 0 | 0
C - Commercial & Industrial | C2 - Small Business Energy Solutions | C2c - SCI Midstream | Midstream Convection Oven, Electric | EC2c019 | Food Service | Appliance | 1 | 12 | 666.6667 | 500 |  | 166.6667 | 22.5% | 8.5% | 0% | 86% | 100% | 99.8% | 88.5% | 110.3% | 100% |  | Deemed | 2001 | C&I Food Services | 32% | 35% | 16% | 17% | Deemed | 0.46 | 0.000192 | 0.46 | 90% | 90% | 90% | 90% | Utility Specific | [6 empty] | 0 | 0
C - Commercial & Industrial | C2 - Small Business Energy Solutions | C2c - SCI Midstream | Midstream Conveyor Broiler | EC2c047 | Food Service | Appliance | 0 | 12 | 3109.33 | $ - |  | #VALUE! | 22.5% | 8.5% | 0% | 86% | 100% | 99.8% | 88.5% | 110.3% | 100% |  | Utility Specific | 6403 | C&I Food Services | 32% | 35% | 16% | 17% | Utility Specific | 0.88 | 0.000192 | 0.88 | 90% | 90% | 90% | 90% | Utility Specific | NG - C& I Gas Non Heating | 193.3 |  |  |  |  | 0 | 0
C - Commercial & Industrial | C2 - Small Business Energy Solutions | C2c - SCI Midstream | Midstream Deck Oven, Electric | EC2c050 | Food Service | Appliance | 0 | 12 | 3558 | $ - |  | #VALUE! | 22.5% | 8.5% | 0% | 86% | 100% | 99.8% | 88.5% | 110.3% | 100% |  | Deemed | 7519 | C&I Food Services | 32% | 35% | 16% | 17% | Deemed | 1.545 | 0.000192 | 1.545 | 90% | 90% | 90% | 90% | Utility Specific | [6 empty] | 0 | 0
C - Commercial & Industrial | C2 - Small Business Energy Solutions | C2c - SCI Midstream | Midstream Dishwasher - High Temp Door Type | EC2c020 | Food Service | Appliance | 0 | 13 | 995 | 250 |  | 745 | 22.5% | 8.5% | 0% | 86% | 100% | 99.8% | 88.5% | 110.3% | 100% |  | Deemed | 11897 | C&I Food Services | 32% | 35% | 16% | 17% | Deemed | 1.81 | 0.000192 | 1.81 | 90% | 90% | 90% | 90% | Utility Specific | [6 empty] | 0 | 40880
C - Commercial & Industrial | C2 - Small Business Energy Solutions | C2c - SCI Midstream | Midstream Dishwasher - High Temp Multi Tank Conveyor | EC2c021 | Food Service | Appliance | 0 | 13 | 970 | 100 |  | 870 | 22.5% | 8.5% | 0% | 86% | 100% | 99.8% | 88.5% | 110.3% | 100% |  | Deemed | 45074 | C&I Food Services | 32% | 35% | 16% | 17% | Deemed | 6.86 | 0.000192 | 6.86 | 90% | 90% | 90% | 90% | Utility Specific | [6 empty] | 0 | 94170
C - Commercial & Industrial | C2 - Small Business Energy Solutions | C2c - SCI Midstream | Midstream Dishwasher - High Temp Pot, Pan, Utensil | EC2c022 | Food Service | Appliance | 0 | 13 | 1710 | 100 |  | 1610 | 22.5% | 8.5% | 0% | 86% | 100% | 99.8% | 88.5% | 110.3% | 100% |  | Deemed | 10979 | C&I Food Services | 32% | 35% | 16% | 17% | Deemed | 1.67 | 0.000192 | 1.67 | 90% | 90% | 90% | 90% | Utility Specific | [6 empty] | 0 | 8760
C - Commercial & Industrial | C2 - Small Business Energy Solutions | C2c - SCI Midstream | Midstream Dishwasher - High Temp Single Tank Conveyor | EC2c023 | Food Service | Appliance | 0 | 13 | 2050 | 100 |  | 1950 | 22.5% | 8.5% | 0% | 86% | 100% | 99.8% | 88.5% | 110.3% | 100% |  | Deemed | 10204 | C&I Food Services | 32% | 35% | 16% | 17% | Deemed | 1.55 | 0.000192 | 1.55 | 90% | 90% | 90% | 90% | Utility Specific | [6 empty] | 0 | 24820
C - Commercial & Industrial | C2 - Small Business Energy Solutions | C2c - SCI Midstream | Midstream Dishwasher - High Temp Under Counter | EC2c024 | Food Service | Appliance | 0 | 13 | 2025 | 250 |  | 1775 | 22.5% | 8.5% | 0% | 86% | 100% | 99.8% | 88.5% | 110.3% | 100% |  | Deemed | 1480 | C&I Food Services | 32% | 35% | 16% | 17% | Deemed | 0.23 | 0.000192 | 0.23 | 90% | 90% | 90% | 90% | Utility Specific | [6 empty] | 0 | 6296
C - Commercial & Industrial | C2 - Small Business Energy Solutions | C2c - SCI Midstream | Midstream Dishwasher - Low Temp Door Type | EC2c025 | Food Service | Appliance | 0 | 13 | 662 | 250 |  | 412 | 22.5% | 8.5% | 0% | 86% | 100% | 99.8% | 88.5% | 110.3% | 100% |  | Deemed | 17255 | C&I Food Services | 32% | 35% | 16% | 17% | Deemed | 2.63 | 0.000192 | 2.63 | 90% | 90% | 90% | 90% | Utility Specific | [6 empty] | 0 | 94024
C - Commercial & Industrial | C2 - Small Business Energy Solutions | C2c - SCI Midstream | Midstream Dishwasher - Low Temp Multi Tank Conveyor | EC2c026 | Food Service | Appliance | 0 | 13 | 970 | 100 |  | 870 | 22.5% | 8.5% | 0% | 86% | 100% | 99.8% | 88.5% | 110.3% | 100% |  | Deemed | 22863 | C&I Food Services | 32% | 35% | 16% | 17% | Deemed | 3.48 | 0.000192 | 3.48 | 90% | 90% | 90% | 90% | Utility Specific | [6 empty] | 0 | 109500
C - Commercial & Industrial | C2 - Small Business Energy Solutions | C2c - SCI Midstream | Midstream Dishwasher - Low Temp Single Tank Conveyor | EC2c027 | Food Service | Appliance | 0 | 13 | 133 | 100 |  | 33 | 22.5% | 8.5% | 0% | 86% | 100% | 99.8% | 88.5% | 110.3% | 100% |  | Deemed | 15387 | C&I Food Services | 32% | 35% | 16% | 17% | Deemed | 2.34 | 0.000192 | 2.34 | 90% | 90% | 90% | 90% | Utility Specific | [6 empty] | 0 | 75920
C - Commercial & Industrial | C2 - Small Business Energy Solutions | C2c - SCI Midstream | Midstream Dishwasher - Low Temp Under Counter | EC2c028 | Food Service | Appliance | 0 | 13 | 324 | 250 |  | 74 | 22.5% | 8.5% | 0% | 86% | 100% | 99.8% | 88.5% | 110.3% | 100% |  | Deemed | 6182 | C&I Food Services | 32% | 35% | 16% | 17% | Deemed | 0.94 | 0.000192 | 0.94 | 90% | 90% | 90% | 90% | Utility Specific | [6 empty] | 0 | 14783
C - Commercial & Industrial | C2 - Small Business Energy Solutions | C2c - SCI Midstream | Midstream Freezer - Solid Door | EC2c029 | Food Service | Appliance | 6 | 12 | 236.3636 | 177.2727 |  | 59.0909 | 22.5% | 8.5% | 0% | 86% | 100% | 99.8% | 88.5% | 110.3% | 100% |  | Utility Specific | 1100.7782 | C&I Food Services | 32% | 35% | 16% | 17% | Utility Specific | 0.031527 | 0.000192 | 0.031527 | 90% | 90% | 90% | 90% | Utility Specific | [6 empty] | 0 | 0
C - Commercial & Industrial | C2 - Small Business Energy Solutions | C2c - SCI Midstream | Midstream Freezer - Glass Door | EC2c030 | Food Service | Appliance | 3 | 12 | 516.6667 | 387.5 |  | 129.1667 | 22.5% | 8.5% | 0% | 86% | 100% | 99.8% | 88.5% | 110.3% | 100% |  | Utility Specific | 427 | C&I Food Services | 32% | 35% | 16% | 17% | Utility Specific | 0.048744 | 0.000192 | 0.048744 | 90% | 90% | 90% | 90% | Utility Specific | [6 empty] | 0 | 0
C - Commercial & Industrial | C2 - Small Business Energy Solutions | C2c - SCI Midstream | Midstream Fryer Large Vat, Electric | EC2c031 | Food Service | Appliance | 0 | 12 | 1150 | $ - |  | #VALUE! | 22.5% | 8.5% | 0% | 86% | 100% | 99.8% | 88.5% | 110.3% | 100% |  | Deemed | 2696 | C&I Food Services | 32% | 35% | 16% | 17% | Deemed | 0.61 | 0.000192 | 0.61 | 90% | 90% | 90% | 90% | Utility Specific | [6 empty] | 0 | 0
C - Commercial & Industrial | C2 - Small Business Energy Solutions | C2c - SCI Midstream | Midstream Fryer Standard Vat, Electric | EC2c032 | Food Service | Appliance | 0 | 12 | 276 | 150 |  | 126 | 22.5% | 8.5% | 0% | 86% | 100% | 99.8% | 88.5% | 110.3% | 100% |  | Deemed | 3272 | C&I Food Services | 32% | 35% | 16% | 17% | Deemed | 0.56 | 0.000192 | 0.56 | 90% | 90% | 90% | 90% | Utility Specific | [6 empty] | 0 | 0
C - Commercial & Industrial | C2 - Small Business Energy Solutions | C2c - SCI Midstream | Midstream Griddle, Electric | EC2c033 | Food Service | Appliance | 0 | 12 | 860 | 400 |  | 460 | 22.5% | 8.5% | 0% | 86% | 100% | 99.8% | 88.5% | 110.3% | 100% |  | Deemed | 3179 | C&I Food Services | 32% | 35% | 16% | 17% | Deemed | 0.73 | 0.000192 | 0.73 | 90% | 90% | 90% | 90% | Utility Specific | [6 empty] | 0 | 0
C - Commercial & Industrial | C2 - Small Business Energy Solutions | C2c - SCI Midstream | Midstream Hand-Wrap Machine | EC2c051 | Food Service | Appliance | 0 | 10 | 135 | $ - |  | #VALUE! | 22.5% | 8.5% | 0% | 86% | 100% | 99.8% | 88.5% | 110.3% | 100% |  | Deemed | 1565 | C&I Food Services | 32% | 35% | 16% | 17% | Deemed | 0.181 | 0.000192 | 0.181 | 90% | 90% | 90% | 90% | Utility Specific | [6 empty] | 0 | 0
C - Commercial & Industrial | C2 - Small Business Energy Solutions | C2c - SCI Midstream | Midstream High Efficiency Condensing Unit | EC2c052 | Food Service | Appliance | 0 | 13 | $ - | $ - |  | #VALUE! | 22.5% | 8.5% | 0% | 86% | 100% | 99.8% | 88.5% | 110.3% | 100% |  | Utility Specific | 0 | C&I Food Services | 32% | 35% | 16% | 17% | Utility Specific |  | 0.000192 | 0 | 100% | 115% | 100% | 100% | Utility Specific | [6 empty] | 0 | 0
C - Commercial & Industrial | C2 - Small Business Energy Solutions | C2c - SCI Midstream | Midstream Hot Food Holding Cabinet 3/4 Size | EC2c034 | Food Service | Appliance | 0 | 12 | 902 | 750 |  | 152 | 22.5% | 8.5% | 0% | 86% | 100% | 99.8% | 88.5% | 110.3% | 100% |  | Deemed | 1189 | C&I Food Services | 32% | 35% | 16% | 17% | Deemed | 0.32 | 0.000192 | 0.32 | 90% | 90% | 90% | 90% | Utility Specific | [6 empty] | 0 | 0
C - Commercial & Industrial | C2 - Small Business Energy Solutions | C2c - SCI Midstream | Midstream Hot Food Holding Cabinet Full Size | EC2c035 | Food Service | Appliance | 0 | 12 | 902 | 900 |  | 2 | 22.5% | 8.5% | 0% | 86% | 100% | 99.8% | 88.5% | 110.3% | 100% |  | Deemed | 3807 | C&I Food Services | 32% | 35% | 16% | 17% | Deemed | 1.15 | 0.000192 | 1.15 | 90% | 90% | 90% | 90% | Utility Specific | [6 empty] | 0 | 0
C - Commercial & Industrial | C2 - Small Business Energy Solutions | C2c - SCI Midstream | Midstream Hot Food Holding Cabinet Half Size | EC2c036 | Food Service | Appliance | 1 | 12 | 902 | 600 |  | 302 | 22.5% | 8.5% | 0% | 86% | 100% | 99.8% | 88.5% | 110.3% | 100% |  | Deemed | 223 | C&I Food Services | 32% | 35% | 16% | 17% | Deemed | 0.05 | 0.000192 | 0.05 | 90% | 90% | 90% | 90% | Utility Specific | [6 empty] | 0 | 0
C - Commercial & Industrial | C2 - Small Business Energy Solutions | C2c - SCI Midstream | Midstream Ice Machine Ice Making Head | EC2c037 | Food Service | Appliance | 0 | 8 | 222 | 200 |  | 22 | 22.5% | 8.5% | 0% | 86% | 100% | 99.8% | 88.5% | 110.3% | 100% |  | Utility Specific | 1117 | C&I Food Services | 32% | 35% | 16% | 17% | Utility Specific | 0.3 | 0.000192 | 0.3 | 90% | 90% | 90% | 90% | Utility Specific | [6 empty] | 0 | 3322
C - Commercial & Industrial | C2 - Small Business Energy Solutions | C2c - SCI Midstream | Midstream Ice Machine Remote Cond/Split Unit Batch | EC2c038 | Food Service | Appliance | 0 | 8 | 222 | 200 |  | 22 | 22.5% | 8.5% | 0% | 86% | 100% | 99.8% | 88.5% | 110.3% | 100% |  | Utility Specific | 2601 | C&I Food Services | 32% | 35% | 16% | 17% | Utility Specific | 0.3 | 0.000192 | 0.3 | 90% | 90% | 90% | 90% | Utility Specific | [6 empty] | 0 | 2631
C - Commercial & Industrial | C2 - Small Business Energy Solutions | C2c - SCI Midstream | Midstream Ice Machine Remote Cond/Split Unit Continuous | EC2c039 | Food Service | Appliance | 0 | 8 | 470 | $ - |  | #VALUE! | 22.5% | 8.5% | 0% | 86% | 100% | 99.8% | 88.5% | 110.3% | 100% |  | Utility Specific | 3641 | C&I Food Services | 32% | 35% | 16% | 17% | Utility Specific | 0.3 | 0.000192 | 0.3 | 90% | 90% | 90% | 90% | Utility Specific | [6 empty] | 0 | 0
C - Commercial & Industrial | C2 - Small Business Energy Solutions | C2c - SCI Midstream | Midstream Ice Machine Self Contained | EC2c040 | Food Service | Appliance | 0 | 8 | 222 | 100 |  | 122 | 22.5% | 8.5% | 0% | 86% | 100% | 99.8% | 88.5% | 110.3% | 100% |  | Utility Specific | 805 | C&I Food Services | 32% | 35% | 16% | 17% | Utility Specific | 0.3 | 0.000192 | 0.3 | 90% | 90% | 90% | 90% | Utility Specific | [6 empty] | 0 | 3526
C - Commercial & Industrial | C2 - Small Business Energy Solutions | C2c - SCI Midstream | Midstream Refrigerated Chef Base | EC2c053 | Food Service | Appliance | 0 | 12 | 2793.75 | $ - |  | #VALUE! | 22.5% | 8.5% | 0% | 86% | 100% | 99.8% | 88.5% | 110.3% | 100% |  | Utility Specific | 1052 | C&I Food Services | 32% | 35% | 16% | 17% | Utility Specific | 0.1152 | 0.000192 | 0.1152 | 90% | 90% | 90% | 90% | Utility Specific | [6 empty] | 0 | 0
C - Commercial & Industrial | C2 - Small Business Energy Solutions | C2c - SCI Midstream | Midstream Refrigerator - Glass Door | EC2c041 | Food Service | Appliance | 6 | 12 | 300 | 225 |  | 75 | 22.5% | 8.5% | 0% | 86% | 100% | 99.8% | 88.5% | 110.3% | 100% |  | Utility Specific | 170 | C&I Food Services | 32% | 35% | 16% | 17% | Utility Specific | 0.027968 | 0.000192 | 0.027968 | 90% | 90% | 90% | 90% | Utility Specific | [6 empty] | 0 | 0
C - Commercial & Industrial | C2 - Small Business Energy Solutions | C2c - SCI Midstream | Midstream Refrigerator - Solid Door | EC2c042 | Food Service | Appliance | 4 | 12 | 261.9048 | 196.4286 |  | 65.4762 | 22.5% | 8.5% | 0% | 86% | 100% | 99.8% | 88.5% | 110.3% | 100% |  | Utility Specific | 348.6457 | C&I Food Services | 32% | 35% | 16% | 17% | Utility Specific | 0.0368 | 0.000192 | 0.0368 | 90% | 90% | 90% | 90% | Utility Specific | [6 empty] | 0 | 0
C - Commercial & Industrial | C2 - Small Business Energy Solutions | C2c - SCI Midstream | Midstream Steam Cooker, Electric | EC2c043 | Food Service | Appliance | 0 | 12 | 3400 | 1000 |  | 2400 | 22.5% | 8.5% | 0% | 86% | 100% | 99.8% | 88.5% | 110.3% | 100% |  | Deemed | 6550 | C&I Food Services | 32% | 35% | 16% | 17% | Deemed | 2.28 | 0.000192 | 2.28 | 90% | 90% | 90% | 90% | Utility Specific | [6 empty] | 0 | 69975
C - Commercial & Industrial | C2 - Small Business Energy Solutions | C2c - SCI Midstream | Midstream Ultra Low-Temp Freezer | EC2c048 | Food Service | Appliance | 21.9232 | 15 | 2213.6364 | 1660.2273 |  | 553.4091 | 22.5% | 8.5% | 0% | 86% | 100% | 99.8% | 88.5% | 110.3% | 100% |  | Deemed | 5737 | C&I Food Services | 32% | 35% | 16% | 17% | Deemed | 0.654 | 0.000192 | 0.654 | 90% | 90% | 90% | 90% | Utility Specific | [6 empty] | 0 | 0
C - Commercial & Industrial | C2 - Small Business Energy Solutions | C2c - SCI Midstream | Midstream Contact Conveyor Toaster | EC2c066 | Food Service | Appliance | 0 | 12 |  |  |  |  | 22.5% | 8.5% | 0% | 86% | 100% | 99.8% | 88.5% | 110.3% | 100% |  | Deemed | 2340 | C&I Food Services | 32% | 35% | 16% | 17% | Deemed | 0.361 | 0.000192 | 0.361 | 90% | 90% | 90% | 90% | [7 empty] | 0 | 0
C - Commercial & Industrial | C2 - Small Business Energy Solutions | C2c - SCI Midstream | Midstream Radiant Conveyor Toaster | EC2c067 | Food Service | Appliance | 0 | 12 |  |  |  |  | 22.5% | 8.5% | 0% | 86% | 100% | 99.8% | 88.5% | 110.3% | 100% |  | Utility Specific | 1510 | C&I Food Services | 32% | 35% | 16% | 17% | Utility Specific |  | 0.000192 | 0.28992 | 90% | 90% | 90% | 90% | [7 empty] | 0 | 0
C - Commercial & Industrial | C2 - Small Business Energy Solutions | C2c - SCI Midstream | Midstream Demand Control Kitchen Ventilation | EC2c068 | Food Service | Appliance | 0 | 20 |  |  |  |  | 22.5% | 8.5% | 0% | 86% | 100% | 99.8% | 88.5% | 110.3% | 100% |  | Utility Specific | 0 | C&I Food Services | 32% | 35% | 16% | 17% | Utility Specific |  | 0.000192 | 0 | 90% | 90% | 90% | 90% | [7 empty] | 0 | 0
C - Commercial & Industrial | C2 - Small Business Energy Solutions | C2c - SCI Midstream | Midstream Hot Food Holding Bin | EC2c069 | Food Service | Appliance | 0 | 12 |  |  |  |  | 22.5% | 8.5% | 0% | 86% | 100% | 99.8% | 88.5% | 110.3% | 100% |  | Deemed | 163 | C&I Food Services | 32% | 35% | 16% | 17% | Deemed | 0.0252 | 0.000192 | 0.0252 | 90% | 90% | 90% | 90% | [7 empty] | 0 | 0
C - Commercial & Industrial | C2 - Small Business Energy Solutions | C2c - SCI Midstream | Midstream Soup Well, Electric | EC2c070 | Food Service | Appliance | 0 | 12 |  |  |  |  | 22.5% | 8.5% | 0% | 86% | 100% | 99.8% | 88.5% | 110.3% | 100% |  | Deemed | 189 | C&I Food Services | 32% | 35% | 16% | 17% | Deemed | 0.0756 | 0.000192 | 0.0756 | 90% | 90% | 90% | 90% | [7 empty] | 0 | 0
C - Commercial & Industrial | C2 - Small Business Energy Solutions | C2c - SCI Midstream | Midstream Steam Table, Electric | EC2c071 | Food Service | Appliance | 0 | 12 |  |  |  |  | 22.5% | 8.5% | 0% | 86% | 100% | 99.8% | 88.5% | 110.3% | 100% |  | Deemed | 283 | C&I Food Services | 32% | 35% | 16% | 17% | Deemed | 0.0975 | 0.000192 | 0.0975 | 90% | 90% | 90% | 90% | [7 empty] | 0 | 0
C - Commercial & Industrial | C2 - Small Business Energy Solutions | C2c - SCI Midstream | Midstream Heat Pump Water Heater, 120 gallons | EC2c044 | Hot Water | Water Heater | 0 | 13 | $ - | $ - |  | #VALUE! | 22.5% | 8.5% | 0% | 86% | 100% | 99.8% | 88.5% | 110.3% | 100% |  | Deemed | 2082 | Water Heater - Heat Pump | 39.13% | 32.97% | 14.89% | 13.01% | Utility Specific |  | 0.00021971 | 0.45743 | 41.3% | 74.7% | 41.3% | 41.3% | Utility Specific | [6 empty] | 0 | 0
C - Commercial & Industrial | C2 - Small Business Energy Solutions | C2c - SCI Midstream | Midstream Heat Pump Water Heater, 50 gallons | EC2c045 | Hot Water | Water Heater | 7 | 13 | 1333.3333 | 1000 |  | 333.3333 | 22.5% | 8.5% | 0% | 86% | 100% | 99.8% | 88.5% | 110.3% | 100% |  | Deemed | 4556 | Water Heater - Heat Pump | 39.13% | 32.97% | 14.89% | 13.01% | Utility Specific |  | 0.00021971 | 1.001 | 41.3% | 74.7% | 41.3% | 41.3% | Utility Specific | [6 empty] | 0 | 0
C - Commercial & Industrial | C2 - Small Business Energy Solutions | C2c - SCI Midstream | Midstream Heat Pump Water Heater, 80 gallons | EC2c046 | Hot Water | Water Heater | 2 | 13 | 1400 | 1050 |  | 350 | 22.5% | 8.5% | 0% | 86% | 100% | 99.8% | 88.5% | 110.3% | 100% |  | Deemed | 1171 | Water Heater - Heat Pump | 39.13% | 32.97% | 14.89% | 13.01% | Utility Specific |  | 0.00021971 | 0.25728 | 41.3% | 74.7% | 41.3% | 41.3% | Utility Specific | [6 empty] | 0 | 0
C - Commercial & Industrial | C2 - Small Business Energy Solutions | C2c - SCI Midstream | OMP Room Air Purifier | EC2c054 | HVAC | Appliance | 0 | 3 | 80 | $ - |  | #VALUE! | 22.5% | 8.5% | 0% | 86% | 100% | 99.8% | 88.5% | 110.3% | 100% |  | Utility Specific | 214 | 24 hour operation | 30.5% | 36.1% | 15.2% | 18.3% | Utility Specific | 0.075 | 0.00011416 | 0.075 | 100% | 100% | 100% | 100% | Utility Specific | [6 empty] | 0 | 0
C - Commercial & Industrial | C2 - Small Business Energy Solutions | C2c - SCI Midstream | OMP Smart Strip, Tier 1 | EC2c055 | Process | Power Strip | 0 | 5 | 18 | $ - |  | #VALUE! | 22.5% | 8.5% | 0% | 86% | 100% | 99.8% | 88.5% | 110.3% | 100% |  | Deemed | 105 | Primary TV and Peripherals | 32.24% | 34.78% | 15.36% | 17.62% | Deemed | 0.01 | 0.00018311 | 0.01 | 58.2% | 86.3% | 58.2% | 58.2% | Utility Specific | [6 empty] | 0 | 0
C - Commercial & Industrial | C2 - Small Business Energy Solutions | C2c - SCI Midstream | OMP Smart Strip, Tier 2 | EC2c056 | Process | Power Strip | 0 | 5 | 40 | $ - |  | #VALUE! | 22.5% | 8.5% | 0% | 86% | 100% | 99.8% | 88.5% | 110.3% | 100% |  | Deemed | 207 | Primary TV and Peripherals | 32.24% | 34.78% | 15.36% | 17.62% | Deemed | 0.024 | 0.00018311 | 0.024 | 58.2% | 86.3% | 58.2% | 58.2% | Utility Specific | [6 empty] | 0 | 0
C - Commercial & Industrial | C2 - Small Business Energy Solutions | C2c - SCI Midstream | OMP Low-Flow Showerhead, Electric | EC2c057 | Hot Water | Showerhead | 0 | 10 | $ - | $ - |  | #VALUE! | 22.5% | 8.5% | 0% | 86% | 100% | 99.8% | 88.5% | 110.3% | 100% |  | Deemed | 507 | Water Heater - Electric | 41.52% | 31.39% | 15.22% | 11.88% | Deemed | 0.09 | 0.00024338 | 0.09 | 31.2% | 80.8% | 31.2% | 31.2% | Utility Specific | [6 empty] | 0 | 7300
C - Commercial & Industrial | C2 - Small Business Energy Solutions | C2c - SCI Midstream | OMP Low-Flow Showerhead with Thermostatic Valve, Electric | EC2c058 | Hot Water | Showerhead | 0 | 10 | $ - | $ - |  | #VALUE! | 22.5% | 8.5% | 0% | 86% | 100% | 99.8% | 88.5% | 110.3% | 100% |  | Deemed | 507 | Water Heater - Electric | 41.52% | 31.39% | 15.22% | 11.88% | Deemed | 0.09 | 0.00024338 | 0.09 | 31.2% | 80.8% | 31.2% | 31.2% | Utility Specific | [6 empty] | 0 | 7300
C - Commercial & Industrial | C2 - Small Business Energy Solutions | C2c - SCI Midstream | OMP Thermostatic Shut-off Valve, Electric | EC2c059 | Hot Water | Showerhead | 0 | 15 | $ - | $ - |  | #VALUE! | 22.5% | 8.5% | 0% | 86% | 100% | 99.8% | 88.5% | 110.3% | 100% |  | Deemed | 69 | Water Heater - Electric | 41.52% | 31.39% | 15.22% | 11.88% | Deemed | 0.01 | 0.00024338 | 0.01 | 31.2% | 80.8% | 31.2% | 31.2% | Utility Specific | [6 empty] | 0 | 558
C - Commercial & Industrial | C2 - Small Business Energy Solutions | C2c - SCI Midstream | OMP Faucet Aerator, Electric | EC2c060 | Hot Water | Aerator | 0 | 10 | $ - | $ - |  | #VALUE! | 22.5% | 8.5% | 0% | 86% | 100% | 99.8% | 88.5% | 110.3% | 100% |  | Deemed | 309 | Water Heater - Electric | 41.52% | 31.39% | 15.22% | 11.88% | Deemed | 0.01 | 0.00024338 | 0.01 | 31.2% | 80.8% | 31.2% | 31.2% | Utility Specific | [6 empty] | 0 | 5460
C - Commercial & Industrial | C2 - Small Business Energy Solutions | C2c - SCI Midstream | OMP Pipe Wrap, Electric | EC2c061 | Hot Water | Dwelling Unit | 0 | 15 | $ - | $ - |  | #VALUE! | 22.5% | 8.5% | 0% | 86% | 100% | 99.8% | 88.5% | 110.3% | 100% |  | Deemed | 192.5 | Water Heater - Electric | 41.52% | 31.39% | 15.22% | 11.88% | Deemed | 0.01 | 0.00024338 | 0.01 | 31.2% | 80.8% | 31.2% | 31.2% | Utility Specific | [6 empty] | 0 | 0
C - Commercial & Industrial | C2 - Small Business Energy Solutions | C2c - SCI Midstream | OMP Pre-Rinse Spray Valve, Electric | EC2c062 | Hot Water | Valve | 0 | 8 | $ - | $ - |  | #VALUE! | 22.5% | 8.5% | 0% | 86% | 100% | 99.8% | 88.5% | 110.3% | 100% |  | Utility Specific | 957 | Water Heater - Electric | 41.52% | 31.39% | 15.22% | 11.88% | Utility Specific |  | 0.00024338 | 0.23292 | 52% | 100% | 52% | 52% | Utility Specific | [6 empty] | 0 | 6410
C - Commercial & Industrial | C2 - Small Business Energy Solutions | C2c - SCI Midstream | OMP ES Dehumidifier | EC2c063 | HVAC | Appliance | 0 | 12 | 55 | $ - |  | #VALUE! | 22.5% | 8.5% | 0% | 86% | 100% | 99.8% | 88.5% | 110.3% | 100% |  | Deemed | 82.3 | Dehumidifier | 21.99% | 23.34% | 24.93% | 29.74% | Deemed | 0.02 | 0.00023381 | 0.02 | 82% | 17.2% | 82% | 82% | Utility Specific | [6 empty] | 0 | 0
C - Commercial & Industrial | C2 - Small Business Energy Solutions | C2c - SCI Midstream | Midstream Induction Cooktop Displacing Electric Resistance | EC2c064 | Food Service | Appliance | 0 | 12 | $ - | $ - |  | #VALUE! | 22.5% | 8.5% | 0% | 86% | 100% | 99.8% | 88.5% | 110.3% | 100% |  | Deemed | 2488 | C&I Food Services | 32% | 35% | 16% | 17% | Deemed | 0.43 | 0.000192 | 0.43 | 90% | 90% | 90% | 90% | Utility Specific | [6 empty] | 0 | 0
C - Commercial & Industrial | C2 - Small Business Energy Solutions | C2c - SCI Midstream | Midstream Packaged Terminal Heat Pump | EC2c065 | HVAC | Project | 0 | 12 | $ - | $ - |  | #VALUE! | 22.5% | 8.5% | 0% | 86% | 100% | 99.8% | 88.5% | 110.3% | 100% |  | Utility Specific | 0 | C&I Heating & Cooling | 26.4% | 16.6% | 34.9% | 22.1% | Utility Specific |  | 0.0016 | 0 | 34% | 42% | 34% | 34% | Utility Specific | [6 empty] | 0 | 0
C - Commercial & Industrial | C2 - Small Business Energy Solutions | C2c - SCI Midstream | Midstream Rebate Processing | EC2cNES01 | Non-Energy Saving |  | 0 | 1 |  |  |  | 0 | 0% | 0% | 0% | 100% | 0% | 0% | 0% | 0% | 0% |  |  | 0 | Non-Electric Measures | 0% | 0% | 0% | 0% |  |  | 0 | 0 | 0% | 0% | 0% | 0% | [7 empty] | 0 | 0
C - Commercial & Industrial | C2 - Small Business Energy Solutions | C2c - SCI Midstream | [42 empty] | 0
C - Commercial & Industrial | C2 - Small Business Energy Solutions | C2c - SCI Midstream | [42 empty] | 0
C - Commercial & Industrial | C2 - Small Business Energy Solutions | C2c - SCI Midstream | [42 empty] | 0
C - Commercial & Industrial | C2 - Small Business Energy Solutions | C2c - SCI Midstream | [42 empty] | 0
C - Commercial & Industrial | C2 - Small Business Energy Solutions | C2c - SCI Midstream | [42 empty] | 0
C - Commercial & Industrial | C2 - Small Business Energy Solutions | C2c - SCI Midstream | [42 empty] | 0
C - Commercial & Industrial | C2 - Small Business Energy Solutions | C2c - SCI Midstream | [42 empty] | 0
C - Commercial & Industrial | C2 - Small Business Energy Solutions | C2c - SCI Midstream | [42 empty] | 0
C - Commercial & Industrial | C2 - Small Business Energy Solutions | C2c - SCI Midstream | [42 empty] | 0
C - Commercial & Industrial | C2 - Small Business Energy Solutions | C2c - SCI Midstream | [42 empty] | 0
C - Commercial & Industrial | C2 - Small Business Energy Solutions | C2c - SCI Midstream | [42 empty] | 0
C - Commercial & Industrial | C2 - Small Business Energy Solutions | C2c - SCI Midstream | [42 empty] | 0
C - Commercial & Industrial | C2 - Small Business Energy Solutions | C2c - SCI Midstream | [42 empty] | 0
C - Commercial & Industrial | C2 - Small Business Energy Solutions | C2c - SCI Midstream | [42 empty] | 0
C - Commercial & Industrial | C2 - Small Business Energy Solutions | C2c - SCI Midstream | [42 empty] | 0
[45 empty] | 0 | 0
C - Commercial & Industrial | C2 - Small Business Energy Solutions | C2d - SCI Direct Install | Custom Small Compressed Air Direct Install | EC2d001 | Compressed Air | Project | 0 |  |  |  |  | 0 | 0% | 0% | 0% | 100% | 100% | 99.8% | 88.5% | 110.3% | 87% |  | Utility Specific | 0 | C&I Compressed Air - VFD Compressor | 13% | 20% | 26% | 41% | Utility Specific |  | 0.000258 | 0 | 100% | 100% | 100% | 100% | Utility Specific | [6 empty] | 0 | 0
C - Commercial & Industrial | C2 - Small Business Energy Solutions | C2d - SCI Direct Install | Custom Small Hot Water Direct Install | EC2d002 | Hot Water | Project | 0 |  |  |  |  | 0 | 0% | 0% | 0% | 100% | 100% | 99.8% | 88.5% | 110.3% | 87% |  | Utility Specific | 0 | C&I Water Heating | 25% | 25% | 25% | 25% | Utility Specific |  | 0.000258 | 0 | 54% | 56% | 54% | 54% | Utility Specific | [6 empty] | 0 | 0
C - Commercial & Industrial | C2 - Small Business Energy Solutions | C2d - SCI Direct Install | Custom Small HVAC Direct Install | EC2d003 | HVAC | Project | 0 |  |  |  |  | 0 | 0% | 0% | 0% | 100% | 100% | 99.8% | 88.5% | 110.3% | 87% |  | Utility Specific | 0 | Custom Calculation | 72% | 18% | 8% | 2% | Utility Specific |  | 0 | 0 | 70% | 85% | 70% | 70% | Utility Specific | [6 empty] | 0 | 0
C - Commercial & Industrial | C2 - Small Business Energy Solutions | C2d - SCI Direct Install | Custom Small Lighting Direct Install - Interior | EC2d004 | Lighting | Project | 0 |  |  |  |  | 0 | 11% | 5% | 0% | 94% | 100% | 86.4% | 97.4% | 112.3% | 100% |  | Utility Specific | 0 | C&I Interior Lighting - Prescriptive | 30.3% | 17.4% | 34.3% | 18.1% | Calculated |  | 0.0002 | 0 | 80% | 61% | 80% | 80% | Calculated | NG - C&I Gas Heat | 0 | Fuel Oil - Com Fuel | 0 |  |  | 0 | 0
C - Commercial & Industrial | C2 - Small Business Energy Solutions | C2d - SCI Direct Install | Custom Small Lighting Direct Install - Exterior | EC2d005 | Lighting | Project | 0 |  |  |  |  | 0 | 11% | 5% | 0% | 94% | 100% | 86.4% | 100% | 100% | 100% |  | Utility Specific | 0 | C&I Exterior Lighting | 20.1% | 31.6% | 19.2% | 29% | Calculated |  | 0.0002 | 0 | 0% | 100% | 0% | 0% | Calculated | [6 empty] | 0 | 0
C - Commercial & Industrial | C2 - Small Business Energy Solutions | C2d - SCI Direct Install | Custom Small Lighting Direct Install - Controls | EC2d006 | Lighting | Project | 0 |  |  |  |  | 0 | 11% | 5% | 0% | 94% | 100% | 86.4% | 97.4% | 112.3% | 100% |  | Utility Specific | 0 | C&I Lighting Controls | 31.3% | 19% | 32.1% | 17.7% | Calculated |  | 0.0001 | 0 | 15% | 13% | 15% | 15% | Calculated | NG - C&I Gas Heat | 0 | Fuel Oil - Com Fuel | 0 |  |  | 0 | 0
C - Commercial & Industrial | C2 - Small Business Energy Solutions | C2d - SCI Direct Install | Custom Small Motors Direct Install | EC2d007 | Motors/Drives | Project | 0 |  |  |  |  | 0 | 0% | 0% | 0% | 100% | 100% | 99.8% | 88.5% | 110.3% | 87% |  | Utility Specific | 0 | Custom Calculation | 23% | 8% | 52% | 17% | Utility Specific |  | 0 | 0 | 92% | 90% | 92% | 92% | Utility Specific | [6 empty] | 0 | 0
C - Commercial & Industrial | C2 - Small Business Energy Solutions | C2d - SCI Direct Install | Custom Small Process Direct Install | EC2d008 | Process | Project | 0 |  |  |  |  | 0 | 0% | 0% | 0% | 100% | 100% | 99.8% | 88.5% | 110.3% | 87% |  | Utility Specific | 0 | C&I Process | 49% | 13% | 29% | 9% | Utility Specific |  | 0.000725 | 0 | 95% | 90% | 95% | 95% | Utility Specific | [6 empty] | 0 | 0
C - Commercial & Industrial | C2 - Small Business Energy Solutions | C2d - SCI Direct Install | Custom Small Refrigeration Direct Install | EC2d009 | Refrigeration | Project | 0 |  |  |  |  | 0 | 0% | 0% | 0% | 100% | 100% | 99.8% | 88.5% | 110.3% | 87% |  | Utility Specific | 0 | C&I Refrigeration | 22.6% | 27.3% | 23.3% | 26.8% | Utility Specific |  | 0.0002 | 0 | 90% | 99% | 90% | 90% | Utility Specific | [6 empty] | 0 | 0
C - Commercial & Industrial | C2 - Small Business Energy Solutions | C2d - SCI Direct Install | Custom Small Other Direct Install | EC2d010 | Custom Measures | Project | 0 |  |  |  |  | 0 | 0% | 0% | 0% | 100% | 100% | 99.8% | 88.5% | 110.3% | 87% |  | Utility Specific | 0 | Custom Calculation | 25.76% | 40.82% | 12.93% | 20.49% | Utility Specific |  | 0 | 0 | 47.6% | 42.8% | 47.6% | 47.6% | Utility Specific | [6 empty] | 0 | 0
C - Commercial & Industrial | C2 - Small Business Energy Solutions | C2d - SCI Direct Install | Daylight Dimming | EC2d011 | Lighting | Project | 0 | 9 |  |  |  | 0 | 11% | 5% | 0% | 94% | 100% | 86.4% | 97.4% | 112.3% | 100% |  | Utility Specific | 0 | C&I Lighting Controls | 31.3% | 19% | 32.1% | 17.7% | Calculated |  | 0.0001 | 0 | 63% | 30% | 63% | 63% | Calculated | NG - C&I Gas Heat | 0 | Fuel Oil - Com Fuel | 0 |  |  | 0 | 0
C - Commercial & Industrial | C2 - Small Business Energy Solutions | C2d - SCI Direct Install | Lighting Fixture - Exterior w/ Controls | EC2d012 | Lighting | Project | 0 |  |  |  |  | 0 | 11% | 5% | 0% | 94% | 100% | 86.4% | 100% | 100% | 100% |  | Utility Specific | 0 | C&I Exterior Lighting | 20.1% | 31.6% | 19.2% | 29% | Calculated |  | 0.0002 | 0 | 0% | 100% | 0% | 0% | Calculated | [6 empty] | 0 | 0
C - Commercial & Industrial | C2 - Small Business Energy Solutions | C2d - SCI Direct Install | Lighting Fixture - Exterior w/o Controls | EC2d013 | Lighting | Project | 0 |  |  |  |  | 0 | 11% | 5% | 0% | 94% | 100% | 86.4% | 100% | 100% | 100% |  | Utility Specific | 0 | C&I Exterior Lighting | 20.1% | 31.6% | 19.2% | 29% | Calculated |  | 0.0002 | 0 | 0% | 100% | 0% | 0% | Calculated | [6 empty] | 0 | 0
C - Commercial & Industrial | C2 - Small Business Energy Solutions | C2d - SCI Direct Install | Lighting Fixture - Interior w/ Controls | EC2d014 | Lighting | Project | 0 |  |  |  |  | 0 | 11% | 5% | 0% | 94% | 100% | 86.4% | 97.4% | 112.3% | 100% |  | Utility Specific | 0 | C&I Interior Lighting - Prescriptive | 30.3% | 17.4% | 34.3% | 18.1% | Calculated |  | 0.0002 | 0 | 63% | 30% | 63% | 63% | Calculated | NG - C&I Gas Heat | 0 | Fuel Oil - Com Fuel | 0 |  |  | 0 | 0
C - Commercial & Industrial | C2 - Small Business Energy Solutions | C2d - SCI Direct Install | Lighting Fixture - Interior w/o Controls | EC2d015 | Lighting | Project | 0 |  |  |  |  | 0 | 11% | 5% | 0% | 94% | 100% | 86.4% | 97.4% | 112.3% | 100% |  | Utility Specific | 0 | C&I Interior Lighting - Prescriptive | 30.3% | 17.4% | 34.3% | 18.1% | Calculated |  | 0.0002 | 0 | 63% | 30% | 63% | 63% | Calculated | NG - C&I Gas Heat | 0 | Fuel Oil - Com Fuel | 0 |  |  | 0 | 0
C - Commercial & Industrial | C2 - Small Business Energy Solutions | C2d - SCI Direct Install | Lighting Occupancy Sensors | EC2d016 | Lighting | Project | 0 | 9 |  |  |  | 0 | 11% | 5% | 0% | 94% | 100% | 86.4% | 97.4% | 112.3% | 100% |  | Utility Specific | 0 | C&I Lighting Controls | 31.3% | 19% | 32.1% | 17.7% | Calculated |  | 0.0001 | 0 | 63% | 30% | 63% | 63% | Calculated | NG - C&I Gas Heat | 0 | Fuel Oil - Com Fuel | 0 |  |  | 0 | 0
C - Commercial & Industrial | C2 - Small Business Energy Solutions | C2d - SCI Direct Install | [Open Measure - To Be Assigned] | EC2d017 | [40 empty] | 0 | 0
C - Commercial & Industrial | C2 - Small Business Energy Solutions | C2d - SCI Direct Install | Case Motor Replacement | EC2d018 | Refrigeration | Project | 0 | 15 |  |  |  | 0 | 0% | 0% | 0% | 100% | 100% | 99.8% | 88.5% | 110.3% | 100% |  | Utility Specific | 0 | C&I Refrigeration | 22.6% | 27.3% | 23.3% | 26.8% | Utility Specific |  | 0.0002 | 0 | 90% | 90% | 90% | 90% | Utility Specific | [6 empty] | 0 | 0
C - Commercial & Industrial | C2 - Small Business Energy Solutions | C2d - SCI Direct Install | Cooler Night Cover | EC2d019 | HVAC | Project | 0 | 5 |  |  |  | 0 | 0% | 0% | 0% | 100% | 100% | 99.8% | 88.5% | 110.3% | 100% |  | Utility Specific | 0 | C&I Refrigeration | 22.6% | 27.3% | 23.3% | 26.8% | Utility Specific |  | 0.0002 | 0 | 0% | 0% | 0% | 0% | Utility Specific | [6 empty] | 0 | 0
C - Commercial & Industrial | C2 - Small Business Energy Solutions | C2d - SCI Direct Install | Demand Control Ventilation | EC2d020 | HVAC | Project | 0 | 10 |  |  |  | 0 | 0% | 0% | 0% | 100% | 100% | 99.8% | 88.5% | 110.3% | 100% |  | Utility Specific | 0 | C&I Heating & Cooling | 26.4% | 16.6% | 34.9% | 22.1% | Utility Specific |  | 0.0016 | 0 | 82% | 5% | 82% | 82% | Utility Specific | [6 empty] | 0 | 0
C - Commercial & Industrial | C2 - Small Business Energy Solutions | C2d - SCI Direct Install | Door Heater Controls | EC2d021 | Refrigeration | Project | 0 | 10 |  |  |  | 0 | 0% | 0% | 0% | 100% | 100% | 99.8% | 88.5% | 110.3% | 100% |  | Utility Specific | 0 | C&I Refrigeration | 22.6% | 27.3% | 23.3% | 26.8% | Utility Specific |  | 0.0002 | 0 | 90% | 90% | 90% | 90% | Utility Specific | [6 empty] | 0 | 0
C - Commercial & Industrial | C2 - Small Business Energy Solutions | C2d - SCI Direct Install | Dual Enthalpy Economizer Controls (DEEC) | EC2d022 | HVAC | Project | 0 | 10 |  |  |  | 0 | 0% | 0% | 0% | 100% | 100% | 99.8% | 88.5% | 110.3% | 100% |  | Utility Specific | 0 | C&I Heating & Cooling | 26.4% | 16.6% | 34.9% | 22.1% | Utility Specific |  | 0.0016 | 0 | 34.2% | 0% | 34.2% | 34.2% | Utility Specific | [6 empty] | 0 | 0
C - Commercial & Industrial | C2 - Small Business Energy Solutions | C2d - SCI Direct Install | Duct Sealing, Electric | EC2d023 | HVAC | Project | 0 | 20 |  |  |  | 0 | 0% | 0% | 0% | 100% | 100% | 99.8% | 88.5% | 110.3% | 100% |  | Utility Specific | 0 | Weighted HVAC - Multi-family | 23.21% | 27.86% | 25.2% | 23.73% | Utility Specific |  | 0.00084647 | 0 | 35% | 0% | 35% | 35% | Utility Specific | [6 empty] | 0 | 0
C - Commercial & Industrial | C2 - Small Business Energy Solutions | C2d - SCI Direct Install | Ductless Mini Split Heat Pump | EC2d024 | HVAC | Project | 0 | 20 |  |  |  | 0 | 0% | 0% | 0% | 100% | 100% | 99.8% | 88.5% | 110.3% | 100% |  | Utility Specific | 0 | C&I Heating & Cooling | 26.4% | 16.6% | 34.9% | 22.1% | Utility Specific |  | 0.0016 | 0 | 34.2% | 0% | 34.2% | 34.2% | Utility Specific | [6 empty] | 0 | 0
C - Commercial & Industrial | C2 - Small Business Energy Solutions | C2d - SCI Direct Install | ECM Evaporator Fan Motors for Walk-in Cooler/Freezer | EC2d025 | Refrigeration | Project | 0 | 15 |  |  |  | 0 | 0% | 0% | 0% | 100% | 100% | 99.8% | 88.5% | 110.3% | 100% |  | Utility Specific | 0 | C&I Refrigeration | 22.6% | 27.3% | 23.3% | 26.8% | Utility Specific |  | 0.0002 | 0 | 90% | 90% | 90% | 90% | Utility Specific | [6 empty] | 0 | 0
C - Commercial & Industrial | C2 - Small Business Energy Solutions | C2d - SCI Direct Install | Electronic Defrost Control | EC2d026 | Refrigeration | Project | 0 | 10 |  |  |  | 0 | 0% | 0% | 0% | 100% | 100% | 99.8% | 88.5% | 110.3% | 100% |  | Utility Specific | 0 | C&I Refrigeration | 22.6% | 27.3% | 23.3% | 26.8% | Utility Specific |  | 0.0002 | 0 | 90% | 90% | 90% | 90% | Utility Specific | [6 empty] | 0 | 0
C - Commercial & Industrial | C2 - Small Business Energy Solutions | C2d - SCI Direct Install | Energy Management System, Electric | EC2d027 | HVAC | Project | 0 | 10 |  |  |  | 0 | 0% | 0% | 0% | 100% | 100% | 99.8% | 88.5% | 110.3% | 100% |  | Utility Specific | 0 | C&I Heating & Cooling | 26.4% | 16.6% | 34.9% | 22.1% | Utility Specific |  | 0.0016 | 0 | 95% | 100% | 95% | 95% | Utility Specific | [6 empty] | 0 | 0
C - Commercial & Industrial | C2 - Small Business Energy Solutions | C2d - SCI Direct Install | Energy Star Wifi Thermostat, Electric | EC2d028 | HVAC | Thermostat | 0 | 15 |  |  |  | 0 | 0% | 0% | 0% | 100% | 100% | 99.8% | 88.5% | 110.3% | 100% |  | Deemed | 160.9 | Central Air Conditioner/Heat Pump (Cooling) | 6.595% | 3.846% | 47.32% | 42.24% | Utility Specific |  | 0.0015937 | 0.25643 | 34.6% | 0% | 34.6% | 34.6% | Utility Specific | [6 empty] | 0 | 0
C - Commercial & Industrial | C2 - Small Business Energy Solutions | C2d - SCI Direct Install | Evaporator Fan Control | EC2d029 | Refrigeration | Project | 0 | 10 |  |  |  | 0 | 0% | 0% | 0% | 100% | 100% | 99.8% | 88.5% | 110.3% | 100% |  | Utility Specific | 0 | C&I Refrigeration | 22.6% | 27.3% | 23.3% | 26.8% | Utility Specific |  | 0.0002 | 0 | 100% | 100% | 100% | 100% | Utility Specific | [6 empty] | 0 | 0
C - Commercial & Industrial | C2 - Small Business Energy Solutions | C2d - SCI Direct Install | Faucet Aerator, Electric | EC2d030 | Hot Water | Aerator | 0 | 10 |  |  |  | 0 | 0% | 0% | 0% | 100% | 100% | 99.8% | 88.5% | 110.3% | 100% |  | Deemed | 309 | Water Heater - Electric | 41.52% | 31.39% | 15.22% | 11.88% | Deemed | 0.01 | 0.00024338 | 0.01 | 31.2% | 80.8% | 31.2% | 31.2% | Utility Specific | [6 empty] | 0 | 5460
C - Commercial & Industrial | C2 - Small Business Energy Solutions | C2d - SCI Direct Install | Hotel Occupancy Sensor | EC2d031 | HVAC | Sensor | 0 | 10 |  |  |  | 0 | 0% | 0% | 0% | 100% | 100% | 99.8% | 88.5% | 110.3% | 100% |  | Deemed | 438 | C&I Heating & Cooling | 26.4% | 16.6% | 34.9% | 22.1% | Deemed | 0.09 | 0.0016 | 0.09 | 82% | 5% | 82% | 82% | Utility Specific | [6 empty] | 0 | 0
C - Commercial & Industrial | C2 - Small Business Energy Solutions | C2d - SCI Direct Install | Low Pressure Drop Filter | EC2d032 | Compressed Air | Project | 0 | 5 |  |  |  | 0 | 0% | 0% | 0% | 100% | 100% | 99.8% | 88.5% | 110.3% | 100% |  | Utility Specific | 0 | C&I Compressed Air - VFD Compressor | 25.9% | 23.9% | 26.5% | 23.7% | Utility Specific |  | 0.000258 | 0 | 80% | 54% | 80% | 80% | Utility Specific | [6 empty] | 0 | 0
C - Commercial & Industrial | C2 - Small Business Energy Solutions | C2d - SCI Direct Install | Thermostatic Shut-Off Valve, Electric | EC2d033 | Hot Water | Showerhead | 0 | 15 |  |  |  | 0 | 0% | 0% | 0% | 100% | 100% | 99.8% | 88.5% | 110.3% | 100% |  | Deemed | 69 | Water Heater - Electric | 41.52% | 31.39% | 15.22% | 11.88% | Deemed | 0.02 | 0.00024338 | 0.02 | 31.2% | 80.8% | 31.2% | 31.2% | Utility Specific | [6 empty] | 0 | 558
C - Commercial & Industrial | C2 - Small Business Energy Solutions | C2d - SCI Direct Install | Low-Flow Showerhead, Electric | EC2d034 | Hot Water | Showerhead | 0 | 10 |  |  |  | 0 | 0% | 0% | 0% | 100% | 100% | 99.8% | 88.5% | 110.3% | 100% |  | Deemed | 507 | Water Heater - Electric | 41.52% | 31.39% | 15.22% | 11.88% | Deemed | 0.09 | 0.00024338 | 0.09 | 31.2% | 80.8% | 31.2% | 31.2% | Utility Specific | [6 empty] | 0 | 7300
C - Commercial & Industrial | C2 - Small Business Energy Solutions | C2d - SCI Direct Install | Motors, Open Drip | EC2d035 | Motors/Drives | Project | 0 | 10 |  |  |  | 0 | 0% | 0% | 0% | 100% | 100% | 99.8% | 88.5% | 110.3% | 100% |  | Utility Specific | 0 | Custom Calculation | 0% | 0% | 0% | 0% | Utility Specific |  | 0 | 0 | 0% | 0% | 0% | 0% | Utility Specific | [6 empty] | 0 | 0
C - Commercial & Industrial | C2 - Small Business Energy Solutions | C2d - SCI Direct Install | Motors, Totally Enclosed Fan Cooled | EC2d036 | Motors/Drives | Project | 0 | 10 |  |  |  | 0 | 0% | 0% | 0% | 100% | 100% | 99.8% | 88.5% | 110.3% | 100% |  | Utility Specific | 0 | C&I Refrigeration | 22.6% | 27.3% | 23.3% | 26.8% | Utility Specific |  | 0.0002 | 0 | 100% | 100% | 100% | 100% | Utility Specific | [6 empty] | 0 | 0
C - Commercial & Industrial | C2 - Small Business Energy Solutions | C2d - SCI Direct Install | Novelty Cooler Shutoff | EC2d037 | Refrigeration | Project | 0 | 10 |  |  |  | 0 | 0% | 0% | 0% | 100% | 100% | 99.8% | 88.5% | 110.3% | 100% |  | Utility Specific | 0 | C&I Refrigeration | 22.6% | 27.3% | 23.3% | 26.8% | Utility Specific |  | 0.0002 | 0 | 90% | 90% | 90% | 90% | Utility Specific | [6 empty] | 0 | 0
C - Commercial & Industrial | C2 - Small Business Energy Solutions | C2d - SCI Direct Install | Pipe Wrap - Heating, Electric | EC2d038 | HVAC | Project | 0 | 15 |  |  |  | 0 | 0% | 0% | 0% | 100% | 100% | 99.8% | 88.5% | 110.3% | 100% |  | Utility Specific | 0 | Hardwired Electric Heat | 43.13% | 56.87% | 0% | 0% | Utility Specific |  | 0.0007332 | 0 | 0% | 43.3% | 0% | 0% | Utility Specific | [6 empty] | 0 | 0
C - Commercial & Industrial | C2 - Small Business Energy Solutions | C2d - SCI Direct Install | Pipe Wrap - Hot Water, Electric | EC2d039 | Hot Water | Project | 0 | 15 |  |  |  | 0 | 0% | 0% | 0% | 100% | 100% | 99.8% | 88.5% | 110.3% | 100% |  | Utility Specific | 0 | Water Heater - Electric | 41.52% | 31.39% | 15.22% | 11.88% | Utility Specific |  | 0.00024338 | 0 | 31.2% | 80.8% | 31.2% | 31.2% | Utility Specific | [6 empty] | 0 | 0
C - Commercial & Industrial | C2 - Small Business Energy Solutions | C2d - SCI Direct Install | Pre Rinse Spray Valve, Electric | EC2d040 | Hot Water | Project | 0 | 8 |  |  |  | 0 | 0% | 0% | 0% | 100% | 100% | 99.8% | 88.5% | 110.3% | 100% |  | Utility Specific | 957 | Water Heater - Electric | 41.52% | 31.39% | 15.22% | 11.88% | Utility Specific |  | 0.00024338 | 0.23292 | 52% | 100% | 52% | 52% | Utility Specific | [6 empty] | 0 | 6410
C - Commercial & Industrial | C2 - Small Business Energy Solutions | C2d - SCI Direct Install | Programmable Thermostat, Electric | EC2d041 | HVAC | Project | 0 | 15 |  |  |  | 0 | 0% | 0% | 0% | 100% | 100% | 99.8% | 88.5% | 110.3% | 100% |  | Utility Specific | 0 | Hardwired Electric Heat | 43.13% | 56.87% | 0% | 0% | Utility Specific |  | 0.0007332 | 0 | 0% | 43.3% | 0% | 0% | Utility Specific | [6 empty] | 0 | 0
C - Commercial & Industrial | C2 - Small Business Energy Solutions | C2d - SCI Direct Install | Steam Trap, Electric | EC2d042 | HVAC | Project | 0 | 6 |  |  |  | 0 | 0% | 0% | 0% | 100% | 100% | 99.8% | 88.5% | 110.3% | 100% |  | Utility Specific | 0 | C&I Heating & Cooling | 26.4% | 16.6% | 34.9% | 22.1% | Utility Specific |  | 0.0016 | 0 | 0% | 0% | 0% | 0% | Utility Specific | [6 empty] | 0 | 0
C - Commercial & Industrial | C2 - Small Business Energy Solutions | C2d - SCI Direct Install | Variable Frequency Drive | EC2d043 | Motors/Drives | Project | 0 | 15 |  |  |  | 0 | 0% | 0% | 0% | 100% | 100% | 99.8% | 88.5% | 110.3% | 100% |  | Utility Specific | 0 | C&I VFDs (Combined) | 23.7% | 27.2% | 23.8% | 25.3% | Utility Specific |  | 0 | 0 | 100% | 100% | 100% | 100% | Utility Specific | [6 empty] | 0 | 0
C - Commercial & Industrial | C2 - Small Business Energy Solutions | C2d - SCI Direct Install | Variable Frequency Drive with Motor | EC2d044 | Motors/Drives | Project | 0 | 15 |  |  |  | 0 | 0% | 0% | 0% | 100% | 100% | 99.8% | 88.5% | 110.3% | 100% |  | Utility Specific | 0 | C&I VFDs (Combined) | 23.7% | 27.2% | 23.8% | 25.3% | Utility Specific |  | 0 | 0 | 100% | 100% | 100% | 100% | Utility Specific | [6 empty] | 0 | 0
C - Commercial & Industrial | C2 - Small Business Energy Solutions | C2d - SCI Direct Install | Vending Miser | EC2d045 | Refrigeration | Project | 0 | 5 |  |  |  | 0 | 0% | 0% | 0% | 100% | 100% | 99.8% | 88.5% | 110.3% | 100% |  | Utility Specific | 0 | C&I Refrigeration | 22.6% | 27.3% | 23.3% | 26.8% | Utility Specific |  | 0.0002 | 0 | 90% | 90% | 90% | 90% | Utility Specific | [6 empty] | 0 | 0
C - Commercial & Industrial | C2 - Small Business Energy Solutions | C2d - SCI Direct Install | Zero Loss Condensate Drain | EC2d046 | Compressed Air | Project | 0 | 5 |  |  |  | 0 | 0% | 0% | 0% | 100% | 100% | 99.8% | 88.5% | 110.3% | 100% |  | Utility Specific | 0 | C&I Compressed Air - VFD Compressor | 25.9% | 23.9% | 26.5% | 23.7% | Utility Specific |  | 0.000258 | 0 | 80% | 54% | 80% | 80% | Utility Specific | [6 empty] | 0 | 0
C - Commercial & Industrial | C2 - Small Business Energy Solutions | C2d - SCI Direct Install | Induction Cooktop Displacing Electric Resistance | EC2d047 | Food Service | Appliance | 0 | 12 |  |  |  | 0 | 0% | 0% | 0% | 100% | 100% | 99.8% | 88.5% | 110.3% | 100% |  | Deemed | 2488 | C&I Food Services | 32% | 35% | 16% | 17% | Deemed | 0.43 | 0.000192 | 0.43 | 90% | 90% | 90% | 90% | Utility Specific | [6 empty] | 0 | 0
C - Commercial & Industrial | C2 - Small Business Energy Solutions | C2d - SCI Direct Install | CI Audits - Small Direct Install | EC2dAUD | Non-Energy Saving |  | 0 | 1 |  |  |  | 0 | 0% | 0% | 0% | 100% | 0% | 0% | 0% | 0% | 0% |  |  | 0 | Non-Electric Measures | 0% | 0% | 0% | 0% |  |  | 0 | 0 | 0% | 0% | 0% | 0% | [7 empty] | 0 | 0
C - Commercial & Industrial | C2 - Small Business Energy Solutions | C2d - SCI Direct Install | Vendor Fees - Small Direct Install | EC2dNES01 | Non-Energy Saving |  | 0 | 1 |  |  |  | 0 | 0% | 0% | 0% | 100% | 0% | 0% | 0% | 0% | 0% |  |  | 0 | Non-Electric Measures | 0% | 0% | 0% | 0% |  |  | 0 | 0 | 0% | 0% | 0% | 0% | [7 empty] | 0 | 0
C - Commercial & Industrial | C2 - Small Business Energy Solutions | C2d - SCI Direct Install | Vendor Fees - TA Studies - Small Direct Install | EC2dNES02 | Non-Energy Saving |  | 0 | 1 |  |  |  | 0 | 0% | 0% | 0% | 100% | 0% | 0% | 0% | 0% | 0% |  |  |  | Non-Electric Measures | 0% | 0% | 0% | 0% |  |  | 0 |  | 0% | 0% | 0% | 0% | [7 empty] | 0
C - Commercial & Industrial | C2 - Small Business Energy Solutions | C2d - SCI Direct Install | [42 empty] | 0
C - Commercial & Industrial | C2 - Small Business Energy Solutions | C2d - SCI Direct Install | [42 empty] | 0
C - Commercial & Industrial | C2 - Small Business Energy Solutions | C2d - SCI Direct Install | [42 empty] | 0
C - Commercial & Industrial | C2 - Small Business Energy Solutions | C2d - SCI Direct Install | [42 empty] | 0
C - Commercial & Industrial | C2 - Small Business Energy Solutions | C2d - SCI Direct Install | [42 empty] | 0
[24 empty] | 0 | [20 empty] | 0 | 0
C - Commercial & Industrial | C2 - Small Business Energy Solutions | C2e - SCI New Construction | Custom Small Compressed Air New Construction | EC2e001 | Compressed Air | Project | 0 |  |  |  |  | 0 | 0% | 0% | 0% | 100% | 100% | 98.2% | 90.2% | 105.4% | 94.9% |  | Utility Specific | 0 | C&I Compressed Air - VFD Compressor | 13% | 20% | 26% | 41% | Utility Specific |  | 0.000258 | 0 | 100% | 100% | 100% | 100% | Utility Specific | [6 empty] | 0 | 0
C - Commercial & Industrial | C2 - Small Business Energy Solutions | C2e - SCI New Construction | Custom Small Hot Water New Construction | EC2e002 | Hot Water | Project | 0 |  |  |  |  | 0 | 0% | 0% | 0% | 100% | 100% | 98.2% | 90.2% | 105.4% | 94.9% |  | Utility Specific | 0 | C&I Water Heating | 25% | 25% | 25% | 25% | Utility Specific |  | 0.000258 | 0 | 54% | 56% | 54% | 54% | Utility Specific | [6 empty] | 0 | 0
C - Commercial & Industrial | C2 - Small Business Energy Solutions | C2e - SCI New Construction | Custom Small HVAC New Construction | EC2e003 | HVAC | Project | 0 |  |  |  |  | 0 | 0% | 0% | 0% | 100% | 100% | 98.2% | 90.2% | 105.4% | 94.9% |  | Utility Specific | 0 | Custom Calculation | 72% | 18% | 8% | 2% | Utility Specific |  | 0 | 0 | 100% | 38.54% | 100% | 100% | Utility Specific | [6 empty] | 0 | 0
C - Commercial & Industrial | C2 - Small Business Energy Solutions | C2e - SCI New Construction | Custom Small Lighting New Construction - Interior | EC2e004 | Lighting | Project | 0 | 15 |  |  |  | 0 | 0% | 0% | 0% | 100% | 100% | 98.2% | 90.2% | 105.4% | 94.9% |  | Utility Specific | 0 | C&I Interior Lighting - Prescriptive | 30.3% | 17.4% | 34.3% | 18.1% | Calculated |  | 0.0002 | 0 | 80% | 61% | 80% | 80% | Calculated | NG - C&I Gas Heat | 0 | Fuel Oil - Com Fuel | 0 |  |  | 0 | 0
C - Commercial & Industrial | C2 - Small Business Energy Solutions | C2e - SCI New Construction | Custom Small Lighting New Construction - Exterior | EC2e005 | Lighting | Project | 0 | 15 |  |  |  | 0 | 0% | 0% | 0% | 100% | 100% | 98.2% | 90.2% | 105.4% | 94.9% |  | Utility Specific | 0 | C&I Exterior Lighting | 20.1% | 31.6% | 19.2% | 29% | Calculated |  | 0.0002 | 0 | 0% | 100% | 0% | 0% | Calculated | [6 empty] | 0 | 0
C - Commercial & Industrial | C2 - Small Business Energy Solutions | C2e - SCI New Construction | Custom Small Lighting New Construction - Controls | EC2e006 | Lighting | Project | 0 | 10 |  |  |  | 0 | 0% | 0% | 0% | 100% | 100% | 98.2% | 90.2% | 105.4% | 94.9% |  | Utility Specific | 0 | C&I Lighting Controls | 31.3% | 19% | 32.1% | 17.7% | Calculated |  | 0.0001 | 0 | 15% | 13% | 15% | 15% | Calculated | NG - C&I Gas Heat | 0 | Fuel Oil - Com Fuel | 0 |  |  | 0 | 0
C - Commercial & Industrial | C2 - Small Business Energy Solutions | C2e - SCI New Construction | Custom Small Motors New Construction | EC2e007 | Motors/Drives | Project | 0 |  |  |  |  | 0 | 0% | 0% | 0% | 100% | 100% | 98.2% | 90.2% | 105.4% | 94.9% |  | Utility Specific | 0 | Custom Calculation | 23% | 8% | 52% | 17% | Utility Specific |  | 0 | 0 | 95% | 80% | 95% | 95% | Utility Specific | [6 empty] | 0 | 0
C - Commercial & Industrial | C2 - Small Business Energy Solutions | C2e - SCI New Construction | Custom Small Process New Construction | EC2e008 | Process | Project | 0 |  |  |  |  | 0 | 0% | 0% | 0% | 100% | 100% | 98.2% | 90.2% | 105.4% | 94.9% |  | Utility Specific | 0 | C&I Process | 49% | 13% | 29% | 9% | Utility Specific |  | 0.000725 | 0 | 95% | 45% | 95% | 95% | Utility Specific | [6 empty] | 0 | 0
C - Commercial & Industrial | C2 - Small Business Energy Solutions | C2e - SCI New Construction | Custom Small Refrigeration New Construction | EC2e009 | Refrigeration | Project | 0 |  |  |  |  | 0 | 0% | 0% | 0% | 100% | 100% | 98.2% | 90.2% | 105.4% | 94.9% |  | Utility Specific | 0 | C&I Refrigeration | 22.6% | 27.3% | 23.3% | 26.8% | Utility Specific |  | 0.0002 | 0 | 80% | 80% | 80% | 80% | Utility Specific | [6 empty] | 0 | 0
C - Commercial & Industrial | C2 - Small Business Energy Solutions | C2e - SCI New Construction | Custom Small Other New Construction | EC2e010 | Custom Measures | Project | 0 |  |  |  |  | 0 | 0% | 0% | 0% | 100% | 100% | 98.2% | 90.2% | 105.4% | 94.9% |  | Utility Specific | 0 | Custom Calculation | 25.76% | 40.82% | 12.93% | 20.49% | Utility Specific |  | 0 | 0 | 47.6% | 42.8% | 47.6% | 47.6% | Utility Specific | [6 empty] | 0 | 0
C - Commercial & Industrial | C2 - Small Business Energy Solutions | C2e - SCI New Construction | Daylight Dimming | EC2e011 | Lighting | Project | 0 | 10 |  |  |  | 0 | 0% | 0% | 0% | 100% | 100% | 98.2% | 90.2% | 105.4% | 94.9% |  | Utility Specific | 0 | C&I Lighting Controls | 31.3% | 19% | 32.1% | 17.7% | Calculated |  | 0.0001 | 0 | 63% | 30% | 63% | 63% | Calculated | NG - C&I Gas Heat | 0 | Fuel Oil - Com Fuel | 0 |  |  | 0 | 0
C - Commercial & Industrial | C2 - Small Business Energy Solutions | C2e - SCI New Construction | Performance Lighting - Exterior w/ Controls | EC2e012 | Lighting | Project | 0 | 15 |  |  |  | 0 | 0% | 0% | 0% | 100% | 100% | 98.2% | 90.2% | 105.4% | 94.9% |  | Utility Specific | 0 | C&I Exterior Lighting | 20.1% | 31.6% | 19.2% | 29% | Calculated |  | 0.0002 | 0 | 0% | 100% | 0% | 0% | Calculated | [6 empty] | 0 | 0
C - Commercial & Industrial | C2 - Small Business Energy Solutions | C2e - SCI New Construction | Performance Lighting - Exterior w/o Controls | EC2e013 | Lighting | Project | 0 | 15 |  |  |  | 0 | 0% | 0% | 0% | 100% | 100% | 98.2% | 90.2% | 105.4% | 94.9% |  | Utility Specific | 0 | C&I Exterior Lighting | 20.1% | 31.6% | 19.2% | 29% | Calculated |  | 0.0002 | 0 | 0% | 100% | 0% | 0% | Calculated | [6 empty] | 0 | 0
C - Commercial & Industrial | C2 - Small Business Energy Solutions | C2e - SCI New Construction | Performance Lighting - Interior w/ Controls | EC2e014 | Lighting | Project | 0 | 15 |  |  |  | 0 | 0% | 0% | 0% | 100% | 100% | 98.2% | 90.2% | 105.4% | 94.9% |  | Utility Specific | 0 | C&I Interior Lighting - Prescriptive | 30.3% | 17.4% | 34.3% | 18.1% | Calculated |  | 0.0002 | 0 | 63% | 30% | 63% | 63% | Calculated | NG - C&I Gas Heat | 0 | Fuel Oil - Com Fuel | 0 |  |  | 0 | 0
C - Commercial & Industrial | C2 - Small Business Energy Solutions | C2e - SCI New Construction | Performance Lighting - Interior w/o Controls | EC2e015 | Lighting | Project | 0 | 15 |  |  |  | 0 | 0% | 0% | 0% | 100% | 100% | 98.2% | 90.2% | 105.4% | 94.9% |  | Utility Specific | 0 | C&I Interior Lighting - Prescriptive | 30.3% | 17.4% | 34.3% | 18.1% | Calculated |  | 0.0002 | 0 | 63% | 30% | 63% | 63% | Calculated | NG - C&I Gas Heat | 0 | Fuel Oil - Com Fuel | 0 |  |  | 0 | 0
C - Commercial & Industrial | C2 - Small Business Energy Solutions | C2e - SCI New Construction | Lighting Occupancy Sensors | EC2e016 | Lighting | Project | 0 | 10 |  |  |  | 0 | 0% | 0% | 0% | 100% | 100% | 98.2% | 90.2% | 105.4% | 94.9% |  | Utility Specific | 0 | C&I Lighting Controls | 31.3% | 19% | 32.1% | 17.7% | Calculated |  | 0.0001 | 0 | 63% | 30% | 63% | 63% | Calculated | NG - C&I Gas Heat | 0 | Fuel Oil - Com Fuel | 0 |  |  | 0 | 0
C - Commercial & Industrial | C2 - Small Business Energy Solutions | C2e - SCI New Construction | CI Audits - Small New Construction | EC2eAUD | Non-Energy Saving |  | 1 | 1 | 16446.6023 | 16446.6023 |  | 0 | 0% | 0% | 0% | 100% | 0% | 0% | 0% | 0% | 0% |  |  | 0 | Non-Electric Measures | 0% | 0% | 0% | 0% |  |  | 0 | 0 | 0% | 0% | 0% | 0% | [7 empty] | 0 | 0
C - Commercial & Industrial | C2 - Small Business Energy Solutions | C2e - SCI New Construction | Vendor Fees - Small New Construction | EC2eNES01 | Non-Energy Saving |  | 0 | 1 |  |  |  | 0 | 0% | 0% | 0% | 100% | 0% | 0% | 0% | 0% | 0% |  |  |  | Non-Electric Measures | 0% | 0% | 0% | 0% |  |  | 0 |  | 0% | 0% | 0% | 0% | [7 empty] | 0 | 0
C - Commercial & Industrial | C2 - Small Business Energy Solutions | C2e - SCI New Construction | Vendor Fees - TA Studies - Small New Construction | EC2eNES02 | Non-Energy Saving |  | 0 | 1 |  |  |  | 0 | 0% | 0% | 0% | 100% | 0% | 0% | 0% | 0% | 0% |  |  |  | Non-Electric Measures | 0% | 0% | 0% | 0% |  |  | 0 |  | 0% | 0% | 0% | 0% | [7 empty] | 0 | 0
C - Commercial & Industrial | C2 - Small Business Energy Solutions | C2e - SCI New Construction | [42 empty] | 0 | 0
C - Commercial & Industrial | C2 - Small Business Energy Solutions | C2e - SCI New Construction | [42 empty] | 0 | 0
C - Commercial & Industrial | C2 - Small Business Energy Solutions | C2e - SCI New Construction | [42 empty] | 0 | 0
C - Commercial & Industrial | C2 - Small Business Energy Solutions | C2e - SCI New Construction | [42 empty] | 0 | 0
C - Commercial & Industrial | C2 - Small Business Energy Solutions | C2e - SCI New Construction | [42 empty] | 0 | 0
C - Commercial & Industrial | C2 - Small Business Energy Solutions | C2e - SCI New Construction | [42 empty] | 0 | 0
C - Commercial & Industrial | C2 - Small Business Energy Solutions | C2e - SCI New Construction | [42 empty] | 0 | 0
0
C - Commercial & Industrial | C2 - Small Business Energy Solutions | [22 empty] | 0 | [20 empty] | 0 | 0
[45 empty] | 0 | 0
C - Commercial & Industrial | C3 - Municipal Energy Solutions | C3a - Muni Retrofit | Custom Muni Compressed Air Retro | EC3a001 | Compressed Air | Project | 0 |  |  |  |  | 0 | 0% | 0% | 0% | 100% | 100% | 90% | 100% | 100% | 87% |  | Utility Specific | 0 | C&I Compressed Air - VFD Compressor | 13% | 20% | 26% | 41% | Utility Specific |  | 0.000258 | 0 | 100% | 100% | 100% | 100% | Utility Specific | [6 empty] | 0 | 0
C - Commercial & Industrial | C3 - Municipal Energy Solutions | C3a - Muni Retrofit | Custom Muni Hot Water Retro | EC3a002 | Hot Water | Project | 0 |  |  |  |  | 0 | 0% | 0% | 0% | 100% | 100% | 90% | 100% | 100% | 87% |  | Utility Specific | 0 | C&I Water Heating | 25% | 25% | 25% | 25% | Utility Specific |  | 0.000258 | 0 | 54% | 56% | 54% | 54% | Utility Specific | [6 empty] | 0 | 0
C - Commercial & Industrial | C3 - Municipal Energy Solutions | C3a - Muni Retrofit | Custom Muni HVAC Retro | EC3a003 | HVAC | Project | 0 |  |  |  |  | 0 | 0% | 0% | 0% | 100% | 100% | 90% | 100% | 100% | 87% |  | Utility Specific | 0 | Custom Calculation | 72% | 18% | 8% | 2% | Utility Specific |  | 0 | 0 | 70% | 85% | 70% | 70% | Utility Specific | [6 empty] | 0 | 0
C - Commercial & Industrial | C3 - Municipal Energy Solutions | C3a - Muni Retrofit | Custom Muni Lighting Retro - Interior | EC3a004 | Lighting | Project | 0 |  |  |  |  | 0 | 11% | 5% | 0% | 94% | 100% | 106.6% | 100% | 100% | 87% |  | Utility Specific | 0 | C&I Interior Lighting - Prescriptive | 30.3% | 17.4% | 34.3% | 18.1% | Calculated |  | 0.0002 | 0 | 80% | 61% | 80% | 80% | Calculated | NG - C&I Gas Heat | 0 | Fuel Oil - Com Fuel | 0 |  |  | 0 | 0
C - Commercial & Industrial | C3 - Municipal Energy Solutions | C3a - Muni Retrofit | Custom Muni Lighting Retro - Exterior | EC3a091 | Lighting | Project | 0 |  |  |  |  | 0 | 11% | 5% | 0% | 94% | 100% | 102.7% | 100% | 100% | 87% |  | Utility Specific | 0 | C&I Exterior Lighting | 20.1% | 31.6% | 19.2% | 29% | Calculated |  | 0.0002 | 0 | 0% | 100% | 0% | 0% | Calculated | [6 empty] | 0 | 0
C - Commercial & Industrial | C3 - Municipal Energy Solutions | C3a - Muni Retrofit | Custom Muni Lighting Retro - Controls | EC3a092 | Lighting | Project | 0 |  |  |  |  | 0 | 11% | 5% | 0% | 94% | 100% | 100% | 100% | 100% | 87% |  | Utility Specific | 0 | C&I Lighting Controls | 31.3% | 19% | 32.1% | 17.7% | Calculated |  | 0.0001 | 0 | 15% | 13% | 15% | 15% | Calculated | NG - C&I Gas Heat | 0 | Fuel Oil - Com Fuel | 0 |  |  | 0 | 0
C - Commercial & Industrial | C3 - Municipal Energy Solutions | C3a - Muni Retrofit | Custom Muni Motors Retro | EC3a005 | Motors/Drives | Project | 0 |  |  |  |  | 0 | 0% | 0% | 0% | 100% | 100% | 90% | 100% | 100% | 87% |  | Utility Specific | 0 | Custom Calculation | 23% | 8% | 52% | 17% | Utility Specific |  | 0 | 0 | 92% | 90% | 92% | 92% | Utility Specific | [6 empty] | 0 | 0
C - Commercial & Industrial | C3 - Municipal Energy Solutions | C3a - Muni Retrofit | Custom Muni Process Retro | EC3a006 | Process | Project | 0 |  |  |  |  | 0 | 0% | 0% | 0% | 100% | 100% | 90% | 100% | 100% | 87% |  | Utility Specific | 0 | C&I Process | 49% | 13% | 29% | 9% | Utility Specific |  | 0.000725 | 0 | 95% | 90% | 95% | 95% | Utility Specific | [6 empty] | 0 | 0
C - Commercial & Industrial | C3 - Municipal Energy Solutions | C3a - Muni Retrofit | Custom Muni Refrigeration Retro | EC3a007 | Refrigeration | Project | 0 |  |  |  |  | 0 | 0% | 0% | 0% | 100% | 100% | 90% | 100% | 100% | 87% |  | Utility Specific | 0 | C&I Refrigeration | 22.6% | 27.3% | 23.3% | 26.8% | Utility Specific |  | 0.0002 | 0 | 90% | 99% | 90% | 90% | Utility Specific | [6 empty] | 0 | 0
C - Commercial & Industrial | C3 - Municipal Energy Solutions | C3a - Muni Retrofit | Custom Muni Other Retro | EC3a008 | Custom Measures | Project | 0 | 15 | 34628.5714 | 12120 |  | 22508.5714 | 0% | 0% | 0% | 100% | 100% | 90% | 100% | 100% | 87% |  | Utility Specific | 0 | Custom Calculation | 25.76% | 40.82% | 12.93% | 20.49% | Utility Specific |  | 0 | 0 | 47.6% | 42.8% | 47.6% | 47.6% | Utility Specific | Propane | 41.1 |  |  |  |  | 0 | 0
C - Commercial & Industrial | C3 - Municipal Energy Solutions | C3a - Muni Retrofit | Daylight Dimming | EC3a009 | Lighting | Project | 0 | 9 |  |  |  | 0 | 11% | 5% | 0% | 94% | 100% | 100% | 100% | 100% | 100% |  | Utility Specific | 0 | C&I Lighting Controls | 31.3% | 19% | 32.1% | 17.7% | Calculated |  | 0.0001 | 0 | 17% | 13% | 17% | 17% | Calculated | NG - C&I Gas Heat | 0 | Fuel Oil - Com Fuel | 0 |  |  | 0 | 0
C - Commercial & Industrial | C3 - Municipal Energy Solutions | C3a - Muni Retrofit | Lighting Fixture - Exterior w/ Controls | EC3a010 | Lighting | Project | 1 | 4.5 | 47859.4743 | 16750.816 |  | 31108.6583 | 11% | 5% | 0% | 94% | 100% | 102.7% | 100% | 100% | 100% |  | Utility Specific | 150102.7238 | C&I Exterior Lighting | 20.1% | 31.6% | 19.2% | 29% | Calculated |  | 0.0002 | 30.0205 | 0% | 100% | 0% | 0% | Calculated | [6 empty] | 0 | 0
C - Commercial & Industrial | C3 - Municipal Energy Solutions | C3a - Muni Retrofit | Lighting Fixture - Exterior w/o Controls | EC3a011 | Lighting | Project | 2.7338 | 4 | 2532.196 | 1985 |  | 547.196 | 11% | 5% | 0% | 94% | 100% | 102.7% | 100% | 100% | 100% |  | Utility Specific | 18405.249 | C&I Exterior Lighting | 20.1% | 31.6% | 19.2% | 29% | Calculated |  | 0.0002 | 3.681 | 0% | 100% | 0% | 0% | Calculated | [6 empty] | 0 | 0
C - Commercial & Industrial | C3 - Municipal Energy Solutions | C3a - Muni Retrofit | Lighting Fixture - Interior w/ Controls | EC3a012 | Lighting | Project | 2 | 5.2 | 4701.21 | 1935 |  | 2766.21 | 11% | 5% | 0% | 94% | 100% | 106.6% | 100% | 113.5% | 100% |  | Utility Specific | 11039 | C&I Interior Lighting - Prescriptive | 30.3% | 17.4% | 34.3% | 18.1% | Calculated |  | 0.0002 | 2.2078 | 50.4% | 38.9% | 50.4% | 50.4% | Calculated | NG - C&I Gas Heat | -2.5426 | Fuel Oil - Com Fuel | -5.0853 |  |  | 0 | 0
C - Commercial & Industrial | C3 - Municipal Energy Solutions | C3a - Muni Retrofit | Lighting Fixture - Interior w/o Controls | EC3a013 | Lighting | Project | 1 | 5.4 | 11479.6364 | 4730 |  | 6749.6364 | 11% | 5% | 0% | 94% | 100% | 106.6% | 100% | 113.5% | 100% |  | Utility Specific | 10743.9611 | C&I Interior Lighting - Prescriptive | 30.3% | 17.4% | 34.3% | 18.1% | Calculated |  | 0.0002 | 2.1488 | 50.4% | 38.9% | 50.4% | 50.4% | Calculated | NG - C&I Gas Heat | -2.4747 | Fuel Oil - Com Fuel | -4.9494 |  |  | 0 | 0
C - Commercial & Industrial | C3 - Municipal Energy Solutions | C3a - Muni Retrofit | Lighting Occupancy Sensors | EC3a014 | Lighting | Project | 0 | 9 | 180 | 90 |  | 90 | 11% | 5% | 0% | 94% | 100% | 100% | 100% | 100% | 100% |  | Utility Specific | 200 | C&I Lighting Controls | 31.3% | 19% | 32.1% | 17.7% | Calculated |  | 0.0001 | 0.02 | 18% | 13% | 18% | 18% | Calculated | NG - C&I Gas Heat | -0.272 | Fuel Oil - Com Fuel | -0.544 |  |  | 0 | 0
C - Commercial & Industrial | C3 - Municipal Energy Solutions | C3a - Muni Retrofit | Air Sealing, Electric | EC3a015 | HVAC | Project | 0 | 15 | 4500 | 2250 |  | 2250 | 0% | 0% | 0% | 100% | 100% | 100% | 100% | 100% | 100% |  | Utility Specific | 5000 | Hardwired Electric Heat | 43.13% | 56.87% | 0% | 0% | Utility Specific |  | 0.0007332 | 3.666 | 0% | 43.3% | 0% | 0% | Utility Specific | [6 empty] | 0 | 0
C - Commercial & Industrial | C3 - Municipal Energy Solutions | C3a - Muni Retrofit | Air Sealing, Gas | EC3a016 | HVAC | Project | 0 | 15 |  |  |  | 0 | 0% | 0% | 0% | 100% | 100% | 100% | 100% | 100% | 100% |  | Utility Specific | 0 | Non-Electric Measures | 0% | 0% | 0% | 0% | Utility Specific |  | 0 | 0 | 0% | 0% | 0% | 0% | Utility Specific | NG - C&I Gas Heat | [5 empty] | 0 | 0
C - Commercial & Industrial | C3 - Municipal Energy Solutions | C3a - Muni Retrofit | Air Sealing, Oil | EC3a017 | HVAC | Project | 0 | 15 |  |  |  | 0 | 0% | 0% | 0% | 100% | 100% | 100% | 100% | 100% | 100% |  | Utility Specific | 0 | Non-Electric Measures | 0% | 0% | 0% | 0% | Utility Specific |  | 0 | 0 | 0% | 0% | 0% | 0% | Utility Specific | Fuel Oil - Com Fuel | [5 empty] | 0 | 0
C - Commercial & Industrial | C3 - Municipal Energy Solutions | C3a - Muni Retrofit | Air Sealing, Propane | EC3a018 | HVAC | Project | 0 | 15 |  |  |  | 0 | 0% | 0% | 0% | 100% | 100% | 100% | 100% | 100% | 100% |  | Utility Specific | 0 | Non-Electric Measures | 0% | 0% | 0% | 0% | Utility Specific |  | 0 | 0 | 0% | 0% | 0% | 0% | Utility Specific | Propane | [5 empty] | 0 | 0
C - Commercial & Industrial | C3 - Municipal Energy Solutions | C3a - Muni Retrofit | Boiler Reset Controls, Gas | EC3a019 | HVAC | Project | 0 | 15 |  |  |  | 0 | 0% | 0% | 0% | 100% | 100% | 100% | 100% | 100% | 100% |  | Utility Specific | 0 | Non-Electric Measures | 0% | 0% | 0% | 0% | Utility Specific |  | 0 | 0 | 0% | 0% | 0% | 0% | Deemed | NG - C&I Gas Heat | 35.5 |  |  |  |  | 0 | 0
C - Commercial & Industrial | C3 - Municipal Energy Solutions | C3a - Muni Retrofit | Boiler Reset Controls, Oil | EC3a020 | HVAC | Project | 0 | 15 |  |  |  | 0 | 0% | 0% | 0% | 100% | 100% | 100% | 100% | 100% | 100% |  | Utility Specific | 0 | Non-Electric Measures | 0% | 0% | 0% | 0% | Utility Specific |  | 0 | 0 | 0% | 0% | 0% | 0% | Deemed | Fuel Oil - Com Fuel | 35.5 |  |  |  |  | 0 | 0
C - Commercial & Industrial | C3 - Municipal Energy Solutions | C3a - Muni Retrofit | Boiler Reset Controls, Propane | EC3a021 | HVAC | Project | 0 | 15 |  |  |  | 0 | 0% | 0% | 0% | 100% | 100% | 100% | 100% | 100% | 100% |  | Utility Specific | 0 | Non-Electric Measures | 0% | 0% | 0% | 0% | Utility Specific |  | 0 | 0 | 0% | 0% | 0% | 0% | Deemed | Propane | 35.5 |  |  |  |  | 0 | 0
C - Commercial & Industrial | C3 - Municipal Energy Solutions | C3a - Muni Retrofit | Case Motor Replacement | EC3a022 | Refrigeration | Project | 0 | 15 |  |  |  | 0 | 0% | 0% | 0% | 100% | 100% | 100% | 100% | 100% | 100% |  | Utility Specific | 0 | C&I Refrigeration | 22.6% | 27.3% | 23.3% | 26.8% | Utility Specific |  | 0.0002 | 0 | 90% | 90% | 90% | 90% | Utility Specific | [6 empty] | 0 | 0
C - Commercial & Industrial | C3 - Municipal Energy Solutions | C3a - Muni Retrofit | Cooler Night Cover | EC3a023 | Refrigeration | Project | 0 | 5 |  |  |  | 0 | 0% | 0% | 0% | 100% | 100% | 100% | 100% | 100% | 100% |  | Utility Specific | 0 | C&I Refrigeration | 22.6% | 27.3% | 23.3% | 26.8% | Utility Specific |  | 0.0002 | 0 | 0% | 0% | 0% | 0% | Utility Specific | [6 empty] | 0 | 0
C - Commercial & Industrial | C3 - Municipal Energy Solutions | C3a - Muni Retrofit | Demand Control Ventilation | EC3a024 | HVAC | Project | 0 | 10 |  |  |  | 0 | 0% | 0% | 0% | 100% | 100% | 100% | 100% | 100% | 100% |  | Utility Specific | 0 | C&I Heating & Cooling | 26.4% | 16.6% | 34.9% | 22.1% | Utility Specific |  | 0.0016 | 0 | 82% | 5% | 82% | 82% | Utility Specific | NG - C&I Gas Heat | [5 empty] | 0 | 0
C - Commercial & Industrial | C3 - Municipal Energy Solutions | C3a - Muni Retrofit | Door Heater Controls | EC3a025 | Refrigeration | Project | 0 | 10 |  |  |  | 0 | 0% | 0% | 0% | 100% | 100% | 100% | 100% | 100% | 100% |  | Utility Specific | 0 | C&I Refrigeration | 22.6% | 27.3% | 23.3% | 26.8% | Utility Specific |  | 0.0002 | 0 | 90% | 90% | 90% | 90% | Utility Specific | [6 empty] | 0 | 0
C - Commercial & Industrial | C3 - Municipal Energy Solutions | C3a - Muni Retrofit | Dual Enthalpy Economizer Controls (DEEC) | EC3a026 | HVAC | Project | 0 | 10 |  |  |  | 0 | 0% | 0% | 0% | 100% | 100% | 100% | 100% | 100% | 100% |  | Utility Specific | 0 | C&I Heating & Cooling | 26.4% | 16.6% | 34.9% | 22.1% | Utility Specific |  | 0.0016 | 0 | 34.2% | 0% | 34.2% | 34.2% | Utility Specific | [6 empty] | 0 | 0
C - Commercial & Industrial | C3 - Municipal Energy Solutions | C3a - Muni Retrofit | Duct Insulation, Electric | EC3a027 | HVAC | Project | 0 | 20 |  |  |  | 0 | 0% | 0% | 0% | 100% | 100% | 100% | 100% | 100% | 100% |  | Utility Specific | 0 | Weighted HVAC - Multi-family | 23.21% | 27.86% | 25.2% | 23.73% | Utility Specific |  | 0.00084647 | 0 | 35% | 0% | 35% | 35% | Utility Specific | [6 empty] | 0 | 0
C - Commercial & Industrial | C3 - Municipal Energy Solutions | C3a - Muni Retrofit | Duct Insulation, Gas | EC3a028 | HVAC | Project | 0 | 20 |  |  |  | 0 | 0% | 0% | 0% | 100% | 100% | 100% | 100% | 100% | 100% |  | Utility Specific | 0 | Non-Electric Measures | 0% | 0% | 0% | 0% | Utility Specific |  | 0 | 0 | 0% | 0% | 0% | 0% | Utility Specific | NG - C&I Gas Heat | [5 empty] | 0 | 0
C - Commercial & Industrial | C3 - Municipal Energy Solutions | C3a - Muni Retrofit | Duct Insulation, Oil | EC3a029 | HVAC | Project | 0 | 20 |  |  |  | 0 | 0% | 0% | 0% | 100% | 100% | 100% | 100% | 100% | 100% |  | Utility Specific | 0 | Non-Electric Measures | 0% | 0% | 0% | 0% | Utility Specific |  | 0 | 0 | 0% | 0% | 0% | 0% | Utility Specific | Fuel Oil - Com Fuel | [5 empty] | 0 | 0
C - Commercial & Industrial | C3 - Municipal Energy Solutions | C3a - Muni Retrofit | Duct Insulation, Propane | EC3a030 | HVAC | Project | 0 | 20 |  |  |  | 0 | 0% | 0% | 0% | 100% | 100% | 100% | 100% | 100% | 100% |  | Utility Specific | 0 | Non-Electric Measures | 0% | 0% | 0% | 0% | Utility Specific |  | 0 | 0 | 0% | 0% | 0% | 0% | Utility Specific | Propane | [5 empty] | 0 | 0
C - Commercial & Industrial | C3 - Municipal Energy Solutions | C3a - Muni Retrofit | Duct Sealing, Electric | EC3a031 | HVAC | Project | 0 | 20 |  |  |  | 0 | 0% | 0% | 0% | 100% | 100% | 100% | 100% | 100% | 100% |  | Utility Specific | 0 | Weighted HVAC - Multi-family | 23.21% | 27.86% | 25.2% | 23.73% | Utility Specific |  | 0.00084647 | 0 | 35% | 0% | 35% | 35% | Utility Specific | [6 empty] | 0 | 0
C - Commercial & Industrial | C3 - Municipal Energy Solutions | C3a - Muni Retrofit | Duct Sealing, Gas | EC3a032 | HVAC | Project | 0 | 20 |  |  |  | 0 | 0% | 0% | 0% | 100% | 100% | 100% | 100% | 100% | 100% |  | Utility Specific | 0 | Non-Electric Measures | 0% | 0% | 0% | 0% | Utility Specific |  | 0 | 0 | 0% | 0% | 0% | 0% | Utility Specific | NG - C&I Gas Heat | [5 empty] | 0 | 0
C - Commercial & Industrial | C3 - Municipal Energy Solutions | C3a - Muni Retrofit | Duct Sealing, Oil | EC3a033 | HVAC | Project | 0 | 20 |  |  |  | 0 | 0% | 0% | 0% | 100% | 100% | 100% | 100% | 100% | 100% |  | Utility Specific | 0 | Non-Electric Measures | 0% | 0% | 0% | 0% | Utility Specific |  | 0 | 0 | 0% | 0% | 0% | 0% | Utility Specific | Fuel Oil - Com Fuel | [5 empty] | 0 | 0
C - Commercial & Industrial | C3 - Municipal Energy Solutions | C3a - Muni Retrofit | Duct Sealing, Propane | EC3a034 | HVAC | Project | 0 | 20 |  |  |  | 0 | 0% | 0% | 0% | 100% | 100% | 100% | 100% | 100% | 100% |  | Utility Specific | 0 | Non-Electric Measures | 0% | 0% | 0% | 0% | Utility Specific |  | 0 | 0 | 0% | 0% | 0% | 0% | Utility Specific | Propane | [5 empty] | 0 | 0
C - Commercial & Industrial | C3 - Municipal Energy Solutions | C3a - Muni Retrofit | Ductless Mini Split Heat Pump | EC3a035 | HVAC | Project | 0 | 20 | 800 | 600 |  | 200 | 0% | 0% | 0% | 100% | 100% | 100% | 100% | 100% | 100% |  | Utility Specific | 2579.12 | C&I Heating & Cooling | 26.4% | 16.6% | 34.9% | 22.1% | Utility Specific |  | 0.0016 | 4.1266 | 34.2% | 0% | 34.2% | 34.2% | Utility Specific | [6 empty] | 0 | 0
C - Commercial & Industrial | C3 - Municipal Energy Solutions | C3a - Muni Retrofit | ECM Evaporator Fan Motors for Walk-in Cooler/Freezer | EC3a036 | Refrigeration | Project | 0 | 15 |  |  |  | 0 | 0% | 0% | 0% | 100% | 100% | 100% | 100% | 100% | 100% |  | Utility Specific | 0 | C&I Refrigeration | 22.6% | 27.3% | 23.3% | 26.8% | Utility Specific |  | 0.0002 | 0 | 90% | 90% | 90% | 90% | Utility Specific | [6 empty] | 0 | 0
C - Commercial & Industrial | C3 - Municipal Energy Solutions | C3a - Muni Retrofit | Electronic Defrost Control | EC3a037 | Refrigeration | Project | 0 | 10 |  |  |  | 0 | 0% | 0% | 0% | 100% | 100% | 100% | 100% | 100% | 100% |  | Utility Specific | 0 | C&I Refrigeration | 22.6% | 27.3% | 23.3% | 26.8% | Utility Specific |  | 0.0002 | 0 | 90% | 90% | 90% | 90% | Utility Specific | [6 empty] | 0 | 0
C - Commercial & Industrial | C3 - Municipal Energy Solutions | C3a - Muni Retrofit | Energy Management System, Electric | EC3a038 | HVAC | Project | 1 | 10 | 13244.1714 | 4635.46 |  | 8608.7114 | 0% | 0% | 0% | 100% | 100% | 90% | 100% | 100% | 87% |  | Utility Specific | 4606.8 | C&I Heating & Cooling | 26.4% | 16.6% | 34.9% | 22.1% | Utility Specific |  | 0.0016 | 7.3709 | 95% | 100% | 95% | 95% | Utility Specific | [6 empty] | 0 | 0
C - Commercial & Industrial | C3 - Municipal Energy Solutions | C3a - Muni Retrofit | Energy Star Wifi Thermostat, Electric | EC3a039 | HVAC | Thermostat | 0 | 15 |  |  |  | 0 | 0% | 0% | 0% | 100% | 100% | 100% | 100% | 100% | 100% |  | Deemed | 160.9 | Central Air Conditioner/Heat Pump (Cooling) | 6.595% | 3.846% | 47.32% | 42.24% | Utility Specific |  | 0.0015937 | 0.25643 | 34.6% | 0% | 34.6% | 34.6% | Deemed | [6 empty] | 0 | 0
C - Commercial & Industrial | C3 - Municipal Energy Solutions | C3a - Muni Retrofit | Energy Star Wifi Thermostat, Gas | EC3a040 | HVAC | Thermostat | 0 | 15 |  |  |  | 0 | 0% | 0% | 0% | 100% | 100% | 100% | 100% | 100% | 100% |  | Deemed | 0 | Central Air Conditioner/Heat Pump (Cooling) | 6.595% | 3.846% | 47.32% | 42.24% | Utility Specific |  | 0.0015937 | 0 | 34.6% | 0% | 34.6% | 34.6% | Deemed | NG - C&I Gas Heat | 3.11 |  |  |  |  | 0 | 0
C - Commercial & Industrial | C3 - Municipal Energy Solutions | C3a - Muni Retrofit | Energy Star Wifi Thermostat, Oil | EC3a041 | HVAC | Thermostat | 0 | 15 |  |  |  | 0 | 0% | 0% | 0% | 100% | 100% | 100% | 100% | 100% | 100% |  | Deemed | 0 | Central Air Conditioner/Heat Pump (Cooling) | 6.595% | 3.846% | 47.32% | 42.24% | Utility Specific |  | 0.0015937 | 0 | 34.6% | 0% | 34.6% | 34.6% | Deemed | Fuel Oil - Com Fuel | 3.11 |  |  |  |  | 0 | 0
C - Commercial & Industrial | C3 - Municipal Energy Solutions | C3a - Muni Retrofit | Energy Star Wifi Thermostat, Propane | EC3a042 | HVAC | Thermostat | 0 | 15 |  |  |  | 0 | 0% | 0% | 0% | 100% | 100% | 100% | 100% | 100% | 100% |  | Deemed | 0 | Central Air Conditioner/Heat Pump (Cooling) | 6.595% | 3.846% | 47.32% | 42.24% | Utility Specific |  | 0.0015937 | 0 | 34.6% | 0% | 34.6% | 34.6% | Deemed | Propane | 3.11 |  |  |  |  | 0 | 0
C - Commercial & Industrial | C3 - Municipal Energy Solutions | C3a - Muni Retrofit | Evaporator Fan Control | EC3a043 | Refrigeration | Project | 0 | 10 |  |  |  | 0 | 0% | 0% | 0% | 100% | 100% | 100% | 100% | 100% | 100% |  | Utility Specific | 0 | C&I Refrigeration | 22.6% | 27.3% | 23.3% | 26.8% | Utility Specific |  | 0.0002 | 0 | 100% | 100% | 100% | 100% | Utility Specific | [6 empty] | 0 | 0
C - Commercial & Industrial | C3 - Municipal Energy Solutions | C3a - Muni Retrofit | Faucet Aerator, Electric | EC3a044 | Hot Water | Aerator | 0 | 10 |  |  |  | 0 | 0% | 0% | 0% | 100% | 100% | 100% | 100% | 100% | 100% |  | Deemed | 309 | Water Heater - Electric | 41.52% | 31.39% | 15.22% | 11.88% | Deemed | 0.01 | 0.00024338 | 0.01 | 31.2% | 80.8% | 31.2% | 31.2% | Deemed | [6 empty] | 0 | 5460
C - Commercial & Industrial | C3 - Municipal Energy Solutions | C3a - Muni Retrofit | Faucet Aerator, Gas | EC3a045 | Hot Water | Aerator | 0 | 10 |  |  |  | 0 | 0% | 0% | 0% | 100% | 100% | 100% | 100% | 100% | 100% |  | Deemed | 0 | Non-Electric Measures | 0% | 0% | 0% | 0% | Deemed |  | 0 | 0 | 0% | 0% | 0% | 0% | Deemed | NG - C&I Gas All | 1.7 |  |  |  |  | 0 | 5460
C - Commercial & Industrial | C3 - Municipal Energy Solutions | C3a - Muni Retrofit | Faucet Aerator, Oil | EC3a046 | Hot Water | Aerator | 0 | 10 |  |  |  | 0 | 0% | 0% | 0% | 100% | 100% | 100% | 100% | 100% | 100% |  | Deemed | 0 | Non-Electric Measures | 0% | 0% | 0% | 0% | Deemed |  | 0 | 0 | 0% | 0% | 0% | 0% | Deemed | Fuel Oil - Com Fuel | 1.7 |  |  |  |  | 0 | 5460
C - Commercial & Industrial | C3 - Municipal Energy Solutions | C3a - Muni Retrofit | Faucet Aerator, Propane | EC3a047 | Hot Water | Aerator | 0 | 10 |  |  |  | 0 | 0% | 0% | 0% | 100% | 100% | 100% | 100% | 100% | 100% |  | Deemed | 0 | Non-Electric Measures | 0% | 0% | 0% | 0% | Deemed |  | 0 | 0 | 0% | 0% | 0% | 0% | Deemed | Propane | 1.7 |  |  |  |  | 0 | 5460
C - Commercial & Industrial | C3 - Municipal Energy Solutions | C3a - Muni Retrofit | Hotel Occupancy Sensor | EC3a050 | HVAC | Sensor | 0 | 10 |  |  |  | 0 | 0% | 0% | 0% | 100% | 100% | 100% | 100% | 100% | 100% |  | Deemed | 438 | C&I Heating & Cooling | 26.4% | 16.6% | 34.9% | 22.1% | Deemed | 0.09 | 0.0016 | 0.09 | 82% | 5% | 82% | 82% | Utility Specific | [6 empty] | 0 | 0
C - Commercial & Industrial | C3 - Municipal Energy Solutions | C3a - Muni Retrofit | Insulation, Electric | EC3a051 | Envelope | Project | 1 | 25 | 448.22 | 336.17 |  | 112.05 | 0% | 0% | 0% | 100% | 100% | 100% | 100% | 100% | 100% |  | Utility Specific | 747.04 | Hardwired Electric Heat | 43.13% | 56.87% | 0% | 0% | Deemed | 0.15 | 0.0007332 | 0.15 | 33.6% | 17.3% | 33.6% | 33.6% | Utility Specific | [6 empty] | 0 | 0
C - Commercial & Industrial | C3 - Municipal Energy Solutions | C3a - Muni Retrofit | Insulation, Gas | EC3a052 | Envelope | Project | 0 | 25 |  |  |  | 0 | 0% | 0% | 0% | 100% | 100% | 100% | 100% | 100% | 100% |  | Utility Specific | 0 | Central Air Conditioner/Heat Pump (Cooling) | 6.595% | 3.846% | 47.32% | 42.24% | Deemed |  | 0.0015937 | 0 | 34.6% | 0% | 34.6% | 34.6% | Utility Specific | NG - C&I Gas Heat | [5 empty] | 0 | 0
C - Commercial & Industrial | C3 - Municipal Energy Solutions | C3a - Muni Retrofit | Insulation, Oil | EC3a053 | Envelope | Project | 0 | 25 | 19500 | 10000 |  | 9500 | 0% | 0% | 0% | 100% | 100% | 100% | 100% | 100% | 100% |  | Utility Specific | 0 | Central Air Conditioner/Heat Pump (Cooling) | 6.595% | 3.846% | 47.32% | 42.24% | Deemed |  | 0.0015937 | 0 | 34.6% | 0% | 34.6% | 34.6% | Utility Specific | Fuel Oil - Com Fuel | [5 empty] | 0 | 0
C - Commercial & Industrial | C3 - Municipal Energy Solutions | C3a - Muni Retrofit | Insulation, Propane | EC3a054 | Envelope | Project | 0 | 25 |  |  |  | 0 | 0% | 0% | 0% | 100% | 100% | 100% | 100% | 100% | 100% |  | Utility Specific | 0 | Central Air Conditioner/Heat Pump (Cooling) | 6.595% | 3.846% | 47.32% | 42.24% | Deemed |  | 0.0015937 | 0 | 34.6% | 0% | 34.6% | 34.6% | Utility Specific | Propane | [5 empty] | 0 | 0
C - Commercial & Industrial | C3 - Municipal Energy Solutions | C3a - Muni Retrofit | Low Pressure Drop Filter | EC3a055 | Compressed Air | Project | 0 | 5 |  |  |  | 0 | 0% | 0% | 0% | 100% | 100% | 100% | 100% | 100% | 100% |  | Utility Specific | 0 | C&I Compressed Air - VFD Compressor | 25.9% | 23.9% | 26.5% | 23.7% | Utility Specific |  | 0.000258 | 0 | 80% | 54% | 80% | 80% | Utility Specific | [6 empty] | 0 | 0
C - Commercial & Industrial | C3 - Municipal Energy Solutions | C3a - Muni Retrofit | Thermostatic Shut-Off Valve, Electric | EC3a056 | Hot Water | Showerhead | 0 | 15 |  |  |  | 0 | 0% | 0% | 0% | 100% | 100% | 100% | 100% | 100% | 100% |  | Deemed | 69 | Water Heater - Electric | 41.52% | 31.39% | 15.22% | 11.88% | Calculated |  | 0.00024338 | 0.016793 | 31.2% | 80.8% | 31.2% | 31.2% | Deemed | [6 empty] | 0 | 558
C - Commercial & Industrial | C3 - Municipal Energy Solutions | C3a - Muni Retrofit | Thermostatic Shut-Off Valve, Gas | EC3a057 | Hot Water | Showerhead | 0 | 15 |  |  |  | 0 | 0% | 0% | 0% | 100% | 100% | 100% | 100% | 100% | 100% |  | Deemed | 0 | Non-Electric Measures | 0% | 0% | 0% | 0% | Utility Specific |  | 0 | 0 | 0% | 0% | 0% | 0% | Deemed | NG - C&I Gas All | 0.33 |  |  |  |  | 0 | 558
C - Commercial & Industrial | C3 - Municipal Energy Solutions | C3a - Muni Retrofit | Thermostatic Shut-Off Valve, Oil | EC3a058 | Hot Water | Showerhead | 0 | 15 |  |  |  | 0 | 0% | 0% | 0% | 100% | 100% | 100% | 100% | 100% | 100% |  | Deemed | 0 | Non-Electric Measures | 0% | 0% | 0% | 0% | Utility Specific |  | 0 | 0 | 0% | 0% | 0% | 0% | Deemed | Fuel Oil - Com Fuel | 0.33 |  |  |  |  | 0 | 558
C - Commercial & Industrial | C3 - Municipal Energy Solutions | C3a - Muni Retrofit | Thermostatic Shut-Off Valve, Propane | EC3a059 | Hot Water | Showerhead | 0 | 15 |  |  |  | 0 | 0% | 0% | 0% | 100% | 100% | 100% | 100% | 100% | 100% |  | Deemed | 0 | Non-Electric Measures | 0% | 0% | 0% | 0% | Utility Specific |  | 0 | 0 | 0% | 0% | 0% | 0% | Deemed | Propane | 0.33 |  |  |  |  | 0 | 558
C - Commercial & Industrial | C3 - Municipal Energy Solutions | C3a - Muni Retrofit | Low-Flow Showerhead, Electric | EC3a060 | Hot Water | Showerhead | 0 | 10 |  |  |  | 0 | 0% | 0% | 0% | 100% | 100% | 100% | 100% | 100% | 100% |  | Deemed | 507 | Water Heater - Electric | 41.52% | 31.39% | 15.22% | 11.88% | Deemed | 0.09 | 0.00024338 | 0.09 | 31.2% | 80.8% | 31.2% | 31.2% | Deemed | [6 empty] | 0 | 7300
C - Commercial & Industrial | C3 - Municipal Energy Solutions | C3a - Muni Retrofit | Low-Flow Showerhead, Gas | EC3a061 | Hot Water | Showerhead | 0 | 10 |  |  |  | 0 | 0% | 0% | 0% | 100% | 100% | 100% | 100% | 100% | 100% |  | Deemed | 0 | Non-Electric Measures | 0% | 0% | 0% | 0% | Utility Specific |  | 0 | 0 | 0% | 0% | 0% | 0% | Deemed | NG - C&I Gas All | 2.65 |  |  |  |  | 0 | 7300
C - Commercial & Industrial | C3 - Municipal Energy Solutions | C3a - Muni Retrofit | Low-Flow Showerhead, Oil | EC3a062 | Hot Water | Showerhead | 0 | 10 |  |  |  | 0 | 0% | 0% | 0% | 100% | 100% | 100% | 100% | 100% | 100% |  | Deemed | 0 | Non-Electric Measures | 0% | 0% | 0% | 0% | Utility Specific |  | 0 | 0 | 0% | 0% | 0% | 0% | Deemed | Fuel Oil - Com Fuel | 2.65 |  |  |  |  | 0 | 7300
C - Commercial & Industrial | C3 - Municipal Energy Solutions | C3a - Muni Retrofit | Low-Flow Showerhead, Propane | EC3a063 | Hot Water | Showerhead | 0 | 10 |  |  |  | 0 | 0% | 0% | 0% | 100% | 100% | 100% | 100% | 100% | 100% |  | Deemed | 0 | Non-Electric Measures | 0% | 0% | 0% | 0% | Utility Specific |  | 0 | 0 | 0% | 0% | 0% | 0% | Deemed | Propane | 2.65 |  |  |  |  | 0 | 7300
C - Commercial & Industrial | C3 - Municipal Energy Solutions | C3a - Muni Retrofit | Motors, Open Drip | EC3a064 | Motors/Drives | Project | 0 | 10 |  |  |  | 0 | 0% | 0% | 0% | 100% | 100% | 100% | 100% | 100% | 100% |  | Utility Specific | 0 | Custom Calculation | 0% | 0% | 0% | 0% | Utility Specific |  | 0 | 0 | 0% | 0% | 0% | 0% | Utility Specific | [6 empty] | 0 | 0
C - Commercial & Industrial | C3 - Municipal Energy Solutions | C3a - Muni Retrofit | Motors, Totally Enclosed Fan Cooled | EC3a065 | Motors/Drives | Project | 0 | 10 |  |  |  | 0 | 0% | 0% | 0% | 100% | 100% | 100% | 100% | 100% | 100% |  | Utility Specific | 0 | C&I Refrigeration | 22.6% | 27.3% | 23.3% | 26.8% | Utility Specific |  | 0.0002 | 0 | 100% | 100% | 100% | 100% | Utility Specific | [6 empty] | 0 | 0
C - Commercial & Industrial | C3 - Municipal Energy Solutions | C3a - Muni Retrofit | Novelty Cooler Shutoff | EC3a066 | Refrigeration | Project | 0 | 10 |  |  |  | 0 | 0% | 0% | 0% | 100% | 100% | 100% | 100% | 100% | 100% |  | Utility Specific | 0 | C&I Refrigeration | 22.6% | 27.3% | 23.3% | 26.8% | Utility Specific |  | 0.0002 | 0 | 90% | 90% | 90% | 90% | Utility Specific | [6 empty] | 0 | 0
C - Commercial & Industrial | C3 - Municipal Energy Solutions | C3a - Muni Retrofit | Pipe Wrap - Heating, Electric | EC3a067 | HVAC | Project | 0 | 15 |  |  |  | 0 | 0% | 0% | 0% | 100% | 100% | 100% | 100% | 100% | 100% |  | Utility Specific | 0 | Hardwired Electric Heat | 43.13% | 56.87% | 0% | 0% | Utility Specific |  | 0.0007332 | 0 | 0% | 43.3% | 0% | 0% | Utility Specific | [6 empty] | 0 | 0
C - Commercial & Industrial | C3 - Municipal Energy Solutions | C3a - Muni Retrofit | Pipe Wrap - Heating, Gas | EC3a068 | HVAC | Project | 0 | 15 |  |  |  | 0 | 0% | 0% | 0% | 100% | 100% | 100% | 100% | 100% | 100% |  | Utility Specific | 0 | Non-Electric Measures | 0% | 0% | 0% | 0% | Utility Specific |  | 0 | 0 | 0% | 0% | 0% | 0% | Utility Specific | NG - C&I Gas Heat | [5 empty] | 0 | 0
C - Commercial & Industrial | C3 - Municipal Energy Solutions | C3a - Muni Retrofit | Pipe Wrap - Heating, Oil | EC3a069 | HVAC | Project | 0 | 15 |  |  |  | 0 | 0% | 0% | 0% | 100% | 100% | 100% | 100% | 100% | 100% |  | Utility Specific | 0 | Non-Electric Measures | 0% | 0% | 0% | 0% | Utility Specific |  | 0 | 0 | 0% | 0% | 0% | 0% | Utility Specific | Fuel Oil - Com Fuel | [5 empty] | 0 | 0
C - Commercial & Industrial | C3 - Municipal Energy Solutions | C3a - Muni Retrofit | Pipe Wrap - Heating, Propane | EC3a070 | HVAC | Project | 0 | 15 |  |  |  | 0 | 0% | 0% | 0% | 100% | 100% | 100% | 100% | 100% | 100% |  | Utility Specific | 0 | Non-Electric Measures | 0% | 0% | 0% | 0% | Utility Specific |  | 0 | 0 | 0% | 0% | 0% | 0% | Utility Specific | Propane | [5 empty] | 0 | 0
C - Commercial & Industrial | C3 - Municipal Energy Solutions | C3a - Muni Retrofit | Pipe Wrap - Hot Water, Electric | EC3a071 | Hot Water | Project | 0 | 15 |  |  |  | 0 | 0% | 0% | 0% | 100% | 100% | 100% | 100% | 100% | 100% |  | Utility Specific | 0 | Water Heater - Electric | 41.52% | 31.39% | 15.22% | 11.88% | Utility Specific |  | 0.00024338 | 0 | 31.2% | 80.8% | 31.2% | 31.2% | Utility Specific | [6 empty] | 0 | 0
C - Commercial & Industrial | C3 - Municipal Energy Solutions | C3a - Muni Retrofit | Pipe Wrap - Hot Water, Gas | EC3a072 | Hot Water | Project | 0 | 15 |  |  |  | 0 | 0% | 0% | 0% | 100% | 100% | 100% | 100% | 100% | 100% |  | Utility Specific | 0 | Non-Electric Measures | 0% | 0% | 0% | 0% | Utility Specific |  | 0 | 0 | 0% | 0% | 0% | 0% | Utility Specific | NG - C&I Gas Heat | [5 empty] | 0 | 0
C - Commercial & Industrial | C3 - Municipal Energy Solutions | C3a - Muni Retrofit | Pipe Wrap - Hot Water, Oil | EC3a073 | Hot Water | Project | 0 | 15 |  |  |  | 0 | 0% | 0% | 0% | 100% | 100% | 100% | 100% | 100% | 100% |  | Utility Specific | 0 | Non-Electric Measures | 0% | 0% | 0% | 0% | Utility Specific |  | 0 | 0 | 0% | 0% | 0% | 0% | Utility Specific | Fuel Oil - Com Fuel | [5 empty] | 0 | 0
C - Commercial & Industrial | C3 - Municipal Energy Solutions | C3a - Muni Retrofit | Pipe Wrap - Hot Water, Propane | EC3a074 | Hot Water | Project | 0 | 15 |  |  |  | 0 | 0% | 0% | 0% | 100% | 100% | 100% | 100% | 100% | 100% |  | Utility Specific | 0 | Non-Electric Measures | 0% | 0% | 0% | 0% | Utility Specific |  | 0 | 0 | 0% | 0% | 0% | 0% | Utility Specific | Propane | [5 empty] | 0 | 0
C - Commercial & Industrial | C3 - Municipal Energy Solutions | C3a - Muni Retrofit | Pre Rinse Spray Valve, Electric | EC3a075 | Hot Water | Valve | 0 | 8 |  |  |  | 0 | 0% | 0% | 0% | 100% | 100% | 100% | 100% | 100% | 100% |  | Utility Specific | 957 | Water Heater - Electric | 41.52% | 31.39% | 15.22% | 11.88% | Utility Specific |  | 0.00024338 | 0.23292 | 52% | 100% | 52% | 52% | Deemed | [6 empty] | 0 | 6410
C - Commercial & Industrial | C3 - Municipal Energy Solutions | C3a - Muni Retrofit | Pre Rinse Spray Valve, Gas | EC3a076 | Hot Water | Project | 0 | 8 |  |  |  | 0 | 0% | 0% | 0% | 100% | 100% | 100% | 100% | 100% | 100% |  | Utility Specific | 0 | Non-Electric Measures | 0% | 0% | 0% | 0% | Utility Specific |  | 0 | 0 | 0% | 0% | 0% | 0% | Deemed | NG - C&I Gas All | 11.43 |  |  |  |  | 0 | 6410
C - Commercial & Industrial | C3 - Municipal Energy Solutions | C3a - Muni Retrofit | Pre Rinse Spray Valve, Oil | EC3a077 | Hot Water | Project | 0 | 8 |  |  |  | 0 | 0% | 0% | 0% | 100% | 100% | 100% | 100% | 100% | 100% |  | Utility Specific | 0 | Non-Electric Measures | 0% | 0% | 0% | 0% | Utility Specific |  | 0 | 0 | 0% | 0% | 0% | 0% | Deemed | Fuel Oil - Com Fuel | 11.43 |  |  |  |  | 0 | 6410
C - Commercial & Industrial | C3 - Municipal Energy Solutions | C3a - Muni Retrofit | Pre Rinse Spray Valve, Propane | EC3a078 | Hot Water | Project | 0 | 8 |  |  |  | 0 | 0% | 0% | 0% | 100% | 100% | 100% | 100% | 100% | 100% |  | Utility Specific | 0 | Non-Electric Measures | 0% | 0% | 0% | 0% | Utility Specific |  | 0 | 0 | 0% | 0% | 0% | 0% | Deemed | Propane | 11.43 |  |  |  |  | 0 | 6410
C - Commercial & Industrial | C3 - Municipal Energy Solutions | C3a - Muni Retrofit | Programmable Thermostat, Electric | EC3a079 | HVAC | Project | 0 | 15 |  |  |  | 0 | 0% | 0% | 0% | 100% | 100% | 100% | 100% | 100% | 100% |  | Utility Specific | 0 | Hardwired Electric Heat | 43.13% | 56.87% | 0% | 0% | Utility Specific |  | 0.0007332 | 0 | 0% | 43.3% | 0% | 0% | Utility Specific | [6 empty] | 0 | 0
C - Commercial & Industrial | C3 - Municipal Energy Solutions | C3a - Muni Retrofit | Programmable Thermostat, Gas | EC3a080 | HVAC | Project | 0 | 15 |  |  |  | 0 | 0% | 0% | 0% | 100% | 100% | 100% | 100% | 100% | 100% |  | Utility Specific | 0 | Central Air Conditioner/Heat Pump (Cooling) | 6.595% | 3.846% | 47.32% | 42.24% | Utility Specific |  | 0.0015937 | 0 | 34.6% | 0% | 34.6% | 34.6% | Utility Specific | NG - C&I Gas Heat | [5 empty] | 0 | 0
C - Commercial & Industrial | C3 - Municipal Energy Solutions | C3a - Muni Retrofit | Programmable Thermostat, Oil | EC3a081 | HVAC | Project | 0 | 15 |  |  |  | 0 | 0% | 0% | 0% | 100% | 100% | 100% | 100% | 100% | 100% |  | Utility Specific | 0 | Central Air Conditioner/Heat Pump (Cooling) | 6.595% | 3.846% | 47.32% | 42.24% | Utility Specific |  | 0.0015937 | 0 | 34.6% | 0% | 34.6% | 34.6% | Utility Specific | Fuel Oil - Com Fuel | [5 empty] | 0 | 0
C - Commercial & Industrial | C3 - Municipal Energy Solutions | C3a - Muni Retrofit | Programmable Thermostat, Propane | EC3a082 | HVAC | Project | 0 | 15 |  |  |  | 0 | 0% | 0% | 0% | 100% | 100% | 100% | 100% | 100% | 100% |  | Utility Specific | 0 | Central Air Conditioner/Heat Pump (Cooling) | 6.595% | 3.846% | 47.32% | 42.24% | Utility Specific |  | 0.0015937 | 0 | 34.6% | 0% | 34.6% | 34.6% | Utility Specific | Propane | [5 empty] | 0 | 0
C - Commercial & Industrial | C3 - Municipal Energy Solutions | C3a - Muni Retrofit | Steam Trap, Electric | EC3a083 | HVAC | Project | 0 | 6 |  |  |  | 0 | 0% | 0% | 0% | 100% | 100% | 100% | 100% | 100% | 100% |  | Utility Specific | 0 | C&I Heating & Cooling | 26.4% | 16.6% | 34.9% | 22.1% | Utility Specific |  | 0.0016 | 0 | 0% | 0% | 0% | 0% | Utility Specific | [6 empty] | 0 | 0
C - Commercial & Industrial | C3 - Municipal Energy Solutions | C3a - Muni Retrofit | Steam Trap, Gas | EC3a084 | HVAC | Project | 0 | 6 |  |  |  | 0 | 0% | 0% | 0% | 100% | 100% | 100% | 100% | 100% | 100% |  | Utility Specific | 0 | Non-Electric Measures | 0% | 0% | 0% | 0% | Utility Specific |  | 0 | 0 | 0% | 0% | 0% | 0% | Utility Specific | NG - C&I Gas Heat | [5 empty] | 0 | 0
C - Commercial & Industrial | C3 - Municipal Energy Solutions | C3a - Muni Retrofit | Steam Trap, Oil | EC3a085 | HVAC | Project | 0 | 6 |  |  |  | 0 | 0% | 0% | 0% | 100% | 100% | 100% | 100% | 100% | 100% |  | Utility Specific | 0 | Non-Electric Measures | 0% | 0% | 0% | 0% | Utility Specific |  | 0 | 0 | 0% | 0% | 0% | 0% | Utility Specific | Fuel Oil - Com Fuel | [5 empty] | 0 | 0
C - Commercial & Industrial | C3 - Municipal Energy Solutions | C3a - Muni Retrofit | Steam Trap, Propane | EC3a086 | HVAC | Project | 0 | 6 |  |  |  | 0 | 0% | 0% | 0% | 100% | 100% | 100% | 100% | 100% | 100% |  | Utility Specific | 0 | Non-Electric Measures | 0% | 0% | 0% | 0% | Utility Specific |  | 0 | 0 | 0% | 0% | 0% | 0% | Utility Specific | Propane | [5 empty] | 0 | 0
C - Commercial & Industrial | C3 - Municipal Energy Solutions | C3a - Muni Retrofit | Variable Frequency Drive | EC3a087 | Motors/Drives | Project | 0 | 15 |  |  |  | 0 | 0% | 0% | 0% | 100% | 100% | 100% | 100% | 100% | 100% |  | Utility Specific | 0 | C&I VFDs (Combined) | 23.7% | 27.2% | 23.8% | 25.3% | Utility Specific |  | 0 | 0 | 100% | 100% | 100% | 100% | Utility Specific | [6 empty] | 0 | 0
C - Commercial & Industrial | C3 - Municipal Energy Solutions | C3a - Muni Retrofit | Variable Frequency Drive with Motor | EC3a088 | Motors/Drives | Project | 0 | 15 |  |  |  | 0 | 0% | 0% | 0% | 100% | 100% | 100% | 100% | 100% | 100% |  | Utility Specific | 0 | C&I VFDs (Combined) | 23.7% | 27.2% | 23.8% | 25.3% | Utility Specific |  | 0 | 0 | 100% | 100% | 100% | 100% | Utility Specific | [6 empty] | 0 | 0
C - Commercial & Industrial | C3 - Municipal Energy Solutions | C3a - Muni Retrofit | Vending Miser | EC3a089 | Refrigeration | Project | 0 | 5 |  |  |  | 0 | 0% | 0% | 0% | 100% | 100% | 100% | 100% | 100% | 100% |  | Utility Specific | 0 | C&I Refrigeration | 22.6% | 27.3% | 23.3% | 26.8% | Utility Specific |  | 0.0002 | 0 | 90% | 90% | 90% | 90% | Utility Specific | [6 empty] | 0 | 0
C - Commercial & Industrial | C3 - Municipal Energy Solutions | C3a - Muni Retrofit | Zero Loss Condensate Drain | EC3a090 | Compressed Air | Project | 0 | 5 |  |  |  | 0 | 0% | 0% | 0% | 100% | 100% | 100% | 100% | 100% | 100% |  | Utility Specific | 0 | C&I Compressed Air - VFD Compressor | 25.9% | 23.9% | 26.5% | 23.7% | Utility Specific |  | 0.000258 | 0 | 80% | 54% | 80% | 80% | Utility Specific | [6 empty] | 0 | 0
C - Commercial & Industrial | C3 - Municipal Energy Solutions | C3a - Muni Retrofit | Induction Cooktop Displacing Electric Resistance | EC3a093 | Food Service | Appliance | 0 | 12 |  |  |  | 0 | 0% | 0% | 0% | 100% | 100% | 100% | 100% | 100% | 100% |  | Deemed | 2488 | C&I Food Services | 32% | 35% | 16% | 17% | Deemed | 0.43 | 0.000192 | 0.43 | 90% | 90% | 90% | 90% | Deemed | [6 empty] | 0 | 0
C - Commercial & Industrial | C3 - Municipal Energy Solutions | C3a - Muni Retrofit | CI Audits - Muni Retro | EC3aAUD | Non-Energy Saving |  | 0 | 1 |  |  |  | 0 | 0% | 0% | 0% | 100% | 0% | 0% | 0% | 0% | 0% |  |  | 0 | Non-Electric Measures | 0% | 0% | 0% | 0% |  |  | 0 | 0 | 0% | 0% | 0% | 0% | [7 empty] | 0 | 0
C - Commercial & Industrial | C3 - Municipal Energy Solutions | C3a - Muni Retrofit | Vendor Fees - Muni Retro | EC3aNES01 | Non-Energy Saving |  | 1 | 1 | 27496 | 27496 |  | 0 | 0% | 0% | 0% | 100% | 0% | 0% | 0% | 0% | 0% |  |  | 0 | Non-Electric Measures | 0% | 0% | 0% | 0% |  |  | 0 | 0 | 0% | 0% | 0% | 0% | [7 empty] | 0 | 0
C - Commercial & Industrial | C3 - Municipal Energy Solutions | C3a - Muni Retrofit | Vendor Fees - TA Studies - Muni Retro | EC3aNES02 | Non-Energy Saving |  | 0 | 1 |  |  |  | 0 | 0% | 0% | 0% | 100% | 0% | 0% | 0% | 0% | 0% |  |  |  | Non-Electric Measures | 0% | 0% | 0% | 0% |  |  | 0 |  | 0% | 0% | 0% | 0% | [7 empty] | 0
C - Commercial & Industrial | C3 - Municipal Energy Solutions | C3a - Muni Retrofit | [42 empty] | 0
C - Commercial & Industrial | C3 - Municipal Energy Solutions | C3a - Muni Retrofit | [42 empty] | 0
C - Commercial & Industrial | C3 - Municipal Energy Solutions | C3a - Muni Retrofit | [42 empty] | 0
C - Commercial & Industrial | C3 - Municipal Energy Solutions | C3a - Muni Retrofit | [42 empty] | 0
0
C - Commercial & Industrial | C3 - Municipal Energy Solutions | C3b - Muni New Equipment | Custom Muni Compressed Air New | EC3b001 | Compressed Air | Project | 0 |  |  |  |  | 0 | 0% | 0% | 0% | 100% | 100% | 90% | 100% | 100% | 87% |  | Utility Specific | 0 | C&I Compressed Air - VFD Compressor | 13% | 20% | 26% | 41% | Utility Specific |  | 0.000258 | 0 | 100% | 100% | 100% | 100% | Utility Specific | [6 empty] | 0 | 0
C - Commercial & Industrial | C3 - Municipal Energy Solutions | C3b - Muni New Equipment | Custom Muni Hot Water New | EC3b002 | Hot Water | Project | 0 |  |  |  |  | 0 | 0% | 0% | 0% | 100% | 100% | 90% | 100% | 100% | 87% |  | Utility Specific | 0 | C&I Water Heating | 25% | 25% | 25% | 25% | Utility Specific |  | 0.000258 | 0 | 54% | 56% | 54% | 54% | Utility Specific | [6 empty] | 0 | 0
C - Commercial & Industrial | C3 - Municipal Energy Solutions | C3b - Muni New Equipment | Custom Muni HVAC New | EC3b003 | HVAC | Project | 1 | 13.5 | 3748 | 2811 |  | 937 | 0% | 0% | 0% | 100% | 100% | 90% | 100% | 100% | 87% |  | Utility Specific | 8514.02 | Custom Calculation | 72% | 18% | 8% | 2% | Utility Specific | 2.35 | 0 | 2.35 | 100% | 38.54% | 100% | 100% | Utility Specific | Propane | 6.1429 |  |  |  |  | 0 | 0
C - Commercial & Industrial | C3 - Municipal Energy Solutions | C3b - Muni New Equipment | Custom Muni Lighting New - Interior | EC3b004 | Lighting | Project | 0 | 15 |  |  |  | 0 | 11% | 5% | 0% | 94% | 100% | 106.6% | 100% | 100% | 87% |  | Utility Specific | 0 | C&I Interior Lighting - Prescriptive | 30.3% | 17.4% | 34.3% | 18.1% | Calculated |  | 0.0002 | 0 | 80% | 61% | 80% | 80% | Calculated | NG - C&I Gas Heat | 0 | Fuel Oil - Com Fuel | 0 |  |  | 0 | 0
C - Commercial & Industrial | C3 - Municipal Energy Solutions | C3b - Muni New Equipment | Custom Muni Lighting New - Exterior | EC3b085 | Lighting | Project | 0 | 15 |  |  |  | 0 | 11% | 5% | 0% | 94% | 100% | 102.7% | 100% | 100% | 87% |  | Utility Specific | 0 | C&I Exterior Lighting | 20.1% | 31.6% | 19.2% | 29% | Calculated |  | 0.0002 | 0 | 0% | 100% | 0% | 0% | Calculated | [6 empty] | 0 | 0
C - Commercial & Industrial | C3 - Municipal Energy Solutions | C3b - Muni New Equipment | Custom Muni Lighting New - Controls | EC3b086 | Lighting | Project | 0 | 10 | 1413.3333 | 1060 |  | 353.3333 | 11% | 5% | 0% | 94% | 100% | 100% | 100% | 100% | 87% |  | Utility Specific | 5883.03 | C&I Lighting Controls | 31.3% | 19% | 32.1% | 17.7% | Calculated |  | 0.0001 | 0.5883 | 15% | 13% | 15% | 15% | Calculated | NG - C&I Gas Heat | -8.0009 | Fuel Oil - Com Fuel | -16.0018 |  |  | 0 | 0
C - Commercial & Industrial | C3 - Municipal Energy Solutions | C3b - Muni New Equipment | Custom Muni Motors New | EC3b005 | Motors/Drives | Project | 0 |  |  |  |  | 0 | 0% | 0% | 0% | 100% | 100% | 90% | 100% | 100% | 87% |  | Utility Specific | 0 | Custom Calculation | 23% | 8% | 52% | 17% | Utility Specific |  | 0 | 0 | 95% | 80% | 95% | 95% | Utility Specific | [6 empty] | 0 | 0
C - Commercial & Industrial | C3 - Municipal Energy Solutions | C3b - Muni New Equipment | Custom Muni Process New | EC3b006 | Process | Project | 0 |  |  |  |  | 0 | 0% | 0% | 0% | 100% | 100% | 90% | 100% | 100% | 87% |  | Utility Specific | 0 | C&I Process | 49% | 13% | 29% | 9% | Utility Specific |  | 0.000725 | 0 | 95% | 45% | 95% | 95% | Utility Specific | [6 empty] | 0 | 0
C - Commercial & Industrial | C3 - Municipal Energy Solutions | C3b - Muni New Equipment | Custom Muni Refrigeration New | EC3b007 | Refrigeration | Project | 0 |  |  |  |  | 0 | 0% | 0% | 0% | 100% | 100% | 90% | 100% | 100% | 87% |  | Utility Specific | 0 | C&I Refrigeration | 22.6% | 27.3% | 23.3% | 26.8% | Utility Specific |  | 0.0002 | 0 | 80% | 80% | 80% | 80% | Utility Specific | [6 empty] | 0 | 0
C - Commercial & Industrial | C3 - Municipal Energy Solutions | C3b - Muni New Equipment | Custom Muni Other New | EC3b008 | Custom Measures | Project | 0 | 25 | 60 | 27 |  | 33 | 0% | 0% | 0% | 100% | 100% | 90% | 100% | 100% | 87% |  | Utility Specific | 60 | Custom Calculation | 25.76% | 40.82% | 12.93% | 20.49% | Utility Specific | 0.006 | 0 | 0.006 | 47.6% | 42.8% | 47.6% | 47.6% | Utility Specific | [6 empty] | 0 | 0
C - Commercial & Industrial | C3 - Municipal Energy Solutions | C3b - Muni New Equipment | Custom Muni Comprehensive Design | EC3b087 | Custom Measures | Project | 0 |  |  |  |  | 0 | 0% | 0% | 0% | 100% | 100% | 90% | 100% | 100% | 87% |  | Utility Specific | 0 | Custom Calculation | 72% | 18% | 8% | 2% | Utility Specific |  | 0 | 0 | 100% | 100% | 100% | 100% | Utility Specific | [6 empty] | 0 | 0
C - Commercial & Industrial | C3 - Municipal Energy Solutions | C3b - Muni New Equipment | Daylight Dimming | EC3b009 | Lighting | Project | 0 | 10 |  |  |  | 0 | 11% | 5% | 0% | 94% | 100% | 100% | 100% | 100% | 100% |  | Utility Specific | 0 | C&I Lighting Controls | 31.3% | 19% | 32.1% | 17.7% | Calculated |  | 0.0001 | 0 | 17% | 13% | 17% | 17% | Calculated | NG - C&I Gas Heat | 0 | Fuel Oil - Com Fuel | 0 |  |  | 0 | 0
C - Commercial & Industrial | C3 - Municipal Energy Solutions | C3b - Muni New Equipment | Performance Lighting - Exterior w/ Controls | EC3b010 | Lighting | Project | 0 | 15 |  |  |  | 0 | 11% | 5% | 0% | 94% | 100% | 102.7% | 100% | 100% | 100% |  | Utility Specific | 0 | C&I Exterior Lighting | 20.1% | 31.6% | 19.2% | 29% | Calculated |  | 0.0002 | 0 | 0% | 100% | 0% | 0% | Calculated | [6 empty] | 0 | 0
C - Commercial & Industrial | C3 - Municipal Energy Solutions | C3b - Muni New Equipment | Performance Lighting - Exterior w/o Controls | EC3b011 | Lighting | Project | 2 | 15 | 1141.8667 | 856.4 |  | 285.4667 | 11% | 5% | 0% | 94% | 100% | 102.7% | 100% | 100% | 100% |  | Utility Specific | 3871.3538 | C&I Exterior Lighting | 20.1% | 31.6% | 19.2% | 29% | Calculated |  | 0.0002 | 0.77427 | 0% | 100% | 0% | 0% | Calculated | [6 empty] | 0 | 0
C - Commercial & Industrial | C3 - Municipal Energy Solutions | C3b - Muni New Equipment | Performance Lighting - Interior w/ Controls | EC3b012 | Lighting | Project | 1.2381 | 15 | 5934.6667 | 4451 |  | 1483.6667 | 11% | 5% | 0% | 94% | 100% | 106.6% | 100% | 113.5% | 100% |  | Utility Specific | 19084.5525 | C&I Interior Lighting - Prescriptive | 30.3% | 17.4% | 34.3% | 18.1% | Calculated |  | 0.0002 | 3.8169 | 50.4% | 38.9% | 50.4% | 50.4% | Calculated | NG - C&I Gas Heat | -1.0323 | Fuel Oil - Com Fuel | -2.0647 |  |  | 0 | 0
C - Commercial & Industrial | C3 - Municipal Energy Solutions | C3b - Muni New Equipment | Performance Lighting - Interior w/o Controls | EC3b013 | Lighting | Project | 1.0029 | 15 | 93.3333 | 70 |  | 23.3333 | 11% | 5% | 0% | 94% | 100% | 106.6% | 100% | 113.5% | 100% |  | Utility Specific | 173.3775 | C&I Interior Lighting - Prescriptive | 30.3% | 17.4% | 34.3% | 18.1% | Calculated |  | 0.0002 | 0.034675 | 50.4% | 38.9% | 50.4% | 50.4% | Calculated | NG - C&I Gas Heat | -0.0093785 | Fuel Oil - Com Fuel | -0.018757 |  |  | 0 | 0
C - Commercial & Industrial | C3 - Municipal Energy Solutions | C3b - Muni New Equipment | Lighting Occupancy Sensors | EC3b014 | Lighting | Project | 0 | 10 |  |  |  | 0 | 11% | 5% | 0% | 94% | 100% | 100% | 100% | 100% | 100% |  | Utility Specific | 0 | C&I Lighting Controls | 31.3% | 19% | 32.1% | 17.7% | Calculated |  | 0.0001 | 0 | 18% | 13% | 18% | 18% | Calculated | NG - C&I Gas Heat | 0 | Fuel Oil - Com Fuel | 0 |  |  | 0 | 0
C - Commercial & Industrial | C3 - Municipal Energy Solutions | C3b - Muni New Equipment | Advanced Power Strip | EC3b015 | Process | Project | 0 | 5 |  |  |  | 0 | 0% | 0% | 0% | 100% | 100% | 100% | 100% | 100% | 100% |  | Utility Specific | 0 | Primary TV and Peripherals | 32.24% | 34.78% | 15.36% | 17.62% | Utility Specific |  | 0.00018311 | 0 | 58.2% | 86.3% | 58.2% | 58.2% | Utility Specific | [6 empty] | 0 | 0
C - Commercial & Industrial | C3 - Municipal Energy Solutions | C3b - Muni New Equipment | Air Compressor | EC3b016 | Compressed Air | Project | 0 | 15 |  |  |  | 0 | 0% | 0% | 0% | 100% | 100% | 100% | 100% | 100% | 100% |  | Utility Specific | 0 | C&I Compressed Air - VFD Compressor | 25.9% | 23.9% | 26.5% | 23.7% | Utility Specific |  | 0.000258 | 0 | 117% | 98% | 117% | 117% | Utility Specific | [6 empty] | 0 | 0
C - Commercial & Industrial | C3 - Municipal Energy Solutions | C3b - Muni New Equipment | Air Nozzle | EC3b017 | Compressed Air | Project | 0 | 13 |  |  |  | 0 | 0% | 0% | 0% | 100% | 100% | 100% | 100% | 100% | 100% |  | Utility Specific | 0 | C&I Compressed Air - VFD Compressor | 25.9% | 23.9% | 26.5% | 23.7% | Utility Specific |  | 0.000258 | 0 | 80% | 54% | 80% | 80% | Utility Specific | [6 empty] | 0 | 0
C - Commercial & Industrial | C3 - Municipal Energy Solutions | C3b - Muni New Equipment | Boiler 1000 to 1700 MBH 90 AFUE, Oil | EC3b018 | HVAC | Project | 0 | 25 |  |  |  | 0 | 0% | 0% | 0% | 100% | 100% | 100% | 100% | 100% | 100% |  | Utility Specific | 0 | Non-Electric Measures | 0% | 0% | 0% | 0% | Utility Specific |  | 0 | 0 | 0% | 0% | 0% | 0% | Utility Specific | Fuel Oil - Com Fuel | [5 empty] | 0 | 0
C - Commercial & Industrial | C3 - Municipal Energy Solutions | C3b - Muni New Equipment | Boiler 1000 to 1700 MBH 90 AFUE, Propane | EC3b019 | HVAC | Project | 0 | 25 |  |  |  | 0 | 0% | 0% | 0% | 100% | 100% | 100% | 100% | 100% | 100% |  | Utility Specific | 0 | Non-Electric Measures | 0% | 0% | 0% | 0% | Utility Specific |  | 0 | 0 | 0% | 0% | 0% | 0% | Utility Specific | Propane | [5 empty] | 0 | 0
C - Commercial & Industrial | C3 - Municipal Energy Solutions | C3b - Muni New Equipment | Boiler 1701 to 2000 MBH 85 AFUE, Oil | EC3b020 | HVAC | Project | 0 | 25 |  |  |  | 0 | 0% | 0% | 0% | 100% | 100% | 100% | 100% | 100% | 100% |  | Utility Specific | 0 | Non-Electric Measures | 0% | 0% | 0% | 0% | Utility Specific |  | 0 | 0 | 0% | 0% | 0% | 0% | Utility Specific | Fuel Oil - Com Fuel | [5 empty] | 0 | 0
C - Commercial & Industrial | C3 - Municipal Energy Solutions | C3b - Muni New Equipment | Boiler 1701 to 2000 MBH 90 AFUE, Propane | EC3b021 | HVAC | Project | 0 | 25 |  |  |  | 0 | 0% | 0% | 0% | 100% | 100% | 100% | 100% | 100% | 100% |  | Utility Specific | 0 | Non-Electric Measures | 0% | 0% | 0% | 0% | Utility Specific |  | 0 | 0 | 0% | 0% | 0% | 0% | Utility Specific | Propane | [5 empty] | 0 | 0
C - Commercial & Industrial | C3 - Municipal Energy Solutions | C3b - Muni New Equipment | Boiler 301 to 499 MBH 85 AFUE, Oil | EC3b022 | HVAC | Project | 0 | 25 |  |  |  | 0 | 0% | 0% | 0% | 100% | 100% | 100% | 100% | 100% | 100% |  | Utility Specific | 0 | Non-Electric Measures | 0% | 0% | 0% | 0% | Utility Specific |  | 0 | 0 | 0% | 0% | 0% | 0% | Utility Specific | Fuel Oil - Com Fuel | [5 empty] | 0 | 0
C - Commercial & Industrial | C3 - Municipal Energy Solutions | C3b - Muni New Equipment | Boiler 301 to 499 MBH 90 AFUE, Propane | EC3b023 | HVAC | Project | 0 | 25 |  |  |  | 0 | 0% | 0% | 0% | 100% | 100% | 100% | 100% | 100% | 100% |  | Utility Specific | 0 | Non-Electric Measures | 0% | 0% | 0% | 0% | Utility Specific |  | 0 | 0 | 0% | 0% | 0% | 0% | Utility Specific | Propane | [5 empty] | 0 | 0
C - Commercial & Industrial | C3 - Municipal Energy Solutions | C3b - Muni New Equipment | Boiler 500 to 999 MBH 85 AFUE, Oil | EC3b024 | HVAC | Project | 0 | 25 |  |  |  | 0 | 0% | 0% | 0% | 100% | 100% | 100% | 100% | 100% | 100% |  | Utility Specific | 0 | Non-Electric Measures | 0% | 0% | 0% | 0% | Utility Specific |  | 0 | 0 | 0% | 0% | 0% | 0% | Utility Specific | Fuel Oil - Com Fuel | [5 empty] | 0 | 0
C - Commercial & Industrial | C3 - Municipal Energy Solutions | C3b - Muni New Equipment | Boiler 500 to 999 MBH 90 AFUE, Propane | EC3b025 | HVAC | Project | 0 | 25 |  |  |  | 0 | 0% | 0% | 0% | 100% | 100% | 100% | 100% | 100% | 100% |  | Utility Specific | 0 | Non-Electric Measures | 0% | 0% | 0% | 0% | Utility Specific |  | 0 | 0 | 0% | 0% | 0% | 0% | Utility Specific | Propane | [5 empty] | 0 | 0
C - Commercial & Industrial | C3 - Municipal Energy Solutions | C3b - Muni New Equipment | Boiler to 300 MBH 85 AFUE, Oil | EC3b026 | HVAC | Project | 0 | 25 |  |  |  | 0 | 0% | 0% | 0% | 100% | 100% | 100% | 100% | 100% | 100% |  | Utility Specific | 0 | Non-Electric Measures | 0% | 0% | 0% | 0% | Utility Specific |  | 0 | 0 | 0% | 0% | 0% | 0% | Utility Specific | Fuel Oil - Com Fuel | [5 empty] | 0 | 0
C - Commercial & Industrial | C3 - Municipal Energy Solutions | C3b - Muni New Equipment | Boiler to 300 MBH 87 AFUE, Oil | EC3b027 | HVAC | Project | 0 | 25 |  |  |  | 0 | 0% | 0% | 0% | 100% | 100% | 100% | 100% | 100% | 100% |  | Utility Specific | 0 | Non-Electric Measures | 0% | 0% | 0% | 0% | Utility Specific |  | 0 | 0 | 0% | 0% | 0% | 0% | Utility Specific | Fuel Oil - Com Fuel | [5 empty] | 0 | 0
C - Commercial & Industrial | C3 - Municipal Energy Solutions | C3b - Muni New Equipment | Boiler to 300 MBH 90 AFUE, Propane | EC3b028 | HVAC | Project | 0 | 25 |  |  |  | 0 | 0% | 0% | 0% | 100% | 100% | 100% | 100% | 100% | 100% |  | Utility Specific | 0 | Non-Electric Measures | 0% | 0% | 0% | 0% | Utility Specific |  | 0 | 0 | 0% | 0% | 0% | 0% | Utility Specific | Propane | [5 empty] | 0 | 0
C - Commercial & Industrial | C3 - Municipal Energy Solutions | C3b - Muni New Equipment | Boiler to 300 MBH 95 AFUE, Propane | EC3b029 | HVAC | Project | 1 | 25 | 3479 | 1500 |  | 1979 | 0% | 0% | 0% | 100% | 100% | 100% | 100% | 100% | 100% |  | Utility Specific | 0 | Non-Electric Measures | 0% | 0% | 0% | 0% | Utility Specific |  | 0 | 0 | 0% | 0% | 0% | 0% | Utility Specific | Propane | 14.7 |  |  |  |  | 0 | 0
C - Commercial & Industrial | C3 - Municipal Energy Solutions | C3b - Muni New Equipment | Circulator Pump | EC3b030 | HVAC | Project | 1 | 20 | 266.67 | 200 |  | 66.67 | 0% | 0% | 0% | 100% | 100% | 100% | 100% | 100% | 100% |  | Utility Specific | 2960.55 | C&I Heating & Cooling | 26.4% | 16.6% | 34.9% | 22.1% | Utility Specific | 0.31 | 0.0016 | 0.31 | 82% | 5% | 82% | 82% | Utility Specific | [6 empty] | 0 | 0
C - Commercial & Industrial | C3 - Municipal Energy Solutions | C3b - Muni New Equipment | Combination Oven, Electric | EC3b031 | Food Service | Appliance | 0 | 12 |  |  |  | 0 | 0% | 0% | 0% | 100% | 100% | 100% | 100% | 100% | 100% |  | Deemed | 6368 | C&I Food Services | 32% | 35% | 16% | 17% | Deemed | 1.45 | 0.000192 | 1.45 | 90% | 90% | 90% | 90% | Utility Specific | [6 empty] | 0 | 0
C - Commercial & Industrial | C3 - Municipal Energy Solutions | C3b - Muni New Equipment | Compressor Storage | EC3b032 | Compressed Air | Project | 0 | 17 |  |  |  | 0 | 0% | 0% | 0% | 100% | 100% | 100% | 100% | 100% | 100% |  | Utility Specific | 0 | C&I Compressed Air - VFD Compressor | 25.9% | 23.9% | 26.5% | 23.7% | Utility Specific |  | 0.000258 | 0 | 117% | 98% | 117% | 117% | Utility Specific | [6 empty] | 0 | 0
C - Commercial & Industrial | C3 - Municipal Energy Solutions | C3b - Muni New Equipment | Condensing Unit Heater up to 300 MBH, Oil | EC3b033 | HVAC | Project | 0 | 18 |  |  |  | 0 | 0% | 0% | 0% | 100% | 100% | 100% | 100% | 100% | 100% |  | Utility Specific | 0 | Non-Electric Measures | 0% | 0% | 0% | 0% | Utility Specific |  | 0 | 0 | 0% | 0% | 0% | 0% | Deemed | Fuel Oil - Com Fuel | 40.9 |  |  |  |  | 0 | 0
C - Commercial & Industrial | C3 - Municipal Energy Solutions | C3b - Muni New Equipment | Condensing Unit Heater up to 300 MBH, Propane | EC3b034 | HVAC | Project | 0 | 18 | 2340 | 750 |  | 1590 | 0% | 0% | 0% | 100% | 100% | 100% | 100% | 100% | 100% |  | Utility Specific | 0 | Non-Electric Measures | 0% | 0% | 0% | 0% | Utility Specific |  | 0 | 0 | 0% | 0% | 0% | 0% | Deemed | Propane | 40.9 |  |  |  |  | 0 | 0
C - Commercial & Industrial | C3 - Municipal Energy Solutions | C3b - Muni New Equipment | Convection Oven, Electric | EC3b035 | Food Service | Appliance | 0 | 12 |  |  |  | 0 | 0% | 0% | 0% | 100% | 100% | 100% | 100% | 100% | 100% |  | Deemed | 2001 | C&I Food Services | 32% | 35% | 16% | 17% | Deemed | 0.46 | 0.000192 | 0.46 | 90% | 90% | 90% | 90% | Utility Specific | [6 empty] | 0 | 0
C - Commercial & Industrial | C3 - Municipal Energy Solutions | C3b - Muni New Equipment | Dishwasher - High Temp Door Type | EC3b036 | Food Service | Appliance | 0 | 13 |  |  |  | 0 | 0% | 0% | 0% | 100% | 100% | 100% | 100% | 100% | 100% |  | Deemed | 11897 | C&I Food Services | 32% | 35% | 16% | 17% | Deemed | 1.81 | 0.000192 | 1.81 | 90% | 90% | 90% | 90% | Utility Specific | [6 empty] | 0 | 40880
C - Commercial & Industrial | C3 - Municipal Energy Solutions | C3b - Muni New Equipment | Dishwasher - High Temp Multi Tank Conveyor | EC3b037 | Food Service | Appliance | 0 | 13 |  |  |  | 0 | 0% | 0% | 0% | 100% | 100% | 100% | 100% | 100% | 100% |  | Deemed | 45074 | C&I Food Services | 32% | 35% | 16% | 17% | Deemed | 6.86 | 0.000192 | 6.86 | 90% | 90% | 90% | 90% | Utility Specific | [6 empty] | 0 | 94170
C - Commercial & Industrial | C3 - Municipal Energy Solutions | C3b - Muni New Equipment | Dishwasher - High Temp Pot, Pan, Utensil | EC3b038 | Food Service | Appliance | 0 | 13 |  |  |  | 0 | 0% | 0% | 0% | 100% | 100% | 100% | 100% | 100% | 100% |  | Deemed | 10979 | C&I Food Services | 32% | 35% | 16% | 17% | Deemed | 1.67 | 0.000192 | 1.67 | 90% | 90% | 90% | 90% | Utility Specific | [6 empty] | 0 | 8760
C - Commercial & Industrial | C3 - Municipal Energy Solutions | C3b - Muni New Equipment | Dishwasher - High Temp Single Tank Conveyor | EC3b039 | Food Service | Appliance | 0 | 13 |  |  |  | 0 | 0% | 0% | 0% | 100% | 100% | 100% | 100% | 100% | 100% |  | Deemed | 10204 | C&I Food Services | 32% | 35% | 16% | 17% | Deemed | 1.55 | 0.000192 | 1.55 | 90% | 90% | 90% | 90% | Utility Specific | [6 empty] | 0 | 24820
C - Commercial & Industrial | C3 - Municipal Energy Solutions | C3b - Muni New Equipment | Dishwasher - High Temp Under Counter | EC3b040 | Food Service | Appliance | 0 | 13 |  |  |  | 0 | 0% | 0% | 0% | 100% | 100% | 100% | 100% | 100% | 100% |  | Deemed | 1480 | C&I Food Services | 32% | 35% | 16% | 17% | Deemed | 0.23 | 0.000192 | 0.23 | 90% | 90% | 90% | 90% | Utility Specific | [6 empty] | 0 | 6296
C - Commercial & Industrial | C3 - Municipal Energy Solutions | C3b - Muni New Equipment | Dishwasher - Low Temp Door Type | EC3b041 | Food Service | Appliance | 0 | 13 |  |  |  | 0 | 0% | 0% | 0% | 100% | 100% | 100% | 100% | 100% | 100% |  | Deemed | 17255 | C&I Food Services | 32% | 35% | 16% | 17% | Deemed | 2.63 | 0.000192 | 2.63 | 90% | 90% | 90% | 90% | Utility Specific | [6 empty] | 0 | 94024
C - Commercial & Industrial | C3 - Municipal Energy Solutions | C3b - Muni New Equipment | Dishwasher - Low Temp Multi Tank Conveyor | EC3b042 | Food Service | Appliance | 0 | 13 |  |  |  | 0 | 0% | 0% | 0% | 100% | 100% | 100% | 100% | 100% | 100% |  | Deemed | 22863 | C&I Food Services | 32% | 35% | 16% | 17% | Deemed | 3.48 | 0.000192 | 3.48 | 90% | 90% | 90% | 90% | Utility Specific | [6 empty] | 0 | 109500
C - Commercial & Industrial | C3 - Municipal Energy Solutions | C3b - Muni New Equipment | Dishwasher - Low Temp Single Tank Conveyor | EC3b043 | Food Service | Appliance | 0 | 13 |  |  |  | 0 | 0% | 0% | 0% | 100% | 100% | 100% | 100% | 100% | 100% |  | Deemed | 15387 | C&I Food Services | 32% | 35% | 16% | 17% | Deemed | 2.34 | 0.000192 | 2.34 | 90% | 90% | 90% | 90% | Utility Specific | [6 empty] | 0 | 75920
C - Commercial & Industrial | C3 - Municipal Energy Solutions | C3b - Muni New Equipment | Dishwasher - Low Temp Under Counter | EC3b044 | Food Service | Appliance | 0 | 13 |  |  |  | 0 | 0% | 0% | 0% | 100% | 100% | 100% | 100% | 100% | 100% |  | Deemed | 6182 | C&I Food Services | 32% | 35% | 16% | 17% | Deemed | 0.94 | 0.000192 | 0.94 | 90% | 90% | 90% | 90% | Utility Specific | [6 empty] | 0 | 14783
C - Commercial & Industrial | C3 - Municipal Energy Solutions | C3b - Muni New Equipment | Faucet Aerator, Electric | EC3b045 | Hot Water | Aerator | 0 | 10 |  |  |  | 0 | 0% | 0% | 0% | 100% | 100% | 100% | 100% | 100% | 100% |  | Deemed | 309 | Water Heater - Electric | 41.52% | 31.39% | 15.22% | 11.88% | Deemed | 0.01 | 0.00024338 | 0.01 | 31.2% | 80.8% | 31.2% | 31.2% | Deemed | [6 empty] | 0 | 5460
C - Commercial & Industrial | C3 - Municipal Energy Solutions | C3b - Muni New Equipment | Faucet Aerator, Gas | EC3b046 | Hot Water | Aerator | 0 | 10 |  |  |  | 0 | 0% | 0% | 0% | 100% | 100% | 100% | 100% | 100% | 100% |  | Deemed | 0 | Non-Electric Measures | 0% | 0% | 0% | 0% | Deemed |  | 0 | 0 | 0% | 0% | 0% | 0% | Deemed | NG - C&I Gas All | 1.7 |  |  |  |  | 0 | 5460
C - Commercial & Industrial | C3 - Municipal Energy Solutions | C3b - Muni New Equipment | Faucet Aerator, Oil | EC3b047 | Hot Water | Aerator | 0 | 10 |  |  |  | 0 | 0% | 0% | 0% | 100% | 100% | 100% | 100% | 100% | 100% |  | Deemed | 0 | Non-Electric Measures | 0% | 0% | 0% | 0% | Deemed |  | 0 | 0 | 0% | 0% | 0% | 0% | Deemed | Fuel Oil - Com Fuel | 1.7 |  |  |  |  | 0 | 5460
C - Commercial & Industrial | C3 - Municipal Energy Solutions | C3b - Muni New Equipment | Faucet Aerator, Propane | EC3b048 | Hot Water | Aerator | 0 | 10 |  |  |  | 0 | 0% | 0% | 0% | 100% | 100% | 100% | 100% | 100% | 100% |  | Deemed | 0 | Non-Electric Measures | 0% | 0% | 0% | 0% | Deemed |  | 0 | 0 | 0% | 0% | 0% | 0% | Deemed | Propane | 1.7 |  |  |  |  | 0 | 5460
C - Commercial & Industrial | C3 - Municipal Energy Solutions | C3b - Muni New Equipment | Fryer Large Vat, Electric | EC3b049 | Food Service | Appliance | 0 | 12 |  |  |  | 0 | 0% | 0% | 0% | 100% | 100% | 100% | 100% | 100% | 100% |  | Deemed | 2696 | C&I Food Services | 32% | 35% | 16% | 17% | Deemed | 0.61 | 0.000192 | 0.61 | 90% | 90% | 90% | 90% | Utility Specific | [6 empty] | 0 | 0
C - Commercial & Industrial | C3 - Municipal Energy Solutions | C3b - Muni New Equipment | Fryer Standard Vat, Electric | EC3b050 | Food Service | Appliance | 0 | 12 |  |  |  | 0 | 0% | 0% | 0% | 100% | 100% | 100% | 100% | 100% | 100% |  | Deemed | 3272 | C&I Food Services | 32% | 35% | 16% | 17% | Deemed | 0.56 | 0.000192 | 0.56 | 90% | 90% | 90% | 90% | Utility Specific | [6 empty] | 0 | 0
C - Commercial & Industrial | C3 - Municipal Energy Solutions | C3b - Muni New Equipment | Furnace w/ ECM 85 AFUE up to 150 MBH, Oil | EC3b051 | HVAC | Project | 0 | 18 |  |  |  | 0 | 0% | 0% | 0% | 100% | 100% | 100% | 100% | 100% | 100% |  | Utility Specific | 0 | Furnace Fan | 44.58% | 55.42% | 0% | 0% | Utility Specific |  | 0.00064492 | 0 | 0% | 45.2% | 0% | 0% | Utility Specific | Fuel Oil - Com Fuel | [5 empty] | 0 | 0
C - Commercial & Industrial | C3 - Municipal Energy Solutions | C3b - Muni New Equipment | Furnace w/ ECM 87 AFUE up to 150 MBH, Oil | EC3b052 | HVAC | Project | 0 | 18 |  |  |  | 0 | 0% | 0% | 0% | 100% | 100% | 100% | 100% | 100% | 100% |  | Utility Specific | 0 | Furnace Fan | 44.58% | 55.42% | 0% | 0% | Utility Specific |  | 0.00064492 | 0 | 0% | 45.2% | 0% | 0% | Utility Specific | Fuel Oil - Com Fuel | [5 empty] | 0 | 0
C - Commercial & Industrial | C3 - Municipal Energy Solutions | C3b - Muni New Equipment | Furnace w/ ECM 95 AFUE up to 150 MBH, Propane | EC3b053 | HVAC | Project | 0 | 18 | 1636 | 300 |  | 1336 | 0% | 0% | 0% | 100% | 100% | 100% | 100% | 100% | 100% |  | Utility Specific | 0 | Furnace Fan | 44.58% | 55.42% | 0% | 0% | Utility Specific |  | 0.00064492 | 0 | 0% | 45.2% | 0% | 0% | Deemed | Propane | 9.8 |  |  |  |  | 0 | 0
C - Commercial & Industrial | C3 - Municipal Energy Solutions | C3b - Muni New Equipment | Furnace w/ ECM 97 AFUE up to 150 MBH, Propane | EC3b054 | HVAC | Project | 0 | 18 | 1788 | 450 |  | 1338 | 0% | 0% | 0% | 100% | 100% | 100% | 100% | 100% | 100% |  | Utility Specific | 0 | Furnace Fan | 44.58% | 55.42% | 0% | 0% | Utility Specific |  | 0.00064492 | 0 | 0% | 45.2% | 0% | 0% | Deemed | Propane | 10.3 |  |  |  |  | 0 | 0
C - Commercial & Industrial | C3 - Municipal Energy Solutions | C3b - Muni New Equipment | Griddle, Electric | EC3b055 | Food Service | Appliance | 0 | 12 |  |  |  | 0 | 0% | 0% | 0% | 100% | 100% | 100% | 100% | 100% | 100% |  | Deemed | 3179 | C&I Food Services | 32% | 35% | 16% | 17% | Deemed | 0.73 | 0.000192 | 0.73 | 90% | 90% | 90% | 90% | Utility Specific | [6 empty] | 0 | 0
C - Commercial & Industrial | C3 - Municipal Energy Solutions | C3b - Muni New Equipment | Ground Source Heat Pump | EC3b056 | HVAC | Project | 0 | 25 |  |  |  | 0 | 0% | 0% | 0% | 100% | 100% | 100% | 100% | 100% | 100% |  | Utility Specific | 0 | Hardwired Electric Heat | 43.13% | 56.87% | 0% | 0% | Utility Specific |  | 0.0007332 | 0 | 34.2% | 34.2% | 34.2% | 34.2% | Utility Specific | [6 empty] | 0 | 0
C - Commercial & Industrial | C3 - Municipal Energy Solutions | C3b - Muni New Equipment | Hot Food Holding Cabinet 3/4 Size | EC3b057 | Food Service | Appliance | 0 | 12 |  |  |  | 0 | 0% | 0% | 0% | 100% | 100% | 100% | 100% | 100% | 100% |  | Deemed | 1189 | C&I Food Services | 32% | 35% | 16% | 17% | Deemed | 0.32 | 0.000192 | 0.32 | 90% | 90% | 90% | 90% | Utility Specific | [6 empty] | 0 | 0
C - Commercial & Industrial | C3 - Municipal Energy Solutions | C3b - Muni New Equipment | Hot Food Holding Cabinet Full Size | EC3b058 | Food Service | Appliance | 0 | 12 |  |  |  | 0 | 0% | 0% | 0% | 100% | 100% | 100% | 100% | 100% | 100% |  | Deemed | 3807 | C&I Food Services | 32% | 35% | 16% | 17% | Deemed | 1.15 | 0.000192 | 1.15 | 90% | 90% | 90% | 90% | Utility Specific | [6 empty] | 0 | 0
C - Commercial & Industrial | C3 - Municipal Energy Solutions | C3b - Muni New Equipment | Hot Food Holding Cabinet Half Size | EC3b059 | Food Service | Appliance | 0 | 12 |  |  |  | 0 | 0% | 0% | 0% | 100% | 100% | 100% | 100% | 100% | 100% |  | Deemed | 223 | C&I Food Services | 32% | 35% | 16% | 17% | Deemed | 0.05 | 0.000192 | 0.05 | 90% | 90% | 90% | 90% | Utility Specific | [6 empty] | 0 | 0
C - Commercial & Industrial | C3 - Municipal Energy Solutions | C3b - Muni New Equipment | Ice Machine - Ice Making Head | EC3b060 | Food Service | Appliance | 0 | 8 |  |  |  | 0 | 0% | 0% | 0% | 100% | 100% | 100% | 100% | 100% | 100% |  | Utility Specific | 1117 | C&I Food Services | 32% | 35% | 16% | 17% | Utility Specific | 0.3 | 0.000192 | 0.3 | 90% | 90% | 90% | 90% | Utility Specific | [6 empty] | 0 | 3322
C - Commercial & Industrial | C3 - Municipal Energy Solutions | C3b - Muni New Equipment | Ice Machine - Remote Cond./Split Unit - Batch | EC3b061 | Food Service | Appliance | 0 | 8 |  |  |  | 0 | 0% | 0% | 0% | 100% | 100% | 100% | 100% | 100% | 100% |  | Utility Specific | 2601 | C&I Food Services | 32% | 35% | 16% | 17% | Utility Specific | 0.3 | 0.000192 | 0.3 | 90% | 90% | 90% | 90% | Utility Specific | [6 empty] | 0 | 2631
C - Commercial & Industrial | C3 - Municipal Energy Solutions | C3b - Muni New Equipment | Ice Machine - Remote Cond./Split Unit - Continuous | EC3b062 | Food Service | Appliance | 0 | 8 |  |  |  | 0 | 0% | 0% | 0% | 100% | 100% | 100% | 100% | 100% | 100% |  | Utility Specific | 3641 | C&I Food Services | 32% | 35% | 16% | 17% | Utility Specific | 0.3 | 0.000192 | 0.3 | 90% | 90% | 90% | 90% | Utility Specific | [6 empty] | 0 | 0
C - Commercial & Industrial | C3 - Municipal Energy Solutions | C3b - Muni New Equipment | Ice Machine - Self Contained | EC3b063 | Food Service | Appliance | 0 | 8 |  |  |  | 0 | 0% | 0% | 0% | 100% | 100% | 100% | 100% | 100% | 100% |  | Utility Specific | 805 | C&I Food Services | 32% | 35% | 16% | 17% | Utility Specific | 0.3 | 0.000192 | 0.3 | 90% | 90% | 90% | 90% | Utility Specific | [6 empty] | 0 | 0
C - Commercial & Industrial | C3 - Municipal Energy Solutions | C3b - Muni New Equipment | Infrared Heater | EC3b064 | HVAC | Project | 0 | 17 |  |  |  | 0 | 0% | 0% | 0% | 100% | 100% | 100% | 100% | 100% | 100% |  | Utility Specific | 0 | Hardwired Electric Heat | 43.13% | 56.87% | 0% | 0% | Utility Specific |  | 0.0007332 | 0 | 0% | 43.3% | 0% | 0% | Deemed | Propane | 12 |  |  |  |  | 0 | 0
C - Commercial & Industrial | C3 - Municipal Energy Solutions | C3b - Muni New Equipment | Low Pressure Drop Filter | EC3b065 | Compressed Air | Project | 0 | 5 |  |  |  | 0 | 0% | 0% | 0% | 100% | 100% | 100% | 100% | 100% | 100% |  | Utility Specific | 0 | C&I Compressed Air - VFD Compressor | 25.9% | 23.9% | 26.5% | 23.7% | Utility Specific |  | 0.000258 | 0 | 80% | 54% | 80% | 80% | Utility Specific | [6 empty] | 0 | 0
C - Commercial & Industrial | C3 - Municipal Energy Solutions | C3b - Muni New Equipment | Thermostatic Shut-Off Valve, Electric | EC3b066 | Hot Water | Showerhead | 0 | 15 |  |  |  | 0 | 0% | 0% | 0% | 100% | 100% | 100% | 100% | 100% | 100% |  | Deemed | 69 | Water Heater - Electric | 41.52% | 31.39% | 15.22% | 11.88% | Deemed | 0.02 | 0.00024338 | 0.02 | 31.2% | 80.8% | 31.2% | 31.2% | Deemed | [6 empty] | 0 | 558
C - Commercial & Industrial | C3 - Municipal Energy Solutions | C3b - Muni New Equipment | Thermostatic Shut-Off Valve, Gas | EC3b067 | Hot Water | Showerhead | 0 | 15 |  |  |  | 0 | 0% | 0% | 0% | 100% | 100% | 100% | 100% | 100% | 100% |  | Deemed | 0 | Non-Electric Measures | 0% | 0% | 0% | 0% | Utility Specific |  | 0 | 0 | 0% | 0% | 0% | 0% | Deemed | NG - C&I Gas All | 0.33 |  |  |  |  | 0 | 558
C - Commercial & Industrial | C3 - Municipal Energy Solutions | C3b - Muni New Equipment | Thermostatic Shut-Off Valve, Oil | EC3b068 | Hot Water | Showerhead | 0 | 15 |  |  |  | 0 | 0% | 0% | 0% | 100% | 100% | 100% | 100% | 100% | 100% |  | Deemed | 0 | Non-Electric Measures | 0% | 0% | 0% | 0% | Utility Specific |  | 0 | 0 | 0% | 0% | 0% | 0% | Deemed | Fuel Oil - Com Fuel | 0.33 |  |  |  |  | 0 | 558
C - Commercial & Industrial | C3 - Municipal Energy Solutions | C3b - Muni New Equipment | Thermostatic Shut-Off Valve, Propane | EC3b069 | Hot Water | Showerhead | 0 | 15 |  |  |  | 0 | 0% | 0% | 0% | 100% | 100% | 100% | 100% | 100% | 100% |  | Deemed | 0 | Non-Electric Measures | 0% | 0% | 0% | 0% | Utility Specific |  | 0 | 0 | 0% | 0% | 0% | 0% | Deemed | Propane | 0.33 |  |  |  |  | 0 | 558
C - Commercial & Industrial | C3 - Municipal Energy Solutions | C3b - Muni New Equipment | Low-Flow Showerhead, Electric | EC3b070 | Hot Water | Showerhead | 0 | 10 |  |  |  | 0 | 0% | 0% | 0% | 100% | 100% | 100% | 100% | 100% | 100% |  | Deemed | 507 | Water Heater - Electric | 41.52% | 31.39% | 15.22% | 11.88% | Deemed | 0.09 | 0.00024338 | 0.09 | 31.2% | 80.8% | 31.2% | 31.2% | Deemed | [6 empty] | 0 | 7300
C - Commercial & Industrial | C3 - Municipal Energy Solutions | C3b - Muni New Equipment | Low-Flow Showerhead, Gas | EC3b071 | Hot Water | Showerhead | 0 | 10 |  |  |  | 0 | 0% | 0% | 0% | 100% | 100% | 100% | 100% | 100% | 100% |  | Deemed | 0 | Non-Electric Measures | 0% | 0% | 0% | 0% | Utility Specific |  | 0 | 0 | 0% | 0% | 0% | 0% | Deemed | NG - C&I Gas All | 2.65 |  |  |  |  | 0 | 7300
C - Commercial & Industrial | C3 - Municipal Energy Solutions | C3b - Muni New Equipment | Low-Flow Showerhead, Oil | EC3b072 | Hot Water | Showerhead | 0 | 10 |  |  |  | 0 | 0% | 0% | 0% | 100% | 100% | 100% | 100% | 100% | 100% |  | Deemed | 0 | Non-Electric Measures | 0% | 0% | 0% | 0% | Utility Specific |  | 0 | 0 | 0% | 0% | 0% | 0% | Deemed | Fuel Oil - Com Fuel | 2.65 |  |  |  |  | 0 | 7300
C - Commercial & Industrial | C3 - Municipal Energy Solutions | C3b - Muni New Equipment | Low-Flow Showerhead, Propane | EC3b073 | Hot Water | Showerhead | 0 | 10 |  |  |  | 0 | 0% | 0% | 0% | 100% | 100% | 100% | 100% | 100% | 100% |  | Deemed | 0 | Non-Electric Measures | 0% | 0% | 0% | 0% | Utility Specific |  | 0 | 0 | 0% | 0% | 0% | 0% | Deemed | Propane | 2.65 |  |  |  |  | 0 | 7300
C - Commercial & Industrial | C3 - Municipal Energy Solutions | C3b - Muni New Equipment | Pre Rinse Spray Valve, Electric | EC3b074 | Hot Water | Valve | 0 | 8 |  |  |  | 0 | 0% | 0% | 0% | 100% | 100% | 100% | 100% | 100% | 100% |  | Utility Specific | 957 | Water Heater - Electric | 41.52% | 31.39% | 15.22% | 11.88% | Utility Specific |  | 0.00024338 | 0.23292 | 52% | 100% | 52% | 52% | Deemed | [6 empty] | 0 | 6410
C - Commercial & Industrial | C3 - Municipal Energy Solutions | C3b - Muni New Equipment | Pre Rinse Spray Valve, Gas | EC3b075 | Hot Water | Project | 0 | 8 |  |  |  | 0 | 0% | 0% | 0% | 100% | 100% | 100% | 100% | 100% | 100% |  | Utility Specific | 0 | Non-Electric Measures | 0% | 0% | 0% | 0% | Utility Specific |  | 0 | 0 | 0% | 0% | 0% | 0% | Deemed | NG - C&I Gas All | 11.43 |  |  |  |  | 0 | 6410
C - Commercial & Industrial | C3 - Municipal Energy Solutions | C3b - Muni New Equipment | Pre Rinse Spray Valve, Oil | EC3b076 | Hot Water | Project | 0 | 8 |  |  |  | 0 | 0% | 0% | 0% | 100% | 100% | 100% | 100% | 100% | 100% |  | Utility Specific | 0 | Non-Electric Measures | 0% | 0% | 0% | 0% | Utility Specific |  | 0 | 0 | 0% | 0% | 0% | 0% | Deemed | Fuel Oil - Com Fuel | 11.43 |  |  |  |  | 0 | 6410
C - Commercial & Industrial | C3 - Municipal Energy Solutions | C3b - Muni New Equipment | Pre Rinse Spray Valve, Propane | EC3b077 | Hot Water | Project | 0 | 8 |  |  |  | 0 | 0% | 0% | 0% | 100% | 100% | 100% | 100% | 100% | 100% |  | Utility Specific | 0 | Non-Electric Measures | 0% | 0% | 0% | 0% | Utility Specific |  | 0 | 0 | 0% | 0% | 0% | 0% | Deemed | Propane | 11.43 |  |  |  |  | 0 | 6410
C - Commercial & Industrial | C3 - Municipal Energy Solutions | C3b - Muni New Equipment | Refrigerated Air Dryer | EC3b078 | Compressed Air | Project | 0 | 15 |  |  |  | 0 | 0% | 0% | 0% | 100% | 100% | 156% | 100% | 100% | 100% |  | Utility Specific | 0 | C&I Compressed Air - Air Dryer | 21.7% | 28.1% | 22.4% | 27.7% | Utility Specific |  | 0 | 0 | 117% | 98% | 117% | 117% | Utility Specific | [6 empty] | 0 | 0
C - Commercial & Industrial | C3 - Municipal Energy Solutions | C3b - Muni New Equipment | Steam Cooker, Electric | EC3b079 | Food Service | Appliance | 0 | 12 |  |  |  | 0 | 0% | 0% | 0% | 100% | 100% | 100% | 100% | 100% | 100% |  | Deemed | 6550 | C&I Food Services | 32% | 35% | 16% | 17% | Utility Specific |  | 0.000192 | 1.2576 | 90% | 90% | 90% | 90% | Utility Specific | [6 empty] | 0 | 69975
C - Commercial & Industrial | C3 - Municipal Energy Solutions | C3b - Muni New Equipment | Unitary Air Conditioner | EC3b080 | HVAC | Project | 1 | 20 | 93.3333 | 70 |  | 23.3333 | 0% | 0% | 0% | 100% | 100% | 100% | 100% | 100% | 100% |  | Utility Specific | 231.17 | C&I Electric Cooling Unitary Equipment | 8.6% | 4.6% | 52.7% | 34.1% | Utility Specific | 0.18 | 0.000759 | 0.18 | 34.2% | 0% | 34.2% | 34.2% | Utility Specific | [6 empty] | 0 | 0
C - Commercial & Industrial | C3 - Municipal Energy Solutions | C3b - Muni New Equipment | Water Source Heat Pump | EC3b081 | HVAC | Project | 0 | 12 |  |  |  | 0 | 0% | 0% | 0% | 100% | 100% | 100% | 100% | 100% | 100% |  | Utility Specific | 0 | C&I Heating & Cooling | 26.4% | 16.6% | 34.9% | 22.1% | Utility Specific |  | 0.0016 | 0 | 34.2% | 34.2% | 34.2% | 34.2% | Utility Specific | [6 empty] | 0 | 0
C - Commercial & Industrial | C3 - Municipal Energy Solutions | C3b - Muni New Equipment | Zero Loss Condensate Drain | EC3b082 | Compressed Air | Project | 0 | 5 |  |  |  | 0 | 0% | 0% | 0% | 100% | 100% | 100% | 100% | 100% | 100% |  | Utility Specific | 0 | C&I Compressed Air - VFD Compressor | 25.9% | 23.9% | 26.5% | 23.7% | Utility Specific |  | 0.000258 | 0 | 80% | 54% | 80% | 80% | Utility Specific | [6 empty] | 0 | 0
C - Commercial & Industrial | C3 - Municipal Energy Solutions | C3b - Muni New Equipment | High Efficiency Chiller - FL | EC3b083 | HVAC | Project | 0 | 23 |  |  |  | 0 | 0% | 0% | 0% | 100% | 100% | 100% | 100% | 100% | 100% |  | Utility Specific | 0 | C&I Electric Chiller (Combined) | 11.3% | 10.8% | 39.4% | 38.5% | Utility Specific |  | 0 | 0 | 86% | 10% | 86% | 86% | Utility Specific | [6 empty] | 0 | 0
C - Commercial & Industrial | C3 - Municipal Energy Solutions | C3b - Muni New Equipment | High Efficiency Chiller - IPLV | EC3b084 | HVAC | Project | 0 | 23 |  |  |  | 0 | 0% | 0% | 0% | 100% | 100% | 100% | 100% | 100% | 100% |  | Utility Specific | 0 | C&I Electric Chiller (Combined) | 11.3% | 10.8% | 39.4% | 38.5% | Utility Specific |  | 0 | 0 | 49% | 6% | 49% | 49% | Utility Specific | [6 empty] | 0 | 0
C - Commercial & Industrial | C3 - Municipal Energy Solutions | C3b - Muni New Equipment | Induction Cooktop Displacing Electric Resistance | EC3b088 | Food Service | Appliance | 1 | 12 | 1500 | 750 |  | 750 | 0% | 0% | 0% | 100% | 100% | 100% | 100% | 100% | 100% |  | Deemed | 2488 | C&I Food Services | 32% | 35% | 16% | 17% | Deemed | 0.43 | 0.000192 | 0.43 | 90% | 90% | 90% | 90% | Utility Specific | [6 empty] | 0 | 0
C - Commercial & Industrial | C3 - Municipal Energy Solutions | C3b - Muni New Equipment | Compressed Air Leak Detection | EC3b089 | Compressed Air | Project | 0 | 5 |  |  |  | 0 | 0% | 0% | 0% | 100% | 100% | 100% | 100% | 100% | 100% |  | Utility Specific | 0 | C&I Compressed Air - VFD Compressor | 25.9% | 23.9% | 26.5% | 23.7% | Utility Specific |  | 0.000258 | 0 | 80% | 54% | 80% | 80% | Utility Specific | [6 empty] | 0 | 0
C - Commercial & Industrial | C3 - Municipal Energy Solutions | C3b - Muni New Equipment | CI Audits - Muni New | EC3bAUD | Non-Energy Saving |  | 1 | 1 | 14587.036 | 14587.036 |  | 0 | 0% | 0% | 0% | 100% | 0% | 0% | 0% | 0% | 0% |  |  | 0 | Non-Electric Measures | 0% | 0% | 0% | 0% |  |  | 0 | 0 | 0% | 0% | 0% | 0% | [7 empty] | 0 | 0
C - Commercial & Industrial | C3 - Municipal Energy Solutions | C3b - Muni New Equipment | Vendor Fees - Muni New | EC3bNES01 | Non-Energy Saving |  | 0 | 1 |  |  |  | 0 | 0% | 0% | 0% | 100% | 0% | 0% | 0% | 0% | 0% |  |  |  | Non-Electric Measures | 0% | 0% | 0% | 0% |  |  | 0 |  | 0% | 0% | 0% | 0% | [7 empty] | 0 | 0
C - Commercial & Industrial | C3 - Municipal Energy Solutions | C3b - Muni New Equipment | Vendor Fees - TA Studies - Muni New | EC3bNES02 | Non-Energy Saving |  | 0 | 1 |  |  |  | 0 | 0% | 0% | 0% | 100% | 0% | 0% | 0% | 0% | 0% |  |  |  | Non-Electric Measures | 0% | 0% | 0% | 0% |  |  | 0 |  | 0% | 0% | 0% | 0% | [7 empty] | 0 | 0
[45 empty] | 0 | 0
C - Commercial & Industrial | C3 - Municipal Energy Solutions | C3d - Muni Direct Install | Custom Muni Compressed Air Direct Install | EC3d001 | Compressed Air | Project | 0 |  |  |  |  | 0 | 0% | 0% | 0% | 100% | 100% | 90% | 100% | 100% | 87% |  | Utility Specific | 0 | C&I Compressed Air - VFD Compressor | 13% | 20% | 26% | 41% | Utility Specific |  | 0.000258 | 0 | 100% | 100% | 100% | 100% | Utility Specific | [6 empty] | 0 | 0
C - Commercial & Industrial | C3 - Municipal Energy Solutions | C3d - Muni Direct Install | Custom Muni Hot Water Direct Install | EC3d002 | Hot Water | Project | 0 |  |  |  |  | 0 | 0% | 0% | 0% | 100% | 100% | 90% | 100% | 100% | 87% |  | Utility Specific | 0 | C&I Water Heating | 25% | 25% | 25% | 25% | Utility Specific |  | 0.000258 | 0 | 54% | 56% | 54% | 54% | Utility Specific | [6 empty] | 0 | 0
C - Commercial & Industrial | C3 - Municipal Energy Solutions | C3d - Muni Direct Install | Custom Muni HVAC Direct Install | EC3d003 | HVAC | Project | 0 |  |  |  |  | 0 | 0% | 0% | 0% | 100% | 100% | 90% | 100% | 100% | 87% |  | Utility Specific | 0 | Custom Calculation | 72% | 18% | 8% | 2% | Utility Specific |  | 0 | 0 | 70% | 85% | 70% | 70% | Utility Specific | [6 empty] | 0 | 0
C - Commercial & Industrial | C3 - Municipal Energy Solutions | C3d - Muni Direct Install | Custom Muni Lighting Direct Install - Interior | EC3d004 | Lighting | Project | 0 |  |  |  |  | 0 | 11% | 5% | 0% | 94% | 100% | 106.6% | 100% | 100% | 87% |  | Utility Specific | 0 | C&I Interior Lighting - Prescriptive | 30.3% | 17.4% | 34.3% | 18.1% | Calculated |  | 0.0002 | 0 | 80% | 61% | 80% | 80% | Calculated | NG - C&I Gas Heat | 0 | Fuel Oil - Com Fuel | 0 |  |  | 0 | 0
C - Commercial & Industrial | C3 - Municipal Energy Solutions | C3d - Muni Direct Install | Custom Muni Lighting Direct Install - Exterior | EC3d005 | Lighting | Project | 0 |  |  |  |  | 0 | 11% | 5% | 0% | 94% | 100% | 102.7% | 100% | 100% | 87% |  | Utility Specific | 0 | C&I Exterior Lighting | 20.1% | 31.6% | 19.2% | 29% | Calculated |  | 0.0002 | 0 | 0% | 100% | 0% | 0% | Calculated | [6 empty] | 0 | 0
C - Commercial & Industrial | C3 - Municipal Energy Solutions | C3d - Muni Direct Install | Custom Muni Lighting Direct Install - Controls | EC3d006 | Lighting | Project | 0 |  |  |  |  | 0 | 11% | 5% | 0% | 94% | 100% | 100% | 100% | 100% | 87% |  | Utility Specific | 0 | C&I Lighting Controls | 31.3% | 19% | 32.1% | 17.7% | Calculated |  | 0.0001 | 0 | 15% | 13% | 15% | 15% | Calculated | NG - C&I Gas Heat | 0 | Fuel Oil - Com Fuel | 0 |  |  | 0 | 0
C - Commercial & Industrial | C3 - Municipal Energy Solutions | C3d - Muni Direct Install | Custom Muni Motors Direct Install | EC3d007 | Motors/Drives | Project | 0 |  |  |  |  | 0 | 0% | 0% | 0% | 100% | 100% | 90% | 100% | 100% | 87% |  | Utility Specific | 0 | Custom Calculation | 23% | 8% | 52% | 17% | Utility Specific |  | 0 | 0 | 92% | 90% | 92% | 92% | Utility Specific | [6 empty] | 0 | 0
C - Commercial & Industrial | C3 - Municipal Energy Solutions | C3d - Muni Direct Install | Custom Muni Process Direct Install | EC3d008 | Process | Project | 0 |  |  |  |  | 0 | 0% | 0% | 0% | 100% | 100% | 90% | 100% | 100% | 87% |  | Utility Specific | 0 | C&I Process | 49% | 13% | 29% | 9% | Utility Specific |  | 0.000725 | 0 | 95% | 90% | 95% | 95% | Utility Specific | [6 empty] | 0 | 0
C - Commercial & Industrial | C3 - Municipal Energy Solutions | C3d - Muni Direct Install | Custom Muni Refrigeration Direct Install | EC3d009 | Refrigeration | Project | 0 |  |  |  |  | 0 | 0% | 0% | 0% | 100% | 100% | 90% | 100% | 100% | 87% |  | Utility Specific | 0 | C&I Refrigeration | 22.6% | 27.3% | 23.3% | 26.8% | Utility Specific |  | 0.0002 | 0 | 90% | 99% | 90% | 90% | Utility Specific | [6 empty] | 0 | 0
C - Commercial & Industrial | C3 - Municipal Energy Solutions | C3d - Muni Direct Install | Custom Muni Other Direct Install | EC3d010 | Custom Measures | Project | 0 |  |  |  |  | 0 | 0% | 0% | 0% | 100% | 100% | 90% | 100% | 100% | 87% |  | Utility Specific | 0 | Custom Calculation | 25.76% | 40.82% | 12.93% | 20.49% | Utility Specific |  | 0 | 0 | 47.6% | 42.8% | 47.6% | 47.6% | Utility Specific | [6 empty] | 0 | 0
C - Commercial & Industrial | C3 - Municipal Energy Solutions | C3d - Muni Direct Install | Daylight Dimming | EC3d011 | Lighting | Project | 0 | 9 |  |  |  | 0 | 11% | 5% | 0% | 94% | 100% | 100% | 100% | 100% | 100% |  | Utility Specific | 0 | C&I Lighting Controls | 31.3% | 19% | 32.1% | 17.7% | Calculated |  | 0.0001 | 0 | 17% | 13% | 17% | 17% | Calculated | NG - C&I Gas Heat | 0 | Fuel Oil - Com Fuel | 0 |  |  | 0 | 0
C - Commercial & Industrial | C3 - Municipal Energy Solutions | C3d - Muni Direct Install | Lighting Fixture - Exterior w/ Controls | EC3d012 | Lighting | Project | 0 |  |  |  |  | 0 | 11% | 5% | 0% | 94% | 100% | 102.7% | 100% | 100% | 100% |  | Utility Specific | 0 | C&I Exterior Lighting | 20.1% | 31.6% | 19.2% | 29% | Calculated |  | 0.0002 | 0 | 0% | 100% | 0% | 0% | Calculated | [6 empty] | 0 | 0
C - Commercial & Industrial | C3 - Municipal Energy Solutions | C3d - Muni Direct Install | Lighting Fixture - Exterior w/o Controls | EC3d013 | Lighting | Project | 0 |  |  |  |  | 0 | 11% | 5% | 0% | 94% | 100% | 102.7% | 100% | 100% | 100% |  | Utility Specific | 0 | C&I Exterior Lighting | 20.1% | 31.6% | 19.2% | 29% | Calculated |  | 0.0002 | 0 | 0% | 100% | 0% | 0% | Calculated | [6 empty] | 0 | 0
C - Commercial & Industrial | C3 - Municipal Energy Solutions | C3d - Muni Direct Install | Lighting Fixture - Interior w/ Controls | EC3d014 | Lighting | Project | 0 |  |  |  |  | 0 | 11% | 5% | 0% | 94% | 100% | 106.6% | 100% | 113.5% | 100% |  | Utility Specific | 0 | C&I Interior Lighting - Prescriptive | 30.3% | 17.4% | 34.3% | 18.1% | Calculated |  | 0.0002 | 0 | 50.4% | 38.9% | 50.4% | 50.4% | Calculated | NG - C&I Gas Heat | 0 | Fuel Oil - Com Fuel | 0 |  |  | 0 | 0
C - Commercial & Industrial | C3 - Municipal Energy Solutions | C3d - Muni Direct Install | Lighting Fixture - Interior w/o Controls | EC3d015 | Lighting | Project | 0 |  |  |  |  | 0 | 11% | 5% | 0% | 94% | 100% | 106.6% | 100% | 113.5% | 100% |  | Utility Specific | 0 | C&I Interior Lighting - Prescriptive | 30.3% | 17.4% | 34.3% | 18.1% | Calculated |  | 0.0002 | 0 | 50.4% | 38.9% | 50.4% | 50.4% | Calculated | NG - C&I Gas Heat | 0 | Fuel Oil - Com Fuel | 0 |  |  | 0 | 0
C - Commercial & Industrial | C3 - Municipal Energy Solutions | C3d - Muni Direct Install | Lighting Occupancy Sensors | EC3d016 | Lighting | Project | 0 | 9 |  |  |  | 0 | 11% | 5% | 0% | 94% | 100% | 100% | 100% | 100% | 100% |  | Utility Specific | 0 | C&I Lighting Controls | 31.3% | 19% | 32.1% | 17.7% | Calculated |  | 0.0001 | 0 | 18% | 13% | 18% | 18% | Calculated | NG - C&I Gas Heat | 0 | Fuel Oil - Com Fuel | 0 |  |  | 0 | 0
C - Commercial & Industrial | C3 - Municipal Energy Solutions | C3d - Muni Direct Install | Air Sealing, Electric | EC3d017 | HVAC | Project | 0 | 15 |  |  |  | 0 | 0% | 0% | 0% | 100% | 100% | 100% | 100% | 100% | 100% |  | Utility Specific | 0 | Hardwired Electric Heat | 43.13% | 56.87% | 0% | 0% | Utility Specific |  | 0.0007332 | 0 | 0% | 43.3% | 0% | 0% | Utility Specific | [6 empty] | 0 | 0
C - Commercial & Industrial | C3 - Municipal Energy Solutions | C3d - Muni Direct Install | Air Sealing, Gas | EC3d018 | HVAC | Project | 0 | 15 |  |  |  | 0 | 0% | 0% | 0% | 100% | 100% | 100% | 100% | 100% | 100% |  | Utility Specific | 0 | Non-Electric Measures | 0% | 0% | 0% | 0% | Utility Specific |  | 0 | 0 | 0% | 0% | 0% | 0% | Utility Specific | NG - C&I Gas Heat | [5 empty] | 0 | 0
C - Commercial & Industrial | C3 - Municipal Energy Solutions | C3d - Muni Direct Install | Air Sealing, Oil | EC3d019 | HVAC | Project | 0 | 15 |  |  |  | 0 | 0% | 0% | 0% | 100% | 100% | 100% | 100% | 100% | 100% |  | Utility Specific | 0 | Non-Electric Measures | 0% | 0% | 0% | 0% | Utility Specific |  | 0 | 0 | 0% | 0% | 0% | 0% | Utility Specific | Fuel Oil - Com Fuel | [5 empty] | 0 | 0
C - Commercial & Industrial | C3 - Municipal Energy Solutions | C3d - Muni Direct Install | Air Sealing, Propane | EC3d020 | HVAC | Project | 0 | 15 |  |  |  | 0 | 0% | 0% | 0% | 100% | 100% | 100% | 100% | 100% | 100% |  | Utility Specific | 0 | Non-Electric Measures | 0% | 0% | 0% | 0% | Utility Specific |  | 0 | 0 | 0% | 0% | 0% | 0% | Utility Specific | Propane | [5 empty] | 0 | 0
C - Commercial & Industrial | C3 - Municipal Energy Solutions | C3d - Muni Direct Install | Boiler Reset Controls, Gas | EC3d021 | HVAC | Project | 0 | 15 |  |  |  | 0 | 0% | 0% | 0% | 100% | 100% | 100% | 100% | 100% | 100% |  | Utility Specific | 0 | Non-Electric Measures | 0% | 0% | 0% | 0% | Utility Specific |  | 0 | 0 | 0% | 0% | 0% | 0% | Deemed | NG - C&I Gas Heat | 35.5 |  |  |  |  | 0 | 0
C - Commercial & Industrial | C3 - Municipal Energy Solutions | C3d - Muni Direct Install | Boiler Reset Controls, Oil | EC3d022 | HVAC | Project | 0 | 15 |  |  |  | 0 | 0% | 0% | 0% | 100% | 100% | 100% | 100% | 100% | 100% |  | Utility Specific | 0 | Non-Electric Measures | 0% | 0% | 0% | 0% | Utility Specific |  | 0 | 0 | 0% | 0% | 0% | 0% | Deemed | Fuel Oil - Com Fuel | 35.5 |  |  |  |  | 0 | 0
C - Commercial & Industrial | C3 - Municipal Energy Solutions | C3d - Muni Direct Install | Boiler Reset Controls, Propane | EC3d023 | HVAC | Project | 0 | 15 |  |  |  | 0 | 0% | 0% | 0% | 100% | 100% | 100% | 100% | 100% | 100% |  | Utility Specific | 0 | Non-Electric Measures | 0% | 0% | 0% | 0% | Utility Specific |  | 0 | 0 | 0% | 0% | 0% | 0% | Deemed | Propane | 35.5 |  |  |  |  | 0 | 0
C - Commercial & Industrial | C3 - Municipal Energy Solutions | C3d - Muni Direct Install | Case Motor Replacement | EC3d024 | Refrigeration | Project | 0 | 15 |  |  |  | 0 | 0% | 0% | 0% | 100% | 100% | 100% | 100% | 100% | 100% |  | Utility Specific | 0 | C&I Refrigeration | 22.6% | 27.3% | 23.3% | 26.8% | Utility Specific |  | 0.0002 | 0 | 90% | 90% | 90% | 90% | Utility Specific | [6 empty] | 0 | 0
C - Commercial & Industrial | C3 - Municipal Energy Solutions | C3d - Muni Direct Install | Cooler Night Cover | EC3d025 | Refrigeration | Project | 0 | 5 |  |  |  | 0 | 0% | 0% | 0% | 100% | 100% | 100% | 100% | 100% | 100% |  | Utility Specific | 0 | C&I Refrigeration | 22.6% | 27.3% | 23.3% | 26.8% | Utility Specific |  | 0.0002 | 0 | 0% | 0% | 0% | 0% | Utility Specific | [6 empty] | 0 | 0
C - Commercial & Industrial | C3 - Municipal Energy Solutions | C3d - Muni Direct Install | Demand Control Ventilation | EC3d026 | HVAC | Project | 0 | 10 |  |  |  | 0 | 0% | 0% | 0% | 100% | 100% | 100% | 100% | 100% | 100% |  | Utility Specific | 0 | C&I Heating & Cooling | 26.4% | 16.6% | 34.9% | 22.1% | Utility Specific |  | 0.0016 | 0 | 82% | 5% | 82% | 82% | Utility Specific | NG - C&I Gas Heat | [5 empty] | 0 | 0
C - Commercial & Industrial | C3 - Municipal Energy Solutions | C3d - Muni Direct Install | Door Heater Controls | EC3d027 | Refrigeration | Project | 0 | 10 |  |  |  | 0 | 0% | 0% | 0% | 100% | 100% | 100% | 100% | 100% | 100% |  | Utility Specific | 0 | C&I Refrigeration | 22.6% | 27.3% | 23.3% | 26.8% | Utility Specific |  | 0.0002 | 0 | 90% | 90% | 90% | 90% | Utility Specific | [6 empty] | 0 | 0
C - Commercial & Industrial | C3 - Municipal Energy Solutions | C3d - Muni Direct Install | Dual Enthalpy Economizer Controls (DEEC) | EC3d028 | HVAC | Project | 0 | 10 |  |  |  | 0 | 0% | 0% | 0% | 100% | 100% | 100% | 100% | 100% | 100% |  | Utility Specific | 0 | C&I Heating & Cooling | 26.4% | 16.6% | 34.9% | 22.1% | Utility Specific |  | 0.0016 | 0 | 34.2% | 0% | 34.2% | 34.2% | Utility Specific | [6 empty] | 0 | 0
C - Commercial & Industrial | C3 - Municipal Energy Solutions | C3d - Muni Direct Install | Duct Insulation, Electric | EC3d029 | HVAC | Project | 0 | 20 |  |  |  | 0 | 0% | 0% | 0% | 100% | 100% | 100% | 100% | 100% | 100% |  | Utility Specific | 0 | Weighted HVAC - Multi-family | 23.21% | 27.86% | 25.2% | 23.73% | Utility Specific |  | 0.00084647 | 0 | 33.6% | 17.3% | 33.6% | 33.6% | Utility Specific | [6 empty] | 0 | 0
C - Commercial & Industrial | C3 - Municipal Energy Solutions | C3d - Muni Direct Install | Duct Insulation, Gas | EC3d030 | HVAC | Project | 0 | 20 |  |  |  | 0 | 0% | 0% | 0% | 100% | 100% | 100% | 100% | 100% | 100% |  | Utility Specific | 0 | Non-Electric Measures | 0% | 0% | 0% | 0% | Utility Specific |  | 0 | 0 | 0% | 0% | 0% | 0% | Utility Specific | NG - C&I Gas Heat | [5 empty] | 0 | 0
C - Commercial & Industrial | C3 - Municipal Energy Solutions | C3d - Muni Direct Install | Duct Insulation, Oil | EC3d031 | HVAC | Project | 0 | 20 |  |  |  | 0 | 0% | 0% | 0% | 100% | 100% | 100% | 100% | 100% | 100% |  | Utility Specific | 0 | Non-Electric Measures | 0% | 0% | 0% | 0% | Utility Specific |  | 0 | 0 | 0% | 0% | 0% | 0% | Utility Specific | Fuel Oil - Com Fuel | [5 empty] | 0 | 0
C - Commercial & Industrial | C3 - Municipal Energy Solutions | C3d - Muni Direct Install | Duct Insulation, Propane | EC3d032 | HVAC | Project | 0 | 20 |  |  |  | 0 | 0% | 0% | 0% | 100% | 100% | 100% | 100% | 100% | 100% |  | Utility Specific | 0 | Non-Electric Measures | 0% | 0% | 0% | 0% | Utility Specific |  | 0 | 0 | 0% | 0% | 0% | 0% | Utility Specific | Propane | [5 empty] | 0 | 0
C - Commercial & Industrial | C3 - Municipal Energy Solutions | C3d - Muni Direct Install | Duct Sealing, Electric | EC3d033 | HVAC | Project | 0 | 20 |  |  |  | 0 | 0% | 0% | 0% | 100% | 100% | 100% | 100% | 100% | 100% |  | Utility Specific | 0 | Weighted HVAC - Multi-family | 23.21% | 27.86% | 25.2% | 23.73% | Utility Specific |  | 0.00084647 | 0 | 35% | 0% | 35% | 35% | Utility Specific | [6 empty] | 0 | 0
C - Commercial & Industrial | C3 - Municipal Energy Solutions | C3d - Muni Direct Install | Duct Sealing, Gas | EC3d034 | HVAC | Project | 0 | 20 |  |  |  | 0 | 0% | 0% | 0% | 100% | 100% | 100% | 100% | 100% | 100% |  | Utility Specific | 0 | Non-Electric Measures | 0% | 0% | 0% | 0% | Utility Specific |  | 0 | 0 | 0% | 0% | 0% | 0% | Utility Specific | NG - C&I Gas Heat | [5 empty] | 0 | 0
C - Commercial & Industrial | C3 - Municipal Energy Solutions | C3d - Muni Direct Install | Duct Sealing, Oil | EC3d035 | HVAC | Project | 0 | 20 |  |  |  | 0 | 0% | 0% | 0% | 100% | 100% | 100% | 100% | 100% | 100% |  | Utility Specific | 0 | Non-Electric Measures | 0% | 0% | 0% | 0% | Utility Specific |  | 0 | 0 | 0% | 0% | 0% | 0% | Utility Specific | Fuel Oil - Com Fuel | [5 empty] | 0 | 0
C - Commercial & Industrial | C3 - Municipal Energy Solutions | C3d - Muni Direct Install | Duct Sealing, Propane | EC3d036 | HVAC | Project | 0 | 20 |  |  |  | 0 | 0% | 0% | 0% | 100% | 100% | 100% | 100% | 100% | 100% |  | Utility Specific | 0 | Non-Electric Measures | 0% | 0% | 0% | 0% | Utility Specific |  | 0 | 0 | 0% | 0% | 0% | 0% | Utility Specific | Propane | [5 empty] | 0 | 0
C - Commercial & Industrial | C3 - Municipal Energy Solutions | C3d - Muni Direct Install | Ductless Mini Split Heat Pump | EC3d037 | HVAC | Project | 0 | 20 |  |  |  | 0 | 0% | 0% | 0% | 100% | 100% | 100% | 100% | 100% | 100% |  | Utility Specific | 0 | C&I Heating & Cooling | 26.4% | 16.6% | 34.9% | 22.1% | Utility Specific |  | 0.0016 | 0 | 34.2% | 0% | 34.2% | 34.2% | Utility Specific | [6 empty] | 0 | 0
C - Commercial & Industrial | C3 - Municipal Energy Solutions | C3d - Muni Direct Install | ECM Evaporator Fan Motors for Walk-in Cooler/Freezer | EC3d038 | Refrigeration | Project | 0 | 15 |  |  |  | 0 | 0% | 0% | 0% | 100% | 100% | 100% | 100% | 100% | 100% |  | Utility Specific | 0 | C&I Refrigeration | 22.6% | 27.3% | 23.3% | 26.8% | Utility Specific |  | 0.0002 | 0 | 90% | 90% | 90% | 90% | Utility Specific | [6 empty] | 0 | 0
C - Commercial & Industrial | C3 - Municipal Energy Solutions | C3d - Muni Direct Install | Electronic Defrost Control | EC3d039 | Refrigeration | Project | 0 | 10 |  |  |  | 0 | 0% | 0% | 0% | 100% | 100% | 100% | 100% | 100% | 100% |  | Utility Specific | 0 | C&I Refrigeration | 22.6% | 27.3% | 23.3% | 26.8% | Utility Specific |  | 0.0002 | 0 | 90% | 90% | 90% | 90% | Utility Specific | [6 empty] | 0 | 0
C - Commercial & Industrial | C3 - Municipal Energy Solutions | C3d - Muni Direct Install | Energy Management System, Electric | EC3d040 | HVAC | Project | 0 | 10 |  |  |  | 0 | 0% | 0% | 0% | 100% | 100% | 90% | 100% | 100% | 87% |  | Utility Specific | 0 | C&I Heating & Cooling | 26.4% | 16.6% | 34.9% | 22.1% | Utility Specific |  | 0.0016 | 0 | 95% | 100% | 95% | 95% | Utility Specific | [6 empty] | 0 | 0
C - Commercial & Industrial | C3 - Municipal Energy Solutions | C3d - Muni Direct Install | Energy Star Wifi Thermostat, Electric | EC3d041 | HVAC | Thermostat | 0 | 15 |  |  |  | 0 | 0% | 0% | 0% | 100% | 100% | 100% | 100% | 100% | 100% |  | Deemed | 160.9 | Central Air Conditioner/Heat Pump (Cooling) | 6.595% | 3.846% | 47.32% | 42.24% | Calculated |  | 0.0015937 | 0.25643 | 34.6% | 0% | 34.6% | 34.6% | Deemed | [6 empty] | 0 | 0
C - Commercial & Industrial | C3 - Municipal Energy Solutions | C3d - Muni Direct Install | Energy Star Wifi Thermostat, Gas | EC3d042 | HVAC | Thermostat | 0 | 15 |  |  |  | 0 | 0% | 0% | 0% | 100% | 100% | 100% | 100% | 100% | 100% |  | Deemed | 0 | Central Air Conditioner/Heat Pump (Cooling) | 6.595% | 3.846% | 47.32% | 42.24% | Calculated |  | 0.0015937 | 0 | 34.6% | 0% | 34.6% | 34.6% | Deemed | NG - C&I Gas Heat | 3.11 |  |  |  |  | 0 | 0
C - Commercial & Industrial | C3 - Municipal Energy Solutions | C3d - Muni Direct Install | Energy Star Wifi Thermostat, Oil | EC3d043 | HVAC | Thermostat | 0 | 15 |  |  |  | 0 | 0% | 0% | 0% | 100% | 100% | 100% | 100% | 100% | 100% |  | Deemed | 0 | Central Air Conditioner/Heat Pump (Cooling) | 6.595% | 3.846% | 47.32% | 42.24% | Calculated |  | 0.0015937 | 0 | 34.6% | 0% | 34.6% | 34.6% | Deemed | Fuel Oil - Com Fuel | 3.11 |  |  |  |  | 0 | 0
C - Commercial & Industrial | C3 - Municipal Energy Solutions | C3d - Muni Direct Install | Energy Star Wifi Thermostat, Propane | EC3d044 | HVAC | Thermostat | 0 | 15 |  |  |  | 0 | 0% | 0% | 0% | 100% | 100% | 100% | 100% | 100% | 100% |  | Deemed | 0 | Central Air Conditioner/Heat Pump (Cooling) | 6.595% | 3.846% | 47.32% | 42.24% | Calculated |  | 0.0015937 | 0 | 34.6% | 0% | 34.6% | 34.6% | Deemed | Propane | 3.11 |  |  |  |  | 0 | 0
C - Commercial & Industrial | C3 - Municipal Energy Solutions | C3d - Muni Direct Install | Evaporator Fan Control | EC3d045 | Refrigeration | Project | 0 | 10 |  |  |  | 0 | 0% | 0% | 0% | 100% | 100% | 100% | 100% | 100% | 100% |  | Utility Specific | 0 | C&I Refrigeration | 22.6% | 27.3% | 23.3% | 26.8% | Utility Specific |  | 0.0002 | 0 | 100% | 100% | 100% | 100% | Utility Specific | [6 empty] | 0 | 0
C - Commercial & Industrial | C3 - Municipal Energy Solutions | C3d - Muni Direct Install | Faucet Aerator, Electric | EC3d046 | Hot Water | Aerator | 0 | 10 |  |  |  | 0 | 0% | 0% | 0% | 100% | 100% | 100% | 100% | 100% | 100% |  | Deemed | 309 | Water Heater - Electric | 41.52% | 31.39% | 15.22% | 11.88% | Deemed | 0.01 | 0.00024338 | 0.01 | 31.2% | 80.8% | 31.2% | 31.2% | Deemed | [6 empty] | 0 | 5460
C - Commercial & Industrial | C3 - Municipal Energy Solutions | C3d - Muni Direct Install | Faucet Aerator, Gas | EC3d047 | Hot Water | Aerator | 0 | 10 |  |  |  | 0 | 0% | 0% | 0% | 100% | 100% | 100% | 100% | 100% | 100% |  | Deemed | 0 | Non-Electric Measures | 0% | 0% | 0% | 0% | Utility Specific |  | 0 | 0 | 0% | 0% | 0% | 0% | Deemed | NG - C&I Gas All | 1.7 |  |  |  |  | 0 | 5460
C - Commercial & Industrial | C3 - Municipal Energy Solutions | C3d - Muni Direct Install | Faucet Aerator, Oil | EC3d048 | Hot Water | Aerator | 0 | 10 |  |  |  | 0 | 0% | 0% | 0% | 100% | 100% | 100% | 100% | 100% | 100% |  | Deemed | 0 | Non-Electric Measures | 0% | 0% | 0% | 0% | Utility Specific |  | 0 | 0 | 0% | 0% | 0% | 0% | Deemed | Fuel Oil - Com Fuel | 1.7 |  |  |  |  | 0 | 5460
C - Commercial & Industrial | C3 - Municipal Energy Solutions | C3d - Muni Direct Install | Faucet Aerator, Propane | EC3d049 | Hot Water | Aerator | 0 | 10 |  |  |  | 0 | 0% | 0% | 0% | 100% | 100% | 100% | 100% | 100% | 100% |  | Deemed | 0 | Non-Electric Measures | 0% | 0% | 0% | 0% | Utility Specific |  | 0 | 0 | 0% | 0% | 0% | 0% | Deemed | Propane | 1.7 |  |  |  |  | 0 | 5460
C - Commercial & Industrial | C3 - Municipal Energy Solutions | C3d - Muni Direct Install | Hotel Occupancy Sensor | EC3d050 | HVAC | Sensor | 0 | 10 |  |  |  | 0 | 0% | 0% | 0% | 100% | 100% | 100% | 100% | 100% | 100% |  | Deemed | 438 | C&I Heating & Cooling | 26.4% | 16.6% | 34.9% | 22.1% | Deemed | 0.09 | 0.0016 | 0.09 | 82% | 5% | 82% | 82% | Utility Specific | [6 empty] | 0 | 0
C - Commercial & Industrial | C3 - Municipal Energy Solutions | C3d - Muni Direct Install | Insulation, Electric | EC3d051 | Envelope | Project | 0 | 25 |  |  |  | 0 | 0% | 0% | 0% | 100% | 100% | 100% | 100% | 100% | 100% |  | Utility Specific | 0 | Hardwired Electric Heat | 43.13% | 56.87% | 0% | 0% | Utility Specific |  | 0.0007332 | 0 | 33.6% | 17.3% | 33.6% | 33.6% | Utility Specific | [6 empty] | 0 | 0
C - Commercial & Industrial | C3 - Municipal Energy Solutions | C3d - Muni Direct Install | Insulation, Gas | EC3d052 | Envelope | Project | 0 | 25 |  |  |  | 0 | 0% | 0% | 0% | 100% | 100% | 100% | 100% | 100% | 100% |  | Utility Specific | 0 | Central Air Conditioner/Heat Pump (Cooling) | 6.595% | 3.846% | 47.32% | 42.24% | Utility Specific |  | 0.0015937 | 0 | 34.6% | 0% | 34.6% | 34.6% | Utility Specific | NG - C&I Gas Heat | [5 empty] | 0 | 0
C - Commercial & Industrial | C3 - Municipal Energy Solutions | C3d - Muni Direct Install | Insulation, Oil | EC3d053 | Envelope | Project | 0 | 25 |  |  |  | 0 | 0% | 0% | 0% | 100% | 100% | 100% | 100% | 100% | 100% |  | Utility Specific | 0 | Central Air Conditioner/Heat Pump (Cooling) | 6.595% | 3.846% | 47.32% | 42.24% | Utility Specific |  | 0.0015937 | 0 | 34.6% | 0% | 34.6% | 34.6% | Utility Specific | Fuel Oil - Com Fuel | [5 empty] | 0 | 0
C - Commercial & Industrial | C3 - Municipal Energy Solutions | C3d - Muni Direct Install | Insulation, Propane | EC3d054 | Envelope | Project | 0 | 25 |  |  |  | 0 | 0% | 0% | 0% | 100% | 100% | 100% | 100% | 100% | 100% |  | Utility Specific | 0 | Central Air Conditioner/Heat Pump (Cooling) | 6.595% | 3.846% | 47.32% | 42.24% | Utility Specific |  | 0.0015937 | 0 | 34.6% | 0% | 34.6% | 34.6% | Utility Specific | Propane | [5 empty] | 0 | 0
C - Commercial & Industrial | C3 - Municipal Energy Solutions | C3d - Muni Direct Install | Low Pressure Drop Filter | EC3d055 | Compressed Air | Project | 0 | 5 |  |  |  | 0 | 0% | 0% | 0% | 100% | 100% | 100% | 100% | 100% | 100% |  | Utility Specific | 0 | C&I Compressed Air - VFD Compressor | 25.9% | 23.9% | 26.5% | 23.7% | Utility Specific |  | 0.000258 | 0 | 80% | 54% | 80% | 80% | Utility Specific | [6 empty] | 0 | 0
C - Commercial & Industrial | C3 - Municipal Energy Solutions | C3d - Muni Direct Install | Thermostatic Shut-Off Valve, Electric | EC3d056 | Hot Water | Showerhead | 0 | 15 |  |  |  | 0 | 0% | 0% | 0% | 100% | 100% | 100% | 100% | 100% | 100% |  | Deemed | 69 | Water Heater - Electric | 41.52% | 31.39% | 15.22% | 11.88% | Deemed | 0.02 | 0.00024338 | 0.02 | 31.2% | 80.8% | 31.2% | 31.2% | Deemed | [6 empty] | 0 | 558
C - Commercial & Industrial | C3 - Municipal Energy Solutions | C3d - Muni Direct Install | Thermostatic Shut-Off Valve, Gas | EC3d057 | Hot Water | Showerhead | 0 | 15 |  |  |  | 0 | 0% | 0% | 0% | 100% | 100% | 100% | 100% | 100% | 100% |  | Deemed | 0 | Non-Electric Measures | 0% | 0% | 0% | 0% | Utility Specific |  | 0 | 0 | 0% | 0% | 0% | 0% | Deemed | NG - C&I Gas All | 0.33 |  |  |  |  | 0 | 558
C - Commercial & Industrial | C3 - Municipal Energy Solutions | C3d - Muni Direct Install | Thermostatic Shut-Off Valve, Oil | EC3d058 | Hot Water | Showerhead | 0 | 15 |  |  |  | 0 | 0% | 0% | 0% | 100% | 100% | 100% | 100% | 100% | 100% |  | Deemed | 0 | Non-Electric Measures | 0% | 0% | 0% | 0% | Utility Specific |  | 0 | 0 | 0% | 0% | 0% | 0% | Deemed | Fuel Oil - Com Fuel | 0.33 |  |  |  |  | 0 | 558
C - Commercial & Industrial | C3 - Municipal Energy Solutions | C3d - Muni Direct Install | Thermostatic Shut-Off Valve, Propane | EC3d059 | Hot Water | Showerhead | 0 | 15 |  |  |  | 0 | 0% | 0% | 0% | 100% | 100% | 100% | 100% | 100% | 100% |  | Deemed | 0 | Non-Electric Measures | 0% | 0% | 0% | 0% | Utility Specific |  | 0 | 0 | 0% | 0% | 0% | 0% | Deemed | Propane | 0.33 |  |  |  |  | 0 | 558
C - Commercial & Industrial | C3 - Municipal Energy Solutions | C3d - Muni Direct Install | Low-Flow Showerhead, Electric | EC3d060 | Hot Water | Showerhead | 0 | 10 |  |  |  | 0 | 0% | 0% | 0% | 100% | 100% | 100% | 100% | 100% | 100% |  | Deemed | 507 | Water Heater - Electric | 41.52% | 31.39% | 15.22% | 11.88% | Deemed | 0.09 | 0.00024338 | 0.09 | 31.2% | 80.8% | 31.2% | 31.2% | Deemed | [6 empty] | 0 | 7300
C - Commercial & Industrial | C3 - Municipal Energy Solutions | C3d - Muni Direct Install | Low-Flow Showerhead, Gas | EC3d061 | Hot Water | Showerhead | 0 | 10 |  |  |  | 0 | 0% | 0% | 0% | 100% | 100% | 100% | 100% | 100% | 100% |  | Deemed | 0 | Non-Electric Measures | 0% | 0% | 0% | 0% | Utility Specific |  | 0 | 0 | 0% | 0% | 0% | 0% | Deemed | NG - C&I Gas All | 2.65 |  |  |  |  | 0 | 7300
C - Commercial & Industrial | C3 - Municipal Energy Solutions | C3d - Muni Direct Install | Low-Flow Showerhead, Oil | EC3d062 | Hot Water | Showerhead | 0 | 10 |  |  |  | 0 | 0% | 0% | 0% | 100% | 100% | 100% | 100% | 100% | 100% |  | Deemed | 0 | Non-Electric Measures | 0% | 0% | 0% | 0% | Utility Specific |  | 0 | 0 | 0% | 0% | 0% | 0% | Deemed | Fuel Oil - Com Fuel | 2.65 |  |  |  |  | 0 | 7300
C - Commercial & Industrial | C3 - Municipal Energy Solutions | C3d - Muni Direct Install | Low-Flow Showerhead, Propane | EC3d063 | Hot Water | Showerhead | 0 | 10 |  |  |  | 0 | 0% | 0% | 0% | 100% | 100% | 100% | 100% | 100% | 100% |  | Deemed | 0 | Non-Electric Measures | 0% | 0% | 0% | 0% | Utility Specific |  | 0 | 0 | 0% | 0% | 0% | 0% | Deemed | Propane | 2.65 |  |  |  |  | 0 | 7300
C - Commercial & Industrial | C3 - Municipal Energy Solutions | C3d - Muni Direct Install | Motors, Open Drip | EC3d064 | Motors/Drives | Project | 0 | 10 |  |  |  | 0 | 0% | 0% | 0% | 100% | 100% | 100% | 100% | 100% | 100% |  | Utility Specific | 0 | Custom Calculation | 0% | 0% | 0% | 0% | Utility Specific |  | 0 | 0 | 0% | 0% | 0% | 0% | Utility Specific | [6 empty] | 0 | 0
C - Commercial & Industrial | C3 - Municipal Energy Solutions | C3d - Muni Direct Install | Motors, Totally Enclosed Fan Cooled | EC3d065 | Motors/Drives | Project | 0 | 10 |  |  |  | 0 | 0% | 0% | 0% | 100% | 100% | 100% | 100% | 100% | 100% |  | Utility Specific | 0 | C&I Refrigeration | 22.6% | 27.3% | 23.3% | 26.8% | Utility Specific |  | 0.0002 | 0 | 100% | 100% | 100% | 100% | Utility Specific | [6 empty] | 0 | 0
C - Commercial & Industrial | C3 - Municipal Energy Solutions | C3d - Muni Direct Install | Novelty Cooler Shutoff | EC3d066 | Refrigeration | Project | 0 | 10 |  |  |  | 0 | 0% | 0% | 0% | 100% | 100% | 100% | 100% | 100% | 100% |  | Utility Specific | 0 | C&I Refrigeration | 22.6% | 27.3% | 23.3% | 26.8% | Utility Specific |  | 0.0002 | 0 | 90% | 90% | 90% | 90% | Utility Specific | [6 empty] | 0 | 0
C - Commercial & Industrial | C3 - Municipal Energy Solutions | C3d - Muni Direct Install | Pipe Wrap - Heating, Electric | EC3d067 | HVAC | Project | 0 | 15 |  |  |  | 0 | 0% | 0% | 0% | 100% | 100% | 100% | 100% | 100% | 100% |  | Utility Specific | 0 | Hardwired Electric Heat | 43.13% | 56.87% | 0% | 0% | Utility Specific |  | 0.0007332 | 0 | 0% | 43.3% | 0% | 0% | Utility Specific | [6 empty] | 0 | 0
C - Commercial & Industrial | C3 - Municipal Energy Solutions | C3d - Muni Direct Install | Pipe Wrap - Heating, Gas | EC3d068 | HVAC | Project | 0 | 15 |  |  |  | 0 | 0% | 0% | 0% | 100% | 100% | 100% | 100% | 100% | 100% |  | Utility Specific | 0 | Non-Electric Measures | 0% | 0% | 0% | 0% | Utility Specific |  | 0 | 0 | 0% | 0% | 0% | 0% | Utility Specific | NG - C&I Gas Heat | [5 empty] | 0 | 0
C - Commercial & Industrial | C3 - Municipal Energy Solutions | C3d - Muni Direct Install | Pipe Wrap - Heating, Oil | EC3d069 | HVAC | Project | 0 | 15 |  |  |  | 0 | 0% | 0% | 0% | 100% | 100% | 100% | 100% | 100% | 100% |  | Utility Specific | 0 | Non-Electric Measures | 0% | 0% | 0% | 0% | Utility Specific |  | 0 | 0 | 0% | 0% | 0% | 0% | Utility Specific | Fuel Oil - Com Fuel | [5 empty] | 0 | 0
C - Commercial & Industrial | C3 - Municipal Energy Solutions | C3d - Muni Direct Install | Pipe Wrap - Heating, Propane | EC3d070 | HVAC | Project | 0 | 15 |  |  |  | 0 | 0% | 0% | 0% | 100% | 100% | 100% | 100% | 100% | 100% |  | Utility Specific | 0 | Non-Electric Measures | 0% | 0% | 0% | 0% | Utility Specific |  | 0 | 0 | 0% | 0% | 0% | 0% | Utility Specific | Propane | [5 empty] | 0 | 0
C - Commercial & Industrial | C3 - Municipal Energy Solutions | C3d - Muni Direct Install | Pipe Wrap - Hot Water, Electric | EC3d071 | Hot Water | Project | 0 | 15 |  |  |  | 0 | 0% | 0% | 0% | 100% | 100% | 100% | 100% | 100% | 100% |  | Utility Specific | 0 | Water Heater - Electric | 41.52% | 31.39% | 15.22% | 11.88% | Utility Specific |  | 0.00024338 | 0 | 31.2% | 80.8% | 31.2% | 31.2% | Utility Specific | [6 empty] | 0 | 0
C - Commercial & Industrial | C3 - Municipal Energy Solutions | C3d - Muni Direct Install | Pipe Wrap - Hot Water, Gas | EC3d072 | Hot Water | Project | 0 | 15 |  |  |  | 0 | 0% | 0% | 0% | 100% | 100% | 100% | 100% | 100% | 100% |  | Utility Specific | 0 | Non-Electric Measures | 0% | 0% | 0% | 0% | Utility Specific |  | 0 | 0 | 0% | 0% | 0% | 0% | Utility Specific | NG - C&I Gas Heat | [5 empty] | 0 | 0
C - Commercial & Industrial | C3 - Municipal Energy Solutions | C3d - Muni Direct Install | Pipe Wrap - Hot Water, Oil | EC3d073 | Hot Water | Project | 0 | 15 |  |  |  | 0 | 0% | 0% | 0% | 100% | 100% | 100% | 100% | 100% | 100% |  | Utility Specific | 0 | Non-Electric Measures | 0% | 0% | 0% | 0% | Utility Specific |  | 0 | 0 | 0% | 0% | 0% | 0% | Utility Specific | Fuel Oil - Com Fuel | [5 empty] | 0 | 0
C - Commercial & Industrial | C3 - Municipal Energy Solutions | C3d - Muni Direct Install | Pipe Wrap - Hot Water, Propane | EC3d074 | Hot Water | Project | 0 | 15 |  |  |  | 0 | 0% | 0% | 0% | 100% | 100% | 100% | 100% | 100% | 100% |  | Utility Specific | 0 | Non-Electric Measures | 0% | 0% | 0% | 0% | Utility Specific |  | 0 | 0 | 0% | 0% | 0% | 0% | Utility Specific | Propane | [5 empty] | 0 | 0
C - Commercial & Industrial | C3 - Municipal Energy Solutions | C3d - Muni Direct Install | Pre Rinse Spray Valve, Electric | EC3d075 | Hot Water | Valve | 0 | 8 |  |  |  | 0 | 0% | 0% | 0% | 100% | 100% | 100% | 100% | 100% | 100% |  | Utility Specific | 957 | Water Heater - Electric | 41.52% | 31.39% | 15.22% | 11.88% | Utility Specific |  | 0.00024338 | 0.23292 | 52% | 100% | 52% | 52% | Deemed | [6 empty] | 0 | 6410
C - Commercial & Industrial | C3 - Municipal Energy Solutions | C3d - Muni Direct Install | Pre Rinse Spray Valve, Gas | EC3d076 | Hot Water | Project | 0 | 8 |  |  |  | 0 | 0% | 0% | 0% | 100% | 100% | 100% | 100% | 100% | 100% |  | Utility Specific | 0 | Non-Electric Measures | 0% | 0% | 0% | 0% | Utility Specific |  | 0 | 0 | 0% | 0% | 0% | 0% | Deemed | NG - C&I Gas All | 11.43 |  |  |  |  | 0 | 6410
C - Commercial & Industrial | C3 - Municipal Energy Solutions | C3d - Muni Direct Install | Pre Rinse Spray Valve, Oil | EC3d077 | Hot Water | Project | 0 | 8 |  |  |  | 0 | 0% | 0% | 0% | 100% | 100% | 100% | 100% | 100% | 100% |  | Utility Specific | 0 | Non-Electric Measures | 0% | 0% | 0% | 0% | Utility Specific |  | 0 | 0 | 0% | 0% | 0% | 0% | Deemed | Fuel Oil - Com Fuel | 11.43 |  |  |  |  | 0 | 6410
C - Commercial & Industrial | C3 - Municipal Energy Solutions | C3d - Muni Direct Install | Pre Rinse Spray Valve, Propane | EC3d078 | Hot Water | Project | 0 | 8 |  |  |  | 0 | 0% | 0% | 0% | 100% | 100% | 100% | 100% | 100% | 100% |  | Utility Specific | 0 | Non-Electric Measures | 0% | 0% | 0% | 0% | Utility Specific |  | 0 | 0 | 0% | 0% | 0% | 0% | Deemed | Propane | 11.43 |  |  |  |  | 0 | 6410
C - Commercial & Industrial | C3 - Municipal Energy Solutions | C3d - Muni Direct Install | Programmable Thermostat, Electric | EC3d079 | HVAC | Project | 0 | 15 |  |  |  | 0 | 0% | 0% | 0% | 100% | 100% | 100% | 100% | 100% | 100% |  | Utility Specific | 0 | Hardwired Electric Heat | 43.13% | 56.87% | 0% | 0% | Utility Specific |  | 0.0007332 | 0 | 0% | 43.3% | 0% | 0% | Utility Specific | [6 empty] | 0 | 0
C - Commercial & Industrial | C3 - Municipal Energy Solutions | C3d - Muni Direct Install | Programmable Thermostat, Gas | EC3d080 | HVAC | Project | 0 | 15 |  |  |  | 0 | 0% | 0% | 0% | 100% | 100% | 100% | 100% | 100% | 100% |  | Utility Specific | 0 | Central Air Conditioner/Heat Pump (Cooling) | 6.595% | 3.846% | 47.32% | 42.24% | Utility Specific |  | 0.0015937 | 0 | 34.6% | 0% | 34.6% | 34.6% | Utility Specific | NG - C&I Gas Heat | [5 empty] | 0 | 0
C - Commercial & Industrial | C3 - Municipal Energy Solutions | C3d - Muni Direct Install | Programmable Thermostat, Oil | EC3d081 | HVAC | Project | 0 | 15 |  |  |  | 0 | 0% | 0% | 0% | 100% | 100% | 100% | 100% | 100% | 100% |  | Utility Specific | 0 | Central Air Conditioner/Heat Pump (Cooling) | 6.595% | 3.846% | 47.32% | 42.24% | Utility Specific |  | 0.0015937 | 0 | 34.6% | 0% | 34.6% | 34.6% | Utility Specific | Fuel Oil - Com Fuel | [5 empty] | 0 | 0
C - Commercial & Industrial | C3 - Municipal Energy Solutions | C3d - Muni Direct Install | Programmable Thermostat, Propane | EC3d082 | HVAC | Project | 0 | 15 |  |  |  | 0 | 0% | 0% | 0% | 100% | 100% | 100% | 100% | 100% | 100% |  | Utility Specific | 0 | Central Air Conditioner/Heat Pump (Cooling) | 6.595% | 3.846% | 47.32% | 42.24% | Utility Specific |  | 0.0015937 | 0 | 34.6% | 0% | 34.6% | 34.6% | Utility Specific | Propane | [5 empty] | 0 | 0
C - Commercial & Industrial | C3 - Municipal Energy Solutions | C3d - Muni Direct Install | Steam Trap, Electric | EC3d083 | HVAC | Project | 0 | 6 |  |  |  | 0 | 0% | 0% | 0% | 100% | 100% | 100% | 100% | 100% | 100% |  | Utility Specific | 0 | C&I Heating & Cooling | 26.4% | 16.6% | 34.9% | 22.1% | Utility Specific |  | 0.0016 | 0 | 0% | 0% | 0% | 0% | Utility Specific | [6 empty] | 0 | 0
C - Commercial & Industrial | C3 - Municipal Energy Solutions | C3d - Muni Direct Install | Steam Trap, Gas | EC3d084 | HVAC | Project | 0 | 6 |  |  |  | 0 | 0% | 0% | 0% | 100% | 100% | 100% | 100% | 100% | 100% |  | Utility Specific | 0 | Non-Electric Measures | 0% | 0% | 0% | 0% | Utility Specific |  | 0 | 0 | 0% | 0% | 0% | 0% | Utility Specific | NG - C&I Gas Heat | [5 empty] | 0 | 0
C - Commercial & Industrial | C3 - Municipal Energy Solutions | C3d - Muni Direct Install | Steam Trap, Oil | EC3d085 | HVAC | Project | 0 | 6 |  |  |  | 0 | 0% | 0% | 0% | 100% | 100% | 100% | 100% | 100% | 100% |  | Utility Specific | 0 | Non-Electric Measures | 0% | 0% | 0% | 0% | Utility Specific |  | 0 | 0 | 0% | 0% | 0% | 0% | Utility Specific | Fuel Oil - Com Fuel | [5 empty] | 0 | 0
C - Commercial & Industrial | C3 - Municipal Energy Solutions | C3d - Muni Direct Install | Steam Trap, Propane | EC3d086 | HVAC | Project | 0 | 6 |  |  |  | 0 | 0% | 0% | 0% | 100% | 100% | 100% | 100% | 100% | 100% |  | Utility Specific | 0 | Non-Electric Measures | 0% | 0% | 0% | 0% | Utility Specific |  | 0 | 0 | 0% | 0% | 0% | 0% | Utility Specific | Propane | [5 empty] | 0 | 0
C - Commercial & Industrial | C3 - Municipal Energy Solutions | C3d - Muni Direct Install | Variable Frequency Drive | EC3d087 | Motors/Drives | Project | 0 | 15 |  |  |  | 0 | 0% | 0% | 0% | 100% | 100% | 100% | 100% | 100% | 100% |  | Utility Specific | 0 | C&I VFDs (Combined) | 23.7% | 27.2% | 23.8% | 25.3% | Utility Specific |  | 0 | 0 | 100% | 100% | 100% | 100% | Utility Specific | [6 empty] | 0 | 0
C - Commercial & Industrial | C3 - Municipal Energy Solutions | C3d - Muni Direct Install | Variable Frequency Drive with Motor | EC3d088 | Motors/Drives | Project | 0 | 15 |  |  |  | 0 | 0% | 0% | 0% | 100% | 100% | 100% | 100% | 100% | 100% |  | Utility Specific | 0 | C&I VFDs (Combined) | 23.7% | 27.2% | 23.8% | 25.3% | Utility Specific |  | 0 | 0 | 100% | 100% | 100% | 100% | Utility Specific | [6 empty] | 0 | 0
C - Commercial & Industrial | C3 - Municipal Energy Solutions | C3d - Muni Direct Install | Vending Miser | EC3d089 | Refrigeration | Project | 0 | 5 |  |  |  | 0 | 0% | 0% | 0% | 100% | 100% | 100% | 100% | 100% | 100% |  | Utility Specific | 0 | C&I Refrigeration | 22.6% | 27.3% | 23.3% | 26.8% | Utility Specific |  | 0.0002 | 0 | 90% | 90% | 90% | 90% | Utility Specific | [6 empty] | 0 | 0
C - Commercial & Industrial | C3 - Municipal Energy Solutions | C3d - Muni Direct Install | Zero Loss Condensate Drain | EC3d090 | Compressed Air | Project | 0 | 5 |  |  |  | 0 | 0% | 0% | 0% | 100% | 100% | 100% | 100% | 100% | 100% |  | Utility Specific | 0 | C&I Compressed Air - VFD Compressor | 25.9% | 23.9% | 26.5% | 23.7% | Utility Specific |  | 0.000258 | 0 | 80% | 54% | 80% | 80% | Utility Specific | [6 empty] | 0 | 0
C - Commercial & Industrial | C3 - Municipal Energy Solutions | C3d - Muni Direct Install | Induction Cooktop Displacing Electric Resistance | EC3d091 | Food Service | Appliance | 0 | 12 |  |  |  | 0 | 0% | 0% | 0% | 100% | 100% | 100% | 100% | 100% | 100% |  | Deemed | 2488 | C&I Food Services | 32% | 35% | 16% | 17% | Deemed | 0.43 | 0.000192 | 0.43 | 90% | 90% | 90% | 90% | Utility Specific | [6 empty] | 0 | 0
C - Commercial & Industrial | C3 - Municipal Energy Solutions | C3d - Muni Direct Install | CI Audits - Muni Direct Install | EC3dAUD | Non-Energy Saving |  | 0 | 1 |  |  |  | 0 | 0% | 0% | 0% | 100% | 0% | 0% | 0% | 0% | 0% |  |  | 0 | Non-Electric Measures | 0% | 0% | 0% | 0% |  |  | 0 | 0 | 0% | 0% | 0% | 0% | [7 empty] | 0 | 0
C - Commercial & Industrial | C3 - Municipal Energy Solutions | C3d - Muni Direct Install | Vendor Fees - Muni Direct Install | EC3dNES01 | Non-Energy Saving |  | 0 | 1 |  |  |  | 0 | 0% | 0% | 0% | 100% | 0% | 0% | 0% | 0% | 0% |  |  | 0 | Non-Electric Measures | 0% | 0% | 0% | 0% |  |  | 0 | 0 | 0% | 0% | 0% | 0% | [7 empty] | 0 | 0
C - Commercial & Industrial | C3 - Municipal Energy Solutions | C3d - Muni Direct Install | Vendor Fees - TA Studies - Muni Direct Install | EC3dNES02 | Non-Energy Saving |  | 0 | 1 |  |  |  | 0 | 0% | 0% | 0% | 100% | 0% | 0% | 0% | 0% | 0% |  |  |  | Non-Electric Measures | 0% | 0% | 0% | 0% |  |  | 0 |  | 0% | 0% | 0% | 0% | [7 empty] | 0
C - Commercial & Industrial | C3 - Municipal Energy Solutions | C3d - Muni Direct Install | [5 empty] | 1 | [36 empty] | 0
C - Commercial & Industrial | C3 - Municipal Energy Solutions | C3d - Muni Direct Install | [42 empty] | 0
C - Commercial & Industrial | C3 - Municipal Energy Solutions | C3d - Muni Direct Install | [42 empty] | 0
C - Commercial & Industrial | C3 - Municipal Energy Solutions | C3d - Muni Direct Install | [42 empty] | 0
[24 empty] | 0 | [20 empty] | 0 | 0
C - Commercial & Industrial | C3 - Municipal Energy Solutions | C3e - Muni New Construction | Custom Muni Compressed Air New Construction | EC3e001 | Compressed Air | Project | 0 |  |  |  |  | 0 | 0% | 0% | 0% | 100% | 100% | 93.9% | 89.4% | 100.9% | 94.5% |  | Utility Specific | 0 | C&I Compressed Air - VFD Compressor | 13% | 20% | 26% | 41% | Utility Specific |  | 0.000258 | 0 | 100% | 100% | 100% | 100% | Utility Specific | [6 empty] | 0 | 0
C - Commercial & Industrial | C3 - Municipal Energy Solutions | C3e - Muni New Construction | Custom Muni Hot Water New Construction | EC3e002 | Hot Water | Project | 0 |  |  |  |  | 0 | 0% | 0% | 0% | 100% | 100% | 93.9% | 89.4% | 100.9% | 94.5% |  | Utility Specific | 0 | C&I Water Heating | 25% | 25% | 25% | 25% | Utility Specific |  | 0.000258 | 0 | 54% | 56% | 54% | 54% | Utility Specific | [6 empty] | 0 | 0
C - Commercial & Industrial | C3 - Municipal Energy Solutions | C3e - Muni New Construction | Custom Muni HVAC New Construction | EC3e003 | HVAC | Project | 0 |  |  |  |  | 0 | 0% | 0% | 0% | 100% | 100% | 93.9% | 89.4% | 100.9% | 94.5% |  | Utility Specific | 0 | Custom Calculation | 72% | 18% | 8% | 2% | Utility Specific |  | 0 | 0 | 100% | 38.54% | 100% | 100% | Utility Specific | [6 empty] | 0 | 0
C - Commercial & Industrial | C3 - Municipal Energy Solutions | C3e - Muni New Construction | Custom Muni Lighting New Construction - Interior | EC3e004 | Lighting | Project | 0 | 15 |  |  |  | 0 | 0% | 0% | 0% | 100% | 100% | 93.9% | 89.4% | 100.9% | 94.5% |  | Utility Specific | 0 | C&I Interior Lighting - Prescriptive | 30.3% | 17.4% | 34.3% | 18.1% | Calculated |  | 0.0002 | 0 | 80% | 61% | 80% | 80% | Calculated | NG - C&I Gas Heat | 0 | Fuel Oil - Com Fuel | 0 |  |  | 0 | 0
C - Commercial & Industrial | C3 - Municipal Energy Solutions | C3e - Muni New Construction | Custom Muni Lighting New Construction - Exterior | EC3e005 | Lighting | Project | 0 | 15 |  |  |  | 0 | 0% | 0% | 0% | 100% | 100% | 93.9% | 89.4% | 100.9% | 94.5% |  | Utility Specific | 0 | C&I Exterior Lighting | 20.1% | 31.6% | 19.2% | 29% | Calculated |  | 0.0002 | 0 | 0% | 100% | 0% | 0% | Calculated | [6 empty] | 0 | 0
C - Commercial & Industrial | C3 - Municipal Energy Solutions | C3e - Muni New Construction | Custom Muni Lighting New Construction - Controls | EC3e006 | Lighting | Project | 0 | 10 |  |  |  | 0 | 0% | 0% | 0% | 100% | 100% | 93.9% | 89.4% | 100.9% | 94.5% |  | Utility Specific | 0 | C&I Lighting Controls | 31.3% | 19% | 32.1% | 17.7% | Calculated |  | 0.0001 | 0 | 15% | 13% | 15% | 15% | Calculated | NG - C&I Gas Heat | 0 | Fuel Oil - Com Fuel | 0 |  |  | 0 | 0
C - Commercial & Industrial | C3 - Municipal Energy Solutions | C3e - Muni New Construction | Custom Muni Motors New Construction | EC3e007 | Motors/Drives | Project | 0 |  |  |  |  | 0 | 0% | 0% | 0% | 100% | 100% | 93.9% | 89.4% | 100.9% | 94.5% |  | Utility Specific | 0 | Custom Calculation | 23% | 8% | 52% | 17% | Utility Specific |  | 0 | 0 | 95% | 80% | 95% | 95% | Utility Specific | [6 empty] | 0 | 0
C - Commercial & Industrial | C3 - Municipal Energy Solutions | C3e - Muni New Construction | Custom Muni Process New Construction | EC3e008 | Process | Project | 0 |  |  |  |  | 0 | 0% | 0% | 0% | 100% | 100% | 93.9% | 89.4% | 100.9% | 94.5% |  | Utility Specific | 0 | C&I Process | 49% | 13% | 29% | 9% | Utility Specific |  | 0.000725 | 0 | 95% | 45% | 95% | 95% | Utility Specific | [6 empty] | 0 | 0
C - Commercial & Industrial | C3 - Municipal Energy Solutions | C3e - Muni New Construction | Custom Muni Refrigeration New Construction | EC3e009 | Refrigeration | Project | 0 |  |  |  |  | 0 | 0% | 0% | 0% | 100% | 100% | 93.9% | 89.4% | 100.9% | 94.5% |  | Utility Specific | 0 | C&I Refrigeration | 22.6% | 27.3% | 23.3% | 26.8% | Utility Specific |  | 0.0002 | 0 | 80% | 80% | 80% | 80% | Utility Specific | [6 empty] | 0 | 0
C - Commercial & Industrial | C3 - Municipal Energy Solutions | C3e - Muni New Construction | Custom Muni Other New Construction | EC3e010 | Custom Measures | Project | 0 |  |  |  |  | 0 | 0% | 0% | 0% | 100% | 100% | 93.9% | 89.4% | 100.9% | 94.5% |  | Utility Specific | 0 | Custom Calculation | 25.76% | 40.82% | 12.93% | 20.49% | Utility Specific |  | 0 | 0 | 47.6% | 42.8% | 47.6% | 47.6% | Utility Specific | [6 empty] | 0 | 0
C - Commercial & Industrial | C3 - Municipal Energy Solutions | C3e - Muni New Construction | Daylight Dimming | EC3e011 | Lighting | Project | 0 | 10 |  |  |  | 0 | 0% | 0% | 0% | 100% | 100% | 93.9% | 89.4% | 100.9% | 94.5% |  | Utility Specific | 0 | C&I Lighting Controls | 31.3% | 19% | 32.1% | 17.7% | Calculated |  | 0.0001 | 0 | 17% | 13% | 17% | 17% | Calculated | NG - C&I Gas Heat | 0 | Fuel Oil - Com Fuel | 0 |  |  | 0 | 0
C - Commercial & Industrial | C3 - Municipal Energy Solutions | C3e - Muni New Construction | Performance Lighting - Exterior w/ Controls | EC3e012 | Lighting | Project | 0 | 15 |  |  |  | 0 | 0% | 0% | 0% | 100% | 100% | 93.9% | 89.4% | 100.9% | 94.5% |  | Utility Specific | 0 | C&I Exterior Lighting | 20.1% | 31.6% | 19.2% | 29% | Calculated |  | 0.0002 | 0 | 0% | 100% | 0% | 0% | Calculated | [6 empty] | 0 | 0
C - Commercial & Industrial | C3 - Municipal Energy Solutions | C3e - Muni New Construction | Performance Lighting - Exterior w/o Controls | EC3e013 | Lighting | Project | 0 | 15 |  |  |  | 0 | 0% | 0% | 0% | 100% | 100% | 93.9% | 89.4% | 100.9% | 94.5% |  | Utility Specific | 0 | C&I Exterior Lighting | 20.1% | 31.6% | 19.2% | 29% | Calculated |  | 0.0002 | 0 | 0% | 100% | 0% | 0% | Calculated | [6 empty] | 0 | 0
C - Commercial & Industrial | C3 - Municipal Energy Solutions | C3e - Muni New Construction | Performance Lighting - Interior w/ Controls | EC3e014 | Lighting | Project | 1 | 15 | 6108 | 4581 |  | 1527 | 0% | 0% | 0% | 100% | 100% | 93.9% | 89.4% | 100.9% | 94.5% |  | Utility Specific | 16961.745 | C&I Interior Lighting - Prescriptive | 30.3% | 17.4% | 34.3% | 18.1% | Calculated |  | 0.0002 | 3.3923 | 50.4% | 38.9% | 50.4% | 50.4% | Calculated | NG - C&I Gas Heat | -0.91751 | Fuel Oil - Com Fuel | -1.835 |  |  | 0 | 0
C - Commercial & Industrial | C3 - Municipal Energy Solutions | C3e - Muni New Construction | Performance Lighting - Interior w/o Controls | EC3e015 | Lighting | Project | 0 | 15 |  |  |  | 0 | 0% | 0% | 0% | 100% | 100% | 93.9% | 89.4% | 100.9% | 94.5% |  | Utility Specific | 0 | C&I Interior Lighting - Prescriptive | 30.3% | 17.4% | 34.3% | 18.1% | Calculated |  | 0.0002 | 0 | 50.4% | 38.9% | 50.4% | 50.4% | Calculated | NG - C&I Gas Heat | 0 | Fuel Oil - Com Fuel | 0 |  |  | 0 | 0
C - Commercial & Industrial | C3 - Municipal Energy Solutions | C3e - Muni New Construction | Lighting Occupancy Sensors | EC3e016 | Lighting | Project | 0 | 10 |  |  |  | 0 | 0% | 0% | 0% | 100% | 100% | 93.9% | 89.4% | 100.9% | 94.5% |  | Utility Specific | 0 | C&I Lighting Controls | 31.3% | 19% | 32.1% | 17.7% | Calculated |  | 0.0001 | 0 | 18% | 13% | 18% | 18% | Calculated | NG - C&I Gas Heat | 0 | Fuel Oil - Com Fuel | 0 |  |  | 0 | 0
C - Commercial & Industrial | C3 - Municipal Energy Solutions | C3e - Muni New Construction | CI Audits - Muni New Construction | EC3eAUD | Non-Energy Saving |  | 1 | 1 | 6386.1594 | 6386.1594 |  | 0 | 0% | 0% | 0% | 100% | 0% | 0% | 0% | 0% | 0% |  |  | 0 | Non-Electric Measures | 0% | 0% | 0% | 0% |  |  | 0 | 0 | 0% | 0% | 0% | 0% | [7 empty] | 0 | 0
C - Commercial & Industrial | C3 - Municipal Energy Solutions | C3e - Muni New Construction | Vendor Fees - Muni New Construction | EC3eNES01 | Non-Energy Saving |  | 0 | 1 |  |  |  | 0 | 0% | 0% | 0% | 100% | 0% | 0% | 0% | 0% | 0% |  |  | 0 | Non-Electric Measures | 0% | 0% | 0% | 0% |  |  | 0 | 0 | 0% | 0% | 0% | 0% | [7 empty] | 0 | 0
C - Commercial & Industrial | C3 - Municipal Energy Solutions | C3e - Muni New Construction | Vendor Fees - TA Studies - Muni New Construction | EC3eNES02 | Non-Energy Saving |  | 0 | 1 |  |  |  | 0 | 0% | 0% | 0% | 100% | 0% | 0% | 0% | 0% | 0% |  |  | 0 | Non-Electric Measures | 0% | 0% | 0% | 0% |  |  | 0 | 0 | 0% | 0% | 0% | 0% | [7 empty] | 0 | 0
C - Commercial & Industrial | C3 - Municipal Energy Solutions | C3e - Muni New Construction | [21 empty] | 0 | [20 empty] | 0 | 0
C - Commercial & Industrial | C3 - Municipal Energy Solutions | C3e - Muni New Construction | [21 empty] | 0 | [20 empty] | 0 | 0
C - Commercial & Industrial | C3 - Municipal Energy Solutions | C3e - Muni New Construction | [21 empty] | 0 | [20 empty] | 0 | 0
C - Commercial & Industrial | C3 - Municipal Energy Solutions | C3e - Muni New Construction | [21 empty] | 0 | [20 empty] | 0 | 0
C - Commercial & Industrial | C3 - Municipal Energy Solutions | C3e - Muni New Construction | [21 empty] | 0 | [20 empty] | 0 | 0
C - Commercial & Industrial | C3 - Municipal Energy Solutions | C3e - Muni New Construction | [21 empty] | 0 | [20 empty] | 0 | 0
C - Commercial & Industrial | C3 - Municipal Energy Solutions | C3e - Muni New Construction | [21 empty] | 0 | [20 empty] | 0 | 0
0
C - Commercial & Industrial | C3 - Municipal Energy Solutions | [22 empty] | 0 | [20 empty] | 0 | 0
[24 empty] | 0% | [20 empty] | 0 | 0
C - Commercial & Industrial | C5 - C&I Active Demand Response | C5a - C&I Active Demand Response | Load Curtailment Targeted Dispatch P4P Summer | EC5a001 | Behavior | Participant | 32 | 1 | 12031 | 12031 |  | 0 | 0% | 0% | 0% | 100% | 100% | 87.6% | 100% | 87.6% | 100% | 10% | Utility Specific | 0 | ADR Summer Peak | 0% | 0% | 100% | 0% | Utility Specific | 219 | 0 | 219 | 100% | 0% | 100% | 100% | Utility Specific | [6 empty] | 0 | 0
C - Commercial & Industrial | C5 - C&I Active Demand Response | C5a - C&I Active Demand Response | Storage Daily Dispatch P4P (savings) Summer | EC5a002 | Behavior | Participant | 0 | 1 |  |  |  | 0 | 0% | 0% | 0% | 100% | 100% | 100% | 100% | 100% | 100% | 100% | Utility Specific | 0 | ADR Summer Peak | 0% | 0% | 100% | 0% | Utility Specific |  | 0 | 0 | 100% | 0% | 100% | 100% | Utility Specific | [6 empty] | 0 | 0
C - Commercial & Industrial | C5 - C&I Active Demand Response | C5a - C&I Active Demand Response | Storage Daily Dispatch P4P (consumption) Summer | EC5a003 | Behavior | Participant | 0 | 1 |  |  |  | 0 | 0% | 0% | 0% | 100% | 100% | 100% | 100% | 100% | 100% | 100% | Utility Specific | 0 | ADR Summer Charging | 0% | 0% | 0% | 100% | Utility Specific |  | 0 | 0 | 0% | 0% | 0% | 0% | Utility Specific | [6 empty] | 0 | 0
C - Commercial & Industrial | C5 - C&I Active Demand Response | C5a - C&I Active Demand Response | Storage Targeted Dispatch P4P (savings) Summer | EC5a004 | Behavior | Participant | 0 | 1 |  |  |  | 0 | 0% | 0% | 0% | 100% | 100% | 100% | 100% | 100% | 100% | 10% | Utility Specific | 0 | ADR Summer Peak | 0% | 0% | 100% | 0% | Utility Specific |  | 0 | 0 | 100% | 0% | 100% | 100% | Utility Specific | [6 empty] | 0 | 0
C - Commercial & Industrial | C5 - C&I Active Demand Response | C5a - C&I Active Demand Response | Storage Targeted Dispatch P4P (consumption) Summer | EC5a005 | Behavior | Participant | 0 | 1 |  |  |  | 0 | 0% | 0% | 0% | 100% | 100% | 100% | 100% | 100% | 100% | 10% | Utility Specific | 0 | ADR Summer Charging | 0% | 0% | 0% | 100% | Utility Specific |  | 0 | 0 | 0% | 0% | 0% | 0% | Utility Specific | [6 empty] | 0 | 0
C - Commercial & Industrial | C5 - C&I Active Demand Response | C5a - C&I Active Demand Response |  |  |  | Thermostat | [17 empty] | 0 | [20 empty] | 0 | 0
C - Commercial & Industrial | C5 - C&I Active Demand Response | C5a - C&I Active Demand Response | [21 empty] | 0 | [20 empty] | 0 | 0
C - Commercial & Industrial | C5 - C&I Active Demand Response | C5a - C&I Active Demand Response | [21 empty] | 0% | [20 empty] | 0 | 0
C - Commercial & Industrial | C5 - C&I Active Demand Response | C5a - C&I Active Demand Response | [21 empty] | 0 | [20 empty] | 0 | 0
C - Commercial & Industrial | C5 - C&I Active Demand Response | C5a - C&I Active Demand Response | [21 empty] | 0 | [20 empty] | 0 | 0
[24 empty] | 0 | [20 empty] | 0 | 0
C - Commercial & Industrial | C5 - C&I Active Demand Response | [14 empty] | #REF! | [7 empty] | 0 | [20 empty] | 0 | 0
Note on I113: Note: Weighted average measure life for weatherization measures.
Note on V260: Note: Weighted average based on deemed MMBtu savings of ESProducts Clothes Washer

## Calculations Yr 1
Year | 2027
[55 empty] | 3 | 4 | 5 | 6 |  | 7 | 8 | 9 | 10 | 11 |  |  | 12 | 14 | 16 | 20 | 24 | 26 | 27 |  |  | 28 | 29 | 30 | 31 | 32 | 33 | 34 |  | 35 | 36 | 37 | 38 | 39 | 40 | 41 | 42 |  |  | 43 | 44 | 45 | 46 | 47 | 48 | 49 | 50 | 51 | 52 |  | 53 |  | 54 |  | 55 | 56 | 57 | 58 |  | 59 | 60 | 62 | 63 | 64 | 65 | 66 | 67 | 68
Inputs | [7 empty] | Costs |  |  | Electric Savings: Energy | [9 empty] | Electric Savings: Capacity |  |  |  |  | Natural Gas Savings |  |  |  | Other Resource Savings: Oil |  |  |  | Other Resource Savings: Propane |  |  |  | Other Resource Savings: Kerosene |  |  |  | Other Resource Savings: Cord Wood |  |  |  | Other Resource Savings: Wood Pellet |  |  |  | SUB-TOTAL |  | Other Resource Savings: Water |  |  | Electric Benefits: Energy |  |  |  |  | Electric Benefits: Energy DRIPE | [5 empty] | Sub-Total | Electric Benefits: Capacity | [7 empty] | Total | Non-Electric Resource Benefits: Natural Gas | [7 empty] | Non-Electric Resource Benefits: Natural Gas DRIPE | [8 empty] | Sub Total | 43: Non-Electric Resource Benefits: Other | Total | Non-Energy Impacts |  |  |  | Benefits from Avoided Electric Non-Embedded GHG Costs |  |  |  |  | Benefits from Avoided Non-Electric Non-Embedded GHG Costs | [9 empty] | TOTAL | TOTAL | TOTAL | TOTAL
Sector | Program | Subprogram | Measure | Measure ID | End Use | Quantity | Measure Life | TRC (Total) | Incentive (Total) | Customer Cost (Total) | Gross Annual MWh Savings | Adjusted Gross Annual MWh Savings | Gross Lifetime MWh Savings | Adjusted Gross Lifetime MWh Savings | Net Annual MWh Savings | Net Lifetime MWh Savings | Winter Peak Energy MWh Net Lifetime | Winter Off-Peak Energy MWh Net Lifetime | Summer Peak Energy MWh Net Lifetime | Summer Off-Peak Energy MWh Net Lifetime | Max Net kW | Annual Adjusted Gross Winter kW | Annual Net Winter kW | Annual Adjusted Gross Summer kw | Annual Net Summer kw | Adj. Gross Annual Gas Savings (MMBTU) | Adj. Gross Lifetime Gas Savings (MMBTU) | Net Annual Gas Savings (MMBTU) | Net Lifetime Gas Savings (MMBTU) | Adj Gross Annual Oil Savings (MMBTU) | Adj Gross Lifetime Oil Savings (MMBTU) | Net Annual Oil Savings (MMBTU) | Net Lifetime Oil Savings (MMBTU) | Adj Gross Annual Propane Savings (MMBTU) | Adj Gross Lifetime Propane Savings (MMBTU) | Net Annual Propane Savings (MMBTU) | Net Lifetime Propane Savings (MMBTU) | Adj Gross Annual Kerosene Savings (MMBTU) | Adj Gross Lifetime Kerosene Savings (MMBTU) | Net Annual Kerosene Savings (MMBTU) | Net Lifetime Kerosene Savings (MMBTU) | Adj Gross Annual Cord Wood Savings (MMBTU) | Adj Gross Lifetime Cord Wood Savings (MMBTU) | Net Annual Cord Wood Savings (MMBTU) | Net Lifetime Cord Wood Savings (MMBTU) | Adj Gross Annual Wood Pellet Savings (MMBTU) | Adj Gross Lifetime Wood Pellet Savings (MMBTU) | Net Annual Wood Pellet Savings (MMBTU) | Net Lifetime Wood Pellet Savings (MMBTU) | Total Net Annual MMBTU | Total Net Lifetime MMBTU | Net Annual Res Water Savings Gallons | Net Annual C&I Water Savings Gallons | Net Lifetime Water Savings Gallons | Winter Peak Energy Benefits ($) | Winter Off-Peak Energy Benefits ($) | Summer Peak Energy Benefits ($) | Summer Off-Peak Energy Benefits ($) | Total Avoided Energy Benefits ($) | Winter Peak Energy DRIPE Benefits ($) | Winter Off-Peak Energy DRIPE Benefits ($) | Summer Peak Energy DRIPE Benefits ($) | Summer Off-Peak Energy DRIPE Benefits ($) | Energy Electric Cross DRIPE Benefits ($) | Total Energy DRIPE Benefits ($) | Total Electric Energy Benefits ($) | Summer Generation Benefits ($) | Winter Generation Benefits ($) | Electric Capacity DRIPE ($) | Reliability ($) | PTF Benefits ($) | Transmission Benefits ($) | Distribution Benefits ($) | Total Electric Capacity Benefits ($) | Total Electric Benefits ($) | NG - Res Non Heating | NG - Res Hot Water | NG - Res Heating | NG - Res All | NG - C& I Gas Non Heating | NG - C&I Gas Heat | NG - C&I Gas All | Total Avoided Gas Benefits ($) | Gas Supply DRIPE | Res Non-Heating GECD | Res Hot Water GECD | Res Heating GECD | Res All GECD | C&I Non-Heating GECD | C&I Heating GECD | C&I All GECD | Total Gas DRIPE | Total Gas Resource Benefits | Fuel Oil - Residential Distillate | Fuel Oil - Com Fuel | Fuel Oil - Industrial | Oil DRIPE | Kerosene | Propane | Cord Wood | Pellet Wood | Res Water | C&I Water | Total Non-Electric Resource Benefits | NEI Adder | Fossil Emissions (oil, gas, propane, kerosene) | Fossil Emissions Based on RGGI | Total Non-Resource Benefits (Used in TRC) | Winter Peak Benefits ($) | Winter Off-Peak Benefits ($) | Summer Peak Benefits ($) | Summer Off-Peak Benefits ($) | Total Electric Non-Embedded GHG Benefits ($) | NG - Res | NG - C&I | Fuel Oil - Residential Distillate | Fuel Oil - Com Fuel | Fuel Oil - Industrial | Cord Wood | Pellet Wood | Kerosene | Propane | Total Non-Electric Non-Embedded GHG Benefits ($) | Total Benefits (Legacy NH TRC) | Total Benefits (Granite State Test) | Total Benefits (Utility Cost Test) | Total Benefits (Secondary GST)
B - Income Eligible | B1 - Home Energy Assistance | B1a - HEA (Weatherization) | Air Sealing, Cord Wood | EB1a001 | Envelope | [22 empty] | 0 |  |  |  | 0 |  |  |  | 0 |  |  |  | 0 | [9 empty] | 0 | 0 | [53 empty] | 0
B - Income Eligible | B1 - Home Energy Assistance | B1a - HEA (Weatherization) | Air Sealing, Electric | EB1a002 | Envelope | 3 | 15 | 16087.5 | 16087.5 | 0 | 36.2482 | 23.1988 | 543.7224 | 347.9823 | 23.1988 | 347.9823 | 88.4129 | 103.2176 | 80.897 | 75.4548 | 28.3899 | 3.6521 | 3.6521 | 6.105 | 6.105 | 0 | 0 | 0 | 0 | 6.1488 | 92.232 | 6.1488 | 92.232 | 0 | 0 | 0 | 0 | 0 | 0 | 0 | 0 | 0 | 0 | 0 | 0 | 0 | 0 | 0 | 0 | 6.1488 | 92.232 | 0 | 0 | 0 | 6735.6114 | 7311.245 | 4180.3075 | 3734.922 | 21962.086 | 459.8763 | 463.8219 | 230.9174 | 128.9816 | 616.5027 | 1900.0999 | 23862.1859 | 6399.4661 | 0 | 423.2977 | 88.6459 | 6828.1904 | 0 | 8164.1318 | 21903.7318 | 45765.9176 | 0 | 0 | 0 | 0 | 0 | 0 | 0 | 0 | 0 | 0 | 0 | 0 | 0 | 0 | 0 | 0 | 0 | 0 | 2675.8067 | 0 | 0 | 1.2524 | 0 | 0 | 0 | 0 | 0 | 0 | 2677.0591 | 0 |  | 81.6663 | 81.6663 | 4868.0251 | 5165.1939 | 4406.6149 | 4021.7007 | 18461.5345 | 0 | 0 | 1841.0268 | 0 | 0 | 0 | 0 | 0 | 0 | 1841.0268 | 48524.6431 | 68745.5381 | 45765.9176 | 68745.5381
B - Income Eligible | B1 - Home Energy Assistance | B1a - HEA (Weatherization) | Air Sealing, Gas | EB1a003 | Envelope | [22 empty] | 0 |  |  |  | 0 |  |  |  | 0 |  |  |  | 0 | [9 empty] | 0 | 0 | [53 empty] | 0
B - Income Eligible | B1 - Home Energy Assistance | B1a - HEA (Weatherization) | Air Sealing, Kerosene | EB1a004 | Envelope | 4 | 15 | 4460.4 | 4460.4 | 0 | 0.04852 | 0.031053 | 0.7278 | 0.46579 | 0.031053 | 0.46579 | 0.030717 | 0.017916 | 0.22043 | 0.19673 | 0.077328 | 0 | 0 | 0.017123 | 0.017123 | 0 | 0 | 0 | 0 | 0 | 0 | 0 | 0 | 0 | 0 | 0 | 0 | 14.6156 | 219.234 | 14.6156 | 219.234 | 0 | 0 | 0 | 0 | 0 | 0 | 0 | 0 | 14.6156 | 219.234 | 0 | 0 | 0 | 2.3402 | 1.269 | 11.3903 | 9.7381 | 24.7376 | 0.15978 | 0.080506 | 0.6292 | 0.33629 | 0.82522 | 2.031 | 26.7686 | 17.9495 | 0 | 1.1873 | 0.24864 | 19.152 | 0 | 22.8991 | 61.4365 | 88.2051 | 0 | 0 | 0 | 0 | 0 | 0 | 0 | 0 | 0 | 0 | 0 | 0 | 0 | 0 | 0 | 0 | 0 | 0 | 0 | 0 | 0 | 0 | 7995.3065 | 0 | 0 | 0 | 0 | 0 | 7995.3065 | 0 |  | 191.6256 | 191.6256 | 1.6913 | 0.89652 | 12.007 | 10.4858 | 25.0806 | 0 | 0 | 0 | 0 | 0 | 0 | 0 | 4441.8676 | 0 | 4441.8676 | 8275.1372 | 12550.4598 | 88.2051 | 12550.4598
B - Income Eligible | B1 - Home Energy Assistance | B1a - HEA (Weatherization) | Air Sealing, Oil | EB1a005 | Envelope | 48.8462 | 15 | 95140.141 | 95140.141 | 0 | 4.2364 | 2.7113 | 63.5464 | 40.6697 | 2.7113 | 40.6697 | 2.682 | 1.5643 | 19.246 | 17.1774 | 6.7517 | 0 | 0 | 1.4951 | 1.4951 | 0 | 0 | 0 | 0 | 281.5738 | 4223.6068 | 281.5738 | 4223.6068 | 0 | 0 | 0 | 0 | 0 | 0 | 0 | 0 | 0 | 0 | 0 | 0 | 0 | 0 | 0 | 0 | 281.5738 | 4223.6068 | 0 | 0 | 0 | 204.3263 | 110.8016 | 994.5259 | 850.262 | 2159.9157 | 13.9505 | 7.0292 | 54.9369 | 29.3629 | 72.0525 | 177.332 | 2337.2477 | 1567.2239 | 0 | 103.6652 | 21.7093 | 1672.2181 | 0 | 1999.389 | 5364.2055 | 7701.4532 | 0 | 0 | 0 | 0 | 0 | 0 | 0 | 0 | 0 | 0 | 0 | 0 | 0 | 0 | 0 | 0 | 0 | 0 | 122533.9963 | 0 | 0 | 57.3514 | 0 | 0 | 0 | 0 | 0 | 0 | 122591.3478 | 0 |  | 3739.7705 | 3739.7705 | 147.6726 | 78.2783 | 1048.3661 | 915.5477 | 2189.8647 | 0 | 0 | 84306.674 | 0 | 0 | 0 | 0 | 0 | 0 | 84306.674 | 134032.5715 | 216789.3397 | 7701.4532 | 216789.3397
B - Income Eligible | B1 - Home Energy Assistance | B1a - HEA (Weatherization) | Air Sealing, Propane | EB1a006 | Envelope | 40 | 15 | 69090 | 69090 | 0 | 0.8644 | 0.55322 | 12.966 | 8.2982 | 0.55322 | 8.2982 | 0.54724 | 0.31917 | 3.9269 | 3.5049 | 1.3776 | 0 | 0 | 0.30506 | 0.30506 | 0 | 0 | 0 | 0 | 0 | 0 | 0 | 0 | 144.204 | 2163.06 | 144.204 | 2163.06 | 0 | 0 | 0 | 0 | 0 | 0 | 0 | 0 | 0 | 0 | 0 | 0 | 144.204 | 2163.06 | 0 | 0 | 0 | 41.6907 | 22.6079 | 202.9228 | 173.4873 | 440.7087 | 2.8464 | 1.4342 | 11.2093 | 5.9912 | 14.7016 | 36.1828 | 476.8915 | 319.776 | 0 | 21.1518 | 4.4296 | 341.199 | 0 | 407.9549 | 1094.5113 | 1571.4028 | 0 | 0 | 0 | 0 | 0 | 0 | 0 | 0 | 0 | 0 | 0 | 0 | 0 | 0 | 0 | 0 | 0 | 0 | 0 | 0 | 0 | 0 | 0 | 119154.7338 | 0 | 0 | 0 | 0 | 119154.7338 | 0 |  | 1624.435 | 1624.435 | 30.1311 | 15.9719 | 213.9084 | 186.8082 | 446.8195 | 0 | 0 | 0 | 0 | 0 | 0 | 0 | 0 | 35985.4054 | 35985.4054 | 122350.5715 | 157158.3615 | 1571.4028 | 157158.3615
B - Income Eligible | B1 - Home Energy Assistance | B1a - HEA (Weatherization) | Air Sealing, Wood Pellets | EB1a007 | Envelope | [22 empty] | 0 |  |  |  | 0 |  |  |  | 0 |  |  |  | 0 | [9 empty] | 0 | 0 | [53 empty] | 0
B - Income Eligible | B1 - Home Energy Assistance | B1a - HEA (Weatherization) | Duct Sealing, Cord Wood | EB1a084 | HVAC | [22 empty] | 0 |  |  |  | 0 |  |  |  | 0 |  |  |  | 0 | [9 empty] | 0 | 0 | [53 empty] | 0
B - Income Eligible | B1 - Home Energy Assistance | B1a - HEA (Weatherization) | Duct Sealing, Electric | EB1a085 | HVAC | [22 empty] | 0 |  |  |  | 0 |  |  |  | 0 |  |  |  | 0 | [9 empty] | 0 | 0 | [53 empty] | 0
B - Income Eligible | B1 - Home Energy Assistance | B1a - HEA (Weatherization) | Duct Sealing, Gas | EB1a086 | HVAC | [22 empty] | 0 |  |  |  | 0 |  |  |  | 0 |  |  |  | 0 | [9 empty] | 0 | 0 | [53 empty] | 0
B - Income Eligible | B1 - Home Energy Assistance | B1a - HEA (Weatherization) | Duct Sealing, Kerosene | EB1a087 | HVAC | [22 empty] | 0 |  |  |  | 0 |  |  |  | 0 |  |  |  | 0 | [9 empty] | 0 | 0 | [53 empty] | 0
B - Income Eligible | B1 - Home Energy Assistance | B1a - HEA (Weatherization) | Duct Sealing, Oil | EB1a088 | HVAC | [22 empty] | 0 |  |  |  | 0 |  |  |  | 0 |  |  |  | 0 | [9 empty] | 0 | 0 | [53 empty] | 0
B - Income Eligible | B1 - Home Energy Assistance | B1a - HEA (Weatherization) | Duct Sealing, Propane | EB1a089 | HVAC | [22 empty] | 0 |  |  |  | 0 |  |  |  | 0 |  |  |  | 0 | [9 empty] | 0 | 0 | [53 empty] | 0
B - Income Eligible | B1 - Home Energy Assistance | B1a - HEA (Weatherization) | Duct Sealing, Wood Pellets | EB1a090 | HVAC | [22 empty] | 0 |  |  |  | 0 |  |  |  | 0 |  |  |  | 0 | [9 empty] | 0 | 0 | [53 empty] | 0
B - Income Eligible | B1 - Home Energy Assistance | B1a - HEA (Weatherization) | Faucet Aerator, Electric | EB1a009 | Hot Water | 5 | 7 | 250 | 250 | 0 | 0.23431 | 0.23431 | 1.6402 | 1.6402 | 0.23431 | 1.6402 | 0.68094 | 0.51487 | 0.24961 | 0.19478 | 0.057028 | 0.046079 | 0.046079 | 0.017793 | 0.017793 | 0 | 0 | 0 | 0 | 0 | 0 | 0 | 0 | 0 | 0 | 0 | 0 | 0 | 0 | 0 | 0 | 0 | 0 | 0 | 0 | 0 | 0 | 0 | 0 | 0 | 0 | 2930 | 0 | 20510 | 56.7661 | 41.0819 | 12.7339 | 9.7579 | 120.3398 | 5.5516 | 3.6655 | 1.0522 | 0.49588 | 5.7291 | 16.4943 | 136.8341 | 7.1012 | 0 | 1.1754 | 0.25836 | 10.1029 | 0 | 12.0795 | 30.7174 | 167.5515 | 0 | 0 | 0 | 0 | 0 | 0 | 0 | 0 | 0 | 0 | 0 | 0 | 0 | 0 | 0 | 0 | 0 | 0 | 0 | 0 | 0 | 0 | 0 | 0 | 0 | 0 | 445.6559 | 0 | 445.6559 | 0 |  | 0 | 0 | 44.0222 | 31.0528 | 14.9419 | 11.3174 | 101.3343 | 0 | 0 | 0 | 0 | 0 | 0 | 0 | 0 | 0 | 0 | 613.2074 | 714.5417 | 167.5515 | 714.5417
B - Income Eligible | B1 - Home Energy Assistance | B1a - HEA (Weatherization) | Faucet Aerator, Gas | EB1a010 | Hot Water | [22 empty] | 0 |  |  |  | 0 |  |  |  | 0 |  |  |  | 0 | [9 empty] | 0 | 0 | [53 empty] | 0
B - Income Eligible | B1 - Home Energy Assistance | B1a - HEA (Weatherization) | Faucet Aerator, Kerosene | EB1a011 | Hot Water | [22 empty] | 0 |  |  |  | 0 |  |  |  | 0 |  |  |  | 0 | [9 empty] | 0 | 0 | [53 empty] | 0
B - Income Eligible | B1 - Home Energy Assistance | B1a - HEA (Weatherization) | Faucet Aerator, Oil | EB1a012 | Hot Water | 20 | 7 | 1000 | 1000 | 0 | 0 | 0 | 0 | 0 | 0 | 0 | 0 | 0 | 0 | 0 | 0 | 0 | 0 | 0 | 0 | 0 | 0 | 0 | 0 | 3.12 | 21.84 | 3.12 | 21.84 | 0 | 0 | 0 | 0 | 0 | 0 | 0 | 0 | 0 | 0 | 0 | 0 | 0 | 0 | 0 | 0 | 3.12 | 21.84 | 11720 | 0 | 82040 | 0 | 0 | 0 | 0 | 0 | 0 | 0 | 0 | 0 | 0 | 0 | 0 | 0 | 0 | 0 | 0 | 0 | 0 | 0 | 0 | 0 | 0 | 0 | 0 | 0 | 0 | 0 | 0 | 0 | 0 | 0 | 0 | 0 | 0 | 0 | 0 | 0 | 0 | 0 | 681.3862 | 0 | 0 | 0.34082 | 0 | 0 | 0 | 0 | 1782.6236 | 0 | 2464.3507 | 0 |  | 17.5393 | 17.5393 | 0 | 0 | 0 | 0 | 0 | 0 | 0 | 447.8271 | 0 | 0 | 0 | 0 | 0 | 0 | 447.8271 | 2481.89 | 2912.1778 | 0 | 2912.1778
B - Income Eligible | B1 - Home Energy Assistance | B1a - HEA (Weatherization) | Faucet Aerator, Propane | EB1a013 | Hot Water | 18 | 7 | 900 | 900 | 0 | 0 | 0 | 0 | 0 | 0 | 0 | 0 | 0 | 0 | 0 | 0 | 0 | 0 | 0 | 0 | 0 | 0 | 0 | 0 | 0 | 0 | 0 | 0 | 2.808 | 19.656 | 2.808 | 19.656 | 0 | 0 | 0 | 0 | 0 | 0 | 0 | 0 | 0 | 0 | 0 | 0 | 2.808 | 19.656 | 10548 | 0 | 73836 | 0 | 0 | 0 | 0 | 0 | 0 | 0 | 0 | 0 | 0 | 0 | 0 | 0 | 0 | 0 | 0 | 0 | 0 | 0 | 0 | 0 | 0 | 0 | 0 | 0 | 0 | 0 | 0 | 0 | 0 | 0 | 0 | 0 | 0 | 0 | 0 | 0 | 0 | 0 | 0 | 0 | 0 | 0 | 0 | 1164.4087 | 0 | 0 | 1604.3613 | 0 | 2768.77 | 0 |  | 13.3884 | 13.3884 | 0 | 0 | 0 | 0 | 0 | 0 | 0 | 0 | 0 | 0 | 0 | 0 | 0 | 335.9137 | 335.9137 | 2782.1584 | 3104.6837 | 0 | 3104.6837
B - Income Eligible | B1 - Home Energy Assistance | B1a - HEA (Weatherization) | Tank Wrap, Electric | EB1a091 | Hot Water | [22 empty] | 0 |  |  |  | 0 |  |  |  | 0 |  |  |  | 0 | [9 empty] | 0 | 0 | [53 empty] | 0
B - Income Eligible | B1 - Home Energy Assistance | B1a - HEA (Weatherization) | Tank Wrap, Gas | EB1a092 | Hot Water | [22 empty] | 0 |  |  |  | 0 |  |  |  | 0 |  |  |  | 0 | [9 empty] | 0 | 0 | [53 empty] | 0
B - Income Eligible | B1 - Home Energy Assistance | B1a - HEA (Weatherization) | Tank Wrap, Kerosene | EB1a093 | Hot Water | [22 empty] | 0 |  |  |  | 0 |  |  |  | 0 |  |  |  | 0 | [9 empty] | 0 | 0 | [53 empty] | 0
B - Income Eligible | B1 - Home Energy Assistance | B1a - HEA (Weatherization) | Tank Wrap, Oil | EB1a094 | Hot Water | [22 empty] | 0 |  |  |  | 0 |  |  |  | 0 |  |  |  | 0 | [9 empty] | 0 | 0 | [53 empty] | 0
B - Income Eligible | B1 - Home Energy Assistance | B1a - HEA (Weatherization) | Tank Wrap, Propane | EB1a095 | Hot Water | [22 empty] | 0 |  |  |  | 0 |  |  |  | 0 |  |  |  | 0 | [9 empty] | 0 | 0 | [53 empty] | 0
B - Income Eligible | B1 - Home Energy Assistance | B1a - HEA (Weatherization) | Hand Held Showerhead, Electric | EB1a016 | Hot Water | 4 | 15 | 200 | 200 | 0 | 0.2 | 0.182 | 3 | 2.73 | 0.182 | 2.73 | 1.1334 | 0.85697 | 0.41546 | 0.32419 | 0.048676 | 0.035791 | 0.035791 | 0.01382 | 0.01382 | 0 | 0 | 0 | 0 | 0 | 0 | 0 | 0 | 0 | 0 | 0 | 0 | 0 | 0 | 0 | 0 | 0 | 0 | 0 | 0 | 0 | 0 | 0 | 0 | 0 | 0 | 4535.44 | 0 | 68031.6 | 86.3448 | 60.7018 | 21.4688 | 16.0472 | 184.5625 | 5.8952 | 3.8509 | 1.1859 | 0.55417 | 4.8366 | 16.3228 | 200.8854 | 14.4869 | 0 | 0.95825 | 0.20067 | 15.4574 | 0 | 18.4817 | 49.5849 | 250.4703 | 0 | 0 | 0 | 0 | 0 | 0 | 0 | 0 | 0 | 0 | 0 | 0 | 0 | 0 | 0 | 0 | 0 | 0 | 0 | 0 | 0 | 0 | 0 | 0 | 0 | 0 | 1358.8537 | 0 | 1358.8537 | 0 |  | 0 | 0 | 62.4039 | 42.8842 | 22.631 | 17.2793 | 145.1984 | 0 | 0 | 0 | 0 | 0 | 0 | 0 | 0 | 0 | 0 | 1609.324 | 1754.5224 | 250.4703 | 1754.5224
B - Income Eligible | B1 - Home Energy Assistance | B1a - HEA (Weatherization) | Hand Held Showerhead, Gas | EB1a017 | Hot Water | [22 empty] | 0 |  |  |  | 0 |  |  |  | 0 |  |  |  | 0 | [9 empty] | 0 | 0 | [53 empty] | 0
B - Income Eligible | B1 - Home Energy Assistance | B1a - HEA (Weatherization) | Hand Held Showerhead, Kerosene | EB1a018 | Hot Water | 1 | 15 | 50 | 50 | 0 | 0 | 0 | 0 | 0 | 0 | 0 | 0 | 0 | 0 | 0 | 0 | 0 | 0 | 0 | 0 | 0 | 0 | 0 | 0 | 0 | 0 | 0 | 0 | 0 | 0 | 0 | 0 | 0.57603 | 8.6405 | 0.57603 | 8.6405 | 0 | 0 | 0 | 0 | 0 | 0 | 0 | 0 | 0.57603 | 8.6405 | 1133.86 | 0 | 17007.9 | 0 | 0 | 0 | 0 | 0 | 0 | 0 | 0 | 0 | 0 | 0 | 0 | 0 | 0 | 0 | 0 | 0 | 0 | 0 | 0 | 0 | 0 | 0 | 0 | 0 | 0 | 0 | 0 | 0 | 0 | 0 | 0 | 0 | 0 | 0 | 0 | 0 | 0 | 0 | 0 | 0 | 0 | 0 | 315.111 | 0 | 0 | 0 | 339.7134 | 0 | 654.8244 | 0 |  | 7.5523 | 7.5523 | 0 | 0 | 0 | 0 | 0 | 0 | 0 | 0 | 0 | 0 | 0 | 0 | 175.0629 | 0 | 175.0629 | 662.3768 | 829.8873 | 0 | 829.8873
B - Income Eligible | B1 - Home Energy Assistance | B1a - HEA (Weatherization) | Hand Held Showerhead, Oil | EB1a019 | Hot Water | 16 | 15 | 800 | 800 | 0 | 0 | 0 | 0 | 0 | 0 | 0 | 0 | 0 | 0 | 0 | 0 | 0 | 0 | 0 | 0 | 0 | 0 | 0 | 0 | 9.2165 | 138.2472 | 9.2165 | 138.2472 | 0 | 0 | 0 | 0 | 0 | 0 | 0 | 0 | 0 | 0 | 0 | 0 | 0 | 0 | 0 | 0 | 9.2165 | 138.2472 | 18141.76 | 0 | 272126.4 | 0 | 0 | 0 | 0 | 0 | 0 | 0 | 0 | 0 | 0 | 0 | 0 | 0 | 0 | 0 | 0 | 0 | 0 | 0 | 0 | 0 | 0 | 0 | 0 | 0 | 0 | 0 | 0 | 0 | 0 | 0 | 0 | 0 | 0 | 0 | 0 | 0 | 0 | 0 | 4010.7857 | 0 | 0 | 1.8772 | 0 | 0 | 0 | 0 | 5435.4148 | 0 | 9448.0778 | 0 |  | 122.4103 | 122.4103 | 0 | 0 | 0 | 0 | 0 | 0 | 0 | 2759.5281 | 0 | 0 | 0 | 0 | 0 | 0 | 2759.5281 | 9570.488 | 12207.6058 | 0 | 12207.6058
B - Income Eligible | B1 - Home Energy Assistance | B1a - HEA (Weatherization) | Hand Held Showerhead, Propane | EB1a020 | Hot Water | 14 | 15 | 700 | 700 | 0 | 0 | 0 | 0 | 0 | 0 | 0 | 0 | 0 | 0 | 0 | 0 | 0 | 0 | 0 | 0 | 0 | 0 | 0 | 0 | 0 | 0 | 0 | 0 | 8.0644 | 120.9663 | 8.0644 | 120.9663 | 0 | 0 | 0 | 0 | 0 | 0 | 0 | 0 | 0 | 0 | 0 | 0 | 8.0644 | 120.9663 | 15874.04 | 0 | 238110.6 | 0 | 0 | 0 | 0 | 0 | 0 | 0 | 0 | 0 | 0 | 0 | 0 | 0 | 0 | 0 | 0 | 0 | 0 | 0 | 0 | 0 | 0 | 0 | 0 | 0 | 0 | 0 | 0 | 0 | 0 | 0 | 0 | 0 | 0 | 0 | 0 | 0 | 0 | 0 | 0 | 0 | 0 | 0 | 0 | 6663.5726 | 0 | 0 | 4755.9879 | 0 | 11419.5605 | 0 |  | 90.8444 | 90.8444 | 0 | 0 | 0 | 0 | 0 | 0 | 0 | 0 | 0 | 0 | 0 | 0 | 0 | 2012.4367 | 2012.4367 | 11510.4049 | 13431.9972 | 0 | 13431.9972
B - Income Eligible | B1 - Home Energy Assistance | B1a - HEA (Weatherization) | Energy Kits | EB1a121 | Custom Measures | [22 empty] | 0 |  |  |  | 0 |  |  |  | 0 |  |  |  | 0 | [9 empty] | 0 | 0 | [53 empty] | 0
B - Income Eligible | B1 - Home Energy Assistance | B1a - HEA (Weatherization) | Insulation, Cord Wood | EB1a022 | Envelope | [22 empty] | 0 |  |  |  | 0 |  |  |  | 0 |  |  |  | 0 | [9 empty] | 0 | 0 | [53 empty] | 0
B - Income Eligible | B1 - Home Energy Assistance | B1a - HEA (Weatherization) | Insulation, Electric | EB1a023 | Envelope | 3 | 25 | 45975 | 45975 | 0 | 10.0322 | 6.4206 | 250.8038 | 160.5144 | 6.4206 | 160.5144 | 40.7824 | 47.6114 | 37.3155 | 34.8052 | 7.8573 | 1.0108 | 1.0108 | 1.6896 | 1.6896 | 0 | 0 | 0 | 0 | 11.0898 | 277.245 | 11.0898 | 277.245 | 0 | 0 | 0 | 0 | 0 | 0 | 0 | 0 | 0 | 0 | 0 | 0 | 0 | 0 | 0 | 0 | 11.0898 | 277.245 | 0 | 0 | 0 | 2825.2613 | 2960.8135 | 1894.0635 | 1658.9675 | 9339.1058 | 127.2768 | 128.3688 | 63.9094 | 35.6973 | 170.6252 | 525.8774 | 9864.9832 | 2982.839 | 0 | 117.1531 | 24.5339 | 2843.2277 | 0 | 3399.5077 | 9367.2614 | 19232.2446 | 0 | 0 | 0 | 0 | 0 | 0 | 0 | 0 | 0 | 0 | 0 | 0 | 0 | 0 | 0 | 0 | 0 | 0 | 7338.0986 | 0 | 0 | 3.2489 | 0 | 0 | 0 | 0 | 0 | 0 | 7341.3475 | 0 |  | 277.63 | 277.63 | 1828.5628 | 1936.0848 | 1660.3561 | 1501.324 | 6926.3278 | 0 | 0 | 5337.1852 | 0 | 0 | 0 | 0 | 0 | 0 | 5337.1852 | 26851.2221 | 38837.1051 | 19232.2446 | 38837.1051
B - Income Eligible | B1 - Home Energy Assistance | B1a - HEA (Weatherization) | Insulation, Gas | EB1a024 | Envelope | [22 empty] | 0 |  |  |  | 0 |  |  |  | 0 |  |  |  | 0 | [9 empty] | 0 | 0 | [53 empty] | 0
B - Income Eligible | B1 - Home Energy Assistance | B1a - HEA (Weatherization) | Insulation, Kerosene | EB1a025 | Envelope | 4 | 25 | 20076 | 20076 | 0 | 0.13272 | 0.084941 | 3.318 | 2.1235 | 0.084941 | 2.1235 | 0.14004 | 0.081676 | 1.0049 | 0.8969 | 0.21152 | 0 | 0 | 0.046839 | 0.046839 | 0 | 0 | 0 | 0 | 0 | 0 | 0 | 0 | 0 | 0 | 0 | 0 | 41.5044 | 1037.61 | 41.5044 | 1037.61 | 0 | 0 | 0 | 0 | 0 | 0 | 0 | 0 | 41.5044 | 1037.61 | 0 | 0 | 0 | 9.7014 | 5.0792 | 51.0071 | 42.7501 | 108.5378 | 0.43704 | 0.22021 | 1.7211 | 0.91989 | 2.2573 | 5.5555 | 114.0933 | 82.6886 | 0 | 3.2477 | 0.68012 | 78.8183 | 0 | 94.2392 | 259.6739 | 373.7673 | 0 | 0 | 0 | 0 | 0 | 0 | 0 | 0 | 0 | 0 | 0 | 0 | 0 | 0 | 0 | 0 | 0 | 0 | 0 | 0 | 0 | 0 | 34522.9632 | 0 | 0 | 0 | 0 | 0 | 34522.9632 | 0 |  | 1025.7011 | 1025.7011 | 6.2789 | 3.3213 | 44.7134 | 38.6878 | 93.0014 | 0 | 0 | 0 | 0 | 0 | 0 | 0 | 20275.0324 | 0 | 20275.0324 | 35922.4316 | 55264.7643 | 373.7673 | 55264.7643
B - Income Eligible | B1 - Home Energy Assistance | B1a - HEA (Weatherization) | Insulation, Oil | EB1a026 | Envelope | 48.8462 | 25 | 393228.8198 | 393228.8198 | 0 | 13.779 | 8.8186 | 344.4755 | 220.4643 | 8.8186 | 220.4643 | 14.5388 | 8.4796 | 104.3296 | 93.1162 | 21.96 | 0 | 0 | 4.8628 | 4.8628 | 0 | 0 | 0 | 0 | 703.7855 | 17594.6371 | 703.7855 | 17594.6371 | 0 | 0 | 0 | 0 | 0 | 0 | 0 | 0 | 0 | 0 | 0 | 0 | 0 | 0 | 0 | 0 | 703.7855 | 17594.6371 | 0 | 0 | 0 | 1007.2009 | 527.3219 | 5295.5696 | 4438.3283 | 11268.4207 | 45.3739 | 22.8625 | 178.6828 | 95.5031 | 234.3513 | 576.7736 | 11845.1944 | 8584.745 | 0 | 337.172 | 70.6097 | 8182.9374 | 0 | 9783.9363 | 26959.4004 | 38804.5948 | 0 | 0 | 0 | 0 | 0 | 0 | 0 | 0 | 0 | 0 | 0 | 0 | 0 | 0 | 0 | 0 | 0 | 0 | 465693.4586 | 0 | 0 | 206.1825 | 0 | 0 | 0 | 0 | 0 | 0 | 465899.6412 | 0 |  | 17619.069 | 17619.069 | 651.8796 | 344.8174 | 4642.1522 | 4016.5759 | 9655.425 | 0 | 0 | 338710.6597 | 0 | 0 | 0 | 0 | 0 | 0 | 338710.6597 | 522323.3049 | 853070.3207 | 38804.5948 | 853070.3207
B - Income Eligible | B1 - Home Energy Assistance | B1a - HEA (Weatherization) | Insulation, Propane | EB1a027 | Envelope | 40 | 25 | 258342 | 258342 | 0 | 4.8992 | 3.1355 | 122.48 | 78.3872 | 3.1355 | 78.3872 | 5.1694 | 3.015 | 37.0949 | 33.108 | 7.808 | 0 | 0 | 1.729 | 1.729 | 0 | 0 | 0 | 0 | 0 | 0 | 0 | 0 | 305.488 | 7637.2 | 305.488 | 7637.2 | 0 | 0 | 0 | 0 | 0 | 0 | 0 | 0 | 0 | 0 | 0 | 0 | 305.488 | 7637.2 | 0 | 0 | 0 | 358.1154 | 187.492 | 1882.8667 | 1578.0702 | 4006.5444 | 16.1329 | 8.1289 | 63.5316 | 33.9566 | 83.3248 | 205.0748 | 4211.6192 | 3052.3498 | 0 | 119.8832 | 25.1056 | 2909.4851 | 0 | 3478.7284 | 9585.5521 | 13797.1712 | 0 | 0 | 0 | 0 | 0 | 0 | 0 | 0 | 0 | 0 | 0 | 0 | 0 | 0 | 0 | 0 | 0 | 0 | 0 | 0 | 0 | 0 | 0 | 383816.4671 | 0 | 0 | 0 | 0 | 383816.4671 | 0 |  | 6486.4803 | 6486.4803 | 231.7791 | 122.6016 | 1650.5408 | 1428.114 | 3433.0355 | 0 | 0 | 0 | 0 | 0 | 0 | 0 | 0 | 122536.9377 | 122536.9377 | 404100.1186 | 523583.6115 | 13797.1712 | 523583.6115
B - Income Eligible | B1 - Home Energy Assistance | B1a - HEA (Weatherization) | Insulation, Wood Pellets | EB1a028 | Envelope | 2 | 25 | 35800 | 35800 | 0 | 3.9285 | 2.5142 | 98.212 | 62.8557 | 2.5142 | 62.8557 | 4.1451 | 2.4176 | 29.745 | 26.548 | 6.2609 | 0 | 0 | 1.3864 | 1.3864 | 0 | 0 | 0 | 0 | 0 | 0 | 0 | 0 | 0 | 0 | 0 | 0 | 0 | 0 | 0 | 0 | 0 | 0 | 0 | 0 | 44.286 | 1107.15 | 44.286 | 1107.15 | 44.286 | 1107.15 | 0 | 0 | 0 | 287.159 | 150.3426 | 1509.7984 | 1265.3938 | 3212.6938 | 12.9364 | 6.5182 | 50.9435 | 27.2285 | 66.8149 | 164.4416 | 3377.1354 | 2447.5619 | 0 | 96.1297 | 20.1312 | 2333.0041 | 0 | 2789.4584 | 7686.2854 | 11063.4208 | 0 | 0 | 0 | 0 | 0 | 0 | 0 | 0 | 0 | 0 | 0 | 0 | 0 | 0 | 0 | 0 | 0 | 0 | 0 | 0 | 0 | 0 | 0 | 0 | 0 | 29426.4973 | 0 | 0 | 29426.4973 | 0 |  | 0 | 0 | 185.8547 | 98.3095 | 1323.5052 | 1145.1497 | 2752.8191 | 0 | 0 | 0 | 0 | 0 | 0 | 0 | 0 | 0 | 0 | 40489.9181 | 43242.7372 | 11063.4208 | 43242.7372
B - Income Eligible | B1 - Home Energy Assistance | B1a - HEA (Weatherization) | Duct Insulation, Cord Wood | EB1a077 | HVAC | [22 empty] | 0 |  |  |  | 0 |  |  |  | 0 |  |  |  | 0 | [9 empty] | 0 | 0 | [53 empty] | 0
B - Income Eligible | B1 - Home Energy Assistance | B1a - HEA (Weatherization) | Duct Insulation, Electric | EB1a078 | HVAC | [22 empty] | 0 |  |  |  | 0 |  |  |  | 0 |  |  |  | 0 | [9 empty] | 0 | 0 | [53 empty] | 0
B - Income Eligible | B1 - Home Energy Assistance | B1a - HEA (Weatherization) | Duct Insulation, Gas | EB1a079 | HVAC | [22 empty] | 0 |  |  |  | 0 |  |  |  | 0 |  |  |  | 0 | [9 empty] | 0 | 0 | [53 empty] | 0
B - Income Eligible | B1 - Home Energy Assistance | B1a - HEA (Weatherization) | Duct Insulation, Kerosene | EB1a080 | HVAC | [22 empty] | 0 |  |  |  | 0 |  |  |  | 0 |  |  |  | 0 | [9 empty] | 0 | 0 | [53 empty] | 0
B - Income Eligible | B1 - Home Energy Assistance | B1a - HEA (Weatherization) | Duct Insulation, Oil | EB1a081 | HVAC | [22 empty] | 0 |  |  |  | 0 |  |  |  | 0 |  |  |  | 0 | [9 empty] | 0 | 0 | [53 empty] | 0
B - Income Eligible | B1 - Home Energy Assistance | B1a - HEA (Weatherization) | Duct Insulation, Propane | EB1a082 | HVAC | [22 empty] | 0 |  |  |  | 0 |  |  |  | 0 |  |  |  | 0 | [9 empty] | 0 | 0 | [53 empty] | 0
B - Income Eligible | B1 - Home Energy Assistance | B1a - HEA (Weatherization) | Duct Insulation, Wood Pellets | EB1a083 | HVAC | [22 empty] | 0 |  |  |  | 0 |  |  |  | 0 |  |  |  | 0 | [9 empty] | 0 | 0 | [53 empty] | 0
B - Income Eligible | B1 - Home Energy Assistance | B1a - HEA (Weatherization) | Low Flow Showerhead, Electric | EB1a030 | Hot Water | 5 | 15 | 175 | 175 | 0 | 0.2 | 0.182 | 3 | 2.73 | 0.182 | 2.73 | 1.1334 | 0.85697 | 0.41546 | 0.32419 | 0.048676 | 0.035791 | 0.035791 | 0.01382 | 0.01382 | 0 | 0 | 0 | 0 | 0 | 0 | 0 | 0 | 0 | 0 | 0 | 0 | 0 | 0 | 0 | 0 | 0 | 0 | 0 | 0 | 0 | 0 | 0 | 0 | 0 | 0 | 5669.3 | 0 | 85039.5 | 86.3448 | 60.7018 | 21.4688 | 16.0472 | 184.5625 | 5.8952 | 3.8509 | 1.1859 | 0.55417 | 4.8366 | 16.3228 | 200.8854 | 14.4869 | 0 | 0.95825 | 0.20067 | 15.4574 | 0 | 18.4817 | 49.5849 | 250.4703 | 0 | 0 | 0 | 0 | 0 | 0 | 0 | 0 | 0 | 0 | 0 | 0 | 0 | 0 | 0 | 0 | 0 | 0 | 0 | 0 | 0 | 0 | 0 | 0 | 0 | 0 | 1698.5671 | 0 | 1698.5671 | 0 |  | 0 | 0 | 62.4039 | 42.8842 | 22.631 | 17.2793 | 145.1984 | 0 | 0 | 0 | 0 | 0 | 0 | 0 | 0 | 0 | 0 | 1949.0374 | 2094.2358 | 250.4703 | 2094.2358
B - Income Eligible | B1 - Home Energy Assistance | B1a - HEA (Weatherization) | Low Flow Showerhead, Gas | EB1a031 | Hot Water | [22 empty] | 0 |  |  |  | 0 |  |  |  | 0 |  |  |  | 0 | [9 empty] | 0 | 0 | [53 empty] | 0
B - Income Eligible | B1 - Home Energy Assistance | B1a - HEA (Weatherization) | Low Flow Showerhead, Kerosene | EB1a032 | Hot Water | [22 empty] | 0 |  |  |  | 0 |  |  |  | 0 |  |  |  | 0 | [9 empty] | 0 | 0 | [53 empty] | 0
B - Income Eligible | B1 - Home Energy Assistance | B1a - HEA (Weatherization) | Low Flow Showerhead, Oil | EB1a033 | Hot Water | [22 empty] | 0 |  |  |  | 0 |  |  |  | 0 |  |  |  | 0 | [9 empty] | 0 | 0 | [53 empty] | 0
B - Income Eligible | B1 - Home Energy Assistance | B1a - HEA (Weatherization) | Low Flow Showerhead, Propane | EB1a034 | Hot Water | [22 empty] | 0 |  |  |  | 0 |  |  |  | 0 |  |  |  | 0 | [9 empty] | 0 | 0 | [53 empty] | 0
B - Income Eligible | B1 - Home Energy Assistance | B1a - HEA (Weatherization) | Advanced Power Strip, Tier I | EB1a035 | Process | [22 empty] | 0 |  |  |  | 0 |  |  |  | 0 |  |  |  | 0 | [9 empty] | 0 | 0 | [53 empty] | 0
B - Income Eligible | B1 - Home Energy Assistance | B1a - HEA (Weatherization) | Advanced Power Strip, Tier II | EB1a036 | Process | [22 empty] | 0 |  |  |  | 0 |  |  |  | 0 |  |  |  | 0 | [9 empty] | 0 | 0 | [53 empty] | 0
B - Income Eligible | B1 - Home Energy Assistance | B1a - HEA (Weatherization) | Pipe Insulation - Hot Water, Electric | EB1a037 | Hot Water | 5 | 15 | 750 | 750 | 0 | 0.205 | 0.205 | 3.075 | 3.075 | 0.205 | 3.075 | 1.2766 | 0.96526 | 0.46797 | 0.36516 | 0.049893 | 0.040314 | 0.040314 | 0.015567 | 0.015567 | 0 | 0 | 0 | 0 | 0 | 0 | 0 | 0 | 0 | 0 | 0 | 0 | 0 | 0 | 0 | 0 | 0 | 0 | 0 | 0 | 0 | 0 | 0 | 0 | 0 | 0 | 0 | 0 | 0 | 97.2565 | 68.3729 | 24.1818 | 18.0751 | 207.8864 | 6.6402 | 4.3375 | 1.3358 | 0.62421 | 5.4478 | 18.3856 | 226.272 | 16.3177 | 0 | 1.0793 | 0.22603 | 17.4108 | 0 | 20.8173 | 55.8511 | 282.1231 | 0 | 0 | 0 | 0 | 0 | 0 | 0 | 0 | 0 | 0 | 0 | 0 | 0 | 0 | 0 | 0 | 0 | 0 | 0 | 0 | 0 | 0 | 0 | 0 | 0 | 0 | 0 | 0 | 0 | 0 |  | 0 | 0 | 70.2901 | 48.3036 | 25.491 | 19.463 | 163.5477 | 0 | 0 | 0 | 0 | 0 | 0 | 0 | 0 | 0 | 0 | 282.1231 | 445.6708 | 282.1231 | 445.6708
B - Income Eligible | B1 - Home Energy Assistance | B1a - HEA (Weatherization) | Pipe Insulation - Hot Water, Gas | EB1a038 | Hot Water | [22 empty] | 0 |  |  |  | 0 |  |  |  | 0 |  |  |  | 0 | [9 empty] | 0 | 0 | [53 empty] | 0
B - Income Eligible | B1 - Home Energy Assistance | B1a - HEA (Weatherization) | Pipe Insulation - Hot Water, Kerosene | EB1a039 | Hot Water | [22 empty] | 0 |  |  |  | 0 |  |  |  | 0 |  |  |  | 0 | [9 empty] | 0 | 0 | [53 empty] | 0
B - Income Eligible | B1 - Home Energy Assistance | B1a - HEA (Weatherization) | Pipe Insulation - Hot Water, Oil | EB1a040 | Hot Water | 14 | 15 | 2100 | 2100 | 0 | 0 | 0 | 0 | 0 | 0 | 0 | 0 | 0 | 0 | 0 | 0 | 0 | 0 | 0 | 0 | 0 | 0 | 0 | 0 | 35.7 | 535.5 | 35.7 | 535.5 | 0 | 0 | 0 | 0 | 0 | 0 | 0 | 0 | 0 | 0 | 0 | 0 | 0 | 0 | 0 | 0 | 35.7 | 535.5 | 0 | 0 | 0 | 0 | 0 | 0 | 0 | 0 | 0 | 0 | 0 | 0 | 0 | 0 | 0 | 0 | 0 | 0 | 0 | 0 | 0 | 0 | 0 | 0 | 0 | 0 | 0 | 0 | 0 | 0 | 0 | 0 | 0 | 0 | 0 | 0 | 0 | 0 | 0 | 0 | 0 | 0 | 15535.7632 | 0 | 0 | 7.2714 | 0 | 0 | 0 | 0 | 0 | 0 | 15543.0346 | 0 |  | 474.1557 | 474.1557 | 0 | 0 | 0 | 0 | 0 | 0 | 0 | 10689.0215 | 0 | 0 | 0 | 0 | 0 | 0 | 10689.0215 | 16017.1903 | 26232.0562 | 0 | 26232.0562
B - Income Eligible | B1 - Home Energy Assistance | B1a - HEA (Weatherization) | Pipe Insulation - Hot Water, Propane | EB1a041 | Hot Water | 12 | 15 | 1800 | 1800 | 0 | 0 | 0 | 0 | 0 | 0 | 0 | 0 | 0 | 0 | 0 | 0 | 0 | 0 | 0 | 0 | 0 | 0 | 0 | 0 | 0 | 0 | 0 | 0 | 30.6 | 459 | 30.6 | 459 | 0 | 0 | 0 | 0 | 0 | 0 | 0 | 0 | 0 | 0 | 0 | 0 | 30.6 | 459 | 0 | 0 | 0 | 0 | 0 | 0 | 0 | 0 | 0 | 0 | 0 | 0 | 0 | 0 | 0 | 0 | 0 | 0 | 0 | 0 | 0 | 0 | 0 | 0 | 0 | 0 | 0 | 0 | 0 | 0 | 0 | 0 | 0 | 0 | 0 | 0 | 0 | 0 | 0 | 0 | 0 | 0 | 0 | 0 | 0 | 0 | 0 | 25284.5611 | 0 | 0 | 0 | 0 | 25284.5611 | 0 |  | 344.7041 | 344.7041 | 0 | 0 | 0 | 0 | 0 | 0 | 0 | 0 | 0 | 0 | 0 | 0 | 0 | 7636.0809 | 7636.0809 | 25629.2652 | 32920.642 | 0 | 32920.642
B - Income Eligible | B1 - Home Energy Assistance | B1a - HEA (Weatherization) | Hot Water Setback, Electric | EB1a042 | Hot Water | [22 empty] | 0 |  |  |  | 0 |  |  |  | 0 |  |  |  | 0 | [9 empty] | 0 | 0 | [53 empty] | 0
B - Income Eligible | B1 - Home Energy Assistance | B1a - HEA (Weatherization) | Hot Water Setback, Gas | EB1a060 | Hot Water | [22 empty] | 0 |  |  |  | 0 |  |  |  | 0 |  |  |  | 0 | [9 empty] | 0 | 0 | [53 empty] | 0
B - Income Eligible | B1 - Home Energy Assistance | B1a - HEA (Weatherization) | Hot Water Setback, Kerosene | EB1a061 | Hot Water | [22 empty] | 0 |  |  |  | 0 |  |  |  | 0 |  |  |  | 0 | [9 empty] | 0 | 0 | [53 empty] | 0
B - Income Eligible | B1 - Home Energy Assistance | B1a - HEA (Weatherization) | Hot Water Setback, Oil | EB1a062 | Hot Water | [22 empty] | 0 |  |  |  | 0 |  |  |  | 0 |  |  |  | 0 | [9 empty] | 0 | 0 | [53 empty] | 0
B - Income Eligible | B1 - Home Energy Assistance | B1a - HEA (Weatherization) | Hot Water Setback, Propane | EB1a063 | Hot Water | [22 empty] | 0 |  |  |  | 0 |  |  |  | 0 |  |  |  | 0 | [9 empty] | 0 | 0 | [53 empty] | 0
B - Income Eligible | B1 - Home Energy Assistance | B1a - HEA (Weatherization) | DHW Heat Pump Water Heater | EB1a043 | Hot Water | 25 | 15 | 27200 | 27200 | 0 | 24.025 | 21.8627 | 360.375 | 327.9412 | 21.8627 | 327.9412 | 128.3262 | 108.1115 | 48.8326 | 42.671 | 5.2785 | 3.5882 | 3.5882 | 1.9838 | 1.9838 | 16.9024 | 253.5361 | 16.9024 | 253.5361 | 29.6246 | 444.3697 | 29.6246 | 444.3697 | 2.3627 | 35.4405 | 2.3627 | 35.4405 | 0 | 0 | 0 | 0 | 0 | 0 | 0 | 0 | 0 | 0 | 0 | 0 | 48.8898 | 733.3462 | 0 | 0 | 0 | 9776.3504 | 7657.8945 | 2523.3982 | 2112.1613 | 22069.8044 | 667.4839 | 485.8132 | 139.3908 | 72.9413 | 580.9969 | 1946.6261 | 24016.4305 | 2079.5212 | 0 | 137.5515 | 28.8057 | 2218.8361 | 0 | 2652.9534 | 7117.6679 | 31134.0984 | 0 | 1387.9472 | 0 | 0 | 0 | 0 | 0 | 1387.9472 | 0.44889 | 0 | 32.2492 | 0 | 0 | 0 | 0 | 0 | 32.6981 | 1420.6453 | 12891.9175 | 0 | 0 | 6.034 | 0 | 1952.2835 | 0 | 0 | 0 | 0 | 16270.8803 | 0 |  | 580.2945 | 580.2945 | 7065.6568 | 5410.0922 | 2660.0063 | 2274.3395 | 17410.0948 | 3617.2165 | 0 | 8869.9848 | 0 | 0 | 0 | 0 | 0 | 589.6007 | 13076.802 | 47985.2732 | 77891.8755 | 31134.0984 | 77891.8755
B - Income Eligible | B1 - Home Energy Assistance | B1a - HEA (Weatherization) | Stand Alone Water Heater, Electric | EB1a096 | Hot Water | 1 | 13 | 1500 | 1500 | 0 | 0 | 0 | 0 | 0 | 0 | 0 | 0 | 0 | 0 | 0 | 0 | 0 | 0 | 0 | 0 | 0 | 0 | 0 | 0 | 0 | 0 | 0 | 0 | 0 | 0 | 0 | 0 | 0 | 0 | 0 | 0 | 0 | 0 | 0 | 0 | 0 | 0 | 0 | 0 | 0 | 0 | 0 | 0 | 0 | 0 | 0 | 0 | 0 | 0 | 0 | 0 | 0 | 0 | 0 | 0 | 0 | 0 | 0 | 0 | 0 | 0 | 0 | 0 | 0 | 0 | 0 | 0 | 0 | 0 | 0 | 0 | 0 | 0 | 0 | 0 | 0 | 0 | 0 | 0 | 0 | 0 | 0 | 0 | 0 | 0 | 0 | 0 | 0 | 0 | 0 | 0 | 0 | 0 | 0 | 0 |  | 0 | 0 | 0 | 0 | 0 | 0 | 0 | 0 | 0 | 0 | 0 | 0 | 0 | 0 | 0 | 0 | 0 | 0 | 0 | 0 | 0
B - Income Eligible | B1 - Home Energy Assistance | B1a - HEA (Weatherization) | Stand Alone Water Heater, Gas | EB1a097 | Hot Water | [22 empty] | 0 |  |  |  | 0 |  |  |  | 0 |  |  |  | 0 | [9 empty] | 0 | 0 | [53 empty] | 0
B - Income Eligible | B1 - Home Energy Assistance | B1a - HEA (Weatherization) | Stand Alone Water Heater, Propane | EB1a099 | Hot Water | [22 empty] | 0 |  |  |  | 0 |  |  |  | 0 |  |  |  | 0 | [9 empty] | 0 | 0 | [53 empty] | 0
B - Income Eligible | B1 - Home Energy Assistance | B1a - HEA (Weatherization) | Indirect Water Heater, Oil | EB1a098 | Hot Water | [22 empty] | 0 |  |  |  | 0 |  |  |  | 0 |  |  |  | 0 | [9 empty] | 0 | 0 | [53 empty] | 0
B - Income Eligible | B1 - Home Energy Assistance | B1a - HEA (Weatherization) | LED Bulb, General Service Lamps | EB1a044 | Lighting | [22 empty] | 0 |  |  |  | 0 |  |  |  | 0 |  |  |  | 0 | [9 empty] | 0 | 0 | [53 empty] | 0
B - Income Eligible | B1 - Home Energy Assistance | B1a - HEA (Weatherization) | LED Bulb, Linear | EB1a045 | Lighting | [22 empty] | 0 |  |  |  | 0 |  |  |  | 0 |  |  |  | 0 | [9 empty] | 0 | 0 | [53 empty] | 0
B - Income Eligible | B1 - Home Energy Assistance | B1a - HEA (Weatherization) | LED Bulb, Other Specialty | EB1a046 | Lighting | [22 empty] | 0 |  |  |  | 0 |  |  |  | 0 |  |  |  | 0 | [9 empty] | 0 | 0 | [53 empty] | 0
B - Income Eligible | B1 - Home Energy Assistance | B1a - HEA (Weatherization) | LED Bulb, Reflector | EB1a047 | Lighting | [22 empty] | 0 |  |  |  | 0 |  |  |  | 0 |  |  |  | 0 | [9 empty] | 0 | 0 | [53 empty] | 0
B - Income Eligible | B1 - Home Energy Assistance | B1a - HEA (Weatherization) | LED Fixture | EB1a048 | Lighting | [22 empty] | 0 |  |  |  | 0 |  |  |  | 0 |  |  |  | 0 | [9 empty] | 0 | 0 | [53 empty] | 0
B - Income Eligible | B1 - Home Energy Assistance | B1a - HEA (Weatherization) | Refrigerator | EB1a049 | Refrigeration | 65 | 12 | 65000 | 65000 | 0 | 59.202 | 59.202 | 710.424 | 710.424 | 59.202 | 710.424 | 206.0058 | 226.9799 | 129.1484 | 148.2899 | 10.4853 | 9.7513 | 9.7513 | 13.526 | 13.526 | -0.033597 | -0.40317 | -0.033597 | -0.40317 | 0 | 0 | 0 | 0 | 0 | 0 | 0 | 0 | 0 | 0 | 0 | 0 | 0 | 0 | 0 | 0 | 0 | 0 | 0 | 0 | -0.033597 | -0.40317 | 0 | 0 | 0 | 16112.5451 | 16678.4505 | 6614.5675 | 7349.7579 | 46755.321 | 1339.4147 | 1274.9555 | 460.8112 | 316.8561 | 1573.2779 | 4965.3154 | 51720.6364 | 10649.6025 | 0 | 937.8498 | 196.4021 | 12488.811 | 0 | 14932.2577 | 39204.9231 | 90925.5595 | 0 | -2.2427 | 0 | 0 | 0 | 0 | 0 | -2.2427 | -0.00073376 | 0 | -0.064102 | 0 | 0 | 0 | 0 | 0 | -0.064836 | -2.3076 | 0 | 0 | 0 | 0 | 0 | 0 | 0 | 0 | 0 | 0 | -2.3076 | 0 |  | -0.24556 | -0.24556 | 12196.0929 | 12266.5651 | 7455.128 | 8423.0749 | 40340.8609 | -5.8132 | 0 | 0 | 0 | 0 | 0 | 0 | 0 | 0 | -5.8132 | 90923.0064 | 131258.2996 | 90925.5595 | 131258.2996
B - Income Eligible | B1 - Home Energy Assistance | B1a - HEA (Weatherization) | Freezer | EB1a050 | Refrigeration | [22 empty] | 0 |  |  |  | 0 |  |  |  | 0 |  |  |  | 0 | [9 empty] | 0 | 0 | [53 empty] | 0
B - Income Eligible | B1 - Home Energy Assistance | B1a - HEA (Weatherization) | Clothes Washer | EB1a051 | Hot Water | [22 empty] | 0 |  |  |  | 0 |  |  |  | 0 |  |  |  | 0 | [9 empty] | 0 | 0 | [53 empty] | 0
B - Income Eligible | B1 - Home Energy Assistance | B1a - HEA (Weatherization) | Clothes Dryer | EB1a052 | Envelope | [22 empty] | 0 |  |  |  | 0 |  |  |  | 0 |  |  |  | 0 | [9 empty] | 0 | 0 | [53 empty] | 0
B - Income Eligible | B1 - Home Energy Assistance | B1a - HEA (Weatherization) | Dehumidifier | EB1a053 | HVAC | 31 | 12 | 7750 | 7750 | 0 | 12.6201 | 11.4843 | 151.4412 | 137.8115 | 11.4843 | 137.8115 | 30.3088 | 32.1644 | 34.3539 | 40.9844 | 2.9506 | 0.46184 | 0.46184 | 2.2018 | 2.2018 | 0 | 0 | 0 | 0 | 0 | 0 | 0 | 0 | 0 | 0 | 0 | 0 | 0 | 0 | 0 | 0 | 0 | 0 | 0 | 0 | 0 | 0 | 0 | 0 | 0 | 0 | 0 | 0 | 0 | 2370.5752 | 2363.4339 | 1759.4945 | 2031.3301 | 8524.8337 | 197.0628 | 180.6686 | 122.5771 | 87.5729 | 305.1921 | 893.0735 | 9417.9072 | 1733.5437 | 0 | 152.6633 | 31.9704 | 2032.9304 | 0 | 2430.675 | 6381.7827 | 15799.69 | 0 | 0 | 0 | 0 | 0 | 0 | 0 | 0 | 0 | 0 | 0 | 0 | 0 | 0 | 0 | 0 | 0 | 0 | 0 | 0 | 0 | 0 | 0 | 0 | 0 | 0 | 0 | 0 | 0 | 0 |  | 0 | 0 | 1794.363 | 1738.244 | 1983.0861 | 2327.974 | 7843.6671 | 0 | 0 | 0 | 0 | 0 | 0 | 0 | 0 | 0 | 0 | 15799.69 | 23643.357 | 15799.69 | 23643.357
B - Income Eligible | B1 - Home Energy Assistance | B1a - HEA (Weatherization) | Room Air Conditioner | EB1a054 | HVAC | [22 empty] | 0 |  |  |  | 0 |  |  |  | 0 |  |  |  | 0 | [9 empty] | 0 | 0 | [53 empty] | 0
B - Income Eligible | B1 - Home Energy Assistance | B1a - HEA (Weatherization) | Window Replacement, Cord Wood | EB1a055 | Envelope | [22 empty] | 0 |  |  |  | 0 |  |  |  | 0 |  |  |  | 0 | [9 empty] | 0 | 0 | [53 empty] | 0
B - Income Eligible | B1 - Home Energy Assistance | B1a - HEA (Weatherization) | Window Replacement, Electric | EB1a064 | Envelope | 36 | 25 | 6300 | 6300 | 0 | 2.1218 | 1.358 | 53.046 | 33.9494 | 1.358 | 33.9494 | 8.6256 | 10.07 | 7.8924 | 7.3614 | 1.6618 | 0.21378 | 0.21378 | 0.35736 | 0.35736 | 0 | 0 | 0 | 0 | 0 | 0 | 0 | 0 | 0 | 0 | 0 | 0 | 0 | 0 | 0 | 0 | 0 | 0 | 0 | 0 | 0 | 0 | 0 | 0 | 0 | 0 | 0 | 0 | 0 | 597.5541 | 626.2239 | 400.602 | 350.8783 | 1975.2584 | 26.9195 | 27.1505 | 13.5171 | 7.5501 | 36.0879 | 111.2252 | 2086.4835 | 630.8824 | 0 | 24.7784 | 5.189 | 601.3541 | 0 | 719.0095 | 1981.2134 | 4067.6969 | 0 | 0 | 0 | 0 | 0 | 0 | 0 | 0 | 0 | 0 | 0 | 0 | 0 | 0 | 0 | 0 | 0 | 0 | 0 | 0 | 0 | 0 | 0 | 0 | 0 | 0 | 0 | 0 | 0 | 0 |  | 0 | 0 | 386.7484 | 409.4897 | 351.172 | 317.5361 | 1464.9461 | 0 | 0 | 0 | 0 | 0 | 0 | 0 | 0 | 0 | 0 | 4067.6969 | 5532.6431 | 4067.6969 | 5532.6431
B - Income Eligible | B1 - Home Energy Assistance | B1a - HEA (Weatherization) | Window Replacement, Gas | EB1a065 | Envelope | [22 empty] | 0 |  |  |  | 0 |  |  |  | 0 |  |  |  | 0 | [9 empty] | 0 | 0 | [53 empty] | 0
B - Income Eligible | B1 - Home Energy Assistance | B1a - HEA (Weatherization) | Window Replacement, Kerosene | EB1a066 | Envelope | 2 | 25 | 1250 | 1250 | 0 | 0 | 0 | 0 | 0 | 0 | 0 | 0 | 0 | 0 | 0 | 0 | 0 | 0 | 0 | 0 | 0 | 0 | 0 | 0 | 0 | 0 | 0 | 0 | 0 | 0 | 0 | 0 | 0.793 | 19.825 | 0.793 | 19.825 | 0 | 0 | 0 | 0 | 0 | 0 | 0 | 0 | 0.793 | 19.825 | 0 | 0 | 0 | 0 | 0 | 0 | 0 | 0 | 0 | 0 | 0 | 0 | 0 | 0 | 0 | 0 | 0 | 0 | 0 | 0 | 0 | 0 | 0 | 0 | 0 | 0 | 0 | 0 | 0 | 0 | 0 | 0 | 0 | 0 | 0 | 0 | 0 | 0 | 0 | 0 | 0 | 0 | 0 | 0 | 0 | 0 | 659.6098 | 0 | 0 | 0 | 0 | 0 | 659.6098 | 0 |  | 19.5975 | 19.5975 | 0 | 0 | 0 | 0 | 0 | 0 | 0 | 0 | 0 | 0 | 0 | 0 | 387.383 | 0 | 387.383 | 679.2073 | 1046.9929 | 0 | 1046.9929
B - Income Eligible | B1 - Home Energy Assistance | B1a - HEA (Weatherization) | Window Replacement, Oil | EB1a067 | Envelope | 8 | 25 | 6000 | 6000 | 0 | 0 | 0 | 0 | 0 | 0 | 0 | 0 | 0 | 0 | 0 | 0 | 0 | 0 | 0 | 0 | 0 | 0 | 0 | 0 | 4.148 | 103.7 | 4.148 | 103.7 | 0 | 0 | 0 | 0 | 0 | 0 | 0 | 0 | 0 | 0 | 0 | 0 | 0 | 0 | 0 | 0 | 4.148 | 103.7 | 0 | 0 | 0 | 0 | 0 | 0 | 0 | 0 | 0 | 0 | 0 | 0 | 0 | 0 | 0 | 0 | 0 | 0 | 0 | 0 | 0 | 0 | 0 | 0 | 0 | 0 | 0 | 0 | 0 | 0 | 0 | 0 | 0 | 0 | 0 | 0 | 0 | 0 | 0 | 0 | 0 | 0 | 2744.7234 | 0 | 0 | 1.2152 | 0 | 0 | 0 | 0 | 0 | 0 | 2745.9386 | 0 |  | 103.844 | 103.844 | 0 | 0 | 0 | 0 | 0 | 0 | 0 | 1996.3069 | 0 | 0 | 0 | 0 | 0 | 0 | 1996.3069 | 2849.7826 | 4742.2455 | 0 | 4742.2455
B - Income Eligible | B1 - Home Energy Assistance | B1a - HEA (Weatherization) | Window Replacement, Propane | EB1a068 | Envelope | 8 | 25 | 6000 | 6000 | 0 | 0 | 0 | 0 | 0 | 0 | 0 | 0 | 0 | 0 | 0 | 0 | 0 | 0 | 0 | 0 | 0 | 0 | 0 | 0 | 0 | 0 | 0 | 0 | 4.148 | 103.7 | 4.148 | 103.7 | 0 | 0 | 0 | 0 | 0 | 0 | 0 | 0 | 0 | 0 | 0 | 0 | 4.148 | 103.7 | 0 | 0 | 0 | 0 | 0 | 0 | 0 | 0 | 0 | 0 | 0 | 0 | 0 | 0 | 0 | 0 | 0 | 0 | 0 | 0 | 0 | 0 | 0 | 0 | 0 | 0 | 0 | 0 | 0 | 0 | 0 | 0 | 0 | 0 | 0 | 0 | 0 | 0 | 0 | 0 | 0 | 0 | 0 | 0 | 0 | 0 | 0 | 5211.5654 | 0 | 0 | 0 | 0 | 5211.5654 | 0 |  | 88.0752 | 88.0752 | 0 | 0 | 0 | 0 | 0 | 0 | 0 | 0 | 0 | 0 | 0 | 0 | 0 | 1663.8402 | 1663.8402 | 5299.6407 | 6875.4057 | 0 | 6875.4057
B - Income Eligible | B1 - Home Energy Assistance | B1a - HEA (Weatherization) | Window Replacement, Wood Pellets | EB1a069 | Envelope | [22 empty] | 0 |  |  |  | 0 |  |  |  | 0 |  |  |  | 0 | [9 empty] | 0 | 0 | [53 empty] | 0
B - Income Eligible | B1 - Home Energy Assistance | B1a - HEA (Weatherization) | Window Insert, Cord Wood | EB1a100 | Envelope | [22 empty] | 0 |  |  |  | 0 |  |  |  | 0 |  |  |  | 0 | [9 empty] | 0 | 0 | [53 empty] | 0
B - Income Eligible | B1 - Home Energy Assistance | B1a - HEA (Weatherization) | Window Insert, Electric | EB1a101 | Envelope | 1 | 4 | 1000 | 1000 | 0 | 0.03098 | 0.019827 | 0.12392 | 0.079309 | 0.019827 | 0.079309 | 0.02015 | 0.023524 | 0.018437 | 0.017197 | 0.024264 | 0.0031213 | 0.0031213 | 0.0052177 | 0.0052177 | 0 | 0 | 0 | 0 | 0 | 0 | 0 | 0 | 0 | 0 | 0 | 0 | 0 | 0 | 0 | 0 | 0 | 0 | 0 | 0 | 0 | 0 | 0 | 0 | 0 | 0 | 0 | 0 | 0 | 1.7668 | 1.9948 | 0.95793 | 0.88089 | 5.6004 | 0.16315 | 0.16869 | 0.073216 | 0.041289 | 0.32184 | 0.76818 | 6.3686 | 0.97538 | 0 | 0.20661 | 0.061063 | 1.7469 | 0 | 2.0887 | 5.0787 | 11.4473 | 0 | 0 | 0 | 0 | 0 | 0 | 0 | 0 | 0 | 0 | 0 | 0 | 0 | 0 | 0 | 0 | 0 | 0 | 0 | 0 | 0 | 0 | 0 | 0 | 0 | 0 | 0 | 0 | 0 | 0 |  | 0 | 0 | 1.3562 | 1.5001 | 1.0753 | 0.92391 | 4.8556 | 0 | 0 | 0 | 0 | 0 | 0 | 0 | 0 | 0 | 0 | 11.4473 | 16.3029 | 11.4473 | 16.3029
B - Income Eligible | B1 - Home Energy Assistance | B1a - HEA (Weatherization) | Window Insert, Gas | EB1a102 | Envelope | [22 empty] | 0 |  |  |  | 0 |  |  |  | 0 |  |  |  | 0 | [9 empty] | 0 | 0 | [53 empty] | 0
B - Income Eligible | B1 - Home Energy Assistance | B1a - HEA (Weatherization) | Window Insert, Kerosene | EB1a103 | Envelope | [22 empty] | 0 |  |  |  | 0 |  |  |  | 0 |  |  |  | 0 | [9 empty] | 0 | 0 | [53 empty] | 0
B - Income Eligible | B1 - Home Energy Assistance | B1a - HEA (Weatherization) | Window Insert, Oil | EB1a104 | Envelope | [22 empty] | 0 |  |  |  | 0 |  |  |  | 0 |  |  |  | 0 | [9 empty] | 0 | 0 | [53 empty] | 0
B - Income Eligible | B1 - Home Energy Assistance | B1a - HEA (Weatherization) | Window Insert, Propane | EB1a105 | Envelope | [22 empty] | 0 |  |  |  | 0 |  |  |  | 0 |  |  |  | 0 | [9 empty] | 0 | 0 | [53 empty] | 0
B - Income Eligible | B1 - Home Energy Assistance | B1a - HEA (Weatherization) | Window Insert, Wood Pellets | EB1a106 | Envelope | [22 empty] | 0 |  |  |  | 0 |  |  |  | 0 |  |  |  | 0 | [9 empty] | 0 | 0 | [53 empty] | 0
B - Income Eligible | B1 - Home Energy Assistance | B1a - HEA (Weatherization) | Insulated Door, Cord Wood | EB1a070 | Envelope | [22 empty] | 0 |  |  |  | 0 |  |  |  | 0 |  |  |  | 0 | [9 empty] | 0 | 0 | [53 empty] | 0
B - Income Eligible | B1 - Home Energy Assistance | B1a - HEA (Weatherization) | Insulated Door, Electric | EB1a071 | Envelope | 2 | 25 | 1900 | 1900 | 0 | 0.07776 | 0.049766 | 1.944 | 1.2442 | 0.049766 | 1.2442 | 0.31611 | 0.36904 | 0.28924 | 0.26978 | 0.060902 | 0.0078345 | 0.0078345 | 0.013096 | 0.013096 | 0 | 0 | 0 | 0 | 0 | 0 | 0 | 0 | 0 | 0 | 0 | 0 | 0 | 0 | 0 | 0 | 0 | 0 | 0 | 0 | 0 | 0 | 0 | 0 | 0 | 0 | 0 | 0 | 0 | 21.8988 | 22.9495 | 14.681 | 12.8588 | 72.3882 | 0.98653 | 0.995 | 0.49537 | 0.27669 | 1.3225 | 4.0761 | 76.4643 | 23.1202 | 0 | 0.90806 | 0.19016 | 22.0381 | 0 | 26.3499 | 72.6064 | 149.0707 | 0 | 0 | 0 | 0 | 0 | 0 | 0 | 0 | 0 | 0 | 0 | 0 | 0 | 0 | 0 | 0 | 0 | 0 | 0 | 0 | 0 | 0 | 0 | 0 | 0 | 0 | 0 | 0 | 0 | 0 |  | 0 | 0 | 14.1733 | 15.0067 | 12.8696 | 11.6369 | 53.6865 | 0 | 0 | 0 | 0 | 0 | 0 | 0 | 0 | 0 | 0 | 149.0707 | 202.7572 | 149.0707 | 202.7572
B - Income Eligible | B1 - Home Energy Assistance | B1a - HEA (Weatherization) | Insulated Door, Gas | EB1a072 | Envelope | [22 empty] | 0 |  |  |  | 0 |  |  |  | 0 |  |  |  | 0 | [9 empty] | 0 | 0 | [53 empty] | 0
B - Income Eligible | B1 - Home Energy Assistance | B1a - HEA (Weatherization) | Insulated Door, Kerosene | EB1a073 | Envelope | [22 empty] | 0 |  |  |  | 0 |  |  |  | 0 |  |  |  | 0 | [9 empty] | 0 | 0 | [53 empty] | 0
B - Income Eligible | B1 - Home Energy Assistance | B1a - HEA (Weatherization) | Insulated Door, Oil | EB1a074 | Envelope | 6 | 25 | 5700 | 5700 | 0 | 0 | 0 | 0 | 0 | 0 | 0 | 0 | 0 | 0 | 0 | 0 | 0 | 0 | 0 | 0 | 0 | 0 | 0 | 0 | 3.477 | 86.925 | 3.477 | 86.925 | 0 | 0 | 0 | 0 | 0 | 0 | 0 | 0 | 0 | 0 | 0 | 0 | 0 | 0 | 0 | 0 | 3.477 | 86.925 | 0 | 0 | 0 | 0 | 0 | 0 | 0 | 0 | 0 | 0 | 0 | 0 | 0 | 0 | 0 | 0 | 0 | 0 | 0 | 0 | 0 | 0 | 0 | 0 | 0 | 0 | 0 | 0 | 0 | 0 | 0 | 0 | 0 | 0 | 0 | 0 | 0 | 0 | 0 | 0 | 0 | 0 | 2300.724 | 0 | 0 | 1.0186 | 0 | 0 | 0 | 0 | 0 | 0 | 2301.7426 | 0 |  | 87.0457 | 87.0457 | 0 | 0 | 0 | 0 | 0 | 0 | 0 | 1673.3749 | 0 | 0 | 0 | 0 | 0 | 0 | 1673.3749 | 2388.7883 | 3975.1175 | 0 | 3975.1175
B - Income Eligible | B1 - Home Energy Assistance | B1a - HEA (Weatherization) | Insulated Door, Propane | EB1a075 | Envelope | 3 | 25 | 2850 | 2850 | 0 | 0 | 0 | 0 | 0 | 0 | 0 | 0 | 0 | 0 | 0 | 0 | 0 | 0 | 0 | 0 | 0 | 0 | 0 | 0 | 0 | 0 | 0 | 0 | 1.7385 | 43.4625 | 1.7385 | 43.4625 | 0 | 0 | 0 | 0 | 0 | 0 | 0 | 0 | 0 | 0 | 0 | 0 | 1.7385 | 43.4625 | 0 | 0 | 0 | 0 | 0 | 0 | 0 | 0 | 0 | 0 | 0 | 0 | 0 | 0 | 0 | 0 | 0 | 0 | 0 | 0 | 0 | 0 | 0 | 0 | 0 | 0 | 0 | 0 | 0 | 0 | 0 | 0 | 0 | 0 | 0 | 0 | 0 | 0 | 0 | 0 | 0 | 0 | 0 | 0 | 0 | 0 | 0 | 2184.259 | 0 | 0 | 0 | 0 | 2184.259 | 0 |  | 36.9139 | 36.9139 | 0 | 0 | 0 | 0 | 0 | 0 | 0 | 0 | 0 | 0 | 0 | 0 | 0 | 697.3448 | 697.3448 | 2221.1729 | 2881.6038 | 0 | 2881.6038
B - Income Eligible | B1 - Home Energy Assistance | B1a - HEA (Weatherization) | Insulated Door, Wood Pellets | EB1a076 | Envelope | [22 empty] | 0 |  |  |  | 0 |  |  |  | 0 |  |  |  | 0 | [9 empty] | 0 | 0 | [53 empty] | 0
B - Income Eligible | B1 - Home Energy Assistance | B1a - HEA (Weatherization) | Cooling, Electric, SF New Construction | EB1a107 | HVAC | [22 empty] | 0 |  |  |  | 0 |  |  |  | 0 |  |  |  | 0 | [9 empty] | 0 | 0 | [53 empty] | 0
B - Income Eligible | B1 - Home Energy Assistance | B1a - HEA (Weatherization) | Cooling, Electric, MF New Construction | EB1a116 | HVAC | [22 empty] | 0 |  |  |  | 0 |  |  |  | 0 |  |  |  | 0 | [9 empty] | 0 | 0 | [53 empty] | 0
B - Income Eligible | B1 - Home Energy Assistance | B1a - HEA (Weatherization) | Heating, Electric, SF New Construction | EB1a108 | HVAC | [22 empty] | 0 |  |  |  | 0 |  |  |  | 0 |  |  |  | 0 | [9 empty] | 0 | 0 | [53 empty] | 0
B - Income Eligible | B1 - Home Energy Assistance | B1a - HEA (Weatherization) | Heating, Electric, MF New Construction | EB1a117 | HVAC | [22 empty] | 0 |  |  |  | 0 |  |  |  | 0 |  |  |  | 0 | [9 empty] | 0 | 0 | [53 empty] | 0
B - Income Eligible | B1 - Home Energy Assistance | B1a - HEA (Weatherization) | Hot Water, Electric, SF New Construction | EB1a112 | HVAC | [22 empty] | 0 |  |  |  | 0 |  |  |  | 0 |  |  |  | 0 | [9 empty] | 0 | 0 | [53 empty] | 0
B - Income Eligible | B1 - Home Energy Assistance | B1a - HEA (Weatherization) | Hot Water, Electric, MF New Construction | EB1a121 | HVAC | [22 empty] | 0 |  |  |  | 0 |  |  |  | 0 |  |  |  | 0 | [9 empty] | 0 | 0 | [53 empty] | 0
B - Income Eligible | B1 - Home Energy Assistance | B1a - HEA (Weatherization) | Heating, Propane, SF New Construction | EB1a111 | HVAC | [22 empty] | 0 |  |  |  | 0 |  |  |  | 0 |  |  |  | 0 | [9 empty] | 0 | 0 | [53 empty] | 0
B - Income Eligible | B1 - Home Energy Assistance | B1a - HEA (Weatherization) | Hot Water, Propane, SF New Construction | EB1a114 | HVAC | [22 empty] | 0 |  |  |  | 0 |  |  |  | 0 |  |  |  | 0 | [9 empty] | 0 | 0 | [53 empty] | 0
B - Income Eligible | B1 - Home Energy Assistance | B1a - HEA (Weatherization) | 0 | 0 | 0 | [22 empty] | 0 |  |  |  | 0 |  |  |  | 0 |  |  |  | 0 | [9 empty] | 0 | 0 | [53 empty] | 0
B - Income Eligible | B1 - Home Energy Assistance | B1a - HEA (Weatherization) | Quaility Assurance |  | Non-Energy Saving | 1 | 1 | 60872.553 | 60872.553 | 0 | 0 | 0 | 0 | 0 | 0 | 0 | 0 | 0 | 0 | 0 | 0 | 0 | 0 | 0 | 0 | 0 | 0 | 0 | 0 | 0 | 0 | 0 | 0 | 0 | 0 | 0 | 0 | 0 | 0 | 0 | 0 | 0 | 0 | 0 | 0 | 0 | 0 | 0 | 0 | 0 | 0 | 0 | 0 | 0 | 0 | 0 | 0 | 0 | 0 | 0 | 0 | 0 | 0 | 0 | 0 | 0 | 0 | 0 | 0 | 0 | 0 | 0 | 0 | 0 | 0 | 0 | 0 | 0 | 0 | 0 | 0 | 0 | 0 | 0 | 0 | 0 | 0 | 0 | 0 | 0 | 0 | 0 | 0 | 0 | 0 | 0 | 0 | 0 | 0 | 0 | 0 | 0 | 0 | 0 | 0 |  | 0 | 0 | 0 | 0 | 0 | 0 | 0 | 0 | 0 | 0 | 0 | 0 | 0 | 0 | 0 | 0 | 0 | 0 | 0 | 0 | 0
B - Income Eligible | B1 - Home Energy Assistance | B1a - HEA (Weatherization) | Wxn Projects |  | Custom Measures | 97.8462 | 21 | 0 | 0 | 0 | 0 | 0 | 0 | 0 | 0 | 0 | 0 | 0 | 0 | 0 | 0 | 0 | 0 | 0 | 0 | 0 | 0 | 0 | 0 | 0 | 0 | 0 | 0 | 0 | 0 | 0 | 0 | 0 | 0 | 0 | 0 | 0 | 0 | 0 | 0 | 0 | 0 | 0 | 0 | 0 | 0 | 0 | 0 | 0 | 0 | 0 | 0 | 0 | 0 | 0 | 0 | 0 | 0 | 0 | 0 | 0 | 0 | 0 | 0 | 0 | 0 | 0 | 0 | 0 | 0 | 0 | 0 | 0 | 0 | 0 | 0 | 0 | 0 | 0 | 0 | 0 | 0 | 0 | 0 | 0 | 0 | 0 | 0 | 0 | 0 | 0 | 0 | 0 | 0 | 0 | 0 | 0 | 0 | 0 | 755015.6319 |  | 0 | 755015.6319 | 0 | 0 | 0 | 0 | 0 | 0 | 0 | 0 | 0 | 0 | 0 | 0 | 0 | 0 | 0 | 755015.6319 | 755015.6319 | 0 | 755015.6319
[28 empty] | 0 |  |  |  | 0 |  |  |  | 0 |  |  |  | 0 | [9 empty] | 0 | 0
B - Income Eligible | B1 - Home Energy Assistance | B1b - HEA (HVAC Systems) | Boiler Replacement, Gas | EB1b001 | HVAC | [22 empty] | 0 |  |  |  | 0 |  |  |  | 0 |  |  |  | 0 | [9 empty] | 0 | 0 | [53 empty] | 0
B - Income Eligible | B1 - Home Energy Assistance | B1b - HEA (HVAC Systems) | Boiler Replacement, Kerosene | EB1b002 | HVAC | [22 empty] | 0 |  |  |  | 0 |  |  |  | 0 |  |  |  | 0 | [9 empty] | 0 | 0 | [53 empty] | 0
B - Income Eligible | B1 - Home Energy Assistance | B1b - HEA (HVAC Systems) | Boiler Replacement, Oil | EB1b003 | HVAC | 5.4136 | 19 | 54135.7083 | 54135.7083 | 0 | 0 | 0 | 0 | 0 | 0 | 0 | 0 | 0 | 0 | 0 | 0 | 0 | 0 | 0 | 0 | 0 | 0 | 0 | 0 | 268.126 | 5094.3948 | 268.126 | 5094.3948 | 0 | 0 | 0 | 0 | 0 | 0 | 0 | 0 | 0 | 0 | 0 | 0 | 0 | 0 | 0 | 0 | 268.126 | 5094.3948 | 0 | 0 | 0 | 0 | 0 | 0 | 0 | 0 | 0 | 0 | 0 | 0 | 0 | 0 | 0 | 0 | 0 | 0 | 0 | 0 | 0 | 0 | 0 | 0 | 0 | 0 | 0 | 0 | 0 | 0 | 0 | 0 | 0 | 0 | 0 | 0 | 0 | 0 | 0 | 0 | 0 | 0 | 142440.5293 | 0 | 0 | 64.9654 | 0 | 0 | 0 | 0 | 0 | 0 | 142505.4947 | 0 |  | 4740.4083 | 4740.4083 | 0 | 0 | 0 | 0 | 0 | 0 | 0 | 100243.7716 | 0 | 0 | 0 | 0 | 0 | 0 | 100243.7716 | 147245.903 | 242749.2663 | 0 | 242749.2663
B - Income Eligible | B1 - Home Energy Assistance | B1b - HEA (HVAC Systems) | Boiler Replacement, Propane | EB1b004 | HVAC | [22 empty] | 0 |  |  |  | 0 |  |  |  | 0 |  |  |  | 0 | [9 empty] | 0 | 0 | [53 empty] | 0
B - Income Eligible | B1 - Home Energy Assistance | B1b - HEA (HVAC Systems) | Furnace Replacement, Gas | EB1b005 | HVAC | [22 empty] | 0 |  |  |  | 0 |  |  |  | 0 |  |  |  | 0 | [9 empty] | 0 | 0 | [53 empty] | 0
B - Income Eligible | B1 - Home Energy Assistance | B1b - HEA (HVAC Systems) | Furnace Replacement, Kerosene | EB1b006 | HVAC | [22 empty] | 0 |  |  |  | 0 |  |  |  | 0 |  |  |  | 0 | [9 empty] | 0 | 0 | [53 empty] | 0
B - Income Eligible | B1 - Home Energy Assistance | B1b - HEA (HVAC Systems) | Furnace Replacement, Oil | EB1b007 | HVAC | 4 | 17 | 24000 | 24000 | 0 | 0.5224 | 0.48583 | 8.8808 | 8.2591 | 0.48583 | 8.2591 | 3.6818 | 4.5774 | 0 | 0 | 0.256 | 0.10761 | 0.10761 | 0 | 0 | 0 | 0 | 0 | 0 | 21.614 | 367.438 | 21.614 | 367.438 | 0 | 0 | 0 | 0 | 0 | 0 | 0 | 0 | 0 | 0 | 0 | 0 | 0 | 0 | 0 | 0 | 21.614 | 367.438 | 0 | 0 | 0 | 275.0294 | 315.5495 | 0 | 0 | 590.5788 | 16.8975 | 18.1492 | 0 | 0 | 12.9109 | 47.9576 | 638.5364 | 0 | 0 | 0 | 0 | 0 | 0 | 0 | 0 | 638.5364 | 0 | 0 | 0 | 0 | 0 | 0 | 0 | 0 | 0 | 0 | 0 | 0 | 0 | 0 | 0 | 0 | 0 | 0 | 10467.2573 | 0 | 0 | 4.8328 | 0 | 0 | 0 | 0 | 0 | 0 | 10472.0901 | 0 |  | 333.4965 | 333.4965 | 193.7732 | 218.1026 | 0 | 0 | 411.8758 | 0 | 0 | 7282.5058 | 0 | 0 | 0 | 0 | 0 | 0 | 7282.5058 | 11444.1229 | 18805.0082 | 638.5364 | 18805.0082
B - Income Eligible | B1 - Home Energy Assistance | B1b - HEA (HVAC Systems) | Furnace Replacement, Propane | EB1b008 | HVAC | 2 | 17 | 12000 | 12000 | 0 | 0.2612 | 0.24292 | 4.4404 | 4.1296 | 0.24292 | 4.1296 | 1.8409 | 2.2887 | 0 | 0 | 0.128 | 0.053806 | 0.053806 | 0 | 0 | 0 | 0 | 0 | 0 | 0 | 0 | 0 | 0 | 26.568 | 451.656 | 26.568 | 451.656 | 0 | 0 | 0 | 0 | 0 | 0 | 0 | 0 | 0 | 0 | 0 | 0 | 26.568 | 451.656 | 0 | 0 | 0 | 137.5147 | 157.7747 | 0 | 0 | 295.2894 | 8.4487 | 9.0746 | 0 | 0 | 6.4554 | 23.9788 | 319.2682 | 0 | 0 | 0 | 0 | 0 | 0 | 0 | 0 | 319.2682 | 0 | 0 | 0 | 0 | 0 | 0 | 0 | 0 | 0 | 0 | 0 | 0 | 0 | 0 | 0 | 0 | 0 | 0 | 0 | 0 | 0 | 0 | 0 | 24430.1555 | 0 | 0 | 0 | 0 | 24430.1555 | 0 |  | 347.686 | 347.686 | 96.8866 | 109.0513 | 0 | 0 | 205.9379 | 0 | 0 | 0 | 0 | 0 | 0 | 0 | 0 | 7460.7927 | 7460.7927 | 25097.1098 | 32416.1543 | 319.2682 | 32416.1543
B - Income Eligible | B1 - Home Energy Assistance | B1b - HEA (HVAC Systems) | Programmable Thermostat, Electric | EB1b009 | HVAC | 2 | 15 | 500 | 500 | 0 | 0.502 | 0.502 | 7.53 | 7.53 | 0.502 | 7.53 | 0.49658 | 0.28962 | 3.5634 | 3.1804 | 0.38 | 0.38 | 0.38 | 0 | 0 | 0 | 0 | 0 | 0 | 0 | 0 | 0 | 0 | 0 | 0 | 0 | 0 | 0 | 0 | 0 | 0 | 0 | 0 | 0 | 0 | 0 | 0 | 0 | 0 | 0 | 0 | 0 | 0 | 0 | 37.831 | 20.5149 | 184.1365 | 157.4261 | 399.9085 | 2.5829 | 1.3015 | 10.1716 | 5.4365 | 13.3405 | 32.833 | 432.7415 | 0 | 0 | 0 | 0 | 0 | 0 | 0 | 0 | 432.7415 | 0 | 0 | 0 | 0 | 0 | 0 | 0 | 0 | 0 | 0 | 0 | 0 | 0 | 0 | 0 | 0 | 0 | 0 | 0 | 0 | 0 | 0 | 0 | 0 | 0 | 0 | 0 | 0 | 0 | 0 |  | 0 | 0 | 27.3416 | 14.4932 | 194.105 | 169.5137 | 405.4535 | 0 | 0 | 0 | 0 | 0 | 0 | 0 | 0 | 0 | 0 | 432.7415 | 838.1951 | 432.7415 | 838.1951
B - Income Eligible | B1 - Home Energy Assistance | B1b - HEA (HVAC Systems) | Programmable Thermostat, Gas | EB1b010 | HVAC | [22 empty] | 0 |  |  |  | 0 |  |  |  | 0 |  |  |  | 0 | [9 empty] | 0 | 0 | [53 empty] | 0
B - Income Eligible | B1 - Home Energy Assistance | B1b - HEA (HVAC Systems) | Programmable Thermostat, Kerosene | EB1b011 | HVAC | 1 | 15 | 250 | 250 | 0 | 0 | 0 | 0 | 0 | 0 | 0 | 0 | 0 | 0 | 0 | 0 | 0 | 0 | 0 | 0 | 0 | 0 | 0 | 0 | 0 | 0 | 0 | 0 | 0 | 0 | 0 | 0 | 2.06 | 30.9 | 2.06 | 30.9 | 0 | 0 | 0 | 0 | 0 | 0 | 0 | 0 | 2.06 | 30.9 | 0 | 0 | 0 | 0 | 0 | 0 | 0 | 0 | 0 | 0 | 0 | 0 | 0 | 0 | 0 | 0 | 0 | 0 | 0 | 0 | 0 | 0 | 0 | 0 | 0 | 0 | 0 | 0 | 0 | 0 | 0 | 0 | 0 | 0 | 0 | 0 | 0 | 0 | 0 | 0 | 0 | 0 | 0 | 0 | 0 | 0 | 1126.9008 | 0 | 0 | 0 | 0 | 0 | 1126.9008 | 0 |  | 27.0087 | 27.0087 | 0 | 0 | 0 | 0 | 0 | 0 | 0 | 0 | 0 | 0 | 0 | 0 | 626.0603 | 0 | 626.0603 | 1153.9095 | 1752.9611 | 0 | 1752.9611
B - Income Eligible | B1 - Home Energy Assistance | B1b - HEA (HVAC Systems) | Programmable Thermostat, Oil | EB1b012 | HVAC | 31.707 | 15 | 7926.7612 | 7926.7612 | 0 | 0 | 0 | 0 | 0 | 0 | 0 | 0 | 0 | 0 | 0 | 0 | 0 | 0 | 0 | 0 | 0 | 0 | 0 | 0 | 65.6336 | 984.5037 | 65.6336 | 984.5037 | 0 | 0 | 0 | 0 | 0 | 0 | 0 | 0 | 0 | 0 | 0 | 0 | 0 | 0 | 0 | 0 | 65.6336 | 984.5037 | 0 | 0 | 0 | 0 | 0 | 0 | 0 | 0 | 0 | 0 | 0 | 0 | 0 | 0 | 0 | 0 | 0 | 0 | 0 | 0 | 0 | 0 | 0 | 0 | 0 | 0 | 0 | 0 | 0 | 0 | 0 | 0 | 0 | 0 | 0 | 0 | 0 | 0 | 0 | 0 | 0 | 0 | 28562.1232 | 0 | 0 | 13.3684 | 0 | 0 | 0 | 0 | 0 | 0 | 28575.4915 | 0 |  | 871.7237 | 871.7237 | 0 | 0 | 0 | 0 | 0 | 0 | 0 | 19651.5063 | 0 | 0 | 0 | 0 | 0 | 0 | 19651.5063 | 29447.2152 | 48226.9979 | 0 | 48226.9979
B - Income Eligible | B1 - Home Energy Assistance | B1b - HEA (HVAC Systems) | Programmable Thermostat, Propane | EB1b013 | HVAC | 20 | 15 | 5000 | 5000 | 0 | 0 | 0 | 0 | 0 | 0 | 0 | 0 | 0 | 0 | 0 | 0 | 0 | 0 | 0 | 0 | 0 | 0 | 0 | 0 | 0 | 0 | 0 | 0 | 41.2 | 618 | 41.2 | 618 | 0 | 0 | 0 | 0 | 0 | 0 | 0 | 0 | 0 | 0 | 0 | 0 | 41.2 | 618 | 0 | 0 | 0 | 0 | 0 | 0 | 0 | 0 | 0 | 0 | 0 | 0 | 0 | 0 | 0 | 0 | 0 | 0 | 0 | 0 | 0 | 0 | 0 | 0 | 0 | 0 | 0 | 0 | 0 | 0 | 0 | 0 | 0 | 0 | 0 | 0 | 0 | 0 | 0 | 0 | 0 | 0 | 0 | 0 | 0 | 0 | 0 | 34043.2653 | 0 | 0 | 0 | 0 | 34043.2653 | 0 |  | 464.1114 | 464.1114 | 0 | 0 | 0 | 0 | 0 | 0 | 0 | 0 | 0 | 0 | 0 | 0 | 0 | 10281.2592 | 10281.2592 | 34507.3767 | 44324.5245 | 0 | 44324.5245
B - Income Eligible | B1 - Home Energy Assistance | B1b - HEA (HVAC Systems) | Programmable Thermostat, Wood Pellets | EB1b014 | HVAC | [22 empty] | 0 |  |  |  | 0 |  |  |  | 0 |  |  |  | 0 | [9 empty] | 0 | 0 | [53 empty] | 0
B - Income Eligible | B1 - Home Energy Assistance | B1b - HEA (HVAC Systems) | Wifi Thermostat, Electric | EB1b015 | HVAC | [22 empty] | 0 |  |  |  | 0 |  |  |  | 0 |  |  |  | 0 | [9 empty] | 0 | 0 | [53 empty] | 0
B - Income Eligible | B1 - Home Energy Assistance | B1b - HEA (HVAC Systems) | Wifi Thermostat, Gas | EB1b016 | HVAC | [22 empty] | 0 |  |  |  | 0 |  |  |  | 0 |  |  |  | 0 | [9 empty] | 0 | 0 | [53 empty] | 0
B - Income Eligible | B1 - Home Energy Assistance | B1b - HEA (HVAC Systems) | Wifi Thermostat, Kerosene | EB1b017 | HVAC | [22 empty] | 0 |  |  |  | 0 |  |  |  | 0 |  |  |  | 0 | [9 empty] | 0 | 0 | [53 empty] | 0
B - Income Eligible | B1 - Home Energy Assistance | B1b - HEA (HVAC Systems) | Wifi Thermostat, Oil | EB1b018 | HVAC | [22 empty] | 0 |  |  |  | 0 |  |  |  | 0 |  |  |  | 0 | [9 empty] | 0 | 0 | [53 empty] | 0
B - Income Eligible | B1 - Home Energy Assistance | B1b - HEA (HVAC Systems) | Wifi Thermostat, Propane | EB1b019 | HVAC | [22 empty] | 0 |  |  |  | 0 |  |  |  | 0 |  |  |  | 0 | [9 empty] | 0 | 0 | [53 empty] | 0
B - Income Eligible | B1 - Home Energy Assistance | B1b - HEA (HVAC Systems) | Wifi Thermostat, Wood Pellets | EB1b020 | HVAC | [22 empty] | 0 |  |  |  | 0 |  |  |  | 0 |  |  |  | 0 | [9 empty] | 0 | 0 | [53 empty] | 0
B - Income Eligible | B1 - Home Energy Assistance | B1b - HEA (HVAC Systems) | Mini Split HP (cooling) | EB1b021 | HVAC | [22 empty] | 0 |  |  |  | 0 |  |  |  | 0 |  |  |  | 0 | [9 empty] | 0 | 0 | [53 empty] | 0
B - Income Eligible | B1 - Home Energy Assistance | B1b - HEA (HVAC Systems) | Mini Split HP (heating) | EB1b022 | HVAC | [22 empty] | 0 |  |  |  | 0 |  |  |  | 0 |  |  |  | 0 | [9 empty] | 0 | 0 | [53 empty] | 0
B - Income Eligible | B1 - Home Energy Assistance | B1b - HEA (HVAC Systems) | ES Central AC | EB1b023 | HVAC | [22 empty] | 0 |  |  |  | 0 |  |  |  | 0 |  |  |  | 0 | [9 empty] | 0 | 0 | [53 empty] | 0
B - Income Eligible | B1 - Home Energy Assistance | B1b - HEA (HVAC Systems) | Oil K1 HVAC Repair or Cleaning | EB1b024 | HVAC | 1 | 1 | 650 | 650 | 0 | 0 | 0 | 0 | 0 | 0 | 0 | 0 | 0 | 0 | 0 | 0 | 0 | 0 | 0 | 0 | 0 | 0 | 0 | 0 | 6.2699 | 6.2699 | 6.2699 | 6.2699 | 0 | 0 | 0 | 0 | 0 | 0 | 0 | 0 | 0 | 0 | 0 | 0 | 0 | 0 | 0 | 0 | 6.2699 | 6.2699 | 0 | 0 | 0 | 0 | 0 | 0 | 0 | 0 | 0 | 0 | 0 | 0 | 0 | 0 | 0 | 0 | 0 | 0 | 0 | 0 | 0 | 0 | 0 | 0 | 0 | 0 | 0 | 0 | 0 | 0 | 0 | 0 | 0 | 0 | 0 | 0 | 0 | 0 | 0 | 0 | 0 | 0 | 207.0538 | 0 | 0 | 0.10874 | 0 | 0 | 0 | 0 | 0 | 0 | 207.1626 | 0 |  | 4.648 | 4.648 | 0 | 0 | 0 | 0 | 0 | 0 | 0 | 129.6449 | 0 | 0 | 0 | 0 | 0 | 0 | 129.6449 | 211.8106 | 336.8075 | 0 | 336.8075
B - Income Eligible | B1 - Home Energy Assistance | B1b - HEA (HVAC Systems) | Gas LP HVAC Repair or Cleaning | EB1b025 | HVAC | [22 empty] | 0 |  |  |  | 0 |  |  |  | 0 |  |  |  | 0 | [9 empty] | 0 | 0 | [53 empty] | 0
B - Income Eligible | B1 - Home Energy Assistance | B1b - HEA (HVAC Systems) | GSHP HVAC Repair or Cleaning | EB1b026 | HVAC | 1 | 1 | 650 | 650 | 0 | 0.30513 | 0.27767 | 0.30513 | 0.27767 | 0.27767 | 0.27767 | 0.097462 | 0.12689 | 0.028044 | 0.02499 | 0 | 0 | 0 | 0 | 0 | 0 | 0 | 0 | 0 | 0 | 0 | 0 | 0 | 3.7037 | 3.7037 | 3.7037 | 3.7037 | 0 | 0 | 0 | 0 | 0 | 0 | 0 | 0 | 0 | 0 | 0 | 0 | 3.7037 | 3.7037 | 0 | 0 | 0 | 9.0378 | 11.3842 | 1.5185 | 1.328 | 23.2685 | 0.51662 | 0.59747 | 0.070004 | 0.037716 | 0.7333 | 1.9551 | 25.2236 | 0 | 0 | 0 | 0 | 0 | 0 | 0 | 0 | 25.2236 | 0 | 0 | 0 | 0 | 0 | 0 | 0 | 0 | 0 | 0 | 0 | 0 | 0 | 0 | 0 | 0 | 0 | 0 | 0 | 0 | 0 | 0 | 0 | 232.2352 | 0 | 0 | 0 | 0 | 232.2352 | 0 |  | 2.3287 | 2.3287 | 6.6849 | 8.3162 | 1.6041 | 1.2533 | 17.8584 | 0 | 0 | 0 | 0 | 0 | 0 | 0 | 0 | 63.8266 | 63.8266 | 259.7875 | 339.1439 | 25.2236 | 339.1439
B - Income Eligible | B1 - Home Energy Assistance | B1b - HEA (HVAC Systems) | ASHP HVAC Repair or Cleaning | EB1b027 | HVAC | [22 empty] | 0 |  |  |  | 0 |  |  |  | 0 |  |  |  | 0 | [9 empty] | 0 | 0 | [53 empty] | 0
B - Income Eligible | B1 - Home Energy Assistance | B1b - HEA (HVAC Systems) | Circulator Pump | EB1b028 | HVAC | [22 empty] | 0 |  |  |  | 0 |  |  |  | 0 |  |  |  | 0 | [9 empty] | 0 | 0 | [53 empty] | 0
B - Income Eligible | B1 - Home Energy Assistance | B1b - HEA (HVAC Systems) | [25 empty] | 0 |  |  |  | 0 |  |  |  | 0 |  |  |  | 0 | [9 empty] | 0 | 0 | [53 empty] | 0
B - Income Eligible | B1 - Home Energy Assistance | B1b - HEA (HVAC Systems) | [25 empty] | 0 |  |  |  | 0 |  |  |  | 0 |  |  |  | 0 | [9 empty] | 0 | 0 | [53 empty] | 0
[28 empty] | 0 |  |  |  | 0 |  |  |  | 0 |  |  |  | 0 | [9 empty] | 0 | 0
B - Income Eligible | B1 - Home Energy Assistance |  | 0 | 0 | 0 | [22 empty] | 0 |  |  |  | 0 |  |  |  | 0 |  |  |  | 0 | [9 empty] | 0 | 0 | [53 empty] | 0
[28 empty] | 0 |  |  |  | 0 |  |  |  | 0 |  |  |  | 0 | [9 empty] | 0 | 0
A - Residential | A1 - Energy Star Homes | A1a - ES Homes | Cooling, Electric, SF | EA1a001 | HVAC | [22 empty] | 0 |  |  |  | 0 |  |  |  | 0 |  |  |  | 0 | [9 empty] | 0 | 0
A - Residential | A1 - Energy Star Homes | A1a - ES Homes | Heating, Electric, SF | EA1a002 | HVAC | 4 | 25 | 16800 | 14000 | 2800 | 25.8826 | 25.8826 | 647.0657 | 647.0657 | 25.8826 | 647.0657 | 279.0713 | 367.9944 | 0 | 0 | 18.9771 | 8.2171 | 8.2171 | 0 | 0 | 0 | 0 | 0 | 0 | 0 | 0 | 0 | 0 | 31.876 | 796.9 | 31.876 | 796.9 | 0 | 0 | 0 | 0 | 0 | 0 | 0 | 0 | 0 | 0 | 0 | 0 | 31.876 | 796.9 | 0 | 0 | 0 | 19333.1001 | 22884.5144 | 0 | 0 | 42217.6145 | 870.9475 | 992.1789 | 0 | 0 | 687.8241 | 2550.9505 | 44768.5649 | 0 | 0 | 0 | 0 | 0 | 0 | 0 | 0 | 44768.5649 | 0 | 0 | 0 | 0 | 0 | 0 | 0 | 0 | 0 | 0 | 0 | 0 | 0 | 0 | 0 | 0 | 0 | 0 | 0 | 0 | 0 | 0 | 0 | 40049.1466 | 0 | 0 | 0 | 0 | 40049.1466 | 21204.4279 |  | 676.8287 | 21881.2566 | 12512.7498 | 14964.253 | 0 | 0 | 27477.0028 | 0 | 0 | 0 | 0 | 0 | 0 | 0 | 0 | 12786.0585 | 12786.0585 | 106698.9682 | 125080.7728 | 44768.5649 | 146285.2007
A - Residential | A1 - Energy Star Homes | A1a - ES Homes | Heating, Gas, SF | EA1a003 | HVAC | [22 empty] | 0 |  |  |  | 0 |  |  |  | 0 |  |  |  | 0 | [9 empty] | 0 | 0
A - Residential | A1 - Energy Star Homes | A1a - ES Homes | Heating, Oil, SF | EA1a004 | HVAC | [22 empty] | 0 |  |  |  | 0 |  |  |  | 0 |  |  |  | 0 | [9 empty] | 0 | 0
A - Residential | A1 - Energy Star Homes | A1a - ES Homes | Heating, Propane, SF | EA1a005 | HVAC | 33.896 | 25 | 77960.6886 | 52538.7249 | 25421.9637 | 26.4593 | 26.4593 | 661.4833 | 661.4833 | 26.4593 | 661.4833 | 285.2894 | 376.1939 | 0 | 0 | 19.3999 | 8.4002 | 8.4002 | 0 | 0 | 0 | 0 | 0 | 0 | 0 | 0 | 0 | 0 | 534.5053 | 13362.6315 | 534.5053 | 13362.6315 | 0 | 0 | 0 | 0 | 0 | 0 | 0 | 0 | 0 | 0 | 0 | 0 | 534.5053 | 13362.6315 | 0 | 0 | 0 | 19763.8725 | 23394.418 | 0 | 0 | 43158.2904 | 890.3536 | 1014.2862 | 0 | 0 | 703.1499 | 2607.7897 | 45766.0802 | 0 | 0 | 0 | 0 | 0 | 0 | 0 | 0 | 45766.0802 | 0 | 0 | 0 | 0 | 0 | 0 | 0 | 0 | 0 | 0 | 0 | 0 | 0 | 0 | 0 | 0 | 0 | 0 | 0 | 0 | 0 | 0 | 0 | 671554.76 | 0 | 0 | 0 | 0 | 671554.76 | 179330.21 |  | 11349.2439 | 190679.454 | 12791.5539 | 15297.6805 | 0 | 0 | 28089.2344 | 0 | 0 | 0 | 0 | 0 | 0 | 0 | 0 | 214400.0345 | 214400.0345 | 908000.2941 | 959810.109 | 45766.0802 | 1139140.319
A - Residential | A1 - Energy Star Homes | A1a - ES Homes | Heating, Wood Pellets, SF | EA1a006 | HVAC | [22 empty] | 0 |  |  |  | 0 |  |  |  | 0 |  |  |  | 0 | [9 empty] | 0 | 0
A - Residential | A1 - Energy Star Homes | A1a - ES Homes | Hot Water, Electric, SF | EA1a007 | Hot Water | [22 empty] | 0 |  |  |  | 0 |  |  |  | 0 |  |  |  | 0 | [9 empty] | 0 | 0
A - Residential | A1 - Energy Star Homes | A1a - ES Homes | Hot Water, Gas, SF | EA1a008 | Hot Water | [22 empty] | 0 |  |  |  | 0 |  |  |  | 0 |  |  |  | 0 | [9 empty] | 0 | 0
A - Residential | A1 - Energy Star Homes | A1a - ES Homes | Hot Water, Oil, SF | EA1a009 | Hot Water | [22 empty] | 0 |  |  |  | 0 |  |  |  | 0 |  |  |  | 0 | [9 empty] | 0 | 0
A - Residential | A1 - Energy Star Homes | A1a - ES Homes | Hot Water, Propane, SF | EA1a010 | Hot Water | [22 empty] | 0 |  |  |  | 0 |  |  |  | 0 |  |  |  | 0 | [9 empty] | 0 | 0
A - Residential | A1 - Energy Star Homes | A1a - ES Homes | Hot Water, Wood Pellets, SF | EA1a011 | Hot Water | [22 empty] | 0 |  |  |  | 0 |  |  |  | 0 |  |  |  | 0 | [9 empty] | 0 | 0
A - Residential | A1 - Energy Star Homes | A1a - ES Homes | Cooling, Electric, MF | EA1a012 | HVAC | 31.1512 | 25 | 31151.1628 | 15575.5814 | 15575.5814 | 5.0621 | 5.0621 | 126.5516 | 126.5516 | 5.0621 | 126.5516 | 8.3456 | 4.8675 | 59.8876 | 53.4509 | 8.0676 | 0 | 0 | 2.7914 | 2.7914 | 0 | 0 | 0 | 0 | 0 | 0 | 0 | 0 | 0 | 0 | 0 | 0 | 0 | 0 | 0 | 0 | 0 | 0 | 0 | 0 | 0 | 0 | 0 | 0 | 0 | 0 | 0 | 0 | 0 | 578.1566 | 302.695 | 3039.7794 | 2547.703 | 6468.334 | 26.0457 | 13.1236 | 102.5681 | 54.821 | 134.523 | 331.0814 | 6799.4154 | 4927.8421 | 0 | 193.5445 | 40.5316 | 4697.1953 | 0 | 5616.2056 | 15475.3192 | 22274.7346 | 0 | 0 | 0 | 0 | 0 | 0 | 0 | 0 | 0 | 0 | 0 | 0 | 0 | 0 | 0 | 0 | 0 | 0 | 0 | 0 | 0 | 0 | 0 | 0 | 0 | 0 | 0 | 0 | 0 | 5568.6836 |  | 0 | 5568.6836 | 374.1939 | 197.9332 | 2664.7027 | 2305.6074 | 5542.4372 | 0 | 0 | 0 | 0 | 0 | 0 | 0 | 0 | 0 | 0 | 27843.4182 | 27817.1718 | 22274.7346 | 33385.8555
A - Residential | A1 - Energy Star Homes | A1a - ES Homes | Heating, Electric, MF | EA1a013 | HVAC | 31.1512 | 25 | 46726.7442 | 23363.3721 | 23363.3721 | 10.1241 | 10.1241 | 253.1032 | 253.1032 | 10.1241 | 253.1032 | 109.1602 | 143.943 | 0 | 0 | 7.423 | 3.2142 | 3.2142 | 0 | 0 | 0 | 0 | 0 | 0 | 0 | 0 | 0 | 0 | 0 | 0 | 0 | 0 | 0 | 0 | 0 | 0 | 0 | 0 | 0 | 0 | 0 | 0 | 0 | 0 | 0 | 0 | 0 | 0 | 0 | 7562.2457 | 8951.4005 | 0 | 0 | 16513.6462 | 340.6758 | 388.0961 | 0 | 0 | 269.0461 | 997.818 | 17511.4642 | 0 | 0 | 0 | 0 | 0 | 0 | 0 | 0 | 17511.4642 | 0 | 0 | 0 | 0 | 0 | 0 | 0 | 0 | 0 | 0 | 0 | 0 | 0 | 0 | 0 | 0 | 0 | 0 | 0 | 0 | 0 | 0 | 0 | 0 | 0 | 0 | 0 | 0 | 0 | 4377.866 |  | 0 | 4377.866 | 4894.4292 | 5853.3478 | 0 | 0 | 10747.7769 | 0 | 0 | 0 | 0 | 0 | 0 | 0 | 0 | 0 | 0 | 21889.3302 | 28259.2411 | 17511.4642 | 32637.1071
A - Residential | A1 - Energy Star Homes | A1a - ES Homes | Heating, Gas, MF | EA1a014 | HVAC | [22 empty] | 0 |  |  |  | 0 |  |  |  | 0 |  |  |  | 0 | [9 empty] | 0 | 0
A - Residential | A1 - Energy Star Homes | A1a - ES Homes | Heating, Oil, MF | EA1a015 | HVAC | [22 empty] | 0 |  |  |  | 0 |  |  |  | 0 |  |  |  | 0 | [9 empty] | 0 | 0
A - Residential | A1 - Energy Star Homes | A1a - ES Homes | Heating, Propane, MF | EA1a016 | HVAC | [22 empty] | 0 |  |  |  | 0 |  |  |  | 0 |  |  |  | 0 | [9 empty] | 0 | 0
A - Residential | A1 - Energy Star Homes | A1a - ES Homes | Heating, Wood Pellets, MF | EA1a017 | HVAC | [22 empty] | 0 |  |  |  | 0 |  |  |  | 0 |  |  |  | 0 | [9 empty] | 0 | 0
A - Residential | A1 - Energy Star Homes | A1a - ES Homes | Hot Water, Electric, MF | EA1a018 | Hot Water | [22 empty] | 0 |  |  |  | 0 |  |  |  | 0 |  |  |  | 0 | [9 empty] | 0 | 0
A - Residential | A1 - Energy Star Homes | A1a - ES Homes | Hot Water, Gas, MF | EA1a019 | Hot Water | [22 empty] | 0 |  |  |  | 0 |  |  |  | 0 |  |  |  | 0 | [9 empty] | 0 | 0
A - Residential | A1 - Energy Star Homes | A1a - ES Homes | Hot Water, Oil, MF | EA1a020 | Hot Water | [22 empty] | 0 |  |  |  | 0 |  |  |  | 0 |  |  |  | 0 | [9 empty] | 0 | 0
A - Residential | A1 - Energy Star Homes | A1a - ES Homes | Hot Water, Propane, MF | EA1a021 | Hot Water | [22 empty] | 0 |  |  |  | 0 |  |  |  | 0 |  |  |  | 0 | [9 empty] | 0 | 0
A - Residential | A1 - Energy Star Homes | A1a - ES Homes | Hot Water, Wood Pellets, MF | EA1a022 | Hot Water | [22 empty] | 0 |  |  |  | 0 |  |  |  | 0 |  |  |  | 0 | [9 empty] | 0 | 0
A - Residential | A1 - Energy Star Homes | A1a - ES Homes | LED Bulb | EA1a023 | Lighting | [22 empty] | 0 |  |  |  | 0 |  |  |  | 0 |  |  |  | 0 | [9 empty] | 0 | 0
A - Residential | A1 - Energy Star Homes | A1a - ES Homes | LED Fixture | EA1a024 | Lighting | [22 empty] | 0 |  |  |  | 0 |  |  |  | 0 |  |  |  | 0 | [9 empty] | 0 | 0
A - Residential | A1 - Energy Star Homes | A1a - ES Homes | Refrigerator | EA1a025 | Refrigeration | 30 | 12 | 1500 | 750 | 750 | 1.326 | 1.326 | 15.912 | 15.912 | 1.326 | 15.912 | 4.6141 | 5.0839 | 2.8927 | 3.3214 | 0.23485 | 0.21841 | 0.21841 | 0.30295 | 0.30295 | 0 | 0 | 0 | 0 | 0 | 0 | 0 | 0 | 0 | 0 | 0 | 0 | 0 | 0 | 0 | 0 | 0 | 0 | 0 | 0 | 0 | 0 | 0 | 0 | 0 | 0 | 0 | 0 | 0 | 360.887 | 373.5621 | 148.1524 | 164.6191 | 1047.2206 | 30.0001 | 28.5563 | 10.3212 | 7.0969 | 35.2381 | 111.2126 | 1158.4332 | 238.5286 | 0 | 21.0059 | 4.399 | 279.723 | 0 | 334.4511 | 878.1076 | 2036.5409 | 0 | 0 | 0 | 0 | 0 | 0 | 0 | 0 | 0 | 0 | 0 | 0 | 0 | 0 | 0 | 0 | 0 | 0 | 0 | 0 | 0 | 0 | 0 | 0 | 0 | 0 | 0 | 0 | 0 | 509.1352 |  | 0 | 509.1352 | 273.1668 | 274.7452 | 166.9792 | 188.6591 | 903.5502 | 0 | 0 | 0 | 0 | 0 | 0 | 0 | 0 | 0 | 0 | 2545.6761 | 2940.0911 | 2036.5409 | 3449.2263
A - Residential | A1 - Energy Star Homes | A1a - ES Homes | Clothes Washer | EA1a026 | Hot Water | 7 | 11 | 350 | 175 | 175 | 0.6293 | 0.6293 | 6.9223 | 6.9223 | 0.6293 | 6.9223 | 2.5226 | 2.07 | 1.2662 | 1.0635 | 1.953 | 1.0156 | 1.0156 | 0.95892 | 0.95892 | 0 | 0 | 0 | 0 | 0 | 0 | 0 | 0 | 0.35 | 3.85 | 0.35 | 3.85 | 0 | 0 | 0 | 0 | 0 | 0 | 0 | 0 | 0 | 0 | 0 | 0 | 0.35 | 3.85 | 5761 | 0 | 63371 | 198.9817 | 154.6856 | 64.5521 | 52.7461 | 470.9655 | 17.8924 | 12.6844 | 4.9288 | 2.4789 | 16.7156 | 54.7001 | 525.6656 | 674.382 | 0 | 66.4884 | 13.9238 | 820.1952 | 0 | 980.6672 | 2555.6567 | 3081.3222 | 0 | 0 | 0 | 0 | 0 | 0 | 0 | 0 | 0 | 0 | 0 | 0 | 0 | 0 | 0 | 0 | 0 | 0 | 0 | 0 | 0 | 0 | 0 | 219.9328 | 0 | 0 | 1319.9653 | 0 | 1539.8981 | 825.3137 |  | 2.753 | 828.0667 | 152.0991 | 114.2802 | 74.1043 | 61.1644 | 401.6481 | 0 | 0 | 0 | 0 | 0 | 0 | 0 | 0 | 64.9611 | 64.9611 | 5449.287 | 5087.8295 | 3081.3222 | 5913.1432
A - Residential | A1 - Energy Star Homes | A1a - ES Homes | Clothes Dryer | EA1a027 | Envelope | 7 | 12 | 350 | 175 | 175 | 1.1228 | 1.1228 | 13.4736 | 13.4736 | 1.1228 | 13.4736 | 5.2466 | 4.0359 | 2.2768 | 1.9142 | 0.33104 | 0.19134 | 0.19134 | 0.14731 | 0.14731 | 0 | 0 | 0 | 0 | 0 | 0 | 0 | 0 | 0 | 0 | 0 | 0 | 0 | 0 | 0 | 0 | 0 | 0 | 0 | 0 | 0 | 0 | 0 | 0 | 0 | 0 | 0 | 0 | 0 | 410.3612 | 296.5604 | 116.6092 | 94.8762 | 918.407 | 34.1128 | 22.67 | 8.1237 | 4.0902 | 29.8381 | 98.8349 | 1017.2419 | 115.9844 | 0 | 10.2141 | 2.139 | 136.0151 | 0 | 162.6266 | 426.9792 | 1444.2211 | 0 | 0 | 0 | 0 | 0 | 0 | 0 | 0 | 0 | 0 | 0 | 0 | 0 | 0 | 0 | 0 | 0 | 0 | 0 | 0 | 0 | 0 | 0 | 0 | 0 | 0 | 0 | 0 | 0 | 361.0553 |  | 0 | 361.0553 | 310.6153 | 218.1124 | 131.4276 | 108.7314 | 768.8867 | 0 | 0 | 0 | 0 | 0 | 0 | 0 | 0 | 0 | 0 | 1805.2764 | 2213.1078 | 1444.2211 | 2574.1631
A - Residential | A1 - Energy Star Homes | A1a - ES Homes | HERS - Lighting and Appliances | EA1a028 | Lighting | [22 empty] | 0 |  |  |  | 0 |  |  |  | 0 |  |  |  | 0 | [9 empty] | 0 | 0
A - Residential | A1 - Energy Star Homes | A1a - ES Homes | Residential New Construction Code Compliance | EA1a029 | Custom Measures | [22 empty] | 0 |  |  |  | 0 |  |  |  | 0 |  |  |  | 0 | [9 empty] | 0 | 0
A - Residential | A1 - Energy Star Homes | A1a - ES Homes | HERS Rater Fee - SF |  | Non-Energy Saving | 1 | 1 | 83371.0934 | 83371.0934 | 0 | 0 | 0 | 0 | 0 | 0 | 0 | 0 | 0 | 0 | 0 | 0 | 0 | 0 | 0 | 0 | 0 | 0 | 0 | 0 | 0 | 0 | 0 | 0 | 0 | 0 | 0 | 0 | 0 | 0 | 0 | 0 | 0 | 0 | 0 | 0 | 0 | 0 | 0 | 0 | 0 | 0 | 0 | 0 | 0 | 0 | 0 | 0 | 0 | 0 | 0 | 0 | 0 | 0 | 0 | 0 | 0 | 0 | 0 | 0 | 0 | 0 | 0 | 0 | 0 | 0 | 0 | 0 | 0 | 0 | 0 | 0 | 0 | 0 | 0 | 0 | 0 | 0 | 0 | 0 | 0 | 0 | 0 | 0 | 0 | 0 | 0 | 0 | 0 | 0 | 0 | 0 | 0 | 0 | 0 | 0 |  | 0 | 0 | 0 | 0 | 0 | 0 | 0 | 0 | 0 | 0 | 0 | 0 | 0 | 0 | 0 | 0 | 0 | 0 | 0 | 0 | 0
A - Residential | A1 - Energy Star Homes | A1a - ES Homes | HERS Rater Fee - MF |  | Non-Energy Saving | 1 | 1 | 28036.0465 | 28036.0465 | 0 | 0 | 0 | 0 | 0 | 0 | 0 | 0 | 0 | 0 | 0 | 0 | 0 | 0 | 0 | 0 | 0 | 0 | 0 | 0 | 0 | 0 | 0 | 0 | 0 | 0 | 0 | 0 | 0 | 0 | 0 | 0 | 0 | 0 | 0 | 0 | 0 | 0 | 0 | 0 | 0 | 0 | 0 | 0 | 0 | 0 | 0 | 0 | 0 | 0 | 0 | 0 | 0 | 0 | 0 | 0 | 0 | 0 | 0 | 0 | 0 | 0 | 0 | 0 | 0 | 0 | 0 | 0 | 0 | 0 | 0 | 0 | 0 | 0 | 0 | 0 | 0 | 0 | 0 | 0 | 0 | 0 | 0 | 0 | 0 | 0 | 0 | 0 | 0 | 0 | 0 | 0 | 0 | 0 | 0 | 0 |  | 0 | 0 | 0 | 0 | 0 | 0 | 0 | 0 | 0 | 0 | 0 | 0 | 0 | 0 | 0 | 0 | 0 | 0 | 0 | 0 | 0
A - Residential | A1 - Energy Star Homes | A1a - ES Homes | Admin Fee |  | Non-Energy Saving | [22 empty] | 0 |  |  |  | 0 |  |  |  | 0 |  |  |  | 0 | [9 empty] | 0 | 0
A - Residential | A1 - Energy Star Homes | A1a - ES Homes | 0 | 0 | 0 | [22 empty] | 0 |  |  |  | 0 |  |  |  | 0 |  |  |  | 0 | [9 empty] | 0 | 0
A - Residential | A1 - Energy Star Homes | A1a - ES Homes | 0 | 0 | 0 | [22 empty] | 0 |  |  |  | 0 |  |  |  | 0 |  |  |  | 0 | [9 empty] | 0 | 0
A - Residential | A1 - Energy Star Homes | A1a - ES Homes | 0 | 0 | 0 | [22 empty] | 0 |  |  |  | 0 |  |  |  | 0 |  |  |  | 0 | [9 empty] | 0 | 0
[28 empty] | 0 |  |  |  | 0 |  |  |  | 0 |  |  |  | 0 | [9 empty] | 0 | 0
A - Residential | A1 - Energy Star Homes |  |  | 0 | 0 | [22 empty] | 0 |  |  |  | 0 |  |  |  | 0 |  |  |  | 0 | [9 empty] | 0 | 0
[28 empty] | 0 |  |  |  | 0 |  |  |  | 0 |  |  |  | 0 | [9 empty] | 0 | 0
A - Residential | A2 - Home Performance | A2a - Home Performance (Weatherization) | Air Sealing, Cord Wood | EA2a001 | Envelope | 1 | 15 | 2019.5 | 2019.5 | 0 | 0.00604 | 0.0056806 | 0.0906 | 0.085209 | 0.0056806 | 0.085209 | 0.0056193 | 0.0032774 | 0.040323 | 0.035989 | 0.0095299 | 0 | 0 | 0.0031325 | 0.0031325 | 0 | 0 | 0 | 0 | 2.8437 | 42.6551 | 2.8437 | 42.6551 | 0 | 0 | 0 | 0 | 0 | 0 | 0 | 0 | 4.7593 | 71.3899 | 4.7593 | 71.3899 | 0 | 0 | 0 | 0 | 7.603 | 114.045 | 0 | 0 | 0 | 0.42809 | 0.23215 | 2.0837 | 1.7814 | 4.5254 | 0.029228 | 0.014727 | 0.1151 | 0.06152 | 0.15096 | 0.37154 | 4.8969 | 3.2836 | 0 | 0.21719 | 0.045484 | 3.5036 | 0 | 4.189 | 11.2388 | 16.1357 | 0 | 0 | 0 | 0 | 0 | 0 | 0 | 0 | 0 | 0 | 0 | 0 | 0 | 0 | 0 | 0 | 0 | 0 | 1237.498 | 0 | 0 | 0.5792 | 0 | 0 | 1987.8432 | 0 | 0 | 0 | 3225.9204 | 810.514 |  | 37.7688 | 848.2828 | 0.3094 | 0.164 | 2.1965 | 1.9182 | 4.5881 | 0 | 0 | 851.4318 | 0 | 0 | 0 | 0 | 0 | 0 | 851.4318 | 4090.3389 | 4098.076 | 16.1357 | 4908.59
A - Residential | A2 - Home Performance | A2a - Home Performance (Weatherization) | Air Sealing, Electric | EA2a002 | Envelope | 3.0162 | 15 | 3504.7703 | 3504.7703 | 0 | 5.2415 | 4.9297 | 78.623 | 73.9449 | 4.9297 | 73.9449 | 18.7874 | 21.9333 | 17.1903 | 16.0339 | 4.0642 | 0.77605 | 0.77605 | 1.2973 | 1.2973 | 0 | 0 | 0 | 0 | 1.8746 | 28.1191 | 1.8746 | 28.1191 | 0 | 0 | 0 | 0 | 0 | 0 | 0 | 0 | 0 | 0 | 0 | 0 | 0 | 0 | 0 | 0 | 1.8746 | 28.1191 | 0 | 0 | 0 | 1431.2916 | 1553.6115 | 888.2993 | 793.6566 | 4666.8589 | 97.722 | 98.5604 | 49.0691 | 27.4081 | 131.0045 | 403.7639 | 5070.6229 | 1359.862 | 0 | 89.9491 | 18.8369 | 1450.9642 | 0 | 1734.8466 | 4654.4589 | 9725.0817 | 0 | 0 | 0 | 0 | 0 | 0 | 0 | 0 | 0 | 0 | 0 | 0 | 0 | 0 | 0 | 0 | 0 | 0 | 815.7824 | 0 | 0 | 0.38182 | 0 | 0 | 0 | 0 | 0 | 0 | 816.1642 | 2635.3115 |  | 24.8979 | 2660.2094 | 1034.4366 | 1097.5839 | 936.3887 | 854.5959 | 3923.0052 | 0 | 0 | 561.2801 | 0 | 0 | 0 | 0 | 0 | 0 | 561.2801 | 13201.4553 | 15025.5312 | 9725.0817 | 17660.8427
A - Residential | A2 - Home Performance | A2a - Home Performance (Weatherization) | Air Sealing, Gas | EA2a003 | Envelope | [22 empty] | 0 |  |  |  | 0 |  |  |  | 0 |  |  |  | 0 | [9 empty] | 0 | 0
A - Residential | A2 - Home Performance | A2a - Home Performance (Weatherization) | Air Sealing, Kerosene | EA2a004 | Envelope | 1 | 15 | 1000 | 1000 | 0 | 0 | 0 | 0 | 0 | 0 | 0 | 0 | 0 | 0 | 0 | 0 | 0 | 0 | 0 | 0 | 0 | 0 | 0 | 0 | 0 | 0 | 0 | 0 | 0 | 0 | 0 | 0 | 5.8491 | 87.7368 | 5.8491 | 87.7368 | 0 | 0 | 0 | 0 | 0 | 0 | 0 | 0 | 5.8491 | 87.7368 | 0 | 0 | 0 | 0 | 0 | 0 | 0 | 0 | 0 | 0 | 0 | 0 | 0 | 0 | 0 | 0 | 0 | 0 | 0 | 0 | 0 | 0 | 0 | 0 | 0 | 0 | 0 | 0 | 0 | 0 | 0 | 0 | 0 | 0 | 0 | 0 | 0 | 0 | 0 | 0 | 0 | 0 | 0 | 0 | 0 | 0 | 3199.697 | 0 | 0 | 0 | 0 | 0 | 3199.697 | 799.9242 |  | 76.688 | 876.6122 | 0 | 0 | 0 | 0 | 0 | 0 | 0 | 0 | 0 | 0 | 0 | 0 | 1777.6217 | 0 | 1777.6217 | 4076.3092 | 4977.3187 | 0 | 5777.2429
A - Residential | A2 - Home Performance | A2a - Home Performance (Weatherization) | Air Sealing, Oil | EA2a005 | Envelope | 38.7322 | 15 | 40010.3859 | 40010.3859 | 0 | 1.2999 | 1.2225 | 19.4978 | 18.3377 | 1.2225 | 18.3377 | 1.2093 | 0.70531 | 8.6779 | 7.7452 | 2.0509 | 0 | 0 | 0.67413 | 0.67413 | 0 | 0 | 0 | 0 | 380.5501 | 5708.2519 | 380.5501 | 5708.2519 | 0 | 0 | 0 | 0 | 0 | 0 | 0 | 0 | 43.1994 | 647.9905 | 43.1994 | 647.9905 | 0 | 0 | 0 | 0 | 423.7495 | 6356.2424 | 0 | 0 | 0 | 92.1292 | 49.9596 | 448.4245 | 383.377 | 973.8904 | 6.2902 | 3.1694 | 24.7707 | 13.2395 | 32.4879 | 79.9577 | 1053.8481 | 706.6499 | 0 | 46.7419 | 9.7886 | 753.991 | 0 | 901.5101 | 2418.6815 | 3472.5296 | 0 | 0 | 0 | 0 | 0 | 0 | 0 | 0 | 0 | 0 | 0 | 0 | 0 | 0 | 0 | 0 | 0 | 0 | 165606.0696 | 0 | 0 | 77.5111 | 0 | 0 | 18043.2197 | 0 | 0 | 0 | 183726.8004 | 46799.8325 |  | 5054.3418 | 51854.1743 | 66.5845 | 35.2951 | 472.7007 | 412.8139 | 987.3942 | 0 | 0 | 113941.415 | 0 | 0 | 0 | 0 | 0 | 0 | 113941.415 | 239053.5043 | 302128.1391 | 3472.5296 | 348927.9716
A - Residential | A2 - Home Performance | A2a - Home Performance (Weatherization) | Air Sealing, Propane | EA2a006 | Envelope | 12 | 15 | 13812 | 13812 | 0 | 2.3086 | 2.1712 | 34.6284 | 32.568 | 2.1712 | 32.568 | 2.1477 | 1.2526 | 15.4121 | 13.7556 | 3.6424 | 0 | 0 | 1.1973 | 1.1973 | 0 | 0 | 0 | 0 | 0 | 0 | 0 | 0 | 121.3756 | 1820.6338 | 121.3756 | 1820.6338 | 0 | 0 | 0 | 0 | 8.3778 | 125.6666 | 8.3778 | 125.6666 | 0 | 0 | 0 | 0 | 129.7534 | 1946.3004 | 0 | 0 | 0 | 163.623 | 88.7291 | 796.409 | 680.8836 | 1729.6446 | 11.1714 | 5.6289 | 43.9931 | 23.5136 | 57.6991 | 142.0061 | 1871.6507 | 1255.0213 | 0 | 83.0144 | 17.3847 | 1339.0999 | 0 | 1601.096 | 4295.6163 | 6167.267 | 0 | 0 | 0 | 0 | 0 | 0 | 0 | 0 | 0 | 0 | 0 | 0 | 0 | 0 | 0 | 0 | 0 | 0 | 0 | 0 | 0 | 0 | 0 | 100291.7769 | 3499.173 | 0 | 0 | 0 | 103790.95 | 27489.5542 |  | 1367.2766 | 28856.8308 | 118.2551 | 62.6847 | 839.5238 | 733.1639 | 1753.6275 | 0 | 0 | 0 | 0 | 0 | 0 | 0 | 0 | 30288.6855 | 30288.6855 | 138815.0477 | 142000.5299 | 6167.267 | 169490.0841
A - Residential | A2 - Home Performance | A2a - Home Performance (Weatherization) | Air Sealing, Wood Pellets | EA2a007 | Envelope | 2 | 15 | 1222 | 1222 | 0 | 0.00384 | 0.0036115 | 0.0576 | 0.054173 | 0.0036115 | 0.054173 | 0.0035725 | 0.0020836 | 0.025636 | 0.022881 | 0.0060587 | 0 | 0 | 0.0019915 | 0.0019915 | 0 | 0 | 0 | 0 | 5.483 | 82.2452 | 5.483 | 82.2452 | 0 | 0 | 0 | 0 | 0 | 0 | 0 | 0 | 0 | 0 | 0 | 0 | 15.5636 | 233.4539 | 15.5636 | 233.4539 | 21.0466 | 315.6991 | 0 | 0 | 0 | 0.27217 | 0.14759 | 1.3247 | 1.1326 | 2.877 | 0.018582 | 0.009363 | 0.073177 | 0.039112 | 0.095975 | 0.23621 | 3.1133 | 2.0876 | 0 | 0.13808 | 0.028917 | 2.2274 | 0 | 2.6632 | 7.1452 | 10.2585 | 0 | 0 | 0 | 0 | 0 | 0 | 0 | 0 | 0 | 0 | 0 | 0 | 0 | 0 | 0 | 0 | 0 | 0 | 2386.0739 | 0 | 0 | 1.1168 | 0 | 0 | 0 | 6801.2149 | 0 | 0 | 9188.4056 | 2299.666 |  | 72.8236 | 2372.4896 | 0.1967 | 0.10427 | 1.3964 | 1.2195 | 2.9169 | 0 | 0 | 1641.6828 | 0 | 0 | 0 | 0 | 0 | 0 | 1641.6828 | 11571.1537 | 10843.2638 | 10.2585 | 13142.9298
A - Residential | A2 - Home Performance | A2a - Home Performance (Weatherization) | Duct Sealing, Cord Wood | EA2a070 | HVAC | [22 empty] | 0 |  |  |  | 0 |  |  |  | 0 |  |  |  | 0 | [9 empty] | 0 | 0
A - Residential | A2 - Home Performance | A2a - Home Performance (Weatherization) | Duct Sealing, Electric | EA2a071 | HVAC | [22 empty] | 0 |  |  |  | 0 |  |  |  | 0 |  |  |  | 0 | [9 empty] | 0 | 0
A - Residential | A2 - Home Performance | A2a - Home Performance (Weatherization) | Duct Sealing, Gas | EA2a072 | HVAC | [22 empty] | 0 |  |  |  | 0 |  |  |  | 0 |  |  |  | 0 | [9 empty] | 0 | 0
A - Residential | A2 - Home Performance | A2a - Home Performance (Weatherization) | Duct Sealing, Kerosene | EA2a073 | HVAC | [22 empty] | 0 |  |  |  | 0 |  |  |  | 0 |  |  |  | 0 | [9 empty] | 0 | 0
A - Residential | A2 - Home Performance | A2a - Home Performance (Weatherization) | Duct Sealing, Oil | EA2a074 | HVAC | [22 empty] | 0 |  |  |  | 0 |  |  |  | 0 |  |  |  | 0 | [9 empty] | 0 | 0
A - Residential | A2 - Home Performance | A2a - Home Performance (Weatherization) | Duct Sealing, Propane | EA2a075 | HVAC | 2 | 20 | 230 | 172.5 | 57.5 | 0.30844 | 0.29314 | 6.1688 | 5.8628 | 0.29314 | 5.8628 | 0.38663 | 0.2255 | 2.7744 | 2.4762 | 0.48665 | 0 | 0 | 0.16165 | 0.16165 | 0 | 0 | 0 | 0 | 0 | 0 | 0 | 0 | 18.0802 | 361.6034 | 18.0802 | 361.6034 | 0 | 0 | 0 | 0 | 0 | 0 | 0 | 0 | 0 | 0 | 0 | 0 | 18.0802 | 361.6034 | 0 | 0 | 0 | 28.0542 | 14.9396 | 142.4497 | 120.3495 | 305.793 | 1.5083 | 0.75998 | 5.9397 | 3.1747 | 7.7902 | 19.1727 | 324.9657 | 233.9192 | 0 | 11.2081 | 2.3472 | 228.9282 | 0 | 273.7182 | 750.1208 | 1075.0865 | 0 | 0 | 0 | 0 | 0 | 0 | 0 | 0 | 0 | 0 | 0 | 0 | 0 | 0 | 0 | 0 | 0 | 0 | 0 | 0 | 0 | 0 | 0 | 19023.2507 | 0 | 0 | 0 | 0 | 19023.2507 | 5024.5843 |  | 288.9768 | 5313.5611 | 19.0535 | 10.0786 | 136.6474 | 118.2251 | 284.0046 | 0 | 0 | 0 | 0 | 0 | 0 | 0 | 0 | 5908.6736 | 5908.6736 | 25411.8983 | 26291.0154 | 1075.0865 | 31315.5997
A - Residential | A2 - Home Performance | A2a - Home Performance (Weatherization) | Duct Sealing, Wood Pellets | EA2a076 | HVAC | [22 empty] | 0 |  |  |  | 0 |  |  |  | 0 |  |  |  | 0 | [9 empty] | 0 | 0
A - Residential | A2 - Home Performance | A2a - Home Performance (Weatherization) | Faucet Aerator, Electric | EA2a009 | Hot Water | 60 | 7 | 3000 | 3000 | 0 | 2.8118 | 2.7837 | 19.6825 | 19.4856 | 2.7837 | 19.4856 | 8.0896 | 6.1167 | 2.9654 | 2.314 | 0.67749 | 0.54742 | 0.54742 | 0.21138 | 0.21138 | 0 | 0 | 0 | 0 | 0 | 0 | 0 | 0 | 0 | 0 | 0 | 0 | 0 | 0 | 0 | 0 | 0 | 0 | 0 | 0 | 0 | 0 | 0 | 0 | 0 | 0 | 34808.4 | 0 | 243658.8 | 674.3813 | 488.0528 | 151.2787 | 115.9241 | 1429.6369 | 65.9531 | 43.5461 | 12.5001 | 5.8911 | 68.0622 | 195.9525 | 1625.5894 | 84.3628 | 0 | 13.964 | 3.0693 | 120.022 | 0 | 143.5044 | 364.9225 | 1990.5119 | 0 | 0 | 0 | 0 | 0 | 0 | 0 | 0 | 0 | 0 | 0 | 0 | 0 | 0 | 0 | 0 | 0 | 0 | 0 | 0 | 0 | 0 | 0 | 0 | 0 | 0 | 5294.3922 | 0 | 5294.3922 | 497.628 |  | 0 | 497.628 | 522.9839 | 368.9068 | 177.5099 | 134.4509 | 1203.8515 | 0 | 0 | 0 | 0 | 0 | 0 | 0 | 0 | 0 | 0 | 7782.5321 | 8488.7556 | 1990.5119 | 8986.3836
A - Residential | A2 - Home Performance | A2a - Home Performance (Weatherization) | Faucet Aerator, Gas | EA2a010 | Hot Water | [22 empty] | 0 |  |  |  | 0 |  |  |  | 0 |  |  |  | 0 | [9 empty] | 0 | 0
A - Residential | A2 - Home Performance | A2a - Home Performance (Weatherization) | Faucet Aerator, Kerosene | EA2a011 | Hot Water | [22 empty] | 0 |  |  |  | 0 |  |  |  | 0 |  |  |  | 0 | [9 empty] | 0 | 0
A - Residential | A2 - Home Performance | A2a - Home Performance (Weatherization) | Faucet Aerator, Oil | EA2a012 | Hot Water | 5 | 7 | 250 | 250 | 0 | 0 | 0 | 0 | 0 | 0 | 0 | 0 | 0 | 0 | 0 | 0 | 0 | 0 | 0 | 0 | 0 | 0 | 0 | 0 | 0.7722 | 5.4054 | 0.7722 | 5.4054 | 0 | 0 | 0 | 0 | 0 | 0 | 0 | 0 | 0 | 0 | 0 | 0 | 0 | 0 | 0 | 0 | 0.7722 | 5.4054 | 2900.7 | 0 | 20304.9 | 0 | 0 | 0 | 0 | 0 | 0 | 0 | 0 | 0 | 0 | 0 | 0 | 0 | 0 | 0 | 0 | 0 | 0 | 0 | 0 | 0 | 0 | 0 | 0 | 0 | 0 | 0 | 0 | 0 | 0 | 0 | 0 | 0 | 0 | 0 | 0 | 0 | 0 | 0 | 168.6431 | 0 | 0 | 0.084353 | 0 | 0 | 0 | 0 | 441.1994 | 0 | 609.9268 | 42.1819 |  | 4.341 | 46.5228 | 0 | 0 | 0 | 0 | 0 | 0 | 0 | 110.8372 | 0 | 0 | 0 | 0 | 0 | 0 | 110.8372 | 656.4496 | 720.764 | 0 | 762.9459
A - Residential | A2 - Home Performance | A2a - Home Performance (Weatherization) | Faucet Aerator, Propane | EA2a013 | Hot Water | [22 empty] | 0 |  |  |  | 0 |  |  |  | 0 |  |  |  | 0 | [9 empty] | 0 | 0
A - Residential | A2 - Home Performance | A2a - Home Performance (Weatherization) | Tank Wrap, Electric | EA2a077 | Hot Water | 2 | 7 | 200 | 200 | 0 | 0 | 0 | 0 | 0 | 0 | 0 | 0 | 0 | 0 | 0 | 0 | 0 | 0 | 0 | 0 | 0 | 0 | 0 | 0 | 0 | 0 | 0 | 0 | 0 | 0 | 0 | 0 | 0 | 0 | 0 | 0 | 0 | 0 | 0 | 0 | 0 | 0 | 0 | 0 | 0 | 0 | 0 | 0 | 0 | 0 | 0 | 0 | 0 | 0 | 0 | 0 | 0 | 0 | 0 | 0 | 0 | 0 | 0 | 0 | 0 | 0 | 0 | 0 | 0 | 0 | 0 | 0 | 0 | 0 | 0 | 0 | 0 | 0 | 0 | 0 | 0 | 0 | 0 | 0 | 0 | 0 | 0 | 0 | 0 | 0 | 0 | 0 | 0 | 0 | 0 | 0 | 0 | 0 | 0 | 0 |  | 0 | 0 | 0 | 0 | 0 | 0 | 0 | 0 | 0 | 0 | 0 | 0 | 0 | 0 | 0 | 0 | 0 | 0 | 0 | 0 | 0
A - Residential | A2 - Home Performance | A2a - Home Performance (Weatherization) | Tank Wrap, Gas | EA2a078 | Hot Water | [22 empty] | 0 |  |  |  | 0 |  |  |  | 0 |  |  |  | 0 | [9 empty] | 0 | 0
A - Residential | A2 - Home Performance | A2a - Home Performance (Weatherization) | Tank Wrap, Kerosene | EA2a079 | Hot Water | [22 empty] | 0 |  |  |  | 0 |  |  |  | 0 |  |  |  | 0 | [9 empty] | 0 | 0
A - Residential | A2 - Home Performance | A2a - Home Performance (Weatherization) | Tank Wrap, Oil | EA2a080 | Hot Water | 1 | 7 | 100 | 100 | 0 | 0 | 0 | 0 | 0 | 0 | 0 | 0 | 0 | 0 | 0 | 0 | 0 | 0 | 0 | 0 | 0 | 0 | 0 | 0 | 0.29344 | 2.0541 | 0.29344 | 2.0541 | 0 | 0 | 0 | 0 | 0 | 0 | 0 | 0 | 0 | 0 | 0 | 0 | 0 | 0 | 0 | 0 | 0.29344 | 2.0541 | 0 | 0 | 0 | 0 | 0 | 0 | 0 | 0 | 0 | 0 | 0 | 0 | 0 | 0 | 0 | 0 | 0 | 0 | 0 | 0 | 0 | 0 | 0 | 0 | 0 | 0 | 0 | 0 | 0 | 0 | 0 | 0 | 0 | 0 | 0 | 0 | 0 | 0 | 0 | 0 | 0 | 0 | 64.0844 | 0 | 0 | 0.032054 | 0 | 0 | 0 | 0 | 0 | 0 | 64.1164 | 16.0291 |  | 1.6496 | 17.6787 | 0 | 0 | 0 | 0 | 0 | 0 | 0 | 42.1181 | 0 | 0 | 0 | 0 | 0 | 0 | 42.1181 | 81.7951 | 106.2346 | 0 | 122.2637
A - Residential | A2 - Home Performance | A2a - Home Performance (Weatherization) | Tank Wrap, Propane | EA2a081 | Hot Water | [22 empty] | 0 |  |  |  | 0 |  |  |  | 0 |  |  |  | 0 | [9 empty] | 0 | 0
A - Residential | A2 - Home Performance | A2a - Home Performance (Weatherization) | Hand Held Showerhead, Electric | EA2a016 | Hot Water | 29 | 15 | 1450 | 1450 | 0 | 4.2116 | 4.1694 | 63.1733 | 62.5416 | 4.1694 | 62.5416 | 25.9645 | 19.6323 | 9.5178 | 7.427 | 1.4355 | 1.1599 | 1.1599 | 0.44788 | 0.44788 | 0 | 0 | 0 | 0 | 0 | 0 | 0 | 0 | 0 | 0 | 0 | 0 | 0 | 0 | 0 | 0 | 0 | 0 | 0 | 0 | 0 | 0 | 0 | 0 | 0 | 0 | 35772.66 | 0 | 536589.9 | 1978.0731 | 1390.6178 | 491.8278 | 367.6251 | 4228.1438 | 135.0537 | 88.2201 | 27.1682 | 12.6955 | 110.8018 | 373.9393 | 4602.0831 | 469.481 | 0 | 31.0542 | 6.5033 | 500.9333 | 0 | 598.9414 | 1606.9132 | 6208.9964 | 0 | 0 | 0 | 0 | 0 | 0 | 0 | 0 | 0 | 0 | 0 | 0 | 0 | 0 | 0 | 0 | 0 | 0 | 0 | 0 | 0 | 0 | 0 | 0 | 0 | 0 | 10717.7719 | 0 | 10717.7719 | 1552.2491 |  | 0 | 1552.2491 | 1429.6118 | 982.4333 | 518.4536 | 395.8525 | 3326.3512 | 0 | 0 | 0 | 0 | 0 | 0 | 0 | 0 | 0 | 0 | 18479.0173 | 20253.1195 | 6208.9964 | 21805.3686
A - Residential | A2 - Home Performance | A2a - Home Performance (Weatherization) | Hand Held Showerhead, Gas | EA2a017 | Hot Water | [22 empty] | 0 |  |  |  | 0 |  |  |  | 0 |  |  |  | 0 | [9 empty] | 0 | 0
A - Residential | A2 - Home Performance | A2a - Home Performance (Weatherization) | Hand Held Showerhead, Kerosene | EA2a018 | Hot Water | [22 empty] | 0 |  |  |  | 0 |  |  |  | 0 |  |  |  | 0 | [9 empty] | 0 | 0
A - Residential | A2 - Home Performance | A2a - Home Performance (Weatherization) | Hand Held Showerhead, Oil | EA2a019 | Hot Water | 2 | 15 | 100 | 100 | 0 | 0 | 0 | 0 | 0 | 0 | 0 | 0 | 0 | 0 | 0 | 0 | 0 | 0 | 0 | 0 | 0 | 0 | 0 | 0 | 1.2533 | 18.8001 | 1.2533 | 18.8001 | 0 | 0 | 0 | 0 | 0 | 0 | 0 | 0 | 0 | 0 | 0 | 0 | 0 | 0 | 0 | 0 | 1.2533 | 18.8001 | 2467.08 | 0 | 37006.2 | 0 | 0 | 0 | 0 | 0 | 0 | 0 | 0 | 0 | 0 | 0 | 0 | 0 | 0 | 0 | 0 | 0 | 0 | 0 | 0 | 0 | 0 | 0 | 0 | 0 | 0 | 0 | 0 | 0 | 0 | 0 | 0 | 0 | 0 | 0 | 0 | 0 | 0 | 0 | 545.4228 | 0 | 0 | 0.25528 | 0 | 0 | 0 | 0 | 739.1567 | 0 | 1284.8347 | 136.4195 |  | 16.6465 | 153.066 | 0 | 0 | 0 | 0 | 0 | 0 | 0 | 375.2655 | 0 | 0 | 0 | 0 | 0 | 0 | 375.2655 | 1437.9007 | 1660.1002 | 0 | 1796.5198
A - Residential | A2 - Home Performance | A2a - Home Performance (Weatherization) | Hand Held Showerhead, Propane | EA2a020 | Hot Water | 2 | 15 | 100 | 100 | 0 | 0 | 0 | 0 | 0 | 0 | 0 | 0 | 0 | 0 | 0 | 0 | 0 | 0 | 0 | 0 | 0 | 0 | 0 | 0 | 0 | 0 | 0 | 0 | 1.2533 | 18.8001 | 1.2533 | 18.8001 | 0 | 0 | 0 | 0 | 0 | 0 | 0 | 0 | 0 | 0 | 0 | 0 | 1.2533 | 18.8001 | 2467.08 | 0 | 37006.2 | 0 | 0 | 0 | 0 | 0 | 0 | 0 | 0 | 0 | 0 | 0 | 0 | 0 | 0 | 0 | 0 | 0 | 0 | 0 | 0 | 0 | 0 | 0 | 0 | 0 | 0 | 0 | 0 | 0 | 0 | 0 | 0 | 0 | 0 | 0 | 0 | 0 | 0 | 0 | 0 | 0 | 0 | 0 | 0 | 1035.6259 | 0 | 0 | 739.1567 | 0 | 1774.7826 | 258.9065 |  | 14.1187 | 273.0251 | 0 | 0 | 0 | 0 | 0 | 0 | 0 | 0 | 0 | 0 | 0 | 0 | 0 | 312.7649 | 312.7649 | 2047.8077 | 2087.5474 | 0 | 2346.4539
A - Residential | A2 - Home Performance | A2a - Home Performance (Weatherization) | [Open Measure - To Be Assigned] | EA2a021 | [23 empty] | 0 |  |  |  | 0 |  |  |  | 0 |  |  |  | 0 | [9 empty] | 0 | 0
A - Residential | A2 - Home Performance | A2a - Home Performance (Weatherization) | Insulation, Cord Wood | EA2a022 | Envelope | 1 | 25 | 7300 | 3650 | 3650 | 0.05766 | 0.054229 | 1.4415 | 1.3557 | 0.054229 | 1.3557 | 0.089406 | 0.052145 | 0.64157 | 0.57261 | 0.090976 | 0 | 0 | 0.029904 | 0.029904 | 0 | 0 | 0 | 0 | 3.7462 | 93.654 | 3.7462 | 93.654 | 0 | 0 | 0 | 0 | 0 | 0 | 0 | 0 | 4.5635 | 114.0876 | 4.5635 | 114.0876 | 0 | 0 | 0 | 0 | 8.3097 | 207.7416 | 0 | 0 | 0 | 6.1937 | 3.2427 | 32.5648 | 27.2932 | 69.2944 | 0.27902 | 0.14059 | 1.0988 | 0.58729 | 1.4411 | 3.5468 | 72.8412 | 52.7913 | 0 | 2.0734 | 0.43421 | 50.3204 | 0 | 60.1657 | 165.7851 | 238.6263 | 0 | 0 | 0 | 0 | 0 | 0 | 0 | 0 | 0 | 0 | 0 | 0 | 0 | 0 | 0 | 0 | 0 | 0 | 2478.8266 | 0 | 0 | 1.0975 | 0 | 0 | 2898.2148 | 0 | 0 | 0 | 5378.1389 | 1404.1913 |  | 93.784 | 1497.9754 | 4.0087 | 2.1204 | 28.5466 | 24.6997 | 59.3754 | 0 | 0 | 1802.9135 | 0 | 0 | 0 | 0 | 0 | 0 | 1802.9135 | 7114.7406 | 7479.0541 | 238.6263 | 8883.2454
A - Residential | A2 - Home Performance | A2a - Home Performance (Weatherization) | Insulation, Electric | EA2a023 | Envelope | 3.0162 | 25 | 16890.4594 | 8445.2297 | 8445.2297 | 4.859 | 4.5699 | 121.4756 | 114.2478 | 4.5699 | 114.2478 | 29.0273 | 33.8879 | 26.5597 | 24.7729 | 3.7676 | 0.71942 | 0.71942 | 1.2026 | 1.2026 | 0 | 0 | 0 | 0 | 0.92446 | 23.1116 | 0.92446 | 23.1116 | 0 | 0 | 0 | 0 | 0 | 0 | 0 | 0 | 0 | 0 | 0 | 0 | 0 | 0 | 0 | 0 | 0.92446 | 23.1116 | 0 | 0 | 0 | 2010.909 | 2107.3896 | 1348.1193 | 1180.7873 | 6647.2051 | 90.5905 | 91.3678 | 45.4882 | 25.4079 | 121.4442 | 374.2987 | 7021.5038 | 2123.0665 | 0 | 83.385 | 17.4623 | 2023.6967 | 0 | 2419.6347 | 6667.2451 | 13688.7489 | 0 | 0 | 0 | 0 | 0 | 0 | 0 | 0 | 0 | 0 | 0 | 0 | 0 | 0 | 0 | 0 | 0 | 0 | 611.7154 | 0 | 0 | 0.27083 | 0 | 0 | 0 | 0 | 0 | 0 | 611.9862 | 3575.1838 |  | 23.1437 | 3598.3275 | 1301.4985 | 1378.0284 | 1181.7756 | 1068.5829 | 4929.8854 | 0 | 0 | 444.9161 | 0 | 0 | 0 | 0 | 0 | 0 | 444.9161 | 17899.0626 | 19675.5366 | 13688.7489 | 23250.7204
A - Residential | A2 - Home Performance | A2a - Home Performance (Weatherization) | Insulation, Gas | EA2a024 | Envelope | [22 empty] | 0 |  |  |  | 0 |  |  |  | 0 |  |  |  | 0 | [9 empty] | 0 | 0
A - Residential | A2 - Home Performance | A2a - Home Performance (Weatherization) | Insulation, Kerosene | EA2a025 | Envelope | 1 | 25 | 5600 | 2800 | 2800 | 0 | 0 | 0 | 0 | 0 | 0 | 0 | 0 | 0 | 0 | 0 | 0 | 0 | 0 | 0 | 0 | 0 | 0 | 0 | 0 | 0 | 0 | 0 | 0 | 0 | 0 | 0 | 3.1587 | 78.9673 | 3.1587 | 78.9673 | 0 | 0 | 0 | 0 | 0 | 0 | 0 | 0 | 3.1587 | 78.9673 | 0 | 0 | 0 | 0 | 0 | 0 | 0 | 0 | 0 | 0 | 0 | 0 | 0 | 0 | 0 | 0 | 0 | 0 | 0 | 0 | 0 | 0 | 0 | 0 | 0 | 0 | 0 | 0 | 0 | 0 | 0 | 0 | 0 | 0 | 0 | 0 | 0 | 0 | 0 | 0 | 0 | 0 | 0 | 0 | 0 | 0 | 2627.3715 | 0 | 0 | 0 | 0 | 0 | 2627.3715 | 656.8429 |  | 78.061 | 734.9039 | 0 | 0 | 0 | 0 | 0 | 0 | 0 | 0 | 0 | 0 | 0 | 0 | 1543.0321 | 0 | 1543.0321 | 3362.2754 | 4170.4036 | 0 | 4827.2465
A - Residential | A2 - Home Performance | A2a - Home Performance (Weatherization) | Insulation, Oil | EA2a026 | Envelope | 38.7322 | 25 | 240139.7798 | 120069.8899 | 120069.8899 | 4.6777 | 4.3994 | 116.9423 | 109.9842 | 4.3994 | 109.9842 | 7.2531 | 4.2303 | 52.0475 | 46.4534 | 7.3804 | 0 | 0 | 2.4259 | 2.4259 | 0 | 0 | 0 | 0 | 566.5382 | 14163.4558 | 566.5382 | 14163.4558 | 0 | 0 | 0 | 0 | 0 | 0 | 0 | 0 | 54.4114 | 1360.2853 | 54.4114 | 1360.2853 | 0 | 0 | 0 | 0 | 620.9496 | 15523.7412 | 0 | 0 | 0 | 502.4677 | 263.0679 | 2641.8291 | 2214.1725 | 5621.5373 | 22.6359 | 11.4055 | 89.1405 | 47.6441 | 116.9121 | 287.7381 | 5909.2754 | 4282.7176 | 0 | 168.2068 | 35.2254 | 4082.2658 | 0 | 4880.9646 | 13449.3802 | 19358.6557 | 0 | 0 | 0 | 0 | 0 | 0 | 0 | 0 | 0 | 0 | 0 | 0 | 0 | 0 | 0 | 0 | 0 | 0 | 374877.2244 | 0 | 0 | 165.9743 | 0 | 0 | 34555.8945 | 0 | 0 | 0 | 409599.0932 | 107239.4372 |  | 14183.1231 | 121422.5604 | 325.2066 | 172.0209 | 2315.8553 | 2003.7707 | 4816.8535 | 0 | 0 | 272657.71 | 0 | 0 | 0 | 0 | 0 | 0 | 272657.71 | 550380.3092 | 706432.3124 | 19358.6557 | 813671.7496
A - Residential | A2 - Home Performance | A2a - Home Performance (Weatherization) | Insulation, Propane | EA2a027 | Envelope | 12 | 25 | 80400 | 40200 | 40200 | 3.0463 | 2.8651 | 76.158 | 71.6266 | 2.8651 | 71.6266 | 4.7235 | 2.7549 | 33.8956 | 30.2525 | 4.8065 | 0 | 0 | 1.5799 | 1.5799 | 0 | 0 | 0 | 0 | 0 | 0 | 0 | 0 | 114.6325 | 2865.8124 | 114.6325 | 2865.8124 | 0 | 0 | 0 | 0 | 14.7122 | 367.8048 | 14.7122 | 367.8048 | 0 | 0 | 0 | 0 | 129.3447 | 3233.6172 | 0 | 0 | 0 | 327.2293 | 171.3215 | 1720.4766 | 1441.9676 | 3660.995 | 14.7415 | 7.4278 | 58.0522 | 31.028 | 76.1383 | 187.3879 | 3848.3828 | 2789.0961 | 0 | 109.5437 | 22.9404 | 2658.5529 | 0 | 3178.7011 | 8758.8343 | 12607.2171 | 0 | 0 | 0 | 0 | 0 | 0 | 0 | 0 | 0 | 0 | 0 | 0 | 0 | 0 | 0 | 0 | 0 | 0 | 0 | 0 | 0 | 0 | 0 | 144024.7723 | 9343.4984 | 0 | 0 | 0 | 153368.2707 | 41493.8719 |  | 2434.0119 | 43927.8838 | 211.789 | 112.0277 | 1508.1879 | 1304.9445 | 3136.9491 | 0 | 0 | 0 | 0 | 0 | 0 | 0 | 0 | 45981.2334 | 45981.2334 | 209903.3716 | 215093.6703 | 12607.2171 | 256587.5422
A - Residential | A2 - Home Performance | A2a - Home Performance (Weatherization) | Insulation, Wood Pellets | EA2a028 | Envelope | 2 | 25 | 11600 | 5800 | 5800 | 0.08036 | 0.075579 | 2.009 | 1.8895 | 0.075579 | 1.8895 | 0.1246 | 0.072673 | 0.89415 | 0.79804 | 0.12679 | 0 | 0 | 0.041676 | 0.041676 | 0 | 0 | 0 | 0 | 10.2679 | 256.6971 | 10.2679 | 256.6971 | 0 | 0 | 0 | 0 | 0 | 0 | 0 | 0 | 0 | 0 | 0 | 0 | 25.0652 | 626.6304 | 25.0652 | 626.6304 | 35.3331 | 883.3275 | 0 | 0 | 0 | 8.6321 | 4.5194 | 45.3851 | 38.0382 | 96.5747 | 0.38887 | 0.19594 | 1.5314 | 0.8185 | 2.0085 | 4.9432 | 101.5179 | 73.5746 | 0 | 2.8897 | 0.60515 | 70.1309 | 0 | 83.8521 | 231.0525 | 332.5704 | 0 | 0 | 0 | 0 | 0 | 0 | 0 | 0 | 0 | 0 | 0 | 0 | 0 | 0 | 0 | 0 | 0 | 0 | 6794.2385 | 0 | 0 | 3.0081 | 0 | 0 | 0 | 16654.9589 | 0 | 0 | 23452.2055 | 5946.194 |  | 257.0535 | 6203.2475 | 5.5869 | 2.9552 | 39.785 | 34.4236 | 82.7507 | 0 | 0 | 4941.6219 | 0 | 0 | 0 | 0 | 0 | 0 | 4941.6219 | 29988.0234 | 28809.1485 | 332.5704 | 34755.3425
A - Residential | A2 - Home Performance | A2a - Home Performance (Weatherization) | Duct Insulation, Cord Wood | EA2a063 | HVAC | [22 empty] | 0 |  |  |  | 0 |  |  |  | 0 |  |  |  | 0 | [9 empty] | 0 | 0
A - Residential | A2 - Home Performance | A2a - Home Performance (Weatherization) | Duct Insulation, Electric | EA2a064 | HVAC | [22 empty] | 0 |  |  |  | 0 |  |  |  | 0 |  |  |  | 0 | [9 empty] | 0 | 0
A - Residential | A2 - Home Performance | A2a - Home Performance (Weatherization) | Duct Insulation, Gas | EA2a065 | HVAC | [22 empty] | 0 |  |  |  | 0 |  |  |  | 0 |  |  |  | 0 | [9 empty] | 0 | 0
A - Residential | A2 - Home Performance | A2a - Home Performance (Weatherization) | Duct Insulation, Kerosene | EA2a066 | HVAC | [22 empty] | 0 |  |  |  | 0 |  |  |  | 0 |  |  |  | 0 | [9 empty] | 0 | 0
A - Residential | A2 - Home Performance | A2a - Home Performance (Weatherization) | Duct Insulation, Oil | EA2a067 | HVAC | [22 empty] | 0 |  |  |  | 0 |  |  |  | 0 |  |  |  | 0 | [9 empty] | 0 | 0
A - Residential | A2 - Home Performance | A2a - Home Performance (Weatherization) | Duct Insulation, Propane | EA2a068 | HVAC | [22 empty] | 0 |  |  |  | 0 |  |  |  | 0 |  |  |  | 0 | [9 empty] | 0 | 0
A - Residential | A2 - Home Performance | A2a - Home Performance (Weatherization) | Duct Insulation, Wood Pellets | EA2a069 | HVAC | [22 empty] | 0 |  |  |  | 0 |  |  |  | 0 |  |  |  | 0 | [9 empty] | 0 | 0
A - Residential | A2 - Home Performance | A2a - Home Performance (Weatherization) | Low Flow Showerhead, Electric | EA2a030 | Hot Water | 27 | 15 | 945 | 945 | 0 | 3.9211 | 3.8819 | 58.8165 | 58.2284 | 3.8819 | 58.2284 | 24.1739 | 18.2783 | 8.8614 | 6.9148 | 1.3365 | 1.0799 | 1.0799 | 0.41699 | 0.41699 | 0 | 0 | 0 | 0 | 0 | 0 | 0 | 0 | 0 | 0 | 0 | 0 | 0 | 0 | 0 | 0 | 0 | 0 | 0 | 0 | 0 | 0 | 0 | 0 | 0 | 0 | 33305.58 | 0 | 499583.7 | 1841.6542 | 1294.7131 | 457.9086 | 342.2717 | 3936.5477 | 125.7396 | 82.136 | 25.2946 | 11.82 | 103.1603 | 348.1504 | 4284.6981 | 437.103 | 0 | 28.9125 | 6.0548 | 466.3862 | 0 | 557.6351 | 1496.0916 | 5780.7897 | 0 | 0 | 0 | 0 | 0 | 0 | 0 | 0 | 0 | 0 | 0 | 0 | 0 | 0 | 0 | 0 | 0 | 0 | 0 | 0 | 0 | 0 | 0 | 0 | 0 | 0 | 9978.6152 | 0 | 9978.6152 | 1445.1974 |  | 0 | 1445.1974 | 1331.0178 | 914.6793 | 482.6982 | 368.5524 | 3096.9477 | 0 | 0 | 0 | 0 | 0 | 0 | 0 | 0 | 0 | 0 | 17204.6024 | 18856.3526 | 5780.7897 | 20301.5501
A - Residential | A2 - Home Performance | A2a - Home Performance (Weatherization) | Low Flow Showerhead, Gas | EA2a031 | Hot Water | [22 empty] | 0 |  |  |  | 0 |  |  |  | 0 |  |  |  | 0 | [9 empty] | 0 | 0
A - Residential | A2 - Home Performance | A2a - Home Performance (Weatherization) | Low Flow Showerhead, Kerosene | EA2a032 | Hot Water | [22 empty] | 0 |  |  |  | 0 |  |  |  | 0 |  |  |  | 0 | [9 empty] | 0 | 0
A - Residential | A2 - Home Performance | A2a - Home Performance (Weatherization) | Low Flow Showerhead, Oil | EA2a033 | Hot Water | [22 empty] | 0 |  |  |  | 0 |  |  |  | 0 |  |  |  | 0 | [9 empty] | 0 | 0
A - Residential | A2 - Home Performance | A2a - Home Performance (Weatherization) | Low Flow Showerhead, Propane | EA2a034 | Hot Water | 1 | 15 | 35 | 35 | 0 | 0 | 0 | 0 | 0 | 0 | 0 | 0 | 0 | 0 | 0 | 0 | 0 | 0 | 0 | 0 | 0 | 0 | 0 | 0 | 0 | 0 | 0 | 0 | 0.62667 | 9.4 | 0.62667 | 9.4 | 0 | 0 | 0 | 0 | 0 | 0 | 0 | 0 | 0 | 0 | 0 | 0 | 0.62667 | 9.4 | 1233.54 | 0 | 18503.1 | 0 | 0 | 0 | 0 | 0 | 0 | 0 | 0 | 0 | 0 | 0 | 0 | 0 | 0 | 0 | 0 | 0 | 0 | 0 | 0 | 0 | 0 | 0 | 0 | 0 | 0 | 0 | 0 | 0 | 0 | 0 | 0 | 0 | 0 | 0 | 0 | 0 | 0 | 0 | 0 | 0 | 0 | 0 | 0 | 517.8129 | 0 | 0 | 369.5783 | 0 | 887.3913 | 129.4532 |  | 7.0593 | 136.5126 | 0 | 0 | 0 | 0 | 0 | 0 | 0 | 0 | 0 | 0 | 0 | 0 | 0 | 156.3824 | 156.3824 | 1023.9039 | 1043.7737 | 0 | 1173.227
A - Residential | A2 - Home Performance | A2a - Home Performance (Weatherization) | Advanced Power Strip, Tier I | EA2a035 | Process | [22 empty] | 0 |  |  |  | 0 |  |  |  | 0 |  |  |  | 0 | [9 empty] | 0 | 0
A - Residential | A2 - Home Performance | A2a - Home Performance (Weatherization) | Advanced Power Strip, Tier II | EA2a036 | Process | [22 empty] | 0 |  |  |  | 0 |  |  |  | 0 |  |  |  | 0 | [9 empty] | 0 | 0
A - Residential | A2 - Home Performance | A2a - Home Performance (Weatherization) | Pipe Insulation - Hot Water, Electric | EA2a037 | Hot Water | 3 | 15 | 450 | 450 | 0 | 3.689 | 3.6521 | 55.3351 | 54.7818 | 3.6521 | 54.7818 | 22.743 | 17.1964 | 8.3369 | 6.5055 | 0.88886 | 0.7182 | 0.7182 | 0.27732 | 0.27732 | 0 | 0 | 0 | 0 | 0 | 0 | 0 | 0 | 0 | 0 | 0 | 0 | 0 | 0 | 0 | 0 | 0 | 0 | 0 | 0 | 0 | 0 | 0 | 0 | 0 | 0 | 0 | 0 | 0 | 1732.6458 | 1218.0784 | 430.8048 | 322.0125 | 3703.5415 | 118.297 | 77.2743 | 23.7974 | 11.1204 | 97.0541 | 327.5432 | 4031.0847 | 290.7025 | 0 | 19.2287 | 4.0268 | 310.1778 | 0 | 370.8643 | 995.0002 | 5026.0848 | 0 | 0 | 0 | 0 | 0 | 0 | 0 | 0 | 0 | 0 | 0 | 0 | 0 | 0 | 0 | 0 | 0 | 0 | 0 | 0 | 0 | 0 | 0 | 0 | 0 | 0 | 0 | 0 | 0 | 1256.5212 |  | 0 | 1256.5212 | 1252.2342 | 860.539 | 454.1271 | 346.7376 | 2913.6378 | 0 | 0 | 0 | 0 | 0 | 0 | 0 | 0 | 0 | 0 | 6282.606 | 7939.7226 | 5026.0848 | 9196.2438
A - Residential | A2 - Home Performance | A2a - Home Performance (Weatherization) | Pipe Insulation - Hot Water, Gas | EA2a038 | Hot Water | [22 empty] | 0 |  |  |  | 0 |  |  |  | 0 |  |  |  | 0 | [9 empty] | 0 | 0
A - Residential | A2 - Home Performance | A2a - Home Performance (Weatherization) | Pipe Insulation - Hot Water, Kerosene | EA2a039 | Hot Water | [22 empty] | 0 |  |  |  | 0 |  |  |  | 0 |  |  |  | 0 | [9 empty] | 0 | 0
A - Residential | A2 - Home Performance | A2a - Home Performance (Weatherization) | Pipe Insulation - Hot Water, Oil | EA2a040 | Hot Water | 4 | 15 | 1400 | 1050 | 350 | 0.14812 | 0.14664 | 2.2218 | 2.1996 | 0.14664 | 2.1996 | 0.90049 | 0.75213 | 0.29265 | 0.25431 | 0.052327 | 0.020879 | 0.020879 | 0.011198 | 0.011198 | 0 | 0 | 0 | 0 | 1.98 | 29.7 | 1.98 | 29.7 | 0 | 0 | 0 | 0 | 0 | 0 | 0 | 0 | 0 | 0 | 0 | 0 | 0 | 0 | 0 | 0 | 1.98 | 29.7 | 0 | 0 | 0 | 68.6026 | 53.2761 | 15.1223 | 12.5882 | 149.5891 | 4.6839 | 3.3798 | 0.83535 | 0.43472 | 3.8969 | 13.2306 | 162.8198 | 11.7382 | 0 | 0.77643 | 0.1626 | 12.5246 | 0 | 14.9751 | 40.177 | 202.9967 | 0 | 0 | 0 | 0 | 0 | 0 | 0 | 0 | 0 | 0 | 0 | 0 | 0 | 0 | 0 | 0 | 0 | 0 | 861.6474 | 0 | 0 | 0.40329 | 0 | 0 | 0 | 0 | 0 | 0 | 862.0507 | 266.2618 |  | 26.2977 | 292.5596 | 49.5811 | 37.6381 | 15.941 | 13.5548 | 116.7149 | 0 | 0 | 592.8365 | 0 | 0 | 0 | 0 | 0 | 0 | 592.8365 | 1357.6069 | 1774.5988 | 202.9967 | 2040.8606
A - Residential | A2 - Home Performance | A2a - Home Performance (Weatherization) | Pipe Insulation - Hot Water, Propane | EA2a041 | Hot Water | 3 | 15 | 300 | 225 | 75 | 0.12411 | 0.12287 | 1.8616 | 1.843 | 0.12287 | 1.843 | 0.75452 | 0.63021 | 0.24521 | 0.21309 | 0.043845 | 0.017494 | 0.017494 | 0.0093829 | 0.0093829 | 0 | 0 | 0 | 0 | 0 | 0 | 0 | 0 | 1.485 | 22.275 | 1.485 | 22.275 | 0 | 0 | 0 | 0 | 0 | 0 | 0 | 0 | 0 | 0 | 0 | 0 | 1.485 | 22.275 | 0 | 0 | 0 | 57.4822 | 44.6401 | 12.671 | 10.5477 | 125.341 | 3.9246 | 2.8319 | 0.69994 | 0.36425 | 3.2652 | 11.086 | 136.427 | 9.8355 | 0 | 0.65058 | 0.13624 | 10.4944 | 0 | 12.5476 | 33.6643 | 170.0913 | 0 | 0 | 0 | 0 | 0 | 0 | 0 | 0 | 0 | 0 | 0 | 0 | 0 | 0 | 0 | 0 | 0 | 0 | 0 | 0 | 0 | 0 | 0 | 1227.0449 | 0 | 0 | 0 | 0 | 1227.0449 | 349.284 |  | 16.7283 | 366.0123 | 41.5441 | 31.537 | 13.357 | 11.3576 | 97.7956 | 0 | 0 | 0 | 0 | 0 | 0 | 0 | 0 | 370.5745 | 370.5745 | 1763.1485 | 1865.5063 | 170.0913 | 2214.7904
A - Residential | A2 - Home Performance | A2a - Home Performance (Weatherization) | Hot Water Setback, Electric | EA2a042 | Hot Water | [22 empty] | 0 |  |  |  | 0 |  |  |  | 0 |  |  |  | 0 | [9 empty] | 0 | 0
A - Residential | A2 - Home Performance | A2a - Home Performance (Weatherization) | Hot Water Setback, Gas | EA2a059 | Hot Water | [22 empty] | 0 |  |  |  | 0 |  |  |  | 0 |  |  |  | 0 | [9 empty] | 0 | 0
A - Residential | A2 - Home Performance | A2a - Home Performance (Weatherization) | Hot Water Setback, Kerosene | EA2a060 | Hot Water | [22 empty] | 0 |  |  |  | 0 |  |  |  | 0 |  |  |  | 0 | [9 empty] | 0 | 0
A - Residential | A2 - Home Performance | A2a - Home Performance (Weatherization) | Hot Water Setback, Oil | EA2a061 | Hot Water | 1 | 2 | 15 | 15 | 0 | 0 | 0 | 0 | 0 | 0 | 0 | 0 | 0 | 0 | 0 | 0 | 0 | 0 | 0 | 0 | 0 | 0 | 0 | 0 | 0.46273 | 0.92545 | 0.46273 | 0.92545 | 0 | 0 | 0 | 0 | 0 | 0 | 0 | 0 | 0 | 0 | 0 | 0 | 0 | 0 | 0 | 0 | 0.46273 | 0.92545 | 0 | 0 | 0 | 0 | 0 | 0 | 0 | 0 | 0 | 0 | 0 | 0 | 0 | 0 | 0 | 0 | 0 | 0 | 0 | 0 | 0 | 0 | 0 | 0 | 0 | 0 | 0 | 0 | 0 | 0 | 0 | 0 | 0 | 0 | 0 | 0 | 0 | 0 | 0 | 0 | 0 | 0 | 30.2616 | 0 | 0 | 0.015842 | 0 | 0 | 0 | 0 | 0 | 0 | 30.2774 | 7.5694 |  | 0.69802 | 8.2674 | 0 | 0 | 0 | 0 | 0 | 0 | 0 | 19.2034 | 0 | 0 | 0 | 0 | 0 | 0 | 19.2034 | 38.5448 | 49.4808 | 0 | 57.0502
A - Residential | A2 - Home Performance | A2a - Home Performance (Weatherization) | Hot Water Setback, Propane | EA2a062 | Hot Water | [22 empty] | 0 |  |  |  | 0 |  |  |  | 0 |  |  |  | 0 | [9 empty] | 0 | 0
A - Residential | A2 - Home Performance | A2a - Home Performance (Weatherization) | DHW Heat Pump Water Heater | EA2a043 | Hot Water | [22 empty] | 0 |  |  |  | 0 |  |  |  | 0 |  |  |  | 0 | [9 empty] | 0 | 0
A - Residential | A2 - Home Performance | A2a - Home Performance (Weatherization) | Indirect Water Heater, Oil | EA2a082 | Hot Water | [22 empty] | 0 |  |  |  | 0 |  |  |  | 0 |  |  |  | 0 | [9 empty] | 0 | 0
A - Residential | A2 - Home Performance | A2a - Home Performance (Weatherization) | Indirect Water Heater, Propane | EA2a083 | Hot Water | [22 empty] | 0 |  |  |  | 0 |  |  |  | 0 |  |  |  | 0 | [9 empty] | 0 | 0
A - Residential | A2 - Home Performance | A2a - Home Performance (Weatherization) | Stand Alone Water Heater, Electric | EA2a008 | Hot Water | [22 empty] | 0 |  |  |  | 0 |  |  |  | 0 |  |  |  | 0 | [9 empty] | 0 | 0
A - Residential | A2 - Home Performance | A2a - Home Performance (Weatherization) | Stand Alone Water Heater, Gas | EA2a014 | Hot Water | [22 empty] | 0 |  |  |  | 0 |  |  |  | 0 |  |  |  | 0 | [9 empty] | 0 | 0
A - Residential | A2 - Home Performance | A2a - Home Performance (Weatherization) | Stand Alone Water Heater, Propane | EA2a015 | Hot Water | [22 empty] | 0 |  |  |  | 0 |  |  |  | 0 |  |  |  | 0 | [9 empty] | 0 | 0
A - Residential | A2 - Home Performance | A2a - Home Performance (Weatherization) | LED Bulb, General Service Lamps | EA2a044 | Lighting | [22 empty] | 0 |  |  |  | 0 |  |  |  | 0 |  |  |  | 0 | [9 empty] | 0 | 0
A - Residential | A2 - Home Performance | A2a - Home Performance (Weatherization) | LED Bulb, Linear | EA2a045 | Lighting | [22 empty] | 0 |  |  |  | 0 |  |  |  | 0 |  |  |  | 0 | [9 empty] | 0 | 0
A - Residential | A2 - Home Performance | A2a - Home Performance (Weatherization) | LED Bulb, Other Specialty | EA2a046 | Lighting | [22 empty] | 0 |  |  |  | 0 |  |  |  | 0 |  |  |  | 0 | [9 empty] | 0 | 0
A - Residential | A2 - Home Performance | A2a - Home Performance (Weatherization) | LED Bulb, Reflector | EA2a047 | Lighting | [22 empty] | 0 |  |  |  | 0 |  |  |  | 0 |  |  |  | 0 | [9 empty] | 0 | 0
A - Residential | A2 - Home Performance | A2a - Home Performance (Weatherization) | LED Fixture | EA2a048 | Lighting | [22 empty] | 0 |  |  |  | 0 |  |  |  | 0 |  |  |  | 0 | [9 empty] | 0 | 0
A - Residential | A2 - Home Performance | A2a - Home Performance (Weatherization) | Refrigerator | EA2a049 | Refrigeration | [22 empty] | 0 |  |  |  | 0 |  |  |  | 0 |  |  |  | 0 | [9 empty] | 0 | 0
A - Residential | A2 - Home Performance | A2a - Home Performance (Weatherization) | Freezer | EA2a053 | Refrigeration | [22 empty] | 0 |  |  |  | 0 |  |  |  | 0 |  |  |  | 0 | [9 empty] | 0 | 0
A - Residential | A2 - Home Performance | A2a - Home Performance (Weatherization) | Clothes Washer | EA2a054 | Hot Water | [22 empty] | 0 |  |  |  | 0 |  |  |  | 0 |  |  |  | 0 | [9 empty] | 0 | 0
A - Residential | A2 - Home Performance | A2a - Home Performance (Weatherization) | Clothes Dryer | EA2a055 | Envelope | [22 empty] | 0 |  |  |  | 0 |  |  |  | 0 |  |  |  | 0 | [9 empty] | 0 | 0
A - Residential | A2 - Home Performance | A2a - Home Performance (Weatherization) | Dehumidifier | EA2a056 | HVAC | [22 empty] | 0 |  |  |  | 0 |  |  |  | 0 |  |  |  | 0 | [9 empty] | 0 | 0
A - Residential | A2 - Home Performance | A2a - Home Performance (Weatherization) | Room Air Conditioner | EA2a057 | HVAC | [22 empty] | 0 |  |  |  | 0 |  |  |  | 0 |  |  |  | 0 | [9 empty] | 0 | 0
A - Residential | A2 - Home Performance | A2a - Home Performance (Weatherization) | Triple Pane Window | EA2a058 | Envelope | [22 empty] | 0 |  |  |  | 0 |  |  |  | 0 |  |  |  | 0 | [9 empty] | 0 | 0
A - Residential | A2 - Home Performance | A2a - Home Performance (Weatherization) | Window Insert, Cord Wood | EA2a084 | Envelope | [22 empty] | 0 |  |  |  | 0 |  |  |  | 0 |  |  |  | 0 | [9 empty] | 0 | 0
A - Residential | A2 - Home Performance | A2a - Home Performance (Weatherization) | Window Insert, Electric | EA2a085 | Envelope | [22 empty] | 0 |  |  |  | 0 |  |  |  | 0 |  |  |  | 0 | [9 empty] | 0 | 0
A - Residential | A2 - Home Performance | A2a - Home Performance (Weatherization) | Window Insert, Gas | EA2a086 | Envelope | [22 empty] | 0 |  |  |  | 0 |  |  |  | 0 |  |  |  | 0 | [9 empty] | 0 | 0
A - Residential | A2 - Home Performance | A2a - Home Performance (Weatherization) | Window Insert, Kerosene | EA2a087 | Envelope | [22 empty] | 0 |  |  |  | 0 |  |  |  | 0 |  |  |  | 0 | [9 empty] | 0 | 0
A - Residential | A2 - Home Performance | A2a - Home Performance (Weatherization) | Window Insert, Oil | EA2a088 | Envelope | [22 empty] | 0 |  |  |  | 0 |  |  |  | 0 |  |  |  | 0 | [9 empty] | 0 | 0
A - Residential | A2 - Home Performance | A2a - Home Performance (Weatherization) | Window Insert, Propane | EA2a089 | Envelope | [22 empty] | 0 |  |  |  | 0 |  |  |  | 0 |  |  |  | 0 | [9 empty] | 0 | 0
A - Residential | A2 - Home Performance | A2a - Home Performance (Weatherization) | Window Insert, Wood Pellets | EA2a090 | Envelope | [22 empty] | 0 |  |  |  | 0 |  |  |  | 0 |  |  |  | 0 | [9 empty] | 0 | 0
A - Residential | A2 - Home Performance | A2a - Home Performance (Weatherization) | Insulated Door, Cord Wood | EA2a105 | Envelope | [22 empty] | 0 |  |  |  | 0 |  |  |  | 0 |  |  |  | 0 | [9 empty] | 0 | 0
A - Residential | A2 - Home Performance | A2a - Home Performance (Weatherization) | Insulated Door, Electric | EA2a106 | Envelope | [22 empty] | 0 |  |  |  | 0 |  |  |  | 0 |  |  |  | 0 | [9 empty] | 0 | 0
A - Residential | A2 - Home Performance | A2a - Home Performance (Weatherization) | Insulated Door, Gas | EA2a107 | Envelope | [22 empty] | 0 |  |  |  | 0 |  |  |  | 0 |  |  |  | 0 | [9 empty] | 0 | 0
A - Residential | A2 - Home Performance | A2a - Home Performance (Weatherization) | Insulated Door, Kerosene | EA2a108 | Envelope | [22 empty] | 0 |  |  |  | 0 |  |  |  | 0 |  |  |  | 0 | [9 empty] | 0 | 0
A - Residential | A2 - Home Performance | A2a - Home Performance (Weatherization) | Insulated Door, Oil | EA2a109 | Envelope | [22 empty] | 0 |  |  |  | 0 |  |  |  | 0 |  |  |  | 0 | [9 empty] | 0 | 0
A - Residential | A2 - Home Performance | A2a - Home Performance (Weatherization) | Insulated Door, Propane | EA2a110 | Envelope | [22 empty] | 0 |  |  |  | 0 |  |  |  | 0 |  |  |  | 0 | [9 empty] | 0 | 0
A - Residential | A2 - Home Performance | A2a - Home Performance (Weatherization) | Insulated Door, Wood Pellets | EA2a111 | Envelope | [22 empty] | 0 |  |  |  | 0 |  |  |  | 0 |  |  |  | 0 | [9 empty] | 0 | 0
A - Residential | A2 - Home Performance | A2a - Home Performance (Weatherization) | Window Replacement, Cord Wood | EA2a112 | Envelope | [22 empty] | 0 |  |  |  | 0 |  |  |  | 0 |  |  |  | 0 | [9 empty] | 0 | 0
A - Residential | A2 - Home Performance | A2a - Home Performance (Weatherization) | Window Replacement, Electric | EA2a113 | Envelope | [22 empty] | 0 |  |  |  | 0 |  |  |  | 0 |  |  |  | 0 | [9 empty] | 0 | 0
A - Residential | A2 - Home Performance | A2a - Home Performance (Weatherization) | Window Replacement, Gas | EA2a114 | Envelope | [22 empty] | 0 |  |  |  | 0 |  |  |  | 0 |  |  |  | 0 | [9 empty] | 0 | 0
A - Residential | A2 - Home Performance | A2a - Home Performance (Weatherization) | Window Replacement, Kerosene | EA2a115 | Envelope | [22 empty] | 0 |  |  |  | 0 |  |  |  | 0 |  |  |  | 0 | [9 empty] | 0 | 0
A - Residential | A2 - Home Performance | A2a - Home Performance (Weatherization) | Window Replacement, Oil | EA2a116 | Envelope | [22 empty] | 0 |  |  |  | 0 |  |  |  | 0 |  |  |  | 0 | [9 empty] | 0 | 0
A - Residential | A2 - Home Performance | A2a - Home Performance (Weatherization) | Window Replacement, Propane | EA2a117 | Envelope | [22 empty] | 0 |  |  |  | 0 |  |  |  | 0 |  |  |  | 0 | [9 empty] | 0 | 0
A - Residential | A2 - Home Performance | A2a - Home Performance (Weatherization) | Window Replacement, Wood Pellets | EA2a118 | Envelope | [22 empty] | 0 |  |  |  | 0 |  |  |  | 0 |  |  |  | 0 | [9 empty] | 0 | 0
A - Residential | A2 - Home Performance | A2a - Home Performance (Weatherization) | Visual Audit Oil Savings | EA2a050 | Envelope | [22 empty] | 0 |  |  |  | 0 |  |  |  | 0 |  |  |  | 0 | [9 empty] | 0 | 0
A - Residential | A2 - Home Performance | A2a - Home Performance (Weatherization) | Visual Audit Propane Savings | EA2a051 | Envelope | [22 empty] | 0 |  |  |  | 0 |  |  |  | 0 |  |  |  | 0 | [9 empty] | 0 | 0
A - Residential | A2 - Home Performance | A2a - Home Performance (Weatherization) | Visual Audit Electric Savings | EA2a052 | Envelope | [22 empty] | 0 |  |  |  | 0 |  |  |  | 0 |  |  |  | 0 | [9 empty] | 0 | 0
A - Residential | A2 - Home Performance | A2a - Home Performance (Weatherization) | Health and Safety Measures | EA2NESM | Non-Energy Saving | [22 empty] | 0 |  |  |  | 0 |  |  |  | 0 |  |  |  | 0 | [9 empty] | 0 | 0
A - Residential | A2 - Home Performance | A2a - Home Performance (Weatherization) | Audit Fee | EA2AUD | Non-Energy Saving | 1 | 1 | 43458.827 | 43458.827 | 0 | 0 | 0 | 0 | 0 | 0 | 0 | 0 | 0 | 0 | 0 | 0 | 0 | 0 | 0 | 0 | 0 | 0 | 0 | 0 | 0 | 0 | 0 | 0 | 0 | 0 | 0 | 0 | 0 | 0 | 0 | 0 | 0 | 0 | 0 | 0 | 0 | 0 | 0 | 0 | 0 | 0 | 0 | 0 | 0 | 0 | 0 | 0 | 0 | 0 | 0 | 0 | 0 | 0 | 0 | 0 | 0 | 0 | 0 | 0 | 0 | 0 | 0 | 0 | 0 | 0 | 0 | 0 | 0 | 0 | 0 | 0 | 0 | 0 | 0 | 0 | 0 | 0 | 0 | 0 | 0 | 0 | 0 | 0 | 0 | 0 | 0 | 0 | 0 | 0 | 0 | 0 | 0 | 0 | 0 | 0 |  | 0 | 0 | 0 | 0 | 0 | 0 | 0 | 0 | 0 | 0 | 0 | 0 | 0 | 0 | 0 | 0 | 0 | 0 | 0 | 0 | 0
A - Residential | A2 - Home Performance | A2a - Home Performance (Weatherization) | Admin Fee |  | Non-Energy Saving | [22 empty] | 0 |  |  |  | 0 |  |  |  | 0 |  |  |  | 0 | [9 empty] | 0 | 0
A - Residential | A2 - Home Performance | A2a - Home Performance (Weatherization) | Contractor Fees |  | Non-Energy Saving | [22 empty] | 0 |  |  |  | 0 |  |  |  | 0 |  |  |  | 0 | [9 empty] | 0 | 0
A - Residential | A2 - Home Performance | A2c - Home Performance 3rd Party Financing (Loan buy-down) | 3rd Party Financing |  | Non-Energy Saving | 1 | 1 | 8000 | 8000 | 0 | 0 | 0 | 0 | 0 | 0 | 0 | 0 | 0 | 0 | 0 | 0 | 0 | 0 | 0 | 0 | 0 | 0 | 0 | 0 | 0 | 0 | 0 | 0 | 0 | 0 | 0 | 0 | 0 | 0 | 0 | 0 | 0 | 0 | 0 | 0 | 0 | 0 | 0 | 0 | 0 | 0 | 0 | 0 | 0 | 0 | 0 | 0 | 0 | 0 | 0 | 0 | 0 | 0 | 0 | 0 | 0 | 0 | 0 | 0 | 0 | 0 | 0 | 0 | 0 | 0 | 0 | 0 | 0 | 0 | 0 | 0 | 0 | 0 | 0 | 0 | 0 | 0 | 0 | 0 | 0 | 0 | 0 | 0 | 0 | 0 | 0 | 0 | 0 | 0 | 0 | 0 | 0 | 0 | 0 | 0 |  | 0 | 0 | 0 | 0 | 0 | 0 | 0 | 0 | 0 | 0 | 0 | 0 | 0 | 0 | 0 | 0 | 0 | 0 | 0 | 0 | 0
A - Residential | A2 - Home Performance | A2a - Home Performance (Weatherization) | [25 empty] | 0 |  |  |  | 0 |  |  |  | 0 |  |  |  | 0 | [9 empty] | 0 | 0
A - Residential | A2 - Home Performance | A2a - Home Performance (Weatherization) | [25 empty] | 0 |  |  |  | 0 |  |  |  | 0 |  |  |  | 0 | [9 empty] | 0 | 0
[28 empty] | 0 |  |  |  | 0 |  |  |  | 0 |  |  |  | 0 | [9 empty] | 0 | 0
A - Residential | A2 - Home Performance | A2a - Home Performance (Weatherization) | Air Sealing, Electric (Multifamily) | EA2a091 | Envelope | [22 empty] | 0 |  |  |  | 0 |  |  |  | 0 |  |  |  | 0 | [9 empty] | 0 | 0
A - Residential | A2 - Home Performance | A2a - Home Performance (Weatherization) | Air Sealing, Gas (Multifamily) | EA2a092 | Envelope | [22 empty] | 0 |  |  |  | 0 |  |  |  | 0 |  |  |  | 0 | [9 empty] | 0 | 0
A - Residential | A2 - Home Performance | A2a - Home Performance (Weatherization) | Air Sealing, Oil (Multifamily) | EA2a093 | Envelope | [22 empty] | 0 |  |  |  | 0 |  |  |  | 0 |  |  |  | 0 | [9 empty] | 0 | 0
A - Residential | A2 - Home Performance | A2a - Home Performance (Weatherization) | Air Sealing, Propane (Multifamily) | EA2a094 | Envelope | [22 empty] | 0 |  |  |  | 0 |  |  |  | 0 |  |  |  | 0 | [9 empty] | 0 | 0
A - Residential | A2 - Home Performance | A2a - Home Performance (Weatherization) | Insulation, Electric (Multifamily) | EA2a095 | Envelope | [22 empty] | 0 |  |  |  | 0 |  |  |  | 0 |  |  |  | 0 | [9 empty] | 0 | 0
A - Residential | A2 - Home Performance | A2a - Home Performance (Weatherization) | Insulation, Gas (Multifamily) | EA2a096 | Envelope | [22 empty] | 0 |  |  |  | 0 |  |  |  | 0 |  |  |  | 0 | [9 empty] | 0 | 0
A - Residential | A2 - Home Performance | A2a - Home Performance (Weatherization) | Insulation, Oil (Multifamily) | EA2a097 | Envelope | [22 empty] | 0 |  |  |  | 0 |  |  |  | 0 |  |  |  | 0 | [9 empty] | 0 | 0
A - Residential | A2 - Home Performance | A2a - Home Performance (Weatherization) | Insulation, Propane (Multifamily) | EA2a098 | Envelope | [22 empty] | 0 |  |  |  | 0 |  |  |  | 0 |  |  |  | 0 | [9 empty] | 0 | 0
A - Residential | A2 - Home Performance | A2a - Home Performance (Weatherization) | LED Bulb, General Service Lamps (Multifamily) | EA2a099 | Lighting | [22 empty] | 0 |  |  |  | 0 |  |  |  | 0 |  |  |  | 0 | [9 empty] | 0 | 0
A - Residential | A2 - Home Performance | A2a - Home Performance (Weatherization) | LED Bulb, Linear (Multifamily) | EA2a100 | Lighting | [22 empty] | 0 |  |  |  | 0 |  |  |  | 0 |  |  |  | 0 | [9 empty] | 0 | 0
A - Residential | A2 - Home Performance | A2a - Home Performance (Weatherization) | LED Bulb, Other Specialty (Multifamily) | EA2a101 | Lighting | [22 empty] | 0 |  |  |  | 0 |  |  |  | 0 |  |  |  | 0 | [9 empty] | 0 | 0
A - Residential | A2 - Home Performance | A2a - Home Performance (Weatherization) | LED Bulb, Reflector (Multifamily) | EA2a102 | Lighting | [22 empty] | 0 |  |  |  | 0 |  |  |  | 0 |  |  |  | 0 | [9 empty] | 0 | 0
A - Residential | A2 - Home Performance | A2a - Home Performance (Weatherization) | LED Fixture (Multifamily) | EA2a103 | Lighting | [22 empty] | 0 |  |  |  | 0 |  |  |  | 0 |  |  |  | 0 | [9 empty] | 0 | 0
A - Residential | A2 - Home Performance | A2a - Home Performance (Weatherization) | Refrigerator (Multifamily) | EA2a104 | Refrigeration | [22 empty] | 0 |  |  |  | 0 |  |  |  | 0 |  |  |  | 0 | [9 empty] | 0 | 0
A - Residential | A2 - Home Performance | A2a - Home Performance (Weatherization) | [25 empty] | 0 |  |  |  | 0 |  |  |  | 0 |  |  |  | 0 | [9 empty] | 0 | 0
[28 empty] | 0 |  |  |  | 0 |  |  |  | 0 |  |  |  | 0 | [9 empty] | 0 | 0
A - Residential | A2 - Home Performance | A2b - Home Performance (HVAC Systems) | Boiler Replacement, Gas | EA2b001 | HVAC | [22 empty] | 0 |  |  |  | 0 |  |  |  | 0 |  |  |  | 0 | [9 empty] | 0 | 0
A - Residential | A2 - Home Performance | A2b - Home Performance (HVAC Systems) | Boiler Replacement, Kerosene | EA2b002 | HVAC | [22 empty] | 0 |  |  |  | 0 |  |  |  | 0 |  |  |  | 0 | [9 empty] | 0 | 0
A - Residential | A2 - Home Performance | A2b - Home Performance (HVAC Systems) | Boiler Replacement, Oil | EA2b003 | HVAC | [22 empty] | 0 |  |  |  | 0 |  |  |  | 0 |  |  |  | 0 | [9 empty] | 0 | 0
A - Residential | A2 - Home Performance | A2b - Home Performance (HVAC Systems) | Boiler Replacement, Propane | EA2b004 | HVAC | [22 empty] | 0 |  |  |  | 0 |  |  |  | 0 |  |  |  | 0 | [9 empty] | 0 | 0
A - Residential | A2 - Home Performance | A2b - Home Performance (HVAC Systems) | Furnace Replacement, Gas | EA2b005 | HVAC | [22 empty] | 0 |  |  |  | 0 |  |  |  | 0 |  |  |  | 0 | [9 empty] | 0 | 0
A - Residential | A2 - Home Performance | A2b - Home Performance (HVAC Systems) | Furnace Replacement, Kerosene | EA2b006 | HVAC | [22 empty] | 0 |  |  |  | 0 |  |  |  | 0 |  |  |  | 0 | [9 empty] | 0 | 0
A - Residential | A2 - Home Performance | A2b - Home Performance (HVAC Systems) | Furnace Replacement, Oil | EA2b007 | HVAC | [22 empty] | 0 |  |  |  | 0 |  |  |  | 0 |  |  |  | 0 | [9 empty] | 0 | 0
A - Residential | A2 - Home Performance | A2b - Home Performance (HVAC Systems) | Furnace Replacement, Propane | EA2b008 | HVAC | [22 empty] | 0 |  |  |  | 0 |  |  |  | 0 |  |  |  | 0 | [9 empty] | 0 | 0
A - Residential | A2 - Home Performance | A2b - Home Performance (HVAC Systems) | Programmable Thermostat, Electric | EA2b009 | HVAC | [22 empty] | 0 |  |  |  | 0 |  |  |  | 0 |  |  |  | 0 | [9 empty] | 0 | 0
A - Residential | A2 - Home Performance | A2b - Home Performance (HVAC Systems) | Programmable Thermostat, Gas | EA2b010 | HVAC | [22 empty] | 0 |  |  |  | 0 |  |  |  | 0 |  |  |  | 0 | [9 empty] | 0 | 0
A - Residential | A2 - Home Performance | A2b - Home Performance (HVAC Systems) | Programmable Thermostat, Kerosene | EA2b011 | HVAC | [22 empty] | 0 |  |  |  | 0 |  |  |  | 0 |  |  |  | 0 | [9 empty] | 0 | 0
A - Residential | A2 - Home Performance | A2b - Home Performance (HVAC Systems) | Programmable Thermostat, Oil | EA2b012 | HVAC | 3 | 15 | 675 | 675 | 0 | 0 | 0 | 0 | 0 | 0 | 0 | 0 | 0 | 0 | 0 | 0 | 0 | 0 | 0 | 0 | 0 | 0 | 0 | 0 | 6.1479 | 92.2185 | 6.1479 | 92.2185 | 0 | 0 | 0 | 0 | 0 | 0 | 0 | 0 | 0 | 0 | 0 | 0 | 0 | 0 | 0 | 0 | 6.1479 | 92.2185 | 0 | 0 | 0 | 0 | 0 | 0 | 0 | 0 | 0 | 0 | 0 | 0 | 0 | 0 | 0 | 0 | 0 | 0 | 0 | 0 | 0 | 0 | 0 | 0 | 0 | 0 | 0 | 0 | 0 | 0 | 0 | 0 | 0 | 0 | 0 | 0 | 0 | 0 | 0 | 0 | 0 | 0 | 2675.4151 | 0 | 0 | 1.2522 | 0 | 0 | 0 | 0 | 0 | 0 | 2676.6673 | 669.1668 |  | 81.6544 | 750.8212 | 0 | 0 | 0 | 0 | 0 | 0 | 0 | 1840.7573 | 0 | 0 | 0 | 0 | 0 | 0 | 1840.7573 | 3427.4885 | 4517.4246 | 0 | 5186.5914
A - Residential | A2 - Home Performance | A2b - Home Performance (HVAC Systems) | Programmable Thermostat, Propane | EA2b013 | HVAC | 2 | 15 | 450 | 450 | 0 | 0 | 0 | 0 | 0 | 0 | 0 | 0 | 0 | 0 | 0 | 0 | 0 | 0 | 0 | 0 | 0 | 0 | 0 | 0 | 0 | 0 | 0 | 0 | 4.0788 | 61.182 | 4.0788 | 61.182 | 0 | 0 | 0 | 0 | 0 | 0 | 0 | 0 | 0 | 0 | 0 | 0 | 4.0788 | 61.182 | 0 | 0 | 0 | 0 | 0 | 0 | 0 | 0 | 0 | 0 | 0 | 0 | 0 | 0 | 0 | 0 | 0 | 0 | 0 | 0 | 0 | 0 | 0 | 0 | 0 | 0 | 0 | 0 | 0 | 0 | 0 | 0 | 0 | 0 | 0 | 0 | 0 | 0 | 0 | 0 | 0 | 0 | 0 | 0 | 0 | 0 | 0 | 3370.2833 | 0 | 0 | 0 | 0 | 3370.2833 | 842.5708 |  | 45.947 | 888.5178 | 0 | 0 | 0 | 0 | 0 | 0 | 0 | 0 | 0 | 0 | 0 | 0 | 0 | 1017.8447 | 1017.8447 | 4258.8011 | 4388.1279 | 0 | 5230.6987
A - Residential | A2 - Home Performance | A2b - Home Performance (HVAC Systems) | Programmable Thermostat, Wood Pellets | EA2b014 | HVAC | 2 | 15 | 450 | 450 | 0 | 0 | 0 | 0 | 0 | 0 | 0 | 0 | 0 | 0 | 0 | 0 | 0 | 0 | 0 | 0 | 0 | 0 | 0 | 0 | 0 | 0 | 0 | 0 | 0 | 0 | 0 | 0 | 0 | 0 | 0 | 0 | 0 | 0 | 0 | 0 | 4.0788 | 61.182 | 4.0788 | 61.182 | 4.0788 | 61.182 | 0 | 0 | 0 | 0 | 0 | 0 | 0 | 0 | 0 | 0 | 0 | 0 | 0 | 0 | 0 | 0 | 0 | 0 | 0 | 0 | 0 | 0 | 0 | 0 | 0 | 0 | 0 | 0 | 0 | 0 | 0 | 0 | 0 | 0 | 0 | 0 | 0 | 0 | 0 | 0 | 0 | 0 | 0 | 0 | 0 | 0 | 0 | 0 | 0 | 1782.416 | 0 | 0 | 1782.416 | 445.604 |  | 0 | 445.604 | 0 | 0 | 0 | 0 | 0 | 0 | 0 | 0 | 0 | 0 | 0 | 0 | 0 | 0 | 0 | 2228.02 | 1782.416 | 0 | 2228.02
A - Residential | A2 - Home Performance | A2b - Home Performance (HVAC Systems) | Wifi Thermostat, Electric | EA2b015 | HVAC | 227 | 15 | 113500 | 113500 | 0 | 95.113 | 94.1619 | 1426.695 | 1412.428 | 94.1619 | 1412.428 | 93.1446 | 54.3255 | 668.3988 | 596.5592 | 150.0686 | 0 | 0 | 0 | 0 | 0 | 0 | 0 | 0 | 0 | 0 | 0 | 0 | 0 | 0 | 0 | 0 | 0 | 0 | 0 | 0 | 0 | 0 | 0 | 0 | 0 | 0 | 0 | 0 | 0 | 0 | 0 | 0 | 0 | 7096.0944 | 3848.0528 | 34539.1192 | 29528.9471 | 75012.2135 | 484.4884 | 244.1186 | 1907.9177 | 1019.751 | 2502.3274 | 6158.6032 | 81170.8167 | 0 | 0 | 0 | 0 | 0 | 0 | 0 | 0 | 81170.8167 | 0 | 0 | 0 | 0 | 0 | 0 | 0 | 0 | 0 | 0 | 0 | 0 | 0 | 0 | 0 | 0 | 0 | 0 | 0 | 0 | 0 | 0 | 0 | 0 | 0 | 0 | 0 | 0 | 0 | 20292.7042 |  | 0 | 20292.7042 | 5128.5567 | 2718.5437 | 36408.948 | 31796.2695 | 76052.3179 | 0 | 0 | 0 | 0 | 0 | 0 | 0 | 0 | 0 | 0 | 101463.5209 | 157223.1346 | 81170.8167 | 177515.8388
A - Residential | A2 - Home Performance | A2b - Home Performance (HVAC Systems) | Wifi Thermostat, Gas | EA2b016 | HVAC | [22 empty] | 0 |  |  |  | 0 |  |  |  | 0 |  |  |  | 0 | [9 empty] | 0 | 0
A - Residential | A2 - Home Performance | A2b - Home Performance (HVAC Systems) | Wifi Thermostat, Kerosene | EA2b017 | HVAC | [22 empty] | 0 |  |  |  | 0 |  |  |  | 0 |  |  |  | 0 | [9 empty] | 0 | 0
A - Residential | A2 - Home Performance | A2b - Home Performance (HVAC Systems) | Wifi Thermostat, Oil | EA2b018 | HVAC | 8 | 15 | 4000 | 4000 | 0 | 0 | 0 | 0 | 0 | 0 | 0 | 0 | 0 | 0 | 0 | 0 | 0 | 0 | 0 | 0 | 0 | 0 | 0 | 0 | 46.728 | 700.92 | 46.728 | 700.92 | 0 | 0 | 0 | 0 | 0 | 0 | 0 | 0 | 0 | 0 | 0 | 0 | 0 | 0 | 0 | 0 | 46.728 | 700.92 | 0 | 0 | 0 | 0 | 0 | 0 | 0 | 0 | 0 | 0 | 0 | 0 | 0 | 0 | 0 | 0 | 0 | 0 | 0 | 0 | 0 | 0 | 0 | 0 | 0 | 0 | 0 | 0 | 0 | 0 | 0 | 0 | 0 | 0 | 0 | 0 | 0 | 0 | 0 | 0 | 0 | 0 | 20334.8779 | 0 | 0 | 9.5176 | 0 | 0 | 0 | 0 | 0 | 0 | 20344.3956 | 5086.0989 |  | 620.6259 | 5706.7248 | 0 | 0 | 0 | 0 | 0 | 0 | 0 | 13990.9411 | 0 | 0 | 0 | 0 | 0 | 0 | 13990.9411 | 26051.1204 | 34335.3367 | 0 | 39421.4356
A - Residential | A2 - Home Performance | A2b - Home Performance (HVAC Systems) | Wifi Thermostat, Propane | EA2b019 | HVAC | 7 | 15 | 3500 | 3500 | 0 | 0 | 0 | 0 | 0 | 0 | 0 | 0 | 0 | 0 | 0 | 0 | 0 | 0 | 0 | 0 | 0 | 0 | 0 | 0 | 0 | 0 | 0 | 0 | 40.194 | 602.91 | 40.194 | 602.91 | 0 | 0 | 0 | 0 | 0 | 0 | 0 | 0 | 0 | 0 | 0 | 0 | 40.194 | 602.91 | 0 | 0 | 0 | 0 | 0 | 0 | 0 | 0 | 0 | 0 | 0 | 0 | 0 | 0 | 0 | 0 | 0 | 0 | 0 | 0 | 0 | 0 | 0 | 0 | 0 | 0 | 0 | 0 | 0 | 0 | 0 | 0 | 0 | 0 | 0 | 0 | 0 | 0 | 0 | 0 | 0 | 0 | 0 | 0 | 0 | 0 | 0 | 33212.0147 | 0 | 0 | 0 | 0 | 33212.0147 | 8303.0037 |  | 452.779 | 8755.7827 | 0 | 0 | 0 | 0 | 0 | 0 | 0 | 0 | 0 | 0 | 0 | 0 | 0 | 10030.2168 | 10030.2168 | 41967.7974 | 43242.2315 | 0 | 51545.2352
A - Residential | A2 - Home Performance | A2b - Home Performance (HVAC Systems) | Wifi Thermostat, Wood Pellets | EA2b020 | HVAC | [22 empty] | 0 |  |  |  | 0 |  |  |  | 0 |  |  |  | 0 | [9 empty] | 0 | 0
A - Residential | A2 - Home Performance | A2b - Home Performance (HVAC Systems) | ES Central AC | EA2b021 | HVAC | [22 empty] | 0 |  |  |  | 0 |  |  |  | 0 |  |  |  | 0 | [9 empty] | 0 | 0
A - Residential | A2 - Home Performance | A2b - Home Performance (HVAC Systems) | Ancillary Savings – Boiler Circulator Pump | EA2b022 | HVAC | 42 | 19 | 0 | 0 | 0 | 3.612 | 3.3971 | 68.628 | 64.5446 | 3.3971 | 64.5446 | 29.0524 | 35.4922 | 0 | 0 | 1.9709 | 1.0017 | 1.0017 | 0 | 0 | 0 | 0 | 0 | 0 | 0 | 0 | 0 | 0 | 0 | 0 | 0 | 0 | 0 | 0 | 0 | 0 | 0 | 0 | 0 | 0 | 0 | 0 | 0 | 0 | 0 | 0 | 0 | 0 | 0 | 2132.4187 | 2380.3063 | 0 | 0 | 4512.725 | 119.3014 | 125.9123 | 0 | 0 | 90.2767 | 335.4904 | 4848.2155 | 0 | 0 | 0 | 0 | 0 | 0 | 0 | 0 | 4848.2155 | 0 | 0 | 0 | 0 | 0 | 0 | 0 | 0 | 0 | 0 | 0 | 0 | 0 | 0 | 0 | 0 | 0 | 0 | 0 | 0 | 0 | 0 | 0 | 0 | 0 | 0 | 0 | 0 | 0 | 1212.0539 |  | 0 | 1212.0539 | 1463.9283 | 1619.275 | 0 | 0 | 3083.2033 | 0 | 0 | 0 | 0 | 0 | 0 | 0 | 0 | 0 | 0 | 6060.2693 | 7931.4188 | 4848.2155 | 9143.4727
A - Residential | A2 - Home Performance | A2b - Home Performance (HVAC Systems) | Ancillary Savings – Furnace | EA2b023 | HVAC | 20 | 18 | 0 | 0 | 0 | 0.18 | 0.16929 | 3.24 | 3.0472 | 0.16929 | 3.0472 | 1.3584 | 1.6888 | 0 | 0 | 0.11492 | 0.049349 | 0.049349 | 0 | 0 | 0 | 0 | 0 | 0 | 0 | 0 | 0 | 0 | 0 | 0 | 0 | 0 | 0 | 0 | 0 | 0 | 0 | 0 | 0 | 0 | 0 | 0 | 0 | 0 | 0 | 0 | 0 | 0 | 0 | 100.6394 | 114.6325 | 0 | 0 | 215.2719 | 5.888 | 6.3242 | 0 | 0 | 4.4988 | 16.711 | 231.9829 | 0 | 0 | 0 | 0 | 0 | 0 | 0 | 0 | 231.9829 | 0 | 0 | 0 | 0 | 0 | 0 | 0 | 0 | 0 | 0 | 0 | 0 | 0 | 0 | 0 | 0 | 0 | 0 | 0 | 0 | 0 | 0 | 0 | 0 | 0 | 0 | 0 | 0 | 0 | 57.9957 |  | 0 | 57.9957 | 70.0975 | 78.7662 | 0 | 0 | 148.8637 | 0 | 0 | 0 | 0 | 0 | 0 | 0 | 0 | 0 | 0 | 289.9786 | 380.8466 | 231.9829 | 438.8423
A - Residential | A2 - Home Performance | A2b - Home Performance (HVAC Systems) | Ancillary Savings – Central AC | EA2b024 | HVAC | 12 | 18 | 0 | 0 | 0 | 0.67812 | 0.63777 | 12.2062 | 11.4799 | 0.63777 | 11.4799 | 0.75706 | 0.44154 | 5.4326 | 4.8487 | 1.0699 | 0 | 0 | 0.35169 | 0.35169 | 0 | 0 | 0 | 0 | 0 | 0 | 0 | 0 | 0 | 0 | 0 | 0 | 0 | 0 | 0 | 0 | 0 | 0 | 0 | 0 | 0 | 0 | 0 | 0 | 0 | 0 | 0 | 0 | 0 | 56.0885 | 29.9706 | 279.9524 | 237.1921 | 603.2037 | 3.2815 | 1.6535 | 12.9226 | 6.9069 | 16.9486 | 41.7131 | 644.9168 | 443.9449 | 0 | 24.3848 | 5.1066 | 457.5665 | 0 | 547.0898 | 1478.0926 | 2123.0094 | 0 | 0 | 0 | 0 | 0 | 0 | 0 | 0 | 0 | 0 | 0 | 0 | 0 | 0 | 0 | 0 | 0 | 0 | 0 | 0 | 0 | 0 | 0 | 0 | 0 | 0 | 0 | 0 | 0 | 530.7523 |  | 0 | 530.7523 | 39.0669 | 20.5934 | 279.3364 | 241.9509 | 580.9476 | 0 | 0 | 0 | 0 | 0 | 0 | 0 | 0 | 0 | 0 | 2653.7617 | 2703.957 | 2123.0094 | 3234.7093
A - Residential | A2 - Home Performance | A2b - Home Performance (HVAC Systems) | Ancillary Savings – Room AC | EA2b025 | HVAC | 23 | 18 | 0 | 0 | 0 | 1.5336 | 1.4424 | 27.6055 | 25.963 | 1.4424 | 25.963 | 0.74882 | 0.55909 | 12.3415 | 12.3136 | 2.3985 | 0 | 0 | 0.74738 | 0.74738 | 0 | 0 | 0 | 0 | 0 | 0 | 0 | 0 | 0 | 0 | 0 | 0 | 0 | 0 | 0 | 0 | 0 | 0 | 0 | 0 | 0 | 0 | 0 | 0 | 0 | 0 | 0 | 0 | 0 | 55.4784 | 37.9493 | 635.9813 | 602.3654 | 1331.7744 | 3.2458 | 2.0936 | 29.3569 | 17.5406 | 38.3311 | 90.568 | 1422.3424 | 943.4363 | 0 | 51.8206 | 10.8521 | 972.384 | 0 | 1162.6317 | 3141.1247 | 4563.4672 | 0 | 0 | 0 | 0 | 0 | 0 | 0 | 0 | 0 | 0 | 0 | 0 | 0 | 0 | 0 | 0 | 0 | 0 | 0 | 0 | 0 | 0 | 0 | 0 | 0 | 0 | 0 | 0 | 0 | 1140.8668 |  | 0 | 1140.8668 | 38.6419 | 26.0756 | 634.582 | 614.4507 | 1313.7502 | 0 | 0 | 0 | 0 | 0 | 0 | 0 | 0 | 0 | 0 | 5704.334 | 5877.2174 | 4563.4672 | 7018.0842
A - Residential | A2 - Home Performance | A2b - Home Performance (HVAC Systems) | Ancillary Savings – Mini-Split AC / HP | EA2b026 | HVAC | [22 empty] | 0 |  |  |  | 0 |  |  |  | 0 |  |  |  | 0 | [9 empty] | 0 | 0
A - Residential | A2 - Home Performance | A2b - Home Performance (HVAC Systems) | Mini Split HP | EA2b027 | HVAC | [22 empty] | 0 |  |  |  | 0 |  |  |  | 0 |  |  |  | 0 | [9 empty] | 0 | 0
A - Residential | A2 - Home Performance | A2b - Home Performance (HVAC Systems) | Circulator Pump | EA2b028 | HVAC | [22 empty] | 0 |  |  |  | 0 |  |  |  | 0 |  |  |  | 0 | [9 empty] | 0 | 0
A - Residential | A2 - Home Performance | A2b - Home Performance (HVAC Systems) | Oil K1 HVAC Repair or Cleaning | EA2b029 | HVAC | [22 empty] | 0 |  |  |  | 0 |  |  |  | 0 |  |  |  | 0 | [9 empty] | 0 | 0
A - Residential | A2 - Home Performance | A2b - Home Performance (HVAC Systems) | Gas LP HVAC Repair or Cleaning | EA2b030 | HVAC | [22 empty] | 0 |  |  |  | 0 |  |  |  | 0 |  |  |  | 0 | [9 empty] | 0 | 0
A - Residential | A2 - Home Performance | A2b - Home Performance (HVAC Systems) | [25 empty] | 0 |  |  |  | 0 |  |  |  | 0 |  |  |  | 0 | [9 empty] | 0 | 0
A - Residential | A2 - Home Performance | A2b - Home Performance (HVAC Systems) | [25 empty] | 0 |  |  |  | 0 |  |  |  | 0 |  |  |  | 0 | [9 empty] | 0 | 0
A - Residential | A2 - Home Performance | A2b - Home Performance (HVAC Systems) | [25 empty] | 0 |  |  |  | 0 |  |  |  | 0 |  |  |  | 0 | [9 empty] | 0 | 0
A - Residential | A2 - Home Performance | A2b - Home Performance (HVAC Systems) | [25 empty] | 0 |  |  |  | 0 |  |  |  | 0 |  |  |  | 0 | [9 empty] | 0 | 0
A - Residential | A2 - Home Performance | A2b - Home Performance (HVAC Systems) | [25 empty] | 0 |  |  |  | 0 |  |  |  | 0 |  |  |  | 0 | [9 empty] | 0 | 0
[28 empty] | 0 |  |  |  | 0 |  |  |  | 0 |  |  |  | 0 | [9 empty] | 0 | 0
A - Residential | A2 - Home Performance |  | 0 | 0 | 0 | [22 empty] | 0 |  |  |  | 0 |  |  |  | 0 |  |  |  | 0 | [9 empty] | 0 | 0
[28 empty] | 0 |  |  |  | 0 |  |  |  | 0 |  |  |  | 0 | [9 empty] | 0 | 0
A - Residential | A3 - Energy Star Products | A3b - ES Appliances and Products | Advanced Power Strip, Tier I | EA3b001 | Process | 50 | 5 | 900 | 400 | 500 | 5.25 | 4.0089 | 26.25 | 20.0445 | 4.0089 | 20.0445 | 6.4626 | 6.9713 | 3.0793 | 3.5312 | 0.415 | 0.32949 | 0.32949 | 0.22221 | 0.22221 | 0 | 0 | 0 | 0 | 0 | 0 | 0 | 0 | 0 | 0 | 0 | 0 | 0 | 0 | 0 | 0 | 0 | 0 | 0 | 0 | 0 | 0 | 0 | 0 | 0 | 0 | 0 | 0 | 0 | 559.0409 | 582.8216 | 159.2104 | 179.681 | 1480.7539 | 53.3753 | 50.8866 | 12.6567 | 8.7669 | 80.6656 | 206.3511 | 1687.1051 | 54.969 | 0 | 11.535 | 3.0377 | 92.0389 | 0 | 110.0464 | 271.627 | 1958.732 | 0 | 0 | 0 | 0 | 0 | 0 | 0 | 0 | 0 | 0 | 0 | 0 | 0 | 0 | 0 | 0 | 0 | 0 | 0 | 0 | 0 | 0 | 0 | 0 | 0 | 0 | 0 | 0 | 0 | 489.683 |  | 0 | 489.683 | 428.7485 | 436.2516 | 181.2985 | 196.8282 | 1243.1268 | 0 | 0 | 0 | 0 | 0 | 0 | 0 | 0 | 0 | 0 | 2448.415 | 3201.8589 | 1958.732 | 3691.5419
A - Residential | A3 - Energy Star Products | A3b - ES Appliances and Products | Advanced Power Strip, Tier II | EA3b002 | Process | 10 | 5 | 400 | 200 | 200 | 2.07 | 1.5807 | 10.35 | 7.9033 | 1.5807 | 7.9033 | 2.5481 | 2.7487 | 1.2141 | 1.3923 | 0.1992 | 0.15816 | 0.15816 | 0.10666 | 0.10666 | 0 | 0 | 0 | 0 | 0 | 0 | 0 | 0 | 0 | 0 | 0 | 0 | 0 | 0 | 0 | 0 | 0 | 0 | 0 | 0 | 0 | 0 | 0 | 0 | 0 | 0 | 0 | 0 | 0 | 220.4218 | 229.7982 | 62.7744 | 70.8457 | 583.8401 | 21.0451 | 20.0638 | 4.9904 | 3.4567 | 31.8053 | 81.3613 | 665.2014 | 26.3851 | 0 | 5.5368 | 1.4581 | 44.1787 | 0 | 52.8223 | 130.3809 | 795.5824 | 0 | 0 | 0 | 0 | 0 | 0 | 0 | 0 | 0 | 0 | 0 | 0 | 0 | 0 | 0 | 0 | 0 | 0 | 0 | 0 | 0 | 0 | 0 | 0 | 0 | 0 | 0 | 0 | 0 | 198.8956 |  | 0 | 198.8956 | 169.0494 | 172.0078 | 71.4834 | 77.6066 | 490.1471 | 0 | 0 | 0 | 0 | 0 | 0 | 0 | 0 | 0 | 0 | 994.478 | 1285.7295 | 795.5824 | 1484.6251
A - Residential | A3 - Energy Star Products | A3c - ES HVAC Systems | Air Source Heat Pump - Lost Opportunity (cooling) | EA3b003 | HVAC | 20 | 18 | 0 | 0 | 0 | 3.4442 | 3.4442 | 61.9949 | 61.9949 | 2.1698 | 39.0568 | 2.5757 | 1.5022 | 18.4827 | 16.4962 | -2.1071 | 0 | 0 | -1.1572 | -0.72906 | 0 | 0 | 0 | 0 | 0 | 0 | 0 | 0 | 0 | 0 | 0 | 0 | 0 | 0 | 0 | 0 | 0 | 0 | 0 | 0 | 0 | 0 | 0 | 0 | 0 | 0 | 0 | 0 | 0 | 190.824 | 101.9659 | 952.4519 | 806.9732 | 2052.2149 | 11.1643 | 5.6254 | 43.9652 | 23.4987 | 57.6625 | 141.916 | 2194.1309 | -920.3156 | 0 | -50.5506 | -10.5862 | -948.5538 | 0 | -1134.1392 | -3064.1454 | -870.0145 | 0 | 0 | 0 | 0 | 0 | 0 | 0 | 0 | 0 | 0 | 0 | 0 | 0 | 0 | 0 | 0 | 0 | 0 | 0 | 0 | 0 | 0 | 0 | 0 | 0 | 0 | 0 | 0 | 0 | -217.5036 |  | 0 | -217.5036 | 132.913 | 70.0626 | 950.3563 | 823.1635 | 1976.4954 | 0 | 0 | 0 | 0 | 0 | 0 | 0 | 0 | 0 | 0 | -1087.5181 | 1106.481 | -870.0145 | 888.9773
A - Residential | A3 - Energy Star Products | A3c - ES HVAC Systems | Air Source Heat Pump - Lost Opportunity (heating) | EA3b004 | HVAC | 20 | 18 | 7777.602 | 12345.4 | -4567.798 | 19.3799 | 19.3799 | 348.8388 | 348.8388 | 12.2094 | 219.7684 | 94.7834 | 124.9851 | 0 | 0 | 9.7286 | 9.5742 | 6.0317 | 0 | 0 | 0 | 0 | 0 | 0 | 0 | 0 | 0 | 0 | 0 | 0 | 0 | 0 | 0 | 0 | 0 | 0 | 0 | 0 | 0 | 0 | 0 | 0 | 0 | 0 | 0 | 0 | 0 | 0 | 0 | 7022.2587 | 8483.5799 | 0 | 0 | 15505.8386 | 410.8435 | 468.0308 | 0 | 0 | 324.4605 | 1203.3349 | 16709.1735 | 0 | 0 | 0 | 0 | 0 | 0 | 0 | 0 | 16709.1735 | 0 | 0 | 0 | 0 | 0 | 0 | 0 | 0 | 0 | 0 | 0 | 0 | 0 | 0 | 0 | 0 | 0 | 0 | 0 | 0 | 0 | 0 | 0 | 0 | 0 | 0 | 0 | 0 | 0 | 4177.2934 |  | 0 | 4177.2934 | 4891.1553 | 5829.2256 | 0 | 0 | 10720.3809 | 0 | 0 | 0 | 0 | 0 | 0 | 0 | 0 | 0 | 0 | 20886.4669 | 27429.5544 | 16709.1735 | 31606.8477
A - Residential | A3 - Energy Star Products | A3c - ES HVAC Systems | Mini Split HP - Lost Opportunity (cooling) | EA3b005 | HVAC | 225.1154 | 18 | 0 | 0 | 0 | 42.7369 | 42.7369 | 769.2634 | 769.2634 | 29.0611 | 523.0991 | 34.4965 | 20.1197 | 247.5445 | 220.9384 | 7.8449 | 0 | 0 | 3.3456 | 2.275 | 0 | 0 | 0 | 0 | 0 | 0 | 0 | 0 | 0 | 0 | 0 | 0 | 0 | 0 | 0 | 0 | 0 | 0 | 0 | 0 | 0 | 0 | 0 | 0 | 0 | 0 | 0 | 0 | 0 | 2555.7605 | 1365.6582 | 12756.4642 | 10808.0248 | 27485.9077 | 149.5271 | 75.342 | 588.8383 | 314.7245 | 772.2902 | 1900.7221 | 29386.6298 | 2871.8343 | 0 | 157.7426 | 33.034 | 2959.9514 | 0 | 3539.0684 | 9561.6307 | 38948.2605 | 0 | 0 | 0 | 0 | 0 | 0 | 0 | 0 | 0 | 0 | 0 | 0 | 0 | 0 | 0 | 0 | 0 | 0 | 0 | 0 | 0 | 0 | 0 | 0 | 0 | 0 | 0 | 0 | 0 | 9737.0651 |  | 0 | 9737.0651 | 1780.1425 | 938.3692 | 12728.3961 | 11024.8668 | 26471.7746 | 0 | 0 | 0 | 0 | 0 | 0 | 0 | 0 | 0 | 0 | 48685.3257 | 65420.0351 | 38948.2605 | 75157.1002
A - Residential | A3 - Energy Star Products | A3c - ES HVAC Systems | Mini Split HP - Lost Opportunity (heating) | EA3b006 | HVAC | 225.1154 | 18 | 75414.108 | 110903.1 | -35488.992 | 272.3905 | 272.3905 | 4903.0282 | 4903.0282 | 185.2255 | 3334.0592 | 1437.9378 | 1896.1214 | 0 | 0 | 147.4615 | 134.4502 | 91.4261 | 0 | 0 | 0 | 0 | 0 | 0 | 0 | 0 | 0 | 0 | 0 | 0 | 0 | 0 | 0 | 0 | 0 | 0 | 0 | 0 | 0 | 0 | 0 | 0 | 0 | 0 | 0 | 0 | 0 | 0 | 0 | 106533.1552 | 128702.541 | 0 | 0 | 235235.6962 | 6232.8179 | 7100.3938 | 0 | 0 | 4922.3202 | 18255.5319 | 253491.2281 | 0 | 0 | 0 | 0 | 0 | 0 | 0 | 0 | 253491.2281 | 0 | 0 | 0 | 0 | 0 | 0 | 0 | 0 | 0 | 0 | 0 | 0 | 0 | 0 | 0 | 0 | 0 | 0 | 0 | 0 | 0 | 0 | 0 | 0 | 0 | 0 | 0 | 0 | 0 | 63372.807 |  | 0 | 63372.807 | 74202.6503 | 88433.9105 | 0 | 0 | 162636.5608 | 0 | 0 | 0 | 0 | 0 | 0 | 0 | 0 | 0 | 0 | 316864.0351 | 416127.7889 | 253491.2281 | 479500.596
A - Residential | A3 - Energy Star Products | A3c - ES HVAC Systems | Heat Pump Water Heater, <55 gal - Downstream | EA3b007 | Hot Water | 32 | 15 | 23605.44 | 24000 | -394.56 | 33.472 | 33.472 | 502.08 | 502.08 | 22.4262 | 336.3936 | 131.6336 | 110.8979 | 50.0912 | 43.7708 | 4.9273 | 5.4935 | 3.6807 | 3.0372 | 2.035 | 42.5933 | 638.8996 | 28.5375 | 428.0628 | 77.5613 | 1163.4201 | 51.9661 | 779.4914 | 5.9539 | 89.3086 | 3.9891 | 59.8367 | 0 | 0 | 0 | 0 | 0 | 0 | 0 | 0 | 0 | 0 | 0 | 0 | 84.4927 | 1267.3909 | 0 | 0 | 0 | 10028.3258 | 7855.2689 | 2588.4362 | 2166.6001 | 22638.631 | 684.6876 | 498.3345 | 142.9835 | 74.8212 | 595.9715 | 1996.7984 | 24635.4294 | 2133.1187 | 0 | 141.0968 | 29.5481 | 2276.0244 | 0 | 2721.3305 | 7301.1185 | 31936.548 | 0 | 2343.3687 | 0 | 0 | 0 | 0 | 0 | 2343.3687 | 0.7579 | 0 | 54.4486 | 0 | 0 | 0 | 0 | 0 | 55.2065 | 2398.5753 | 22614.369 | 0 | 0 | 10.5845 | 0 | 3296.1774 | 0 | 0 | 0 | 0 | 28319.7062 | 15064.0635 |  | 1005.6343 | 16069.6978 | 7247.7668 | 5549.5318 | 2728.5653 | 2332.9583 | 17858.8222 | 6107.2007 | 0 | 15559.292 | 0 | 0 | 0 | 0 | 0 | 995.4643 | 22661.957 | 76325.9519 | 100777.0333 | 31936.548 | 115841.0968
A - Residential | A3 - Energy Star Products | A3c - ES HVAC Systems | Heat Pump Water Heater, >55 gal - Downstream | EA3b008 | Hot Water | [22 empty] | 0 |  |  |  | 0 |  |  |  | 0 |  |  |  | 0 | [9 empty] | 0 | 0
A - Residential | A3 - Energy Star Products | A3b - ES Appliances and Products | Heat Pump Swimming Pool Heater | EA3b009 | Hot Water | [22 empty] | 0 |  |  |  | 0 |  |  |  | 0 |  |  |  | 0 | [9 empty] | 0 | 0
A - Residential | A3 - Energy Star Products | A3b - ES Appliances and Products | ES Clothes Dryers | EA3b010 | Envelope | 88.017 | 12 | 22444.3351 | 3520.68 | 18923.6551 | 14.1179 | 14.1179 | 169.4151 | 169.4151 | 14.1179 | 169.4151 | 65.9706 | 50.7474 | 28.6279 | 24.0693 | 4.1624 | 2.4059 | 2.4059 | 1.8523 | 1.8523 | 0 | 0 | 0 | 0 | 0 | 0 | 0 | 0 | 0 | 0 | 0 | 0 | 0 | 0 | 0 | 0 | 0 | 0 | 0 | 0 | 0 | 0 | 0 | 0 | 0 | 0 | 0 | 0 | 0 | 5159.823 | 3728.908 | 1466.2278 | 1192.9598 | 11547.9186 | 428.9293 | 285.05 | 102.1464 | 51.4298 | 375.1803 | 1242.7357 | 12790.6543 | 1458.3712 | 0 | 128.4304 | 26.8956 | 1710.2349 | 0 | 2044.8439 | 5368.776 | 18159.4303 | 0 | 0 | 0 | 0 | 0 | 0 | 0 | 0 | 0 | 0 | 0 | 0 | 0 | 0 | 0 | 0 | 0 | 0 | 0 | 0 | 0 | 0 | 0 | 0 | 0 | 0 | 0 | 0 | 0 | 4539.8576 |  | 0 | 4539.8576 | 3905.6326 | 2742.5146 | 1652.5518 | 1367.1729 | 9667.8718 | 0 | 0 | 0 | 0 | 0 | 0 | 0 | 0 | 0 | 0 | 22699.2879 | 27827.3021 | 18159.4303 | 32367.1597
A - Residential | A3 - Energy Star Products | A3b - ES Appliances and Products | Dryer Heat Pump | EA3b011 | Envelope | 26.294 | 12 | 8545.5395 | 5258.7936 | 3286.746 | 11.0724 | 11.0724 | 132.8687 | 132.8687 | 11.0724 | 132.8687 | 51.7393 | 39.8001 | 22.4522 | 18.8771 | 3.2645 | 1.8869 | 1.8869 | 1.4527 | 1.4527 | 0 | 0 | 0 | 0 | 0 | 0 | 0 | 0 | 0 | 0 | 0 | 0 | 0 | 0 | 0 | 0 | 0 | 0 | 0 | 0 | 0 | 0 | 0 | 0 | 0 | 0 | 0 | 0 | 0 | 4046.7395 | 2924.5033 | 1149.9313 | 935.613 | 9056.787 | 336.4001 | 223.5586 | 80.1112 | 40.3353 | 294.2459 | 974.6512 | 10031.4382 | 1143.7695 | 0 | 100.7253 | 21.0936 | 1341.3009 | 0 | 1603.7276 | 4210.6168 | 14242.055 | 0 | 0 | 0 | 0 | 0 | 0 | 0 | 0 | 0 | 0 | 0 | 0 | 0 | 0 | 0 | 0 | 0 | 0 | 0 | 0 | 0 | 0 | 0 | 0 | 0 | 0 | 0 | 0 | 0 | 3560.5138 |  | 0 | 3560.5138 | 3063.1046 | 2150.8959 | 1296.0612 | 1072.2446 | 7582.3063 | 0 | 0 | 0 | 0 | 0 | 0 | 0 | 0 | 0 | 0 | 17802.5688 | 21824.3613 | 14242.055 | 25384.875
A - Residential | A3 - Energy Star Products | A3b - ES Appliances and Products | Dryer Hybrid | EA3b012 | Envelope | [22 empty] | 0 |  |  |  | 0 |  |  |  | 0 |  |  |  | 0 | [9 empty] | 0 | 0
A - Residential | A3 - Energy Star Products | A3b - ES Appliances and Products | ECM Motor for FWH Circulating Pump | EA3b013 | Motors/Drives | 35 | 15 | 2535.75 | 1575 | 960.75 | 2.38 | 2.38 | 35.7 | 35.7 | 1.6422 | 24.633 | 11.0877 | 13.5453 | 0 | 0 | 0.5796 | 0.84 | 0.5796 | 0 | 0 | 0 | 0 | 0 | 0 | 0 | 0 | 0 | 0 | 0 | 0 | 0 | 0 | 0 | 0 | 0 | 0 | 0 | 0 | 0 | 0 | 0 | 0 | 0 | 0 | 0 | 0 | 0 | 0 | 0 | 844.6974 | 959.462 | 0 | 0 | 1804.1594 | 57.672 | 60.8678 | 0 | 0 | 43.641 | 162.1809 | 1966.3403 | 0 | 0 | 0 | 0 | 0 | 0 | 0 | 0 | 1966.3403 | 0 | 0 | 0 | 0 | 0 | 0 | 0 | 0 | 0 | 0 | 0 | 0 | 0 | 0 | 0 | 0 | 0 | 0 | 0 | 0 | 0 | 0 | 0 | 0 | 0 | 0 | 0 | 0 | 0 | 491.5851 |  | 0 | 491.5851 | 610.4877 | 677.8336 | 0 | 0 | 1288.3213 | 0 | 0 | 0 | 0 | 0 | 0 | 0 | 0 | 0 | 0 | 2457.9253 | 3254.6615 | 1966.3403 | 3746.2466
A - Residential | A3 - Energy Star Products | A3c - ES HVAC Systems | [Open Measure - To Be Assigned] | EA3b014 | [23 empty] | 0 |  |  |  | 0 |  |  |  | 0 |  |  |  | 0 | [9 empty] | 0 | 0
A - Residential | A3 - Energy Star Products | A3c - ES HVAC Systems | ES AC (central) 3 ton | EA3b015 | HVAC | 3 | 18 | 1668 | 640.5 | 1027.5 | 0.55605 | 0.55605 | 10.0089 | 10.0089 | 0.55605 | 10.0089 | 0.66005 | 0.38497 | 4.7365 | 4.2274 | 0.88619 | 0 | 0 | 0.30662 | 0.30662 | 0 | 0 | 0 | 0 | 0 | 0 | 0 | 0 | 0 | 0 | 0 | 0 | 0 | 0 | 0 | 0 | 0 | 0 | 0 | 0 | 0 | 0 | 0 | 0 | 0 | 0 | 0 | 0 | 0 | 48.9015 | 26.1303 | 244.0803 | 206.7991 | 525.9113 | 2.861 | 1.4416 | 11.2667 | 6.0219 | 14.7769 | 36.3681 | 562.2794 | 387.0593 | 0 | 21.2602 | 4.4523 | 398.9356 | 0 | 476.9876 | 1288.695 | 1850.9744 | 0 | 0 | 0 | 0 | 0 | 0 | 0 | 0 | 0 | 0 | 0 | 0 | 0 | 0 | 0 | 0 | 0 | 0 | 0 | 0 | 0 | 0 | 0 | 0 | 0 | 0 | 0 | 0 | 0 | 462.7436 |  | 0 | 462.7436 | 34.061 | 17.9546 | 243.5432 | 210.9482 | 506.507 | 0 | 0 | 0 | 0 | 0 | 0 | 0 | 0 | 0 | 0 | 2313.718 | 2357.4814 | 1850.9744 | 2820.2249
A - Residential | A3 - Energy Star Products | A3b - ES Appliances and Products | Room Air Conditioner | EA3b016 | HVAC | 15 | 9 | 3375 | 300 | 3075 | 0.54015 | 0.54015 | 4.8613 | 4.8613 | 0.54015 | 4.8613 | 0.14021 | 0.10469 | 2.3108 | 2.3056 | 0.85329 | 0 | 0 | 0.27988 | 0.27988 | 0 | 0 | 0 | 0 | 0 | 0 | 0 | 0 | 0 | 0 | 0 | 0 | 0 | 0 | 0 | 0 | 0 | 0 | 0 | 0 | 0 | 0 | 0 | 0 | 0 | 0 | 0 | 0 | 0 | 11.3436 | 8.0847 | 117.5129 | 114.9468 | 251.888 | 1.0894 | 0.70699 | 9.6205 | 5.7787 | 14.1741 | 31.3696 | 283.2576 | 157.4208 | 0 | 19.231 | 4.0639 | 200.0452 | 0 | 239.1842 | 619.9452 | 903.2028 | 0 | 0 | 0 | 0 | 0 | 0 | 0 | 0 | 0 | 0 | 0 | 0 | 0 | 0 | 0 | 0 | 0 | 0 | 0 | 0 | 0 | 0 | 0 | 0 | 0 | 0 | 0 | 0 | 0 | 225.8007 |  | 0 | 225.8007 | 8.8488 | 6.0957 | 139.9435 | 136.7872 | 291.6751 | 0 | 0 | 0 | 0 | 0 | 0 | 0 | 0 | 0 | 0 | 1129.0035 | 1194.878 | 903.2028 | 1420.6787
A - Residential | A3 - Energy Star Products | A3b - ES Appliances and Products | ES Clothes Washers | EA3b017 | Hot Water | 80 | 11 | 12000 | 2000 | 10000 | 7.192 | 7.192 | 79.112 | 79.112 | 7.192 | 79.112 | 28.8295 | 23.6573 | 14.4714 | 12.1538 | 22.32 | 11.6064 | 11.6064 | 10.9591 | 10.9591 | 1.9361 | 21.2967 | 1.9361 | 21.2967 | 3.3933 | 37.3264 | 3.3933 | 37.3264 | 0.27063 | 2.977 | 0.27063 | 2.977 | 0 | 0 | 0 | 0 | 0 | 0 | 0 | 0 | 0 | 0 | 0 | 0 | 5.6 | 61.6 | 65840 | 0 | 724240 | 2274.0761 | 1767.8359 | 737.7383 | 602.8123 | 5382.4625 | 204.4846 | 144.9647 | 56.3292 | 28.3302 | 191.0354 | 625.1441 | 6007.6066 | 7707.2226 | 0 | 759.8679 | 159.1296 | 9373.6599 | 0 | 11207.6247 | 29207.5047 | 35215.1113 | 0 | 118.9124 | 0 | 0 | 0 | 0 | 0 | 118.9124 | 0.03912 | 0 | 3.6939 | 0 | 0 | 0 | 0 | 0 | 3.7331 | 122.6455 | 1122.9893 | 0 | 0 | 0.54208 | 0 | 170.0595 | 0 | 0 | 15085.3178 | 0 | 16501.5542 | 9157.8369 |  | 46.4114 | 9204.2483 | 1738.2757 | 1306.0594 | 846.9063 | 699.0221 | 4590.2636 | 308.17 | 0 | 755.6692 | 0 | 0 | 0 | 0 | 0 | 50.2302 | 1114.0694 | 60920.9137 | 57420.9984 | 35215.1113 | 66578.8353
A - Residential | A3 - Energy Star Products | A3b - ES Appliances and Products | Washer Tier CEE Tier 2+ | EA3b018 | Hot Water | 55 | 11 | 13475 | 2750 | 10725 | 7.568 | 7.568 | 83.248 | 83.248 | 7.568 | 83.248 | 30.3367 | 24.8942 | 15.228 | 12.7892 | 23.485 | 12.2122 | 12.2122 | 11.5311 | 11.5311 | 9.1271 | 100.3985 | 9.1271 | 100.3985 | 15.997 | 175.9673 | 15.997 | 175.9673 | 1.2758 | 14.0342 | 1.2758 | 14.0342 | 0 | 0 | 0 | 0 | 0 | 0 | 0 | 0 | 0 | 0 | 0 | 0 | 26.4 | 290.4 | 111100 | 0 | 1222100 | 2392.9655 | 1860.2589 | 776.3075 | 634.3275 | 5663.8593 | 215.1751 | 152.5435 | 59.2741 | 29.8114 | 201.0228 | 657.8268 | 6321.6861 | 8109.5037 | 0 | 799.5294 | 167.4354 | 9862.9213 | 0 | 11792.6105 | 30732.0003 | 37053.6865 | 0 | 560.5872 | 0 | 0 | 0 | 0 | 0 | 560.5872 | 0.18442 | 0 | 17.4143 | 0 | 0 | 0 | 0 | 0 | 17.5987 | 578.1859 | 5294.0923 | 0 | 0 | 2.5555 | 0 | 801.7092 | 0 | 0 | 25455.3282 | 0 | 32131.8712 | 10932.5574 |  | 218.7964 | 11151.3538 | 1829.1533 | 1374.3406 | 891.1829 | 735.5672 | 4830.244 | 1452.8013 | 0 | 3562.4407 | 0 | 0 | 0 | 0 | 0 | 236.7994 | 5252.0414 | 80336.9114 | 79267.843 | 37053.6865 | 90200.4003
A - Residential | A3 - Energy Star Products | A3b - ES Appliances and Products | ES Dehumidifier | EA3b019 | HVAC | 80 | 12 | 4400 | 2000 | 2400 | 6.584 | 6.584 | 79.008 | 79.008 | 6.584 | 79.008 | 17.3762 | 18.44 | 19.6952 | 23.4966 | 1.5394 | 0.26477 | 0.26477 | 1.2623 | 1.2623 | 0 | 0 | 0 | 0 | 0 | 0 | 0 | 0 | 0 | 0 | 0 | 0 | 0 | 0 | 0 | 0 | 0 | 0 | 0 | 0 | 0 | 0 | 0 | 0 | 0 | 0 | 0 | 0 | 0 | 1359.0623 | 1354.9682 | 1008.7268 | 1164.5714 | 4887.3287 | 112.9771 | 103.5782 | 70.2741 | 50.2059 | 174.9681 | 512.0034 | 5399.3321 | 993.8491 | 0 | 87.5226 | 18.3288 | 1165.4889 | 0 | 1393.5178 | 3658.7071 | 9058.0393 | 0 | 0 | 0 | 0 | 0 | 0 | 0 | 0 | 0 | 0 | 0 | 0 | 0 | 0 | 0 | 0 | 0 | 0 | 0 | 0 | 0 | 0 | 0 | 0 | 0 | 0 | 0 | 0 | 0 | 2264.5098 |  | 0 | 2264.5098 | 1028.7171 | 996.5437 | 1136.9129 | 1334.6388 | 4496.8126 | 0 | 0 | 0 | 0 | 0 | 0 | 0 | 0 | 0 | 0 | 11322.5491 | 13554.8518 | 9058.0393 | 15819.3616
A - Residential | A3 - Energy Star Products | A3b - ES Appliances and Products | ES Dishwasher | EA3b020 | Hot Water | [22 empty] | 0 |  |  |  | 0 |  |  |  | 0 |  |  |  | 0 | [9 empty] | 0 | 0
A - Residential | A3 - Energy Star Products | A3b - ES Appliances and Products | ES Freezers | EA3b021 | Refrigeration | [22 empty] | 0 |  |  |  | 0 |  |  |  | 0 |  |  |  | 0 | [9 empty] | 0 | 0
A - Residential | A3 - Energy Star Products | A3b - ES Appliances and Products | Refrigerator | EA3b022 | Refrigeration | 80 | 12 | 63600 | 3200 | 60400 | 3.536 | 3.536 | 42.432 | 42.432 | 3.536 | 42.432 | 12.3043 | 13.557 | 7.7137 | 8.857 | 0.62626 | 0.58242 | 0.58242 | 0.80788 | 0.80788 | 0 | 0 | 0 | 0 | 0 | 0 | 0 | 0 | 0 | 0 | 0 | 0 | 0 | 0 | 0 | 0 | 0 | 0 | 0 | 0 | 0 | 0 | 0 | 0 | 0 | 0 | 0 | 0 | 0 | 962.3655 | 996.1657 | 395.073 | 438.9842 | 2792.5883 | 80.0002 | 76.1502 | 27.5232 | 18.9251 | 93.9683 | 296.5669 | 3089.1553 | 636.0764 | 0 | 56.0156 | 11.7306 | 745.9281 | 0 | 891.8696 | 2341.6204 | 5430.7756 | 0 | 0 | 0 | 0 | 0 | 0 | 0 | 0 | 0 | 0 | 0 | 0 | 0 | 0 | 0 | 0 | 0 | 0 | 0 | 0 | 0 | 0 | 0 | 0 | 0 | 0 | 0 | 0 | 0 | 1357.6939 |  | 0 | 1357.6939 | 728.4447 | 732.6539 | 445.2777 | 503.091 | 2409.4673 | 0 | 0 | 0 | 0 | 0 | 0 | 0 | 0 | 0 | 0 | 6788.4695 | 7840.2429 | 5430.7756 | 9197.9368
A - Residential | A3 - Energy Star Products | A3b - ES Appliances and Products | Refrigerator CEE Tier 2+ | EA3b023 | Refrigeration | 20 | 12 | 17000 | 1000 | 16000 | 1.928 | 1.928 | 23.136 | 23.136 | 1.928 | 23.136 | 6.7089 | 7.3919 | 4.2059 | 4.8293 | 0.34147 | 0.31757 | 0.31757 | 0.4405 | 0.4405 | 0 | 0 | 0 | 0 | 0 | 0 | 0 | 0 | 0 | 0 | 0 | 0 | 0 | 0 | 0 | 0 | 0 | 0 | 0 | 0 | 0 | 0 | 0 | 0 | 0 | 0 | 0 | 0 | 0 | 524.7287 | 543.1582 | 215.4131 | 239.3557 | 1522.6556 | 43.62 | 41.5208 | 15.007 | 10.3189 | 51.2361 | 161.7028 | 1684.3584 | 346.8199 | 0 | 30.5425 | 6.3961 | 406.7165 | 0 | 486.2909 | 1276.7658 | 2961.1243 | 0 | 0 | 0 | 0 | 0 | 0 | 0 | 0 | 0 | 0 | 0 | 0 | 0 | 0 | 0 | 0 | 0 | 0 | 0 | 0 | 0 | 0 | 0 | 0 | 0 | 0 | 0 | 0 | 0 | 740.2811 |  | 0 | 740.2811 | 397.1837 | 399.4787 | 242.7872 | 274.3098 | 1313.7593 | 0 | 0 | 0 | 0 | 0 | 0 | 0 | 0 | 0 | 0 | 3701.4053 | 4274.8836 | 2961.1243 | 5015.1647
A - Residential | A3 - Energy Star Products | A3b - ES Appliances and Products | ES Pool Pumps (Variable Speed) | EA3b024 | Motors/Drives | [22 empty] | 0 |  |  |  | 0 |  |  |  | 0 |  |  |  | 0 | [9 empty] | 0 | 0
A - Residential | A3 - Energy Star Products | A3b - ES Appliances and Products | Room Air Purifier | EA3b025 | HVAC | 85 | 9 | 6800 | 3400 | 3400 | 21.2594 | 19.7712 | 191.3342 | 177.9408 | 19.7712 | 177.9408 | 54.2719 | 64.2366 | 27.047 | 32.5632 | 2.6877 | 1.8008 | 1.8008 | 1.8008 | 1.8008 | 0 | 0 | 0 | 0 | 0 | 0 | 0 | 0 | 0 | 0 | 0 | 0 | 0 | 0 | 0 | 0 | 0 | 0 | 0 | 0 | 0 | 0 | 0 | 0 | 0 | 0 | 0 | 0 | 0 | 4390.8111 | 4960.9488 | 1375.4187 | 1623.4408 | 12350.6194 | 421.6667 | 433.8232 | 112.6017 | 81.6155 | 518.815 | 1568.5222 | 13919.1415 | 1012.8514 | 0 | 123.733 | 26.1475 | 1287.0987 | 0 | 1538.9207 | 3988.7514 | 17907.8929 | 0 | 0 | 0 | 0 | 0 | 0 | 0 | 0 | 0 | 0 | 0 | 0 | 0 | 0 | 0 | 0 | 0 | 0 | 0 | 0 | 0 | 0 | 0 | 0 | 0 | 0 | 0 | 0 | 0 | 4476.9732 |  | 0 | 4476.9732 | 3425.1461 | 3740.4148 | 1637.956 | 1931.901 | 10735.4179 | 0 | 0 | 0 | 0 | 0 | 0 | 0 | 0 | 0 | 0 | 22384.8662 | 28643.3108 | 17907.8929 | 33120.284
A - Residential | A3 - Energy Star Products | A3c - ES HVAC Systems | Wifi Thermostat (Heating & Cooling) | EA3b026 | HVAC | 13 | 15 | 1105 | 1105 | 0 | 0.429 | 0.429 | 6.435 | 6.435 | 0.429 | 6.435 | 1.635 | 1.9087 | 1.496 | 1.3953 | 0.336 | 0.067535 | 0.067535 | 0 | 0 | 12.1329 | 181.9937 | 12.1329 | 181.9937 | 28.5123 | 427.6849 | 28.5123 | 427.6849 | 8.4324 | 126.4854 | 8.4324 | 126.4854 | 0 | 0 | 0 | 0 | 0 | 0 | 0 | 0 | 0 | 0 | 0 | 0 | 49.0776 | 736.164 | 0 | 0 | 0 | 124.5571 | 135.2019 | 77.3036 | 69.0674 | 406.1299 | 8.5042 | 8.5771 | 4.2702 | 2.3852 | 11.4006 | 35.1373 | 441.2671 | 0 | 0 | 0 | 0 | 0 | 0 | 0 | 0 | 441.2671 | 0 | 0 | 1476.8258 | 0 | 0 | 0 | 0 | 1476.8258 | 0.32222 | 0 | 0 | 51.8774 | 0 | 0 | 0 | 0 | 52.1997 | 1529.0255 | 12407.8644 | 0 | 0 | 5.8074 | 0 | 6967.5965 | 0 | 0 | 0 | 0 | 20910.2938 | 5337.8902 |  | 588.6858 | 5926.576 | 90.0211 | 95.5164 | 81.4885 | 74.3706 | 341.3966 | 2596.5172 | 0 | 8536.9433 | 0 | 0 | 0 | 0 | 0 | 2104.2537 | 13237.7141 | 27278.137 | 34930.6717 | 441.2671 | 40268.5619
A - Residential | A3 - Energy Star Products | A3b - ES Appliances and Products | Primary Refrigerator Recycling | EA3b027 | Refrigeration | 50 | 5 | 2261 | 5950 | -3689 | 43.4 | 43.4 | 217 | 217 | 16.492 | 82.46 | 23.9114 | 26.3459 | 14.9905 | 17.2122 | 2.9209 | 4.9579 | 1.884 | 6.0801 | 2.3104 | 0 | 0 | 0 | 0 | 0 | 0 | 0 | 0 | 0 | 0 | 0 | 0 | 0 | 0 | 0 | 0 | 0 | 0 | 0 | 0 | 0 | 0 | 0 | 0 | 0 | 0 | 0 | 0 | 0 | 2068.422 | 2202.5953 | 775.0469 | 875.8205 | 5921.8846 | 197.4858 | 192.3101 | 61.6139 | 42.7327 | 331.8461 | 825.9885 | 6747.8731 | 571.5492 | 0 | 119.9368 | 31.585 | 956.9893 | 0 | 1144.2251 | 2824.2854 | 9572.1584 | 0 | 0 | 0 | 0 | 0 | 0 | 0 | 0 | 0 | 0 | 0 | 0 | 0 | 0 | 0 | 0 | 0 | 0 | 0 | 0 | 0 | 0 | 0 | 0 | 0 | 0 | 0 | 0 | 0 | 2393.0396 |  | 0 | 2393.0396 | 1586.3468 | 1648.6791 | 882.5733 | 959.4011 | 5077.0003 | 0 | 0 | 0 | 0 | 0 | 0 | 0 | 0 | 0 | 0 | 11965.198 | 14649.1588 | 9572.1584 | 17042.1984
A - Residential | A3 - Energy Star Products | A3b - ES Appliances and Products | Secondary Refrigerator Recycling | EA3b028 | Refrigeration | 3 | 5 | 68.4 | 180 | -111.6 | 2.604 | 2.604 | 13.02 | 13.02 | 0.98952 | 4.9476 | 1.3028 | 1.4931 | 0.98447 | 1.1672 | 0.17997 | 0.2439 | 0.092682 | 0.40682 | 0.15459 | 0 | 0 | 0 | 0 | 0 | 0 | 0 | 0 | 0 | 0 | 0 | 0 | 0 | 0 | 0 | 0 | 0 | 0 | 0 | 0 | 0 | 0 | 0 | 0 | 0 | 0 | 0 | 0 | 0 | 112.7011 | 124.8286 | 50.8995 | 59.3899 | 347.8192 | 10.7603 | 10.8989 | 4.0464 | 2.8977 | 19.9108 | 48.514 | 396.3332 | 38.242 | 0 | 8.0249 | 2.1133 | 64.0316 | 0 | 76.5594 | 188.9712 | 585.3045 | 0 | 0 | 0 | 0 | 0 | 0 | 0 | 0 | 0 | 0 | 0 | 0 | 0 | 0 | 0 | 0 | 0 | 0 | 0 | 0 | 0 | 0 | 0 | 0 | 0 | 0 | 0 | 0 | 0 | 146.3261 |  | 0 | 146.3261 | 86.4345 | 93.4363 | 57.9611 | 65.0576 | 302.8895 | 0 | 0 | 0 | 0 | 0 | 0 | 0 | 0 | 0 | 0 | 731.6306 | 888.194 | 585.3045 | 1034.5201
A - Residential | A3 - Energy Star Products | A3b - ES Appliances and Products | Secondary Freezer Recycling | EA3b029 | Refrigeration | 12 | 4 | 556.92 | 1428 | -871.08 | 7.536 | 7.536 | 30.144 | 30.144 | 2.939 | 11.7562 | 3.3707 | 3.9456 | 2.0072 | 2.4327 | 0.6552 | 1.1357 | 0.44292 | 1.5322 | 0.59754 | 0 | 0 | 0 | 0 | 0 | 0 | 0 | 0 | 0 | 0 | 0 | 0 | 0 | 0 | 0 | 0 | 0 | 0 | 0 | 0 | 0 | 0 | 0 | 0 | 0 | 0 | 0 | 0 | 0 | 295.5529 | 334.5732 | 104.2855 | 124.6109 | 859.0225 | 27.291 | 28.293 | 7.9707 | 5.8408 | 47.7066 | 117.1021 | 976.1246 | 111.7028 | 0 | 23.6611 | 6.9931 | 200.0626 | 0 | 239.205 | 581.6247 | 1557.7493 | 0 | 0 | 0 | 0 | 0 | 0 | 0 | 0 | 0 | 0 | 0 | 0 | 0 | 0 | 0 | 0 | 0 | 0 | 0 | 0 | 0 | 0 | 0 | 0 | 0 | 0 | 0 | 0 | 0 | 389.4373 |  | 0 | 389.4373 | 226.8626 | 251.6043 | 117.0678 | 130.6957 | 726.2305 | 0 | 0 | 0 | 0 | 0 | 0 | 0 | 0 | 0 | 0 | 1947.1866 | 2283.9798 | 1557.7493 | 2673.4171
A - Residential | A3 - Energy Star Products | A3b - ES Appliances and Products | Room Air Conditioner Recycling | EA3b030 | HVAC | 130 | 3 | 1755 | 4875 | -3120 | 37.05 | 37.05 | 111.15 | 111.15 | 13.338 | 40.014 | 1.1541 | 0.86167 | 19.0206 | 18.9776 | 21.0705 | 0 | 0 | 26.9234 | 9.6924 | 0 | 0 | 0 | 0 | 0 | 0 | 0 | 0 | 0 | 0 | 0 | 0 | 0 | 0 | 0 | 0 | 0 | 0 | 0 | 0 | 0 | 0 | 0 | 0 | 0 | 0 | 0 | 0 | 0 | 103.4259 | 74.8719 | 1002.3863 | 988.2112 | 2168.8953 | 8.9226 | 5.9301 | 70.9802 | 43.0507 | 157.1397 | 286.0233 | 2454.9186 | 1212.7872 | 0 | 277.0042 | 81.6736 | 2458.3555 | 0 | 2939.335 | 6969.1555 | 9424.0741 | 0 | 0 | 0 | 0 | 0 | 0 | 0 | 0 | 0 | 0 | 0 | 0 | 0 | 0 | 0 | 0 | 0 | 0 | 0 | 0 | 0 | 0 | 0 | 0 | 0 | 0 | 0 | 0 | 0 | 2356.0185 |  | 0 | 2356.0185 | 79.4154 | 56.602 | 1090.9681 | 954.5457 | 2181.5312 | 0 | 0 | 0 | 0 | 0 | 0 | 0 | 0 | 0 | 0 | 11780.0926 | 11605.6052 | 9424.0741 | 13961.6238
A - Residential | A3 - Energy Star Products | A3b - ES Appliances and Products | Dehumidifier Recycling | EA3b037 | HVAC | 100 | 4 | 1125 | 3750 | -2625 | 102 | 102 | 408 | 408 | 30.6 | 122.4 | 26.9194 | 28.5674 | 30.5121 | 36.4011 | 7.1544 | 4.1019 | 1.2306 | 19.5555 | 5.8666 | 0 | 0 | 0 | 0 | 0 | 0 | 0 | 0 | 0 | 0 | 0 | 0 | 0 | 0 | 0 | 0 | 0 | 0 | 0 | 0 | 0 | 0 | 0 | 0 | 0 | 0 | 0 | 0 | 0 | 2360.396 | 2422.3974 | 1585.2915 | 1864.6008 | 8232.6857 | 217.9561 | 204.8486 | 121.1658 | 87.398 | 496.7008 | 1128.0693 | 9360.755 | 1096.6926 | 0 | 232.3038 | 68.6579 | 1964.2045 | 0 | 2348.5028 | 5710.3616 | 15071.1166 | 0 | 0 | 0 | 0 | 0 | 0 | 0 | 0 | 0 | 0 | 0 | 0 | 0 | 0 | 0 | 0 | 0 | 0 | 0 | 0 | 0 | 0 | 0 | 0 | 0 | 0 | 0 | 0 | 0 | 3767.7791 |  | 0 | 3767.7791 | 1811.8092 | 1821.6812 | 1779.6011 | 1955.6508 | 7368.7422 | 0 | 0 | 0 | 0 | 0 | 0 | 0 | 0 | 0 | 0 | 18838.8957 | 22439.8588 | 15071.1166 | 26207.6379
A - Residential | A3 - Energy Star Products | A3c - ES HVAC Systems | Ductless Mini-split Heat Pump - Retrofit Resistance | EA3b031 | HVAC | 5 | 18 | 16375 | 16375 | 0 | 55.2163 | 55.2163 | 993.8939 | 993.8939 | 55.2163 | 993.8939 | 428.6539 | 565.2399 | 0 | 0 | 33.2029 | 20.5858 | 20.5858 | 9.6288 | 9.6288 | 0 | 0 | 0 | 0 | 0 | 0 | 0 | 0 | 0 | 0 | 0 | 0 | 0 | 0 | 0 | 0 | 0 | 0 | 0 | 0 | 0 | 0 | 0 | 0 | 0 | 0 | 0 | 0 | 0 | 31757.8792 | 38366.6451 | 0 | 0 | 70124.5243 | 1858.0232 | 2116.6504 | 0 | 0 | 1467.3596 | 5442.0333 | 75566.5576 | 12154.7559 | 0 | 667.6299 | 139.8134 | 12527.7025 | 0 | 14978.7585 | 40468.6601 | 116035.2178 | 0 | 0 | 0 | 0 | 0 | 0 | 0 | 0 | 0 | 0 | 0 | 0 | 0 | 0 | 0 | 0 | 0 | 0 | 0 | 0 | 0 | 0 | 0 | 0 | 0 | 0 | 0 | 0 | 0 | 29008.8044 |  | 0 | 29008.8044 | 22120.0508 | 26362.4357 | 0 | 0 | 48482.4865 | 0 | 0 | 0 | 0 | 0 | 0 | 0 | 0 | 0 | 0 | 145044.0222 | 164517.7043 | 116035.2178 | 193526.5087
A - Residential | A3 - Energy Star Products | A3c - ES HVAC Systems | Ductless Mini-split Heat Pump - Retrofit HP | EA3b032 | HVAC | [22 empty] | 0 |  |  |  | 0 |  |  |  | 0 |  |  |  | 0 | [9 empty] | 0 | 0
A - Residential | A3 - Energy Star Products | A3c - ES HVAC Systems | Air-source Heat Pump – Retrofit HP | EA3b033 | HVAC | [22 empty] | 0 |  |  |  | 0 |  |  |  | 0 |  |  |  | 0 | [9 empty] | 0 | 0
A - Residential | A3 - Energy Star Products | A3c - ES HVAC Systems | Air-source Heat Pump – Retrofit Resistance | EA3b034 | HVAC | [22 empty] | 0 |  |  |  | 0 |  |  |  | 0 |  |  |  | 0 | [9 empty] | 0 | 0
A - Residential | A3 - Energy Star Products | A3c - ES HVAC Systems | Heat Pump Water Heater, <55 gal - Midstream | EA3b035 | Hot Water | 16 | 15 | 13564.32 | 12000 | 1564.32 | 10.128 | 10.128 | 151.92 | 151.92 | 7.7986 | 116.9784 | 45.7746 | 38.5639 | 17.4189 | 15.221 | 1.7134 | 1.6622 | 1.2799 | 0.91901 | 0.70764 | 35.9554 | 539.3309 | 27.6857 | 415.2848 | 63.0186 | 945.2788 | 48.5243 | 727.8647 | 5.026 | 75.3903 | 3.87 | 58.0506 | 0 | 0 | 0 | 0 | 0 | 0 | 0 | 0 | 0 | 0 | 0 | 0 | 80.08 | 1201.2 | 0 | 0 | 0 | 3487.2765 | 2731.612 | 900.1097 | 753.4192 | 7872.4174 | 238.0951 | 173.2922 | 49.7215 | 26.0185 | 207.2447 | 694.372 | 8566.7894 | 741.7763 | 0 | 49.0654 | 10.2751 | 791.4707 | 0 | 946.3227 | 2538.9103 | 11105.6996 | 0 | 2273.4174 | 0 | 0 | 0 | 0 | 0 | 2273.4174 | 0.73527 | 0 | 52.8233 | 0 | 0 | 0 | 0 | 0 | 53.5586 | 2326.976 | 21116.5889 | 0 | 0 | 9.8835 | 0 | 3197.784 | 0 | 0 | 0 | 0 | 26651.2325 | 9439.233 |  | 950.5056 | 10389.7386 | 2520.3576 | 1929.8089 | 948.8385 | 811.2691 | 6210.274 | 5924.8962 | 0 | 14528.7792 | 0 | 0 | 0 | 0 | 0 | 965.7489 | 21419.4243 | 48146.6707 | 65386.6305 | 11105.6996 | 74825.8635
A - Residential | A3 - Energy Star Products | A3c - ES HVAC Systems | Heat Pump Water Heater, >55 gal - Midstream | EA3b036 | Hot Water | 14 | 15 | 11868.78 | 10500 | 1368.78 | -2.128 | -2.128 | -31.92 | -31.92 | -1.6386 | -24.5784 | -9.6177 | -8.1027 | -3.6599 | -3.1981 | -0.36001 | -0.34925 | -0.26893 | -0.19309 | -0.14868 | 31.461 | 471.9145 | 24.2249 | 363.3742 | 55.1413 | 827.119 | 42.4588 | 636.8816 | 4.3978 | 65.9665 | 3.3863 | 50.7942 | 0 | 0 | 0 | 0 | 0 | 0 | 0 | 0 | 0 | 0 | 0 | 0 | 70.07 | 1051.05 | 0 | 0 | 0 | -732.7137 | -573.9406 | -189.1226 | -158.3014 | -1654.0782 | -50.0263 | -36.4105 | -10.447 | -5.4668 | -43.5443 | -145.8949 | -1799.9731 | -155.8551 | 0 | -10.3092 | -2.1589 | -166.2964 | 0 | -198.8324 | -533.4519 | -2333.425 | 0 | 1989.2403 | 0 | 0 | 0 | 0 | 0 | 1989.2403 | 0.64336 | 0 | 46.2204 | 0 | 0 | 0 | 0 | 0 | 46.8637 | 2036.104 | 18477.0153 | 0 | 0 | 8.6481 | 0 | 2798.061 | 0 | 0 | 0 | 0 | 23319.8284 | 5246.6008 |  | 831.6924 | 6078.2932 | -529.5538 | -405.4733 | -199.361 | -170.4562 | -1304.8443 | 5184.2842 | 0 | 12712.6818 | 0 | 0 | 0 | 0 | 0 | 845.0303 | 18741.9963 | 27064.6966 | 38423.5554 | -2333.425 | 43670.1562
A - Residential | A3 - Energy Star Products | A3c - ES HVAC Systems | Heat Pump Water Heater 120v, <55 gal - Downstream | EA3b038 | Hot Water | [22 empty] | 0 |  |  |  | 0 |  |  |  | 0 |  |  |  | 0 | [9 empty] | 0 | 0
A - Residential | A3 - Energy Star Products | A3c - ES HVAC Systems | Heat Pump Water Heater 120v, >55 gal - Downstream | EA3b039 | Hot Water | [22 empty] | 0 |  |  |  | 0 |  |  |  | 0 |  |  |  | 0 | [9 empty] | 0 | 0
A - Residential | A3 - Energy Star Products | A3c - ES HVAC Systems | Heat Pump Water Heater 120v, <55 gal - Midstream | EA3b040 | Hot Water | [22 empty] | 0 |  |  |  | 0 |  |  |  | 0 |  |  |  | 0 | [9 empty] | 0 | 0
A - Residential | A3 - Energy Star Products | A3c - ES HVAC Systems | Heat Pump Water Heater 120v, >55 gal - Midstream | EA3b041 | Hot Water | [22 empty] | 0 |  |  |  | 0 |  |  |  | 0 |  |  |  | 0 | [9 empty] | 0 | 0
A - Residential | A3 - Energy Star Products | A3b - ES Appliances and Products | Admin Fee |  | Non-Energy Saving | 1 | 1 | 15000 | 15000 | 0 | 0 | 0 | 0 | 0 | 0 | 0 | 0 | 0 | 0 | 0 | 0 | 0 | 0 | 0 | 0 | 0 | 0 | 0 | 0 | 0 | 0 | 0 | 0 | 0 | 0 | 0 | 0 | 0 | 0 | 0 | 0 | 0 | 0 | 0 | 0 | 0 | 0 | 0 | 0 | 0 | 0 | 0 | 0 | 0 | 0 | 0 | 0 | 0 | 0 | 0 | 0 | 0 | 0 | 0 | 0 | 0 | 0 | 0 | 0 | 0 | 0 | 0 | 0 | 0 | 0 | 0 | 0 | 0 | 0 | 0 | 0 | 0 | 0 | 0 | 0 | 0 | 0 | 0 | 0 | 0 | 0 | 0 | 0 | 0 | 0 | 0 | 0 | 0 | 0 | 0 | 0 | 0 | 0 | 0 | 0 |  | 0 | 0 | 0 | 0 | 0 | 0 | 0 | 0 | 0 | 0 | 0 | 0 | 0 | 0 | 0 | 0 | 0 | 0 | 0 | 0 | 0
A - Residential | A3 - Energy Star Products | A3b - ES Appliances and Products | ES Appliances Rebate Processing |  | Non-Energy Saving | 1 | 1 | 57704.0725 | 57704.0725 | 0 | 0 | 0 | 0 | 0 | 0 | 0 | 0 | 0 | 0 | 0 | 0 | 0 | 0 | 0 | 0 | 0 | 0 | 0 | 0 | 0 | 0 | 0 | 0 | 0 | 0 | 0 | 0 | 0 | 0 | 0 | 0 | 0 | 0 | 0 | 0 | 0 | 0 | 0 | 0 | 0 | 0 | 0 | 0 | 0 | 0 | 0 | 0 | 0 | 0 | 0 | 0 | 0 | 0 | 0 | 0 | 0 | 0 | 0 | 0 | 0 | 0 | 0 | 0 | 0 | 0 | 0 | 0 | 0 | 0 | 0 | 0 | 0 | 0 | 0 | 0 | 0 | 0 | 0 | 0 | 0 | 0 | 0 | 0 | 0 | 0 | 0 | 0 | 0 | 0 | 0 | 0 | 0 | 0 | 0 | 0 |  | 0 | 0 | 0 | 0 | 0 | 0 | 0 | 0 | 0 | 0 | 0 | 0 | 0 | 0 | 0 | 0 | 0 | 0 | 0 | 0 | 0
A - Residential | A3 - Energy Star Products | A3c - ES HVAC Systems | ES HVAC Systems Rebate Processing |  | Non-Energy Saving | [22 empty] | 0 |  |  |  | 0 |  |  |  | 0 |  |  |  | 0 | [9 empty] | 0 | 0
A - Residential | A3 - Energy Star Products | A3b - ES Appliances and Products |  | 0 | 0 | [22 empty] | 0 |  |  |  | 0 |  |  |  | 0 |  |  |  | 0 | [9 empty] | 0 | 0
A - Residential | A3 - Energy Star Products | A3b - ES Appliances and Products |  | 0 | 0 | [22 empty] | 0 |  |  |  | 0 |  |  |  | 0 |  |  |  | 0 | [9 empty] | 0 | 0
A - Residential | A3 - Energy Star Products | A3b - ES Appliances and Products |  | 0 | 0 | [22 empty] | 0 |  |  |  | 0 |  |  |  | 0 |  |  |  | 0 | [9 empty] | 0 | 0
A - Residential | A3 - Energy Star Products | A3b - ES Appliances and Products | [25 empty] | 0 |  |  |  | 0 |  |  |  | 0 |  |  |  | 0 | [9 empty] | 0 | 0
A - Residential | A3 - Energy Star Products | A3b - ES Appliances and Products | [25 empty] | 0 |  |  |  | 0 |  |  |  | 0 |  |  |  | 0 | [9 empty] | 0 | 0
A - Residential | A3 - Energy Star Products | A3b - ES Appliances and Products | [25 empty] | 0 |  |  |  | 0 |  |  |  | 0 |  |  |  | 0 | [9 empty] | 0 | 0
[28 empty] | 0 |  |  |  | 0 |  |  |  | 0 |  |  |  | 0 | [9 empty] | 0 | 0
A - Residential | A3 - Energy Star Products |  | 0 | 0 | 0 | [22 empty] | 0 |  |  |  | 0 |  |  |  | 0 |  |  |  | 0 | [9 empty] | 0 | 0
[28 empty] | 0 |  |  |  | 0 |  |  |  | 0 |  |  |  | 0 | [9 empty] | 0 | 0
A - Residential | A4 - Residential Behavior | A4a - Residential Behavior | Home Energy Reports | EA4a001 | Behavior | 14500 | 1 | 0 | 0 | 0 | 2117 | 2117 | 2117 | 2117 | 2117 | 2117 | 743.3641 | 650.3587 | 403.1363 | 320.141 | 538.9219 | 457.0058 | 457.0058 | 294.7903 | 294.7903 | 0 | 0 | 0 | 0 | 0 | 0 | 0 | 0 | 0 | 0 | 0 | 0 | 0 | 0 | 0 | 0 | 0 | 0 | 0 | 0 | 0 | 0 | 0 | 0 | 0 | 0 | 0 | 0 | 0 | 68933.5704 | 58346.1464 | 21828.652 | 17012.8102 | 166121.179 | 3940.3893 | 3062.1388 | 1006.3016 | 483.1648 | 5590.8388 | 14082.8334 | 180204.0124 | 11630.2454 | 0 | 384.8381 | 611.8315 | 25291.7317 | 0 | 30240.081 | 68158.7278 | 248362.7401 | 0 | 0 | 0 | 0 | 0 | 0 | 0 | 0 | 0 | 0 | 0 | 0 | 0 | 0 | 0 | 0 | 0 | 0 | 0 | 0 | 0 | 0 | 0 | 0 | 0 | 0 | 0 | 0 | 0 | 62090.685 |  | 0 | 62090.685 | 50987.2779 | 42622.072 | 23058.3508 | 16055.2299 | 132722.9306 | 0 | 0 | 0 | 0 | 0 | 0 | 0 | 0 | 0 | 0 | 310453.4252 | 381085.6707 | 248362.7401 | 443176.3557
A - Residential | A4 - Residential Behavior | A4a - Residential Behavior | [25 empty] | 0 |  |  |  | 0 |  |  |  | 0 |  |  |  | 0 | [9 empty] | 0 | 0
A - Residential | A4 - Residential Behavior | A4a - Residential Behavior | [25 empty] | 0 |  |  |  | 0 |  |  |  | 0 |  |  |  | 0 | [9 empty] | 0 | 0
A - Residential | A4 - Residential Behavior | A4a - Residential Behavior | [25 empty] | 0 |  |  |  | 0 |  |  |  | 0 |  |  |  | 0 | [9 empty] | 0 | 0
A - Residential | A4 - Residential Behavior | A4a - Residential Behavior | [25 empty] | 0 |  |  |  | 0 |  |  |  | 0 |  |  |  | 0 | [9 empty] | 0 | 0
A - Residential | A4 - Residential Behavior | A4a - Residential Behavior | [25 empty] | 0 |  |  |  | 0 |  |  |  | 0 |  |  |  | 0 | [9 empty] | 0 | 0
A - Residential | A4 - Residential Behavior | A4a - Residential Behavior | [25 empty] | 0 |  |  |  | 0 |  |  |  | 0 |  |  |  | 0 | [9 empty] | 0 | 0
A - Residential | A4 - Residential Behavior | A4a - Residential Behavior | [25 empty] | 0 |  |  |  | 0 |  |  |  | 0 |  |  |  | 0 | [9 empty] | 0 | 0
A - Residential | A4 - Residential Behavior | A4a - Residential Behavior | [25 empty] | 0 |  |  |  | 0 |  |  |  | 0 |  |  |  | 0 | [9 empty] | 0 | 0
A - Residential | A4 - Residential Behavior | A4a - Residential Behavior | [25 empty] | 0 |  |  |  | 0 |  |  |  | 0 |  |  |  | 0 | [9 empty] | 0 | 0
[28 empty] | 0 |  |  |  | 0 |  |  |  | 0 |  |  |  | 0 | [9 empty] | 0 | 0
A - Residential | A4 - Residential Behavior |  | 0 | 0 | [23 empty] | 0 |  |  |  | 0 |  |  |  | 0 |  |  |  | 0 | [9 empty] | 0 | 0
[28 empty] | 0 |  |  |  | 0 |  |  |  | 0 |  |  |  | 0 | [9 empty] | 0 | 0
A - Residential | A5 - Residential Active Demand Response | A5a - Residential Active Demand Response | Direct Load Control Targeted Dispatch | EA5a001 | Behavior | 634 | 1 | 34698.82 | 34698.82 | 0 | 0 | 0 | 0 | 0 | 0 | 0 | 0 | 0 | 0 | 0 | 760.8 | 0 | 0 | 760.8 | 760.8 | 0 | 0 | 0 | 0 | 0 | 0 | 0 | 0 | 0 | 0 | 0 | 0 | 0 | 0 | 0 | 0 | 0 | 0 | 0 | 0 | 0 | 0 | 0 | 0 | 0 | 0 | 0 | 0 | 0 | 0 | 0 | 0 | 0 | 0 | 0 | 0 | 0 | 0 | 0 | 0 | 0 | 4574.9735 | 0 | 993.1123 | 1579.0115 | 65273.3496 | 0 | 78044.1374 | 150464.5843 | 150464.5843 | 0 | 0 | 0 | 0 | 0 | 0 | 0 | 0 | 0 | 0 | 0 | 0 | 0 | 0 | 0 | 0 | 0 | 0 | 0 | 0 | 0 | 0 | 0 | 0 | 0 | 0 | 0 | 0 | 0 |  |  | 0 | 0 | 0 | 0 | 0 | 0 | 0 | 0 | 0 | 0 | 0 | 0 | 0 | 0 | 0 | 0 | 0 | 150464.5843 | 150464.5843 | 150464.5843 | 150464.5843
A - Residential | A5 - Residential Active Demand Response | A5a - Residential Active Demand Response | Storage Daily Dispatch P4P (savings) | EA5a002 | Behavior | [22 empty] | 0 |  |  |  | 0 |  |  |  | 0 |  |  |  | 0 | [9 empty] | 0 | 0
A - Residential | A5 - Residential Active Demand Response | A5a - Residential Active Demand Response | Storage Daily Dispatch P4P (consumption) | EA5a003 | Behavior | [22 empty] | 0 |  |  |  | 0 |  |  |  | 0 |  |  |  | 0 | [9 empty] | 0 | 0
A - Residential | A5 - Residential Active Demand Response | A5a - Residential Active Demand Response | [25 empty] | 0 |  |  |  | 0 |  |  |  | 0 |  |  |  | 0 | [9 empty] | 0 | 0
A - Residential | A5 - Residential Active Demand Response | A5a - Residential Active Demand Response | [25 empty] | 0 |  |  |  | 0 |  |  |  | 0 |  |  |  | 0 | [9 empty] | 0 | 0
A - Residential | A5 - Residential Active Demand Response | A5a - Residential Active Demand Response | [25 empty] | 0 |  |  |  | 0 |  |  |  | 0 |  |  |  | 0 | [9 empty] | 0 | 0
A - Residential | A5 - Residential Active Demand Response | A5a - Residential Active Demand Response | [25 empty] | 0 |  |  |  | 0 |  |  |  | 0 |  |  |  | 0 | [9 empty] | 0 | 0
A - Residential | A5 - Residential Active Demand Response | A5a - Residential Active Demand Response | [25 empty] | 0 |  |  |  | 0 |  |  |  | 0 |  |  |  | 0 | [9 empty] | 0 | 0
A - Residential | A5 - Residential Active Demand Response | A5a - Residential Active Demand Response | [25 empty] | 0 |  |  |  | 0 |  |  |  | 0 |  |  |  | 0 | [9 empty] | 0 | 0
A - Residential | A5 - Residential Active Demand Response | A5a - Residential Active Demand Response | [25 empty] | 0 |  |  |  | 0 |  |  |  | 0 |  |  |  | 0 | [9 empty] | 0 | 0
[28 empty] | 0 |  |  |  | 0 |  |  |  | 0 |  |  |  | 0 | [9 empty] | 0 | 0
A - Residential | A5 - Residential Active Demand Response |  | 0 | 0 | 0 | [22 empty] | 0 |  |  |  | 0 |  |  |  | 0 |  |  |  | 0 | [9 empty] | 0 | 0
[28 empty] | 0 |  |  |  | 0 |  |  |  | 0 |  |  |  | 0 | [9 empty] | 0 | 0
C - Commercial & Industrial | C1 - Large Business Energy Solutions | C1a - LCI Retrofit | Custom Large Compressed Air Retro | EC1a001 | Compressed Air | [22 empty] | 0 |  |  |  | 0 |  |  |  | 0 |  |  |  | 0 | [9 empty] | 0 | 0
C - Commercial & Industrial | C1 - Large Business Energy Solutions | C1a - LCI Retrofit | Custom Large Hot Water Retro | EC1a002 | Hot Water | [22 empty] | 0 |  |  |  | 0 |  |  |  | 0 |  |  |  | 0 | [9 empty] | 0 | 0
C - Commercial & Industrial | C1 - Large Business Energy Solutions | C1a - LCI Retrofit | Custom Large HVAC Retro | EC1a003 | HVAC | [22 empty] | 0 |  |  |  | 0 |  |  |  | 0 |  |  |  | 0 | [9 empty] | 0 | 0
C - Commercial & Industrial | C1 - Large Business Energy Solutions | C1a - LCI Retrofit | Custom Large Lighting Retro - Interior | EC1a004 | Lighting | [22 empty] | 0 |  |  |  | 0 |  |  |  | 0 |  |  |  | 0 | [9 empty] | 0 | 0
C - Commercial & Industrial | C1 - Large Business Energy Solutions | C1a - LCI Retrofit | Custom Large Lighting Retro - Exterior | EC1a047 | Lighting | [22 empty] | 0 |  |  |  | 0 |  |  |  | 0 |  |  |  | 0 | [9 empty] | 0 | 0
C - Commercial & Industrial | C1 - Large Business Energy Solutions | C1a - LCI Retrofit | Custom Large Lighting Retro - Controls | EC1a048 | Lighting | [22 empty] | 0 |  |  |  | 0 |  |  |  | 0 |  |  |  | 0 | [9 empty] | 0 | 0
C - Commercial & Industrial | C1 - Large Business Energy Solutions | C1a - LCI Retrofit | Custom Large Motors Retro | EC1a005 | Motors/Drives | [22 empty] | 0 |  |  |  | 0 |  |  |  | 0 |  |  |  | 0 | [9 empty] | 0 | 0
C - Commercial & Industrial | C1 - Large Business Energy Solutions | C1a - LCI Retrofit | Custom Large Process Retro | EC1a006 | Process | [22 empty] | 0 |  |  |  | 0 |  |  |  | 0 |  |  |  | 0 | [9 empty] | 0 | 0
C - Commercial & Industrial | C1 - Large Business Energy Solutions | C1a - LCI Retrofit | Custom Large Refrigeration Retro | EC1a007 | Refrigeration | [22 empty] | 0 |  |  |  | 0 |  |  |  | 0 |  |  |  | 0 | [9 empty] | 0 | 0
C - Commercial & Industrial | C1 - Large Business Energy Solutions | C1a - LCI Retrofit | Custom Large Other Retro | EC1a008 | Custom Measures | [22 empty] | 0 |  |  |  | 0 |  |  |  | 0 |  |  |  | 0 | [9 empty] | 0 | 0
C - Commercial & Industrial | C1 - Large Business Energy Solutions | C1a - LCI Retrofit | Daylight Dimming | EC1a009 | Lighting | [22 empty] | 0 |  |  |  | 0 |  |  |  | 0 |  |  |  | 0 | [9 empty] | 0 | 0
C - Commercial & Industrial | C1 - Large Business Energy Solutions | C1a - LCI Retrofit | Lighting Fixture - Exterior w/ Controls | EC1a010 | Lighting | 5 | 5 | 9719.6 | 2405 | 7314.6 | 14.4742 | 14.4598 | 72.3713 | 72.2989 | 13.5922 | 67.9609 | 13.6602 | 21.4757 | 13.0485 | 19.7087 | 2.7212 | 2.8948 | 2.7212 | 0 | 0 | 0 | 0 | 0 | 0 | 0 | 0 | 0 | 0 | 0 | 0 | 0 | 0 | 0 | 0 | 0 | 0 | 0 | 0 | 0 | 0 | 0 | 0 | 0 | 0 | 0 | 0 | 0 | 0 | 0 | 1181.6515 | 1795.4282 | 674.6428 | 1002.8486 | 4654.5711 | 112.82 | 156.7601 | 53.632 | 48.9306 | 273.4971 | 645.6398 | 5300.2109 | 0 | 0 | 0 | 0 | 0 | 0 | 0 | 0 | 5300.2109 | 0 | 0 | 0 | 0 | 0 | 0 | 0 | 0 | 0 | 0 | 0 | 0 | 0 | 0 | 0 | 0 | 0 | 0 | 0 | 0 | 0 | 0 | 0 | 0 | 0 | 0 | 0 | 0 | 0 | 530.0211 |  | 0 | 530.0211 | 906.2508 | 1343.9078 | 768.2397 | 1098.5516 | 4116.9499 | 0 | 0 | 0 | 0 | 0 | 0 | 0 | 0 | 0 | 0 | 5830.232 | 9417.1608 | 5300.2109 | 9947.1819
C - Commercial & Industrial | C1 - Large Business Energy Solutions | C1a - LCI Retrofit | Lighting Fixture - Exterior w/o Controls | EC1a011 | Lighting | 6 | 4 | 69998.04 | 14526 | 55472.04 | 46.5938 | 46.5472 | 186.3751 | 186.1887 | 43.7544 | 175.0174 | 35.1785 | 55.3055 | 33.6033 | 50.7551 | 8.7596 | 9.3188 | 8.7596 | 0 | 0 | 0 | 0 | 0 | 0 | 0 | 0 | 0 | 0 | 0 | 0 | 0 | 0 | 0 | 0 | 0 | 0 | 0 | 0 | 0 | 0 | 0 | 0 | 0 | 0 | 0 | 0 | 0 | 0 | 0 | 3084.5878 | 4689.6729 | 1745.9033 | 2599.8617 | 12120.0257 | 284.827 | 396.5794 | 133.4416 | 121.8613 | 710.2229 | 1646.9323 | 13766.958 | 0 | 0 | 0 | 0 | 0 | 0 | 0 | 0 | 13766.958 | 0 | 0 | 0 | 0 | 0 | 0 | 0 | 0 | 0 | 0 | 0 | 0 | 0 | 0 | 0 | 0 | 0 | 0 | 0 | 0 | 0 | 0 | 0 | 0 | 0 | 0 | 0 | 0 | 0 | 1376.6958 |  | 0 | 1376.6958 | 2367.6895 | 3526.7082 | 1959.899 | 2726.815 | 10581.1118 | 0 | 0 | 0 | 0 | 0 | 0 | 0 | 0 | 0 | 0 | 15143.6538 | 24348.0698 | 13766.958 | 25724.7656
C - Commercial & Industrial | C1 - Large Business Energy Solutions | C1a - LCI Retrofit | Lighting Fixture - Interior w/ Controls | EC1a012 | Lighting | 15.03 | 5 | 488440.4786 | 95620.9282 | 392819.5504 | 369.8263 | 369.4565 | 1849.1317 | 1847.2826 | 347.2891 | 1736.4456 | 526.143 | 302.1415 | 595.6008 | 314.2967 | 69.5274 | 28.7725 | 27.0461 | 37.2785 | 35.0418 | -85.1833 | -425.9167 | -80.0723 | -400.3617 | -170.3667 | -851.8333 | -160.1447 | -800.7233 | 0 | 0 | 0 | 0 | 0 | 0 | 0 | 0 | 0 | 0 | 0 | 0 | 0 | 0 | 0 | 0 | -240.217 | -1201.085 | 0 | 0 | 0 | 45513.2403 | 25259.9207 | 30794.1731 | 15992.5496 | 117559.8838 | 4345.4471 | 2205.4609 | 2448.043 | 780.3016 | 6988.0263 | 16767.2789 | 134327.1627 | 8668.5252 | 0 | 1819.0474 | 479.0401 | 14514.388 | 0 | 17354.1406 | 42835.1412 | 177162.3039 | 0 | 0 | 0 | 0 | 0 | -3347.7477 | 0 | -3347.7477 | -0.77858 | 0 | 0 | 0 | 0 | 0 | -321.2834 | 0 | -322.062 | -3669.8097 | 0 | -23202.7612 | 0 | -12.974 | 0 | 0 | 0 | 0 | 0 | 0 | -26885.5449 | 15027.6759 |  | -851.5266 | 14176.1493 | 34905.7324 | 18907.4694 | 35066.4164 | 17518.7383 | 106398.3565 | 0 | -5902.8294 | 0 | -16515.8288 | 0 | 0 | 0 | 0 | 0 | -22418.6582 | 164452.9082 | 234256.4573 | 177162.3039 | 249284.1332
C - Commercial & Industrial | C1 - Large Business Energy Solutions | C1a - LCI Retrofit | Lighting Fixture - Interior w/o Controls | EC1a013 | Lighting | 29.3437 | 4 | 712470.0327 | 153848.8308 | 558621.2019 | 572.1574 | 571.5853 | 2288.6297 | 2286.3411 | 537.2902 | 2149.1606 | 651.1957 | 373.954 | 737.1621 | 388.9981 | 107.5656 | 44.5138 | 41.843 | 57.6735 | 54.2131 | -131.7869 | -527.1477 | -123.8797 | -495.5189 | -263.5739 | -1054.2954 | -247.7594 | -991.0377 | 0 | 0 | 0 | 0 | 0 | 0 | 0 | 0 | 0 | 0 | 0 | 0 | 0 | 0 | 0 | 0 | -371.6391 | -1486.5566 | 0 | 0 | 0 | 57099.3688 | 31709.7132 | 38300.1683 | 19925.9222 | 147035.1725 | 5272.4852 | 2681.5133 | 2927.3297 | 933.9724 | 8721.3216 | 20536.6223 | 167571.7947 | 10134.4299 | 0 | 2146.6969 | 634.4606 | 18151.0233 | 0 | 21702.2868 | 52768.8975 | 220340.6922 | 0 | 0 | 0 | 0 | 0 | -4176.1695 | 0 | -4176.1695 | -0.97304 | 0 | 0 | 0 | 0 | 0 | -457.0902 | 0 | -458.0633 | -4634.2327 | 0 | -29049.4569 | 0 | -16.3685 | 0 | 0 | 0 | 0 | 0 | 0 | -33700.0581 | 18664.0634 |  | -1041.0109 | 17623.0525 | 43828.7328 | 23846.2064 | 42994.6278 | 20898.9207 | 131568.4877 | 0 | -7321.8518 | 0 | -20486.1063 | 0 | 0 | 0 | 0 | 0 | -27807.9581 | 204263.6867 | 290401.1638 | 220340.6922 | 309065.2272
C - Commercial & Industrial | C1 - Large Business Energy Solutions | C1a - LCI Retrofit | Lighting Occupancy Sensors | EC1a014 | Lighting | 5 | 9 | 28938.558 | 10775 | 18163.558 | 26.9076 | 26.8807 | 242.1688 | 241.9267 | 25.2679 | 227.4111 | 71.1797 | 43.2081 | 72.999 | 40.2518 | 2.5293 | 0.36056 | 0.33893 | 0.37133 | 0.34905 | -24.468 | -220.2122 | -22.9999 | -206.9995 | -48.936 | -440.4244 | -45.9999 | -413.999 | 0 | 0 | 0 | 0 | 0 | 0 | 0 | 0 | 0 | 0 | 0 | 0 | 0 | 0 | 0 | 0 | -68.9998 | -620.9984 | 0 | 0 | 0 | 5758.7129 | 3336.9317 | 3712.2102 | 2006.7571 | 14814.612 | 553.0316 | 291.8068 | 303.9084 | 100.886 | 663.0538 | 1912.6866 | 16727.2986 | 196.3238 | 0 | 23.9835 | 5.0682 | 249.4819 | 0 | 298.2932 | 773.1506 | 17500.4492 | 0 | 0 | 0 | 0 | 0 | -1695.8713 | 0 | -1695.8713 | -0.38739 | 0 | 0 | 0 | 0 | 0 | -98.3422 | 0 | -98.7296 | -1794.6009 | 0 | -11521.1048 | 0 | -6.2282 | 0 | 0 | 0 | 0 | 0 | 0 | -13321.934 | 417.8515 |  | -462.196 | -44.3445 | 4492.2072 | 2515.9519 | 4420.7897 | 2388.0489 | 13816.9978 | 0 | -3015.0047 | 0 | -8435.9896 | 0 | 0 | 0 | 0 | 0 | -11450.9943 | 4134.1707 | 6544.5187 | 17500.4492 | 6962.3703
C - Commercial & Industrial | C1 - Large Business Energy Solutions | C1a - LCI Retrofit | [Open Measure - To Be Assigned] | EC1a015 | [23 empty] | 0 |  |  |  | 0 |  |  |  | 0 |  |  |  | 0 | [9 empty] | 0 | 0
C - Commercial & Industrial | C1 - Large Business Energy Solutions | C1a - LCI Retrofit | Case Motor Replacement | EC1a016 | Refrigeration | [22 empty] | 0 |  |  |  | 0 |  |  |  | 0 |  |  |  | 0 | [9 empty] | 0 | 0
C - Commercial & Industrial | C1 - Large Business Energy Solutions | C1a - LCI Retrofit | Cooler Night Cover | EC1a017 | Refrigeration | [22 empty] | 0 |  |  |  | 0 |  |  |  | 0 |  |  |  | 0 | [9 empty] | 0 | 0
C - Commercial & Industrial | C1 - Large Business Energy Solutions | C1a - LCI Retrofit | Demand Control Ventilation | EC1a018 | HVAC | 4 | 10 | 88000 | 5440 | 82560 | 36.0784 | 36.0423 | 360.7841 | 360.4233 | 36.0423 | 360.4233 | 95.1518 | 59.8303 | 125.7877 | 79.6535 | 57.7255 | 2.8863 | 2.8863 | 47.3349 | 47.3349 | 0 | 0 | 0 | 0 | 0 | 0 | 0 | 0 | 0 | 0 | 0 | 0 | 0 | 0 | 0 | 0 | 0 | 0 | 0 | 0 | 0 | 0 | 0 | 0 | 0 | 0 | 0 | 0 | 0 | 7590.6471 | 4543.5438 | 6406.6897 | 3964.1808 | 22505.0614 | 711.0327 | 387.3007 | 510.945 | 194.2948 | 956.2327 | 2759.8059 | 25264.8673 | 29260.1283 | 0 | 3282.0379 | 687.316 | 37196.7005 | 0 | 44474.2673 | 114900.45 | 140165.3173 | 0 | 0 | 0 | 0 | 0 | 0 | 0 | 0 | 0 | 0 | 0 | 0 | 0 | 0 | 0 | 0 | 0 | 0 | 0 | 0 | 0 | 0 | 0 | 0 | 0 | 0 | 0 | 0 | 0 | 14016.5317 |  | 0 | 14016.5317 | 5859.1082 | 3385.1598 | 7478.773 | 4647.5352 | 21370.5763 | 0 | 0 | 0 | 0 | 0 | 0 | 0 | 0 | 0 | 0 | 154181.849 | 161535.8936 | 140165.3173 | 175552.4253
C - Commercial & Industrial | C1 - Large Business Energy Solutions | C1a - LCI Retrofit | Door Heater Controls | EC1a019 | Refrigeration | [22 empty] | 0 |  |  |  | 0 |  |  |  | 0 |  |  |  | 0 | [9 empty] | 0 | 0
C - Commercial & Industrial | C1 - Large Business Energy Solutions | C1a - LCI Retrofit | Dual Enthalpy Economizer Controls (DEEC) | EC1a020 | HVAC | [22 empty] | 0 |  |  |  | 0 |  |  |  | 0 |  |  |  | 0 | [9 empty] | 0 | 0
C - Commercial & Industrial | C1 - Large Business Energy Solutions | C1a - LCI Retrofit | Duct Sealing, Electric | EC1a021 | HVAC | [22 empty] | 0 |  |  |  | 0 |  |  |  | 0 |  |  |  | 0 | [9 empty] | 0 | 0
C - Commercial & Industrial | C1 - Large Business Energy Solutions | C1a - LCI Retrofit | Ductless Mini Split Heat Pump | EC1a022 | HVAC | [22 empty] | 0 |  |  |  | 0 |  |  |  | 0 |  |  |  | 0 | [9 empty] | 0 | 0
C - Commercial & Industrial | C1 - Large Business Energy Solutions | C1a - LCI Retrofit | ECM Evaporator Fan Motors for Walk-in Cooler/Freezer | EC1a023 | Refrigeration | [22 empty] | 0 |  |  |  | 0 |  |  |  | 0 |  |  |  | 0 | [9 empty] | 0 | 0
C - Commercial & Industrial | C1 - Large Business Energy Solutions | C1a - LCI Retrofit | Electronic Defrost Control | EC1a024 | Refrigeration | [22 empty] | 0 |  |  |  | 0 |  |  |  | 0 |  |  |  | 0 | [9 empty] | 0 | 0
C - Commercial & Industrial | C1 - Large Business Energy Solutions | C1a - LCI Retrofit | Energy Management System, Electric | EC1a025 | HVAC | [22 empty] | 0 |  |  |  | 0 |  |  |  | 0 |  |  |  | 0 | [9 empty] | 0 | 0
C - Commercial & Industrial | C1 - Large Business Energy Solutions | C1a - LCI Retrofit | Energy Star Wifi Thermostat, Electric | EC1a026 | HVAC | [22 empty] | 0 |  |  |  | 0 |  |  |  | 0 |  |  |  | 0 | [9 empty] | 0 | 0
C - Commercial & Industrial | C1 - Large Business Energy Solutions | C1a - LCI Retrofit | Evaporator Fan Control | EC1a027 | Refrigeration | [22 empty] | 0 |  |  |  | 0 |  |  |  | 0 |  |  |  | 0 | [9 empty] | 0 | 0
C - Commercial & Industrial | C1 - Large Business Energy Solutions | C1a - LCI Retrofit | Faucet Aerator, Electric | EC1a028 | Hot Water | [22 empty] | 0 |  |  |  | 0 |  |  |  | 0 |  |  |  | 0 | [9 empty] | 0 | 0
C - Commercial & Industrial | C1 - Large Business Energy Solutions | C1a - LCI Retrofit | Hotel Occupancy Sensor | EC1a031 | HVAC | [22 empty] | 0 |  |  |  | 0 |  |  |  | 0 |  |  |  | 0 | [9 empty] | 0 | 0
C - Commercial & Industrial | C1 - Large Business Energy Solutions | C1a - LCI Retrofit | Low Pressure Drop Filter | EC1a032 | Compressed Air | [22 empty] | 0 |  |  |  | 0 |  |  |  | 0 |  |  |  | 0 | [9 empty] | 0 | 0
C - Commercial & Industrial | C1 - Large Business Energy Solutions | C1a - LCI Retrofit | Thermostatic Shut-Off Valve, Electric | EC1a033 | Hot Water | [22 empty] | 0 |  |  |  | 0 |  |  |  | 0 |  |  |  | 0 | [9 empty] | 0 | 0
C - Commercial & Industrial | C1 - Large Business Energy Solutions | C1a - LCI Retrofit | Low-Flow Showerhead, Electric | EC1a034 | Hot Water | [22 empty] | 0 |  |  |  | 0 |  |  |  | 0 |  |  |  | 0 | [9 empty] | 0 | 0
C - Commercial & Industrial | C1 - Large Business Energy Solutions | C1a - LCI Retrofit | Motors, Open Drip | EC1a035 | Motors/Drives | [22 empty] | 0 |  |  |  | 0 |  |  |  | 0 |  |  |  | 0 | [9 empty] | 0 | 0
C - Commercial & Industrial | C1 - Large Business Energy Solutions | C1a - LCI Retrofit | Motors, Totally Enclosed Fan Cooled | EC1a036 | Motors/Drives | [22 empty] | 0 |  |  |  | 0 |  |  |  | 0 |  |  |  | 0 | [9 empty] | 0 | 0
C - Commercial & Industrial | C1 - Large Business Energy Solutions | C1a - LCI Retrofit | Novelty Cooler Shutoff | EC1a037 | Refrigeration | [22 empty] | 0 |  |  |  | 0 |  |  |  | 0 |  |  |  | 0 | [9 empty] | 0 | 0
C - Commercial & Industrial | C1 - Large Business Energy Solutions | C1a - LCI Retrofit | Pipe Wrap - Heating, Electric | EC1a038 | HVAC | [22 empty] | 0 |  |  |  | 0 |  |  |  | 0 |  |  |  | 0 | [9 empty] | 0 | 0
C - Commercial & Industrial | C1 - Large Business Energy Solutions | C1a - LCI Retrofit | Pipe Wrap - Hot Water, Electric | EC1a039 | Hot Water | [22 empty] | 0 |  |  |  | 0 |  |  |  | 0 |  |  |  | 0 | [9 empty] | 0 | 0
C - Commercial & Industrial | C1 - Large Business Energy Solutions | C1a - LCI Retrofit | Pre Rinse Spray Valve, Electric | EC1a040 | Hot Water | [22 empty] | 0 |  |  |  | 0 |  |  |  | 0 |  |  |  | 0 | [9 empty] | 0 | 0
C - Commercial & Industrial | C1 - Large Business Energy Solutions | C1a - LCI Retrofit | Programmable Thermostat, Electric | EC1a041 | HVAC | [22 empty] | 0 |  |  |  | 0 |  |  |  | 0 |  |  |  | 0 | [9 empty] | 0 | 0
C - Commercial & Industrial | C1 - Large Business Energy Solutions | C1a - LCI Retrofit | Steam Trap, Electric | EC1a042 | HVAC | [22 empty] | 0 |  |  |  | 0 |  |  |  | 0 |  |  |  | 0 | [9 empty] | 0 | 0
C - Commercial & Industrial | C1 - Large Business Energy Solutions | C1a - LCI Retrofit | Variable Frequency Drive | EC1a043 | Motors/Drives | 4 | 15 | 66696.44 | 23343.76 | 43352.68 | 169.1247 | 168.9556 | 2536.8702 | 2534.3333 | 168.9556 | 2534.3333 | 600.637 | 689.3387 | 603.1713 | 641.1863 | 6.62 | 6.62 | 6.62 | 6.62 | 6.62 | 0 | 0 | 0 | 0 | 0 | 0 | 0 | 0 | 0 | 0 | 0 | 0 | 0 | 0 | 0 | 0 | 0 | 0 | 0 | 0 | 0 | 0 | 0 | 0 | 0 | 0 | 0 | 0 | 0 | 45758.6946 | 48828.1496 | 31168.5294 | 31737.9357 | 157493.3093 | 3124.1915 | 3097.6347 | 1721.7286 | 1096.0361 | 4489.9503 | 13529.5412 | 171022.8505 | 6939.3414 | 0 | 459.0081 | 96.1243 | 7404.234 | 0 | 8852.8788 | 23751.5866 | 194774.4371 | 0 | 0 | 0 | 0 | 0 | 0 | 0 | 0 | 0 | 0 | 0 | 0 | 0 | 0 | 0 | 0 | 0 | 0 | 0 | 0 | 0 | 0 | 0 | 0 | 0 | 0 | 0 | 0 | 0 | 19477.4437 |  | 0 | 19477.4437 | 33071.1582 | 34495.7472 | 32855.886 | 34174.871 | 134597.6625 | 0 | 0 | 0 | 0 | 0 | 0 | 0 | 0 | 0 | 0 | 214251.8808 | 329372.0996 | 194774.4371 | 348849.5433
C - Commercial & Industrial | C1 - Large Business Energy Solutions | C1a - LCI Retrofit | Variable Frequency Drive with Motor | EC1a044 | Motors/Drives | 6 | 15 | 174670.74 | 61134.78 | 113535.96 | 452.85 | 452.3972 | 6792.75 | 6785.9573 | 452.3972 | 6785.9573 | 1608.2719 | 1845.7804 | 1615.0578 | 1716.8472 | 17.724 | 17.724 | 17.724 | 17.724 | 17.724 | 0 | 0 | 0 | 0 | 0 | 0 | 0 | 0 | 0 | 0 | 0 | 0 | 0 | 0 | 0 | 0 | 0 | 0 | 0 | 0 | 0 | 0 | 0 | 0 | 0 | 0 | 0 | 0 | 0 | 122523.9561 | 130742.7605 | 83457.178 | 84981.8263 | 421705.7209 | 8365.3677 | 8294.2587 | 4610.1184 | 2934.7576 | 12022.3377 | 36226.8401 | 457932.5609 | 18578.9859 | 0 | 1228.9215 | 257.3576 | 19823.6621 | 0 | 23702.1788 | 63591.1059 | 521523.6669 | 0 | 0 | 0 | 0 | 0 | 0 | 0 | 0 | 0 | 0 | 0 | 0 | 0 | 0 | 0 | 0 | 0 | 0 | 0 | 0 | 0 | 0 | 0 | 0 | 0 | 0 | 0 | 0 | 0 | 52152.3667 |  | 0 | 52152.3667 | 88551.6768 | 92366.1712 | 87975.2617 | 91506.9895 | 360400.0992 | 0 | 0 | 0 | 0 | 0 | 0 | 0 | 0 | 0 | 0 | 573676.0335 | 881923.7661 | 521523.6669 | 934076.1328
C - Commercial & Industrial | C1 - Large Business Energy Solutions | C1a - LCI Retrofit | Vending Miser | EC1a045 | Refrigeration | [22 empty] | 0 |  |  |  | 0 |  |  |  | 0 |  |  |  | 0 | [9 empty] | 0 | 0
C - Commercial & Industrial | C1 - Large Business Energy Solutions | C1a - LCI Retrofit | Zero Loss Condensate Drain | EC1a046 | Compressed Air | [22 empty] | 0 |  |  |  | 0 |  |  |  | 0 |  |  |  | 0 | [9 empty] | 0 | 0
C - Commercial & Industrial | C1 - Large Business Energy Solutions | C1a - LCI Retrofit | Large Retrocommissioning | EC1a049 | Custom Measures | [22 empty] | 0 |  |  |  | 0 |  |  |  | 0 |  |  |  | 0 | [9 empty] | 0 | 0
C - Commercial & Industrial | C1 - Large Business Energy Solutions | C1a - LCI Retrofit | Induction Cooktop Displacing Electric Resistance | EC1a050 | Food Service | [22 empty] | 0 |  |  |  | 0 |  |  |  | 0 |  |  |  | 0 | [9 empty] | 0 | 0
C - Commercial & Industrial | C1 - Large Business Energy Solutions | C1a - LCI Retrofit | CI Audits - Large Retro | EC1aAUD | Non-Energy Saving | 1 | 1 | 185067.6726 | 185067.6726 | 0 | 0 | 0 | 0 | 0 | 0 | 0 | 0 | 0 | 0 | 0 | 0 | 0 | 0 | 0 | 0 | 0 | 0 | 0 | 0 | 0 | 0 | 0 | 0 | 0 | 0 | 0 | 0 | 0 | 0 | 0 | 0 | 0 | 0 | 0 | 0 | 0 | 0 | 0 | 0 | 0 | 0 | 0 | 0 | 0 | 0 | 0 | 0 | 0 | 0 | 0 | 0 | 0 | 0 | 0 | 0 | 0 | 0 | 0 | 0 | 0 | 0 | 0 | 0 | 0 | 0 | 0 | 0 | 0 | 0 | 0 | 0 | 0 | 0 | 0 | 0 | 0 | 0 | 0 | 0 | 0 | 0 | 0 | 0 | 0 | 0 | 0 | 0 | 0 | 0 | 0 | 0 | 0 | 0 | 0 | 0 |  | 0 | 0 | 0 | 0 | 0 | 0 | 0 | 0 | 0 | 0 | 0 | 0 | 0 | 0 | 0 | 0 | 0 | 0 | 0 | 0 | 0
C - Commercial & Industrial | C1 - Large Business Energy Solutions | C1a - LCI Retrofit | Vendor Fees - Large Retro | EC1aNES01 | Non-Energy Saving | [22 empty] | 0 |  |  |  | 0 |  |  |  | 0 |  |  |  | 0 | [9 empty] | 0 | 0
C - Commercial & Industrial | C1 - Large Business Energy Solutions | C1a - LCI Retrofit | Vendor Fees - TA Studies - Large Retro | EC1aNES02 | Non-Energy Saving | [22 empty] | 0 |  |  |  | 0 |  |  |  | 0 |  |  |  | 0 | [9 empty] | 0 | 0
C - Commercial & Industrial | C1 - Large Business Energy Solutions | C1a - LCI Retrofit | [25 empty] | 0 |  |  |  | 0 |  |  |  | 0 |  |  |  | 0 | [9 empty] | 0 | 0
C - Commercial & Industrial | C1 - Large Business Energy Solutions | C1a - LCI Retrofit | [25 empty] | 0 |  |  |  | 0 |  |  |  | 0 |  |  |  | 0 | [9 empty] | 0 | 0
C - Commercial & Industrial | C1 - Large Business Energy Solutions | C1a - LCI Retrofit | [25 empty] | 0 |  |  |  | 0 |  |  |  | 0 |  |  |  | 0 | [9 empty] | 0 | 0
C - Commercial & Industrial | C1 - Large Business Energy Solutions | C1a - LCI Retrofit | [25 empty] | 0 |  |  |  | 0 |  |  |  | 0 |  |  |  | 0 | [9 empty] | 0 | 0
[28 empty] | 0 |  |  |  | 0 |  |  |  | 0 |  |  |  | 0 | [9 empty] | 0 | 0
C - Commercial & Industrial | C1 - Large Business Energy Solutions | C1b - LCI New Equipment | Custom Large Compressed Air New | EC1b001 | Compressed Air | [22 empty] | 0 |  |  |  | 0 |  |  |  | 0 |  |  |  | 0 | [9 empty] | 0 | 0
C - Commercial & Industrial | C1 - Large Business Energy Solutions | C1b - LCI New Equipment | Custom Large Hot Water New | EC1b002 | Hot Water | [22 empty] | 0 |  |  |  | 0 |  |  |  | 0 |  |  |  | 0 | [9 empty] | 0 | 0
C - Commercial & Industrial | C1 - Large Business Energy Solutions | C1b - LCI New Equipment | Custom Large HVAC New | EC1b003 | HVAC | 5 | 15 | 10480 | 7860 | 2620 | 15.1249 | 13.083 | 226.8735 | 196.2456 | 13.083 | 196.2456 | 141.2968 | 35.3242 | 15.6996 | 3.9249 | 9.175 | 2.1073 | 2.1073 | 2.7512 | 2.7512 | 0 | 0 | 0 | 0 | 0 | 0 | 0 | 0 | 0 | 0 | 0 | 0 | 0 | 0 | 0 | 0 | 0 | 0 | 0 | 0 | 0 | 0 | 0 | 0 | 0 | 0 | 0 | 0 | 0 | 10764.5014 | 2502.1308 | 811.2701 | 194.2783 | 14272.1807 | 734.9503 | 158.734 | 44.814 | 6.7092 | 347.6784 | 1292.8858 | 15565.0665 | 2883.9311 | 0 | 190.7599 | 39.9484 | 3077.1364 | 0 | 3679.1809 | 9870.9567 | 25436.0232 | 0 | 0 | 0 | 0 | 0 | 0 | 0 | 0 | 0 | 0 | 0 | 0 | 0 | 0 | 0 | 0 | 0 | 0 | 0 | 0 | 0 | 0 | 0 | 0 | 0 | 0 | 0 | 0 | 0 | 2543.6023 |  | 0 | 2543.6023 | 7779.8227 | 1767.6867 | 855.1895 | 209.1956 | 10611.8945 | 0 | 0 | 0 | 0 | 0 | 0 | 0 | 0 | 0 | 0 | 27979.6255 | 36047.9177 | 25436.0232 | 38591.52
C - Commercial & Industrial | C1 - Large Business Energy Solutions | C1b - LCI New Equipment | Custom Large Lighting New - Interior | EC1b004 | Lighting | [22 empty] | 0 |  |  |  | 0 |  |  |  | 0 |  |  |  | 0 | [9 empty] | 0 | 0
C - Commercial & Industrial | C1 - Large Business Energy Solutions | C1b - LCI New Equipment | Custom Large Lighting New - Exterior | EC1b054 | Lighting | [22 empty] | 0 |  |  |  | 0 |  |  |  | 0 |  |  |  | 0 | [9 empty] | 0 | 0
C - Commercial & Industrial | C1 - Large Business Energy Solutions | C1b - LCI New Equipment | Custom Large Lighting New - Controls | EC1b055 | Lighting | [22 empty] | 0 |  |  |  | 0 |  |  |  | 0 |  |  |  | 0 | [9 empty] | 0 | 0
C - Commercial & Industrial | C1 - Large Business Energy Solutions | C1b - LCI New Equipment | Custom Large Motors New | EC1b005 | Motors/Drives | [22 empty] | 0 |  |  |  | 0 |  |  |  | 0 |  |  |  | 0 | [9 empty] | 0 | 0
C - Commercial & Industrial | C1 - Large Business Energy Solutions | C1b - LCI New Equipment | Custom Large Process New | EC1b006 | Process | [22 empty] | 0 |  |  |  | 0 |  |  |  | 0 |  |  |  | 0 | [9 empty] | 0 | 0
C - Commercial & Industrial | C1 - Large Business Energy Solutions | C1b - LCI New Equipment | Custom Large Refrigeration New | EC1b007 | Refrigeration | [22 empty] | 0 |  |  |  | 0 |  |  |  | 0 |  |  |  | 0 | [9 empty] | 0 | 0
C - Commercial & Industrial | C1 - Large Business Energy Solutions | C1b - LCI New Equipment | Custom Large Other New | EC1b008 | Custom Measures | [22 empty] | 0 |  |  |  | 0 |  |  |  | 0 |  |  |  | 0 | [9 empty] | 0 | 0
C - Commercial & Industrial | C1 - Large Business Energy Solutions | C1b - LCI New Equipment | Custom Large Comprehensive Design | EC1b056 | Custom Measures | [22 empty] | 0 |  |  |  | 0 |  |  |  | 0 |  |  |  | 0 | [9 empty] | 0 | 0
C - Commercial & Industrial | C1 - Large Business Energy Solutions | C1b - LCI New Equipment | Daylight Dimming | EC1b009 | Lighting | [22 empty] | 0 |  |  |  | 0 |  |  |  | 0 |  |  |  | 0 | [9 empty] | 0 | 0
C - Commercial & Industrial | C1 - Large Business Energy Solutions | C1b - LCI New Equipment | Performance Lighting - Exterior w/ Controls | EC1b010 | Lighting | [22 empty] | 0 |  |  |  | 0 |  |  |  | 0 |  |  |  | 0 | [9 empty] | 0 | 0
C - Commercial & Industrial | C1 - Large Business Energy Solutions | C1b - LCI New Equipment | Performance Lighting - Exterior w/o Controls | EC1b011 | Lighting | 5 | 15 | 4179.8667 | 3335 | 844.8667 | 21.1004 | 21.0793 | 316.5064 | 316.1899 | 19.8146 | 297.2185 | 59.7409 | 93.921 | 57.0659 | 86.1934 | 0.0188 | 0.02 | 0.0188 | 0 | 0 | 0 | 0 | 0 | 0 | 0 | 0 | 0 | 0 | 0 | 0 | 0 | 0 | 0 | 0 | 0 | 0 | 0 | 0 | 0 | 0 | 0 | 0 | 0 | 0 | 0 | 0 | 0 | 0 | 0 | 4551.2785 | 6652.7394 | 2948.8498 | 4266.4653 | 18419.333 | 310.7402 | 422.0466 | 162.8925 | 147.3379 | 526.567 | 1569.5841 | 19988.9171 | 0 | 0 | 0 | 0 | 0 | 0 | 0 | 0 | 19988.9171 | 0 | 0 | 0 | 0 | 0 | 0 | 0 | 0 | 0 | 0 | 0 | 0 | 0 | 0 | 0 | 0 | 0 | 0 | 0 | 0 | 0 | 0 | 0 | 0 | 0 | 0 | 0 | 0 | 0 | 1998.8917 |  | 0 | 1998.8917 | 3289.3432 | 4699.9778 | 3108.4904 | 4594.0575 | 15691.8688 | 0 | 0 | 0 | 0 | 0 | 0 | 0 | 0 | 0 | 0 | 21987.8089 | 35680.786 | 19988.9171 | 37679.6777
C - Commercial & Industrial | C1 - Large Business Energy Solutions | C1b - LCI New Equipment | Performance Lighting - Interior w/ Controls | EC1b012 | Lighting | 6.3643 | 15 | 75698.1484 | 60397.4589 | 15300.6896 | 338.3535 | 338.0151 | 5075.3025 | 5070.2272 | 317.7342 | 4766.0135 | 1444.1021 | 829.2864 | 1634.7426 | 862.6485 | 63.6105 | 26.3239 | 24.7445 | 34.106 | 32.0597 | -18.3026 | -274.5383 | -17.2044 | -258.066 | -36.6051 | -549.0767 | -34.4088 | -516.1321 | 0 | 0 | 0 | 0 | 0 | 0 | 0 | 0 | 0 | 0 | 0 | 0 | 0 | 0 | 0 | 0 | -51.6132 | -774.1981 | 0 | 0 | 0 | 110016.9109 | 58741.1098 | 84474.3797 | 42700.0385 | 295932.4389 | 7511.4446 | 3726.5082 | 4666.308 | 1474.6007 | 8443.7054 | 25822.5669 | 321755.0057 | 33606.1933 | 0 | 2222.9078 | 465.5157 | 35857.5986 | 0 | 42873.1691 | 115025.3845 | 436780.3902 | 0 | 0 | 0 | 0 | 0 | -2025.0662 | 0 | -2025.0662 | -0.45691 | 0 | 0 | 0 | 0 | 0 | -73.5619 | 0 | -74.0188 | -2099.085 | 0 | -13579.2598 | 0 | -7.0084 | 0 | 0 | 0 | 0 | 0 | 0 | -15685.3533 | 42109.5037 |  | -620.0832 | 41489.4205 | 79512.4664 | 41498.9815 | 89047.5312 | 45978.6774 | 256037.6565 | 0 | -3681.8459 | 0 | -10302.063 | 0 | 0 | 0 | 0 | 0 | -13983.9089 | 462584.4574 | 663148.7845 | 436780.3902 | 705258.2882
C - Commercial & Industrial | C1 - Large Business Energy Solutions | C1b - LCI New Equipment | Performance Lighting - Interior w/o Controls | EC1b013 | Lighting | 8.6135 | 15 | 51019.9924 | 40707.4407 | 10312.5516 | 217.3363 | 217.119 | 3260.0444 | 3256.7844 | 204.0918 | 3061.3773 | 927.5973 | 532.6797 | 1050.0524 | 554.1093 | 6.4774 | 2.6805 | 2.5197 | 3.473 | 3.2646 | -11.7564 | -176.3456 | -11.051 | -165.7648 | -23.5127 | -352.6912 | -22.102 | -331.5297 | 0 | 0 | 0 | 0 | 0 | 0 | 0 | 0 | 0 | 0 | 0 | 0 | 0 | 0 | 0 | 0 | -33.153 | -497.2945 | 0 | 0 | 0 | 70667.7126 | 37731.4709 | 54260.8508 | 27427.7293 | 190087.7635 | 4824.8638 | 2393.6666 | 2997.3329 | 947.1876 | 5423.6875 | 16586.7385 | 206674.5021 | 3422.0687 | 0 | 226.3554 | 47.4028 | 3651.3259 | 0 | 4365.7111 | 11712.8639 | 218387.3659 | 0 | 0 | 0 | 0 | 0 | -1300.7709 | 0 | -1300.7709 | -0.29349 | 0 | 0 | 0 | 0 | 0 | -47.2514 | 0 | -47.5449 | -1348.3158 | 0 | -8722.4339 | 0 | -4.5018 | 0 | 0 | 0 | 0 | 0 | 0 | -10075.2514 | 20831.2115 |  | -398.3012 | 20432.9103 | 51073.6402 | 26656.2484 | 57198.3461 | 29533.7138 | 164461.9484 | 0 | -2364.9785 | 0 | -6617.3756 | 0 | 0 | 0 | 0 | 0 | -8982.3541 | 228745.0248 | 363791.7088 | 218387.3659 | 384622.9203
C - Commercial & Industrial | C1 - Large Business Energy Solutions | C1b - LCI New Equipment | Lighting Occupancy Sensors | EC1b014 | Lighting | 1 | 10 | 567.6597 | 452.92 | 114.7397 | 5.0325 | 5.0274 | 50.3247 | 50.2744 | 4.7258 | 47.2579 | 14.7917 | 8.979 | 15.1698 | 8.3647 | 0.47305 | 0.067435 | 0.063389 | 0.069448 | 0.065281 | -4.5762 | -45.7619 | -4.3016 | -43.0162 | -9.1524 | -91.5239 | -8.6032 | -86.0324 | 0 | 0 | 0 | 0 | 0 | 0 | 0 | 0 | 0 | 0 | 0 | 0 | 0 | 0 | 0 | 0 | -12.9049 | -129.0486 | 0 | 0 | 0 | 1179.997 | 681.8705 | 772.6361 | 416.2901 | 3050.7937 | 110.5329 | 58.124 | 61.6191 | 20.4035 | 125.3791 | 376.0586 | 3426.8523 | 40.3537 | 0 | 4.5264 | 0.9479 | 51.2993 | 0 | 61.336 | 158.4633 | 3585.3156 | 0 | 0 | 0 | 0 | 0 | -350.2086 | 0 | -350.2086 | -0.079754 | 0 | 0 | 0 | 0 | 0 | -18.3927 | 0 | -18.4725 | -368.681 | 0 | -2371.276 | 0 | -1.2715 | 0 | 0 | 0 | 0 | 0 | 0 | -2741.2285 | 84.4087 |  | -97.2225 | -12.8138 | 910.8222 | 508.0265 | 901.9275 | 488.0512 | 2808.8274 | 0 | -624.4906 | 0 | -1747.3335 | 0 | 0 | 0 | 0 | 0 | -2371.8241 | 831.2733 | 1281.0904 | 3585.3156 | 1365.4991
C - Commercial & Industrial | C1 - Large Business Energy Solutions | C1b - LCI New Equipment | Advanced Power Strip | EC1b015 | Process | [22 empty] | 0 |  |  |  | 0 |  |  |  | 0 |  |  |  | 0 | [9 empty] | 0 | 0
C - Commercial & Industrial | C1 - Large Business Energy Solutions | C1b - LCI New Equipment | Air Compressor | EC1b016 | Compressed Air | 4 | 15 | 92000 | 69000 | 23000 | 230.4806 | 230.2502 | 3457.2096 | 3453.7524 | 230.2502 | 3453.7524 | 894.5219 | 825.4468 | 915.2444 | 818.5393 | 38.88 | 38.1024 | 38.1024 | 45.4896 | 45.4896 | 0 | 0 | 0 | 0 | 0 | 0 | 0 | 0 | 0 | 0 | 0 | 0 | 0 | 0 | 0 | 0 | 0 | 0 | 0 | 0 | 0 | 0 | 0 | 0 | 0 | 0 | 0 | 0 | 0 | 68147.9048 | 58469.1428 | 47294.7236 | 40516.6905 | 214428.4617 | 4652.823 | 3709.2547 | 2612.5287 | 1399.2011 | 6118.8386 | 18492.6462 | 232921.1078 | 47683.9674 | 0 | 3154.0931 | 660.5221 | 50878.4957 | 0 | 60832.9178 | 163209.9962 | 396131.104 | 0 | 0 | 0 | 0 | 0 | 0 | 0 | 0 | 0 | 0 | 0 | 0 | 0 | 0 | 0 | 0 | 0 | 0 | 0 | 0 | 0 | 0 | 0 | 0 | 0 | 0 | 0 | 0 | 0 | 39613.1104 |  | 0 | 39613.1104 | 49252.5008 | 41306.8443 | 49855.0968 | 43627.6853 | 184042.1271 | 0 | 0 | 0 | 0 | 0 | 0 | 0 | 0 | 0 | 0 | 435744.2144 | 580173.2311 | 396131.104 | 619786.3415
C - Commercial & Industrial | C1 - Large Business Energy Solutions | C1b - LCI New Equipment | Air Nozzle | EC1b017 | Compressed Air | [22 empty] | 0 |  |  |  | 0 |  |  |  | 0 |  |  |  | 0 | [9 empty] | 0 | 0
C - Commercial & Industrial | C1 - Large Business Energy Solutions | C1b - LCI New Equipment | Circulator Pump | EC1b018 | HVAC | 1 | 20 | 135 | 100 | 35 | 0.39703 | 0.39663 | 7.9406 | 7.9327 | 0.39663 | 7.9327 | 2.0942 | 1.3168 | 2.7685 | 1.7531 | 0.03 | 0.0015 | 0.0015 | 0.0246 | 0.0246 | 0 | 0 | 0 | 0 | 0 | 0 | 0 | 0 | 0 | 0 | 0 | 0 | 0 | 0 | 0 | 0 | 0 | 0 | 0 | 0 | 0 | 0 | 0 | 0 | 0 | 0 | 0 | 0 | 0 | 151.9576 | 87.2409 | 142.1442 | 85.2042 | 466.547 | 8.1698 | 4.438 | 5.9269 | 2.2476 | 10.5404 | 31.3227 | 497.8696 | 35.5986 | 0 | 1.7057 | 0.3572 | 34.8391 | 0 | 41.6554 | 114.1559 | 612.0255 | 0 | 0 | 0 | 0 | 0 | 0 | 0 | 0 | 0 | 0 | 0 | 0 | 0 | 0 | 0 | 0 | 0 | 0 | 0 | 0 | 0 | 0 | 0 | 0 | 0 | 0 | 0 | 0 | 0 | 61.2026 |  | 0 | 61.2026 | 103.2046 | 58.8549 | 136.3544 | 83.7002 | 382.114 | 0 | 0 | 0 | 0 | 0 | 0 | 0 | 0 | 0 | 0 | 673.2281 | 994.1396 | 612.0255 | 1055.3421
C - Commercial & Industrial | C1 - Large Business Energy Solutions | C1b - LCI New Equipment | Combination Oven, Electric | EC1b019 | Food Service | 2 | 12 | 5334 | 4000 | 1334 | 12.736 | 12.7233 | 152.832 | 152.6792 | 12.7233 | 152.6792 | 48.8573 | 53.4377 | 24.4287 | 25.9555 | 2.9 | 2.61 | 2.61 | 2.61 | 2.61 | 0 | 0 | 0 | 0 | 0 | 0 | 0 | 0 | 0 | 0 | 0 | 0 | 0 | 0 | 0 | 0 | 0 | 0 | 0 | 0 | 0 | 0 | 0 | 0 | 0 | 0 | 0 | 0 | 0 | 3821.3289 | 3926.5947 | 1251.1582 | 1286.4422 | 10285.524 | 317.6621 | 300.1618 | 87.1633 | 55.4599 | 338.1175 | 1098.5646 | 11384.0885 | 2054.9584 | 0 | 180.9685 | 37.898 | 2409.854 | 0 | 2881.344 | 7565.0228 | 18949.1113 | 0 | 0 | 0 | 0 | 0 | 0 | 0 | 0 | 0 | 0 | 0 | 0 | 0 | 0 | 0 | 0 | 0 | 0 | 0 | 0 | 0 | 0 | 0 | 0 | 0 | 0 | 0 | 0 | 0 | 1894.9111 |  | 0 | 1894.9111 | 2892.4842 | 2887.9079 | 1410.1518 | 1474.307 | 8664.8509 | 0 | 0 | 0 | 0 | 0 | 0 | 0 | 0 | 0 | 0 | 20844.0224 | 27613.9622 | 18949.1113 | 29508.8733
C - Commercial & Industrial | C1 - Large Business Energy Solutions | C1b - LCI New Equipment | Compressor Storage | EC1b020 | Compressed Air | 2 | 17 | 5868 | 4400 | 1468 | 2.3807 | 2.3783 | 40.4716 | 40.4311 | 2.3783 | 40.4311 | 10.4717 | 9.663 | 10.7142 | 9.5822 | 0.7 | 0.686 | 0.686 | 0.819 | 0.819 | 0 | 0 | 0 | 0 | 0 | 0 | 0 | 0 | 0 | 0 | 0 | 0 | 0 | 0 | 0 | 0 | 0 | 0 | 0 | 0 | 0 | 0 | 0 | 0 | 0 | 0 | 0 | 0 | 0 | 782.2396 | 666.1356 | 552.9262 | 470.7357 | 2472.0371 | 48.0599 | 38.3136 | 26.9853 | 14.4526 | 63.2027 | 191.0142 | 2663.0513 | 973.2326 | 0 | 56.7867 | 11.8921 | 1016.8211 | 0 | 1215.763 | 3274.4955 | 5937.5468 | 0 | 0 | 0 | 0 | 0 | 0 | 0 | 0 | 0 | 0 | 0 | 0 | 0 | 0 | 0 | 0 | 0 | 0 | 0 | 0 | 0 | 0 | 0 | 0 | 0 | 0 | 0 | 0 | 0 | 593.7547 |  | 0 | 593.7547 | 551.1306 | 460.4219 | 560.6194 | 487.8155 | 2059.9875 | 0 | 0 | 0 | 0 | 0 | 0 | 0 | 0 | 0 | 0 | 6531.3014 | 7997.5343 | 5937.5468 | 8591.289
C - Commercial & Industrial | C1 - Large Business Energy Solutions | C1b - LCI New Equipment | Convection Oven, Electric | EC1b021 | Food Service | [22 empty] | 0 |  |  |  | 0 |  |  |  | 0 |  |  |  | 0 | [9 empty] | 0 | 0
C - Commercial & Industrial | C1 - Large Business Energy Solutions | C1b - LCI New Equipment | Dishwasher - High Temp Door Type | EC1b022 | Food Service | [22 empty] | 0 |  |  |  | 0 |  |  |  | 0 |  |  |  | 0 | [9 empty] | 0 | 0
C - Commercial & Industrial | C1 - Large Business Energy Solutions | C1b - LCI New Equipment | Dishwasher - High Temp Multi Tank Conveyor | EC1b023 | Food Service | [22 empty] | 0 |  |  |  | 0 |  |  |  | 0 |  |  |  | 0 | [9 empty] | 0 | 0
C - Commercial & Industrial | C1 - Large Business Energy Solutions | C1b - LCI New Equipment | Dishwasher - High Temp Pot, Pan, Utensil | EC1b024 | Food Service | 1 | 13 | 134 | 100 | 34 | 10.979 | 10.968 | 142.727 | 142.5843 | 10.968 | 142.5843 | 45.627 | 49.9045 | 22.8135 | 24.2393 | 1.67 | 1.503 | 1.503 | 1.503 | 1.503 | 0 | 0 | 0 | 0 | 0 | 0 | 0 | 0 | 0 | 0 | 0 | 0 | 0 | 0 | 0 | 0 | 0 | 0 | 0 | 0 | 0 | 0 | 0 | 0 | 0 | 0 | 0 | 8760 | 113880 | 3536.7438 | 3609.2445 | 1171.8181 | 1200.4592 | 9518.2655 | 273.8389 | 258.7528 | 75.1387 | 47.8089 | 291.4723 | 947.0116 | 10465.2772 | 1283.4325 | 0 | 104.2129 | 21.824 | 1487.6872 | 0 | 1778.7545 | 4675.9111 | 15141.1883 | 0 | 0 | 0 | 0 | 0 | 0 | 0 | 0 | 0 | 0 | 0 | 0 | 0 | 0 | 0 | 0 | 0 | 0 | 0 | 0 | 0 | 0 | 0 | 0 | 0 | 0 | 0 | 2322.672 | 2322.672 | 1514.1188 |  | 0 | 1514.1188 | 2629.553 | 2621.245 | 1288.9366 | 1344.7504 | 7884.4851 | 0 | 0 | 0 | 0 | 0 | 0 | 0 | 0 | 0 | 0 | 18977.9791 | 25348.3453 | 15141.1883 | 26862.4642
C - Commercial & Industrial | C1 - Large Business Energy Solutions | C1b - LCI New Equipment | Dishwasher - High Temp Single Tank Conveyor | EC1b025 | Food Service | [22 empty] | 0 |  |  |  | 0 |  |  |  | 0 |  |  |  | 0 | [9 empty] | 0 | 0
C - Commercial & Industrial | C1 - Large Business Energy Solutions | C1b - LCI New Equipment | Dishwasher - High Temp Under Counter | EC1b026 | Food Service | [22 empty] | 0 |  |  |  | 0 |  |  |  | 0 |  |  |  | 0 | [9 empty] | 0 | 0
C - Commercial & Industrial | C1 - Large Business Energy Solutions | C1b - LCI New Equipment | Dishwasher - Low Temp Door Type | EC1b027 | Food Service | [22 empty] | 0 |  |  |  | 0 |  |  |  | 0 |  |  |  | 0 | [9 empty] | 0 | 0
C - Commercial & Industrial | C1 - Large Business Energy Solutions | C1b - LCI New Equipment | Dishwasher - Low Temp Multi Tank Conveyor | EC1b028 | Food Service | [22 empty] | 0 |  |  |  | 0 |  |  |  | 0 |  |  |  | 0 | [9 empty] | 0 | 0
C - Commercial & Industrial | C1 - Large Business Energy Solutions | C1b - LCI New Equipment | Dishwasher - Low Temp Single Tank Conveyor | EC1b029 | Food Service | [22 empty] | 0 |  |  |  | 0 |  |  |  | 0 |  |  |  | 0 | [9 empty] | 0 | 0
C - Commercial & Industrial | C1 - Large Business Energy Solutions | C1b - LCI New Equipment | Dishwasher - Low Temp Under Counter | EC1b030 | Food Service | [22 empty] | 0 |  |  |  | 0 |  |  |  | 0 |  |  |  | 0 | [9 empty] | 0 | 0
C - Commercial & Industrial | C1 - Large Business Energy Solutions | C1b - LCI New Equipment | Faucet Aerator, Electric | EC1b031 | Hot Water | [22 empty] | 0 |  |  |  | 0 |  |  |  | 0 |  |  |  | 0 | [9 empty] | 0 | 0
C - Commercial & Industrial | C1 - Large Business Energy Solutions | C1b - LCI New Equipment | Fryer Large Vat, Electric | EC1b032 | Food Service | [22 empty] | 0 |  |  |  | 0 |  |  |  | 0 |  |  |  | 0 | [9 empty] | 0 | 0
C - Commercial & Industrial | C1 - Large Business Energy Solutions | C1b - LCI New Equipment | Fryer Standard Vat, Electric | EC1b033 | Food Service | [22 empty] | 0 |  |  |  | 0 |  |  |  | 0 |  |  |  | 0 | [9 empty] | 0 | 0
C - Commercial & Industrial | C1 - Large Business Energy Solutions | C1b - LCI New Equipment | Griddle, Electric | EC1b034 | Food Service | [22 empty] | 0 |  |  |  | 0 |  |  |  | 0 |  |  |  | 0 | [9 empty] | 0 | 0
C - Commercial & Industrial | C1 - Large Business Energy Solutions | C1b - LCI New Equipment | Ground Source Heat Pump | EC1b035 | HVAC | [22 empty] | 0 |  |  |  | 0 |  |  |  | 0 |  |  |  | 0 | [9 empty] | 0 | 0
C - Commercial & Industrial | C1 - Large Business Energy Solutions | C1b - LCI New Equipment | Hot Food Holding Cabinet 3/4 Size | EC1b036 | Food Service | [22 empty] | 0 |  |  |  | 0 |  |  |  | 0 |  |  |  | 0 | [9 empty] | 0 | 0
C - Commercial & Industrial | C1 - Large Business Energy Solutions | C1b - LCI New Equipment | Hot Food Holding Cabinet Full Size | EC1b037 | Food Service | [22 empty] | 0 |  |  |  | 0 |  |  |  | 0 |  |  |  | 0 | [9 empty] | 0 | 0
C - Commercial & Industrial | C1 - Large Business Energy Solutions | C1b - LCI New Equipment | Hot Food Holding Cabinet Half Size | EC1b038 | Food Service | [22 empty] | 0 |  |  |  | 0 |  |  |  | 0 |  |  |  | 0 | [9 empty] | 0 | 0
C - Commercial & Industrial | C1 - Large Business Energy Solutions | C1b - LCI New Equipment | Ice Machine - Ice Making Head | EC1b039 | Food Service | 1 | 8 | 334 | 250 | 84 | 1.117 | 1.1159 | 8.936 | 8.9271 | 1.1159 | 8.9271 | 2.8567 | 3.1245 | 1.4283 | 1.5176 | 0.3 | 0.27 | 0.27 | 0.27 | 0.27 | 0 | 0 | 0 | 0 | 0 | 0 | 0 | 0 | 0 | 0 | 0 | 0 | 0 | 0 | 0 | 0 | 0 | 0 | 0 | 0 | 0 | 0 | 0 | 0 | 0 | 0 | 0 | 3322 | 26576 | 234.3254 | 245.0946 | 72.7003 | 75.8418 | 627.9621 | 22.8231 | 21.7573 | 6.0139 | 3.8587 | 28.5361 | 82.989 | 710.9512 | 132.082 | 0 | 17.9054 | 3.9205 | 173.3655 | 0 | 207.2846 | 534.5579 | 1245.5091 | 0 | 0 | 0 | 0 | 0 | 0 | 0 | 0 | 0 | 0 | 0 | 0 | 0 | 0 | 0 | 0 | 0 | 0 | 0 | 0 | 0 | 0 | 0 | 0 | 0 | 0 | 0 | 571.386 | 571.386 | 124.5509 |  | 0 | 124.5509 | 182.2574 | 184.8248 | 86.0881 | 89.2523 | 542.4226 | 0 | 0 | 0 | 0 | 0 | 0 | 0 | 0 | 0 | 0 | 1941.446 | 2359.3177 | 1245.5091 | 2483.8686
C - Commercial & Industrial | C1 - Large Business Energy Solutions | C1b - LCI New Equipment | Ice Machine - Remote Cond./Split Unit - Batch | EC1b040 | Food Service | [22 empty] | 0 |  |  |  | 0 |  |  |  | 0 |  |  |  | 0 | [9 empty] | 0 | 0
C - Commercial & Industrial | C1 - Large Business Energy Solutions | C1b - LCI New Equipment | Ice Machine - Remote Cond./Split Unit - Continuous | EC1b041 | Food Service | [22 empty] | 0 |  |  |  | 0 |  |  |  | 0 |  |  |  | 0 | [9 empty] | 0 | 0
C - Commercial & Industrial | C1 - Large Business Energy Solutions | C1b - LCI New Equipment | Ice Machine - Self Contained | EC1b042 | Food Service | [22 empty] | 0 |  |  |  | 0 |  |  |  | 0 |  |  |  | 0 | [9 empty] | 0 | 0
C - Commercial & Industrial | C1 - Large Business Energy Solutions | C1b - LCI New Equipment | Low Pressure Drop Filter | EC1b043 | Compressed Air | [22 empty] | 0 |  |  |  | 0 |  |  |  | 0 |  |  |  | 0 | [9 empty] | 0 | 0
C - Commercial & Industrial | C1 - Large Business Energy Solutions | C1b - LCI New Equipment | Thermostatic Shut-Off Valve, Electric | EC1b044 | Hot Water | [22 empty] | 0 |  |  |  | 0 |  |  |  | 0 |  |  |  | 0 | [9 empty] | 0 | 0
C - Commercial & Industrial | C1 - Large Business Energy Solutions | C1b - LCI New Equipment | Low-Flow Showerhead, Electric | EC1b045 | Hot Water | [22 empty] | 0 |  |  |  | 0 |  |  |  | 0 |  |  |  | 0 | [9 empty] | 0 | 0
C - Commercial & Industrial | C1 - Large Business Energy Solutions | C1b - LCI New Equipment | Pre Rinse Spray Valve, Electric | EC1b046 | Hot Water | [22 empty] | 0 |  |  |  | 0 |  |  |  | 0 |  |  |  | 0 | [9 empty] | 0 | 0
C - Commercial & Industrial | C1 - Large Business Energy Solutions | C1b - LCI New Equipment | Refrigerated Air Dryer | EC1b047 | Compressed Air | 2 | 15 | 7474 | 5608 | 1866 | 35.0743 | 54.7159 | 526.1148 | 820.7391 | 54.7159 | 820.7391 | 178.1004 | 230.6277 | 183.8456 | 227.3447 | 5.92 | 5.8016 | 5.8016 | 6.9264 | 6.9264 | 0 | 0 | 0 | 0 | 0 | 0 | 0 | 0 | 0 | 0 | 0 | 0 | 0 | 0 | 0 | 0 | 0 | 0 | 0 | 0 | 0 | 0 | 0 | 0 | 0 | 0 | 0 | 0 | 0 | 13568.33 | 16336.1256 | 9500.1126 | 11253.2847 | 50657.8529 | 926.3827 | 1036.3561 | 524.7798 | 388.6203 | 1454.062 | 4330.2008 | 54988.0538 | 7260.5218 | 0 | 480.2529 | 100.5733 | 7746.9314 | 0 | 9262.6253 | 24850.9048 | 79838.9585 | 0 | 0 | 0 | 0 | 0 | 0 | 0 | 0 | 0 | 0 | 0 | 0 | 0 | 0 | 0 | 0 | 0 | 0 | 0 | 0 | 0 | 0 | 0 | 0 | 0 | 0 | 0 | 0 | 0 | 7983.8959 |  | 0 | 7983.8959 | 9806.2323 | 11541.0243 | 10014.416 | 12117.3461 | 43479.0187 | 0 | 0 | 0 | 0 | 0 | 0 | 0 | 0 | 0 | 0 | 87822.8544 | 123317.9772 | 79838.9585 | 131301.873
C - Commercial & Industrial | C1 - Large Business Energy Solutions | C1b - LCI New Equipment | Steam Cooker, Electric | EC1b048 | Food Service | [22 empty] | 0 |  |  |  | 0 |  |  |  | 0 |  |  |  | 0 | [9 empty] | 0 | 0
C - Commercial & Industrial | C1 - Large Business Energy Solutions | C1b - LCI New Equipment | Unitary Air Conditioner | EC1b049 | HVAC | 2.0099 | 20 | 21777.0566 | 16332.2899 | 5444.7666 | 62.6901 | 62.6274 | 1253.8025 | 1252.5487 | 62.6274 | 1252.5487 | 107.7192 | 57.6172 | 660.0932 | 427.1191 | 50.0279 | 0 | 0 | 17.1096 | 17.1096 | 0 | 0 | 0 | 0 | 0 | 0 | 0 | 0 | 0 | 0 | 0 | 0 | 0 | 0 | 0 | 0 | 0 | 0 | 0 | 0 | 0 | 0 | 0 | 0 | 0 | 0 | 0 | 0 | 0 | 7816.1469 | 3817.2087 | 33891.4612 | 20758.6433 | 66283.4601 | 420.2231 | 194.183 | 1413.1573 | 547.5841 | 1664.308 | 4239.4556 | 70522.9157 | 24759.1957 | 0 | 1186.318 | 248.4357 | 24230.9284 | 0 | 28971.7307 | 79396.6084 | 149919.524 | 0 | 0 | 0 | 0 | 0 | 0 | 0 | 0 | 0 | 0 | 0 | 0 | 0 | 0 | 0 | 0 | 0 | 0 | 0 | 0 | 0 | 0 | 0 | 0 | 0 | 0 | 0 | 0 | 0 | 14991.9524 |  | 0 | 14991.9524 | 5308.4686 | 2575.1828 | 32510.9813 | 20392.2208 | 60786.8536 | 0 | 0 | 0 | 0 | 0 | 0 | 0 | 0 | 0 | 0 | 164911.4764 | 210706.3776 | 149919.524 | 225698.33
C - Commercial & Industrial | C1 - Large Business Energy Solutions | C1b - LCI New Equipment | Water Source Heat Pump | EC1b050 | HVAC | 3 | 12 | 11589.33 | 8691.99 | 2897.34 | 26.3459 | 26.3195 | 316.1502 | 315.834 | 26.3195 | 315.834 | 83.3802 | 52.4285 | 110.2261 | 69.7993 | 25.29 | 8.6492 | 8.6492 | 8.6492 | 8.6492 | 0 | 0 | 0 | 0 | 0 | 0 | 0 | 0 | 0 | 0 | 0 | 0 | 0 | 0 | 0 | 0 | 0 | 0 | 0 | 0 | 0 | 0 | 0 | 0 | 0 | 0 | 0 | 0 | 0 | 6521.5005 | 3852.4347 | 5645.4273 | 3459.4958 | 19478.8583 | 542.1238 | 294.4927 | 393.295 | 149.1426 | 699.434 | 2078.4882 | 21557.3465 | 6809.8486 | 0 | 599.7045 | 125.5886 | 7985.9236 | 0 | 9548.3766 | 25069.442 | 46626.7884 | 0 | 0 | 0 | 0 | 0 | 0 | 0 | 0 | 0 | 0 | 0 | 0 | 0 | 0 | 0 | 0 | 0 | 0 | 0 | 0 | 0 | 0 | 0 | 0 | 0 | 0 | 0 | 0 | 0 | 4662.6788 |  | 0 | 4662.6788 | 4936.3291 | 2833.3652 | 6362.8321 | 3964.701 | 18097.2274 | 0 | 0 | 0 | 0 | 0 | 0 | 0 | 0 | 0 | 0 | 51289.4673 | 64724.0158 | 46626.7884 | 69386.6947
C - Commercial & Industrial | C1 - Large Business Energy Solutions | C1b - LCI New Equipment | Zero Loss Condensate Drain | EC1b051 | Compressed Air | 2 | 5 | 668 | 500 | 168 | 84.4309 | 84.3465 | 422.1546 | 421.7324 | 84.3465 | 421.7324 | 109.2287 | 100.7941 | 111.7591 | 99.9506 | 15.56 | 8.4024 | 8.4024 | 12.448 | 12.448 | 0 | 0 | 0 | 0 | 0 | 0 | 0 | 0 | 0 | 0 | 0 | 0 | 0 | 0 | 0 | 0 | 0 | 0 | 0 | 0 | 0 | 0 | 0 | 0 | 0 | 0 | 0 | 0 | 0 | 9448.6709 | 8426.6793 | 5778.2474 | 5085.8472 | 28739.4447 | 902.1265 | 735.7391 | 459.3531 | 248.1465 | 1697.1896 | 4042.5547 | 32781.9994 | 3079.3466 | 0 | 646.1857 | 170.1709 | 5155.9902 | 0 | 6164.7642 | 15216.4575 | 47998.457 | 0 | 0 | 0 | 0 | 0 | 0 | 0 | 0 | 0 | 0 | 0 | 0 | 0 | 0 | 0 | 0 | 0 | 0 | 0 | 0 | 0 | 0 | 0 | 0 | 0 | 0 | 0 | 0 | 0 | 4799.8457 |  | 0 | 4799.8457 | 7246.5238 | 6307.5091 | 6579.8951 | 5571.1958 | 25705.1238 | 0 | 0 | 0 | 0 | 0 | 0 | 0 | 0 | 0 | 0 | 52798.3026 | 73703.5807 | 47998.457 | 78503.4264
C - Commercial & Industrial | C1 - Large Business Energy Solutions | C1b - LCI New Equipment | High Efficiency Chiller - FL | EC1b052 | HVAC | 1 | 23 | 29752 | 22314 | 7438 | 67.0134 | 66.9464 | 1541.308 | 1539.7667 | 66.9464 | 1539.7667 | 173.9936 | 166.2948 | 606.6681 | 592.8102 | 101.69 | 10.169 | 10.169 | 87.4534 | 87.4534 | 0 | 0 | 0 | 0 | 0 | 0 | 0 | 0 | 0 | 0 | 0 | 0 | 0 | 0 | 0 | 0 | 0 | 0 | 0 | 0 | 0 | 0 | 0 | 0 | 0 | 0 | 0 | 0 | 0 | 12267.005 | 10635.4812 | 30954.1203 | 28476.1148 | 82332.7213 | 590.2314 | 487.3485 | 1129.376 | 660.8755 | 1779.0827 | 4646.9142 | 86979.6355 | 146230.0608 | 0 | 6063.7193 | 1269.8486 | 138147.4788 | 0 | 165176.1535 | 456887.2611 | 543866.8966 | 0 | 0 | 0 | 0 | 0 | 0 | 0 | 0 | 0 | 0 | 0 | 0 | 0 | 0 | 0 | 0 | 0 | 0 | 0 | 0 | 0 | 0 | 0 | 0 | 0 | 0 | 0 | 0 | 0 | 54386.6897 |  | 0 | 54386.6897 | 8078.3916 | 7008.9951 | 28073.4488 | 26584.9917 | 69745.8272 | 0 | 0 | 0 | 0 | 0 | 0 | 0 | 0 | 0 | 0 | 598253.5862 | 613612.7237 | 543866.8966 | 667999.4134
C - Commercial & Industrial | C1 - Large Business Energy Solutions | C1b - LCI New Equipment | High Efficiency Chiller - IPLV | EC1b053 | HVAC | [22 empty] | 0 |  |  |  | 0 |  |  |  | 0 |  |  |  | 0 | [9 empty] | 0 | 0
C - Commercial & Industrial | C1 - Large Business Energy Solutions | C1b - LCI New Equipment | C&I Large New Construction Code Compliance | EC1b057 | Custom Measures | [22 empty] | 0 |  |  |  | 0 |  |  |  | 0 |  |  |  | 0 | [9 empty] | 0 | 0
C - Commercial & Industrial | C1 - Large Business Energy Solutions | C1b - LCI New Equipment | Induction Cooktop Displacing Electric Resistance | EC1b058 | Food Service | [22 empty] | 0 |  |  |  | 0 |  |  |  | 0 |  |  |  | 0 | [9 empty] | 0 | 0
C - Commercial & Industrial | C1 - Large Business Energy Solutions | C1b - LCI New Equipment | Compressed Air Leak Detection | EC1b059 | Compressed Air | 2 | 5 | 7960 | 3980 | 3980 | 50.9679 | 50.9169 | 254.8394 | 254.5846 | 50.9169 | 254.5846 | 65.9374 | 60.8457 | 67.4649 | 60.3365 | 5.82 | 3.1428 | 3.1428 | 4.656 | 4.656 | 0 | 0 | 0 | 0 | 0 | 0 | 0 | 0 | 0 | 0 | 0 | 0 | 0 | 0 | 0 | 0 | 0 | 0 | 0 | 0 | 0 | 0 | 0 | 0 | 0 | 0 | 0 | 0 | 0 | 5703.8194 | 5086.8802 | 3488.1181 | 3070.1412 | 17348.959 | 544.581 | 444.139 | 277.2948 | 149.797 | 1024.5317 | 2440.3435 | 19789.3025 | 1151.7864 | 0 | 241.6967 | 63.65 | 1928.5259 | 0 | 2305.8437 | 5691.5027 | 25480.8052 | 0 | 0 | 0 | 0 | 0 | 0 | 0 | 0 | 0 | 0 | 0 | 0 | 0 | 0 | 0 | 0 | 0 | 0 | 0 | 0 | 0 | 0 | 0 | 0 | 0 | 0 | 0 | 0 | 0 | 2548.0805 |  | 0 | 2548.0805 | 4374.4632 | 3807.6142 | 3972.0437 | 3363.1286 | 15517.2497 | 0 | 0 | 0 | 0 | 0 | 0 | 0 | 0 | 0 | 0 | 28028.8857 | 40998.0549 | 25480.8052 | 43546.1354
C - Commercial & Industrial | C1 - Large Business Energy Solutions | C1b - LCI New Equipment | Packaged Terminal Heat Pump | EC1b060 | HVAC | [22 empty] | 0 |  |  |  | 0 |  |  |  | 0 |  |  |  | 0 | [9 empty] | 0 | 0
C - Commercial & Industrial | C1 - Large Business Energy Solutions | C1b - LCI New Equipment | VRF System | EC1b061 | HVAC | [22 empty] | 0 |  |  |  | 0 |  |  |  | 0 |  |  |  | 0 | [9 empty] | 0 | 0
C - Commercial & Industrial | C1 - Large Business Energy Solutions | C1b - LCI New Equipment | CI Audits - Large New | EC1bAUD | Non-Energy Saving | 1 | 1 | 136748.2079 | 136748.2079 | 0 | 0 | 0 | 0 | 0 | 0 | 0 | 0 | 0 | 0 | 0 | 0 | 0 | 0 | 0 | 0 | 0 | 0 | 0 | 0 | 0 | 0 | 0 | 0 | 0 | 0 | 0 | 0 | 0 | 0 | 0 | 0 | 0 | 0 | 0 | 0 | 0 | 0 | 0 | 0 | 0 | 0 | 0 | 0 | 0 | 0 | 0 | 0 | 0 | 0 | 0 | 0 | 0 | 0 | 0 | 0 | 0 | 0 | 0 | 0 | 0 | 0 | 0 | 0 | 0 | 0 | 0 | 0 | 0 | 0 | 0 | 0 | 0 | 0 | 0 | 0 | 0 | 0 | 0 | 0 | 0 | 0 | 0 | 0 | 0 | 0 | 0 | 0 | 0 | 0 | 0 | 0 | 0 | 0 | 0 | 0 |  | 0 | 0 | 0 | 0 | 0 | 0 | 0 | 0 | 0 | 0 | 0 | 0 | 0 | 0 | 0 | 0 | 0 | 0 | 0 | 0 | 0
C - Commercial & Industrial | C1 - Large Business Energy Solutions | C1b - LCI New Equipment | Vendor Fees - Large New | EC1bNES01 | Non-Energy Saving | [22 empty] | 0 |  |  |  | 0 |  |  |  | 0 |  |  |  | 0 | [9 empty] | 0 | 0
C - Commercial & Industrial | C1 - Large Business Energy Solutions | C1b - LCI New Equipment | Vendor Fees - TA Studies - Large New | EC1bNES02 | Non-Energy Saving | [22 empty] | 0 |  |  |  | 0 |  |  |  | 0 |  |  |  | 0 | [9 empty] | 0 | 0
C - Commercial & Industrial | C1 - Large Business Energy Solutions | C1b - LCI New Equipment | 0 | 0 | 0 | [22 empty] | 0 |  |  |  | 0 |  |  |  | 0 |  |  |  | 0 | [9 empty] | 0 | 0
C - Commercial & Industrial | C1 - Large Business Energy Solutions | C1b - LCI New Equipment | 0 | 0 | 0 | [22 empty] | 0 |  |  |  | 0 |  |  |  | 0 |  |  |  | 0 | [9 empty] | 0 | 0
C - Commercial & Industrial | C1 - Large Business Energy Solutions | C1b - LCI New Equipment | 0 | 0 | 0 | [22 empty] | 0 |  |  |  | 0 |  |  |  | 0 |  |  |  | 0 | [9 empty] | 0 | 0
[28 empty] | 0 |  |  |  | 0 |  |  |  | 0 |  |  |  | 0 | [9 empty] | 0 | 0
C - Commercial & Industrial | C1 - Large Business Energy Solutions | C1c - LCI Midstream | Midstream Circulator Pump | EC1c001 | HVAC | [22 empty] | 0 |  |  |  | 0 |  |  |  | 0 |  |  |  | 0 | [9 empty] | 0 | 0
C - Commercial & Industrial | C1 - Large Business Energy Solutions | C1c - LCI Midstream | Midstream Demand Control Ventilation | EC1c002 | HVAC | [22 empty] | 0 |  |  |  | 0 |  |  |  | 0 |  |  |  | 0 | [9 empty] | 0 | 0
C - Commercial & Industrial | C1 - Large Business Energy Solutions | C1c - LCI Midstream | Midstream DMSHP Systems | EC1c003 | HVAC | [22 empty] | 0 |  |  |  | 0 |  |  |  | 0 |  |  |  | 0 | [9 empty] | 0 | 0
C - Commercial & Industrial | C1 - Large Business Energy Solutions | C1c - LCI Midstream | Midstream Dual Enthalpy Economizer Controls | EC1c004 | HVAC | [22 empty] | 0 |  |  |  | 0 |  |  |  | 0 |  |  |  | 0 | [9 empty] | 0 | 0
C - Commercial & Industrial | C1 - Large Business Energy Solutions | C1c - LCI Midstream | Midstream ECM Fan Motors | EC1c005 | HVAC | [22 empty] | 0 |  |  |  | 0 |  |  |  | 0 |  |  |  | 0 | [9 empty] | 0 | 0
C - Commercial & Industrial | C1 - Large Business Energy Solutions | C1c - LCI Midstream | Midstream Heat Pump Systems | EC1c006 | HVAC | [22 empty] | 0 |  |  |  | 0 |  |  |  | 0 |  |  |  | 0 | [9 empty] | 0 | 0
C - Commercial & Industrial | C1 - Large Business Energy Solutions | C1c - LCI Midstream | Midstream Unitary Air Conditioners | EC1c007 | HVAC | [22 empty] | 0 |  |  |  | 0 |  |  |  | 0 |  |  |  | 0 | [9 empty] | 0 | 0
C - Commercial & Industrial | C1 - Large Business Energy Solutions | C1c - LCI Midstream | Midstream VRF | EC1c008 | HVAC | [22 empty] | 0 |  |  |  | 0 |  |  |  | 0 |  |  |  | 0 | [9 empty] | 0 | 0
C - Commercial & Industrial | C1 - Large Business Energy Solutions | C1c - LCI Midstream | Midstream Water Source Heat Pump Systems | EC1c009 | HVAC | [22 empty] | 0 |  |  |  | 0 |  |  |  | 0 |  |  |  | 0 | [9 empty] | 0 | 0
C - Commercial & Industrial | C1 - Large Business Energy Solutions | C1c - LCI Midstream | Midstream LED Downlight | EC1c010 | Lighting | [22 empty] | 0 |  |  |  | 0 |  |  |  | 0 |  |  |  | 0 | [9 empty] | 0 | 0
C - Commercial & Industrial | C1 - Large Business Energy Solutions | C1c - LCI Midstream | Midstream LED Exterior | EC1c011 | Lighting | [22 empty] | 0 |  |  |  | 0 |  |  |  | 0 |  |  |  | 0 | [9 empty] | 0 | 0
C - Commercial & Industrial | C1 - Large Business Energy Solutions | C1c - LCI Midstream | Midstream LED High Bay/Low Bay | EC1c012 | Lighting | [22 empty] | 0 |  |  |  | 0 |  |  |  | 0 |  |  |  | 0 | [9 empty] | 0 | 0
C - Commercial & Industrial | C1 - Large Business Energy Solutions | C1c - LCI Midstream | Midstream LED Linear Fixture | EC1c013 | Lighting | [22 empty] | 0 |  |  |  | 0 |  |  |  | 0 |  |  |  | 0 | [9 empty] | 0 | 0
C - Commercial & Industrial | C1 - Large Business Energy Solutions | C1c - LCI Midstream | Midstream LED Linear Fixture with Controls | EC1c014 | Lighting | [22 empty] | 0 |  |  |  | 0 |  |  |  | 0 |  |  |  | 0 | [9 empty] | 0 | 0
C - Commercial & Industrial | C1 - Large Business Energy Solutions | C1c - LCI Midstream | Midstream LED Linear Lamp | EC1c015 | Lighting | [22 empty] | 0 |  |  |  | 0 |  |  |  | 0 |  |  |  | 0 | [9 empty] | 0 | 0
C - Commercial & Industrial | C1 - Large Business Energy Solutions | C1c - LCI Midstream | Midstream LED Screw In | EC1c016 | Lighting | [22 empty] | 0 |  |  |  | 0 |  |  |  | 0 |  |  |  | 0 | [9 empty] | 0 | 0
C - Commercial & Industrial | C1 - Large Business Energy Solutions | C1c - LCI Midstream | Midstream LED Stairwell Kit | EC1c017 | Lighting | [22 empty] | 0 |  |  |  | 0 |  |  |  | 0 |  |  |  | 0 | [9 empty] | 0 | 0
C - Commercial & Industrial | C1 - Large Business Energy Solutions | C1c - LCI Midstream | Midstream Combination Oven, Electric | EC1c018 | Food Service | [22 empty] | 0 |  |  |  | 0 |  |  |  | 0 |  |  |  | 0 | [9 empty] | 0 | 0
C - Commercial & Industrial | C1 - Large Business Energy Solutions | C1c - LCI Midstream | Midstream Convection Oven, Electric | EC1c019 | Food Service | [22 empty] | 0 |  |  |  | 0 |  |  |  | 0 |  |  |  | 0 | [9 empty] | 0 | 0
C - Commercial & Industrial | C1 - Large Business Energy Solutions | C1c - LCI Midstream | Midstream Conveyor Broiler | EC1c047 | Food Service | [22 empty] | 0 |  |  |  | 0 |  |  |  | 0 |  |  |  | 0 | [9 empty] | 0 | 0
C - Commercial & Industrial | C1 - Large Business Energy Solutions | C1c - LCI Midstream | Midstream Deck Oven, Electric | EC1c050 | Food Service | [22 empty] | 0 |  |  |  | 0 |  |  |  | 0 |  |  |  | 0 | [9 empty] | 0 | 0
C - Commercial & Industrial | C1 - Large Business Energy Solutions | C1c - LCI Midstream | Midstream Dishwasher - High Temp Door Type | EC1c020 | Food Service | [22 empty] | 0 |  |  |  | 0 |  |  |  | 0 |  |  |  | 0 | [9 empty] | 0 | 0
C - Commercial & Industrial | C1 - Large Business Energy Solutions | C1c - LCI Midstream | Midstream Dishwasher - High Temp Multi Tank Conveyor | EC1c021 | Food Service | [22 empty] | 0 |  |  |  | 0 |  |  |  | 0 |  |  |  | 0 | [9 empty] | 0 | 0
C - Commercial & Industrial | C1 - Large Business Energy Solutions | C1c - LCI Midstream | Midstream Dishwasher - High Temp Pot, Pan, Utensil | EC1c022 | Food Service | [22 empty] | 0 |  |  |  | 0 |  |  |  | 0 |  |  |  | 0 | [9 empty] | 0 | 0
C - Commercial & Industrial | C1 - Large Business Energy Solutions | C1c - LCI Midstream | Midstream Dishwasher - High Temp Single Tank Conveyor | EC1c023 | Food Service | [22 empty] | 0 |  |  |  | 0 |  |  |  | 0 |  |  |  | 0 | [9 empty] | 0 | 0
C - Commercial & Industrial | C1 - Large Business Energy Solutions | C1c - LCI Midstream | Midstream Dishwasher - High Temp Under Counter | EC1c024 | Food Service | [22 empty] | 0 |  |  |  | 0 |  |  |  | 0 |  |  |  | 0 | [9 empty] | 0 | 0
C - Commercial & Industrial | C1 - Large Business Energy Solutions | C1c - LCI Midstream | Midstream Dishwasher - Low Temp Door Type | EC1c025 | Food Service | [22 empty] | 0 |  |  |  | 0 |  |  |  | 0 |  |  |  | 0 | [9 empty] | 0 | 0
C - Commercial & Industrial | C1 - Large Business Energy Solutions | C1c - LCI Midstream | Midstream Dishwasher - Low Temp Multi Tank Conveyor | EC1c026 | Food Service | [22 empty] | 0 |  |  |  | 0 |  |  |  | 0 |  |  |  | 0 | [9 empty] | 0 | 0
C - Commercial & Industrial | C1 - Large Business Energy Solutions | C1c - LCI Midstream | Midstream Dishwasher - Low Temp Single Tank Conveyor | EC1c027 | Food Service | [22 empty] | 0 |  |  |  | 0 |  |  |  | 0 |  |  |  | 0 | [9 empty] | 0 | 0
C - Commercial & Industrial | C1 - Large Business Energy Solutions | C1c - LCI Midstream | Midstream Dishwasher - Low Temp Under Counter | EC1c028 | Food Service | [22 empty] | 0 |  |  |  | 0 |  |  |  | 0 |  |  |  | 0 | [9 empty] | 0 | 0
C - Commercial & Industrial | C1 - Large Business Energy Solutions | C1c - LCI Midstream | Midstream Freezer - Solid Door | EC1c029 | Food Service | [22 empty] | 0 |  |  |  | 0 |  |  |  | 0 |  |  |  | 0 | [9 empty] | 0 | 0
C - Commercial & Industrial | C1 - Large Business Energy Solutions | C1c - LCI Midstream | Midstream Freezer - Glass Door | EC1c030 | Food Service | [22 empty] | 0 |  |  |  | 0 |  |  |  | 0 |  |  |  | 0 | [9 empty] | 0 | 0
C - Commercial & Industrial | C1 - Large Business Energy Solutions | C1c - LCI Midstream | Midstream Fryer Large Vat, Electric | EC1c031 | Food Service | [22 empty] | 0 |  |  |  | 0 |  |  |  | 0 |  |  |  | 0 | [9 empty] | 0 | 0
C - Commercial & Industrial | C1 - Large Business Energy Solutions | C1c - LCI Midstream | Midstream Fryer Standard Vat, Electric | EC1c032 | Food Service | [22 empty] | 0 |  |  |  | 0 |  |  |  | 0 |  |  |  | 0 | [9 empty] | 0 | 0
C - Commercial & Industrial | C1 - Large Business Energy Solutions | C1c - LCI Midstream | Midstream Griddle, Electric | EC1c033 | Food Service | [22 empty] | 0 |  |  |  | 0 |  |  |  | 0 |  |  |  | 0 | [9 empty] | 0 | 0
C - Commercial & Industrial | C1 - Large Business Energy Solutions | C1c - LCI Midstream | Midstream Hand-Wrap Machine | EC1c051 | Food Service | [22 empty] | 0 |  |  |  | 0 |  |  |  | 0 |  |  |  | 0 | [9 empty] | 0 | 0
C - Commercial & Industrial | C1 - Large Business Energy Solutions | C1c - LCI Midstream | Midstream High Efficiency Condensing Unit | EC1c052 | Food Service | [22 empty] | 0 |  |  |  | 0 |  |  |  | 0 |  |  |  | 0 | [9 empty] | 0 | 0
C - Commercial & Industrial | C1 - Large Business Energy Solutions | C1c - LCI Midstream | Midstream Hot Food Holding Cabinet 3/4 Size | EC1c034 | Food Service | [22 empty] | 0 |  |  |  | 0 |  |  |  | 0 |  |  |  | 0 | [9 empty] | 0 | 0
C - Commercial & Industrial | C1 - Large Business Energy Solutions | C1c - LCI Midstream | Midstream Hot Food Holding Cabinet Full Size | EC1c035 | Food Service | [22 empty] | 0 |  |  |  | 0 |  |  |  | 0 |  |  |  | 0 | [9 empty] | 0 | 0
C - Commercial & Industrial | C1 - Large Business Energy Solutions | C1c - LCI Midstream | Midstream Hot Food Holding Cabinet Half Size | EC1c036 | Food Service | [22 empty] | 0 |  |  |  | 0 |  |  |  | 0 |  |  |  | 0 | [9 empty] | 0 | 0
C - Commercial & Industrial | C1 - Large Business Energy Solutions | C1c - LCI Midstream | Midstream Ice Machine Ice Making Head | EC1c037 | Food Service | [22 empty] | 0 |  |  |  | 0 |  |  |  | 0 |  |  |  | 0 | [9 empty] | 0 | 0
C - Commercial & Industrial | C1 - Large Business Energy Solutions | C1c - LCI Midstream | Midstream Ice Machine Remote Cond/Split Unit Batch | EC1c038 | Food Service | [22 empty] | 0 |  |  |  | 0 |  |  |  | 0 |  |  |  | 0 | [9 empty] | 0 | 0
C - Commercial & Industrial | C1 - Large Business Energy Solutions | C1c - LCI Midstream | Midstream Ice Machine Remote Cond/Split Unit Continuous | EC1c039 | Food Service | [22 empty] | 0 |  |  |  | 0 |  |  |  | 0 |  |  |  | 0 | [9 empty] | 0 | 0
C - Commercial & Industrial | C1 - Large Business Energy Solutions | C1c - LCI Midstream | Midstream Ice Machine Self Contained | EC1c040 | Food Service | [22 empty] | 0 |  |  |  | 0 |  |  |  | 0 |  |  |  | 0 | [9 empty] | 0 | 0
C - Commercial & Industrial | C1 - Large Business Energy Solutions | C1c - LCI Midstream | Midstream Refrigerated Chef Base | EC1c053 | Food Service | [22 empty] | 0 |  |  |  | 0 |  |  |  | 0 |  |  |  | 0 | [9 empty] | 0 | 0
C - Commercial & Industrial | C1 - Large Business Energy Solutions | C1c - LCI Midstream | Midstream Refrigerator - Glass Door | EC1c041 | Food Service | [22 empty] | 0 |  |  |  | 0 |  |  |  | 0 |  |  |  | 0 | [9 empty] | 0 | 0
C - Commercial & Industrial | C1 - Large Business Energy Solutions | C1c - LCI Midstream | Midstream Refrigerator - Solid Door | EC1c042 | Food Service | [22 empty] | 0 |  |  |  | 0 |  |  |  | 0 |  |  |  | 0 | [9 empty] | 0 | 0
C - Commercial & Industrial | C1 - Large Business Energy Solutions | C1c - LCI Midstream | Midstream Steam Cooker, Electric | EC1c043 | Food Service | [22 empty] | 0 |  |  |  | 0 |  |  |  | 0 |  |  |  | 0 | [9 empty] | 0 | 0
C - Commercial & Industrial | C1 - Large Business Energy Solutions | C1c - LCI Midstream | Midstream Ultra Low-Temp Freezer | EC1c048 | Food Service | 2.0933 | 15 | 8101.0627 | 2616.6223 | 5484.4404 | 12.0092 | 12.0092 | 180.1387 | 180.1387 | 10.328 | 154.9193 | 49.5742 | 54.2218 | 24.7871 | 26.3363 | 1.1774 | 1.2321 | 1.0596 | 1.2321 | 1.0596 | 0 | 0 | 0 | 0 | 0 | 0 | 0 | 0 | 0 | 0 | 0 | 0 | 0 | 0 | 0 | 0 | 0 | 0 | 0 | 0 | 0 | 0 | 0 | 0 | 0 | 0 | 0 | 0 | 0 | 3776.7402 | 3840.7078 | 1280.8586 | 1303.6137 | 10201.9203 | 257.8583 | 243.6527 | 70.7538 | 45.0189 | 274.4627 | 891.7464 | 11093.6668 | 1110.7338 | 0 | 73.4704 | 15.386 | 1185.1461 | 0 | 1417.0209 | 3801.7572 | 14895.4239 | 0 | 0 | 0 | 0 | 0 | 0 | 0 | 0 | 0 | 0 | 0 | 0 | 0 | 0 | 0 | 0 | 0 | 0 | 0 | 0 | 0 | 0 | 0 | 0 | 0 | 0 | 0 | 0 | 0 | 1489.5424 |  | 0 | 1489.5424 | 2729.5616 | 2713.3546 | 1350.1999 | 1403.7092 | 8196.8252 | 0 | 0 | 0 | 0 | 0 | 0 | 0 | 0 | 0 | 0 | 16384.9663 | 23092.2491 | 14895.4239 | 24581.7915
C - Commercial & Industrial | C1 - Large Business Energy Solutions | C1c - LCI Midstream | Midstream Contact Conveyor Toaster | EC1c066 | Food Service | [22 empty] | 0 |  |  |  | 0 |  |  |  | 0 |  |  |  | 0 | [9 empty] | 0 | 0
C - Commercial & Industrial | C1 - Large Business Energy Solutions | C1c - LCI Midstream | Midstream Radiant Conveyor Toaster | EC1c067 | Food Service | [22 empty] | 0 |  |  |  | 0 |  |  |  | 0 |  |  |  | 0 | [9 empty] | 0 | 0
C - Commercial & Industrial | C1 - Large Business Energy Solutions | C1c - LCI Midstream | Midstream Demand Control Kitchen Ventilation | EC1c068 | Food Service | [22 empty] | 0 |  |  |  | 0 |  |  |  | 0 |  |  |  | 0 | [9 empty] | 0 | 0
C - Commercial & Industrial | C1 - Large Business Energy Solutions | C1c - LCI Midstream | Midstream Hot Food Holding Bin | EC1c069 | Food Service | [22 empty] | 0 |  |  |  | 0 |  |  |  | 0 |  |  |  | 0 | [9 empty] | 0 | 0
C - Commercial & Industrial | C1 - Large Business Energy Solutions | C1c - LCI Midstream | Midstream Soup Well, Electric | EC1c070 | Food Service | [22 empty] | 0 |  |  |  | 0 |  |  |  | 0 |  |  |  | 0 | [9 empty] | 0 | 0
C - Commercial & Industrial | C1 - Large Business Energy Solutions | C1c - LCI Midstream | Midstream Steam Table, Electric | EC1c071 | Food Service | [22 empty] | 0 |  |  |  | 0 |  |  |  | 0 |  |  |  | 0 | [9 empty] | 0 | 0
C - Commercial & Industrial | C1 - Large Business Energy Solutions | C1c - LCI Midstream | Midstream Heat Pump Water Heater, 120 gallons | EC1c044 | Hot Water | [22 empty] | 0 |  |  |  | 0 |  |  |  | 0 |  |  |  | 0 | [9 empty] | 0 | 0
C - Commercial & Industrial | C1 - Large Business Energy Solutions | C1c - LCI Midstream | Midstream Heat Pump Water Heater, 50 gallons | EC1c045 | Hot Water | 1 | 13 | 3440 | 3000 | 440 | 4.556 | 4.556 | 59.228 | 59.228 | 3.9182 | 50.9361 | 19.9317 | 16.792 | 7.5847 | 6.6277 | 0.86086 | 0.74774 | 0.64306 | 0.41341 | 0.35553 | 0 | 0 | 0 | 0 | 0 | 0 | 0 | 0 | 0 | 0 | 0 | 0 | 0 | 0 | 0 | 0 | 0 | 0 | 0 | 0 | 0 | 0 | 0 | 0 | 0 | 0 | 0 | 0 | 0 | 1544.9936 | 1214.445 | 389.5904 | 328.2381 | 3477.2671 | 119.624 | 87.0656 | 24.9811 | 13.0723 | 104.1241 | 348.867 | 3826.1341 | 303.5949 | 0 | 24.6515 | 5.1624 | 351.9112 | 0 | 420.763 | 1106.083 | 4932.2171 | 0 | 0 | 0 | 0 | 0 | 0 | 0 | 0 | 0 | 0 | 0 | 0 | 0 | 0 | 0 | 0 | 0 | 0 | 0 | 0 | 0 | 0 | 0 | 0 | 0 | 0 | 0 | 0 | 0 | 493.2217 |  | 0 | 493.2217 | 1148.6957 | 882.0012 | 428.5284 | 367.6912 | 2826.9165 | 0 | 0 | 0 | 0 | 0 | 0 | 0 | 0 | 0 | 0 | 5425.4388 | 7759.1337 | 4932.2171 | 8252.3554
C - Commercial & Industrial | C1 - Large Business Energy Solutions | C1c - LCI Midstream | Midstream Heat Pump Water Heater, 80 gallons | EC1c046 | Hot Water | [22 empty] | 0 |  |  |  | 0 |  |  |  | 0 |  |  |  | 0 | [9 empty] | 0 | 0
C - Commercial & Industrial | C1 - Large Business Energy Solutions | C1c - LCI Midstream | OMP Room Air Purifier | EC1c054 | HVAC | [22 empty] | 0 |  |  |  | 0 |  |  |  | 0 |  |  |  | 0 | [9 empty] | 0 | 0
C - Commercial & Industrial | C1 - Large Business Energy Solutions | C1c - LCI Midstream | OMP Smart Strip, Tier 1 | EC1c055 | Process | [22 empty] | 0 |  |  |  | 0 |  |  |  | 0 |  |  |  | 0 | [9 empty] | 0 | 0
C - Commercial & Industrial | C1 - Large Business Energy Solutions | C1c - LCI Midstream | OMP Smart Strip, Tier 2 | EC1c056 | Process | [22 empty] | 0 |  |  |  | 0 |  |  |  | 0 |  |  |  | 0 | [9 empty] | 0 | 0
C - Commercial & Industrial | C1 - Large Business Energy Solutions | C1c - LCI Midstream | OMP Low-Flow Showerhead, Electric | EC1c057 | Hot Water | [22 empty] | 0 |  |  |  | 0 |  |  |  | 0 |  |  |  | 0 | [9 empty] | 0 | 0
C - Commercial & Industrial | C1 - Large Business Energy Solutions | C1c - LCI Midstream | OMP Low-Flow Showerhead with Thermostatic Valve, Electric | EC1c058 | Hot Water | [22 empty] | 0 |  |  |  | 0 |  |  |  | 0 |  |  |  | 0 | [9 empty] | 0 | 0
C - Commercial & Industrial | C1 - Large Business Energy Solutions | C1c - LCI Midstream | OMP Thermostatic Shut-off Valve, Electric | EC1c059 | Hot Water | [22 empty] | 0 |  |  |  | 0 |  |  |  | 0 |  |  |  | 0 | [9 empty] | 0 | 0
C - Commercial & Industrial | C1 - Large Business Energy Solutions | C1c - LCI Midstream | OMP Faucet Aerator, Electric | EC1c060 | Hot Water | [22 empty] | 0 |  |  |  | 0 |  |  |  | 0 |  |  |  | 0 | [9 empty] | 0 | 0
C - Commercial & Industrial | C1 - Large Business Energy Solutions | C1c - LCI Midstream | OMP Pipe Wrap, Electric | EC1c061 | Hot Water | [22 empty] | 0 |  |  |  | 0 |  |  |  | 0 |  |  |  | 0 | [9 empty] | 0 | 0
C - Commercial & Industrial | C1 - Large Business Energy Solutions | C1c - LCI Midstream | OMP Pre-Rinse Spray Valve, Electric | EC1c062 | Hot Water | [22 empty] | 0 |  |  |  | 0 |  |  |  | 0 |  |  |  | 0 | [9 empty] | 0 | 0
C - Commercial & Industrial | C1 - Large Business Energy Solutions | C1c - LCI Midstream | OMP ES Dehumidifier | EC1c063 | HVAC | [22 empty] | 0 |  |  |  | 0 |  |  |  | 0 |  |  |  | 0 | [9 empty] | 0 | 0
C - Commercial & Industrial | C1 - Large Business Energy Solutions | C1c - LCI Midstream | Midstream Induction Cooktop Displacing Electric Resistance | EC1c064 | Food Service | [22 empty] | 0 |  |  |  | 0 |  |  |  | 0 |  |  |  | 0 | [9 empty] | 0 | 0
C - Commercial & Industrial | C1 - Large Business Energy Solutions | C1c - LCI Midstream | Midstream Packaged Terminal Heat Pump | EC1c065 | HVAC | [22 empty] | 0 |  |  |  | 0 |  |  |  | 0 |  |  |  | 0 | [9 empty] | 0 | 0
C - Commercial & Industrial | C1 - Large Business Energy Solutions | C1c - LCI Midstream | Midstream Rebate Processing | EC1cNES01 | Non-Energy Saving | [22 empty] | 0 |  |  |  | 0 |  |  |  | 0 |  |  |  | 0 | [9 empty] | 0 | 0
C - Commercial & Industrial | C1 - Large Business Energy Solutions | C1c - LCI Midstream | [25 empty] | 0 |  |  |  | 0 |  |  |  | 0 |  |  |  | 0 | [9 empty] | 0 | 0
C - Commercial & Industrial | C1 - Large Business Energy Solutions | C1c - LCI Midstream | [25 empty] | 0 |  |  |  | 0 |  |  |  | 0 |  |  |  | 0 | [9 empty] | 0 | 0
C - Commercial & Industrial | C1 - Large Business Energy Solutions | C1c - LCI Midstream | [25 empty] | 0 |  |  |  | 0 |  |  |  | 0 |  |  |  | 0 | [9 empty] | 0 | 0
C - Commercial & Industrial | C1 - Large Business Energy Solutions | C1c - LCI Midstream | [25 empty] | 0 |  |  |  | 0 |  |  |  | 0 |  |  |  | 0 | [9 empty] | 0 | 0
C - Commercial & Industrial | C1 - Large Business Energy Solutions | C1c - LCI Midstream | [25 empty] | 0 |  |  |  | 0 |  |  |  | 0 |  |  |  | 0 | [9 empty] | 0 | 0
C - Commercial & Industrial | C1 - Large Business Energy Solutions | C1c - LCI Midstream | [25 empty] | 0 |  |  |  | 0 |  |  |  | 0 |  |  |  | 0 | [9 empty] | 0 | 0
C - Commercial & Industrial | C1 - Large Business Energy Solutions | C1c - LCI Midstream | [25 empty] | 0 |  |  |  | 0 |  |  |  | 0 |  |  |  | 0 | [9 empty] | 0 | 0
C - Commercial & Industrial | C1 - Large Business Energy Solutions | C1c - LCI Midstream | [25 empty] | 0 |  |  |  | 0 |  |  |  | 0 |  |  |  | 0 | [9 empty] | 0 | 0
C - Commercial & Industrial | C1 - Large Business Energy Solutions | C1c - LCI Midstream | [25 empty] | 0 |  |  |  | 0 |  |  |  | 0 |  |  |  | 0 | [9 empty] | 0 | 0
C - Commercial & Industrial | C1 - Large Business Energy Solutions | C1c - LCI Midstream | [25 empty] | 0 |  |  |  | 0 |  |  |  | 0 |  |  |  | 0 | [9 empty] | 0 | 0
C - Commercial & Industrial | C1 - Large Business Energy Solutions | C1c - LCI Midstream | [25 empty] | 0 |  |  |  | 0 |  |  |  | 0 |  |  |  | 0 | [9 empty] | 0 | 0
C - Commercial & Industrial | C1 - Large Business Energy Solutions | C1c - LCI Midstream | [25 empty] | 0 |  |  |  | 0 |  |  |  | 0 |  |  |  | 0 | [9 empty] | 0 | 0
C - Commercial & Industrial | C1 - Large Business Energy Solutions | C1c - LCI Midstream | [25 empty] | 0 |  |  |  | 0 |  |  |  | 0 |  |  |  | 0 | [9 empty] | 0 | 0
C - Commercial & Industrial | C1 - Large Business Energy Solutions | C1c - LCI Midstream | [25 empty] | 0 |  |  |  | 0 |  |  |  | 0 |  |  |  | 0 | [9 empty] | 0 | 0
C - Commercial & Industrial | C1 - Large Business Energy Solutions | C1c - LCI Midstream | [25 empty] | 0 |  |  |  | 0 |  |  |  | 0 |  |  |  | 0 | [9 empty] | 0 | 0
[28 empty] | 0 |  |  |  | 0 |  |  |  | 0 |  |  |  | 0 | [9 empty] | 0 | 0
C - Commercial & Industrial | C1 - Large Business Energy Solutions | C1d - LCI Direct Install | Custom Large Compressed Air Direct Install | EC1d001 | Compressed Air | [22 empty] | 0 |  |  |  | 0 |  |  |  | 0 |  |  |  | 0 | [9 empty] | 0 | 0
C - Commercial & Industrial | C1 - Large Business Energy Solutions | C1d - LCI Direct Install | Custom Large Hot Water Direct Install | EC1d002 | Hot Water | [22 empty] | 0 |  |  |  | 0 |  |  |  | 0 |  |  |  | 0 | [9 empty] | 0 | 0
C - Commercial & Industrial | C1 - Large Business Energy Solutions | C1d - LCI Direct Install | Custom Large HVAC Direct Install | EC1d003 | HVAC | [22 empty] | 0 |  |  |  | 0 |  |  |  | 0 |  |  |  | 0 | [9 empty] | 0 | 0
C - Commercial & Industrial | C1 - Large Business Energy Solutions | C1d - LCI Direct Install | Custom Large Lighting Direct Install - Interior | EC1d004 | Lighting | [22 empty] | 0 |  |  |  | 0 |  |  |  | 0 |  |  |  | 0 | [9 empty] | 0 | 0
C - Commercial & Industrial | C1 - Large Business Energy Solutions | C1d - LCI Direct Install | Custom Large Lighting Direct Install - Exterior | EC1d005 | Lighting | [22 empty] | 0 |  |  |  | 0 |  |  |  | 0 |  |  |  | 0 | [9 empty] | 0 | 0
C - Commercial & Industrial | C1 - Large Business Energy Solutions | C1d - LCI Direct Install | Custom Large Lighting Direct Install - Controls | EC1d006 | Lighting | [22 empty] | 0 |  |  |  | 0 |  |  |  | 0 |  |  |  | 0 | [9 empty] | 0 | 0
C - Commercial & Industrial | C1 - Large Business Energy Solutions | C1d - LCI Direct Install | Custom Large Motors Direct Install | EC1d007 | Motors/Drives | [22 empty] | 0 |  |  |  | 0 |  |  |  | 0 |  |  |  | 0 | [9 empty] | 0 | 0
C - Commercial & Industrial | C1 - Large Business Energy Solutions | C1d - LCI Direct Install | Custom Large Process Direct Install | EC1d008 | Process | [22 empty] | 0 |  |  |  | 0 |  |  |  | 0 |  |  |  | 0 | [9 empty] | 0 | 0
C - Commercial & Industrial | C1 - Large Business Energy Solutions | C1d - LCI Direct Install | Custom Large Refrigeration Direct Install | EC1d009 | Refrigeration | [22 empty] | 0 |  |  |  | 0 |  |  |  | 0 |  |  |  | 0 | [9 empty] | 0 | 0
C - Commercial & Industrial | C1 - Large Business Energy Solutions | C1d - LCI Direct Install | Custom Large Other Direct Install | EC1d010 | Custom Measures | [22 empty] | 0 |  |  |  | 0 |  |  |  | 0 |  |  |  | 0 | [9 empty] | 0 | 0
C - Commercial & Industrial | C1 - Large Business Energy Solutions | C1d - LCI Direct Install | Daylight Dimming | EC1d011 | Lighting | [22 empty] | 0 |  |  |  | 0 |  |  |  | 0 |  |  |  | 0 | [9 empty] | 0 | 0
C - Commercial & Industrial | C1 - Large Business Energy Solutions | C1d - LCI Direct Install | Lighting Fixture - Exterior w/ Controls | EC1d012 | Lighting | [22 empty] | 0 |  |  |  | 0 |  |  |  | 0 |  |  |  | 0 | [9 empty] | 0 | 0
C - Commercial & Industrial | C1 - Large Business Energy Solutions | C1d - LCI Direct Install | Lighting Fixture - Exterior w/o Controls | EC1d013 | Lighting | [22 empty] | 0 |  |  |  | 0 |  |  |  | 0 |  |  |  | 0 | [9 empty] | 0 | 0
C - Commercial & Industrial | C1 - Large Business Energy Solutions | C1d - LCI Direct Install | Lighting Fixture - Interior w/ Controls | EC1d014 | Lighting | [22 empty] | 0 |  |  |  | 0 |  |  |  | 0 |  |  |  | 0 | [9 empty] | 0 | 0
C - Commercial & Industrial | C1 - Large Business Energy Solutions | C1d - LCI Direct Install | Lighting Fixture - Interior w/o Controls | EC1d015 | Lighting | [22 empty] | 0 |  |  |  | 0 |  |  |  | 0 |  |  |  | 0 | [9 empty] | 0 | 0
C - Commercial & Industrial | C1 - Large Business Energy Solutions | C1d - LCI Direct Install | Lighting Occupancy Sensors | EC1d016 | Lighting | [22 empty] | 0 |  |  |  | 0 |  |  |  | 0 |  |  |  | 0 | [9 empty] | 0 | 0
C - Commercial & Industrial | C1 - Large Business Energy Solutions | C1d - LCI Direct Install | [Open Measure - To Be Assigned] | EC1d017 | [23 empty] | 0 |  |  |  | 0 |  |  |  | 0 |  |  |  | 0 | [9 empty] | 0 | 0
C - Commercial & Industrial | C1 - Large Business Energy Solutions | C1d - LCI Direct Install | Case Motor Replacement | EC1d018 | Refrigeration | [22 empty] | 0 |  |  |  | 0 |  |  |  | 0 |  |  |  | 0 | [9 empty] | 0 | 0
C - Commercial & Industrial | C1 - Large Business Energy Solutions | C1d - LCI Direct Install | Cooler Night Cover | EC1d019 | Refrigeration | [22 empty] | 0 |  |  |  | 0 |  |  |  | 0 |  |  |  | 0 | [9 empty] | 0 | 0
C - Commercial & Industrial | C1 - Large Business Energy Solutions | C1d - LCI Direct Install | Demand Control Ventilation | EC1d020 | HVAC | [22 empty] | 0 |  |  |  | 0 |  |  |  | 0 |  |  |  | 0 | [9 empty] | 0 | 0
C - Commercial & Industrial | C1 - Large Business Energy Solutions | C1d - LCI Direct Install | Door Heater Controls | EC1d021 | Refrigeration | [22 empty] | 0 |  |  |  | 0 |  |  |  | 0 |  |  |  | 0 | [9 empty] | 0 | 0
C - Commercial & Industrial | C1 - Large Business Energy Solutions | C1d - LCI Direct Install | Dual Enthalpy Economizer Controls (DEEC) | EC1d022 | HVAC | [22 empty] | 0 |  |  |  | 0 |  |  |  | 0 |  |  |  | 0 | [9 empty] | 0 | 0
C - Commercial & Industrial | C1 - Large Business Energy Solutions | C1d - LCI Direct Install | Duct Sealing, Electric | EC1d023 | HVAC | [22 empty] | 0 |  |  |  | 0 |  |  |  | 0 |  |  |  | 0 | [9 empty] | 0 | 0
C - Commercial & Industrial | C1 - Large Business Energy Solutions | C1d - LCI Direct Install | Ductless Mini Split Heat Pump | EC1d024 | HVAC | [22 empty] | 0 |  |  |  | 0 |  |  |  | 0 |  |  |  | 0 | [9 empty] | 0 | 0
C - Commercial & Industrial | C1 - Large Business Energy Solutions | C1d - LCI Direct Install | ECM Evaporator Fan Motors for Walk-in Cooler/Freezer | EC1d025 | Refrigeration | [22 empty] | 0 |  |  |  | 0 |  |  |  | 0 |  |  |  | 0 | [9 empty] | 0 | 0
C - Commercial & Industrial | C1 - Large Business Energy Solutions | C1d - LCI Direct Install | Electronic Defrost Control | EC1d026 | Refrigeration | [22 empty] | 0 |  |  |  | 0 |  |  |  | 0 |  |  |  | 0 | [9 empty] | 0 | 0
C - Commercial & Industrial | C1 - Large Business Energy Solutions | C1d - LCI Direct Install | Energy Management System, Electric | EC1d027 | HVAC | [22 empty] | 0 |  |  |  | 0 |  |  |  | 0 |  |  |  | 0 | [9 empty] | 0 | 0
C - Commercial & Industrial | C1 - Large Business Energy Solutions | C1d - LCI Direct Install | Energy Star Wifi Thermostat, Electric | EC1d028 | HVAC | [22 empty] | 0 |  |  |  | 0 |  |  |  | 0 |  |  |  | 0 | [9 empty] | 0 | 0
C - Commercial & Industrial | C1 - Large Business Energy Solutions | C1d - LCI Direct Install | Evaporator Fan Control | EC1d029 | Refrigeration | [22 empty] | 0 |  |  |  | 0 |  |  |  | 0 |  |  |  | 0 | [9 empty] | 0 | 0
C - Commercial & Industrial | C1 - Large Business Energy Solutions | C1d - LCI Direct Install | Faucet Aerator, Electric | EC1d030 | Hot Water | [22 empty] | 0 |  |  |  | 0 |  |  |  | 0 |  |  |  | 0 | [9 empty] | 0 | 0
C - Commercial & Industrial | C1 - Large Business Energy Solutions | C1d - LCI Direct Install | Hotel Occupancy Sensor | EC1d031 | HVAC | [22 empty] | 0 |  |  |  | 0 |  |  |  | 0 |  |  |  | 0 | [9 empty] | 0 | 0
C - Commercial & Industrial | C1 - Large Business Energy Solutions | C1d - LCI Direct Install | Low Pressure Drop Filter | EC1d032 | Compressed Air | [22 empty] | 0 |  |  |  | 0 |  |  |  | 0 |  |  |  | 0 | [9 empty] | 0 | 0
C - Commercial & Industrial | C1 - Large Business Energy Solutions | C1d - LCI Direct Install | Thermostatic Shut-Off Valve, Electric | EC1d033 | Hot Water | [22 empty] | 0 |  |  |  | 0 |  |  |  | 0 |  |  |  | 0 | [9 empty] | 0 | 0
C - Commercial & Industrial | C1 - Large Business Energy Solutions | C1d - LCI Direct Install | Low-Flow Showerhead, Electric | EC1d034 | Hot Water | [22 empty] | 0 |  |  |  | 0 |  |  |  | 0 |  |  |  | 0 | [9 empty] | 0 | 0
C - Commercial & Industrial | C1 - Large Business Energy Solutions | C1d - LCI Direct Install | Motors, Open Drip | EC1d035 | Motors/Drives | [22 empty] | 0 |  |  |  | 0 |  |  |  | 0 |  |  |  | 0 | [9 empty] | 0 | 0
C - Commercial & Industrial | C1 - Large Business Energy Solutions | C1d - LCI Direct Install | Motors, Totally Enclosed Fan Cooled | EC1d036 | Motors/Drives | [22 empty] | 0 |  |  |  | 0 |  |  |  | 0 |  |  |  | 0 | [9 empty] | 0 | 0
C - Commercial & Industrial | C1 - Large Business Energy Solutions | C1d - LCI Direct Install | Novelty Cooler Shutoff | EC1d037 | Refrigeration | [22 empty] | 0 |  |  |  | 0 |  |  |  | 0 |  |  |  | 0 | [9 empty] | 0 | 0
C - Commercial & Industrial | C1 - Large Business Energy Solutions | C1d - LCI Direct Install | Pipe Wrap - Heating, Electric | EC1d038 | HVAC | [22 empty] | 0 |  |  |  | 0 |  |  |  | 0 |  |  |  | 0 | [9 empty] | 0 | 0
C - Commercial & Industrial | C1 - Large Business Energy Solutions | C1d - LCI Direct Install | Pipe Wrap - Hot Water, Electric | EC1d039 | Hot Water | [22 empty] | 0 |  |  |  | 0 |  |  |  | 0 |  |  |  | 0 | [9 empty] | 0 | 0
C - Commercial & Industrial | C1 - Large Business Energy Solutions | C1d - LCI Direct Install | Pre Rinse Spray Valve, Electric | EC1d040 | Hot Water | [22 empty] | 0 |  |  |  | 0 |  |  |  | 0 |  |  |  | 0 | [9 empty] | 0 | 0
C - Commercial & Industrial | C1 - Large Business Energy Solutions | C1d - LCI Direct Install | Programmable Thermostat, Electric | EC1d041 | HVAC | [22 empty] | 0 |  |  |  | 0 |  |  |  | 0 |  |  |  | 0 | [9 empty] | 0 | 0
C - Commercial & Industrial | C1 - Large Business Energy Solutions | C1d - LCI Direct Install | Steam Trap, Electric | EC1d042 | HVAC | [22 empty] | 0 |  |  |  | 0 |  |  |  | 0 |  |  |  | 0 | [9 empty] | 0 | 0
C - Commercial & Industrial | C1 - Large Business Energy Solutions | C1d - LCI Direct Install | Variable Frequency Drive | EC1d043 | Motors/Drives | [22 empty] | 0 |  |  |  | 0 |  |  |  | 0 |  |  |  | 0 | [9 empty] | 0 | 0
C - Commercial & Industrial | C1 - Large Business Energy Solutions | C1d - LCI Direct Install | Variable Frequency Drive with Motor | EC1d044 | Motors/Drives | [22 empty] | 0 |  |  |  | 0 |  |  |  | 0 |  |  |  | 0 | [9 empty] | 0 | 0
C - Commercial & Industrial | C1 - Large Business Energy Solutions | C1d - LCI Direct Install | Vending Miser | EC1d045 | Refrigeration | [22 empty] | 0 |  |  |  | 0 |  |  |  | 0 |  |  |  | 0 | [9 empty] | 0 | 0
C - Commercial & Industrial | C1 - Large Business Energy Solutions | C1d - LCI Direct Install | Zero Loss Condensate Drain | EC1d046 | Compressed Air | [22 empty] | 0 |  |  |  | 0 |  |  |  | 0 |  |  |  | 0 | [9 empty] | 0 | 0
C - Commercial & Industrial | C1 - Large Business Energy Solutions | C1d - LCI Direct Install | Induction Cooktop Displacing Electric Resistance | EC1d047 | Food Service | [22 empty] | 0 |  |  |  | 0 |  |  |  | 0 |  |  |  | 0 | [9 empty] | 0 | 0
C - Commercial & Industrial | C1 - Large Business Energy Solutions | C1d - LCI Direct Install | CI Audits - Large Direct Install | EC1dAUD | Non-Energy Saving | [22 empty] | 0 |  |  |  | 0 |  |  |  | 0 |  |  |  | 0 | [9 empty] | 0 | 0
C - Commercial & Industrial | C1 - Large Business Energy Solutions | C1d - LCI Direct Install | Vendor Fees - Large Direct Install | EC1dNES01 | Non-Energy Saving | [22 empty] | 0 |  |  |  | 0 |  |  |  | 0 |  |  |  | 0 | [9 empty] | 0 | 0
C - Commercial & Industrial | C1 - Large Business Energy Solutions | C1d - LCI Direct Install | Vendor Fees - TA Studies - Large Direct Install | EC1dNES02 | Non-Energy Saving | [22 empty] | 0 |  |  |  | 0 |  |  |  | 0 |  |  |  | 0 | [9 empty] | 0 | 0
C - Commercial & Industrial | C1 - Large Business Energy Solutions | C1d - LCI Direct Install | [25 empty] | 0 |  |  |  | 0 |  |  |  | 0 |  |  |  | 0 | [9 empty] | 0 | 0
C - Commercial & Industrial | C1 - Large Business Energy Solutions | C1d - LCI Direct Install | [25 empty] | 0 |  |  |  | 0 |  |  |  | 0 |  |  |  | 0 | [9 empty] | 0 | 0
C - Commercial & Industrial | C1 - Large Business Energy Solutions | C1d - LCI Direct Install | [25 empty] | 0 |  |  |  | 0 |  |  |  | 0 |  |  |  | 0 | [9 empty] | 0 | 0
C - Commercial & Industrial | C1 - Large Business Energy Solutions | C1d - LCI Direct Install | [25 empty] | 0 |  |  |  | 0 |  |  |  | 0 |  |  |  | 0 | [9 empty] | 0 | 0
C - Commercial & Industrial | C1 - Large Business Energy Solutions | C1d - LCI Direct Install | [25 empty] | 0 |  |  |  | 0 |  |  |  | 0 |  |  |  | 0 | [9 empty] | 0 | 0
[28 empty] | 0 |  |  |  | 0 |  |  |  | 0 |  |  |  | 0 | [9 empty] | 0 | 0
C - Commercial & Industrial | C1 - Large Business Energy Solutions | C1e - LCI New Construction | Custom Large Compressed Air New Construction | EC1e001 | Compressed Air | [22 empty] | 0 |  |  |  | 0 |  |  |  | 0 |  |  |  | 0 | [9 empty] | 0 | 0
C - Commercial & Industrial | C1 - Large Business Energy Solutions | C1e - LCI New Construction | Custom Large Hot Water New Construction | EC1e002 | Hot Water | [22 empty] | 0 |  |  |  | 0 |  |  |  | 0 |  |  |  | 0 | [9 empty] | 0 | 0
C - Commercial & Industrial | C1 - Large Business Energy Solutions | C1e - LCI New Construction | Custom Large HVAC New Construction | EC1e003 | HVAC | [22 empty] | 0 |  |  |  | 0 |  |  |  | 0 |  |  |  | 0 | [9 empty] | 0 | 0
C - Commercial & Industrial | C1 - Large Business Energy Solutions | C1e - LCI New Construction | Custom Large Lighting New Construction - Interior | EC1e004 | Lighting | [22 empty] | 0 |  |  |  | 0 |  |  |  | 0 |  |  |  | 0 | [9 empty] | 0 | 0
C - Commercial & Industrial | C1 - Large Business Energy Solutions | C1e - LCI New Construction | Custom Large Lighting New Construction - Exterior | EC1e005 | Lighting | [22 empty] | 0 |  |  |  | 0 |  |  |  | 0 |  |  |  | 0 | [9 empty] | 0 | 0
C - Commercial & Industrial | C1 - Large Business Energy Solutions | C1e - LCI New Construction | Custom Large Lighting New Construction - Controls | EC1e006 | Lighting | [22 empty] | 0 |  |  |  | 0 |  |  |  | 0 |  |  |  | 0 | [9 empty] | 0 | 0
C - Commercial & Industrial | C1 - Large Business Energy Solutions | C1e - LCI New Construction | Custom Large Motors New Construction | EC1e007 | Motors/Drives | [22 empty] | 0 |  |  |  | 0 |  |  |  | 0 |  |  |  | 0 | [9 empty] | 0 | 0
C - Commercial & Industrial | C1 - Large Business Energy Solutions | C1e - LCI New Construction | Custom Large Process New Construction | EC1e008 | Process | [22 empty] | 0 |  |  |  | 0 |  |  |  | 0 |  |  |  | 0 | [9 empty] | 0 | 0
C - Commercial & Industrial | C1 - Large Business Energy Solutions | C1e - LCI New Construction | Custom Large Refrigeration New Construction | EC1e009 | Refrigeration | [22 empty] | 0 |  |  |  | 0 |  |  |  | 0 |  |  |  | 0 | [9 empty] | 0 | 0
C - Commercial & Industrial | C1 - Large Business Energy Solutions | C1e - LCI New Construction | Custom Large Other New Construction | EC1e010 | Custom Measures | [22 empty] | 0 |  |  |  | 0 |  |  |  | 0 |  |  |  | 0 | [9 empty] | 0 | 0
C - Commercial & Industrial | C1 - Large Business Energy Solutions | C1e - LCI New Construction | Daylight Dimming | EC1e011 | Lighting | [22 empty] | 0 |  |  |  | 0 |  |  |  | 0 |  |  |  | 0 | [9 empty] | 0 | 0
C - Commercial & Industrial | C1 - Large Business Energy Solutions | C1e - LCI New Construction | Performance Lighting - Exterior w/ Controls | EC1e012 | Lighting | 4.4915 | 15 | 1885.6524 | 1414.2393 | 471.4131 | 10.4758 | 10.2872 | 157.1363 | 154.3079 | 10.2872 | 154.3079 | 31.0159 | 48.7613 | 29.6271 | 44.7493 | 2.0952 | 1.8898 | 1.8898 | 0 | 0 | 0 | 0 | 0 | 0 | 0 | 0 | 0 | 0 | 0 | 0 | 0 | 0 | 0 | 0 | 0 | 0 | 0 | 0 | 0 | 0 | 0 | 0 | 0 | 0 | 0 | 0 | 0 | 0 | 0 | 2362.9019 | 3453.9241 | 1530.9638 | 2215.0345 | 9562.8243 | 161.328 | 219.1153 | 84.5694 | 76.4939 | 273.3795 | 814.886 | 10377.7104 | 0 | 0 | 0 | 0 | 0 | 0 | 0 | 0 | 10377.7104 | 0 | 0 | 0 | 0 | 0 | 0 | 0 | 0 | 0 | 0 | 0 | 0 | 0 | 0 | 0 | 0 | 0 | 0 | 0 | 0 | 0 | 0 | 0 | 0 | 0 | 0 | 0 | 0 | 0 | 1037.771 |  | 0 | 1037.771 | 1707.7389 | 2440.1026 | 1613.8449 | 2385.1116 | 8146.798 | 0 | 0 | 0 | 0 | 0 | 0 | 0 | 0 | 0 | 0 | 11415.4814 | 18524.5083 | 10377.7104 | 19562.2794
C - Commercial & Industrial | C1 - Large Business Energy Solutions | C1e - LCI New Construction | Performance Lighting - Exterior w/o Controls | EC1e013 | Lighting | 3.3695 | 15 | 4447.6963 | 3335.7722 | 1111.9241 | 23.4962 | 23.0733 | 352.443 | 346.0991 | 23.0733 | 346.0991 | 69.5659 | 109.3673 | 66.451 | 100.3687 | 4.6992 | 4.2387 | 4.2387 | 0 | 0 | 0 | 0 | 0 | 0 | 0 | 0 | 0 | 0 | 0 | 0 | 0 | 0 | 0 | 0 | 0 | 0 | 0 | 0 | 0 | 0 | 0 | 0 | 0 | 0 | 0 | 0 | 0 | 0 | 0 | 5299.7823 | 7746.8498 | 3433.818 | 4968.1287 | 21448.5787 | 361.8446 | 491.4565 | 189.6818 | 171.5691 | 613.1662 | 1827.7181 | 23276.2969 | 0 | 0 | 0 | 0 | 0 | 0 | 0 | 0 | 23276.2969 | 0 | 0 | 0 | 0 | 0 | 0 | 0 | 0 | 0 | 0 | 0 | 0 | 0 | 0 | 0 | 0 | 0 | 0 | 0 | 0 | 0 | 0 | 0 | 0 | 0 | 0 | 0 | 0 | 0 | 2327.6297 |  | 0 | 2327.6297 | 3830.3089 | 5472.9367 | 3619.713 | 5349.5968 | 18272.5555 | 0 | 0 | 0 | 0 | 0 | 0 | 0 | 0 | 0 | 0 | 25603.9265 | 41548.8523 | 23276.2969 | 43876.482
C - Commercial & Industrial | C1 - Large Business Energy Solutions | C1e - LCI New Construction | Performance Lighting - Interior w/ Controls | EC1e014 | Lighting | 1 | 15 | 7026.08 | 5269.56 | 1756.52 | 39.0338 | 38.3312 | 585.507 | 574.9679 | 38.3312 | 574.9679 | 174.2153 | 100.0444 | 197.214 | 104.0692 | 7.8068 | 2.7392 | 2.7392 | 4.1471 | 4.1471 | -2.0038 | -30.0566 | -2.0038 | -30.0566 | -4.0075 | -60.1131 | -4.0075 | -60.1131 | 0 | 0 | 0 | 0 | 0 | 0 | 0 | 0 | 0 | 0 | 0 | 0 | 0 | 0 | 0 | 0 | -6.0113 | -90.1697 | 0 | 0 | 0 | 13272.3478 | 7086.4782 | 10190.9183 | 5151.2968 | 35701.0411 | 906.1744 | 449.5628 | 562.9395 | 177.8946 | 1018.6415 | 3115.2128 | 38816.2539 | 4347.1261 | 0 | 287.544 | 60.2167 | 4638.3564 | 0 | 5545.8549 | 14879.0983 | 53695.3521 | 0 | 0 | 0 | 0 | 0 | -235.8564 | 0 | -235.8564 | -0.053216 | 0 | 0 | 0 | 0 | 0 | -8.5676 | 0 | -8.6209 | -244.4773 | 0 | -1581.5562 | 0 | -0.81626 | 0 | 0 | 0 | 0 | 0 | 0 | -1826.8497 | 5186.8502 |  | -72.2202 | 5114.6301 | 9592.3172 | 5006.4023 | 10742.6194 | 5546.8291 | 30888.168 | 0 | -428.8191 | 0 | -1199.8659 | 0 | 0 | 0 | 0 | 0 | -1628.685 | 56983.1325 | 81127.9854 | 53695.3521 | 86314.8356
C - Commercial & Industrial | C1 - Large Business Energy Solutions | C1e - LCI New Construction | Performance Lighting - Interior w/o Controls | EC1e015 | Lighting | 1 | 15 | 8439.0726 | 6329.3045 | 2109.7682 | 46.8838 | 46.0399 | 703.2565 | 690.5979 | 46.0399 | 690.5979 | 209.2512 | 120.164 | 236.8751 | 124.9982 | 9.3768 | 3.2901 | 3.2901 | 4.9811 | 4.9811 | -2.4067 | -36.1012 | -2.4067 | -36.1012 | -4.8135 | -72.2023 | -4.8135 | -72.2023 | 0 | 0 | 0 | 0 | 0 | 0 | 0 | 0 | 0 | 0 | 0 | 0 | 0 | 0 | 0 | 0 | -7.2202 | -108.3035 | 0 | 0 | 0 | 15941.5088 | 8511.618 | 12240.3824 | 6187.2582 | 42880.7674 | 1088.4123 | 539.973 | 676.1505 | 213.6704 | 1223.4974 | 3741.7036 | 46622.4711 | 5221.3633 | 0 | 345.3711 | 72.3267 | 5571.162 | 0 | 6661.1647 | 17871.3879 | 64493.859 | 0 | 0 | 0 | 0 | 0 | -283.2888 | 0 | -283.2888 | -0.063918 | 0 | 0 | 0 | 0 | 0 | -10.2907 | 0 | -10.3546 | -293.6434 | 0 | -1899.618 | 0 | -0.98042 | 0 | 0 | 0 | 0 | 0 | 0 | -2194.2418 | 6229.9617 |  | -86.7441 | 6143.2176 | 11521.3986 | 6013.2244 | 12903.0345 | 6662.3348 | 37099.9923 | 0 | -515.0576 | 0 | -1441.1673 | 0 | 0 | 0 | 0 | 0 | -1956.2249 | 68442.8347 | 97443.3845 | 64493.859 | 103673.3462
C - Commercial & Industrial | C1 - Large Business Energy Solutions | C1e - LCI New Construction | Lighting Occupancy Sensors | EC1e016 | Lighting | [22 empty] | 0 |  |  |  | 0 |  |  |  | 0 |  |  |  | 0 | [9 empty] | 0 | 0
C - Commercial & Industrial | C1 - Large Business Energy Solutions | C1e - LCI New Construction | CI Audits - Large New Construction | EC1eAUD | Non-Energy Saving | 1 | 1 | 15095.0182 | 15095.0182 | 0 | 0 | 0 | 0 | 0 | 0 | 0 | 0 | 0 | 0 | 0 | 0 | 0 | 0 | 0 | 0 | 0 | 0 | 0 | 0 | 0 | 0 | 0 | 0 | 0 | 0 | 0 | 0 | 0 | 0 | 0 | 0 | 0 | 0 | 0 | 0 | 0 | 0 | 0 | 0 | 0 | 0 | 0 | 0 | 0 | 0 | 0 | 0 | 0 | 0 | 0 | 0 | 0 | 0 | 0 | 0 | 0 | 0 | 0 | 0 | 0 | 0 | 0 | 0 | 0 | 0 | 0 | 0 | 0 | 0 | 0 | 0 | 0 | 0 | 0 | 0 | 0 | 0 | 0 | 0 | 0 | 0 | 0 | 0 | 0 | 0 | 0 | 0 | 0 | 0 | 0 | 0 | 0 | 0 | 0 | 0 |  | 0 | 0 | 0 | 0 | 0 | 0 | 0 | 0 | 0 | 0 | 0 | 0 | 0 | 0 | 0 | 0 | 0 | 0 | 0 | 0 | 0
C - Commercial & Industrial | C1 - Large Business Energy Solutions | C1e - LCI New Construction | Vendor Fees - Large New Construction | EC1eNES01 | Non-Energy Saving | [22 empty] | 0 |  |  |  | 0 |  |  |  | 0 |  |  |  | 0 | [9 empty] | 0 | 0
C - Commercial & Industrial | C1 - Large Business Energy Solutions | C1e - LCI New Construction | Vendor Fees - TA Studies - Large New Construction | EC1eNES02 | Non-Energy Saving | [22 empty] | 0 |  |  |  | 0 |  |  |  | 0 |  |  |  | 0 | [9 empty] | 0 | 0
C - Commercial & Industrial | C1 - Large Business Energy Solutions | C1e - LCI New Construction |  | 0 | 0 | [22 empty] | 0 |  |  |  | 0 |  |  |  | 0 |  |  |  | 0 | [9 empty] | 0 | 0
C - Commercial & Industrial | C1 - Large Business Energy Solutions | C1e - LCI New Construction |  | 0 | 0 | [22 empty] | 0 |  |  |  | 0 |  |  |  | 0 |  |  |  | 0 | [9 empty] | 0 | 0
C - Commercial & Industrial | C1 - Large Business Energy Solutions | C1e - LCI New Construction |  | 0 | 0 | [22 empty] | 0 |  |  |  | 0 |  |  |  | 0 |  |  |  | 0 | [9 empty] | 0 | 0
C - Commercial & Industrial | C1 - Large Business Energy Solutions | C1e - LCI New Construction |  | 0 | 0 | [22 empty] | 0 |  |  |  | 0 |  |  |  | 0 |  |  |  | 0 | [9 empty] | 0 | 0
C - Commercial & Industrial | C1 - Large Business Energy Solutions | C1e - LCI New Construction |  | 0 | 0 | [22 empty] | 0 |  |  |  | 0 |  |  |  | 0 |  |  |  | 0 | [9 empty] | 0 | 0
C - Commercial & Industrial | C1 - Large Business Energy Solutions | C1e - LCI New Construction |  | 0 | 0 | [22 empty] | 0 |  |  |  | 0 |  |  |  | 0 |  |  |  | 0 | [9 empty] | 0 | 0
C - Commercial & Industrial | C1 - Large Business Energy Solutions | C1e - LCI New Construction |  | 0 | 0 | [22 empty] | 0 |  |  |  | 0 |  |  |  | 0 |  |  |  | 0 | [9 empty] | 0 | 0
[28 empty] | 0 |  |  |  | 0 |  |  |  | 0 |  |  |  | 0 | [9 empty] | 0 | 0
C - Commercial & Industrial | C1 - Large Business Energy Solutions |  | 0 | 0 | 0 | [22 empty] | 0 |  |  |  | 0 |  |  |  | 0 |  |  |  | 0 | [9 empty] | 0 | 0
[28 empty] | 0 |  |  |  | 0 |  |  |  | 0 |  |  |  | 0 | [9 empty] | 0 | 0
C - Commercial & Industrial | C2 - Small Business Energy Solutions | C2a - SCI Retrofit | Custom Small Compressed Air Retro | EC2a001 | Compressed Air | 2 | 13 | 110181.3474 | 38563.4686 | 71617.8788 | 96.4087 | 96.2159 | 1253.3127 | 1250.8061 | 96.2159 | 1250.8061 | 162.6048 | 250.1612 | 325.2096 | 512.8305 | 9.6401 | 8.5315 | 8.5315 | 10.633 | 10.633 | 0 | 0 | 0 | 0 | 0 | 0 | 0 | 0 | 0 | 0 | 0 | 0 | 0 | 0 | 0 | 0 | 0 | 0 | 0 | 0 | 0 | 0 | 0 | 0 | 0 | 0 | 0 | 0 | 0 | 12604.2014 | 18092.4186 | 16704.44 | 25398.069 | 72799.129 | 975.9034 | 1297.0761 | 1071.1129 | 1011.4918 | 2556.9115 | 6912.4956 | 79711.6246 | 9079.6605 | 0 | 737.2554 | 154.3941 | 10524.6636 | 0 | 12583.8232 | 33079.7969 | 112791.4215 | 0 | 0 | 0 | 0 | 0 | 0 | 0 | 0 | 0 | 0 | 0 | 0 | 0 | 0 | 0 | 0 | 0 | 0 | 0 | 0 | 0 | 0 | 0 | 0 | 0 | 0 | 0 | 0 | 0 | 11279.1422 |  | 0 | 11279.1422 | 9371.1668 | 13139.7752 | 18373.982 | 28450.8336 | 69335.7577 | 0 | 0 | 0 | 0 | 0 | 0 | 0 | 0 | 0 | 0 | 124070.5637 | 182127.1792 | 112791.4215 | 193406.3214
C - Commercial & Industrial | C2 - Small Business Energy Solutions | C2a - SCI Retrofit | Custom Small Hot Water Retro | EC2a002 | Hot Water | [22 empty] | 0 |  |  |  | 0 |  |  |  | 0 |  |  |  | 0 | [9 empty] | 0 | 0
C - Commercial & Industrial | C2 - Small Business Energy Solutions | C2a - SCI Retrofit | Custom Small HVAC Retro | EC2a003 | HVAC | 4 | 12 | 31128.9067 | 15564.4533 | 15564.4533 | 18.6097 | 18.5725 | 223.3168 | 222.8702 | 18.5725 | 222.8702 | 160.4665 | 40.1166 | 17.8296 | 4.4574 | 16.116 | 12.1233 | 12.1233 | 12.4432 | 12.4432 | 0 | 0 | 0 | 0 | 0 | 0 | 0 | 0 | 0 | 0 | 0 | 0 | 0 | 0 | 0 | 0 | 0 | 0 | 0 | 0 | 0 | 0 | 0 | 0 | 0 | 0 | 0 | 0 | 0 | 12550.7329 | 2947.7639 | 913.1757 | 220.9243 | 16632.5969 | 1043.326 | 225.3367 | 63.6174 | 9.5243 | 493.5598 | 1835.3642 | 18467.961 | 9797.0051 | 0 | 862.7664 | 180.6783 | 11488.9682 | 0 | 13736.7949 | 36066.2129 | 54534.174 | 0 | 0 | 0 | 0 | 0 | 0 | 0 | 0 | 0 | 0 | 0 | 0 | 0 | 0 | 0 | 0 | 0 | 0 | 0 | 0 | 0 | 0 | 0 | 0 | 0 | 0 | 0 | 0 | 0 | 5453.4174 |  | 0 | 5453.4174 | 9500.0451 | 2168.0034 | 1029.2195 | 253.1869 | 12950.4549 | 0 | 0 | 0 | 0 | 0 | 0 | 0 | 0 | 0 | 0 | 59987.5914 | 67484.6288 | 54534.174 | 72938.0462
C - Commercial & Industrial | C2 - Small Business Energy Solutions | C2a - SCI Retrofit | Custom Small Lighting Retro - Interior | EC2a004 | Lighting | [22 empty] | 0 |  |  |  | 0 |  |  |  | 0 |  |  |  | 0 | [9 empty] | 0 | 0
C - Commercial & Industrial | C2 - Small Business Energy Solutions | C2a - SCI Retrofit | Custom Small Lighting Retro - Exterior | EC2a047 | Lighting | [22 empty] | 0 |  |  |  | 0 |  |  |  | 0 |  |  |  | 0 | [9 empty] | 0 | 0
C - Commercial & Industrial | C2 - Small Business Energy Solutions | C2a - SCI Retrofit | Custom Small Lighting Retro - Controls | EC2a048 | Lighting | [22 empty] | 0 |  |  |  | 0 |  |  |  | 0 |  |  |  | 0 | [9 empty] | 0 | 0
C - Commercial & Industrial | C2 - Small Business Energy Solutions | C2a - SCI Retrofit | Custom Small Motors Retro | EC2a005 | Motors/Drives | 2 | 15 | 3000 | 1500 | 1500 | 5.5 | 5.489 | 82.5 | 82.335 | 5.489 | 82.335 | 18.937 | 6.5868 | 42.8142 | 13.997 | 0 | 0 | 0 | 0 | 0 | 0 | 0 | 0 | 0 | 0 | 0 | 0 | 0 | 0 | 0 | 0 | 0 | 0 | 0 | 0 | 0 | 0 | 0 | 0 | 0 | 0 | 0 | 0 | 0 | 0 | 0 | 0 | 0 | 0 | 1442.6928 | 466.5649 | 2212.399 | 692.8318 | 4814.4886 | 98.5004 | 29.5987 | 122.2114 | 23.9262 | 145.8688 | 420.1054 | 5234.594 | 0 | 0 | 0 | 0 | 0 | 0 | 0 | 0 | 5234.594 | 0 | 0 | 0 | 0 | 0 | 0 | 0 | 0 | 0 | 0 | 0 | 0 | 0 | 0 | 0 | 0 | 0 | 0 | 0 | 0 | 0 | 0 | 0 | 0 | 0 | 0 | 0 | 0 | 0 | 523.4594 |  | 0 | 523.4594 | 1042.6767 | 329.6153 | 2332.1706 | 746.0296 | 4450.4922 | 0 | 0 | 0 | 0 | 0 | 0 | 0 | 0 | 0 | 0 | 5758.0534 | 9685.0862 | 5234.594 | 10208.5456
C - Commercial & Industrial | C2 - Small Business Energy Solutions | C2a - SCI Retrofit | Custom Small Process Retro | EC2a006 | Process | [22 empty] | 0 |  |  |  | 0 |  |  |  | 0 |  |  |  | 0 | [9 empty] | 0 | 0
C - Commercial & Industrial | C2 - Small Business Energy Solutions | C2a - SCI Retrofit | Custom Small Refrigeration Retro | EC2a007 | Refrigeration | 3 | 10 | 10890.4286 | 3811.65 | 7078.7786 | 7.941 | 7.9251 | 79.4097 | 79.2509 | 7.9251 | 79.2509 | 17.9107 | 21.6355 | 18.4655 | 21.2392 | 0.795 | 0.69654 | 0.69654 | 0.7892 | 0.7892 | 0 | 0 | 0 | 0 | 0 | 0 | 0 | 0 | 0 | 0 | 0 | 0 | 0 | 0 | 0 | 0 | 0 | 0 | 0 | 0 | 0 | 0 | 0 | 0 | 0 | 0 | 0 | 0 | 0 | 1428.8102 | 1643.0112 | 940.4927 | 1057.0298 | 5069.3439 | 133.8398 | 140.0536 | 75.006 | 51.8078 | 210.2591 | 610.9662 | 5680.3101 | 487.8431 | 0 | 54.7202 | 11.4594 | 620.1666 | 0 | 741.5027 | 1915.692 | 7596.0021 | 0 | 0 | 0 | 0 | 0 | 0 | 0 | 0 | 0 | 0 | 0 | 0 | 0 | 0 | 0 | 0 | 0 | 0 | 0 | 0 | 0 | 0 | 0 | 0 | 0 | 0 | 0 | 0 | 0 | 759.6002 |  | 0 | 759.6002 | 1102.8775 | 1224.1228 | 1097.873 | 1239.2429 | 4664.1162 | 0 | 0 | 0 | 0 | 0 | 0 | 0 | 0 | 0 | 0 | 8355.6023 | 12260.1183 | 7596.0021 | 13019.7185
C - Commercial & Industrial | C2 - Small Business Energy Solutions | C2a - SCI Retrofit | Custom Small Other Retro | EC2a008 | Custom Measures | 1 | 15 | 1857.1429 | 650 | 1207.1429 | 0.79908 | 0.79748 | 11.9862 | 11.9622 | 0.79748 | 11.9622 | 8.6128 | 2.1532 | 0.95698 | 0.23924 | 0 | 0 | 0 | 0 | 0 | 0 | 0 | 0 | 0 | 0 | 0 | 0 | 0 | 0 | 0 | 0 | 0 | 0 | 0 | 0 | 0 | 0 | 0 | 0 | 0 | 0 | 0 | 0 | 0 | 0 | 0 | 0 | 0 | 0 | 656.1545 | 152.5184 | 49.4513 | 11.8423 | 869.9665 | 44.7992 | 9.6757 | 2.7317 | 0.40896 | 21.1929 | 78.8084 | 948.7748 | 0 | 0 | 0 | 0 | 0 | 0 | 0 | 0 | 948.7748 | 0 | 0 | 0 | 0 | 0 | 0 | 0 | 0 | 0 | 0 | 0 | 0 | 0 | 0 | 0 | 0 | 0 | 0 | 0 | 0 | 0 | 0 | 0 | 0 | 0 | 0 | 0 | 0 | 0 | 94.8775 |  | 0 | 94.8775 | 474.2222 | 107.7501 | 52.1284 | 12.7516 | 646.8523 | 0 | 0 | 0 | 0 | 0 | 0 | 0 | 0 | 0 | 0 | 1043.6523 | 1595.6271 | 948.7748 | 1690.5046
C - Commercial & Industrial | C2 - Small Business Energy Solutions | C2a - SCI Retrofit | Daylight Dimming | EC2a009 | Lighting | [22 empty] | 0 |  |  |  | 0 |  |  |  | 0 |  |  |  | 0 | [9 empty] | 0 | 0
C - Commercial & Industrial | C2 - Small Business Energy Solutions | C2a - SCI Retrofit | Lighting Fixture - Exterior w/ Controls | EC2a010 | Lighting | 10 | 4.1004 | 56647.1752 | 21092.0333 | 35555.1419 | 162.0139 | 139.98 | 664.3259 | 573.9776 | 131.5812 | 539.5389 | 108.4473 | 170.4943 | 103.5915 | 156.4663 | 30.4586 | 32.4028 | 30.4586 | 0 | 0 | 0 | 0 | 0 | 0 | 0 | 0 | 0 | 0 | 0 | 0 | 0 | 0 | 0 | 0 | 0 | 0 | 0 | 0 | 0 | 0 | 0 | 0 | 0 | 0 | 0 | 0 | 0 | 0 | 0 | 9493.4078 | 14432.2909 | 5379.0068 | 8008.2664 | 37312.9719 | 880.2142 | 1225.2518 | 413.135 | 377.2366 | 2187.2303 | 5083.0679 | 42396.0398 | 0 | 0 | 0 | 0 | 0 | 0 | 0 | 0 | 42396.0398 | 0 | 0 | 0 | 0 | 0 | 0 | 0 | 0 | 0 | 0 | 0 | 0 | 0 | 0 | 0 | 0 | 0 | 0 | 0 | 0 | 0 | 0 | 0 | 0 | 0 | 0 | 0 | 0 | 0 | 4239.604 |  | 0 | 4239.604 | 7286.2682 | 10847.2033 | 6048.9153 | 8444.7501 | 32627.1369 | 0 | 0 | 0 | 0 | 0 | 0 | 0 | 0 | 0 | 0 | 46635.6438 | 75023.1767 | 42396.0398 | 79262.7807
C - Commercial & Industrial | C2 - Small Business Energy Solutions | C2a - SCI Retrofit | Lighting Fixture - Exterior w/o Controls | EC2a011 | Lighting | 25 | 4.1068 | 150845.6048 | 56165.9167 | 94679.6881 | 157.8308 | 136.3658 | 648.1826 | 560.0297 | 128.1839 | 526.4279 | 105.812 | 166.3512 | 101.0742 | 152.6641 | 29.6722 | 31.5662 | 29.6722 | 0 | 0 | 0 | 0 | 0 | 0 | 0 | 0 | 0 | 0 | 0 | 0 | 0 | 0 | 0 | 0 | 0 | 0 | 0 | 0 | 0 | 0 | 0 | 0 | 0 | 0 | 0 | 0 | 0 | 0 | 0 | 9261.7664 | 14080.0747 | 5248.1005 | 7813.2686 | 36403.2102 | 858.9552 | 1195.6404 | 403.2024 | 368.1643 | 2133.9452 | 4959.9075 | 41363.1178 | 0 | 0 | 0 | 0 | 0 | 0 | 0 | 0 | 41363.1178 | 0 | 0 | 0 | 0 | 0 | 0 | 0 | 0 | 0 | 0 | 0 | 0 | 0 | 0 | 0 | 0 | 0 | 0 | 0 | 0 | 0 | 0 | 0 | 0 | 0 | 0 | 0 | 0 | 0 | 4136.3118 |  | 0 | 4136.3118 | 7108.4363 | 10582.1101 | 5902.3475 | 8241.8747 | 31834.7685 | 0 | 0 | 0 | 0 | 0 | 0 | 0 | 0 | 0 | 0 | 45499.4295 | 73197.8863 | 41363.1178 | 77334.1981
C - Commercial & Industrial | C2 - Small Business Energy Solutions | C2a - SCI Retrofit | Lighting Fixture - Interior w/ Controls | EC2a012 | Lighting | 10 | 7.3837 | 76352.0819 | 28428.9667 | 47923.1152 | 99.7536 | 86.1871 | 736.5511 | 636.3801 | 81.0159 | 598.1973 | 181.2538 | 104.0863 | 205.1817 | 108.2737 | 18.7537 | 5.8296 | 5.4798 | 14.1149 | 13.268 | -22.9766 | -169.6523 | -21.598 | -159.4731 | -45.9532 | -339.3045 | -43.196 | -318.9462 | 0 | 0 | 0 | 0 | 0 | 0 | 0 | 0 | 0 | 0 | 0 | 0 | 0 | 0 | 0 | 0 | -64.794 | -478.4194 | 0 | 0 | 0 | 15009.3578 | 8246.8112 | 10457.3852 | 5418.7278 | 39132.282 | 1465.4198 | 734.276 | 864.4889 | 275.5054 | 2015.7667 | 5355.4568 | 44487.7389 | 5754.0033 | 0 | 877.8047 | 192.6558 | 7911.8841 | 0 | 9459.8511 | 24196.1989 | 68683.9378 | 0 | 0 | 0 | 0 | 0 | -1316.4192 | 0 | -1316.4192 | -0.30295 | 0 | 0 | 0 | 0 | 0 | -92.3344 | 0 | -92.6373 | -1409.0566 | 0 | -9013.634 | 0 | -4.9396 | 0 | 0 | 0 | 0 | 0 | 0 | -10427.6301 | 5825.6308 |  | -349.3039 | 5476.3269 | 11653.9665 | 6227.5181 | 12317.346 | 6322.9896 | 36521.8202 | 0 | -2334.4973 | 0 | -6531.8825 | 0 | 0 | 0 | 0 | 0 | -8866.3798 | 63732.6345 | 85911.748 | 68683.9378 | 91737.3788
C - Commercial & Industrial | C2 - Small Business Energy Solutions | C2a - SCI Retrofit | Lighting Fixture - Interior w/o Controls | EC2a013 | Lighting | 53.991 | 5.337 | 405715.5076 | 215806.1211 | 189909.3865 | 526.9309 | 455.2683 | 2812.2138 | 2429.7527 | 427.9522 | 2283.9675 | 692.0422 | 397.4103 | 783.4009 | 413.3981 | 99.063 | 30.7938 | 28.9462 | 74.5597 | 70.0861 | -121.3697 | -647.7466 | -114.0876 | -608.8818 | -242.7395 | -1295.4931 | -228.1751 | -1217.7635 | 0 | 0 | 0 | 0 | 0 | 0 | 0 | 0 | 0 | 0 | 0 | 0 | 0 | 0 | 0 | 0 | -342.2627 | -1826.6453 | 0 | 0 | 0 | 59426.8986 | 32901.7972 | 40364.8531 | 20942.6138 | 153636.1627 | 5710.5533 | 2890.3203 | 3239.9819 | 1031.9688 | 9000.4521 | 21873.2764 | 175509.4391 | 19153.6074 | 0 | 3963.8429 | 978.1829 | 30863.7442 | 0 | 36902.2627 | 91861.6402 | 267371.0793 | 0 | 0 | 0 | 0 | 0 | -5079.2245 | 0 | -5079.2245 | -1.1797 | 0 | 0 | 0 | 0 | 0 | -464.9412 | 0 | -466.1209 | -5545.3454 | 0 | -35144.7523 | 0 | -19.5915 | 0 | 0 | 0 | 0 | 0 | 0 | -40709.6892 | 22666.139 |  | -1301.0473 | 21365.0917 | 45734.9792 | 24744.7027 | 46218.6952 | 23246.9577 | 139945.3348 | 0 | -8966.9524 | 0 | -25089.1429 | 0 | 0 | 0 | 0 | 0 | -34056.0952 | 248026.4818 | 332550.6296 | 267371.0793 | 355216.7686
C - Commercial & Industrial | C2 - Small Business Energy Solutions | C2a - SCI Retrofit | Lighting Occupancy Sensors | EC2a014 | Lighting | [22 empty] | 0 |  |  |  | 0 |  |  |  | 0 |  |  |  | 0 | [9 empty] | 0 | 0
C - Commercial & Industrial | C2 - Small Business Energy Solutions | C2a - SCI Retrofit | [Open Measure - To Be Assigned] | EC2a015 | [23 empty] | 0 |  |  |  | 0 |  |  |  | 0 |  |  |  | 0 | [9 empty] | 0 | 0
C - Commercial & Industrial | C2 - Small Business Energy Solutions | C2a - SCI Retrofit | Case Motor Replacement | EC2a016 | Refrigeration | [22 empty] | 0 |  |  |  | 0 |  |  |  | 0 |  |  |  | 0 | [9 empty] | 0 | 0
C - Commercial & Industrial | C2 - Small Business Energy Solutions | C2a - SCI Retrofit | Cooler Night Cover | EC2a017 | Refrigeration | [22 empty] | 0 |  |  |  | 0 |  |  |  | 0 |  |  |  | 0 | [9 empty] | 0 | 0
C - Commercial & Industrial | C2 - Small Business Energy Solutions | C2a - SCI Retrofit | Demand Control Ventilation | EC2a018 | HVAC | [22 empty] | 0 |  |  |  | 0 |  |  |  | 0 |  |  |  | 0 | [9 empty] | 0 | 0
C - Commercial & Industrial | C2 - Small Business Energy Solutions | C2a - SCI Retrofit | Door Heater Controls | EC2a019 | Refrigeration | 4 | 10 | 33302.5143 | 11655.88 | 21646.6343 | 23.3118 | 23.2651 | 233.1176 | 232.6514 | 23.2651 | 232.6514 | 52.5792 | 63.5138 | 54.2078 | 62.3506 | 4.6624 | 3.7136 | 3.7136 | 4.6283 | 4.6283 | 0 | 0 | 0 | 0 | 0 | 0 | 0 | 0 | 0 | 0 | 0 | 0 | 0 | 0 | 0 | 0 | 0 | 0 | 0 | 0 | 0 | 0 | 0 | 0 | 0 | 0 | 0 | 0 | 0 | 4194.46 | 4823.2751 | 2760.9398 | 3103.0497 | 14881.7246 | 392.9043 | 411.1456 | 220.1899 | 152.0885 | 617.2433 | 1793.5716 | 16675.2961 | 2861.0016 | 0 | 320.9116 | 67.2045 | 3637.0251 | 0 | 4348.6122 | 11234.7551 | 27910.0512 | 0 | 0 | 0 | 0 | 0 | 0 | 0 | 0 | 0 | 0 | 0 | 0 | 0 | 0 | 0 | 0 | 0 | 0 | 0 | 0 | 0 | 0 | 0 | 0 | 0 | 0 | 0 | 0 | 0 | 2791.0051 |  | 0 | 2791.0051 | 3237.6417 | 3593.5731 | 3222.9502 | 3637.9603 | 13692.1254 | 0 | 0 | 0 | 0 | 0 | 0 | 0 | 0 | 0 | 0 | 30701.0564 | 41602.1766 | 27910.0512 | 44393.1817
C - Commercial & Industrial | C2 - Small Business Energy Solutions | C2a - SCI Retrofit | Dual Enthalpy Economizer Controls (DEEC) | EC2a020 | HVAC | 6 | 10 | 12204 | 4271.4 | 7932.6 | 23.7299 | 23.6825 | 237.2994 | 236.8248 | 23.6825 | 236.8248 | 62.5217 | 39.3129 | 82.6519 | 52.3383 | 23.73 | 0 | 0 | 8.9516 | 8.9516 | 0 | 0 | 0 | 0 | 0 | 0 | 0 | 0 | 0 | 0 | 0 | 0 | 0 | 0 | 0 | 0 | 0 | 0 | 0 | 0 | 0 | 0 | 0 | 0 | 0 | 0 | 0 | 0 | 0 | 4987.6173 | 2985.4448 | 4209.6697 | 2604.7604 | 14787.4922 | 467.2011 | 254.4853 | 335.7287 | 127.6661 | 628.3157 | 1813.3969 | 16600.8891 | 5533.4295 | 0 | 620.6714 | 129.9794 | 7034.3273 | 0 | 8410.5996 | 21729.0073 | 38329.8964 | 0 | 0 | 0 | 0 | 0 | 0 | 0 | 0 | 0 | 0 | 0 | 0 | 0 | 0 | 0 | 0 | 0 | 0 | 0 | 0 | 0 | 0 | 0 | 0 | 0 | 0 | 0 | 0 | 0 | 3832.9896 |  | 0 | 3832.9896 | 3849.8681 | 2224.3007 | 4914.1078 | 3053.7749 | 14042.0515 | 0 | 0 | 0 | 0 | 0 | 0 | 0 | 0 | 0 | 0 | 42162.8861 | 52371.9479 | 38329.8964 | 56204.9376
C - Commercial & Industrial | C2 - Small Business Energy Solutions | C2a - SCI Retrofit | Duct Sealing, Electric | EC2a021 | HVAC | [22 empty] | 0 |  |  |  | 0 |  |  |  | 0 |  |  |  | 0 | [9 empty] | 0 | 0
C - Commercial & Industrial | C2 - Small Business Energy Solutions | C2a - SCI Retrofit | Ductless Mini Split Heat Pump | EC2a022 | HVAC | 5 | 20 | 30780.1224 | 10773.0429 | 20007.0796 | 30.8013 | 30.7397 | 616.0256 | 614.7935 | 30.7397 | 614.7935 | 162.3055 | 102.0557 | 214.5629 | 135.8694 | 2.7121 | 0 | 0 | 1.0231 | 1.0231 | 0 | 0 | 0 | 0 | 0 | 0 | 0 | 0 | 0 | 0 | 0 | 0 | 0 | 0 | 0 | 0 | 0 | 0 | 0 | 0 | 0 | 0 | 0 | 0 | 0 | 0 | 0 | 0 | 0 | 11776.9504 | 6761.3095 | 11016.4016 | 6603.4594 | 36158.1209 | 633.1696 | 343.9507 | 459.346 | 174.1901 | 816.899 | 2427.5554 | 38585.6762 | 1480.4732 | 0 | 70.9357 | 14.8552 | 1448.8856 | 0 | 1732.3613 | 4747.511 | 43333.1872 | 0 | 0 | 0 | 0 | 0 | 0 | 0 | 0 | 0 | 0 | 0 | 0 | 0 | 0 | 0 | 0 | 0 | 0 | 0 | 0 | 0 | 0 | 0 | 0 | 0 | 0 | 0 | 0 | 0 | 4333.3187 |  | 0 | 4333.3187 | 7998.5153 | 4561.3456 | 10567.6773 | 6486.8981 | 29614.4363 | 0 | 0 | 0 | 0 | 0 | 0 | 0 | 0 | 0 | 0 | 47666.5059 | 72947.6235 | 43333.1872 | 77280.9422
C - Commercial & Industrial | C2 - Small Business Energy Solutions | C2a - SCI Retrofit | ECM Evaporator Fan Motors for Walk-in Cooler/Freezer | EC2a023 | Refrigeration | 6 | 15 | 8701.0909 | 4350.5455 | 4350.5455 | 19.2678 | 19.2292 | 289.0166 | 288.4386 | 19.2292 | 288.4386 | 65.1871 | 78.7437 | 67.2062 | 77.3015 | 2.2255 | 1.7726 | 1.7726 | 2.2092 | 2.2092 | 0 | 0 | 0 | 0 | 0 | 0 | 0 | 0 | 0 | 0 | 0 | 0 | 0 | 0 | 0 | 0 | 0 | 0 | 0 | 0 | 0 | 0 | 0 | 0 | 0 | 0 | 0 | 0 | 0 | 4966.1896 | 5577.6799 | 3472.8406 | 3826.3309 | 17843.0412 | 339.0684 | 353.8454 | 191.8374 | 132.1383 | 511.012 | 1527.9015 | 19370.9426 | 2315.7785 | 0 | 153.179 | 32.0783 | 2470.9212 | 0 | 2954.3591 | 7926.3161 | 27297.2587 | 0 | 0 | 0 | 0 | 0 | 0 | 0 | 0 | 0 | 0 | 0 | 0 | 0 | 0 | 0 | 0 | 0 | 0 | 0 | 0 | 0 | 0 | 0 | 0 | 0 | 0 | 0 | 0 | 0 | 2729.7259 |  | 0 | 2729.7259 | 3589.2117 | 3940.4778 | 3660.8483 | 4120.1283 | 15310.666 | 0 | 0 | 0 | 0 | 0 | 0 | 0 | 0 | 0 | 0 | 30026.9846 | 42607.9247 | 27297.2587 | 45337.6506
C - Commercial & Industrial | C2 - Small Business Energy Solutions | C2a - SCI Retrofit | Electronic Defrost Control | EC2a024 | Refrigeration | 3 | 10 | 11712 | 7979 | 3733 | 9.4536 | 9.4347 | 94.5365 | 94.3474 | 9.4347 | 94.3474 | 21.3225 | 25.7568 | 21.983 | 25.2851 | 1.09 | 0.86819 | 0.86819 | 1.082 | 1.082 | 0 | 0 | 0 | 0 | 0 | 0 | 0 | 0 | 0 | 0 | 0 | 0 | 0 | 0 | 0 | 0 | 0 | 0 | 0 | 0 | 0 | 0 | 0 | 0 | 0 | 0 | 0 | 0 | 0 | 1700.9851 | 1955.9893 | 1119.6477 | 1258.384 | 6035.0062 | 159.335 | 166.7324 | 89.2939 | 61.6767 | 250.3115 | 727.3495 | 6762.3557 | 668.8667 | 0 | 75.0252 | 15.7116 | 850.2913 | 0 | 1016.6515 | 2626.5462 | 9388.9019 | 0 | 0 | 0 | 0 | 0 | 0 | 0 | 0 | 0 | 0 | 0 | 0 | 0 | 0 | 0 | 0 | 0 | 0 | 0 | 0 | 0 | 0 | 0 | 0 | 0 | 0 | 0 | 0 | 0 | 938.8902 |  | 0 | 938.8902 | 1312.9653 | 1457.3066 | 1307.0074 | 1475.307 | 5552.5864 | 0 | 0 | 0 | 0 | 0 | 0 | 0 | 0 | 0 | 0 | 10327.7921 | 14941.4883 | 9388.9019 | 15880.3785
C - Commercial & Industrial | C2 - Small Business Energy Solutions | C2a - SCI Retrofit | Energy Management System, Electric | EC2a025 | HVAC | [22 empty] | 0 |  |  |  | 0 |  |  |  | 0 |  |  |  | 0 | [9 empty] | 0 | 0
C - Commercial & Industrial | C2 - Small Business Energy Solutions | C2a - SCI Retrofit | Energy Star Wifi Thermostat, Electric | EC2a026 | HVAC | [22 empty] | 0 |  |  |  | 0 |  |  |  | 0 |  |  |  | 0 | [9 empty] | 0 | 0
C - Commercial & Industrial | C2 - Small Business Energy Solutions | C2a - SCI Retrofit | Evaporator Fan Control | EC2a027 | Refrigeration | 3 | 10 | 7256 | 3628 | 3628 | 1.8145 | 1.8109 | 18.1454 | 18.1091 | 1.8109 | 18.1091 | 4.0927 | 4.9438 | 4.2194 | 4.8532 | 0.21 | 0.18585 | 0.18585 | 0.23163 | 0.23163 | 0 | 0 | 0 | 0 | 0 | 0 | 0 | 0 | 0 | 0 | 0 | 0 | 0 | 0 | 0 | 0 | 0 | 0 | 0 | 0 | 0 | 0 | 0 | 0 | 0 | 0 | 0 | 0 | 0 | 326.4882 | 375.4339 | 214.9059 | 241.5351 | 1158.3632 | 30.5829 | 32.0027 | 17.1391 | 11.8383 | 48.045 | 139.608 | 1297.9711 | 143.1825 | 0 | 16.0604 | 3.3633 | 182.0195 | 0 | 217.6318 | 562.2576 | 1860.2287 | 0 | 0 | 0 | 0 | 0 | 0 | 0 | 0 | 0 | 0 | 0 | 0 | 0 | 0 | 0 | 0 | 0 | 0 | 0 | 0 | 0 | 0 | 0 | 0 | 0 | 0 | 0 | 0 | 0 | 186.0229 |  | 0 | 186.0229 | 252.0114 | 279.7164 | 250.8679 | 283.1714 | 1065.7672 | 0 | 0 | 0 | 0 | 0 | 0 | 0 | 0 | 0 | 0 | 2046.2516 | 2925.9959 | 1860.2287 | 3112.0188
C - Commercial & Industrial | C2 - Small Business Energy Solutions | C2a - SCI Retrofit | Faucet Aerator, Electric | EC2a028 | Hot Water | [22 empty] | 0 |  |  |  | 0 |  |  |  | 0 |  |  |  | 0 | [9 empty] | 0 | 0
C - Commercial & Industrial | C2 - Small Business Energy Solutions | C2a - SCI Retrofit | Hotel Occupancy Sensor | EC2a031 | HVAC | [22 empty] | 0 |  |  |  | 0 |  |  |  | 0 |  |  |  | 0 | [9 empty] | 0 | 0
C - Commercial & Industrial | C2 - Small Business Energy Solutions | C2a - SCI Retrofit | Low Pressure Drop Filter | EC2a032 | Compressed Air | [22 empty] | 0 |  |  |  | 0 |  |  |  | 0 |  |  |  | 0 | [9 empty] | 0 | 0
C - Commercial & Industrial | C2 - Small Business Energy Solutions | C2a - SCI Retrofit | Thermostatic Shut-Off Valve, Electric | EC2a033 | Hot Water | [22 empty] | 0 |  |  |  | 0 |  |  |  | 0 |  |  |  | 0 | [9 empty] | 0 | 0
C - Commercial & Industrial | C2 - Small Business Energy Solutions | C2a - SCI Retrofit | Low-Flow Showerhead, Electric | EC2a034 | Hot Water | [22 empty] | 0 |  |  |  | 0 |  |  |  | 0 |  |  |  | 0 | [9 empty] | 0 | 0
C - Commercial & Industrial | C2 - Small Business Energy Solutions | C2a - SCI Retrofit | Motors, Open Drip | EC2a035 | Motors/Drives | [22 empty] | 0 |  |  |  | 0 |  |  |  | 0 |  |  |  | 0 | [9 empty] | 0 | 0
C - Commercial & Industrial | C2 - Small Business Energy Solutions | C2a - SCI Retrofit | Motors, Totally Enclosed Fan Cooled | EC2a036 | Motors/Drives | [22 empty] | 0 |  |  |  | 0 |  |  |  | 0 |  |  |  | 0 | [9 empty] | 0 | 0
C - Commercial & Industrial | C2 - Small Business Energy Solutions | C2a - SCI Retrofit | Novelty Cooler Shutoff | EC2a037 | Refrigeration | 2 | 10 | 1000 | 500 | 500 | 1.8 | 1.7964 | 18 | 17.964 | 1.7964 | 17.964 | 4.0599 | 4.9042 | 4.1856 | 4.8144 | 0.36 | 0.28674 | 0.28674 | 0.35737 | 0.35737 | 0 | 0 | 0 | 0 | 0 | 0 | 0 | 0 | 0 | 0 | 0 | 0 | 0 | 0 | 0 | 0 | 0 | 0 | 0 | 0 | 0 | 0 | 0 | 0 | 0 | 0 | 0 | 0 | 0 | 323.8721 | 372.4256 | 213.1839 | 239.5996 | 1149.0812 | 30.3378 | 31.7463 | 17.0018 | 11.7434 | 47.66 | 138.4893 | 1287.5704 | 220.9101 | 0 | 24.779 | 5.1891 | 280.8302 | 0 | 335.7748 | 867.4832 | 2155.0536 | 0 | 0 | 0 | 0 | 0 | 0 | 0 | 0 | 0 | 0 | 0 | 0 | 0 | 0 | 0 | 0 | 0 | 0 | 0 | 0 | 0 | 0 | 0 | 0 | 0 | 0 | 0 | 0 | 0 | 215.5054 |  | 0 | 215.5054 | 249.9921 | 277.475 | 248.8577 | 280.9024 | 1057.2272 | 0 | 0 | 0 | 0 | 0 | 0 | 0 | 0 | 0 | 0 | 2370.559 | 3212.2808 | 2155.0536 | 3427.7861
C - Commercial & Industrial | C2 - Small Business Energy Solutions | C2a - SCI Retrofit | Pipe Wrap - Heating, Electric | EC2a038 | HVAC | [22 empty] | 0 |  |  |  | 0 |  |  |  | 0 |  |  |  | 0 | [9 empty] | 0 | 0
C - Commercial & Industrial | C2 - Small Business Energy Solutions | C2a - SCI Retrofit | Pipe Wrap - Hot Water, Electric | EC2a039 | Hot Water | [22 empty] | 0 |  |  |  | 0 |  |  |  | 0 |  |  |  | 0 | [9 empty] | 0 | 0
C - Commercial & Industrial | C2 - Small Business Energy Solutions | C2a - SCI Retrofit | Pre Rinse Spray Valve, Electric | EC2a040 | Hot Water | [22 empty] | 0 |  |  |  | 0 |  |  |  | 0 |  |  |  | 0 | [9 empty] | 0 | 0
C - Commercial & Industrial | C2 - Small Business Energy Solutions | C2a - SCI Retrofit | Programmable Thermostat, Electric | EC2a041 | HVAC | [22 empty] | 0 |  |  |  | 0 |  |  |  | 0 |  |  |  | 0 | [9 empty] | 0 | 0
C - Commercial & Industrial | C2 - Small Business Energy Solutions | C2a - SCI Retrofit | Steam Trap, Electric | EC2a042 | HVAC | [22 empty] | 0 |  |  |  | 0 |  |  |  | 0 |  |  |  | 0 | [9 empty] | 0 | 0
C - Commercial & Industrial | C2 - Small Business Energy Solutions | C2a - SCI Retrofit | Variable Frequency Drive | EC2a043 | Motors/Drives | 4 | 15 | 28062.28 | 14031.16 | 14031.12 | 70.8431 | 70.7014 | 1062.6468 | 1060.5215 | 70.7014 | 1060.5215 | 251.3436 | 288.4618 | 252.4041 | 268.3119 | 2.772 | 2.4532 | 2.4532 | 3.0575 | 3.0575 | 0 | 0 | 0 | 0 | 0 | 0 | 0 | 0 | 0 | 0 | 0 | 0 | 0 | 0 | 0 | 0 | 0 | 0 | 0 | 0 | 0 | 0 | 0 | 0 | 0 | 0 | 0 | 0 | 0 | 19148.2625 | 20432.7119 | 13042.8367 | 13281.1114 | 65904.9225 | 1307.3546 | 1296.2416 | 720.4775 | 458.6491 | 1878.8724 | 5661.5952 | 71566.5177 | 3205.0072 | 0 | 211.9977 | 44.396 | 3419.7226 | 0 | 4088.7943 | 10969.9178 | 82536.4355 | 0 | 0 | 0 | 0 | 0 | 0 | 0 | 0 | 0 | 0 | 0 | 0 | 0 | 0 | 0 | 0 | 0 | 0 | 0 | 0 | 0 | 0 | 0 | 0 | 0 | 0 | 0 | 0 | 0 | 8253.6435 |  | 0 | 8253.6435 | 13839.014 | 14435.15 | 13748.9309 | 14300.8756 | 56323.9705 | 0 | 0 | 0 | 0 | 0 | 0 | 0 | 0 | 0 | 0 | 90790.079 | 138860.406 | 82536.4355 | 147114.0496
C - Commercial & Industrial | C2 - Small Business Energy Solutions | C2a - SCI Retrofit | Variable Frequency Drive with Motor | EC2a044 | Motors/Drives | 1 | 15 | 29680 | 14840 | 14840 | 45.3184 | 45.2278 | 679.776 | 678.4164 | 45.2278 | 678.4164 | 160.7847 | 184.5293 | 161.4631 | 171.6394 | 7.02 | 6.2127 | 6.2127 | 7.7431 | 7.7431 | 0 | 0 | 0 | 0 | 0 | 0 | 0 | 0 | 0 | 0 | 0 | 0 | 0 | 0 | 0 | 0 | 0 | 0 | 0 | 0 | 0 | 0 | 0 | 0 | 0 | 0 | 0 | 0 | 0 | 12249.1587 | 13070.822 | 8343.513 | 8495.9375 | 42159.4311 | 836.3158 | 829.2067 | 460.89 | 293.3982 | 1201.9161 | 3621.7269 | 45781.1581 | 8116.5765 | 0 | 536.8773 | 112.4315 | 8660.3365 | 0 | 10354.7389 | 27780.9608 | 73562.1188 | 0 | 0 | 0 | 0 | 0 | 0 | 0 | 0 | 0 | 0 | 0 | 0 | 0 | 0 | 0 | 0 | 0 | 0 | 0 | 0 | 0 | 0 | 0 | 0 | 0 | 0 | 0 | 0 | 0 | 7356.2119 |  | 0 | 7356.2119 | 8852.8283 | 9234.1769 | 8795.202 | 9148.2814 | 36030.4886 | 0 | 0 | 0 | 0 | 0 | 0 | 0 | 0 | 0 | 0 | 80918.3307 | 109592.6074 | 73562.1188 | 116948.8193
C - Commercial & Industrial | C2 - Small Business Energy Solutions | C2a - SCI Retrofit | Vending Miser | EC2a045 | Refrigeration | [22 empty] | 0 |  |  |  | 0 |  |  |  | 0 |  |  |  | 0 | [9 empty] | 0 | 0
C - Commercial & Industrial | C2 - Small Business Energy Solutions | C2a - SCI Retrofit | Zero Loss Condensate Drain | EC2a046 | Compressed Air | [22 empty] | 0 |  |  |  | 0 |  |  |  | 0 |  |  |  | 0 | [9 empty] | 0 | 0
C - Commercial & Industrial | C2 - Small Business Energy Solutions | C2a - SCI Retrofit | Small Retrocommissioning | EC2a049 | Custom Measures | [22 empty] | 0 |  |  |  | 0 |  |  |  | 0 |  |  |  | 0 | [9 empty] | 0 | 0
C - Commercial & Industrial | C2 - Small Business Energy Solutions | C2a - SCI Retrofit | Induction Cooktop Displacing Electric Resistance | EC2a050 | Food Service | [22 empty] | 0 |  |  |  | 0 |  |  |  | 0 |  |  |  | 0 | [9 empty] | 0 | 0
C - Commercial & Industrial | C2 - Small Business Energy Solutions | C2a - SCI Retrofit | CI Audits - Small Retro | EC2aAUD | Non-Energy Saving | 1 | 1 | 153585 | 153585 | 0 | 0 | 0 | 0 | 0 | 0 | 0 | 0 | 0 | 0 | 0 | 0 | 0 | 0 | 0 | 0 | 0 | 0 | 0 | 0 | 0 | 0 | 0 | 0 | 0 | 0 | 0 | 0 | 0 | 0 | 0 | 0 | 0 | 0 | 0 | 0 | 0 | 0 | 0 | 0 | 0 | 0 | 0 | 0 | 0 | 0 | 0 | 0 | 0 | 0 | 0 | 0 | 0 | 0 | 0 | 0 | 0 | 0 | 0 | 0 | 0 | 0 | 0 | 0 | 0 | 0 | 0 | 0 | 0 | 0 | 0 | 0 | 0 | 0 | 0 | 0 | 0 | 0 | 0 | 0 | 0 | 0 | 0 | 0 | 0 | 0 | 0 | 0 | 0 | 0 | 0 | 0 | 0 | 0 | 0 | 0 |  | 0 | 0 | 0 | 0 | 0 | 0 | 0 | 0 | 0 | 0 | 0 | 0 | 0 | 0 | 0 | 0 | 0 | 0 | 0 | 0 | 0
C - Commercial & Industrial | C2 - Small Business Energy Solutions | C2a - SCI Retrofit | Vendor Fees - Small Retro | EC2aNES01 | Non-Energy Saving | [22 empty] | 0 |  |  |  | 0 |  |  |  | 0 |  |  |  | 0 | [9 empty] | 0 | 0
C - Commercial & Industrial | C2 - Small Business Energy Solutions | C2a - SCI Retrofit | Vendor Fees - TA Studies - Small Retro | EC2aNES02 | Non-Energy Saving | [22 empty] | 0 |  |  |  | 0 |  |  |  | 0 |  |  |  | 0 | [9 empty] | 0 | 0
C - Commercial & Industrial | C2 - Small Business Energy Solutions | C2a - SCI Retrofit | [25 empty] | 0 |  |  |  | 0 |  |  |  | 0 |  |  |  | 0 | [9 empty] | 0 | 0
C - Commercial & Industrial | C2 - Small Business Energy Solutions | C2a - SCI Retrofit | [25 empty] | 0 |  |  |  | 0 |  |  |  | 0 |  |  |  | 0 | [9 empty] | 0 | 0
C - Commercial & Industrial | C2 - Small Business Energy Solutions | C2a - SCI Retrofit | [25 empty] | 0 |  |  |  | 0 |  |  |  | 0 |  |  |  | 0 | [9 empty] | 0 | 0
C - Commercial & Industrial | C2 - Small Business Energy Solutions | C2a - SCI Retrofit | [25 empty] | 0 |  |  |  | 0 |  |  |  | 0 |  |  |  | 0 | [9 empty] | 0 | 0
[28 empty] | 0 |  |  |  | 0 |  |  |  | 0 |  |  |  | 0 | [9 empty] | 0 | 0
C - Commercial & Industrial | C2 - Small Business Energy Solutions | C2b - SCI New Equipment | Custom Small Compressed Air New | EC2b001 | Compressed Air | [22 empty] | 0 |  |  |  | 0 |  |  |  | 0 |  |  |  | 0 | [9 empty] | 0 | 0
C - Commercial & Industrial | C2 - Small Business Energy Solutions | C2b - SCI New Equipment | Custom Small Hot Water New | EC2b002 | Hot Water | [22 empty] | 0 |  |  |  | 0 |  |  |  | 0 |  |  |  | 0 | [9 empty] | 0 | 0
C - Commercial & Industrial | C2 - Small Business Energy Solutions | C2b - SCI New Equipment | Custom Small HVAC New | EC2b003 | HVAC | 2 | 13.5 | 37978.6667 | 28484 | 9494.6667 | 9.0265 | 9.0084 | 121.8573 | 121.6136 | 9.0084 | 121.6136 | 87.5618 | 21.8905 | 9.7291 | 2.4323 | 2.86 | 0.97559 | 0.97559 | 3.1546 | 3.1546 | 0 | 0 | 0 | 0 | 0 | 0 | 0 | 0 | 0 | 0 | 0 | 0 | 0 | 0 | 0 | 0 | 0 | 0 | 0 | 0 | 0 | 0 | 0 | 0 | 0 | 0 | 0 | 0 | 0 | 6758.985 | 1575.796 | 500.8887 | 120.523 | 8956.1927 | 506.0551 | 109.2974 | 30.857 | 4.6197 | 239.3964 | 890.2255 | 9846.4182 | 2875.4792 | 0 | 218.7278 | 45.8054 | 3225.0259 | 0 | 3856.005 | 10221.0433 | 20067.4615 | 0 | 0 | 0 | 0 | 0 | 0 | 0 | 0 | 0 | 0 | 0 | 0 | 0 | 0 | 0 | 0 | 0 | 0 | 0 | 0 | 0 | 0 | 0 | 0 | 0 | 0 | 0 | 0 | 0 | 2006.7462 |  | 0 | 2006.7462 | 4984.1579 | 1134.7905 | 544.2745 | 133.4771 | 6796.7 | 0 | 0 | 0 | 0 | 0 | 0 | 0 | 0 | 0 | 0 | 22074.2077 | 26864.1615 | 20067.4615 | 28870.9077
C - Commercial & Industrial | C2 - Small Business Energy Solutions | C2b - SCI New Equipment | Custom Small Lighting New - Interior | EC2b004 | Lighting | [22 empty] | 0 |  |  |  | 0 |  |  |  | 0 |  |  |  | 0 | [9 empty] | 0 | 0
C - Commercial & Industrial | C2 - Small Business Energy Solutions | C2b - SCI New Equipment | Custom Small Lighting New - Exterior | EC2b054 | Lighting | [22 empty] | 0 |  |  |  | 0 |  |  |  | 0 |  |  |  | 0 | [9 empty] | 0 | 0
C - Commercial & Industrial | C2 - Small Business Energy Solutions | C2b - SCI New Equipment | Custom Small Lighting New - Controls | EC2b055 | Lighting | [22 empty] | 0 |  |  |  | 0 |  |  |  | 0 |  |  |  | 0 | [9 empty] | 0 | 0
C - Commercial & Industrial | C2 - Small Business Energy Solutions | C2b - SCI New Equipment | Custom Small Motors New | EC2b005 | Motors/Drives | [22 empty] | 0 |  |  |  | 0 |  |  |  | 0 |  |  |  | 0 | [9 empty] | 0 | 0
C - Commercial & Industrial | C2 - Small Business Energy Solutions | C2b - SCI New Equipment | Custom Small Process New | EC2b006 | Process | [22 empty] | 0 |  |  |  | 0 |  |  |  | 0 |  |  |  | 0 | [9 empty] | 0 | 0
C - Commercial & Industrial | C2 - Small Business Energy Solutions | C2b - SCI New Equipment | Custom Small Refrigeration New | EC2b007 | Refrigeration | [22 empty] | 0 |  |  |  | 0 |  |  |  | 0 |  |  |  | 0 | [9 empty] | 0 | 0
C - Commercial & Industrial | C2 - Small Business Energy Solutions | C2b - SCI New Equipment | Custom Small Other New | EC2b008 | Custom Measures | 2 | 12 | 1333.3333 | 1000 | 333.3333 | 2.4339 | 2.429 | 29.2063 | 29.1479 | 2.429 | 29.1479 | 7.508 | 11.8973 | 3.7695 | 5.9731 | 6.6 | 2.4999 | 2.4999 | 3.4652 | 3.4652 | 0 | 0 | 0 | 0 | 0 | 0 | 0 | 0 | 0 | 0 | 0 | 0 | 0 | 0 | 0 | 0 | 0 | 0 | 0 | 0 | 0 | 0 | 0 | 0 | 0 | 0 | 0 | 0 | 0 | 587.2317 | 874.2124 | 193.0594 | 296.0492 | 1950.5527 | 48.8158 | 66.8277 | 13.4497 | 12.763 | 64.5498 | 206.406 | 2156.9587 | 2728.2799 | 0 | 240.2641 | 50.3155 | 3199.4595 | 0 | 3825.4366 | 10043.7555 | 12200.7142 | 0 | 0 | 0 | 0 | 0 | 0 | 0 | 0 | 0 | 0 | 0 | 0 | 0 | 0 | 0 | 0 | 0 | 0 | 0 | 0 | 0 | 0 | 0 | 0 | 0 | 0 | 0 | 0 | 0 | 1220.0714 |  | 0 | 1220.0714 | 444.4942 | 642.9604 | 217.5928 | 339.2825 | 1644.33 | 0 | 0 | 0 | 0 | 0 | 0 | 0 | 0 | 0 | 0 | 13420.7857 | 13845.0442 | 12200.7142 | 15065.1156
C - Commercial & Industrial | C2 - Small Business Energy Solutions | C2b - SCI New Equipment | Custom Small Comprehensive Design | EC2b056 | Custom Measures | [22 empty] | 0 |  |  |  | 0 |  |  |  | 0 |  |  |  | 0 | [9 empty] | 0 | 0
C - Commercial & Industrial | C2 - Small Business Energy Solutions | C2b - SCI New Equipment | Daylight Dimming | EC2b009 | Lighting | [22 empty] | 0 |  |  |  | 0 |  |  |  | 0 |  |  |  | 0 | [9 empty] | 0 | 0
C - Commercial & Industrial | C2 - Small Business Energy Solutions | C2b - SCI New Equipment | Performance Lighting - Exterior w/ Controls | EC2b010 | Lighting | [22 empty] | 0 |  |  |  | 0 |  |  |  | 0 |  |  |  | 0 | [9 empty] | 0 | 0
C - Commercial & Industrial | C2 - Small Business Energy Solutions | C2b - SCI New Equipment | Performance Lighting - Exterior w/o Controls | EC2b011 | Lighting | 1 | 15 | 18850.1333 | 15040 | 3810.1333 | 62.6594 | 54.1377 | 939.891 | 812.0659 | 50.8895 | 763.3419 | 153.4317 | 241.216 | 146.5616 | 221.3692 | 11.78 | 12.5319 | 11.78 | 0 | 0 | 0 | 0 | 0 | 0 | 0 | 0 | 0 | 0 | 0 | 0 | 0 | 0 | 0 | 0 | 0 | 0 | 0 | 0 | 0 | 0 | 0 | 0 | 0 | 0 | 0 | 0 | 0 | 0 | 0 | 11688.9825 | 17086.1342 | 7573.4882 | 10957.5011 | 47306.106 | 798.0695 | 1083.9363 | 418.3544 | 378.4057 | 1352.3743 | 4031.1402 | 51337.2462 | 0 | 0 | 0 | 0 | 0 | 0 | 0 | 0 | 51337.2462 | 0 | 0 | 0 | 0 | 0 | 0 | 0 | 0 | 0 | 0 | 0 | 0 | 0 | 0 | 0 | 0 | 0 | 0 | 0 | 0 | 0 | 0 | 0 | 0 | 0 | 0 | 0 | 0 | 0 | 5133.7246 |  | 0 | 5133.7246 | 8447.9724 | 12070.8848 | 7983.4907 | 11798.8513 | 40301.1992 | 0 | 0 | 0 | 0 | 0 | 0 | 0 | 0 | 0 | 0 | 56470.9708 | 91638.4454 | 51337.2462 | 96772.17
C - Commercial & Industrial | C2 - Small Business Energy Solutions | C2b - SCI New Equipment | Performance Lighting - Interior w/ Controls | EC2b012 | Lighting | [22 empty] | 0 |  |  |  | 0 |  |  |  | 0 |  |  |  | 0 | [9 empty] | 0 | 0
C - Commercial & Industrial | C2 - Small Business Energy Solutions | C2b - SCI New Equipment | Performance Lighting - Interior w/o Controls | EC2b013 | Lighting | 2.4954 | 15 | 23106.1679 | 18435.7723 | 4670.3956 | 76.8007 | 66.3558 | 1152.0111 | 995.3376 | 62.3745 | 935.6173 | 283.492 | 162.7974 | 320.9167 | 169.3467 | 14.4385 | 4.4882 | 4.2189 | 10.8672 | 10.2151 | -4.1544 | -62.3157 | -3.9051 | -58.5768 | -8.3088 | -124.6315 | -7.8102 | -117.1536 | 0 | 0 | 0 | 0 | 0 | 0 | 0 | 0 | 0 | 0 | 0 | 0 | 0 | 0 | 0 | 0 | -11.7154 | -175.7304 | 0 | 0 | 0 | 21597.4471 | 11531.4819 | 16583.1865 | 8382.4552 | 58094.5706 | 1474.5736 | 731.5517 | 916.0441 | 289.4792 | 1657.5859 | 5069.2345 | 63163.8051 | 10707.8877 | 0 | 708.2816 | 148.3265 | 11425.2494 | 0 | 13660.6094 | 36650.3546 | 99814.1597 | 0 | 0 | 0 | 0 | 0 | -459.6571 | 0 | -459.6571 | -0.10371 | 0 | 0 | 0 | 0 | 0 | -16.6974 | 0 | -16.8011 | -476.4581 | 0 | -3082.271 | 0 | -1.5908 | 0 | 0 | 0 | 0 | 0 | 0 | -3560.3199 | 9625.384 |  | -140.7488 | 9484.6352 | 15609.112 | 8146.6754 | 17480.943 | 9026.0856 | 50262.8159 | 0 | -835.7191 | 0 | -2338.4006 | 0 | 0 | 0 | 0 | 0 | -3174.1197 | 105738.475 | 143342.536 | 99814.1597 | 152967.92
C - Commercial & Industrial | C2 - Small Business Energy Solutions | C2b - SCI New Equipment | Lighting Occupancy Sensors | EC2b014 | Lighting | [22 empty] | 0 |  |  |  | 0 |  |  |  | 0 |  |  |  | 0 | [9 empty] | 0 | 0
C - Commercial & Industrial | C2 - Small Business Energy Solutions | C2b - SCI New Equipment | Advanced Power Strip | EC2b015 | Process | [22 empty] | 0 |  |  |  | 0 |  |  |  | 0 |  |  |  | 0 | [9 empty] | 0 | 0
C - Commercial & Industrial | C2 - Small Business Energy Solutions | C2b - SCI New Equipment | Air Compressor | EC2b016 | Compressed Air | 2 | 15 | 12666.6667 | 9500 | 3166.6667 | 42.9484 | 42.8625 | 644.2254 | 642.9369 | 42.8625 | 642.9369 | 166.5207 | 153.6619 | 170.3783 | 152.3761 | 10.39 | 9.0112 | 9.0112 | 13.4084 | 13.4084 | 0 | 0 | 0 | 0 | 0 | 0 | 0 | 0 | 0 | 0 | 0 | 0 | 0 | 0 | 0 | 0 | 0 | 0 | 0 | 0 | 0 | 0 | 0 | 0 | 0 | 0 | 0 | 0 | 0 | 12686.1457 | 10884.3855 | 8804.1996 | 7542.4276 | 39917.1583 | 866.1512 | 690.5003 | 486.3381 | 260.4698 | 1139.0589 | 3442.5182 | 43359.6765 | 14055.2051 | 0 | 929.6925 | 194.6938 | 14996.8161 | 0 | 17930.9563 | 48107.3637 | 91467.0403 | 0 | 0 | 0 | 0 | 0 | 0 | 0 | 0 | 0 | 0 | 0 | 0 | 0 | 0 | 0 | 0 | 0 | 0 | 0 | 0 | 0 | 0 | 0 | 0 | 0 | 0 | 0 | 0 | 0 | 9146.704 |  | 0 | 9146.704 | 9168.6517 | 7689.5195 | 9280.8286 | 8121.5582 | 34260.5579 | 0 | 0 | 0 | 0 | 0 | 0 | 0 | 0 | 0 | 0 | 100613.7443 | 125727.5982 | 91467.0403 | 134874.3022
C - Commercial & Industrial | C2 - Small Business Energy Solutions | C2b - SCI New Equipment | Air Nozzle | EC2b017 | Compressed Air | [22 empty] | 0 |  |  |  | 0 |  |  |  | 0 |  |  |  | 0 | [9 empty] | 0 | 0
C - Commercial & Industrial | C2 - Small Business Energy Solutions | C2b - SCI New Equipment | Circulator Pump | EC2b018 | HVAC | 2 | 20 | 2203.1644 | 1652.3733 | 550.7911 | 6.6268 | 6.6136 | 132.5369 | 132.2719 | 6.6136 | 132.2719 | 34.9198 | 21.9571 | 46.1629 | 29.2321 | 1.1133 | 0.049265 | 0.049265 | 1.007 | 1.007 | 0 | 0 | 0 | 0 | 0 | 0 | 0 | 0 | 0 | 0 | 0 | 0 | 0 | 0 | 0 | 0 | 0 | 0 | 0 | 0 | 0 | 0 | 0 | 0 | 0 | 0 | 0 | 0 | 0 | 2533.7924 | 1454.6851 | 2370.1615 | 1420.7239 | 7779.3629 | 136.2254 | 74.0005 | 98.8276 | 37.4767 | 175.7545 | 522.2847 | 8301.6476 | 1457.1773 | 0 | 69.8195 | 14.6214 | 1426.0867 | 0 | 1705.1018 | 4672.8067 | 12974.4543 | 0 | 0 | 0 | 0 | 0 | 0 | 0 | 0 | 0 | 0 | 0 | 0 | 0 | 0 | 0 | 0 | 0 | 0 | 0 | 0 | 0 | 0 | 0 | 0 | 0 | 0 | 0 | 0 | 0 | 1297.4454 |  | 0 | 1297.4454 | 1720.868 | 981.3663 | 2273.6192 | 1395.6459 | 6371.4994 | 0 | 0 | 0 | 0 | 0 | 0 | 0 | 0 | 0 | 0 | 14271.8997 | 19345.9537 | 12974.4543 | 20643.3991
C - Commercial & Industrial | C2 - Small Business Energy Solutions | C2b - SCI New Equipment | Combination Oven, Electric | EC2b019 | Food Service | 2 | 12 | 5600 | 4200 | 1400 | 12.736 | 12.7105 | 152.832 | 152.5263 | 12.7105 | 152.5263 | 48.8084 | 53.3842 | 24.4042 | 25.9295 | 2.9 | 2.3098 | 2.3098 | 2.8788 | 2.8788 | 0 | 0 | 0 | 0 | 0 | 0 | 0 | 0 | 0 | 0 | 0 | 0 | 0 | 0 | 0 | 0 | 0 | 0 | 0 | 0 | 0 | 0 | 0 | 0 | 0 | 0 | 0 | 0 | 0 | 3817.5037 | 3922.6642 | 1249.9057 | 1285.1545 | 10275.2282 | 317.3441 | 299.8613 | 87.0761 | 55.4044 | 337.779 | 1097.4649 | 11372.6931 | 2266.6191 | 0 | 199.6082 | 41.8014 | 2658.0689 | 0 | 3178.1224 | 8344.2201 | 19716.9132 | 0 | 0 | 0 | 0 | 0 | 0 | 0 | 0 | 0 | 0 | 0 | 0 | 0 | 0 | 0 | 0 | 0 | 0 | 0 | 0 | 0 | 0 | 0 | 0 | 0 | 0 | 0 | 0 | 0 | 1971.6913 |  | 0 | 1971.6913 | 2889.5888 | 2885.0171 | 1408.7402 | 1472.8312 | 8656.1774 | 0 | 0 | 0 | 0 | 0 | 0 | 0 | 0 | 0 | 0 | 21688.6045 | 28373.0905 | 19716.9132 | 30344.7818
C - Commercial & Industrial | C2 - Small Business Energy Solutions | C2b - SCI New Equipment | Compressor Storage | EC2b020 | Compressed Air | [22 empty] | 0 |  |  |  | 0 |  |  |  | 0 |  |  |  | 0 | [9 empty] | 0 | 0
C - Commercial & Industrial | C2 - Small Business Energy Solutions | C2b - SCI New Equipment | Convection Oven, Electric | EC2b021 | Food Service | 2 | 12 | 1300 | 975 | 325 | 4.002 | 3.994 | 48.024 | 47.928 | 3.994 | 47.928 | 15.3369 | 16.7748 | 7.6685 | 8.1478 | 0.92 | 0.73278 | 0.73278 | 0.91328 | 0.91328 | 0 | 0 | 0 | 0 | 0 | 0 | 0 | 0 | 0 | 0 | 0 | 0 | 0 | 0 | 0 | 0 | 0 | 0 | 0 | 0 | 0 | 0 | 0 | 0 | 0 | 0 | 0 | 0 | 0 | 1199.5642 | 1232.6085 | 392.7546 | 403.8307 | 3228.7581 | 99.7182 | 94.2246 | 27.3617 | 17.4096 | 106.1394 | 344.8535 | 3573.6116 | 719.0654 | 0 | 63.324 | 13.2611 | 843.2495 | 0 | 1008.2319 | 2647.1319 | 6220.7435 | 0 | 0 | 0 | 0 | 0 | 0 | 0 | 0 | 0 | 0 | 0 | 0 | 0 | 0 | 0 | 0 | 0 | 0 | 0 | 0 | 0 | 0 | 0 | 0 | 0 | 0 | 0 | 0 | 0 | 622.0744 |  | 0 | 622.0744 | 907.9879 | 906.5514 | 442.6648 | 462.8039 | 2720.008 | 0 | 0 | 0 | 0 | 0 | 0 | 0 | 0 | 0 | 0 | 6842.8179 | 8940.7515 | 6220.7435 | 9562.8259
C - Commercial & Industrial | C2 - Small Business Energy Solutions | C2b - SCI New Equipment | Dishwasher - High Temp Door Type | EC2b022 | Food Service | 1 | 13 | 1666.6667 | 1250 | 416.6667 | 11.897 | 11.8732 | 154.661 | 154.3517 | 11.8732 | 154.3517 | 49.3925 | 54.0231 | 24.6963 | 26.2398 | 1.81 | 1.4417 | 1.4417 | 1.7968 | 1.7968 | 0 | 0 | 0 | 0 | 0 | 0 | 0 | 0 | 0 | 0 | 0 | 0 | 0 | 0 | 0 | 0 | 0 | 0 | 0 | 0 | 0 | 0 | 0 | 0 | 0 | 0 | 0 | 40880 | 531440 | 3828.6294 | 3907.1136 | 1268.5276 | 1299.5324 | 10303.803 | 296.4386 | 280.1076 | 81.3398 | 51.7546 | 315.5274 | 1025.168 | 11328.971 | 1534.3012 | 0 | 124.5831 | 26.0899 | 1778.4811 | 0 | 2126.4425 | 5589.8977 | 16918.8687 | 0 | 0 | 0 | 0 | 0 | 0 | 0 | 0 | 0 | 0 | 0 | 0 | 0 | 0 | 0 | 0 | 0 | 0 | 0 | 0 | 0 | 0 | 0 | 0 | 0 | 0 | 0 | 10839.1361 | 10839.1361 | 1691.8869 |  | 0 | 1691.8869 | 2846.5686 | 2837.575 | 1395.3119 | 1455.732 | 8535.1875 | 0 | 0 | 0 | 0 | 0 | 0 | 0 | 0 | 0 | 0 | 29449.8917 | 36293.1923 | 16918.8687 | 37985.0791
C - Commercial & Industrial | C2 - Small Business Energy Solutions | C2b - SCI New Equipment | Dishwasher - High Temp Multi Tank Conveyor | EC2b023 | Food Service | [22 empty] | 0 |  |  |  | 0 |  |  |  | 0 |  |  |  | 0 | [9 empty] | 0 | 0
C - Commercial & Industrial | C2 - Small Business Energy Solutions | C2b - SCI New Equipment | Dishwasher - High Temp Pot, Pan, Utensil | EC2b024 | Food Service | [22 empty] | 0 |  |  |  | 0 |  |  |  | 0 |  |  |  | 0 | [9 empty] | 0 | 0
C - Commercial & Industrial | C2 - Small Business Energy Solutions | C2b - SCI New Equipment | Dishwasher - High Temp Single Tank Conveyor | EC2b025 | Food Service | 1 | 13 | 333.3333 | 250 | 83.3333 | 10.204 | 10.1836 | 132.652 | 132.3867 | 10.1836 | 132.3867 | 42.3637 | 46.3353 | 21.1819 | 22.5057 | 1.55 | 1.2346 | 1.2346 | 1.5387 | 1.5387 | 0 | 0 | 0 | 0 | 0 | 0 | 0 | 0 | 0 | 0 | 0 | 0 | 0 | 0 | 0 | 0 | 0 | 0 | 0 | 0 | 0 | 0 | 0 | 0 | 0 | 0 | 0 | 24820 | 322660 | 3283.7971 | 3351.1126 | 1088.0101 | 1114.6028 | 8837.5225 | 254.254 | 240.2469 | 69.7648 | 44.3897 | 270.6263 | 879.2817 | 9716.8042 | 1313.9044 | 0 | 106.6871 | 22.3422 | 1523.0087 | 0 | 1820.9866 | 4786.929 | 14503.7332 | 0 | 0 | 0 | 0 | 0 | 0 | 0 | 0 | 0 | 0 | 0 | 0 | 0 | 0 | 0 | 0 | 0 | 0 | 0 | 0 | 0 | 0 | 0 | 0 | 0 | 0 | 0 | 6580.9041 | 6580.9041 | 1450.3733 |  | 0 | 1450.3733 | 2441.4883 | 2433.7745 | 1196.7523 | 1248.5744 | 7320.5895 | 0 | 0 | 0 | 0 | 0 | 0 | 0 | 0 | 0 | 0 | 22535.0106 | 28405.2267 | 14503.7332 | 29855.6001
C - Commercial & Industrial | C2 - Small Business Energy Solutions | C2b - SCI New Equipment | Dishwasher - High Temp Under Counter | EC2b026 | Food Service | [22 empty] | 0 |  |  |  | 0 |  |  |  | 0 |  |  |  | 0 | [9 empty] | 0 | 0
C - Commercial & Industrial | C2 - Small Business Energy Solutions | C2b - SCI New Equipment | Dishwasher - Low Temp Door Type | EC2b027 | Food Service | [22 empty] | 0 |  |  |  | 0 |  |  |  | 0 |  |  |  | 0 | [9 empty] | 0 | 0
C - Commercial & Industrial | C2 - Small Business Energy Solutions | C2b - SCI New Equipment | Dishwasher - Low Temp Multi Tank Conveyor | EC2b028 | Food Service | [22 empty] | 0 |  |  |  | 0 |  |  |  | 0 |  |  |  | 0 | [9 empty] | 0 | 0
C - Commercial & Industrial | C2 - Small Business Energy Solutions | C2b - SCI New Equipment | Dishwasher - Low Temp Single Tank Conveyor | EC2b029 | Food Service | [22 empty] | 0 |  |  |  | 0 |  |  |  | 0 |  |  |  | 0 | [9 empty] | 0 | 0
C - Commercial & Industrial | C2 - Small Business Energy Solutions | C2b - SCI New Equipment | Dishwasher - Low Temp Under Counter | EC2b030 | Food Service | 1 | 13 | 1333.3333 | 1000 | 333.3333 | 6.182 | 6.1696 | 80.366 | 80.2053 | 6.1696 | 80.2053 | 25.6657 | 28.0718 | 12.8328 | 13.6349 | 0.94 | 0.74871 | 0.74871 | 0.93314 | 0.93314 | 0 | 0 | 0 | 0 | 0 | 0 | 0 | 0 | 0 | 0 | 0 | 0 | 0 | 0 | 0 | 0 | 0 | 0 | 0 | 0 | 0 | 0 | 0 | 0 | 0 | 0 | 0 | 14783 | 192179 | 1989.4584 | 2030.2409 | 659.1609 | 675.2719 | 5354.1321 | 154.0375 | 145.5514 | 42.2664 | 26.8931 | 163.9565 | 532.7048 | 5886.8369 | 796.8194 | 0 | 64.7006 | 13.5494 | 923.6311 | 0 | 1104.3403 | 2903.0408 | 8789.8777 | 0 | 0 | 0 | 0 | 0 | 0 | 0 | 0 | 0 | 0 | 0 | 0 | 0 | 0 | 0 | 0 | 0 | 0 | 0 | 0 | 0 | 0 | 0 | 0 | 0 | 0 | 0 | 3919.6416 | 3919.6416 | 878.9878 |  | 0 | 878.9878 | 1479.1533 | 1474.48 | 725.0414 | 756.4373 | 4435.1121 | 0 | 0 | 0 | 0 | 0 | 0 | 0 | 0 | 0 | 0 | 13588.5071 | 17144.6314 | 8789.8777 | 18023.6192
C - Commercial & Industrial | C2 - Small Business Energy Solutions | C2b - SCI New Equipment | Faucet Aerator, Electric | EC2b031 | Hot Water | [22 empty] | 0 |  |  |  | 0 |  |  |  | 0 |  |  |  | 0 | [9 empty] | 0 | 0
C - Commercial & Industrial | C2 - Small Business Energy Solutions | C2b - SCI New Equipment | Fryer Large Vat, Electric | EC2b032 | Food Service | [22 empty] | 0 |  |  |  | 0 |  |  |  | 0 |  |  |  | 0 | [9 empty] | 0 | 0
C - Commercial & Industrial | C2 - Small Business Energy Solutions | C2b - SCI New Equipment | Fryer Standard Vat, Electric | EC2b033 | Food Service | [22 empty] | 0 |  |  |  | 0 |  |  |  | 0 |  |  |  | 0 | [9 empty] | 0 | 0
C - Commercial & Industrial | C2 - Small Business Energy Solutions | C2b - SCI New Equipment | Griddle, Electric | EC2b034 | Food Service | [22 empty] | 0 |  |  |  | 0 |  |  |  | 0 |  |  |  | 0 | [9 empty] | 0 | 0
C - Commercial & Industrial | C2 - Small Business Energy Solutions | C2b - SCI New Equipment | Ground Source Heat Pump | EC2b035 | HVAC | [22 empty] | 0 |  |  |  | 0 |  |  |  | 0 |  |  |  | 0 | [9 empty] | 0 | 0
C - Commercial & Industrial | C2 - Small Business Energy Solutions | C2b - SCI New Equipment | Hot Food Holding Cabinet 3/4 Size | EC2b036 | Food Service | [22 empty] | 0 |  |  |  | 0 |  |  |  | 0 |  |  |  | 0 | [9 empty] | 0 | 0
C - Commercial & Industrial | C2 - Small Business Energy Solutions | C2b - SCI New Equipment | Hot Food Holding Cabinet Full Size | EC2b037 | Food Service | [22 empty] | 0 |  |  |  | 0 |  |  |  | 0 |  |  |  | 0 | [9 empty] | 0 | 0
C - Commercial & Industrial | C2 - Small Business Energy Solutions | C2b - SCI New Equipment | Hot Food Holding Cabinet Half Size | EC2b038 | Food Service | [22 empty] | 0 |  |  |  | 0 |  |  |  | 0 |  |  |  | 0 | [9 empty] | 0 | 0
C - Commercial & Industrial | C2 - Small Business Energy Solutions | C2b - SCI New Equipment | Ice Machine - Ice Making Head | EC2b039 | Food Service | 1 | 8 | 366.6667 | 275 | 91.6667 | 1.3455 | 1.3428 | 10.764 | 10.7425 | 1.3428 | 10.7425 | 3.4376 | 3.7599 | 1.7188 | 1.8262 | 0.3 | 0.23895 | 0.23895 | 0.29781 | 0.29781 | 0 | 0 | 0 | 0 | 0 | 0 | 0 | 0 | 0 | 0 | 0 | 0 | 0 | 0 | 0 | 0 | 0 | 0 | 0 | 0 | 0 | 0 | 0 | 0 | 0 | 0 | 0 | 3322 | 26576 | 281.9778 | 294.9371 | 87.4847 | 91.265 | 755.6645 | 27.4644 | 26.1818 | 7.2369 | 4.6434 | 34.3392 | 99.8657 | 855.5302 | 145.6865 | 0 | 19.7496 | 4.3243 | 191.2221 | 0 | 228.6349 | 589.6174 | 1445.1476 | 0 | 0 | 0 | 0 | 0 | 0 | 0 | 0 | 0 | 0 | 0 | 0 | 0 | 0 | 0 | 0 | 0 | 0 | 0 | 0 | 0 | 0 | 0 | 0 | 0 | 0 | 0 | 571.386 | 571.386 | 144.5148 |  | 0 | 144.5148 | 219.3213 | 222.4108 | 103.5949 | 107.4026 | 652.7296 | 0 | 0 | 0 | 0 | 0 | 0 | 0 | 0 | 0 | 0 | 2161.0484 | 2669.2633 | 1445.1476 | 2813.778
C - Commercial & Industrial | C2 - Small Business Energy Solutions | C2b - SCI New Equipment | Ice Machine - Remote Cond./Split Unit - Batch | EC2b040 | Food Service | 2 | 8 | 1440 | 1080 | 360 | 5.202 | 5.1916 | 41.616 | 41.5328 | 5.1916 | 41.5328 | 13.2905 | 14.5365 | 6.6452 | 7.0606 | 0.6 | 0.4779 | 0.4779 | 0.59562 | 0.59562 | 0 | 0 | 0 | 0 | 0 | 0 | 0 | 0 | 0 | 0 | 0 | 0 | 0 | 0 | 0 | 0 | 0 | 0 | 0 | 0 | 0 | 0 | 0 | 0 | 0 | 0 | 0 | 5262 | 42096 | 1090.1883 | 1140.2919 | 338.2351 | 352.8506 | 2921.5658 | 106.1836 | 101.2247 | 27.9794 | 17.9522 | 132.7629 | 386.1028 | 3307.6686 | 291.3729 | 0 | 39.4993 | 8.6486 | 382.4442 | 0 | 457.2698 | 1179.2348 | 4486.9034 | 0 | 0 | 0 | 0 | 0 | 0 | 0 | 0 | 0 | 0 | 0 | 0 | 0 | 0 | 0 | 0 | 0 | 0 | 0 | 0 | 0 | 0 | 0 | 0 | 0 | 0 | 0 | 905.0672 | 905.0672 | 448.6903 |  | 0 | 448.6903 | 847.9445 | 859.8894 | 400.5208 | 415.2422 | 2523.5969 | 0 | 0 | 0 | 0 | 0 | 0 | 0 | 0 | 0 | 0 | 5840.6609 | 7915.5675 | 4486.9034 | 8364.2578
C - Commercial & Industrial | C2 - Small Business Energy Solutions | C2b - SCI New Equipment | Ice Machine - Remote Cond./Split Unit - Continuous | EC2b041 | Food Service | [22 empty] | 0 |  |  |  | 0 |  |  |  | 0 |  |  |  | 0 | [9 empty] | 0 | 0
C - Commercial & Industrial | C2 - Small Business Energy Solutions | C2b - SCI New Equipment | Ice Machine - Self Contained | EC2b042 | Food Service | [22 empty] | 0 |  |  |  | 0 |  |  |  | 0 |  |  |  | 0 | [9 empty] | 0 | 0
C - Commercial & Industrial | C2 - Small Business Energy Solutions | C2b - SCI New Equipment | Low Pressure Drop Filter | EC2b043 | Compressed Air | [22 empty] | 0 |  |  |  | 0 |  |  |  | 0 |  |  |  | 0 | [9 empty] | 0 | 0
C - Commercial & Industrial | C2 - Small Business Energy Solutions | C2b - SCI New Equipment | Thermostatic Shut-Off Valve, Electric | EC2b044 | Hot Water | [22 empty] | 0 |  |  |  | 0 |  |  |  | 0 |  |  |  | 0 | [9 empty] | 0 | 0
C - Commercial & Industrial | C2 - Small Business Energy Solutions | C2b - SCI New Equipment | Low-Flow Showerhead, Electric | EC2b045 | Hot Water | [22 empty] | 0 |  |  |  | 0 |  |  |  | 0 |  |  |  | 0 | [9 empty] | 0 | 0
C - Commercial & Industrial | C2 - Small Business Energy Solutions | C2b - SCI New Equipment | Pre Rinse Spray Valve, Electric | EC2b046 | Hot Water | [22 empty] | 0 |  |  |  | 0 |  |  |  | 0 |  |  |  | 0 | [9 empty] | 0 | 0
C - Commercial & Industrial | C2 - Small Business Energy Solutions | C2b - SCI New Equipment | Refrigerated Air Dryer | EC2b047 | Compressed Air | 2 | 15 | 1231.3067 | 923.48 | 307.8267 | 1.9256 | 1.9217 | 28.8838 | 28.8261 | 1.9217 | 28.8261 | 6.2553 | 8.1001 | 6.457 | 7.9848 | 0.97 | 0.84128 | 0.84128 | 1.2518 | 1.2518 | 0 | 0 | 0 | 0 | 0 | 0 | 0 | 0 | 0 | 0 | 0 | 0 | 0 | 0 | 0 | 0 | 0 | 0 | 0 | 0 | 0 | 0 | 0 | 0 | 0 | 0 | 0 | 0 | 0 | 476.5483 | 573.7591 | 333.6639 | 395.239 | 1779.2103 | 32.5365 | 36.399 | 18.4314 | 13.6492 | 51.0697 | 152.0858 | 1931.2961 | 1312.1799 | 0 | 86.7952 | 18.1764 | 1400.0877 | 0 | 1674.0161 | 4491.2553 | 6422.5514 | 0 | 0 | 0 | 0 | 0 | 0 | 0 | 0 | 0 | 0 | 0 | 0 | 0 | 0 | 0 | 0 | 0 | 0 | 0 | 0 | 0 | 0 | 0 | 0 | 0 | 0 | 0 | 0 | 0 | 642.2551 |  | 0 | 642.2551 | 344.4155 | 405.345 | 351.7273 | 425.5867 | 1527.0745 | 0 | 0 | 0 | 0 | 0 | 0 | 0 | 0 | 0 | 0 | 7064.8065 | 7949.6259 | 6422.5514 | 8591.8811
C - Commercial & Industrial | C2 - Small Business Energy Solutions | C2b - SCI New Equipment | Steam Cooker, Electric | EC2b048 | Food Service | 4.0001 | 12 | 8800.2733 | 4400.1367 | 4400.1367 | 26.2008 | 26.1484 | 314.4098 | 313.7809 | 26.1484 | 313.7809 | 100.4099 | 109.8233 | 50.205 | 53.3428 | 9.1203 | 7.2643 | 7.2643 | 9.0537 | 9.0537 | 0 | 0 | 0 | 0 | 0 | 0 | 0 | 0 | 0 | 0 | 0 | 0 | 0 | 0 | 0 | 0 | 0 | 0 | 0 | 0 | 0 | 0 | 0 | 0 | 0 | 0 | 0 | 279908.6939 | 3358904.3264 | 7853.463 | 8069.8016 | 2571.337 | 2643.8516 | 21138.4532 | 652.8481 | 616.8821 | 179.1351 | 113.9793 | 694.8873 | 2257.7319 | 23396.1851 | 7128.3477 | 0 | 627.7529 | 131.4624 | 8359.4281 | 0 | 9994.9575 | 26241.9486 | 49638.1337 | 0 | 0 | 0 | 0 | 0 | 0 | 0 | 0 | 0 | 0 | 0 | 0 | 0 | 0 | 0 | 0 | 0 | 0 | 0 | 0 | 0 | 0 | 0 | 0 | 0 | 0 | 0 | 69230.5426 | 69230.5426 | 4963.8134 |  | 0 | 4963.8134 | 5944.5335 | 5935.1285 | 2898.0951 | 3029.9447 | 17807.7019 | 0 | 0 | 0 | 0 | 0 | 0 | 0 | 0 | 0 | 0 | 123832.4897 | 136676.3782 | 49638.1337 | 141640.1916
C - Commercial & Industrial | C2 - Small Business Energy Solutions | C2b - SCI New Equipment | Unitary Air Conditioner | EC2b049 | HVAC | 3 | 20 | 6666.68 | 5000.01 | 1666.67 | 20.3976 | 20.3568 | 407.952 | 407.1361 | 20.3568 | 407.1361 | 35.0137 | 18.7283 | 214.5607 | 138.8334 | 27 | 0 | 0 | 10.1851 | 10.1851 | 0 | 0 | 0 | 0 | 0 | 0 | 0 | 0 | 0 | 0 | 0 | 0 | 0 | 0 | 0 | 0 | 0 | 0 | 0 | 0 | 0 | 0 | 0 | 0 | 0 | 0 | 0 | 0 | 0 | 2540.6082 | 1240.7689 | 11016.2878 | 6747.5164 | 21545.1812 | 136.5919 | 63.1184 | 459.3413 | 177.9901 | 540.9768 | 1378.0186 | 22923.1998 | 14738.8365 | 0 | 706.2001 | 147.8906 | 14424.3656 | 0 | 17246.5053 | 47263.7982 | 70186.9979 | 0 | 0 | 0 | 0 | 0 | 0 | 0 | 0 | 0 | 0 | 0 | 0 | 0 | 0 | 0 | 0 | 0 | 0 | 0 | 0 | 0 | 0 | 0 | 0 | 0 | 0 | 0 | 0 | 0 | 7018.6998 |  | 0 | 7018.6998 | 1725.4971 | 837.0532 | 10567.5682 | 6628.4122 | 19758.5306 | 0 | 0 | 0 | 0 | 0 | 0 | 0 | 0 | 0 | 0 | 77205.6977 | 89945.5285 | 70186.9979 | 96964.2283
C - Commercial & Industrial | C2 - Small Business Energy Solutions | C2b - SCI New Equipment | Water Source Heat Pump | EC2b050 | HVAC | [22 empty] | 0 |  |  |  | 0 |  |  |  | 0 |  |  |  | 0 | [9 empty] | 0 | 0
C - Commercial & Industrial | C2 - Small Business Energy Solutions | C2b - SCI New Equipment | Zero Loss Condensate Drain | EC2b051 | Compressed Air | [22 empty] | 0 |  |  |  | 0 |  |  |  | 0 |  |  |  | 0 | [9 empty] | 0 | 0
C - Commercial & Industrial | C2 - Small Business Energy Solutions | C2b - SCI New Equipment | High Efficiency Chiller - FL | EC2b052 | HVAC | 2 | 23 | 36000 | 18000 | 18000 | 0 | 0 | 0 | 0 | 0 | 0 | 0 | 0 | 0 | 0 | 0 | 0 | 0 | 0 | 0 | 0 | 0 | 0 | 0 | 0 | 0 | 0 | 0 | 0 | 0 | 0 | 0 | 0 | 0 | 0 | 0 | 0 | 0 | 0 | 0 | 0 | 0 | 0 | 0 | 0 | 0 | 0 | 0 | 0 | 0 | 0 | 0 | 0 | 0 | 0 | 0 | 0 | 0 | 0 | 0 | 0 | 0 | 0 | 0 | 0 | 0 | 0 | 0 | 0 | 0 | 0 | 0 | 0 | 0 | 0 | 0 | 0 | 0 | 0 | 0 | 0 | 0 | 0 | 0 | 0 | 0 | 0 | 0 | 0 | 0 | 0 | 0 | 0 | 0 | 0 | 0 | 0 | 0 | 0 | 0 |  | 0 | 0 | 0 | 0 | 0 | 0 | 0 | 0 | 0 | 0 | 0 | 0 | 0 | 0 | 0 | 0 | 0 | 0 | 0 | 0 | 0
C - Commercial & Industrial | C2 - Small Business Energy Solutions | C2b - SCI New Equipment | High Efficiency Chiller - IPLV | EC2b053 | HVAC | [22 empty] | 0 |  |  |  | 0 |  |  |  | 0 |  |  |  | 0 | [9 empty] | 0 | 0
C - Commercial & Industrial | C2 - Small Business Energy Solutions | C2b - SCI New Equipment | C&I Small New Construction Code Compliance | EC2b057 | Custom Measures | [22 empty] | 0 |  |  |  | 0 |  |  |  | 0 |  |  |  | 0 | [9 empty] | 0 | 0
C - Commercial & Industrial | C2 - Small Business Energy Solutions | C2b - SCI New Equipment | Induction Cooktop Displacing Electric Resistance | EC2b058 | Food Service | [22 empty] | 0 |  |  |  | 0 |  |  |  | 0 |  |  |  | 0 | [9 empty] | 0 | 0
C - Commercial & Industrial | C2 - Small Business Energy Solutions | C2b - SCI New Equipment | Compressed Air Leak Detection | EC2b059 | Compressed Air | [22 empty] | 0 |  |  |  | 0 |  |  |  | 0 |  |  |  | 0 | [9 empty] | 0 | 0
C - Commercial & Industrial | C2 - Small Business Energy Solutions | C2b - SCI New Equipment | Packaged Terminal Heat Pump | EC2b060 | HVAC | [22 empty] | 0 |  |  |  | 0 |  |  |  | 0 |  |  |  | 0 | [9 empty] | 0 | 0
C - Commercial & Industrial | C2 - Small Business Energy Solutions | C2b - SCI New Equipment | VRF System | EC2b061 | HVAC | [22 empty] | 0 |  |  |  | 0 |  |  |  | 0 |  |  |  | 0 | [9 empty] | 0 | 0
C - Commercial & Industrial | C2 - Small Business Energy Solutions | C2b - SCI New Equipment | CI Audits - Small New | EC2bAUD | Non-Energy Saving | 1 | 1 | 130249 | 130249 | 0 | 0 | 0 | 0 | 0 | 0 | 0 | 0 | 0 | 0 | 0 | 0 | 0 | 0 | 0 | 0 | 0 | 0 | 0 | 0 | 0 | 0 | 0 | 0 | 0 | 0 | 0 | 0 | 0 | 0 | 0 | 0 | 0 | 0 | 0 | 0 | 0 | 0 | 0 | 0 | 0 | 0 | 0 | 0 | 0 | 0 | 0 | 0 | 0 | 0 | 0 | 0 | 0 | 0 | 0 | 0 | 0 | 0 | 0 | 0 | 0 | 0 | 0 | 0 | 0 | 0 | 0 | 0 | 0 | 0 | 0 | 0 | 0 | 0 | 0 | 0 | 0 | 0 | 0 | 0 | 0 | 0 | 0 | 0 | 0 | 0 | 0 | 0 | 0 | 0 | 0 | 0 | 0 | 0 | 0 | 0 |  | 0 | 0 | 0 | 0 | 0 | 0 | 0 | 0 | 0 | 0 | 0 | 0 | 0 | 0 | 0 | 0 | 0 | 0 | 0 | 0 | 0
C - Commercial & Industrial | C2 - Small Business Energy Solutions | C2b - SCI New Equipment | Vendor Fees - Small New | EC2bNES01 | Non-Energy Saving | [22 empty] | 0 |  |  |  | 0 |  |  |  | 0 |  |  |  | 0 | [9 empty] | 0 | 0
C - Commercial & Industrial | C2 - Small Business Energy Solutions | C2b - SCI New Equipment | Vendor Fees - TA Studies - Small New | EC2bNES02 | Non-Energy Saving | [22 empty] | 0 |  |  |  | 0 |  |  |  | 0 |  |  |  | 0 | [9 empty] | 0 | 0
C - Commercial & Industrial | C2 - Small Business Energy Solutions | C2b - SCI New Equipment | 0 | 0 | 0 | [22 empty] | 0 |  |  |  | 0 |  |  |  | 0 |  |  |  | 0 | [9 empty] | 0 | 0
C - Commercial & Industrial | C2 - Small Business Energy Solutions | C2b - SCI New Equipment | 0 | 0 | 0 | [22 empty] | 0 |  |  |  | 0 |  |  |  | 0 |  |  |  | 0 | [9 empty] | 0 | 0
C - Commercial & Industrial | C2 - Small Business Energy Solutions | C2b - SCI New Equipment | 0 | 0 | 0 | [22 empty] | 0 |  |  |  | 0 |  |  |  | 0 |  |  |  | 0 | [9 empty] | 0 | 0
[28 empty] | 0 |  |  |  | 0 |  |  |  | 0 |  |  |  | 0 | [9 empty] | 0 | 0
C - Commercial & Industrial | C2 - Small Business Energy Solutions | C2c - SCI Midstream | Midstream Circulator Pump | EC2c001 | HVAC | 8 | 20 | 1606.5198 | 1401.0347 | 205.4851 | 5.2022 | 5.1918 | 104.0437 | 103.8356 | 4.4649 | 89.2987 | 23.5748 | 14.8236 | 31.1652 | 19.735 | 0.73939 | 0.038044 | 0.032718 | 0.77761 | 0.66875 | 0 | 0 | 0 | 0 | 0 | 0 | 0 | 0 | 0 | 0 | 0 | 0 | 0 | 0 | 0 | 0 | 0 | 0 | 0 | 0 | 0 | 0 | 0 | 0 | 0 | 0 | 0 | 0 | 0 | 1710.6001 | 982.0791 | 1600.1305 | 959.1514 | 5251.961 | 91.9678 | 49.9588 | 66.7199 | 25.3011 | 118.6544 | 352.602 | 5604.563 | 967.7433 | 0 | 46.3687 | 9.7104 | 947.0953 | 0 | 1132.3954 | 3103.3131 | 8707.8761 | 0 | 0 | 0 | 0 | 0 | 0 | 0 | 0 | 0 | 0 | 0 | 0 | 0 | 0 | 0 | 0 | 0 | 0 | 0 | 0 | 0 | 0 | 0 | 0 | 0 | 0 | 0 | 0 | 0 | 870.7876 |  | 0 | 870.7876 | 1161.783 | 662.5347 | 1534.9534 | 942.2209 | 4301.4919 | 0 | 0 | 0 | 0 | 0 | 0 | 0 | 0 | 0 | 0 | 9578.6637 | 13009.368 | 8707.8761 | 13880.1556
C - Commercial & Industrial | C2 - Small Business Energy Solutions | C2c - SCI Midstream | Midstream Demand Control Ventilation | EC2c002 | HVAC | [22 empty] | 0 |  |  |  | 0 |  |  |  | 0 |  |  |  | 0 | [9 empty] | 0 | 0
C - Commercial & Industrial | C2 - Small Business Energy Solutions | C2c - SCI Midstream | Midstream DMSHP Systems | EC2c003 | HVAC | 6 | 20 | 3149.5111 | 2746.6667 | 402.8444 | 5.4533 | 5.4424 | 109.0667 | 108.8485 | 4.6805 | 93.6097 | 24.713 | 15.5392 | 32.6698 | 20.6878 | 1.7674 | 0 | 0 | 0.77522 | 0.66669 | 0 | 0 | 0 | 0 | 0 | 0 | 0 | 0 | 0 | 0 | 0 | 0 | 0 | 0 | 0 | 0 | 0 | 0 | 0 | 0 | 0 | 0 | 0 | 0 | 0 | 0 | 0 | 0 | 0 | 1793.1829 | 1029.491 | 1677.3802 | 1005.4565 | 5505.5106 | 96.4077 | 52.3706 | 69.941 | 26.5225 | 124.3827 | 369.6246 | 5875.1352 | 964.77 | 0 | 46.2262 | 9.6806 | 944.1855 | 0 | 1128.9162 | 3093.7785 | 8968.9138 | 0 | 0 | 0 | 0 | 0 | 0 | 0 | 0 | 0 | 0 | 0 | 0 | 0 | 0 | 0 | 0 | 0 | 0 | 0 | 0 | 0 | 0 | 0 | 0 | 0 | 0 | 0 | 0 | 0 | 896.8914 |  | 0 | 896.8914 | 1217.8706 | 694.52 | 1609.0565 | 987.7086 | 4509.1556 | 0 | 0 | 0 | 0 | 0 | 0 | 0 | 0 | 0 | 0 | 9865.8051 | 13478.0694 | 8968.9138 | 14374.9607
C - Commercial & Industrial | C2 - Small Business Energy Solutions | C2c - SCI Midstream | Midstream Dual Enthalpy Economizer Controls | EC2c004 | HVAC | [22 empty] | 0 |  |  |  | 0 |  |  |  | 0 |  |  |  | 0 | [9 empty] | 0 | 0
C - Commercial & Industrial | C2 - Small Business Energy Solutions | C2c - SCI Midstream | Midstream ECM Fan Motors | EC2c005 | HVAC | [22 empty] | 0 |  |  |  | 0 |  |  |  | 0 |  |  |  | 0 | [9 empty] | 0 | 0
C - Commercial & Industrial | C2 - Small Business Energy Solutions | C2c - SCI Midstream | Midstream Heat Pump Systems | EC2c006 | HVAC | 60 | 20 | 37840 | 33000 | 4840 | 54.2169 | 54.1085 | 1084.338 | 1082.1693 | 46.5333 | 930.6656 | 245.6957 | 154.4905 | 324.8023 | 205.6771 | 17.028 | 0 | 0 | 7.4691 | 6.4234 | 0 | 0 | 0 | 0 | 0 | 0 | 0 | 0 | 0 | 0 | 0 | 0 | 0 | 0 | 0 | 0 | 0 | 0 | 0 | 0 | 0 | 0 | 0 | 0 | 0 | 0 | 0 | 0 | 0 | 17827.7787 | 10235.1734 | 16676.4708 | 9996.2222 | 54735.6451 | 958.483 | 520.6676 | 695.3515 | 263.6864 | 1236.6099 | 3674.7985 | 58410.4436 | 9295.2929 | 0 | 445.3769 | 93.2697 | 9096.9666 | 0 | 10876.796 | 29807.7021 | 88218.1456 | 0 | 0 | 0 | 0 | 0 | 0 | 0 | 0 | 0 | 0 | 0 | 0 | 0 | 0 | 0 | 0 | 0 | 0 | 0 | 0 | 0 | 0 | 0 | 0 | 0 | 0 | 0 | 0 | 0 | 8821.8146 |  | 0 | 8821.8146 | 12108.0379 | 6904.8995 | 15997.1985 | 9819.7733 | 44829.9092 | 0 | 0 | 0 | 0 | 0 | 0 | 0 | 0 | 0 | 0 | 97039.9602 | 133048.0548 | 88218.1456 | 141869.8694
C - Commercial & Industrial | C2 - Small Business Energy Solutions | C2c - SCI Midstream | Midstream Unitary Air Conditioners | EC2c007 | HVAC | 4 | 20 | 1930.9867 | 1684 | 246.9867 | 10.9556 | 10.9336 | 219.1112 | 218.673 | 9.4029 | 188.0588 | 16.1731 | 8.6507 | 99.107 | 64.128 | 1.8851 | 0 | 0 | 0.82688 | 0.71112 | 0 | 0 | 0 | 0 | 0 | 0 | 0 | 0 | 0 | 0 | 0 | 0 | 0 | 0 | 0 | 0 | 0 | 0 | 0 | 0 | 0 | 0 | 0 | 0 | 0 | 0 | 0 | 0 | 0 | 1173.5231 | 573.1191 | 5088.4936 | 3116.7209 | 9951.8567 | 63.0927 | 29.1548 | 212.1727 | 82.2148 | 249.8807 | 636.5156 | 10588.3722 | 1029.0546 | 0 | 49.3064 | 10.3256 | 1007.0985 | 0 | 1204.1382 | 3299.9234 | 13888.2956 | 0 | 0 | 0 | 0 | 0 | 0 | 0 | 0 | 0 | 0 | 0 | 0 | 0 | 0 | 0 | 0 | 0 | 0 | 0 | 0 | 0 | 0 | 0 | 0 | 0 | 0 | 0 | 0 | 0 | 1388.8296 |  | 0 | 1388.8296 | 797.0181 | 386.6402 | 4881.2272 | 3061.7059 | 9126.5914 | 0 | 0 | 0 | 0 | 0 | 0 | 0 | 0 | 0 | 0 | 15277.1252 | 23014.887 | 13888.2956 | 24403.7166
C - Commercial & Industrial | C2 - Small Business Energy Solutions | C2c - SCI Midstream | Midstream VRF | EC2c008 | HVAC | 6 | 20 | 13216.48 | 11526 | 1690.48 | 28.4688 | 28.4119 | 569.376 | 568.2372 | 24.4342 | 488.684 | 129.0126 | 81.1215 | 170.5507 | 107.9992 | 3.4932 | 0 | 0 | 1.5323 | 1.3177 | 0 | 0 | 0 | 0 | 0 | 0 | 0 | 0 | 0 | 0 | 0 | 0 | 0 | 0 | 0 | 0 | 0 | 0 | 0 | 0 | 0 | 0 | 0 | 0 | 0 | 0 | 0 | 0 | 0 | 9361.2041 | 5374.3963 | 8756.6628 | 5248.9252 | 28741.1883 | 503.2907 | 273.3978 | 365.1227 | 138.4593 | 649.3326 | 1929.6032 | 30670.7915 | 1906.904 | 0 | 91.3678 | 19.134 | 1866.2179 | 0 | 2231.345 | 6114.9688 | 36785.7603 | 0 | 0 | 0 | 0 | 0 | 0 | 0 | 0 | 0 | 0 | 0 | 0 | 0 | 0 | 0 | 0 | 0 | 0 | 0 | 0 | 0 | 0 | 0 | 0 | 0 | 0 | 0 | 0 | 0 | 3678.576 |  | 0 | 3678.576 | 6357.8203 | 3625.6998 | 8399.9831 | 5156.2735 | 23539.7767 | 0 | 0 | 0 | 0 | 0 | 0 | 0 | 0 | 0 | 0 | 40464.3363 | 60325.537 | 36785.7603 | 64004.113
C - Commercial & Industrial | C2 - Small Business Energy Solutions | C2c - SCI Midstream | Midstream Water Source Heat Pump Systems | EC2c009 | HVAC | 2 | 12 | 427.4773 | 372.8 | 54.6773 | 1.066 | 1.0639 | 12.792 | 12.7664 | 0.91493 | 10.9791 | 2.8985 | 1.8225 | 3.8317 | 2.4264 | 0.39815 | 0.14012 | 0.12051 | 0.17464 | 0.15019 | 0 | 0 | 0 | 0 | 0 | 0 | 0 | 0 | 0 | 0 | 0 | 0 | 0 | 0 | 0 | 0 | 0 | 0 | 0 | 0 | 0 | 0 | 0 | 0 | 0 | 0 | 0 | 0 | 0 | 226.7024 | 133.9195 | 196.248 | 120.26 | 677.1299 | 18.8455 | 10.2372 | 13.6718 | 5.1845 | 24.3139 | 72.253 | 749.3829 | 118.2513 | 0 | 10.4137 | 2.1808 | 138.6736 | 0 | 165.8052 | 435.3247 | 1184.7076 | 0 | 0 | 0 | 0 | 0 | 0 | 0 | 0 | 0 | 0 | 0 | 0 | 0 | 0 | 0 | 0 | 0 | 0 | 0 | 0 | 0 | 0 | 0 | 0 | 0 | 0 | 0 | 0 | 0 | 118.4708 |  | 0 | 118.4708 | 171.5982 | 98.4943 | 221.1867 | 137.8221 | 629.1012 | 0 | 0 | 0 | 0 | 0 | 0 | 0 | 0 | 0 | 0 | 1303.1783 | 1813.8088 | 1184.7076 | 1932.2796
C - Commercial & Industrial | C2 - Small Business Energy Solutions | C2c - SCI Midstream | Midstream LED Downlight | EC2c010 | Lighting | [22 empty] | 0 |  |  |  | 0 |  |  |  | 0 |  |  |  | 0 | [9 empty] | 0 | 0
C - Commercial & Industrial | C2 - Small Business Energy Solutions | C2c - SCI Midstream | Midstream LED Exterior | EC2c011 | Lighting | [22 empty] | 0 |  |  |  | 0 |  |  |  | 0 |  |  |  | 0 | [9 empty] | 0 | 0
C - Commercial & Industrial | C2 - Small Business Energy Solutions | C2c - SCI Midstream | Midstream LED High Bay/Low Bay | EC2c012 | Lighting | [22 empty] | 0 |  |  |  | 0 |  |  |  | 0 |  |  |  | 0 | [9 empty] | 0 | 0
C - Commercial & Industrial | C2 - Small Business Energy Solutions | C2c - SCI Midstream | Midstream LED Linear Fixture | EC2c013 | Lighting | [22 empty] | 0 |  |  |  | 0 |  |  |  | 0 |  |  |  | 0 | [9 empty] | 0 | 0
C - Commercial & Industrial | C2 - Small Business Energy Solutions | C2c - SCI Midstream | Midstream LED Linear Fixture with Controls | EC2c014 | Lighting | [22 empty] | 0 |  |  |  | 0 |  |  |  | 0 |  |  |  | 0 | [9 empty] | 0 | 0
C - Commercial & Industrial | C2 - Small Business Energy Solutions | C2c - SCI Midstream | Midstream LED Linear Lamp | EC2c015 | Lighting | [22 empty] | 0 |  |  |  | 0 |  |  |  | 0 |  |  |  | 0 | [9 empty] | 0 | 0
C - Commercial & Industrial | C2 - Small Business Energy Solutions | C2c - SCI Midstream | Midstream LED Screw In | EC2c016 | Lighting | [22 empty] | 0 |  |  |  | 0 |  |  |  | 0 |  |  |  | 0 | [9 empty] | 0 | 0
C - Commercial & Industrial | C2 - Small Business Energy Solutions | C2c - SCI Midstream | Midstream LED Stairwell Kit | EC2c017 | Lighting | [22 empty] | 0 |  |  |  | 0 |  |  |  | 0 |  |  |  | 0 | [9 empty] | 0 | 0
C - Commercial & Industrial | C2 - Small Business Energy Solutions | C2c - SCI Midstream | Midstream Combination Oven, Electric | EC2c018 | Food Service | 1 | 12 | 2293.3333 | 2000 | 293.3333 | 6.368 | 6.3553 | 76.416 | 76.2632 | 5.4655 | 65.5863 | 20.9876 | 22.9552 | 10.4938 | 11.1497 | 1.247 | 1.1549 | 0.99324 | 1.4394 | 1.2379 | 0 | 0 | 0 | 0 | 0 | 0 | 0 | 0 | 0 | 0 | 0 | 0 | 0 | 0 | 0 | 0 | 0 | 0 | 0 | 0 | 0 | 0 | 0 | 0 | 0 | 0 | 0 | 0 | 0 | 1641.5266 | 1686.7456 | 537.4595 | 552.6164 | 4418.3481 | 136.458 | 128.9404 | 37.4427 | 23.8239 | 145.245 | 471.9099 | 4890.258 | 974.6462 | 0 | 85.8315 | 17.9746 | 1142.9696 | 0 | 1366.5926 | 3588.0146 | 8478.2727 | 0 | 0 | 0 | 0 | 0 | 0 | 0 | 0 | 0 | 0 | 0 | 0 | 0 | 0 | 0 | 0 | 0 | 0 | 0 | 0 | 0 | 0 | 0 | 0 | 0 | 0 | 0 | 0 | 0 | 847.8273 |  | 0 | 847.8273 | 1242.5232 | 1240.5574 | 605.7583 | 633.3174 | 3722.1563 | 0 | 0 | 0 | 0 | 0 | 0 | 0 | 0 | 0 | 0 | 9326.0999 | 12200.4289 | 8478.2727 | 13048.2562
C - Commercial & Industrial | C2 - Small Business Energy Solutions | C2c - SCI Midstream | Midstream Convection Oven, Electric | EC2c019 | Food Service | 1 | 12 | 573.3333 | 500 | 73.3333 | 2.001 | 1.997 | 24.012 | 23.964 | 1.7174 | 20.609 | 6.5949 | 7.2132 | 3.2974 | 3.5035 | 0.3956 | 0.36639 | 0.3151 | 0.45664 | 0.39271 | 0 | 0 | 0 | 0 | 0 | 0 | 0 | 0 | 0 | 0 | 0 | 0 | 0 | 0 | 0 | 0 | 0 | 0 | 0 | 0 | 0 | 0 | 0 | 0 | 0 | 0 | 0 | 0 | 0 | 515.8126 | 530.0217 | 168.8845 | 173.6472 | 1388.366 | 42.8788 | 40.5166 | 11.7655 | 7.4861 | 45.6399 | 148.287 | 1536.653 | 309.1981 | 0 | 27.2293 | 5.7023 | 362.5973 | 0 | 433.5397 | 1138.2667 | 2674.9197 | 0 | 0 | 0 | 0 | 0 | 0 | 0 | 0 | 0 | 0 | 0 | 0 | 0 | 0 | 0 | 0 | 0 | 0 | 0 | 0 | 0 | 0 | 0 | 0 | 0 | 0 | 0 | 0 | 0 | 267.492 |  | 0 | 267.492 | 390.4348 | 389.8171 | 190.3458 | 199.0057 | 1169.6034 | 0 | 0 | 0 | 0 | 0 | 0 | 0 | 0 | 0 | 0 | 2942.4117 | 3844.5231 | 2674.9197 | 4112.0151
C - Commercial & Industrial | C2 - Small Business Energy Solutions | C2c - SCI Midstream | Midstream Conveyor Broiler | EC2c047 | Food Service | [22 empty] | 0 |  |  |  | 0 |  |  |  | 0 |  |  |  | 0 | [9 empty] | 0 | 0
C - Commercial & Industrial | C2 - Small Business Energy Solutions | C2c - SCI Midstream | Midstream Deck Oven, Electric | EC2c050 | Food Service | [22 empty] | 0 |  |  |  | 0 |  |  |  | 0 |  |  |  | 0 | [9 empty] | 0 | 0
C - Commercial & Industrial | C2 - Small Business Energy Solutions | C2c - SCI Midstream | Midstream Dishwasher - High Temp Door Type | EC2c020 | Food Service | [22 empty] | 0 |  |  |  | 0 |  |  |  | 0 |  |  |  | 0 | [9 empty] | 0 | 0
C - Commercial & Industrial | C2 - Small Business Energy Solutions | C2c - SCI Midstream | Midstream Dishwasher - High Temp Multi Tank Conveyor | EC2c021 | Food Service | [22 empty] | 0 |  |  |  | 0 |  |  |  | 0 |  |  |  | 0 | [9 empty] | 0 | 0
C - Commercial & Industrial | C2 - Small Business Energy Solutions | C2c - SCI Midstream | Midstream Dishwasher - High Temp Pot, Pan, Utensil | EC2c022 | Food Service | [22 empty] | 0 |  |  |  | 0 |  |  |  | 0 |  |  |  | 0 | [9 empty] | 0 | 0
C - Commercial & Industrial | C2 - Small Business Energy Solutions | C2c - SCI Midstream | Midstream Dishwasher - High Temp Single Tank Conveyor | EC2c023 | Food Service | [22 empty] | 0 |  |  |  | 0 |  |  |  | 0 |  |  |  | 0 | [9 empty] | 0 | 0
C - Commercial & Industrial | C2 - Small Business Energy Solutions | C2c - SCI Midstream | Midstream Dishwasher - High Temp Under Counter | EC2c024 | Food Service | [22 empty] | 0 |  |  |  | 0 |  |  |  | 0 |  |  |  | 0 | [9 empty] | 0 | 0
C - Commercial & Industrial | C2 - Small Business Energy Solutions | C2c - SCI Midstream | Midstream Dishwasher - Low Temp Door Type | EC2c025 | Food Service | [22 empty] | 0 |  |  |  | 0 |  |  |  | 0 |  |  |  | 0 | [9 empty] | 0 | 0
C - Commercial & Industrial | C2 - Small Business Energy Solutions | C2c - SCI Midstream | Midstream Dishwasher - Low Temp Multi Tank Conveyor | EC2c026 | Food Service | [22 empty] | 0 |  |  |  | 0 |  |  |  | 0 |  |  |  | 0 | [9 empty] | 0 | 0
C - Commercial & Industrial | C2 - Small Business Energy Solutions | C2c - SCI Midstream | Midstream Dishwasher - Low Temp Single Tank Conveyor | EC2c027 | Food Service | [22 empty] | 0 |  |  |  | 0 |  |  |  | 0 |  |  |  | 0 | [9 empty] | 0 | 0
C - Commercial & Industrial | C2 - Small Business Energy Solutions | C2c - SCI Midstream | Midstream Dishwasher - Low Temp Under Counter | EC2c028 | Food Service | [22 empty] | 0 |  |  |  | 0 |  |  |  | 0 |  |  |  | 0 | [9 empty] | 0 | 0
C - Commercial & Industrial | C2 - Small Business Energy Solutions | C2c - SCI Midstream | Midstream Freezer - Solid Door | EC2c029 | Food Service | 6 | 12 | 1219.6364 | 1063.6364 | 156 | 6.6047 | 6.5915 | 79.256 | 79.0975 | 5.6687 | 68.0239 | 21.7676 | 23.8084 | 10.8838 | 11.5641 | 0.16268 | 0.15067 | 0.12958 | 0.18778 | 0.16149 | 0 | 0 | 0 | 0 | 0 | 0 | 0 | 0 | 0 | 0 | 0 | 0 | 0 | 0 | 0 | 0 | 0 | 0 | 0 | 0 | 0 | 0 | 0 | 0 | 0 | 0 | 0 | 0 | 0 | 1702.5346 | 1749.4341 | 557.4343 | 573.1546 | 4582.5577 | 141.5295 | 133.7325 | 38.8343 | 24.7093 | 150.6431 | 489.4486 | 5072.0063 | 127.1501 | 0 | 11.1974 | 2.3449 | 149.1092 | 0 | 178.2825 | 468.0841 | 5540.0903 | 0 | 0 | 0 | 0 | 0 | 0 | 0 | 0 | 0 | 0 | 0 | 0 | 0 | 0 | 0 | 0 | 0 | 0 | 0 | 0 | 0 | 0 | 0 | 0 | 0 | 0 | 0 | 0 | 0 | 554.009 |  | 0 | 554.009 | 1288.702 | 1286.6631 | 628.2715 | 656.8549 | 3860.4916 | 0 | 0 | 0 | 0 | 0 | 0 | 0 | 0 | 0 | 0 | 6094.0994 | 9400.5819 | 5540.0903 | 9954.591
C - Commercial & Industrial | C2 - Small Business Energy Solutions | C2c - SCI Midstream | Midstream Freezer - Glass Door | EC2c030 | Food Service | 3 | 12 | 1333 | 1162.5 | 170.5 | 1.281 | 1.2784 | 15.372 | 15.3413 | 1.0995 | 13.1935 | 4.2219 | 4.6177 | 2.111 | 2.2429 | 0.12576 | 0.11647 | 0.10017 | 0.14517 | 0.12484 | 0 | 0 | 0 | 0 | 0 | 0 | 0 | 0 | 0 | 0 | 0 | 0 | 0 | 0 | 0 | 0 | 0 | 0 | 0 | 0 | 0 | 0 | 0 | 0 | 0 | 0 | 0 | 0 | 0 | 330.2129 | 339.3092 | 108.1165 | 111.1655 | 888.804 | 27.4502 | 25.9379 | 7.5321 | 4.7925 | 29.2178 | 94.9304 | 983.7344 | 98.2933 | 0 | 8.6561 | 1.8127 | 115.2688 | 0 | 137.8212 | 361.8522 | 1345.5866 | 0 | 0 | 0 | 0 | 0 | 0 | 0 | 0 | 0 | 0 | 0 | 0 | 0 | 0 | 0 | 0 | 0 | 0 | 0 | 0 | 0 | 0 | 0 | 0 | 0 | 0 | 0 | 0 | 0 | 134.5587 |  | 0 | 134.5587 | 249.9485 | 249.5531 | 121.8556 | 127.3994 | 748.7566 | 0 | 0 | 0 | 0 | 0 | 0 | 0 | 0 | 0 | 0 | 1480.1452 | 2094.3432 | 1345.5866 | 2228.9019
C - Commercial & Industrial | C2 - Small Business Energy Solutions | C2c - SCI Midstream | Midstream Fryer Large Vat, Electric | EC2c031 | Food Service | [22 empty] | 0 |  |  |  | 0 |  |  |  | 0 |  |  |  | 0 | [9 empty] | 0 | 0
C - Commercial & Industrial | C2 - Small Business Energy Solutions | C2c - SCI Midstream | Midstream Fryer Standard Vat, Electric | EC2c032 | Food Service | [22 empty] | 0 |  |  |  | 0 |  |  |  | 0 |  |  |  | 0 | [9 empty] | 0 | 0
C - Commercial & Industrial | C2 - Small Business Energy Solutions | C2c - SCI Midstream | Midstream Griddle, Electric | EC2c033 | Food Service | [22 empty] | 0 |  |  |  | 0 |  |  |  | 0 |  |  |  | 0 | [9 empty] | 0 | 0
C - Commercial & Industrial | C2 - Small Business Energy Solutions | C2c - SCI Midstream | Midstream Hand-Wrap Machine | EC2c051 | Food Service | [22 empty] | 0 |  |  |  | 0 |  |  |  | 0 |  |  |  | 0 | [9 empty] | 0 | 0
C - Commercial & Industrial | C2 - Small Business Energy Solutions | C2c - SCI Midstream | Midstream High Efficiency Condensing Unit | EC2c052 | Food Service | [22 empty] | 0 |  |  |  | 0 |  |  |  | 0 |  |  |  | 0 | [9 empty] | 0 | 0
C - Commercial & Industrial | C2 - Small Business Energy Solutions | C2c - SCI Midstream | Midstream Hot Food Holding Cabinet 3/4 Size | EC2c034 | Food Service | [22 empty] | 0 |  |  |  | 0 |  |  |  | 0 |  |  |  | 0 | [9 empty] | 0 | 0
C - Commercial & Industrial | C2 - Small Business Energy Solutions | C2c - SCI Midstream | Midstream Hot Food Holding Cabinet Full Size | EC2c035 | Food Service | [22 empty] | 0 |  |  |  | 0 |  |  |  | 0 |  |  |  | 0 | [9 empty] | 0 | 0
C - Commercial & Industrial | C2 - Small Business Energy Solutions | C2c - SCI Midstream | Midstream Hot Food Holding Cabinet Half Size | EC2c036 | Food Service | 1 | 12 | 775.72 | 600 | 175.72 | 0.223 | 0.22255 | 2.676 | 2.6706 | 0.1914 | 2.2968 | 0.73496 | 0.80387 | 0.36748 | 0.39045 | 0.043 | 0.039825 | 0.03425 | 0.049635 | 0.042686 | 0 | 0 | 0 | 0 | 0 | 0 | 0 | 0 | 0 | 0 | 0 | 0 | 0 | 0 | 0 | 0 | 0 | 0 | 0 | 0 | 0 | 0 | 0 | 0 | 0 | 0 | 0 | 0 | 0 | 57.4844 | 59.0679 | 18.8212 | 19.352 | 154.7254 | 4.7786 | 4.5153 | 1.3112 | 0.83429 | 5.0863 | 16.5257 | 171.2512 | 33.6085 | 0 | 2.9597 | 0.61981 | 39.4127 | 0 | 47.1239 | 123.7246 | 294.9758 | 0 | 0 | 0 | 0 | 0 | 0 | 0 | 0 | 0 | 0 | 0 | 0 | 0 | 0 | 0 | 0 | 0 | 0 | 0 | 0 | 0 | 0 | 0 | 0 | 0 | 0 | 0 | 0 | 0 | 29.4976 |  | 0 | 29.4976 | 43.5117 | 43.4429 | 21.213 | 22.178 | 130.3456 | 0 | 0 | 0 | 0 | 0 | 0 | 0 | 0 | 0 | 0 | 324.4734 | 425.3214 | 294.9758 | 454.819
C - Commercial & Industrial | C2 - Small Business Energy Solutions | C2c - SCI Midstream | Midstream Ice Machine Ice Making Head | EC2c037 | Food Service | [22 empty] | 0 |  |  |  | 0 |  |  |  | 0 |  |  |  | 0 | [9 empty] | 0 | 0
C - Commercial & Industrial | C2 - Small Business Energy Solutions | C2c - SCI Midstream | Midstream Ice Machine Remote Cond/Split Unit Batch | EC2c038 | Food Service | [22 empty] | 0 |  |  |  | 0 |  |  |  | 0 |  |  |  | 0 | [9 empty] | 0 | 0
C - Commercial & Industrial | C2 - Small Business Energy Solutions | C2c - SCI Midstream | Midstream Ice Machine Remote Cond/Split Unit Continuous | EC2c039 | Food Service | [22 empty] | 0 |  |  |  | 0 |  |  |  | 0 |  |  |  | 0 | [9 empty] | 0 | 0
C - Commercial & Industrial | C2 - Small Business Energy Solutions | C2c - SCI Midstream | Midstream Ice Machine Self Contained | EC2c040 | Food Service | [22 empty] | 0 |  |  |  | 0 |  |  |  | 0 |  |  |  | 0 | [9 empty] | 0 | 0
C - Commercial & Industrial | C2 - Small Business Energy Solutions | C2c - SCI Midstream | Midstream Refrigerated Chef Base | EC2c053 | Food Service | [22 empty] | 0 |  |  |  | 0 |  |  |  | 0 |  |  |  | 0 | [9 empty] | 0 | 0
C - Commercial & Industrial | C2 - Small Business Energy Solutions | C2c - SCI Midstream | Midstream Refrigerator - Glass Door | EC2c041 | Food Service | 6 | 12 | 1548 | 1350 | 198 | 1.02 | 1.018 | 12.24 | 12.2155 | 0.87545 | 10.5053 | 3.3617 | 3.6769 | 1.6809 | 1.7859 | 0.14432 | 0.13366 | 0.11495 | 0.16658 | 0.14326 | 0 | 0 | 0 | 0 | 0 | 0 | 0 | 0 | 0 | 0 | 0 | 0 | 0 | 0 | 0 | 0 | 0 | 0 | 0 | 0 | 0 | 0 | 0 | 0 | 0 | 0 | 0 | 0 | 0 | 262.933 | 270.176 | 86.088 | 88.5158 | 707.7128 | 21.8573 | 20.6531 | 5.9974 | 3.816 | 23.2647 | 75.5886 | 783.3014 | 112.7956 | 0 | 9.9333 | 2.0802 | 132.2757 | 0 | 158.1555 | 415.2402 | 1198.5416 | 0 | 0 | 0 | 0 | 0 | 0 | 0 | 0 | 0 | 0 | 0 | 0 | 0 | 0 | 0 | 0 | 0 | 0 | 0 | 0 | 0 | 0 | 0 | 0 | 0 | 0 | 0 | 0 | 0 | 119.8542 |  | 0 | 119.8542 | 199.0222 | 198.7074 | 97.0279 | 101.4422 | 596.1997 | 0 | 0 | 0 | 0 | 0 | 0 | 0 | 0 | 0 | 0 | 1318.3958 | 1794.7413 | 1198.5416 | 1914.5954
C - Commercial & Industrial | C2 - Small Business Energy Solutions | C2c - SCI Midstream | Midstream Refrigerator - Solid Door | EC2c042 | Food Service | 4 | 12 | 900.9524 | 785.7143 | 115.2381 | 1.3946 | 1.3918 | 16.735 | 16.7015 | 1.1969 | 14.3633 | 4.5963 | 5.0272 | 2.2981 | 2.4418 | 0.12659 | 0.11724 | 0.10083 | 0.14613 | 0.12567 | 0 | 0 | 0 | 0 | 0 | 0 | 0 | 0 | 0 | 0 | 0 | 0 | 0 | 0 | 0 | 0 | 0 | 0 | 0 | 0 | 0 | 0 | 0 | 0 | 0 | 0 | 0 | 0 | 0 | 359.492 | 369.3949 | 117.7029 | 121.0222 | 967.6119 | 29.8841 | 28.2378 | 8.1999 | 5.2174 | 31.8084 | 103.3476 | 1070.9595 | 98.9434 | 0 | 8.7134 | 1.8247 | 116.0311 | 0 | 138.7327 | 364.2453 | 1435.2048 | 0 | 0 | 0 | 0 | 0 | 0 | 0 | 0 | 0 | 0 | 0 | 0 | 0 | 0 | 0 | 0 | 0 | 0 | 0 | 0 | 0 | 0 | 0 | 0 | 0 | 0 | 0 | 0 | 0 | 143.5205 |  | 0 | 143.5205 | 272.1108 | 271.6803 | 132.6602 | 138.6956 | 815.1469 | 0 | 0 | 0 | 0 | 0 | 0 | 0 | 0 | 0 | 0 | 1578.7253 | 2250.3517 | 1435.2048 | 2393.8722
C - Commercial & Industrial | C2 - Small Business Energy Solutions | C2c - SCI Midstream | Midstream Steam Cooker, Electric | EC2c043 | Food Service | [22 empty] | 0 |  |  |  | 0 |  |  |  | 0 |  |  |  | 0 | [9 empty] | 0 | 0
C - Commercial & Industrial | C2 - Small Business Energy Solutions | C2c - SCI Midstream | Midstream Ultra Low-Temp Freezer | EC2c048 | Food Service | 22.1025 | 15 | 42077.0888 | 36695.1356 | 5381.9532 | 126.8019 | 126.5483 | 1902.0287 | 1898.2246 | 108.8315 | 1632.4732 | 522.3914 | 571.3656 | 261.1957 | 277.5204 | 12.4313 | 11.5134 | 9.9015 | 14.3495 | 12.3406 | 0 | 0 | 0 | 0 | 0 | 0 | 0 | 0 | 0 | 0 | 0 | 0 | 0 | 0 | 0 | 0 | 0 | 0 | 0 | 0 | 0 | 0 | 0 | 0 | 0 | 0 | 0 | 0 | 0 | 39797.6638 | 40471.726 | 13497.137 | 13736.9208 | 107503.4476 | 2717.2 | 2567.5071 | 745.5728 | 474.39 | 2892.1703 | 9396.8402 | 116900.2878 | 12935.8639 | 0 | 855.6528 | 179.1886 | 13802.4861 | 0 | 16502.9546 | 44276.146 | 161176.4338 | 0 | 0 | 0 | 0 | 0 | 0 | 0 | 0 | 0 | 0 | 0 | 0 | 0 | 0 | 0 | 0 | 0 | 0 | 0 | 0 | 0 | 0 | 0 | 0 | 0 | 0 | 0 | 0 | 0 | 16117.6434 |  | 0 | 16117.6434 | 28762.9454 | 28592.1634 | 14227.8254 | 14791.6834 | 86374.6177 | 0 | 0 | 0 | 0 | 0 | 0 | 0 | 0 | 0 | 0 | 177294.0772 | 247551.0515 | 161176.4338 | 263668.6949
C - Commercial & Industrial | C2 - Small Business Energy Solutions | C2c - SCI Midstream | Midstream Contact Conveyor Toaster | EC2c066 | Food Service | [22 empty] | 0 |  |  |  | 0 |  |  |  | 0 |  |  |  | 0 | [9 empty] | 0 | 0
C - Commercial & Industrial | C2 - Small Business Energy Solutions | C2c - SCI Midstream | Midstream Radiant Conveyor Toaster | EC2c067 | Food Service | [22 empty] | 0 |  |  |  | 0 |  |  |  | 0 |  |  |  | 0 | [9 empty] | 0 | 0
C - Commercial & Industrial | C2 - Small Business Energy Solutions | C2c - SCI Midstream | Midstream Demand Control Kitchen Ventilation | EC2c068 | Food Service | [22 empty] | 0 |  |  |  | 0 |  |  |  | 0 |  |  |  | 0 | [9 empty] | 0 | 0
C - Commercial & Industrial | C2 - Small Business Energy Solutions | C2c - SCI Midstream | Midstream Hot Food Holding Bin | EC2c069 | Food Service | [22 empty] | 0 |  |  |  | 0 |  |  |  | 0 |  |  |  | 0 | [9 empty] | 0 | 0
C - Commercial & Industrial | C2 - Small Business Energy Solutions | C2c - SCI Midstream | Midstream Soup Well, Electric | EC2c070 | Food Service | [22 empty] | 0 |  |  |  | 0 |  |  |  | 0 |  |  |  | 0 | [9 empty] | 0 | 0
C - Commercial & Industrial | C2 - Small Business Energy Solutions | C2c - SCI Midstream | Midstream Steam Table, Electric | EC2c071 | Food Service | [22 empty] | 0 |  |  |  | 0 |  |  |  | 0 |  |  |  | 0 | [9 empty] | 0 | 0
C - Commercial & Industrial | C2 - Small Business Energy Solutions | C2c - SCI Midstream | Midstream Heat Pump Water Heater, 120 gallons | EC2c044 | Hot Water | [22 empty] | 0 |  |  |  | 0 |  |  |  | 0 |  |  |  | 0 | [9 empty] | 0 | 0
C - Commercial & Industrial | C2 - Small Business Energy Solutions | C2c - SCI Midstream | Midstream Heat Pump Water Heater, 50 gallons | EC2c045 | Hot Water | 7 | 13 | 8026.6667 | 7000 | 1026.6667 | 31.892 | 31.8282 | 414.596 | 413.7668 | 27.3723 | 355.8395 | 139.243 | 117.3086 | 52.9869 | 46.301 | 6.026 | 4.6323 | 3.9838 | 3.1919 | 2.7451 | 0 | 0 | 0 | 0 | 0 | 0 | 0 | 0 | 0 | 0 | 0 | 0 | 0 | 0 | 0 | 0 | 0 | 0 | 0 | 0 | 0 | 0 | 0 | 0 | 0 | 0 | 0 | 0 | 0 | 10793.325 | 8484.113 | 2721.6784 | 2293.0713 | 24292.1878 | 835.693 | 608.2404 | 174.518 | 91.3228 | 727.4109 | 2437.185 | 26729.3728 | 2344.0564 | 0 | 190.334 | 39.8593 | 2717.1066 | 0 | 3248.7108 | 8540.067 | 35269.4398 | 0 | 0 | 0 | 0 | 0 | 0 | 0 | 0 | 0 | 0 | 0 | 0 | 0 | 0 | 0 | 0 | 0 | 0 | 0 | 0 | 0 | 0 | 0 | 0 | 0 | 0 | 0 | 0 | 0 | 3526.944 |  | 0 | 3526.944 | 8024.7884 | 6161.6603 | 2993.6993 | 2568.691 | 19748.839 | 0 | 0 | 0 | 0 | 0 | 0 | 0 | 0 | 0 | 0 | 38796.3838 | 55018.2788 | 35269.4398 | 58545.2228
C - Commercial & Industrial | C2 - Small Business Energy Solutions | C2c - SCI Midstream | Midstream Heat Pump Water Heater, 80 gallons | EC2c046 | Hot Water | 2 | 13 | 2408 | 2100 | 308 | 2.342 | 2.3373 | 30.446 | 30.3851 | 2.0101 | 26.1312 | 10.2254 | 8.6146 | 3.8911 | 3.4001 | 0.44252 | 0.34017 | 0.29255 | 0.2344 | 0.20159 | 0 | 0 | 0 | 0 | 0 | 0 | 0 | 0 | 0 | 0 | 0 | 0 | 0 | 0 | 0 | 0 | 0 | 0 | 0 | 0 | 0 | 0 | 0 | 0 | 0 | 0 | 0 | 0 | 0 | 792.6115 | 623.0338 | 199.8674 | 168.3925 | 1783.9052 | 61.3694 | 44.6663 | 12.8158 | 6.7063 | 53.4177 | 178.9755 | 1962.8807 | 172.1366 | 0 | 13.9772 | 2.9271 | 199.5317 | 0 | 238.5702 | 627.1428 | 2590.0235 | 0 | 0 | 0 | 0 | 0 | 0 | 0 | 0 | 0 | 0 | 0 | 0 | 0 | 0 | 0 | 0 | 0 | 0 | 0 | 0 | 0 | 0 | 0 | 0 | 0 | 0 | 0 | 0 | 0 | 259.0023 |  | 0 | 259.0023 | 589.3031 | 452.4836 | 219.8433 | 188.6327 | 1450.2628 | 0 | 0 | 0 | 0 | 0 | 0 | 0 | 0 | 0 | 0 | 2849.0258 | 4040.2862 | 2590.0235 | 4299.2886
C - Commercial & Industrial | C2 - Small Business Energy Solutions | C2c - SCI Midstream | OMP Room Air Purifier | EC2c054 | HVAC | [22 empty] | 0 |  |  |  | 0 |  |  |  | 0 |  |  |  | 0 | [9 empty] | 0 | 0
C - Commercial & Industrial | C2 - Small Business Energy Solutions | C2c - SCI Midstream | OMP Smart Strip, Tier 1 | EC2c055 | Process | [22 empty] | 0 |  |  |  | 0 |  |  |  | 0 |  |  |  | 0 | [9 empty] | 0 | 0
C - Commercial & Industrial | C2 - Small Business Energy Solutions | C2c - SCI Midstream | OMP Smart Strip, Tier 2 | EC2c056 | Process | [22 empty] | 0 |  |  |  | 0 |  |  |  | 0 |  |  |  | 0 | [9 empty] | 0 | 0
C - Commercial & Industrial | C2 - Small Business Energy Solutions | C2c - SCI Midstream | OMP Low-Flow Showerhead, Electric | EC2c057 | Hot Water | [22 empty] | 0 |  |  |  | 0 |  |  |  | 0 |  |  |  | 0 | [9 empty] | 0 | 0
C - Commercial & Industrial | C2 - Small Business Energy Solutions | C2c - SCI Midstream | OMP Low-Flow Showerhead with Thermostatic Valve, Electric | EC2c058 | Hot Water | [22 empty] | 0 |  |  |  | 0 |  |  |  | 0 |  |  |  | 0 | [9 empty] | 0 | 0
C - Commercial & Industrial | C2 - Small Business Energy Solutions | C2c - SCI Midstream | OMP Thermostatic Shut-off Valve, Electric | EC2c059 | Hot Water | [22 empty] | 0 |  |  |  | 0 |  |  |  | 0 |  |  |  | 0 | [9 empty] | 0 | 0
C - Commercial & Industrial | C2 - Small Business Energy Solutions | C2c - SCI Midstream | OMP Faucet Aerator, Electric | EC2c060 | Hot Water | [22 empty] | 0 |  |  |  | 0 |  |  |  | 0 |  |  |  | 0 | [9 empty] | 0 | 0
C - Commercial & Industrial | C2 - Small Business Energy Solutions | C2c - SCI Midstream | OMP Pipe Wrap, Electric | EC2c061 | Hot Water | [22 empty] | 0 |  |  |  | 0 |  |  |  | 0 |  |  |  | 0 | [9 empty] | 0 | 0
C - Commercial & Industrial | C2 - Small Business Energy Solutions | C2c - SCI Midstream | OMP Pre-Rinse Spray Valve, Electric | EC2c062 | Hot Water | [22 empty] | 0 |  |  |  | 0 |  |  |  | 0 |  |  |  | 0 | [9 empty] | 0 | 0
C - Commercial & Industrial | C2 - Small Business Energy Solutions | C2c - SCI Midstream | OMP ES Dehumidifier | EC2c063 | HVAC | [22 empty] | 0 |  |  |  | 0 |  |  |  | 0 |  |  |  | 0 | [9 empty] | 0 | 0
C - Commercial & Industrial | C2 - Small Business Energy Solutions | C2c - SCI Midstream | Midstream Induction Cooktop Displacing Electric Resistance | EC2c064 | Food Service | [22 empty] | 0 |  |  |  | 0 |  |  |  | 0 |  |  |  | 0 | [9 empty] | 0 | 0
C - Commercial & Industrial | C2 - Small Business Energy Solutions | C2c - SCI Midstream | Midstream Packaged Terminal Heat Pump | EC2c065 | HVAC | [22 empty] | 0 |  |  |  | 0 |  |  |  | 0 |  |  |  | 0 | [9 empty] | 0 | 0
C - Commercial & Industrial | C2 - Small Business Energy Solutions | C2c - SCI Midstream | Midstream Rebate Processing | EC2cNES01 | Non-Energy Saving | [22 empty] | 0 |  |  |  | 0 |  |  |  | 0 |  |  |  | 0 | [9 empty] | 0 | 0
C - Commercial & Industrial | C2 - Small Business Energy Solutions | C2c - SCI Midstream | [25 empty] | 0 |  |  |  | 0 |  |  |  | 0 |  |  |  | 0 | [9 empty] | 0 | 0
C - Commercial & Industrial | C2 - Small Business Energy Solutions | C2c - SCI Midstream | [25 empty] | 0 |  |  |  | 0 |  |  |  | 0 |  |  |  | 0 | [9 empty] | 0 | 0
C - Commercial & Industrial | C2 - Small Business Energy Solutions | C2c - SCI Midstream | [25 empty] | 0 |  |  |  | 0 |  |  |  | 0 |  |  |  | 0 | [9 empty] | 0 | 0
C - Commercial & Industrial | C2 - Small Business Energy Solutions | C2c - SCI Midstream | [25 empty] | 0 |  |  |  | 0 |  |  |  | 0 |  |  |  | 0 | [9 empty] | 0 | 0
C - Commercial & Industrial | C2 - Small Business Energy Solutions | C2c - SCI Midstream | [25 empty] | 0 |  |  |  | 0 |  |  |  | 0 |  |  |  | 0 | [9 empty] | 0 | 0
C - Commercial & Industrial | C2 - Small Business Energy Solutions | C2c - SCI Midstream | [25 empty] | 0 |  |  |  | 0 |  |  |  | 0 |  |  |  | 0 | [9 empty] | 0 | 0
C - Commercial & Industrial | C2 - Small Business Energy Solutions | C2c - SCI Midstream | [25 empty] | 0 |  |  |  | 0 |  |  |  | 0 |  |  |  | 0 | [9 empty] | 0 | 0
C - Commercial & Industrial | C2 - Small Business Energy Solutions | C2c - SCI Midstream | [25 empty] | 0 |  |  |  | 0 |  |  |  | 0 |  |  |  | 0 | [9 empty] | 0 | 0
C - Commercial & Industrial | C2 - Small Business Energy Solutions | C2c - SCI Midstream | [25 empty] | 0 |  |  |  | 0 |  |  |  | 0 |  |  |  | 0 | [9 empty] | 0 | 0
C - Commercial & Industrial | C2 - Small Business Energy Solutions | C2c - SCI Midstream | [25 empty] | 0 |  |  |  | 0 |  |  |  | 0 |  |  |  | 0 | [9 empty] | 0 | 0
C - Commercial & Industrial | C2 - Small Business Energy Solutions | C2c - SCI Midstream | [25 empty] | 0 |  |  |  | 0 |  |  |  | 0 |  |  |  | 0 | [9 empty] | 0 | 0
C - Commercial & Industrial | C2 - Small Business Energy Solutions | C2c - SCI Midstream | [25 empty] | 0 |  |  |  | 0 |  |  |  | 0 |  |  |  | 0 | [9 empty] | 0 | 0
C - Commercial & Industrial | C2 - Small Business Energy Solutions | C2c - SCI Midstream | [25 empty] | 0 |  |  |  | 0 |  |  |  | 0 |  |  |  | 0 | [9 empty] | 0 | 0
C - Commercial & Industrial | C2 - Small Business Energy Solutions | C2c - SCI Midstream | [25 empty] | 0 |  |  |  | 0 |  |  |  | 0 |  |  |  | 0 | [9 empty] | 0 | 0
C - Commercial & Industrial | C2 - Small Business Energy Solutions | C2c - SCI Midstream | [25 empty] | 0 |  |  |  | 0 |  |  |  | 0 |  |  |  | 0 | [9 empty] | 0 | 0
[28 empty] | 0 |  |  |  | 0 |  |  |  | 0 |  |  |  | 0 | [9 empty] | 0 | 0
C - Commercial & Industrial | C2 - Small Business Energy Solutions | C2d - SCI Direct Install | Custom Small Compressed Air Direct Install | EC2d001 | Compressed Air | [22 empty] | 0 |  |  |  | 0 |  |  |  | 0 |  |  |  | 0 | [9 empty] | 0 | 0
C - Commercial & Industrial | C2 - Small Business Energy Solutions | C2d - SCI Direct Install | Custom Small Hot Water Direct Install | EC2d002 | Hot Water | [22 empty] | 0 |  |  |  | 0 |  |  |  | 0 |  |  |  | 0 | [9 empty] | 0 | 0
C - Commercial & Industrial | C2 - Small Business Energy Solutions | C2d - SCI Direct Install | Custom Small HVAC Direct Install | EC2d003 | HVAC | [22 empty] | 0 |  |  |  | 0 |  |  |  | 0 |  |  |  | 0 | [9 empty] | 0 | 0
C - Commercial & Industrial | C2 - Small Business Energy Solutions | C2d - SCI Direct Install | Custom Small Lighting Direct Install - Interior | EC2d004 | Lighting | [22 empty] | 0 |  |  |  | 0 |  |  |  | 0 |  |  |  | 0 | [9 empty] | 0 | 0
C - Commercial & Industrial | C2 - Small Business Energy Solutions | C2d - SCI Direct Install | Custom Small Lighting Direct Install - Exterior | EC2d005 | Lighting | [22 empty] | 0 |  |  |  | 0 |  |  |  | 0 |  |  |  | 0 | [9 empty] | 0 | 0
C - Commercial & Industrial | C2 - Small Business Energy Solutions | C2d - SCI Direct Install | Custom Small Lighting Direct Install - Controls | EC2d006 | Lighting | [22 empty] | 0 |  |  |  | 0 |  |  |  | 0 |  |  |  | 0 | [9 empty] | 0 | 0
C - Commercial & Industrial | C2 - Small Business Energy Solutions | C2d - SCI Direct Install | Custom Small Motors Direct Install | EC2d007 | Motors/Drives | [22 empty] | 0 |  |  |  | 0 |  |  |  | 0 |  |  |  | 0 | [9 empty] | 0 | 0
C - Commercial & Industrial | C2 - Small Business Energy Solutions | C2d - SCI Direct Install | Custom Small Process Direct Install | EC2d008 | Process | [22 empty] | 0 |  |  |  | 0 |  |  |  | 0 |  |  |  | 0 | [9 empty] | 0 | 0
C - Commercial & Industrial | C2 - Small Business Energy Solutions | C2d - SCI Direct Install | Custom Small Refrigeration Direct Install | EC2d009 | Refrigeration | [22 empty] | 0 |  |  |  | 0 |  |  |  | 0 |  |  |  | 0 | [9 empty] | 0 | 0
C - Commercial & Industrial | C2 - Small Business Energy Solutions | C2d - SCI Direct Install | Custom Small Other Direct Install | EC2d010 | Custom Measures | [22 empty] | 0 |  |  |  | 0 |  |  |  | 0 |  |  |  | 0 | [9 empty] | 0 | 0
C - Commercial & Industrial | C2 - Small Business Energy Solutions | C2d - SCI Direct Install | Daylight Dimming | EC2d011 | Lighting | [22 empty] | 0 |  |  |  | 0 |  |  |  | 0 |  |  |  | 0 | [9 empty] | 0 | 0
C - Commercial & Industrial | C2 - Small Business Energy Solutions | C2d - SCI Direct Install | Lighting Fixture - Exterior w/ Controls | EC2d012 | Lighting | [22 empty] | 0 |  |  |  | 0 |  |  |  | 0 |  |  |  | 0 | [9 empty] | 0 | 0
C - Commercial & Industrial | C2 - Small Business Energy Solutions | C2d - SCI Direct Install | Lighting Fixture - Exterior w/o Controls | EC2d013 | Lighting | [22 empty] | 0 |  |  |  | 0 |  |  |  | 0 |  |  |  | 0 | [9 empty] | 0 | 0
C - Commercial & Industrial | C2 - Small Business Energy Solutions | C2d - SCI Direct Install | Lighting Fixture - Interior w/ Controls | EC2d014 | Lighting | [22 empty] | 0 |  |  |  | 0 |  |  |  | 0 |  |  |  | 0 | [9 empty] | 0 | 0
C - Commercial & Industrial | C2 - Small Business Energy Solutions | C2d - SCI Direct Install | Lighting Fixture - Interior w/o Controls | EC2d015 | Lighting | [22 empty] | 0 |  |  |  | 0 |  |  |  | 0 |  |  |  | 0 | [9 empty] | 0 | 0
C - Commercial & Industrial | C2 - Small Business Energy Solutions | C2d - SCI Direct Install | Lighting Occupancy Sensors | EC2d016 | Lighting | [22 empty] | 0 |  |  |  | 0 |  |  |  | 0 |  |  |  | 0 | [9 empty] | 0 | 0
C - Commercial & Industrial | C2 - Small Business Energy Solutions | C2d - SCI Direct Install | [Open Measure - To Be Assigned] | EC2d017 | [23 empty] | 0 |  |  |  | 0 |  |  |  | 0 |  |  |  | 0 | [9 empty] | 0 | 0
C - Commercial & Industrial | C2 - Small Business Energy Solutions | C2d - SCI Direct Install | Case Motor Replacement | EC2d018 | Refrigeration | [22 empty] | 0 |  |  |  | 0 |  |  |  | 0 |  |  |  | 0 | [9 empty] | 0 | 0
C - Commercial & Industrial | C2 - Small Business Energy Solutions | C2d - SCI Direct Install | Cooler Night Cover | EC2d019 | HVAC | [22 empty] | 0 |  |  |  | 0 |  |  |  | 0 |  |  |  | 0 | [9 empty] | 0 | 0
C - Commercial & Industrial | C2 - Small Business Energy Solutions | C2d - SCI Direct Install | Demand Control Ventilation | EC2d020 | HVAC | [22 empty] | 0 |  |  |  | 0 |  |  |  | 0 |  |  |  | 0 | [9 empty] | 0 | 0
C - Commercial & Industrial | C2 - Small Business Energy Solutions | C2d - SCI Direct Install | Door Heater Controls | EC2d021 | Refrigeration | [22 empty] | 0 |  |  |  | 0 |  |  |  | 0 |  |  |  | 0 | [9 empty] | 0 | 0
C - Commercial & Industrial | C2 - Small Business Energy Solutions | C2d - SCI Direct Install | Dual Enthalpy Economizer Controls (DEEC) | EC2d022 | HVAC | [22 empty] | 0 |  |  |  | 0 |  |  |  | 0 |  |  |  | 0 | [9 empty] | 0 | 0
C - Commercial & Industrial | C2 - Small Business Energy Solutions | C2d - SCI Direct Install | Duct Sealing, Electric | EC2d023 | HVAC | [22 empty] | 0 |  |  |  | 0 |  |  |  | 0 |  |  |  | 0 | [9 empty] | 0 | 0
C - Commercial & Industrial | C2 - Small Business Energy Solutions | C2d - SCI Direct Install | Ductless Mini Split Heat Pump | EC2d024 | HVAC | [22 empty] | 0 |  |  |  | 0 |  |  |  | 0 |  |  |  | 0 | [9 empty] | 0 | 0
C - Commercial & Industrial | C2 - Small Business Energy Solutions | C2d - SCI Direct Install | ECM Evaporator Fan Motors for Walk-in Cooler/Freezer | EC2d025 | Refrigeration | [22 empty] | 0 |  |  |  | 0 |  |  |  | 0 |  |  |  | 0 | [9 empty] | 0 | 0
C - Commercial & Industrial | C2 - Small Business Energy Solutions | C2d - SCI Direct Install | Electronic Defrost Control | EC2d026 | Refrigeration | [22 empty] | 0 |  |  |  | 0 |  |  |  | 0 |  |  |  | 0 | [9 empty] | 0 | 0
C - Commercial & Industrial | C2 - Small Business Energy Solutions | C2d - SCI Direct Install | Energy Management System, Electric | EC2d027 | HVAC | [22 empty] | 0 |  |  |  | 0 |  |  |  | 0 |  |  |  | 0 | [9 empty] | 0 | 0
C - Commercial & Industrial | C2 - Small Business Energy Solutions | C2d - SCI Direct Install | Energy Star Wifi Thermostat, Electric | EC2d028 | HVAC | [22 empty] | 0 |  |  |  | 0 |  |  |  | 0 |  |  |  | 0 | [9 empty] | 0 | 0
C - Commercial & Industrial | C2 - Small Business Energy Solutions | C2d - SCI Direct Install | Evaporator Fan Control | EC2d029 | Refrigeration | [22 empty] | 0 |  |  |  | 0 |  |  |  | 0 |  |  |  | 0 | [9 empty] | 0 | 0
C - Commercial & Industrial | C2 - Small Business Energy Solutions | C2d - SCI Direct Install | Faucet Aerator, Electric | EC2d030 | Hot Water | [22 empty] | 0 |  |  |  | 0 |  |  |  | 0 |  |  |  | 0 | [9 empty] | 0 | 0
C - Commercial & Industrial | C2 - Small Business Energy Solutions | C2d - SCI Direct Install | Hotel Occupancy Sensor | EC2d031 | HVAC | [22 empty] | 0 |  |  |  | 0 |  |  |  | 0 |  |  |  | 0 | [9 empty] | 0 | 0
C - Commercial & Industrial | C2 - Small Business Energy Solutions | C2d - SCI Direct Install | Low Pressure Drop Filter | EC2d032 | Compressed Air | [22 empty] | 0 |  |  |  | 0 |  |  |  | 0 |  |  |  | 0 | [9 empty] | 0 | 0
C - Commercial & Industrial | C2 - Small Business Energy Solutions | C2d - SCI Direct Install | Thermostatic Shut-Off Valve, Electric | EC2d033 | Hot Water | [22 empty] | 0 |  |  |  | 0 |  |  |  | 0 |  |  |  | 0 | [9 empty] | 0 | 0
C - Commercial & Industrial | C2 - Small Business Energy Solutions | C2d - SCI Direct Install | Low-Flow Showerhead, Electric | EC2d034 | Hot Water | [22 empty] | 0 |  |  |  | 0 |  |  |  | 0 |  |  |  | 0 | [9 empty] | 0 | 0
C - Commercial & Industrial | C2 - Small Business Energy Solutions | C2d - SCI Direct Install | Motors, Open Drip | EC2d035 | Motors/Drives | [22 empty] | 0 |  |  |  | 0 |  |  |  | 0 |  |  |  | 0 | [9 empty] | 0 | 0
C - Commercial & Industrial | C2 - Small Business Energy Solutions | C2d - SCI Direct Install | Motors, Totally Enclosed Fan Cooled | EC2d036 | Motors/Drives | [22 empty] | 0 |  |  |  | 0 |  |  |  | 0 |  |  |  | 0 | [9 empty] | 0 | 0
C - Commercial & Industrial | C2 - Small Business Energy Solutions | C2d - SCI Direct Install | Novelty Cooler Shutoff | EC2d037 | Refrigeration | [22 empty] | 0 |  |  |  | 0 |  |  |  | 0 |  |  |  | 0 | [9 empty] | 0 | 0
C - Commercial & Industrial | C2 - Small Business Energy Solutions | C2d - SCI Direct Install | Pipe Wrap - Heating, Electric | EC2d038 | HVAC | [22 empty] | 0 |  |  |  | 0 |  |  |  | 0 |  |  |  | 0 | [9 empty] | 0 | 0
C - Commercial & Industrial | C2 - Small Business Energy Solutions | C2d - SCI Direct Install | Pipe Wrap - Hot Water, Electric | EC2d039 | Hot Water | [22 empty] | 0 |  |  |  | 0 |  |  |  | 0 |  |  |  | 0 | [9 empty] | 0 | 0
C - Commercial & Industrial | C2 - Small Business Energy Solutions | C2d - SCI Direct Install | Pre Rinse Spray Valve, Electric | EC2d040 | Hot Water | [22 empty] | 0 |  |  |  | 0 |  |  |  | 0 |  |  |  | 0 | [9 empty] | 0 | 0
C - Commercial & Industrial | C2 - Small Business Energy Solutions | C2d - SCI Direct Install | Programmable Thermostat, Electric | EC2d041 | HVAC | [22 empty] | 0 |  |  |  | 0 |  |  |  | 0 |  |  |  | 0 | [9 empty] | 0 | 0
C - Commercial & Industrial | C2 - Small Business Energy Solutions | C2d - SCI Direct Install | Steam Trap, Electric | EC2d042 | HVAC | [22 empty] | 0 |  |  |  | 0 |  |  |  | 0 |  |  |  | 0 | [9 empty] | 0 | 0
C - Commercial & Industrial | C2 - Small Business Energy Solutions | C2d - SCI Direct Install | Variable Frequency Drive | EC2d043 | Motors/Drives | [22 empty] | 0 |  |  |  | 0 |  |  |  | 0 |  |  |  | 0 | [9 empty] | 0 | 0
C - Commercial & Industrial | C2 - Small Business Energy Solutions | C2d - SCI Direct Install | Variable Frequency Drive with Motor | EC2d044 | Motors/Drives | [22 empty] | 0 |  |  |  | 0 |  |  |  | 0 |  |  |  | 0 | [9 empty] | 0 | 0
C - Commercial & Industrial | C2 - Small Business Energy Solutions | C2d - SCI Direct Install | Vending Miser | EC2d045 | Refrigeration | [22 empty] | 0 |  |  |  | 0 |  |  |  | 0 |  |  |  | 0 | [9 empty] | 0 | 0
C - Commercial & Industrial | C2 - Small Business Energy Solutions | C2d - SCI Direct Install | Zero Loss Condensate Drain | EC2d046 | Compressed Air | [22 empty] | 0 |  |  |  | 0 |  |  |  | 0 |  |  |  | 0 | [9 empty] | 0 | 0
C - Commercial & Industrial | C2 - Small Business Energy Solutions | C2d - SCI Direct Install | Induction Cooktop Displacing Electric Resistance | EC2d047 | Food Service | [22 empty] | 0 |  |  |  | 0 |  |  |  | 0 |  |  |  | 0 | [9 empty] | 0 | 0
C - Commercial & Industrial | C2 - Small Business Energy Solutions | C2d - SCI Direct Install | CI Audits - Small Direct Install | EC2dAUD | Non-Energy Saving | [22 empty] | 0 |  |  |  | 0 |  |  |  | 0 |  |  |  | 0 | [9 empty] | 0 | 0
C - Commercial & Industrial | C2 - Small Business Energy Solutions | C2d - SCI Direct Install | Vendor Fees - Small Direct Install | EC2dNES01 | Non-Energy Saving | [22 empty] | 0 |  |  |  | 0 |  |  |  | 0 |  |  |  | 0 | [9 empty] | 0 | 0
C - Commercial & Industrial | C2 - Small Business Energy Solutions | C2d - SCI Direct Install | Vendor Fees - TA Studies - Small Direct Install | EC2dNES02 | Non-Energy Saving | [22 empty] | 0 |  |  |  | 0 |  |  |  | 0 |  |  |  | 0 | [9 empty] | 0 | 0
C - Commercial & Industrial | C2 - Small Business Energy Solutions | C2d - SCI Direct Install | [25 empty] | 0 |  |  |  | 0 |  |  |  | 0 |  |  |  | 0 | [9 empty] | 0 | 0
C - Commercial & Industrial | C2 - Small Business Energy Solutions | C2d - SCI Direct Install | [25 empty] | 0 |  |  |  | 0 |  |  |  | 0 |  |  |  | 0 | [9 empty] | 0 | 0
C - Commercial & Industrial | C2 - Small Business Energy Solutions | C2d - SCI Direct Install | [25 empty] | 0 |  |  |  | 0 |  |  |  | 0 |  |  |  | 0 | [9 empty] | 0 | 0
C - Commercial & Industrial | C2 - Small Business Energy Solutions | C2d - SCI Direct Install | [25 empty] | 0 |  |  |  | 0 |  |  |  | 0 |  |  |  | 0 | [9 empty] | 0 | 0
C - Commercial & Industrial | C2 - Small Business Energy Solutions | C2d - SCI Direct Install | [25 empty] | 0 |  |  |  | 0 |  |  |  | 0 |  |  |  | 0 | [9 empty] | 0 | 0
[28 empty] | 0 |  |  |  | 0 |  |  |  | 0 |  |  |  | 0 | [9 empty] | 0 | 0
C - Commercial & Industrial | C2 - Small Business Energy Solutions | C2e - SCI New Construction | Custom Small Compressed Air New Construction | EC2e001 | Compressed Air | [22 empty] | 0 |  |  |  | 0 |  |  |  | 0 |  |  |  | 0 | [9 empty] | 0 | 0
C - Commercial & Industrial | C2 - Small Business Energy Solutions | C2e - SCI New Construction | Custom Small Hot Water New Construction | EC2e002 | Hot Water | [22 empty] | 0 |  |  |  | 0 |  |  |  | 0 |  |  |  | 0 | [9 empty] | 0 | 0
C - Commercial & Industrial | C2 - Small Business Energy Solutions | C2e - SCI New Construction | Custom Small HVAC New Construction | EC2e003 | HVAC | [22 empty] | 0 |  |  |  | 0 |  |  |  | 0 |  |  |  | 0 | [9 empty] | 0 | 0
C - Commercial & Industrial | C2 - Small Business Energy Solutions | C2e - SCI New Construction | Custom Small Lighting New Construction - Interior | EC2e004 | Lighting | [22 empty] | 0 |  |  |  | 0 |  |  |  | 0 |  |  |  | 0 | [9 empty] | 0 | 0
C - Commercial & Industrial | C2 - Small Business Energy Solutions | C2e - SCI New Construction | Custom Small Lighting New Construction - Exterior | EC2e005 | Lighting | [22 empty] | 0 |  |  |  | 0 |  |  |  | 0 |  |  |  | 0 | [9 empty] | 0 | 0
C - Commercial & Industrial | C2 - Small Business Energy Solutions | C2e - SCI New Construction | Custom Small Lighting New Construction - Controls | EC2e006 | Lighting | [22 empty] | 0 |  |  |  | 0 |  |  |  | 0 |  |  |  | 0 | [9 empty] | 0 | 0
C - Commercial & Industrial | C2 - Small Business Energy Solutions | C2e - SCI New Construction | Custom Small Motors New Construction | EC2e007 | Motors/Drives | [22 empty] | 0 |  |  |  | 0 |  |  |  | 0 |  |  |  | 0 | [9 empty] | 0 | 0
C - Commercial & Industrial | C2 - Small Business Energy Solutions | C2e - SCI New Construction | Custom Small Process New Construction | EC2e008 | Process | [22 empty] | 0 |  |  |  | 0 |  |  |  | 0 |  |  |  | 0 | [9 empty] | 0 | 0
C - Commercial & Industrial | C2 - Small Business Energy Solutions | C2e - SCI New Construction | Custom Small Refrigeration New Construction | EC2e009 | Refrigeration | [22 empty] | 0 |  |  |  | 0 |  |  |  | 0 |  |  |  | 0 | [9 empty] | 0 | 0
C - Commercial & Industrial | C2 - Small Business Energy Solutions | C2e - SCI New Construction | Custom Small Other New Construction | EC2e010 | Custom Measures | [22 empty] | 0 |  |  |  | 0 |  |  |  | 0 |  |  |  | 0 | [9 empty] | 0 | 0
C - Commercial & Industrial | C2 - Small Business Energy Solutions | C2e - SCI New Construction | Daylight Dimming | EC2e011 | Lighting | [22 empty] | 0 |  |  |  | 0 |  |  |  | 0 |  |  |  | 0 | [9 empty] | 0 | 0
C - Commercial & Industrial | C2 - Small Business Energy Solutions | C2e - SCI New Construction | Performance Lighting - Exterior w/ Controls | EC2e012 | Lighting | [22 empty] | 0 |  |  |  | 0 |  |  |  | 0 |  |  |  | 0 | [9 empty] | 0 | 0
C - Commercial & Industrial | C2 - Small Business Energy Solutions | C2e - SCI New Construction | Performance Lighting - Exterior w/o Controls | EC2e013 | Lighting | [22 empty] | 0 |  |  |  | 0 |  |  |  | 0 |  |  |  | 0 | [9 empty] | 0 | 0
C - Commercial & Industrial | C2 - Small Business Energy Solutions | C2e - SCI New Construction | Performance Lighting - Interior w/ Controls | EC2e014 | Lighting | [22 empty] | 0 |  |  |  | 0 |  |  |  | 0 |  |  |  | 0 | [9 empty] | 0 | 0
C - Commercial & Industrial | C2 - Small Business Energy Solutions | C2e - SCI New Construction | Performance Lighting - Interior w/o Controls | EC2e015 | Lighting | [22 empty] | 0 |  |  |  | 0 |  |  |  | 0 |  |  |  | 0 | [9 empty] | 0 | 0
C - Commercial & Industrial | C2 - Small Business Energy Solutions | C2e - SCI New Construction | Lighting Occupancy Sensors | EC2e016 | Lighting | [22 empty] | 0 |  |  |  | 0 |  |  |  | 0 |  |  |  | 0 | [9 empty] | 0 | 0
C - Commercial & Industrial | C2 - Small Business Energy Solutions | C2e - SCI New Construction | CI Audits - Small New Construction | EC2eAUD | Non-Energy Saving | 1 | 1 | 14404.2305 | 14404.2305 | 0 | 0 | 0 | 0 | 0 | 0 | 0 | 0 | 0 | 0 | 0 | 0 | 0 | 0 | 0 | 0 | 0 | 0 | 0 | 0 | 0 | 0 | 0 | 0 | 0 | 0 | 0 | 0 | 0 | 0 | 0 | 0 | 0 | 0 | 0 | 0 | 0 | 0 | 0 | 0 | 0 | 0 | 0 | 0 | 0 | 0 | 0 | 0 | 0 | 0 | 0 | 0 | 0 | 0 | 0 | 0 | 0 | 0 | 0 | 0 | 0 | 0 | 0 | 0 | 0 | 0 | 0 | 0 | 0 | 0 | 0 | 0 | 0 | 0 | 0 | 0 | 0 | 0 | 0 | 0 | 0 | 0 | 0 | 0 | 0 | 0 | 0 | 0 | 0 | 0 | 0 | 0 | 0 | 0 | 0 | 0 |  | 0 | 0 | 0 | 0 | 0 | 0 | 0 | 0 | 0 | 0 | 0 | 0 | 0 | 0 | 0 | 0 | 0 | 0 | 0 | 0 | 0
C - Commercial & Industrial | C2 - Small Business Energy Solutions | C2e - SCI New Construction | Vendor Fees - Small New Construction | EC2eNES01 | Non-Energy Saving | [22 empty] | 0 |  |  |  | 0 |  |  |  | 0 |  |  |  | 0 | [9 empty] | 0 | 0
C - Commercial & Industrial | C2 - Small Business Energy Solutions | C2e - SCI New Construction | Vendor Fees - TA Studies - Small New Construction | EC2eNES02 | Non-Energy Saving | [22 empty] | 0 |  |  |  | 0 |  |  |  | 0 |  |  |  | 0 | [9 empty] | 0 | 0
C - Commercial & Industrial | C2 - Small Business Energy Solutions | C2e - SCI New Construction | 0 | 0 | 0 | [22 empty] | 0 |  |  |  | 0 |  |  |  | 0 |  |  |  | 0 | [9 empty] | 0 | 0
C - Commercial & Industrial | C2 - Small Business Energy Solutions | C2e - SCI New Construction | 0 | 0 | 0 | [22 empty] | 0 |  |  |  | 0 |  |  |  | 0 |  |  |  | 0 | [9 empty] | 0 | 0
C - Commercial & Industrial | C2 - Small Business Energy Solutions | C2e - SCI New Construction | 0 | 0 | 0 | [22 empty] | 0 |  |  |  | 0 |  |  |  | 0 |  |  |  | 0 | [9 empty] | 0 | 0
C - Commercial & Industrial | C2 - Small Business Energy Solutions | C2e - SCI New Construction | 0 | 0 | 0 | [22 empty] | 0 |  |  |  | 0 |  |  |  | 0 |  |  |  | 0 | [9 empty] | 0 | 0
C - Commercial & Industrial | C2 - Small Business Energy Solutions | C2e - SCI New Construction | 0 | 0 | 0 | [22 empty] | 0 |  |  |  | 0 |  |  |  | 0 |  |  |  | 0 | [9 empty] | 0 | 0
C - Commercial & Industrial | C2 - Small Business Energy Solutions | C2e - SCI New Construction | 0 | 0 | 0 | [22 empty] | 0 |  |  |  | 0 |  |  |  | 0 |  |  |  | 0 | [9 empty] | 0 | 0
C - Commercial & Industrial | C2 - Small Business Energy Solutions | C2e - SCI New Construction | 0 | 0 | 0 | [22 empty] | 0 |  |  |  | 0 |  |  |  | 0 |  |  |  | 0 | [9 empty] | 0 | 0
[28 empty] | 0 |  |  |  | 0 |  |  |  | 0 |  |  |  | 0 | [9 empty] | 0 | 0
C - Commercial & Industrial | C2 - Small Business Energy Solutions |  | 0 | 0 | 0 | [22 empty] | 0 |  |  |  | 0 |  |  |  | 0 |  |  |  | 0 | [9 empty] | 0 | 0
[28 empty] | 0 |  |  |  | 0 |  |  |  | 0 |  |  |  | 0 | [9 empty] | 0 | 0
C - Commercial & Industrial | C3 - Municipal Energy Solutions | C3a - Muni Retrofit | Custom Muni Compressed Air Retro | EC3a001 | Compressed Air | [22 empty] | 0 |  |  |  | 0 |  |  |  | 0 |  |  |  | 0 | [9 empty] | 0 | 0
C - Commercial & Industrial | C3 - Municipal Energy Solutions | C3a - Muni Retrofit | Custom Muni Hot Water Retro | EC3a002 | Hot Water | [22 empty] | 0 |  |  |  | 0 |  |  |  | 0 |  |  |  | 0 | [9 empty] | 0 | 0
C - Commercial & Industrial | C3 - Municipal Energy Solutions | C3a - Muni Retrofit | Custom Muni HVAC Retro | EC3a003 | HVAC | [22 empty] | 0 |  |  |  | 0 |  |  |  | 0 |  |  |  | 0 | [9 empty] | 0 | 0
C - Commercial & Industrial | C3 - Municipal Energy Solutions | C3a - Muni Retrofit | Custom Muni Lighting Retro - Interior | EC3a004 | Lighting | [22 empty] | 0 |  |  |  | 0 |  |  |  | 0 |  |  |  | 0 | [9 empty] | 0 | 0
C - Commercial & Industrial | C3 - Municipal Energy Solutions | C3a - Muni Retrofit | Custom Muni Lighting Retro - Exterior | EC3a091 | Lighting | [22 empty] | 0 |  |  |  | 0 |  |  |  | 0 |  |  |  | 0 | [9 empty] | 0 | 0
C - Commercial & Industrial | C3 - Municipal Energy Solutions | C3a - Muni Retrofit | Custom Muni Lighting Retro - Controls | EC3a092 | Lighting | [22 empty] | 0 |  |  |  | 0 |  |  |  | 0 |  |  |  | 0 | [9 empty] | 0 | 0
C - Commercial & Industrial | C3 - Municipal Energy Solutions | C3a - Muni Retrofit | Custom Muni Motors Retro | EC3a005 | Motors/Drives | [22 empty] | 0 |  |  |  | 0 |  |  |  | 0 |  |  |  | 0 | [9 empty] | 0 | 0
C - Commercial & Industrial | C3 - Municipal Energy Solutions | C3a - Muni Retrofit | Custom Muni Process Retro | EC3a006 | Process | [22 empty] | 0 |  |  |  | 0 |  |  |  | 0 |  |  |  | 0 | [9 empty] | 0 | 0
C - Commercial & Industrial | C3 - Municipal Energy Solutions | C3a - Muni Retrofit | Custom Muni Refrigeration Retro | EC3a007 | Refrigeration | [22 empty] | 0 |  |  |  | 0 |  |  |  | 0 |  |  |  | 0 | [9 empty] | 0 | 0
C - Commercial & Industrial | C3 - Municipal Energy Solutions | C3a - Muni Retrofit | Custom Muni Other Retro | EC3a008 | Custom Measures | 1 | 15 | 34628.5714 | 12120 | 22508.5714 | 0 | 0 | 0 | 0 | 0 | 0 | 0 | 0 | 0 | 0 | 0 | 0 | 0 | 0 | 0 | 0 | 0 | 0 | 0 | 0 | 0 | 0 | 0 | 35.757 | 536.355 | 35.757 | 536.355 | 0 | 0 | 0 | 0 | 0 | 0 | 0 | 0 | 0 | 0 | 0 | 0 | 35.757 | 536.355 | 0 | 0 | 0 | 0 | 0 | 0 | 0 | 0 | 0 | 0 | 0 | 0 | 0 | 0 | 0 | 0 | 0 | 0 | 0 | 0 | 0 | 0 | 0 | 0 | 0 | 0 | 0 | 0 | 0 | 0 | 0 | 0 | 0 | 0 | 0 | 0 | 0 | 0 | 0 | 0 | 0 | 0 | 0 | 0 | 0 | 0 | 0 | 29545.7533 | 0 | 0 | 0 | 0 | 29545.7533 | 2954.5753 |  | 402.7969 | 3357.3722 | 0 | 0 | 0 | 0 | 0 | 0 | 0 | 0 | 0 | 0 | 0 | 0 | 0 | 8922.9851 | 8922.9851 | 32903.1256 | 38468.7384 | 0 | 41423.3138
C - Commercial & Industrial | C3 - Municipal Energy Solutions | C3a - Muni Retrofit | Daylight Dimming | EC3a009 | Lighting | [22 empty] | 0 |  |  |  | 0 |  |  |  | 0 |  |  |  | 0 | [9 empty] | 0 | 0
C - Commercial & Industrial | C3 - Municipal Energy Solutions | C3a - Muni Retrofit | Lighting Fixture - Exterior w/ Controls | EC3a010 | Lighting | 1 | 4.5 | 44987.9058 | 16750.816 | 28237.0898 | 150.1027 | 154.1555 | 675.4623 | 693.6997 | 144.9062 | 652.0778 | 131.0676 | 206.0566 | 125.1989 | 189.1025 | 28.2193 | 30.0205 | 28.2193 | 0 | 0 | 0 | 0 | 0 | 0 | 0 | 0 | 0 | 0 | 0 | 0 | 0 | 0 | 0 | 0 | 0 | 0 | 0 | 0 | 0 | 0 | 0 | 0 | 0 | 0 | 0 | 0 | 0 | 0 | 0 | 11406.5727 | 17336.1753 | 6487.2306 | 9650.8041 | 44880.7827 | 1073.0331 | 1492.3067 | 506.852 | 462.6149 | 2633.937 | 6168.7436 | 51049.5263 | 0 | 0 | 0 | 0 | 0 | 0 | 0 | 0 | 51049.5263 | 0 | 0 | 0 | 0 | 0 | 0 | 0 | 0 | 0 | 0 | 0 | 0 | 0 | 0 | 0 | 0 | 0 | 0 | 0 | 0 | 0 | 0 | 0 | 0 | 0 | 0 | 0 | 0 | 0 | 5104.9526 |  | 0 | 5104.9526 | 8751.435 | 13003.5886 | 7340.5049 | 10371.1714 | 39466.6999 | 0 | 0 | 0 | 0 | 0 | 0 | 0 | 0 | 0 | 0 | 56154.4789 | 90516.2261 | 51049.5263 | 95621.1787
C - Commercial & Industrial | C3 - Municipal Energy Solutions | C3a - Muni Retrofit | Lighting Fixture - Exterior w/o Controls | EC3a011 | Lighting | 4 | 4 | 9521.057 | 7940 | 1581.057 | 73.621 | 75.6088 | 294.484 | 302.4351 | 71.0722 | 284.2889 | 57.1421 | 89.8353 | 54.5835 | 82.4438 | 13.8407 | 14.7242 | 13.8407 | 0 | 0 | 0 | 0 | 0 | 0 | 0 | 0 | 0 | 0 | 0 | 0 | 0 | 0 | 0 | 0 | 0 | 0 | 0 | 0 | 0 | 0 | 0 | 0 | 0 | 0 | 0 | 0 | 0 | 0 | 0 | 5010.4396 | 7617.6541 | 2835.9521 | 4223.0765 | 19687.1223 | 462.6578 | 644.1825 | 216.7554 | 197.945 | 1153.6482 | 2675.1889 | 22362.3112 | 0 | 0 | 0 | 0 | 0 | 0 | 0 | 0 | 22362.3112 | 0 | 0 | 0 | 0 | 0 | 0 | 0 | 0 | 0 | 0 | 0 | 0 | 0 | 0 | 0 | 0 | 0 | 0 | 0 | 0 | 0 | 0 | 0 | 0 | 0 | 0 | 0 | 0 | 0 | 2236.2311 |  | 0 | 2236.2311 | 3845.9483 | 5728.5965 | 3183.5553 | 4429.2927 | 17187.3928 | 0 | 0 | 0 | 0 | 0 | 0 | 0 | 0 | 0 | 0 | 24598.5423 | 39549.704 | 22362.3112 | 41785.9351
C - Commercial & Industrial | C3 - Municipal Energy Solutions | C3a - Muni Retrofit | Lighting Fixture - Interior w/ Controls | EC3a012 | Lighting | 2 | 5.2 | 8838.2748 | 3870 | 4968.2748 | 22.078 | 23.5351 | 114.8056 | 122.3828 | 22.123 | 115.0398 | 34.8571 | 20.0169 | 39.4587 | 20.8222 | 4.1507 | 1.7177 | 1.6146 | 2.5259 | 2.3743 | -5.0853 | -26.4436 | -4.7802 | -24.8569 | -10.1706 | -52.8871 | -9.5604 | -49.7139 | 0 | 0 | 0 | 0 | 0 | 0 | 0 | 0 | 0 | 0 | 0 | 0 | 0 | 0 | 0 | 0 | -14.3405 | -74.5708 | 0 | 0 | 0 | 3001.845 | 1663.5672 | 2035.8514 | 1056.6685 | 7757.9321 | 287.7312 | 145.7885 | 162.7982 | 51.8678 | 457.0981 | 1105.2837 | 8863.2159 | 623.8715 | 0 | 129.8015 | 32.8621 | 1020.3347 | 0 | 1219.9641 | 3026.8338 | 11890.0497 | 0 | 0 | 0 | 0 | 0 | -207.5474 | 0 | -207.5474 | -0.04823 | 0 | 0 | 0 | 0 | 0 | -19.3585 | 0 | -19.4067 | -226.9541 | 0 | -1437.0234 | 0 | -0.80203 | 0 | 0 | 0 | 0 | 0 | 0 | -1664.7795 | 1022.527 |  | -53.0178 | 969.5092 | 2307.0813 | 1248.8025 | 2326.0835 | 1166.8893 | 7048.8566 | 0 | -366.2296 | 0 | -1024.6938 | 0 | 0 | 0 | 0 | 0 | -1390.9234 | 11194.7795 | 15883.2034 | 11890.0497 | 16905.7304
C - Commercial & Industrial | C3 - Municipal Energy Solutions | C3a - Muni Retrofit | Lighting Fixture - Interior w/o Controls | EC3a013 | Lighting | 1.1731 | 5.4 | 12659.242 | 5548.9761 | 7110.2659 | 12.6042 | 13.4361 | 68.0628 | 72.555 | 12.6299 | 68.2017 | 20.6651 | 11.8671 | 23.3932 | 12.3445 | 2.3696 | 0.98061 | 0.92177 | 1.442 | 1.3555 | -2.9032 | -15.6771 | -2.729 | -14.7365 | -5.8063 | -31.3543 | -5.458 | -29.473 | 0 | 0 | 0 | 0 | 0 | 0 | 0 | 0 | 0 | 0 | 0 | 0 | 0 | 0 | 0 | 0 | -8.1869 | -44.2095 | 0 | 0 | 0 | 1772.2883 | 980.8122 | 1204.6174 | 624.8896 | 4582.6075 | 170.4969 | 86.2534 | 96.8529 | 30.8448 | 267.7752 | 652.2232 | 5234.8307 | 377.0106 | 0 | 77.8408 | 18.9912 | 603.5561 | 0 | 721.6423 | 1799.041 | 7033.8718 | 0 | 0 | 0 | 0 | 0 | -122.8795 | 0 | -122.8795 | -0.028534 | 0 | 0 | 0 | 0 | 0 | -11.1535 | 0 | -11.1821 | -134.0615 | 0 | -849.9954 | 0 | -0.47358 | 0 | 0 | 0 | 0 | 0 | 0 | -984.5305 | 604.9341 |  | -31.5139 | 573.4202 | 1364.7792 | 738.2588 | 1380.6321 | 695.2354 | 4178.9055 | 0 | -216.9804 | 0 | -607.1019 | 0 | 0 | 0 | 0 | 0 | -824.0823 | 6622.7615 | 9404.1645 | 7033.8718 | 10009.0987
C - Commercial & Industrial | C3 - Municipal Energy Solutions | C3a - Muni Retrofit | Lighting Occupancy Sensors | EC3a014 | Lighting | [22 empty] | 0 |  |  |  | 0 |  |  |  | 0 |  |  |  | 0 | [9 empty] | 0 | 0
C - Commercial & Industrial | C3 - Municipal Energy Solutions | C3a - Muni Retrofit | Air Sealing, Electric | EC3a015 | HVAC | [22 empty] | 0 |  |  |  | 0 |  |  |  | 0 |  |  |  | 0 | [9 empty] | 0 | 0
C - Commercial & Industrial | C3 - Municipal Energy Solutions | C3a - Muni Retrofit | Air Sealing, Gas | EC3a016 | HVAC | [22 empty] | 0 |  |  |  | 0 |  |  |  | 0 |  |  |  | 0 | [9 empty] | 0 | 0
C - Commercial & Industrial | C3 - Municipal Energy Solutions | C3a - Muni Retrofit | Air Sealing, Oil | EC3a017 | HVAC | [22 empty] | 0 |  |  |  | 0 |  |  |  | 0 |  |  |  | 0 | [9 empty] | 0 | 0
C - Commercial & Industrial | C3 - Municipal Energy Solutions | C3a - Muni Retrofit | Air Sealing, Propane | EC3a018 | HVAC | [22 empty] | 0 |  |  |  | 0 |  |  |  | 0 |  |  |  | 0 | [9 empty] | 0 | 0
C - Commercial & Industrial | C3 - Municipal Energy Solutions | C3a - Muni Retrofit | Boiler Reset Controls, Gas | EC3a019 | HVAC | [22 empty] | 0 |  |  |  | 0 |  |  |  | 0 |  |  |  | 0 | [9 empty] | 0 | 0
C - Commercial & Industrial | C3 - Municipal Energy Solutions | C3a - Muni Retrofit | Boiler Reset Controls, Oil | EC3a020 | HVAC | [22 empty] | 0 |  |  |  | 0 |  |  |  | 0 |  |  |  | 0 | [9 empty] | 0 | 0
C - Commercial & Industrial | C3 - Municipal Energy Solutions | C3a - Muni Retrofit | Boiler Reset Controls, Propane | EC3a021 | HVAC | [22 empty] | 0 |  |  |  | 0 |  |  |  | 0 |  |  |  | 0 | [9 empty] | 0 | 0
C - Commercial & Industrial | C3 - Municipal Energy Solutions | C3a - Muni Retrofit | Case Motor Replacement | EC3a022 | Refrigeration | [22 empty] | 0 |  |  |  | 0 |  |  |  | 0 |  |  |  | 0 | [9 empty] | 0 | 0
C - Commercial & Industrial | C3 - Municipal Energy Solutions | C3a - Muni Retrofit | Cooler Night Cover | EC3a023 | Refrigeration | [22 empty] | 0 |  |  |  | 0 |  |  |  | 0 |  |  |  | 0 | [9 empty] | 0 | 0
C - Commercial & Industrial | C3 - Municipal Energy Solutions | C3a - Muni Retrofit | Demand Control Ventilation | EC3a024 | HVAC | [22 empty] | 0 |  |  |  | 0 |  |  |  | 0 |  |  |  | 0 | [9 empty] | 0 | 0
C - Commercial & Industrial | C3 - Municipal Energy Solutions | C3a - Muni Retrofit | Door Heater Controls | EC3a025 | Refrigeration | [22 empty] | 0 |  |  |  | 0 |  |  |  | 0 |  |  |  | 0 | [9 empty] | 0 | 0
C - Commercial & Industrial | C3 - Municipal Energy Solutions | C3a - Muni Retrofit | Dual Enthalpy Economizer Controls (DEEC) | EC3a026 | HVAC | [22 empty] | 0 |  |  |  | 0 |  |  |  | 0 |  |  |  | 0 | [9 empty] | 0 | 0
C - Commercial & Industrial | C3 - Municipal Energy Solutions | C3a - Muni Retrofit | Duct Insulation, Electric | EC3a027 | HVAC | [22 empty] | 0 |  |  |  | 0 |  |  |  | 0 |  |  |  | 0 | [9 empty] | 0 | 0
C - Commercial & Industrial | C3 - Municipal Energy Solutions | C3a - Muni Retrofit | Duct Insulation, Gas | EC3a028 | HVAC | [22 empty] | 0 |  |  |  | 0 |  |  |  | 0 |  |  |  | 0 | [9 empty] | 0 | 0
C - Commercial & Industrial | C3 - Municipal Energy Solutions | C3a - Muni Retrofit | Duct Insulation, Oil | EC3a029 | HVAC | [22 empty] | 0 |  |  |  | 0 |  |  |  | 0 |  |  |  | 0 | [9 empty] | 0 | 0
C - Commercial & Industrial | C3 - Municipal Energy Solutions | C3a - Muni Retrofit | Duct Insulation, Propane | EC3a030 | HVAC | [22 empty] | 0 |  |  |  | 0 |  |  |  | 0 |  |  |  | 0 | [9 empty] | 0 | 0
C - Commercial & Industrial | C3 - Municipal Energy Solutions | C3a - Muni Retrofit | Duct Sealing, Electric | EC3a031 | HVAC | [22 empty] | 0 |  |  |  | 0 |  |  |  | 0 |  |  |  | 0 | [9 empty] | 0 | 0
C - Commercial & Industrial | C3 - Municipal Energy Solutions | C3a - Muni Retrofit | Duct Sealing, Gas | EC3a032 | HVAC | [22 empty] | 0 |  |  |  | 0 |  |  |  | 0 |  |  |  | 0 | [9 empty] | 0 | 0
C - Commercial & Industrial | C3 - Municipal Energy Solutions | C3a - Muni Retrofit | Duct Sealing, Oil | EC3a033 | HVAC | [22 empty] | 0 |  |  |  | 0 |  |  |  | 0 |  |  |  | 0 | [9 empty] | 0 | 0
C - Commercial & Industrial | C3 - Municipal Energy Solutions | C3a - Muni Retrofit | Duct Sealing, Propane | EC3a034 | HVAC | [22 empty] | 0 |  |  |  | 0 |  |  |  | 0 |  |  |  | 0 | [9 empty] | 0 | 0
C - Commercial & Industrial | C3 - Municipal Energy Solutions | C3a - Muni Retrofit | Ductless Mini Split Heat Pump | EC3a035 | HVAC | [22 empty] | 0 |  |  |  | 0 |  |  |  | 0 |  |  |  | 0 | [9 empty] | 0 | 0
C - Commercial & Industrial | C3 - Municipal Energy Solutions | C3a - Muni Retrofit | ECM Evaporator Fan Motors for Walk-in Cooler/Freezer | EC3a036 | Refrigeration | [22 empty] | 0 |  |  |  | 0 |  |  |  | 0 |  |  |  | 0 | [9 empty] | 0 | 0
C - Commercial & Industrial | C3 - Municipal Energy Solutions | C3a - Muni Retrofit | Electronic Defrost Control | EC3a037 | Refrigeration | [22 empty] | 0 |  |  |  | 0 |  |  |  | 0 |  |  |  | 0 | [9 empty] | 0 | 0
C - Commercial & Industrial | C3 - Municipal Energy Solutions | C3a - Muni Retrofit | Energy Management System, Electric | EC3a038 | HVAC | 1 | 10 | 13244.1714 | 4635.46 | 8608.7114 | 4.6068 | 4.1461 | 46.068 | 41.4612 | 4.1461 | 41.4612 | 10.9458 | 6.8826 | 14.47 | 9.1629 | 7.3709 | 7.3709 | 7.3709 | 7.0023 | 7.0023 | 0 | 0 | 0 | 0 | 0 | 0 | 0 | 0 | 0 | 0 | 0 | 0 | 0 | 0 | 0 | 0 | 0 | 0 | 0 | 0 | 0 | 0 | 0 | 0 | 0 | 0 | 0 | 0 | 0 | 873.1881 | 522.6654 | 736.9919 | 456.0185 | 2588.8639 | 81.7935 | 44.553 | 58.7764 | 22.3507 | 110 | 317.4736 | 2906.3374 | 4328.5055 | 0 | 485.518 | 101.6759 | 5502.5774 | 0 | 6579.1615 | 16997.4384 | 19903.7758 | 0 | 0 | 0 | 0 | 0 | 0 | 0 | 0 | 0 | 0 | 0 | 0 | 0 | 0 | 0 | 0 | 0 | 0 | 0 | 0 | 0 | 0 | 0 | 0 | 0 | 0 | 0 | 0 | 0 | 1990.3776 |  | 0 | 1990.3776 | 674.001 | 389.411 | 860.3187 | 534.628 | 2458.3587 | 0 | 0 | 0 | 0 | 0 | 0 | 0 | 0 | 0 | 0 | 21894.1534 | 22362.1345 | 19903.7758 | 24352.5121
C - Commercial & Industrial | C3 - Municipal Energy Solutions | C3a - Muni Retrofit | Energy Star Wifi Thermostat, Electric | EC3a039 | HVAC | [22 empty] | 0 |  |  |  | 0 |  |  |  | 0 |  |  |  | 0 | [9 empty] | 0 | 0
C - Commercial & Industrial | C3 - Municipal Energy Solutions | C3a - Muni Retrofit | Energy Star Wifi Thermostat, Gas | EC3a040 | HVAC | [22 empty] | 0 |  |  |  | 0 |  |  |  | 0 |  |  |  | 0 | [9 empty] | 0 | 0
C - Commercial & Industrial | C3 - Municipal Energy Solutions | C3a - Muni Retrofit | Energy Star Wifi Thermostat, Oil | EC3a041 | HVAC | [22 empty] | 0 |  |  |  | 0 |  |  |  | 0 |  |  |  | 0 | [9 empty] | 0 | 0
C - Commercial & Industrial | C3 - Municipal Energy Solutions | C3a - Muni Retrofit | Energy Star Wifi Thermostat, Propane | EC3a042 | HVAC | [22 empty] | 0 |  |  |  | 0 |  |  |  | 0 |  |  |  | 0 | [9 empty] | 0 | 0
C - Commercial & Industrial | C3 - Municipal Energy Solutions | C3a - Muni Retrofit | Evaporator Fan Control | EC3a043 | Refrigeration | [22 empty] | 0 |  |  |  | 0 |  |  |  | 0 |  |  |  | 0 | [9 empty] | 0 | 0
C - Commercial & Industrial | C3 - Municipal Energy Solutions | C3a - Muni Retrofit | Faucet Aerator, Electric | EC3a044 | Hot Water | [22 empty] | 0 |  |  |  | 0 |  |  |  | 0 |  |  |  | 0 | [9 empty] | 0 | 0
C - Commercial & Industrial | C3 - Municipal Energy Solutions | C3a - Muni Retrofit | Faucet Aerator, Gas | EC3a045 | Hot Water | [22 empty] | 0 |  |  |  | 0 |  |  |  | 0 |  |  |  | 0 | [9 empty] | 0 | 0
C - Commercial & Industrial | C3 - Municipal Energy Solutions | C3a - Muni Retrofit | Faucet Aerator, Oil | EC3a046 | Hot Water | [22 empty] | 0 |  |  |  | 0 |  |  |  | 0 |  |  |  | 0 | [9 empty] | 0 | 0
C - Commercial & Industrial | C3 - Municipal Energy Solutions | C3a - Muni Retrofit | Faucet Aerator, Propane | EC3a047 | Hot Water | [22 empty] | 0 |  |  |  | 0 |  |  |  | 0 |  |  |  | 0 | [9 empty] | 0 | 0
C - Commercial & Industrial | C3 - Municipal Energy Solutions | C3a - Muni Retrofit | Hotel Occupancy Sensor | EC3a050 | HVAC | [22 empty] | 0 |  |  |  | 0 |  |  |  | 0 |  |  |  | 0 | [9 empty] | 0 | 0
C - Commercial & Industrial | C3 - Municipal Energy Solutions | C3a - Muni Retrofit | Insulation, Electric | EC3a051 | Envelope | 1 | 25 | 448.22 | 336.17 | 112.05 | 0.74704 | 0.74704 | 18.676 | 18.676 | 0.74704 | 18.676 | 8.0547 | 10.6213 | 0 | 0 | 0.15 | 0.02595 | 0.02595 | 0.0504 | 0.0504 | 0 | 0 | 0 | 0 | 0 | 0 | 0 | 0 | 0 | 0 | 0 | 0 | 0 | 0 | 0 | 0 | 0 | 0 | 0 | 0 | 0 | 0 | 0 | 0 | 0 | 0 | 0 | 0 | 0 | 558.0036 | 660.5067 | 0 | 0 | 1218.5103 | 25.1378 | 28.6369 | 0 | 0 | 19.8524 | 73.6271 | 1292.1374 | 88.9752 | 0 | 3.4946 | 0.73182 | 84.8107 | 0 | 101.404 | 279.4162 | 1571.5536 | 0 | 0 | 0 | 0 | 0 | 0 | 0 | 0 | 0 | 0 | 0 | 0 | 0 | 0 | 0 | 0 | 0 | 0 | 0 | 0 | 0 | 0 | 0 | 0 | 0 | 0 | 0 | 0 | 0 | 157.1554 |  | 0 | 157.1554 | 361.1506 | 431.9073 | 0 | 0 | 793.0579 | 0 | 0 | 0 | 0 | 0 | 0 | 0 | 0 | 0 | 0 | 1728.709 | 2364.6115 | 1571.5536 | 2521.7669
C - Commercial & Industrial | C3 - Municipal Energy Solutions | C3a - Muni Retrofit | Insulation, Gas | EC3a052 | Envelope | [22 empty] | 0 |  |  |  | 0 |  |  |  | 0 |  |  |  | 0 | [9 empty] | 0 | 0
C - Commercial & Industrial | C3 - Municipal Energy Solutions | C3a - Muni Retrofit | Insulation, Oil | EC3a053 | Envelope | [22 empty] | 0 |  |  |  | 0 |  |  |  | 0 |  |  |  | 0 | [9 empty] | 0 | 0
C - Commercial & Industrial | C3 - Municipal Energy Solutions | C3a - Muni Retrofit | Insulation, Propane | EC3a054 | Envelope | [22 empty] | 0 |  |  |  | 0 |  |  |  | 0 |  |  |  | 0 | [9 empty] | 0 | 0
C - Commercial & Industrial | C3 - Municipal Energy Solutions | C3a - Muni Retrofit | Low Pressure Drop Filter | EC3a055 | Compressed Air | [22 empty] | 0 |  |  |  | 0 |  |  |  | 0 |  |  |  | 0 | [9 empty] | 0 | 0
C - Commercial & Industrial | C3 - Municipal Energy Solutions | C3a - Muni Retrofit | Thermostatic Shut-Off Valve, Electric | EC3a056 | Hot Water | [22 empty] | 0 |  |  |  | 0 |  |  |  | 0 |  |  |  | 0 | [9 empty] | 0 | 0
C - Commercial & Industrial | C3 - Municipal Energy Solutions | C3a - Muni Retrofit | Thermostatic Shut-Off Valve, Gas | EC3a057 | Hot Water | [22 empty] | 0 |  |  |  | 0 |  |  |  | 0 |  |  |  | 0 | [9 empty] | 0 | 0
C - Commercial & Industrial | C3 - Municipal Energy Solutions | C3a - Muni Retrofit | Thermostatic Shut-Off Valve, Oil | EC3a058 | Hot Water | [22 empty] | 0 |  |  |  | 0 |  |  |  | 0 |  |  |  | 0 | [9 empty] | 0 | 0
C - Commercial & Industrial | C3 - Municipal Energy Solutions | C3a - Muni Retrofit | Thermostatic Shut-Off Valve, Propane | EC3a059 | Hot Water | [22 empty] | 0 |  |  |  | 0 |  |  |  | 0 |  |  |  | 0 | [9 empty] | 0 | 0
C - Commercial & Industrial | C3 - Municipal Energy Solutions | C3a - Muni Retrofit | Low-Flow Showerhead, Electric | EC3a060 | Hot Water | [22 empty] | 0 |  |  |  | 0 |  |  |  | 0 |  |  |  | 0 | [9 empty] | 0 | 0
C - Commercial & Industrial | C3 - Municipal Energy Solutions | C3a - Muni Retrofit | Low-Flow Showerhead, Gas | EC3a061 | Hot Water | [22 empty] | 0 |  |  |  | 0 |  |  |  | 0 |  |  |  | 0 | [9 empty] | 0 | 0
C - Commercial & Industrial | C3 - Municipal Energy Solutions | C3a - Muni Retrofit | Low-Flow Showerhead, Oil | EC3a062 | Hot Water | [22 empty] | 0 |  |  |  | 0 |  |  |  | 0 |  |  |  | 0 | [9 empty] | 0 | 0
C - Commercial & Industrial | C3 - Municipal Energy Solutions | C3a - Muni Retrofit | Low-Flow Showerhead, Propane | EC3a063 | Hot Water | [22 empty] | 0 |  |  |  | 0 |  |  |  | 0 |  |  |  | 0 | [9 empty] | 0 | 0
C - Commercial & Industrial | C3 - Municipal Energy Solutions | C3a - Muni Retrofit | Motors, Open Drip | EC3a064 | Motors/Drives | [22 empty] | 0 |  |  |  | 0 |  |  |  | 0 |  |  |  | 0 | [9 empty] | 0 | 0
C - Commercial & Industrial | C3 - Municipal Energy Solutions | C3a - Muni Retrofit | Motors, Totally Enclosed Fan Cooled | EC3a065 | Motors/Drives | [22 empty] | 0 |  |  |  | 0 |  |  |  | 0 |  |  |  | 0 | [9 empty] | 0 | 0
C - Commercial & Industrial | C3 - Municipal Energy Solutions | C3a - Muni Retrofit | Novelty Cooler Shutoff | EC3a066 | Refrigeration | [22 empty] | 0 |  |  |  | 0 |  |  |  | 0 |  |  |  | 0 | [9 empty] | 0 | 0
C - Commercial & Industrial | C3 - Municipal Energy Solutions | C3a - Muni Retrofit | Pipe Wrap - Heating, Electric | EC3a067 | HVAC | [22 empty] | 0 |  |  |  | 0 |  |  |  | 0 |  |  |  | 0 | [9 empty] | 0 | 0
C - Commercial & Industrial | C3 - Municipal Energy Solutions | C3a - Muni Retrofit | Pipe Wrap - Heating, Gas | EC3a068 | HVAC | [22 empty] | 0 |  |  |  | 0 |  |  |  | 0 |  |  |  | 0 | [9 empty] | 0 | 0
C - Commercial & Industrial | C3 - Municipal Energy Solutions | C3a - Muni Retrofit | Pipe Wrap - Heating, Oil | EC3a069 | HVAC | [22 empty] | 0 |  |  |  | 0 |  |  |  | 0 |  |  |  | 0 | [9 empty] | 0 | 0
C - Commercial & Industrial | C3 - Municipal Energy Solutions | C3a - Muni Retrofit | Pipe Wrap - Heating, Propane | EC3a070 | HVAC | [22 empty] | 0 |  |  |  | 0 |  |  |  | 0 |  |  |  | 0 | [9 empty] | 0 | 0
C - Commercial & Industrial | C3 - Municipal Energy Solutions | C3a - Muni Retrofit | Pipe Wrap - Hot Water, Electric | EC3a071 | Hot Water | [22 empty] | 0 |  |  |  | 0 |  |  |  | 0 |  |  |  | 0 | [9 empty] | 0 | 0
C - Commercial & Industrial | C3 - Municipal Energy Solutions | C3a - Muni Retrofit | Pipe Wrap - Hot Water, Gas | EC3a072 | Hot Water | [22 empty] | 0 |  |  |  | 0 |  |  |  | 0 |  |  |  | 0 | [9 empty] | 0 | 0
C - Commercial & Industrial | C3 - Municipal Energy Solutions | C3a - Muni Retrofit | Pipe Wrap - Hot Water, Oil | EC3a073 | Hot Water | [22 empty] | 0 |  |  |  | 0 |  |  |  | 0 |  |  |  | 0 | [9 empty] | 0 | 0
C - Commercial & Industrial | C3 - Municipal Energy Solutions | C3a - Muni Retrofit | Pipe Wrap - Hot Water, Propane | EC3a074 | Hot Water | [22 empty] | 0 |  |  |  | 0 |  |  |  | 0 |  |  |  | 0 | [9 empty] | 0 | 0
C - Commercial & Industrial | C3 - Municipal Energy Solutions | C3a - Muni Retrofit | Pre Rinse Spray Valve, Electric | EC3a075 | Hot Water | [22 empty] | 0 |  |  |  | 0 |  |  |  | 0 |  |  |  | 0 | [9 empty] | 0 | 0
C - Commercial & Industrial | C3 - Municipal Energy Solutions | C3a - Muni Retrofit | Pre Rinse Spray Valve, Gas | EC3a076 | Hot Water | [22 empty] | 0 |  |  |  | 0 |  |  |  | 0 |  |  |  | 0 | [9 empty] | 0 | 0
C - Commercial & Industrial | C3 - Municipal Energy Solutions | C3a - Muni Retrofit | Pre Rinse Spray Valve, Oil | EC3a077 | Hot Water | [22 empty] | 0 |  |  |  | 0 |  |  |  | 0 |  |  |  | 0 | [9 empty] | 0 | 0
C - Commercial & Industrial | C3 - Municipal Energy Solutions | C3a - Muni Retrofit | Pre Rinse Spray Valve, Propane | EC3a078 | Hot Water | [22 empty] | 0 |  |  |  | 0 |  |  |  | 0 |  |  |  | 0 | [9 empty] | 0 | 0
C - Commercial & Industrial | C3 - Municipal Energy Solutions | C3a - Muni Retrofit | Programmable Thermostat, Electric | EC3a079 | HVAC | [22 empty] | 0 |  |  |  | 0 |  |  |  | 0 |  |  |  | 0 | [9 empty] | 0 | 0
C - Commercial & Industrial | C3 - Municipal Energy Solutions | C3a - Muni Retrofit | Programmable Thermostat, Gas | EC3a080 | HVAC | [22 empty] | 0 |  |  |  | 0 |  |  |  | 0 |  |  |  | 0 | [9 empty] | 0 | 0
C - Commercial & Industrial | C3 - Municipal Energy Solutions | C3a - Muni Retrofit | Programmable Thermostat, Oil | EC3a081 | HVAC | [22 empty] | 0 |  |  |  | 0 |  |  |  | 0 |  |  |  | 0 | [9 empty] | 0 | 0
C - Commercial & Industrial | C3 - Municipal Energy Solutions | C3a - Muni Retrofit | Programmable Thermostat, Propane | EC3a082 | HVAC | [22 empty] | 0 |  |  |  | 0 |  |  |  | 0 |  |  |  | 0 | [9 empty] | 0 | 0
C - Commercial & Industrial | C3 - Municipal Energy Solutions | C3a - Muni Retrofit | Steam Trap, Electric | EC3a083 | HVAC | [22 empty] | 0 |  |  |  | 0 |  |  |  | 0 |  |  |  | 0 | [9 empty] | 0 | 0
C - Commercial & Industrial | C3 - Municipal Energy Solutions | C3a - Muni Retrofit | Steam Trap, Gas | EC3a084 | HVAC | [22 empty] | 0 |  |  |  | 0 |  |  |  | 0 |  |  |  | 0 | [9 empty] | 0 | 0
C - Commercial & Industrial | C3 - Municipal Energy Solutions | C3a - Muni Retrofit | Steam Trap, Oil | EC3a085 | HVAC | [22 empty] | 0 |  |  |  | 0 |  |  |  | 0 |  |  |  | 0 | [9 empty] | 0 | 0
C - Commercial & Industrial | C3 - Municipal Energy Solutions | C3a - Muni Retrofit | Steam Trap, Propane | EC3a086 | HVAC | [22 empty] | 0 |  |  |  | 0 |  |  |  | 0 |  |  |  | 0 | [9 empty] | 0 | 0
C - Commercial & Industrial | C3 - Municipal Energy Solutions | C3a - Muni Retrofit | Variable Frequency Drive | EC3a087 | Motors/Drives | [22 empty] | 0 |  |  |  | 0 |  |  |  | 0 |  |  |  | 0 | [9 empty] | 0 | 0
C - Commercial & Industrial | C3 - Municipal Energy Solutions | C3a - Muni Retrofit | Variable Frequency Drive with Motor | EC3a088 | Motors/Drives | [22 empty] | 0 |  |  |  | 0 |  |  |  | 0 |  |  |  | 0 | [9 empty] | 0 | 0
C - Commercial & Industrial | C3 - Municipal Energy Solutions | C3a - Muni Retrofit | Vending Miser | EC3a089 | Refrigeration | [22 empty] | 0 |  |  |  | 0 |  |  |  | 0 |  |  |  | 0 | [9 empty] | 0 | 0
C - Commercial & Industrial | C3 - Municipal Energy Solutions | C3a - Muni Retrofit | Zero Loss Condensate Drain | EC3a090 | Compressed Air | [22 empty] | 0 |  |  |  | 0 |  |  |  | 0 |  |  |  | 0 | [9 empty] | 0 | 0
C - Commercial & Industrial | C3 - Municipal Energy Solutions | C3a - Muni Retrofit | Induction Cooktop Displacing Electric Resistance | EC3a093 | Food Service | [22 empty] | 0 |  |  |  | 0 |  |  |  | 0 |  |  |  | 0 | [9 empty] | 0 | 0
C - Commercial & Industrial | C3 - Municipal Energy Solutions | C3a - Muni Retrofit | CI Audits - Muni Retro | EC3aAUD | Non-Energy Saving | [22 empty] | 0 |  |  |  | 0 |  |  |  | 0 |  |  |  | 0 | [9 empty] | 0 | 0
C - Commercial & Industrial | C3 - Municipal Energy Solutions | C3a - Muni Retrofit | Vendor Fees - Muni Retro | EC3aNES01 | Non-Energy Saving | 1 | 1 | 27496 | 27496 | 0 | 0 | 0 | 0 | 0 | 0 | 0 | 0 | 0 | 0 | 0 | 0 | 0 | 0 | 0 | 0 | 0 | 0 | 0 | 0 | 0 | 0 | 0 | 0 | 0 | 0 | 0 | 0 | 0 | 0 | 0 | 0 | 0 | 0 | 0 | 0 | 0 | 0 | 0 | 0 | 0 | 0 | 0 | 0 | 0 | 0 | 0 | 0 | 0 | 0 | 0 | 0 | 0 | 0 | 0 | 0 | 0 | 0 | 0 | 0 | 0 | 0 | 0 | 0 | 0 | 0 | 0 | 0 | 0 | 0 | 0 | 0 | 0 | 0 | 0 | 0 | 0 | 0 | 0 | 0 | 0 | 0 | 0 | 0 | 0 | 0 | 0 | 0 | 0 | 0 | 0 | 0 | 0 | 0 | 0 | 0 |  | 0 | 0 | 0 | 0 | 0 | 0 | 0 | 0 | 0 | 0 | 0 | 0 | 0 | 0 | 0 | 0 | 0 | 0 | 0 | 0 | 0
C - Commercial & Industrial | C3 - Municipal Energy Solutions | C3a - Muni Retrofit | Vendor Fees - TA Studies - Muni Retro | EC3aNES02 | Non-Energy Saving | [22 empty] | 0 |  |  |  | 0 |  |  |  | 0 |  |  |  | 0 | [9 empty] | 0 | 0
C - Commercial & Industrial | C3 - Municipal Energy Solutions | C3a - Muni Retrofit | [25 empty] | 0 |  |  |  | 0 |  |  |  | 0 |  |  |  | 0 | [9 empty] | 0 | 0
C - Commercial & Industrial | C3 - Municipal Energy Solutions | C3a - Muni Retrofit | [25 empty] | 0 |  |  |  | 0 |  |  |  | 0 |  |  |  | 0 | [9 empty] | 0 | 0
C - Commercial & Industrial | C3 - Municipal Energy Solutions | C3a - Muni Retrofit | [25 empty] | 0 |  |  |  | 0 |  |  |  | 0 |  |  |  | 0 | [9 empty] | 0 | 0
C - Commercial & Industrial | C3 - Municipal Energy Solutions | C3a - Muni Retrofit | [25 empty] | 0 |  |  |  | 0 |  |  |  | 0 |  |  |  | 0 | [9 empty] | 0 | 0
[28 empty] | 0 |  |  |  | 0 |  |  |  | 0 |  |  |  | 0 | [9 empty] | 0 | 0
C - Commercial & Industrial | C3 - Municipal Energy Solutions | C3b - Muni New Equipment | Custom Muni Compressed Air New | EC3b001 | Compressed Air | [22 empty] | 0 |  |  |  | 0 |  |  |  | 0 |  |  |  | 0 | [9 empty] | 0 | 0
C - Commercial & Industrial | C3 - Municipal Energy Solutions | C3b - Muni New Equipment | Custom Muni Hot Water New | EC3b002 | Hot Water | [22 empty] | 0 |  |  |  | 0 |  |  |  | 0 |  |  |  | 0 | [9 empty] | 0 | 0
C - Commercial & Industrial | C3 - Municipal Energy Solutions | C3b - Muni New Equipment | Custom Muni HVAC New | EC3b003 | HVAC | 2 | 13.5 | 7496 | 5622 | 1874 | 17.028 | 15.3252 | 229.8785 | 206.8907 | 15.3252 | 206.8907 | 148.9613 | 37.2403 | 16.5513 | 4.1378 | 4.7 | 1.8116 | 1.8116 | 4.7 | 4.7 | 0 | 0 | 0 | 0 | 0 | 0 | 0 | 0 | 10.6886 | 144.2957 | 10.6886 | 144.2957 | 0 | 0 | 0 | 0 | 0 | 0 | 0 | 0 | 0 | 0 | 0 | 0 | 10.6886 | 144.2957 | 0 | 0 | 0 | 11498.4729 | 2680.7646 | 852.1183 | 205.0353 | 15236.3912 | 860.9075 | 185.9381 | 52.4943 | 7.859 | 407.2642 | 1514.4632 | 16750.8544 | 4284.1684 | 0 | 325.8819 | 68.2454 | 4804.9572 | 0 | 5745.0512 | 15228.3041 | 31979.1585 | 0 | 0 | 0 | 0 | 0 | 0 | 0 | 0 | 0 | 0 | 0 | 0 | 0 | 0 | 0 | 0 | 0 | 0 | 0 | 0 | 0 | 0 | 0 | 8056.3099 | 0 | 0 | 0 | 0 | 8056.3099 | 4003.5468 |  | 106.4097 | 4109.9565 | 8479.1141 | 1930.5203 | 925.9269 | 227.073 | 11562.6342 | 0 | 0 | 0 | 0 | 0 | 0 | 0 | 0 | 2413.1036 | 2413.1036 | 44145.4249 | 54011.2062 | 31979.1585 | 58014.753
C - Commercial & Industrial | C3 - Municipal Energy Solutions | C3b - Muni New Equipment | Custom Muni Lighting New - Interior | EC3b004 | Lighting | [22 empty] | 0 |  |  |  | 0 |  |  |  | 0 |  |  |  | 0 | [9 empty] | 0 | 0
C - Commercial & Industrial | C3 - Municipal Energy Solutions | C3b - Muni New Equipment | Custom Muni Lighting New - Exterior | EC3b085 | Lighting | [22 empty] | 0 |  |  |  | 0 |  |  |  | 0 |  |  |  | 0 | [9 empty] | 0 | 0
C - Commercial & Industrial | C3 - Municipal Energy Solutions | C3b - Muni New Equipment | Custom Muni Lighting New - Controls | EC3b086 | Lighting | [22 empty] | 0 |  |  |  | 0 |  |  |  | 0 |  |  |  | 0 | [9 empty] | 0 | 0
C - Commercial & Industrial | C3 - Municipal Energy Solutions | C3b - Muni New Equipment | Custom Muni Motors New | EC3b005 | Motors/Drives | [22 empty] | 0 |  |  |  | 0 |  |  |  | 0 |  |  |  | 0 | [9 empty] | 0 | 0
C - Commercial & Industrial | C3 - Municipal Energy Solutions | C3b - Muni New Equipment | Custom Muni Process New | EC3b006 | Process | [22 empty] | 0 |  |  |  | 0 |  |  |  | 0 |  |  |  | 0 | [9 empty] | 0 | 0
C - Commercial & Industrial | C3 - Municipal Energy Solutions | C3b - Muni New Equipment | Custom Muni Refrigeration New | EC3b007 | Refrigeration | [22 empty] | 0 |  |  |  | 0 |  |  |  | 0 |  |  |  | 0 | [9 empty] | 0 | 0
C - Commercial & Industrial | C3 - Municipal Energy Solutions | C3b - Muni New Equipment | Custom Muni Other New | EC3b008 | Custom Measures | [22 empty] | 0 |  |  |  | 0 |  |  |  | 0 |  |  |  | 0 | [9 empty] | 0 | 0
C - Commercial & Industrial | C3 - Municipal Energy Solutions | C3b - Muni New Equipment | Custom Muni Comprehensive Design | EC3b087 | Custom Measures | [22 empty] | 0 |  |  |  | 0 |  |  |  | 0 |  |  |  | 0 | [9 empty] | 0 | 0
C - Commercial & Industrial | C3 - Municipal Energy Solutions | C3b - Muni New Equipment | Daylight Dimming | EC3b009 | Lighting | [22 empty] | 0 |  |  |  | 0 |  |  |  | 0 |  |  |  | 0 | [9 empty] | 0 | 0
C - Commercial & Industrial | C3 - Municipal Energy Solutions | C3b - Muni New Equipment | Performance Lighting - Exterior w/ Controls | EC3b010 | Lighting | [22 empty] | 0 |  |  |  | 0 |  |  |  | 0 |  |  |  | 0 | [9 empty] | 0 | 0
C - Commercial & Industrial | C3 - Municipal Energy Solutions | C3b - Muni New Equipment | Performance Lighting - Exterior w/o Controls | EC3b011 | Lighting | 2 | 15 | 2146.7093 | 1712.8 | 433.9093 | 7.7427 | 7.9518 | 116.1406 | 119.2764 | 7.4747 | 112.1198 | 22.5361 | 35.4299 | 21.527 | 32.5147 | 1.4556 | 1.5485 | 1.4556 | 0 | 0 | 0 | 0 | 0 | 0 | 0 | 0 | 0 | 0 | 0 | 0 | 0 | 0 | 0 | 0 | 0 | 0 | 0 | 0 | 0 | 0 | 0 | 0 | 0 | 0 | 0 | 0 | 0 | 0 | 0 | 1716.8803 | 2509.6151 | 1112.3956 | 1609.4401 | 6948.3311 | 117.2206 | 159.2088 | 61.448 | 55.5803 | 198.637 | 592.0947 | 7540.4258 | 0 | 0 | 0 | 0 | 0 | 0 | 0 | 0 | 7540.4258 | 0 | 0 | 0 | 0 | 0 | 0 | 0 | 0 | 0 | 0 | 0 | 0 | 0 | 0 | 0 | 0 | 0 | 0 | 0 | 0 | 0 | 0 | 0 | 0 | 0 | 0 | 0 | 0 | 0 | 754.0426 |  | 0 | 754.0426 | 1240.84 | 1772.9742 | 1172.6168 | 1733.0178 | 5919.4489 | 0 | 0 | 0 | 0 | 0 | 0 | 0 | 0 | 0 | 0 | 8294.4684 | 13459.8747 | 7540.4258 | 14213.9173
C - Commercial & Industrial | C3 - Municipal Energy Solutions | C3b - Muni New Equipment | Performance Lighting - Interior w/ Controls | EC3b012 | Lighting | 1.2381 | 15 | 6907.12 | 5511 | 1396.12 | 23.6295 | 25.1891 | 354.4427 | 377.8359 | 23.6777 | 355.1658 | 107.6152 | 61.7988 | 121.8219 | 64.285 | 4.4423 | 1.8384 | 1.7281 | 2.7034 | 2.5412 | -1.2782 | -19.1729 | -1.2015 | -18.0225 | -2.5564 | -38.3457 | -2.403 | -36.045 | 0 | 0 | 0 | 0 | 0 | 0 | 0 | 0 | 0 | 0 | 0 | 0 | 0 | 0 | 0 | 0 | -3.6045 | -54.0675 | 0 | 0 | 0 | 8198.5168 | 4377.4177 | 6295.0742 | 3182.0288 | 22053.0375 | 559.7567 | 277.7013 | 347.7357 | 109.888 | 629.2293 | 1924.311 | 23977.3485 | 2663.7859 | 0 | 176.1982 | 36.899 | 2842.2429 | 0 | 3398.3302 | 9117.4561 | 33094.8046 | 0 | 0 | 0 | 0 | 0 | -141.4241 | 0 | -141.4241 | -0.031909 | 0 | 0 | 0 | 0 | 0 | -5.1373 | 0 | -5.1692 | -146.5933 | 0 | -948.3316 | 0 | -0.48945 | 0 | 0 | 0 | 0 | 0 | 0 | -1095.4144 | 3199.939 |  | -43.3046 | 3156.6344 | 5925.3099 | 3092.5254 | 6635.8678 | 3426.3547 | 19080.0578 | 0 | -257.1282 | 0 | -719.4628 | 0 | 0 | 0 | 0 | 0 | -976.591 | 35156.0246 | 50102.857 | 33094.8046 | 53302.7961
C - Commercial & Industrial | C3 - Municipal Energy Solutions | C3b - Muni New Equipment | Performance Lighting - Interior w/o Controls | EC3b013 | Lighting | 1.0171 | 15 | 89.2373 | 71.2 | 18.0373 | 0.17635 | 0.18799 | 2.6452 | 2.8198 | 0.17671 | 2.6506 | 0.80314 | 0.46121 | 0.90917 | 0.47977 | 0.033154 | 0.01372 | 0.012897 | 0.020176 | 0.018965 | -0.0095393 | -0.14309 | -0.0089669 | -0.1345 | -0.019079 | -0.28618 | -0.017934 | -0.26901 | 0 | 0 | 0 | 0 | 0 | 0 | 0 | 0 | 0 | 0 | 0 | 0 | 0 | 0 | 0 | 0 | -0.026901 | -0.40351 | 0 | 0 | 0 | 61.1864 | 32.6692 | 46.9808 | 23.7478 | 164.5843 | 4.1775 | 2.0725 | 2.5952 | 0.82011 | 4.696 | 14.3613 | 178.9456 | 19.8801 | 0 | 1.315 | 0.27538 | 21.212 | 0 | 25.3621 | 68.0446 | 246.9902 | 0 | 0 | 0 | 0 | 0 | -1.0555 | 0 | -1.0555 | -0.00023814 | 0 | 0 | 0 | 0 | 0 | -0.03834 | 0 | -0.038579 | -1.094 | 0 | -7.0775 | 0 | -0.0036528 | 0 | 0 | 0 | 0 | 0 | 0 | -8.1752 | 23.8815 |  | -0.32319 | 23.5583 | 44.2212 | 23.0799 | 49.5242 | 25.5713 | 142.3966 | 0 | -1.919 | 0 | -5.3694 | 0 | 0 | 0 | 0 | 0 | -7.2884 | 262.3733 | 373.9232 | 246.9902 | 397.8047
C - Commercial & Industrial | C3 - Municipal Energy Solutions | C3b - Muni New Equipment | Lighting Occupancy Sensors | EC3b014 | Lighting | [22 empty] | 0 |  |  |  | 0 |  |  |  | 0 |  |  |  | 0 | [9 empty] | 0 | 0
C - Commercial & Industrial | C3 - Municipal Energy Solutions | C3b - Muni New Equipment | Advanced Power Strip | EC3b015 | Process | [22 empty] | 0 |  |  |  | 0 |  |  |  | 0 |  |  |  | 0 | [9 empty] | 0 | 0
C - Commercial & Industrial | C3 - Municipal Energy Solutions | C3b - Muni New Equipment | Air Compressor | EC3b016 | Compressed Air | [22 empty] | 0 |  |  |  | 0 |  |  |  | 0 |  |  |  | 0 | [9 empty] | 0 | 0
C - Commercial & Industrial | C3 - Municipal Energy Solutions | C3b - Muni New Equipment | Air Nozzle | EC3b017 | Compressed Air | [22 empty] | 0 |  |  |  | 0 |  |  |  | 0 |  |  |  | 0 | [9 empty] | 0 | 0
C - Commercial & Industrial | C3 - Municipal Energy Solutions | C3b - Muni New Equipment | Boiler 1000 to 1700 MBH 90 AFUE, Oil | EC3b018 | HVAC | [22 empty] | 0 |  |  |  | 0 |  |  |  | 0 |  |  |  | 0 | [9 empty] | 0 | 0
C - Commercial & Industrial | C3 - Municipal Energy Solutions | C3b - Muni New Equipment | Boiler 1000 to 1700 MBH 90 AFUE, Propane | EC3b019 | HVAC | [22 empty] | 0 |  |  |  | 0 |  |  |  | 0 |  |  |  | 0 | [9 empty] | 0 | 0
C - Commercial & Industrial | C3 - Municipal Energy Solutions | C3b - Muni New Equipment | Boiler 1701 to 2000 MBH 85 AFUE, Oil | EC3b020 | HVAC | [22 empty] | 0 |  |  |  | 0 |  |  |  | 0 |  |  |  | 0 | [9 empty] | 0 | 0
C - Commercial & Industrial | C3 - Municipal Energy Solutions | C3b - Muni New Equipment | Boiler 1701 to 2000 MBH 90 AFUE, Propane | EC3b021 | HVAC | [22 empty] | 0 |  |  |  | 0 |  |  |  | 0 |  |  |  | 0 | [9 empty] | 0 | 0
C - Commercial & Industrial | C3 - Municipal Energy Solutions | C3b - Muni New Equipment | Boiler 301 to 499 MBH 85 AFUE, Oil | EC3b022 | HVAC | [22 empty] | 0 |  |  |  | 0 |  |  |  | 0 |  |  |  | 0 | [9 empty] | 0 | 0
C - Commercial & Industrial | C3 - Municipal Energy Solutions | C3b - Muni New Equipment | Boiler 301 to 499 MBH 90 AFUE, Propane | EC3b023 | HVAC | [22 empty] | 0 |  |  |  | 0 |  |  |  | 0 |  |  |  | 0 | [9 empty] | 0 | 0
C - Commercial & Industrial | C3 - Municipal Energy Solutions | C3b - Muni New Equipment | Boiler 500 to 999 MBH 85 AFUE, Oil | EC3b024 | HVAC | [22 empty] | 0 |  |  |  | 0 |  |  |  | 0 |  |  |  | 0 | [9 empty] | 0 | 0
C - Commercial & Industrial | C3 - Municipal Energy Solutions | C3b - Muni New Equipment | Boiler 500 to 999 MBH 90 AFUE, Propane | EC3b025 | HVAC | [22 empty] | 0 |  |  |  | 0 |  |  |  | 0 |  |  |  | 0 | [9 empty] | 0 | 0
C - Commercial & Industrial | C3 - Municipal Energy Solutions | C3b - Muni New Equipment | Boiler to 300 MBH 85 AFUE, Oil | EC3b026 | HVAC | [22 empty] | 0 |  |  |  | 0 |  |  |  | 0 |  |  |  | 0 | [9 empty] | 0 | 0
C - Commercial & Industrial | C3 - Municipal Energy Solutions | C3b - Muni New Equipment | Boiler to 300 MBH 87 AFUE, Oil | EC3b027 | HVAC | [22 empty] | 0 |  |  |  | 0 |  |  |  | 0 |  |  |  | 0 | [9 empty] | 0 | 0
C - Commercial & Industrial | C3 - Municipal Energy Solutions | C3b - Muni New Equipment | Boiler to 300 MBH 90 AFUE, Propane | EC3b028 | HVAC | [22 empty] | 0 |  |  |  | 0 |  |  |  | 0 |  |  |  | 0 | [9 empty] | 0 | 0
C - Commercial & Industrial | C3 - Municipal Energy Solutions | C3b - Muni New Equipment | Boiler to 300 MBH 95 AFUE, Propane | EC3b029 | HVAC | 2 | 25 | 6958 | 3000 | 3958 | 0 | 0 | 0 | 0 | 0 | 0 | 0 | 0 | 0 | 0 | 0 | 0 | 0 | 0 | 0 | 0 | 0 | 0 | 0 | 0 | 0 | 0 | 0 | 29.4 | 735 | 29.4 | 735 | 0 | 0 | 0 | 0 | 0 | 0 | 0 | 0 | 0 | 0 | 0 | 0 | 29.4 | 735 | 0 | 0 | 0 | 0 | 0 | 0 | 0 | 0 | 0 | 0 | 0 | 0 | 0 | 0 | 0 | 0 | 0 | 0 | 0 | 0 | 0 | 0 | 0 | 0 | 0 | 0 | 0 | 0 | 0 | 0 | 0 | 0 | 0 | 0 | 0 | 0 | 0 | 0 | 0 | 0 | 0 | 0 | 0 | 0 | 0 | 0 | 0 | 36938.2893 | 0 | 0 | 0 | 0 | 36938.2893 | 3693.8289 |  | 624.2554 | 4318.0843 | 0 | 0 | 0 | 0 | 0 | 0 | 0 | 0 | 0 | 0 | 0 | 0 | 0 | 11792.8887 | 11792.8887 | 41256.3736 | 48731.178 | 0 | 52425.0069
C - Commercial & Industrial | C3 - Municipal Energy Solutions | C3b - Muni New Equipment | Circulator Pump | EC3b030 | HVAC | 1 | 20 | 266.67 | 200 | 66.67 | 2.9606 | 2.9606 | 59.211 | 59.211 | 2.9606 | 59.211 | 15.6317 | 9.829 | 20.6646 | 13.0856 | 0.31 | 0.0155 | 0.0155 | 0.2542 | 0.2542 | 0 | 0 | 0 | 0 | 0 | 0 | 0 | 0 | 0 | 0 | 0 | 0 | 0 | 0 | 0 | 0 | 0 | 0 | 0 | 0 | 0 | 0 | 0 | 0 | 0 | 0 | 0 | 0 | 0 | 1134.2426 | 651.1843 | 1060.9939 | 635.9817 | 3482.4025 | 60.9808 | 33.126 | 44.2398 | 16.7763 | 78.6759 | 233.7988 | 3716.2013 | 367.8522 | 0 | 17.6254 | 3.6911 | 360.0036 | 0 | 430.4387 | 1179.6109 | 4895.8122 | 0 | 0 | 0 | 0 | 0 | 0 | 0 | 0 | 0 | 0 | 0 | 0 | 0 | 0 | 0 | 0 | 0 | 0 | 0 | 0 | 0 | 0 | 0 | 0 | 0 | 0 | 0 | 0 | 0 | 489.5812 |  | 0 | 489.5812 | 770.3401 | 439.3049 | 1017.7771 | 624.7556 | 2852.1777 | 0 | 0 | 0 | 0 | 0 | 0 | 0 | 0 | 0 | 0 | 5385.3934 | 7747.9899 | 4895.8122 | 8237.5712
C - Commercial & Industrial | C3 - Municipal Energy Solutions | C3b - Muni New Equipment | Combination Oven, Electric | EC3b031 | Food Service | [22 empty] | 0 |  |  |  | 0 |  |  |  | 0 |  |  |  | 0 | [9 empty] | 0 | 0
C - Commercial & Industrial | C3 - Municipal Energy Solutions | C3b - Muni New Equipment | Compressor Storage | EC3b032 | Compressed Air | [22 empty] | 0 |  |  |  | 0 |  |  |  | 0 |  |  |  | 0 | [9 empty] | 0 | 0
C - Commercial & Industrial | C3 - Municipal Energy Solutions | C3b - Muni New Equipment | Condensing Unit Heater up to 300 MBH, Oil | EC3b033 | HVAC | [22 empty] | 0 |  |  |  | 0 |  |  |  | 0 |  |  |  | 0 | [9 empty] | 0 | 0
C - Commercial & Industrial | C3 - Municipal Energy Solutions | C3b - Muni New Equipment | Condensing Unit Heater up to 300 MBH, Propane | EC3b034 | HVAC | [22 empty] | 0 |  |  |  | 0 |  |  |  | 0 |  |  |  | 0 | [9 empty] | 0 | 0
C - Commercial & Industrial | C3 - Municipal Energy Solutions | C3b - Muni New Equipment | Convection Oven, Electric | EC3b035 | Food Service | [22 empty] | 0 |  |  |  | 0 |  |  |  | 0 |  |  |  | 0 | [9 empty] | 0 | 0
C - Commercial & Industrial | C3 - Municipal Energy Solutions | C3b - Muni New Equipment | Dishwasher - High Temp Door Type | EC3b036 | Food Service | [22 empty] | 0 |  |  |  | 0 |  |  |  | 0 |  |  |  | 0 | [9 empty] | 0 | 0
C - Commercial & Industrial | C3 - Municipal Energy Solutions | C3b - Muni New Equipment | Dishwasher - High Temp Multi Tank Conveyor | EC3b037 | Food Service | [22 empty] | 0 |  |  |  | 0 |  |  |  | 0 |  |  |  | 0 | [9 empty] | 0 | 0
C - Commercial & Industrial | C3 - Municipal Energy Solutions | C3b - Muni New Equipment | Dishwasher - High Temp Pot, Pan, Utensil | EC3b038 | Food Service | [22 empty] | 0 |  |  |  | 0 |  |  |  | 0 |  |  |  | 0 | [9 empty] | 0 | 0
C - Commercial & Industrial | C3 - Municipal Energy Solutions | C3b - Muni New Equipment | Dishwasher - High Temp Single Tank Conveyor | EC3b039 | Food Service | [22 empty] | 0 |  |  |  | 0 |  |  |  | 0 |  |  |  | 0 | [9 empty] | 0 | 0
C - Commercial & Industrial | C3 - Municipal Energy Solutions | C3b - Muni New Equipment | Dishwasher - High Temp Under Counter | EC3b040 | Food Service | [22 empty] | 0 |  |  |  | 0 |  |  |  | 0 |  |  |  | 0 | [9 empty] | 0 | 0
C - Commercial & Industrial | C3 - Municipal Energy Solutions | C3b - Muni New Equipment | Dishwasher - Low Temp Door Type | EC3b041 | Food Service | [22 empty] | 0 |  |  |  | 0 |  |  |  | 0 |  |  |  | 0 | [9 empty] | 0 | 0
C - Commercial & Industrial | C3 - Municipal Energy Solutions | C3b - Muni New Equipment | Dishwasher - Low Temp Multi Tank Conveyor | EC3b042 | Food Service | [22 empty] | 0 |  |  |  | 0 |  |  |  | 0 |  |  |  | 0 | [9 empty] | 0 | 0
C - Commercial & Industrial | C3 - Municipal Energy Solutions | C3b - Muni New Equipment | Dishwasher - Low Temp Single Tank Conveyor | EC3b043 | Food Service | [22 empty] | 0 |  |  |  | 0 |  |  |  | 0 |  |  |  | 0 | [9 empty] | 0 | 0
C - Commercial & Industrial | C3 - Municipal Energy Solutions | C3b - Muni New Equipment | Dishwasher - Low Temp Under Counter | EC3b044 | Food Service | [22 empty] | 0 |  |  |  | 0 |  |  |  | 0 |  |  |  | 0 | [9 empty] | 0 | 0
C - Commercial & Industrial | C3 - Municipal Energy Solutions | C3b - Muni New Equipment | Faucet Aerator, Electric | EC3b045 | Hot Water | [22 empty] | 0 |  |  |  | 0 |  |  |  | 0 |  |  |  | 0 | [9 empty] | 0 | 0
C - Commercial & Industrial | C3 - Municipal Energy Solutions | C3b - Muni New Equipment | Faucet Aerator, Gas | EC3b046 | Hot Water | [22 empty] | 0 |  |  |  | 0 |  |  |  | 0 |  |  |  | 0 | [9 empty] | 0 | 0
C - Commercial & Industrial | C3 - Municipal Energy Solutions | C3b - Muni New Equipment | Faucet Aerator, Oil | EC3b047 | Hot Water | [22 empty] | 0 |  |  |  | 0 |  |  |  | 0 |  |  |  | 0 | [9 empty] | 0 | 0
C - Commercial & Industrial | C3 - Municipal Energy Solutions | C3b - Muni New Equipment | Faucet Aerator, Propane | EC3b048 | Hot Water | [22 empty] | 0 |  |  |  | 0 |  |  |  | 0 |  |  |  | 0 | [9 empty] | 0 | 0
C - Commercial & Industrial | C3 - Municipal Energy Solutions | C3b - Muni New Equipment | Fryer Large Vat, Electric | EC3b049 | Food Service | [22 empty] | 0 |  |  |  | 0 |  |  |  | 0 |  |  |  | 0 | [9 empty] | 0 | 0
C - Commercial & Industrial | C3 - Municipal Energy Solutions | C3b - Muni New Equipment | Fryer Standard Vat, Electric | EC3b050 | Food Service | [22 empty] | 0 |  |  |  | 0 |  |  |  | 0 |  |  |  | 0 | [9 empty] | 0 | 0
C - Commercial & Industrial | C3 - Municipal Energy Solutions | C3b - Muni New Equipment | Furnace w/ ECM 85 AFUE up to 150 MBH, Oil | EC3b051 | HVAC | [22 empty] | 0 |  |  |  | 0 |  |  |  | 0 |  |  |  | 0 | [9 empty] | 0 | 0
C - Commercial & Industrial | C3 - Municipal Energy Solutions | C3b - Muni New Equipment | Furnace w/ ECM 87 AFUE up to 150 MBH, Oil | EC3b052 | HVAC | [22 empty] | 0 |  |  |  | 0 |  |  |  | 0 |  |  |  | 0 | [9 empty] | 0 | 0
C - Commercial & Industrial | C3 - Municipal Energy Solutions | C3b - Muni New Equipment | Furnace w/ ECM 95 AFUE up to 150 MBH, Propane | EC3b053 | HVAC | [22 empty] | 0 |  |  |  | 0 |  |  |  | 0 |  |  |  | 0 | [9 empty] | 0 | 0
C - Commercial & Industrial | C3 - Municipal Energy Solutions | C3b - Muni New Equipment | Furnace w/ ECM 97 AFUE up to 150 MBH, Propane | EC3b054 | HVAC | [22 empty] | 0 |  |  |  | 0 |  |  |  | 0 |  |  |  | 0 | [9 empty] | 0 | 0
C - Commercial & Industrial | C3 - Municipal Energy Solutions | C3b - Muni New Equipment | Griddle, Electric | EC3b055 | Food Service | [22 empty] | 0 |  |  |  | 0 |  |  |  | 0 |  |  |  | 0 | [9 empty] | 0 | 0
C - Commercial & Industrial | C3 - Municipal Energy Solutions | C3b - Muni New Equipment | Ground Source Heat Pump | EC3b056 | HVAC | [22 empty] | 0 |  |  |  | 0 |  |  |  | 0 |  |  |  | 0 | [9 empty] | 0 | 0
C - Commercial & Industrial | C3 - Municipal Energy Solutions | C3b - Muni New Equipment | Hot Food Holding Cabinet 3/4 Size | EC3b057 | Food Service | [22 empty] | 0 |  |  |  | 0 |  |  |  | 0 |  |  |  | 0 | [9 empty] | 0 | 0
C - Commercial & Industrial | C3 - Municipal Energy Solutions | C3b - Muni New Equipment | Hot Food Holding Cabinet Full Size | EC3b058 | Food Service | [22 empty] | 0 |  |  |  | 0 |  |  |  | 0 |  |  |  | 0 | [9 empty] | 0 | 0
C - Commercial & Industrial | C3 - Municipal Energy Solutions | C3b - Muni New Equipment | Hot Food Holding Cabinet Half Size | EC3b059 | Food Service | [22 empty] | 0 |  |  |  | 0 |  |  |  | 0 |  |  |  | 0 | [9 empty] | 0 | 0
C - Commercial & Industrial | C3 - Municipal Energy Solutions | C3b - Muni New Equipment | Ice Machine - Ice Making Head | EC3b060 | Food Service | [22 empty] | 0 |  |  |  | 0 |  |  |  | 0 |  |  |  | 0 | [9 empty] | 0 | 0
C - Commercial & Industrial | C3 - Municipal Energy Solutions | C3b - Muni New Equipment | Ice Machine - Remote Cond./Split Unit - Batch | EC3b061 | Food Service | [22 empty] | 0 |  |  |  | 0 |  |  |  | 0 |  |  |  | 0 | [9 empty] | 0 | 0
C - Commercial & Industrial | C3 - Municipal Energy Solutions | C3b - Muni New Equipment | Ice Machine - Remote Cond./Split Unit - Continuous | EC3b062 | Food Service | [22 empty] | 0 |  |  |  | 0 |  |  |  | 0 |  |  |  | 0 | [9 empty] | 0 | 0
C - Commercial & Industrial | C3 - Municipal Energy Solutions | C3b - Muni New Equipment | Ice Machine - Self Contained | EC3b063 | Food Service | [22 empty] | 0 |  |  |  | 0 |  |  |  | 0 |  |  |  | 0 | [9 empty] | 0 | 0
C - Commercial & Industrial | C3 - Municipal Energy Solutions | C3b - Muni New Equipment | Infrared Heater | EC3b064 | HVAC | [22 empty] | 0 |  |  |  | 0 |  |  |  | 0 |  |  |  | 0 | [9 empty] | 0 | 0
C - Commercial & Industrial | C3 - Municipal Energy Solutions | C3b - Muni New Equipment | Low Pressure Drop Filter | EC3b065 | Compressed Air | [22 empty] | 0 |  |  |  | 0 |  |  |  | 0 |  |  |  | 0 | [9 empty] | 0 | 0
C - Commercial & Industrial | C3 - Municipal Energy Solutions | C3b - Muni New Equipment | Thermostatic Shut-Off Valve, Electric | EC3b066 | Hot Water | [22 empty] | 0 |  |  |  | 0 |  |  |  | 0 |  |  |  | 0 | [9 empty] | 0 | 0
C - Commercial & Industrial | C3 - Municipal Energy Solutions | C3b - Muni New Equipment | Thermostatic Shut-Off Valve, Gas | EC3b067 | Hot Water | [22 empty] | 0 |  |  |  | 0 |  |  |  | 0 |  |  |  | 0 | [9 empty] | 0 | 0
C - Commercial & Industrial | C3 - Municipal Energy Solutions | C3b - Muni New Equipment | Thermostatic Shut-Off Valve, Oil | EC3b068 | Hot Water | [22 empty] | 0 |  |  |  | 0 |  |  |  | 0 |  |  |  | 0 | [9 empty] | 0 | 0
C - Commercial & Industrial | C3 - Municipal Energy Solutions | C3b - Muni New Equipment | Thermostatic Shut-Off Valve, Propane | EC3b069 | Hot Water | [22 empty] | 0 |  |  |  | 0 |  |  |  | 0 |  |  |  | 0 | [9 empty] | 0 | 0
C - Commercial & Industrial | C3 - Municipal Energy Solutions | C3b - Muni New Equipment | Low-Flow Showerhead, Electric | EC3b070 | Hot Water | [22 empty] | 0 |  |  |  | 0 |  |  |  | 0 |  |  |  | 0 | [9 empty] | 0 | 0
C - Commercial & Industrial | C3 - Municipal Energy Solutions | C3b - Muni New Equipment | Low-Flow Showerhead, Gas | EC3b071 | Hot Water | [22 empty] | 0 |  |  |  | 0 |  |  |  | 0 |  |  |  | 0 | [9 empty] | 0 | 0
C - Commercial & Industrial | C3 - Municipal Energy Solutions | C3b - Muni New Equipment | Low-Flow Showerhead, Oil | EC3b072 | Hot Water | [22 empty] | 0 |  |  |  | 0 |  |  |  | 0 |  |  |  | 0 | [9 empty] | 0 | 0
C - Commercial & Industrial | C3 - Municipal Energy Solutions | C3b - Muni New Equipment | Low-Flow Showerhead, Propane | EC3b073 | Hot Water | [22 empty] | 0 |  |  |  | 0 |  |  |  | 0 |  |  |  | 0 | [9 empty] | 0 | 0
C - Commercial & Industrial | C3 - Municipal Energy Solutions | C3b - Muni New Equipment | Pre Rinse Spray Valve, Electric | EC3b074 | Hot Water | [22 empty] | 0 |  |  |  | 0 |  |  |  | 0 |  |  |  | 0 | [9 empty] | 0 | 0
C - Commercial & Industrial | C3 - Municipal Energy Solutions | C3b - Muni New Equipment | Pre Rinse Spray Valve, Gas | EC3b075 | Hot Water | [22 empty] | 0 |  |  |  | 0 |  |  |  | 0 |  |  |  | 0 | [9 empty] | 0 | 0
C - Commercial & Industrial | C3 - Municipal Energy Solutions | C3b - Muni New Equipment | Pre Rinse Spray Valve, Oil | EC3b076 | Hot Water | [22 empty] | 0 |  |  |  | 0 |  |  |  | 0 |  |  |  | 0 | [9 empty] | 0 | 0
C - Commercial & Industrial | C3 - Municipal Energy Solutions | C3b - Muni New Equipment | Pre Rinse Spray Valve, Propane | EC3b077 | Hot Water | [22 empty] | 0 |  |  |  | 0 |  |  |  | 0 |  |  |  | 0 | [9 empty] | 0 | 0
C - Commercial & Industrial | C3 - Municipal Energy Solutions | C3b - Muni New Equipment | Refrigerated Air Dryer | EC3b078 | Compressed Air | [22 empty] | 0 |  |  |  | 0 |  |  |  | 0 |  |  |  | 0 | [9 empty] | 0 | 0
C - Commercial & Industrial | C3 - Municipal Energy Solutions | C3b - Muni New Equipment | Steam Cooker, Electric | EC3b079 | Food Service | [22 empty] | 0 |  |  |  | 0 |  |  |  | 0 |  |  |  | 0 | [9 empty] | 0 | 0
C - Commercial & Industrial | C3 - Municipal Energy Solutions | C3b - Muni New Equipment | Unitary Air Conditioner | EC3b080 | HVAC | 1 | 20 | 93.3333 | 70 | 23.3333 | 0.23117 | 0.23117 | 4.6234 | 4.6234 | 0.23117 | 4.6234 | 0.39761 | 0.21268 | 2.4365 | 1.5766 | 0.18 | 0 | 0 | 0.06156 | 0.06156 | 0 | 0 | 0 | 0 | 0 | 0 | 0 | 0 | 0 | 0 | 0 | 0 | 0 | 0 | 0 | 0 | 0 | 0 | 0 | 0 | 0 | 0 | 0 | 0 | 0 | 0 | 0 | 0 | 0 | 28.8509 | 14.0901 | 125.0999 | 76.6242 | 244.6651 | 1.5511 | 0.71677 | 5.2162 | 2.0212 | 6.1433 | 15.6487 | 260.3137 | 89.0833 | 0 | 4.2684 | 0.89387 | 87.1826 | 0 | 104.24 | 285.6682 | 545.9819 | 0 | 0 | 0 | 0 | 0 | 0 | 0 | 0 | 0 | 0 | 0 | 0 | 0 | 0 | 0 | 0 | 0 | 0 | 0 | 0 | 0 | 0 | 0 | 0 | 0 | 0 | 0 | 0 | 0 | 54.5982 |  | 0 | 54.5982 | 19.5946 | 9.5055 | 120.0043 | 75.2716 | 224.3761 | 0 | 0 | 0 | 0 | 0 | 0 | 0 | 0 | 0 | 0 | 600.5801 | 770.358 | 545.9819 | 824.9562
C - Commercial & Industrial | C3 - Municipal Energy Solutions | C3b - Muni New Equipment | Water Source Heat Pump | EC3b081 | HVAC | [22 empty] | 0 |  |  |  | 0 |  |  |  | 0 |  |  |  | 0 | [9 empty] | 0 | 0
C - Commercial & Industrial | C3 - Municipal Energy Solutions | C3b - Muni New Equipment | Zero Loss Condensate Drain | EC3b082 | Compressed Air | [22 empty] | 0 |  |  |  | 0 |  |  |  | 0 |  |  |  | 0 | [9 empty] | 0 | 0
C - Commercial & Industrial | C3 - Municipal Energy Solutions | C3b - Muni New Equipment | High Efficiency Chiller - FL | EC3b083 | HVAC | [22 empty] | 0 |  |  |  | 0 |  |  |  | 0 |  |  |  | 0 | [9 empty] | 0 | 0
C - Commercial & Industrial | C3 - Municipal Energy Solutions | C3b - Muni New Equipment | High Efficiency Chiller - IPLV | EC3b084 | HVAC | [22 empty] | 0 |  |  |  | 0 |  |  |  | 0 |  |  |  | 0 | [9 empty] | 0 | 0
C - Commercial & Industrial | C3 - Municipal Energy Solutions | C3b - Muni New Equipment | Induction Cooktop Displacing Electric Resistance | EC3b088 | Food Service | 1.4694 | 12 | 2204.0819 | 1102.041 | 1102.041 | 3.6558 | 3.6558 | 43.87 | 43.87 | 3.6558 | 43.87 | 14.0384 | 15.3545 | 7.0192 | 7.4579 | 0.63184 | 0.56865 | 0.56865 | 0.56865 | 0.56865 | 0 | 0 | 0 | 0 | 0 | 0 | 0 | 0 | 0 | 0 | 0 | 0 | 0 | 0 | 0 | 0 | 0 | 0 | 0 | 0 | 0 | 0 | 0 | 0 | 0 | 0 | 0 | 0 | 0 | 1098.001 | 1128.2475 | 359.5013 | 369.6397 | 2955.3895 | 91.2754 | 86.2469 | 25.0451 | 15.9356 | 97.1529 | 315.6559 | 3271.0454 | 447.7236 | 0 | 39.4285 | 8.257 | 525.0464 | 0 | 627.7721 | 1648.2275 | 4919.273 | 0 | 0 | 0 | 0 | 0 | 0 | 0 | 0 | 0 | 0 | 0 | 0 | 0 | 0 | 0 | 0 | 0 | 0 | 0 | 0 | 0 | 0 | 0 | 0 | 0 | 0 | 0 | 0 | 0 | 491.9273 |  | 0 | 491.9273 | 831.1115 | 829.7966 | 405.1858 | 423.6198 | 2489.7137 | 0 | 0 | 0 | 0 | 0 | 0 | 0 | 0 | 0 | 0 | 5411.2003 | 7408.9866 | 4919.273 | 7900.9139
C - Commercial & Industrial | C3 - Municipal Energy Solutions | C3b - Muni New Equipment | Compressed Air Leak Detection | EC3b089 | Compressed Air | [22 empty] | 0 |  |  |  | 0 |  |  |  | 0 |  |  |  | 0 | [9 empty] | 0 | 0
C - Commercial & Industrial | C3 - Municipal Energy Solutions | C3b - Muni New Equipment | CI Audits - Muni New | EC3bAUD | Non-Energy Saving | 1 | 1 | 16573 | 16573 | 0 | 0 | 0 | 0 | 0 | 0 | 0 | 0 | 0 | 0 | 0 | 0 | 0 | 0 | 0 | 0 | 0 | 0 | 0 | 0 | 0 | 0 | 0 | 0 | 0 | 0 | 0 | 0 | 0 | 0 | 0 | 0 | 0 | 0 | 0 | 0 | 0 | 0 | 0 | 0 | 0 | 0 | 0 | 0 | 0 | 0 | 0 | 0 | 0 | 0 | 0 | 0 | 0 | 0 | 0 | 0 | 0 | 0 | 0 | 0 | 0 | 0 | 0 | 0 | 0 | 0 | 0 | 0 | 0 | 0 | 0 | 0 | 0 | 0 | 0 | 0 | 0 | 0 | 0 | 0 | 0 | 0 | 0 | 0 | 0 | 0 | 0 | 0 | 0 | 0 | 0 | 0 | 0 | 0 | 0 | 0 |  | 0 | 0 | 0 | 0 | 0 | 0 | 0 | 0 | 0 | 0 | 0 | 0 | 0 | 0 | 0 | 0 | 0 | 0 | 0 | 0 | 0
C - Commercial & Industrial | C3 - Municipal Energy Solutions | C3b - Muni New Equipment | Vendor Fees - Muni New | EC3bNES01 | Non-Energy Saving | [22 empty] | 0 |  |  |  | 0 |  |  |  | 0 |  |  |  | 0 | [9 empty] | 0 | 0
C - Commercial & Industrial | C3 - Municipal Energy Solutions | C3b - Muni New Equipment | Vendor Fees - TA Studies - Muni New | EC3bNES02 | Non-Energy Saving | [22 empty] | 0 |  |  |  | 0 |  |  |  | 0 |  |  |  | 0 | [9 empty] | 0 | 0
[28 empty] | 0 |  |  |  | 0 |  |  |  | 0 |  |  |  | 0 | [9 empty] | 0 | 0
C - Commercial & Industrial | C3 - Municipal Energy Solutions | C3d - Muni Direct Install | Custom Muni Compressed Air Direct Install | EC3d001 | Compressed Air | [22 empty] | 0 |  |  |  | 0 |  |  |  | 0 |  |  |  | 0 | [9 empty] | 0 | 0
C - Commercial & Industrial | C3 - Municipal Energy Solutions | C3d - Muni Direct Install | Custom Muni Hot Water Direct Install | EC3d002 | Hot Water | [22 empty] | 0 |  |  |  | 0 |  |  |  | 0 |  |  |  | 0 | [9 empty] | 0 | 0
C - Commercial & Industrial | C3 - Municipal Energy Solutions | C3d - Muni Direct Install | Custom Muni HVAC Direct Install | EC3d003 | HVAC | [22 empty] | 0 |  |  |  | 0 |  |  |  | 0 |  |  |  | 0 | [9 empty] | 0 | 0
C - Commercial & Industrial | C3 - Municipal Energy Solutions | C3d - Muni Direct Install | Custom Muni Lighting Direct Install - Interior | EC3d004 | Lighting | [22 empty] | 0 |  |  |  | 0 |  |  |  | 0 |  |  |  | 0 | [9 empty] | 0 | 0
C - Commercial & Industrial | C3 - Municipal Energy Solutions | C3d - Muni Direct Install | Custom Muni Lighting Direct Install - Exterior | EC3d005 | Lighting | [22 empty] | 0 |  |  |  | 0 |  |  |  | 0 |  |  |  | 0 | [9 empty] | 0 | 0
C - Commercial & Industrial | C3 - Municipal Energy Solutions | C3d - Muni Direct Install | Custom Muni Lighting Direct Install - Controls | EC3d006 | Lighting | [22 empty] | 0 |  |  |  | 0 |  |  |  | 0 |  |  |  | 0 | [9 empty] | 0 | 0
C - Commercial & Industrial | C3 - Municipal Energy Solutions | C3d - Muni Direct Install | Custom Muni Motors Direct Install | EC3d007 | Motors/Drives | [22 empty] | 0 |  |  |  | 0 |  |  |  | 0 |  |  |  | 0 | [9 empty] | 0 | 0
C - Commercial & Industrial | C3 - Municipal Energy Solutions | C3d - Muni Direct Install | Custom Muni Process Direct Install | EC3d008 | Process | [22 empty] | 0 |  |  |  | 0 |  |  |  | 0 |  |  |  | 0 | [9 empty] | 0 | 0
C - Commercial & Industrial | C3 - Municipal Energy Solutions | C3d - Muni Direct Install | Custom Muni Refrigeration Direct Install | EC3d009 | Refrigeration | [22 empty] | 0 |  |  |  | 0 |  |  |  | 0 |  |  |  | 0 | [9 empty] | 0 | 0
C - Commercial & Industrial | C3 - Municipal Energy Solutions | C3d - Muni Direct Install | Custom Muni Other Direct Install | EC3d010 | Custom Measures | [22 empty] | 0 |  |  |  | 0 |  |  |  | 0 |  |  |  | 0 | [9 empty] | 0 | 0
C - Commercial & Industrial | C3 - Municipal Energy Solutions | C3d - Muni Direct Install | Daylight Dimming | EC3d011 | Lighting | [22 empty] | 0 |  |  |  | 0 |  |  |  | 0 |  |  |  | 0 | [9 empty] | 0 | 0
C - Commercial & Industrial | C3 - Municipal Energy Solutions | C3d - Muni Direct Install | Lighting Fixture - Exterior w/ Controls | EC3d012 | Lighting | [22 empty] | 0 |  |  |  | 0 |  |  |  | 0 |  |  |  | 0 | [9 empty] | 0 | 0
C - Commercial & Industrial | C3 - Municipal Energy Solutions | C3d - Muni Direct Install | Lighting Fixture - Exterior w/o Controls | EC3d013 | Lighting | [22 empty] | 0 |  |  |  | 0 |  |  |  | 0 |  |  |  | 0 | [9 empty] | 0 | 0
C - Commercial & Industrial | C3 - Municipal Energy Solutions | C3d - Muni Direct Install | Lighting Fixture - Interior w/ Controls | EC3d014 | Lighting | [22 empty] | 0 |  |  |  | 0 |  |  |  | 0 |  |  |  | 0 | [9 empty] | 0 | 0
C - Commercial & Industrial | C3 - Municipal Energy Solutions | C3d - Muni Direct Install | Lighting Fixture - Interior w/o Controls | EC3d015 | Lighting | [22 empty] | 0 |  |  |  | 0 |  |  |  | 0 |  |  |  | 0 | [9 empty] | 0 | 0
C - Commercial & Industrial | C3 - Municipal Energy Solutions | C3d - Muni Direct Install | Lighting Occupancy Sensors | EC3d016 | Lighting | [22 empty] | 0 |  |  |  | 0 |  |  |  | 0 |  |  |  | 0 | [9 empty] | 0 | 0
C - Commercial & Industrial | C3 - Municipal Energy Solutions | C3d - Muni Direct Install | Air Sealing, Electric | EC3d017 | HVAC | [22 empty] | 0 |  |  |  | 0 |  |  |  | 0 |  |  |  | 0 | [9 empty] | 0 | 0
C - Commercial & Industrial | C3 - Municipal Energy Solutions | C3d - Muni Direct Install | Air Sealing, Gas | EC3d018 | HVAC | [22 empty] | 0 |  |  |  | 0 |  |  |  | 0 |  |  |  | 0 | [9 empty] | 0 | 0
C - Commercial & Industrial | C3 - Municipal Energy Solutions | C3d - Muni Direct Install | Air Sealing, Oil | EC3d019 | HVAC | [22 empty] | 0 |  |  |  | 0 |  |  |  | 0 |  |  |  | 0 | [9 empty] | 0 | 0
C - Commercial & Industrial | C3 - Municipal Energy Solutions | C3d - Muni Direct Install | Air Sealing, Propane | EC3d020 | HVAC | [22 empty] | 0 |  |  |  | 0 |  |  |  | 0 |  |  |  | 0 | [9 empty] | 0 | 0
C - Commercial & Industrial | C3 - Municipal Energy Solutions | C3d - Muni Direct Install | Boiler Reset Controls, Gas | EC3d021 | HVAC | [22 empty] | 0 |  |  |  | 0 |  |  |  | 0 |  |  |  | 0 | [9 empty] | 0 | 0
C - Commercial & Industrial | C3 - Municipal Energy Solutions | C3d - Muni Direct Install | Boiler Reset Controls, Oil | EC3d022 | HVAC | [22 empty] | 0 |  |  |  | 0 |  |  |  | 0 |  |  |  | 0 | [9 empty] | 0 | 0
C - Commercial & Industrial | C3 - Municipal Energy Solutions | C3d - Muni Direct Install | Boiler Reset Controls, Propane | EC3d023 | HVAC | [22 empty] | 0 |  |  |  | 0 |  |  |  | 0 |  |  |  | 0 | [9 empty] | 0 | 0
C - Commercial & Industrial | C3 - Municipal Energy Solutions | C3d - Muni Direct Install | Case Motor Replacement | EC3d024 | Refrigeration | [22 empty] | 0 |  |  |  | 0 |  |  |  | 0 |  |  |  | 0 | [9 empty] | 0 | 0
C - Commercial & Industrial | C3 - Municipal Energy Solutions | C3d - Muni Direct Install | Cooler Night Cover | EC3d025 | Refrigeration | [22 empty] | 0 |  |  |  | 0 |  |  |  | 0 |  |  |  | 0 | [9 empty] | 0 | 0
C - Commercial & Industrial | C3 - Municipal Energy Solutions | C3d - Muni Direct Install | Demand Control Ventilation | EC3d026 | HVAC | [22 empty] | 0 |  |  |  | 0 |  |  |  | 0 |  |  |  | 0 | [9 empty] | 0 | 0
C - Commercial & Industrial | C3 - Municipal Energy Solutions | C3d - Muni Direct Install | Door Heater Controls | EC3d027 | Refrigeration | [22 empty] | 0 |  |  |  | 0 |  |  |  | 0 |  |  |  | 0 | [9 empty] | 0 | 0
C - Commercial & Industrial | C3 - Municipal Energy Solutions | C3d - Muni Direct Install | Dual Enthalpy Economizer Controls (DEEC) | EC3d028 | HVAC | [22 empty] | 0 |  |  |  | 0 |  |  |  | 0 |  |  |  | 0 | [9 empty] | 0 | 0
C - Commercial & Industrial | C3 - Municipal Energy Solutions | C3d - Muni Direct Install | Duct Insulation, Electric | EC3d029 | HVAC | [22 empty] | 0 |  |  |  | 0 |  |  |  | 0 |  |  |  | 0 | [9 empty] | 0 | 0
C - Commercial & Industrial | C3 - Municipal Energy Solutions | C3d - Muni Direct Install | Duct Insulation, Gas | EC3d030 | HVAC | [22 empty] | 0 |  |  |  | 0 |  |  |  | 0 |  |  |  | 0 | [9 empty] | 0 | 0
C - Commercial & Industrial | C3 - Municipal Energy Solutions | C3d - Muni Direct Install | Duct Insulation, Oil | EC3d031 | HVAC | [22 empty] | 0 |  |  |  | 0 |  |  |  | 0 |  |  |  | 0 | [9 empty] | 0 | 0
C - Commercial & Industrial | C3 - Municipal Energy Solutions | C3d - Muni Direct Install | Duct Insulation, Propane | EC3d032 | HVAC | [22 empty] | 0 |  |  |  | 0 |  |  |  | 0 |  |  |  | 0 | [9 empty] | 0 | 0
C - Commercial & Industrial | C3 - Municipal Energy Solutions | C3d - Muni Direct Install | Duct Sealing, Electric | EC3d033 | HVAC | [22 empty] | 0 |  |  |  | 0 |  |  |  | 0 |  |  |  | 0 | [9 empty] | 0 | 0
C - Commercial & Industrial | C3 - Municipal Energy Solutions | C3d - Muni Direct Install | Duct Sealing, Gas | EC3d034 | HVAC | [22 empty] | 0 |  |  |  | 0 |  |  |  | 0 |  |  |  | 0 | [9 empty] | 0 | 0
C - Commercial & Industrial | C3 - Municipal Energy Solutions | C3d - Muni Direct Install | Duct Sealing, Oil | EC3d035 | HVAC | [22 empty] | 0 |  |  |  | 0 |  |  |  | 0 |  |  |  | 0 | [9 empty] | 0 | 0
C - Commercial & Industrial | C3 - Municipal Energy Solutions | C3d - Muni Direct Install | Duct Sealing, Propane | EC3d036 | HVAC | [22 empty] | 0 |  |  |  | 0 |  |  |  | 0 |  |  |  | 0 | [9 empty] | 0 | 0
C - Commercial & Industrial | C3 - Municipal Energy Solutions | C3d - Muni Direct Install | Ductless Mini Split Heat Pump | EC3d037 | HVAC | [22 empty] | 0 |  |  |  | 0 |  |  |  | 0 |  |  |  | 0 | [9 empty] | 0 | 0
C - Commercial & Industrial | C3 - Municipal Energy Solutions | C3d - Muni Direct Install | ECM Evaporator Fan Motors for Walk-in Cooler/Freezer | EC3d038 | Refrigeration | [22 empty] | 0 |  |  |  | 0 |  |  |  | 0 |  |  |  | 0 | [9 empty] | 0 | 0
C - Commercial & Industrial | C3 - Municipal Energy Solutions | C3d - Muni Direct Install | Electronic Defrost Control | EC3d039 | Refrigeration | [22 empty] | 0 |  |  |  | 0 |  |  |  | 0 |  |  |  | 0 | [9 empty] | 0 | 0
C - Commercial & Industrial | C3 - Municipal Energy Solutions | C3d - Muni Direct Install | Energy Management System, Electric | EC3d040 | HVAC | [22 empty] | 0 |  |  |  | 0 |  |  |  | 0 |  |  |  | 0 | [9 empty] | 0 | 0
C - Commercial & Industrial | C3 - Municipal Energy Solutions | C3d - Muni Direct Install | Energy Star Wifi Thermostat, Electric | EC3d041 | HVAC | [22 empty] | 0 |  |  |  | 0 |  |  |  | 0 |  |  |  | 0 | [9 empty] | 0 | 0
C - Commercial & Industrial | C3 - Municipal Energy Solutions | C3d - Muni Direct Install | Energy Star Wifi Thermostat, Gas | EC3d042 | HVAC | [22 empty] | 0 |  |  |  | 0 |  |  |  | 0 |  |  |  | 0 | [9 empty] | 0 | 0
C - Commercial & Industrial | C3 - Municipal Energy Solutions | C3d - Muni Direct Install | Energy Star Wifi Thermostat, Oil | EC3d043 | HVAC | [22 empty] | 0 |  |  |  | 0 |  |  |  | 0 |  |  |  | 0 | [9 empty] | 0 | 0
C - Commercial & Industrial | C3 - Municipal Energy Solutions | C3d - Muni Direct Install | Energy Star Wifi Thermostat, Propane | EC3d044 | HVAC | [22 empty] | 0 |  |  |  | 0 |  |  |  | 0 |  |  |  | 0 | [9 empty] | 0 | 0
C - Commercial & Industrial | C3 - Municipal Energy Solutions | C3d - Muni Direct Install | Evaporator Fan Control | EC3d045 | Refrigeration | [22 empty] | 0 |  |  |  | 0 |  |  |  | 0 |  |  |  | 0 | [9 empty] | 0 | 0
C - Commercial & Industrial | C3 - Municipal Energy Solutions | C3d - Muni Direct Install | Faucet Aerator, Electric | EC3d046 | Hot Water | [22 empty] | 0 |  |  |  | 0 |  |  |  | 0 |  |  |  | 0 | [9 empty] | 0 | 0
C - Commercial & Industrial | C3 - Municipal Energy Solutions | C3d - Muni Direct Install | Faucet Aerator, Gas | EC3d047 | Hot Water | [22 empty] | 0 |  |  |  | 0 |  |  |  | 0 |  |  |  | 0 | [9 empty] | 0 | 0
C - Commercial & Industrial | C3 - Municipal Energy Solutions | C3d - Muni Direct Install | Faucet Aerator, Oil | EC3d048 | Hot Water | [22 empty] | 0 |  |  |  | 0 |  |  |  | 0 |  |  |  | 0 | [9 empty] | 0 | 0
C - Commercial & Industrial | C3 - Municipal Energy Solutions | C3d - Muni Direct Install | Faucet Aerator, Propane | EC3d049 | Hot Water | [22 empty] | 0 |  |  |  | 0 |  |  |  | 0 |  |  |  | 0 | [9 empty] | 0 | 0
C - Commercial & Industrial | C3 - Municipal Energy Solutions | C3d - Muni Direct Install | Hotel Occupancy Sensor | EC3d050 | HVAC | [22 empty] | 0 |  |  |  | 0 |  |  |  | 0 |  |  |  | 0 | [9 empty] | 0 | 0
C - Commercial & Industrial | C3 - Municipal Energy Solutions | C3d - Muni Direct Install | Insulation, Electric | EC3d051 | Envelope | [22 empty] | 0 |  |  |  | 0 |  |  |  | 0 |  |  |  | 0 | [9 empty] | 0 | 0
C - Commercial & Industrial | C3 - Municipal Energy Solutions | C3d - Muni Direct Install | Insulation, Gas | EC3d052 | Envelope | [22 empty] | 0 |  |  |  | 0 |  |  |  | 0 |  |  |  | 0 | [9 empty] | 0 | 0
C - Commercial & Industrial | C3 - Municipal Energy Solutions | C3d - Muni Direct Install | Insulation, Oil | EC3d053 | Envelope | [22 empty] | 0 |  |  |  | 0 |  |  |  | 0 |  |  |  | 0 | [9 empty] | 0 | 0
C - Commercial & Industrial | C3 - Municipal Energy Solutions | C3d - Muni Direct Install | Insulation, Propane | EC3d054 | Envelope | [22 empty] | 0 |  |  |  | 0 |  |  |  | 0 |  |  |  | 0 | [9 empty] | 0 | 0
C - Commercial & Industrial | C3 - Municipal Energy Solutions | C3d - Muni Direct Install | Low Pressure Drop Filter | EC3d055 | Compressed Air | [22 empty] | 0 |  |  |  | 0 |  |  |  | 0 |  |  |  | 0 | [9 empty] | 0 | 0
C - Commercial & Industrial | C3 - Municipal Energy Solutions | C3d - Muni Direct Install | Thermostatic Shut-Off Valve, Electric | EC3d056 | Hot Water | [22 empty] | 0 |  |  |  | 0 |  |  |  | 0 |  |  |  | 0 | [9 empty] | 0 | 0
C - Commercial & Industrial | C3 - Municipal Energy Solutions | C3d - Muni Direct Install | Thermostatic Shut-Off Valve, Gas | EC3d057 | Hot Water | [22 empty] | 0 |  |  |  | 0 |  |  |  | 0 |  |  |  | 0 | [9 empty] | 0 | 0
C - Commercial & Industrial | C3 - Municipal Energy Solutions | C3d - Muni Direct Install | Thermostatic Shut-Off Valve, Oil | EC3d058 | Hot Water | [22 empty] | 0 |  |  |  | 0 |  |  |  | 0 |  |  |  | 0 | [9 empty] | 0 | 0
C - Commercial & Industrial | C3 - Municipal Energy Solutions | C3d - Muni Direct Install | Thermostatic Shut-Off Valve, Propane | EC3d059 | Hot Water | [22 empty] | 0 |  |  |  | 0 |  |  |  | 0 |  |  |  | 0 | [9 empty] | 0 | 0
C - Commercial & Industrial | C3 - Municipal Energy Solutions | C3d - Muni Direct Install | Low-Flow Showerhead, Electric | EC3d060 | Hot Water | [22 empty] | 0 |  |  |  | 0 |  |  |  | 0 |  |  |  | 0 | [9 empty] | 0 | 0
C - Commercial & Industrial | C3 - Municipal Energy Solutions | C3d - Muni Direct Install | Low-Flow Showerhead, Gas | EC3d061 | Hot Water | [22 empty] | 0 |  |  |  | 0 |  |  |  | 0 |  |  |  | 0 | [9 empty] | 0 | 0
C - Commercial & Industrial | C3 - Municipal Energy Solutions | C3d - Muni Direct Install | Low-Flow Showerhead, Oil | EC3d062 | Hot Water | [22 empty] | 0 |  |  |  | 0 |  |  |  | 0 |  |  |  | 0 | [9 empty] | 0 | 0
C - Commercial & Industrial | C3 - Municipal Energy Solutions | C3d - Muni Direct Install | Low-Flow Showerhead, Propane | EC3d063 | Hot Water | [22 empty] | 0 |  |  |  | 0 |  |  |  | 0 |  |  |  | 0 | [9 empty] | 0 | 0
C - Commercial & Industrial | C3 - Municipal Energy Solutions | C3d - Muni Direct Install | Motors, Open Drip | EC3d064 | Motors/Drives | [22 empty] | 0 |  |  |  | 0 |  |  |  | 0 |  |  |  | 0 | [9 empty] | 0 | 0
C - Commercial & Industrial | C3 - Municipal Energy Solutions | C3d - Muni Direct Install | Motors, Totally Enclosed Fan Cooled | EC3d065 | Motors/Drives | [22 empty] | 0 |  |  |  | 0 |  |  |  | 0 |  |  |  | 0 | [9 empty] | 0 | 0
C - Commercial & Industrial | C3 - Municipal Energy Solutions | C3d - Muni Direct Install | Novelty Cooler Shutoff | EC3d066 | Refrigeration | [22 empty] | 0 |  |  |  | 0 |  |  |  | 0 |  |  |  | 0 | [9 empty] | 0 | 0
C - Commercial & Industrial | C3 - Municipal Energy Solutions | C3d - Muni Direct Install | Pipe Wrap - Heating, Electric | EC3d067 | HVAC | [22 empty] | 0 |  |  |  | 0 |  |  |  | 0 |  |  |  | 0 | [9 empty] | 0 | 0
C - Commercial & Industrial | C3 - Municipal Energy Solutions | C3d - Muni Direct Install | Pipe Wrap - Heating, Gas | EC3d068 | HVAC | [22 empty] | 0 |  |  |  | 0 |  |  |  | 0 |  |  |  | 0 | [9 empty] | 0 | 0
C - Commercial & Industrial | C3 - Municipal Energy Solutions | C3d - Muni Direct Install | Pipe Wrap - Heating, Oil | EC3d069 | HVAC | [22 empty] | 0 |  |  |  | 0 |  |  |  | 0 |  |  |  | 0 | [9 empty] | 0 | 0
C - Commercial & Industrial | C3 - Municipal Energy Solutions | C3d - Muni Direct Install | Pipe Wrap - Heating, Propane | EC3d070 | HVAC | [22 empty] | 0 |  |  |  | 0 |  |  |  | 0 |  |  |  | 0 | [9 empty] | 0 | 0
C - Commercial & Industrial | C3 - Municipal Energy Solutions | C3d - Muni Direct Install | Pipe Wrap - Hot Water, Electric | EC3d071 | Hot Water | [22 empty] | 0 |  |  |  | 0 |  |  |  | 0 |  |  |  | 0 | [9 empty] | 0 | 0
C - Commercial & Industrial | C3 - Municipal Energy Solutions | C3d - Muni Direct Install | Pipe Wrap - Hot Water, Gas | EC3d072 | Hot Water | [22 empty] | 0 |  |  |  | 0 |  |  |  | 0 |  |  |  | 0 | [9 empty] | 0 | 0
C - Commercial & Industrial | C3 - Municipal Energy Solutions | C3d - Muni Direct Install | Pipe Wrap - Hot Water, Oil | EC3d073 | Hot Water | [22 empty] | 0 |  |  |  | 0 |  |  |  | 0 |  |  |  | 0 | [9 empty] | 0 | 0
C - Commercial & Industrial | C3 - Municipal Energy Solutions | C3d - Muni Direct Install | Pipe Wrap - Hot Water, Propane | EC3d074 | Hot Water | [22 empty] | 0 |  |  |  | 0 |  |  |  | 0 |  |  |  | 0 | [9 empty] | 0 | 0
C - Commercial & Industrial | C3 - Municipal Energy Solutions | C3d - Muni Direct Install | Pre Rinse Spray Valve, Electric | EC3d075 | Hot Water | [22 empty] | 0 |  |  |  | 0 |  |  |  | 0 |  |  |  | 0 | [9 empty] | 0 | 0
C - Commercial & Industrial | C3 - Municipal Energy Solutions | C3d - Muni Direct Install | Pre Rinse Spray Valve, Gas | EC3d076 | Hot Water | [22 empty] | 0 |  |  |  | 0 |  |  |  | 0 |  |  |  | 0 | [9 empty] | 0 | 0
C - Commercial & Industrial | C3 - Municipal Energy Solutions | C3d - Muni Direct Install | Pre Rinse Spray Valve, Oil | EC3d077 | Hot Water | [22 empty] | 0 |  |  |  | 0 |  |  |  | 0 |  |  |  | 0 | [9 empty] | 0 | 0
C - Commercial & Industrial | C3 - Municipal Energy Solutions | C3d - Muni Direct Install | Pre Rinse Spray Valve, Propane | EC3d078 | Hot Water | [22 empty] | 0 |  |  |  | 0 |  |  |  | 0 |  |  |  | 0 | [9 empty] | 0 | 0
C - Commercial & Industrial | C3 - Municipal Energy Solutions | C3d - Muni Direct Install | Programmable Thermostat, Electric | EC3d079 | HVAC | [22 empty] | 0 |  |  |  | 0 |  |  |  | 0 |  |  |  | 0 | [9 empty] | 0 | 0
C - Commercial & Industrial | C3 - Municipal Energy Solutions | C3d - Muni Direct Install | Programmable Thermostat, Gas | EC3d080 | HVAC | [22 empty] | 0 |  |  |  | 0 |  |  |  | 0 |  |  |  | 0 | [9 empty] | 0 | 0
C - Commercial & Industrial | C3 - Municipal Energy Solutions | C3d - Muni Direct Install | Programmable Thermostat, Oil | EC3d081 | HVAC | [22 empty] | 0 |  |  |  | 0 |  |  |  | 0 |  |  |  | 0 | [9 empty] | 0 | 0
C - Commercial & Industrial | C3 - Municipal Energy Solutions | C3d - Muni Direct Install | Programmable Thermostat, Propane | EC3d082 | HVAC | [22 empty] | 0 |  |  |  | 0 |  |  |  | 0 |  |  |  | 0 | [9 empty] | 0 | 0
C - Commercial & Industrial | C3 - Municipal Energy Solutions | C3d - Muni Direct Install | Steam Trap, Electric | EC3d083 | HVAC | [22 empty] | 0 |  |  |  | 0 |  |  |  | 0 |  |  |  | 0 | [9 empty] | 0 | 0
C - Commercial & Industrial | C3 - Municipal Energy Solutions | C3d - Muni Direct Install | Steam Trap, Gas | EC3d084 | HVAC | [22 empty] | 0 |  |  |  | 0 |  |  |  | 0 |  |  |  | 0 | [9 empty] | 0 | 0
C - Commercial & Industrial | C3 - Municipal Energy Solutions | C3d - Muni Direct Install | Steam Trap, Oil | EC3d085 | HVAC | [22 empty] | 0 |  |  |  | 0 |  |  |  | 0 |  |  |  | 0 | [9 empty] | 0 | 0
C - Commercial & Industrial | C3 - Municipal Energy Solutions | C3d - Muni Direct Install | Steam Trap, Propane | EC3d086 | HVAC | [22 empty] | 0 |  |  |  | 0 |  |  |  | 0 |  |  |  | 0 | [9 empty] | 0 | 0
C - Commercial & Industrial | C3 - Municipal Energy Solutions | C3d - Muni Direct Install | Variable Frequency Drive | EC3d087 | Motors/Drives | [22 empty] | 0 |  |  |  | 0 |  |  |  | 0 |  |  |  | 0 | [9 empty] | 0 | 0
C - Commercial & Industrial | C3 - Municipal Energy Solutions | C3d - Muni Direct Install | Variable Frequency Drive with Motor | EC3d088 | Motors/Drives | [22 empty] | 0 |  |  |  | 0 |  |  |  | 0 |  |  |  | 0 | [9 empty] | 0 | 0
C - Commercial & Industrial | C3 - Municipal Energy Solutions | C3d - Muni Direct Install | Vending Miser | EC3d089 | Refrigeration | [22 empty] | 0 |  |  |  | 0 |  |  |  | 0 |  |  |  | 0 | [9 empty] | 0 | 0
C - Commercial & Industrial | C3 - Municipal Energy Solutions | C3d - Muni Direct Install | Zero Loss Condensate Drain | EC3d090 | Compressed Air | [22 empty] | 0 |  |  |  | 0 |  |  |  | 0 |  |  |  | 0 | [9 empty] | 0 | 0
C - Commercial & Industrial | C3 - Municipal Energy Solutions | C3d - Muni Direct Install | Induction Cooktop Displacing Electric Resistance | EC3d091 | Food Service | [22 empty] | 0 |  |  |  | 0 |  |  |  | 0 |  |  |  | 0 | [9 empty] | 0 | 0
C - Commercial & Industrial | C3 - Municipal Energy Solutions | C3d - Muni Direct Install | CI Audits - Muni Direct Install | EC3dAUD | Non-Energy Saving | [22 empty] | 0 |  |  |  | 0 |  |  |  | 0 |  |  |  | 0 | [9 empty] | 0 | 0
C - Commercial & Industrial | C3 - Municipal Energy Solutions | C3d - Muni Direct Install | Vendor Fees - Muni Direct Install | EC3dNES01 | Non-Energy Saving | [22 empty] | 0 |  |  |  | 0 |  |  |  | 0 |  |  |  | 0 | [9 empty] | 0 | 0
C - Commercial & Industrial | C3 - Municipal Energy Solutions | C3d - Muni Direct Install | Vendor Fees - TA Studies - Muni Direct Install | EC3dNES02 | Non-Energy Saving | [22 empty] | 0 |  |  |  | 0 |  |  |  | 0 |  |  |  | 0 | [9 empty] | 0 | 0
C - Commercial & Industrial | C3 - Municipal Energy Solutions | C3d - Muni Direct Install | [25 empty] | 0 |  |  |  | 0 |  |  |  | 0 |  |  |  | 0 | [9 empty] | 0 | 0
C - Commercial & Industrial | C3 - Municipal Energy Solutions | C3d - Muni Direct Install | [25 empty] | 0 |  |  |  | 0 |  |  |  | 0 |  |  |  | 0 | [9 empty] | 0 | 0
C - Commercial & Industrial | C3 - Municipal Energy Solutions | C3d - Muni Direct Install | [25 empty] | 0 |  |  |  | 0 |  |  |  | 0 |  |  |  | 0 | [9 empty] | 0 | 0
C - Commercial & Industrial | C3 - Municipal Energy Solutions | C3d - Muni Direct Install | [25 empty] | 0 |  |  |  | 0 |  |  |  | 0 |  |  |  | 0 | [9 empty] | 0 | 0
[28 empty] | 0 |  |  |  | 0 |  |  |  | 0 |  |  |  | 0 | [9 empty] | 0 | 0
C - Commercial & Industrial | C3 - Municipal Energy Solutions | C3e - Muni New Construction | Custom Muni Compressed Air New Construction | EC3e001 | Compressed Air | [22 empty] | 0 |  |  |  | 0 |  |  |  | 0 |  |  |  | 0 | [9 empty] | 0 | 0
C - Commercial & Industrial | C3 - Municipal Energy Solutions | C3e - Muni New Construction | Custom Muni Hot Water New Construction | EC3e002 | Hot Water | [22 empty] | 0 |  |  |  | 0 |  |  |  | 0 |  |  |  | 0 | [9 empty] | 0 | 0
C - Commercial & Industrial | C3 - Municipal Energy Solutions | C3e - Muni New Construction | Custom Muni HVAC New Construction | EC3e003 | HVAC | [22 empty] | 0 |  |  |  | 0 |  |  |  | 0 |  |  |  | 0 | [9 empty] | 0 | 0
C - Commercial & Industrial | C3 - Municipal Energy Solutions | C3e - Muni New Construction | Custom Muni Lighting New Construction - Interior | EC3e004 | Lighting | [22 empty] | 0 |  |  |  | 0 |  |  |  | 0 |  |  |  | 0 | [9 empty] | 0 | 0
C - Commercial & Industrial | C3 - Municipal Energy Solutions | C3e - Muni New Construction | Custom Muni Lighting New Construction - Exterior | EC3e005 | Lighting | [22 empty] | 0 |  |  |  | 0 |  |  |  | 0 |  |  |  | 0 | [9 empty] | 0 | 0
C - Commercial & Industrial | C3 - Municipal Energy Solutions | C3e - Muni New Construction | Custom Muni Lighting New Construction - Controls | EC3e006 | Lighting | [22 empty] | 0 |  |  |  | 0 |  |  |  | 0 |  |  |  | 0 | [9 empty] | 0 | 0
C - Commercial & Industrial | C3 - Municipal Energy Solutions | C3e - Muni New Construction | Custom Muni Motors New Construction | EC3e007 | Motors/Drives | [22 empty] | 0 |  |  |  | 0 |  |  |  | 0 |  |  |  | 0 | [9 empty] | 0 | 0
C - Commercial & Industrial | C3 - Municipal Energy Solutions | C3e - Muni New Construction | Custom Muni Process New Construction | EC3e008 | Process | [22 empty] | 0 |  |  |  | 0 |  |  |  | 0 |  |  |  | 0 | [9 empty] | 0 | 0
C - Commercial & Industrial | C3 - Municipal Energy Solutions | C3e - Muni New Construction | Custom Muni Refrigeration New Construction | EC3e009 | Refrigeration | [22 empty] | 0 |  |  |  | 0 |  |  |  | 0 |  |  |  | 0 | [9 empty] | 0 | 0
C - Commercial & Industrial | C3 - Municipal Energy Solutions | C3e - Muni New Construction | Custom Muni Other New Construction | EC3e010 | Custom Measures | [22 empty] | 0 |  |  |  | 0 |  |  |  | 0 |  |  |  | 0 | [9 empty] | 0 | 0
C - Commercial & Industrial | C3 - Municipal Energy Solutions | C3e - Muni New Construction | Daylight Dimming | EC3e011 | Lighting | [22 empty] | 0 |  |  |  | 0 |  |  |  | 0 |  |  |  | 0 | [9 empty] | 0 | 0
C - Commercial & Industrial | C3 - Municipal Energy Solutions | C3e - Muni New Construction | Performance Lighting - Exterior w/ Controls | EC3e012 | Lighting | [22 empty] | 0 |  |  |  | 0 |  |  |  | 0 |  |  |  | 0 | [9 empty] | 0 | 0
C - Commercial & Industrial | C3 - Municipal Energy Solutions | C3e - Muni New Construction | Performance Lighting - Exterior w/o Controls | EC3e013 | Lighting | [22 empty] | 0 |  |  |  | 0 |  |  |  | 0 |  |  |  | 0 | [9 empty] | 0 | 0
C - Commercial & Industrial | C3 - Municipal Energy Solutions | C3e - Muni New Construction | Performance Lighting - Interior w/ Controls | EC3e014 | Lighting | 1.031 | 15 | 6297.1699 | 4722.8774 | 1574.2925 | 17.4871 | 16.4204 | 262.306 | 246.3053 | 16.4204 | 246.3053 | 74.6305 | 42.8571 | 84.4827 | 44.5813 | 3.4974 | 1.2163 | 1.2163 | 1.7786 | 1.7786 | -0.8939 | -13.4085 | -0.8939 | -13.4085 | -1.7878 | -26.8171 | -1.7878 | -26.8171 | 0 | 0 | 0 | 0 | 0 | 0 | 0 | 0 | 0 | 0 | 0 | 0 | 0 | 0 | 0 | 0 | -2.6817 | -40.2256 | 0 | 0 | 0 | 5685.6214 | 3035.7125 | 4365.5956 | 2206.7176 | 15293.6472 | 388.1879 | 192.5842 | 241.1526 | 76.2067 | 436.3667 | 1334.4979 | 16628.1451 | 1864.3561 | 0 | 123.3193 | 25.8252 | 1989.2564 | 0 | 2378.4561 | 6381.2131 | 23009.3582 | 0 | 0 | 0 | 0 | 0 | -105.2178 | 0 | -105.2178 | -0.02374 | 0 | 0 | 0 | 0 | 0 | -3.8221 | 0 | -3.8458 | -109.0637 | 0 | -705.5476 | 0 | -0.36414 | 0 | 0 | 0 | 0 | 0 | 0 | -814.9754 | 2219.4383 |  | -32.2181 | 2187.2202 | 4109.1663 | 2144.6476 | 4601.9339 | 2376.1561 | 13231.9039 | 0 | -191.3004 | 0 | -535.2718 | 0 | 0 | 0 | 0 | 0 | -726.5722 | 24381.603 | 34699.7144 | 23009.3582 | 36919.1527
C - Commercial & Industrial | C3 - Municipal Energy Solutions | C3e - Muni New Construction | Performance Lighting - Interior w/o Controls | EC3e015 | Lighting | [22 empty] | 0 |  |  |  | 0 |  |  |  | 0 |  |  |  | 0 | [9 empty] | 0 | 0
C - Commercial & Industrial | C3 - Municipal Energy Solutions | C3e - Muni New Construction | Lighting Occupancy Sensors | EC3e016 | Lighting | [22 empty] | 0 |  |  |  | 0 |  |  |  | 0 |  |  |  | 0 | [9 empty] | 0 | 0
C - Commercial & Industrial | C3 - Municipal Energy Solutions | C3e - Muni New Construction | CI Audits - Muni New Construction | EC3eAUD | Non-Energy Saving | 1 | 1 | 8924 | 8924 | 0 | 0 | 0 | 0 | 0 | 0 | 0 | 0 | 0 | 0 | 0 | 0 | 0 | 0 | 0 | 0 | 0 | 0 | 0 | 0 | 0 | 0 | 0 | 0 | 0 | 0 | 0 | 0 | 0 | 0 | 0 | 0 | 0 | 0 | 0 | 0 | 0 | 0 | 0 | 0 | 0 | 0 | 0 | 0 | 0 | 0 | 0 | 0 | 0 | 0 | 0 | 0 | 0 | 0 | 0 | 0 | 0 | 0 | 0 | 0 | 0 | 0 | 0 | 0 | 0 | 0 | 0 | 0 | 0 | 0 | 0 | 0 | 0 | 0 | 0 | 0 | 0 | 0 | 0 | 0 | 0 | 0 | 0 | 0 | 0 | 0 | 0 | 0 | 0 | 0 | 0 | 0 | 0 | 0 | 0 | 0 |  | 0 | 0 | 0 | 0 | 0 | 0 | 0 | 0 | 0 | 0 | 0 | 0 | 0 | 0 | 0 | 0 | 0 | 0 | 0 | 0 | 0
C - Commercial & Industrial | C3 - Municipal Energy Solutions | C3e - Muni New Construction | Vendor Fees - Muni New Construction | EC3eNES01 | Non-Energy Saving | [22 empty] | 0 |  |  |  | 0 |  |  |  | 0 |  |  |  | 0 | [9 empty] | 0 | 0
C - Commercial & Industrial | C3 - Municipal Energy Solutions | C3e - Muni New Construction | Vendor Fees - TA Studies - Muni New Construction | EC3eNES02 | Non-Energy Saving | [22 empty] | 0 |  |  |  | 0 |  |  |  | 0 |  |  |  | 0 | [9 empty] | 0 | 0
C - Commercial & Industrial | C3 - Municipal Energy Solutions | C3e - Muni New Construction | 0 | 0 | 0 | [22 empty] | 0 |  |  |  | 0 |  |  |  | 0 |  |  |  | 0 | [9 empty] | 0 | 0
C - Commercial & Industrial | C3 - Municipal Energy Solutions | C3e - Muni New Construction | 0 | 0 | 0 | [22 empty] | 0 |  |  |  | 0 |  |  |  | 0 |  |  |  | 0 | [9 empty] | 0 | 0
C - Commercial & Industrial | C3 - Municipal Energy Solutions | C3e - Muni New Construction | 0 | 0 | 0 | [22 empty] | 0 |  |  |  | 0 |  |  |  | 0 |  |  |  | 0 | [9 empty] | 0 | 0
C - Commercial & Industrial | C3 - Municipal Energy Solutions | C3e - Muni New Construction | 0 | 0 | 0 | [22 empty] | 0 |  |  |  | 0 |  |  |  | 0 |  |  |  | 0 | [9 empty] | 0 | 0
C - Commercial & Industrial | C3 - Municipal Energy Solutions | C3e - Muni New Construction | 0 | 0 | 0 | [22 empty] | 0 |  |  |  | 0 |  |  |  | 0 |  |  |  | 0 | [9 empty] | 0 | 0
C - Commercial & Industrial | C3 - Municipal Energy Solutions | C3e - Muni New Construction | 0 | 0 | 0 | [22 empty] | 0 |  |  |  | 0 |  |  |  | 0 |  |  |  | 0 | [9 empty] | 0 | 0
C - Commercial & Industrial | C3 - Municipal Energy Solutions | C3e - Muni New Construction | 0 | 0 | 0 | [22 empty] | 0 |  |  |  | 0 |  |  |  | 0 |  |  |  | 0 | [9 empty] | 0 | 0
[28 empty] | 0 |  |  |  | 0 |  |  |  | 0 |  |  |  | 0 | [9 empty] | 0 | 0
C - Commercial & Industrial | C3 - Municipal Energy Solutions |  | 0 | 0 | 0 | [22 empty] | 0 |  |  |  | 0 |  |  |  | 0 |  |  |  | 0 | [9 empty] | 0 | 0
[28 empty] | 0 |  |  |  | 0 |  |  |  | 0 |  |  |  | 0 | [9 empty] | 0 | 0
C - Commercial & Industrial | C5 - C&I Active Demand Response | C5a - C&I Active Demand Response | Load Curtailment Targeted Dispatch P4P Summer | EC5a001 | Behavior | 28 | 1 | 225008 | 225008 | 0 | 0 | 0 | 0 | 0 | 0 | 0 | 0 | 0 | 0 | 0 | 5012 | 0 | 0 | 4390.512 | 4390.512 | 0 | 0 | 0 | 0 | 0 | 0 | 0 | 0 | 0 | 0 | 0 | 0 | 0 | 0 | 0 | 0 | 0 | 0 | 0 | 0 | 0 | 0 | 0 | 0 | 0 | 0 | 0 | 0 | 0 | 0 | 0 | 0 | 0 | 0 | 0 | 0 | 0 | 0 | 0 | 0 | 0 | 26401.7825 | 0 | 5731.1666 | 9112.3411 | 376686.941 | 0 | 450386.0695 | 868318.3006 | 868318.3006 | 0 | 0 | 0 | 0 | 0 | 0 | 0 | 0 | 0 | 0 | 0 | 0 | 0 | 0 | 0 | 0 | 0 | 0 | 0 | 0 | 0 | 0 | 0 | 0 | 0 | 0 | 0 | 0 | 0 |  |  | 0 | 0 | 0 | 0 | 0 | 0 | 0 | 0 | 0 | 0 | 0 | 0 | 0 | 0 | 0 | 0 | 0 | 868318.3006 | 868318.3006 | 868318.3006 | 868318.3006
C - Commercial & Industrial | C5 - C&I Active Demand Response | C5a - C&I Active Demand Response | Storage Daily Dispatch P4P (savings) Summer | EC5a002 | Behavior | [22 empty] | 0 |  |  |  | 0 |  |  |  | 0 |  |  |  | 0 | [9 empty] | 0 | 0
C - Commercial & Industrial | C5 - C&I Active Demand Response | C5a - C&I Active Demand Response | Storage Daily Dispatch P4P (consumption) Summer | EC5a003 | Behavior | [22 empty] | 0 |  |  |  | 0 |  |  |  | 0 |  |  |  | 0 | [9 empty] | 0 | 0
C - Commercial & Industrial | C5 - C&I Active Demand Response | C5a - C&I Active Demand Response | Storage Targeted Dispatch P4P (savings) Summer | EC5a004 | Behavior | [22 empty] | 0 |  |  |  | 0 |  |  |  | 0 |  |  |  | 0 | [9 empty] | 0 | 0
C - Commercial & Industrial | C5 - C&I Active Demand Response | C5a - C&I Active Demand Response | Storage Targeted Dispatch P4P (consumption) Summer | EC5a005 | Behavior | [22 empty] | 0 |  |  |  | 0 |  |  |  | 0 |  |  |  | 0 | [9 empty] | 0 | 0
C - Commercial & Industrial | C5 - C&I Active Demand Response | C5a - C&I Active Demand Response |  | 0 | 0 | [22 empty] | 0 |  |  |  | 0 |  |  |  | 0 |  |  |  | 0 | [9 empty] | 0 | 0
C - Commercial & Industrial | C5 - C&I Active Demand Response | C5a - C&I Active Demand Response |  | 0 | 0 | [22 empty] | 0 |  |  |  | 0 |  |  |  | 0 |  |  |  | 0 | [9 empty] | 0 | 0
C - Commercial & Industrial | C5 - C&I Active Demand Response | C5a - C&I Active Demand Response |  | 0 | 0 | [22 empty] | 0 |  |  |  | 0 |  |  |  | 0 |  |  |  | 0 | [9 empty] | 0 | 0
C - Commercial & Industrial | C5 - C&I Active Demand Response | C5a - C&I Active Demand Response |  | 0 | 0 | [22 empty] | 0 |  |  |  | 0 |  |  |  | 0 |  |  |  | 0 | [9 empty] | 0 | 0
C - Commercial & Industrial | C5 - C&I Active Demand Response | C5a - C&I Active Demand Response |  | 0 | 0 | [22 empty] | 0 |  |  |  | 0 |  |  |  | 0 |  |  |  | 0 | [9 empty] | 0 | 0
[28 empty] | 0 |  |  |  | 0 |  |  |  | 0 |  |  |  | 0 | [9 empty] | 0 | 0
C - Commercial & Industrial | C5 - C&I Active Demand Response |  | 0 | 0 | 0 | [22 empty] | 0 |  |  |  | 0 |  |  |  | 0 |  |  |  | 0 | [9 empty] | 0 | 0

## Calculations Yr 2
Year | 2028
[55 empty] | 3 | 4 | 5 | 6 |  | 7 | 8 | 9 | 10 | 11 |  |  | 12 | 14 | 16 | 20 | 24 | 26 | 27 |  |  | 28 | 29 | 30 | 31 | 32 | 33 | 34 |  | 35 | 36 | 37 | 38 | 39 | 40 | 41 | 42 |  |  | 43 | 44 | 45 | 46 | 47 | 48 | 49 | 50 | 51 | 52 |  | 53 |  | 54 |  | 55 | 56 | 57 | 58 |  | 59 | 60 | 62 | 63 | 64 | 65 | 66 | 67 | 68
Inputs | [7 empty] | Costs |  |  | Electric Savings: Energy | [9 empty] | Electric Savings: Capacity |  |  |  |  | Natural Gas Savings |  |  |  | Other Resource Savings: Oil |  |  |  | Other Resource Savings: Propane |  |  |  | Other Resource Savings: Kerosene |  |  |  | Other Resource Savings: Cord Wood |  |  |  | Other Resource Savings: Wood Pellet |  |  |  | SUB-TOTAL |  | Other Resource Savings: Water |  |  | Electric Benefits: Energy |  |  |  |  | Electric Benefits: Energy DRIPE | [5 empty] | Sub-Total | Electric Benefits: Capacity | [7 empty] | Total | Non-Electric Resource Benefits: Natural Gas | [7 empty] | Non-Electric Resource Benefits: Natural Gas DRIPE | [8 empty] | Sub Total | 43: Non-Electric Resource Benefits: Other | Total | Non-Energy Impacts |  |  |  | Benefits from Avoided Electric Non-Embedded GHG Costs |  |  |  |  | Benefits from Avoided Non-Electric Non-Embedded GHG Costs | [9 empty] | TOTAL | TOTAL | TOTAL | TOTAL
Sector | Program | Subprogram | Measure | Measure ID | End Use | Quantity | Measure Life | TRC (Total) | Incentive (Total) | Customer Cost (Total) | Gross Annual MWh Savings | Adjusted Gross Annual MWh Savings | Gross Lifetime MWh Savings | Adjusted Gross Lifetime MWh Savings | Net Annual MWh Savings | Net Lifetime MWh Savings | Winter Peak Energy MWh Net Lifetime | Winter Off-Peak Energy MWh Net Lifetime | Summer Peak Energy MWh Net Lifetime | Summer Off-Peak Energy MWh Net Lifetime | Max Net kW | Annual Adjusted Gross Winter kW | Annual Net Winter kW | Annual Adjusted Gross Summer kw | Annual Net Summer kw | Adj. Gross Annual Gas Savings (MMBTU) | Adj. Gross Lifetime Gas Savings (MMBTU) | Net Annual Gas Savings (MMBTU) | Net Lifetime Gas Savings (MMBTU) | Adj Gross Annual Oil Savings (MMBTU) | Adj Gross Lifetime Oil Savings (MMBTU) | Net Annual Oil Savings (MMBTU) | Net Lifetime Oil Savings (MMBTU) | Adj Gross Annual Propane Savings (MMBTU) | Adj Gross Lifetime Propane Savings (MMBTU) | Net Annual Propane Savings (MMBTU) | Net Lifetime Propane Savings (MMBTU) | Adj Gross Annual Kerosene Savings (MMBTU) | Adj Gross Lifetime Kerosene Savings (MMBTU) | Net Annual Kerosene Savings (MMBTU) | Net Lifetime Kerosene Savings (MMBTU) | Adj Gross Annual Cord Wood Savings (MMBTU) | Adj Gross Lifetime Cord Wood Savings (MMBTU) | Net Annual Cord Wood Savings (MMBTU) | Net Lifetime Cord Wood Savings (MMBTU) | Adj Gross Annual Wood Pellet Savings (MMBTU) | Adj Gross Lifetime Wood Pellet Savings (MMBTU) | Net Annual Wood Pellet Savings (MMBTU) | Net Lifetime Wood Pellet Savings (MMBTU) | Total Net Annual MMBTU | Total Net Lifetime MMBTU | Net Annual Res Water Savings Gallons | Net Annual C&I Water Savings Gallons | Net Lifetime Water Savings Gallons | Winter Peak Energy Benefits ($) | Winter Off-Peak Energy Benefits ($) | Summer Peak Energy Benefits ($) | Summer Off-Peak Energy Benefits ($) | Total Avoided Energy Benefits ($) | Winter Peak Energy DRIPE Benefits ($) | Winter Off-Peak Energy DRIPE Benefits ($) | Summer Peak Energy DRIPE Benefits ($) | Summer Off-Peak Energy DRIPE Benefits ($) | Energy Electric Cross DRIPE Benefits ($) | Total Energy DRIPE Benefits ($) | Total Electric Energy Benefits ($) | Summer Generation Benefits ($) | Winter Generation Benefits ($) | Electric Capacity DRIPE ($) | Reliability ($) | PTF Benefits ($) | Transmission Benefits ($) | Distribution Benefits ($) | Total Electric Capacity Benefits ($) | Total Electric Benefits ($) | NG - Res Non Heating | NG - Res Hot Water | NG - Res Heating | NG - Res All | NG - C& I Gas Non Heating | NG - C&I Gas Heat | NG - C&I Gas All | Total Avoided Gas Benefits ($) | Gas Supply DRIPE | Res Non-Heating GECD | Res Hot Water GECD | Res Heating GECD | Res All GECD | C&I Non-Heating GECD | C&I Heating GECD | C&I All GECD | Total Gas DRIPE | Total Gas Resource Benefits | Fuel Oil - Residential Distillate | Fuel Oil - Com Fuel | Fuel Oil - Industrial | Oil DRIPE | Kerosene | Propane | Cord Wood | Pellet Wood | Res Water | C&I Water | Total Non-Electric Resource Benefits | NEI Adder | Fossil Emissions (oil, gas, propane, kerosene) | Fossil Emissions Based on RGGI | Total Non-Resource Benefits (Used in TRC) | Winter Peak Benefits ($) | Winter Off-Peak Benefits ($) | Summer Peak Benefits ($) | Summer Off-Peak Benefits ($) | Total Electric Non-Embedded GHG Benefits ($) | NG - Res | NG - C&I | Fuel Oil - Residential Distillate | Fuel Oil - Com Fuel | Fuel Oil - Industrial | Cord Wood | Pellet Wood | Kerosene | Propane | Total Non-Electric Non-Embedded GHG Benefits ($) | Total Benefits (Legacy NH TRC) | Total Benefits (Granite State Test) | Total Benefits (Utility Cost Test) | Total Benefits (Secondary GST)
B - Income Eligible | B1 - Home Energy Assistance | B1a - HEA (Weatherization) | Air Sealing, Cord Wood | EB1a001 | Envelope | [22 empty] | 0 |  |  |  | 0 |  |  |  | 0 |  |  |  | 0 | [9 empty] | 0 | 0 | [53 empty] | 0
B - Income Eligible | B1 - Home Energy Assistance | B1a - HEA (Weatherization) | Air Sealing, Electric | EB1a002 | Envelope | 3 | 15 | 16570.125 | 16570.125 | 0 | 36.2482 | 23.1988 | 543.7224 | 347.9823 | 23.1988 | 347.9823 | 88.4129 | 103.2176 | 80.897 | 75.4548 | 28.3899 | 3.6521 | 3.6521 | 6.105 | 6.105 | 0 | 0 | 0 | 0 | 6.1488 | 92.232 | 6.1488 | 92.232 | 0 | 0 | 0 | 0 | 0 | 0 | 0 | 0 | 0 | 0 | 0 | 0 | 0 | 0 | 0 | 0 | 6.1488 | 92.232 | 0 | 0 | 0 | 6573.3221 | 7085.9408 | 4168.4895 | 3709.2215 | 21536.9739 | 445.7118 | 444.4182 | 232.4548 | 128.9369 | 616.5745 | 1868.0961 | 23405.07 | 6548.3552 | 0 | 592.2809 | 112.7909 | 6684.2585 | 0 | 7992.0395 | 21929.7249 | 45334.7949 | 0 | 0 | 0 | 0 | 0 | 0 | 0 | 0 | 0 | 0 | 0 | 0 | 0 | 0 | 0 | 0 | 0 | 0 | 2625.096 | 0 | 0 | 1.208 | 0 | 0 | 0 | 0 | 0 | 0 | 2626.304 | 0 |  | 83.6352 | 83.6352 | 4667.5686 | 4919.3623 | 4294.2867 | 3936.0961 | 17817.3137 | 0 | 0 | 1829.6889 | 0 | 0 | 0 | 0 | 0 | 0 | 1829.6889 | 48044.7341 | 67608.1015 | 45334.7949 | 67608.1015
B - Income Eligible | B1 - Home Energy Assistance | B1a - HEA (Weatherization) | Air Sealing, Gas | EB1a003 | Envelope | [22 empty] | 0 |  |  |  | 0 |  |  |  | 0 |  |  |  | 0 | [9 empty] | 0 | 0 | [53 empty] | 0
B - Income Eligible | B1 - Home Energy Assistance | B1a - HEA (Weatherization) | Air Sealing, Kerosene | EB1a004 | Envelope | 4 | 15 | 4594.212 | 4594.212 | 0 | 0.04852 | 0.031053 | 0.7278 | 0.46579 | 0.031053 | 0.46579 | 0.030717 | 0.017916 | 0.22043 | 0.19673 | 0.077328 | 0 | 0 | 0.017123 | 0.017123 | 0 | 0 | 0 | 0 | 0 | 0 | 0 | 0 | 0 | 0 | 0 | 0 | 14.6156 | 219.234 | 14.6156 | 219.234 | 0 | 0 | 0 | 0 | 0 | 0 | 0 | 0 | 14.6156 | 219.234 | 0 | 0 | 0 | 2.2838 | 1.2299 | 11.3581 | 9.6711 | 24.5429 | 0.15485 | 0.077138 | 0.63338 | 0.33618 | 0.82532 | 2.0269 | 26.5698 | 18.3671 | 0 | 1.6613 | 0.31636 | 18.7483 | 0 | 22.4164 | 61.5094 | 88.0792 | 0 | 0 | 0 | 0 | 0 | 0 | 0 | 0 | 0 | 0 | 0 | 0 | 0 | 0 | 0 | 0 | 0 | 0 | 0 | 0 | 0 | 0 | 7843.783 | 0 | 0 | 0 | 0 | 0 | 7843.783 | 0 |  | 196.2454 | 196.2454 | 1.6217 | 0.85386 | 11.7009 | 10.2626 | 24.439 | 0 | 0 | 0 | 0 | 0 | 0 | 0 | 4414.5117 | 0 | 4414.5117 | 8128.1076 | 12370.8129 | 88.0792 | 12370.8129
B - Income Eligible | B1 - Home Energy Assistance | B1a - HEA (Weatherization) | Air Sealing, Oil | EB1a005 | Envelope | 48.667 | 15 | 97634.8235 | 97634.8235 | 0 | 4.2209 | 2.7014 | 63.3133 | 40.5205 | 2.7014 | 40.5205 | 2.6722 | 1.5585 | 19.1754 | 17.1144 | 6.727 | 0 | 0 | 1.4896 | 1.4896 | 0 | 0 | 0 | 0 | 280.5407 | 4208.1112 | 280.5407 | 4208.1112 | 0 | 0 | 0 | 0 | 0 | 0 | 0 | 0 | 0 | 0 | 0 | 0 | 0 | 0 | 0 | 0 | 280.5407 | 4208.1112 | 0 | 0 | 0 | 198.6716 | 106.9931 | 988.0759 | 841.3133 | 2135.0539 | 13.4712 | 6.7104 | 55.0998 | 29.245 | 71.7965 | 176.3229 | 2311.3768 | 1597.8031 | 0 | 144.5169 | 27.521 | 1630.9636 | 0 | 1950.063 | 5350.8677 | 7662.2445 | 0 | 0 | 0 | 0 | 0 | 0 | 0 | 0 | 0 | 0 | 0 | 0 | 0 | 0 | 0 | 0 | 0 | 0 | 119770.7535 | 0 | 0 | 55.115 | 0 | 0 | 0 | 0 | 0 | 0 | 119825.8684 | 0 |  | 3815.8798 | 3815.8798 | 141.0723 | 74.2792 | 1017.8942 | 892.7722 | 2126.0178 | 0 | 0 | 83480.0744 | 0 | 0 | 0 | 0 | 0 | 0 | 83480.0744 | 131303.9927 | 213094.2051 | 7662.2445 | 213094.2051
B - Income Eligible | B1 - Home Energy Assistance | B1a - HEA (Weatherization) | Air Sealing, Propane | EB1a006 | Envelope | 39.9927 | 15 | 71149.6736 | 71149.6736 | 0 | 0.86424 | 0.55311 | 12.9636 | 8.2967 | 0.55311 | 8.2967 | 0.54714 | 0.31911 | 3.9262 | 3.5042 | 1.3774 | 0 | 0 | 0.305 | 0.305 | 0 | 0 | 0 | 0 | 0 | 0 | 0 | 0 | 144.1776 | 2162.6641 | 144.1776 | 2162.6641 | 0 | 0 | 0 | 0 | 0 | 0 | 0 | 0 | 0 | 0 | 0 | 0 | 144.1776 | 2162.6641 | 0 | 0 | 0 | 40.6787 | 21.9072 | 202.3121 | 172.2619 | 437.16 | 2.7583 | 1.374 | 11.2819 | 5.988 | 14.7006 | 36.1028 | 473.2628 | 327.156 | 0 | 29.5904 | 5.635 | 333.9457 | 0 | 399.2825 | 1095.6096 | 1568.8723 | 0 | 0 | 0 | 0 | 0 | 0 | 0 | 0 | 0 | 0 | 0 | 0 | 0 | 0 | 0 | 0 | 0 | 0 | 0 | 0 | 0 | 0 | 0 | 116875.1682 | 0 | 0 | 0 | 0 | 116875.1682 | 0 |  | 1663.2933 | 1663.2933 | 28.8851 | 15.2089 | 208.4175 | 182.7984 | 435.3099 | 0 | 0 | 0 | 0 | 0 | 0 | 0 | 0 | 35757.3363 | 35757.3363 | 120107.3339 | 154636.6867 | 1568.8723 | 154636.6867
B - Income Eligible | B1 - Home Energy Assistance | B1a - HEA (Weatherization) | Air Sealing, Wood Pellets | EB1a007 | Envelope | [22 empty] | 0 |  |  |  | 0 |  |  |  | 0 |  |  |  | 0 | [9 empty] | 0 | 0 | [53 empty] | 0
B - Income Eligible | B1 - Home Energy Assistance | B1a - HEA (Weatherization) | Duct Sealing, Cord Wood | EB1a084 | HVAC | [22 empty] | 0 |  |  |  | 0 |  |  |  | 0 |  |  |  | 0 | [9 empty] | 0 | 0 | [53 empty] | 0
B - Income Eligible | B1 - Home Energy Assistance | B1a - HEA (Weatherization) | Duct Sealing, Electric | EB1a085 | HVAC | [22 empty] | 0 |  |  |  | 0 |  |  |  | 0 |  |  |  | 0 | [9 empty] | 0 | 0 | [53 empty] | 0
B - Income Eligible | B1 - Home Energy Assistance | B1a - HEA (Weatherization) | Duct Sealing, Gas | EB1a086 | HVAC | [22 empty] | 0 |  |  |  | 0 |  |  |  | 0 |  |  |  | 0 | [9 empty] | 0 | 0 | [53 empty] | 0
B - Income Eligible | B1 - Home Energy Assistance | B1a - HEA (Weatherization) | Duct Sealing, Kerosene | EB1a087 | HVAC | [22 empty] | 0 |  |  |  | 0 |  |  |  | 0 |  |  |  | 0 | [9 empty] | 0 | 0 | [53 empty] | 0
B - Income Eligible | B1 - Home Energy Assistance | B1a - HEA (Weatherization) | Duct Sealing, Oil | EB1a088 | HVAC | [22 empty] | 0 |  |  |  | 0 |  |  |  | 0 |  |  |  | 0 | [9 empty] | 0 | 0 | [53 empty] | 0
B - Income Eligible | B1 - Home Energy Assistance | B1a - HEA (Weatherization) | Duct Sealing, Propane | EB1a089 | HVAC | [22 empty] | 0 |  |  |  | 0 |  |  |  | 0 |  |  |  | 0 | [9 empty] | 0 | 0 | [53 empty] | 0
B - Income Eligible | B1 - Home Energy Assistance | B1a - HEA (Weatherization) | Duct Sealing, Wood Pellets | EB1a090 | HVAC | [22 empty] | 0 |  |  |  | 0 |  |  |  | 0 |  |  |  | 0 | [9 empty] | 0 | 0 | [53 empty] | 0
B - Income Eligible | B1 - Home Energy Assistance | B1a - HEA (Weatherization) | Faucet Aerator, Electric | EB1a009 | Hot Water | 5 | 7 | 250 | 250 | 0 | 0.23431 | 0.23431 | 1.6402 | 1.6402 | 0.23431 | 1.6402 | 0.68094 | 0.51487 | 0.24961 | 0.19478 | 0.057028 | 0.046079 | 0.046079 | 0.017793 | 0.017793 | 0 | 0 | 0 | 0 | 0 | 0 | 0 | 0 | 0 | 0 | 0 | 0 | 0 | 0 | 0 | 0 | 0 | 0 | 0 | 0 | 0 | 0 | 0 | 0 | 0 | 0 | 2930 | 0 | 20510 | 54.8148 | 39.5594 | 12.5892 | 9.6459 | 116.6093 | 5.348 | 3.5093 | 1.0534 | 0.49586 | 5.7314 | 16.1379 | 132.7472 | 8.0021 | 0 | 1.5864 | 0.32873 | 9.8981 | 0 | 11.8347 | 31.65 | 164.3972 | 0 | 0 | 0 | 0 | 0 | 0 | 0 | 0 | 0 | 0 | 0 | 0 | 0 | 0 | 0 | 0 | 0 | 0 | 0 | 0 | 0 | 0 | 0 | 0 | 0 | 0 | 436.6232 | 0 | 436.6232 | 0 |  | 0 | 0 | 42.9788 | 29.9873 | 15.1542 | 11.6962 | 99.8165 | 0 | 0 | 0 | 0 | 0 | 0 | 0 | 0 | 0 | 0 | 601.0204 | 700.8369 | 164.3972 | 700.8369
B - Income Eligible | B1 - Home Energy Assistance | B1a - HEA (Weatherization) | Faucet Aerator, Gas | EB1a010 | Hot Water | [22 empty] | 0 |  |  |  | 0 |  |  |  | 0 |  |  |  | 0 | [9 empty] | 0 | 0 | [53 empty] | 0
B - Income Eligible | B1 - Home Energy Assistance | B1a - HEA (Weatherization) | Faucet Aerator, Kerosene | EB1a011 | Hot Water | [22 empty] | 0 |  |  |  | 0 |  |  |  | 0 |  |  |  | 0 | [9 empty] | 0 | 0 | [53 empty] | 0
B - Income Eligible | B1 - Home Energy Assistance | B1a - HEA (Weatherization) | Faucet Aerator, Oil | EB1a012 | Hot Water | 20 | 7 | 1000 | 1000 | 0 | 0 | 0 | 0 | 0 | 0 | 0 | 0 | 0 | 0 | 0 | 0 | 0 | 0 | 0 | 0 | 0 | 0 | 0 | 0 | 3.12 | 21.84 | 3.12 | 21.84 | 0 | 0 | 0 | 0 | 0 | 0 | 0 | 0 | 0 | 0 | 0 | 0 | 0 | 0 | 0 | 0 | 3.12 | 21.84 | 11720 | 0 | 82040 | 0 | 0 | 0 | 0 | 0 | 0 | 0 | 0 | 0 | 0 | 0 | 0 | 0 | 0 | 0 | 0 | 0 | 0 | 0 | 0 | 0 | 0 | 0 | 0 | 0 | 0 | 0 | 0 | 0 | 0 | 0 | 0 | 0 | 0 | 0 | 0 | 0 | 0 | 0 | 668.5175 | 0 | 0 | 0.3283 | 0 | 0 | 0 | 0 | 1746.4927 | 0 | 2415.3385 | 0 |  | 17.9767 | 17.9767 | 0 | 0 | 0 | 0 | 0 | 0 | 0 | 445.8109 | 0 | 0 | 0 | 0 | 0 | 0 | 445.8109 | 2433.3152 | 2861.1494 | 0 | 2861.1494
B - Income Eligible | B1 - Home Energy Assistance | B1a - HEA (Weatherization) | Faucet Aerator, Propane | EB1a013 | Hot Water | 18 | 7 | 900 | 900 | 0 | 0 | 0 | 0 | 0 | 0 | 0 | 0 | 0 | 0 | 0 | 0 | 0 | 0 | 0 | 0 | 0 | 0 | 0 | 0 | 0 | 0 | 0 | 0 | 2.808 | 19.656 | 2.808 | 19.656 | 0 | 0 | 0 | 0 | 0 | 0 | 0 | 0 | 0 | 0 | 0 | 0 | 2.808 | 19.656 | 10548 | 0 | 73836 | 0 | 0 | 0 | 0 | 0 | 0 | 0 | 0 | 0 | 0 | 0 | 0 | 0 | 0 | 0 | 0 | 0 | 0 | 0 | 0 | 0 | 0 | 0 | 0 | 0 | 0 | 0 | 0 | 0 | 0 | 0 | 0 | 0 | 0 | 0 | 0 | 0 | 0 | 0 | 0 | 0 | 0 | 0 | 0 | 1142.4177 | 0 | 0 | 1571.8434 | 0 | 2714.2611 | 0 |  | 13.7222 | 13.7222 | 0 | 0 | 0 | 0 | 0 | 0 | 0 | 0 | 0 | 0 | 0 | 0 | 0 | 334.4023 | 334.4023 | 2727.9833 | 3048.6633 | 0 | 3048.6633
B - Income Eligible | B1 - Home Energy Assistance | B1a - HEA (Weatherization) | Tank Wrap, Electric | EB1a091 | Hot Water | [22 empty] | 0 |  |  |  | 0 |  |  |  | 0 |  |  |  | 0 | [9 empty] | 0 | 0 | [53 empty] | 0
B - Income Eligible | B1 - Home Energy Assistance | B1a - HEA (Weatherization) | Tank Wrap, Gas | EB1a092 | Hot Water | [22 empty] | 0 |  |  |  | 0 |  |  |  | 0 |  |  |  | 0 | [9 empty] | 0 | 0 | [53 empty] | 0
B - Income Eligible | B1 - Home Energy Assistance | B1a - HEA (Weatherization) | Tank Wrap, Kerosene | EB1a093 | Hot Water | [22 empty] | 0 |  |  |  | 0 |  |  |  | 0 |  |  |  | 0 | [9 empty] | 0 | 0 | [53 empty] | 0
B - Income Eligible | B1 - Home Energy Assistance | B1a - HEA (Weatherization) | Tank Wrap, Oil | EB1a094 | Hot Water | [22 empty] | 0 |  |  |  | 0 |  |  |  | 0 |  |  |  | 0 | [9 empty] | 0 | 0 | [53 empty] | 0
B - Income Eligible | B1 - Home Energy Assistance | B1a - HEA (Weatherization) | Tank Wrap, Propane | EB1a095 | Hot Water | [22 empty] | 0 |  |  |  | 0 |  |  |  | 0 |  |  |  | 0 | [9 empty] | 0 | 0 | [53 empty] | 0
B - Income Eligible | B1 - Home Energy Assistance | B1a - HEA (Weatherization) | Hand Held Showerhead, Electric | EB1a016 | Hot Water | 4 | 15 | 200 | 200 | 0 | 0.2 | 0.182 | 3 | 2.73 | 0.182 | 2.73 | 1.1334 | 0.85697 | 0.41546 | 0.32419 | 0.048676 | 0.035791 | 0.035791 | 0.01382 | 0.01382 | 0 | 0 | 0 | 0 | 0 | 0 | 0 | 0 | 0 | 0 | 0 | 0 | 0 | 0 | 0 | 0 | 0 | 0 | 0 | 0 | 0 | 0 | 0 | 0 | 0 | 0 | 4535.44 | 0 | 68031.6 | 84.2644 | 58.8312 | 21.4081 | 15.9368 | 180.4404 | 5.7136 | 3.6898 | 1.1938 | 0.55398 | 4.8372 | 15.9884 | 196.4288 | 14.8239 | 0 | 1.3408 | 0.25533 | 15.1316 | 0 | 18.0921 | 49.6438 | 246.0726 | 0 | 0 | 0 | 0 | 0 | 0 | 0 | 0 | 0 | 0 | 0 | 0 | 0 | 0 | 0 | 0 | 0 | 0 | 0 | 0 | 0 | 0 | 0 | 0 | 0 | 0 | 1330.2103 | 0 | 1330.2103 | 0 |  | 0 | 0 | 59.8342 | 40.8431 | 22.0541 | 16.9115 | 139.643 | 0 | 0 | 0 | 0 | 0 | 0 | 0 | 0 | 0 | 0 | 1576.2829 | 1715.9259 | 246.0726 | 1715.9259
B - Income Eligible | B1 - Home Energy Assistance | B1a - HEA (Weatherization) | Hand Held Showerhead, Gas | EB1a017 | Hot Water | [22 empty] | 0 |  |  |  | 0 |  |  |  | 0 |  |  |  | 0 | [9 empty] | 0 | 0 | [53 empty] | 0
B - Income Eligible | B1 - Home Energy Assistance | B1a - HEA (Weatherization) | Hand Held Showerhead, Kerosene | EB1a018 | Hot Water | 1 | 15 | 50 | 50 | 0 | 0 | 0 | 0 | 0 | 0 | 0 | 0 | 0 | 0 | 0 | 0 | 0 | 0 | 0 | 0 | 0 | 0 | 0 | 0 | 0 | 0 | 0 | 0 | 0 | 0 | 0 | 0 | 0.57603 | 8.6405 | 0.57603 | 8.6405 | 0 | 0 | 0 | 0 | 0 | 0 | 0 | 0 | 0.57603 | 8.6405 | 1133.86 | 0 | 17007.9 | 0 | 0 | 0 | 0 | 0 | 0 | 0 | 0 | 0 | 0 | 0 | 0 | 0 | 0 | 0 | 0 | 0 | 0 | 0 | 0 | 0 | 0 | 0 | 0 | 0 | 0 | 0 | 0 | 0 | 0 | 0 | 0 | 0 | 0 | 0 | 0 | 0 | 0 | 0 | 0 | 0 | 0 | 0 | 309.1392 | 0 | 0 | 0 | 332.5526 | 0 | 641.6917 | 0 |  | 7.7344 | 7.7344 | 0 | 0 | 0 | 0 | 0 | 0 | 0 | 0 | 0 | 0 | 0 | 0 | 173.9847 | 0 | 173.9847 | 649.4262 | 815.6765 | 0 | 815.6765
B - Income Eligible | B1 - Home Energy Assistance | B1a - HEA (Weatherization) | Hand Held Showerhead, Oil | EB1a019 | Hot Water | 16 | 15 | 800 | 800 | 0 | 0 | 0 | 0 | 0 | 0 | 0 | 0 | 0 | 0 | 0 | 0 | 0 | 0 | 0 | 0 | 0 | 0 | 0 | 0 | 9.2165 | 138.2472 | 9.2165 | 138.2472 | 0 | 0 | 0 | 0 | 0 | 0 | 0 | 0 | 0 | 0 | 0 | 0 | 0 | 0 | 0 | 0 | 9.2165 | 138.2472 | 18141.76 | 0 | 272126.4 | 0 | 0 | 0 | 0 | 0 | 0 | 0 | 0 | 0 | 0 | 0 | 0 | 0 | 0 | 0 | 0 | 0 | 0 | 0 | 0 | 0 | 0 | 0 | 0 | 0 | 0 | 0 | 0 | 0 | 0 | 0 | 0 | 0 | 0 | 0 | 0 | 0 | 0 | 0 | 3934.7751 | 0 | 0 | 1.8107 | 0 | 0 | 0 | 0 | 5320.8413 | 0 | 9257.4271 | 0 |  | 125.3614 | 125.3614 | 0 | 0 | 0 | 0 | 0 | 0 | 0 | 2742.5336 | 0 | 0 | 0 | 0 | 0 | 0 | 2742.5336 | 9382.7885 | 11999.9607 | 0 | 11999.9607
B - Income Eligible | B1 - Home Energy Assistance | B1a - HEA (Weatherization) | Hand Held Showerhead, Propane | EB1a020 | Hot Water | 14 | 15 | 700 | 700 | 0 | 0 | 0 | 0 | 0 | 0 | 0 | 0 | 0 | 0 | 0 | 0 | 0 | 0 | 0 | 0 | 0 | 0 | 0 | 0 | 0 | 0 | 0 | 0 | 8.0644 | 120.9663 | 8.0644 | 120.9663 | 0 | 0 | 0 | 0 | 0 | 0 | 0 | 0 | 0 | 0 | 0 | 0 | 8.0644 | 120.9663 | 15874.04 | 0 | 238110.6 | 0 | 0 | 0 | 0 | 0 | 0 | 0 | 0 | 0 | 0 | 0 | 0 | 0 | 0 | 0 | 0 | 0 | 0 | 0 | 0 | 0 | 0 | 0 | 0 | 0 | 0 | 0 | 0 | 0 | 0 | 0 | 0 | 0 | 0 | 0 | 0 | 0 | 0 | 0 | 0 | 0 | 0 | 0 | 0 | 6537.2875 | 0 | 0 | 4655.7362 | 0 | 11193.0237 | 0 |  | 93.0345 | 93.0345 | 0 | 0 | 0 | 0 | 0 | 0 | 0 | 0 | 0 | 0 | 0 | 0 | 0 | 2000.0483 | 2000.0483 | 11286.0582 | 13193.072 | 0 | 13193.072
B - Income Eligible | B1 - Home Energy Assistance | B1a - HEA (Weatherization) | Energy Kits | EB1a121 | Custom Measures | [22 empty] | 0 |  |  |  | 0 |  |  |  | 0 |  |  |  | 0 | [9 empty] | 0 | 0 | [53 empty] | 0
B - Income Eligible | B1 - Home Energy Assistance | B1a - HEA (Weatherization) | Insulation, Cord Wood | EB1a022 | Envelope | [22 empty] | 0 |  |  |  | 0 |  |  |  | 0 |  |  |  | 0 | [9 empty] | 0 | 0 | [53 empty] | 0
B - Income Eligible | B1 - Home Energy Assistance | B1a - HEA (Weatherization) | Insulation, Electric | EB1a023 | Envelope | 3 | 25 | 47354.25 | 47354.25 | 0 | 10.0322 | 6.4206 | 250.8038 | 160.5144 | 6.4206 | 160.5144 | 40.7824 | 47.6114 | 37.3155 | 34.8052 | 7.8573 | 1.0108 | 1.0108 | 1.6896 | 1.6896 | 0 | 0 | 0 | 0 | 11.0898 | 277.245 | 11.0898 | 277.245 | 0 | 0 | 0 | 0 | 0 | 0 | 0 | 0 | 0 | 0 | 0 | 0 | 0 | 0 | 0 | 0 | 11.0898 | 277.245 | 0 | 0 | 0 | 2761.7689 | 2864.097 | 1883.648 | 1644.3631 | 9153.877 | 123.3565 | 122.9985 | 64.3349 | 35.685 | 170.645 | 517.0199 | 9670.8968 | 2981.0093 | 0 | 163.9214 | 31.2163 | 2782.4982 | 0 | 3326.8964 | 9285.5416 | 18956.4385 | 0 | 0 | 0 | 0 | 0 | 0 | 0 | 0 | 0 | 0 | 0 | 0 | 0 | 0 | 0 | 0 | 0 | 0 | 7196.1914 | 0 | 0 | 3.1423 | 0 | 0 | 0 | 0 | 0 | 0 | 7199.3337 | 0 |  | 282.9705 | 282.9705 | 1759.0887 | 1854.1644 | 1608.3937 | 1462.193 | 6683.8398 | 0 | 0 | 5300.7302 | 0 | 0 | 0 | 0 | 0 | 0 | 5300.7302 | 26438.7427 | 38140.3422 | 18956.4385 | 38140.3422
B - Income Eligible | B1 - Home Energy Assistance | B1a - HEA (Weatherization) | Insulation, Gas | EB1a024 | Envelope | [22 empty] | 0 |  |  |  | 0 |  |  |  | 0 |  |  |  | 0 | [9 empty] | 0 | 0 | [53 empty] | 0
B - Income Eligible | B1 - Home Energy Assistance | B1a - HEA (Weatherization) | Insulation, Kerosene | EB1a025 | Envelope | 4 | 25 | 20678.28 | 20678.28 | 0 | 0.13272 | 0.084941 | 3.318 | 2.1235 | 0.084941 | 2.1235 | 0.14004 | 0.081676 | 1.0049 | 0.8969 | 0.21152 | 0 | 0 | 0.046839 | 0.046839 | 0 | 0 | 0 | 0 | 0 | 0 | 0 | 0 | 0 | 0 | 0 | 0 | 41.5044 | 1037.61 | 41.5044 | 1037.61 | 0 | 0 | 0 | 0 | 0 | 0 | 0 | 0 | 41.5044 | 1037.61 | 0 | 0 | 0 | 9.4834 | 4.9133 | 50.7266 | 42.3738 | 107.4971 | 0.42358 | 0.211 | 1.7325 | 0.91957 | 2.2575 | 5.5442 | 113.0413 | 82.6379 | 0 | 4.5441 | 0.86536 | 77.1348 | 0 | 92.2263 | 257.4085 | 370.4498 | 0 | 0 | 0 | 0 | 0 | 0 | 0 | 0 | 0 | 0 | 0 | 0 | 0 | 0 | 0 | 0 | 0 | 0 | 0 | 0 | 0 | 0 | 33855.3436 | 0 | 0 | 0 | 0 | 0 | 33855.3436 | 0 |  | 1045.4318 | 1045.4318 | 6.0404 | 3.1808 | 43.314 | 37.6794 | 90.2146 | 0 | 0 | 0 | 0 | 0 | 0 | 0 | 20136.5427 | 0 | 20136.5427 | 35271.2252 | 54452.5508 | 370.4498 | 54452.5508
B - Income Eligible | B1 - Home Energy Assistance | B1a - HEA (Weatherization) | Insulation, Oil | EB1a026 | Envelope | 48.667 | 25 | 403539.726 | 403539.726 | 0 | 13.7285 | 8.7862 | 343.2116 | 219.6554 | 8.7862 | 219.6554 | 14.4855 | 8.4485 | 103.9468 | 92.7746 | 21.8795 | 0 | 0 | 4.845 | 4.845 | 0 | 0 | 0 | 0 | 701.2034 | 17530.0859 | 701.2034 | 17530.0859 | 0 | 0 | 0 | 0 | 0 | 0 | 0 | 0 | 0 | 0 | 0 | 0 | 0 | 0 | 0 | 0 | 701.2034 | 17530.0859 | 0 | 0 | 0 | 980.9538 | 508.2253 | 5247.1275 | 4383.1163 | 11119.4228 | 43.8151 | 21.8257 | 179.2126 | 95.1197 | 233.5186 | 573.4917 | 11692.9145 | 8548.0027 | 0 | 470.0424 | 89.5124 | 7978.7748 | 0 | 9539.829 | 26626.1614 | 38319.0759 | 0 | 0 | 0 | 0 | 0 | 0 | 0 | 0 | 0 | 0 | 0 | 0 | 0 | 0 | 0 | 0 | 0 | 0 | 455012.1868 | 0 | 0 | 198.6866 | 0 | 0 | 0 | 0 | 0 | 0 | 455210.8734 | 0 |  | 17892.1091 | 17892.1091 | 624.8114 | 329.0158 | 4480.3736 | 3897.5346 | 9331.7354 | 0 | 0 | 335162.9634 | 0 | 0 | 0 | 0 | 0 | 0 | 335162.9634 | 511422.0585 | 838024.6482 | 38319.0759 | 838024.6482
B - Income Eligible | B1 - Home Energy Assistance | B1a - HEA (Weatherization) | Insulation, Propane | EB1a027 | Envelope | 39.9927 | 25 | 266043.5517 | 266043.5517 | 0 | 4.8983 | 3.1349 | 122.4576 | 78.3729 | 3.1349 | 78.3729 | 5.1684 | 3.0144 | 37.0881 | 33.1019 | 7.8066 | 0 | 0 | 1.7287 | 1.7287 | 0 | 0 | 0 | 0 | 0 | 0 | 0 | 0 | 305.4321 | 7635.802 | 305.4321 | 7635.802 | 0 | 0 | 0 | 0 | 0 | 0 | 0 | 0 | 0 | 0 | 0 | 0 | 305.4321 | 7635.802 | 0 | 0 | 0 | 350.0034 | 181.3343 | 1872.17 | 1563.8916 | 3967.3993 | 15.6332 | 7.7874 | 63.9429 | 33.9386 | 83.3192 | 204.6213 | 4172.0206 | 3049.9191 | 0 | 167.7107 | 31.9379 | 2846.8191 | 0 | 3403.8018 | 9500.1886 | 13672.2091 | 0 | 0 | 0 | 0 | 0 | 0 | 0 | 0 | 0 | 0 | 0 | 0 | 0 | 0 | 0 | 0 | 0 | 0 | 0 | 0 | 0 | 0 | 0 | 376325.1638 | 0 | 0 | 0 | 0 | 376325.1638 | 0 |  | 6610.0455 | 6610.0455 | 222.9321 | 117.3925 | 1598.593 | 1390.6366 | 3329.5542 | 0 | 0 | 0 | 0 | 0 | 0 | 0 | 0 | 121677.9744 | 121677.9744 | 396607.4185 | 515004.9015 | 13672.2091 | 515004.9015
B - Income Eligible | B1 - Home Energy Assistance | B1a - HEA (Weatherization) | Insulation, Wood Pellets | EB1a028 | Envelope | 2 | 25 | 36874 | 36874 | 0 | 3.9285 | 2.5142 | 98.212 | 62.8557 | 2.5142 | 62.8557 | 4.1451 | 2.4176 | 29.745 | 26.548 | 6.2609 | 0 | 0 | 1.3864 | 1.3864 | 0 | 0 | 0 | 0 | 0 | 0 | 0 | 0 | 0 | 0 | 0 | 0 | 0 | 0 | 0 | 0 | 0 | 0 | 0 | 0 | 44.286 | 1107.15 | 44.286 | 1107.15 | 44.286 | 1107.15 | 0 | 0 | 0 | 280.7056 | 145.4316 | 1501.496 | 1254.2541 | 3181.8873 | 12.5379 | 6.2456 | 51.2827 | 27.2191 | 66.8227 | 164.108 | 3345.9953 | 2446.0605 | 0 | 134.5054 | 25.6145 | 2283.1727 | 0 | 2729.8774 | 7619.2304 | 10965.2257 | 0 | 0 | 0 | 0 | 0 | 0 | 0 | 0 | 0 | 0 | 0 | 0 | 0 | 0 | 0 | 0 | 0 | 0 | 0 | 0 | 0 | 0 | 0 | 0 | 0 | 28857.4353 | 0 | 0 | 28857.4353 | 0 |  | 0 | 0 | 178.7934 | 94.1498 | 1282.0849 | 1115.3021 | 2670.3302 | 0 | 0 | 0 | 0 | 0 | 0 | 0 | 0 | 0 | 0 | 39822.661 | 42492.9912 | 10965.2257 | 42492.9912
B - Income Eligible | B1 - Home Energy Assistance | B1a - HEA (Weatherization) | Duct Insulation, Cord Wood | EB1a077 | HVAC | [22 empty] | 0 |  |  |  | 0 |  |  |  | 0 |  |  |  | 0 | [9 empty] | 0 | 0 | [53 empty] | 0
B - Income Eligible | B1 - Home Energy Assistance | B1a - HEA (Weatherization) | Duct Insulation, Electric | EB1a078 | HVAC | [22 empty] | 0 |  |  |  | 0 |  |  |  | 0 |  |  |  | 0 | [9 empty] | 0 | 0 | [53 empty] | 0
B - Income Eligible | B1 - Home Energy Assistance | B1a - HEA (Weatherization) | Duct Insulation, Gas | EB1a079 | HVAC | [22 empty] | 0 |  |  |  | 0 |  |  |  | 0 |  |  |  | 0 | [9 empty] | 0 | 0 | [53 empty] | 0
B - Income Eligible | B1 - Home Energy Assistance | B1a - HEA (Weatherization) | Duct Insulation, Kerosene | EB1a080 | HVAC | [22 empty] | 0 |  |  |  | 0 |  |  |  | 0 |  |  |  | 0 | [9 empty] | 0 | 0 | [53 empty] | 0
B - Income Eligible | B1 - Home Energy Assistance | B1a - HEA (Weatherization) | Duct Insulation, Oil | EB1a081 | HVAC | [22 empty] | 0 |  |  |  | 0 |  |  |  | 0 |  |  |  | 0 | [9 empty] | 0 | 0 | [53 empty] | 0
B - Income Eligible | B1 - Home Energy Assistance | B1a - HEA (Weatherization) | Duct Insulation, Propane | EB1a082 | HVAC | [22 empty] | 0 |  |  |  | 0 |  |  |  | 0 |  |  |  | 0 | [9 empty] | 0 | 0 | [53 empty] | 0
B - Income Eligible | B1 - Home Energy Assistance | B1a - HEA (Weatherization) | Duct Insulation, Wood Pellets | EB1a083 | HVAC | [22 empty] | 0 |  |  |  | 0 |  |  |  | 0 |  |  |  | 0 | [9 empty] | 0 | 0 | [53 empty] | 0
B - Income Eligible | B1 - Home Energy Assistance | B1a - HEA (Weatherization) | Low Flow Showerhead, Electric | EB1a030 | Hot Water | 5 | 15 | 175 | 175 | 0 | 0.2 | 0.182 | 3 | 2.73 | 0.182 | 2.73 | 1.1334 | 0.85697 | 0.41546 | 0.32419 | 0.048676 | 0.035791 | 0.035791 | 0.01382 | 0.01382 | 0 | 0 | 0 | 0 | 0 | 0 | 0 | 0 | 0 | 0 | 0 | 0 | 0 | 0 | 0 | 0 | 0 | 0 | 0 | 0 | 0 | 0 | 0 | 0 | 0 | 0 | 5669.3 | 0 | 85039.5 | 84.2644 | 58.8312 | 21.4081 | 15.9368 | 180.4404 | 5.7136 | 3.6898 | 1.1938 | 0.55398 | 4.8372 | 15.9884 | 196.4288 | 14.8239 | 0 | 1.3408 | 0.25533 | 15.1316 | 0 | 18.0921 | 49.6438 | 246.0726 | 0 | 0 | 0 | 0 | 0 | 0 | 0 | 0 | 0 | 0 | 0 | 0 | 0 | 0 | 0 | 0 | 0 | 0 | 0 | 0 | 0 | 0 | 0 | 0 | 0 | 0 | 1662.7629 | 0 | 1662.7629 | 0 |  | 0 | 0 | 59.8342 | 40.8431 | 22.0541 | 16.9115 | 139.643 | 0 | 0 | 0 | 0 | 0 | 0 | 0 | 0 | 0 | 0 | 1908.8355 | 2048.4785 | 246.0726 | 2048.4785
B - Income Eligible | B1 - Home Energy Assistance | B1a - HEA (Weatherization) | Low Flow Showerhead, Gas | EB1a031 | Hot Water | [22 empty] | 0 |  |  |  | 0 |  |  |  | 0 |  |  |  | 0 | [9 empty] | 0 | 0 | [53 empty] | 0
B - Income Eligible | B1 - Home Energy Assistance | B1a - HEA (Weatherization) | Low Flow Showerhead, Kerosene | EB1a032 | Hot Water | [22 empty] | 0 |  |  |  | 0 |  |  |  | 0 |  |  |  | 0 | [9 empty] | 0 | 0 | [53 empty] | 0
B - Income Eligible | B1 - Home Energy Assistance | B1a - HEA (Weatherization) | Low Flow Showerhead, Oil | EB1a033 | Hot Water | [22 empty] | 0 |  |  |  | 0 |  |  |  | 0 |  |  |  | 0 | [9 empty] | 0 | 0 | [53 empty] | 0
B - Income Eligible | B1 - Home Energy Assistance | B1a - HEA (Weatherization) | Low Flow Showerhead, Propane | EB1a034 | Hot Water | [22 empty] | 0 |  |  |  | 0 |  |  |  | 0 |  |  |  | 0 | [9 empty] | 0 | 0 | [53 empty] | 0
B - Income Eligible | B1 - Home Energy Assistance | B1a - HEA (Weatherization) | Advanced Power Strip, Tier I | EB1a035 | Process | [22 empty] | 0 |  |  |  | 0 |  |  |  | 0 |  |  |  | 0 | [9 empty] | 0 | 0 | [53 empty] | 0
B - Income Eligible | B1 - Home Energy Assistance | B1a - HEA (Weatherization) | Advanced Power Strip, Tier II | EB1a036 | Process | [22 empty] | 0 |  |  |  | 0 |  |  |  | 0 |  |  |  | 0 | [9 empty] | 0 | 0 | [53 empty] | 0
B - Income Eligible | B1 - Home Energy Assistance | B1a - HEA (Weatherization) | Pipe Insulation - Hot Water, Electric | EB1a037 | Hot Water | 5 | 15 | 750 | 750 | 0 | 0.205 | 0.205 | 3.075 | 3.075 | 0.205 | 3.075 | 1.2766 | 0.96526 | 0.46797 | 0.36516 | 0.049893 | 0.040314 | 0.040314 | 0.015567 | 0.015567 | 0 | 0 | 0 | 0 | 0 | 0 | 0 | 0 | 0 | 0 | 0 | 0 | 0 | 0 | 0 | 0 | 0 | 0 | 0 | 0 | 0 | 0 | 0 | 0 | 0 | 0 | 0 | 0 | 0 | 94.9132 | 66.2659 | 24.1135 | 17.9508 | 203.2433 | 6.4357 | 4.1561 | 1.3447 | 0.62399 | 5.4485 | 18.0089 | 221.2522 | 16.6973 | 0 | 1.5102 | 0.2876 | 17.0438 | 0 | 20.3785 | 55.9174 | 277.1697 | 0 | 0 | 0 | 0 | 0 | 0 | 0 | 0 | 0 | 0 | 0 | 0 | 0 | 0 | 0 | 0 | 0 | 0 | 0 | 0 | 0 | 0 | 0 | 0 | 0 | 0 | 0 | 0 | 0 | 0 |  | 0 | 0 | 67.3957 | 46.0046 | 24.8412 | 19.0487 | 157.2902 | 0 | 0 | 0 | 0 | 0 | 0 | 0 | 0 | 0 | 0 | 277.1697 | 434.4599 | 277.1697 | 434.4599
B - Income Eligible | B1 - Home Energy Assistance | B1a - HEA (Weatherization) | Pipe Insulation - Hot Water, Gas | EB1a038 | Hot Water | [22 empty] | 0 |  |  |  | 0 |  |  |  | 0 |  |  |  | 0 | [9 empty] | 0 | 0 | [53 empty] | 0
B - Income Eligible | B1 - Home Energy Assistance | B1a - HEA (Weatherization) | Pipe Insulation - Hot Water, Kerosene | EB1a039 | Hot Water | [22 empty] | 0 |  |  |  | 0 |  |  |  | 0 |  |  |  | 0 | [9 empty] | 0 | 0 | [53 empty] | 0
B - Income Eligible | B1 - Home Energy Assistance | B1a - HEA (Weatherization) | Pipe Insulation - Hot Water, Oil | EB1a040 | Hot Water | 14 | 15 | 2100 | 2100 | 0 | 0 | 0 | 0 | 0 | 0 | 0 | 0 | 0 | 0 | 0 | 0 | 0 | 0 | 0 | 0 | 0 | 0 | 0 | 0 | 35.7 | 535.5 | 35.7 | 535.5 | 0 | 0 | 0 | 0 | 0 | 0 | 0 | 0 | 0 | 0 | 0 | 0 | 0 | 0 | 0 | 0 | 35.7 | 535.5 | 0 | 0 | 0 | 0 | 0 | 0 | 0 | 0 | 0 | 0 | 0 | 0 | 0 | 0 | 0 | 0 | 0 | 0 | 0 | 0 | 0 | 0 | 0 | 0 | 0 | 0 | 0 | 0 | 0 | 0 | 0 | 0 | 0 | 0 | 0 | 0 | 0 | 0 | 0 | 0 | 0 | 0 | 15241.3363 | 0 | 0 | 7.0136 | 0 | 0 | 0 | 0 | 0 | 0 | 15248.3499 | 0 |  | 485.5869 | 485.5869 | 0 | 0 | 0 | 0 | 0 | 0 | 0 | 10623.1935 | 0 | 0 | 0 | 0 | 0 | 0 | 10623.1935 | 15733.9368 | 25871.5434 | 0 | 25871.5434
B - Income Eligible | B1 - Home Energy Assistance | B1a - HEA (Weatherization) | Pipe Insulation - Hot Water, Propane | EB1a041 | Hot Water | 12 | 15 | 1800 | 1800 | 0 | 0 | 0 | 0 | 0 | 0 | 0 | 0 | 0 | 0 | 0 | 0 | 0 | 0 | 0 | 0 | 0 | 0 | 0 | 0 | 0 | 0 | 0 | 0 | 30.6 | 459 | 30.6 | 459 | 0 | 0 | 0 | 0 | 0 | 0 | 0 | 0 | 0 | 0 | 0 | 0 | 30.6 | 459 | 0 | 0 | 0 | 0 | 0 | 0 | 0 | 0 | 0 | 0 | 0 | 0 | 0 | 0 | 0 | 0 | 0 | 0 | 0 | 0 | 0 | 0 | 0 | 0 | 0 | 0 | 0 | 0 | 0 | 0 | 0 | 0 | 0 | 0 | 0 | 0 | 0 | 0 | 0 | 0 | 0 | 0 | 0 | 0 | 0 | 0 | 0 | 24805.3794 | 0 | 0 | 0 | 0 | 24805.3794 | 0 |  | 353.0144 | 353.0144 | 0 | 0 | 0 | 0 | 0 | 0 | 0 | 0 | 0 | 0 | 0 | 0 | 0 | 7589.0739 | 7589.0739 | 25158.3938 | 32394.4533 | 0 | 32394.4533
B - Income Eligible | B1 - Home Energy Assistance | B1a - HEA (Weatherization) | Hot Water Setback, Electric | EB1a042 | Hot Water | [22 empty] | 0 |  |  |  | 0 |  |  |  | 0 |  |  |  | 0 | [9 empty] | 0 | 0 | [53 empty] | 0
B - Income Eligible | B1 - Home Energy Assistance | B1a - HEA (Weatherization) | Hot Water Setback, Gas | EB1a060 | Hot Water | [22 empty] | 0 |  |  |  | 0 |  |  |  | 0 |  |  |  | 0 | [9 empty] | 0 | 0 | [53 empty] | 0
B - Income Eligible | B1 - Home Energy Assistance | B1a - HEA (Weatherization) | Hot Water Setback, Kerosene | EB1a061 | Hot Water | [22 empty] | 0 |  |  |  | 0 |  |  |  | 0 |  |  |  | 0 | [9 empty] | 0 | 0 | [53 empty] | 0
B - Income Eligible | B1 - Home Energy Assistance | B1a - HEA (Weatherization) | Hot Water Setback, Oil | EB1a062 | Hot Water | [22 empty] | 0 |  |  |  | 0 |  |  |  | 0 |  |  |  | 0 | [9 empty] | 0 | 0 | [53 empty] | 0
B - Income Eligible | B1 - Home Energy Assistance | B1a - HEA (Weatherization) | Hot Water Setback, Propane | EB1a063 | Hot Water | [22 empty] | 0 |  |  |  | 0 |  |  |  | 0 |  |  |  | 0 | [9 empty] | 0 | 0 | [53 empty] | 0
B - Income Eligible | B1 - Home Energy Assistance | B1a - HEA (Weatherization) | DHW Heat Pump Water Heater | EB1a043 | Hot Water | 25 | 15 | 27200 | 27200 | 0 | 24.025 | 21.8627 | 360.375 | 327.9412 | 21.8627 | 327.9412 | 128.3262 | 108.1115 | 48.8326 | 42.671 | 5.2785 | 3.5882 | 3.5882 | 1.9838 | 1.9838 | 16.9024 | 253.5361 | 16.9024 | 253.5361 | 29.6246 | 444.3697 | 29.6246 | 444.3697 | 2.3627 | 35.4405 | 2.3627 | 35.4405 | 0 | 0 | 0 | 0 | 0 | 0 | 0 | 0 | 0 | 0 | 0 | 0 | 48.8898 | 733.3462 | 0 | 0 | 0 | 9540.7968 | 7421.9079 | 2516.2644 | 2097.6273 | 21576.5963 | 646.9248 | 465.4895 | 140.3189 | 72.916 | 581.0645 | 1906.7137 | 23483.31 | 2127.9031 | 0 | 192.463 | 36.6516 | 2172.0652 | 0 | 2597.0316 | 7126.1145 | 30609.4245 | 0 | 1372.7237 | 0 | 0 | 0 | 0 | 0 | 1372.7237 | 0.43943 | 0 | 31.6472 | 0 | 0 | 0 | 0 | 0 | 32.0867 | 1404.8103 | 12647.5956 | 0 | 0 | 5.8201 | 0 | 1915.2847 | 0 | 0 | 0 | 0 | 15973.5107 | 0 |  | 594.2845 | 594.2845 | 6774.7058 | 5152.6049 | 2592.2006 | 2225.9287 | 16745.44 | 3594.9103 | 0 | 8815.3593 | 0 | 0 | 0 | 0 | 0 | 585.9712 | 12996.2407 | 47177.2197 | 76324.6159 | 30609.4245 | 76324.6159
B - Income Eligible | B1 - Home Energy Assistance | B1a - HEA (Weatherization) | Stand Alone Water Heater, Electric | EB1a096 | Hot Water | 1 | 13 | 1500 | 1500 | 0 | 0 | 0 | 0 | 0 | 0 | 0 | 0 | 0 | 0 | 0 | 0 | 0 | 0 | 0 | 0 | 0 | 0 | 0 | 0 | 0 | 0 | 0 | 0 | 0 | 0 | 0 | 0 | 0 | 0 | 0 | 0 | 0 | 0 | 0 | 0 | 0 | 0 | 0 | 0 | 0 | 0 | 0 | 0 | 0 | 0 | 0 | 0 | 0 | 0 | 0 | 0 | 0 | 0 | 0 | 0 | 0 | 0 | 0 | 0 | 0 | 0 | 0 | 0 | 0 | 0 | 0 | 0 | 0 | 0 | 0 | 0 | 0 | 0 | 0 | 0 | 0 | 0 | 0 | 0 | 0 | 0 | 0 | 0 | 0 | 0 | 0 | 0 | 0 | 0 | 0 | 0 | 0 | 0 | 0 | 0 |  | 0 | 0 | 0 | 0 | 0 | 0 | 0 | 0 | 0 | 0 | 0 | 0 | 0 | 0 | 0 | 0 | 0 | 0 | 0 | 0 | 0
B - Income Eligible | B1 - Home Energy Assistance | B1a - HEA (Weatherization) | Stand Alone Water Heater, Gas | EB1a097 | Hot Water | [22 empty] | 0 |  |  |  | 0 |  |  |  | 0 |  |  |  | 0 | [9 empty] | 0 | 0 | [53 empty] | 0
B - Income Eligible | B1 - Home Energy Assistance | B1a - HEA (Weatherization) | Stand Alone Water Heater, Propane | EB1a099 | Hot Water | [22 empty] | 0 |  |  |  | 0 |  |  |  | 0 |  |  |  | 0 | [9 empty] | 0 | 0 | [53 empty] | 0
B - Income Eligible | B1 - Home Energy Assistance | B1a - HEA (Weatherization) | Indirect Water Heater, Oil | EB1a098 | Hot Water | [22 empty] | 0 |  |  |  | 0 |  |  |  | 0 |  |  |  | 0 | [9 empty] | 0 | 0 | [53 empty] | 0
B - Income Eligible | B1 - Home Energy Assistance | B1a - HEA (Weatherization) | LED Bulb, General Service Lamps | EB1a044 | Lighting | [22 empty] | 0 |  |  |  | 0 |  |  |  | 0 |  |  |  | 0 | [9 empty] | 0 | 0 | [53 empty] | 0
B - Income Eligible | B1 - Home Energy Assistance | B1a - HEA (Weatherization) | LED Bulb, Linear | EB1a045 | Lighting | [22 empty] | 0 |  |  |  | 0 |  |  |  | 0 |  |  |  | 0 | [9 empty] | 0 | 0 | [53 empty] | 0
B - Income Eligible | B1 - Home Energy Assistance | B1a - HEA (Weatherization) | LED Bulb, Other Specialty | EB1a046 | Lighting | [22 empty] | 0 |  |  |  | 0 |  |  |  | 0 |  |  |  | 0 | [9 empty] | 0 | 0 | [53 empty] | 0
B - Income Eligible | B1 - Home Energy Assistance | B1a - HEA (Weatherization) | LED Bulb, Reflector | EB1a047 | Lighting | [22 empty] | 0 |  |  |  | 0 |  |  |  | 0 |  |  |  | 0 | [9 empty] | 0 | 0 | [53 empty] | 0
B - Income Eligible | B1 - Home Energy Assistance | B1a - HEA (Weatherization) | LED Fixture | EB1a048 | Lighting | [22 empty] | 0 |  |  |  | 0 |  |  |  | 0 |  |  |  | 0 | [9 empty] | 0 | 0 | [53 empty] | 0
B - Income Eligible | B1 - Home Energy Assistance | B1a - HEA (Weatherization) | Refrigerator | EB1a049 | Refrigeration | 65 | 12 | 65000 | 65000 | 0 | 59.202 | 59.202 | 710.424 | 710.424 | 59.202 | 710.424 | 206.0058 | 226.9799 | 129.1484 | 148.2899 | 10.4853 | 9.7513 | 9.7513 | 13.526 | 13.526 | -0.033597 | -0.40317 | -0.033597 | -0.40317 | 0 | 0 | 0 | 0 | 0 | 0 | 0 | 0 | 0 | 0 | 0 | 0 | 0 | 0 | 0 | 0 | 0 | 0 | 0 | 0 | -0.033597 | -0.40317 | 0 | 0 | 0 | 15707.1604 | 16086.9309 | 6603.7869 | 7299.4061 | 45697.2844 | 1298.1597 | 1221.6184 | 463.8793 | 316.7462 | 1573.4609 | 4873.8645 | 50571.1489 | 11016.4401 | 0 | 1312.2455 | 249.8971 | 12227.7649 | 0 | 14620.1378 | 39426.4854 | 89997.6343 | 0 | -2.2188 | 0 | 0 | 0 | 0 | 0 | -2.2188 | -0.00071842 | 0 | -0.062906 | 0 | 0 | 0 | 0 | 0 | -0.063624 | -2.2825 | 0 | 0 | 0 | 0 | 0 | 0 | 0 | 0 | 0 | 0 | -2.2825 | 0 |  | -0.25152 | -0.25152 | 11684.3116 | 11676.0691 | 7289.2238 | 8292.6664 | 38942.2708 | -5.7788 | 0 | 0 | 0 | 0 | 0 | 0 | 0 | 0 | -5.7788 | 89995.1003 | 128931.8438 | 89997.6343 | 128931.8438
B - Income Eligible | B1 - Home Energy Assistance | B1a - HEA (Weatherization) | Freezer | EB1a050 | Refrigeration | [22 empty] | 0 |  |  |  | 0 |  |  |  | 0 |  |  |  | 0 | [9 empty] | 0 | 0 | [53 empty] | 0
B - Income Eligible | B1 - Home Energy Assistance | B1a - HEA (Weatherization) | Clothes Washer | EB1a051 | Hot Water | [22 empty] | 0 |  |  |  | 0 |  |  |  | 0 |  |  |  | 0 | [9 empty] | 0 | 0 | [53 empty] | 0
B - Income Eligible | B1 - Home Energy Assistance | B1a - HEA (Weatherization) | Clothes Dryer | EB1a052 | Envelope | [22 empty] | 0 |  |  |  | 0 |  |  |  | 0 |  |  |  | 0 | [9 empty] | 0 | 0 | [53 empty] | 0
B - Income Eligible | B1 - Home Energy Assistance | B1a - HEA (Weatherization) | Dehumidifier | EB1a053 | HVAC | 31 | 12 | 7750 | 7750 | 0 | 12.6201 | 11.4843 | 151.4412 | 137.8115 | 11.4843 | 137.8115 | 30.3088 | 32.1644 | 34.3539 | 40.9844 | 2.9506 | 0.46184 | 0.46184 | 2.2018 | 2.2018 | 0 | 0 | 0 | 0 | 0 | 0 | 0 | 0 | 0 | 0 | 0 | 0 | 0 | 0 | 0 | 0 | 0 | 0 | 0 | 0 | 0 | 0 | 0 | 0 | 0 | 0 | 0 | 0 | 0 | 2310.9325 | 2279.6121 | 1756.6268 | 2017.4138 | 8364.5853 | 190.9931 | 173.1105 | 123.3933 | 87.5425 | 305.2276 | 880.2669 | 9244.8522 | 1793.2576 | 0 | 213.6075 | 40.6783 | 1990.4372 | 0 | 2379.868 | 6417.8487 | 15662.7009 | 0 | 0 | 0 | 0 | 0 | 0 | 0 | 0 | 0 | 0 | 0 | 0 | 0 | 0 | 0 | 0 | 0 | 0 | 0 | 0 | 0 | 0 | 0 | 0 | 0 | 0 | 0 | 0 | 0 | 0 |  | 0 | 0 | 1719.0667 | 1654.5672 | 1938.9551 | 2291.9316 | 7604.5206 | 0 | 0 | 0 | 0 | 0 | 0 | 0 | 0 | 0 | 0 | 15662.7009 | 23267.2215 | 15662.7009 | 23267.2215
B - Income Eligible | B1 - Home Energy Assistance | B1a - HEA (Weatherization) | Room Air Conditioner | EB1a054 | HVAC | [22 empty] | 0 |  |  |  | 0 |  |  |  | 0 |  |  |  | 0 | [9 empty] | 0 | 0 | [53 empty] | 0
B - Income Eligible | B1 - Home Energy Assistance | B1a - HEA (Weatherization) | Window Replacement, Cord Wood | EB1a055 | Envelope | [22 empty] | 0 |  |  |  | 0 |  |  |  | 0 |  |  |  | 0 | [9 empty] | 0 | 0 | [53 empty] | 0
B - Income Eligible | B1 - Home Energy Assistance | B1a - HEA (Weatherization) | Window Replacement, Electric | EB1a064 | Envelope | 36 | 25 | 6300 | 6300 | 0 | 2.1218 | 1.358 | 53.046 | 33.9494 | 1.358 | 33.9494 | 8.6256 | 10.07 | 7.8924 | 7.3614 | 1.6618 | 0.21378 | 0.21378 | 0.35736 | 0.35736 | 0 | 0 | 0 | 0 | 0 | 0 | 0 | 0 | 0 | 0 | 0 | 0 | 0 | 0 | 0 | 0 | 0 | 0 | 0 | 0 | 0 | 0 | 0 | 0 | 0 | 0 | 0 | 0 | 0 | 584.1252 | 605.768 | 398.3991 | 347.7894 | 1936.0817 | 26.0904 | 26.0147 | 13.6071 | 7.5475 | 36.0921 | 109.3518 | 2045.4335 | 630.4954 | 0 | 34.67 | 6.6024 | 588.5095 | 0 | 703.6519 | 1963.9293 | 4009.3628 | 0 | 0 | 0 | 0 | 0 | 0 | 0 | 0 | 0 | 0 | 0 | 0 | 0 | 0 | 0 | 0 | 0 | 0 | 0 | 0 | 0 | 0 | 0 | 0 | 0 | 0 | 0 | 0 | 0 | 0 |  | 0 | 0 | 372.0543 | 392.1632 | 340.1817 | 309.2597 | 1413.659 | 0 | 0 | 0 | 0 | 0 | 0 | 0 | 0 | 0 | 0 | 4009.3628 | 5423.0218 | 4009.3628 | 5423.0218
B - Income Eligible | B1 - Home Energy Assistance | B1a - HEA (Weatherization) | Window Replacement, Gas | EB1a065 | Envelope | [22 empty] | 0 |  |  |  | 0 |  |  |  | 0 |  |  |  | 0 | [9 empty] | 0 | 0 | [53 empty] | 0
B - Income Eligible | B1 - Home Energy Assistance | B1a - HEA (Weatherization) | Window Replacement, Kerosene | EB1a066 | Envelope | 2 | 25 | 1250 | 1250 | 0 | 0 | 0 | 0 | 0 | 0 | 0 | 0 | 0 | 0 | 0 | 0 | 0 | 0 | 0 | 0 | 0 | 0 | 0 | 0 | 0 | 0 | 0 | 0 | 0 | 0 | 0 | 0 | 0.793 | 19.825 | 0.793 | 19.825 | 0 | 0 | 0 | 0 | 0 | 0 | 0 | 0 | 0.793 | 19.825 | 0 | 0 | 0 | 0 | 0 | 0 | 0 | 0 | 0 | 0 | 0 | 0 | 0 | 0 | 0 | 0 | 0 | 0 | 0 | 0 | 0 | 0 | 0 | 0 | 0 | 0 | 0 | 0 | 0 | 0 | 0 | 0 | 0 | 0 | 0 | 0 | 0 | 0 | 0 | 0 | 0 | 0 | 0 | 0 | 0 | 0 | 646.854 | 0 | 0 | 0 | 0 | 0 | 646.854 | 0 |  | 19.9744 | 19.9744 | 0 | 0 | 0 | 0 | 0 | 0 | 0 | 0 | 0 | 0 | 0 | 0 | 384.737 | 0 | 384.737 | 666.8285 | 1031.591 | 0 | 1031.591
B - Income Eligible | B1 - Home Energy Assistance | B1a - HEA (Weatherization) | Window Replacement, Oil | EB1a067 | Envelope | 8 | 25 | 6000 | 6000 | 0 | 0 | 0 | 0 | 0 | 0 | 0 | 0 | 0 | 0 | 0 | 0 | 0 | 0 | 0 | 0 | 0 | 0 | 0 | 0 | 4.148 | 103.7 | 4.148 | 103.7 | 0 | 0 | 0 | 0 | 0 | 0 | 0 | 0 | 0 | 0 | 0 | 0 | 0 | 0 | 0 | 0 | 4.148 | 103.7 | 0 | 0 | 0 | 0 | 0 | 0 | 0 | 0 | 0 | 0 | 0 | 0 | 0 | 0 | 0 | 0 | 0 | 0 | 0 | 0 | 0 | 0 | 0 | 0 | 0 | 0 | 0 | 0 | 0 | 0 | 0 | 0 | 0 | 0 | 0 | 0 | 0 | 0 | 0 | 0 | 0 | 0 | 2691.6448 | 0 | 0 | 1.1753 | 0 | 0 | 0 | 0 | 0 | 0 | 2692.8201 | 0 |  | 105.8416 | 105.8416 | 0 | 0 | 0 | 0 | 0 | 0 | 0 | 1982.6714 | 0 | 0 | 0 | 0 | 0 | 0 | 1982.6714 | 2798.6617 | 4675.4915 | 0 | 4675.4915
B - Income Eligible | B1 - Home Energy Assistance | B1a - HEA (Weatherization) | Window Replacement, Propane | EB1a068 | Envelope | 8 | 25 | 6000 | 6000 | 0 | 0 | 0 | 0 | 0 | 0 | 0 | 0 | 0 | 0 | 0 | 0 | 0 | 0 | 0 | 0 | 0 | 0 | 0 | 0 | 0 | 0 | 0 | 0 | 4.148 | 103.7 | 4.148 | 103.7 | 0 | 0 | 0 | 0 | 0 | 0 | 0 | 0 | 0 | 0 | 0 | 0 | 4.148 | 103.7 | 0 | 0 | 0 | 0 | 0 | 0 | 0 | 0 | 0 | 0 | 0 | 0 | 0 | 0 | 0 | 0 | 0 | 0 | 0 | 0 | 0 | 0 | 0 | 0 | 0 | 0 | 0 | 0 | 0 | 0 | 0 | 0 | 0 | 0 | 0 | 0 | 0 | 0 | 0 | 0 | 0 | 0 | 0 | 0 | 0 | 0 | 0 | 5110.782 | 0 | 0 | 0 | 0 | 5110.782 | 0 |  | 89.7694 | 89.7694 | 0 | 0 | 0 | 0 | 0 | 0 | 0 | 0 | 0 | 0 | 0 | 0 | 0 | 1652.4795 | 1652.4795 | 5200.5515 | 6763.2615 | 0 | 6763.2615
B - Income Eligible | B1 - Home Energy Assistance | B1a - HEA (Weatherization) | Window Replacement, Wood Pellets | EB1a069 | Envelope | [22 empty] | 0 |  |  |  | 0 |  |  |  | 0 |  |  |  | 0 | [9 empty] | 0 | 0 | [53 empty] | 0
B - Income Eligible | B1 - Home Energy Assistance | B1a - HEA (Weatherization) | Window Insert, Cord Wood | EB1a100 | Envelope | [22 empty] | 0 |  |  |  | 0 |  |  |  | 0 |  |  |  | 0 | [9 empty] | 0 | 0 | [53 empty] | 0
B - Income Eligible | B1 - Home Energy Assistance | B1a - HEA (Weatherization) | Window Insert, Electric | EB1a101 | Envelope | 1 | 4 | 1000 | 1000 | 0 | 0.03098 | 0.019827 | 0.12392 | 0.079309 | 0.019827 | 0.079309 | 0.02015 | 0.023524 | 0.018437 | 0.017197 | 0.024264 | 0.0031213 | 0.0031213 | 0.0052177 | 0.0052177 | 0 | 0 | 0 | 0 | 0 | 0 | 0 | 0 | 0 | 0 | 0 | 0 | 0 | 0 | 0 | 0 | 0 | 0 | 0 | 0 | 0 | 0 | 0 | 0 | 0 | 0 | 0 | 0 | 0 | 1.7117 | 1.9308 | 0.94199 | 0.86533 | 5.4498 | 0.15786 | 0.1625 | 0.072857 | 0.040972 | 0.32243 | 0.75661 | 6.2064 | 1.0849 | 0 | 0.36234 | 0.080441 | 1.7135 | 0 | 2.0488 | 5.29 | 11.4964 | 0 | 0 | 0 | 0 | 0 | 0 | 0 | 0 | 0 | 0 | 0 | 0 | 0 | 0 | 0 | 0 | 0 | 0 | 0 | 0 | 0 | 0 | 0 | 0 | 0 | 0 | 0 | 0 | 0 | 0 |  | 0 | 0 | 1.3255 | 1.4547 | 1.0932 | 0.98258 | 4.856 | 0 | 0 | 0 | 0 | 0 | 0 | 0 | 0 | 0 | 0 | 11.4964 | 16.3524 | 11.4964 | 16.3524
B - Income Eligible | B1 - Home Energy Assistance | B1a - HEA (Weatherization) | Window Insert, Gas | EB1a102 | Envelope | [22 empty] | 0 |  |  |  | 0 |  |  |  | 0 |  |  |  | 0 | [9 empty] | 0 | 0 | [53 empty] | 0
B - Income Eligible | B1 - Home Energy Assistance | B1a - HEA (Weatherization) | Window Insert, Kerosene | EB1a103 | Envelope | [22 empty] | 0 |  |  |  | 0 |  |  |  | 0 |  |  |  | 0 | [9 empty] | 0 | 0 | [53 empty] | 0
B - Income Eligible | B1 - Home Energy Assistance | B1a - HEA (Weatherization) | Window Insert, Oil | EB1a104 | Envelope | [22 empty] | 0 |  |  |  | 0 |  |  |  | 0 |  |  |  | 0 | [9 empty] | 0 | 0 | [53 empty] | 0
B - Income Eligible | B1 - Home Energy Assistance | B1a - HEA (Weatherization) | Window Insert, Propane | EB1a105 | Envelope | [22 empty] | 0 |  |  |  | 0 |  |  |  | 0 |  |  |  | 0 | [9 empty] | 0 | 0 | [53 empty] | 0
B - Income Eligible | B1 - Home Energy Assistance | B1a - HEA (Weatherization) | Window Insert, Wood Pellets | EB1a106 | Envelope | [22 empty] | 0 |  |  |  | 0 |  |  |  | 0 |  |  |  | 0 | [9 empty] | 0 | 0 | [53 empty] | 0
B - Income Eligible | B1 - Home Energy Assistance | B1a - HEA (Weatherization) | Insulated Door, Cord Wood | EB1a070 | Envelope | [22 empty] | 0 |  |  |  | 0 |  |  |  | 0 |  |  |  | 0 | [9 empty] | 0 | 0 | [53 empty] | 0
B - Income Eligible | B1 - Home Energy Assistance | B1a - HEA (Weatherization) | Insulated Door, Electric | EB1a071 | Envelope | 2 | 25 | 1900 | 1900 | 0 | 0.07776 | 0.049766 | 1.944 | 1.2442 | 0.049766 | 1.2442 | 0.31611 | 0.36904 | 0.28924 | 0.26978 | 0.060902 | 0.0078345 | 0.0078345 | 0.013096 | 0.013096 | 0 | 0 | 0 | 0 | 0 | 0 | 0 | 0 | 0 | 0 | 0 | 0 | 0 | 0 | 0 | 0 | 0 | 0 | 0 | 0 | 0 | 0 | 0 | 0 | 0 | 0 | 0 | 0 | 0 | 21.4067 | 22.1998 | 14.6003 | 12.7456 | 70.9524 | 0.95615 | 0.95337 | 0.49866 | 0.2766 | 1.3227 | 4.0075 | 74.9599 | 23.106 | 0 | 1.2706 | 0.24196 | 21.5674 | 0 | 25.787 | 71.973 | 146.9329 | 0 | 0 | 0 | 0 | 0 | 0 | 0 | 0 | 0 | 0 | 0 | 0 | 0 | 0 | 0 | 0 | 0 | 0 | 0 | 0 | 0 | 0 | 0 | 0 | 0 | 0 | 0 | 0 | 0 | 0 |  | 0 | 0 | 13.6348 | 14.3718 | 12.4668 | 11.3336 | 51.807 | 0 | 0 | 0 | 0 | 0 | 0 | 0 | 0 | 0 | 0 | 146.9329 | 198.7399 | 146.9329 | 198.7399
B - Income Eligible | B1 - Home Energy Assistance | B1a - HEA (Weatherization) | Insulated Door, Gas | EB1a072 | Envelope | [22 empty] | 0 |  |  |  | 0 |  |  |  | 0 |  |  |  | 0 | [9 empty] | 0 | 0 | [53 empty] | 0
B - Income Eligible | B1 - Home Energy Assistance | B1a - HEA (Weatherization) | Insulated Door, Kerosene | EB1a073 | Envelope | [22 empty] | 0 |  |  |  | 0 |  |  |  | 0 |  |  |  | 0 | [9 empty] | 0 | 0 | [53 empty] | 0
B - Income Eligible | B1 - Home Energy Assistance | B1a - HEA (Weatherization) | Insulated Door, Oil | EB1a074 | Envelope | 6 | 25 | 5700 | 5700 | 0 | 0 | 0 | 0 | 0 | 0 | 0 | 0 | 0 | 0 | 0 | 0 | 0 | 0 | 0 | 0 | 0 | 0 | 0 | 0 | 3.477 | 86.925 | 3.477 | 86.925 | 0 | 0 | 0 | 0 | 0 | 0 | 0 | 0 | 0 | 0 | 0 | 0 | 0 | 0 | 0 | 0 | 3.477 | 86.925 | 0 | 0 | 0 | 0 | 0 | 0 | 0 | 0 | 0 | 0 | 0 | 0 | 0 | 0 | 0 | 0 | 0 | 0 | 0 | 0 | 0 | 0 | 0 | 0 | 0 | 0 | 0 | 0 | 0 | 0 | 0 | 0 | 0 | 0 | 0 | 0 | 0 | 0 | 0 | 0 | 0 | 0 | 2256.2316 | 0 | 0 | 0.98521 | 0 | 0 | 0 | 0 | 0 | 0 | 2257.2168 | 0 |  | 88.7201 | 88.7201 | 0 | 0 | 0 | 0 | 0 | 0 | 0 | 1661.9451 | 0 | 0 | 0 | 0 | 0 | 0 | 1661.9451 | 2345.937 | 3919.162 | 0 | 3919.162
B - Income Eligible | B1 - Home Energy Assistance | B1a - HEA (Weatherization) | Insulated Door, Propane | EB1a075 | Envelope | 3 | 25 | 2850 | 2850 | 0 | 0 | 0 | 0 | 0 | 0 | 0 | 0 | 0 | 0 | 0 | 0 | 0 | 0 | 0 | 0 | 0 | 0 | 0 | 0 | 0 | 0 | 0 | 0 | 1.7385 | 43.4625 | 1.7385 | 43.4625 | 0 | 0 | 0 | 0 | 0 | 0 | 0 | 0 | 0 | 0 | 0 | 0 | 1.7385 | 43.4625 | 0 | 0 | 0 | 0 | 0 | 0 | 0 | 0 | 0 | 0 | 0 | 0 | 0 | 0 | 0 | 0 | 0 | 0 | 0 | 0 | 0 | 0 | 0 | 0 | 0 | 0 | 0 | 0 | 0 | 0 | 0 | 0 | 0 | 0 | 0 | 0 | 0 | 0 | 0 | 0 | 0 | 0 | 0 | 0 | 0 | 0 | 0 | 2142.0189 | 0 | 0 | 0 | 0 | 2142.0189 | 0 |  | 37.624 | 37.624 | 0 | 0 | 0 | 0 | 0 | 0 | 0 | 0 | 0 | 0 | 0 | 0 | 0 | 692.5833 | 692.5833 | 2179.6429 | 2834.6022 | 0 | 2834.6022
B - Income Eligible | B1 - Home Energy Assistance | B1a - HEA (Weatherization) | Insulated Door, Wood Pellets | EB1a076 | Envelope | [22 empty] | 0 |  |  |  | 0 |  |  |  | 0 |  |  |  | 0 | [9 empty] | 0 | 0 | [53 empty] | 0
B - Income Eligible | B1 - Home Energy Assistance | B1a - HEA (Weatherization) | Cooling, Electric, SF New Construction | EB1a107 | HVAC | [22 empty] | 0 |  |  |  | 0 |  |  |  | 0 |  |  |  | 0 | [9 empty] | 0 | 0 | [53 empty] | 0
B - Income Eligible | B1 - Home Energy Assistance | B1a - HEA (Weatherization) | Cooling, Electric, MF New Construction | EB1a116 | HVAC | [22 empty] | 0 |  |  |  | 0 |  |  |  | 0 |  |  |  | 0 | [9 empty] | 0 | 0 | [53 empty] | 0
B - Income Eligible | B1 - Home Energy Assistance | B1a - HEA (Weatherization) | Heating, Electric, SF New Construction | EB1a108 | HVAC | [22 empty] | 0 |  |  |  | 0 |  |  |  | 0 |  |  |  | 0 | [9 empty] | 0 | 0 | [53 empty] | 0
B - Income Eligible | B1 - Home Energy Assistance | B1a - HEA (Weatherization) | Heating, Electric, MF New Construction | EB1a117 | HVAC | [22 empty] | 0 |  |  |  | 0 |  |  |  | 0 |  |  |  | 0 | [9 empty] | 0 | 0 | [53 empty] | 0
B - Income Eligible | B1 - Home Energy Assistance | B1a - HEA (Weatherization) | Hot Water, Electric, SF New Construction | EB1a112 | HVAC | [22 empty] | 0 |  |  |  | 0 |  |  |  | 0 |  |  |  | 0 | [9 empty] | 0 | 0 | [53 empty] | 0
B - Income Eligible | B1 - Home Energy Assistance | B1a - HEA (Weatherization) | Hot Water, Electric, MF New Construction | EB1a121 | HVAC | [22 empty] | 0 |  |  |  | 0 |  |  |  | 0 |  |  |  | 0 | [9 empty] | 0 | 0 | [53 empty] | 0
B - Income Eligible | B1 - Home Energy Assistance | B1a - HEA (Weatherization) | Heating, Propane, SF New Construction | EB1a111 | HVAC | [22 empty] | 0 |  |  |  | 0 |  |  |  | 0 |  |  |  | 0 | [9 empty] | 0 | 0 | [53 empty] | 0
B - Income Eligible | B1 - Home Energy Assistance | B1a - HEA (Weatherization) | Hot Water, Propane, SF New Construction | EB1a114 | HVAC | [22 empty] | 0 |  |  |  | 0 |  |  |  | 0 |  |  |  | 0 | [9 empty] | 0 | 0 | [53 empty] | 0
B - Income Eligible | B1 - Home Energy Assistance | B1a - HEA (Weatherization) | [25 empty] | 0 |  |  |  | 0 |  |  |  | 0 |  |  |  | 0 | [9 empty] | 0 | 0 | [53 empty] | 0
B - Income Eligible | B1 - Home Energy Assistance | B1a - HEA (Weatherization) | Quaility Assurance |  | Non-Energy Saving | 1 | 1 | 63916.1807 | 63916.1807 | 0 | 0 | 0 | 0 | 0 | 0 | 0 | 0 | 0 | 0 | 0 | 0 | 0 | 0 | 0 | 0 | 0 | 0 | 0 | 0 | 0 | 0 | 0 | 0 | 0 | 0 | 0 | 0 | 0 | 0 | 0 | 0 | 0 | 0 | 0 | 0 | 0 | 0 | 0 | 0 | 0 | 0 | 0 | 0 | 0 | 0 | 0 | 0 | 0 | 0 | 0 | 0 | 0 | 0 | 0 | 0 | 0 | 0 | 0 | 0 | 0 | 0 | 0 | 0 | 0 | 0 | 0 | 0 | 0 | 0 | 0 | 0 | 0 | 0 | 0 | 0 | 0 | 0 | 0 | 0 | 0 | 0 | 0 | 0 | 0 | 0 | 0 | 0 | 0 | 0 | 0 | 0 | 0 | 0 | 0 | 0 |  | 0 | 0 | 0 | 0 | 0 | 0 | 0 | 0 | 0 | 0 | 0 | 0 | 0 | 0 | 0 | 0 | 0 | 0 | 0 | 0 | 0
B - Income Eligible | B1 - Home Energy Assistance | B1a - HEA (Weatherization) | Wxn Projects |  | Custom Measures | 97.6596 | 21 | 0 | 0 | 0 | 0 | 0 | 0 | 0 | 0 | 0 | 0 | 0 | 0 | 0 | 0 | 0 | 0 | 0 | 0 | 0 | 0 | 0 | 0 | 0 | 0 | 0 | 0 | 0 | 0 | 0 | 0 | 0 | 0 | 0 | 0 | 0 | 0 | 0 | 0 | 0 | 0 | 0 | 0 | 0 | 0 | 0 | 0 | 0 | 0 | 0 | 0 | 0 | 0 | 0 | 0 | 0 | 0 | 0 | 0 | 0 | 0 | 0 | 0 | 0 | 0 | 0 | 0 | 0 | 0 | 0 | 0 | 0 | 0 | 0 | 0 | 0 | 0 | 0 | 0 | 0 | 0 | 0 | 0 | 0 | 0 | 0 | 0 | 0 | 0 | 0 | 0 | 0 | 0 | 0 | 0 | 0 | 0 | 0 | 737540.3692 |  | 0 | 737540.3692 | 0 | 0 | 0 | 0 | 0 | 0 | 0 | 0 | 0 | 0 | 0 | 0 | 0 | 0 | 0 | 737540.3692 | 737540.3692 | 0 | 737540.3692
[28 empty] | 0 |  |  |  | 0 |  |  |  | 0 |  |  |  | 0 | [9 empty] | 0 | 0
B - Income Eligible | B1 - Home Energy Assistance | B1b - HEA (HVAC Systems) | Boiler Replacement, Gas | EB1b001 | HVAC | [22 empty] | 0 |  |  |  | 0 |  |  |  | 0 |  |  |  | 0 | [9 empty] | 0 | 0 | [53 empty] | 0
B - Income Eligible | B1 - Home Energy Assistance | B1b - HEA (HVAC Systems) | Boiler Replacement, Kerosene | EB1b002 | HVAC | [22 empty] | 0 |  |  |  | 0 |  |  |  | 0 |  |  |  | 0 | [9 empty] | 0 | 0 | [53 empty] | 0
B - Income Eligible | B1 - Home Energy Assistance | B1b - HEA (HVAC Systems) | Boiler Replacement, Oil | EB1b003 | HVAC | 6.0864 | 19 | 62690.3449 | 62690.3449 | 0 | 0 | 0 | 0 | 0 | 0 | 0 | 0 | 0 | 0 | 0 | 0 | 0 | 0 | 0 | 0 | 0 | 0 | 0 | 0 | 301.4523 | 5727.5938 | 301.4523 | 5727.5938 | 0 | 0 | 0 | 0 | 0 | 0 | 0 | 0 | 0 | 0 | 0 | 0 | 0 | 0 | 0 | 0 | 301.4523 | 5727.5938 | 0 | 0 | 0 | 0 | 0 | 0 | 0 | 0 | 0 | 0 | 0 | 0 | 0 | 0 | 0 | 0 | 0 | 0 | 0 | 0 | 0 | 0 | 0 | 0 | 0 | 0 | 0 | 0 | 0 | 0 | 0 | 0 | 0 | 0 | 0 | 0 | 0 | 0 | 0 | 0 | 0 | 0 | 157089.1089 | 0 | 0 | 70.5211 | 0 | 0 | 0 | 0 | 0 | 0 | 157159.63 | 0 |  | 5457.2931 | 5457.2931 | 0 | 0 | 0 | 0 | 0 | 0 | 0 | 111968.5614 | 0 | 0 | 0 | 0 | 0 | 0 | 111968.5614 | 162616.9231 | 269128.1914 | 0 | 269128.1914
B - Income Eligible | B1 - Home Energy Assistance | B1b - HEA (HVAC Systems) | Boiler Replacement, Propane | EB1b004 | HVAC | [22 empty] | 0 |  |  |  | 0 |  |  |  | 0 |  |  |  | 0 | [9 empty] | 0 | 0 | [53 empty] | 0
B - Income Eligible | B1 - Home Energy Assistance | B1b - HEA (HVAC Systems) | Furnace Replacement, Gas | EB1b005 | HVAC | [22 empty] | 0 |  |  |  | 0 |  |  |  | 0 |  |  |  | 0 | [9 empty] | 0 | 0 | [53 empty] | 0
B - Income Eligible | B1 - Home Energy Assistance | B1b - HEA (HVAC Systems) | Furnace Replacement, Kerosene | EB1b006 | HVAC | [22 empty] | 0 |  |  |  | 0 |  |  |  | 0 |  |  |  | 0 | [9 empty] | 0 | 0 | [53 empty] | 0
B - Income Eligible | B1 - Home Energy Assistance | B1b - HEA (HVAC Systems) | Furnace Replacement, Oil | EB1b007 | HVAC | 4 | 17 | 24720 | 24720 | 0 | 0.5224 | 0.48583 | 8.8808 | 8.2591 | 0.48583 | 8.2591 | 3.6818 | 4.5774 | 0 | 0 | 0.256 | 0.10761 | 0.10761 | 0 | 0 | 0 | 0 | 0 | 0 | 21.614 | 367.438 | 21.614 | 367.438 | 0 | 0 | 0 | 0 | 0 | 0 | 0 | 0 | 0 | 0 | 0 | 0 | 0 | 0 | 0 | 0 | 21.614 | 367.438 | 0 | 0 | 0 | 268.7337 | 304.8187 | 0 | 0 | 573.5524 | 16.377 | 17.39 | 0 | 0 | 12.9124 | 46.6794 | 620.2317 | 0 | 0 | 0 | 0 | 0 | 0 | 0 | 0 | 620.2317 | 0 | 0 | 0 | 0 | 0 | 0 | 0 | 0 | 0 | 0 | 0 | 0 | 0 | 0 | 0 | 0 | 0 | 0 | 10266.3039 | 0 | 0 | 4.6631 | 0 | 0 | 0 | 0 | 0 | 0 | 10270.9671 | 0 |  | 341.5084 | 341.5084 | 186.3125 | 208.3986 | 0 | 0 | 394.7111 | 0 | 0 | 7236.3439 | 0 | 0 | 0 | 0 | 0 | 0 | 7236.3439 | 11232.7072 | 18522.2538 | 620.2317 | 18522.2538
B - Income Eligible | B1 - Home Energy Assistance | B1b - HEA (HVAC Systems) | Furnace Replacement, Propane | EB1b008 | HVAC | 2 | 17 | 12360 | 12360 | 0 | 0.2612 | 0.24292 | 4.4404 | 4.1296 | 0.24292 | 4.1296 | 1.8409 | 2.2887 | 0 | 0 | 0.128 | 0.053806 | 0.053806 | 0 | 0 | 0 | 0 | 0 | 0 | 0 | 0 | 0 | 0 | 26.568 | 451.656 | 26.568 | 451.656 | 0 | 0 | 0 | 0 | 0 | 0 | 0 | 0 | 0 | 0 | 0 | 0 | 26.568 | 451.656 | 0 | 0 | 0 | 134.3668 | 152.4093 | 0 | 0 | 286.7762 | 8.1885 | 8.695 | 0 | 0 | 6.4562 | 23.3397 | 310.1159 | 0 | 0 | 0 | 0 | 0 | 0 | 0 | 0 | 310.1159 | 0 | 0 | 0 | 0 | 0 | 0 | 0 | 0 | 0 | 0 | 0 | 0 | 0 | 0 | 0 | 0 | 0 | 0 | 0 | 0 | 0 | 0 | 0 | 23961.1385 | 0 | 0 | 0 | 0 | 23961.1385 | 0 |  | 356.0389 | 356.0389 | 93.1563 | 104.1993 | 0 | 0 | 197.3555 | 0 | 0 | 0 | 0 | 0 | 0 | 0 | 0 | 7413.5197 | 7413.5197 | 24627.2932 | 31882.1296 | 310.1159 | 31882.1296
B - Income Eligible | B1 - Home Energy Assistance | B1b - HEA (HVAC Systems) | Programmable Thermostat, Electric | EB1b009 | HVAC | 2 | 15 | 500 | 500 | 0 | 0.502 | 0.502 | 7.53 | 7.53 | 0.502 | 7.53 | 0.49658 | 0.28962 | 3.5634 | 3.1804 | 0.38 | 0.38 | 0.38 | 0 | 0 | 0 | 0 | 0 | 0 | 0 | 0 | 0 | 0 | 0 | 0 | 0 | 0 | 0 | 0 | 0 | 0 | 0 | 0 | 0 | 0 | 0 | 0 | 0 | 0 | 0 | 0 | 0 | 0 | 0 | 36.9195 | 19.8827 | 183.6159 | 156.3428 | 396.761 | 2.5034 | 1.247 | 10.2393 | 5.4347 | 13.3421 | 32.7664 | 429.5274 | 0 | 0 | 0 | 0 | 0 | 0 | 0 | 0 | 429.5274 | 0 | 0 | 0 | 0 | 0 | 0 | 0 | 0 | 0 | 0 | 0 | 0 | 0 | 0 | 0 | 0 | 0 | 0 | 0 | 0 | 0 | 0 | 0 | 0 | 0 | 0 | 0 | 0 | 0 | 0 |  | 0 | 0 | 26.2157 | 13.8034 | 189.1571 | 165.9055 | 395.0818 | 0 | 0 | 0 | 0 | 0 | 0 | 0 | 0 | 0 | 0 | 429.5274 | 824.6091 | 429.5274 | 824.6091
B - Income Eligible | B1 - Home Energy Assistance | B1b - HEA (HVAC Systems) | Programmable Thermostat, Gas | EB1b010 | HVAC | [22 empty] | 0 |  |  |  | 0 |  |  |  | 0 |  |  |  | 0 | [9 empty] | 0 | 0 | [53 empty] | 0
B - Income Eligible | B1 - Home Energy Assistance | B1b - HEA (HVAC Systems) | Programmable Thermostat, Kerosene | EB1b011 | HVAC | 1 | 15 | 250 | 250 | 0 | 0 | 0 | 0 | 0 | 0 | 0 | 0 | 0 | 0 | 0 | 0 | 0 | 0 | 0 | 0 | 0 | 0 | 0 | 0 | 0 | 0 | 0 | 0 | 0 | 0 | 0 | 0 | 2.06 | 30.9 | 2.06 | 30.9 | 0 | 0 | 0 | 0 | 0 | 0 | 0 | 0 | 2.06 | 30.9 | 0 | 0 | 0 | 0 | 0 | 0 | 0 | 0 | 0 | 0 | 0 | 0 | 0 | 0 | 0 | 0 | 0 | 0 | 0 | 0 | 0 | 0 | 0 | 0 | 0 | 0 | 0 | 0 | 0 | 0 | 0 | 0 | 0 | 0 | 0 | 0 | 0 | 0 | 0 | 0 | 0 | 0 | 0 | 0 | 0 | 0 | 1105.5443 | 0 | 0 | 0 | 0 | 0 | 1105.5443 | 0 |  | 27.6599 | 27.6599 | 0 | 0 | 0 | 0 | 0 | 0 | 0 | 0 | 0 | 0 | 0 | 0 | 622.2046 | 0 | 622.2046 | 1133.2041 | 1727.7489 | 0 | 1727.7489
B - Income Eligible | B1 - Home Energy Assistance | B1b - HEA (HVAC Systems) | Programmable Thermostat, Oil | EB1b012 | HVAC | 31.3849 | 15 | 7846.2322 | 7846.2322 | 0 | 0 | 0 | 0 | 0 | 0 | 0 | 0 | 0 | 0 | 0 | 0 | 0 | 0 | 0 | 0 | 0 | 0 | 0 | 0 | 64.9668 | 974.502 | 64.9668 | 974.502 | 0 | 0 | 0 | 0 | 0 | 0 | 0 | 0 | 0 | 0 | 0 | 0 | 0 | 0 | 0 | 0 | 64.9668 | 974.502 | 0 | 0 | 0 | 0 | 0 | 0 | 0 | 0 | 0 | 0 | 0 | 0 | 0 | 0 | 0 | 0 | 0 | 0 | 0 | 0 | 0 | 0 | 0 | 0 | 0 | 0 | 0 | 0 | 0 | 0 | 0 | 0 | 0 | 0 | 0 | 0 | 0 | 0 | 0 | 0 | 0 | 0 | 27736.1595 | 0 | 0 | 12.7634 | 0 | 0 | 0 | 0 | 0 | 0 | 27748.9228 | 0 |  | 883.6702 | 883.6702 | 0 | 0 | 0 | 0 | 0 | 0 | 0 | 19332.0706 | 0 | 0 | 0 | 0 | 0 | 0 | 19332.0706 | 28632.5931 | 47080.9934 | 0 | 47080.9934
B - Income Eligible | B1 - Home Energy Assistance | B1b - HEA (HVAC Systems) | Programmable Thermostat, Propane | EB1b013 | HVAC | 19.3997 | 15 | 4849.9334 | 4849.9334 | 0 | 0 | 0 | 0 | 0 | 0 | 0 | 0 | 0 | 0 | 0 | 0 | 0 | 0 | 0 | 0 | 0 | 0 | 0 | 0 | 0 | 0 | 0 | 0 | 39.9635 | 599.4518 | 39.9635 | 599.4518 | 0 | 0 | 0 | 0 | 0 | 0 | 0 | 0 | 0 | 0 | 0 | 0 | 39.9635 | 599.4518 | 0 | 0 | 0 | 0 | 0 | 0 | 0 | 0 | 0 | 0 | 0 | 0 | 0 | 0 | 0 | 0 | 0 | 0 | 0 | 0 | 0 | 0 | 0 | 0 | 0 | 0 | 0 | 0 | 0 | 0 | 0 | 0 | 0 | 0 | 0 | 0 | 0 | 0 | 0 | 0 | 0 | 0 | 0 | 0 | 0 | 0 | 0 | 32395.7046 | 0 | 0 | 0 | 0 | 32395.7046 | 0 |  | 461.0351 | 461.0351 | 0 | 0 | 0 | 0 | 0 | 0 | 0 | 0 | 0 | 0 | 0 | 0 | 0 | 9911.2936 | 9911.2936 | 32856.7397 | 42306.9981 | 0 | 42306.9981
B - Income Eligible | B1 - Home Energy Assistance | B1b - HEA (HVAC Systems) | Programmable Thermostat, Wood Pellets | EB1b014 | HVAC | [22 empty] | 0 |  |  |  | 0 |  |  |  | 0 |  |  |  | 0 | [9 empty] | 0 | 0 | [53 empty] | 0
B - Income Eligible | B1 - Home Energy Assistance | B1b - HEA (HVAC Systems) | Wifi Thermostat, Electric | EB1b015 | HVAC | [22 empty] | 0 |  |  |  | 0 |  |  |  | 0 |  |  |  | 0 | [9 empty] | 0 | 0 | [53 empty] | 0
B - Income Eligible | B1 - Home Energy Assistance | B1b - HEA (HVAC Systems) | Wifi Thermostat, Gas | EB1b016 | HVAC | [22 empty] | 0 |  |  |  | 0 |  |  |  | 0 |  |  |  | 0 | [9 empty] | 0 | 0 | [53 empty] | 0
B - Income Eligible | B1 - Home Energy Assistance | B1b - HEA (HVAC Systems) | Wifi Thermostat, Kerosene | EB1b017 | HVAC | [22 empty] | 0 |  |  |  | 0 |  |  |  | 0 |  |  |  | 0 | [9 empty] | 0 | 0 | [53 empty] | 0
B - Income Eligible | B1 - Home Energy Assistance | B1b - HEA (HVAC Systems) | Wifi Thermostat, Oil | EB1b018 | HVAC | [22 empty] | 0 |  |  |  | 0 |  |  |  | 0 |  |  |  | 0 | [9 empty] | 0 | 0 | [53 empty] | 0
B - Income Eligible | B1 - Home Energy Assistance | B1b - HEA (HVAC Systems) | Wifi Thermostat, Propane | EB1b019 | HVAC | [22 empty] | 0 |  |  |  | 0 |  |  |  | 0 |  |  |  | 0 | [9 empty] | 0 | 0 | [53 empty] | 0
B - Income Eligible | B1 - Home Energy Assistance | B1b - HEA (HVAC Systems) | Wifi Thermostat, Wood Pellets | EB1b020 | HVAC | [22 empty] | 0 |  |  |  | 0 |  |  |  | 0 |  |  |  | 0 | [9 empty] | 0 | 0 | [53 empty] | 0
B - Income Eligible | B1 - Home Energy Assistance | B1b - HEA (HVAC Systems) | Mini Split HP (cooling) | EB1b021 | HVAC | [22 empty] | 0 |  |  |  | 0 |  |  |  | 0 |  |  |  | 0 | [9 empty] | 0 | 0 | [53 empty] | 0
B - Income Eligible | B1 - Home Energy Assistance | B1b - HEA (HVAC Systems) | Mini Split HP (heating) | EB1b022 | HVAC | [22 empty] | 0 |  |  |  | 0 |  |  |  | 0 |  |  |  | 0 | [9 empty] | 0 | 0 | [53 empty] | 0
B - Income Eligible | B1 - Home Energy Assistance | B1b - HEA (HVAC Systems) | ES Central AC | EB1b023 | HVAC | [22 empty] | 0 |  |  |  | 0 |  |  |  | 0 |  |  |  | 0 | [9 empty] | 0 | 0 | [53 empty] | 0
B - Income Eligible | B1 - Home Energy Assistance | B1b - HEA (HVAC Systems) | Oil K1 HVAC Repair or Cleaning | EB1b024 | HVAC | 1 | 1 | 650 | 650 | 0 | 0 | 0 | 0 | 0 | 0 | 0 | 0 | 0 | 0 | 0 | 0 | 0 | 0 | 0 | 0 | 0 | 0 | 0 | 0 | 6.2699 | 6.2699 | 6.2699 | 6.2699 | 0 | 0 | 0 | 0 | 0 | 0 | 0 | 0 | 0 | 0 | 0 | 0 | 0 | 0 | 0 | 0 | 6.2699 | 6.2699 | 0 | 0 | 0 | 0 | 0 | 0 | 0 | 0 | 0 | 0 | 0 | 0 | 0 | 0 | 0 | 0 | 0 | 0 | 0 | 0 | 0 | 0 | 0 | 0 | 0 | 0 | 0 | 0 | 0 | 0 | 0 | 0 | 0 | 0 | 0 | 0 | 0 | 0 | 0 | 0 | 0 | 0 | 202.9884 | 0 | 0 | 0.10592 | 0 | 0 | 0 | 0 | 0 | 0 | 203.0943 | 0 |  | 4.8102 | 4.8102 | 0 | 0 | 0 | 0 | 0 | 0 | 0 | 130.5595 | 0 | 0 | 0 | 0 | 0 | 0 | 130.5595 | 207.9045 | 333.6539 | 0 | 333.6539
B - Income Eligible | B1 - Home Energy Assistance | B1b - HEA (HVAC Systems) | Gas LP HVAC Repair or Cleaning | EB1b025 | HVAC | [22 empty] | 0 |  |  |  | 0 |  |  |  | 0 |  |  |  | 0 | [9 empty] | 0 | 0 | [53 empty] | 0
B - Income Eligible | B1 - Home Energy Assistance | B1b - HEA (HVAC Systems) | GSHP HVAC Repair or Cleaning | EB1b026 | HVAC | 1 | 1 | 650 | 650 | 0 | 0.30513 | 0.27767 | 0.30513 | 0.27767 | 0.27767 | 0.27767 | 0.097462 | 0.12689 | 0.028044 | 0.02499 | 0 | 0 | 0 | 0 | 0 | 0 | 0 | 0 | 0 | 0 | 0 | 0 | 0 | 3.7037 | 3.7037 | 3.7037 | 3.7037 | 0 | 0 | 0 | 0 | 0 | 0 | 0 | 0 | 0 | 0 | 0 | 0 | 3.7037 | 3.7037 | 0 | 0 | 0 | 8.8334 | 11.192 | 1.5027 | 1.3322 | 22.8603 | 0.50038 | 0.58243 | 0.069254 | 0.037929 | 0.74215 | 1.9321 | 24.7924 | 0 | 0 | 0 | 0 | 0 | 0 | 0 | 0 | 24.7924 | 0 | 0 | 0 | 0 | 0 | 0 | 0 | 0 | 0 | 0 | 0 | 0 | 0 | 0 | 0 | 0 | 0 | 0 | 0 | 0 | 0 | 0 | 0 | 227.6754 | 0 | 0 | 0 | 0 | 227.6754 | 0 |  | 2.41 | 2.41 | 6.7471 | 8.3867 | 1.619 | 1.2656 | 18.0183 | 0 | 0 | 0 | 0 | 0 | 0 | 0 | 0 | 64.2771 | 64.2771 | 254.8777 | 334.7632 | 24.7924 | 334.7632
B - Income Eligible | B1 - Home Energy Assistance | B1b - HEA (HVAC Systems) | ASHP HVAC Repair or Cleaning | EB1b027 | HVAC | [22 empty] | 0 |  |  |  | 0 |  |  |  | 0 |  |  |  | 0 | [9 empty] | 0 | 0 | [53 empty] | 0
B - Income Eligible | B1 - Home Energy Assistance | B1b - HEA (HVAC Systems) | Circulator Pump | EB1b028 | HVAC | [22 empty] | 0 |  |  |  | 0 |  |  |  | 0 |  |  |  | 0 | [9 empty] | 0 | 0 | [53 empty] | 0
B - Income Eligible | B1 - Home Energy Assistance | B1b - HEA (HVAC Systems) | [25 empty] | 0 |  |  |  | 0 |  |  |  | 0 |  |  |  | 0 | [9 empty] | 0 | 0 | [53 empty] | 0
B - Income Eligible | B1 - Home Energy Assistance | B1b - HEA (HVAC Systems) | [25 empty] | 0 |  |  |  | 0 |  |  |  | 0 |  |  |  | 0 | [9 empty] | 0 | 0 | [53 empty] | 0
[28 empty] | 0 |  |  |  | 0 |  |  |  | 0 |  |  |  | 0 | [9 empty] | 0 | 0
B - Income Eligible | B1 - Home Energy Assistance | [26 empty] | 0 |  |  |  | 0 |  |  |  | 0 |  |  |  | 0 | [9 empty] | 0 | 0 | [53 empty] | 0
[28 empty] | 0 |  |  |  | 0 |  |  |  | 0 |  |  |  | 0 | [9 empty] | 0 | 0
A - Residential | A1 - Energy Star Homes | A1a - ES Homes | Cooling, Electric, SF | EA1a001 | HVAC | [22 empty] | 0 |  |  |  | 0 |  |  |  | 0 |  |  |  | 0 | [9 empty] | 0 | 0
A - Residential | A1 - Energy Star Homes | A1a - ES Homes | Heating, Electric, SF | EA1a002 | HVAC | 4 | 25 | 16800 | 14000 | 2800 | 25.8826 | 25.8826 | 647.0657 | 647.0657 | 25.8826 | 647.0657 | 279.0713 | 367.9944 | 0 | 0 | 18.9771 | 8.2171 | 8.2171 | 0 | 0 | 0 | 0 | 0 | 0 | 0 | 0 | 0 | 0 | 31.876 | 796.9 | 31.876 | 796.9 | 0 | 0 | 0 | 0 | 0 | 0 | 0 | 0 | 0 | 0 | 0 | 0 | 31.876 | 796.9 | 0 | 0 | 0 | 18898.6247 | 22136.9805 | 0 | 0 | 41035.6052 | 844.1216 | 950.6716 | 0 | 0 | 687.9041 | 2482.6973 | 43518.3026 | 0 | 0 | 0 | 0 | 0 | 0 | 0 | 0 | 43518.3026 | 0 | 0 | 0 | 0 | 0 | 0 | 0 | 0 | 0 | 0 | 0 | 0 | 0 | 0 | 0 | 0 | 0 | 0 | 0 | 0 | 0 | 0 | 0 | 39274.6594 | 0 | 0 | 0 | 0 | 39274.6594 | 20698.2405 |  | 689.8483 | 21388.0888 | 12037.3426 | 14331.0789 | 0 | 0 | 26368.4215 | 0 | 0 | 0 | 0 | 0 | 0 | 0 | 0 | 12698.7549 | 12698.7549 | 104181.0508 | 121860.1383 | 43518.3026 | 142558.3788
A - Residential | A1 - Energy Star Homes | A1a - ES Homes | Heating, Gas, SF | EA1a003 | HVAC | [22 empty] | 0 |  |  |  | 0 |  |  |  | 0 |  |  |  | 0 | [9 empty] | 0 | 0
A - Residential | A1 - Energy Star Homes | A1a - ES Homes | Heating, Oil, SF | EA1a004 | HVAC | [22 empty] | 0 |  |  |  | 0 |  |  |  | 0 |  |  |  | 0 | [9 empty] | 0 | 0
A - Residential | A1 - Energy Star Homes | A1a - ES Homes | Heating, Propane, SF | EA1a005 | HVAC | 34.9654 | 25 | 80420.5148 | 54196.4339 | 26224.0809 | 27.2942 | 27.2942 | 682.3545 | 682.3545 | 27.2942 | 682.3545 | 294.2909 | 388.0636 | 0 | 0 | 20.012 | 8.6652 | 8.6652 | 0 | 0 | 0 | 0 | 0 | 0 | 0 | 0 | 0 | 0 | 551.37 | 13784.2511 | 551.37 | 13784.2511 | 0 | 0 | 0 | 0 | 0 | 0 | 0 | 0 | 0 | 0 | 0 | 0 | 551.37 | 13784.2511 | 0 | 0 | 0 | 19929.2947 | 23344.2599 | 0 | 0 | 43273.5545 | 890.1573 | 1002.5181 | 0 | 0 | 725.4202 | 2618.0956 | 45891.6501 | 0 | 0 | 0 | 0 | 0 | 0 | 0 | 0 | 45891.6501 | 0 | 0 | 0 | 0 | 0 | 0 | 0 | 0 | 0 | 0 | 0 | 0 | 0 | 0 | 0 | 0 | 0 | 0 | 0 | 0 | 0 | 0 | 0 | 679347.1776 | 0 | 0 | 0 | 0 | 679347.1776 | 181309.7069 |  | 11932.5419 | 193242.2488 | 12693.8203 | 15112.6496 | 0 | 0 | 27806.47 | 0 | 0 | 0 | 0 | 0 | 0 | 0 | 0 | 219654.6935 | 219654.6935 | 918481.0765 | 972699.9911 | 45891.6501 | 1154009.698
A - Residential | A1 - Energy Star Homes | A1a - ES Homes | Heating, Wood Pellets, SF | EA1a006 | HVAC | [22 empty] | 0 |  |  |  | 0 |  |  |  | 0 |  |  |  | 0 | [9 empty] | 0 | 0
A - Residential | A1 - Energy Star Homes | A1a - ES Homes | Hot Water, Electric, SF | EA1a007 | Hot Water | [22 empty] | 0 |  |  |  | 0 |  |  |  | 0 |  |  |  | 0 | [9 empty] | 0 | 0
A - Residential | A1 - Energy Star Homes | A1a - ES Homes | Hot Water, Gas, SF | EA1a008 | Hot Water | [22 empty] | 0 |  |  |  | 0 |  |  |  | 0 |  |  |  | 0 | [9 empty] | 0 | 0
A - Residential | A1 - Energy Star Homes | A1a - ES Homes | Hot Water, Oil, SF | EA1a009 | Hot Water | [22 empty] | 0 |  |  |  | 0 |  |  |  | 0 |  |  |  | 0 | [9 empty] | 0 | 0
A - Residential | A1 - Energy Star Homes | A1a - ES Homes | Hot Water, Propane, SF | EA1a010 | Hot Water | [22 empty] | 0 |  |  |  | 0 |  |  |  | 0 |  |  |  | 0 | [9 empty] | 0 | 0
A - Residential | A1 - Energy Star Homes | A1a - ES Homes | Hot Water, Wood Pellets, SF | EA1a011 | Hot Water | [22 empty] | 0 |  |  |  | 0 |  |  |  | 0 |  |  |  | 0 | [9 empty] | 0 | 0
A - Residential | A1 - Energy Star Homes | A1a - ES Homes | Cooling, Electric, MF | EA1a012 | HVAC | 32.125 | 25 | 32125 | 16062.5 | 16062.5 | 5.2203 | 5.2203 | 130.5078 | 130.5078 | 5.2203 | 130.5078 | 8.6065 | 5.0197 | 61.7598 | 55.1218 | 8.3198 | 0 | 0 | 2.8786 | 2.8786 | 0 | 0 | 0 | 0 | 0 | 0 | 0 | 0 | 0 | 0 | 0 | 0 | 0 | 0 | 0 | 0 | 0 | 0 | 0 | 0 | 0 | 0 | 0 | 0 | 0 | 0 | 0 | 0 | 0 | 582.8316 | 301.961 | 3117.5695 | 2604.2191 | 6606.5811 | 26.0326 | 12.9677 | 106.4788 | 56.5152 | 138.7446 | 340.7388 | 6947.32 | 5078.7774 | 0 | 279.2747 | 53.1836 | 4740.5719 | 0 | 5668.0689 | 15819.8765 | 22767.1965 | 0 | 0 | 0 | 0 | 0 | 0 | 0 | 0 | 0 | 0 | 0 | 0 | 0 | 0 | 0 | 0 | 0 | 0 | 0 | 0 | 0 | 0 | 0 | 0 | 0 | 0 | 0 | 0 | 0 | 5691.7991 |  | 0 | 5691.7991 | 371.2304 | 195.484 | 2662.0044 | 2315.7118 | 5544.4305 | 0 | 0 | 0 | 0 | 0 | 0 | 0 | 0 | 0 | 0 | 28458.9956 | 28311.6271 | 22767.1965 | 34003.4262
A - Residential | A1 - Energy Star Homes | A1a - ES Homes | Heating, Electric, MF | EA1a013 | HVAC | 32.125 | 25 | 48187.5 | 24093.75 | 24093.75 | 10.4406 | 10.4406 | 261.0156 | 261.0156 | 10.4406 | 261.0156 | 112.5728 | 148.4429 | 0 | 0 | 7.655 | 3.3146 | 3.3146 | 0 | 0 | 0 | 0 | 0 | 0 | 0 | 0 | 0 | 0 | 0 | 0 | 0 | 0 | 0 | 0 | 0 | 0 | 0 | 0 | 0 | 0 | 0 | 0 | 0 | 0 | 0 | 0 | 0 | 0 | 0 | 7623.3939 | 8929.6933 | 0 | 0 | 16553.0872 | 340.5047 | 383.4853 | 0 | 0 | 277.4892 | 1001.4792 | 17554.5664 | 0 | 0 | 0 | 0 | 0 | 0 | 0 | 0 | 17554.5664 | 0 | 0 | 0 | 0 | 0 | 0 | 0 | 0 | 0 | 0 | 0 | 0 | 0 | 0 | 0 | 0 | 0 | 0 | 0 | 0 | 0 | 0 | 0 | 0 | 0 | 0 | 0 | 0 | 0 | 4388.6416 |  | 0 | 4388.6416 | 4855.6657 | 5780.9212 | 0 | 0 | 10636.5869 | 0 | 0 | 0 | 0 | 0 | 0 | 0 | 0 | 0 | 0 | 21943.208 | 28191.1533 | 17554.5664 | 32579.7949
A - Residential | A1 - Energy Star Homes | A1a - ES Homes | Heating, Gas, MF | EA1a014 | HVAC | [22 empty] | 0 |  |  |  | 0 |  |  |  | 0 |  |  |  | 0 | [9 empty] | 0 | 0
A - Residential | A1 - Energy Star Homes | A1a - ES Homes | Heating, Oil, MF | EA1a015 | HVAC | [22 empty] | 0 |  |  |  | 0 |  |  |  | 0 |  |  |  | 0 | [9 empty] | 0 | 0
A - Residential | A1 - Energy Star Homes | A1a - ES Homes | Heating, Propane, MF | EA1a016 | HVAC | [22 empty] | 0 |  |  |  | 0 |  |  |  | 0 |  |  |  | 0 | [9 empty] | 0 | 0
A - Residential | A1 - Energy Star Homes | A1a - ES Homes | Heating, Wood Pellets, MF | EA1a017 | HVAC | [22 empty] | 0 |  |  |  | 0 |  |  |  | 0 |  |  |  | 0 | [9 empty] | 0 | 0
A - Residential | A1 - Energy Star Homes | A1a - ES Homes | Hot Water, Electric, MF | EA1a018 | Hot Water | [22 empty] | 0 |  |  |  | 0 |  |  |  | 0 |  |  |  | 0 | [9 empty] | 0 | 0
A - Residential | A1 - Energy Star Homes | A1a - ES Homes | Hot Water, Gas, MF | EA1a019 | Hot Water | [22 empty] | 0 |  |  |  | 0 |  |  |  | 0 |  |  |  | 0 | [9 empty] | 0 | 0
A - Residential | A1 - Energy Star Homes | A1a - ES Homes | Hot Water, Oil, MF | EA1a020 | Hot Water | [22 empty] | 0 |  |  |  | 0 |  |  |  | 0 |  |  |  | 0 | [9 empty] | 0 | 0
A - Residential | A1 - Energy Star Homes | A1a - ES Homes | Hot Water, Propane, MF | EA1a021 | Hot Water | [22 empty] | 0 |  |  |  | 0 |  |  |  | 0 |  |  |  | 0 | [9 empty] | 0 | 0
A - Residential | A1 - Energy Star Homes | A1a - ES Homes | Hot Water, Wood Pellets, MF | EA1a022 | Hot Water | [22 empty] | 0 |  |  |  | 0 |  |  |  | 0 |  |  |  | 0 | [9 empty] | 0 | 0
A - Residential | A1 - Energy Star Homes | A1a - ES Homes | LED Bulb | EA1a023 | Lighting | [22 empty] | 0 |  |  |  | 0 |  |  |  | 0 |  |  |  | 0 | [9 empty] | 0 | 0
A - Residential | A1 - Energy Star Homes | A1a - ES Homes | LED Fixture | EA1a024 | Lighting | [22 empty] | 0 |  |  |  | 0 |  |  |  | 0 |  |  |  | 0 | [9 empty] | 0 | 0
A - Residential | A1 - Energy Star Homes | A1a - ES Homes | Refrigerator | EA1a025 | Refrigeration | 30 | 12 | 1500 | 750 | 750 | 1.326 | 1.326 | 15.912 | 15.912 | 1.326 | 15.912 | 4.6141 | 5.0839 | 2.8927 | 3.3214 | 0.23485 | 0.21841 | 0.21841 | 0.30295 | 0.30295 | 0 | 0 | 0 | 0 | 0 | 0 | 0 | 0 | 0 | 0 | 0 | 0 | 0 | 0 | 0 | 0 | 0 | 0 | 0 | 0 | 0 | 0 | 0 | 0 | 0 | 0 | 0 | 0 | 0 | 351.8073 | 360.3133 | 147.9109 | 163.4913 | 1023.5228 | 29.076 | 27.3617 | 10.3899 | 7.0944 | 35.2422 | 109.1643 | 1132.6871 | 246.745 | 0 | 29.3915 | 5.5972 | 273.8762 | 0 | 327.4603 | 883.0702 | 2015.7573 | 0 | 0 | 0 | 0 | 0 | 0 | 0 | 0 | 0 | 0 | 0 | 0 | 0 | 0 | 0 | 0 | 0 | 0 | 0 | 0 | 0 | 0 | 0 | 0 | 0 | 0 | 0 | 0 | 0 | 503.9393 |  | 0 | 503.9393 | 261.7039 | 261.5193 | 163.2632 | 185.7382 | 872.2248 | 0 | 0 | 0 | 0 | 0 | 0 | 0 | 0 | 0 | 0 | 2519.6966 | 2887.9821 | 2015.7573 | 3391.9214
A - Residential | A1 - Energy Star Homes | A1a - ES Homes | Clothes Washer | EA1a026 | Hot Water | 7 | 11 | 350 | 175 | 175 | 0.6293 | 0.6293 | 6.9223 | 6.9223 | 0.6293 | 6.9223 | 2.5226 | 2.07 | 1.2662 | 1.0635 | 1.953 | 1.0156 | 1.0156 | 0.95892 | 0.95892 | 0 | 0 | 0 | 0 | 0 | 0 | 0 | 0 | 0.35 | 3.85 | 0.35 | 3.85 | 0 | 0 | 0 | 0 | 0 | 0 | 0 | 0 | 0 | 0 | 0 | 0 | 0.35 | 3.85 | 5761 | 0 | 63371 | 193.9717 | 149.0496 | 64.5159 | 52.3626 | 459.8998 | 17.3413 | 12.1538 | 4.9616 | 2.478 | 16.7254 | 53.6602 | 513.5599 | 717.1668 | 0 | 93.0311 | 17.7163 | 803.1172 | 0 | 960.2478 | 2591.2792 | 3104.8391 | 0 | 0 | 0 | 0 | 0 | 0 | 0 | 0 | 0 | 0 | 0 | 0 | 0 | 0 | 0 | 0 | 0 | 0 | 0 | 0 | 0 | 0 | 0 | 215.8246 | 0 | 0 | 1292.4811 | 0 | 1508.3057 | 830.1659 |  | 2.82 | 832.986 | 147.1906 | 109.706 | 73.1554 | 61.0488 | 391.1007 | 0 | 0 | 0 | 0 | 0 | 0 | 0 | 0 | 64.5831 | 64.5831 | 5446.1308 | 5068.8287 | 3104.8391 | 5898.9946
A - Residential | A1 - Energy Star Homes | A1a - ES Homes | Clothes Dryer | EA1a027 | Envelope | 7 | 12 | 350 | 175 | 175 | 1.1228 | 1.1228 | 13.4736 | 13.4736 | 1.1228 | 13.4736 | 5.2466 | 4.0359 | 2.2768 | 1.9142 | 0.33104 | 0.19134 | 0.19134 | 0.14731 | 0.14731 | 0 | 0 | 0 | 0 | 0 | 0 | 0 | 0 | 0 | 0 | 0 | 0 | 0 | 0 | 0 | 0 | 0 | 0 | 0 | 0 | 0 | 0 | 0 | 0 | 0 | 0 | 0 | 0 | 0 | 400.0367 | 286.0426 | 116.4192 | 94.2262 | 896.7246 | 33.0621 | 21.7217 | 8.1778 | 4.0888 | 29.8416 | 96.8919 | 993.6166 | 119.9796 | 0 | 14.2916 | 2.7216 | 133.1721 | 0 | 159.2273 | 429.3923 | 1423.0088 | 0 | 0 | 0 | 0 | 0 | 0 | 0 | 0 | 0 | 0 | 0 | 0 | 0 | 0 | 0 | 0 | 0 | 0 | 0 | 0 | 0 | 0 | 0 | 0 | 0 | 0 | 0 | 0 | 0 | 355.7522 |  | 0 | 355.7522 | 297.581 | 207.6128 | 128.5028 | 107.048 | 740.7446 | 0 | 0 | 0 | 0 | 0 | 0 | 0 | 0 | 0 | 0 | 1778.761 | 2163.7535 | 1423.0088 | 2519.5057
A - Residential | A1 - Energy Star Homes | A1a - ES Homes | HERS - Lighting and Appliances | EA1a028 | Lighting | [22 empty] | 0 |  |  |  | 0 |  |  |  | 0 |  |  |  | 0 | [9 empty] | 0 | 0
A - Residential | A1 - Energy Star Homes | A1a - ES Homes | Residential New Construction Code Compliance | EA1a029 | Custom Measures | [22 empty] | 0 |  |  |  | 0 |  |  |  | 0 |  |  |  | 0 | [9 empty] | 0 | 0
A - Residential | A1 - Energy Star Homes | A1a - ES Homes | HERS Rater Fee - SF |  | Non-Energy Saving | 1 | 1 | 87672.2428 | 87672.2428 | 0 | 0 | 0 | 0 | 0 | 0 | 0 | 0 | 0 | 0 | 0 | 0 | 0 | 0 | 0 | 0 | 0 | 0 | 0 | 0 | 0 | 0 | 0 | 0 | 0 | 0 | 0 | 0 | 0 | 0 | 0 | 0 | 0 | 0 | 0 | 0 | 0 | 0 | 0 | 0 | 0 | 0 | 0 | 0 | 0 | 0 | 0 | 0 | 0 | 0 | 0 | 0 | 0 | 0 | 0 | 0 | 0 | 0 | 0 | 0 | 0 | 0 | 0 | 0 | 0 | 0 | 0 | 0 | 0 | 0 | 0 | 0 | 0 | 0 | 0 | 0 | 0 | 0 | 0 | 0 | 0 | 0 | 0 | 0 | 0 | 0 | 0 | 0 | 0 | 0 | 0 | 0 | 0 | 0 | 0 | 0 |  | 0 | 0 | 0 | 0 | 0 | 0 | 0 | 0 | 0 | 0 | 0 | 0 | 0 | 0 | 0 | 0 | 0 | 0 | 0 | 0 | 0
A - Residential | A1 - Energy Star Homes | A1a - ES Homes | HERS Rater Fee - MF |  | Non-Energy Saving | 1 | 1 | 30518.75 | 30518.75 | 0 | 0 | 0 | 0 | 0 | 0 | 0 | 0 | 0 | 0 | 0 | 0 | 0 | 0 | 0 | 0 | 0 | 0 | 0 | 0 | 0 | 0 | 0 | 0 | 0 | 0 | 0 | 0 | 0 | 0 | 0 | 0 | 0 | 0 | 0 | 0 | 0 | 0 | 0 | 0 | 0 | 0 | 0 | 0 | 0 | 0 | 0 | 0 | 0 | 0 | 0 | 0 | 0 | 0 | 0 | 0 | 0 | 0 | 0 | 0 | 0 | 0 | 0 | 0 | 0 | 0 | 0 | 0 | 0 | 0 | 0 | 0 | 0 | 0 | 0 | 0 | 0 | 0 | 0 | 0 | 0 | 0 | 0 | 0 | 0 | 0 | 0 | 0 | 0 | 0 | 0 | 0 | 0 | 0 | 0 | 0 |  | 0 | 0 | 0 | 0 | 0 | 0 | 0 | 0 | 0 | 0 | 0 | 0 | 0 | 0 | 0 | 0 | 0 | 0 | 0 | 0 | 0
A - Residential | A1 - Energy Star Homes | A1a - ES Homes | Admin Fee |  | Non-Energy Saving | [22 empty] | 0 |  |  |  | 0 |  |  |  | 0 |  |  |  | 0 | [9 empty] | 0 | 0
A - Residential | A1 - Energy Star Homes | A1a - ES Homes | [25 empty] | 0 |  |  |  | 0 |  |  |  | 0 |  |  |  | 0 | [9 empty] | 0 | 0
A - Residential | A1 - Energy Star Homes | A1a - ES Homes | [25 empty] | 0 |  |  |  | 0 |  |  |  | 0 |  |  |  | 0 | [9 empty] | 0 | 0
A - Residential | A1 - Energy Star Homes | A1a - ES Homes | [25 empty] | 0 |  |  |  | 0 |  |  |  | 0 |  |  |  | 0 | [9 empty] | 0 | 0
[28 empty] | 0 |  |  |  | 0 |  |  |  | 0 |  |  |  | 0 | [9 empty] | 0 | 0
A - Residential | A1 - Energy Star Homes | [26 empty] | 0 |  |  |  | 0 |  |  |  | 0 |  |  |  | 0 | [9 empty] | 0 | 0
[28 empty] | 0 |  |  |  | 0 |  |  |  | 0 |  |  |  | 0 | [9 empty] | 0 | 0
A - Residential | A2 - Home Performance | A2a - Home Performance (Weatherization) | Air Sealing, Cord Wood | EA2a001 | Envelope | 1 | 15 | 2019.5 | 2019.5 | 0 | 0.00604 | 0.0056806 | 0.0906 | 0.085209 | 0.0056806 | 0.085209 | 0.0056193 | 0.0032774 | 0.040323 | 0.035989 | 0.0095299 | 0 | 0 | 0.0031325 | 0.0031325 | 0 | 0 | 0 | 0 | 2.8437 | 42.6551 | 2.8437 | 42.6551 | 0 | 0 | 0 | 0 | 0 | 0 | 0 | 0 | 4.7593 | 71.3899 | 4.7593 | 71.3899 | 0 | 0 | 0 | 0 | 7.603 | 114.045 | 0 | 0 | 0 | 0.41778 | 0.22499 | 2.0778 | 1.7692 | 4.4897 | 0.028328 | 0.014111 | 0.11587 | 0.061498 | 0.15098 | 0.37078 | 4.8605 | 3.36 | 0 | 0.3039 | 0.057873 | 3.4297 | 0 | 4.1007 | 11.2522 | 16.1127 | 0 | 0 | 0 | 0 | 0 | 0 | 0 | 0 | 0 | 0 | 0 | 0 | 0 | 0 | 0 | 0 | 0 | 0 | 1214.0454 | 0 | 0 | 0.55867 | 0 | 0 | 1950.1705 | 0 | 0 | 0 | 3164.7746 | 795.2218 |  | 38.6793 | 833.9011 | 0.29666 | 0.1562 | 2.1405 | 1.8774 | 4.4707 | 0 | 0 | 846.1882 | 0 | 0 | 0 | 0 | 0 | 0 | 846.1882 | 4014.7885 | 4031.5463 | 16.1127 | 4826.7681
A - Residential | A2 - Home Performance | A2a - Home Performance (Weatherization) | Air Sealing, Electric | EA2a002 | Envelope | 3.2145 | 15 | 3735.2933 | 3735.2933 | 0 | 5.5863 | 5.2539 | 83.7943 | 78.8086 | 5.2539 | 78.8086 | 20.0231 | 23.376 | 18.321 | 17.0885 | 4.3315 | 0.8271 | 0.8271 | 1.3826 | 1.3826 | 0 | 0 | 0 | 0 | 1.9979 | 29.9686 | 1.9979 | 29.9686 | 0 | 0 | 0 | 0 | 0 | 0 | 0 | 0 | 0 | 0 | 0 | 0 | 0 | 0 | 0 | 0 | 1.9979 | 29.9686 | 0 | 0 | 0 | 1488.6793 | 1604.7735 | 944.0499 | 840.0381 | 4877.5408 | 100.9416 | 100.6487 | 52.6447 | 29.2007 | 139.6374 | 423.0731 | 5300.6139 | 1483.025 | 0 | 134.1356 | 25.5441 | 1513.8034 | 0 | 1809.9803 | 4966.4883 | 10267.1022 | 0 | 0 | 0 | 0 | 0 | 0 | 0 | 0 | 0 | 0 | 0 | 0 | 0 | 0 | 0 | 0 | 0 | 0 | 852.9625 | 0 | 0 | 0.39251 | 0 | 0 | 0 | 0 | 0 | 0 | 853.355 | 2780.1143 |  | 27.1753 | 2807.2896 | 1057.0778 | 1114.1022 | 972.5395 | 891.4191 | 4035.1386 | 0 | 0 | 594.5138 | 0 | 0 | 0 | 0 | 0 | 0 | 594.5138 | 13927.7467 | 15750.1096 | 10267.1022 | 18530.2239
A - Residential | A2 - Home Performance | A2a - Home Performance (Weatherization) | Air Sealing, Gas | EA2a003 | Envelope | [22 empty] | 0 |  |  |  | 0 |  |  |  | 0 |  |  |  | 0 | [9 empty] | 0 | 0
A - Residential | A2 - Home Performance | A2a - Home Performance (Weatherization) | Air Sealing, Kerosene | EA2a004 | Envelope | 1 | 15 | 1000 | 1000 | 0 | 0 | 0 | 0 | 0 | 0 | 0 | 0 | 0 | 0 | 0 | 0 | 0 | 0 | 0 | 0 | 0 | 0 | 0 | 0 | 0 | 0 | 0 | 0 | 0 | 0 | 0 | 0 | 5.8491 | 87.7368 | 5.8491 | 87.7368 | 0 | 0 | 0 | 0 | 0 | 0 | 0 | 0 | 5.8491 | 87.7368 | 0 | 0 | 0 | 0 | 0 | 0 | 0 | 0 | 0 | 0 | 0 | 0 | 0 | 0 | 0 | 0 | 0 | 0 | 0 | 0 | 0 | 0 | 0 | 0 | 0 | 0 | 0 | 0 | 0 | 0 | 0 | 0 | 0 | 0 | 0 | 0 | 0 | 0 | 0 | 0 | 0 | 0 | 0 | 0 | 0 | 0 | 3139.0578 | 0 | 0 | 0 | 0 | 0 | 3139.0578 | 784.7644 |  | 78.5368 | 863.3012 | 0 | 0 | 0 | 0 | 0 | 0 | 0 | 0 | 0 | 0 | 0 | 0 | 1766.6739 | 0 | 1766.6739 | 4002.359 | 4905.7317 | 0 | 5690.4961
A - Residential | A2 - Home Performance | A2a - Home Performance (Weatherization) | Air Sealing, Oil | EA2a005 | Envelope | 40.9703 | 15 | 42322.2838 | 42322.2838 | 0 | 1.375 | 1.2932 | 20.6244 | 19.3973 | 1.2932 | 19.3973 | 1.2792 | 0.74607 | 9.1793 | 8.1927 | 2.1694 | 0 | 0 | 0.71308 | 0.71308 | 0 | 0 | 0 | 0 | 402.5392 | 6038.0887 | 402.5392 | 6038.0887 | 0 | 0 | 0 | 0 | 0 | 0 | 0 | 0 | 45.6955 | 685.4329 | 45.6955 | 685.4329 | 0 | 0 | 0 | 0 | 448.2348 | 6723.5216 | 0 | 0 | 0 | 95.1046 | 51.2179 | 472.9946 | 402.739 | 1022.0561 | 6.4487 | 3.2123 | 26.3764 | 13.9997 | 34.3692 | 84.4063 | 1106.4624 | 764.8727 | 0 | 69.1806 | 13.1744 | 780.7467 | 0 | 933.5005 | 2561.4749 | 3667.9373 | 0 | 0 | 0 | 0 | 0 | 0 | 0 | 0 | 0 | 0 | 0 | 0 | 0 | 0 | 0 | 0 | 0 | 0 | 171855.3508 | 0 | 0 | 79.0828 | 0 | 0 | 18724.0954 | 0 | 0 | 0 | 190658.529 | 48581.6166 |  | 5475.288 | 54056.9045 | 67.5317 | 35.5576 | 487.2687 | 427.3725 | 1017.7305 | 0 | 0 | 119782.9775 | 0 | 0 | 0 | 0 | 0 | 0 | 119782.9775 | 248383.3708 | 315127.1743 | 3667.9373 | 363708.7908
A - Residential | A2 - Home Performance | A2a - Home Performance (Weatherization) | Air Sealing, Propane | EA2a006 | Envelope | 13 | 15 | 14963 | 14963 | 0 | 2.5009 | 2.3521 | 37.5141 | 35.282 | 2.3521 | 35.282 | 2.3267 | 1.357 | 16.6964 | 14.9019 | 3.946 | 0 | 0 | 1.297 | 1.297 | 0 | 0 | 0 | 0 | 0 | 0 | 0 | 0 | 131.4902 | 1972.3532 | 131.4902 | 1972.3532 | 0 | 0 | 0 | 0 | 9.0759 | 136.1389 | 9.0759 | 136.1389 | 0 | 0 | 0 | 0 | 140.5661 | 2108.4921 | 0 | 0 | 0 | 172.9873 | 93.161 | 860.3373 | 732.5482 | 1859.0338 | 11.7296 | 5.8429 | 47.9765 | 25.4642 | 62.5146 | 153.5279 | 2012.5617 | 1391.2389 | 0 | 125.8338 | 23.9631 | 1420.1124 | 0 | 1697.9586 | 4659.1067 | 6671.6683 | 0 | 0 | 0 | 0 | 0 | 0 | 0 | 0 | 0 | 0 | 0 | 0 | 0 | 0 | 0 | 0 | 0 | 0 | 0 | 0 | 0 | 0 | 0 | 106590.3494 | 3718.9298 | 0 | 0 | 0 | 110309.2792 | 29245.2369 |  | 1516.9263 | 30762.1632 | 122.8344 | 64.6763 | 886.3006 | 777.3545 | 1851.1659 | 0 | 0 | 0 | 0 | 0 | 0 | 0 | 0 | 32610.7506 | 32610.7506 | 147743.1107 | 151442.864 | 6671.6683 | 180688.1009
A - Residential | A2 - Home Performance | A2a - Home Performance (Weatherization) | Air Sealing, Wood Pellets | EA2a007 | Envelope | 2 | 15 | 1222 | 1222 | 0 | 0.00384 | 0.0036115 | 0.0576 | 0.054173 | 0.0036115 | 0.054173 | 0.0035725 | 0.0020836 | 0.025636 | 0.022881 | 0.0060587 | 0 | 0 | 0.0019915 | 0.0019915 | 0 | 0 | 0 | 0 | 5.483 | 82.2452 | 5.483 | 82.2452 | 0 | 0 | 0 | 0 | 0 | 0 | 0 | 0 | 0 | 0 | 0 | 0 | 15.5636 | 233.4539 | 15.5636 | 233.4539 | 21.0466 | 315.6991 | 0 | 0 | 0 | 0.26561 | 0.14304 | 1.321 | 1.1248 | 2.8544 | 0.01801 | 0.0089713 | 0.073664 | 0.039098 | 0.095986 | 0.23573 | 3.0901 | 2.1361 | 0 | 0.19321 | 0.036794 | 2.1805 | 0 | 2.6071 | 7.1537 | 10.2438 | 0 | 0 | 0 | 0 | 0 | 0 | 0 | 0 | 0 | 0 | 0 | 0 | 0 | 0 | 0 | 0 | 0 | 0 | 2340.8541 | 0 | 0 | 1.0772 | 0 | 0 | 0 | 6672.3213 | 0 | 0 | 9014.2526 | 2256.1241 |  | 74.5793 | 2330.7034 | 0.1886 | 0.099306 | 1.3608 | 1.1936 | 2.8423 | 0 | 0 | 1631.5725 | 0 | 0 | 0 | 0 | 0 | 0 | 1631.5725 | 11355.1998 | 10658.9113 | 10.2438 | 12915.0354
A - Residential | A2 - Home Performance | A2a - Home Performance (Weatherization) | Duct Sealing, Cord Wood | EA2a070 | HVAC | [22 empty] | 0 |  |  |  | 0 |  |  |  | 0 |  |  |  | 0 | [9 empty] | 0 | 0
A - Residential | A2 - Home Performance | A2a - Home Performance (Weatherization) | Duct Sealing, Electric | EA2a071 | HVAC | [22 empty] | 0 |  |  |  | 0 |  |  |  | 0 |  |  |  | 0 | [9 empty] | 0 | 0
A - Residential | A2 - Home Performance | A2a - Home Performance (Weatherization) | Duct Sealing, Gas | EA2a072 | HVAC | [22 empty] | 0 |  |  |  | 0 |  |  |  | 0 |  |  |  | 0 | [9 empty] | 0 | 0
A - Residential | A2 - Home Performance | A2a - Home Performance (Weatherization) | Duct Sealing, Kerosene | EA2a073 | HVAC | [22 empty] | 0 |  |  |  | 0 |  |  |  | 0 |  |  |  | 0 | [9 empty] | 0 | 0
A - Residential | A2 - Home Performance | A2a - Home Performance (Weatherization) | Duct Sealing, Oil | EA2a074 | HVAC | [22 empty] | 0 |  |  |  | 0 |  |  |  | 0 |  |  |  | 0 | [9 empty] | 0 | 0
A - Residential | A2 - Home Performance | A2a - Home Performance (Weatherization) | Duct Sealing, Propane | EA2a075 | HVAC | 2 | 20 | 230 | 172.5 | 57.5 | 0.30844 | 0.29314 | 6.1688 | 5.8628 | 0.29314 | 5.8628 | 0.38663 | 0.2255 | 2.7744 | 2.4762 | 0.48665 | 0 | 0 | 0.16165 | 0.16165 | 0 | 0 | 0 | 0 | 0 | 0 | 0 | 0 | 18.0802 | 361.6034 | 18.0802 | 361.6034 | 0 | 0 | 0 | 0 | 0 | 0 | 0 | 0 | 0 | 0 | 0 | 0 | 18.0802 | 361.6034 | 0 | 0 | 0 | 27.4098 | 14.5631 | 141.8586 | 119.3842 | 303.2158 | 1.4618 | 0.72819 | 5.9792 | 3.1736 | 7.7911 | 19.1338 | 322.3496 | 243.2519 | 0 | 15.6824 | 2.9865 | 224.0624 | 0 | 267.9004 | 753.8836 | 1076.2332 | 0 | 0 | 0 | 0 | 0 | 0 | 0 | 0 | 0 | 0 | 0 | 0 | 0 | 0 | 0 | 0 | 0 | 0 | 0 | 0 | 0 | 0 | 0 | 18658.9508 | 0 | 0 | 0 | 0 | 18658.9508 | 4933.796 |  | 295.8918 | 5229.6878 | 18.2685 | 9.6423 | 132.7741 | 115.4708 | 276.1557 | 0 | 0 | 0 | 0 | 0 | 0 | 0 | 0 | 5870.551 | 5870.551 | 24964.8718 | 25881.8907 | 1076.2332 | 30815.6867
A - Residential | A2 - Home Performance | A2a - Home Performance (Weatherization) | Duct Sealing, Wood Pellets | EA2a076 | HVAC | [22 empty] | 0 |  |  |  | 0 |  |  |  | 0 |  |  |  | 0 | [9 empty] | 0 | 0
A - Residential | A2 - Home Performance | A2a - Home Performance (Weatherization) | Faucet Aerator, Electric | EA2a009 | Hot Water | 60 | 7 | 3000 | 3000 | 0 | 2.8118 | 2.7837 | 19.6825 | 19.4856 | 2.7837 | 19.4856 | 8.0896 | 6.1167 | 2.9654 | 2.314 | 0.67749 | 0.54742 | 0.54742 | 0.21138 | 0.21138 | 0 | 0 | 0 | 0 | 0 | 0 | 0 | 0 | 0 | 0 | 0 | 0 | 0 | 0 | 0 | 0 | 0 | 0 | 0 | 0 | 0 | 0 | 0 | 0 | 0 | 0 | 34808.4 | 0 | 243658.8 | 651.2003 | 469.966 | 149.5593 | 114.593 | 1385.3187 | 63.5346 | 41.6901 | 12.5138 | 5.8908 | 68.0888 | 191.7182 | 1577.0369 | 95.0652 | 0 | 18.8461 | 3.9053 | 117.5894 | 0 | 140.5958 | 376.0018 | 1953.0386 | 0 | 0 | 0 | 0 | 0 | 0 | 0 | 0 | 0 | 0 | 0 | 0 | 0 | 0 | 0 | 0 | 0 | 0 | 0 | 0 | 0 | 0 | 0 | 0 | 0 | 0 | 5187.0832 | 0 | 5187.0832 | 488.2597 |  | 0 | 488.2597 | 510.5884 | 356.2489 | 180.0324 | 138.9505 | 1185.8201 | 0 | 0 | 0 | 0 | 0 | 0 | 0 | 0 | 0 | 0 | 7628.3815 | 8325.942 | 1953.0386 | 8814.2016
A - Residential | A2 - Home Performance | A2a - Home Performance (Weatherization) | Faucet Aerator, Gas | EA2a010 | Hot Water | [22 empty] | 0 |  |  |  | 0 |  |  |  | 0 |  |  |  | 0 | [9 empty] | 0 | 0
A - Residential | A2 - Home Performance | A2a - Home Performance (Weatherization) | Faucet Aerator, Kerosene | EA2a011 | Hot Water | [22 empty] | 0 |  |  |  | 0 |  |  |  | 0 |  |  |  | 0 | [9 empty] | 0 | 0
A - Residential | A2 - Home Performance | A2a - Home Performance (Weatherization) | Faucet Aerator, Oil | EA2a012 | Hot Water | 5 | 7 | 250 | 250 | 0 | 0 | 0 | 0 | 0 | 0 | 0 | 0 | 0 | 0 | 0 | 0 | 0 | 0 | 0 | 0 | 0 | 0 | 0 | 0 | 0.7722 | 5.4054 | 0.7722 | 5.4054 | 0 | 0 | 0 | 0 | 0 | 0 | 0 | 0 | 0 | 0 | 0 | 0 | 0 | 0 | 0 | 0 | 0.7722 | 5.4054 | 2900.7 | 0 | 20304.9 | 0 | 0 | 0 | 0 | 0 | 0 | 0 | 0 | 0 | 0 | 0 | 0 | 0 | 0 | 0 | 0 | 0 | 0 | 0 | 0 | 0 | 0 | 0 | 0 | 0 | 0 | 0 | 0 | 0 | 0 | 0 | 0 | 0 | 0 | 0 | 0 | 0 | 0 | 0 | 165.4581 | 0 | 0 | 0.081255 | 0 | 0 | 0 | 0 | 432.2569 | 0 | 597.7963 | 41.3848 |  | 4.4492 | 45.8341 | 0 | 0 | 0 | 0 | 0 | 0 | 0 | 110.3382 | 0 | 0 | 0 | 0 | 0 | 0 | 110.3382 | 643.6303 | 708.1345 | 0 | 749.5193
A - Residential | A2 - Home Performance | A2a - Home Performance (Weatherization) | Faucet Aerator, Propane | EA2a013 | Hot Water | [22 empty] | 0 |  |  |  | 0 |  |  |  | 0 |  |  |  | 0 | [9 empty] | 0 | 0
A - Residential | A2 - Home Performance | A2a - Home Performance (Weatherization) | Tank Wrap, Electric | EA2a077 | Hot Water | 2 | 7 | 200 | 200 | 0 | 0 | 0 | 0 | 0 | 0 | 0 | 0 | 0 | 0 | 0 | 0 | 0 | 0 | 0 | 0 | 0 | 0 | 0 | 0 | 0 | 0 | 0 | 0 | 0 | 0 | 0 | 0 | 0 | 0 | 0 | 0 | 0 | 0 | 0 | 0 | 0 | 0 | 0 | 0 | 0 | 0 | 0 | 0 | 0 | 0 | 0 | 0 | 0 | 0 | 0 | 0 | 0 | 0 | 0 | 0 | 0 | 0 | 0 | 0 | 0 | 0 | 0 | 0 | 0 | 0 | 0 | 0 | 0 | 0 | 0 | 0 | 0 | 0 | 0 | 0 | 0 | 0 | 0 | 0 | 0 | 0 | 0 | 0 | 0 | 0 | 0 | 0 | 0 | 0 | 0 | 0 | 0 | 0 | 0 | 0 |  | 0 | 0 | 0 | 0 | 0 | 0 | 0 | 0 | 0 | 0 | 0 | 0 | 0 | 0 | 0 | 0 | 0 | 0 | 0 | 0 | 0
A - Residential | A2 - Home Performance | A2a - Home Performance (Weatherization) | Tank Wrap, Gas | EA2a078 | Hot Water | [22 empty] | 0 |  |  |  | 0 |  |  |  | 0 |  |  |  | 0 | [9 empty] | 0 | 0
A - Residential | A2 - Home Performance | A2a - Home Performance (Weatherization) | Tank Wrap, Kerosene | EA2a079 | Hot Water | [22 empty] | 0 |  |  |  | 0 |  |  |  | 0 |  |  |  | 0 | [9 empty] | 0 | 0
A - Residential | A2 - Home Performance | A2a - Home Performance (Weatherization) | Tank Wrap, Oil | EA2a080 | Hot Water | 1 | 7 | 100 | 100 | 0 | 0 | 0 | 0 | 0 | 0 | 0 | 0 | 0 | 0 | 0 | 0 | 0 | 0 | 0 | 0 | 0 | 0 | 0 | 0 | 0.29344 | 2.0541 | 0.29344 | 2.0541 | 0 | 0 | 0 | 0 | 0 | 0 | 0 | 0 | 0 | 0 | 0 | 0 | 0 | 0 | 0 | 0 | 0.29344 | 2.0541 | 0 | 0 | 0 | 0 | 0 | 0 | 0 | 0 | 0 | 0 | 0 | 0 | 0 | 0 | 0 | 0 | 0 | 0 | 0 | 0 | 0 | 0 | 0 | 0 | 0 | 0 | 0 | 0 | 0 | 0 | 0 | 0 | 0 | 0 | 0 | 0 | 0 | 0 | 0 | 0 | 0 | 0 | 62.8741 | 0 | 0 | 0.030877 | 0 | 0 | 0 | 0 | 0 | 0 | 62.9049 | 15.7262 |  | 1.6907 | 17.4169 | 0 | 0 | 0 | 0 | 0 | 0 | 0 | 41.9285 | 0 | 0 | 0 | 0 | 0 | 0 | 41.9285 | 80.3219 | 104.8335 | 0 | 120.5597
A - Residential | A2 - Home Performance | A2a - Home Performance (Weatherization) | Tank Wrap, Propane | EA2a081 | Hot Water | [22 empty] | 0 |  |  |  | 0 |  |  |  | 0 |  |  |  | 0 | [9 empty] | 0 | 0
A - Residential | A2 - Home Performance | A2a - Home Performance (Weatherization) | Hand Held Showerhead, Electric | EA2a016 | Hot Water | 29 | 15 | 1450 | 1450 | 0 | 4.2116 | 4.1694 | 63.1733 | 62.5416 | 4.1694 | 62.5416 | 25.9645 | 19.6323 | 9.5178 | 7.427 | 1.4355 | 1.1599 | 1.1599 | 0.44788 | 0.44788 | 0 | 0 | 0 | 0 | 0 | 0 | 0 | 0 | 0 | 0 | 0 | 0 | 0 | 0 | 0 | 0 | 0 | 0 | 0 | 0 | 0 | 0 | 0 | 0 | 0 | 0 | 35772.66 | 0 | 536589.9 | 1930.4129 | 1347.7644 | 490.4373 | 365.0955 | 4133.7101 | 130.8939 | 84.5295 | 27.3491 | 12.6911 | 110.8146 | 366.2783 | 4499.9884 | 480.4039 | 0 | 43.4512 | 8.2746 | 490.3741 | 0 | 586.3163 | 1608.8202 | 6108.8086 | 0 | 0 | 0 | 0 | 0 | 0 | 0 | 0 | 0 | 0 | 0 | 0 | 0 | 0 | 0 | 0 | 0 | 0 | 0 | 0 | 0 | 0 | 0 | 0 | 0 | 0 | 10491.8513 | 0 | 10491.8513 | 1527.2021 |  | 0 | 1527.2021 | 1370.7429 | 935.6755 | 505.2378 | 387.4265 | 3199.0828 | 0 | 0 | 0 | 0 | 0 | 0 | 0 | 0 | 0 | 0 | 18127.862 | 19799.7427 | 6108.8086 | 21326.9448
A - Residential | A2 - Home Performance | A2a - Home Performance (Weatherization) | Hand Held Showerhead, Gas | EA2a017 | Hot Water | [22 empty] | 0 |  |  |  | 0 |  |  |  | 0 |  |  |  | 0 | [9 empty] | 0 | 0
A - Residential | A2 - Home Performance | A2a - Home Performance (Weatherization) | Hand Held Showerhead, Kerosene | EA2a018 | Hot Water | [22 empty] | 0 |  |  |  | 0 |  |  |  | 0 |  |  |  | 0 | [9 empty] | 0 | 0
A - Residential | A2 - Home Performance | A2a - Home Performance (Weatherization) | Hand Held Showerhead, Oil | EA2a019 | Hot Water | 2 | 15 | 100 | 100 | 0 | 0 | 0 | 0 | 0 | 0 | 0 | 0 | 0 | 0 | 0 | 0 | 0 | 0 | 0 | 0 | 0 | 0 | 0 | 0 | 1.2533 | 18.8001 | 1.2533 | 18.8001 | 0 | 0 | 0 | 0 | 0 | 0 | 0 | 0 | 0 | 0 | 0 | 0 | 0 | 0 | 0 | 0 | 1.2533 | 18.8001 | 2467.08 | 0 | 37006.2 | 0 | 0 | 0 | 0 | 0 | 0 | 0 | 0 | 0 | 0 | 0 | 0 | 0 | 0 | 0 | 0 | 0 | 0 | 0 | 0 | 0 | 0 | 0 | 0 | 0 | 0 | 0 | 0 | 0 | 0 | 0 | 0 | 0 | 0 | 0 | 0 | 0 | 0 | 0 | 535.0862 | 0 | 0 | 0.24623 | 0 | 0 | 0 | 0 | 723.576 | 0 | 1258.9084 | 133.8331 |  | 17.0478 | 150.8809 | 0 | 0 | 0 | 0 | 0 | 0 | 0 | 372.9544 | 0 | 0 | 0 | 0 | 0 | 0 | 372.9544 | 1409.7892 | 1631.8628 | 0 | 1765.6959
A - Residential | A2 - Home Performance | A2a - Home Performance (Weatherization) | Hand Held Showerhead, Propane | EA2a020 | Hot Water | 2 | 15 | 100 | 100 | 0 | 0 | 0 | 0 | 0 | 0 | 0 | 0 | 0 | 0 | 0 | 0 | 0 | 0 | 0 | 0 | 0 | 0 | 0 | 0 | 0 | 0 | 0 | 0 | 1.2533 | 18.8001 | 1.2533 | 18.8001 | 0 | 0 | 0 | 0 | 0 | 0 | 0 | 0 | 0 | 0 | 0 | 0 | 1.2533 | 18.8001 | 2467.08 | 0 | 37006.2 | 0 | 0 | 0 | 0 | 0 | 0 | 0 | 0 | 0 | 0 | 0 | 0 | 0 | 0 | 0 | 0 | 0 | 0 | 0 | 0 | 0 | 0 | 0 | 0 | 0 | 0 | 0 | 0 | 0 | 0 | 0 | 0 | 0 | 0 | 0 | 0 | 0 | 0 | 0 | 0 | 0 | 0 | 0 | 0 | 1015.9992 | 0 | 0 | 723.576 | 0 | 1739.5751 | 253.9998 |  | 14.4591 | 268.4588 | 0 | 0 | 0 | 0 | 0 | 0 | 0 | 0 | 0 | 0 | 0 | 0 | 0 | 310.8395 | 310.8395 | 2008.034 | 2050.4146 | 0 | 2304.4144
A - Residential | A2 - Home Performance | A2a - Home Performance (Weatherization) | [Open Measure - To Be Assigned] | EA2a021 | [23 empty] | 0 |  |  |  | 0 |  |  |  | 0 |  |  |  | 0 | [9 empty] | 0 | 0
A - Residential | A2 - Home Performance | A2a - Home Performance (Weatherization) | Insulation, Cord Wood | EA2a022 | Envelope | 1 | 25 | 7300 | 3650 | 3650 | 0.05766 | 0.054229 | 1.4415 | 1.3557 | 0.054229 | 1.3557 | 0.089406 | 0.052145 | 0.64157 | 0.57261 | 0.090976 | 0 | 0 | 0.029904 | 0.029904 | 0 | 0 | 0 | 0 | 3.7462 | 93.654 | 3.7462 | 93.654 | 0 | 0 | 0 | 0 | 0 | 0 | 0 | 0 | 4.5635 | 114.0876 | 4.5635 | 114.0876 | 0 | 0 | 0 | 0 | 8.3097 | 207.7416 | 0 | 0 | 0 | 6.0545 | 3.1368 | 32.3857 | 27.0529 | 68.63 | 0.27043 | 0.13471 | 1.1061 | 0.58709 | 1.4413 | 3.5396 | 72.1696 | 52.7589 | 0 | 2.9011 | 0.55248 | 49.2456 | 0 | 58.8806 | 164.3388 | 236.5084 | 0 | 0 | 0 | 0 | 0 | 0 | 0 | 0 | 0 | 0 | 0 | 0 | 0 | 0 | 0 | 0 | 0 | 0 | 2430.89 | 0 | 0 | 1.0615 | 0 | 0 | 2842.1679 | 0 | 0 | 0 | 5274.1194 | 1377.6569 |  | 95.5881 | 1473.245 | 3.8564 | 2.0307 | 27.6532 | 24.0559 | 57.5962 | 0 | 0 | 1790.5989 | 0 | 0 | 0 | 0 | 0 | 0 | 1790.5989 | 6983.8728 | 7358.8228 | 236.5084 | 8736.4798
A - Residential | A2 - Home Performance | A2a - Home Performance (Weatherization) | Insulation, Electric | EA2a023 | Envelope | 3.2145 | 25 | 18001.4134 | 9000.7067 | 9000.7067 | 5.1786 | 4.8705 | 129.4655 | 121.7623 | 4.8705 | 121.7623 | 30.9365 | 36.1168 | 28.3066 | 26.4024 | 4.0154 | 0.76674 | 0.76674 | 1.2817 | 1.2817 | 0 | 0 | 0 | 0 | 0.98527 | 24.6317 | 0.98527 | 24.6317 | 0 | 0 | 0 | 0 | 0 | 0 | 0 | 0 | 0 | 0 | 0 | 0 | 0 | 0 | 0 | 0 | 0.98527 | 24.6317 | 0 | 0 | 0 | 2095.0108 | 2172.6344 | 1428.8896 | 1247.3739 | 6943.9086 | 93.5753 | 93.3037 | 48.8029 | 27.0697 | 129.4472 | 392.1987 | 7336.1074 | 2261.3212 | 0 | 124.3468 | 23.68 | 2110.7355 | 0 | 2523.7027 | 7043.7863 | 14379.8936 | 0 | 0 | 0 | 0 | 0 | 0 | 0 | 0 | 0 | 0 | 0 | 0 | 0 | 0 | 0 | 0 | 0 | 0 | 639.3427 | 0 | 0 | 0.27918 | 0 | 0 | 0 | 0 | 0 | 0 | 639.6219 | 3754.8789 |  | 25.1404 | 3780.0193 | 1334.402 | 1406.524 | 1220.0884 | 1109.1841 | 5070.1985 | 0 | 0 | 470.9412 | 0 | 0 | 0 | 0 | 0 | 0 | 470.9412 | 18799.5348 | 20560.6552 | 14379.8936 | 24315.5341
A - Residential | A2 - Home Performance | A2a - Home Performance (Weatherization) | Insulation, Gas | EA2a024 | Envelope | [22 empty] | 0 |  |  |  | 0 |  |  |  | 0 |  |  |  | 0 | [9 empty] | 0 | 0
A - Residential | A2 - Home Performance | A2a - Home Performance (Weatherization) | Insulation, Kerosene | EA2a025 | Envelope | 1 | 25 | 5600 | 2800 | 2800 | 0 | 0 | 0 | 0 | 0 | 0 | 0 | 0 | 0 | 0 | 0 | 0 | 0 | 0 | 0 | 0 | 0 | 0 | 0 | 0 | 0 | 0 | 0 | 0 | 0 | 0 | 0 | 3.1587 | 78.9673 | 3.1587 | 78.9673 | 0 | 0 | 0 | 0 | 0 | 0 | 0 | 0 | 3.1587 | 78.9673 | 0 | 0 | 0 | 0 | 0 | 0 | 0 | 0 | 0 | 0 | 0 | 0 | 0 | 0 | 0 | 0 | 0 | 0 | 0 | 0 | 0 | 0 | 0 | 0 | 0 | 0 | 0 | 0 | 0 | 0 | 0 | 0 | 0 | 0 | 0 | 0 | 0 | 0 | 0 | 0 | 0 | 0 | 0 | 0 | 0 | 0 | 2576.5623 | 0 | 0 | 0 | 0 | 0 | 2576.5623 | 644.1406 |  | 79.5626 | 723.7032 | 0 | 0 | 0 | 0 | 0 | 0 | 0 | 0 | 0 | 0 | 0 | 0 | 1532.4924 | 0 | 1532.4924 | 3300.2655 | 4109.0546 | 0 | 4753.1952
A - Residential | A2 - Home Performance | A2a - Home Performance (Weatherization) | Insulation, Oil | EA2a026 | Envelope | 40.9703 | 25 | 254015.6434 | 127007.8217 | 127007.8217 | 4.948 | 4.6536 | 123.6995 | 116.3394 | 4.6536 | 116.3394 | 7.6722 | 4.4747 | 55.0549 | 49.1376 | 7.8069 | 0 | 0 | 2.5661 | 2.5661 | 0 | 0 | 0 | 0 | 599.2742 | 14981.8549 | 599.2742 | 14981.8549 | 0 | 0 | 0 | 0 | 0 | 0 | 0 | 0 | 57.5554 | 1438.886 | 57.5554 | 1438.886 | 0 | 0 | 0 | 0 | 656.8296 | 16420.7409 | 0 | 0 | 0 | 519.557 | 269.1788 | 2779.1135 | 2321.4945 | 5889.3439 | 23.2064 | 11.5599 | 94.919 | 50.3796 | 123.6819 | 303.7469 | 6193.0907 | 4527.4047 | 0 | 248.9555 | 47.4098 | 4225.9161 | 0 | 5052.7203 | 14102.4065 | 20295.4972 | 0 | 0 | 0 | 0 | 0 | 0 | 0 | 0 | 0 | 0 | 0 | 0 | 0 | 0 | 0 | 0 | 0 | 0 | 388870.1178 | 0 | 0 | 169.8049 | 0 | 0 | 35845.7487 | 0 | 0 | 0 | 424885.6714 | 111295.2921 |  | 15291.2533 | 126586.5454 | 330.9281 | 174.2615 | 2373.0064 | 2064.3087 | 4942.5046 | 0 | 0 | 286442.572 | 0 | 0 | 0 | 0 | 0 | 0 | 286442.572 | 571767.714 | 736566.2452 | 20295.4972 | 847861.5373
A - Residential | A2 - Home Performance | A2a - Home Performance (Weatherization) | Insulation, Propane | EA2a027 | Envelope | 13 | 25 | 87100 | 43550 | 43550 | 3.3002 | 3.1038 | 82.5045 | 77.5955 | 3.1038 | 77.5955 | 5.1171 | 2.9845 | 36.7203 | 32.7736 | 5.207 | 0 | 0 | 1.7115 | 1.7115 | 0 | 0 | 0 | 0 | 0 | 0 | 0 | 0 | 124.1852 | 3104.6301 | 124.1852 | 3104.6301 | 0 | 0 | 0 | 0 | 15.9382 | 398.4552 | 15.9382 | 398.4552 | 0 | 0 | 0 | 0 | 140.1234 | 3503.0853 | 0 | 0 | 0 | 346.5317 | 179.5357 | 1853.6002 | 1548.3796 | 3928.0472 | 15.4781 | 7.7102 | 63.3086 | 33.602 | 82.4928 | 202.5917 | 4130.6389 | 3019.6674 | 0 | 166.0472 | 31.6212 | 2818.5819 | 0 | 3370.0399 | 9405.9576 | 13536.5965 | 0 | 0 | 0 | 0 | 0 | 0 | 0 | 0 | 0 | 0 | 0 | 0 | 0 | 0 | 0 | 0 | 0 | 0 | 0 | 0 | 0 | 0 | 0 | 153009.5241 | 9926.3774 | 0 | 0 | 0 | 162935.9014 | 44118.1245 |  | 2687.5692 | 46805.6937 | 220.7209 | 116.2281 | 1582.7368 | 1376.843 | 3296.5288 | 0 | 0 | 0 | 0 | 0 | 0 | 0 | 0 | 49472.8781 | 49472.8781 | 223278.1916 | 229241.9048 | 13536.5965 | 273360.0293
A - Residential | A2 - Home Performance | A2a - Home Performance (Weatherization) | Insulation, Wood Pellets | EA2a028 | Envelope | 2 | 25 | 11600 | 5800 | 5800 | 0.08036 | 0.075579 | 2.009 | 1.8895 | 0.075579 | 1.8895 | 0.1246 | 0.072673 | 0.89415 | 0.79804 | 0.12679 | 0 | 0 | 0.041676 | 0.041676 | 0 | 0 | 0 | 0 | 10.2679 | 256.6971 | 10.2679 | 256.6971 | 0 | 0 | 0 | 0 | 0 | 0 | 0 | 0 | 0 | 0 | 0 | 0 | 25.0652 | 626.6304 | 25.0652 | 626.6304 | 35.3331 | 883.3275 | 0 | 0 | 0 | 8.4381 | 4.3717 | 45.1355 | 37.7033 | 95.6487 | 0.37689 | 0.18774 | 1.5416 | 0.81821 | 2.0087 | 4.9331 | 100.5818 | 73.5295 | 0 | 4.0433 | 0.76998 | 68.633 | 0 | 82.0611 | 229.0368 | 329.6187 | 0 | 0 | 0 | 0 | 0 | 0 | 0 | 0 | 0 | 0 | 0 | 0 | 0 | 0 | 0 | 0 | 0 | 0 | 6662.8486 | 0 | 0 | 2.9094 | 0 | 0 | 0 | 16332.8783 | 0 | 0 | 22998.6363 | 5832.0638 |  | 261.9983 | 6094.062 | 5.3746 | 2.8302 | 38.5399 | 33.5264 | 80.2711 | 0 | 0 | 4907.8687 | 0 | 0 | 0 | 0 | 0 | 0 | 4907.8687 | 29422.317 | 28316.3948 | 329.6187 | 34148.4586
A - Residential | A2 - Home Performance | A2a - Home Performance (Weatherization) | Duct Insulation, Cord Wood | EA2a063 | HVAC | [22 empty] | 0 |  |  |  | 0 |  |  |  | 0 |  |  |  | 0 | [9 empty] | 0 | 0
A - Residential | A2 - Home Performance | A2a - Home Performance (Weatherization) | Duct Insulation, Electric | EA2a064 | HVAC | [22 empty] | 0 |  |  |  | 0 |  |  |  | 0 |  |  |  | 0 | [9 empty] | 0 | 0
A - Residential | A2 - Home Performance | A2a - Home Performance (Weatherization) | Duct Insulation, Gas | EA2a065 | HVAC | [22 empty] | 0 |  |  |  | 0 |  |  |  | 0 |  |  |  | 0 | [9 empty] | 0 | 0
A - Residential | A2 - Home Performance | A2a - Home Performance (Weatherization) | Duct Insulation, Kerosene | EA2a066 | HVAC | [22 empty] | 0 |  |  |  | 0 |  |  |  | 0 |  |  |  | 0 | [9 empty] | 0 | 0
A - Residential | A2 - Home Performance | A2a - Home Performance (Weatherization) | Duct Insulation, Oil | EA2a067 | HVAC | [22 empty] | 0 |  |  |  | 0 |  |  |  | 0 |  |  |  | 0 | [9 empty] | 0 | 0
A - Residential | A2 - Home Performance | A2a - Home Performance (Weatherization) | Duct Insulation, Propane | EA2a068 | HVAC | [22 empty] | 0 |  |  |  | 0 |  |  |  | 0 |  |  |  | 0 | [9 empty] | 0 | 0
A - Residential | A2 - Home Performance | A2a - Home Performance (Weatherization) | Duct Insulation, Wood Pellets | EA2a069 | HVAC | [22 empty] | 0 |  |  |  | 0 |  |  |  | 0 |  |  |  | 0 | [9 empty] | 0 | 0
A - Residential | A2 - Home Performance | A2a - Home Performance (Weatherization) | Low Flow Showerhead, Electric | EA2a030 | Hot Water | 27 | 15 | 945 | 945 | 0 | 3.9211 | 3.8819 | 58.8165 | 58.2284 | 3.8819 | 58.2284 | 24.1739 | 18.2783 | 8.8614 | 6.9148 | 1.3365 | 1.0799 | 1.0799 | 0.41699 | 0.41699 | 0 | 0 | 0 | 0 | 0 | 0 | 0 | 0 | 0 | 0 | 0 | 0 | 0 | 0 | 0 | 0 | 0 | 0 | 0 | 0 | 0 | 0 | 0 | 0 | 0 | 0 | 33305.58 | 0 | 499583.7 | 1797.281 | 1254.8151 | 456.6141 | 339.9165 | 3848.6267 | 121.8667 | 78.6999 | 25.463 | 11.8159 | 103.1723 | 341.0177 | 4189.6444 | 447.2726 | 0 | 40.4546 | 7.704 | 456.5552 | 0 | 545.8807 | 1497.867 | 5687.5114 | 0 | 0 | 0 | 0 | 0 | 0 | 0 | 0 | 0 | 0 | 0 | 0 | 0 | 0 | 0 | 0 | 0 | 0 | 0 | 0 | 0 | 0 | 0 | 0 | 0 | 0 | 9768.2753 | 0 | 9768.2753 | 1421.8779 |  | 0 | 1421.8779 | 1276.2089 | 871.1461 | 470.3939 | 360.7075 | 2978.4564 | 0 | 0 | 0 | 0 | 0 | 0 | 0 | 0 | 0 | 0 | 16877.6646 | 18434.2432 | 5687.5114 | 19856.121
A - Residential | A2 - Home Performance | A2a - Home Performance (Weatherization) | Low Flow Showerhead, Gas | EA2a031 | Hot Water | [22 empty] | 0 |  |  |  | 0 |  |  |  | 0 |  |  |  | 0 | [9 empty] | 0 | 0
A - Residential | A2 - Home Performance | A2a - Home Performance (Weatherization) | Low Flow Showerhead, Kerosene | EA2a032 | Hot Water | [22 empty] | 0 |  |  |  | 0 |  |  |  | 0 |  |  |  | 0 | [9 empty] | 0 | 0
A - Residential | A2 - Home Performance | A2a - Home Performance (Weatherization) | Low Flow Showerhead, Oil | EA2a033 | Hot Water | [22 empty] | 0 |  |  |  | 0 |  |  |  | 0 |  |  |  | 0 | [9 empty] | 0 | 0
A - Residential | A2 - Home Performance | A2a - Home Performance (Weatherization) | Low Flow Showerhead, Propane | EA2a034 | Hot Water | 1 | 15 | 35 | 35 | 0 | 0 | 0 | 0 | 0 | 0 | 0 | 0 | 0 | 0 | 0 | 0 | 0 | 0 | 0 | 0 | 0 | 0 | 0 | 0 | 0 | 0 | 0 | 0 | 0.62667 | 9.4 | 0.62667 | 9.4 | 0 | 0 | 0 | 0 | 0 | 0 | 0 | 0 | 0 | 0 | 0 | 0 | 0.62667 | 9.4 | 1233.54 | 0 | 18503.1 | 0 | 0 | 0 | 0 | 0 | 0 | 0 | 0 | 0 | 0 | 0 | 0 | 0 | 0 | 0 | 0 | 0 | 0 | 0 | 0 | 0 | 0 | 0 | 0 | 0 | 0 | 0 | 0 | 0 | 0 | 0 | 0 | 0 | 0 | 0 | 0 | 0 | 0 | 0 | 0 | 0 | 0 | 0 | 0 | 507.9996 | 0 | 0 | 361.788 | 0 | 869.7876 | 126.9999 |  | 7.2295 | 134.2294 | 0 | 0 | 0 | 0 | 0 | 0 | 0 | 0 | 0 | 0 | 0 | 0 | 0 | 155.4198 | 155.4198 | 1004.017 | 1025.2073 | 0 | 1152.2072
A - Residential | A2 - Home Performance | A2a - Home Performance (Weatherization) | Advanced Power Strip, Tier I | EA2a035 | Process | [22 empty] | 0 |  |  |  | 0 |  |  |  | 0 |  |  |  | 0 | [9 empty] | 0 | 0
A - Residential | A2 - Home Performance | A2a - Home Performance (Weatherization) | Advanced Power Strip, Tier II | EA2a036 | Process | [22 empty] | 0 |  |  |  | 0 |  |  |  | 0 |  |  |  | 0 | [9 empty] | 0 | 0
A - Residential | A2 - Home Performance | A2a - Home Performance (Weatherization) | Pipe Insulation - Hot Water, Electric | EA2a037 | Hot Water | 3 | 15 | 450 | 450 | 0 | 3.689 | 3.6521 | 55.3351 | 54.7818 | 3.6521 | 54.7818 | 22.743 | 17.1964 | 8.3369 | 6.5055 | 0.88886 | 0.7182 | 0.7182 | 0.27732 | 0.27732 | 0 | 0 | 0 | 0 | 0 | 0 | 0 | 0 | 0 | 0 | 0 | 0 | 0 | 0 | 0 | 0 | 0 | 0 | 0 | 0 | 0 | 0 | 0 | 0 | 0 | 0 | 0 | 0 | 0 | 1690.899 | 1180.542 | 429.5869 | 319.7967 | 3620.8245 | 114.6534 | 74.0416 | 23.9558 | 11.1165 | 97.0654 | 320.8327 | 3941.6572 | 297.466 | 0 | 26.905 | 5.1236 | 303.6395 | 0 | 363.0468 | 996.1809 | 4937.8382 | 0 | 0 | 0 | 0 | 0 | 0 | 0 | 0 | 0 | 0 | 0 | 0 | 0 | 0 | 0 | 0 | 0 | 0 | 0 | 0 | 0 | 0 | 0 | 0 | 0 | 0 | 0 | 0 | 0 | 1234.4595 |  | 0 | 1234.4595 | 1200.6695 | 819.5826 | 442.551 | 339.357 | 2802.1601 | 0 | 0 | 0 | 0 | 0 | 0 | 0 | 0 | 0 | 0 | 6172.2977 | 7739.9982 | 4937.8382 | 8974.4578
A - Residential | A2 - Home Performance | A2a - Home Performance (Weatherization) | Pipe Insulation - Hot Water, Gas | EA2a038 | Hot Water | [22 empty] | 0 |  |  |  | 0 |  |  |  | 0 |  |  |  | 0 | [9 empty] | 0 | 0
A - Residential | A2 - Home Performance | A2a - Home Performance (Weatherization) | Pipe Insulation - Hot Water, Kerosene | EA2a039 | Hot Water | [22 empty] | 0 |  |  |  | 0 |  |  |  | 0 |  |  |  | 0 | [9 empty] | 0 | 0
A - Residential | A2 - Home Performance | A2a - Home Performance (Weatherization) | Pipe Insulation - Hot Water, Oil | EA2a040 | Hot Water | 4 | 15 | 1400 | 1050 | 350 | 0.14812 | 0.14664 | 2.2218 | 2.1996 | 0.14664 | 2.1996 | 0.90049 | 0.75213 | 0.29265 | 0.25431 | 0.052327 | 0.020879 | 0.020879 | 0.011198 | 0.011198 | 0 | 0 | 0 | 0 | 1.98 | 29.7 | 1.98 | 29.7 | 0 | 0 | 0 | 0 | 0 | 0 | 0 | 0 | 0 | 0 | 0 | 0 | 0 | 0 | 0 | 0 | 1.98 | 29.7 | 0 | 0 | 0 | 66.9496 | 51.6343 | 15.0795 | 12.5016 | 146.1651 | 4.5396 | 3.2384 | 0.84091 | 0.43457 | 3.8973 | 12.9508 | 159.1159 | 12.0113 | 0 | 1.0864 | 0.20689 | 12.2606 | 0 | 14.6594 | 40.2246 | 199.3405 | 0 | 0 | 0 | 0 | 0 | 0 | 0 | 0 | 0 | 0 | 0 | 0 | 0 | 0 | 0 | 0 | 0 | 0 | 845.3178 | 0 | 0 | 0.38899 | 0 | 0 | 0 | 0 | 0 | 0 | 845.7068 | 261.2618 |  | 26.9317 | 288.1935 | 47.5394 | 35.8467 | 15.5346 | 13.2663 | 112.187 | 0 | 0 | 589.1855 | 0 | 0 | 0 | 0 | 0 | 0 | 589.1855 | 1333.2409 | 1746.4199 | 199.3405 | 2007.6818
A - Residential | A2 - Home Performance | A2a - Home Performance (Weatherization) | Pipe Insulation - Hot Water, Propane | EA2a041 | Hot Water | 3 | 15 | 300 | 225 | 75 | 0.12411 | 0.12287 | 1.8616 | 1.843 | 0.12287 | 1.843 | 0.75452 | 0.63021 | 0.24521 | 0.21309 | 0.043845 | 0.017494 | 0.017494 | 0.0093829 | 0.0093829 | 0 | 0 | 0 | 0 | 0 | 0 | 0 | 0 | 1.485 | 22.275 | 1.485 | 22.275 | 0 | 0 | 0 | 0 | 0 | 0 | 0 | 0 | 0 | 0 | 0 | 0 | 1.485 | 22.275 | 0 | 0 | 0 | 56.0972 | 43.2645 | 12.6352 | 10.4751 | 122.472 | 3.8037 | 2.7135 | 0.7046 | 0.36413 | 3.2656 | 10.8515 | 133.3235 | 10.0643 | 0 | 0.91029 | 0.17335 | 10.2732 | 0 | 12.2831 | 33.7043 | 167.0278 | 0 | 0 | 0 | 0 | 0 | 0 | 0 | 0 | 0 | 0 | 0 | 0 | 0 | 0 | 0 | 0 | 0 | 0 | 0 | 0 | 0 | 0 | 0 | 1203.7905 | 0 | 0 | 0 | 0 | 1203.7905 | 342.7046 |  | 17.1316 | 359.8361 | 39.8334 | 30.036 | 13.0165 | 11.1158 | 94.0017 | 0 | 0 | 0 | 0 | 0 | 0 | 0 | 0 | 368.2933 | 368.2933 | 1730.6544 | 1833.1133 | 167.0278 | 2175.8178
A - Residential | A2 - Home Performance | A2a - Home Performance (Weatherization) | Hot Water Setback, Electric | EA2a042 | Hot Water | [22 empty] | 0 |  |  |  | 0 |  |  |  | 0 |  |  |  | 0 | [9 empty] | 0 | 0
A - Residential | A2 - Home Performance | A2a - Home Performance (Weatherization) | Hot Water Setback, Gas | EA2a059 | Hot Water | [22 empty] | 0 |  |  |  | 0 |  |  |  | 0 |  |  |  | 0 | [9 empty] | 0 | 0
A - Residential | A2 - Home Performance | A2a - Home Performance (Weatherization) | Hot Water Setback, Kerosene | EA2a060 | Hot Water | [22 empty] | 0 |  |  |  | 0 |  |  |  | 0 |  |  |  | 0 | [9 empty] | 0 | 0
A - Residential | A2 - Home Performance | A2a - Home Performance (Weatherization) | Hot Water Setback, Oil | EA2a061 | Hot Water | 1 | 2 | 15 | 15 | 0 | 0 | 0 | 0 | 0 | 0 | 0 | 0 | 0 | 0 | 0 | 0 | 0 | 0 | 0 | 0 | 0 | 0 | 0 | 0 | 0.46273 | 0.92545 | 0.46273 | 0.92545 | 0 | 0 | 0 | 0 | 0 | 0 | 0 | 0 | 0 | 0 | 0 | 0 | 0 | 0 | 0 | 0 | 0.46273 | 0.92545 | 0 | 0 | 0 | 0 | 0 | 0 | 0 | 0 | 0 | 0 | 0 | 0 | 0 | 0 | 0 | 0 | 0 | 0 | 0 | 0 | 0 | 0 | 0 | 0 | 0 | 0 | 0 | 0 | 0 | 0 | 0 | 0 | 0 | 0 | 0 | 0 | 0 | 0 | 0 | 0 | 0 | 0 | 29.6817 | 0 | 0 | 0.015335 | 0 | 0 | 0 | 0 | 0 | 0 | 29.697 | 7.4242 |  | 0.71819 | 8.1424 | 0 | 0 | 0 | 0 | 0 | 0 | 0 | 19.1867 | 0 | 0 | 0 | 0 | 0 | 0 | 19.1867 | 37.8394 | 48.8837 | 0 | 56.308
A - Residential | A2 - Home Performance | A2a - Home Performance (Weatherization) | Hot Water Setback, Propane | EA2a062 | Hot Water | [22 empty] | 0 |  |  |  | 0 |  |  |  | 0 |  |  |  | 0 | [9 empty] | 0 | 0
A - Residential | A2 - Home Performance | A2a - Home Performance (Weatherization) | DHW Heat Pump Water Heater | EA2a043 | Hot Water | [22 empty] | 0 |  |  |  | 0 |  |  |  | 0 |  |  |  | 0 | [9 empty] | 0 | 0
A - Residential | A2 - Home Performance | A2a - Home Performance (Weatherization) | Indirect Water Heater, Oil | EA2a082 | Hot Water | [22 empty] | 0 |  |  |  | 0 |  |  |  | 0 |  |  |  | 0 | [9 empty] | 0 | 0
A - Residential | A2 - Home Performance | A2a - Home Performance (Weatherization) | Indirect Water Heater, Propane | EA2a083 | Hot Water | [22 empty] | 0 |  |  |  | 0 |  |  |  | 0 |  |  |  | 0 | [9 empty] | 0 | 0
A - Residential | A2 - Home Performance | A2a - Home Performance (Weatherization) | Stand Alone Water Heater, Electric | EA2a008 | Hot Water | [22 empty] | 0 |  |  |  | 0 |  |  |  | 0 |  |  |  | 0 | [9 empty] | 0 | 0
A - Residential | A2 - Home Performance | A2a - Home Performance (Weatherization) | Stand Alone Water Heater, Gas | EA2a014 | Hot Water | [22 empty] | 0 |  |  |  | 0 |  |  |  | 0 |  |  |  | 0 | [9 empty] | 0 | 0
A - Residential | A2 - Home Performance | A2a - Home Performance (Weatherization) | Stand Alone Water Heater, Propane | EA2a015 | Hot Water | [22 empty] | 0 |  |  |  | 0 |  |  |  | 0 |  |  |  | 0 | [9 empty] | 0 | 0
A - Residential | A2 - Home Performance | A2a - Home Performance (Weatherization) | LED Bulb, General Service Lamps | EA2a044 | Lighting | [22 empty] | 0 |  |  |  | 0 |  |  |  | 0 |  |  |  | 0 | [9 empty] | 0 | 0
A - Residential | A2 - Home Performance | A2a - Home Performance (Weatherization) | LED Bulb, Linear | EA2a045 | Lighting | [22 empty] | 0 |  |  |  | 0 |  |  |  | 0 |  |  |  | 0 | [9 empty] | 0 | 0
A - Residential | A2 - Home Performance | A2a - Home Performance (Weatherization) | LED Bulb, Other Specialty | EA2a046 | Lighting | [22 empty] | 0 |  |  |  | 0 |  |  |  | 0 |  |  |  | 0 | [9 empty] | 0 | 0
A - Residential | A2 - Home Performance | A2a - Home Performance (Weatherization) | LED Bulb, Reflector | EA2a047 | Lighting | [22 empty] | 0 |  |  |  | 0 |  |  |  | 0 |  |  |  | 0 | [9 empty] | 0 | 0
A - Residential | A2 - Home Performance | A2a - Home Performance (Weatherization) | LED Fixture | EA2a048 | Lighting | [22 empty] | 0 |  |  |  | 0 |  |  |  | 0 |  |  |  | 0 | [9 empty] | 0 | 0
A - Residential | A2 - Home Performance | A2a - Home Performance (Weatherization) | Refrigerator | EA2a049 | Refrigeration | [22 empty] | 0 |  |  |  | 0 |  |  |  | 0 |  |  |  | 0 | [9 empty] | 0 | 0
A - Residential | A2 - Home Performance | A2a - Home Performance (Weatherization) | Freezer | EA2a053 | Refrigeration | [22 empty] | 0 |  |  |  | 0 |  |  |  | 0 |  |  |  | 0 | [9 empty] | 0 | 0
A - Residential | A2 - Home Performance | A2a - Home Performance (Weatherization) | Clothes Washer | EA2a054 | Hot Water | [22 empty] | 0 |  |  |  | 0 |  |  |  | 0 |  |  |  | 0 | [9 empty] | 0 | 0
A - Residential | A2 - Home Performance | A2a - Home Performance (Weatherization) | Clothes Dryer | EA2a055 | Envelope | [22 empty] | 0 |  |  |  | 0 |  |  |  | 0 |  |  |  | 0 | [9 empty] | 0 | 0
A - Residential | A2 - Home Performance | A2a - Home Performance (Weatherization) | Dehumidifier | EA2a056 | HVAC | [22 empty] | 0 |  |  |  | 0 |  |  |  | 0 |  |  |  | 0 | [9 empty] | 0 | 0
A - Residential | A2 - Home Performance | A2a - Home Performance (Weatherization) | Room Air Conditioner | EA2a057 | HVAC | [22 empty] | 0 |  |  |  | 0 |  |  |  | 0 |  |  |  | 0 | [9 empty] | 0 | 0
A - Residential | A2 - Home Performance | A2a - Home Performance (Weatherization) | Triple Pane Window | EA2a058 | Envelope | [22 empty] | 0 |  |  |  | 0 |  |  |  | 0 |  |  |  | 0 | [9 empty] | 0 | 0
A - Residential | A2 - Home Performance | A2a - Home Performance (Weatherization) | Window Insert, Cord Wood | EA2a084 | Envelope | [22 empty] | 0 |  |  |  | 0 |  |  |  | 0 |  |  |  | 0 | [9 empty] | 0 | 0
A - Residential | A2 - Home Performance | A2a - Home Performance (Weatherization) | Window Insert, Electric | EA2a085 | Envelope | [22 empty] | 0 |  |  |  | 0 |  |  |  | 0 |  |  |  | 0 | [9 empty] | 0 | 0
A - Residential | A2 - Home Performance | A2a - Home Performance (Weatherization) | Window Insert, Gas | EA2a086 | Envelope | [22 empty] | 0 |  |  |  | 0 |  |  |  | 0 |  |  |  | 0 | [9 empty] | 0 | 0
A - Residential | A2 - Home Performance | A2a - Home Performance (Weatherization) | Window Insert, Kerosene | EA2a087 | Envelope | [22 empty] | 0 |  |  |  | 0 |  |  |  | 0 |  |  |  | 0 | [9 empty] | 0 | 0
A - Residential | A2 - Home Performance | A2a - Home Performance (Weatherization) | Window Insert, Oil | EA2a088 | Envelope | [22 empty] | 0 |  |  |  | 0 |  |  |  | 0 |  |  |  | 0 | [9 empty] | 0 | 0
A - Residential | A2 - Home Performance | A2a - Home Performance (Weatherization) | Window Insert, Propane | EA2a089 | Envelope | [22 empty] | 0 |  |  |  | 0 |  |  |  | 0 |  |  |  | 0 | [9 empty] | 0 | 0
A - Residential | A2 - Home Performance | A2a - Home Performance (Weatherization) | Window Insert, Wood Pellets | EA2a090 | Envelope | [22 empty] | 0 |  |  |  | 0 |  |  |  | 0 |  |  |  | 0 | [9 empty] | 0 | 0
A - Residential | A2 - Home Performance | A2a - Home Performance (Weatherization) | Insulated Door, Cord Wood | EA2a105 | Envelope | [22 empty] | 0 |  |  |  | 0 |  |  |  | 0 |  |  |  | 0 | [9 empty] | 0 | 0
A - Residential | A2 - Home Performance | A2a - Home Performance (Weatherization) | Insulated Door, Electric | EA2a106 | Envelope | [22 empty] | 0 |  |  |  | 0 |  |  |  | 0 |  |  |  | 0 | [9 empty] | 0 | 0
A - Residential | A2 - Home Performance | A2a - Home Performance (Weatherization) | Insulated Door, Gas | EA2a107 | Envelope | [22 empty] | 0 |  |  |  | 0 |  |  |  | 0 |  |  |  | 0 | [9 empty] | 0 | 0
A - Residential | A2 - Home Performance | A2a - Home Performance (Weatherization) | Insulated Door, Kerosene | EA2a108 | Envelope | [22 empty] | 0 |  |  |  | 0 |  |  |  | 0 |  |  |  | 0 | [9 empty] | 0 | 0
A - Residential | A2 - Home Performance | A2a - Home Performance (Weatherization) | Insulated Door, Oil | EA2a109 | Envelope | [22 empty] | 0 |  |  |  | 0 |  |  |  | 0 |  |  |  | 0 | [9 empty] | 0 | 0
A - Residential | A2 - Home Performance | A2a - Home Performance (Weatherization) | Insulated Door, Propane | EA2a110 | Envelope | [22 empty] | 0 |  |  |  | 0 |  |  |  | 0 |  |  |  | 0 | [9 empty] | 0 | 0
A - Residential | A2 - Home Performance | A2a - Home Performance (Weatherization) | Insulated Door, Wood Pellets | EA2a111 | Envelope | [22 empty] | 0 |  |  |  | 0 |  |  |  | 0 |  |  |  | 0 | [9 empty] | 0 | 0
A - Residential | A2 - Home Performance | A2a - Home Performance (Weatherization) | Window Replacement, Cord Wood | EA2a112 | Envelope | [22 empty] | 0 |  |  |  | 0 |  |  |  | 0 |  |  |  | 0 | [9 empty] | 0 | 0
A - Residential | A2 - Home Performance | A2a - Home Performance (Weatherization) | Window Replacement, Electric | EA2a113 | Envelope | [22 empty] | 0 |  |  |  | 0 |  |  |  | 0 |  |  |  | 0 | [9 empty] | 0 | 0
A - Residential | A2 - Home Performance | A2a - Home Performance (Weatherization) | Window Replacement, Gas | EA2a114 | Envelope | [22 empty] | 0 |  |  |  | 0 |  |  |  | 0 |  |  |  | 0 | [9 empty] | 0 | 0
A - Residential | A2 - Home Performance | A2a - Home Performance (Weatherization) | Window Replacement, Kerosene | EA2a115 | Envelope | [22 empty] | 0 |  |  |  | 0 |  |  |  | 0 |  |  |  | 0 | [9 empty] | 0 | 0
A - Residential | A2 - Home Performance | A2a - Home Performance (Weatherization) | Window Replacement, Oil | EA2a116 | Envelope | [22 empty] | 0 |  |  |  | 0 |  |  |  | 0 |  |  |  | 0 | [9 empty] | 0 | 0
A - Residential | A2 - Home Performance | A2a - Home Performance (Weatherization) | Window Replacement, Propane | EA2a117 | Envelope | [22 empty] | 0 |  |  |  | 0 |  |  |  | 0 |  |  |  | 0 | [9 empty] | 0 | 0
A - Residential | A2 - Home Performance | A2a - Home Performance (Weatherization) | Window Replacement, Wood Pellets | EA2a118 | Envelope | [22 empty] | 0 |  |  |  | 0 |  |  |  | 0 |  |  |  | 0 | [9 empty] | 0 | 0
A - Residential | A2 - Home Performance | A2a - Home Performance (Weatherization) | Visual Audit Oil Savings | EA2a050 | Envelope | [22 empty] | 0 |  |  |  | 0 |  |  |  | 0 |  |  |  | 0 | [9 empty] | 0 | 0
A - Residential | A2 - Home Performance | A2a - Home Performance (Weatherization) | Visual Audit Propane Savings | EA2a051 | Envelope | [22 empty] | 0 |  |  |  | 0 |  |  |  | 0 |  |  |  | 0 | [9 empty] | 0 | 0
A - Residential | A2 - Home Performance | A2a - Home Performance (Weatherization) | Visual Audit Electric Savings | EA2a052 | Envelope | [22 empty] | 0 |  |  |  | 0 |  |  |  | 0 |  |  |  | 0 | [9 empty] | 0 | 0
A - Residential | A2 - Home Performance | A2a - Home Performance (Weatherization) | Health and Safety Measures | EA2NESM | Non-Energy Saving | [22 empty] | 0 |  |  |  | 0 |  |  |  | 0 |  |  |  | 0 | [9 empty] | 0 | 0
A - Residential | A2 - Home Performance | A2a - Home Performance (Weatherization) | Audit Fee | EA2AUD | Non-Energy Saving | 1 | 1 | 47482.0351 | 47482.0351 | 0 | 0 | 0 | 0 | 0 | 0 | 0 | 0 | 0 | 0 | 0 | 0 | 0 | 0 | 0 | 0 | 0 | 0 | 0 | 0 | 0 | 0 | 0 | 0 | 0 | 0 | 0 | 0 | 0 | 0 | 0 | 0 | 0 | 0 | 0 | 0 | 0 | 0 | 0 | 0 | 0 | 0 | 0 | 0 | 0 | 0 | 0 | 0 | 0 | 0 | 0 | 0 | 0 | 0 | 0 | 0 | 0 | 0 | 0 | 0 | 0 | 0 | 0 | 0 | 0 | 0 | 0 | 0 | 0 | 0 | 0 | 0 | 0 | 0 | 0 | 0 | 0 | 0 | 0 | 0 | 0 | 0 | 0 | 0 | 0 | 0 | 0 | 0 | 0 | 0 | 0 | 0 | 0 | 0 | 0 | 0 |  | 0 | 0 | 0 | 0 | 0 | 0 | 0 | 0 | 0 | 0 | 0 | 0 | 0 | 0 | 0 | 0 | 0 | 0 | 0 | 0 | 0
A - Residential | A2 - Home Performance | A2a - Home Performance (Weatherization) | Admin Fee |  | Non-Energy Saving | [22 empty] | 0 |  |  |  | 0 |  |  |  | 0 |  |  |  | 0 | [9 empty] | 0 | 0
A - Residential | A2 - Home Performance | A2a - Home Performance (Weatherization) | Contractor Fees |  | Non-Energy Saving | [22 empty] | 0 |  |  |  | 0 |  |  |  | 0 |  |  |  | 0 | [9 empty] | 0 | 0
A - Residential | A2 - Home Performance | A2c - Home Performance 3rd Party Financing (Loan buy-down) | 3rd Party Financing |  | Non-Energy Saving | 1 | 1 | 10000 | 10000 | 0 | 0 | 0 | 0 | 0 | 0 | 0 | 0 | 0 | 0 | 0 | 0 | 0 | 0 | 0 | 0 | 0 | 0 | 0 | 0 | 0 | 0 | 0 | 0 | 0 | 0 | 0 | 0 | 0 | 0 | 0 | 0 | 0 | 0 | 0 | 0 | 0 | 0 | 0 | 0 | 0 | 0 | 0 | 0 | 0 | 0 | 0 | 0 | 0 | 0 | 0 | 0 | 0 | 0 | 0 | 0 | 0 | 0 | 0 | 0 | 0 | 0 | 0 | 0 | 0 | 0 | 0 | 0 | 0 | 0 | 0 | 0 | 0 | 0 | 0 | 0 | 0 | 0 | 0 | 0 | 0 | 0 | 0 | 0 | 0 | 0 | 0 | 0 | 0 | 0 | 0 | 0 | 0 | 0 | 0 | 0 |  | 0 | 0 | 0 | 0 | 0 | 0 | 0 | 0 | 0 | 0 | 0 | 0 | 0 | 0 | 0 | 0 | 0 | 0 | 0 | 0 | 0
A - Residential | A2 - Home Performance | A2a - Home Performance (Weatherization) | [25 empty] | 0 |  |  |  | 0 |  |  |  | 0 |  |  |  | 0 | [9 empty] | 0 | 0
A - Residential | A2 - Home Performance | A2a - Home Performance (Weatherization) | [25 empty] | 0 |  |  |  | 0 |  |  |  | 0 |  |  |  | 0 | [9 empty] | 0 | 0
[28 empty] | 0 |  |  |  | 0 |  |  |  | 0 |  |  |  | 0 | [9 empty] | 0 | 0
A - Residential | A2 - Home Performance | A2a - Home Performance (Weatherization) | Air Sealing, Electric (Multifamily) | EA2a091 | Envelope | [22 empty] | 0 |  |  |  | 0 |  |  |  | 0 |  |  |  | 0 | [9 empty] | 0 | 0
A - Residential | A2 - Home Performance | A2a - Home Performance (Weatherization) | Air Sealing, Gas (Multifamily) | EA2a092 | Envelope | [22 empty] | 0 |  |  |  | 0 |  |  |  | 0 |  |  |  | 0 | [9 empty] | 0 | 0
A - Residential | A2 - Home Performance | A2a - Home Performance (Weatherization) | Air Sealing, Oil (Multifamily) | EA2a093 | Envelope | [22 empty] | 0 |  |  |  | 0 |  |  |  | 0 |  |  |  | 0 | [9 empty] | 0 | 0
A - Residential | A2 - Home Performance | A2a - Home Performance (Weatherization) | Air Sealing, Propane (Multifamily) | EA2a094 | Envelope | [22 empty] | 0 |  |  |  | 0 |  |  |  | 0 |  |  |  | 0 | [9 empty] | 0 | 0
A - Residential | A2 - Home Performance | A2a - Home Performance (Weatherization) | Insulation, Electric (Multifamily) | EA2a095 | Envelope | [22 empty] | 0 |  |  |  | 0 |  |  |  | 0 |  |  |  | 0 | [9 empty] | 0 | 0
A - Residential | A2 - Home Performance | A2a - Home Performance (Weatherization) | Insulation, Gas (Multifamily) | EA2a096 | Envelope | [22 empty] | 0 |  |  |  | 0 |  |  |  | 0 |  |  |  | 0 | [9 empty] | 0 | 0
A - Residential | A2 - Home Performance | A2a - Home Performance (Weatherization) | Insulation, Oil (Multifamily) | EA2a097 | Envelope | [22 empty] | 0 |  |  |  | 0 |  |  |  | 0 |  |  |  | 0 | [9 empty] | 0 | 0
A - Residential | A2 - Home Performance | A2a - Home Performance (Weatherization) | Insulation, Propane (Multifamily) | EA2a098 | Envelope | [22 empty] | 0 |  |  |  | 0 |  |  |  | 0 |  |  |  | 0 | [9 empty] | 0 | 0
A - Residential | A2 - Home Performance | A2a - Home Performance (Weatherization) | LED Bulb, General Service Lamps (Multifamily) | EA2a099 | Lighting | [22 empty] | 0 |  |  |  | 0 |  |  |  | 0 |  |  |  | 0 | [9 empty] | 0 | 0
A - Residential | A2 - Home Performance | A2a - Home Performance (Weatherization) | LED Bulb, Linear (Multifamily) | EA2a100 | Lighting | [22 empty] | 0 |  |  |  | 0 |  |  |  | 0 |  |  |  | 0 | [9 empty] | 0 | 0
A - Residential | A2 - Home Performance | A2a - Home Performance (Weatherization) | LED Bulb, Other Specialty (Multifamily) | EA2a101 | Lighting | [22 empty] | 0 |  |  |  | 0 |  |  |  | 0 |  |  |  | 0 | [9 empty] | 0 | 0
A - Residential | A2 - Home Performance | A2a - Home Performance (Weatherization) | LED Bulb, Reflector (Multifamily) | EA2a102 | Lighting | [22 empty] | 0 |  |  |  | 0 |  |  |  | 0 |  |  |  | 0 | [9 empty] | 0 | 0
A - Residential | A2 - Home Performance | A2a - Home Performance (Weatherization) | LED Fixture (Multifamily) | EA2a103 | Lighting | [22 empty] | 0 |  |  |  | 0 |  |  |  | 0 |  |  |  | 0 | [9 empty] | 0 | 0
A - Residential | A2 - Home Performance | A2a - Home Performance (Weatherization) | Refrigerator (Multifamily) | EA2a104 | Refrigeration | [22 empty] | 0 |  |  |  | 0 |  |  |  | 0 |  |  |  | 0 | [9 empty] | 0 | 0
A - Residential | A2 - Home Performance | A2a - Home Performance (Weatherization) | [25 empty] | 0 |  |  |  | 0 |  |  |  | 0 |  |  |  | 0 | [9 empty] | 0 | 0
[28 empty] | 0 |  |  |  | 0 |  |  |  | 0 |  |  |  | 0 | [9 empty] | 0 | 0
A - Residential | A2 - Home Performance | A2b - Home Performance (HVAC Systems) | Boiler Replacement, Gas | EA2b001 | HVAC | [22 empty] | 0 |  |  |  | 0 |  |  |  | 0 |  |  |  | 0 | [9 empty] | 0 | 0
A - Residential | A2 - Home Performance | A2b - Home Performance (HVAC Systems) | Boiler Replacement, Kerosene | EA2b002 | HVAC | [22 empty] | 0 |  |  |  | 0 |  |  |  | 0 |  |  |  | 0 | [9 empty] | 0 | 0
A - Residential | A2 - Home Performance | A2b - Home Performance (HVAC Systems) | Boiler Replacement, Oil | EA2b003 | HVAC | [22 empty] | 0 |  |  |  | 0 |  |  |  | 0 |  |  |  | 0 | [9 empty] | 0 | 0
A - Residential | A2 - Home Performance | A2b - Home Performance (HVAC Systems) | Boiler Replacement, Propane | EA2b004 | HVAC | [22 empty] | 0 |  |  |  | 0 |  |  |  | 0 |  |  |  | 0 | [9 empty] | 0 | 0
A - Residential | A2 - Home Performance | A2b - Home Performance (HVAC Systems) | Furnace Replacement, Gas | EA2b005 | HVAC | [22 empty] | 0 |  |  |  | 0 |  |  |  | 0 |  |  |  | 0 | [9 empty] | 0 | 0
A - Residential | A2 - Home Performance | A2b - Home Performance (HVAC Systems) | Furnace Replacement, Kerosene | EA2b006 | HVAC | [22 empty] | 0 |  |  |  | 0 |  |  |  | 0 |  |  |  | 0 | [9 empty] | 0 | 0
A - Residential | A2 - Home Performance | A2b - Home Performance (HVAC Systems) | Furnace Replacement, Oil | EA2b007 | HVAC | [22 empty] | 0 |  |  |  | 0 |  |  |  | 0 |  |  |  | 0 | [9 empty] | 0 | 0
A - Residential | A2 - Home Performance | A2b - Home Performance (HVAC Systems) | Furnace Replacement, Propane | EA2b008 | HVAC | [22 empty] | 0 |  |  |  | 0 |  |  |  | 0 |  |  |  | 0 | [9 empty] | 0 | 0
A - Residential | A2 - Home Performance | A2b - Home Performance (HVAC Systems) | Programmable Thermostat, Electric | EA2b009 | HVAC | [22 empty] | 0 |  |  |  | 0 |  |  |  | 0 |  |  |  | 0 | [9 empty] | 0 | 0
A - Residential | A2 - Home Performance | A2b - Home Performance (HVAC Systems) | Programmable Thermostat, Gas | EA2b010 | HVAC | [22 empty] | 0 |  |  |  | 0 |  |  |  | 0 |  |  |  | 0 | [9 empty] | 0 | 0
A - Residential | A2 - Home Performance | A2b - Home Performance (HVAC Systems) | Programmable Thermostat, Kerosene | EA2b011 | HVAC | [22 empty] | 0 |  |  |  | 0 |  |  |  | 0 |  |  |  | 0 | [9 empty] | 0 | 0
A - Residential | A2 - Home Performance | A2b - Home Performance (HVAC Systems) | Programmable Thermostat, Oil | EA2b012 | HVAC | 3 | 15 | 675 | 675 | 0 | 0 | 0 | 0 | 0 | 0 | 0 | 0 | 0 | 0 | 0 | 0 | 0 | 0 | 0 | 0 | 0 | 0 | 0 | 0 | 6.1479 | 92.2185 | 6.1479 | 92.2185 | 0 | 0 | 0 | 0 | 0 | 0 | 0 | 0 | 0 | 0 | 0 | 0 | 0 | 0 | 0 | 0 | 6.1479 | 92.2185 | 0 | 0 | 0 | 0 | 0 | 0 | 0 | 0 | 0 | 0 | 0 | 0 | 0 | 0 | 0 | 0 | 0 | 0 | 0 | 0 | 0 | 0 | 0 | 0 | 0 | 0 | 0 | 0 | 0 | 0 | 0 | 0 | 0 | 0 | 0 | 0 | 0 | 0 | 0 | 0 | 0 | 0 | 2624.7118 | 0 | 0 | 1.2078 | 0 | 0 | 0 | 0 | 0 | 0 | 2625.9196 | 656.4799 |  | 83.623 | 740.1029 | 0 | 0 | 0 | 0 | 0 | 0 | 0 | 1829.421 | 0 | 0 | 0 | 0 | 0 | 0 | 1829.421 | 3366.0225 | 4455.3407 | 0 | 5111.8206
A - Residential | A2 - Home Performance | A2b - Home Performance (HVAC Systems) | Programmable Thermostat, Propane | EA2b013 | HVAC | 2 | 15 | 450 | 450 | 0 | 0 | 0 | 0 | 0 | 0 | 0 | 0 | 0 | 0 | 0 | 0 | 0 | 0 | 0 | 0 | 0 | 0 | 0 | 0 | 0 | 0 | 0 | 0 | 4.0788 | 61.182 | 4.0788 | 61.182 | 0 | 0 | 0 | 0 | 0 | 0 | 0 | 0 | 0 | 0 | 0 | 0 | 4.0788 | 61.182 | 0 | 0 | 0 | 0 | 0 | 0 | 0 | 0 | 0 | 0 | 0 | 0 | 0 | 0 | 0 | 0 | 0 | 0 | 0 | 0 | 0 | 0 | 0 | 0 | 0 | 0 | 0 | 0 | 0 | 0 | 0 | 0 | 0 | 0 | 0 | 0 | 0 | 0 | 0 | 0 | 0 | 0 | 0 | 0 | 0 | 0 | 0 | 3306.4112 | 0 | 0 | 0 | 0 | 3306.4112 | 826.6028 |  | 47.0547 | 873.6575 | 0 | 0 | 0 | 0 | 0 | 0 | 0 | 0 | 0 | 0 | 0 | 0 | 0 | 1011.5789 | 1011.5789 | 4180.0687 | 4317.9901 | 0 | 5144.5929
A - Residential | A2 - Home Performance | A2b - Home Performance (HVAC Systems) | Programmable Thermostat, Wood Pellets | EA2b014 | HVAC | 2 | 15 | 450 | 450 | 0 | 0 | 0 | 0 | 0 | 0 | 0 | 0 | 0 | 0 | 0 | 0 | 0 | 0 | 0 | 0 | 0 | 0 | 0 | 0 | 0 | 0 | 0 | 0 | 0 | 0 | 0 | 0 | 0 | 0 | 0 | 0 | 0 | 0 | 0 | 0 | 4.0788 | 61.182 | 4.0788 | 61.182 | 4.0788 | 61.182 | 0 | 0 | 0 | 0 | 0 | 0 | 0 | 0 | 0 | 0 | 0 | 0 | 0 | 0 | 0 | 0 | 0 | 0 | 0 | 0 | 0 | 0 | 0 | 0 | 0 | 0 | 0 | 0 | 0 | 0 | 0 | 0 | 0 | 0 | 0 | 0 | 0 | 0 | 0 | 0 | 0 | 0 | 0 | 0 | 0 | 0 | 0 | 0 | 0 | 1748.6364 | 0 | 0 | 1748.6364 | 437.1591 |  | 0 | 437.1591 | 0 | 0 | 0 | 0 | 0 | 0 | 0 | 0 | 0 | 0 | 0 | 0 | 0 | 0 | 0 | 2185.7955 | 1748.6364 | 0 | 2185.7955
A - Residential | A2 - Home Performance | A2b - Home Performance (HVAC Systems) | Wifi Thermostat, Electric | EA2b015 | HVAC | 227 | 15 | 113500 | 113500 | 0 | 95.113 | 94.1619 | 1426.695 | 1412.428 | 94.1619 | 1412.428 | 93.1446 | 54.3255 | 668.3988 | 596.5592 | 150.0686 | 0 | 0 | 0 | 0 | 0 | 0 | 0 | 0 | 0 | 0 | 0 | 0 | 0 | 0 | 0 | 0 | 0 | 0 | 0 | 0 | 0 | 0 | 0 | 0 | 0 | 0 | 0 | 0 | 0 | 0 | 0 | 0 | 0 | 6925.1195 | 3729.4708 | 34441.4744 | 29325.7549 | 74421.8196 | 469.5658 | 233.9061 | 1920.6207 | 1019.3974 | 2502.6186 | 6146.1085 | 80567.9281 | 0 | 0 | 0 | 0 | 0 | 0 | 0 | 0 | 80567.9281 | 0 | 0 | 0 | 0 | 0 | 0 | 0 | 0 | 0 | 0 | 0 | 0 | 0 | 0 | 0 | 0 | 0 | 0 | 0 | 0 | 0 | 0 | 0 | 0 | 0 | 0 | 0 | 0 | 0 | 20141.982 |  | 0 | 20141.982 | 4917.3721 | 2589.1576 | 35480.8544 | 31119.4649 | 74106.8489 | 0 | 0 | 0 | 0 | 0 | 0 | 0 | 0 | 0 | 0 | 100709.9102 | 154674.7771 | 80567.9281 | 174816.7591
A - Residential | A2 - Home Performance | A2b - Home Performance (HVAC Systems) | Wifi Thermostat, Gas | EA2b016 | HVAC | [22 empty] | 0 |  |  |  | 0 |  |  |  | 0 |  |  |  | 0 | [9 empty] | 0 | 0
A - Residential | A2 - Home Performance | A2b - Home Performance (HVAC Systems) | Wifi Thermostat, Kerosene | EA2b017 | HVAC | [22 empty] | 0 |  |  |  | 0 |  |  |  | 0 |  |  |  | 0 | [9 empty] | 0 | 0
A - Residential | A2 - Home Performance | A2b - Home Performance (HVAC Systems) | Wifi Thermostat, Oil | EA2b018 | HVAC | 8 | 15 | 4000 | 4000 | 0 | 0 | 0 | 0 | 0 | 0 | 0 | 0 | 0 | 0 | 0 | 0 | 0 | 0 | 0 | 0 | 0 | 0 | 0 | 0 | 46.728 | 700.92 | 46.728 | 700.92 | 0 | 0 | 0 | 0 | 0 | 0 | 0 | 0 | 0 | 0 | 0 | 0 | 0 | 0 | 0 | 0 | 46.728 | 700.92 | 0 | 0 | 0 | 0 | 0 | 0 | 0 | 0 | 0 | 0 | 0 | 0 | 0 | 0 | 0 | 0 | 0 | 0 | 0 | 0 | 0 | 0 | 0 | 0 | 0 | 0 | 0 | 0 | 0 | 0 | 0 | 0 | 0 | 0 | 0 | 0 | 0 | 0 | 0 | 0 | 0 | 0 | 19949.5004 | 0 | 0 | 9.1802 | 0 | 0 | 0 | 0 | 0 | 0 | 19958.6806 | 4989.6701 |  | 635.5884 | 5625.2585 | 0 | 0 | 0 | 0 | 0 | 0 | 0 | 13904.7783 | 0 | 0 | 0 | 0 | 0 | 0 | 13904.7783 | 25583.939 | 33863.4589 | 0 | 38853.129
A - Residential | A2 - Home Performance | A2b - Home Performance (HVAC Systems) | Wifi Thermostat, Propane | EA2b019 | HVAC | 7 | 15 | 3500 | 3500 | 0 | 0 | 0 | 0 | 0 | 0 | 0 | 0 | 0 | 0 | 0 | 0 | 0 | 0 | 0 | 0 | 0 | 0 | 0 | 0 | 0 | 0 | 0 | 0 | 40.194 | 602.91 | 40.194 | 602.91 | 0 | 0 | 0 | 0 | 0 | 0 | 0 | 0 | 0 | 0 | 0 | 0 | 40.194 | 602.91 | 0 | 0 | 0 | 0 | 0 | 0 | 0 | 0 | 0 | 0 | 0 | 0 | 0 | 0 | 0 | 0 | 0 | 0 | 0 | 0 | 0 | 0 | 0 | 0 | 0 | 0 | 0 | 0 | 0 | 0 | 0 | 0 | 0 | 0 | 0 | 0 | 0 | 0 | 0 | 0 | 0 | 0 | 0 | 0 | 0 | 0 | 0 | 32582.5954 | 0 | 0 | 0 | 0 | 32582.5954 | 8145.6488 |  | 463.6948 | 8609.3437 | 0 | 0 | 0 | 0 | 0 | 0 | 0 | 0 | 0 | 0 | 0 | 0 | 0 | 9968.4718 | 9968.4718 | 41191.9391 | 42551.0672 | 0 | 50696.716
A - Residential | A2 - Home Performance | A2b - Home Performance (HVAC Systems) | Wifi Thermostat, Wood Pellets | EA2b020 | HVAC | [22 empty] | 0 |  |  |  | 0 |  |  |  | 0 |  |  |  | 0 | [9 empty] | 0 | 0
A - Residential | A2 - Home Performance | A2b - Home Performance (HVAC Systems) | ES Central AC | EA2b021 | HVAC | [22 empty] | 0 |  |  |  | 0 |  |  |  | 0 |  |  |  | 0 | [9 empty] | 0 | 0
A - Residential | A2 - Home Performance | A2b - Home Performance (HVAC Systems) | Ancillary Savings – Boiler Circulator Pump | EA2b022 | HVAC | 42 | 19 | 0 | 0 | 0 | 3.612 | 3.3971 | 68.628 | 64.5446 | 3.3971 | 64.5446 | 29.0524 | 35.4922 | 0 | 0 | 1.9709 | 1.0017 | 1.0017 | 0 | 0 | 0 | 0 | 0 | 0 | 0 | 0 | 0 | 0 | 0 | 0 | 0 | 0 | 0 | 0 | 0 | 0 | 0 | 0 | 0 | 0 | 0 | 0 | 0 | 0 | 0 | 0 | 0 | 0 | 0 | 2077.2119 | 2307.5711 | 0 | 0 | 4384.783 | 115.6269 | 120.6448 | 0 | 0 | 90.2872 | 326.5589 | 4711.3419 | 0 | 0 | 0 | 0 | 0 | 0 | 0 | 0 | 4711.3419 | 0 | 0 | 0 | 0 | 0 | 0 | 0 | 0 | 0 | 0 | 0 | 0 | 0 | 0 | 0 | 0 | 0 | 0 | 0 | 0 | 0 | 0 | 0 | 0 | 0 | 0 | 0 | 0 | 0 | 1177.8355 |  | 0 | 1177.8355 | 1402.1963 | 1547.3796 | 0 | 0 | 2949.576 | 0 | 0 | 0 | 0 | 0 | 0 | 0 | 0 | 0 | 0 | 5889.1774 | 7660.9179 | 4711.3419 | 8838.7533
A - Residential | A2 - Home Performance | A2b - Home Performance (HVAC Systems) | Ancillary Savings – Furnace | EA2b023 | HVAC | 20 | 18 | 0 | 0 | 0 | 0.18 | 0.16929 | 3.24 | 3.0472 | 0.16929 | 3.0472 | 1.3584 | 1.6888 | 0 | 0 | 0.11492 | 0.049349 | 0.049349 | 0 | 0 | 0 | 0 | 0 | 0 | 0 | 0 | 0 | 0 | 0 | 0 | 0 | 0 | 0 | 0 | 0 | 0 | 0 | 0 | 0 | 0 | 0 | 0 | 0 | 0 | 0 | 0 | 0 | 0 | 0 | 98.2452 | 111.1377 | 0 | 0 | 209.3829 | 5.7066 | 6.0596 | 0 | 0 | 4.4994 | 16.2656 | 225.6485 | 0 | 0 | 0 | 0 | 0 | 0 | 0 | 0 | 225.6485 | 0 | 0 | 0 | 0 | 0 | 0 | 0 | 0 | 0 | 0 | 0 | 0 | 0 | 0 | 0 | 0 | 0 | 0 | 0 | 0 | 0 | 0 | 0 | 0 | 0 | 0 | 0 | 0 | 0 | 56.4121 |  | 0 | 56.4121 | 67.0744 | 75.182 | 0 | 0 | 142.2565 | 0 | 0 | 0 | 0 | 0 | 0 | 0 | 0 | 0 | 0 | 282.0606 | 367.905 | 225.6485 | 424.3171
A - Residential | A2 - Home Performance | A2b - Home Performance (HVAC Systems) | Ancillary Savings – Central AC | EA2b024 | HVAC | 12 | 18 | 0 | 0 | 0 | 0.67812 | 0.63777 | 12.2062 | 11.4799 | 0.63777 | 11.4799 | 0.75706 | 0.44154 | 5.4326 | 4.8487 | 1.0699 | 0 | 0 | 0.35169 | 0.35169 | 0 | 0 | 0 | 0 | 0 | 0 | 0 | 0 | 0 | 0 | 0 | 0 | 0 | 0 | 0 | 0 | 0 | 0 | 0 | 0 | 0 | 0 | 0 | 0 | 0 | 0 | 0 | 0 | 0 | 54.7542 | 29.0569 | 278.764 | 235.3628 | 597.9379 | 3.1804 | 1.5843 | 13.0086 | 6.9045 | 16.9506 | 41.6285 | 639.5664 | 463.1492 | 0 | 34.1193 | 6.4975 | 447.8678 | 0 | 535.4935 | 1487.1273 | 2126.6937 | 0 | 0 | 0 | 0 | 0 | 0 | 0 | 0 | 0 | 0 | 0 | 0 | 0 | 0 | 0 | 0 | 0 | 0 | 0 | 0 | 0 | 0 | 0 | 0 | 0 | 0 | 0 | 0 | 0 | 531.6734 |  | 0 | 531.6734 | 37.3821 | 19.6563 | 271.0936 | 236.1058 | 564.2378 | 0 | 0 | 0 | 0 | 0 | 0 | 0 | 0 | 0 | 0 | 2658.3671 | 2690.9315 | 2126.6937 | 3222.6049
A - Residential | A2 - Home Performance | A2b - Home Performance (HVAC Systems) | Ancillary Savings – Room AC | EA2b025 | HVAC | 23 | 18 | 0 | 0 | 0 | 1.5336 | 1.4424 | 27.6055 | 25.963 | 1.4424 | 25.963 | 0.74882 | 0.55909 | 12.3415 | 12.3136 | 2.3985 | 0 | 0 | 0.74738 | 0.74738 | 0 | 0 | 0 | 0 | 0 | 0 | 0 | 0 | 0 | 0 | 0 | 0 | 0 | 0 | 0 | 0 | 0 | 0 | 0 | 0 | 0 | 0 | 0 | 0 | 0 | 0 | 0 | 0 | 0 | 54.1586 | 36.7923 | 633.2815 | 597.7198 | 1321.9522 | 3.1458 | 2.006 | 29.5524 | 17.5345 | 38.3356 | 90.5743 | 1412.5265 | 984.2479 | 0 | 72.5077 | 13.808 | 951.773 | 0 | 1137.9882 | 3160.3246 | 4572.8511 | 0 | 0 | 0 | 0 | 0 | 0 | 0 | 0 | 0 | 0 | 0 | 0 | 0 | 0 | 0 | 0 | 0 | 0 | 0 | 0 | 0 | 0 | 0 | 0 | 0 | 0 | 0 | 0 | 0 | 1143.2128 |  | 0 | 1143.2128 | 36.9754 | 24.8891 | 615.8563 | 599.6067 | 1277.3276 | 0 | 0 | 0 | 0 | 0 | 0 | 0 | 0 | 0 | 0 | 5716.0639 | 5850.1787 | 4572.8511 | 6993.3915
A - Residential | A2 - Home Performance | A2b - Home Performance (HVAC Systems) | Ancillary Savings – Mini-Split AC / HP | EA2b026 | HVAC | [22 empty] | 0 |  |  |  | 0 |  |  |  | 0 |  |  |  | 0 | [9 empty] | 0 | 0
A - Residential | A2 - Home Performance | A2b - Home Performance (HVAC Systems) | Mini Split HP | EA2b027 | HVAC | [22 empty] | 0 |  |  |  | 0 |  |  |  | 0 |  |  |  | 0 | [9 empty] | 0 | 0
A - Residential | A2 - Home Performance | A2b - Home Performance (HVAC Systems) | Circulator Pump | EA2b028 | HVAC | [22 empty] | 0 |  |  |  | 0 |  |  |  | 0 |  |  |  | 0 | [9 empty] | 0 | 0
A - Residential | A2 - Home Performance | A2b - Home Performance (HVAC Systems) | Oil K1 HVAC Repair or Cleaning | EA2b029 | HVAC | [22 empty] | 0 |  |  |  | 0 |  |  |  | 0 |  |  |  | 0 | [9 empty] | 0 | 0
A - Residential | A2 - Home Performance | A2b - Home Performance (HVAC Systems) | Gas LP HVAC Repair or Cleaning | EA2b030 | HVAC | [22 empty] | 0 |  |  |  | 0 |  |  |  | 0 |  |  |  | 0 | [9 empty] | 0 | 0
A - Residential | A2 - Home Performance | A2b - Home Performance (HVAC Systems) | [25 empty] | 0 |  |  |  | 0 |  |  |  | 0 |  |  |  | 0 | [9 empty] | 0 | 0
A - Residential | A2 - Home Performance | A2b - Home Performance (HVAC Systems) | [25 empty] | 0 |  |  |  | 0 |  |  |  | 0 |  |  |  | 0 | [9 empty] | 0 | 0
A - Residential | A2 - Home Performance | A2b - Home Performance (HVAC Systems) | [25 empty] | 0 |  |  |  | 0 |  |  |  | 0 |  |  |  | 0 | [9 empty] | 0 | 0
A - Residential | A2 - Home Performance | A2b - Home Performance (HVAC Systems) | [25 empty] | 0 |  |  |  | 0 |  |  |  | 0 |  |  |  | 0 | [9 empty] | 0 | 0
A - Residential | A2 - Home Performance | A2b - Home Performance (HVAC Systems) | [25 empty] | 0 |  |  |  | 0 |  |  |  | 0 |  |  |  | 0 | [9 empty] | 0 | 0
[28 empty] | 0 |  |  |  | 0 |  |  |  | 0 |  |  |  | 0 | [9 empty] | 0 | 0
A - Residential | A2 - Home Performance | [26 empty] | 0 |  |  |  | 0 |  |  |  | 0 |  |  |  | 0 | [9 empty] | 0 | 0
[28 empty] | 0 |  |  |  | 0 |  |  |  | 0 |  |  |  | 0 | [9 empty] | 0 | 0
A - Residential | A3 - Energy Star Products | A3b - ES Appliances and Products | Advanced Power Strip, Tier I | EA3b001 | Process | 50 | 5 | 900 | 400 | 500 | 5.25 | 4.0089 | 26.25 | 20.0445 | 4.0089 | 20.0445 | 6.4626 | 6.9713 | 3.0793 | 3.5312 | 0.415 | 0.32949 | 0.32949 | 0.22221 | 0.22221 | 0 | 0 | 0 | 0 | 0 | 0 | 0 | 0 | 0 | 0 | 0 | 0 | 0 | 0 | 0 | 0 | 0 | 0 | 0 | 0 | 0 | 0 | 0 | 0 | 0 | 0 | 0 | 0 | 0 | 538.0576 | 556.3605 | 155.9732 | 175.5814 | 1425.9727 | 51.3169 | 48.3789 | 12.5917 | 8.6884 | 80.6902 | 201.6661 | 1627.6388 | 63.2882 | 0 | 18.9941 | 3.8888 | 90.2296 | 0 | 107.8831 | 284.2838 | 1911.9226 | 0 | 0 | 0 | 0 | 0 | 0 | 0 | 0 | 0 | 0 | 0 | 0 | 0 | 0 | 0 | 0 | 0 | 0 | 0 | 0 | 0 | 0 | 0 | 0 | 0 | 0 | 0 | 0 | 0 | 477.9807 |  | 0 | 477.9807 | 420.6096 | 425.2085 | 183.5202 | 206.3047 | 1235.643 | 0 | 0 | 0 | 0 | 0 | 0 | 0 | 0 | 0 | 0 | 2389.9033 | 3147.5657 | 1911.9226 | 3625.5463
A - Residential | A3 - Energy Star Products | A3b - ES Appliances and Products | Advanced Power Strip, Tier II | EA3b002 | Process | 10 | 5 | 400 | 200 | 200 | 2.07 | 1.5807 | 10.35 | 7.9033 | 1.5807 | 7.9033 | 2.5481 | 2.7487 | 1.2141 | 1.3923 | 0.1992 | 0.15816 | 0.15816 | 0.10666 | 0.10666 | 0 | 0 | 0 | 0 | 0 | 0 | 0 | 0 | 0 | 0 | 0 | 0 | 0 | 0 | 0 | 0 | 0 | 0 | 0 | 0 | 0 | 0 | 0 | 0 | 0 | 0 | 0 | 0 | 0 | 212.1484 | 219.365 | 61.498 | 69.2293 | 562.2407 | 20.2335 | 19.0751 | 4.9647 | 3.4257 | 31.815 | 79.5141 | 641.7547 | 30.3783 | 0 | 9.1171 | 1.8666 | 43.3102 | 0 | 51.7839 | 136.4562 | 778.211 | 0 | 0 | 0 | 0 | 0 | 0 | 0 | 0 | 0 | 0 | 0 | 0 | 0 | 0 | 0 | 0 | 0 | 0 | 0 | 0 | 0 | 0 | 0 | 0 | 0 | 0 | 0 | 0 | 0 | 194.5527 |  | 0 | 194.5527 | 165.8404 | 167.6536 | 72.3594 | 81.343 | 487.1964 | 0 | 0 | 0 | 0 | 0 | 0 | 0 | 0 | 0 | 0 | 972.7637 | 1265.4074 | 778.211 | 1459.9601
A - Residential | A3 - Energy Star Products | A3c - ES HVAC Systems | Air Source Heat Pump - Lost Opportunity (cooling) | EA3b003 | HVAC | 22.004 | 18 | 0 | 0 | 0 | 3.7893 | 3.7893 | 68.2067 | 68.2067 | 2.3872 | 42.9702 | 2.8337 | 1.6527 | 20.3347 | 18.1491 | -2.3182 | 0 | 0 | -1.2732 | -0.80211 | 0 | 0 | 0 | 0 | 0 | 0 | 0 | 0 | 0 | 0 | 0 | 0 | 0 | 0 | 0 | 0 | 0 | 0 | 0 | 0 | 0 | 0 | 0 | 0 | 0 | 0 | 0 | 0 | 0 | 204.9496 | 108.7625 | 1043.4373 | 880.9831 | 2238.1326 | 11.9046 | 5.9301 | 48.6924 | 25.8442 | 63.4475 | 155.8189 | 2393.9515 | -1056.3298 | 0 | -77.8178 | -14.8192 | -1021.4766 | 0 | -1221.3294 | -3391.7728 | -997.8213 | 0 | 0 | 0 | 0 | 0 | 0 | 0 | 0 | 0 | 0 | 0 | 0 | 0 | 0 | 0 | 0 | 0 | 0 | 0 | 0 | 0 | 0 | 0 | 0 | 0 | 0 | 0 | 0 | 0 | -249.4553 |  | 0 | -249.4553 | 139.9242 | 73.5753 | 1014.7264 | 883.7642 | 2111.9902 | 0 | 0 | 0 | 0 | 0 | 0 | 0 | 0 | 0 | 0 | -1247.2766 | 1114.1689 | -997.8213 | 864.7136
A - Residential | A3 - Energy Star Products | A3c - ES HVAC Systems | Air Source Heat Pump - Lost Opportunity (heating) | EA3b004 | HVAC | 22.004 | 18 | 8556.9024 | 13582.3848 | -5025.4824 | 21.3218 | 21.3218 | 383.7918 | 383.7918 | 13.4327 | 241.7888 | 104.2805 | 137.5083 | 0 | 0 | 10.7034 | 10.5335 | 6.6361 | 0 | 0 | 0 | 0 | 0 | 0 | 0 | 0 | 0 | 0 | 0 | 0 | 0 | 0 | 0 | 0 | 0 | 0 | 0 | 0 | 0 | 0 | 0 | 0 | 0 | 0 | 0 | 0 | 0 | 0 | 0 | 7542.0785 | 9049.0625 | 0 | 0 | 16591.141 | 438.087 | 493.3849 | 0 | 0 | 357.0124 | 1288.4843 | 17879.6253 | 0 | 0 | 0 | 0 | 0 | 0 | 0 | 0 | 17879.6253 | 0 | 0 | 0 | 0 | 0 | 0 | 0 | 0 | 0 | 0 | 0 | 0 | 0 | 0 | 0 | 0 | 0 | 0 | 0 | 0 | 0 | 0 | 0 | 0 | 0 | 0 | 0 | 0 | 0 | 4469.9063 |  | 0 | 4469.9063 | 5149.1654 | 6121.4762 | 0 | 0 | 11270.6415 | 0 | 0 | 0 | 0 | 0 | 0 | 0 | 0 | 0 | 0 | 22349.5317 | 29150.2669 | 17879.6253 | 33620.1732
A - Residential | A3 - Energy Star Products | A3c - ES HVAC Systems | Mini Split HP - Lost Opportunity (cooling) | EA3b005 | HVAC | 229.9992 | 18 | 0 | 0 | 0 | 43.664 | 43.664 | 785.9524 | 785.9524 | 29.6915 | 534.4476 | 35.2449 | 20.5562 | 252.9149 | 225.7316 | 8.0151 | 0 | 0 | 3.4182 | 2.3244 | 0 | 0 | 0 | 0 | 0 | 0 | 0 | 0 | 0 | 0 | 0 | 0 | 0 | 0 | 0 | 0 | 0 | 0 | 0 | 0 | 0 | 0 | 0 | 0 | 0 | 0 | 0 | 0 | 0 | 2549.0871 | 1352.7476 | 12977.8845 | 10957.3394 | 27837.0585 | 148.0655 | 73.7563 | 605.6185 | 321.4409 | 789.1366 | 1938.0179 | 29775.0764 | 3061.0641 | 0 | 225.5028 | 42.9436 | 2960.0654 | 0 | 3539.2048 | 9828.7806 | 39603.857 | 0 | 0 | 0 | 0 | 0 | 0 | 0 | 0 | 0 | 0 | 0 | 0 | 0 | 0 | 0 | 0 | 0 | 0 | 0 | 0 | 0 | 0 | 0 | 0 | 0 | 0 | 0 | 0 | 0 | 9900.9643 |  | 0 | 9900.9643 | 1740.3254 | 915.1016 | 12620.7893 | 10991.9302 | 26268.1466 | 0 | 0 | 0 | 0 | 0 | 0 | 0 | 0 | 0 | 0 | 49504.8213 | 65872.0036 | 39603.857 | 75772.9679
A - Residential | A3 - Energy Star Products | A3c - ES HVAC Systems | Mini Split HP - Lost Opportunity (heating) | EA3b006 | HVAC | 229.9992 | 18 | 77050.1983 | 113309.1152 | -36258.9169 | 278.2999 | 278.2999 | 5009.3982 | 5009.3982 | 189.2439 | 3406.3908 | 1469.1336 | 1937.2572 | 0 | 0 | 150.6606 | 137.3671 | 93.4096 | 0 | 0 | 0 | 0 | 0 | 0 | 0 | 0 | 0 | 0 | 0 | 0 | 0 | 0 | 0 | 0 | 0 | 0 | 0 | 0 | 0 | 0 | 0 | 0 | 0 | 0 | 0 | 0 | 0 | 0 | 0 | 106254.9851 | 127485.8118 | 0 | 0 | 233740.7969 | 6171.8966 | 6950.9496 | 0 | 0 | 5029.6938 | 18152.54 | 251893.3369 | 0 | 0 | 0 | 0 | 0 | 0 | 0 | 0 | 251893.3369 | 0 | 0 | 0 | 0 | 0 | 0 | 0 | 0 | 0 | 0 | 0 | 0 | 0 | 0 | 0 | 0 | 0 | 0 | 0 | 0 | 0 | 0 | 0 | 0 | 0 | 0 | 0 | 0 | 0 | 62973.3342 |  | 0 | 62973.3342 | 72542.9323 | 86241.1279 | 0 | 0 | 158784.0602 | 0 | 0 | 0 | 0 | 0 | 0 | 0 | 0 | 0 | 0 | 314866.6711 | 410677.397 | 251893.3369 | 473650.7313
A - Residential | A3 - Energy Star Products | A3c - ES HVAC Systems | Heat Pump Water Heater, <55 gal - Downstream | EA3b007 | Hot Water | 32 | 15 | 23605.44 | 24000 | -394.56 | 33.472 | 33.472 | 502.08 | 502.08 | 22.4262 | 336.3936 | 131.6336 | 110.8979 | 50.0912 | 43.7708 | 4.9273 | 5.4935 | 3.6807 | 3.0372 | 2.035 | 42.5933 | 638.8996 | 28.5375 | 428.0628 | 77.5613 | 1163.4201 | 51.9661 | 779.4914 | 5.9539 | 89.3086 | 3.9891 | 59.8367 | 0 | 0 | 0 | 0 | 0 | 0 | 0 | 0 | 0 | 0 | 0 | 0 | 84.4927 | 1267.3909 | 0 | 0 | 0 | 9786.701 | 7613.2 | 2581.1185 | 2151.6915 | 22132.711 | 663.5987 | 477.487 | 143.9355 | 74.7953 | 596.0409 | 1955.8573 | 24088.5683 | 2182.7476 | 0 | 197.4236 | 37.5963 | 2228.0479 | 0 | 2663.9674 | 7309.7828 | 31398.3511 | 0 | 2317.6658 | 0 | 0 | 0 | 0 | 0 | 2317.6658 | 0.74191 | 0 | 53.4322 | 0 | 0 | 0 | 0 | 0 | 54.1742 | 2371.8399 | 22185.7915 | 0 | 0 | 10.2092 | 0 | 3233.7097 | 0 | 0 | 0 | 0 | 27801.5504 | 14799.9754 |  | 1029.8787 | 15829.8541 | 6949.3169 | 5285.408 | 2659.0119 | 2283.2997 | 17177.0366 | 6069.5397 | 0 | 15463.4706 | 0 | 0 | 0 | 0 | 0 | 989.3363 | 22522.3465 | 75029.7555 | 98899.2846 | 31398.3511 | 113699.2599
A - Residential | A3 - Energy Star Products | A3c - ES HVAC Systems | Heat Pump Water Heater, >55 gal - Downstream | EA3b008 | Hot Water | [22 empty] | 0 |  |  |  | 0 |  |  |  | 0 |  |  |  | 0 | [9 empty] | 0 | 0
A - Residential | A3 - Energy Star Products | A3b - ES Appliances and Products | Heat Pump Swimming Pool Heater | EA3b009 | Hot Water | [22 empty] | 0 |  |  |  | 0 |  |  |  | 0 |  |  |  | 0 | [9 empty] | 0 | 0
A - Residential | A3 - Energy Star Products | A3b - ES Appliances and Products | ES Clothes Dryers | EA3b010 | Envelope | 89.0096 | 12 | 22697.453 | 3560.3848 | 19137.0682 | 14.2771 | 14.2771 | 171.3257 | 171.3257 | 14.2771 | 171.3257 | 66.7145 | 51.3197 | 28.9507 | 24.3408 | 4.2094 | 2.433 | 2.433 | 1.8732 | 1.8732 | 0 | 0 | 0 | 0 | 0 | 0 | 0 | 0 | 0 | 0 | 0 | 0 | 0 | 0 | 0 | 0 | 0 | 0 | 0 | 0 | 0 | 0 | 0 | 0 | 0 | 0 | 0 | 0 | 0 | 5086.7304 | 3637.2198 | 1480.3466 | 1198.1486 | 11402.4454 | 420.4062 | 276.2052 | 103.9861 | 51.9918 | 379.4555 | 1232.0449 | 12634.4903 | 1525.6199 | 0 | 181.7273 | 34.6072 | 1693.3711 | 0 | 2024.6806 | 5460.006 | 18094.4963 | 0 | 0 | 0 | 0 | 0 | 0 | 0 | 0 | 0 | 0 | 0 | 0 | 0 | 0 | 0 | 0 | 0 | 0 | 0 | 0 | 0 | 0 | 0 | 0 | 0 | 0 | 0 | 0 | 0 | 4523.6241 |  | 0 | 4523.6241 | 3783.9394 | 2639.9336 | 1633.9985 | 1361.1856 | 9419.0571 | 0 | 0 | 0 | 0 | 0 | 0 | 0 | 0 | 0 | 0 | 22618.1204 | 27513.5534 | 18094.4963 | 32037.1775
A - Residential | A3 - Energy Star Products | A3b - ES Appliances and Products | Dryer Heat Pump | EA3b011 | Envelope | 26 | 12 | 8450 | 5200 | 3250 | 10.9486 | 10.9486 | 131.3832 | 131.3832 | 10.9486 | 131.3832 | 51.1609 | 39.3551 | 22.2012 | 18.666 | 3.228 | 1.8658 | 1.8658 | 1.4365 | 1.4365 | 0 | 0 | 0 | 0 | 0 | 0 | 0 | 0 | 0 | 0 | 0 | 0 | 0 | 0 | 0 | 0 | 0 | 0 | 0 | 0 | 0 | 0 | 0 | 0 | 0 | 0 | 0 | 0 | 0 | 3900.8208 | 2789.2461 | 1135.2217 | 918.8147 | 8744.1033 | 322.3936 | 211.8113 | 79.743 | 39.8705 | 290.9901 | 944.8086 | 9688.9119 | 1169.9401 | 0 | 139.3598 | 26.5389 | 1298.5821 | 0 | 1552.6508 | 4187.0717 | 13875.9836 | 0 | 0 | 0 | 0 | 0 | 0 | 0 | 0 | 0 | 0 | 0 | 0 | 0 | 0 | 0 | 0 | 0 | 0 | 0 | 0 | 0 | 0 | 0 | 0 | 0 | 0 | 0 | 0 | 0 | 3468.9959 |  | 0 | 3468.9959 | 2901.7597 | 2024.4651 | 1253.0515 | 1043.8417 | 7223.118 | 0 | 0 | 0 | 0 | 0 | 0 | 0 | 0 | 0 | 0 | 17344.9795 | 21099.1016 | 13875.9836 | 24568.0975
A - Residential | A3 - Energy Star Products | A3b - ES Appliances and Products | Dryer Hybrid | EA3b012 | Envelope | [22 empty] | 0 |  |  |  | 0 |  |  |  | 0 |  |  |  | 0 | [9 empty] | 0 | 0
A - Residential | A3 - Energy Star Products | A3b - ES Appliances and Products | ECM Motor for FWH Circulating Pump | EA3b013 | Motors/Drives | 35 | 15 | 2535.75 | 1575 | 960.75 | 2.38 | 2.38 | 35.7 | 35.7 | 1.6422 | 24.633 | 11.0877 | 13.5453 | 0 | 0 | 0.5796 | 0.84 | 0.5796 | 0 | 0 | 0 | 0 | 0 | 0 | 0 | 0 | 0 | 0 | 0 | 0 | 0 | 0 | 0 | 0 | 0 | 0 | 0 | 0 | 0 | 0 | 0 | 0 | 0 | 0 | 0 | 0 | 0 | 0 | 0 | 824.345 | 929.8951 | 0 | 0 | 1754.2402 | 55.8957 | 58.3214 | 0 | 0 | 43.6461 | 157.8632 | 1912.1034 | 0 | 0 | 0 | 0 | 0 | 0 | 0 | 0 | 1912.1034 | 0 | 0 | 0 | 0 | 0 | 0 | 0 | 0 | 0 | 0 | 0 | 0 | 0 | 0 | 0 | 0 | 0 | 0 | 0 | 0 | 0 | 0 | 0 | 0 | 0 | 0 | 0 | 0 | 0 | 478.0258 |  | 0 | 478.0258 | 585.3489 | 645.5728 | 0 | 0 | 1230.9218 | 0 | 0 | 0 | 0 | 0 | 0 | 0 | 0 | 0 | 0 | 2390.1292 | 3143.0252 | 1912.1034 | 3621.051
A - Residential | A3 - Energy Star Products | A3c - ES HVAC Systems | [Open Measure - To Be Assigned] | EA3b014 | [23 empty] | 0 |  |  |  | 0 |  |  |  | 0 |  |  |  | 0 | [9 empty] | 0 | 0
A - Residential | A3 - Energy Star Products | A3c - ES HVAC Systems | ES AC (central) 3 ton | EA3b015 | HVAC | 3 | 18 | 1668 | 640.5 | 1027.5 | 0.55605 | 0.55605 | 10.0089 | 10.0089 | 0.55605 | 10.0089 | 0.66005 | 0.38497 | 4.7365 | 4.2274 | 0.88619 | 0 | 0 | 0.30662 | 0.30662 | 0 | 0 | 0 | 0 | 0 | 0 | 0 | 0 | 0 | 0 | 0 | 0 | 0 | 0 | 0 | 0 | 0 | 0 | 0 | 0 | 0 | 0 | 0 | 0 | 0 | 0 | 0 | 0 | 0 | 47.7382 | 25.3337 | 243.0441 | 205.2042 | 521.3202 | 2.7729 | 1.3813 | 11.3418 | 6.0198 | 14.7786 | 36.2943 | 557.6146 | 403.8029 | 0 | 29.7474 | 5.6649 | 390.4796 | 0 | 466.8772 | 1296.572 | 1854.1866 | 0 | 0 | 0 | 0 | 0 | 0 | 0 | 0 | 0 | 0 | 0 | 0 | 0 | 0 | 0 | 0 | 0 | 0 | 0 | 0 | 0 | 0 | 0 | 0 | 0 | 0 | 0 | 0 | 0 | 463.5466 |  | 0 | 463.5466 | 32.5921 | 17.1376 | 236.3566 | 205.852 | 491.9383 | 0 | 0 | 0 | 0 | 0 | 0 | 0 | 0 | 0 | 0 | 2317.7332 | 2346.1249 | 1854.1866 | 2809.6716
A - Residential | A3 - Energy Star Products | A3b - ES Appliances and Products | Room Air Conditioner | EA3b016 | HVAC | 16 | 9 | 3600 | 320 | 3280 | 0.57616 | 0.57616 | 5.1854 | 5.1854 | 0.57616 | 5.1854 | 0.14956 | 0.11166 | 2.4649 | 2.4593 | 0.91018 | 0 | 0 | 0.29854 | 0.29854 | 0 | 0 | 0 | 0 | 0 | 0 | 0 | 0 | 0 | 0 | 0 | 0 | 0 | 0 | 0 | 0 | 0 | 0 | 0 | 0 | 0 | 0 | 0 | 0 | 0 | 0 | 0 | 0 | 0 | 11.7155 | 8.3089 | 124.6629 | 121.4732 | 266.1606 | 1.1213 | 0.72137 | 10.2886 | 6.1507 | 15.1265 | 33.4085 | 299.5691 | 172.7641 | 0 | 28.9535 | 5.5156 | 208.9844 | 0 | 249.8724 | 666.09 | 965.6591 | 0 | 0 | 0 | 0 | 0 | 0 | 0 | 0 | 0 | 0 | 0 | 0 | 0 | 0 | 0 | 0 | 0 | 0 | 0 | 0 | 0 | 0 | 0 | 0 | 0 | 0 | 0 | 0 | 0 | 241.4148 |  | 0 | 241.4148 | 9.0927 | 6.2068 | 147.1699 | 145.7336 | 308.203 | 0 | 0 | 0 | 0 | 0 | 0 | 0 | 0 | 0 | 0 | 1207.0739 | 1273.8621 | 965.6591 | 1515.2769
A - Residential | A3 - Energy Star Products | A3b - ES Appliances and Products | ES Clothes Washers | EA3b017 | Hot Water | 85 | 11 | 12750 | 2125 | 10625 | 7.6415 | 7.6415 | 84.0565 | 84.0565 | 7.6415 | 84.0565 | 30.6313 | 25.1359 | 15.3759 | 12.9134 | 23.715 | 12.3318 | 12.3318 | 11.6441 | 11.6441 | 2.0571 | 22.6277 | 2.0571 | 22.6277 | 3.6054 | 39.6593 | 3.6054 | 39.6593 | 0.28755 | 3.163 | 0.28755 | 3.163 | 0 | 0 | 0 | 0 | 0 | 0 | 0 | 0 | 0 | 0 | 0 | 0 | 5.95 | 65.45 | 69955 | 0 | 769505 | 2355.3701 | 1809.8884 | 783.4077 | 635.8313 | 5584.4975 | 210.573 | 147.5814 | 60.2483 | 30.0904 | 203.0945 | 651.5876 | 6236.0851 | 8708.4538 | 0 | 1129.6629 | 215.127 | 9752.1376 | 0 | 11660.1518 | 31465.533 | 37701.6181 | 0 | 125.2722 | 0 | 0 | 0 | 0 | 0 | 125.2722 | 0.040699 | 0 | 3.8515 | 0 | 0 | 0 | 0 | 0 | 3.8922 | 129.1644 | 1170.8886 | 0 | 0 | 0.55505 | 0 | 177.3131 | 0 | 0 | 15694.4134 | 0 | 17172.3346 | 9794.8848 |  | 50.5139 | 9845.3987 | 1787.3142 | 1332.1446 | 888.3152 | 741.3063 | 4749.0804 | 325.5214 | 0 | 798.2239 | 0 | 0 | 0 | 0 | 0 | 53.059 | 1176.8043 | 64719.3514 | 60799.8373 | 37701.6181 | 70594.7222
A - Residential | A3 - Energy Star Products | A3b - ES Appliances and Products | Washer Tier CEE Tier 2+ | EA3b018 | Hot Water | 60 | 11 | 14700 | 3000 | 11700 | 8.256 | 8.256 | 90.816 | 90.816 | 8.256 | 90.816 | 33.0946 | 27.1573 | 16.6124 | 13.9518 | 25.62 | 13.3224 | 13.3224 | 12.5794 | 12.5794 | 9.9569 | 109.5257 | 9.9569 | 109.5257 | 17.4513 | 191.9643 | 17.4513 | 191.9643 | 1.3918 | 15.31 | 1.3918 | 15.31 | 0 | 0 | 0 | 0 | 0 | 0 | 0 | 0 | 0 | 0 | 0 | 0 | 28.8 | 316.8 | 121200 | 0 | 1333200 | 2544.7799 | 1955.4327 | 846.4063 | 686.9624 | 6033.5812 | 227.5064 | 159.4493 | 65.0932 | 32.5102 | 219.4266 | 703.9858 | 6737.567 | 9407.9944 | 0 | 1220.4074 | 232.408 | 10535.5161 | 0 | 12596.799 | 33993.1248 | 40730.6919 | 0 | 606.3593 | 0 | 0 | 0 | 0 | 0 | 606.3593 | 0.197 | 0 | 18.6428 | 0 | 0 | 0 | 0 | 0 | 18.8398 | 625.1991 | 5667.4944 | 0 | 0 | 2.6866 | 0 | 858.2552 | 0 | 0 | 27191.2358 | 0 | 34344.8712 | 11971.0818 |  | 244.5041 | 12215.5859 | 1931.0432 | 1439.2706 | 959.7501 | 800.9193 | 5130.9832 | 1575.6329 | 0 | 3863.672 | 0 | 0 | 0 | 0 | 0 | 256.8233 | 5696.1281 | 87291.1489 | 85902.6743 | 40730.6919 | 97873.7561
A - Residential | A3 - Energy Star Products | A3b - ES Appliances and Products | ES Dehumidifier | EA3b019 | HVAC | 85 | 12 | 4675 | 2125 | 2550 | 6.9955 | 6.9955 | 83.946 | 83.946 | 6.9955 | 83.946 | 18.4622 | 19.5925 | 20.9262 | 24.9651 | 1.6356 | 0.28132 | 0.28132 | 1.3412 | 1.3412 | 0 | 0 | 0 | 0 | 0 | 0 | 0 | 0 | 0 | 0 | 0 | 0 | 0 | 0 | 0 | 0 | 0 | 0 | 0 | 0 | 0 | 0 | 0 | 0 | 0 | 0 | 0 | 0 | 0 | 1407.6732 | 1388.5948 | 1070.0254 | 1228.8803 | 5095.1736 | 116.3409 | 105.4479 | 75.1633 | 53.3253 | 185.9252 | 536.2026 | 5631.3763 | 1092.3385 | 0 | 130.1161 | 24.7786 | 1212.4478 | 0 | 1449.6643 | 3909.3454 | 9540.7217 | 0 | 0 | 0 | 0 | 0 | 0 | 0 | 0 | 0 | 0 | 0 | 0 | 0 | 0 | 0 | 0 | 0 | 0 | 0 | 0 | 0 | 0 | 0 | 0 | 0 | 0 | 0 | 0 | 0 | 2385.1804 |  | 0 | 2385.1804 | 1047.1461 | 1007.8572 | 1181.0882 | 1396.0991 | 4632.1905 | 0 | 0 | 0 | 0 | 0 | 0 | 0 | 0 | 0 | 0 | 11925.9021 | 14172.9122 | 9540.7217 | 16558.0926
A - Residential | A3 - Energy Star Products | A3b - ES Appliances and Products | ES Dishwasher | EA3b020 | Hot Water | [22 empty] | 0 |  |  |  | 0 |  |  |  | 0 |  |  |  | 0 | [9 empty] | 0 | 0
A - Residential | A3 - Energy Star Products | A3b - ES Appliances and Products | ES Freezers | EA3b021 | Refrigeration | [22 empty] | 0 |  |  |  | 0 |  |  |  | 0 |  |  |  | 0 | [9 empty] | 0 | 0
A - Residential | A3 - Energy Star Products | A3b - ES Appliances and Products | Refrigerator | EA3b022 | Refrigeration | 85 | 12 | 67575 | 3400 | 64175 | 3.757 | 3.757 | 45.084 | 45.084 | 3.757 | 45.084 | 13.0733 | 14.4043 | 8.1958 | 9.4106 | 0.6654 | 0.61883 | 0.61883 | 0.85837 | 0.85837 | 0 | 0 | 0 | 0 | 0 | 0 | 0 | 0 | 0 | 0 | 0 | 0 | 0 | 0 | 0 | 0 | 0 | 0 | 0 | 0 | 0 | 0 | 0 | 0 | 0 | 0 | 0 | 0 | 0 | 996.7873 | 1020.8878 | 419.0809 | 463.2254 | 2899.9814 | 82.3821 | 77.5248 | 29.4381 | 20.1009 | 99.8529 | 309.2988 | 3209.2802 | 699.1109 | 0 | 83.276 | 15.8586 | 775.9824 | 0 | 927.8041 | 2502.0321 | 5711.3123 | 0 | 0 | 0 | 0 | 0 | 0 | 0 | 0 | 0 | 0 | 0 | 0 | 0 | 0 | 0 | 0 | 0 | 0 | 0 | 0 | 0 | 0 | 0 | 0 | 0 | 0 | 0 | 0 | 0 | 1427.8281 |  | 0 | 1427.8281 | 741.4945 | 740.9714 | 462.5792 | 526.2584 | 2471.3035 | 0 | 0 | 0 | 0 | 0 | 0 | 0 | 0 | 0 | 0 | 7139.1404 | 8182.6158 | 5711.3123 | 9610.4439
A - Residential | A3 - Energy Star Products | A3b - ES Appliances and Products | Refrigerator CEE Tier 2+ | EA3b023 | Refrigeration | 20 | 12 | 17000 | 1000 | 16000 | 1.928 | 1.928 | 23.136 | 23.136 | 1.928 | 23.136 | 6.7089 | 7.3919 | 4.2059 | 4.8293 | 0.34147 | 0.31757 | 0.31757 | 0.4405 | 0.4405 | 0 | 0 | 0 | 0 | 0 | 0 | 0 | 0 | 0 | 0 | 0 | 0 | 0 | 0 | 0 | 0 | 0 | 0 | 0 | 0 | 0 | 0 | 0 | 0 | 0 | 0 | 0 | 0 | 0 | 511.5267 | 523.8945 | 215.062 | 237.7159 | 1488.1991 | 42.2765 | 39.7838 | 15.1069 | 10.3153 | 51.2421 | 158.7245 | 1646.9237 | 358.7665 | 0 | 42.7352 | 8.1383 | 398.2151 | 0 | 476.1262 | 1283.9814 | 2930.905 | 0 | 0 | 0 | 0 | 0 | 0 | 0 | 0 | 0 | 0 | 0 | 0 | 0 | 0 | 0 | 0 | 0 | 0 | 0 | 0 | 0 | 0 | 0 | 0 | 0 | 0 | 0 | 0 | 0 | 732.7263 |  | 0 | 732.7263 | 380.5168 | 380.2483 | 237.3843 | 270.0628 | 1268.2122 | 0 | 0 | 0 | 0 | 0 | 0 | 0 | 0 | 0 | 0 | 3663.6313 | 4199.1172 | 2930.905 | 4931.8435
A - Residential | A3 - Energy Star Products | A3b - ES Appliances and Products | ES Pool Pumps (Variable Speed) | EA3b024 | Motors/Drives | [22 empty] | 0 |  |  |  | 0 |  |  |  | 0 |  |  |  | 0 | [9 empty] | 0 | 0
A - Residential | A3 - Energy Star Products | A3b - ES Appliances and Products | Room Air Purifier | EA3b025 | HVAC | 87 | 9 | 6960 | 3480 | 3480 | 21.7596 | 20.2364 | 195.8361 | 182.1276 | 20.2364 | 182.1276 | 55.5489 | 65.7481 | 27.6834 | 33.3294 | 2.7509 | 1.8431 | 1.8431 | 1.8431 | 1.8431 | 0 | 0 | 0 | 0 | 0 | 0 | 0 | 0 | 0 | 0 | 0 | 0 | 0 | 0 | 0 | 0 | 0 | 0 | 0 | 0 | 0 | 0 | 0 | 0 | 0 | 0 | 0 | 0 | 0 | 4351.3892 | 4892.3264 | 1400.0982 | 1646.2338 | 12290.0477 | 416.4779 | 424.7418 | 115.5521 | 83.3558 | 531.2856 | 1571.4132 | 13861.4609 | 1066.6174 | 0 | 178.7544 | 34.0523 | 1290.2362 | 0 | 1542.672 | 4112.3323 | 17973.7932 | 0 | 0 | 0 | 0 | 0 | 0 | 0 | 0 | 0 | 0 | 0 | 0 | 0 | 0 | 0 | 0 | 0 | 0 | 0 | 0 | 0 | 0 | 0 | 0 | 0 | 0 | 0 | 0 | 0 | 4493.4483 |  | 0 | 4493.4483 | 3377.2182 | 3654.5522 | 1652.876 | 1975.0166 | 10659.663 | 0 | 0 | 0 | 0 | 0 | 0 | 0 | 0 | 0 | 0 | 22467.2415 | 28633.4561 | 17973.7932 | 33126.9044
A - Residential | A3 - Energy Star Products | A3c - ES HVAC Systems | Wifi Thermostat (Heating & Cooling) | EA3b026 | HVAC | 14 | 15 | 1190 | 1190 | 0 | 0.462 | 0.462 | 6.93 | 6.93 | 0.462 | 6.93 | 1.7607 | 2.0556 | 1.611 | 1.5027 | 0.36184 | 0.07273 | 0.07273 | 0 | 0 | 13.0662 | 195.9933 | 13.0662 | 195.9933 | 30.7056 | 460.5837 | 30.7056 | 460.5837 | 9.081 | 136.215 | 9.081 | 136.215 | 0 | 0 | 0 | 0 | 0 | 0 | 0 | 0 | 0 | 0 | 0 | 0 | 52.8528 | 792.792 | 0 | 0 | 0 | 130.9064 | 141.1151 | 83.0147 | 73.8684 | 428.9046 | 8.8763 | 8.8505 | 4.6293 | 2.5678 | 12.279 | 37.2028 | 466.1074 | 0 | 0 | 0 | 0 | 0 | 0 | 0 | 0 | 466.1074 | 0 | 0 | 1564.5517 | 0 | 0 | 0 | 0 | 1564.5517 | 0.33969 | 0 | 0 | 54.8263 | 0 | 0 | 0 | 0 | 55.166 | 1619.7177 | 13109.0788 | 0 | 0 | 6.0324 | 0 | 7361.3613 | 0 | 0 | 0 | 0 | 22096.1902 | 5640.5744 |  | 649.2534 | 6289.8278 | 92.9537 | 97.9681 | 85.5199 | 78.3866 | 354.8283 | 2779.0057 | 0 | 9137.0125 | 0 | 0 | 0 | 0 | 0 | 2252.1693 | 14168.1876 | 28852.1254 | 37085.3135 | 466.1074 | 42725.8879
A - Residential | A3 - Energy Star Products | A3b - ES Appliances and Products | Primary Refrigerator Recycling | EA3b027 | Refrigeration | 55 | 5 | 2487.1 | 6545 | -4057.9 | 47.74 | 47.74 | 238.7 | 238.7 | 18.1412 | 90.706 | 26.3026 | 28.9805 | 16.4895 | 18.9335 | 3.213 | 5.4536 | 2.0724 | 6.6881 | 2.5415 | 0 | 0 | 0 | 0 | 0 | 0 | 0 | 0 | 0 | 0 | 0 | 0 | 0 | 0 | 0 | 0 | 0 | 0 | 0 | 0 | 0 | 0 | 0 | 0 | 0 | 0 | 0 | 0 | 0 | 2189.8633 | 2312.8531 | 835.2166 | 941.4215 | 6279.3545 | 208.857 | 201.1166 | 67.4271 | 46.5849 | 365.1416 | 889.1272 | 7168.4817 | 723.8545 | 0 | 217.2431 | 44.4778 | 1031.9947 | 0 | 1233.9054 | 3251.4755 | 10419.9572 | 0 | 0 | 0 | 0 | 0 | 0 | 0 | 0 | 0 | 0 | 0 | 0 | 0 | 0 | 0 | 0 | 0 | 0 | 0 | 0 | 0 | 0 | 0 | 0 | 0 | 0 | 0 | 0 | 0 | 2604.9893 |  | 0 | 2604.9893 | 1711.857 | 1767.6392 | 982.7276 | 1106.1518 | 5568.3756 | 0 | 0 | 0 | 0 | 0 | 0 | 0 | 0 | 0 | 0 | 13024.9465 | 15988.3329 | 10419.9572 | 18593.3222
A - Residential | A3 - Energy Star Products | A3b - ES Appliances and Products | Secondary Refrigerator Recycling | EA3b028 | Refrigeration | 3 | 5 | 68.4 | 180 | -111.6 | 2.604 | 2.604 | 13.02 | 13.02 | 0.98952 | 4.9476 | 1.3028 | 1.4931 | 0.98447 | 1.1672 | 0.17997 | 0.2439 | 0.092682 | 0.40682 | 0.15459 | 0 | 0 | 0 | 0 | 0 | 0 | 0 | 0 | 0 | 0 | 0 | 0 | 0 | 0 | 0 | 0 | 0 | 0 | 0 | 0 | 0 | 0 | 0 | 0 | 0 | 0 | 0 | 0 | 0 | 108.4709 | 119.1612 | 49.8646 | 58.0349 | 335.5316 | 10.3454 | 10.3618 | 4.0256 | 2.8718 | 19.9168 | 47.5213 | 383.0529 | 44.0297 | 0 | 13.2142 | 2.7054 | 62.7729 | 0 | 75.0544 | 197.7766 | 580.8295 | 0 | 0 | 0 | 0 | 0 | 0 | 0 | 0 | 0 | 0 | 0 | 0 | 0 | 0 | 0 | 0 | 0 | 0 | 0 | 0 | 0 | 0 | 0 | 0 | 0 | 0 | 0 | 0 | 0 | 145.2074 |  | 0 | 145.2074 | 84.7937 | 91.0711 | 58.6714 | 68.1899 | 302.7261 | 0 | 0 | 0 | 0 | 0 | 0 | 0 | 0 | 0 | 0 | 726.0369 | 883.5556 | 580.8295 | 1028.763
A - Residential | A3 - Energy Star Products | A3b - ES Appliances and Products | Secondary Freezer Recycling | EA3b029 | Refrigeration | 12 | 4 | 556.92 | 1428 | -871.08 | 7.536 | 7.536 | 30.144 | 30.144 | 2.939 | 11.7562 | 3.3707 | 3.9456 | 2.0072 | 2.4327 | 0.6552 | 1.1357 | 0.44292 | 1.5322 | 0.59754 | 0 | 0 | 0 | 0 | 0 | 0 | 0 | 0 | 0 | 0 | 0 | 0 | 0 | 0 | 0 | 0 | 0 | 0 | 0 | 0 | 0 | 0 | 0 | 0 | 0 | 0 | 0 | 0 | 0 | 286.326 | 323.8389 | 102.5501 | 122.4103 | 835.1253 | 26.4063 | 27.2556 | 7.9316 | 5.7959 | 47.7939 | 115.1833 | 950.3085 | 124.2435 | 0 | 41.4961 | 9.2123 | 196.2369 | 0 | 234.6308 | 605.8196 | 1556.1281 | 0 | 0 | 0 | 0 | 0 | 0 | 0 | 0 | 0 | 0 | 0 | 0 | 0 | 0 | 0 | 0 | 0 | 0 | 0 | 0 | 0 | 0 | 0 | 0 | 0 | 0 | 0 | 0 | 0 | 389.032 |  | 0 | 389.032 | 221.7252 | 243.9928 | 119.0163 | 138.9954 | 723.7298 | 0 | 0 | 0 | 0 | 0 | 0 | 0 | 0 | 0 | 0 | 1945.1602 | 2279.8579 | 1556.1281 | 2668.8899
A - Residential | A3 - Energy Star Products | A3b - ES Appliances and Products | Room Air Conditioner Recycling | EA3b030 | HVAC | 135 | 3 | 1822.5 | 5062.5 | -3240 | 38.475 | 38.475 | 115.425 | 115.425 | 13.851 | 41.553 | 1.1985 | 0.89481 | 19.7522 | 19.7075 | 21.8809 | 0 | 0 | 27.9589 | 10.0652 | 0 | 0 | 0 | 0 | 0 | 0 | 0 | 0 | 0 | 0 | 0 | 0 | 0 | 0 | 0 | 0 | 0 | 0 | 0 | 0 | 0 | 0 | 0 | 0 | 0 | 0 | 0 | 0 | 0 | 103.0699 | 74.4091 | 1011.8241 | 996.8943 | 2186.1973 | 8.8964 | 5.8693 | 72.798 | 43.8197 | 163.8607 | 295.2442 | 2481.4415 | 1484.4613 | 0 | 535.0735 | 122.7899 | 2506.3708 | 0 | 2996.7444 | 7645.4399 | 10126.8814 | 0 | 0 | 0 | 0 | 0 | 0 | 0 | 0 | 0 | 0 | 0 | 0 | 0 | 0 | 0 | 0 | 0 | 0 | 0 | 0 | 0 | 0 | 0 | 0 | 0 | 0 | 0 | 0 | 0 | 2531.7203 |  | 0 | 2531.7203 | 80.1497 | 56.5324 | 1159.4573 | 1082.2693 | 2378.4087 | 0 | 0 | 0 | 0 | 0 | 0 | 0 | 0 | 0 | 0 | 12658.6017 | 12505.2901 | 10126.8814 | 15037.0105
A - Residential | A3 - Energy Star Products | A3b - ES Appliances and Products | Dehumidifier Recycling | EA3b037 | HVAC | 100 | 4 | 1125 | 3750 | -2625 | 102 | 102 | 408 | 408 | 30.6 | 122.4 | 26.9194 | 28.5674 | 30.5121 | 36.4011 | 7.1544 | 4.1019 | 1.2306 | 19.5555 | 5.8666 | 0 | 0 | 0 | 0 | 0 | 0 | 0 | 0 | 0 | 0 | 0 | 0 | 0 | 0 | 0 | 0 | 0 | 0 | 0 | 0 | 0 | 0 | 0 | 0 | 0 | 0 | 0 | 0 | 0 | 2286.7062 | 2344.6784 | 1558.9099 | 1831.6726 | 8021.9672 | 210.8904 | 197.3377 | 120.5712 | 86.7258 | 497.6097 | 1113.1349 | 9135.102 | 1219.8167 | 0 | 407.4069 | 90.4454 | 1926.6438 | 0 | 2303.5933 | 5947.9061 | 15083.0082 | 0 | 0 | 0 | 0 | 0 | 0 | 0 | 0 | 0 | 0 | 0 | 0 | 0 | 0 | 0 | 0 | 0 | 0 | 0 | 0 | 0 | 0 | 0 | 0 | 0 | 0 | 0 | 0 | 0 | 3770.752 |  | 0 | 3770.752 | 1770.78 | 1766.572 | 1809.2206 | 2079.8424 | 7426.4149 | 0 | 0 | 0 | 0 | 0 | 0 | 0 | 0 | 0 | 0 | 18853.7602 | 22509.4231 | 15083.0082 | 26280.1751
A - Residential | A3 - Energy Star Products | A3c - ES HVAC Systems | Ductless Mini-split Heat Pump - Retrofit Resistance | EA3b031 | HVAC | 5 | 18 | 16375 | 16375 | 0 | 55.2163 | 55.2163 | 993.8939 | 993.8939 | 55.2163 | 993.8939 | 428.6539 | 565.2399 | 0 | 0 | 33.2029 | 20.5858 | 20.5858 | 9.6288 | 9.6288 | 0 | 0 | 0 | 0 | 0 | 0 | 0 | 0 | 0 | 0 | 0 | 0 | 0 | 0 | 0 | 0 | 0 | 0 | 0 | 0 | 0 | 0 | 0 | 0 | 0 | 0 | 0 | 0 | 0 | 31002.3672 | 37196.9554 | 0 | 0 | 68199.3226 | 1800.7946 | 2028.1015 | 0 | 0 | 1467.5303 | 5296.4264 | 73495.749 | 12680.5509 | 0 | 934.1522 | 177.895 | 12262.1607 | 0 | 14661.2631 | 40716.0218 | 114211.7709 | 0 | 0 | 0 | 0 | 0 | 0 | 0 | 0 | 0 | 0 | 0 | 0 | 0 | 0 | 0 | 0 | 0 | 0 | 0 | 0 | 0 | 0 | 0 | 0 | 0 | 0 | 0 | 0 | 0 | 28552.9427 |  | 0 | 28552.9427 | 21166.0904 | 25162.8581 | 0 | 0 | 46328.9485 | 0 | 0 | 0 | 0 | 0 | 0 | 0 | 0 | 0 | 0 | 142764.7136 | 160540.7194 | 114211.7709 | 189093.6621
A - Residential | A3 - Energy Star Products | A3c - ES HVAC Systems | Ductless Mini-split Heat Pump - Retrofit HP | EA3b032 | HVAC | [22 empty] | 0 |  |  |  | 0 |  |  |  | 0 |  |  |  | 0 | [9 empty] | 0 | 0
A - Residential | A3 - Energy Star Products | A3c - ES HVAC Systems | Air-source Heat Pump – Retrofit HP | EA3b033 | HVAC | [22 empty] | 0 |  |  |  | 0 |  |  |  | 0 |  |  |  | 0 | [9 empty] | 0 | 0
A - Residential | A3 - Energy Star Products | A3c - ES HVAC Systems | Air-source Heat Pump – Retrofit Resistance | EA3b034 | HVAC | [22 empty] | 0 |  |  |  | 0 |  |  |  | 0 |  |  |  | 0 | [9 empty] | 0 | 0
A - Residential | A3 - Energy Star Products | A3c - ES HVAC Systems | Heat Pump Water Heater, <55 gal - Midstream | EA3b035 | Hot Water | 16 | 15 | 13564.32 | 12000 | 1564.32 | 10.128 | 10.128 | 151.92 | 151.92 | 7.7986 | 116.9784 | 45.7746 | 38.5639 | 17.4189 | 15.221 | 1.7134 | 1.6622 | 1.2799 | 0.91901 | 0.70764 | 35.9554 | 539.3309 | 27.6857 | 415.2848 | 63.0186 | 945.2788 | 48.5243 | 727.8647 | 5.026 | 75.3903 | 3.87 | 58.0506 | 0 | 0 | 0 | 0 | 0 | 0 | 0 | 0 | 0 | 0 | 0 | 0 | 80.08 | 1201.2 | 0 | 0 | 0 | 3403.2533 | 2647.4343 | 897.565 | 748.2349 | 7696.4875 | 230.7616 | 166.0426 | 50.0525 | 26.0095 | 207.2688 | 680.135 | 8376.6224 | 759.0344 | 0 | 68.6526 | 13.0738 | 774.7873 | 0 | 926.3751 | 2541.9232 | 10918.5456 | 0 | 2248.4817 | 0 | 0 | 0 | 0 | 0 | 2248.4817 | 0.71977 | 0 | 51.8373 | 0 | 0 | 0 | 0 | 0 | 52.557 | 2301.0388 | 20716.3967 | 0 | 0 | 9.5331 | 0 | 3137.1811 | 0 | 0 | 0 | 0 | 26164.1496 | 9270.6738 |  | 973.4209 | 10244.0947 | 2416.5738 | 1837.9618 | 924.6518 | 794.0007 | 5973.1881 | 5888.3594 | 0 | 14439.3042 | 0 | 0 | 0 | 0 | 0 | 959.8039 | 21287.4674 | 47326.79 | 64343.3507 | 10918.5456 | 73614.0246
A - Residential | A3 - Energy Star Products | A3c - ES HVAC Systems | Heat Pump Water Heater, >55 gal - Midstream | EA3b036 | Hot Water | 14 | 15 | 11868.78 | 10500 | 1368.78 | -2.128 | -2.128 | -31.92 | -31.92 | -1.6386 | -24.5784 | -9.6177 | -8.1027 | -3.6599 | -3.1981 | -0.36001 | -0.34925 | -0.26893 | -0.19309 | -0.14868 | 31.461 | 471.9145 | 24.2249 | 363.3742 | 55.1413 | 827.119 | 42.4588 | 636.8816 | 4.3978 | 65.9665 | 3.3863 | 50.7942 | 0 | 0 | 0 | 0 | 0 | 0 | 0 | 0 | 0 | 0 | 0 | 0 | 70.07 | 1051.05 | 0 | 0 | 0 | -715.0595 | -556.254 | -188.5879 | -157.2121 | -1617.1135 | -48.4854 | -34.8873 | -10.5166 | -5.4649 | -43.5494 | -142.9036 | -1760.017 | -159.4812 | 0 | -14.4246 | -2.747 | -162.791 | 0 | -194.6412 | -534.085 | -2294.102 | 0 | 1967.4215 | 0 | 0 | 0 | 0 | 0 | 1967.4215 | 0.62979 | 0 | 45.3576 | 0 | 0 | 0 | 0 | 0 | 45.9874 | 2013.4089 | 18126.8471 | 0 | 0 | 8.3414 | 0 | 2745.0334 | 0 | 0 | 0 | 0 | 22893.6309 | 5149.8822 |  | 851.7433 | 6001.6255 | -507.7477 | -386.1752 | -194.2791 | -166.8279 | -1255.03 | 5152.3144 | 0 | 12634.3911 | 0 | 0 | 0 | 0 | 0 | 839.8284 | 18626.534 | 26601.1544 | 37971.0328 | -2294.102 | 43120.915
A - Residential | A3 - Energy Star Products | A3c - ES HVAC Systems | Heat Pump Water Heater 120v, <55 gal - Downstream | EA3b038 | Hot Water | [22 empty] | 0 |  |  |  | 0 |  |  |  | 0 |  |  |  | 0 | [9 empty] | 0 | 0
A - Residential | A3 - Energy Star Products | A3c - ES HVAC Systems | Heat Pump Water Heater 120v, >55 gal - Downstream | EA3b039 | Hot Water | [22 empty] | 0 |  |  |  | 0 |  |  |  | 0 |  |  |  | 0 | [9 empty] | 0 | 0
A - Residential | A3 - Energy Star Products | A3c - ES HVAC Systems | Heat Pump Water Heater 120v, <55 gal - Midstream | EA3b040 | Hot Water | [22 empty] | 0 |  |  |  | 0 |  |  |  | 0 |  |  |  | 0 | [9 empty] | 0 | 0
A - Residential | A3 - Energy Star Products | A3c - ES HVAC Systems | Heat Pump Water Heater 120v, >55 gal - Midstream | EA3b041 | Hot Water | [22 empty] | 0 |  |  |  | 0 |  |  |  | 0 |  |  |  | 0 | [9 empty] | 0 | 0
A - Residential | A3 - Energy Star Products | A3b - ES Appliances and Products | Admin Fee |  | Non-Energy Saving | 1 | 1 | 17000 | 17000 | 0 | 0 | 0 | 0 | 0 | 0 | 0 | 0 | 0 | 0 | 0 | 0 | 0 | 0 | 0 | 0 | 0 | 0 | 0 | 0 | 0 | 0 | 0 | 0 | 0 | 0 | 0 | 0 | 0 | 0 | 0 | 0 | 0 | 0 | 0 | 0 | 0 | 0 | 0 | 0 | 0 | 0 | 0 | 0 | 0 | 0 | 0 | 0 | 0 | 0 | 0 | 0 | 0 | 0 | 0 | 0 | 0 | 0 | 0 | 0 | 0 | 0 | 0 | 0 | 0 | 0 | 0 | 0 | 0 | 0 | 0 | 0 | 0 | 0 | 0 | 0 | 0 | 0 | 0 | 0 | 0 | 0 | 0 | 0 | 0 | 0 | 0 | 0 | 0 | 0 | 0 | 0 | 0 | 0 | 0 | 0 |  | 0 | 0 | 0 | 0 | 0 | 0 | 0 | 0 | 0 | 0 | 0 | 0 | 0 | 0 | 0 | 0 | 0 | 0 | 0 | 0 | 0
A - Residential | A3 - Energy Star Products | A3b - ES Appliances and Products | ES Appliances Rebate Processing |  | Non-Energy Saving | 1 | 1 | 59175.0503 | 59175.0503 | 0 | 0 | 0 | 0 | 0 | 0 | 0 | 0 | 0 | 0 | 0 | 0 | 0 | 0 | 0 | 0 | 0 | 0 | 0 | 0 | 0 | 0 | 0 | 0 | 0 | 0 | 0 | 0 | 0 | 0 | 0 | 0 | 0 | 0 | 0 | 0 | 0 | 0 | 0 | 0 | 0 | 0 | 0 | 0 | 0 | 0 | 0 | 0 | 0 | 0 | 0 | 0 | 0 | 0 | 0 | 0 | 0 | 0 | 0 | 0 | 0 | 0 | 0 | 0 | 0 | 0 | 0 | 0 | 0 | 0 | 0 | 0 | 0 | 0 | 0 | 0 | 0 | 0 | 0 | 0 | 0 | 0 | 0 | 0 | 0 | 0 | 0 | 0 | 0 | 0 | 0 | 0 | 0 | 0 | 0 | 0 |  | 0 | 0 | 0 | 0 | 0 | 0 | 0 | 0 | 0 | 0 | 0 | 0 | 0 | 0 | 0 | 0 | 0 | 0 | 0 | 0 | 0
A - Residential | A3 - Energy Star Products | A3c - ES HVAC Systems | ES HVAC Systems Rebate Processing |  | Non-Energy Saving | [22 empty] | 0 |  |  |  | 0 |  |  |  | 0 |  |  |  | 0 | [9 empty] | 0 | 0
A - Residential | A3 - Energy Star Products | A3b - ES Appliances and Products | [25 empty] | 0 |  |  |  | 0 |  |  |  | 0 |  |  |  | 0 | [9 empty] | 0 | 0
A - Residential | A3 - Energy Star Products | A3b - ES Appliances and Products | [25 empty] | 0 |  |  |  | 0 |  |  |  | 0 |  |  |  | 0 | [9 empty] | 0 | 0
A - Residential | A3 - Energy Star Products | A3b - ES Appliances and Products | [25 empty] | 0 |  |  |  | 0 |  |  |  | 0 |  |  |  | 0 | [9 empty] | 0 | 0
A - Residential | A3 - Energy Star Products | A3b - ES Appliances and Products | [25 empty] | 0 |  |  |  | 0 |  |  |  | 0 |  |  |  | 0 | [9 empty] | 0 | 0
A - Residential | A3 - Energy Star Products | A3b - ES Appliances and Products | [25 empty] | 0 |  |  |  | 0 |  |  |  | 0 |  |  |  | 0 | [9 empty] | 0 | 0
A - Residential | A3 - Energy Star Products | A3b - ES Appliances and Products | [25 empty] | 0 |  |  |  | 0 |  |  |  | 0 |  |  |  | 0 | [9 empty] | 0 | 0
[28 empty] | 0 |  |  |  | 0 |  |  |  | 0 |  |  |  | 0 | [9 empty] | 0 | 0
A - Residential | A3 - Energy Star Products | [26 empty] | 0 |  |  |  | 0 |  |  |  | 0 |  |  |  | 0 | [9 empty] | 0 | 0
[28 empty] | 0 |  |  |  | 0 |  |  |  | 0 |  |  |  | 0 | [9 empty] | 0 | 0
A - Residential | A4 - Residential Behavior | A4a - Residential Behavior | Home Energy Reports | EA4a001 | Behavior | 14500 | 1 | 0 | 0 | 0 | 2073.5 | 2073.5 | 2073.5 | 2073.5 | 2073.5 | 2073.5 | 728.0895 | 636.9952 | 394.8526 | 313.5627 | 527.8482 | 447.6153 | 447.6153 | 288.733 | 288.733 | 0 | 0 | 0 | 0 | 0 | 0 | 0 | 0 | 0 | 0 | 0 | 0 | 0 | 0 | 0 | 0 | 0 | 0 | 0 | 0 | 0 | 0 | 0 | 0 | 0 | 0 | 0 | 0 | 0 | 65989.9146 | 56182.7291 | 21156.912 | 16715.3617 | 160044.9174 | 3738.1056 | 2923.7263 | 975.0642 | 475.9133 | 5542.0281 | 13654.8374 | 173699.7548 | 11933.7941 | 0 | 5232.2652 | 1108.6846 | 24499.0961 | 0 | 29292.3656 | 72066.2055 | 245765.9603 | 0 | 0 | 0 | 0 | 0 | 0 | 0 | 0 | 0 | 0 | 0 | 0 | 0 | 0 | 0 | 0 | 0 | 0 | 0 | 0 | 0 | 0 | 0 | 0 | 0 | 0 | 0 | 0 | 0 | 61441.4901 |  | 0 | 61441.4901 | 50404.2009 | 42100.1963 | 22794.3475 | 15879.8588 | 131178.6035 | 0 | 0 | 0 | 0 | 0 | 0 | 0 | 0 | 0 | 0 | 307207.4504 | 376944.5638 | 245765.9603 | 438386.0539
A - Residential | A4 - Residential Behavior | A4a - Residential Behavior | [25 empty] | 0 |  |  |  | 0 |  |  |  | 0 |  |  |  | 0 | [9 empty] | 0 | 0
A - Residential | A4 - Residential Behavior | A4a - Residential Behavior | [25 empty] | 0 |  |  |  | 0 |  |  |  | 0 |  |  |  | 0 | [9 empty] | 0 | 0
A - Residential | A4 - Residential Behavior | A4a - Residential Behavior | [25 empty] | 0 |  |  |  | 0 |  |  |  | 0 |  |  |  | 0 | [9 empty] | 0 | 0
A - Residential | A4 - Residential Behavior | A4a - Residential Behavior | [25 empty] | 0 |  |  |  | 0 |  |  |  | 0 |  |  |  | 0 | [9 empty] | 0 | 0
A - Residential | A4 - Residential Behavior | A4a - Residential Behavior | [25 empty] | 0 |  |  |  | 0 |  |  |  | 0 |  |  |  | 0 | [9 empty] | 0 | 0
A - Residential | A4 - Residential Behavior | A4a - Residential Behavior | [25 empty] | 0 |  |  |  | 0 |  |  |  | 0 |  |  |  | 0 | [9 empty] | 0 | 0
A - Residential | A4 - Residential Behavior | A4a - Residential Behavior | [25 empty] | 0 |  |  |  | 0 |  |  |  | 0 |  |  |  | 0 | [9 empty] | 0 | 0
A - Residential | A4 - Residential Behavior | A4a - Residential Behavior | [25 empty] | 0 |  |  |  | 0 |  |  |  | 0 |  |  |  | 0 | [9 empty] | 0 | 0
A - Residential | A4 - Residential Behavior | A4a - Residential Behavior | [25 empty] | 0 |  |  |  | 0 |  |  |  | 0 |  |  |  | 0 | [9 empty] | 0 | 0
[28 empty] | 0 |  |  |  | 0 |  |  |  | 0 |  |  |  | 0 | [9 empty] | 0 | 0
A - Residential | A4 - Residential Behavior | [26 empty] | 0 |  |  |  | 0 |  |  |  | 0 |  |  |  | 0 | [9 empty] | 0 | 0
[28 empty] | 0 |  |  |  | 0 |  |  |  | 0 |  |  |  | 0 | [9 empty] | 0 | 0
A - Residential | A5 - Residential Active Demand Response | A5a - Residential Active Demand Response | Direct Load Control Targeted Dispatch | EA5a001 | Behavior | 884 | 1 | 34599.76 | 34599.76 | 0 | 0 | 0 | 0 | 0 | 0 | 0 | 0 | 0 | 0 | 0 | 1060.8 | 0 | 0 | 1060.8 | 1060.8 | 0 | 0 | 0 | 0 | 0 | 0 | 0 | 0 | 0 | 0 | 0 | 0 | 0 | 0 | 0 | 0 | 0 | 0 | 0 | 0 | 0 | 0 | 0 | 0 | 0 | 0 | 0 | 0 | 0 | 0 | 0 | 0 | 0 | 0 | 0 | 0 | 0 | 0 | 0 | 0 | 0 | 43844.5583 | 0 | 19223.2542 | 4073.2884 | 90009.266 | 0 | 107619.6573 | 264770.0242 | 264770.0242 | 0 | 0 | 0 | 0 | 0 | 0 | 0 | 0 | 0 | 0 | 0 | 0 | 0 | 0 | 0 | 0 | 0 | 0 | 0 | 0 | 0 | 0 | 0 | 0 | 0 | 0 | 0 | 0 | 0 | 66192.506 |  | 0 | 66192.506 | 0 | 0 | 0 | 0 | 0 | 0 | 0 | 0 | 0 | 0 | 0 | 0 | 0 | 0 | 0 | 330962.5302 | 264770.0242 | 264770.0242 | 330962.5302
A - Residential | A5 - Residential Active Demand Response | A5a - Residential Active Demand Response | Storage Daily Dispatch P4P (savings) | EA5a002 | Behavior | [22 empty] | 0 |  |  |  | 0 |  |  |  | 0 |  |  |  | 0 | [9 empty] | 0 | 0
A - Residential | A5 - Residential Active Demand Response | A5a - Residential Active Demand Response | Storage Daily Dispatch P4P (consumption) | EA5a003 | Behavior | [22 empty] | 0 |  |  |  | 0 |  |  |  | 0 |  |  |  | 0 | [9 empty] | 0 | 0
A - Residential | A5 - Residential Active Demand Response | A5a - Residential Active Demand Response | [25 empty] | 0 |  |  |  | 0 |  |  |  | 0 |  |  |  | 0 | [9 empty] | 0 | 0
A - Residential | A5 - Residential Active Demand Response | A5a - Residential Active Demand Response | [25 empty] | 0 |  |  |  | 0 |  |  |  | 0 |  |  |  | 0 | [9 empty] | 0 | 0
A - Residential | A5 - Residential Active Demand Response | A5a - Residential Active Demand Response | [25 empty] | 0 |  |  |  | 0 |  |  |  | 0 |  |  |  | 0 | [9 empty] | 0 | 0
A - Residential | A5 - Residential Active Demand Response | A5a - Residential Active Demand Response | [25 empty] | 0 |  |  |  | 0 |  |  |  | 0 |  |  |  | 0 | [9 empty] | 0 | 0
A - Residential | A5 - Residential Active Demand Response | A5a - Residential Active Demand Response | [25 empty] | 0 |  |  |  | 0 |  |  |  | 0 |  |  |  | 0 | [9 empty] | 0 | 0
A - Residential | A5 - Residential Active Demand Response | A5a - Residential Active Demand Response | [25 empty] | 0 |  |  |  | 0 |  |  |  | 0 |  |  |  | 0 | [9 empty] | 0 | 0
A - Residential | A5 - Residential Active Demand Response | A5a - Residential Active Demand Response | [25 empty] | 0 |  |  |  | 0 |  |  |  | 0 |  |  |  | 0 | [9 empty] | 0 | 0
[28 empty] | 0 |  |  |  | 0 |  |  |  | 0 |  |  |  | 0 | [9 empty] | 0 | 0
A - Residential | A5 - Residential Active Demand Response | [26 empty] | 0 |  |  |  | 0 |  |  |  | 0 |  |  |  | 0 | [9 empty] | 0 | 0
[28 empty] | 0 |  |  |  | 0 |  |  |  | 0 |  |  |  | 0 | [9 empty] | 0 | 0
C - Commercial & Industrial | C1 - Large Business Energy Solutions | C1a - LCI Retrofit | Custom Large Compressed Air Retro | EC1a001 | Compressed Air | [22 empty] | 0 |  |  |  | 0 |  |  |  | 0 |  |  |  | 0 | [9 empty] | 0 | 0
C - Commercial & Industrial | C1 - Large Business Energy Solutions | C1a - LCI Retrofit | Custom Large Hot Water Retro | EC1a002 | Hot Water | [22 empty] | 0 |  |  |  | 0 |  |  |  | 0 |  |  |  | 0 | [9 empty] | 0 | 0
C - Commercial & Industrial | C1 - Large Business Energy Solutions | C1a - LCI Retrofit | Custom Large HVAC Retro | EC1a003 | HVAC | [22 empty] | 0 |  |  |  | 0 |  |  |  | 0 |  |  |  | 0 | [9 empty] | 0 | 0
C - Commercial & Industrial | C1 - Large Business Energy Solutions | C1a - LCI Retrofit | Custom Large Lighting Retro - Interior | EC1a004 | Lighting | [22 empty] | 0 |  |  |  | 0 |  |  |  | 0 |  |  |  | 0 | [9 empty] | 0 | 0
C - Commercial & Industrial | C1 - Large Business Energy Solutions | C1a - LCI Retrofit | Custom Large Lighting Retro - Exterior | EC1a047 | Lighting | [22 empty] | 0 |  |  |  | 0 |  |  |  | 0 |  |  |  | 0 | [9 empty] | 0 | 0
C - Commercial & Industrial | C1 - Large Business Energy Solutions | C1a - LCI Retrofit | Custom Large Lighting Retro - Controls | EC1a048 | Lighting | [22 empty] | 0 |  |  |  | 0 |  |  |  | 0 |  |  |  | 0 | [9 empty] | 0 | 0
C - Commercial & Industrial | C1 - Large Business Energy Solutions | C1a - LCI Retrofit | Custom Large Motors Retro | EC1a005 | Motors/Drives | [22 empty] | 0 |  |  |  | 0 |  |  |  | 0 |  |  |  | 0 | [9 empty] | 0 | 0
C - Commercial & Industrial | C1 - Large Business Energy Solutions | C1a - LCI Retrofit | Custom Large Process Retro | EC1a006 | Process | [22 empty] | 0 |  |  |  | 0 |  |  |  | 0 |  |  |  | 0 | [9 empty] | 0 | 0
C - Commercial & Industrial | C1 - Large Business Energy Solutions | C1a - LCI Retrofit | Custom Large Refrigeration Retro | EC1a007 | Refrigeration | [22 empty] | 0 |  |  |  | 0 |  |  |  | 0 |  |  |  | 0 | [9 empty] | 0 | 0
C - Commercial & Industrial | C1 - Large Business Energy Solutions | C1a - LCI Retrofit | Custom Large Other Retro | EC1a008 | Custom Measures | [22 empty] | 0 |  |  |  | 0 |  |  |  | 0 |  |  |  | 0 | [9 empty] | 0 | 0
C - Commercial & Industrial | C1 - Large Business Energy Solutions | C1a - LCI Retrofit | Daylight Dimming | EC1a009 | Lighting | [22 empty] | 0 |  |  |  | 0 |  |  |  | 0 |  |  |  | 0 | [9 empty] | 0 | 0
C - Commercial & Industrial | C1 - Large Business Energy Solutions | C1a - LCI Retrofit | Lighting Fixture - Exterior w/ Controls | EC1a010 | Lighting | 6 | 5 | 11663.52 | 2886 | 8777.52 | 17.3691 | 17.3517 | 86.8455 | 86.7587 | 16.3106 | 81.5531 | 16.3922 | 25.7708 | 15.6582 | 23.6504 | 3.2654 | 3.4738 | 3.2654 | 0 | 0 | 0 | 0 | 0 | 0 | 0 | 0 | 0 | 0 | 0 | 0 | 0 | 0 | 0 | 0 | 0 | 0 | 0 | 0 | 0 | 0 | 0 | 0 | 0 | 0 | 0 | 0 | 0 | 0 | 0 | 1364.7586 | 2056.6952 | 793.1103 | 1175.961 | 5390.5253 | 130.1631 | 178.8421 | 64.0278 | 58.1908 | 328.2963 | 759.5201 | 6150.0454 | 0 | 0 | 0 | 0 | 0 | 0 | 0 | 0 | 6150.0454 | 0 | 0 | 0 | 0 | 0 | 0 | 0 | 0 | 0 | 0 | 0 | 0 | 0 | 0 | 0 | 0 | 0 | 0 | 0 | 0 | 0 | 0 | 0 | 0 | 0 | 0 | 0 | 0 | 0 | 615.0045 |  | 0 | 615.0045 | 1066.8572 | 1571.866 | 933.1848 | 1381.7312 | 4953.6393 | 0 | 0 | 0 | 0 | 0 | 0 | 0 | 0 | 0 | 0 | 6765.0499 | 11103.6847 | 6150.0454 | 11718.6892
C - Commercial & Industrial | C1 - Large Business Energy Solutions | C1a - LCI Retrofit | Lighting Fixture - Exterior w/o Controls | EC1a011 | Lighting | 6 | 4 | 69998.04 | 14526 | 55472.04 | 46.5938 | 46.5472 | 186.3751 | 186.1887 | 43.7544 | 175.0174 | 35.1785 | 55.3055 | 33.6033 | 50.7551 | 8.7596 | 9.3188 | 8.7596 | 0 | 0 | 0 | 0 | 0 | 0 | 0 | 0 | 0 | 0 | 0 | 0 | 0 | 0 | 0 | 0 | 0 | 0 | 0 | 0 | 0 | 0 | 0 | 0 | 0 | 0 | 0 | 0 | 0 | 0 | 0 | 2988.2893 | 4539.2118 | 1716.8489 | 2553.9491 | 11798.2991 | 275.5936 | 382.0386 | 132.7867 | 120.9241 | 711.5226 | 1622.8656 | 13421.1647 | 0 | 0 | 0 | 0 | 0 | 0 | 0 | 0 | 13421.1647 | 0 | 0 | 0 | 0 | 0 | 0 | 0 | 0 | 0 | 0 | 0 | 0 | 0 | 0 | 0 | 0 | 0 | 0 | 0 | 0 | 0 | 0 | 0 | 0 | 0 | 0 | 0 | 0 | 0 | 1342.1165 |  | 0 | 1342.1165 | 2314.072 | 3420.0188 | 1992.5195 | 2899.9786 | 10626.589 | 0 | 0 | 0 | 0 | 0 | 0 | 0 | 0 | 0 | 0 | 14763.2812 | 24047.7537 | 13421.1647 | 25389.8701
C - Commercial & Industrial | C1 - Large Business Energy Solutions | C1a - LCI Retrofit | Lighting Fixture - Interior w/ Controls | EC1a012 | Lighting | 14.7643 | 5 | 479807.0327 | 93930.7773 | 385876.2554 | 363.2895 | 362.9262 | 1816.4473 | 1814.6309 | 341.1506 | 1705.753 | 516.8432 | 296.801 | 585.0733 | 308.7413 | 68.2984 | 28.2639 | 26.5681 | 36.6196 | 34.4224 | -83.6777 | -418.3884 | -78.657 | -393.2851 | -167.3553 | -836.7767 | -157.314 | -786.5701 | 0 | 0 | 0 | 0 | 0 | 0 | 0 | 0 | 0 | 0 | 0 | 0 | 0 | 0 | 0 | 0 | -235.971 | -1179.8552 | 0 | 0 | 0 | 43030.6498 | 23686.8655 | 29634.7995 | 15351.4356 | 111703.7504 | 4104.0244 | 2059.7164 | 2392.4183 | 759.6441 | 6866.5959 | 16182.3991 | 127886.1496 | 9804.0426 | 0 | 2942.388 | 602.4172 | 13977.5601 | 0 | 16712.282 | 44038.6899 | 171924.8395 | 0 | 0 | 0 | 0 | 0 | -3236.6998 | 0 | -3236.6998 | -0.74978 | 0 | 0 | 0 | 0 | 0 | -309.7878 | 0 | -310.5376 | -3547.2373 | 0 | -22135.9913 | 0 | -12.2795 | 0 | 0 | 0 | 0 | 0 | 0 | -25695.5081 | 14622.9331 |  | -857.8556 | 13765.0775 | 33637.8605 | 18103.1094 | 34868.7226 | 18037.6363 | 104647.3288 | 0 | -5774.6766 | 0 | -16157.4144 | 0 | 0 | 0 | 0 | 0 | -21932.0911 | 159994.4088 | 228944.5691 | 171924.8395 | 243567.5022
C - Commercial & Industrial | C1 - Large Business Energy Solutions | C1a - LCI Retrofit | Lighting Fixture - Interior w/o Controls | EC1a013 | Lighting | 30.2167 | 4 | 733667.7987 | 158426.2184 | 575241.5803 | 589.1805 | 588.5914 | 2356.7222 | 2354.3655 | 553.2759 | 2213.1035 | 670.5704 | 385.08 | 759.0945 | 400.5717 | 110.7659 | 45.8382 | 43.088 | 59.3894 | 55.826 | -135.7079 | -542.8317 | -127.5654 | -510.2618 | -271.4158 | -1085.6634 | -255.1309 | -1020.5236 | 0 | 0 | 0 | 0 | 0 | 0 | 0 | 0 | 0 | 0 | 0 | 0 | 0 | 0 | 0 | 0 | -382.6963 | -1530.7853 | 0 | 0 | 0 | 56962.5816 | 31605.5296 | 38783.3592 | 20156.4141 | 147507.8844 | 5253.3478 | 2660.0502 | 2999.6325 | 954.3638 | 8997.2364 | 20864.6307 | 168372.5152 | 11607.5841 | 0 | 3876.8197 | 860.6647 | 18333.6397 | 0 | 21920.6323 | 56599.3404 | 224971.8556 | 0 | 0 | 0 | 0 | 0 | -4222.8262 | 0 | -4222.8262 | -0.98282 | 0 | 0 | 0 | 0 | 0 | -462.1581 | 0 | -463.1409 | -4685.9672 | 0 | -28980.4884 | 0 | -16.2443 | 0 | 0 | 0 | 0 | 0 | 0 | -33682.6999 | 19128.9156 |  | -1099.9692 | 18028.9464 | 44110.6948 | 23812.836 | 45010.7156 | 22887.367 | 135821.6134 | 0 | -7518.5331 | 0 | -21036.5761 | 0 | 0 | 0 | 0 | 0 | -28555.1092 | 209318.1021 | 298555.6599 | 224971.8556 | 317684.5754
C - Commercial & Industrial | C1 - Large Business Energy Solutions | C1a - LCI Retrofit | Lighting Occupancy Sensors | EC1a014 | Lighting | 5 | 9 | 28938.558 | 10775 | 18163.558 | 26.9076 | 26.8807 | 242.1688 | 241.9267 | 25.2679 | 227.4111 | 71.1797 | 43.2081 | 72.999 | 40.2518 | 2.5293 | 0.36056 | 0.33893 | 0.37133 | 0.34905 | -24.468 | -220.2122 | -22.9999 | -206.9995 | -48.936 | -440.4244 | -45.9999 | -413.999 | 0 | 0 | 0 | 0 | 0 | 0 | 0 | 0 | 0 | 0 | 0 | 0 | 0 | 0 | 0 | 0 | -68.9998 | -620.9984 | 0 | 0 | 0 | 5575.8141 | 3215.1236 | 3691.9499 | 1988.1519 | 14471.0395 | 533.6694 | 279.1305 | 304.702 | 100.6686 | 663.3823 | 1881.5527 | 16352.5922 | 201.9926 | 0 | 33.8519 | 6.4487 | 244.3408 | 0 | 292.1463 | 778.7804 | 17131.3726 | 0 | 0 | 0 | 0 | 0 | -1672.2643 | 0 | -1672.2643 | -0.3794 | 0 | 0 | 0 | 0 | 0 | -96.5086 | 0 | -96.888 | -1769.1523 | 0 | -11239.1639 | 0 | -6.0005 | 0 | 0 | 0 | 0 | 0 | 0 | -13014.3166 | 411.7056 |  | -473.5617 | -61.8561 | 4327.5239 | 2401.6871 | 4358.5052 | 2385.2219 | 13472.938 | 0 | -2999.0903 | 0 | -8391.5341 | 0 | 0 | 0 | 0 | 0 | -11390.6244 | 4055.1999 | 6199.3696 | 17131.3726 | 6611.0751
C - Commercial & Industrial | C1 - Large Business Energy Solutions | C1a - LCI Retrofit | [Open Measure - To Be Assigned] | EC1a015 | [23 empty] | 0 |  |  |  | 0 |  |  |  | 0 |  |  |  | 0 | [9 empty] | 0 | 0
C - Commercial & Industrial | C1 - Large Business Energy Solutions | C1a - LCI Retrofit | Case Motor Replacement | EC1a016 | Refrigeration | [22 empty] | 0 |  |  |  | 0 |  |  |  | 0 |  |  |  | 0 | [9 empty] | 0 | 0
C - Commercial & Industrial | C1 - Large Business Energy Solutions | C1a - LCI Retrofit | Cooler Night Cover | EC1a017 | Refrigeration | [22 empty] | 0 |  |  |  | 0 |  |  |  | 0 |  |  |  | 0 | [9 empty] | 0 | 0
C - Commercial & Industrial | C1 - Large Business Energy Solutions | C1a - LCI Retrofit | Demand Control Ventilation | EC1a018 | HVAC | 4 | 10 | 88000 | 5440 | 82560 | 36.0784 | 36.0423 | 360.7841 | 360.4233 | 36.0423 | 360.4233 | 95.1518 | 59.8303 | 125.7877 | 79.6535 | 57.7255 | 2.8863 | 2.8863 | 47.3349 | 47.3349 | 0 | 0 | 0 | 0 | 0 | 0 | 0 | 0 | 0 | 0 | 0 | 0 | 0 | 0 | 0 | 0 | 0 | 0 | 0 | 0 | 0 | 0 | 0 | 0 | 0 | 0 | 0 | 0 | 0 | 7373.7966 | 4381.2514 | 6372.6794 | 3922.4987 | 22050.2262 | 687.6585 | 371.0994 | 512.7293 | 193.7484 | 956.7989 | 2722.0345 | 24772.2607 | 31421.7207 | 0 | 4592.249 | 874.5237 | 36425.7902 | 0 | 43552.5279 | 116866.8115 | 141639.0722 | 0 | 0 | 0 | 0 | 0 | 0 | 0 | 0 | 0 | 0 | 0 | 0 | 0 | 0 | 0 | 0 | 0 | 0 | 0 | 0 | 0 | 0 | 0 | 0 | 0 | 0 | 0 | 0 | 0 | 14163.9072 |  | 0 | 14163.9072 | 5658.2595 | 3241.2724 | 7378.1053 | 4639.9197 | 20917.5569 | 0 | 0 | 0 | 0 | 0 | 0 | 0 | 0 | 0 | 0 | 155802.9794 | 162556.6291 | 141639.0722 | 176720.5363
C - Commercial & Industrial | C1 - Large Business Energy Solutions | C1a - LCI Retrofit | Door Heater Controls | EC1a019 | Refrigeration | [22 empty] | 0 |  |  |  | 0 |  |  |  | 0 |  |  |  | 0 | [9 empty] | 0 | 0
C - Commercial & Industrial | C1 - Large Business Energy Solutions | C1a - LCI Retrofit | Dual Enthalpy Economizer Controls (DEEC) | EC1a020 | HVAC | [22 empty] | 0 |  |  |  | 0 |  |  |  | 0 |  |  |  | 0 | [9 empty] | 0 | 0
C - Commercial & Industrial | C1 - Large Business Energy Solutions | C1a - LCI Retrofit | Duct Sealing, Electric | EC1a021 | HVAC | [22 empty] | 0 |  |  |  | 0 |  |  |  | 0 |  |  |  | 0 | [9 empty] | 0 | 0
C - Commercial & Industrial | C1 - Large Business Energy Solutions | C1a - LCI Retrofit | Ductless Mini Split Heat Pump | EC1a022 | HVAC | [22 empty] | 0 |  |  |  | 0 |  |  |  | 0 |  |  |  | 0 | [9 empty] | 0 | 0
C - Commercial & Industrial | C1 - Large Business Energy Solutions | C1a - LCI Retrofit | ECM Evaporator Fan Motors for Walk-in Cooler/Freezer | EC1a023 | Refrigeration | [22 empty] | 0 |  |  |  | 0 |  |  |  | 0 |  |  |  | 0 | [9 empty] | 0 | 0
C - Commercial & Industrial | C1 - Large Business Energy Solutions | C1a - LCI Retrofit | Electronic Defrost Control | EC1a024 | Refrigeration | [22 empty] | 0 |  |  |  | 0 |  |  |  | 0 |  |  |  | 0 | [9 empty] | 0 | 0
C - Commercial & Industrial | C1 - Large Business Energy Solutions | C1a - LCI Retrofit | Energy Management System, Electric | EC1a025 | HVAC | [22 empty] | 0 |  |  |  | 0 |  |  |  | 0 |  |  |  | 0 | [9 empty] | 0 | 0
C - Commercial & Industrial | C1 - Large Business Energy Solutions | C1a - LCI Retrofit | Energy Star Wifi Thermostat, Electric | EC1a026 | HVAC | [22 empty] | 0 |  |  |  | 0 |  |  |  | 0 |  |  |  | 0 | [9 empty] | 0 | 0
C - Commercial & Industrial | C1 - Large Business Energy Solutions | C1a - LCI Retrofit | Evaporator Fan Control | EC1a027 | Refrigeration | [22 empty] | 0 |  |  |  | 0 |  |  |  | 0 |  |  |  | 0 | [9 empty] | 0 | 0
C - Commercial & Industrial | C1 - Large Business Energy Solutions | C1a - LCI Retrofit | Faucet Aerator, Electric | EC1a028 | Hot Water | [22 empty] | 0 |  |  |  | 0 |  |  |  | 0 |  |  |  | 0 | [9 empty] | 0 | 0
C - Commercial & Industrial | C1 - Large Business Energy Solutions | C1a - LCI Retrofit | Hotel Occupancy Sensor | EC1a031 | HVAC | [22 empty] | 0 |  |  |  | 0 |  |  |  | 0 |  |  |  | 0 | [9 empty] | 0 | 0
C - Commercial & Industrial | C1 - Large Business Energy Solutions | C1a - LCI Retrofit | Low Pressure Drop Filter | EC1a032 | Compressed Air | [22 empty] | 0 |  |  |  | 0 |  |  |  | 0 |  |  |  | 0 | [9 empty] | 0 | 0
C - Commercial & Industrial | C1 - Large Business Energy Solutions | C1a - LCI Retrofit | Thermostatic Shut-Off Valve, Electric | EC1a033 | Hot Water | [22 empty] | 0 |  |  |  | 0 |  |  |  | 0 |  |  |  | 0 | [9 empty] | 0 | 0
C - Commercial & Industrial | C1 - Large Business Energy Solutions | C1a - LCI Retrofit | Low-Flow Showerhead, Electric | EC1a034 | Hot Water | [22 empty] | 0 |  |  |  | 0 |  |  |  | 0 |  |  |  | 0 | [9 empty] | 0 | 0
C - Commercial & Industrial | C1 - Large Business Energy Solutions | C1a - LCI Retrofit | Motors, Open Drip | EC1a035 | Motors/Drives | [22 empty] | 0 |  |  |  | 0 |  |  |  | 0 |  |  |  | 0 | [9 empty] | 0 | 0
C - Commercial & Industrial | C1 - Large Business Energy Solutions | C1a - LCI Retrofit | Motors, Totally Enclosed Fan Cooled | EC1a036 | Motors/Drives | [22 empty] | 0 |  |  |  | 0 |  |  |  | 0 |  |  |  | 0 | [9 empty] | 0 | 0
C - Commercial & Industrial | C1 - Large Business Energy Solutions | C1a - LCI Retrofit | Novelty Cooler Shutoff | EC1a037 | Refrigeration | [22 empty] | 0 |  |  |  | 0 |  |  |  | 0 |  |  |  | 0 | [9 empty] | 0 | 0
C - Commercial & Industrial | C1 - Large Business Energy Solutions | C1a - LCI Retrofit | Pipe Wrap - Heating, Electric | EC1a038 | HVAC | [22 empty] | 0 |  |  |  | 0 |  |  |  | 0 |  |  |  | 0 | [9 empty] | 0 | 0
C - Commercial & Industrial | C1 - Large Business Energy Solutions | C1a - LCI Retrofit | Pipe Wrap - Hot Water, Electric | EC1a039 | Hot Water | [22 empty] | 0 |  |  |  | 0 |  |  |  | 0 |  |  |  | 0 | [9 empty] | 0 | 0
C - Commercial & Industrial | C1 - Large Business Energy Solutions | C1a - LCI Retrofit | Pre Rinse Spray Valve, Electric | EC1a040 | Hot Water | [22 empty] | 0 |  |  |  | 0 |  |  |  | 0 |  |  |  | 0 | [9 empty] | 0 | 0
C - Commercial & Industrial | C1 - Large Business Energy Solutions | C1a - LCI Retrofit | Programmable Thermostat, Electric | EC1a041 | HVAC | [22 empty] | 0 |  |  |  | 0 |  |  |  | 0 |  |  |  | 0 | [9 empty] | 0 | 0
C - Commercial & Industrial | C1 - Large Business Energy Solutions | C1a - LCI Retrofit | Steam Trap, Electric | EC1a042 | HVAC | [22 empty] | 0 |  |  |  | 0 |  |  |  | 0 |  |  |  | 0 | [9 empty] | 0 | 0
C - Commercial & Industrial | C1 - Large Business Energy Solutions | C1a - LCI Retrofit | Variable Frequency Drive | EC1a043 | Motors/Drives | 4 | 15 | 66696.44 | 23343.76 | 43352.68 | 169.1247 | 168.9556 | 2536.8702 | 2534.3333 | 168.9556 | 2534.3333 | 600.637 | 689.3387 | 603.1713 | 641.1863 | 6.62 | 6.62 | 6.62 | 6.62 | 6.62 | 0 | 0 | 0 | 0 | 0 | 0 | 0 | 0 | 0 | 0 | 0 | 0 | 0 | 0 | 0 | 0 | 0 | 0 | 0 | 0 | 0 | 0 | 0 | 0 | 0 | 0 | 0 | 0 | 0 | 44656.1743 | 47323.4555 | 31080.4135 | 31519.5433 | 154579.5865 | 3027.9639 | 2968.0467 | 1733.1919 | 1095.656 | 4490.4727 | 13315.3313 | 167894.9177 | 7100.7912 | 0 | 642.2472 | 122.3062 | 7248.1597 | 0 | 8666.2684 | 23779.7726 | 191674.6904 | 0 | 0 | 0 | 0 | 0 | 0 | 0 | 0 | 0 | 0 | 0 | 0 | 0 | 0 | 0 | 0 | 0 | 0 | 0 | 0 | 0 | 0 | 0 | 0 | 0 | 0 | 0 | 0 | 0 | 19167.469 |  | 0 | 19167.469 | 31709.3478 | 32853.9607 | 32018.3628 | 33447.4363 | 130029.1076 | 0 | 0 | 0 | 0 | 0 | 0 | 0 | 0 | 0 | 0 | 210842.1594 | 321703.7979 | 191674.6904 | 340871.267
C - Commercial & Industrial | C1 - Large Business Energy Solutions | C1a - LCI Retrofit | Variable Frequency Drive with Motor | EC1a044 | Motors/Drives | 6 | 15 | 174670.74 | 61134.78 | 113535.96 | 452.85 | 452.3972 | 6792.75 | 6785.9573 | 452.3972 | 6785.9573 | 1608.2719 | 1845.7804 | 1615.0578 | 1716.8472 | 17.724 | 17.724 | 17.724 | 17.724 | 17.724 | 0 | 0 | 0 | 0 | 0 | 0 | 0 | 0 | 0 | 0 | 0 | 0 | 0 | 0 | 0 | 0 | 0 | 0 | 0 | 0 | 0 | 0 | 0 | 0 | 0 | 0 | 0 | 0 | 0 | 119571.8361 | 126713.776 | 83221.238 | 84397.0564 | 413903.9065 | 8107.7076 | 7947.2727 | 4640.8127 | 2933.74 | 12023.7364 | 35653.2693 | 449557.1758 | 19011.2422 | 0 | 1719.515 | 327.4554 | 19405.7978 | 0 | 23202.5591 | 63666.5695 | 513223.7453 | 0 | 0 | 0 | 0 | 0 | 0 | 0 | 0 | 0 | 0 | 0 | 0 | 0 | 0 | 0 | 0 | 0 | 0 | 0 | 0 | 0 | 0 | 0 | 0 | 0 | 0 | 0 | 0 | 0 | 51322.3745 |  | 0 | 51322.3745 | 84905.2791 | 87970.1063 | 85732.701 | 89559.2028 | 348167.2891 | 0 | 0 | 0 | 0 | 0 | 0 | 0 | 0 | 0 | 0 | 564546.1198 | 861391.0344 | 513223.7453 | 912713.409
C - Commercial & Industrial | C1 - Large Business Energy Solutions | C1a - LCI Retrofit | Vending Miser | EC1a045 | Refrigeration | [22 empty] | 0 |  |  |  | 0 |  |  |  | 0 |  |  |  | 0 | [9 empty] | 0 | 0
C - Commercial & Industrial | C1 - Large Business Energy Solutions | C1a - LCI Retrofit | Zero Loss Condensate Drain | EC1a046 | Compressed Air | [22 empty] | 0 |  |  |  | 0 |  |  |  | 0 |  |  |  | 0 | [9 empty] | 0 | 0
C - Commercial & Industrial | C1 - Large Business Energy Solutions | C1a - LCI Retrofit | Large Retrocommissioning | EC1a049 | Custom Measures | [22 empty] | 0 |  |  |  | 0 |  |  |  | 0 |  |  |  | 0 | [9 empty] | 0 | 0
C - Commercial & Industrial | C1 - Large Business Energy Solutions | C1a - LCI Retrofit | Induction Cooktop Displacing Electric Resistance | EC1a050 | Food Service | [22 empty] | 0 |  |  |  | 0 |  |  |  | 0 |  |  |  | 0 | [9 empty] | 0 | 0
C - Commercial & Industrial | C1 - Large Business Energy Solutions | C1a - LCI Retrofit | CI Audits - Large Retro | EC1aAUD | Non-Energy Saving | 1 | 1 | 196079 | 196079 | 0 | 0 | 0 | 0 | 0 | 0 | 0 | 0 | 0 | 0 | 0 | 0 | 0 | 0 | 0 | 0 | 0 | 0 | 0 | 0 | 0 | 0 | 0 | 0 | 0 | 0 | 0 | 0 | 0 | 0 | 0 | 0 | 0 | 0 | 0 | 0 | 0 | 0 | 0 | 0 | 0 | 0 | 0 | 0 | 0 | 0 | 0 | 0 | 0 | 0 | 0 | 0 | 0 | 0 | 0 | 0 | 0 | 0 | 0 | 0 | 0 | 0 | 0 | 0 | 0 | 0 | 0 | 0 | 0 | 0 | 0 | 0 | 0 | 0 | 0 | 0 | 0 | 0 | 0 | 0 | 0 | 0 | 0 | 0 | 0 | 0 | 0 | 0 | 0 | 0 | 0 | 0 | 0 | 0 | 0 | 0 |  | 0 | 0 | 0 | 0 | 0 | 0 | 0 | 0 | 0 | 0 | 0 | 0 | 0 | 0 | 0 | 0 | 0 | 0 | 0 | 0 | 0
C - Commercial & Industrial | C1 - Large Business Energy Solutions | C1a - LCI Retrofit | Vendor Fees - Large Retro | EC1aNES01 | Non-Energy Saving | [22 empty] | 0 |  |  |  | 0 |  |  |  | 0 |  |  |  | 0 | [9 empty] | 0 | 0
C - Commercial & Industrial | C1 - Large Business Energy Solutions | C1a - LCI Retrofit | Vendor Fees - TA Studies - Large Retro | EC1aNES02 | Non-Energy Saving | [22 empty] | 0 |  |  |  | 0 |  |  |  | 0 |  |  |  | 0 | [9 empty] | 0 | 0
C - Commercial & Industrial | C1 - Large Business Energy Solutions | C1a - LCI Retrofit | [25 empty] | 0 |  |  |  | 0 |  |  |  | 0 |  |  |  | 0 | [9 empty] | 0 | 0
C - Commercial & Industrial | C1 - Large Business Energy Solutions | C1a - LCI Retrofit | [25 empty] | 0 |  |  |  | 0 |  |  |  | 0 |  |  |  | 0 | [9 empty] | 0 | 0
C - Commercial & Industrial | C1 - Large Business Energy Solutions | C1a - LCI Retrofit | [25 empty] | 0 |  |  |  | 0 |  |  |  | 0 |  |  |  | 0 | [9 empty] | 0 | 0
C - Commercial & Industrial | C1 - Large Business Energy Solutions | C1a - LCI Retrofit | [25 empty] | 0 |  |  |  | 0 |  |  |  | 0 |  |  |  | 0 | [9 empty] | 0 | 0
[28 empty] | 0 |  |  |  | 0 |  |  |  | 0 |  |  |  | 0 | [9 empty] | 0 | 0
C - Commercial & Industrial | C1 - Large Business Energy Solutions | C1b - LCI New Equipment | Custom Large Compressed Air New | EC1b001 | Compressed Air | [22 empty] | 0 |  |  |  | 0 |  |  |  | 0 |  |  |  | 0 | [9 empty] | 0 | 0
C - Commercial & Industrial | C1 - Large Business Energy Solutions | C1b - LCI New Equipment | Custom Large Hot Water New | EC1b002 | Hot Water | [22 empty] | 0 |  |  |  | 0 |  |  |  | 0 |  |  |  | 0 | [9 empty] | 0 | 0
C - Commercial & Industrial | C1 - Large Business Energy Solutions | C1b - LCI New Equipment | Custom Large HVAC New | EC1b003 | HVAC | 5 | 15 | 10480 | 7860 | 2620 | 15.1249 | 13.083 | 226.8735 | 196.2456 | 13.083 | 196.2456 | 141.2968 | 35.3242 | 15.6996 | 3.9249 | 9.175 | 2.1073 | 2.1073 | 2.7512 | 2.7512 | 0 | 0 | 0 | 0 | 0 | 0 | 0 | 0 | 0 | 0 | 0 | 0 | 0 | 0 | 0 | 0 | 0 | 0 | 0 | 0 | 0 | 0 | 0 | 0 | 0 | 0 | 0 | 0 | 0 | 10505.1391 | 2425.0248 | 808.9766 | 192.9414 | 13932.082 | 712.3132 | 152.0934 | 45.1124 | 6.7069 | 347.7188 | 1263.9447 | 15196.0267 | 2951.0282 | 0 | 266.9125 | 50.8294 | 3012.2733 | 0 | 3601.6272 | 9882.6705 | 25078.6973 | 0 | 0 | 0 | 0 | 0 | 0 | 0 | 0 | 0 | 0 | 0 | 0 | 0 | 0 | 0 | 0 | 0 | 0 | 0 | 0 | 0 | 0 | 0 | 0 | 0 | 0 | 0 | 0 | 0 | 2507.8697 |  | 0 | 2507.8697 | 7459.4637 | 1683.5557 | 833.39 | 204.7427 | 10181.1521 | 0 | 0 | 0 | 0 | 0 | 0 | 0 | 0 | 0 | 0 | 27586.567 | 35259.8493 | 25078.6973 | 37767.719
C - Commercial & Industrial | C1 - Large Business Energy Solutions | C1b - LCI New Equipment | Custom Large Lighting New - Interior | EC1b004 | Lighting | [22 empty] | 0 |  |  |  | 0 |  |  |  | 0 |  |  |  | 0 | [9 empty] | 0 | 0
C - Commercial & Industrial | C1 - Large Business Energy Solutions | C1b - LCI New Equipment | Custom Large Lighting New - Exterior | EC1b054 | Lighting | [22 empty] | 0 |  |  |  | 0 |  |  |  | 0 |  |  |  | 0 | [9 empty] | 0 | 0
C - Commercial & Industrial | C1 - Large Business Energy Solutions | C1b - LCI New Equipment | Custom Large Lighting New - Controls | EC1b055 | Lighting | [22 empty] | 0 |  |  |  | 0 |  |  |  | 0 |  |  |  | 0 | [9 empty] | 0 | 0
C - Commercial & Industrial | C1 - Large Business Energy Solutions | C1b - LCI New Equipment | Custom Large Motors New | EC1b005 | Motors/Drives | [22 empty] | 0 |  |  |  | 0 |  |  |  | 0 |  |  |  | 0 | [9 empty] | 0 | 0
C - Commercial & Industrial | C1 - Large Business Energy Solutions | C1b - LCI New Equipment | Custom Large Process New | EC1b006 | Process | [22 empty] | 0 |  |  |  | 0 |  |  |  | 0 |  |  |  | 0 | [9 empty] | 0 | 0
C - Commercial & Industrial | C1 - Large Business Energy Solutions | C1b - LCI New Equipment | Custom Large Refrigeration New | EC1b007 | Refrigeration | [22 empty] | 0 |  |  |  | 0 |  |  |  | 0 |  |  |  | 0 | [9 empty] | 0 | 0
C - Commercial & Industrial | C1 - Large Business Energy Solutions | C1b - LCI New Equipment | Custom Large Other New | EC1b008 | Custom Measures | [22 empty] | 0 |  |  |  | 0 |  |  |  | 0 |  |  |  | 0 | [9 empty] | 0 | 0
C - Commercial & Industrial | C1 - Large Business Energy Solutions | C1b - LCI New Equipment | Custom Large Comprehensive Design | EC1b056 | Custom Measures | [22 empty] | 0 |  |  |  | 0 |  |  |  | 0 |  |  |  | 0 | [9 empty] | 0 | 0
C - Commercial & Industrial | C1 - Large Business Energy Solutions | C1b - LCI New Equipment | Daylight Dimming | EC1b009 | Lighting | [22 empty] | 0 |  |  |  | 0 |  |  |  | 0 |  |  |  | 0 | [9 empty] | 0 | 0
C - Commercial & Industrial | C1 - Large Business Energy Solutions | C1b - LCI New Equipment | Performance Lighting - Exterior w/ Controls | EC1b010 | Lighting | [22 empty] | 0 |  |  |  | 0 |  |  |  | 0 |  |  |  | 0 | [9 empty] | 0 | 0
C - Commercial & Industrial | C1 - Large Business Energy Solutions | C1b - LCI New Equipment | Performance Lighting - Exterior w/o Controls | EC1b011 | Lighting | 5 | 15 | 4179.8667 | 3335 | 844.8667 | 21.1004 | 21.0793 | 316.5064 | 316.1899 | 19.8146 | 297.2185 | 59.7409 | 93.921 | 57.0659 | 86.1934 | 0.0188 | 0.02 | 0.0188 | 0 | 0 | 0 | 0 | 0 | 0 | 0 | 0 | 0 | 0 | 0 | 0 | 0 | 0 | 0 | 0 | 0 | 0 | 0 | 0 | 0 | 0 | 0 | 0 | 0 | 0 | 0 | 0 | 0 | 0 | 0 | 4441.6189 | 6447.7278 | 2940.5132 | 4237.1073 | 18066.9672 | 301.1691 | 404.3905 | 163.977 | 147.2868 | 526.6282 | 1543.4517 | 19610.4189 | 0 | 0 | 0 | 0 | 0 | 0 | 0 | 0 | 19610.4189 | 0 | 0 | 0 | 0 | 0 | 0 | 0 | 0 | 0 | 0 | 0 | 0 | 0 | 0 | 0 | 0 | 0 | 0 | 0 | 0 | 0 | 0 | 0 | 0 | 0 | 0 | 0 | 0 | 0 | 1961.0419 |  | 0 | 1961.0419 | 3153.894 | 4476.2876 | 3029.2524 | 4496.27 | 15155.7039 | 0 | 0 | 0 | 0 | 0 | 0 | 0 | 0 | 0 | 0 | 21571.4608 | 34766.1228 | 19610.4189 | 36727.1647
C - Commercial & Industrial | C1 - Large Business Energy Solutions | C1b - LCI New Equipment | Performance Lighting - Interior w/ Controls | EC1b012 | Lighting | 6.362 | 15 | 75669.9419 | 60374.9536 | 15294.9883 | 338.2274 | 337.8892 | 5073.4113 | 5068.3379 | 317.6158 | 4764.2376 | 1443.564 | 828.9773 | 1634.1335 | 862.327 | 63.5868 | 26.3141 | 24.7352 | 34.0933 | 32.0477 | -18.2957 | -274.436 | -17.198 | -257.9699 | -36.5915 | -548.8721 | -34.396 | -515.9398 | 0 | 0 | 0 | 0 | 0 | 0 | 0 | 0 | 0 | 0 | 0 | 0 | 0 | 0 | 0 | 0 | -51.594 | -773.9096 | 0 | 0 | 0 | 107326.1318 | 56909.7232 | 84204.1762 | 42390.4132 | 290830.4444 | 7277.3733 | 3569.2811 | 4695.626 | 1473.5401 | 8441.5412 | 25457.3617 | 316287.8062 | 34375.2569 | 0 | 3109.1482 | 592.0898 | 35088.6744 | 0 | 41953.8042 | 115118.9736 | 431406.7798 | 0 | 0 | 0 | 0 | 0 | -1992.1244 | 0 | -1992.1244 | -0.44711 | 0 | 0 | 0 | 0 | 0 | -72.1634 | 0 | -72.6105 | -2064.7349 | 0 | -13269.4509 | 0 | -6.7574 | 0 | 0 | 0 | 0 | 0 | 0 | -15340.9432 | 41606.5837 |  | -634.7959 | 40971.7877 | 76209.8791 | 39509.1565 | 86745.3024 | 44983.223 | 247447.561 | 0 | -3657.7777 | 0 | -10234.8029 | 0 | 0 | 0 | 0 | 0 | -13892.5806 | 457037.6243 | 649620.8169 | 431406.7798 | 691227.4006
C - Commercial & Industrial | C1 - Large Business Energy Solutions | C1b - LCI New Equipment | Performance Lighting - Interior w/o Controls | EC1b013 | Lighting | 9.4674 | 15 | 56077.8717 | 44742.9827 | 11334.889 | 238.882 | 238.6431 | 3583.2297 | 3579.6465 | 224.3245 | 3364.8677 | 1019.5549 | 585.487 | 1154.1496 | 609.0411 | 7.1195 | 2.9463 | 2.7695 | 3.8173 | 3.5882 | -12.9218 | -193.8276 | -12.1465 | -182.198 | -25.8437 | -387.6553 | -24.2931 | -364.396 | 0 | 0 | 0 | 0 | 0 | 0 | 0 | 0 | 0 | 0 | 0 | 0 | 0 | 0 | 0 | 0 | -36.4396 | -546.594 | 0 | 0 | 0 | 75801.8936 | 40193.9836 | 59471.4064 | 29939.3404 | 205406.624 | 5139.8357 | 2520.8984 | 3316.4089 | 1040.7263 | 5962.0597 | 17979.929 | 223386.5529 | 3848.8266 | 0 | 348.1159 | 66.2934 | 3928.7044 | 0 | 4697.3588 | 12889.2991 | 236275.852 | 0 | 0 | 0 | 0 | 0 | -1406.9901 | 0 | -1406.9901 | -0.31578 | 0 | 0 | 0 | 0 | 0 | -50.9673 | 0 | -51.2831 | -1458.2732 | 0 | -9371.8975 | 0 | -4.7726 | 0 | 0 | 0 | 0 | 0 | 0 | -10834.9432 | 22544.0909 |  | -448.3413 | 22095.7496 | 53825.2245 | 27904.3773 | 61266.1434 | 31770.5803 | 174766.3255 | 0 | -2583.4014 | 0 | -7228.5978 | 0 | 0 | 0 | 0 | 0 | -9811.9992 | 247536.6584 | 390395.2351 | 236275.852 | 412939.3259
C - Commercial & Industrial | C1 - Large Business Energy Solutions | C1b - LCI New Equipment | Lighting Occupancy Sensors | EC1b014 | Lighting | 1 | 10 | 567.6597 | 452.92 | 114.7397 | 5.0325 | 5.0274 | 50.3247 | 50.2744 | 4.7258 | 47.2579 | 14.7917 | 8.979 | 15.1698 | 8.3647 | 0.47305 | 0.067435 | 0.063389 | 0.069448 | 0.065281 | -4.5762 | -45.7619 | -4.3016 | -43.0162 | -9.1524 | -91.5239 | -8.6032 | -86.0324 | 0 | 0 | 0 | 0 | 0 | 0 | 0 | 0 | 0 | 0 | 0 | 0 | 0 | 0 | 0 | 0 | -12.9049 | -129.0486 | 0 | 0 | 0 | 1146.2867 | 657.5146 | 768.5345 | 411.913 | 2984.2487 | 106.8993 | 55.6926 | 61.8343 | 20.3461 | 125.4534 | 370.2257 | 3354.4744 | 43.3348 | 0 | 6.3333 | 1.2061 | 50.2361 | 0 | 60.0648 | 161.1752 | 3515.6495 | 0 | 0 | 0 | 0 | 0 | -345.1141 | 0 | -345.1141 | -0.078101 | 0 | 0 | 0 | 0 | 0 | -18.0498 | 0 | -18.1279 | -363.242 | 0 | -2314.769 | 0 | -1.2252 | 0 | 0 | 0 | 0 | 0 | 0 | -2679.2361 | 83.6413 |  | -99.6016 | -15.9602 | 879.5995 | 486.4327 | 889.7872 | 487.2515 | 2743.0707 | 0 | -621.1272 | 0 | -1737.9371 | 0 | 0 | 0 | 0 | 0 | -2359.0643 | 820.4532 | 1220.4199 | 3515.6495 | 1304.0613
C - Commercial & Industrial | C1 - Large Business Energy Solutions | C1b - LCI New Equipment | Advanced Power Strip | EC1b015 | Process | [22 empty] | 0 |  |  |  | 0 |  |  |  | 0 |  |  |  | 0 | [9 empty] | 0 | 0
C - Commercial & Industrial | C1 - Large Business Energy Solutions | C1b - LCI New Equipment | Air Compressor | EC1b016 | Compressed Air | 4 | 15 | 92000 | 69000 | 23000 | 230.4806 | 230.2502 | 3457.2096 | 3453.7524 | 230.2502 | 3453.7524 | 894.5219 | 825.4468 | 915.2444 | 818.5393 | 38.88 | 38.1024 | 38.1024 | 45.4896 | 45.4896 | 0 | 0 | 0 | 0 | 0 | 0 | 0 | 0 | 0 | 0 | 0 | 0 | 0 | 0 | 0 | 0 | 0 | 0 | 0 | 0 | 0 | 0 | 0 | 0 | 0 | 0 | 0 | 0 | 0 | 66505.9337 | 56667.3507 | 47161.0177 | 40237.8904 | 210572.1925 | 4509.5123 | 3554.0799 | 2629.923 | 1398.7159 | 6119.5505 | 18211.7817 | 228783.9742 | 48793.3763 | 0 | 4413.2278 | 840.4319 | 49806.0247 | 0 | 59550.6168 | 163403.6775 | 392187.6517 | 0 | 0 | 0 | 0 | 0 | 0 | 0 | 0 | 0 | 0 | 0 | 0 | 0 | 0 | 0 | 0 | 0 | 0 | 0 | 0 | 0 | 0 | 0 | 0 | 0 | 0 | 0 | 0 | 0 | 39218.7652 |  | 0 | 39218.7652 | 47224.372 | 39340.8911 | 48584.2499 | 42699.0412 | 177848.5542 | 0 | 0 | 0 | 0 | 0 | 0 | 0 | 0 | 0 | 0 | 431406.4168 | 570036.2059 | 392187.6517 | 609254.971
C - Commercial & Industrial | C1 - Large Business Energy Solutions | C1b - LCI New Equipment | Air Nozzle | EC1b017 | Compressed Air | [22 empty] | 0 |  |  |  | 0 |  |  |  | 0 |  |  |  | 0 | [9 empty] | 0 | 0
C - Commercial & Industrial | C1 - Large Business Energy Solutions | C1b - LCI New Equipment | Circulator Pump | EC1b018 | HVAC | 1 | 20 | 135 | 100 | 35 | 0.39703 | 0.39663 | 7.9406 | 7.9327 | 0.39663 | 7.9327 | 2.0942 | 1.3168 | 2.7685 | 1.7531 | 0.03 | 0.0015 | 0.0015 | 0.0246 | 0.0246 | 0 | 0 | 0 | 0 | 0 | 0 | 0 | 0 | 0 | 0 | 0 | 0 | 0 | 0 | 0 | 0 | 0 | 0 | 0 | 0 | 0 | 0 | 0 | 0 | 0 | 0 | 0 | 0 | 0 | 148.4673 | 85.0428 | 141.5545 | 84.5208 | 459.5853 | 7.9181 | 4.2523 | 5.9664 | 2.2468 | 10.5416 | 30.9253 | 490.5106 | 37.0189 | 0 | 2.3866 | 0.45449 | 34.0986 | 0 | 40.77 | 114.7285 | 605.2391 | 0 | 0 | 0 | 0 | 0 | 0 | 0 | 0 | 0 | 0 | 0 | 0 | 0 | 0 | 0 | 0 | 0 | 0 | 0 | 0 | 0 | 0 | 0 | 0 | 0 | 0 | 0 | 0 | 0 | 60.5239 |  | 0 | 60.5239 | 98.9523 | 56.3069 | 132.4895 | 81.7502 | 369.4989 | 0 | 0 | 0 | 0 | 0 | 0 | 0 | 0 | 0 | 0 | 665.763 | 974.738 | 605.2391 | 1035.2619
C - Commercial & Industrial | C1 - Large Business Energy Solutions | C1b - LCI New Equipment | Combination Oven, Electric | EC1b019 | Food Service | 2 | 12 | 5334 | 4000 | 1334 | 12.736 | 12.7233 | 152.832 | 152.6792 | 12.7233 | 152.6792 | 48.8573 | 53.4377 | 24.4287 | 25.9555 | 2.9 | 2.61 | 2.61 | 2.61 | 2.61 | 0 | 0 | 0 | 0 | 0 | 0 | 0 | 0 | 0 | 0 | 0 | 0 | 0 | 0 | 0 | 0 | 0 | 0 | 0 | 0 | 0 | 0 | 0 | 0 | 0 | 0 | 0 | 0 | 0 | 3725.1859 | 3787.3337 | 1249.119 | 1277.6291 | 10039.2677 | 307.8778 | 287.6047 | 87.7437 | 55.4407 | 338.1568 | 1076.8236 | 11116.0913 | 2125.7437 | 0 | 253.2123 | 48.2204 | 2359.4822 | 0 | 2821.117 | 7607.7757 | 18723.867 | 0 | 0 | 0 | 0 | 0 | 0 | 0 | 0 | 0 | 0 | 0 | 0 | 0 | 0 | 0 | 0 | 0 | 0 | 0 | 0 | 0 | 0 | 0 | 0 | 0 | 0 | 0 | 0 | 0 | 1872.3867 |  | 0 | 1872.3867 | 2771.1077 | 2748.8879 | 1378.7707 | 1451.4813 | 8350.2476 | 0 | 0 | 0 | 0 | 0 | 0 | 0 | 0 | 0 | 0 | 20596.2536 | 27074.1145 | 18723.867 | 28946.5012
C - Commercial & Industrial | C1 - Large Business Energy Solutions | C1b - LCI New Equipment | Compressor Storage | EC1b020 | Compressed Air | 2 | 17 | 5868 | 4400 | 1468 | 2.3807 | 2.3783 | 40.4716 | 40.4311 | 2.3783 | 40.4311 | 10.4717 | 9.663 | 10.7142 | 9.5822 | 0.7 | 0.686 | 0.686 | 0.819 | 0.819 | 0 | 0 | 0 | 0 | 0 | 0 | 0 | 0 | 0 | 0 | 0 | 0 | 0 | 0 | 0 | 0 | 0 | 0 | 0 | 0 | 0 | 0 | 0 | 0 | 0 | 0 | 0 | 0 | 0 | 764.3334 | 643.4825 | 550.478 | 466.3672 | 2424.6612 | 46.5796 | 36.7108 | 27.165 | 14.4476 | 63.21 | 188.1131 | 2612.7743 | 1001.5364 | 0 | 79.4563 | 15.1312 | 995.3032 | 0 | 1190.0351 | 3281.4623 | 5894.2366 | 0 | 0 | 0 | 0 | 0 | 0 | 0 | 0 | 0 | 0 | 0 | 0 | 0 | 0 | 0 | 0 | 0 | 0 | 0 | 0 | 0 | 0 | 0 | 0 | 0 | 0 | 0 | 0 | 0 | 589.4237 |  | 0 | 589.4237 | 529.9108 | 439.9364 | 547.2693 | 478.0109 | 1995.1274 | 0 | 0 | 0 | 0 | 0 | 0 | 0 | 0 | 0 | 0 | 6483.6602 | 7889.3639 | 5894.2366 | 8478.7876
C - Commercial & Industrial | C1 - Large Business Energy Solutions | C1b - LCI New Equipment | Convection Oven, Electric | EC1b021 | Food Service | [22 empty] | 0 |  |  |  | 0 |  |  |  | 0 |  |  |  | 0 | [9 empty] | 0 | 0
C - Commercial & Industrial | C1 - Large Business Energy Solutions | C1b - LCI New Equipment | Dishwasher - High Temp Door Type | EC1b022 | Food Service | [22 empty] | 0 |  |  |  | 0 |  |  |  | 0 |  |  |  | 0 | [9 empty] | 0 | 0
C - Commercial & Industrial | C1 - Large Business Energy Solutions | C1b - LCI New Equipment | Dishwasher - High Temp Multi Tank Conveyor | EC1b023 | Food Service | [22 empty] | 0 |  |  |  | 0 |  |  |  | 0 |  |  |  | 0 | [9 empty] | 0 | 0
C - Commercial & Industrial | C1 - Large Business Energy Solutions | C1b - LCI New Equipment | Dishwasher - High Temp Pot, Pan, Utensil | EC1b024 | Food Service | 1 | 13 | 134 | 100 | 34 | 10.979 | 10.968 | 142.727 | 142.5843 | 10.968 | 142.5843 | 45.627 | 49.9045 | 22.8135 | 24.2393 | 1.67 | 1.503 | 1.503 | 1.503 | 1.503 | 0 | 0 | 0 | 0 | 0 | 0 | 0 | 0 | 0 | 0 | 0 | 0 | 0 | 0 | 0 | 0 | 0 | 0 | 0 | 0 | 0 | 0 | 0 | 0 | 0 | 0 | 0 | 8760 | 113880 | 3452.6948 | 3507.5038 | 1172.5488 | 1195.0419 | 9327.7893 | 265.4044 | 247.9281 | 75.6389 | 47.7924 | 291.5062 | 928.27 | 10256.0593 | 1397.315 | 0 | 145.8153 | 27.7683 | 1456.4898 | 0 | 1741.4533 | 4768.8418 | 15024.901 | 0 | 0 | 0 | 0 | 0 | 0 | 0 | 0 | 0 | 0 | 0 | 0 | 0 | 0 | 0 | 0 | 0 | 0 | 0 | 0 | 0 | 0 | 0 | 0 | 0 | 0 | 0 | 2273.9646 | 2273.9646 | 1502.4901 |  | 0 | 1502.4901 | 2523.8133 | 2500.2254 | 1261.3715 | 1324.4517 | 7609.862 | 0 | 0 | 0 | 0 | 0 | 0 | 0 | 0 | 0 | 0 | 18801.3558 | 24908.7276 | 15024.901 | 26411.2177
C - Commercial & Industrial | C1 - Large Business Energy Solutions | C1b - LCI New Equipment | Dishwasher - High Temp Single Tank Conveyor | EC1b025 | Food Service | [22 empty] | 0 |  |  |  | 0 |  |  |  | 0 |  |  |  | 0 | [9 empty] | 0 | 0
C - Commercial & Industrial | C1 - Large Business Energy Solutions | C1b - LCI New Equipment | Dishwasher - High Temp Under Counter | EC1b026 | Food Service | [22 empty] | 0 |  |  |  | 0 |  |  |  | 0 |  |  |  | 0 | [9 empty] | 0 | 0
C - Commercial & Industrial | C1 - Large Business Energy Solutions | C1b - LCI New Equipment | Dishwasher - Low Temp Door Type | EC1b027 | Food Service | [22 empty] | 0 |  |  |  | 0 |  |  |  | 0 |  |  |  | 0 | [9 empty] | 0 | 0
C - Commercial & Industrial | C1 - Large Business Energy Solutions | C1b - LCI New Equipment | Dishwasher - Low Temp Multi Tank Conveyor | EC1b028 | Food Service | [22 empty] | 0 |  |  |  | 0 |  |  |  | 0 |  |  |  | 0 | [9 empty] | 0 | 0
C - Commercial & Industrial | C1 - Large Business Energy Solutions | C1b - LCI New Equipment | Dishwasher - Low Temp Single Tank Conveyor | EC1b029 | Food Service | [22 empty] | 0 |  |  |  | 0 |  |  |  | 0 |  |  |  | 0 | [9 empty] | 0 | 0
C - Commercial & Industrial | C1 - Large Business Energy Solutions | C1b - LCI New Equipment | Dishwasher - Low Temp Under Counter | EC1b030 | Food Service | [22 empty] | 0 |  |  |  | 0 |  |  |  | 0 |  |  |  | 0 | [9 empty] | 0 | 0
C - Commercial & Industrial | C1 - Large Business Energy Solutions | C1b - LCI New Equipment | Faucet Aerator, Electric | EC1b031 | Hot Water | [22 empty] | 0 |  |  |  | 0 |  |  |  | 0 |  |  |  | 0 | [9 empty] | 0 | 0
C - Commercial & Industrial | C1 - Large Business Energy Solutions | C1b - LCI New Equipment | Fryer Large Vat, Electric | EC1b032 | Food Service | [22 empty] | 0 |  |  |  | 0 |  |  |  | 0 |  |  |  | 0 | [9 empty] | 0 | 0
C - Commercial & Industrial | C1 - Large Business Energy Solutions | C1b - LCI New Equipment | Fryer Standard Vat, Electric | EC1b033 | Food Service | [22 empty] | 0 |  |  |  | 0 |  |  |  | 0 |  |  |  | 0 | [9 empty] | 0 | 0
C - Commercial & Industrial | C1 - Large Business Energy Solutions | C1b - LCI New Equipment | Griddle, Electric | EC1b034 | Food Service | [22 empty] | 0 |  |  |  | 0 |  |  |  | 0 |  |  |  | 0 | [9 empty] | 0 | 0
C - Commercial & Industrial | C1 - Large Business Energy Solutions | C1b - LCI New Equipment | Ground Source Heat Pump | EC1b035 | HVAC | [22 empty] | 0 |  |  |  | 0 |  |  |  | 0 |  |  |  | 0 | [9 empty] | 0 | 0
C - Commercial & Industrial | C1 - Large Business Energy Solutions | C1b - LCI New Equipment | Hot Food Holding Cabinet 3/4 Size | EC1b036 | Food Service | [22 empty] | 0 |  |  |  | 0 |  |  |  | 0 |  |  |  | 0 | [9 empty] | 0 | 0
C - Commercial & Industrial | C1 - Large Business Energy Solutions | C1b - LCI New Equipment | Hot Food Holding Cabinet Full Size | EC1b037 | Food Service | [22 empty] | 0 |  |  |  | 0 |  |  |  | 0 |  |  |  | 0 | [9 empty] | 0 | 0
C - Commercial & Industrial | C1 - Large Business Energy Solutions | C1b - LCI New Equipment | Hot Food Holding Cabinet Half Size | EC1b038 | Food Service | [22 empty] | 0 |  |  |  | 0 |  |  |  | 0 |  |  |  | 0 | [9 empty] | 0 | 0
C - Commercial & Industrial | C1 - Large Business Energy Solutions | C1b - LCI New Equipment | Ice Machine - Ice Making Head | EC1b039 | Food Service | 1 | 8 | 334 | 250 | 84 | 1.117 | 1.1159 | 8.936 | 8.9271 | 1.1159 | 8.9271 | 2.8567 | 3.1245 | 1.4283 | 1.5176 | 0.3 | 0.27 | 0.27 | 0.27 | 0.27 | 0 | 0 | 0 | 0 | 0 | 0 | 0 | 0 | 0 | 0 | 0 | 0 | 0 | 0 | 0 | 0 | 0 | 0 | 0 | 0 | 0 | 0 | 0 | 0 | 0 | 0 | 0 | 3322 | 26576 | 226.8914 | 236.4249 | 72.0466 | 75.0368 | 610.3997 | 22.024 | 20.843 | 6.0275 | 3.8493 | 28.5493 | 81.2931 | 691.6928 | 141.2115 | 0 | 25.5206 | 4.9883 | 169.8186 | 0 | 203.0438 | 544.5828 | 1236.2756 | 0 | 0 | 0 | 0 | 0 | 0 | 0 | 0 | 0 | 0 | 0 | 0 | 0 | 0 | 0 | 0 | 0 | 0 | 0 | 0 | 0 | 0 | 0 | 0 | 0 | 0 | 0 | 559.6961 | 559.6961 | 123.6276 |  | 0 | 123.6276 | 178.3297 | 179.0799 | 87.0994 | 91.7769 | 536.286 | 0 | 0 | 0 | 0 | 0 | 0 | 0 | 0 | 0 | 0 | 1919.5992 | 2332.2576 | 1236.2756 | 2455.8852
C - Commercial & Industrial | C1 - Large Business Energy Solutions | C1b - LCI New Equipment | Ice Machine - Remote Cond./Split Unit - Batch | EC1b040 | Food Service | [22 empty] | 0 |  |  |  | 0 |  |  |  | 0 |  |  |  | 0 | [9 empty] | 0 | 0
C - Commercial & Industrial | C1 - Large Business Energy Solutions | C1b - LCI New Equipment | Ice Machine - Remote Cond./Split Unit - Continuous | EC1b041 | Food Service | [22 empty] | 0 |  |  |  | 0 |  |  |  | 0 |  |  |  | 0 | [9 empty] | 0 | 0
C - Commercial & Industrial | C1 - Large Business Energy Solutions | C1b - LCI New Equipment | Ice Machine - Self Contained | EC1b042 | Food Service | [22 empty] | 0 |  |  |  | 0 |  |  |  | 0 |  |  |  | 0 | [9 empty] | 0 | 0
C - Commercial & Industrial | C1 - Large Business Energy Solutions | C1b - LCI New Equipment | Low Pressure Drop Filter | EC1b043 | Compressed Air | [22 empty] | 0 |  |  |  | 0 |  |  |  | 0 |  |  |  | 0 | [9 empty] | 0 | 0
C - Commercial & Industrial | C1 - Large Business Energy Solutions | C1b - LCI New Equipment | Thermostatic Shut-Off Valve, Electric | EC1b044 | Hot Water | [22 empty] | 0 |  |  |  | 0 |  |  |  | 0 |  |  |  | 0 | [9 empty] | 0 | 0
C - Commercial & Industrial | C1 - Large Business Energy Solutions | C1b - LCI New Equipment | Low-Flow Showerhead, Electric | EC1b045 | Hot Water | [22 empty] | 0 |  |  |  | 0 |  |  |  | 0 |  |  |  | 0 | [9 empty] | 0 | 0
C - Commercial & Industrial | C1 - Large Business Energy Solutions | C1b - LCI New Equipment | Pre Rinse Spray Valve, Electric | EC1b046 | Hot Water | [22 empty] | 0 |  |  |  | 0 |  |  |  | 0 |  |  |  | 0 | [9 empty] | 0 | 0
C - Commercial & Industrial | C1 - Large Business Energy Solutions | C1b - LCI New Equipment | Refrigerated Air Dryer | EC1b047 | Compressed Air | 2 | 15 | 7474 | 5608 | 1866 | 35.0743 | 54.7159 | 526.1148 | 820.7391 | 54.7159 | 820.7391 | 178.1004 | 230.6277 | 183.8456 | 227.3447 | 5.92 | 5.8016 | 5.8016 | 6.9264 | 6.9264 | 0 | 0 | 0 | 0 | 0 | 0 | 0 | 0 | 0 | 0 | 0 | 0 | 0 | 0 | 0 | 0 | 0 | 0 | 0 | 0 | 0 | 0 | 0 | 0 | 0 | 0 | 0 | 0 | 0 | 13241.4115 | 15832.7096 | 9473.2551 | 11175.8495 | 49723.2258 | 897.8493 | 993.0006 | 528.2738 | 388.4855 | 1454.2312 | 4261.8405 | 53985.0663 | 7429.4441 | 0 | 671.973 | 127.967 | 7583.6334 | 0 | 9067.3779 | 24880.3953 | 78865.4616 | 0 | 0 | 0 | 0 | 0 | 0 | 0 | 0 | 0 | 0 | 0 | 0 | 0 | 0 | 0 | 0 | 0 | 0 | 0 | 0 | 0 | 0 | 0 | 0 | 0 | 0 | 0 | 0 | 0 | 7886.5462 |  | 0 | 7886.5462 | 9402.4294 | 10991.7421 | 9759.1404 | 11859.4204 | 42012.7323 | 0 | 0 | 0 | 0 | 0 | 0 | 0 | 0 | 0 | 0 | 86752.0078 | 120878.1939 | 78865.4616 | 128764.7401
C - Commercial & Industrial | C1 - Large Business Energy Solutions | C1b - LCI New Equipment | Steam Cooker, Electric | EC1b048 | Food Service | [22 empty] | 0 |  |  |  | 0 |  |  |  | 0 |  |  |  | 0 | [9 empty] | 0 | 0
C - Commercial & Industrial | C1 - Large Business Energy Solutions | C1b - LCI New Equipment | Unitary Air Conditioner | EC1b049 | HVAC | 2.1248 | 20 | 23022.0666 | 17266.0188 | 5756.0479 | 66.2742 | 66.2079 | 1325.4833 | 1324.1578 | 66.2079 | 1324.1578 | 113.8776 | 60.9113 | 697.8312 | 451.5378 | 52.8881 | 0 | 0 | 18.0877 | 18.0877 | 0 | 0 | 0 | 0 | 0 | 0 | 0 | 0 | 0 | 0 | 0 | 0 | 0 | 0 | 0 | 0 | 0 | 0 | 0 | 0 | 0 | 0 | 0 | 0 | 0 | 0 | 0 | 0 | 0 | 8073.2087 | 3933.7643 | 35680.3979 | 21769.4074 | 69456.7783 | 430.5644 | 196.6966 | 1503.8953 | 578.6892 | 1759.6624 | 4469.5078 | 73926.2861 | 27218.9982 | 0 | 1754.8018 | 334.1752 | 25071.7602 | 0 | 29977.0719 | 84356.8074 | 158283.0935 | 0 | 0 | 0 | 0 | 0 | 0 | 0 | 0 | 0 | 0 | 0 | 0 | 0 | 0 | 0 | 0 | 0 | 0 | 0 | 0 | 0 | 0 | 0 | 0 | 0 | 0 | 0 | 0 | 0 | 15828.3093 |  | 0 | 15828.3093 | 5380.7333 | 2604.5469 | 33395.4622 | 21055.811 | 62436.5535 | 0 | 0 | 0 | 0 | 0 | 0 | 0 | 0 | 0 | 0 | 174111.4028 | 220719.647 | 158283.0935 | 236547.9564
C - Commercial & Industrial | C1 - Large Business Energy Solutions | C1b - LCI New Equipment | Water Source Heat Pump | EC1b050 | HVAC | 3 | 12 | 11589.33 | 8691.99 | 2897.34 | 26.3459 | 26.3195 | 316.1502 | 315.834 | 26.3195 | 315.834 | 83.3802 | 52.4285 | 110.2261 | 69.7993 | 25.29 | 8.6492 | 8.6492 | 8.6492 | 8.6492 | 0 | 0 | 0 | 0 | 0 | 0 | 0 | 0 | 0 | 0 | 0 | 0 | 0 | 0 | 0 | 0 | 0 | 0 | 0 | 0 | 0 | 0 | 0 | 0 | 0 | 0 | 0 | 0 | 0 | 6357.4223 | 3715.8039 | 5636.2262 | 3435.7955 | 19145.2478 | 525.4259 | 282.1728 | 395.9135 | 149.0909 | 699.5154 | 2052.1186 | 21197.3664 | 7044.4216 | 0 | 839.1105 | 159.7958 | 7818.9987 | 0 | 9348.7926 | 25211.1192 | 46408.4856 | 0 | 0 | 0 | 0 | 0 | 0 | 0 | 0 | 0 | 0 | 0 | 0 | 0 | 0 | 0 | 0 | 0 | 0 | 0 | 0 | 0 | 0 | 0 | 0 | 0 | 0 | 0 | 0 | 0 | 4640.8486 |  | 0 | 4640.8486 | 4729.1873 | 2696.9708 | 6221.2356 | 3903.3183 | 17550.712 | 0 | 0 | 0 | 0 | 0 | 0 | 0 | 0 | 0 | 0 | 51049.3342 | 63959.1976 | 46408.4856 | 68600.0461
C - Commercial & Industrial | C1 - Large Business Energy Solutions | C1b - LCI New Equipment | Zero Loss Condensate Drain | EC1b051 | Compressed Air | 2 | 5 | 668 | 500 | 168 | 84.4309 | 84.3465 | 422.1546 | 421.7324 | 84.3465 | 421.7324 | 109.2287 | 100.7941 | 111.7591 | 99.9506 | 15.56 | 8.4024 | 8.4024 | 12.448 | 12.448 | 0 | 0 | 0 | 0 | 0 | 0 | 0 | 0 | 0 | 0 | 0 | 0 | 0 | 0 | 0 | 0 | 0 | 0 | 0 | 0 | 0 | 0 | 0 | 0 | 0 | 0 | 0 | 0 | 0 | 9094.0201 | 8044.0936 | 5660.7583 | 4969.8083 | 27768.6803 | 867.3371 | 699.4826 | 456.9932 | 245.9239 | 1697.7055 | 3967.4424 | 31736.1227 | 3545.3865 | 0 | 1064.0409 | 217.8491 | 5054.6346 | 0 | 6043.5782 | 15925.4893 | 47661.612 | 0 | 0 | 0 | 0 | 0 | 0 | 0 | 0 | 0 | 0 | 0 | 0 | 0 | 0 | 0 | 0 | 0 | 0 | 0 | 0 | 0 | 0 | 0 | 0 | 0 | 0 | 0 | 0 | 0 | 4766.1612 |  | 0 | 4766.1612 | 7108.9649 | 6147.842 | 6660.528 | 5839.4274 | 25756.7623 | 0 | 0 | 0 | 0 | 0 | 0 | 0 | 0 | 0 | 0 | 52427.7732 | 73418.3743 | 47661.612 | 78184.5355
C - Commercial & Industrial | C1 - Large Business Energy Solutions | C1b - LCI New Equipment | High Efficiency Chiller - FL | EC1b052 | HVAC | 1 | 23 | 29752 | 22314 | 7438 | 67.0134 | 66.9464 | 1541.308 | 1539.7667 | 66.9464 | 1539.7667 | 173.9936 | 166.2948 | 606.6681 | 592.8102 | 101.69 | 10.169 | 10.169 | 87.4534 | 87.4534 | 0 | 0 | 0 | 0 | 0 | 0 | 0 | 0 | 0 | 0 | 0 | 0 | 0 | 0 | 0 | 0 | 0 | 0 | 0 | 0 | 0 | 0 | 0 | 0 | 0 | 0 | 0 | 0 | 0 | 11986.4302 | 10296.6873 | 30789.2957 | 28231.442 | 81303.8552 | 572.0518 | 466.9605 | 1136.8954 | 660.6464 | 1779.2897 | 4615.8439 | 85919.699 | 147121.3816 | 0 | 8484.3959 | 1615.7237 | 135201.7452 | 0 | 161654.0845 | 454077.3309 | 539997.03 | 0 | 0 | 0 | 0 | 0 | 0 | 0 | 0 | 0 | 0 | 0 | 0 | 0 | 0 | 0 | 0 | 0 | 0 | 0 | 0 | 0 | 0 | 0 | 0 | 0 | 0 | 0 | 0 | 0 | 53999.703 |  | 0 | 53999.703 | 7761.349 | 6708.4595 | 27213.9382 | 25910.1958 | 67593.9424 | 0 | 0 | 0 | 0 | 0 | 0 | 0 | 0 | 0 | 0 | 593996.733 | 607590.9724 | 539997.03 | 661590.6754
C - Commercial & Industrial | C1 - Large Business Energy Solutions | C1b - LCI New Equipment | High Efficiency Chiller - IPLV | EC1b053 | HVAC | [22 empty] | 0 |  |  |  | 0 |  |  |  | 0 |  |  |  | 0 | [9 empty] | 0 | 0
C - Commercial & Industrial | C1 - Large Business Energy Solutions | C1b - LCI New Equipment | C&I Large New Construction Code Compliance | EC1b057 | Custom Measures | [22 empty] | 0 |  |  |  | 0 |  |  |  | 0 |  |  |  | 0 | [9 empty] | 0 | 0
C - Commercial & Industrial | C1 - Large Business Energy Solutions | C1b - LCI New Equipment | Induction Cooktop Displacing Electric Resistance | EC1b058 | Food Service | [22 empty] | 0 |  |  |  | 0 |  |  |  | 0 |  |  |  | 0 | [9 empty] | 0 | 0
C - Commercial & Industrial | C1 - Large Business Energy Solutions | C1b - LCI New Equipment | Compressed Air Leak Detection | EC1b059 | Compressed Air | 2 | 5 | 7960 | 3980 | 3980 | 50.9679 | 50.9169 | 254.8394 | 254.5846 | 50.9169 | 254.5846 | 65.9374 | 60.8457 | 67.4649 | 60.3365 | 5.82 | 3.1428 | 3.1428 | 4.656 | 4.656 | 0 | 0 | 0 | 0 | 0 | 0 | 0 | 0 | 0 | 0 | 0 | 0 | 0 | 0 | 0 | 0 | 0 | 0 | 0 | 0 | 0 | 0 | 0 | 0 | 0 | 0 | 0 | 0 | 0 | 5489.7296 | 4855.9271 | 3417.1942 | 3000.0928 | 16762.9438 | 523.5799 | 422.2523 | 275.8702 | 148.4554 | 1024.8432 | 2395.0009 | 19157.9447 | 1326.1021 | 0 | 397.9896 | 81.4834 | 1890.6152 | 0 | 2260.5158 | 5956.7062 | 25114.6508 | 0 | 0 | 0 | 0 | 0 | 0 | 0 | 0 | 0 | 0 | 0 | 0 | 0 | 0 | 0 | 0 | 0 | 0 | 0 | 0 | 0 | 0 | 0 | 0 | 0 | 0 | 0 | 0 | 0 | 2511.4651 |  | 0 | 2511.4651 | 4291.4239 | 3711.2289 | 4020.7189 | 3525.0503 | 15548.422 | 0 | 0 | 0 | 0 | 0 | 0 | 0 | 0 | 0 | 0 | 27626.1159 | 40663.0728 | 25114.6508 | 43174.5379
C - Commercial & Industrial | C1 - Large Business Energy Solutions | C1b - LCI New Equipment | Packaged Terminal Heat Pump | EC1b060 | HVAC | [22 empty] | 0 |  |  |  | 0 |  |  |  | 0 |  |  |  | 0 | [9 empty] | 0 | 0
C - Commercial & Industrial | C1 - Large Business Energy Solutions | C1b - LCI New Equipment | VRF System | EC1b061 | HVAC | [22 empty] | 0 |  |  |  | 0 |  |  |  | 0 |  |  |  | 0 | [9 empty] | 0 | 0
C - Commercial & Industrial | C1 - Large Business Energy Solutions | C1b - LCI New Equipment | CI Audits - Large New | EC1bAUD | Non-Energy Saving | 1 | 1 | 147216 | 147216 | 0 | 0 | 0 | 0 | 0 | 0 | 0 | 0 | 0 | 0 | 0 | 0 | 0 | 0 | 0 | 0 | 0 | 0 | 0 | 0 | 0 | 0 | 0 | 0 | 0 | 0 | 0 | 0 | 0 | 0 | 0 | 0 | 0 | 0 | 0 | 0 | 0 | 0 | 0 | 0 | 0 | 0 | 0 | 0 | 0 | 0 | 0 | 0 | 0 | 0 | 0 | 0 | 0 | 0 | 0 | 0 | 0 | 0 | 0 | 0 | 0 | 0 | 0 | 0 | 0 | 0 | 0 | 0 | 0 | 0 | 0 | 0 | 0 | 0 | 0 | 0 | 0 | 0 | 0 | 0 | 0 | 0 | 0 | 0 | 0 | 0 | 0 | 0 | 0 | 0 | 0 | 0 | 0 | 0 | 0 | 0 |  | 0 | 0 | 0 | 0 | 0 | 0 | 0 | 0 | 0 | 0 | 0 | 0 | 0 | 0 | 0 | 0 | 0 | 0 | 0 | 0 | 0
C - Commercial & Industrial | C1 - Large Business Energy Solutions | C1b - LCI New Equipment | Vendor Fees - Large New | EC1bNES01 | Non-Energy Saving | [22 empty] | 0 |  |  |  | 0 |  |  |  | 0 |  |  |  | 0 | [9 empty] | 0 | 0
C - Commercial & Industrial | C1 - Large Business Energy Solutions | C1b - LCI New Equipment | Vendor Fees - TA Studies - Large New | EC1bNES02 | Non-Energy Saving | [22 empty] | 0 |  |  |  | 0 |  |  |  | 0 |  |  |  | 0 | [9 empty] | 0 | 0
C - Commercial & Industrial | C1 - Large Business Energy Solutions | C1b - LCI New Equipment | [25 empty] | 0 |  |  |  | 0 |  |  |  | 0 |  |  |  | 0 | [9 empty] | 0 | 0
C - Commercial & Industrial | C1 - Large Business Energy Solutions | C1b - LCI New Equipment | [25 empty] | 0 |  |  |  | 0 |  |  |  | 0 |  |  |  | 0 | [9 empty] | 0 | 0
C - Commercial & Industrial | C1 - Large Business Energy Solutions | C1b - LCI New Equipment | [25 empty] | 0 |  |  |  | 0 |  |  |  | 0 |  |  |  | 0 | [9 empty] | 0 | 0
[28 empty] | 0 |  |  |  | 0 |  |  |  | 0 |  |  |  | 0 | [9 empty] | 0 | 0
C - Commercial & Industrial | C1 - Large Business Energy Solutions | C1c - LCI Midstream | Midstream Circulator Pump | EC1c001 | HVAC | [22 empty] | 0 |  |  |  | 0 |  |  |  | 0 |  |  |  | 0 | [9 empty] | 0 | 0
C - Commercial & Industrial | C1 - Large Business Energy Solutions | C1c - LCI Midstream | Midstream Demand Control Ventilation | EC1c002 | HVAC | [22 empty] | 0 |  |  |  | 0 |  |  |  | 0 |  |  |  | 0 | [9 empty] | 0 | 0
C - Commercial & Industrial | C1 - Large Business Energy Solutions | C1c - LCI Midstream | Midstream DMSHP Systems | EC1c003 | HVAC | [22 empty] | 0 |  |  |  | 0 |  |  |  | 0 |  |  |  | 0 | [9 empty] | 0 | 0
C - Commercial & Industrial | C1 - Large Business Energy Solutions | C1c - LCI Midstream | Midstream Dual Enthalpy Economizer Controls | EC1c004 | HVAC | [22 empty] | 0 |  |  |  | 0 |  |  |  | 0 |  |  |  | 0 | [9 empty] | 0 | 0
C - Commercial & Industrial | C1 - Large Business Energy Solutions | C1c - LCI Midstream | Midstream ECM Fan Motors | EC1c005 | HVAC | [22 empty] | 0 |  |  |  | 0 |  |  |  | 0 |  |  |  | 0 | [9 empty] | 0 | 0
C - Commercial & Industrial | C1 - Large Business Energy Solutions | C1c - LCI Midstream | Midstream Heat Pump Systems | EC1c006 | HVAC | [22 empty] | 0 |  |  |  | 0 |  |  |  | 0 |  |  |  | 0 | [9 empty] | 0 | 0
C - Commercial & Industrial | C1 - Large Business Energy Solutions | C1c - LCI Midstream | Midstream Unitary Air Conditioners | EC1c007 | HVAC | [22 empty] | 0 |  |  |  | 0 |  |  |  | 0 |  |  |  | 0 | [9 empty] | 0 | 0
C - Commercial & Industrial | C1 - Large Business Energy Solutions | C1c - LCI Midstream | Midstream VRF | EC1c008 | HVAC | [22 empty] | 0 |  |  |  | 0 |  |  |  | 0 |  |  |  | 0 | [9 empty] | 0 | 0
C - Commercial & Industrial | C1 - Large Business Energy Solutions | C1c - LCI Midstream | Midstream Water Source Heat Pump Systems | EC1c009 | HVAC | [22 empty] | 0 |  |  |  | 0 |  |  |  | 0 |  |  |  | 0 | [9 empty] | 0 | 0
C - Commercial & Industrial | C1 - Large Business Energy Solutions | C1c - LCI Midstream | Midstream LED Downlight | EC1c010 | Lighting | [22 empty] | 0 |  |  |  | 0 |  |  |  | 0 |  |  |  | 0 | [9 empty] | 0 | 0
C - Commercial & Industrial | C1 - Large Business Energy Solutions | C1c - LCI Midstream | Midstream LED Exterior | EC1c011 | Lighting | [22 empty] | 0 |  |  |  | 0 |  |  |  | 0 |  |  |  | 0 | [9 empty] | 0 | 0
C - Commercial & Industrial | C1 - Large Business Energy Solutions | C1c - LCI Midstream | Midstream LED High Bay/Low Bay | EC1c012 | Lighting | [22 empty] | 0 |  |  |  | 0 |  |  |  | 0 |  |  |  | 0 | [9 empty] | 0 | 0
C - Commercial & Industrial | C1 - Large Business Energy Solutions | C1c - LCI Midstream | Midstream LED Linear Fixture | EC1c013 | Lighting | [22 empty] | 0 |  |  |  | 0 |  |  |  | 0 |  |  |  | 0 | [9 empty] | 0 | 0
C - Commercial & Industrial | C1 - Large Business Energy Solutions | C1c - LCI Midstream | Midstream LED Linear Fixture with Controls | EC1c014 | Lighting | [22 empty] | 0 |  |  |  | 0 |  |  |  | 0 |  |  |  | 0 | [9 empty] | 0 | 0
C - Commercial & Industrial | C1 - Large Business Energy Solutions | C1c - LCI Midstream | Midstream LED Linear Lamp | EC1c015 | Lighting | [22 empty] | 0 |  |  |  | 0 |  |  |  | 0 |  |  |  | 0 | [9 empty] | 0 | 0
C - Commercial & Industrial | C1 - Large Business Energy Solutions | C1c - LCI Midstream | Midstream LED Screw In | EC1c016 | Lighting | [22 empty] | 0 |  |  |  | 0 |  |  |  | 0 |  |  |  | 0 | [9 empty] | 0 | 0
C - Commercial & Industrial | C1 - Large Business Energy Solutions | C1c - LCI Midstream | Midstream LED Stairwell Kit | EC1c017 | Lighting | [22 empty] | 0 |  |  |  | 0 |  |  |  | 0 |  |  |  | 0 | [9 empty] | 0 | 0
C - Commercial & Industrial | C1 - Large Business Energy Solutions | C1c - LCI Midstream | Midstream Combination Oven, Electric | EC1c018 | Food Service | [22 empty] | 0 |  |  |  | 0 |  |  |  | 0 |  |  |  | 0 | [9 empty] | 0 | 0
C - Commercial & Industrial | C1 - Large Business Energy Solutions | C1c - LCI Midstream | Midstream Convection Oven, Electric | EC1c019 | Food Service | [22 empty] | 0 |  |  |  | 0 |  |  |  | 0 |  |  |  | 0 | [9 empty] | 0 | 0
C - Commercial & Industrial | C1 - Large Business Energy Solutions | C1c - LCI Midstream | Midstream Conveyor Broiler | EC1c047 | Food Service | [22 empty] | 0 |  |  |  | 0 |  |  |  | 0 |  |  |  | 0 | [9 empty] | 0 | 0
C - Commercial & Industrial | C1 - Large Business Energy Solutions | C1c - LCI Midstream | Midstream Deck Oven, Electric | EC1c050 | Food Service | [22 empty] | 0 |  |  |  | 0 |  |  |  | 0 |  |  |  | 0 | [9 empty] | 0 | 0
C - Commercial & Industrial | C1 - Large Business Energy Solutions | C1c - LCI Midstream | Midstream Dishwasher - High Temp Door Type | EC1c020 | Food Service | [22 empty] | 0 |  |  |  | 0 |  |  |  | 0 |  |  |  | 0 | [9 empty] | 0 | 0
C - Commercial & Industrial | C1 - Large Business Energy Solutions | C1c - LCI Midstream | Midstream Dishwasher - High Temp Multi Tank Conveyor | EC1c021 | Food Service | [22 empty] | 0 |  |  |  | 0 |  |  |  | 0 |  |  |  | 0 | [9 empty] | 0 | 0
C - Commercial & Industrial | C1 - Large Business Energy Solutions | C1c - LCI Midstream | Midstream Dishwasher - High Temp Pot, Pan, Utensil | EC1c022 | Food Service | [22 empty] | 0 |  |  |  | 0 |  |  |  | 0 |  |  |  | 0 | [9 empty] | 0 | 0
C - Commercial & Industrial | C1 - Large Business Energy Solutions | C1c - LCI Midstream | Midstream Dishwasher - High Temp Single Tank Conveyor | EC1c023 | Food Service | [22 empty] | 0 |  |  |  | 0 |  |  |  | 0 |  |  |  | 0 | [9 empty] | 0 | 0
C - Commercial & Industrial | C1 - Large Business Energy Solutions | C1c - LCI Midstream | Midstream Dishwasher - High Temp Under Counter | EC1c024 | Food Service | [22 empty] | 0 |  |  |  | 0 |  |  |  | 0 |  |  |  | 0 | [9 empty] | 0 | 0
C - Commercial & Industrial | C1 - Large Business Energy Solutions | C1c - LCI Midstream | Midstream Dishwasher - Low Temp Door Type | EC1c025 | Food Service | [22 empty] | 0 |  |  |  | 0 |  |  |  | 0 |  |  |  | 0 | [9 empty] | 0 | 0
C - Commercial & Industrial | C1 - Large Business Energy Solutions | C1c - LCI Midstream | Midstream Dishwasher - Low Temp Multi Tank Conveyor | EC1c026 | Food Service | [22 empty] | 0 |  |  |  | 0 |  |  |  | 0 |  |  |  | 0 | [9 empty] | 0 | 0
C - Commercial & Industrial | C1 - Large Business Energy Solutions | C1c - LCI Midstream | Midstream Dishwasher - Low Temp Single Tank Conveyor | EC1c027 | Food Service | [22 empty] | 0 |  |  |  | 0 |  |  |  | 0 |  |  |  | 0 | [9 empty] | 0 | 0
C - Commercial & Industrial | C1 - Large Business Energy Solutions | C1c - LCI Midstream | Midstream Dishwasher - Low Temp Under Counter | EC1c028 | Food Service | [22 empty] | 0 |  |  |  | 0 |  |  |  | 0 |  |  |  | 0 | [9 empty] | 0 | 0
C - Commercial & Industrial | C1 - Large Business Energy Solutions | C1c - LCI Midstream | Midstream Freezer - Solid Door | EC1c029 | Food Service | [22 empty] | 0 |  |  |  | 0 |  |  |  | 0 |  |  |  | 0 | [9 empty] | 0 | 0
C - Commercial & Industrial | C1 - Large Business Energy Solutions | C1c - LCI Midstream | Midstream Freezer - Glass Door | EC1c030 | Food Service | [22 empty] | 0 |  |  |  | 0 |  |  |  | 0 |  |  |  | 0 | [9 empty] | 0 | 0
C - Commercial & Industrial | C1 - Large Business Energy Solutions | C1c - LCI Midstream | Midstream Fryer Large Vat, Electric | EC1c031 | Food Service | [22 empty] | 0 |  |  |  | 0 |  |  |  | 0 |  |  |  | 0 | [9 empty] | 0 | 0
C - Commercial & Industrial | C1 - Large Business Energy Solutions | C1c - LCI Midstream | Midstream Fryer Standard Vat, Electric | EC1c032 | Food Service | [22 empty] | 0 |  |  |  | 0 |  |  |  | 0 |  |  |  | 0 | [9 empty] | 0 | 0
C - Commercial & Industrial | C1 - Large Business Energy Solutions | C1c - LCI Midstream | Midstream Griddle, Electric | EC1c033 | Food Service | [22 empty] | 0 |  |  |  | 0 |  |  |  | 0 |  |  |  | 0 | [9 empty] | 0 | 0
C - Commercial & Industrial | C1 - Large Business Energy Solutions | C1c - LCI Midstream | Midstream Hand-Wrap Machine | EC1c051 | Food Service | [22 empty] | 0 |  |  |  | 0 |  |  |  | 0 |  |  |  | 0 | [9 empty] | 0 | 0
C - Commercial & Industrial | C1 - Large Business Energy Solutions | C1c - LCI Midstream | Midstream High Efficiency Condensing Unit | EC1c052 | Food Service | [22 empty] | 0 |  |  |  | 0 |  |  |  | 0 |  |  |  | 0 | [9 empty] | 0 | 0
C - Commercial & Industrial | C1 - Large Business Energy Solutions | C1c - LCI Midstream | Midstream Hot Food Holding Cabinet 3/4 Size | EC1c034 | Food Service | [22 empty] | 0 |  |  |  | 0 |  |  |  | 0 |  |  |  | 0 | [9 empty] | 0 | 0
C - Commercial & Industrial | C1 - Large Business Energy Solutions | C1c - LCI Midstream | Midstream Hot Food Holding Cabinet Full Size | EC1c035 | Food Service | [22 empty] | 0 |  |  |  | 0 |  |  |  | 0 |  |  |  | 0 | [9 empty] | 0 | 0
C - Commercial & Industrial | C1 - Large Business Energy Solutions | C1c - LCI Midstream | Midstream Hot Food Holding Cabinet Half Size | EC1c036 | Food Service | [22 empty] | 0 |  |  |  | 0 |  |  |  | 0 |  |  |  | 0 | [9 empty] | 0 | 0
C - Commercial & Industrial | C1 - Large Business Energy Solutions | C1c - LCI Midstream | Midstream Ice Machine Ice Making Head | EC1c037 | Food Service | [22 empty] | 0 |  |  |  | 0 |  |  |  | 0 |  |  |  | 0 | [9 empty] | 0 | 0
C - Commercial & Industrial | C1 - Large Business Energy Solutions | C1c - LCI Midstream | Midstream Ice Machine Remote Cond/Split Unit Batch | EC1c038 | Food Service | [22 empty] | 0 |  |  |  | 0 |  |  |  | 0 |  |  |  | 0 | [9 empty] | 0 | 0
C - Commercial & Industrial | C1 - Large Business Energy Solutions | C1c - LCI Midstream | Midstream Ice Machine Remote Cond/Split Unit Continuous | EC1c039 | Food Service | [22 empty] | 0 |  |  |  | 0 |  |  |  | 0 |  |  |  | 0 | [9 empty] | 0 | 0
C - Commercial & Industrial | C1 - Large Business Energy Solutions | C1c - LCI Midstream | Midstream Ice Machine Self Contained | EC1c040 | Food Service | [22 empty] | 0 |  |  |  | 0 |  |  |  | 0 |  |  |  | 0 | [9 empty] | 0 | 0
C - Commercial & Industrial | C1 - Large Business Energy Solutions | C1c - LCI Midstream | Midstream Refrigerated Chef Base | EC1c053 | Food Service | [22 empty] | 0 |  |  |  | 0 |  |  |  | 0 |  |  |  | 0 | [9 empty] | 0 | 0
C - Commercial & Industrial | C1 - Large Business Energy Solutions | C1c - LCI Midstream | Midstream Refrigerator - Glass Door | EC1c041 | Food Service | [22 empty] | 0 |  |  |  | 0 |  |  |  | 0 |  |  |  | 0 | [9 empty] | 0 | 0
C - Commercial & Industrial | C1 - Large Business Energy Solutions | C1c - LCI Midstream | Midstream Refrigerator - Solid Door | EC1c042 | Food Service | [22 empty] | 0 |  |  |  | 0 |  |  |  | 0 |  |  |  | 0 | [9 empty] | 0 | 0
C - Commercial & Industrial | C1 - Large Business Energy Solutions | C1c - LCI Midstream | Midstream Steam Cooker, Electric | EC1c043 | Food Service | [22 empty] | 0 |  |  |  | 0 |  |  |  | 0 |  |  |  | 0 | [9 empty] | 0 | 0
C - Commercial & Industrial | C1 - Large Business Energy Solutions | C1c - LCI Midstream | Midstream Ultra Low-Temp Freezer | EC1c048 | Food Service | 2.1029 | 15 | 8138.0951 | 2628.5837 | 5509.5114 | 12.0641 | 12.0641 | 180.9622 | 180.9622 | 10.3752 | 155.6275 | 49.8008 | 54.4696 | 24.9004 | 26.4567 | 1.1827 | 1.2377 | 1.0645 | 1.2377 | 1.0645 | 0 | 0 | 0 | 0 | 0 | 0 | 0 | 0 | 0 | 0 | 0 | 0 | 0 | 0 | 0 | 0 | 0 | 0 | 0 | 0 | 0 | 0 | 0 | 0 | 0 | 0 | 0 | 0 | 0 | 3702.5912 | 3739.368 | 1283.0762 | 1300.5616 | 10025.597 | 251.0585 | 234.5268 | 71.5504 | 45.209 | 275.7495 | 878.0943 | 10903.6913 | 1141.7717 | 0 | 103.2701 | 19.6662 | 1165.4678 | 0 | 1393.4925 | 3823.6683 | 14727.3596 | 0 | 0 | 0 | 0 | 0 | 0 | 0 | 0 | 0 | 0 | 0 | 0 | 0 | 0 | 0 | 0 | 0 | 0 | 0 | 0 | 0 | 0 | 0 | 0 | 0 | 0 | 0 | 0 | 0 | 1472.736 |  | 0 | 1472.736 | 2629.127 | 2596.0287 | 1321.797 | 1380.1105 | 7927.0632 | 0 | 0 | 0 | 0 | 0 | 0 | 0 | 0 | 0 | 0 | 16200.0956 | 22654.4228 | 14727.3596 | 24127.1588
C - Commercial & Industrial | C1 - Large Business Energy Solutions | C1c - LCI Midstream | Midstream Contact Conveyor Toaster | EC1c066 | Food Service | [22 empty] | 0 |  |  |  | 0 |  |  |  | 0 |  |  |  | 0 | [9 empty] | 0 | 0
C - Commercial & Industrial | C1 - Large Business Energy Solutions | C1c - LCI Midstream | Midstream Radiant Conveyor Toaster | EC1c067 | Food Service | [22 empty] | 0 |  |  |  | 0 |  |  |  | 0 |  |  |  | 0 | [9 empty] | 0 | 0
C - Commercial & Industrial | C1 - Large Business Energy Solutions | C1c - LCI Midstream | Midstream Demand Control Kitchen Ventilation | EC1c068 | Food Service | [22 empty] | 0 |  |  |  | 0 |  |  |  | 0 |  |  |  | 0 | [9 empty] | 0 | 0
C - Commercial & Industrial | C1 - Large Business Energy Solutions | C1c - LCI Midstream | Midstream Hot Food Holding Bin | EC1c069 | Food Service | [22 empty] | 0 |  |  |  | 0 |  |  |  | 0 |  |  |  | 0 | [9 empty] | 0 | 0
C - Commercial & Industrial | C1 - Large Business Energy Solutions | C1c - LCI Midstream | Midstream Soup Well, Electric | EC1c070 | Food Service | [22 empty] | 0 |  |  |  | 0 |  |  |  | 0 |  |  |  | 0 | [9 empty] | 0 | 0
C - Commercial & Industrial | C1 - Large Business Energy Solutions | C1c - LCI Midstream | Midstream Steam Table, Electric | EC1c071 | Food Service | [22 empty] | 0 |  |  |  | 0 |  |  |  | 0 |  |  |  | 0 | [9 empty] | 0 | 0
C - Commercial & Industrial | C1 - Large Business Energy Solutions | C1c - LCI Midstream | Midstream Heat Pump Water Heater, 120 gallons | EC1c044 | Hot Water | [22 empty] | 0 |  |  |  | 0 |  |  |  | 0 |  |  |  | 0 | [9 empty] | 0 | 0
C - Commercial & Industrial | C1 - Large Business Energy Solutions | C1c - LCI Midstream | Midstream Heat Pump Water Heater, 50 gallons | EC1c045 | Hot Water | 1.0004 | 13 | 3441.4113 | 3001.2308 | 440.1805 | 4.5579 | 4.5579 | 59.2523 | 59.2523 | 3.9198 | 50.957 | 19.9399 | 16.7988 | 7.5878 | 6.6304 | 0.86121 | 0.74805 | 0.64332 | 0.41358 | 0.35568 | 0 | 0 | 0 | 0 | 0 | 0 | 0 | 0 | 0 | 0 | 0 | 0 | 0 | 0 | 0 | 0 | 0 | 0 | 0 | 0 | 0 | 0 | 0 | 0 | 0 | 0 | 0 | 0 | 0 | 1508.8964 | 1180.6953 | 389.9933 | 326.8909 | 3406.4758 | 115.987 | 83.4575 | 25.1577 | 13.0731 | 104.1789 | 341.8543 | 3748.3301 | 330.6694 | 0 | 34.5067 | 6.5713 | 344.6728 | 0 | 412.1084 | 1128.5285 | 4876.8586 | 0 | 0 | 0 | 0 | 0 | 0 | 0 | 0 | 0 | 0 | 0 | 0 | 0 | 0 | 0 | 0 | 0 | 0 | 0 | 0 | 0 | 0 | 0 | 0 | 0 | 0 | 0 | 0 | 0 | 487.6859 |  | 0 | 487.6859 | 1102.9566 | 841.6254 | 419.536 | 362.2896 | 2726.4076 | 0 | 0 | 0 | 0 | 0 | 0 | 0 | 0 | 0 | 0 | 5364.5444 | 7603.2662 | 4876.8586 | 8090.9521
C - Commercial & Industrial | C1 - Large Business Energy Solutions | C1c - LCI Midstream | Midstream Heat Pump Water Heater, 80 gallons | EC1c046 | Hot Water | [22 empty] | 0 |  |  |  | 0 |  |  |  | 0 |  |  |  | 0 | [9 empty] | 0 | 0
C - Commercial & Industrial | C1 - Large Business Energy Solutions | C1c - LCI Midstream | OMP Room Air Purifier | EC1c054 | HVAC | [22 empty] | 0 |  |  |  | 0 |  |  |  | 0 |  |  |  | 0 | [9 empty] | 0 | 0
C - Commercial & Industrial | C1 - Large Business Energy Solutions | C1c - LCI Midstream | OMP Smart Strip, Tier 1 | EC1c055 | Process | [22 empty] | 0 |  |  |  | 0 |  |  |  | 0 |  |  |  | 0 | [9 empty] | 0 | 0
C - Commercial & Industrial | C1 - Large Business Energy Solutions | C1c - LCI Midstream | OMP Smart Strip, Tier 2 | EC1c056 | Process | [22 empty] | 0 |  |  |  | 0 |  |  |  | 0 |  |  |  | 0 | [9 empty] | 0 | 0
C - Commercial & Industrial | C1 - Large Business Energy Solutions | C1c - LCI Midstream | OMP Low-Flow Showerhead, Electric | EC1c057 | Hot Water | [22 empty] | 0 |  |  |  | 0 |  |  |  | 0 |  |  |  | 0 | [9 empty] | 0 | 0
C - Commercial & Industrial | C1 - Large Business Energy Solutions | C1c - LCI Midstream | OMP Low-Flow Showerhead with Thermostatic Valve, Electric | EC1c058 | Hot Water | [22 empty] | 0 |  |  |  | 0 |  |  |  | 0 |  |  |  | 0 | [9 empty] | 0 | 0
C - Commercial & Industrial | C1 - Large Business Energy Solutions | C1c - LCI Midstream | OMP Thermostatic Shut-off Valve, Electric | EC1c059 | Hot Water | [22 empty] | 0 |  |  |  | 0 |  |  |  | 0 |  |  |  | 0 | [9 empty] | 0 | 0
C - Commercial & Industrial | C1 - Large Business Energy Solutions | C1c - LCI Midstream | OMP Faucet Aerator, Electric | EC1c060 | Hot Water | [22 empty] | 0 |  |  |  | 0 |  |  |  | 0 |  |  |  | 0 | [9 empty] | 0 | 0
C - Commercial & Industrial | C1 - Large Business Energy Solutions | C1c - LCI Midstream | OMP Pipe Wrap, Electric | EC1c061 | Hot Water | [22 empty] | 0 |  |  |  | 0 |  |  |  | 0 |  |  |  | 0 | [9 empty] | 0 | 0
C - Commercial & Industrial | C1 - Large Business Energy Solutions | C1c - LCI Midstream | OMP Pre-Rinse Spray Valve, Electric | EC1c062 | Hot Water | [22 empty] | 0 |  |  |  | 0 |  |  |  | 0 |  |  |  | 0 | [9 empty] | 0 | 0
C - Commercial & Industrial | C1 - Large Business Energy Solutions | C1c - LCI Midstream | OMP ES Dehumidifier | EC1c063 | HVAC | [22 empty] | 0 |  |  |  | 0 |  |  |  | 0 |  |  |  | 0 | [9 empty] | 0 | 0
C - Commercial & Industrial | C1 - Large Business Energy Solutions | C1c - LCI Midstream | Midstream Induction Cooktop Displacing Electric Resistance | EC1c064 | Food Service | [22 empty] | 0 |  |  |  | 0 |  |  |  | 0 |  |  |  | 0 | [9 empty] | 0 | 0
C - Commercial & Industrial | C1 - Large Business Energy Solutions | C1c - LCI Midstream | Midstream Packaged Terminal Heat Pump | EC1c065 | HVAC | [22 empty] | 0 |  |  |  | 0 |  |  |  | 0 |  |  |  | 0 | [9 empty] | 0 | 0
C - Commercial & Industrial | C1 - Large Business Energy Solutions | C1c - LCI Midstream | Midstream Rebate Processing | EC1cNES01 | Non-Energy Saving | [22 empty] | 0 |  |  |  | 0 |  |  |  | 0 |  |  |  | 0 | [9 empty] | 0 | 0
C - Commercial & Industrial | C1 - Large Business Energy Solutions | C1c - LCI Midstream | [25 empty] | 0 |  |  |  | 0 |  |  |  | 0 |  |  |  | 0 | [9 empty] | 0 | 0
C - Commercial & Industrial | C1 - Large Business Energy Solutions | C1c - LCI Midstream | [25 empty] | 0 |  |  |  | 0 |  |  |  | 0 |  |  |  | 0 | [9 empty] | 0 | 0
C - Commercial & Industrial | C1 - Large Business Energy Solutions | C1c - LCI Midstream | [25 empty] | 0 |  |  |  | 0 |  |  |  | 0 |  |  |  | 0 | [9 empty] | 0 | 0
C - Commercial & Industrial | C1 - Large Business Energy Solutions | C1c - LCI Midstream | [25 empty] | 0 |  |  |  | 0 |  |  |  | 0 |  |  |  | 0 | [9 empty] | 0 | 0
C - Commercial & Industrial | C1 - Large Business Energy Solutions | C1c - LCI Midstream | [25 empty] | 0 |  |  |  | 0 |  |  |  | 0 |  |  |  | 0 | [9 empty] | 0 | 0
C - Commercial & Industrial | C1 - Large Business Energy Solutions | C1c - LCI Midstream | [25 empty] | 0 |  |  |  | 0 |  |  |  | 0 |  |  |  | 0 | [9 empty] | 0 | 0
C - Commercial & Industrial | C1 - Large Business Energy Solutions | C1c - LCI Midstream | [25 empty] | 0 |  |  |  | 0 |  |  |  | 0 |  |  |  | 0 | [9 empty] | 0 | 0
C - Commercial & Industrial | C1 - Large Business Energy Solutions | C1c - LCI Midstream | [25 empty] | 0 |  |  |  | 0 |  |  |  | 0 |  |  |  | 0 | [9 empty] | 0 | 0
C - Commercial & Industrial | C1 - Large Business Energy Solutions | C1c - LCI Midstream | [25 empty] | 0 |  |  |  | 0 |  |  |  | 0 |  |  |  | 0 | [9 empty] | 0 | 0
C - Commercial & Industrial | C1 - Large Business Energy Solutions | C1c - LCI Midstream | [25 empty] | 0 |  |  |  | 0 |  |  |  | 0 |  |  |  | 0 | [9 empty] | 0 | 0
C - Commercial & Industrial | C1 - Large Business Energy Solutions | C1c - LCI Midstream | [25 empty] | 0 |  |  |  | 0 |  |  |  | 0 |  |  |  | 0 | [9 empty] | 0 | 0
C - Commercial & Industrial | C1 - Large Business Energy Solutions | C1c - LCI Midstream | [25 empty] | 0 |  |  |  | 0 |  |  |  | 0 |  |  |  | 0 | [9 empty] | 0 | 0
C - Commercial & Industrial | C1 - Large Business Energy Solutions | C1c - LCI Midstream | [25 empty] | 0 |  |  |  | 0 |  |  |  | 0 |  |  |  | 0 | [9 empty] | 0 | 0
C - Commercial & Industrial | C1 - Large Business Energy Solutions | C1c - LCI Midstream | [25 empty] | 0 |  |  |  | 0 |  |  |  | 0 |  |  |  | 0 | [9 empty] | 0 | 0
C - Commercial & Industrial | C1 - Large Business Energy Solutions | C1c - LCI Midstream | [25 empty] | 0 |  |  |  | 0 |  |  |  | 0 |  |  |  | 0 | [9 empty] | 0 | 0
[28 empty] | 0 |  |  |  | 0 |  |  |  | 0 |  |  |  | 0 | [9 empty] | 0 | 0
C - Commercial & Industrial | C1 - Large Business Energy Solutions | C1d - LCI Direct Install | Custom Large Compressed Air Direct Install | EC1d001 | Compressed Air | [22 empty] | 0 |  |  |  | 0 |  |  |  | 0 |  |  |  | 0 | [9 empty] | 0 | 0
C - Commercial & Industrial | C1 - Large Business Energy Solutions | C1d - LCI Direct Install | Custom Large Hot Water Direct Install | EC1d002 | Hot Water | [22 empty] | 0 |  |  |  | 0 |  |  |  | 0 |  |  |  | 0 | [9 empty] | 0 | 0
C - Commercial & Industrial | C1 - Large Business Energy Solutions | C1d - LCI Direct Install | Custom Large HVAC Direct Install | EC1d003 | HVAC | [22 empty] | 0 |  |  |  | 0 |  |  |  | 0 |  |  |  | 0 | [9 empty] | 0 | 0
C - Commercial & Industrial | C1 - Large Business Energy Solutions | C1d - LCI Direct Install | Custom Large Lighting Direct Install - Interior | EC1d004 | Lighting | [22 empty] | 0 |  |  |  | 0 |  |  |  | 0 |  |  |  | 0 | [9 empty] | 0 | 0
C - Commercial & Industrial | C1 - Large Business Energy Solutions | C1d - LCI Direct Install | Custom Large Lighting Direct Install - Exterior | EC1d005 | Lighting | [22 empty] | 0 |  |  |  | 0 |  |  |  | 0 |  |  |  | 0 | [9 empty] | 0 | 0
C - Commercial & Industrial | C1 - Large Business Energy Solutions | C1d - LCI Direct Install | Custom Large Lighting Direct Install - Controls | EC1d006 | Lighting | [22 empty] | 0 |  |  |  | 0 |  |  |  | 0 |  |  |  | 0 | [9 empty] | 0 | 0
C - Commercial & Industrial | C1 - Large Business Energy Solutions | C1d - LCI Direct Install | Custom Large Motors Direct Install | EC1d007 | Motors/Drives | [22 empty] | 0 |  |  |  | 0 |  |  |  | 0 |  |  |  | 0 | [9 empty] | 0 | 0
C - Commercial & Industrial | C1 - Large Business Energy Solutions | C1d - LCI Direct Install | Custom Large Process Direct Install | EC1d008 | Process | [22 empty] | 0 |  |  |  | 0 |  |  |  | 0 |  |  |  | 0 | [9 empty] | 0 | 0
C - Commercial & Industrial | C1 - Large Business Energy Solutions | C1d - LCI Direct Install | Custom Large Refrigeration Direct Install | EC1d009 | Refrigeration | [22 empty] | 0 |  |  |  | 0 |  |  |  | 0 |  |  |  | 0 | [9 empty] | 0 | 0
C - Commercial & Industrial | C1 - Large Business Energy Solutions | C1d - LCI Direct Install | Custom Large Other Direct Install | EC1d010 | Custom Measures | [22 empty] | 0 |  |  |  | 0 |  |  |  | 0 |  |  |  | 0 | [9 empty] | 0 | 0
C - Commercial & Industrial | C1 - Large Business Energy Solutions | C1d - LCI Direct Install | Daylight Dimming | EC1d011 | Lighting | [22 empty] | 0 |  |  |  | 0 |  |  |  | 0 |  |  |  | 0 | [9 empty] | 0 | 0
C - Commercial & Industrial | C1 - Large Business Energy Solutions | C1d - LCI Direct Install | Lighting Fixture - Exterior w/ Controls | EC1d012 | Lighting | [22 empty] | 0 |  |  |  | 0 |  |  |  | 0 |  |  |  | 0 | [9 empty] | 0 | 0
C - Commercial & Industrial | C1 - Large Business Energy Solutions | C1d - LCI Direct Install | Lighting Fixture - Exterior w/o Controls | EC1d013 | Lighting | [22 empty] | 0 |  |  |  | 0 |  |  |  | 0 |  |  |  | 0 | [9 empty] | 0 | 0
C - Commercial & Industrial | C1 - Large Business Energy Solutions | C1d - LCI Direct Install | Lighting Fixture - Interior w/ Controls | EC1d014 | Lighting | [22 empty] | 0 |  |  |  | 0 |  |  |  | 0 |  |  |  | 0 | [9 empty] | 0 | 0
C - Commercial & Industrial | C1 - Large Business Energy Solutions | C1d - LCI Direct Install | Lighting Fixture - Interior w/o Controls | EC1d015 | Lighting | [22 empty] | 0 |  |  |  | 0 |  |  |  | 0 |  |  |  | 0 | [9 empty] | 0 | 0
C - Commercial & Industrial | C1 - Large Business Energy Solutions | C1d - LCI Direct Install | Lighting Occupancy Sensors | EC1d016 | Lighting | [22 empty] | 0 |  |  |  | 0 |  |  |  | 0 |  |  |  | 0 | [9 empty] | 0 | 0
C - Commercial & Industrial | C1 - Large Business Energy Solutions | C1d - LCI Direct Install | [Open Measure - To Be Assigned] | EC1d017 | [23 empty] | 0 |  |  |  | 0 |  |  |  | 0 |  |  |  | 0 | [9 empty] | 0 | 0
C - Commercial & Industrial | C1 - Large Business Energy Solutions | C1d - LCI Direct Install | Case Motor Replacement | EC1d018 | Refrigeration | [22 empty] | 0 |  |  |  | 0 |  |  |  | 0 |  |  |  | 0 | [9 empty] | 0 | 0
C - Commercial & Industrial | C1 - Large Business Energy Solutions | C1d - LCI Direct Install | Cooler Night Cover | EC1d019 | Refrigeration | [22 empty] | 0 |  |  |  | 0 |  |  |  | 0 |  |  |  | 0 | [9 empty] | 0 | 0
C - Commercial & Industrial | C1 - Large Business Energy Solutions | C1d - LCI Direct Install | Demand Control Ventilation | EC1d020 | HVAC | [22 empty] | 0 |  |  |  | 0 |  |  |  | 0 |  |  |  | 0 | [9 empty] | 0 | 0
C - Commercial & Industrial | C1 - Large Business Energy Solutions | C1d - LCI Direct Install | Door Heater Controls | EC1d021 | Refrigeration | [22 empty] | 0 |  |  |  | 0 |  |  |  | 0 |  |  |  | 0 | [9 empty] | 0 | 0
C - Commercial & Industrial | C1 - Large Business Energy Solutions | C1d - LCI Direct Install | Dual Enthalpy Economizer Controls (DEEC) | EC1d022 | HVAC | [22 empty] | 0 |  |  |  | 0 |  |  |  | 0 |  |  |  | 0 | [9 empty] | 0 | 0
C - Commercial & Industrial | C1 - Large Business Energy Solutions | C1d - LCI Direct Install | Duct Sealing, Electric | EC1d023 | HVAC | [22 empty] | 0 |  |  |  | 0 |  |  |  | 0 |  |  |  | 0 | [9 empty] | 0 | 0
C - Commercial & Industrial | C1 - Large Business Energy Solutions | C1d - LCI Direct Install | Ductless Mini Split Heat Pump | EC1d024 | HVAC | [22 empty] | 0 |  |  |  | 0 |  |  |  | 0 |  |  |  | 0 | [9 empty] | 0 | 0
C - Commercial & Industrial | C1 - Large Business Energy Solutions | C1d - LCI Direct Install | ECM Evaporator Fan Motors for Walk-in Cooler/Freezer | EC1d025 | Refrigeration | [22 empty] | 0 |  |  |  | 0 |  |  |  | 0 |  |  |  | 0 | [9 empty] | 0 | 0
C - Commercial & Industrial | C1 - Large Business Energy Solutions | C1d - LCI Direct Install | Electronic Defrost Control | EC1d026 | Refrigeration | [22 empty] | 0 |  |  |  | 0 |  |  |  | 0 |  |  |  | 0 | [9 empty] | 0 | 0
C - Commercial & Industrial | C1 - Large Business Energy Solutions | C1d - LCI Direct Install | Energy Management System, Electric | EC1d027 | HVAC | [22 empty] | 0 |  |  |  | 0 |  |  |  | 0 |  |  |  | 0 | [9 empty] | 0 | 0
C - Commercial & Industrial | C1 - Large Business Energy Solutions | C1d - LCI Direct Install | Energy Star Wifi Thermostat, Electric | EC1d028 | HVAC | [22 empty] | 0 |  |  |  | 0 |  |  |  | 0 |  |  |  | 0 | [9 empty] | 0 | 0
C - Commercial & Industrial | C1 - Large Business Energy Solutions | C1d - LCI Direct Install | Evaporator Fan Control | EC1d029 | Refrigeration | [22 empty] | 0 |  |  |  | 0 |  |  |  | 0 |  |  |  | 0 | [9 empty] | 0 | 0
C - Commercial & Industrial | C1 - Large Business Energy Solutions | C1d - LCI Direct Install | Faucet Aerator, Electric | EC1d030 | Hot Water | [22 empty] | 0 |  |  |  | 0 |  |  |  | 0 |  |  |  | 0 | [9 empty] | 0 | 0
C - Commercial & Industrial | C1 - Large Business Energy Solutions | C1d - LCI Direct Install | Hotel Occupancy Sensor | EC1d031 | HVAC | [22 empty] | 0 |  |  |  | 0 |  |  |  | 0 |  |  |  | 0 | [9 empty] | 0 | 0
C - Commercial & Industrial | C1 - Large Business Energy Solutions | C1d - LCI Direct Install | Low Pressure Drop Filter | EC1d032 | Compressed Air | [22 empty] | 0 |  |  |  | 0 |  |  |  | 0 |  |  |  | 0 | [9 empty] | 0 | 0
C - Commercial & Industrial | C1 - Large Business Energy Solutions | C1d - LCI Direct Install | Thermostatic Shut-Off Valve, Electric | EC1d033 | Hot Water | [22 empty] | 0 |  |  |  | 0 |  |  |  | 0 |  |  |  | 0 | [9 empty] | 0 | 0
C - Commercial & Industrial | C1 - Large Business Energy Solutions | C1d - LCI Direct Install | Low-Flow Showerhead, Electric | EC1d034 | Hot Water | [22 empty] | 0 |  |  |  | 0 |  |  |  | 0 |  |  |  | 0 | [9 empty] | 0 | 0
C - Commercial & Industrial | C1 - Large Business Energy Solutions | C1d - LCI Direct Install | Motors, Open Drip | EC1d035 | Motors/Drives | [22 empty] | 0 |  |  |  | 0 |  |  |  | 0 |  |  |  | 0 | [9 empty] | 0 | 0
C - Commercial & Industrial | C1 - Large Business Energy Solutions | C1d - LCI Direct Install | Motors, Totally Enclosed Fan Cooled | EC1d036 | Motors/Drives | [22 empty] | 0 |  |  |  | 0 |  |  |  | 0 |  |  |  | 0 | [9 empty] | 0 | 0
C - Commercial & Industrial | C1 - Large Business Energy Solutions | C1d - LCI Direct Install | Novelty Cooler Shutoff | EC1d037 | Refrigeration | [22 empty] | 0 |  |  |  | 0 |  |  |  | 0 |  |  |  | 0 | [9 empty] | 0 | 0
C - Commercial & Industrial | C1 - Large Business Energy Solutions | C1d - LCI Direct Install | Pipe Wrap - Heating, Electric | EC1d038 | HVAC | [22 empty] | 0 |  |  |  | 0 |  |  |  | 0 |  |  |  | 0 | [9 empty] | 0 | 0
C - Commercial & Industrial | C1 - Large Business Energy Solutions | C1d - LCI Direct Install | Pipe Wrap - Hot Water, Electric | EC1d039 | Hot Water | [22 empty] | 0 |  |  |  | 0 |  |  |  | 0 |  |  |  | 0 | [9 empty] | 0 | 0
C - Commercial & Industrial | C1 - Large Business Energy Solutions | C1d - LCI Direct Install | Pre Rinse Spray Valve, Electric | EC1d040 | Hot Water | [22 empty] | 0 |  |  |  | 0 |  |  |  | 0 |  |  |  | 0 | [9 empty] | 0 | 0
C - Commercial & Industrial | C1 - Large Business Energy Solutions | C1d - LCI Direct Install | Programmable Thermostat, Electric | EC1d041 | HVAC | [22 empty] | 0 |  |  |  | 0 |  |  |  | 0 |  |  |  | 0 | [9 empty] | 0 | 0
C - Commercial & Industrial | C1 - Large Business Energy Solutions | C1d - LCI Direct Install | Steam Trap, Electric | EC1d042 | HVAC | [22 empty] | 0 |  |  |  | 0 |  |  |  | 0 |  |  |  | 0 | [9 empty] | 0 | 0
C - Commercial & Industrial | C1 - Large Business Energy Solutions | C1d - LCI Direct Install | Variable Frequency Drive | EC1d043 | Motors/Drives | [22 empty] | 0 |  |  |  | 0 |  |  |  | 0 |  |  |  | 0 | [9 empty] | 0 | 0
C - Commercial & Industrial | C1 - Large Business Energy Solutions | C1d - LCI Direct Install | Variable Frequency Drive with Motor | EC1d044 | Motors/Drives | [22 empty] | 0 |  |  |  | 0 |  |  |  | 0 |  |  |  | 0 | [9 empty] | 0 | 0
C - Commercial & Industrial | C1 - Large Business Energy Solutions | C1d - LCI Direct Install | Vending Miser | EC1d045 | Refrigeration | [22 empty] | 0 |  |  |  | 0 |  |  |  | 0 |  |  |  | 0 | [9 empty] | 0 | 0
C - Commercial & Industrial | C1 - Large Business Energy Solutions | C1d - LCI Direct Install | Zero Loss Condensate Drain | EC1d046 | Compressed Air | [22 empty] | 0 |  |  |  | 0 |  |  |  | 0 |  |  |  | 0 | [9 empty] | 0 | 0
C - Commercial & Industrial | C1 - Large Business Energy Solutions | C1d - LCI Direct Install | Induction Cooktop Displacing Electric Resistance | EC1d047 | Food Service | [22 empty] | 0 |  |  |  | 0 |  |  |  | 0 |  |  |  | 0 | [9 empty] | 0 | 0
C - Commercial & Industrial | C1 - Large Business Energy Solutions | C1d - LCI Direct Install | CI Audits - Large Direct Install | EC1dAUD | Non-Energy Saving | [22 empty] | 0 |  |  |  | 0 |  |  |  | 0 |  |  |  | 0 | [9 empty] | 0 | 0
C - Commercial & Industrial | C1 - Large Business Energy Solutions | C1d - LCI Direct Install | Vendor Fees - Large Direct Install | EC1dNES01 | Non-Energy Saving | [22 empty] | 0 |  |  |  | 0 |  |  |  | 0 |  |  |  | 0 | [9 empty] | 0 | 0
C - Commercial & Industrial | C1 - Large Business Energy Solutions | C1d - LCI Direct Install | Vendor Fees - TA Studies - Large Direct Install | EC1dNES02 | Non-Energy Saving | [22 empty] | 0 |  |  |  | 0 |  |  |  | 0 |  |  |  | 0 | [9 empty] | 0 | 0
C - Commercial & Industrial | C1 - Large Business Energy Solutions | C1d - LCI Direct Install | [25 empty] | 0 |  |  |  | 0 |  |  |  | 0 |  |  |  | 0 | [9 empty] | 0 | 0
C - Commercial & Industrial | C1 - Large Business Energy Solutions | C1d - LCI Direct Install | [25 empty] | 0 |  |  |  | 0 |  |  |  | 0 |  |  |  | 0 | [9 empty] | 0 | 0
C - Commercial & Industrial | C1 - Large Business Energy Solutions | C1d - LCI Direct Install | [25 empty] | 0 |  |  |  | 0 |  |  |  | 0 |  |  |  | 0 | [9 empty] | 0 | 0
C - Commercial & Industrial | C1 - Large Business Energy Solutions | C1d - LCI Direct Install | [25 empty] | 0 |  |  |  | 0 |  |  |  | 0 |  |  |  | 0 | [9 empty] | 0 | 0
C - Commercial & Industrial | C1 - Large Business Energy Solutions | C1d - LCI Direct Install | [25 empty] | 0 |  |  |  | 0 |  |  |  | 0 |  |  |  | 0 | [9 empty] | 0 | 0
[28 empty] | 0 |  |  |  | 0 |  |  |  | 0 |  |  |  | 0 | [9 empty] | 0 | 0
C - Commercial & Industrial | C1 - Large Business Energy Solutions | C1e - LCI New Construction | Custom Large Compressed Air New Construction | EC1e001 | Compressed Air | [22 empty] | 0 |  |  |  | 0 |  |  |  | 0 |  |  |  | 0 | [9 empty] | 0 | 0
C - Commercial & Industrial | C1 - Large Business Energy Solutions | C1e - LCI New Construction | Custom Large Hot Water New Construction | EC1e002 | Hot Water | [22 empty] | 0 |  |  |  | 0 |  |  |  | 0 |  |  |  | 0 | [9 empty] | 0 | 0
C - Commercial & Industrial | C1 - Large Business Energy Solutions | C1e - LCI New Construction | Custom Large HVAC New Construction | EC1e003 | HVAC | [22 empty] | 0 |  |  |  | 0 |  |  |  | 0 |  |  |  | 0 | [9 empty] | 0 | 0
C - Commercial & Industrial | C1 - Large Business Energy Solutions | C1e - LCI New Construction | Custom Large Lighting New Construction - Interior | EC1e004 | Lighting | [22 empty] | 0 |  |  |  | 0 |  |  |  | 0 |  |  |  | 0 | [9 empty] | 0 | 0
C - Commercial & Industrial | C1 - Large Business Energy Solutions | C1e - LCI New Construction | Custom Large Lighting New Construction - Exterior | EC1e005 | Lighting | [22 empty] | 0 |  |  |  | 0 |  |  |  | 0 |  |  |  | 0 | [9 empty] | 0 | 0
C - Commercial & Industrial | C1 - Large Business Energy Solutions | C1e - LCI New Construction | Custom Large Lighting New Construction - Controls | EC1e006 | Lighting | [22 empty] | 0 |  |  |  | 0 |  |  |  | 0 |  |  |  | 0 | [9 empty] | 0 | 0
C - Commercial & Industrial | C1 - Large Business Energy Solutions | C1e - LCI New Construction | Custom Large Motors New Construction | EC1e007 | Motors/Drives | [22 empty] | 0 |  |  |  | 0 |  |  |  | 0 |  |  |  | 0 | [9 empty] | 0 | 0
C - Commercial & Industrial | C1 - Large Business Energy Solutions | C1e - LCI New Construction | Custom Large Process New Construction | EC1e008 | Process | [22 empty] | 0 |  |  |  | 0 |  |  |  | 0 |  |  |  | 0 | [9 empty] | 0 | 0
C - Commercial & Industrial | C1 - Large Business Energy Solutions | C1e - LCI New Construction | Custom Large Refrigeration New Construction | EC1e009 | Refrigeration | [22 empty] | 0 |  |  |  | 0 |  |  |  | 0 |  |  |  | 0 | [9 empty] | 0 | 0
C - Commercial & Industrial | C1 - Large Business Energy Solutions | C1e - LCI New Construction | Custom Large Other New Construction | EC1e010 | Custom Measures | [22 empty] | 0 |  |  |  | 0 |  |  |  | 0 |  |  |  | 0 | [9 empty] | 0 | 0
C - Commercial & Industrial | C1 - Large Business Energy Solutions | C1e - LCI New Construction | Daylight Dimming | EC1e011 | Lighting | [22 empty] | 0 |  |  |  | 0 |  |  |  | 0 |  |  |  | 0 | [9 empty] | 0 | 0
C - Commercial & Industrial | C1 - Large Business Energy Solutions | C1e - LCI New Construction | Performance Lighting - Exterior w/ Controls | EC1e012 | Lighting | 4.6895 | 15 | 1968.7916 | 1476.5937 | 492.1979 | 10.9376 | 10.7408 | 164.0645 | 161.1114 | 10.7408 | 161.1114 | 32.3834 | 50.9112 | 30.9334 | 46.7223 | 2.1875 | 1.9731 | 1.9731 | 0 | 0 | 0 | 0 | 0 | 0 | 0 | 0 | 0 | 0 | 0 | 0 | 0 | 0 | 0 | 0 | 0 | 0 | 0 | 0 | 0 | 0 | 0 | 0 | 0 | 0 | 0 | 0 | 0 | 0 | 0 | 2407.6407 | 3495.0797 | 1593.9457 | 2296.7824 | 9793.4484 | 163.2529 | 219.2055 | 88.886 | 79.8388 | 285.4661 | 836.6493 | 10630.0976 | 0 | 0 | 0 | 0 | 0 | 0 | 0 | 0 | 10630.0976 | 0 | 0 | 0 | 0 | 0 | 0 | 0 | 0 | 0 | 0 | 0 | 0 | 0 | 0 | 0 | 0 | 0 | 0 | 0 | 0 | 0 | 0 | 0 | 0 | 0 | 0 | 0 | 0 | 0 | 1063.0098 |  | 0 | 1063.0098 | 1709.6117 | 2426.4333 | 1642.048 | 2437.2651 | 8215.358 | 0 | 0 | 0 | 0 | 0 | 0 | 0 | 0 | 0 | 0 | 11693.1074 | 18845.4557 | 10630.0976 | 19908.4654
C - Commercial & Industrial | C1 - Large Business Energy Solutions | C1e - LCI New Construction | Performance Lighting - Exterior w/o Controls | EC1e013 | Lighting | 3.2828 | 15 | 4333.352 | 3250.014 | 1083.338 | 22.8921 | 22.4801 | 343.3822 | 337.2013 | 22.4801 | 337.2013 | 67.7775 | 106.5556 | 64.7427 | 97.7884 | 4.5784 | 4.1297 | 4.1297 | 0 | 0 | 0 | 0 | 0 | 0 | 0 | 0 | 0 | 0 | 0 | 0 | 0 | 0 | 0 | 0 | 0 | 0 | 0 | 0 | 0 | 0 | 0 | 0 | 0 | 0 | 0 | 0 | 0 | 0 | 0 | 5039.1206 | 7315.0981 | 3336.081 | 4807.0974 | 20497.397 | 341.6834 | 458.7905 | 186.0358 | 167.1003 | 597.472 | 1751.0821 | 22248.4791 | 0 | 0 | 0 | 0 | 0 | 0 | 0 | 0 | 22248.4791 | 0 | 0 | 0 | 0 | 0 | 0 | 0 | 0 | 0 | 0 | 0 | 0 | 0 | 0 | 0 | 0 | 0 | 0 | 0 | 0 | 0 | 0 | 0 | 0 | 0 | 0 | 0 | 0 | 0 | 2224.8479 |  | 0 | 2224.8479 | 3578.1665 | 5078.453 | 3436.7577 | 5101.1235 | 17194.5008 | 0 | 0 | 0 | 0 | 0 | 0 | 0 | 0 | 0 | 0 | 24473.327 | 39442.9799 | 22248.4791 | 41667.8278
C - Commercial & Industrial | C1 - Large Business Energy Solutions | C1e - LCI New Construction | Performance Lighting - Interior w/ Controls | EC1e014 | Lighting | 1 | 15 | 7026.08 | 5269.56 | 1756.52 | 39.0338 | 38.3312 | 585.507 | 574.9679 | 38.3312 | 574.9679 | 174.2153 | 100.0444 | 197.214 | 104.0692 | 7.8068 | 2.7392 | 2.7392 | 4.1471 | 4.1471 | -2.0038 | -30.0566 | -2.0038 | -30.0566 | -4.0075 | -60.1131 | -4.0075 | -60.1131 | 0 | 0 | 0 | 0 | 0 | 0 | 0 | 0 | 0 | 0 | 0 | 0 | 0 | 0 | 0 | 0 | -6.0113 | -90.1697 | 0 | 0 | 0 | 12952.5608 | 6868.1004 | 10162.1077 | 5115.8501 | 35098.6191 | 878.2635 | 430.7556 | 566.6875 | 177.8329 | 1018.76 | 3072.2996 | 38170.9187 | 4448.2658 | 0 | 402.3335 | 76.6183 | 4540.5842 | 0 | 5428.9535 | 14896.7553 | 53067.674 | 0 | 0 | 0 | 0 | 0 | -232.1062 | 0 | -232.1062 | -0.052094 | 0 | 0 | 0 | 0 | 0 | -8.4079 | 0 | -8.46 | -240.5662 | 0 | -1546.0493 | 0 | -0.78732 | 0 | 0 | 0 | 0 | 0 | 0 | -1787.4028 | 5128.0271 |  | -73.9613 | 5054.0658 | 9197.3229 | 4768.1282 | 10468.7813 | 5428.7611 | 29862.9936 | 0 | -426.1747 | 0 | -1192.4766 | 0 | 0 | 0 | 0 | 0 | -1618.6513 | 56334.337 | 79524.6134 | 53067.674 | 84652.6406
C - Commercial & Industrial | C1 - Large Business Energy Solutions | C1e - LCI New Construction | Performance Lighting - Interior w/o Controls | EC1e015 | Lighting | 1 | 15 | 8439.2485 | 6329.4364 | 2109.8121 | 46.8847 | 46.0408 | 703.2712 | 690.6123 | 46.0408 | 690.6123 | 209.2555 | 120.1665 | 236.88 | 125.0008 | 9.3769 | 3.2902 | 3.2902 | 4.9812 | 4.9812 | -2.4068 | -36.1019 | -2.4068 | -36.1019 | -4.8136 | -72.2038 | -4.8136 | -72.2038 | 0 | 0 | 0 | 0 | 0 | 0 | 0 | 0 | 0 | 0 | 0 | 0 | 0 | 0 | 0 | 0 | -7.2204 | -108.3057 | 0 | 0 | 0 | 15557.7346 | 8249.4949 | 12206.0323 | 6144.811 | 42158.0729 | 1054.9103 | 517.3943 | 680.6665 | 213.6008 | 1223.6652 | 3690.2372 | 45848.31 | 5342.9541 | 0 | 483.2556 | 92.0287 | 5453.8408 | 0 | 6520.8895 | 17892.9687 | 63741.2787 | 0 | 0 | 0 | 0 | 0 | -278.7902 | 0 | -278.7902 | -0.062571 | 0 | 0 | 0 | 0 | 0 | -10.099 | 0 | -10.1616 | -288.9518 | 0 | -1857.0092 | 0 | -0.94568 | 0 | 0 | 0 | 0 | 0 | 0 | -2146.9066 | 6159.4372 |  | -88.8373 | 6070.5999 | 11047.1984 | 5727.1511 | 12574.3878 | 6520.6584 | 35869.3957 | 0 | -511.8921 | 0 | -1432.3217 | 0 | 0 | 0 | 0 | 0 | -1944.2138 | 67664.972 | 95519.554 | 63741.2787 | 101678.9912
C - Commercial & Industrial | C1 - Large Business Energy Solutions | C1e - LCI New Construction | Lighting Occupancy Sensors | EC1e016 | Lighting | [22 empty] | 0 |  |  |  | 0 |  |  |  | 0 |  |  |  | 0 | [9 empty] | 0 | 0
C - Commercial & Industrial | C1 - Large Business Energy Solutions | C1e - LCI New Construction | CI Audits - Large New Construction | EC1eAUD | Non-Energy Saving | 1 | 1 | 16297.6354 | 16297.6354 | 0 | 0 | 0 | 0 | 0 | 0 | 0 | 0 | 0 | 0 | 0 | 0 | 0 | 0 | 0 | 0 | 0 | 0 | 0 | 0 | 0 | 0 | 0 | 0 | 0 | 0 | 0 | 0 | 0 | 0 | 0 | 0 | 0 | 0 | 0 | 0 | 0 | 0 | 0 | 0 | 0 | 0 | 0 | 0 | 0 | 0 | 0 | 0 | 0 | 0 | 0 | 0 | 0 | 0 | 0 | 0 | 0 | 0 | 0 | 0 | 0 | 0 | 0 | 0 | 0 | 0 | 0 | 0 | 0 | 0 | 0 | 0 | 0 | 0 | 0 | 0 | 0 | 0 | 0 | 0 | 0 | 0 | 0 | 0 | 0 | 0 | 0 | 0 | 0 | 0 | 0 | 0 | 0 | 0 | 0 | 0 |  | 0 | 0 | 0 | 0 | 0 | 0 | 0 | 0 | 0 | 0 | 0 | 0 | 0 | 0 | 0 | 0 | 0 | 0 | 0 | 0 | 0
C - Commercial & Industrial | C1 - Large Business Energy Solutions | C1e - LCI New Construction | Vendor Fees - Large New Construction | EC1eNES01 | Non-Energy Saving | [22 empty] | 0 |  |  |  | 0 |  |  |  | 0 |  |  |  | 0 | [9 empty] | 0 | 0
C - Commercial & Industrial | C1 - Large Business Energy Solutions | C1e - LCI New Construction | Vendor Fees - TA Studies - Large New Construction | EC1eNES02 | Non-Energy Saving | [22 empty] | 0 |  |  |  | 0 |  |  |  | 0 |  |  |  | 0 | [9 empty] | 0 | 0
C - Commercial & Industrial | C1 - Large Business Energy Solutions | C1e - LCI New Construction | [25 empty] | 0 |  |  |  | 0 |  |  |  | 0 |  |  |  | 0 | [9 empty] | 0 | 0
C - Commercial & Industrial | C1 - Large Business Energy Solutions | C1e - LCI New Construction | [25 empty] | 0 |  |  |  | 0 |  |  |  | 0 |  |  |  | 0 | [9 empty] | 0 | 0
C - Commercial & Industrial | C1 - Large Business Energy Solutions | C1e - LCI New Construction | [25 empty] | 0 |  |  |  | 0 |  |  |  | 0 |  |  |  | 0 | [9 empty] | 0 | 0
C - Commercial & Industrial | C1 - Large Business Energy Solutions | C1e - LCI New Construction | [25 empty] | 0 |  |  |  | 0 |  |  |  | 0 |  |  |  | 0 | [9 empty] | 0 | 0
C - Commercial & Industrial | C1 - Large Business Energy Solutions | C1e - LCI New Construction | [25 empty] | 0 |  |  |  | 0 |  |  |  | 0 |  |  |  | 0 | [9 empty] | 0 | 0
C - Commercial & Industrial | C1 - Large Business Energy Solutions | C1e - LCI New Construction | [25 empty] | 0 |  |  |  | 0 |  |  |  | 0 |  |  |  | 0 | [9 empty] | 0 | 0
C - Commercial & Industrial | C1 - Large Business Energy Solutions | C1e - LCI New Construction | [25 empty] | 0 |  |  |  | 0 |  |  |  | 0 |  |  |  | 0 | [9 empty] | 0 | 0
[28 empty] | 0 |  |  |  | 0 |  |  |  | 0 |  |  |  | 0 | [9 empty] | 0 | 0
C - Commercial & Industrial | C1 - Large Business Energy Solutions | [26 empty] | 0 |  |  |  | 0 |  |  |  | 0 |  |  |  | 0 | [9 empty] | 0 | 0
[28 empty] | 0 |  |  |  | 0 |  |  |  | 0 |  |  |  | 0 | [9 empty] | 0 | 0
C - Commercial & Industrial | C2 - Small Business Energy Solutions | C2a - SCI Retrofit | Custom Small Compressed Air Retro | EC2a001 | Compressed Air | 2 | 13 | 110180.7485 | 38563.259 | 71617.4895 | 96.4081 | 96.2153 | 1253.3059 | 1250.7993 | 96.2153 | 1250.7993 | 162.6039 | 250.1599 | 325.2078 | 512.8277 | 9.64 | 8.5314 | 8.5314 | 10.6329 | 10.6329 | 0 | 0 | 0 | 0 | 0 | 0 | 0 | 0 | 0 | 0 | 0 | 0 | 0 | 0 | 0 | 0 | 0 | 0 | 0 | 0 | 0 | 0 | 0 | 0 | 0 | 0 | 0 | 0 | 0 | 12304.6021 | 17582.3169 | 16714.766 | 25283.3174 | 71885.0025 | 945.8396 | 1242.8068 | 1078.2385 | 1011.1355 | 2557.1951 | 6835.2156 | 78720.2181 | 9885.2704 | 0 | 1031.567 | 196.4462 | 10303.901 | 0 | 12319.8682 | 33737.0528 | 112457.2709 | 0 | 0 | 0 | 0 | 0 | 0 | 0 | 0 | 0 | 0 | 0 | 0 | 0 | 0 | 0 | 0 | 0 | 0 | 0 | 0 | 0 | 0 | 0 | 0 | 0 | 0 | 0 | 0 | 0 | 11245.7271 |  | 0 | 11245.7271 | 8994.284 | 12533.0601 | 17980.9403 | 28021.2225 | 67529.507 | 0 | 0 | 0 | 0 | 0 | 0 | 0 | 0 | 0 | 0 | 123702.998 | 179986.7779 | 112457.2709 | 191232.505
C - Commercial & Industrial | C2 - Small Business Energy Solutions | C2a - SCI Retrofit | Custom Small Hot Water Retro | EC2a002 | Hot Water | [22 empty] | 0 |  |  |  | 0 |  |  |  | 0 |  |  |  | 0 | [9 empty] | 0 | 0
C - Commercial & Industrial | C2 - Small Business Energy Solutions | C2a - SCI Retrofit | Custom Small HVAC Retro | EC2a003 | HVAC | 4 | 12 | 31128.9067 | 15564.4533 | 15564.4533 | 18.6097 | 18.5725 | 223.3168 | 222.8702 | 18.5725 | 222.8702 | 160.4665 | 40.1166 | 17.8296 | 4.4574 | 16.116 | 12.1233 | 12.1233 | 12.4432 | 12.4432 | 0 | 0 | 0 | 0 | 0 | 0 | 0 | 0 | 0 | 0 | 0 | 0 | 0 | 0 | 0 | 0 | 0 | 0 | 0 | 0 | 0 | 0 | 0 | 0 | 0 | 0 | 0 | 0 | 0 | 12234.9619 | 2843.2182 | 911.6874 | 219.4108 | 16209.2783 | 1011.1907 | 215.9099 | 64.041 | 9.521 | 493.6172 | 1794.2797 | 18003.558 | 10134.474 | 0 | 1207.1884 | 229.8906 | 11248.8213 | 0 | 13449.663 | 36270.0372 | 54273.5952 | 0 | 0 | 0 | 0 | 0 | 0 | 0 | 0 | 0 | 0 | 0 | 0 | 0 | 0 | 0 | 0 | 0 | 0 | 0 | 0 | 0 | 0 | 0 | 0 | 0 | 0 | 0 | 0 | 0 | 5427.3595 |  | 0 | 5427.3595 | 9101.3973 | 2063.6386 | 1006.3156 | 249.2669 | 12420.6184 | 0 | 0 | 0 | 0 | 0 | 0 | 0 | 0 | 0 | 0 | 59700.9548 | 66694.2136 | 54273.5952 | 72121.5732
C - Commercial & Industrial | C2 - Small Business Energy Solutions | C2a - SCI Retrofit | Custom Small Lighting Retro - Interior | EC2a004 | Lighting | [22 empty] | 0 |  |  |  | 0 |  |  |  | 0 |  |  |  | 0 | [9 empty] | 0 | 0
C - Commercial & Industrial | C2 - Small Business Energy Solutions | C2a - SCI Retrofit | Custom Small Lighting Retro - Exterior | EC2a047 | Lighting | [22 empty] | 0 |  |  |  | 0 |  |  |  | 0 |  |  |  | 0 | [9 empty] | 0 | 0
C - Commercial & Industrial | C2 - Small Business Energy Solutions | C2a - SCI Retrofit | Custom Small Lighting Retro - Controls | EC2a048 | Lighting | [22 empty] | 0 |  |  |  | 0 |  |  |  | 0 |  |  |  | 0 | [9 empty] | 0 | 0
C - Commercial & Industrial | C2 - Small Business Energy Solutions | C2a - SCI Retrofit | Custom Small Motors Retro | EC2a005 | Motors/Drives | 2 | 15 | 3000 | 1500 | 1500 | 5.5 | 5.489 | 82.5 | 82.335 | 5.489 | 82.335 | 18.937 | 6.5868 | 42.8142 | 13.997 | 0 | 0 | 0 | 0 | 0 | 0 | 0 | 0 | 0 | 0 | 0 | 0 | 0 | 0 | 0 | 0 | 0 | 0 | 0 | 0 | 0 | 0 | 0 | 0 | 0 | 0 | 0 | 0 | 0 | 0 | 0 | 0 | 0 | 0 | 1407.9323 | 452.1872 | 2206.1444 | 688.0644 | 4754.3282 | 95.4665 | 28.3604 | 123.0251 | 23.9179 | 145.8857 | 416.6557 | 5170.9839 | 0 | 0 | 0 | 0 | 0 | 0 | 0 | 0 | 5170.9839 | 0 | 0 | 0 | 0 | 0 | 0 | 0 | 0 | 0 | 0 | 0 | 0 | 0 | 0 | 0 | 0 | 0 | 0 | 0 | 0 | 0 | 0 | 0 | 0 | 0 | 0 | 0 | 0 | 0 | 517.0984 |  | 0 | 517.0984 | 999.7411 | 313.9277 | 2272.7217 | 730.1498 | 4316.5403 | 0 | 0 | 0 | 0 | 0 | 0 | 0 | 0 | 0 | 0 | 5688.0823 | 9487.5242 | 5170.9839 | 10004.6226
C - Commercial & Industrial | C2 - Small Business Energy Solutions | C2a - SCI Retrofit | Custom Small Process Retro | EC2a006 | Process | [22 empty] | 0 |  |  |  | 0 |  |  |  | 0 |  |  |  | 0 | [9 empty] | 0 | 0
C - Commercial & Industrial | C2 - Small Business Energy Solutions | C2a - SCI Retrofit | Custom Small Refrigeration Retro | EC2a007 | Refrigeration | 3 | 10 | 10890.4286 | 3811.65 | 7078.7786 | 7.941 | 7.9251 | 79.4097 | 79.2509 | 7.9251 | 79.2509 | 17.9107 | 21.6355 | 18.4655 | 21.2392 | 0.795 | 0.69654 | 0.69654 | 0.7892 | 0.7892 | 0 | 0 | 0 | 0 | 0 | 0 | 0 | 0 | 0 | 0 | 0 | 0 | 0 | 0 | 0 | 0 | 0 | 0 | 0 | 0 | 0 | 0 | 0 | 0 | 0 | 0 | 0 | 0 | 0 | 1387.9918 | 1584.3239 | 935.5 | 1045.9154 | 4953.7312 | 129.44 | 134.1949 | 75.2679 | 51.6621 | 210.3836 | 600.9485 | 5554.6798 | 523.8825 | 0 | 76.5648 | 14.5806 | 607.3135 | 0 | 726.1349 | 1948.4764 | 7503.1561 | 0 | 0 | 0 | 0 | 0 | 0 | 0 | 0 | 0 | 0 | 0 | 0 | 0 | 0 | 0 | 0 | 0 | 0 | 0 | 0 | 0 | 0 | 0 | 0 | 0 | 0 | 0 | 0 | 0 | 750.3156 |  | 0 | 750.3156 | 1065.0711 | 1172.091 | 1083.0951 | 1237.2123 | 4557.4695 | 0 | 0 | 0 | 0 | 0 | 0 | 0 | 0 | 0 | 0 | 8253.4717 | 12060.6257 | 7503.1561 | 12810.9413
C - Commercial & Industrial | C2 - Small Business Energy Solutions | C2a - SCI Retrofit | Custom Small Other Retro | EC2a008 | Custom Measures | 1 | 15 | 1857.1429 | 650 | 1207.1429 | 0.79908 | 0.79748 | 11.9862 | 11.9622 | 0.79748 | 11.9622 | 8.6128 | 2.1532 | 0.95698 | 0.23924 | 0 | 0 | 0 | 0 | 0 | 0 | 0 | 0 | 0 | 0 | 0 | 0 | 0 | 0 | 0 | 0 | 0 | 0 | 0 | 0 | 0 | 0 | 0 | 0 | 0 | 0 | 0 | 0 | 0 | 0 | 0 | 0 | 0 | 0 | 640.345 | 147.8184 | 49.3115 | 11.7608 | 849.2356 | 43.4193 | 9.2709 | 2.7498 | 0.40882 | 21.1953 | 77.0443 | 926.2799 | 0 | 0 | 0 | 0 | 0 | 0 | 0 | 0 | 926.2799 | 0 | 0 | 0 | 0 | 0 | 0 | 0 | 0 | 0 | 0 | 0 | 0 | 0 | 0 | 0 | 0 | 0 | 0 | 0 | 0 | 0 | 0 | 0 | 0 | 0 | 0 | 0 | 0 | 0 | 92.628 |  | 0 | 92.628 | 454.6946 | 102.6218 | 50.7996 | 12.4802 | 620.5962 | 0 | 0 | 0 | 0 | 0 | 0 | 0 | 0 | 0 | 0 | 1018.9079 | 1546.8761 | 926.2799 | 1639.5041
C - Commercial & Industrial | C2 - Small Business Energy Solutions | C2a - SCI Retrofit | Daylight Dimming | EC2a009 | Lighting | [22 empty] | 0 |  |  |  | 0 |  |  |  | 0 |  |  |  | 0 | [9 empty] | 0 | 0
C - Commercial & Industrial | C2 - Small Business Energy Solutions | C2a - SCI Retrofit | Lighting Fixture - Exterior w/ Controls | EC2a010 | Lighting | 10 | 4.1004 | 56647.1752 | 21092.0333 | 35555.1419 | 162.0139 | 139.98 | 664.3259 | 573.9776 | 131.5812 | 539.5389 | 108.4473 | 170.4943 | 103.5915 | 156.4663 | 30.4586 | 32.4028 | 30.4586 | 0 | 0 | 0 | 0 | 0 | 0 | 0 | 0 | 0 | 0 | 0 | 0 | 0 | 0 | 0 | 0 | 0 | 0 | 0 | 0 | 0 | 0 | 0 | 0 | 0 | 0 | 0 | 0 | 0 | 0 | 0 | 9189.7758 | 13946.0057 | 5287.071 | 7861.816 | 36284.6685 | 851.0056 | 1178.4049 | 411.0956 | 374.2752 | 2190.8269 | 5005.6081 | 41290.2766 | 0 | 0 | 0 | 0 | 0 | 0 | 0 | 0 | 41290.2766 | 0 | 0 | 0 | 0 | 0 | 0 | 0 | 0 | 0 | 0 | 0 | 0 | 0 | 0 | 0 | 0 | 0 | 0 | 0 | 0 | 0 | 0 | 0 | 0 | 0 | 0 | 0 | 0 | 0 | 4129.0277 |  | 0 | 4129.0277 | 7124.4943 | 10525.5072 | 6146.3146 | 8964.6231 | 32760.9391 | 0 | 0 | 0 | 0 | 0 | 0 | 0 | 0 | 0 | 0 | 45419.3042 | 74051.2157 | 41290.2766 | 78180.2434
C - Commercial & Industrial | C2 - Small Business Energy Solutions | C2a - SCI Retrofit | Lighting Fixture - Exterior w/o Controls | EC2a011 | Lighting | 25 | 4.1068 | 150845.6048 | 56165.9167 | 94679.6881 | 157.8308 | 136.3658 | 648.1826 | 560.0297 | 128.1839 | 526.4279 | 105.812 | 166.3512 | 101.0742 | 152.6641 | 29.6722 | 31.5662 | 29.6722 | 0 | 0 | 0 | 0 | 0 | 0 | 0 | 0 | 0 | 0 | 0 | 0 | 0 | 0 | 0 | 0 | 0 | 0 | 0 | 0 | 0 | 0 | 0 | 0 | 0 | 0 | 0 | 0 | 0 | 0 | 0 | 8965.1036 | 13604.2485 | 5158.2555 | 7670.0798 | 35397.6874 | 830.4114 | 1149.8095 | 401.2113 | 365.2705 | 2137.4296 | 4884.1324 | 40281.8198 | 0 | 0 | 0 | 0 | 0 | 0 | 0 | 0 | 40281.8198 | 0 | 0 | 0 | 0 | 0 | 0 | 0 | 0 | 0 | 0 | 0 | 0 | 0 | 0 | 0 | 0 | 0 | 0 | 0 | 0 | 0 | 0 | 0 | 0 | 0 | 0 | 0 | 0 | 0 | 4028.182 |  | 0 | 4028.182 | 6950.8062 | 10268.667 | 5997.1887 | 8748.2707 | 31964.9326 | 0 | 0 | 0 | 0 | 0 | 0 | 0 | 0 | 0 | 0 | 44310.0017 | 72246.7523 | 40281.8198 | 76274.9343
C - Commercial & Industrial | C2 - Small Business Energy Solutions | C2a - SCI Retrofit | Lighting Fixture - Interior w/ Controls | EC2a012 | Lighting | 10 | 7.3837 | 76352.0819 | 28428.9667 | 47923.1152 | 99.7536 | 86.1871 | 736.5511 | 636.3801 | 81.0159 | 598.1973 | 181.2538 | 104.0863 | 205.1817 | 108.2737 | 18.7537 | 5.8296 | 5.4798 | 14.1149 | 13.268 | -22.9766 | -169.6523 | -21.598 | -159.4731 | -45.9532 | -339.3045 | -43.196 | -318.9462 | 0 | 0 | 0 | 0 | 0 | 0 | 0 | 0 | 0 | 0 | 0 | 0 | 0 | 0 | 0 | 0 | -64.794 | -478.4194 | 0 | 0 | 0 | 14509.8024 | 7946.9152 | 10348.8373 | 5358.4596 | 38164.0144 | 1412.6805 | 703.1613 | 865.8576 | 275.2213 | 2016.6118 | 5273.5325 | 43437.547 | 6340.1627 | 0 | 1210.256 | 245.1304 | 7750.8999 | 0 | 9267.3702 | 24813.8192 | 68251.3661 | 0 | 0 | 0 | 0 | 0 | -1299.7189 | 0 | -1299.7189 | -0.29679 | 0 | 0 | 0 | 0 | 0 | -90.6128 | 0 | -90.9096 | -1390.6285 | 0 | -8782.9341 | 0 | -4.7579 | 0 | 0 | 0 | 0 | 0 | 0 | -10178.3206 | 5807.3046 |  | -357.9858 | 5449.3188 | 11388.0909 | 6022.1052 | 12479.7242 | 6520.8831 | 36410.8034 | 0 | -2323.3242 | 0 | -6500.6767 | 0 | 0 | 0 | 0 | 0 | -8824.0009 | 63522.3644 | 85659.8482 | 68251.3661 | 91467.1527
C - Commercial & Industrial | C2 - Small Business Energy Solutions | C2a - SCI Retrofit | Lighting Fixture - Interior w/o Controls | EC2a013 | Lighting | 54.8104 | 5.337 | 411873.4276 | 219081.6104 | 192791.8172 | 534.9286 | 462.1783 | 2854.8973 | 2466.6313 | 434.4476 | 2318.6334 | 702.5459 | 403.4422 | 795.2913 | 419.6726 | 100.5666 | 31.2612 | 29.3856 | 75.6913 | 71.1498 | -123.2119 | -657.578 | -115.8192 | -618.1233 | -246.4238 | -1315.156 | -231.6384 | -1236.2467 | 0 | 0 | 0 | 0 | 0 | 0 | 0 | 0 | 0 | 0 | 0 | 0 | 0 | 0 | 0 | 0 | -347.4575 | -1854.37 | 0 | 0 | 0 | 58104.6954 | 31942.2633 | 40234.7631 | 20846.1956 | 151127.9174 | 5579.3987 | 2794.5664 | 3279.2317 | 1042.2603 | 9140.2388 | 21835.6958 | 172963.6132 | 22058.9058 | 0 | 6159.1572 | 1268.5387 | 30712.0665 | 0 | 36720.9091 | 96919.5773 | 269883.1905 | 0 | 0 | 0 | 0 | 0 | -5079.5645 | 0 | -5079.5645 | -1.1739 | 0 | 0 | 0 | 0 | 0 | -463.2734 | 0 | -464.4474 | -5544.0119 | 0 | -34673.6965 | 0 | -19.1611 | 0 | 0 | 0 | 0 | 0 | 0 | -40236.8694 | 22964.6321 |  | -1354.3703 | 21610.2618 | 45433.611 | 24370.1929 | 47610.1282 | 24678.636 | 142092.5681 | 0 | -9064.9296 | 0 | -25363.5109 | 0 | 0 | 0 | 0 | 0 | -34428.4405 | 251256.5829 | 337310.4488 | 269883.1905 | 360275.0809
C - Commercial & Industrial | C2 - Small Business Energy Solutions | C2a - SCI Retrofit | Lighting Occupancy Sensors | EC2a014 | Lighting | [22 empty] | 0 |  |  |  | 0 |  |  |  | 0 |  |  |  | 0 | [9 empty] | 0 | 0
C - Commercial & Industrial | C2 - Small Business Energy Solutions | C2a - SCI Retrofit | [Open Measure - To Be Assigned] | EC2a015 | [23 empty] | 0 |  |  |  | 0 |  |  |  | 0 |  |  |  | 0 | [9 empty] | 0 | 0
C - Commercial & Industrial | C2 - Small Business Energy Solutions | C2a - SCI Retrofit | Case Motor Replacement | EC2a016 | Refrigeration | [22 empty] | 0 |  |  |  | 0 |  |  |  | 0 |  |  |  | 0 | [9 empty] | 0 | 0
C - Commercial & Industrial | C2 - Small Business Energy Solutions | C2a - SCI Retrofit | Cooler Night Cover | EC2a017 | Refrigeration | [22 empty] | 0 |  |  |  | 0 |  |  |  | 0 |  |  |  | 0 | [9 empty] | 0 | 0
C - Commercial & Industrial | C2 - Small Business Energy Solutions | C2a - SCI Retrofit | Demand Control Ventilation | EC2a018 | HVAC | [22 empty] | 0 |  |  |  | 0 |  |  |  | 0 |  |  |  | 0 | [9 empty] | 0 | 0
C - Commercial & Industrial | C2 - Small Business Energy Solutions | C2a - SCI Retrofit | Door Heater Controls | EC2a019 | Refrigeration | 4 | 10 | 33302.5143 | 11655.88 | 21646.6343 | 23.3118 | 23.2651 | 233.1176 | 232.6514 | 23.2651 | 232.6514 | 52.5792 | 63.5138 | 54.2078 | 62.3506 | 4.6624 | 3.7136 | 3.7136 | 4.6283 | 4.6283 | 0 | 0 | 0 | 0 | 0 | 0 | 0 | 0 | 0 | 0 | 0 | 0 | 0 | 0 | 0 | 0 | 0 | 0 | 0 | 0 | 0 | 0 | 0 | 0 | 0 | 0 | 0 | 0 | 0 | 4074.6323 | 4650.9908 | 2746.2832 | 3070.4221 | 14542.3284 | 379.9882 | 393.9468 | 220.9588 | 151.6608 | 617.6087 | 1764.1633 | 16306.4917 | 3072.3582 | 0 | 449.0217 | 85.5093 | 3561.6469 | 0 | 4258.4862 | 11427.0223 | 27733.514 | 0 | 0 | 0 | 0 | 0 | 0 | 0 | 0 | 0 | 0 | 0 | 0 | 0 | 0 | 0 | 0 | 0 | 0 | 0 | 0 | 0 | 0 | 0 | 0 | 0 | 0 | 0 | 0 | 0 | 2773.3514 |  | 0 | 2773.3514 | 3126.6562 | 3440.827 | 3179.5678 | 3631.9992 | 13379.0502 | 0 | 0 | 0 | 0 | 0 | 0 | 0 | 0 | 0 | 0 | 30506.8654 | 41112.5642 | 27733.514 | 43885.9156
C - Commercial & Industrial | C2 - Small Business Energy Solutions | C2a - SCI Retrofit | Dual Enthalpy Economizer Controls (DEEC) | EC2a020 | HVAC | 6 | 10 | 12204 | 4271.4 | 7932.6 | 23.7299 | 23.6825 | 237.2994 | 236.8248 | 23.6825 | 236.8248 | 62.5217 | 39.3129 | 82.6519 | 52.3383 | 23.73 | 0 | 0 | 8.9516 | 8.9516 | 0 | 0 | 0 | 0 | 0 | 0 | 0 | 0 | 0 | 0 | 0 | 0 | 0 | 0 | 0 | 0 | 0 | 0 | 0 | 0 | 0 | 0 | 0 | 0 | 0 | 0 | 0 | 0 | 0 | 4845.1305 | 2878.8067 | 4187.3224 | 2577.3722 | 14488.6318 | 451.8426 | 243.8398 | 336.9011 | 127.307 | 628.6878 | 1788.5783 | 16277.2101 | 5942.2117 | 0 | 868.4475 | 165.3826 | 6888.5393 | 0 | 8236.288 | 22100.869 | 38378.0791 | 0 | 0 | 0 | 0 | 0 | 0 | 0 | 0 | 0 | 0 | 0 | 0 | 0 | 0 | 0 | 0 | 0 | 0 | 0 | 0 | 0 | 0 | 0 | 0 | 0 | 0 | 0 | 0 | 0 | 3837.8079 |  | 0 | 3837.8079 | 3717.8956 | 2129.756 | 4847.9617 | 3048.7709 | 13744.3842 | 0 | 0 | 0 | 0 | 0 | 0 | 0 | 0 | 0 | 0 | 42215.8871 | 52122.4634 | 38378.0791 | 55960.2713
C - Commercial & Industrial | C2 - Small Business Energy Solutions | C2a - SCI Retrofit | Duct Sealing, Electric | EC2a021 | HVAC | [22 empty] | 0 |  |  |  | 0 |  |  |  | 0 |  |  |  | 0 | [9 empty] | 0 | 0
C - Commercial & Industrial | C2 - Small Business Energy Solutions | C2a - SCI Retrofit | Ductless Mini Split Heat Pump | EC2a022 | HVAC | 5 | 20 | 30780.1224 | 10773.0429 | 20007.0796 | 30.8013 | 30.7397 | 616.0256 | 614.7935 | 30.7397 | 614.7935 | 162.3055 | 102.0557 | 214.5629 | 135.8694 | 2.7121 | 0 | 0 | 1.0231 | 1.0231 | 0 | 0 | 0 | 0 | 0 | 0 | 0 | 0 | 0 | 0 | 0 | 0 | 0 | 0 | 0 | 0 | 0 | 0 | 0 | 0 | 0 | 0 | 0 | 0 | 0 | 0 | 0 | 0 | 0 | 11506.4453 | 6590.9515 | 10970.6921 | 6550.4936 | 35618.5826 | 613.6674 | 329.5617 | 462.4044 | 174.1297 | 816.994 | 2396.7572 | 38015.3398 | 1539.5402 | 0 | 99.2538 | 18.9014 | 1418.0898 | 0 | 1695.5403 | 4771.3254 | 42786.6652 | 0 | 0 | 0 | 0 | 0 | 0 | 0 | 0 | 0 | 0 | 0 | 0 | 0 | 0 | 0 | 0 | 0 | 0 | 0 | 0 | 0 | 0 | 0 | 0 | 0 | 0 | 0 | 0 | 0 | 4278.6665 |  | 0 | 4278.6665 | 7668.96 | 4363.8716 | 10268.1404 | 6335.7699 | 28636.7418 | 0 | 0 | 0 | 0 | 0 | 0 | 0 | 0 | 0 | 0 | 47065.3317 | 71423.407 | 42786.6652 | 75702.0735
C - Commercial & Industrial | C2 - Small Business Energy Solutions | C2a - SCI Retrofit | ECM Evaporator Fan Motors for Walk-in Cooler/Freezer | EC2a023 | Refrigeration | 6 | 15 | 8701.0909 | 4350.5455 | 4350.5455 | 19.2678 | 19.2292 | 289.0166 | 288.4386 | 19.2292 | 288.4386 | 65.1871 | 78.7437 | 67.2062 | 77.3015 | 2.2255 | 1.7726 | 1.7726 | 2.2092 | 2.2092 | 0 | 0 | 0 | 0 | 0 | 0 | 0 | 0 | 0 | 0 | 0 | 0 | 0 | 0 | 0 | 0 | 0 | 0 | 0 | 0 | 0 | 0 | 0 | 0 | 0 | 0 | 0 | 0 | 0 | 4846.5331 | 5405.7975 | 3463.0226 | 3800.0015 | 17515.3548 | 328.6248 | 339.0424 | 193.1146 | 132.0925 | 511.0715 | 1503.9458 | 19019.3006 | 2369.6571 | 0 | 214.329 | 40.8157 | 2418.8365 | 0 | 2892.084 | 7935.7222 | 26955.0229 | 0 | 0 | 0 | 0 | 0 | 0 | 0 | 0 | 0 | 0 | 0 | 0 | 0 | 0 | 0 | 0 | 0 | 0 | 0 | 0 | 0 | 0 | 0 | 0 | 0 | 0 | 0 | 0 | 0 | 2695.5023 |  | 0 | 2695.5023 | 3441.4145 | 3752.9351 | 3567.5303 | 4032.4286 | 14794.3085 | 0 | 0 | 0 | 0 | 0 | 0 | 0 | 0 | 0 | 0 | 29650.5252 | 41749.3313 | 26955.0229 | 44444.8336
C - Commercial & Industrial | C2 - Small Business Energy Solutions | C2a - SCI Retrofit | Electronic Defrost Control | EC2a024 | Refrigeration | 3 | 10 | 11712 | 7979 | 3733 | 9.4536 | 9.4347 | 94.5365 | 94.3474 | 9.4347 | 94.3474 | 21.3225 | 25.7568 | 21.983 | 25.2851 | 1.09 | 0.86819 | 0.86819 | 1.082 | 1.082 | 0 | 0 | 0 | 0 | 0 | 0 | 0 | 0 | 0 | 0 | 0 | 0 | 0 | 0 | 0 | 0 | 0 | 0 | 0 | 0 | 0 | 0 | 0 | 0 | 0 | 0 | 0 | 0 | 0 | 1652.3912 | 1886.1227 | 1113.704 | 1245.1525 | 5897.3704 | 154.0971 | 159.7578 | 89.6057 | 61.5032 | 250.4597 | 715.4236 | 6612.7939 | 718.2792 | 0 | 104.9757 | 19.991 | 832.6688 | 0 | 995.5812 | 2671.4959 | 9284.2899 | 0 | 0 | 0 | 0 | 0 | 0 | 0 | 0 | 0 | 0 | 0 | 0 | 0 | 0 | 0 | 0 | 0 | 0 | 0 | 0 | 0 | 0 | 0 | 0 | 0 | 0 | 0 | 0 | 0 | 928.429 |  | 0 | 928.429 | 1267.9572 | 1395.3633 | 1289.4145 | 1472.8896 | 5425.6246 | 0 | 0 | 0 | 0 | 0 | 0 | 0 | 0 | 0 | 0 | 10212.7188 | 14709.9144 | 9284.2899 | 15638.3434
C - Commercial & Industrial | C2 - Small Business Energy Solutions | C2a - SCI Retrofit | Energy Management System, Electric | EC2a025 | HVAC | [22 empty] | 0 |  |  |  | 0 |  |  |  | 0 |  |  |  | 0 | [9 empty] | 0 | 0
C - Commercial & Industrial | C2 - Small Business Energy Solutions | C2a - SCI Retrofit | Energy Star Wifi Thermostat, Electric | EC2a026 | HVAC | [22 empty] | 0 |  |  |  | 0 |  |  |  | 0 |  |  |  | 0 | [9 empty] | 0 | 0
C - Commercial & Industrial | C2 - Small Business Energy Solutions | C2a - SCI Retrofit | Evaporator Fan Control | EC2a027 | Refrigeration | 3 | 10 | 7256 | 3628 | 3628 | 1.8145 | 1.8109 | 18.1454 | 18.1091 | 1.8109 | 18.1091 | 4.0927 | 4.9438 | 4.2194 | 4.8532 | 0.21 | 0.18585 | 0.18585 | 0.23163 | 0.23163 | 0 | 0 | 0 | 0 | 0 | 0 | 0 | 0 | 0 | 0 | 0 | 0 | 0 | 0 | 0 | 0 | 0 | 0 | 0 | 0 | 0 | 0 | 0 | 0 | 0 | 0 | 0 | 0 | 0 | 317.1611 | 362.0237 | 213.7651 | 238.9954 | 1131.9453 | 29.5775 | 30.664 | 17.199 | 11.805 | 48.0734 | 137.3189 | 1269.2642 | 153.7601 | 0 | 22.4719 | 4.2794 | 178.2471 | 0 | 213.1214 | 571.8799 | 1841.144 | 0 | 0 | 0 | 0 | 0 | 0 | 0 | 0 | 0 | 0 | 0 | 0 | 0 | 0 | 0 | 0 | 0 | 0 | 0 | 0 | 0 | 0 | 0 | 0 | 0 | 0 | 0 | 0 | 0 | 184.1144 |  | 0 | 184.1144 | 243.3726 | 267.827 | 247.4911 | 282.7074 | 1041.3981 | 0 | 0 | 0 | 0 | 0 | 0 | 0 | 0 | 0 | 0 | 2025.2584 | 2882.5421 | 1841.144 | 3066.6565
C - Commercial & Industrial | C2 - Small Business Energy Solutions | C2a - SCI Retrofit | Faucet Aerator, Electric | EC2a028 | Hot Water | [22 empty] | 0 |  |  |  | 0 |  |  |  | 0 |  |  |  | 0 | [9 empty] | 0 | 0
C - Commercial & Industrial | C2 - Small Business Energy Solutions | C2a - SCI Retrofit | Hotel Occupancy Sensor | EC2a031 | HVAC | [22 empty] | 0 |  |  |  | 0 |  |  |  | 0 |  |  |  | 0 | [9 empty] | 0 | 0
C - Commercial & Industrial | C2 - Small Business Energy Solutions | C2a - SCI Retrofit | Low Pressure Drop Filter | EC2a032 | Compressed Air | [22 empty] | 0 |  |  |  | 0 |  |  |  | 0 |  |  |  | 0 | [9 empty] | 0 | 0
C - Commercial & Industrial | C2 - Small Business Energy Solutions | C2a - SCI Retrofit | Thermostatic Shut-Off Valve, Electric | EC2a033 | Hot Water | [22 empty] | 0 |  |  |  | 0 |  |  |  | 0 |  |  |  | 0 | [9 empty] | 0 | 0
C - Commercial & Industrial | C2 - Small Business Energy Solutions | C2a - SCI Retrofit | Low-Flow Showerhead, Electric | EC2a034 | Hot Water | [22 empty] | 0 |  |  |  | 0 |  |  |  | 0 |  |  |  | 0 | [9 empty] | 0 | 0
C - Commercial & Industrial | C2 - Small Business Energy Solutions | C2a - SCI Retrofit | Motors, Open Drip | EC2a035 | Motors/Drives | [22 empty] | 0 |  |  |  | 0 |  |  |  | 0 |  |  |  | 0 | [9 empty] | 0 | 0
C - Commercial & Industrial | C2 - Small Business Energy Solutions | C2a - SCI Retrofit | Motors, Totally Enclosed Fan Cooled | EC2a036 | Motors/Drives | [22 empty] | 0 |  |  |  | 0 |  |  |  | 0 |  |  |  | 0 | [9 empty] | 0 | 0
C - Commercial & Industrial | C2 - Small Business Energy Solutions | C2a - SCI Retrofit | Novelty Cooler Shutoff | EC2a037 | Refrigeration | 2 | 10 | 1000 | 500 | 500 | 1.8 | 1.7964 | 18 | 17.964 | 1.7964 | 17.964 | 4.0599 | 4.9042 | 4.1856 | 4.8144 | 0.36 | 0.28674 | 0.28674 | 0.35737 | 0.35737 | 0 | 0 | 0 | 0 | 0 | 0 | 0 | 0 | 0 | 0 | 0 | 0 | 0 | 0 | 0 | 0 | 0 | 0 | 0 | 0 | 0 | 0 | 0 | 0 | 0 | 0 | 0 | 0 | 0 | 314.6197 | 359.1228 | 212.0522 | 237.0803 | 1122.8749 | 29.3405 | 30.4183 | 17.0612 | 11.7104 | 47.6882 | 136.2185 | 1259.0935 | 237.2298 | 0 | 34.6709 | 6.6025 | 275.0099 | 0 | 328.8158 | 882.3289 | 2141.4224 | 0 | 0 | 0 | 0 | 0 | 0 | 0 | 0 | 0 | 0 | 0 | 0 | 0 | 0 | 0 | 0 | 0 | 0 | 0 | 0 | 0 | 0 | 0 | 0 | 0 | 0 | 0 | 0 | 0 | 214.1422 |  | 0 | 214.1422 | 241.4224 | 265.6809 | 245.5079 | 280.4421 | 1033.0533 | 0 | 0 | 0 | 0 | 0 | 0 | 0 | 0 | 0 | 0 | 2355.5646 | 3174.4757 | 2141.4224 | 3388.6179
C - Commercial & Industrial | C2 - Small Business Energy Solutions | C2a - SCI Retrofit | Pipe Wrap - Heating, Electric | EC2a038 | HVAC | [22 empty] | 0 |  |  |  | 0 |  |  |  | 0 |  |  |  | 0 | [9 empty] | 0 | 0
C - Commercial & Industrial | C2 - Small Business Energy Solutions | C2a - SCI Retrofit | Pipe Wrap - Hot Water, Electric | EC2a039 | Hot Water | [22 empty] | 0 |  |  |  | 0 |  |  |  | 0 |  |  |  | 0 | [9 empty] | 0 | 0
C - Commercial & Industrial | C2 - Small Business Energy Solutions | C2a - SCI Retrofit | Pre Rinse Spray Valve, Electric | EC2a040 | Hot Water | [22 empty] | 0 |  |  |  | 0 |  |  |  | 0 |  |  |  | 0 | [9 empty] | 0 | 0
C - Commercial & Industrial | C2 - Small Business Energy Solutions | C2a - SCI Retrofit | Programmable Thermostat, Electric | EC2a041 | HVAC | [22 empty] | 0 |  |  |  | 0 |  |  |  | 0 |  |  |  | 0 | [9 empty] | 0 | 0
C - Commercial & Industrial | C2 - Small Business Energy Solutions | C2a - SCI Retrofit | Steam Trap, Electric | EC2a042 | HVAC | [22 empty] | 0 |  |  |  | 0 |  |  |  | 0 |  |  |  | 0 | [9 empty] | 0 | 0
C - Commercial & Industrial | C2 - Small Business Energy Solutions | C2a - SCI Retrofit | Variable Frequency Drive | EC2a043 | Motors/Drives | 4.665 | 15 | 32727.6743 | 16363.8605 | 16363.8138 | 82.6209 | 82.4556 | 1239.3134 | 1236.8347 | 82.4556 | 1236.8347 | 293.1298 | 336.419 | 294.3667 | 312.9192 | 3.2328 | 2.8611 | 2.8611 | 3.5658 | 3.5658 | 0 | 0 | 0 | 0 | 0 | 0 | 0 | 0 | 0 | 0 | 0 | 0 | 0 | 0 | 0 | 0 | 0 | 0 | 0 | 0 | 0 | 0 | 0 | 0 | 0 | 0 | 0 | 0 | 0 | 21793.6238 | 23095.3413 | 15168.2237 | 15382.5329 | 75439.7216 | 1477.742 | 1448.5006 | 845.8524 | 534.7148 | 2191.4925 | 6498.3023 | 81938.0239 | 3824.8084 | 0 | 345.9435 | 65.8797 | 3904.1877 | 0 | 4668.0455 | 12808.8647 | 94746.8886 | 0 | 0 | 0 | 0 | 0 | 0 | 0 | 0 | 0 | 0 | 0 | 0 | 0 | 0 | 0 | 0 | 0 | 0 | 0 | 0 | 0 | 0 | 0 | 0 | 0 | 0 | 0 | 0 | 0 | 9474.6889 |  | 0 | 9474.6889 | 15475.1635 | 16033.7707 | 15625.9726 | 16323.4056 | 63458.3123 | 0 | 0 | 0 | 0 | 0 | 0 | 0 | 0 | 0 | 0 | 104221.5775 | 158205.2009 | 94746.8886 | 167679.8898
C - Commercial & Industrial | C2 - Small Business Energy Solutions | C2a - SCI Retrofit | Variable Frequency Drive with Motor | EC2a044 | Motors/Drives | 1 | 15 | 29680 | 14840 | 14840 | 45.3184 | 45.2278 | 679.776 | 678.4164 | 45.2278 | 678.4164 | 160.7847 | 184.5293 | 161.4631 | 171.6394 | 7.02 | 6.2127 | 6.2127 | 7.7431 | 7.7431 | 0 | 0 | 0 | 0 | 0 | 0 | 0 | 0 | 0 | 0 | 0 | 0 | 0 | 0 | 0 | 0 | 0 | 0 | 0 | 0 | 0 | 0 | 0 | 0 | 0 | 0 | 0 | 0 | 0 | 11954.0247 | 12668.03 | 8319.9252 | 8437.476 | 41379.4558 | 810.5566 | 794.5173 | 463.9587 | 293.2965 | 1202.056 | 3564.385 | 44943.8408 | 8305.4157 | 0 | 751.2022 | 143.055 | 8477.7848 | 0 | 10136.4707 | 27813.9284 | 72757.7692 | 0 | 0 | 0 | 0 | 0 | 0 | 0 | 0 | 0 | 0 | 0 | 0 | 0 | 0 | 0 | 0 | 0 | 0 | 0 | 0 | 0 | 0 | 0 | 0 | 0 | 0 | 0 | 0 | 0 | 7275.7769 |  | 0 | 7275.7769 | 8488.2848 | 8794.6866 | 8571.0051 | 8953.5542 | 34807.5307 | 0 | 0 | 0 | 0 | 0 | 0 | 0 | 0 | 0 | 0 | 80033.5462 | 107565.3 | 72757.7692 | 114841.0769
C - Commercial & Industrial | C2 - Small Business Energy Solutions | C2a - SCI Retrofit | Vending Miser | EC2a045 | Refrigeration | [22 empty] | 0 |  |  |  | 0 |  |  |  | 0 |  |  |  | 0 | [9 empty] | 0 | 0
C - Commercial & Industrial | C2 - Small Business Energy Solutions | C2a - SCI Retrofit | Zero Loss Condensate Drain | EC2a046 | Compressed Air | [22 empty] | 0 |  |  |  | 0 |  |  |  | 0 |  |  |  | 0 | [9 empty] | 0 | 0
C - Commercial & Industrial | C2 - Small Business Energy Solutions | C2a - SCI Retrofit | Small Retrocommissioning | EC2a049 | Custom Measures | [22 empty] | 0 |  |  |  | 0 |  |  |  | 0 |  |  |  | 0 | [9 empty] | 0 | 0
C - Commercial & Industrial | C2 - Small Business Energy Solutions | C2a - SCI Retrofit | Induction Cooktop Displacing Electric Resistance | EC2a050 | Food Service | [22 empty] | 0 |  |  |  | 0 |  |  |  | 0 |  |  |  | 0 | [9 empty] | 0 | 0
C - Commercial & Industrial | C2 - Small Business Energy Solutions | C2a - SCI Retrofit | CI Audits - Small Retro | EC2aAUD | Non-Energy Saving | 1 | 1 | 164335 | 164335 | 0 | 0 | 0 | 0 | 0 | 0 | 0 | 0 | 0 | 0 | 0 | 0 | 0 | 0 | 0 | 0 | 0 | 0 | 0 | 0 | 0 | 0 | 0 | 0 | 0 | 0 | 0 | 0 | 0 | 0 | 0 | 0 | 0 | 0 | 0 | 0 | 0 | 0 | 0 | 0 | 0 | 0 | 0 | 0 | 0 | 0 | 0 | 0 | 0 | 0 | 0 | 0 | 0 | 0 | 0 | 0 | 0 | 0 | 0 | 0 | 0 | 0 | 0 | 0 | 0 | 0 | 0 | 0 | 0 | 0 | 0 | 0 | 0 | 0 | 0 | 0 | 0 | 0 | 0 | 0 | 0 | 0 | 0 | 0 | 0 | 0 | 0 | 0 | 0 | 0 | 0 | 0 | 0 | 0 | 0 | 0 |  | 0 | 0 | 0 | 0 | 0 | 0 | 0 | 0 | 0 | 0 | 0 | 0 | 0 | 0 | 0 | 0 | 0 | 0 | 0 | 0 | 0
C - Commercial & Industrial | C2 - Small Business Energy Solutions | C2a - SCI Retrofit | Vendor Fees - Small Retro | EC2aNES01 | Non-Energy Saving | [22 empty] | 0 |  |  |  | 0 |  |  |  | 0 |  |  |  | 0 | [9 empty] | 0 | 0
C - Commercial & Industrial | C2 - Small Business Energy Solutions | C2a - SCI Retrofit | Vendor Fees - TA Studies - Small Retro | EC2aNES02 | Non-Energy Saving | [22 empty] | 0 |  |  |  | 0 |  |  |  | 0 |  |  |  | 0 | [9 empty] | 0 | 0
C - Commercial & Industrial | C2 - Small Business Energy Solutions | C2a - SCI Retrofit | [25 empty] | 0 |  |  |  | 0 |  |  |  | 0 |  |  |  | 0 | [9 empty] | 0 | 0
C - Commercial & Industrial | C2 - Small Business Energy Solutions | C2a - SCI Retrofit | [25 empty] | 0 |  |  |  | 0 |  |  |  | 0 |  |  |  | 0 | [9 empty] | 0 | 0
C - Commercial & Industrial | C2 - Small Business Energy Solutions | C2a - SCI Retrofit | [25 empty] | 0 |  |  |  | 0 |  |  |  | 0 |  |  |  | 0 | [9 empty] | 0 | 0
C - Commercial & Industrial | C2 - Small Business Energy Solutions | C2a - SCI Retrofit | [25 empty] | 0 |  |  |  | 0 |  |  |  | 0 |  |  |  | 0 | [9 empty] | 0 | 0
[28 empty] | 0 |  |  |  | 0 |  |  |  | 0 |  |  |  | 0 | [9 empty] | 0 | 0
C - Commercial & Industrial | C2 - Small Business Energy Solutions | C2b - SCI New Equipment | Custom Small Compressed Air New | EC2b001 | Compressed Air | [22 empty] | 0 |  |  |  | 0 |  |  |  | 0 |  |  |  | 0 | [9 empty] | 0 | 0
C - Commercial & Industrial | C2 - Small Business Energy Solutions | C2b - SCI New Equipment | Custom Small Hot Water New | EC2b002 | Hot Water | [22 empty] | 0 |  |  |  | 0 |  |  |  | 0 |  |  |  | 0 | [9 empty] | 0 | 0
C - Commercial & Industrial | C2 - Small Business Energy Solutions | C2b - SCI New Equipment | Custom Small HVAC New | EC2b003 | HVAC | 2 | 13.5 | 37978.6667 | 28484 | 9494.6667 | 9.0265 | 9.0084 | 121.8573 | 121.6136 | 9.0084 | 121.6136 | 87.5618 | 21.8905 | 9.7291 | 2.4323 | 2.86 | 0.97559 | 0.97559 | 3.1546 | 3.1546 | 0 | 0 | 0 | 0 | 0 | 0 | 0 | 0 | 0 | 0 | 0 | 0 | 0 | 0 | 0 | 0 | 0 | 0 | 0 | 0 | 0 | 0 | 0 | 0 | 0 | 0 | 0 | 0 | 0 | 6595.5494 | 1529.4797 | 500.5554 | 119.8356 | 8745.4202 | 490.4682 | 104.725 | 31.0624 | 4.6181 | 239.4242 | 870.2979 | 9615.7181 | 3057.5297 | 0 | 306.0453 | 58.2817 | 3157.2989 | 0 | 3775.0271 | 10354.1828 | 19969.9009 | 0 | 0 | 0 | 0 | 0 | 0 | 0 | 0 | 0 | 0 | 0 | 0 | 0 | 0 | 0 | 0 | 0 | 0 | 0 | 0 | 0 | 0 | 0 | 0 | 0 | 0 | 0 | 0 | 0 | 1996.9901 |  | 0 | 1996.9901 | 4787.9939 | 1083.491 | 532.8151 | 131.4931 | 6535.793 | 0 | 0 | 0 | 0 | 0 | 0 | 0 | 0 | 0 | 0 | 21966.891 | 26505.6939 | 19969.9009 | 28502.684
C - Commercial & Industrial | C2 - Small Business Energy Solutions | C2b - SCI New Equipment | Custom Small Lighting New - Interior | EC2b004 | Lighting | [22 empty] | 0 |  |  |  | 0 |  |  |  | 0 |  |  |  | 0 | [9 empty] | 0 | 0
C - Commercial & Industrial | C2 - Small Business Energy Solutions | C2b - SCI New Equipment | Custom Small Lighting New - Exterior | EC2b054 | Lighting | [22 empty] | 0 |  |  |  | 0 |  |  |  | 0 |  |  |  | 0 | [9 empty] | 0 | 0
C - Commercial & Industrial | C2 - Small Business Energy Solutions | C2b - SCI New Equipment | Custom Small Lighting New - Controls | EC2b055 | Lighting | [22 empty] | 0 |  |  |  | 0 |  |  |  | 0 |  |  |  | 0 | [9 empty] | 0 | 0
C - Commercial & Industrial | C2 - Small Business Energy Solutions | C2b - SCI New Equipment | Custom Small Motors New | EC2b005 | Motors/Drives | [22 empty] | 0 |  |  |  | 0 |  |  |  | 0 |  |  |  | 0 | [9 empty] | 0 | 0
C - Commercial & Industrial | C2 - Small Business Energy Solutions | C2b - SCI New Equipment | Custom Small Process New | EC2b006 | Process | [22 empty] | 0 |  |  |  | 0 |  |  |  | 0 |  |  |  | 0 | [9 empty] | 0 | 0
C - Commercial & Industrial | C2 - Small Business Energy Solutions | C2b - SCI New Equipment | Custom Small Refrigeration New | EC2b007 | Refrigeration | [22 empty] | 0 |  |  |  | 0 |  |  |  | 0 |  |  |  | 0 | [9 empty] | 0 | 0
C - Commercial & Industrial | C2 - Small Business Energy Solutions | C2b - SCI New Equipment | Custom Small Other New | EC2b008 | Custom Measures | 2 | 12 | 1333.3333 | 1000 | 333.3333 | 2.4339 | 2.429 | 29.2063 | 29.1479 | 2.429 | 29.1479 | 7.508 | 11.8973 | 3.7695 | 5.9731 | 6.6 | 2.4999 | 2.4999 | 3.4652 | 3.4652 | 0 | 0 | 0 | 0 | 0 | 0 | 0 | 0 | 0 | 0 | 0 | 0 | 0 | 0 | 0 | 0 | 0 | 0 | 0 | 0 | 0 | 0 | 0 | 0 | 0 | 0 | 0 | 0 | 0 | 572.4572 | 843.2075 | 192.7447 | 294.021 | 1902.4305 | 47.3122 | 64.032 | 13.5392 | 12.7586 | 64.5574 | 202.1994 | 2104.6299 | 2822.2586 | 0 | 336.179 | 64.0202 | 3132.5831 | 0 | 3745.4758 | 10100.5167 | 12205.1466 | 0 | 0 | 0 | 0 | 0 | 0 | 0 | 0 | 0 | 0 | 0 | 0 | 0 | 0 | 0 | 0 | 0 | 0 | 0 | 0 | 0 | 0 | 0 | 0 | 0 | 0 | 0 | 0 | 0 | 1220.5147 |  | 0 | 1220.5147 | 425.842 | 612.0092 | 212.7506 | 334.0297 | 1584.6314 | 0 | 0 | 0 | 0 | 0 | 0 | 0 | 0 | 0 | 0 | 13425.6612 | 13789.778 | 12205.1466 | 15010.2926
C - Commercial & Industrial | C2 - Small Business Energy Solutions | C2b - SCI New Equipment | Custom Small Comprehensive Design | EC2b056 | Custom Measures | [22 empty] | 0 |  |  |  | 0 |  |  |  | 0 |  |  |  | 0 | [9 empty] | 0 | 0
C - Commercial & Industrial | C2 - Small Business Energy Solutions | C2b - SCI New Equipment | Daylight Dimming | EC2b009 | Lighting | [22 empty] | 0 |  |  |  | 0 |  |  |  | 0 |  |  |  | 0 | [9 empty] | 0 | 0
C - Commercial & Industrial | C2 - Small Business Energy Solutions | C2b - SCI New Equipment | Performance Lighting - Exterior w/ Controls | EC2b010 | Lighting | [22 empty] | 0 |  |  |  | 0 |  |  |  | 0 |  |  |  | 0 | [9 empty] | 0 | 0
C - Commercial & Industrial | C2 - Small Business Energy Solutions | C2b - SCI New Equipment | Performance Lighting - Exterior w/o Controls | EC2b011 | Lighting | 1 | 15 | 18850.1333 | 15040 | 3810.1333 | 62.6594 | 54.1377 | 939.891 | 812.0659 | 50.8895 | 763.3419 | 153.4317 | 241.216 | 146.5616 | 221.3692 | 11.78 | 12.5319 | 11.78 | 0 | 0 | 0 | 0 | 0 | 0 | 0 | 0 | 0 | 0 | 0 | 0 | 0 | 0 | 0 | 0 | 0 | 0 | 0 | 0 | 0 | 0 | 0 | 0 | 0 | 0 | 0 | 0 | 0 | 0 | 0 | 11407.3455 | 16559.6059 | 7552.0773 | 10882.1012 | 46401.1299 | 773.4883 | 1038.5903 | 421.1398 | 378.2745 | 1352.5316 | 3964.0246 | 50365.1546 | 0 | 0 | 0 | 0 | 0 | 0 | 0 | 0 | 50365.1546 | 0 | 0 | 0 | 0 | 0 | 0 | 0 | 0 | 0 | 0 | 0 | 0 | 0 | 0 | 0 | 0 | 0 | 0 | 0 | 0 | 0 | 0 | 0 | 0 | 0 | 0 | 0 | 0 | 0 | 5036.5155 |  | 0 | 5036.5155 | 8100.1002 | 11496.3845 | 7779.9851 | 11547.705 | 38924.1747 | 0 | 0 | 0 | 0 | 0 | 0 | 0 | 0 | 0 | 0 | 55401.67 | 89289.3293 | 50365.1546 | 94325.8448
C - Commercial & Industrial | C2 - Small Business Energy Solutions | C2b - SCI New Equipment | Performance Lighting - Interior w/ Controls | EC2b012 | Lighting | [22 empty] | 0 |  |  |  | 0 |  |  |  | 0 |  |  |  | 0 | [9 empty] | 0 | 0
C - Commercial & Industrial | C2 - Small Business Energy Solutions | C2b - SCI New Equipment | Performance Lighting - Interior w/o Controls | EC2b013 | Lighting | 2.6708 | 15 | 24730.6571 | 19731.9073 | 4998.7498 | 82.2002 | 71.021 | 1233.0037 | 1065.3152 | 66.7598 | 1001.3963 | 303.4231 | 174.243 | 343.4789 | 181.2527 | 15.4536 | 4.8038 | 4.5156 | 11.6312 | 10.9333 | -4.4465 | -66.6969 | -4.1797 | -62.6951 | -8.8929 | -133.3937 | -8.3593 | -125.3901 | 0 | 0 | 0 | 0 | 0 | 0 | 0 | 0 | 0 | 0 | 0 | 0 | 0 | 0 | 0 | 0 | -12.539 | -188.0852 | 0 | 0 | 0 | 22558.9061 | 11961.8688 | 17698.8966 | 8910.0514 | 61129.7228 | 1529.6329 | 750.2281 | 986.9748 | 309.7238 | 1774.3296 | 5350.8891 | 66480.612 | 11727.3538 | 0 | 1060.7072 | 201.9955 | 11970.7411 | 0 | 14312.827 | 39273.6245 | 105754.2365 | 0 | 0 | 0 | 0 | 0 | -484.1509 | 0 | -484.1509 | -0.10866 | 0 | 0 | 0 | 0 | 0 | -17.5381 | 0 | -17.6467 | -501.7976 | 0 | -3224.9075 | 0 | -1.6423 | 0 | 0 | 0 | 0 | 0 | 0 | -3728.3474 | 10202.5889 |  | -154.276 | 10048.3129 | 16018.5733 | 8304.4393 | 18233.0165 | 9455.0347 | 52011.0639 | 0 | -888.9588 | 0 | -2487.3895 | 0 | 0 | 0 | 0 | 0 | -3376.3482 | 112074.202 | 150660.6047 | 105754.2365 | 160863.1936
C - Commercial & Industrial | C2 - Small Business Energy Solutions | C2b - SCI New Equipment | Lighting Occupancy Sensors | EC2b014 | Lighting | [22 empty] | 0 |  |  |  | 0 |  |  |  | 0 |  |  |  | 0 | [9 empty] | 0 | 0
C - Commercial & Industrial | C2 - Small Business Energy Solutions | C2b - SCI New Equipment | Advanced Power Strip | EC2b015 | Process | [22 empty] | 0 |  |  |  | 0 |  |  |  | 0 |  |  |  | 0 | [9 empty] | 0 | 0
C - Commercial & Industrial | C2 - Small Business Energy Solutions | C2b - SCI New Equipment | Air Compressor | EC2b016 | Compressed Air | 2 | 15 | 12666.6667 | 9500 | 3166.6667 | 42.9484 | 42.8625 | 644.2254 | 642.9369 | 42.8625 | 642.9369 | 166.5207 | 153.6619 | 170.3783 | 152.3761 | 10.39 | 9.0112 | 9.0112 | 13.4084 | 13.4084 | 0 | 0 | 0 | 0 | 0 | 0 | 0 | 0 | 0 | 0 | 0 | 0 | 0 | 0 | 0 | 0 | 0 | 0 | 0 | 0 | 0 | 0 | 0 | 0 | 0 | 0 | 0 | 0 | 0 | 12380.4828 | 10548.9709 | 8779.3094 | 7490.5273 | 39199.2904 | 839.4731 | 661.6135 | 489.5761 | 260.3795 | 1139.1914 | 3390.2336 | 42589.524 | 14382.2116 | 0 | 1300.8318 | 247.7236 | 14680.6973 | 0 | 17552.9885 | 48164.4527 | 90753.9768 | 0 | 0 | 0 | 0 | 0 | 0 | 0 | 0 | 0 | 0 | 0 | 0 | 0 | 0 | 0 | 0 | 0 | 0 | 0 | 0 | 0 | 0 | 0 | 0 | 0 | 0 | 0 | 0 | 0 | 9075.3977 |  | 0 | 9075.3977 | 8791.1032 | 7323.5454 | 9044.2527 | 7948.6854 | 33107.5867 | 0 | 0 | 0 | 0 | 0 | 0 | 0 | 0 | 0 | 0 | 99829.3744 | 123861.5635 | 90753.9768 | 132936.9612
C - Commercial & Industrial | C2 - Small Business Energy Solutions | C2b - SCI New Equipment | Air Nozzle | EC2b017 | Compressed Air | [22 empty] | 0 |  |  |  | 0 |  |  |  | 0 |  |  |  | 0 | [9 empty] | 0 | 0
C - Commercial & Industrial | C2 - Small Business Energy Solutions | C2b - SCI New Equipment | Circulator Pump | EC2b018 | HVAC | 2 | 20 | 2203.1644 | 1652.3733 | 550.7911 | 6.6268 | 6.6136 | 132.5369 | 132.2719 | 6.6136 | 132.2719 | 34.9198 | 21.9571 | 46.1629 | 29.2321 | 1.1133 | 0.049265 | 0.049265 | 1.007 | 1.007 | 0 | 0 | 0 | 0 | 0 | 0 | 0 | 0 | 0 | 0 | 0 | 0 | 0 | 0 | 0 | 0 | 0 | 0 | 0 | 0 | 0 | 0 | 0 | 0 | 0 | 0 | 0 | 0 | 0 | 2475.5936 | 1418.0329 | 2360.3272 | 1409.3284 | 7663.2821 | 132.0296 | 70.9047 | 99.4856 | 37.4637 | 175.775 | 515.6585 | 8178.9406 | 1515.3148 | 0 | 97.692 | 18.6039 | 1395.7755 | 0 | 1668.8602 | 4696.2463 | 12875.1869 | 0 | 0 | 0 | 0 | 0 | 0 | 0 | 0 | 0 | 0 | 0 | 0 | 0 | 0 | 0 | 0 | 0 | 0 | 0 | 0 | 0 | 0 | 0 | 0 | 0 | 0 | 0 | 0 | 0 | 1287.5187 |  | 0 | 1287.5187 | 1649.9647 | 938.8801 | 2209.1743 | 1363.1309 | 6161.15 | 0 | 0 | 0 | 0 | 0 | 0 | 0 | 0 | 0 | 0 | 14162.7056 | 19036.3369 | 12875.1869 | 20323.8556
C - Commercial & Industrial | C2 - Small Business Energy Solutions | C2b - SCI New Equipment | Combination Oven, Electric | EC2b019 | Food Service | 2 | 12 | 5600 | 4200 | 1400 | 12.736 | 12.7105 | 152.832 | 152.5263 | 12.7105 | 152.5263 | 48.8084 | 53.3842 | 24.4042 | 25.9295 | 2.9 | 2.3098 | 2.3098 | 2.8788 | 2.8788 | 0 | 0 | 0 | 0 | 0 | 0 | 0 | 0 | 0 | 0 | 0 | 0 | 0 | 0 | 0 | 0 | 0 | 0 | 0 | 0 | 0 | 0 | 0 | 0 | 0 | 0 | 0 | 0 | 0 | 3721.457 | 3783.5426 | 1247.8686 | 1276.3502 | 10029.2183 | 307.5696 | 287.3168 | 87.6558 | 55.3852 | 337.8183 | 1075.7457 | 11104.9641 | 2344.6953 | 0 | 279.2931 | 53.1871 | 2602.5089 | 0 | 3111.6921 | 8391.3765 | 19496.3406 | 0 | 0 | 0 | 0 | 0 | 0 | 0 | 0 | 0 | 0 | 0 | 0 | 0 | 0 | 0 | 0 | 0 | 0 | 0 | 0 | 0 | 0 | 0 | 0 | 0 | 0 | 0 | 0 | 0 | 1949.6341 |  | 0 | 1949.6341 | 2768.3338 | 2746.1363 | 1377.3905 | 1450.0284 | 8341.889 | 0 | 0 | 0 | 0 | 0 | 0 | 0 | 0 | 0 | 0 | 21445.9747 | 27838.2296 | 19496.3406 | 29787.8637
C - Commercial & Industrial | C2 - Small Business Energy Solutions | C2b - SCI New Equipment | Compressor Storage | EC2b020 | Compressed Air | [22 empty] | 0 |  |  |  | 0 |  |  |  | 0 |  |  |  | 0 | [9 empty] | 0 | 0
C - Commercial & Industrial | C2 - Small Business Energy Solutions | C2b - SCI New Equipment | Convection Oven, Electric | EC2b021 | Food Service | 2 | 12 | 1300 | 975 | 325 | 4.002 | 3.994 | 48.024 | 47.928 | 3.994 | 47.928 | 15.3369 | 16.7748 | 7.6685 | 8.1478 | 0.92 | 0.73278 | 0.73278 | 0.91328 | 0.91328 | 0 | 0 | 0 | 0 | 0 | 0 | 0 | 0 | 0 | 0 | 0 | 0 | 0 | 0 | 0 | 0 | 0 | 0 | 0 | 0 | 0 | 0 | 0 | 0 | 0 | 0 | 0 | 0 | 0 | 1169.3837 | 1188.8927 | 392.1145 | 401.0642 | 3151.4551 | 96.6468 | 90.2828 | 27.5439 | 17.4035 | 106.1518 | 338.0288 | 3489.4838 | 743.8344 | 0 | 88.6033 | 16.8732 | 825.6235 | 0 | 987.1575 | 2662.0919 | 6151.5757 | 0 | 0 | 0 | 0 | 0 | 0 | 0 | 0 | 0 | 0 | 0 | 0 | 0 | 0 | 0 | 0 | 0 | 0 | 0 | 0 | 0 | 0 | 0 | 0 | 0 | 0 | 0 | 0 | 0 | 615.1576 |  | 0 | 615.1576 | 869.8863 | 862.9112 | 432.8138 | 455.6386 | 2621.25 | 0 | 0 | 0 | 0 | 0 | 0 | 0 | 0 | 0 | 0 | 6766.7333 | 8772.8257 | 6151.5757 | 9387.9833
C - Commercial & Industrial | C2 - Small Business Energy Solutions | C2b - SCI New Equipment | Dishwasher - High Temp Door Type | EC2b022 | Food Service | 1 | 13 | 1666.6667 | 1250 | 416.6667 | 11.897 | 11.8732 | 154.661 | 154.3517 | 11.8732 | 154.3517 | 49.3925 | 54.0231 | 24.6963 | 26.2398 | 1.81 | 1.4417 | 1.4417 | 1.7968 | 1.7968 | 0 | 0 | 0 | 0 | 0 | 0 | 0 | 0 | 0 | 0 | 0 | 0 | 0 | 0 | 0 | 0 | 0 | 0 | 0 | 0 | 0 | 0 | 0 | 0 | 0 | 0 | 0 | 40880 | 531440 | 3737.6439 | 3796.9762 | 1269.3186 | 1293.668 | 10097.6068 | 287.3081 | 268.3894 | 81.8814 | 51.7366 | 315.5641 | 1004.8796 | 11102.4865 | 1670.4441 | 0 | 174.3174 | 33.1961 | 1741.1856 | 0 | 2081.8501 | 5700.9933 | 16803.4797 | 0 | 0 | 0 | 0 | 0 | 0 | 0 | 0 | 0 | 0 | 0 | 0 | 0 | 0 | 0 | 0 | 0 | 0 | 0 | 0 | 0 | 0 | 0 | 0 | 0 | 0 | 0 | 10611.8349 | 10611.8349 | 1680.348 |  | 0 | 1680.348 | 2732.1022 | 2706.5677 | 1365.4719 | 1433.758 | 8237.8999 | 0 | 0 | 0 | 0 | 0 | 0 | 0 | 0 | 0 | 0 | 29095.6626 | 35653.2144 | 16803.4797 | 37333.5624
C - Commercial & Industrial | C2 - Small Business Energy Solutions | C2b - SCI New Equipment | Dishwasher - High Temp Multi Tank Conveyor | EC2b023 | Food Service | [22 empty] | 0 |  |  |  | 0 |  |  |  | 0 |  |  |  | 0 | [9 empty] | 0 | 0
C - Commercial & Industrial | C2 - Small Business Energy Solutions | C2b - SCI New Equipment | Dishwasher - High Temp Pot, Pan, Utensil | EC2b024 | Food Service | [22 empty] | 0 |  |  |  | 0 |  |  |  | 0 |  |  |  | 0 | [9 empty] | 0 | 0
C - Commercial & Industrial | C2 - Small Business Energy Solutions | C2b - SCI New Equipment | Dishwasher - High Temp Single Tank Conveyor | EC2b025 | Food Service | 1 | 13 | 333.3333 | 250 | 83.3333 | 10.204 | 10.1836 | 132.652 | 132.3867 | 10.1836 | 132.3867 | 42.3637 | 46.3353 | 21.1819 | 22.5057 | 1.55 | 1.2346 | 1.2346 | 1.5387 | 1.5387 | 0 | 0 | 0 | 0 | 0 | 0 | 0 | 0 | 0 | 0 | 0 | 0 | 0 | 0 | 0 | 0 | 0 | 0 | 0 | 0 | 0 | 0 | 0 | 0 | 0 | 0 | 0 | 24820 | 322660 | 3205.7593 | 3256.6483 | 1088.6885 | 1109.5729 | 8660.6691 | 246.4228 | 230.1963 | 70.2293 | 44.3743 | 270.6578 | 861.8805 | 9522.5495 | 1430.4908 | 0 | 149.2774 | 28.4276 | 1491.0705 | 0 | 1782.7998 | 4882.0661 | 14404.6156 | 0 | 0 | 0 | 0 | 0 | 0 | 0 | 0 | 0 | 0 | 0 | 0 | 0 | 0 | 0 | 0 | 0 | 0 | 0 | 0 | 0 | 0 | 0 | 0 | 0 | 0 | 0 | 6442.8997 | 6442.8997 | 1440.4616 |  | 0 | 1440.4616 | 2343.311 | 2321.4102 | 1171.1587 | 1229.7274 | 7065.6073 | 0 | 0 | 0 | 0 | 0 | 0 | 0 | 0 | 0 | 0 | 22287.9769 | 27913.1226 | 14404.6156 | 29353.5842
C - Commercial & Industrial | C2 - Small Business Energy Solutions | C2b - SCI New Equipment | Dishwasher - High Temp Under Counter | EC2b026 | Food Service | [22 empty] | 0 |  |  |  | 0 |  |  |  | 0 |  |  |  | 0 | [9 empty] | 0 | 0
C - Commercial & Industrial | C2 - Small Business Energy Solutions | C2b - SCI New Equipment | Dishwasher - Low Temp Door Type | EC2b027 | Food Service | [22 empty] | 0 |  |  |  | 0 |  |  |  | 0 |  |  |  | 0 | [9 empty] | 0 | 0
C - Commercial & Industrial | C2 - Small Business Energy Solutions | C2b - SCI New Equipment | Dishwasher - Low Temp Multi Tank Conveyor | EC2b028 | Food Service | [22 empty] | 0 |  |  |  | 0 |  |  |  | 0 |  |  |  | 0 | [9 empty] | 0 | 0
C - Commercial & Industrial | C2 - Small Business Energy Solutions | C2b - SCI New Equipment | Dishwasher - Low Temp Single Tank Conveyor | EC2b029 | Food Service | [22 empty] | 0 |  |  |  | 0 |  |  |  | 0 |  |  |  | 0 | [9 empty] | 0 | 0
C - Commercial & Industrial | C2 - Small Business Energy Solutions | C2b - SCI New Equipment | Dishwasher - Low Temp Under Counter | EC2b030 | Food Service | 1 | 13 | 1333.3333 | 1000 | 333.3333 | 6.182 | 6.1696 | 80.366 | 80.2053 | 6.1696 | 80.2053 | 25.6657 | 28.0718 | 12.8328 | 13.6349 | 0.94 | 0.74871 | 0.74871 | 0.93314 | 0.93314 | 0 | 0 | 0 | 0 | 0 | 0 | 0 | 0 | 0 | 0 | 0 | 0 | 0 | 0 | 0 | 0 | 0 | 0 | 0 | 0 | 0 | 0 | 0 | 0 | 0 | 0 | 0 | 14783 | 192179 | 1942.1799 | 1973.0106 | 659.572 | 672.2246 | 5246.9871 | 149.293 | 139.4623 | 42.5478 | 26.8837 | 163.9756 | 522.1624 | 5769.1495 | 867.5234 | 0 | 90.5295 | 17.24 | 904.2621 | 0 | 1081.1818 | 2960.7368 | 8729.8863 | 0 | 0 | 0 | 0 | 0 | 0 | 0 | 0 | 0 | 0 | 0 | 0 | 0 | 0 | 0 | 0 | 0 | 0 | 0 | 0 | 0 | 0 | 0 | 0 | 0 | 0 | 0 | 3837.4451 | 3837.4451 | 872.9886 |  | 0 | 872.9886 | 1419.6735 | 1406.4051 | 709.5358 | 745.0191 | 4280.6335 | 0 | 0 | 0 | 0 | 0 | 0 | 0 | 0 | 0 | 0 | 13440.32 | 16847.9649 | 8729.8863 | 17720.9535
C - Commercial & Industrial | C2 - Small Business Energy Solutions | C2b - SCI New Equipment | Faucet Aerator, Electric | EC2b031 | Hot Water | [22 empty] | 0 |  |  |  | 0 |  |  |  | 0 |  |  |  | 0 | [9 empty] | 0 | 0
C - Commercial & Industrial | C2 - Small Business Energy Solutions | C2b - SCI New Equipment | Fryer Large Vat, Electric | EC2b032 | Food Service | [22 empty] | 0 |  |  |  | 0 |  |  |  | 0 |  |  |  | 0 | [9 empty] | 0 | 0
C - Commercial & Industrial | C2 - Small Business Energy Solutions | C2b - SCI New Equipment | Fryer Standard Vat, Electric | EC2b033 | Food Service | [22 empty] | 0 |  |  |  | 0 |  |  |  | 0 |  |  |  | 0 | [9 empty] | 0 | 0
C - Commercial & Industrial | C2 - Small Business Energy Solutions | C2b - SCI New Equipment | Griddle, Electric | EC2b034 | Food Service | [22 empty] | 0 |  |  |  | 0 |  |  |  | 0 |  |  |  | 0 | [9 empty] | 0 | 0
C - Commercial & Industrial | C2 - Small Business Energy Solutions | C2b - SCI New Equipment | Ground Source Heat Pump | EC2b035 | HVAC | [22 empty] | 0 |  |  |  | 0 |  |  |  | 0 |  |  |  | 0 | [9 empty] | 0 | 0
C - Commercial & Industrial | C2 - Small Business Energy Solutions | C2b - SCI New Equipment | Hot Food Holding Cabinet 3/4 Size | EC2b036 | Food Service | [22 empty] | 0 |  |  |  | 0 |  |  |  | 0 |  |  |  | 0 | [9 empty] | 0 | 0
C - Commercial & Industrial | C2 - Small Business Energy Solutions | C2b - SCI New Equipment | Hot Food Holding Cabinet Full Size | EC2b037 | Food Service | [22 empty] | 0 |  |  |  | 0 |  |  |  | 0 |  |  |  | 0 | [9 empty] | 0 | 0
C - Commercial & Industrial | C2 - Small Business Energy Solutions | C2b - SCI New Equipment | Hot Food Holding Cabinet Half Size | EC2b038 | Food Service | [22 empty] | 0 |  |  |  | 0 |  |  |  | 0 |  |  |  | 0 | [9 empty] | 0 | 0
C - Commercial & Industrial | C2 - Small Business Energy Solutions | C2b - SCI New Equipment | Ice Machine - Ice Making Head | EC2b039 | Food Service | 1 | 8 | 366.6667 | 275 | 91.6667 | 1.3455 | 1.3428 | 10.764 | 10.7425 | 1.3428 | 10.7425 | 3.4376 | 3.7599 | 1.7188 | 1.8262 | 0.3 | 0.23895 | 0.23895 | 0.29781 | 0.29781 | 0 | 0 | 0 | 0 | 0 | 0 | 0 | 0 | 0 | 0 | 0 | 0 | 0 | 0 | 0 | 0 | 0 | 0 | 0 | 0 | 0 | 0 | 0 | 0 | 0 | 0 | 0 | 3322 | 26576 | 273.032 | 284.5043 | 86.698 | 90.2962 | 734.5306 | 26.5028 | 25.0816 | 7.2532 | 4.6321 | 34.3551 | 97.8249 | 832.3554 | 155.7563 | 0 | 28.1493 | 5.5021 | 187.3099 | 0 | 223.9573 | 600.6748 | 1433.0303 | 0 | 0 | 0 | 0 | 0 | 0 | 0 | 0 | 0 | 0 | 0 | 0 | 0 | 0 | 0 | 0 | 0 | 0 | 0 | 0 | 0 | 0 | 0 | 0 | 0 | 0 | 0 | 559.6961 | 559.6961 | 143.303 |  | 0 | 143.303 | 214.5948 | 215.4977 | 104.812 | 110.4406 | 645.3451 | 0 | 0 | 0 | 0 | 0 | 0 | 0 | 0 | 0 | 0 | 2136.0294 | 2638.0714 | 1433.0303 | 2781.3744
C - Commercial & Industrial | C2 - Small Business Energy Solutions | C2b - SCI New Equipment | Ice Machine - Remote Cond./Split Unit - Batch | EC2b040 | Food Service | 2 | 8 | 1440 | 1080 | 360 | 5.202 | 5.1916 | 41.616 | 41.5328 | 5.1916 | 41.5328 | 13.2905 | 14.5365 | 6.6452 | 7.0606 | 0.6 | 0.4779 | 0.4779 | 0.59562 | 0.59562 | 0 | 0 | 0 | 0 | 0 | 0 | 0 | 0 | 0 | 0 | 0 | 0 | 0 | 0 | 0 | 0 | 0 | 0 | 0 | 0 | 0 | 0 | 0 | 0 | 0 | 0 | 0 | 5262 | 42096 | 1055.6022 | 1099.9563 | 335.1937 | 349.1052 | 2839.8573 | 102.4657 | 96.9711 | 28.0427 | 17.9088 | 132.8243 | 378.2125 | 3218.0698 | 311.5125 | 0 | 56.2985 | 11.0042 | 374.6198 | 0 | 447.9145 | 1201.3497 | 4419.4195 | 0 | 0 | 0 | 0 | 0 | 0 | 0 | 0 | 0 | 0 | 0 | 0 | 0 | 0 | 0 | 0 | 0 | 0 | 0 | 0 | 0 | 0 | 0 | 0 | 0 | 0 | 0 | 886.5505 | 886.5505 | 441.9419 |  | 0 | 441.9419 | 829.671 | 833.1615 | 405.2263 | 426.9878 | 2495.0466 | 0 | 0 | 0 | 0 | 0 | 0 | 0 | 0 | 0 | 0 | 5747.9119 | 7801.0166 | 4419.4195 | 8242.9585
C - Commercial & Industrial | C2 - Small Business Energy Solutions | C2b - SCI New Equipment | Ice Machine - Remote Cond./Split Unit - Continuous | EC2b041 | Food Service | [22 empty] | 0 |  |  |  | 0 |  |  |  | 0 |  |  |  | 0 | [9 empty] | 0 | 0
C - Commercial & Industrial | C2 - Small Business Energy Solutions | C2b - SCI New Equipment | Ice Machine - Self Contained | EC2b042 | Food Service | [22 empty] | 0 |  |  |  | 0 |  |  |  | 0 |  |  |  | 0 | [9 empty] | 0 | 0
C - Commercial & Industrial | C2 - Small Business Energy Solutions | C2b - SCI New Equipment | Low Pressure Drop Filter | EC2b043 | Compressed Air | [22 empty] | 0 |  |  |  | 0 |  |  |  | 0 |  |  |  | 0 | [9 empty] | 0 | 0
C - Commercial & Industrial | C2 - Small Business Energy Solutions | C2b - SCI New Equipment | Thermostatic Shut-Off Valve, Electric | EC2b044 | Hot Water | [22 empty] | 0 |  |  |  | 0 |  |  |  | 0 |  |  |  | 0 | [9 empty] | 0 | 0
C - Commercial & Industrial | C2 - Small Business Energy Solutions | C2b - SCI New Equipment | Low-Flow Showerhead, Electric | EC2b045 | Hot Water | [22 empty] | 0 |  |  |  | 0 |  |  |  | 0 |  |  |  | 0 | [9 empty] | 0 | 0
C - Commercial & Industrial | C2 - Small Business Energy Solutions | C2b - SCI New Equipment | Pre Rinse Spray Valve, Electric | EC2b046 | Hot Water | [22 empty] | 0 |  |  |  | 0 |  |  |  | 0 |  |  |  | 0 | [9 empty] | 0 | 0
C - Commercial & Industrial | C2 - Small Business Energy Solutions | C2b - SCI New Equipment | Refrigerated Air Dryer | EC2b047 | Compressed Air | 2 | 15 | 1231.3067 | 923.48 | 307.8267 | 1.9256 | 1.9217 | 28.8838 | 28.8261 | 1.9217 | 28.8261 | 6.2553 | 8.1001 | 6.457 | 7.9848 | 0.97 | 0.84128 | 0.84128 | 1.2518 | 1.2518 | 0 | 0 | 0 | 0 | 0 | 0 | 0 | 0 | 0 | 0 | 0 | 0 | 0 | 0 | 0 | 0 | 0 | 0 | 0 | 0 | 0 | 0 | 0 | 0 | 0 | 0 | 0 | 0 | 0 | 465.0662 | 556.078 | 332.7206 | 392.5193 | 1746.3842 | 31.5344 | 34.8763 | 18.5541 | 13.6444 | 51.0757 | 149.6848 | 1896.069 | 1342.7089 | 0 | 121.4444 | 23.1272 | 1370.5752 | 0 | 1638.7294 | 4496.5851 | 6392.6541 | 0 | 0 | 0 | 0 | 0 | 0 | 0 | 0 | 0 | 0 | 0 | 0 | 0 | 0 | 0 | 0 | 0 | 0 | 0 | 0 | 0 | 0 | 0 | 0 | 0 | 0 | 0 | 0 | 0 | 639.2654 |  | 0 | 639.2654 | 330.2331 | 386.0531 | 342.7615 | 416.5278 | 1475.5755 | 0 | 0 | 0 | 0 | 0 | 0 | 0 | 0 | 0 | 0 | 7031.9195 | 7868.2296 | 6392.6541 | 8507.495
C - Commercial & Industrial | C2 - Small Business Energy Solutions | C2b - SCI New Equipment | Steam Cooker, Electric | EC2b048 | Food Service | 4.0001 | 12 | 8800.2733 | 4400.1367 | 4400.1367 | 26.2008 | 26.1484 | 314.4098 | 313.7809 | 26.1484 | 313.7809 | 100.4099 | 109.8233 | 50.205 | 53.3428 | 9.1203 | 7.2643 | 7.2643 | 9.0537 | 9.0537 | 0 | 0 | 0 | 0 | 0 | 0 | 0 | 0 | 0 | 0 | 0 | 0 | 0 | 0 | 0 | 0 | 0 | 0 | 0 | 0 | 0 | 0 | 0 | 0 | 0 | 0 | 0 | 279908.6939 | 3358904.3264 | 7655.8732 | 7783.5973 | 2567.1461 | 2625.7391 | 20632.3557 | 632.7398 | 591.0752 | 180.3277 | 113.9398 | 694.9682 | 2213.0507 | 22845.4064 | 7373.8916 | 0 | 878.356 | 167.2695 | 8184.696 | 0 | 9786.039 | 26390.2521 | 49235.6585 | 0 | 0 | 0 | 0 | 0 | 0 | 0 | 0 | 0 | 0 | 0 | 0 | 0 | 0 | 0 | 0 | 0 | 0 | 0 | 0 | 0 | 0 | 0 | 0 | 0 | 0 | 0 | 67783.4584 | 67783.4584 | 4923.5659 |  | 0 | 4923.5659 | 5695.0846 | 5649.4194 | 2833.6018 | 2983.0342 | 17161.1401 | 0 | 0 | 0 | 0 | 0 | 0 | 0 | 0 | 0 | 0 | 121942.6827 | 134180.257 | 49235.6585 | 139103.8228
C - Commercial & Industrial | C2 - Small Business Energy Solutions | C2b - SCI New Equipment | Unitary Air Conditioner | EC2b049 | HVAC | 3 | 20 | 6666.68 | 5000.01 | 1666.67 | 20.3976 | 20.3568 | 407.952 | 407.1361 | 20.3568 | 407.1361 | 35.0137 | 18.7283 | 214.5607 | 138.8334 | 27 | 0 | 0 | 10.1851 | 10.1851 | 0 | 0 | 0 | 0 | 0 | 0 | 0 | 0 | 0 | 0 | 0 | 0 | 0 | 0 | 0 | 0 | 0 | 0 | 0 | 0 | 0 | 0 | 0 | 0 | 0 | 0 | 0 | 0 | 0 | 2482.2529 | 1209.5065 | 10970.5788 | 6693.395 | 21355.7332 | 132.3847 | 60.4779 | 462.3996 | 177.9284 | 541.0398 | 1374.2304 | 22729.9636 | 15326.8772 | 0 | 988.1198 | 188.1723 | 14117.7786 | 0 | 16879.9342 | 47500.8822 | 70230.8458 | 0 | 0 | 0 | 0 | 0 | 0 | 0 | 0 | 0 | 0 | 0 | 0 | 0 | 0 | 0 | 0 | 0 | 0 | 0 | 0 | 0 | 0 | 0 | 0 | 0 | 0 | 0 | 0 | 0 | 7023.0846 |  | 0 | 7023.0846 | 1654.403 | 800.8147 | 10268.0343 | 6473.9871 | 19197.2391 | 0 | 0 | 0 | 0 | 0 | 0 | 0 | 0 | 0 | 0 | 77253.9304 | 89428.0849 | 70230.8458 | 96451.1695
C - Commercial & Industrial | C2 - Small Business Energy Solutions | C2b - SCI New Equipment | Water Source Heat Pump | EC2b050 | HVAC | [22 empty] | 0 |  |  |  | 0 |  |  |  | 0 |  |  |  | 0 | [9 empty] | 0 | 0
C - Commercial & Industrial | C2 - Small Business Energy Solutions | C2b - SCI New Equipment | Zero Loss Condensate Drain | EC2b051 | Compressed Air | [22 empty] | 0 |  |  |  | 0 |  |  |  | 0 |  |  |  | 0 | [9 empty] | 0 | 0
C - Commercial & Industrial | C2 - Small Business Energy Solutions | C2b - SCI New Equipment | High Efficiency Chiller - FL | EC2b052 | HVAC | 2 | 23 | 36000 | 18000 | 18000 | 0 | 0 | 0 | 0 | 0 | 0 | 0 | 0 | 0 | 0 | 0 | 0 | 0 | 0 | 0 | 0 | 0 | 0 | 0 | 0 | 0 | 0 | 0 | 0 | 0 | 0 | 0 | 0 | 0 | 0 | 0 | 0 | 0 | 0 | 0 | 0 | 0 | 0 | 0 | 0 | 0 | 0 | 0 | 0 | 0 | 0 | 0 | 0 | 0 | 0 | 0 | 0 | 0 | 0 | 0 | 0 | 0 | 0 | 0 | 0 | 0 | 0 | 0 | 0 | 0 | 0 | 0 | 0 | 0 | 0 | 0 | 0 | 0 | 0 | 0 | 0 | 0 | 0 | 0 | 0 | 0 | 0 | 0 | 0 | 0 | 0 | 0 | 0 | 0 | 0 | 0 | 0 | 0 | 0 | 0 |  | 0 | 0 | 0 | 0 | 0 | 0 | 0 | 0 | 0 | 0 | 0 | 0 | 0 | 0 | 0 | 0 | 0 | 0 | 0 | 0 | 0
C - Commercial & Industrial | C2 - Small Business Energy Solutions | C2b - SCI New Equipment | High Efficiency Chiller - IPLV | EC2b053 | HVAC | [22 empty] | 0 |  |  |  | 0 |  |  |  | 0 |  |  |  | 0 | [9 empty] | 0 | 0
C - Commercial & Industrial | C2 - Small Business Energy Solutions | C2b - SCI New Equipment | C&I Small New Construction Code Compliance | EC2b057 | Custom Measures | [22 empty] | 0 |  |  |  | 0 |  |  |  | 0 |  |  |  | 0 | [9 empty] | 0 | 0
C - Commercial & Industrial | C2 - Small Business Energy Solutions | C2b - SCI New Equipment | Induction Cooktop Displacing Electric Resistance | EC2b058 | Food Service | [22 empty] | 0 |  |  |  | 0 |  |  |  | 0 |  |  |  | 0 | [9 empty] | 0 | 0
C - Commercial & Industrial | C2 - Small Business Energy Solutions | C2b - SCI New Equipment | Compressed Air Leak Detection | EC2b059 | Compressed Air | [22 empty] | 0 |  |  |  | 0 |  |  |  | 0 |  |  |  | 0 | [9 empty] | 0 | 0
C - Commercial & Industrial | C2 - Small Business Energy Solutions | C2b - SCI New Equipment | Packaged Terminal Heat Pump | EC2b060 | HVAC | [22 empty] | 0 |  |  |  | 0 |  |  |  | 0 |  |  |  | 0 | [9 empty] | 0 | 0
C - Commercial & Industrial | C2 - Small Business Energy Solutions | C2b - SCI New Equipment | VRF System | EC2b061 | HVAC | [22 empty] | 0 |  |  |  | 0 |  |  |  | 0 |  |  |  | 0 | [9 empty] | 0 | 0
C - Commercial & Industrial | C2 - Small Business Energy Solutions | C2b - SCI New Equipment | CI Audits - Small New | EC2bAUD | Non-Energy Saving | 1 | 1 | 139176 | 139176 | 0 | 0 | 0 | 0 | 0 | 0 | 0 | 0 | 0 | 0 | 0 | 0 | 0 | 0 | 0 | 0 | 0 | 0 | 0 | 0 | 0 | 0 | 0 | 0 | 0 | 0 | 0 | 0 | 0 | 0 | 0 | 0 | 0 | 0 | 0 | 0 | 0 | 0 | 0 | 0 | 0 | 0 | 0 | 0 | 0 | 0 | 0 | 0 | 0 | 0 | 0 | 0 | 0 | 0 | 0 | 0 | 0 | 0 | 0 | 0 | 0 | 0 | 0 | 0 | 0 | 0 | 0 | 0 | 0 | 0 | 0 | 0 | 0 | 0 | 0 | 0 | 0 | 0 | 0 | 0 | 0 | 0 | 0 | 0 | 0 | 0 | 0 | 0 | 0 | 0 | 0 | 0 | 0 | 0 | 0 | 0 |  | 0 | 0 | 0 | 0 | 0 | 0 | 0 | 0 | 0 | 0 | 0 | 0 | 0 | 0 | 0 | 0 | 0 | 0 | 0 | 0 | 0
C - Commercial & Industrial | C2 - Small Business Energy Solutions | C2b - SCI New Equipment | Vendor Fees - Small New | EC2bNES01 | Non-Energy Saving | [22 empty] | 0 |  |  |  | 0 |  |  |  | 0 |  |  |  | 0 | [9 empty] | 0 | 0
C - Commercial & Industrial | C2 - Small Business Energy Solutions | C2b - SCI New Equipment | Vendor Fees - TA Studies - Small New | EC2bNES02 | Non-Energy Saving | [22 empty] | 0 |  |  |  | 0 |  |  |  | 0 |  |  |  | 0 | [9 empty] | 0 | 0
C - Commercial & Industrial | C2 - Small Business Energy Solutions | C2b - SCI New Equipment | [25 empty] | 0 |  |  |  | 0 |  |  |  | 0 |  |  |  | 0 | [9 empty] | 0 | 0
C - Commercial & Industrial | C2 - Small Business Energy Solutions | C2b - SCI New Equipment | [25 empty] | 0 |  |  |  | 0 |  |  |  | 0 |  |  |  | 0 | [9 empty] | 0 | 0
C - Commercial & Industrial | C2 - Small Business Energy Solutions | C2b - SCI New Equipment | [25 empty] | 0 |  |  |  | 0 |  |  |  | 0 |  |  |  | 0 | [9 empty] | 0 | 0
[28 empty] | 0 |  |  |  | 0 |  |  |  | 0 |  |  |  | 0 | [9 empty] | 0 | 0
C - Commercial & Industrial | C2 - Small Business Energy Solutions | C2c - SCI Midstream | Midstream Circulator Pump | EC2c001 | HVAC | 8 | 20 | 1606.5198 | 1401.0347 | 205.4851 | 5.2022 | 5.1918 | 104.0437 | 103.8356 | 4.4649 | 89.2987 | 23.5748 | 14.8236 | 31.1652 | 19.735 | 0.73939 | 0.038044 | 0.032718 | 0.77761 | 0.66875 | 0 | 0 | 0 | 0 | 0 | 0 | 0 | 0 | 0 | 0 | 0 | 0 | 0 | 0 | 0 | 0 | 0 | 0 | 0 | 0 | 0 | 0 | 0 | 0 | 0 | 0 | 0 | 0 | 0 | 1671.3093 | 957.3346 | 1593.4912 | 951.4581 | 5173.5931 | 89.1351 | 47.8688 | 67.1642 | 25.2923 | 118.6682 | 348.1286 | 5521.7217 | 1006.3537 | 0 | 64.8794 | 12.3553 | 926.965 | 0 | 1108.3265 | 3118.8799 | 8640.6016 | 0 | 0 | 0 | 0 | 0 | 0 | 0 | 0 | 0 | 0 | 0 | 0 | 0 | 0 | 0 | 0 | 0 | 0 | 0 | 0 | 0 | 0 | 0 | 0 | 0 | 0 | 0 | 0 | 0 | 864.0602 |  | 0 | 864.0602 | 1113.9151 | 633.8516 | 1491.4457 | 920.2695 | 4159.4819 | 0 | 0 | 0 | 0 | 0 | 0 | 0 | 0 | 0 | 0 | 9504.6618 | 12800.0835 | 8640.6016 | 13664.1437
C - Commercial & Industrial | C2 - Small Business Energy Solutions | C2c - SCI Midstream | Midstream Demand Control Ventilation | EC2c002 | HVAC | [22 empty] | 0 |  |  |  | 0 |  |  |  | 0 |  |  |  | 0 | [9 empty] | 0 | 0
C - Commercial & Industrial | C2 - Small Business Energy Solutions | C2c - SCI Midstream | Midstream DMSHP Systems | EC2c003 | HVAC | 6 | 20 | 3149.5111 | 2746.6667 | 402.8444 | 5.4533 | 5.4424 | 109.0667 | 108.8485 | 4.6805 | 93.6097 | 24.713 | 15.5392 | 32.6698 | 20.6878 | 1.7674 | 0 | 0 | 0.77522 | 0.66669 | 0 | 0 | 0 | 0 | 0 | 0 | 0 | 0 | 0 | 0 | 0 | 0 | 0 | 0 | 0 | 0 | 0 | 0 | 0 | 0 | 0 | 0 | 0 | 0 | 0 | 0 | 0 | 0 | 0 | 1751.9953 | 1003.552 | 1670.4204 | 997.3918 | 5423.3594 | 93.4383 | 50.1797 | 70.4067 | 26.5133 | 124.3972 | 364.9352 | 5788.2946 | 1003.2618 | 0 | 64.68 | 12.3173 | 924.117 | 0 | 1104.9213 | 3109.2975 | 8897.5921 | 0 | 0 | 0 | 0 | 0 | 0 | 0 | 0 | 0 | 0 | 0 | 0 | 0 | 0 | 0 | 0 | 0 | 0 | 0 | 0 | 0 | 0 | 0 | 0 | 0 | 0 | 0 | 0 | 0 | 889.7592 |  | 0 | 889.7592 | 1167.6918 | 664.4522 | 1563.4484 | 964.6975 | 4360.2898 | 0 | 0 | 0 | 0 | 0 | 0 | 0 | 0 | 0 | 0 | 9787.3513 | 13257.8819 | 8897.5921 | 14147.6411
C - Commercial & Industrial | C2 - Small Business Energy Solutions | C2c - SCI Midstream | Midstream Dual Enthalpy Economizer Controls | EC2c004 | HVAC | [22 empty] | 0 |  |  |  | 0 |  |  |  | 0 |  |  |  | 0 | [9 empty] | 0 | 0
C - Commercial & Industrial | C2 - Small Business Energy Solutions | C2c - SCI Midstream | Midstream ECM Fan Motors | EC2c005 | HVAC | [22 empty] | 0 |  |  |  | 0 |  |  |  | 0 |  |  |  | 0 | [9 empty] | 0 | 0
C - Commercial & Industrial | C2 - Small Business Energy Solutions | C2c - SCI Midstream | Midstream Heat Pump Systems | EC2c006 | HVAC | 60 | 20 | 37840 | 33000 | 4840 | 54.2169 | 54.1085 | 1084.338 | 1082.1693 | 46.5333 | 930.6656 | 245.6957 | 154.4905 | 324.8023 | 205.6771 | 17.028 | 0 | 0 | 7.4691 | 6.4234 | 0 | 0 | 0 | 0 | 0 | 0 | 0 | 0 | 0 | 0 | 0 | 0 | 0 | 0 | 0 | 0 | 0 | 0 | 0 | 0 | 0 | 0 | 0 | 0 | 0 | 0 | 0 | 0 | 0 | 17418.292 | 9977.288 | 16607.2764 | 9916.0433 | 53918.8998 | 928.961 | 498.8858 | 699.9811 | 263.595 | 1236.7538 | 3628.1767 | 57547.0764 | 9666.1506 | 0 | 623.1742 | 118.674 | 8903.6123 | 0 | 10645.6119 | 29957.223 | 87504.2995 | 0 | 0 | 0 | 0 | 0 | 0 | 0 | 0 | 0 | 0 | 0 | 0 | 0 | 0 | 0 | 0 | 0 | 0 | 0 | 0 | 0 | 0 | 0 | 0 | 0 | 0 | 0 | 0 | 0 | 8750.4299 |  | 0 | 8750.4299 | 11609.1617 | 6605.9663 | 15543.7637 | 9590.9976 | 43349.8893 | 0 | 0 | 0 | 0 | 0 | 0 | 0 | 0 | 0 | 0 | 96254.7294 | 130854.1888 | 87504.2995 | 139604.6187
C - Commercial & Industrial | C2 - Small Business Energy Solutions | C2c - SCI Midstream | Midstream Unitary Air Conditioners | EC2c007 | HVAC | 4 | 20 | 1930.9867 | 1684 | 246.9867 | 10.9556 | 10.9336 | 219.1112 | 218.673 | 9.4029 | 188.0588 | 16.1731 | 8.6507 | 99.107 | 64.128 | 1.8851 | 0 | 0 | 0.82688 | 0.71112 | 0 | 0 | 0 | 0 | 0 | 0 | 0 | 0 | 0 | 0 | 0 | 0 | 0 | 0 | 0 | 0 | 0 | 0 | 0 | 0 | 0 | 0 | 0 | 0 | 0 | 0 | 0 | 0 | 0 | 1146.5685 | 558.6787 | 5067.3803 | 3091.7219 | 9864.3494 | 61.1494 | 27.9351 | 213.5853 | 82.1863 | 249.9097 | 634.7658 | 10499.1152 | 1070.1112 | 0 | 68.9898 | 13.1381 | 985.6928 | 0 | 1178.5445 | 3316.4764 | 13815.5916 | 0 | 0 | 0 | 0 | 0 | 0 | 0 | 0 | 0 | 0 | 0 | 0 | 0 | 0 | 0 | 0 | 0 | 0 | 0 | 0 | 0 | 0 | 0 | 0 | 0 | 0 | 0 | 0 | 0 | 1381.5592 |  | 0 | 1381.5592 | 764.1793 | 369.9014 | 4742.8706 | 2990.3759 | 8867.3272 | 0 | 0 | 0 | 0 | 0 | 0 | 0 | 0 | 0 | 0 | 15197.1508 | 22682.9189 | 13815.5916 | 24064.4781
C - Commercial & Industrial | C2 - Small Business Energy Solutions | C2c - SCI Midstream | Midstream VRF | EC2c008 | HVAC | 6 | 20 | 13216.48 | 11526 | 1690.48 | 28.4688 | 28.4119 | 569.376 | 568.2372 | 24.4342 | 488.684 | 129.0126 | 81.1215 | 170.5507 | 107.9992 | 3.4932 | 0 | 0 | 1.5323 | 1.3177 | 0 | 0 | 0 | 0 | 0 | 0 | 0 | 0 | 0 | 0 | 0 | 0 | 0 | 0 | 0 | 0 | 0 | 0 | 0 | 0 | 0 | 0 | 0 | 0 | 0 | 0 | 0 | 0 | 0 | 9146.1864 | 5238.983 | 8720.3295 | 5206.824 | 28312.3228 | 487.7889 | 261.9604 | 367.5537 | 138.4113 | 649.4082 | 1905.1225 | 30217.4453 | 1982.9844 | 0 | 127.8425 | 24.3457 | 1826.5518 | 0 | 2183.9182 | 6145.6426 | 36363.0879 | 0 | 0 | 0 | 0 | 0 | 0 | 0 | 0 | 0 | 0 | 0 | 0 | 0 | 0 | 0 | 0 | 0 | 0 | 0 | 0 | 0 | 0 | 0 | 0 | 0 | 0 | 0 | 0 | 0 | 3636.3088 |  | 0 | 3636.3088 | 6095.865 | 3468.7327 | 8161.8886 | 5036.1454 | 22762.6317 | 0 | 0 | 0 | 0 | 0 | 0 | 0 | 0 | 0 | 0 | 39999.3967 | 59125.7196 | 36363.0879 | 62762.0284
C - Commercial & Industrial | C2 - Small Business Energy Solutions | C2c - SCI Midstream | Midstream Water Source Heat Pump Systems | EC2c009 | HVAC | 2 | 12 | 427.4773 | 372.8 | 54.6773 | 1.066 | 1.0639 | 12.792 | 12.7664 | 0.91493 | 10.9791 | 2.8985 | 1.8225 | 3.8317 | 2.4264 | 0.39815 | 0.14012 | 0.12051 | 0.17464 | 0.15019 | 0 | 0 | 0 | 0 | 0 | 0 | 0 | 0 | 0 | 0 | 0 | 0 | 0 | 0 | 0 | 0 | 0 | 0 | 0 | 0 | 0 | 0 | 0 | 0 | 0 | 0 | 0 | 0 | 0 | 220.9986 | 129.1699 | 195.9282 | 119.4362 | 665.5328 | 18.265 | 9.809 | 13.7629 | 5.1827 | 24.3168 | 71.3364 | 736.8692 | 122.3246 | 0 | 14.5709 | 2.7748 | 135.775 | 0 | 162.3395 | 437.7849 | 1174.654 | 0 | 0 | 0 | 0 | 0 | 0 | 0 | 0 | 0 | 0 | 0 | 0 | 0 | 0 | 0 | 0 | 0 | 0 | 0 | 0 | 0 | 0 | 0 | 0 | 0 | 0 | 0 | 0 | 0 | 117.4654 |  | 0 | 117.4654 | 164.3974 | 93.7529 | 216.2645 | 135.6883 | 610.1031 | 0 | 0 | 0 | 0 | 0 | 0 | 0 | 0 | 0 | 0 | 1292.1195 | 1784.7571 | 1174.654 | 1902.2226
C - Commercial & Industrial | C2 - Small Business Energy Solutions | C2c - SCI Midstream | Midstream LED Downlight | EC2c010 | Lighting | [22 empty] | 0 |  |  |  | 0 |  |  |  | 0 |  |  |  | 0 | [9 empty] | 0 | 0
C - Commercial & Industrial | C2 - Small Business Energy Solutions | C2c - SCI Midstream | Midstream LED Exterior | EC2c011 | Lighting | [22 empty] | 0 |  |  |  | 0 |  |  |  | 0 |  |  |  | 0 | [9 empty] | 0 | 0
C - Commercial & Industrial | C2 - Small Business Energy Solutions | C2c - SCI Midstream | Midstream LED High Bay/Low Bay | EC2c012 | Lighting | [22 empty] | 0 |  |  |  | 0 |  |  |  | 0 |  |  |  | 0 | [9 empty] | 0 | 0
C - Commercial & Industrial | C2 - Small Business Energy Solutions | C2c - SCI Midstream | Midstream LED Linear Fixture | EC2c013 | Lighting | [22 empty] | 0 |  |  |  | 0 |  |  |  | 0 |  |  |  | 0 | [9 empty] | 0 | 0
C - Commercial & Industrial | C2 - Small Business Energy Solutions | C2c - SCI Midstream | Midstream LED Linear Fixture with Controls | EC2c014 | Lighting | [22 empty] | 0 |  |  |  | 0 |  |  |  | 0 |  |  |  | 0 | [9 empty] | 0 | 0
C - Commercial & Industrial | C2 - Small Business Energy Solutions | C2c - SCI Midstream | Midstream LED Linear Lamp | EC2c015 | Lighting | [22 empty] | 0 |  |  |  | 0 |  |  |  | 0 |  |  |  | 0 | [9 empty] | 0 | 0
C - Commercial & Industrial | C2 - Small Business Energy Solutions | C2c - SCI Midstream | Midstream LED Screw In | EC2c016 | Lighting | [22 empty] | 0 |  |  |  | 0 |  |  |  | 0 |  |  |  | 0 | [9 empty] | 0 | 0
C - Commercial & Industrial | C2 - Small Business Energy Solutions | C2c - SCI Midstream | Midstream LED Stairwell Kit | EC2c017 | Lighting | [22 empty] | 0 |  |  |  | 0 |  |  |  | 0 |  |  |  | 0 | [9 empty] | 0 | 0
C - Commercial & Industrial | C2 - Small Business Energy Solutions | C2c - SCI Midstream | Midstream Combination Oven, Electric | EC2c018 | Food Service | 1 | 12 | 2293.3333 | 2000 | 293.3333 | 6.368 | 6.3553 | 76.416 | 76.2632 | 5.4655 | 65.5863 | 20.9876 | 22.9552 | 10.4938 | 11.1497 | 1.247 | 1.1549 | 0.99324 | 1.4394 | 1.2379 | 0 | 0 | 0 | 0 | 0 | 0 | 0 | 0 | 0 | 0 | 0 | 0 | 0 | 0 | 0 | 0 | 0 | 0 | 0 | 0 | 0 | 0 | 0 | 0 | 0 | 0 | 0 | 0 | 0 | 1600.2265 | 1626.9233 | 536.5835 | 548.8306 | 4312.5639 | 132.2549 | 123.5462 | 37.692 | 23.8156 | 145.2619 | 462.5707 | 4775.1346 | 1008.219 | 0 | 120.096 | 22.8705 | 1119.0788 | 0 | 1338.0276 | 3608.2919 | 8383.4265 | 0 | 0 | 0 | 0 | 0 | 0 | 0 | 0 | 0 | 0 | 0 | 0 | 0 | 0 | 0 | 0 | 0 | 0 | 0 | 0 | 0 | 0 | 0 | 0 | 0 | 0 | 0 | 0 | 0 | 838.3426 |  | 0 | 838.3426 | 1190.3835 | 1180.8386 | 592.2779 | 623.5122 | 3587.0123 | 0 | 0 | 0 | 0 | 0 | 0 | 0 | 0 | 0 | 0 | 9221.7691 | 11970.4387 | 8383.4265 | 12808.7814
C - Commercial & Industrial | C2 - Small Business Energy Solutions | C2c - SCI Midstream | Midstream Convection Oven, Electric | EC2c019 | Food Service | 1 | 12 | 573.3333 | 500 | 73.3333 | 2.001 | 1.997 | 24.012 | 23.964 | 1.7174 | 20.609 | 6.5949 | 7.2132 | 3.2974 | 3.5035 | 0.3956 | 0.36639 | 0.3151 | 0.45664 | 0.39271 | 0 | 0 | 0 | 0 | 0 | 0 | 0 | 0 | 0 | 0 | 0 | 0 | 0 | 0 | 0 | 0 | 0 | 0 | 0 | 0 | 0 | 0 | 0 | 0 | 0 | 0 | 0 | 0 | 0 | 502.835 | 511.2239 | 168.6092 | 172.4576 | 1355.1257 | 41.5581 | 38.8216 | 11.8439 | 7.4835 | 45.6453 | 145.3524 | 1500.4781 | 319.8488 | 0 | 38.0994 | 7.2555 | 355.0181 | 0 | 424.4777 | 1144.6995 | 2645.1776 | 0 | 0 | 0 | 0 | 0 | 0 | 0 | 0 | 0 | 0 | 0 | 0 | 0 | 0 | 0 | 0 | 0 | 0 | 0 | 0 | 0 | 0 | 0 | 0 | 0 | 0 | 0 | 0 | 0 | 264.5178 |  | 0 | 264.5178 | 374.0511 | 371.0518 | 186.1099 | 195.9246 | 1127.1375 | 0 | 0 | 0 | 0 | 0 | 0 | 0 | 0 | 0 | 0 | 2909.6953 | 3772.315 | 2645.1776 | 4036.8328
C - Commercial & Industrial | C2 - Small Business Energy Solutions | C2c - SCI Midstream | Midstream Conveyor Broiler | EC2c047 | Food Service | [22 empty] | 0 |  |  |  | 0 |  |  |  | 0 |  |  |  | 0 | [9 empty] | 0 | 0
C - Commercial & Industrial | C2 - Small Business Energy Solutions | C2c - SCI Midstream | Midstream Deck Oven, Electric | EC2c050 | Food Service | [22 empty] | 0 |  |  |  | 0 |  |  |  | 0 |  |  |  | 0 | [9 empty] | 0 | 0
C - Commercial & Industrial | C2 - Small Business Energy Solutions | C2c - SCI Midstream | Midstream Dishwasher - High Temp Door Type | EC2c020 | Food Service | [22 empty] | 0 |  |  |  | 0 |  |  |  | 0 |  |  |  | 0 | [9 empty] | 0 | 0
C - Commercial & Industrial | C2 - Small Business Energy Solutions | C2c - SCI Midstream | Midstream Dishwasher - High Temp Multi Tank Conveyor | EC2c021 | Food Service | [22 empty] | 0 |  |  |  | 0 |  |  |  | 0 |  |  |  | 0 | [9 empty] | 0 | 0
C - Commercial & Industrial | C2 - Small Business Energy Solutions | C2c - SCI Midstream | Midstream Dishwasher - High Temp Pot, Pan, Utensil | EC2c022 | Food Service | [22 empty] | 0 |  |  |  | 0 |  |  |  | 0 |  |  |  | 0 | [9 empty] | 0 | 0
C - Commercial & Industrial | C2 - Small Business Energy Solutions | C2c - SCI Midstream | Midstream Dishwasher - High Temp Single Tank Conveyor | EC2c023 | Food Service | [22 empty] | 0 |  |  |  | 0 |  |  |  | 0 |  |  |  | 0 | [9 empty] | 0 | 0
C - Commercial & Industrial | C2 - Small Business Energy Solutions | C2c - SCI Midstream | Midstream Dishwasher - High Temp Under Counter | EC2c024 | Food Service | [22 empty] | 0 |  |  |  | 0 |  |  |  | 0 |  |  |  | 0 | [9 empty] | 0 | 0
C - Commercial & Industrial | C2 - Small Business Energy Solutions | C2c - SCI Midstream | Midstream Dishwasher - Low Temp Door Type | EC2c025 | Food Service | [22 empty] | 0 |  |  |  | 0 |  |  |  | 0 |  |  |  | 0 | [9 empty] | 0 | 0
C - Commercial & Industrial | C2 - Small Business Energy Solutions | C2c - SCI Midstream | Midstream Dishwasher - Low Temp Multi Tank Conveyor | EC2c026 | Food Service | [22 empty] | 0 |  |  |  | 0 |  |  |  | 0 |  |  |  | 0 | [9 empty] | 0 | 0
C - Commercial & Industrial | C2 - Small Business Energy Solutions | C2c - SCI Midstream | Midstream Dishwasher - Low Temp Single Tank Conveyor | EC2c027 | Food Service | [22 empty] | 0 |  |  |  | 0 |  |  |  | 0 |  |  |  | 0 | [9 empty] | 0 | 0
C - Commercial & Industrial | C2 - Small Business Energy Solutions | C2c - SCI Midstream | Midstream Dishwasher - Low Temp Under Counter | EC2c028 | Food Service | [22 empty] | 0 |  |  |  | 0 |  |  |  | 0 |  |  |  | 0 | [9 empty] | 0 | 0
C - Commercial & Industrial | C2 - Small Business Energy Solutions | C2c - SCI Midstream | Midstream Freezer - Solid Door | EC2c029 | Food Service | 6 | 12 | 1219.6364 | 1063.6364 | 156 | 6.6047 | 6.5915 | 79.256 | 79.0975 | 5.6687 | 68.0239 | 21.7676 | 23.8084 | 10.8838 | 11.5641 | 0.16268 | 0.15067 | 0.12958 | 0.18778 | 0.16149 | 0 | 0 | 0 | 0 | 0 | 0 | 0 | 0 | 0 | 0 | 0 | 0 | 0 | 0 | 0 | 0 | 0 | 0 | 0 | 0 | 0 | 0 | 0 | 0 | 0 | 0 | 0 | 0 | 0 | 1659.6995 | 1687.3885 | 556.5258 | 569.2281 | 4472.8419 | 137.1702 | 128.1379 | 39.0928 | 24.7008 | 150.6606 | 479.7623 | 4952.6042 | 131.5299 | 0 | 15.6675 | 2.9836 | 145.9924 | 0 | 174.556 | 470.7294 | 5423.3336 | 0 | 0 | 0 | 0 | 0 | 0 | 0 | 0 | 0 | 0 | 0 | 0 | 0 | 0 | 0 | 0 | 0 | 0 | 0 | 0 | 0 | 0 | 0 | 0 | 0 | 0 | 0 | 0 | 0 | 542.3334 |  | 0 | 542.3334 | 1234.6246 | 1224.7249 | 614.2902 | 646.6853 | 3720.3249 | 0 | 0 | 0 | 0 | 0 | 0 | 0 | 0 | 0 | 0 | 5965.667 | 9143.6585 | 5423.3336 | 9685.9919
C - Commercial & Industrial | C2 - Small Business Energy Solutions | C2c - SCI Midstream | Midstream Freezer - Glass Door | EC2c030 | Food Service | 3 | 12 | 1333 | 1162.5 | 170.5 | 1.281 | 1.2784 | 15.372 | 15.3413 | 1.0995 | 13.1935 | 4.2219 | 4.6177 | 2.111 | 2.2429 | 0.12576 | 0.11647 | 0.10017 | 0.14517 | 0.12484 | 0 | 0 | 0 | 0 | 0 | 0 | 0 | 0 | 0 | 0 | 0 | 0 | 0 | 0 | 0 | 0 | 0 | 0 | 0 | 0 | 0 | 0 | 0 | 0 | 0 | 0 | 0 | 0 | 0 | 321.9049 | 327.2752 | 107.9402 | 110.4039 | 867.5242 | 26.6047 | 24.8528 | 7.5822 | 4.7908 | 29.2212 | 93.0517 | 960.5759 | 101.6791 | 0 | 12.1117 | 2.3065 | 112.8594 | 0 | 134.9404 | 363.8972 | 1324.4731 | 0 | 0 | 0 | 0 | 0 | 0 | 0 | 0 | 0 | 0 | 0 | 0 | 0 | 0 | 0 | 0 | 0 | 0 | 0 | 0 | 0 | 0 | 0 | 0 | 0 | 0 | 0 | 0 | 0 | 132.4473 |  | 0 | 132.4473 | 239.46 | 237.5399 | 119.1438 | 125.427 | 721.5708 | 0 | 0 | 0 | 0 | 0 | 0 | 0 | 0 | 0 | 0 | 1456.9204 | 2046.0439 | 1324.4731 | 2178.4912
C - Commercial & Industrial | C2 - Small Business Energy Solutions | C2c - SCI Midstream | Midstream Fryer Large Vat, Electric | EC2c031 | Food Service | [22 empty] | 0 |  |  |  | 0 |  |  |  | 0 |  |  |  | 0 | [9 empty] | 0 | 0
C - Commercial & Industrial | C2 - Small Business Energy Solutions | C2c - SCI Midstream | Midstream Fryer Standard Vat, Electric | EC2c032 | Food Service | [22 empty] | 0 |  |  |  | 0 |  |  |  | 0 |  |  |  | 0 | [9 empty] | 0 | 0
C - Commercial & Industrial | C2 - Small Business Energy Solutions | C2c - SCI Midstream | Midstream Griddle, Electric | EC2c033 | Food Service | [22 empty] | 0 |  |  |  | 0 |  |  |  | 0 |  |  |  | 0 | [9 empty] | 0 | 0
C - Commercial & Industrial | C2 - Small Business Energy Solutions | C2c - SCI Midstream | Midstream Hand-Wrap Machine | EC2c051 | Food Service | [22 empty] | 0 |  |  |  | 0 |  |  |  | 0 |  |  |  | 0 | [9 empty] | 0 | 0
C - Commercial & Industrial | C2 - Small Business Energy Solutions | C2c - SCI Midstream | Midstream High Efficiency Condensing Unit | EC2c052 | Food Service | [22 empty] | 0 |  |  |  | 0 |  |  |  | 0 |  |  |  | 0 | [9 empty] | 0 | 0
C - Commercial & Industrial | C2 - Small Business Energy Solutions | C2c - SCI Midstream | Midstream Hot Food Holding Cabinet 3/4 Size | EC2c034 | Food Service | [22 empty] | 0 |  |  |  | 0 |  |  |  | 0 |  |  |  | 0 | [9 empty] | 0 | 0
C - Commercial & Industrial | C2 - Small Business Energy Solutions | C2c - SCI Midstream | Midstream Hot Food Holding Cabinet Full Size | EC2c035 | Food Service | [22 empty] | 0 |  |  |  | 0 |  |  |  | 0 |  |  |  | 0 | [9 empty] | 0 | 0
C - Commercial & Industrial | C2 - Small Business Energy Solutions | C2c - SCI Midstream | Midstream Hot Food Holding Cabinet Half Size | EC2c036 | Food Service | 1 | 12 | 775.72 | 600 | 175.72 | 0.223 | 0.22255 | 2.676 | 2.6706 | 0.1914 | 2.2968 | 0.73496 | 0.80387 | 0.36748 | 0.39045 | 0.043 | 0.039825 | 0.03425 | 0.049635 | 0.042686 | 0 | 0 | 0 | 0 | 0 | 0 | 0 | 0 | 0 | 0 | 0 | 0 | 0 | 0 | 0 | 0 | 0 | 0 | 0 | 0 | 0 | 0 | 0 | 0 | 0 | 0 | 0 | 0 | 0 | 56.0381 | 56.973 | 18.7905 | 19.2194 | 151.021 | 4.6314 | 4.3264 | 1.3199 | 0.834 | 5.0869 | 16.1987 | 167.2197 | 34.7662 | 0 | 4.1412 | 0.78864 | 38.5889 | 0 | 46.1389 | 124.4239 | 291.6436 | 0 | 0 | 0 | 0 | 0 | 0 | 0 | 0 | 0 | 0 | 0 | 0 | 0 | 0 | 0 | 0 | 0 | 0 | 0 | 0 | 0 | 0 | 0 | 0 | 0 | 0 | 0 | 0 | 0 | 29.1644 |  | 0 | 29.1644 | 41.6859 | 41.3516 | 20.7409 | 21.8347 | 125.613 | 0 | 0 | 0 | 0 | 0 | 0 | 0 | 0 | 0 | 0 | 320.8079 | 417.2566 | 291.6436 | 446.4209
C - Commercial & Industrial | C2 - Small Business Energy Solutions | C2c - SCI Midstream | Midstream Ice Machine Ice Making Head | EC2c037 | Food Service | [22 empty] | 0 |  |  |  | 0 |  |  |  | 0 |  |  |  | 0 | [9 empty] | 0 | 0
C - Commercial & Industrial | C2 - Small Business Energy Solutions | C2c - SCI Midstream | Midstream Ice Machine Remote Cond/Split Unit Batch | EC2c038 | Food Service | [22 empty] | 0 |  |  |  | 0 |  |  |  | 0 |  |  |  | 0 | [9 empty] | 0 | 0
C - Commercial & Industrial | C2 - Small Business Energy Solutions | C2c - SCI Midstream | Midstream Ice Machine Remote Cond/Split Unit Continuous | EC2c039 | Food Service | [22 empty] | 0 |  |  |  | 0 |  |  |  | 0 |  |  |  | 0 | [9 empty] | 0 | 0
C - Commercial & Industrial | C2 - Small Business Energy Solutions | C2c - SCI Midstream | Midstream Ice Machine Self Contained | EC2c040 | Food Service | [22 empty] | 0 |  |  |  | 0 |  |  |  | 0 |  |  |  | 0 | [9 empty] | 0 | 0
C - Commercial & Industrial | C2 - Small Business Energy Solutions | C2c - SCI Midstream | Midstream Refrigerated Chef Base | EC2c053 | Food Service | [22 empty] | 0 |  |  |  | 0 |  |  |  | 0 |  |  |  | 0 | [9 empty] | 0 | 0
C - Commercial & Industrial | C2 - Small Business Energy Solutions | C2c - SCI Midstream | Midstream Refrigerator - Glass Door | EC2c041 | Food Service | 6 | 12 | 1548 | 1350 | 198 | 1.02 | 1.018 | 12.24 | 12.2155 | 0.87545 | 10.5053 | 3.3617 | 3.6769 | 1.6809 | 1.7859 | 0.14432 | 0.13366 | 0.11495 | 0.16658 | 0.14326 | 0 | 0 | 0 | 0 | 0 | 0 | 0 | 0 | 0 | 0 | 0 | 0 | 0 | 0 | 0 | 0 | 0 | 0 | 0 | 0 | 0 | 0 | 0 | 0 | 0 | 0 | 0 | 0 | 0 | 256.3177 | 260.5939 | 85.9477 | 87.9094 | 690.7687 | 21.1841 | 19.7891 | 6.0374 | 3.8147 | 23.2674 | 74.0927 | 764.8614 | 116.681 | 0 | 13.8987 | 2.6468 | 129.5108 | 0 | 154.8497 | 417.5869 | 1182.4483 | 0 | 0 | 0 | 0 | 0 | 0 | 0 | 0 | 0 | 0 | 0 | 0 | 0 | 0 | 0 | 0 | 0 | 0 | 0 | 0 | 0 | 0 | 0 | 0 | 0 | 0 | 0 | 0 | 0 | 118.2448 |  | 0 | 118.2448 | 190.6707 | 189.1419 | 94.8686 | 99.8716 | 574.5528 | 0 | 0 | 0 | 0 | 0 | 0 | 0 | 0 | 0 | 0 | 1300.6931 | 1757.0011 | 1182.4483 | 1875.246
C - Commercial & Industrial | C2 - Small Business Energy Solutions | C2c - SCI Midstream | Midstream Refrigerator - Solid Door | EC2c042 | Food Service | 4 | 12 | 900.9524 | 785.7143 | 115.2381 | 1.3946 | 1.3918 | 16.735 | 16.7015 | 1.1969 | 14.3633 | 4.5963 | 5.0272 | 2.2981 | 2.4418 | 0.12659 | 0.11724 | 0.10083 | 0.14613 | 0.12567 | 0 | 0 | 0 | 0 | 0 | 0 | 0 | 0 | 0 | 0 | 0 | 0 | 0 | 0 | 0 | 0 | 0 | 0 | 0 | 0 | 0 | 0 | 0 | 0 | 0 | 0 | 0 | 0 | 0 | 350.4473 | 356.2939 | 117.511 | 120.1931 | 944.4453 | 28.9636 | 27.0564 | 8.2545 | 5.2156 | 31.8121 | 101.3023 | 1045.7476 | 102.3516 | 0 | 12.1918 | 2.3217 | 113.6058 | 0 | 135.8329 | 366.3038 | 1412.0515 | 0 | 0 | 0 | 0 | 0 | 0 | 0 | 0 | 0 | 0 | 0 | 0 | 0 | 0 | 0 | 0 | 0 | 0 | 0 | 0 | 0 | 0 | 0 | 0 | 0 | 0 | 0 | 0 | 0 | 141.2051 |  | 0 | 141.2051 | 260.6923 | 258.602 | 129.708 | 136.5483 | 785.5505 | 0 | 0 | 0 | 0 | 0 | 0 | 0 | 0 | 0 | 0 | 1553.2566 | 2197.602 | 1412.0515 | 2338.8071
C - Commercial & Industrial | C2 - Small Business Energy Solutions | C2c - SCI Midstream | Midstream Steam Cooker, Electric | EC2c043 | Food Service | [22 empty] | 0 |  |  |  | 0 |  |  |  | 0 |  |  |  | 0 | [9 empty] | 0 | 0
C - Commercial & Industrial | C2 - Small Business Energy Solutions | C2c - SCI Midstream | Midstream Ultra Low-Temp Freezer | EC2c048 | Food Service | 22.0379 | 15 | 41954.2105 | 36587.9743 | 5366.2362 | 126.4316 | 126.1787 | 1896.4742 | 1892.6812 | 108.5137 | 1627.7058 | 520.8659 | 569.697 | 260.4329 | 276.71 | 12.395 | 11.4798 | 9.8726 | 14.3076 | 12.3045 | 0 | 0 | 0 | 0 | 0 | 0 | 0 | 0 | 0 | 0 | 0 | 0 | 0 | 0 | 0 | 0 | 0 | 0 | 0 | 0 | 0 | 0 | 0 | 0 | 0 | 0 | 0 | 0 | 0 | 38725.3484 | 39109.9965 | 13419.6751 | 13602.5554 | 104857.5753 | 2625.8173 | 2452.9125 | 748.345 | 472.8407 | 2884.0597 | 9183.9753 | 114041.5506 | 13198.1723 | 0 | 1193.7387 | 227.3293 | 13472.0847 | 0 | 16107.9098 | 44199.2348 | 158240.7854 | 0 | 0 | 0 | 0 | 0 | 0 | 0 | 0 | 0 | 0 | 0 | 0 | 0 | 0 | 0 | 0 | 0 | 0 | 0 | 0 | 0 | 0 | 0 | 0 | 0 | 0 | 0 | 0 | 0 | 15824.0785 |  | 0 | 15824.0785 | 27498.0014 | 27151.8272 | 13824.6561 | 14434.5558 | 82909.0404 | 0 | 0 | 0 | 0 | 0 | 0 | 0 | 0 | 0 | 0 | 174064.864 | 241149.8258 | 158240.7854 | 256973.9043
C - Commercial & Industrial | C2 - Small Business Energy Solutions | C2c - SCI Midstream | Midstream Contact Conveyor Toaster | EC2c066 | Food Service | [22 empty] | 0 |  |  |  | 0 |  |  |  | 0 |  |  |  | 0 | [9 empty] | 0 | 0
C - Commercial & Industrial | C2 - Small Business Energy Solutions | C2c - SCI Midstream | Midstream Radiant Conveyor Toaster | EC2c067 | Food Service | [22 empty] | 0 |  |  |  | 0 |  |  |  | 0 |  |  |  | 0 | [9 empty] | 0 | 0
C - Commercial & Industrial | C2 - Small Business Energy Solutions | C2c - SCI Midstream | Midstream Demand Control Kitchen Ventilation | EC2c068 | Food Service | [22 empty] | 0 |  |  |  | 0 |  |  |  | 0 |  |  |  | 0 | [9 empty] | 0 | 0
C - Commercial & Industrial | C2 - Small Business Energy Solutions | C2c - SCI Midstream | Midstream Hot Food Holding Bin | EC2c069 | Food Service | [22 empty] | 0 |  |  |  | 0 |  |  |  | 0 |  |  |  | 0 | [9 empty] | 0 | 0
C - Commercial & Industrial | C2 - Small Business Energy Solutions | C2c - SCI Midstream | Midstream Soup Well, Electric | EC2c070 | Food Service | [22 empty] | 0 |  |  |  | 0 |  |  |  | 0 |  |  |  | 0 | [9 empty] | 0 | 0
C - Commercial & Industrial | C2 - Small Business Energy Solutions | C2c - SCI Midstream | Midstream Steam Table, Electric | EC2c071 | Food Service | [22 empty] | 0 |  |  |  | 0 |  |  |  | 0 |  |  |  | 0 | [9 empty] | 0 | 0
C - Commercial & Industrial | C2 - Small Business Energy Solutions | C2c - SCI Midstream | Midstream Heat Pump Water Heater, 120 gallons | EC2c044 | Hot Water | [22 empty] | 0 |  |  |  | 0 |  |  |  | 0 |  |  |  | 0 | [9 empty] | 0 | 0
C - Commercial & Industrial | C2 - Small Business Energy Solutions | C2c - SCI Midstream | Midstream Heat Pump Water Heater, 50 gallons | EC2c045 | Hot Water | 7 | 13 | 8026.6667 | 7000 | 1026.6667 | 31.892 | 31.8282 | 414.596 | 413.7668 | 27.3723 | 355.8395 | 139.243 | 117.3086 | 52.9869 | 46.301 | 6.026 | 4.6323 | 3.9838 | 3.1919 | 2.7451 | 0 | 0 | 0 | 0 | 0 | 0 | 0 | 0 | 0 | 0 | 0 | 0 | 0 | 0 | 0 | 0 | 0 | 0 | 0 | 0 | 0 | 0 | 0 | 0 | 0 | 0 | 0 | 0 | 0 | 10536.8272 | 8244.9548 | 2723.3757 | 2282.7234 | 23787.881 | 809.9529 | 582.795 | 175.6799 | 91.2911 | 727.4955 | 2387.2145 | 26175.0955 | 2552.0511 | 0 | 266.3166 | 50.7159 | 2660.1277 | 0 | 3180.584 | 8709.7953 | 34884.8908 | 0 | 0 | 0 | 0 | 0 | 0 | 0 | 0 | 0 | 0 | 0 | 0 | 0 | 0 | 0 | 0 | 0 | 0 | 0 | 0 | 0 | 0 | 0 | 0 | 0 | 0 | 0 | 0 | 0 | 3488.4891 |  | 0 | 3488.4891 | 7702.0951 | 5877.1841 | 2929.6764 | 2529.9172 | 19038.8728 | 0 | 0 | 0 | 0 | 0 | 0 | 0 | 0 | 0 | 0 | 38373.3799 | 53923.7636 | 34884.8908 | 57412.2527
C - Commercial & Industrial | C2 - Small Business Energy Solutions | C2c - SCI Midstream | Midstream Heat Pump Water Heater, 80 gallons | EC2c046 | Hot Water | 2 | 13 | 2408 | 2100 | 308 | 2.342 | 2.3373 | 30.446 | 30.3851 | 2.0101 | 26.1312 | 10.2254 | 8.6146 | 3.8911 | 3.4001 | 0.44252 | 0.34017 | 0.29255 | 0.2344 | 0.20159 | 0 | 0 | 0 | 0 | 0 | 0 | 0 | 0 | 0 | 0 | 0 | 0 | 0 | 0 | 0 | 0 | 0 | 0 | 0 | 0 | 0 | 0 | 0 | 0 | 0 | 0 | 0 | 0 | 0 | 773.7755 | 605.4711 | 199.992 | 167.6326 | 1746.8712 | 59.4792 | 42.7978 | 12.9011 | 6.704 | 53.4239 | 175.3059 | 1922.1771 | 187.4107 | 0 | 19.5571 | 3.7243 | 195.3474 | 0 | 233.5673 | 639.6068 | 2561.784 | 0 | 0 | 0 | 0 | 0 | 0 | 0 | 0 | 0 | 0 | 0 | 0 | 0 | 0 | 0 | 0 | 0 | 0 | 0 | 0 | 0 | 0 | 0 | 0 | 0 | 0 | 0 | 0 | 0 | 256.1784 |  | 0 | 256.1784 | 565.606 | 431.593 | 215.1418 | 185.7853 | 1398.1262 | 0 | 0 | 0 | 0 | 0 | 0 | 0 | 0 | 0 | 0 | 2817.9624 | 3959.9101 | 2561.784 | 4216.0885
C - Commercial & Industrial | C2 - Small Business Energy Solutions | C2c - SCI Midstream | OMP Room Air Purifier | EC2c054 | HVAC | [22 empty] | 0 |  |  |  | 0 |  |  |  | 0 |  |  |  | 0 | [9 empty] | 0 | 0
C - Commercial & Industrial | C2 - Small Business Energy Solutions | C2c - SCI Midstream | OMP Smart Strip, Tier 1 | EC2c055 | Process | [22 empty] | 0 |  |  |  | 0 |  |  |  | 0 |  |  |  | 0 | [9 empty] | 0 | 0
C - Commercial & Industrial | C2 - Small Business Energy Solutions | C2c - SCI Midstream | OMP Smart Strip, Tier 2 | EC2c056 | Process | [22 empty] | 0 |  |  |  | 0 |  |  |  | 0 |  |  |  | 0 | [9 empty] | 0 | 0
C - Commercial & Industrial | C2 - Small Business Energy Solutions | C2c - SCI Midstream | OMP Low-Flow Showerhead, Electric | EC2c057 | Hot Water | [22 empty] | 0 |  |  |  | 0 |  |  |  | 0 |  |  |  | 0 | [9 empty] | 0 | 0
C - Commercial & Industrial | C2 - Small Business Energy Solutions | C2c - SCI Midstream | OMP Low-Flow Showerhead with Thermostatic Valve, Electric | EC2c058 | Hot Water | [22 empty] | 0 |  |  |  | 0 |  |  |  | 0 |  |  |  | 0 | [9 empty] | 0 | 0
C - Commercial & Industrial | C2 - Small Business Energy Solutions | C2c - SCI Midstream | OMP Thermostatic Shut-off Valve, Electric | EC2c059 | Hot Water | [22 empty] | 0 |  |  |  | 0 |  |  |  | 0 |  |  |  | 0 | [9 empty] | 0 | 0
C - Commercial & Industrial | C2 - Small Business Energy Solutions | C2c - SCI Midstream | OMP Faucet Aerator, Electric | EC2c060 | Hot Water | [22 empty] | 0 |  |  |  | 0 |  |  |  | 0 |  |  |  | 0 | [9 empty] | 0 | 0
C - Commercial & Industrial | C2 - Small Business Energy Solutions | C2c - SCI Midstream | OMP Pipe Wrap, Electric | EC2c061 | Hot Water | [22 empty] | 0 |  |  |  | 0 |  |  |  | 0 |  |  |  | 0 | [9 empty] | 0 | 0
C - Commercial & Industrial | C2 - Small Business Energy Solutions | C2c - SCI Midstream | OMP Pre-Rinse Spray Valve, Electric | EC2c062 | Hot Water | [22 empty] | 0 |  |  |  | 0 |  |  |  | 0 |  |  |  | 0 | [9 empty] | 0 | 0
C - Commercial & Industrial | C2 - Small Business Energy Solutions | C2c - SCI Midstream | OMP ES Dehumidifier | EC2c063 | HVAC | [22 empty] | 0 |  |  |  | 0 |  |  |  | 0 |  |  |  | 0 | [9 empty] | 0 | 0
C - Commercial & Industrial | C2 - Small Business Energy Solutions | C2c - SCI Midstream | Midstream Induction Cooktop Displacing Electric Resistance | EC2c064 | Food Service | [22 empty] | 0 |  |  |  | 0 |  |  |  | 0 |  |  |  | 0 | [9 empty] | 0 | 0
C - Commercial & Industrial | C2 - Small Business Energy Solutions | C2c - SCI Midstream | Midstream Packaged Terminal Heat Pump | EC2c065 | HVAC | [22 empty] | 0 |  |  |  | 0 |  |  |  | 0 |  |  |  | 0 | [9 empty] | 0 | 0
C - Commercial & Industrial | C2 - Small Business Energy Solutions | C2c - SCI Midstream | Midstream Rebate Processing | EC2cNES01 | Non-Energy Saving | [22 empty] | 0 |  |  |  | 0 |  |  |  | 0 |  |  |  | 0 | [9 empty] | 0 | 0
C - Commercial & Industrial | C2 - Small Business Energy Solutions | C2c - SCI Midstream | [25 empty] | 0 |  |  |  | 0 |  |  |  | 0 |  |  |  | 0 | [9 empty] | 0 | 0
C - Commercial & Industrial | C2 - Small Business Energy Solutions | C2c - SCI Midstream | [25 empty] | 0 |  |  |  | 0 |  |  |  | 0 |  |  |  | 0 | [9 empty] | 0 | 0
C - Commercial & Industrial | C2 - Small Business Energy Solutions | C2c - SCI Midstream | [25 empty] | 0 |  |  |  | 0 |  |  |  | 0 |  |  |  | 0 | [9 empty] | 0 | 0
C - Commercial & Industrial | C2 - Small Business Energy Solutions | C2c - SCI Midstream | [25 empty] | 0 |  |  |  | 0 |  |  |  | 0 |  |  |  | 0 | [9 empty] | 0 | 0
C - Commercial & Industrial | C2 - Small Business Energy Solutions | C2c - SCI Midstream | [25 empty] | 0 |  |  |  | 0 |  |  |  | 0 |  |  |  | 0 | [9 empty] | 0 | 0
C - Commercial & Industrial | C2 - Small Business Energy Solutions | C2c - SCI Midstream | [25 empty] | 0 |  |  |  | 0 |  |  |  | 0 |  |  |  | 0 | [9 empty] | 0 | 0
C - Commercial & Industrial | C2 - Small Business Energy Solutions | C2c - SCI Midstream | [25 empty] | 0 |  |  |  | 0 |  |  |  | 0 |  |  |  | 0 | [9 empty] | 0 | 0
C - Commercial & Industrial | C2 - Small Business Energy Solutions | C2c - SCI Midstream | [25 empty] | 0 |  |  |  | 0 |  |  |  | 0 |  |  |  | 0 | [9 empty] | 0 | 0
C - Commercial & Industrial | C2 - Small Business Energy Solutions | C2c - SCI Midstream | [25 empty] | 0 |  |  |  | 0 |  |  |  | 0 |  |  |  | 0 | [9 empty] | 0 | 0
C - Commercial & Industrial | C2 - Small Business Energy Solutions | C2c - SCI Midstream | [25 empty] | 0 |  |  |  | 0 |  |  |  | 0 |  |  |  | 0 | [9 empty] | 0 | 0
C - Commercial & Industrial | C2 - Small Business Energy Solutions | C2c - SCI Midstream | [25 empty] | 0 |  |  |  | 0 |  |  |  | 0 |  |  |  | 0 | [9 empty] | 0 | 0
C - Commercial & Industrial | C2 - Small Business Energy Solutions | C2c - SCI Midstream | [25 empty] | 0 |  |  |  | 0 |  |  |  | 0 |  |  |  | 0 | [9 empty] | 0 | 0
C - Commercial & Industrial | C2 - Small Business Energy Solutions | C2c - SCI Midstream | [25 empty] | 0 |  |  |  | 0 |  |  |  | 0 |  |  |  | 0 | [9 empty] | 0 | 0
C - Commercial & Industrial | C2 - Small Business Energy Solutions | C2c - SCI Midstream | [25 empty] | 0 |  |  |  | 0 |  |  |  | 0 |  |  |  | 0 | [9 empty] | 0 | 0
C - Commercial & Industrial | C2 - Small Business Energy Solutions | C2c - SCI Midstream | [25 empty] | 0 |  |  |  | 0 |  |  |  | 0 |  |  |  | 0 | [9 empty] | 0 | 0
[28 empty] | 0 |  |  |  | 0 |  |  |  | 0 |  |  |  | 0 | [9 empty] | 0 | 0
C - Commercial & Industrial | C2 - Small Business Energy Solutions | C2d - SCI Direct Install | Custom Small Compressed Air Direct Install | EC2d001 | Compressed Air | [22 empty] | 0 |  |  |  | 0 |  |  |  | 0 |  |  |  | 0 | [9 empty] | 0 | 0
C - Commercial & Industrial | C2 - Small Business Energy Solutions | C2d - SCI Direct Install | Custom Small Hot Water Direct Install | EC2d002 | Hot Water | [22 empty] | 0 |  |  |  | 0 |  |  |  | 0 |  |  |  | 0 | [9 empty] | 0 | 0
C - Commercial & Industrial | C2 - Small Business Energy Solutions | C2d - SCI Direct Install | Custom Small HVAC Direct Install | EC2d003 | HVAC | [22 empty] | 0 |  |  |  | 0 |  |  |  | 0 |  |  |  | 0 | [9 empty] | 0 | 0
C - Commercial & Industrial | C2 - Small Business Energy Solutions | C2d - SCI Direct Install | Custom Small Lighting Direct Install - Interior | EC2d004 | Lighting | [22 empty] | 0 |  |  |  | 0 |  |  |  | 0 |  |  |  | 0 | [9 empty] | 0 | 0
C - Commercial & Industrial | C2 - Small Business Energy Solutions | C2d - SCI Direct Install | Custom Small Lighting Direct Install - Exterior | EC2d005 | Lighting | [22 empty] | 0 |  |  |  | 0 |  |  |  | 0 |  |  |  | 0 | [9 empty] | 0 | 0
C - Commercial & Industrial | C2 - Small Business Energy Solutions | C2d - SCI Direct Install | Custom Small Lighting Direct Install - Controls | EC2d006 | Lighting | [22 empty] | 0 |  |  |  | 0 |  |  |  | 0 |  |  |  | 0 | [9 empty] | 0 | 0
C - Commercial & Industrial | C2 - Small Business Energy Solutions | C2d - SCI Direct Install | Custom Small Motors Direct Install | EC2d007 | Motors/Drives | [22 empty] | 0 |  |  |  | 0 |  |  |  | 0 |  |  |  | 0 | [9 empty] | 0 | 0
C - Commercial & Industrial | C2 - Small Business Energy Solutions | C2d - SCI Direct Install | Custom Small Process Direct Install | EC2d008 | Process | [22 empty] | 0 |  |  |  | 0 |  |  |  | 0 |  |  |  | 0 | [9 empty] | 0 | 0
C - Commercial & Industrial | C2 - Small Business Energy Solutions | C2d - SCI Direct Install | Custom Small Refrigeration Direct Install | EC2d009 | Refrigeration | [22 empty] | 0 |  |  |  | 0 |  |  |  | 0 |  |  |  | 0 | [9 empty] | 0 | 0
C - Commercial & Industrial | C2 - Small Business Energy Solutions | C2d - SCI Direct Install | Custom Small Other Direct Install | EC2d010 | Custom Measures | [22 empty] | 0 |  |  |  | 0 |  |  |  | 0 |  |  |  | 0 | [9 empty] | 0 | 0
C - Commercial & Industrial | C2 - Small Business Energy Solutions | C2d - SCI Direct Install | Daylight Dimming | EC2d011 | Lighting | [22 empty] | 0 |  |  |  | 0 |  |  |  | 0 |  |  |  | 0 | [9 empty] | 0 | 0
C - Commercial & Industrial | C2 - Small Business Energy Solutions | C2d - SCI Direct Install | Lighting Fixture - Exterior w/ Controls | EC2d012 | Lighting | [22 empty] | 0 |  |  |  | 0 |  |  |  | 0 |  |  |  | 0 | [9 empty] | 0 | 0
C - Commercial & Industrial | C2 - Small Business Energy Solutions | C2d - SCI Direct Install | Lighting Fixture - Exterior w/o Controls | EC2d013 | Lighting | [22 empty] | 0 |  |  |  | 0 |  |  |  | 0 |  |  |  | 0 | [9 empty] | 0 | 0
C - Commercial & Industrial | C2 - Small Business Energy Solutions | C2d - SCI Direct Install | Lighting Fixture - Interior w/ Controls | EC2d014 | Lighting | [22 empty] | 0 |  |  |  | 0 |  |  |  | 0 |  |  |  | 0 | [9 empty] | 0 | 0
C - Commercial & Industrial | C2 - Small Business Energy Solutions | C2d - SCI Direct Install | Lighting Fixture - Interior w/o Controls | EC2d015 | Lighting | [22 empty] | 0 |  |  |  | 0 |  |  |  | 0 |  |  |  | 0 | [9 empty] | 0 | 0
C - Commercial & Industrial | C2 - Small Business Energy Solutions | C2d - SCI Direct Install | Lighting Occupancy Sensors | EC2d016 | Lighting | [22 empty] | 0 |  |  |  | 0 |  |  |  | 0 |  |  |  | 0 | [9 empty] | 0 | 0
C - Commercial & Industrial | C2 - Small Business Energy Solutions | C2d - SCI Direct Install | [Open Measure - To Be Assigned] | EC2d017 | [23 empty] | 0 |  |  |  | 0 |  |  |  | 0 |  |  |  | 0 | [9 empty] | 0 | 0
C - Commercial & Industrial | C2 - Small Business Energy Solutions | C2d - SCI Direct Install | Case Motor Replacement | EC2d018 | Refrigeration | [22 empty] | 0 |  |  |  | 0 |  |  |  | 0 |  |  |  | 0 | [9 empty] | 0 | 0
C - Commercial & Industrial | C2 - Small Business Energy Solutions | C2d - SCI Direct Install | Cooler Night Cover | EC2d019 | HVAC | [22 empty] | 0 |  |  |  | 0 |  |  |  | 0 |  |  |  | 0 | [9 empty] | 0 | 0
C - Commercial & Industrial | C2 - Small Business Energy Solutions | C2d - SCI Direct Install | Demand Control Ventilation | EC2d020 | HVAC | [22 empty] | 0 |  |  |  | 0 |  |  |  | 0 |  |  |  | 0 | [9 empty] | 0 | 0
C - Commercial & Industrial | C2 - Small Business Energy Solutions | C2d - SCI Direct Install | Door Heater Controls | EC2d021 | Refrigeration | [22 empty] | 0 |  |  |  | 0 |  |  |  | 0 |  |  |  | 0 | [9 empty] | 0 | 0
C - Commercial & Industrial | C2 - Small Business Energy Solutions | C2d - SCI Direct Install | Dual Enthalpy Economizer Controls (DEEC) | EC2d022 | HVAC | [22 empty] | 0 |  |  |  | 0 |  |  |  | 0 |  |  |  | 0 | [9 empty] | 0 | 0
C - Commercial & Industrial | C2 - Small Business Energy Solutions | C2d - SCI Direct Install | Duct Sealing, Electric | EC2d023 | HVAC | [22 empty] | 0 |  |  |  | 0 |  |  |  | 0 |  |  |  | 0 | [9 empty] | 0 | 0
C - Commercial & Industrial | C2 - Small Business Energy Solutions | C2d - SCI Direct Install | Ductless Mini Split Heat Pump | EC2d024 | HVAC | [22 empty] | 0 |  |  |  | 0 |  |  |  | 0 |  |  |  | 0 | [9 empty] | 0 | 0
C - Commercial & Industrial | C2 - Small Business Energy Solutions | C2d - SCI Direct Install | ECM Evaporator Fan Motors for Walk-in Cooler/Freezer | EC2d025 | Refrigeration | [22 empty] | 0 |  |  |  | 0 |  |  |  | 0 |  |  |  | 0 | [9 empty] | 0 | 0
C - Commercial & Industrial | C2 - Small Business Energy Solutions | C2d - SCI Direct Install | Electronic Defrost Control | EC2d026 | Refrigeration | [22 empty] | 0 |  |  |  | 0 |  |  |  | 0 |  |  |  | 0 | [9 empty] | 0 | 0
C - Commercial & Industrial | C2 - Small Business Energy Solutions | C2d - SCI Direct Install | Energy Management System, Electric | EC2d027 | HVAC | [22 empty] | 0 |  |  |  | 0 |  |  |  | 0 |  |  |  | 0 | [9 empty] | 0 | 0
C - Commercial & Industrial | C2 - Small Business Energy Solutions | C2d - SCI Direct Install | Energy Star Wifi Thermostat, Electric | EC2d028 | HVAC | [22 empty] | 0 |  |  |  | 0 |  |  |  | 0 |  |  |  | 0 | [9 empty] | 0 | 0
C - Commercial & Industrial | C2 - Small Business Energy Solutions | C2d - SCI Direct Install | Evaporator Fan Control | EC2d029 | Refrigeration | [22 empty] | 0 |  |  |  | 0 |  |  |  | 0 |  |  |  | 0 | [9 empty] | 0 | 0
C - Commercial & Industrial | C2 - Small Business Energy Solutions | C2d - SCI Direct Install | Faucet Aerator, Electric | EC2d030 | Hot Water | [22 empty] | 0 |  |  |  | 0 |  |  |  | 0 |  |  |  | 0 | [9 empty] | 0 | 0
C - Commercial & Industrial | C2 - Small Business Energy Solutions | C2d - SCI Direct Install | Hotel Occupancy Sensor | EC2d031 | HVAC | [22 empty] | 0 |  |  |  | 0 |  |  |  | 0 |  |  |  | 0 | [9 empty] | 0 | 0
C - Commercial & Industrial | C2 - Small Business Energy Solutions | C2d - SCI Direct Install | Low Pressure Drop Filter | EC2d032 | Compressed Air | [22 empty] | 0 |  |  |  | 0 |  |  |  | 0 |  |  |  | 0 | [9 empty] | 0 | 0
C - Commercial & Industrial | C2 - Small Business Energy Solutions | C2d - SCI Direct Install | Thermostatic Shut-Off Valve, Electric | EC2d033 | Hot Water | [22 empty] | 0 |  |  |  | 0 |  |  |  | 0 |  |  |  | 0 | [9 empty] | 0 | 0
C - Commercial & Industrial | C2 - Small Business Energy Solutions | C2d - SCI Direct Install | Low-Flow Showerhead, Electric | EC2d034 | Hot Water | [22 empty] | 0 |  |  |  | 0 |  |  |  | 0 |  |  |  | 0 | [9 empty] | 0 | 0
C - Commercial & Industrial | C2 - Small Business Energy Solutions | C2d - SCI Direct Install | Motors, Open Drip | EC2d035 | Motors/Drives | [22 empty] | 0 |  |  |  | 0 |  |  |  | 0 |  |  |  | 0 | [9 empty] | 0 | 0
C - Commercial & Industrial | C2 - Small Business Energy Solutions | C2d - SCI Direct Install | Motors, Totally Enclosed Fan Cooled | EC2d036 | Motors/Drives | [22 empty] | 0 |  |  |  | 0 |  |  |  | 0 |  |  |  | 0 | [9 empty] | 0 | 0
C - Commercial & Industrial | C2 - Small Business Energy Solutions | C2d - SCI Direct Install | Novelty Cooler Shutoff | EC2d037 | Refrigeration | [22 empty] | 0 |  |  |  | 0 |  |  |  | 0 |  |  |  | 0 | [9 empty] | 0 | 0
C - Commercial & Industrial | C2 - Small Business Energy Solutions | C2d - SCI Direct Install | Pipe Wrap - Heating, Electric | EC2d038 | HVAC | [22 empty] | 0 |  |  |  | 0 |  |  |  | 0 |  |  |  | 0 | [9 empty] | 0 | 0
C - Commercial & Industrial | C2 - Small Business Energy Solutions | C2d - SCI Direct Install | Pipe Wrap - Hot Water, Electric | EC2d039 | Hot Water | [22 empty] | 0 |  |  |  | 0 |  |  |  | 0 |  |  |  | 0 | [9 empty] | 0 | 0
C - Commercial & Industrial | C2 - Small Business Energy Solutions | C2d - SCI Direct Install | Pre Rinse Spray Valve, Electric | EC2d040 | Hot Water | [22 empty] | 0 |  |  |  | 0 |  |  |  | 0 |  |  |  | 0 | [9 empty] | 0 | 0
C - Commercial & Industrial | C2 - Small Business Energy Solutions | C2d - SCI Direct Install | Programmable Thermostat, Electric | EC2d041 | HVAC | [22 empty] | 0 |  |  |  | 0 |  |  |  | 0 |  |  |  | 0 | [9 empty] | 0 | 0
C - Commercial & Industrial | C2 - Small Business Energy Solutions | C2d - SCI Direct Install | Steam Trap, Electric | EC2d042 | HVAC | [22 empty] | 0 |  |  |  | 0 |  |  |  | 0 |  |  |  | 0 | [9 empty] | 0 | 0
C - Commercial & Industrial | C2 - Small Business Energy Solutions | C2d - SCI Direct Install | Variable Frequency Drive | EC2d043 | Motors/Drives | [22 empty] | 0 |  |  |  | 0 |  |  |  | 0 |  |  |  | 0 | [9 empty] | 0 | 0
C - Commercial & Industrial | C2 - Small Business Energy Solutions | C2d - SCI Direct Install | Variable Frequency Drive with Motor | EC2d044 | Motors/Drives | [22 empty] | 0 |  |  |  | 0 |  |  |  | 0 |  |  |  | 0 | [9 empty] | 0 | 0
C - Commercial & Industrial | C2 - Small Business Energy Solutions | C2d - SCI Direct Install | Vending Miser | EC2d045 | Refrigeration | [22 empty] | 0 |  |  |  | 0 |  |  |  | 0 |  |  |  | 0 | [9 empty] | 0 | 0
C - Commercial & Industrial | C2 - Small Business Energy Solutions | C2d - SCI Direct Install | Zero Loss Condensate Drain | EC2d046 | Compressed Air | [22 empty] | 0 |  |  |  | 0 |  |  |  | 0 |  |  |  | 0 | [9 empty] | 0 | 0
C - Commercial & Industrial | C2 - Small Business Energy Solutions | C2d - SCI Direct Install | Induction Cooktop Displacing Electric Resistance | EC2d047 | Food Service | [22 empty] | 0 |  |  |  | 0 |  |  |  | 0 |  |  |  | 0 | [9 empty] | 0 | 0
C - Commercial & Industrial | C2 - Small Business Energy Solutions | C2d - SCI Direct Install | CI Audits - Small Direct Install | EC2dAUD | Non-Energy Saving | [22 empty] | 0 |  |  |  | 0 |  |  |  | 0 |  |  |  | 0 | [9 empty] | 0 | 0
C - Commercial & Industrial | C2 - Small Business Energy Solutions | C2d - SCI Direct Install | Vendor Fees - Small Direct Install | EC2dNES01 | Non-Energy Saving | [22 empty] | 0 |  |  |  | 0 |  |  |  | 0 |  |  |  | 0 | [9 empty] | 0 | 0
C - Commercial & Industrial | C2 - Small Business Energy Solutions | C2d - SCI Direct Install | Vendor Fees - TA Studies - Small Direct Install | EC2dNES02 | Non-Energy Saving | [22 empty] | 0 |  |  |  | 0 |  |  |  | 0 |  |  |  | 0 | [9 empty] | 0 | 0
C - Commercial & Industrial | C2 - Small Business Energy Solutions | C2d - SCI Direct Install | [25 empty] | 0 |  |  |  | 0 |  |  |  | 0 |  |  |  | 0 | [9 empty] | 0 | 0
C - Commercial & Industrial | C2 - Small Business Energy Solutions | C2d - SCI Direct Install | [25 empty] | 0 |  |  |  | 0 |  |  |  | 0 |  |  |  | 0 | [9 empty] | 0 | 0
C - Commercial & Industrial | C2 - Small Business Energy Solutions | C2d - SCI Direct Install | [25 empty] | 0 |  |  |  | 0 |  |  |  | 0 |  |  |  | 0 | [9 empty] | 0 | 0
C - Commercial & Industrial | C2 - Small Business Energy Solutions | C2d - SCI Direct Install | [25 empty] | 0 |  |  |  | 0 |  |  |  | 0 |  |  |  | 0 | [9 empty] | 0 | 0
C - Commercial & Industrial | C2 - Small Business Energy Solutions | C2d - SCI Direct Install | [25 empty] | 0 |  |  |  | 0 |  |  |  | 0 |  |  |  | 0 | [9 empty] | 0 | 0
[28 empty] | 0 |  |  |  | 0 |  |  |  | 0 |  |  |  | 0 | [9 empty] | 0 | 0
C - Commercial & Industrial | C2 - Small Business Energy Solutions | C2e - SCI New Construction | Custom Small Compressed Air New Construction | EC2e001 | Compressed Air | [22 empty] | 0 |  |  |  | 0 |  |  |  | 0 |  |  |  | 0 | [9 empty] | 0 | 0
C - Commercial & Industrial | C2 - Small Business Energy Solutions | C2e - SCI New Construction | Custom Small Hot Water New Construction | EC2e002 | Hot Water | [22 empty] | 0 |  |  |  | 0 |  |  |  | 0 |  |  |  | 0 | [9 empty] | 0 | 0
C - Commercial & Industrial | C2 - Small Business Energy Solutions | C2e - SCI New Construction | Custom Small HVAC New Construction | EC2e003 | HVAC | [22 empty] | 0 |  |  |  | 0 |  |  |  | 0 |  |  |  | 0 | [9 empty] | 0 | 0
C - Commercial & Industrial | C2 - Small Business Energy Solutions | C2e - SCI New Construction | Custom Small Lighting New Construction - Interior | EC2e004 | Lighting | [22 empty] | 0 |  |  |  | 0 |  |  |  | 0 |  |  |  | 0 | [9 empty] | 0 | 0
C - Commercial & Industrial | C2 - Small Business Energy Solutions | C2e - SCI New Construction | Custom Small Lighting New Construction - Exterior | EC2e005 | Lighting | [22 empty] | 0 |  |  |  | 0 |  |  |  | 0 |  |  |  | 0 | [9 empty] | 0 | 0
C - Commercial & Industrial | C2 - Small Business Energy Solutions | C2e - SCI New Construction | Custom Small Lighting New Construction - Controls | EC2e006 | Lighting | [22 empty] | 0 |  |  |  | 0 |  |  |  | 0 |  |  |  | 0 | [9 empty] | 0 | 0
C - Commercial & Industrial | C2 - Small Business Energy Solutions | C2e - SCI New Construction | Custom Small Motors New Construction | EC2e007 | Motors/Drives | [22 empty] | 0 |  |  |  | 0 |  |  |  | 0 |  |  |  | 0 | [9 empty] | 0 | 0
C - Commercial & Industrial | C2 - Small Business Energy Solutions | C2e - SCI New Construction | Custom Small Process New Construction | EC2e008 | Process | [22 empty] | 0 |  |  |  | 0 |  |  |  | 0 |  |  |  | 0 | [9 empty] | 0 | 0
C - Commercial & Industrial | C2 - Small Business Energy Solutions | C2e - SCI New Construction | Custom Small Refrigeration New Construction | EC2e009 | Refrigeration | [22 empty] | 0 |  |  |  | 0 |  |  |  | 0 |  |  |  | 0 | [9 empty] | 0 | 0
C - Commercial & Industrial | C2 - Small Business Energy Solutions | C2e - SCI New Construction | Custom Small Other New Construction | EC2e010 | Custom Measures | [22 empty] | 0 |  |  |  | 0 |  |  |  | 0 |  |  |  | 0 | [9 empty] | 0 | 0
C - Commercial & Industrial | C2 - Small Business Energy Solutions | C2e - SCI New Construction | Daylight Dimming | EC2e011 | Lighting | [22 empty] | 0 |  |  |  | 0 |  |  |  | 0 |  |  |  | 0 | [9 empty] | 0 | 0
C - Commercial & Industrial | C2 - Small Business Energy Solutions | C2e - SCI New Construction | Performance Lighting - Exterior w/ Controls | EC2e012 | Lighting | [22 empty] | 0 |  |  |  | 0 |  |  |  | 0 |  |  |  | 0 | [9 empty] | 0 | 0
C - Commercial & Industrial | C2 - Small Business Energy Solutions | C2e - SCI New Construction | Performance Lighting - Exterior w/o Controls | EC2e013 | Lighting | [22 empty] | 0 |  |  |  | 0 |  |  |  | 0 |  |  |  | 0 | [9 empty] | 0 | 0
C - Commercial & Industrial | C2 - Small Business Energy Solutions | C2e - SCI New Construction | Performance Lighting - Interior w/ Controls | EC2e014 | Lighting | [22 empty] | 0 |  |  |  | 0 |  |  |  | 0 |  |  |  | 0 | [9 empty] | 0 | 0
C - Commercial & Industrial | C2 - Small Business Energy Solutions | C2e - SCI New Construction | Performance Lighting - Interior w/o Controls | EC2e015 | Lighting | [22 empty] | 0 |  |  |  | 0 |  |  |  | 0 |  |  |  | 0 | [9 empty] | 0 | 0
C - Commercial & Industrial | C2 - Small Business Energy Solutions | C2e - SCI New Construction | Lighting Occupancy Sensors | EC2e016 | Lighting | [22 empty] | 0 |  |  |  | 0 |  |  |  | 0 |  |  |  | 0 | [9 empty] | 0 | 0
C - Commercial & Industrial | C2 - Small Business Energy Solutions | C2e - SCI New Construction | CI Audits - Small New Construction | EC2eAUD | Non-Energy Saving | 1 | 1 | 15346.9753 | 15346.9753 | 0 | 0 | 0 | 0 | 0 | 0 | 0 | 0 | 0 | 0 | 0 | 0 | 0 | 0 | 0 | 0 | 0 | 0 | 0 | 0 | 0 | 0 | 0 | 0 | 0 | 0 | 0 | 0 | 0 | 0 | 0 | 0 | 0 | 0 | 0 | 0 | 0 | 0 | 0 | 0 | 0 | 0 | 0 | 0 | 0 | 0 | 0 | 0 | 0 | 0 | 0 | 0 | 0 | 0 | 0 | 0 | 0 | 0 | 0 | 0 | 0 | 0 | 0 | 0 | 0 | 0 | 0 | 0 | 0 | 0 | 0 | 0 | 0 | 0 | 0 | 0 | 0 | 0 | 0 | 0 | 0 | 0 | 0 | 0 | 0 | 0 | 0 | 0 | 0 | 0 | 0 | 0 | 0 | 0 | 0 | 0 |  | 0 | 0 | 0 | 0 | 0 | 0 | 0 | 0 | 0 | 0 | 0 | 0 | 0 | 0 | 0 | 0 | 0 | 0 | 0 | 0 | 0
C - Commercial & Industrial | C2 - Small Business Energy Solutions | C2e - SCI New Construction | Vendor Fees - Small New Construction | EC2eNES01 | Non-Energy Saving | [22 empty] | 0 |  |  |  | 0 |  |  |  | 0 |  |  |  | 0 | [9 empty] | 0 | 0
C - Commercial & Industrial | C2 - Small Business Energy Solutions | C2e - SCI New Construction | Vendor Fees - TA Studies - Small New Construction | EC2eNES02 | Non-Energy Saving | [22 empty] | 0 |  |  |  | 0 |  |  |  | 0 |  |  |  | 0 | [9 empty] | 0 | 0
C - Commercial & Industrial | C2 - Small Business Energy Solutions | C2e - SCI New Construction | [25 empty] | 0 |  |  |  | 0 |  |  |  | 0 |  |  |  | 0 | [9 empty] | 0 | 0
C - Commercial & Industrial | C2 - Small Business Energy Solutions | C2e - SCI New Construction | [25 empty] | 0 |  |  |  | 0 |  |  |  | 0 |  |  |  | 0 | [9 empty] | 0 | 0
C - Commercial & Industrial | C2 - Small Business Energy Solutions | C2e - SCI New Construction | [25 empty] | 0 |  |  |  | 0 |  |  |  | 0 |  |  |  | 0 | [9 empty] | 0 | 0
C - Commercial & Industrial | C2 - Small Business Energy Solutions | C2e - SCI New Construction | [25 empty] | 0 |  |  |  | 0 |  |  |  | 0 |  |  |  | 0 | [9 empty] | 0 | 0
C - Commercial & Industrial | C2 - Small Business Energy Solutions | C2e - SCI New Construction | [25 empty] | 0 |  |  |  | 0 |  |  |  | 0 |  |  |  | 0 | [9 empty] | 0 | 0
C - Commercial & Industrial | C2 - Small Business Energy Solutions | C2e - SCI New Construction | [25 empty] | 0 |  |  |  | 0 |  |  |  | 0 |  |  |  | 0 | [9 empty] | 0 | 0
C - Commercial & Industrial | C2 - Small Business Energy Solutions | C2e - SCI New Construction | [25 empty] | 0 |  |  |  | 0 |  |  |  | 0 |  |  |  | 0 | [9 empty] | 0 | 0
[28 empty] | 0 |  |  |  | 0 |  |  |  | 0 |  |  |  | 0 | [9 empty] | 0 | 0
C - Commercial & Industrial | C2 - Small Business Energy Solutions | [26 empty] | 0 |  |  |  | 0 |  |  |  | 0 |  |  |  | 0 | [9 empty] | 0 | 0
[28 empty] | 0 |  |  |  | 0 |  |  |  | 0 |  |  |  | 0 | [9 empty] | 0 | 0
C - Commercial & Industrial | C3 - Municipal Energy Solutions | C3a - Muni Retrofit | Custom Muni Compressed Air Retro | EC3a001 | Compressed Air | [22 empty] | 0 |  |  |  | 0 |  |  |  | 0 |  |  |  | 0 | [9 empty] | 0 | 0
C - Commercial & Industrial | C3 - Municipal Energy Solutions | C3a - Muni Retrofit | Custom Muni Hot Water Retro | EC3a002 | Hot Water | [22 empty] | 0 |  |  |  | 0 |  |  |  | 0 |  |  |  | 0 | [9 empty] | 0 | 0
C - Commercial & Industrial | C3 - Municipal Energy Solutions | C3a - Muni Retrofit | Custom Muni HVAC Retro | EC3a003 | HVAC | [22 empty] | 0 |  |  |  | 0 |  |  |  | 0 |  |  |  | 0 | [9 empty] | 0 | 0
C - Commercial & Industrial | C3 - Municipal Energy Solutions | C3a - Muni Retrofit | Custom Muni Lighting Retro - Interior | EC3a004 | Lighting | [22 empty] | 0 |  |  |  | 0 |  |  |  | 0 |  |  |  | 0 | [9 empty] | 0 | 0
C - Commercial & Industrial | C3 - Municipal Energy Solutions | C3a - Muni Retrofit | Custom Muni Lighting Retro - Exterior | EC3a091 | Lighting | [22 empty] | 0 |  |  |  | 0 |  |  |  | 0 |  |  |  | 0 | [9 empty] | 0 | 0
C - Commercial & Industrial | C3 - Municipal Energy Solutions | C3a - Muni Retrofit | Custom Muni Lighting Retro - Controls | EC3a092 | Lighting | [22 empty] | 0 |  |  |  | 0 |  |  |  | 0 |  |  |  | 0 | [9 empty] | 0 | 0
C - Commercial & Industrial | C3 - Municipal Energy Solutions | C3a - Muni Retrofit | Custom Muni Motors Retro | EC3a005 | Motors/Drives | [22 empty] | 0 |  |  |  | 0 |  |  |  | 0 |  |  |  | 0 | [9 empty] | 0 | 0
C - Commercial & Industrial | C3 - Municipal Energy Solutions | C3a - Muni Retrofit | Custom Muni Process Retro | EC3a006 | Process | [22 empty] | 0 |  |  |  | 0 |  |  |  | 0 |  |  |  | 0 | [9 empty] | 0 | 0
C - Commercial & Industrial | C3 - Municipal Energy Solutions | C3a - Muni Retrofit | Custom Muni Refrigeration Retro | EC3a007 | Refrigeration | [22 empty] | 0 |  |  |  | 0 |  |  |  | 0 |  |  |  | 0 | [9 empty] | 0 | 0
C - Commercial & Industrial | C3 - Municipal Energy Solutions | C3a - Muni Retrofit | Custom Muni Other Retro | EC3a008 | Custom Measures | 1 | 15 | 34628.5714 | 12120 | 22508.5714 | 0 | 0 | 0 | 0 | 0 | 0 | 0 | 0 | 0 | 0 | 0 | 0 | 0 | 0 | 0 | 0 | 0 | 0 | 0 | 0 | 0 | 0 | 0 | 35.757 | 536.355 | 35.757 | 536.355 | 0 | 0 | 0 | 0 | 0 | 0 | 0 | 0 | 0 | 0 | 0 | 0 | 35.757 | 536.355 | 0 | 0 | 0 | 0 | 0 | 0 | 0 | 0 | 0 | 0 | 0 | 0 | 0 | 0 | 0 | 0 | 0 | 0 | 0 | 0 | 0 | 0 | 0 | 0 | 0 | 0 | 0 | 0 | 0 | 0 | 0 | 0 | 0 | 0 | 0 | 0 | 0 | 0 | 0 | 0 | 0 | 0 | 0 | 0 | 0 | 0 | 0 | 28985.8154 | 0 | 0 | 0 | 0 | 28985.8154 | 2898.5815 |  | 412.5077 | 3311.0893 | 0 | 0 | 0 | 0 | 0 | 0 | 0 | 0 | 0 | 0 | 0 | 0 | 0 | 8868.0561 | 8868.0561 | 32296.9046 | 37853.8714 | 0 | 40752.453
C - Commercial & Industrial | C3 - Municipal Energy Solutions | C3a - Muni Retrofit | Daylight Dimming | EC3a009 | Lighting | [22 empty] | 0 |  |  |  | 0 |  |  |  | 0 |  |  |  | 0 | [9 empty] | 0 | 0
C - Commercial & Industrial | C3 - Municipal Energy Solutions | C3a - Muni Retrofit | Lighting Fixture - Exterior w/ Controls | EC3a010 | Lighting | 1 | 4.5 | 44987.9058 | 16750.816 | 28237.0898 | 150.1027 | 154.1555 | 675.4623 | 693.6997 | 144.9062 | 652.0778 | 131.0676 | 206.0566 | 125.1989 | 189.1025 | 28.2193 | 30.0205 | 28.2193 | 0 | 0 | 0 | 0 | 0 | 0 | 0 | 0 | 0 | 0 | 0 | 0 | 0 | 0 | 0 | 0 | 0 | 0 | 0 | 0 | 0 | 0 | 0 | 0 | 0 | 0 | 0 | 0 | 0 | 0 | 0 | 11010.6899 | 16652.508 | 6365.9981 | 9452.8099 | 43482.0059 | 1034.5517 | 1427.0505 | 504.2989 | 458.7269 | 2636.5322 | 6061.1602 | 49543.166 | 0 | 0 | 0 | 0 | 0 | 0 | 0 | 0 | 49543.166 | 0 | 0 | 0 | 0 | 0 | 0 | 0 | 0 | 0 | 0 | 0 | 0 | 0 | 0 | 0 | 0 | 0 | 0 | 0 | 0 | 0 | 0 | 0 | 0 | 0 | 0 | 0 | 0 | 0 | 4954.3166 |  | 0 | 4954.3166 | 8570.9484 | 12645.5806 | 7444.7043 | 10939.8493 | 39601.0826 | 0 | 0 | 0 | 0 | 0 | 0 | 0 | 0 | 0 | 0 | 54497.4827 | 89144.2487 | 49543.166 | 94098.5653
C - Commercial & Industrial | C3 - Municipal Energy Solutions | C3a - Muni Retrofit | Lighting Fixture - Exterior w/o Controls | EC3a011 | Lighting | 4.0009 | 4 | 9523.2294 | 7941.8117 | 1581.4177 | 73.6378 | 75.626 | 294.5512 | 302.5041 | 71.0885 | 284.3538 | 57.1551 | 89.8558 | 54.5959 | 82.4626 | 13.8439 | 14.7276 | 13.8439 | 0 | 0 | 0 | 0 | 0 | 0 | 0 | 0 | 0 | 0 | 0 | 0 | 0 | 0 | 0 | 0 | 0 | 0 | 0 | 0 | 0 | 0 | 0 | 0 | 0 | 0 | 0 | 0 | 0 | 0 | 0 | 4855.125 | 7374.9356 | 2789.394 | 4149.4451 | 19168.8997 | 447.7617 | 620.7047 | 215.7409 | 196.4675 | 1156.023 | 2636.6977 | 21805.5974 | 0 | 0 | 0 | 0 | 0 | 0 | 0 | 0 | 21805.5974 | 0 | 0 | 0 | 0 | 0 | 0 | 0 | 0 | 0 | 0 | 0 | 0 | 0 | 0 | 0 | 0 | 0 | 0 | 0 | 0 | 0 | 0 | 0 | 0 | 0 | 0 | 0 | 0 | 0 | 2180.5597 |  | 0 | 2180.5597 | 3759.7127 | 5556.5635 | 3237.2807 | 4711.6452 | 17265.2021 | 0 | 0 | 0 | 0 | 0 | 0 | 0 | 0 | 0 | 0 | 23986.1572 | 39070.7995 | 21805.5974 | 41251.3592
C - Commercial & Industrial | C3 - Municipal Energy Solutions | C3a - Muni Retrofit | Lighting Fixture - Interior w/ Controls | EC3a012 | Lighting | 2 | 5.2 | 8838.2748 | 3870 | 4968.2748 | 22.078 | 23.5351 | 114.8056 | 122.3828 | 22.123 | 115.0398 | 34.8571 | 20.0169 | 39.4587 | 20.8222 | 4.1507 | 1.7177 | 1.6146 | 2.5259 | 2.3743 | -5.0853 | -26.4436 | -4.7802 | -24.8569 | -10.1706 | -52.8871 | -9.5604 | -49.7139 | 0 | 0 | 0 | 0 | 0 | 0 | 0 | 0 | 0 | 0 | 0 | 0 | 0 | 0 | 0 | 0 | -14.3405 | -74.5708 | 0 | 0 | 0 | 2890.3883 | 1589.778 | 1997.1902 | 1034.6993 | 7512.0557 | 276.8085 | 138.7544 | 162.1725 | 51.5245 | 457.2492 | 1086.5091 | 8598.5648 | 711.7903 | 0 | 204.4884 | 42.0156 | 1000.1939 | 0 | 1195.8827 | 3154.3708 | 11752.9356 | 0 | 0 | 0 | 0 | 0 | -204.3858 | 0 | -204.3858 | -0.047278 | 0 | 0 | 0 | 0 | 0 | -19.0011 | 0 | -19.0484 | -223.4342 | 0 | -1396.1963 | 0 | -0.77271 | 0 | 0 | 0 | 0 | 0 | 0 | -1620.4032 | 1013.2532 |  | -54.3684 | 958.8848 | 2259.8357 | 1213.7392 | 2358.0626 | 1221.3356 | 7052.9731 | 0 | -364.7074 | 0 | -1020.4442 | 0 | 0 | 0 | 0 | 0 | -1385.1516 | 11091.4172 | 15800.3539 | 11752.9356 | 16813.6072
C - Commercial & Industrial | C3 - Municipal Energy Solutions | C3a - Muni Retrofit | Lighting Fixture - Interior w/o Controls | EC3a013 | Lighting | 1 | 5.4 | 10790.8582 | 4730 | 6060.8582 | 10.744 | 11.4531 | 58.0174 | 61.8465 | 10.7659 | 58.1357 | 17.6151 | 10.1156 | 19.9406 | 10.5226 | 2.0199 | 0.83588 | 0.78573 | 1.2292 | 1.1554 | -2.4747 | -13.3633 | -2.3262 | -12.5615 | -4.9494 | -26.7267 | -4.6524 | -25.1231 | 0 | 0 | 0 | 0 | 0 | 0 | 0 | 0 | 0 | 0 | 0 | 0 | 0 | 0 | 0 | 0 | -6.9786 | -37.6846 | 0 | 0 | 0 | 1455.1949 | 799.7885 | 1008.6096 | 522.5911 | 3786.1841 | 139.8973 | 70.0463 | 82.3393 | 26.1749 | 228.3353 | 546.793 | 4332.9772 | 363.6778 | 0 | 100.2571 | 20.6715 | 504.2824 | 0 | 602.9457 | 1591.8345 | 5924.8116 | 0 | 0 | 0 | 0 | 0 | -103.2007 | 0 | -103.2007 | -0.02384 | 0 | 0 | 0 | 0 | 0 | -9.3315 | 0 | -9.3554 | -112.5561 | 0 | -704.2281 | 0 | -0.38891 | 0 | 0 | 0 | 0 | 0 | 0 | -817.1731 | 510.7639 |  | -27.545 | 483.2189 | 1137.9086 | 610.0097 | 1194.6671 | 619.4694 | 3562.0547 | 0 | -184.179 | 0 | -515.3297 | 0 | 0 | 0 | 0 | 0 | -699.5087 | 5590.8574 | 7970.1846 | 5924.8116 | 8480.9485
C - Commercial & Industrial | C3 - Municipal Energy Solutions | C3a - Muni Retrofit | Lighting Occupancy Sensors | EC3a014 | Lighting | [22 empty] | 0 |  |  |  | 0 |  |  |  | 0 |  |  |  | 0 | [9 empty] | 0 | 0
C - Commercial & Industrial | C3 - Municipal Energy Solutions | C3a - Muni Retrofit | Air Sealing, Electric | EC3a015 | HVAC | [22 empty] | 0 |  |  |  | 0 |  |  |  | 0 |  |  |  | 0 | [9 empty] | 0 | 0
C - Commercial & Industrial | C3 - Municipal Energy Solutions | C3a - Muni Retrofit | Air Sealing, Gas | EC3a016 | HVAC | [22 empty] | 0 |  |  |  | 0 |  |  |  | 0 |  |  |  | 0 | [9 empty] | 0 | 0
C - Commercial & Industrial | C3 - Municipal Energy Solutions | C3a - Muni Retrofit | Air Sealing, Oil | EC3a017 | HVAC | [22 empty] | 0 |  |  |  | 0 |  |  |  | 0 |  |  |  | 0 | [9 empty] | 0 | 0
C - Commercial & Industrial | C3 - Municipal Energy Solutions | C3a - Muni Retrofit | Air Sealing, Propane | EC3a018 | HVAC | [22 empty] | 0 |  |  |  | 0 |  |  |  | 0 |  |  |  | 0 | [9 empty] | 0 | 0
C - Commercial & Industrial | C3 - Municipal Energy Solutions | C3a - Muni Retrofit | Boiler Reset Controls, Gas | EC3a019 | HVAC | [22 empty] | 0 |  |  |  | 0 |  |  |  | 0 |  |  |  | 0 | [9 empty] | 0 | 0
C - Commercial & Industrial | C3 - Municipal Energy Solutions | C3a - Muni Retrofit | Boiler Reset Controls, Oil | EC3a020 | HVAC | [22 empty] | 0 |  |  |  | 0 |  |  |  | 0 |  |  |  | 0 | [9 empty] | 0 | 0
C - Commercial & Industrial | C3 - Municipal Energy Solutions | C3a - Muni Retrofit | Boiler Reset Controls, Propane | EC3a021 | HVAC | [22 empty] | 0 |  |  |  | 0 |  |  |  | 0 |  |  |  | 0 | [9 empty] | 0 | 0
C - Commercial & Industrial | C3 - Municipal Energy Solutions | C3a - Muni Retrofit | Case Motor Replacement | EC3a022 | Refrigeration | [22 empty] | 0 |  |  |  | 0 |  |  |  | 0 |  |  |  | 0 | [9 empty] | 0 | 0
C - Commercial & Industrial | C3 - Municipal Energy Solutions | C3a - Muni Retrofit | Cooler Night Cover | EC3a023 | Refrigeration | [22 empty] | 0 |  |  |  | 0 |  |  |  | 0 |  |  |  | 0 | [9 empty] | 0 | 0
C - Commercial & Industrial | C3 - Municipal Energy Solutions | C3a - Muni Retrofit | Demand Control Ventilation | EC3a024 | HVAC | [22 empty] | 0 |  |  |  | 0 |  |  |  | 0 |  |  |  | 0 | [9 empty] | 0 | 0
C - Commercial & Industrial | C3 - Municipal Energy Solutions | C3a - Muni Retrofit | Door Heater Controls | EC3a025 | Refrigeration | [22 empty] | 0 |  |  |  | 0 |  |  |  | 0 |  |  |  | 0 | [9 empty] | 0 | 0
C - Commercial & Industrial | C3 - Municipal Energy Solutions | C3a - Muni Retrofit | Dual Enthalpy Economizer Controls (DEEC) | EC3a026 | HVAC | [22 empty] | 0 |  |  |  | 0 |  |  |  | 0 |  |  |  | 0 | [9 empty] | 0 | 0
C - Commercial & Industrial | C3 - Municipal Energy Solutions | C3a - Muni Retrofit | Duct Insulation, Electric | EC3a027 | HVAC | [22 empty] | 0 |  |  |  | 0 |  |  |  | 0 |  |  |  | 0 | [9 empty] | 0 | 0
C - Commercial & Industrial | C3 - Municipal Energy Solutions | C3a - Muni Retrofit | Duct Insulation, Gas | EC3a028 | HVAC | [22 empty] | 0 |  |  |  | 0 |  |  |  | 0 |  |  |  | 0 | [9 empty] | 0 | 0
C - Commercial & Industrial | C3 - Municipal Energy Solutions | C3a - Muni Retrofit | Duct Insulation, Oil | EC3a029 | HVAC | [22 empty] | 0 |  |  |  | 0 |  |  |  | 0 |  |  |  | 0 | [9 empty] | 0 | 0
C - Commercial & Industrial | C3 - Municipal Energy Solutions | C3a - Muni Retrofit | Duct Insulation, Propane | EC3a030 | HVAC | [22 empty] | 0 |  |  |  | 0 |  |  |  | 0 |  |  |  | 0 | [9 empty] | 0 | 0
C - Commercial & Industrial | C3 - Municipal Energy Solutions | C3a - Muni Retrofit | Duct Sealing, Electric | EC3a031 | HVAC | [22 empty] | 0 |  |  |  | 0 |  |  |  | 0 |  |  |  | 0 | [9 empty] | 0 | 0
C - Commercial & Industrial | C3 - Municipal Energy Solutions | C3a - Muni Retrofit | Duct Sealing, Gas | EC3a032 | HVAC | [22 empty] | 0 |  |  |  | 0 |  |  |  | 0 |  |  |  | 0 | [9 empty] | 0 | 0
C - Commercial & Industrial | C3 - Municipal Energy Solutions | C3a - Muni Retrofit | Duct Sealing, Oil | EC3a033 | HVAC | [22 empty] | 0 |  |  |  | 0 |  |  |  | 0 |  |  |  | 0 | [9 empty] | 0 | 0
C - Commercial & Industrial | C3 - Municipal Energy Solutions | C3a - Muni Retrofit | Duct Sealing, Propane | EC3a034 | HVAC | [22 empty] | 0 |  |  |  | 0 |  |  |  | 0 |  |  |  | 0 | [9 empty] | 0 | 0
C - Commercial & Industrial | C3 - Municipal Energy Solutions | C3a - Muni Retrofit | Ductless Mini Split Heat Pump | EC3a035 | HVAC | [22 empty] | 0 |  |  |  | 0 |  |  |  | 0 |  |  |  | 0 | [9 empty] | 0 | 0
C - Commercial & Industrial | C3 - Municipal Energy Solutions | C3a - Muni Retrofit | ECM Evaporator Fan Motors for Walk-in Cooler/Freezer | EC3a036 | Refrigeration | [22 empty] | 0 |  |  |  | 0 |  |  |  | 0 |  |  |  | 0 | [9 empty] | 0 | 0
C - Commercial & Industrial | C3 - Municipal Energy Solutions | C3a - Muni Retrofit | Electronic Defrost Control | EC3a037 | Refrigeration | [22 empty] | 0 |  |  |  | 0 |  |  |  | 0 |  |  |  | 0 | [9 empty] | 0 | 0
C - Commercial & Industrial | C3 - Municipal Energy Solutions | C3a - Muni Retrofit | Energy Management System, Electric | EC3a038 | HVAC | 1 | 10 | 13244.1714 | 4635.46 | 8608.7114 | 4.6068 | 4.1461 | 46.068 | 41.4612 | 4.1461 | 41.4612 | 10.9458 | 6.8826 | 14.47 | 9.1629 | 7.3709 | 7.3709 | 7.3709 | 7.0023 | 7.0023 | 0 | 0 | 0 | 0 | 0 | 0 | 0 | 0 | 0 | 0 | 0 | 0 | 0 | 0 | 0 | 0 | 0 | 0 | 0 | 0 | 0 | 0 | 0 | 0 | 0 | 0 | 0 | 0 | 0 | 848.2428 | 503.9961 | 733.0795 | 451.2236 | 2536.542 | 79.1046 | 42.6893 | 58.9817 | 22.2878 | 110.0651 | 313.1285 | 2849.6706 | 4648.2739 | 0 | 679.34 | 129.3699 | 5388.5352 | 0 | 6442.8069 | 17288.3259 | 20137.9965 | 0 | 0 | 0 | 0 | 0 | 0 | 0 | 0 | 0 | 0 | 0 | 0 | 0 | 0 | 0 | 0 | 0 | 0 | 0 | 0 | 0 | 0 | 0 | 0 | 0 | 0 | 0 | 0 | 0 | 2013.7996 |  | 0 | 2013.7996 | 650.8964 | 372.8589 | 848.7384 | 533.752 | 2406.2457 | 0 | 0 | 0 | 0 | 0 | 0 | 0 | 0 | 0 | 0 | 22151.7961 | 22544.2422 | 20137.9965 | 24558.0418
C - Commercial & Industrial | C3 - Municipal Energy Solutions | C3a - Muni Retrofit | Energy Star Wifi Thermostat, Electric | EC3a039 | HVAC | [22 empty] | 0 |  |  |  | 0 |  |  |  | 0 |  |  |  | 0 | [9 empty] | 0 | 0
C - Commercial & Industrial | C3 - Municipal Energy Solutions | C3a - Muni Retrofit | Energy Star Wifi Thermostat, Gas | EC3a040 | HVAC | [22 empty] | 0 |  |  |  | 0 |  |  |  | 0 |  |  |  | 0 | [9 empty] | 0 | 0
C - Commercial & Industrial | C3 - Municipal Energy Solutions | C3a - Muni Retrofit | Energy Star Wifi Thermostat, Oil | EC3a041 | HVAC | [22 empty] | 0 |  |  |  | 0 |  |  |  | 0 |  |  |  | 0 | [9 empty] | 0 | 0
C - Commercial & Industrial | C3 - Municipal Energy Solutions | C3a - Muni Retrofit | Energy Star Wifi Thermostat, Propane | EC3a042 | HVAC | [22 empty] | 0 |  |  |  | 0 |  |  |  | 0 |  |  |  | 0 | [9 empty] | 0 | 0
C - Commercial & Industrial | C3 - Municipal Energy Solutions | C3a - Muni Retrofit | Evaporator Fan Control | EC3a043 | Refrigeration | [22 empty] | 0 |  |  |  | 0 |  |  |  | 0 |  |  |  | 0 | [9 empty] | 0 | 0
C - Commercial & Industrial | C3 - Municipal Energy Solutions | C3a - Muni Retrofit | Faucet Aerator, Electric | EC3a044 | Hot Water | [22 empty] | 0 |  |  |  | 0 |  |  |  | 0 |  |  |  | 0 | [9 empty] | 0 | 0
C - Commercial & Industrial | C3 - Municipal Energy Solutions | C3a - Muni Retrofit | Faucet Aerator, Gas | EC3a045 | Hot Water | [22 empty] | 0 |  |  |  | 0 |  |  |  | 0 |  |  |  | 0 | [9 empty] | 0 | 0
C - Commercial & Industrial | C3 - Municipal Energy Solutions | C3a - Muni Retrofit | Faucet Aerator, Oil | EC3a046 | Hot Water | [22 empty] | 0 |  |  |  | 0 |  |  |  | 0 |  |  |  | 0 | [9 empty] | 0 | 0
C - Commercial & Industrial | C3 - Municipal Energy Solutions | C3a - Muni Retrofit | Faucet Aerator, Propane | EC3a047 | Hot Water | [22 empty] | 0 |  |  |  | 0 |  |  |  | 0 |  |  |  | 0 | [9 empty] | 0 | 0
C - Commercial & Industrial | C3 - Municipal Energy Solutions | C3a - Muni Retrofit | Hotel Occupancy Sensor | EC3a050 | HVAC | [22 empty] | 0 |  |  |  | 0 |  |  |  | 0 |  |  |  | 0 | [9 empty] | 0 | 0
C - Commercial & Industrial | C3 - Municipal Energy Solutions | C3a - Muni Retrofit | Insulation, Electric | EC3a051 | Envelope | 1 | 25 | 448.22 | 336.17 | 112.05 | 0.74704 | 0.74704 | 18.676 | 18.676 | 0.74704 | 18.676 | 8.0547 | 10.6213 | 0 | 0 | 0.15 | 0.02595 | 0.02595 | 0.0504 | 0.0504 | 0 | 0 | 0 | 0 | 0 | 0 | 0 | 0 | 0 | 0 | 0 | 0 | 0 | 0 | 0 | 0 | 0 | 0 | 0 | 0 | 0 | 0 | 0 | 0 | 0 | 0 | 0 | 0 | 0 | 545.4635 | 638.9309 | 0 | 0 | 1184.3944 | 24.3635 | 27.4389 | 0 | 0 | 19.8547 | 71.6571 | 1256.0516 | 88.9206 | 0 | 4.8896 | 0.93115 | 82.9992 | 0 | 99.2381 | 276.9786 | 1533.0302 | 0 | 0 | 0 | 0 | 0 | 0 | 0 | 0 | 0 | 0 | 0 | 0 | 0 | 0 | 0 | 0 | 0 | 0 | 0 | 0 | 0 | 0 | 0 | 0 | 0 | 0 | 0 | 0 | 0 | 153.303 |  | 0 | 153.303 | 347.4291 | 413.6323 | 0 | 0 | 761.0613 | 0 | 0 | 0 | 0 | 0 | 0 | 0 | 0 | 0 | 0 | 1686.3332 | 2294.0915 | 1533.0302 | 2447.3945
C - Commercial & Industrial | C3 - Municipal Energy Solutions | C3a - Muni Retrofit | Insulation, Gas | EC3a052 | Envelope | [22 empty] | 0 |  |  |  | 0 |  |  |  | 0 |  |  |  | 0 | [9 empty] | 0 | 0
C - Commercial & Industrial | C3 - Municipal Energy Solutions | C3a - Muni Retrofit | Insulation, Oil | EC3a053 | Envelope | [22 empty] | 0 |  |  |  | 0 |  |  |  | 0 |  |  |  | 0 | [9 empty] | 0 | 0
C - Commercial & Industrial | C3 - Municipal Energy Solutions | C3a - Muni Retrofit | Insulation, Propane | EC3a054 | Envelope | [22 empty] | 0 |  |  |  | 0 |  |  |  | 0 |  |  |  | 0 | [9 empty] | 0 | 0
C - Commercial & Industrial | C3 - Municipal Energy Solutions | C3a - Muni Retrofit | Low Pressure Drop Filter | EC3a055 | Compressed Air | [22 empty] | 0 |  |  |  | 0 |  |  |  | 0 |  |  |  | 0 | [9 empty] | 0 | 0
C - Commercial & Industrial | C3 - Municipal Energy Solutions | C3a - Muni Retrofit | Thermostatic Shut-Off Valve, Electric | EC3a056 | Hot Water | [22 empty] | 0 |  |  |  | 0 |  |  |  | 0 |  |  |  | 0 | [9 empty] | 0 | 0
C - Commercial & Industrial | C3 - Municipal Energy Solutions | C3a - Muni Retrofit | Thermostatic Shut-Off Valve, Gas | EC3a057 | Hot Water | [22 empty] | 0 |  |  |  | 0 |  |  |  | 0 |  |  |  | 0 | [9 empty] | 0 | 0
C - Commercial & Industrial | C3 - Municipal Energy Solutions | C3a - Muni Retrofit | Thermostatic Shut-Off Valve, Oil | EC3a058 | Hot Water | [22 empty] | 0 |  |  |  | 0 |  |  |  | 0 |  |  |  | 0 | [9 empty] | 0 | 0
C - Commercial & Industrial | C3 - Municipal Energy Solutions | C3a - Muni Retrofit | Thermostatic Shut-Off Valve, Propane | EC3a059 | Hot Water | [22 empty] | 0 |  |  |  | 0 |  |  |  | 0 |  |  |  | 0 | [9 empty] | 0 | 0
C - Commercial & Industrial | C3 - Municipal Energy Solutions | C3a - Muni Retrofit | Low-Flow Showerhead, Electric | EC3a060 | Hot Water | [22 empty] | 0 |  |  |  | 0 |  |  |  | 0 |  |  |  | 0 | [9 empty] | 0 | 0
C - Commercial & Industrial | C3 - Municipal Energy Solutions | C3a - Muni Retrofit | Low-Flow Showerhead, Gas | EC3a061 | Hot Water | [22 empty] | 0 |  |  |  | 0 |  |  |  | 0 |  |  |  | 0 | [9 empty] | 0 | 0
C - Commercial & Industrial | C3 - Municipal Energy Solutions | C3a - Muni Retrofit | Low-Flow Showerhead, Oil | EC3a062 | Hot Water | [22 empty] | 0 |  |  |  | 0 |  |  |  | 0 |  |  |  | 0 | [9 empty] | 0 | 0
C - Commercial & Industrial | C3 - Municipal Energy Solutions | C3a - Muni Retrofit | Low-Flow Showerhead, Propane | EC3a063 | Hot Water | [22 empty] | 0 |  |  |  | 0 |  |  |  | 0 |  |  |  | 0 | [9 empty] | 0 | 0
C - Commercial & Industrial | C3 - Municipal Energy Solutions | C3a - Muni Retrofit | Motors, Open Drip | EC3a064 | Motors/Drives | [22 empty] | 0 |  |  |  | 0 |  |  |  | 0 |  |  |  | 0 | [9 empty] | 0 | 0
C - Commercial & Industrial | C3 - Municipal Energy Solutions | C3a - Muni Retrofit | Motors, Totally Enclosed Fan Cooled | EC3a065 | Motors/Drives | [22 empty] | 0 |  |  |  | 0 |  |  |  | 0 |  |  |  | 0 | [9 empty] | 0 | 0
C - Commercial & Industrial | C3 - Municipal Energy Solutions | C3a - Muni Retrofit | Novelty Cooler Shutoff | EC3a066 | Refrigeration | [22 empty] | 0 |  |  |  | 0 |  |  |  | 0 |  |  |  | 0 | [9 empty] | 0 | 0
C - Commercial & Industrial | C3 - Municipal Energy Solutions | C3a - Muni Retrofit | Pipe Wrap - Heating, Electric | EC3a067 | HVAC | [22 empty] | 0 |  |  |  | 0 |  |  |  | 0 |  |  |  | 0 | [9 empty] | 0 | 0
C - Commercial & Industrial | C3 - Municipal Energy Solutions | C3a - Muni Retrofit | Pipe Wrap - Heating, Gas | EC3a068 | HVAC | [22 empty] | 0 |  |  |  | 0 |  |  |  | 0 |  |  |  | 0 | [9 empty] | 0 | 0
C - Commercial & Industrial | C3 - Municipal Energy Solutions | C3a - Muni Retrofit | Pipe Wrap - Heating, Oil | EC3a069 | HVAC | [22 empty] | 0 |  |  |  | 0 |  |  |  | 0 |  |  |  | 0 | [9 empty] | 0 | 0
C - Commercial & Industrial | C3 - Municipal Energy Solutions | C3a - Muni Retrofit | Pipe Wrap - Heating, Propane | EC3a070 | HVAC | [22 empty] | 0 |  |  |  | 0 |  |  |  | 0 |  |  |  | 0 | [9 empty] | 0 | 0
C - Commercial & Industrial | C3 - Municipal Energy Solutions | C3a - Muni Retrofit | Pipe Wrap - Hot Water, Electric | EC3a071 | Hot Water | [22 empty] | 0 |  |  |  | 0 |  |  |  | 0 |  |  |  | 0 | [9 empty] | 0 | 0
C - Commercial & Industrial | C3 - Municipal Energy Solutions | C3a - Muni Retrofit | Pipe Wrap - Hot Water, Gas | EC3a072 | Hot Water | [22 empty] | 0 |  |  |  | 0 |  |  |  | 0 |  |  |  | 0 | [9 empty] | 0 | 0
C - Commercial & Industrial | C3 - Municipal Energy Solutions | C3a - Muni Retrofit | Pipe Wrap - Hot Water, Oil | EC3a073 | Hot Water | [22 empty] | 0 |  |  |  | 0 |  |  |  | 0 |  |  |  | 0 | [9 empty] | 0 | 0
C - Commercial & Industrial | C3 - Municipal Energy Solutions | C3a - Muni Retrofit | Pipe Wrap - Hot Water, Propane | EC3a074 | Hot Water | [22 empty] | 0 |  |  |  | 0 |  |  |  | 0 |  |  |  | 0 | [9 empty] | 0 | 0
C - Commercial & Industrial | C3 - Municipal Energy Solutions | C3a - Muni Retrofit | Pre Rinse Spray Valve, Electric | EC3a075 | Hot Water | [22 empty] | 0 |  |  |  | 0 |  |  |  | 0 |  |  |  | 0 | [9 empty] | 0 | 0
C - Commercial & Industrial | C3 - Municipal Energy Solutions | C3a - Muni Retrofit | Pre Rinse Spray Valve, Gas | EC3a076 | Hot Water | [22 empty] | 0 |  |  |  | 0 |  |  |  | 0 |  |  |  | 0 | [9 empty] | 0 | 0
C - Commercial & Industrial | C3 - Municipal Energy Solutions | C3a - Muni Retrofit | Pre Rinse Spray Valve, Oil | EC3a077 | Hot Water | [22 empty] | 0 |  |  |  | 0 |  |  |  | 0 |  |  |  | 0 | [9 empty] | 0 | 0
C - Commercial & Industrial | C3 - Municipal Energy Solutions | C3a - Muni Retrofit | Pre Rinse Spray Valve, Propane | EC3a078 | Hot Water | [22 empty] | 0 |  |  |  | 0 |  |  |  | 0 |  |  |  | 0 | [9 empty] | 0 | 0
C - Commercial & Industrial | C3 - Municipal Energy Solutions | C3a - Muni Retrofit | Programmable Thermostat, Electric | EC3a079 | HVAC | [22 empty] | 0 |  |  |  | 0 |  |  |  | 0 |  |  |  | 0 | [9 empty] | 0 | 0
C - Commercial & Industrial | C3 - Municipal Energy Solutions | C3a - Muni Retrofit | Programmable Thermostat, Gas | EC3a080 | HVAC | [22 empty] | 0 |  |  |  | 0 |  |  |  | 0 |  |  |  | 0 | [9 empty] | 0 | 0
C - Commercial & Industrial | C3 - Municipal Energy Solutions | C3a - Muni Retrofit | Programmable Thermostat, Oil | EC3a081 | HVAC | [22 empty] | 0 |  |  |  | 0 |  |  |  | 0 |  |  |  | 0 | [9 empty] | 0 | 0
C - Commercial & Industrial | C3 - Municipal Energy Solutions | C3a - Muni Retrofit | Programmable Thermostat, Propane | EC3a082 | HVAC | [22 empty] | 0 |  |  |  | 0 |  |  |  | 0 |  |  |  | 0 | [9 empty] | 0 | 0
C - Commercial & Industrial | C3 - Municipal Energy Solutions | C3a - Muni Retrofit | Steam Trap, Electric | EC3a083 | HVAC | [22 empty] | 0 |  |  |  | 0 |  |  |  | 0 |  |  |  | 0 | [9 empty] | 0 | 0
C - Commercial & Industrial | C3 - Municipal Energy Solutions | C3a - Muni Retrofit | Steam Trap, Gas | EC3a084 | HVAC | [22 empty] | 0 |  |  |  | 0 |  |  |  | 0 |  |  |  | 0 | [9 empty] | 0 | 0
C - Commercial & Industrial | C3 - Municipal Energy Solutions | C3a - Muni Retrofit | Steam Trap, Oil | EC3a085 | HVAC | [22 empty] | 0 |  |  |  | 0 |  |  |  | 0 |  |  |  | 0 | [9 empty] | 0 | 0
C - Commercial & Industrial | C3 - Municipal Energy Solutions | C3a - Muni Retrofit | Steam Trap, Propane | EC3a086 | HVAC | [22 empty] | 0 |  |  |  | 0 |  |  |  | 0 |  |  |  | 0 | [9 empty] | 0 | 0
C - Commercial & Industrial | C3 - Municipal Energy Solutions | C3a - Muni Retrofit | Variable Frequency Drive | EC3a087 | Motors/Drives | [22 empty] | 0 |  |  |  | 0 |  |  |  | 0 |  |  |  | 0 | [9 empty] | 0 | 0
C - Commercial & Industrial | C3 - Municipal Energy Solutions | C3a - Muni Retrofit | Variable Frequency Drive with Motor | EC3a088 | Motors/Drives | [22 empty] | 0 |  |  |  | 0 |  |  |  | 0 |  |  |  | 0 | [9 empty] | 0 | 0
C - Commercial & Industrial | C3 - Municipal Energy Solutions | C3a - Muni Retrofit | Vending Miser | EC3a089 | Refrigeration | [22 empty] | 0 |  |  |  | 0 |  |  |  | 0 |  |  |  | 0 | [9 empty] | 0 | 0
C - Commercial & Industrial | C3 - Municipal Energy Solutions | C3a - Muni Retrofit | Zero Loss Condensate Drain | EC3a090 | Compressed Air | [22 empty] | 0 |  |  |  | 0 |  |  |  | 0 |  |  |  | 0 | [9 empty] | 0 | 0
C - Commercial & Industrial | C3 - Municipal Energy Solutions | C3a - Muni Retrofit | Induction Cooktop Displacing Electric Resistance | EC3a093 | Food Service | [22 empty] | 0 |  |  |  | 0 |  |  |  | 0 |  |  |  | 0 | [9 empty] | 0 | 0
C - Commercial & Industrial | C3 - Municipal Energy Solutions | C3a - Muni Retrofit | CI Audits - Muni Retro | EC3aAUD | Non-Energy Saving | [22 empty] | 0 |  |  |  | 0 |  |  |  | 0 |  |  |  | 0 | [9 empty] | 0 | 0
C - Commercial & Industrial | C3 - Municipal Energy Solutions | C3a - Muni Retrofit | Vendor Fees - Muni Retro | EC3aNES01 | Non-Energy Saving | 1 | 1 | 24722.684 | 24722.684 | 0 | 0 | 0 | 0 | 0 | 0 | 0 | 0 | 0 | 0 | 0 | 0 | 0 | 0 | 0 | 0 | 0 | 0 | 0 | 0 | 0 | 0 | 0 | 0 | 0 | 0 | 0 | 0 | 0 | 0 | 0 | 0 | 0 | 0 | 0 | 0 | 0 | 0 | 0 | 0 | 0 | 0 | 0 | 0 | 0 | 0 | 0 | 0 | 0 | 0 | 0 | 0 | 0 | 0 | 0 | 0 | 0 | 0 | 0 | 0 | 0 | 0 | 0 | 0 | 0 | 0 | 0 | 0 | 0 | 0 | 0 | 0 | 0 | 0 | 0 | 0 | 0 | 0 | 0 | 0 | 0 | 0 | 0 | 0 | 0 | 0 | 0 | 0 | 0 | 0 | 0 | 0 | 0 | 0 | 0 | 0 |  | 0 | 0 | 0 | 0 | 0 | 0 | 0 | 0 | 0 | 0 | 0 | 0 | 0 | 0 | 0 | 0 | 0 | 0 | 0 | 0 | 0
C - Commercial & Industrial | C3 - Municipal Energy Solutions | C3a - Muni Retrofit | Vendor Fees - TA Studies - Muni Retro | EC3aNES02 | Non-Energy Saving | [22 empty] | 0 |  |  |  | 0 |  |  |  | 0 |  |  |  | 0 | [9 empty] | 0 | 0
C - Commercial & Industrial | C3 - Municipal Energy Solutions | C3a - Muni Retrofit | [25 empty] | 0 |  |  |  | 0 |  |  |  | 0 |  |  |  | 0 | [9 empty] | 0 | 0
C - Commercial & Industrial | C3 - Municipal Energy Solutions | C3a - Muni Retrofit | [25 empty] | 0 |  |  |  | 0 |  |  |  | 0 |  |  |  | 0 | [9 empty] | 0 | 0
C - Commercial & Industrial | C3 - Municipal Energy Solutions | C3a - Muni Retrofit | [25 empty] | 0 |  |  |  | 0 |  |  |  | 0 |  |  |  | 0 | [9 empty] | 0 | 0
C - Commercial & Industrial | C3 - Municipal Energy Solutions | C3a - Muni Retrofit | [25 empty] | 0 |  |  |  | 0 |  |  |  | 0 |  |  |  | 0 | [9 empty] | 0 | 0
[28 empty] | 0 |  |  |  | 0 |  |  |  | 0 |  |  |  | 0 | [9 empty] | 0 | 0
C - Commercial & Industrial | C3 - Municipal Energy Solutions | C3b - Muni New Equipment | Custom Muni Compressed Air New | EC3b001 | Compressed Air | [22 empty] | 0 |  |  |  | 0 |  |  |  | 0 |  |  |  | 0 | [9 empty] | 0 | 0
C - Commercial & Industrial | C3 - Municipal Energy Solutions | C3b - Muni New Equipment | Custom Muni Hot Water New | EC3b002 | Hot Water | [22 empty] | 0 |  |  |  | 0 |  |  |  | 0 |  |  |  | 0 | [9 empty] | 0 | 0
C - Commercial & Industrial | C3 - Municipal Energy Solutions | C3b - Muni New Equipment | Custom Muni HVAC New | EC3b003 | HVAC | 2 | 13.5 | 7496 | 5622 | 1874 | 17.028 | 15.3252 | 229.8785 | 206.8907 | 15.3252 | 206.8907 | 148.9613 | 37.2403 | 16.5513 | 4.1378 | 4.7 | 1.8116 | 1.8116 | 4.7 | 4.7 | 0 | 0 | 0 | 0 | 0 | 0 | 0 | 0 | 10.6886 | 144.2957 | 10.6886 | 144.2957 | 0 | 0 | 0 | 0 | 0 | 0 | 0 | 0 | 0 | 0 | 0 | 0 | 10.6886 | 144.2957 | 0 | 0 | 0 | 11220.4342 | 2601.9708 | 851.5514 | 203.866 | 14877.8223 | 834.3909 | 178.1595 | 52.8438 | 7.8563 | 407.3116 | 1480.5621 | 16358.3844 | 4555.4051 | 0 | 455.9761 | 86.8337 | 4704.0508 | 0 | 5624.4025 | 15426.6682 | 31785.0526 | 0 | 0 | 0 | 0 | 0 | 0 | 0 | 0 | 0 | 0 | 0 | 0 | 0 | 0 | 0 | 0 | 0 | 0 | 0 | 0 | 0 | 0 | 0 | 7904.6 | 0 | 0 | 0 | 0 | 7904.6 | 3968.9653 |  | 108.9836 | 4077.9488 | 8145.3973 | 1843.249 | 906.4319 | 223.6977 | 11118.7759 | 0 | 0 | 0 | 0 | 0 | 0 | 0 | 0 | 2398.5624 | 2398.5624 | 43767.6015 | 53206.991 | 31785.0526 | 57175.9562
C - Commercial & Industrial | C3 - Municipal Energy Solutions | C3b - Muni New Equipment | Custom Muni Lighting New - Interior | EC3b004 | Lighting | [22 empty] | 0 |  |  |  | 0 |  |  |  | 0 |  |  |  | 0 | [9 empty] | 0 | 0
C - Commercial & Industrial | C3 - Municipal Energy Solutions | C3b - Muni New Equipment | Custom Muni Lighting New - Exterior | EC3b085 | Lighting | [22 empty] | 0 |  |  |  | 0 |  |  |  | 0 |  |  |  | 0 | [9 empty] | 0 | 0
C - Commercial & Industrial | C3 - Municipal Energy Solutions | C3b - Muni New Equipment | Custom Muni Lighting New - Controls | EC3b086 | Lighting | [22 empty] | 0 |  |  |  | 0 |  |  |  | 0 |  |  |  | 0 | [9 empty] | 0 | 0
C - Commercial & Industrial | C3 - Municipal Energy Solutions | C3b - Muni New Equipment | Custom Muni Motors New | EC3b005 | Motors/Drives | [22 empty] | 0 |  |  |  | 0 |  |  |  | 0 |  |  |  | 0 | [9 empty] | 0 | 0
C - Commercial & Industrial | C3 - Municipal Energy Solutions | C3b - Muni New Equipment | Custom Muni Process New | EC3b006 | Process | [22 empty] | 0 |  |  |  | 0 |  |  |  | 0 |  |  |  | 0 | [9 empty] | 0 | 0
C - Commercial & Industrial | C3 - Municipal Energy Solutions | C3b - Muni New Equipment | Custom Muni Refrigeration New | EC3b007 | Refrigeration | [22 empty] | 0 |  |  |  | 0 |  |  |  | 0 |  |  |  | 0 | [9 empty] | 0 | 0
C - Commercial & Industrial | C3 - Municipal Energy Solutions | C3b - Muni New Equipment | Custom Muni Other New | EC3b008 | Custom Measures | [22 empty] | 0 |  |  |  | 0 |  |  |  | 0 |  |  |  | 0 | [9 empty] | 0 | 0
C - Commercial & Industrial | C3 - Municipal Energy Solutions | C3b - Muni New Equipment | Custom Muni Comprehensive Design | EC3b087 | Custom Measures | [22 empty] | 0 |  |  |  | 0 |  |  |  | 0 |  |  |  | 0 | [9 empty] | 0 | 0
C - Commercial & Industrial | C3 - Municipal Energy Solutions | C3b - Muni New Equipment | Daylight Dimming | EC3b009 | Lighting | [22 empty] | 0 |  |  |  | 0 |  |  |  | 0 |  |  |  | 0 | [9 empty] | 0 | 0
C - Commercial & Industrial | C3 - Municipal Energy Solutions | C3b - Muni New Equipment | Performance Lighting - Exterior w/ Controls | EC3b010 | Lighting | [22 empty] | 0 |  |  |  | 0 |  |  |  | 0 |  |  |  | 0 | [9 empty] | 0 | 0
C - Commercial & Industrial | C3 - Municipal Energy Solutions | C3b - Muni New Equipment | Performance Lighting - Exterior w/o Controls | EC3b011 | Lighting | 2 | 15 | 2146.7093 | 1712.8 | 433.9093 | 7.7427 | 7.9518 | 116.1406 | 119.2764 | 7.4747 | 112.1198 | 22.5361 | 35.4299 | 21.527 | 32.5147 | 1.4556 | 1.5485 | 1.4556 | 0 | 0 | 0 | 0 | 0 | 0 | 0 | 0 | 0 | 0 | 0 | 0 | 0 | 0 | 0 | 0 | 0 | 0 | 0 | 0 | 0 | 0 | 0 | 0 | 0 | 0 | 0 | 0 | 0 | 0 | 0 | 1675.5134 | 2432.2785 | 1109.2508 | 1598.3654 | 6815.408 | 113.6101 | 152.5484 | 61.8571 | 55.561 | 198.6601 | 582.2368 | 7397.6448 | 0 | 0 | 0 | 0 | 0 | 0 | 0 | 0 | 7397.6448 | 0 | 0 | 0 | 0 | 0 | 0 | 0 | 0 | 0 | 0 | 0 | 0 | 0 | 0 | 0 | 0 | 0 | 0 | 0 | 0 | 0 | 0 | 0 | 0 | 0 | 0 | 0 | 0 | 0 | 739.7645 |  | 0 | 739.7645 | 1189.7445 | 1688.5914 | 1142.7259 | 1696.1294 | 5717.1912 | 0 | 0 | 0 | 0 | 0 | 0 | 0 | 0 | 0 | 0 | 8137.4093 | 13114.836 | 7397.6448 | 13854.6005
C - Commercial & Industrial | C3 - Municipal Energy Solutions | C3b - Muni New Equipment | Performance Lighting - Interior w/ Controls | EC3b012 | Lighting | 1.2381 | 15 | 6907.12 | 5511 | 1396.12 | 23.6295 | 25.1891 | 354.4427 | 377.8359 | 23.6777 | 355.1658 | 107.6152 | 61.7988 | 121.8219 | 64.285 | 4.4423 | 1.8384 | 1.7281 | 2.7034 | 2.5412 | -1.2782 | -19.1729 | -1.2015 | -18.0225 | -2.5564 | -38.3457 | -2.403 | -36.045 | 0 | 0 | 0 | 0 | 0 | 0 | 0 | 0 | 0 | 0 | 0 | 0 | 0 | 0 | 0 | 0 | -3.6045 | -54.0675 | 0 | 0 | 0 | 8000.9798 | 4242.5227 | 6277.2775 | 3160.1329 | 21680.913 | 542.5158 | 266.0838 | 350.0509 | 109.8499 | 629.3025 | 1897.8028 | 23578.7158 | 2725.7611 | 0 | 246.5377 | 46.9493 | 2782.3311 | 0 | 3326.6966 | 9128.2758 | 32706.9916 | 0 | 0 | 0 | 0 | 0 | -139.1754 | 0 | -139.1754 | -0.031236 | 0 | 0 | 0 | 0 | 0 | -5.0415 | 0 | -5.0728 | -144.2482 | 0 | -927.041 | 0 | -0.47209 | 0 | 0 | 0 | 0 | 0 | 0 | -1071.7612 | 3163.523 |  | -44.3486 | 3119.1744 | 5681.3163 | 2945.3401 | 6466.7142 | 3353.4225 | 18446.7931 | 0 | -255.5426 | 0 | -715.032 | 0 | 0 | 0 | 0 | 0 | -970.5746 | 34754.4048 | 49111.4489 | 32706.9916 | 52274.9719
C - Commercial & Industrial | C3 - Municipal Energy Solutions | C3b - Muni New Equipment | Performance Lighting - Interior w/o Controls | EC3b013 | Lighting | 1.0029 | 15 | 87.984 | 70.2 | 17.784 | 0.17387 | 0.18535 | 2.6081 | 2.7802 | 0.17423 | 2.6134 | 0.79186 | 0.45473 | 0.8964 | 0.47303 | 0.032688 | 0.013527 | 0.012716 | 0.019892 | 0.018699 | -0.0094053 | -0.14108 | -0.008841 | -0.13261 | -0.018811 | -0.28216 | -0.017682 | -0.26523 | 0 | 0 | 0 | 0 | 0 | 0 | 0 | 0 | 0 | 0 | 0 | 0 | 0 | 0 | 0 | 0 | -0.026523 | -0.39784 | 0 | 0 | 0 | 58.8735 | 31.2177 | 46.19 | 23.2532 | 159.5345 | 3.992 | 1.9579 | 2.5758 | 0.80831 | 4.6306 | 13.9646 | 173.4991 | 20.0569 | 0 | 1.8141 | 0.34547 | 20.4732 | 0 | 24.4788 | 67.1685 | 240.6676 | 0 | 0 | 0 | 0 | 0 | -1.0241 | 0 | -1.0241 | -0.00022985 | 0 | 0 | 0 | 0 | 0 | -0.037097 | 0 | -0.037327 | -1.0614 | 0 | -6.8214 | 0 | -0.0034738 | 0 | 0 | 0 | 0 | 0 | 0 | -7.8863 | 23.2781 |  | -0.32633 | 22.9518 | 41.8048 | 21.6727 | 47.584 | 24.6755 | 135.7369 | 0 | -1.8804 | 0 | -5.2614 | 0 | 0 | 0 | 0 | 0 | -7.1418 | 255.7331 | 361.3764 | 240.6676 | 384.6545
C - Commercial & Industrial | C3 - Municipal Energy Solutions | C3b - Muni New Equipment | Lighting Occupancy Sensors | EC3b014 | Lighting | [22 empty] | 0 |  |  |  | 0 |  |  |  | 0 |  |  |  | 0 | [9 empty] | 0 | 0
C - Commercial & Industrial | C3 - Municipal Energy Solutions | C3b - Muni New Equipment | Advanced Power Strip | EC3b015 | Process | [22 empty] | 0 |  |  |  | 0 |  |  |  | 0 |  |  |  | 0 | [9 empty] | 0 | 0
C - Commercial & Industrial | C3 - Municipal Energy Solutions | C3b - Muni New Equipment | Air Compressor | EC3b016 | Compressed Air | [22 empty] | 0 |  |  |  | 0 |  |  |  | 0 |  |  |  | 0 | [9 empty] | 0 | 0
C - Commercial & Industrial | C3 - Municipal Energy Solutions | C3b - Muni New Equipment | Air Nozzle | EC3b017 | Compressed Air | [22 empty] | 0 |  |  |  | 0 |  |  |  | 0 |  |  |  | 0 | [9 empty] | 0 | 0
C - Commercial & Industrial | C3 - Municipal Energy Solutions | C3b - Muni New Equipment | Boiler 1000 to 1700 MBH 90 AFUE, Oil | EC3b018 | HVAC | [22 empty] | 0 |  |  |  | 0 |  |  |  | 0 |  |  |  | 0 | [9 empty] | 0 | 0
C - Commercial & Industrial | C3 - Municipal Energy Solutions | C3b - Muni New Equipment | Boiler 1000 to 1700 MBH 90 AFUE, Propane | EC3b019 | HVAC | [22 empty] | 0 |  |  |  | 0 |  |  |  | 0 |  |  |  | 0 | [9 empty] | 0 | 0
C - Commercial & Industrial | C3 - Municipal Energy Solutions | C3b - Muni New Equipment | Boiler 1701 to 2000 MBH 85 AFUE, Oil | EC3b020 | HVAC | [22 empty] | 0 |  |  |  | 0 |  |  |  | 0 |  |  |  | 0 | [9 empty] | 0 | 0
C - Commercial & Industrial | C3 - Municipal Energy Solutions | C3b - Muni New Equipment | Boiler 1701 to 2000 MBH 90 AFUE, Propane | EC3b021 | HVAC | [22 empty] | 0 |  |  |  | 0 |  |  |  | 0 |  |  |  | 0 | [9 empty] | 0 | 0
C - Commercial & Industrial | C3 - Municipal Energy Solutions | C3b - Muni New Equipment | Boiler 301 to 499 MBH 85 AFUE, Oil | EC3b022 | HVAC | [22 empty] | 0 |  |  |  | 0 |  |  |  | 0 |  |  |  | 0 | [9 empty] | 0 | 0
C - Commercial & Industrial | C3 - Municipal Energy Solutions | C3b - Muni New Equipment | Boiler 301 to 499 MBH 90 AFUE, Propane | EC3b023 | HVAC | [22 empty] | 0 |  |  |  | 0 |  |  |  | 0 |  |  |  | 0 | [9 empty] | 0 | 0
C - Commercial & Industrial | C3 - Municipal Energy Solutions | C3b - Muni New Equipment | Boiler 500 to 999 MBH 85 AFUE, Oil | EC3b024 | HVAC | [22 empty] | 0 |  |  |  | 0 |  |  |  | 0 |  |  |  | 0 | [9 empty] | 0 | 0
C - Commercial & Industrial | C3 - Municipal Energy Solutions | C3b - Muni New Equipment | Boiler 500 to 999 MBH 90 AFUE, Propane | EC3b025 | HVAC | [22 empty] | 0 |  |  |  | 0 |  |  |  | 0 |  |  |  | 0 | [9 empty] | 0 | 0
C - Commercial & Industrial | C3 - Municipal Energy Solutions | C3b - Muni New Equipment | Boiler to 300 MBH 85 AFUE, Oil | EC3b026 | HVAC | [22 empty] | 0 |  |  |  | 0 |  |  |  | 0 |  |  |  | 0 | [9 empty] | 0 | 0
C - Commercial & Industrial | C3 - Municipal Energy Solutions | C3b - Muni New Equipment | Boiler to 300 MBH 87 AFUE, Oil | EC3b027 | HVAC | [22 empty] | 0 |  |  |  | 0 |  |  |  | 0 |  |  |  | 0 | [9 empty] | 0 | 0
C - Commercial & Industrial | C3 - Municipal Energy Solutions | C3b - Muni New Equipment | Boiler to 300 MBH 90 AFUE, Propane | EC3b028 | HVAC | [22 empty] | 0 |  |  |  | 0 |  |  |  | 0 |  |  |  | 0 | [9 empty] | 0 | 0
C - Commercial & Industrial | C3 - Municipal Energy Solutions | C3b - Muni New Equipment | Boiler to 300 MBH 95 AFUE, Propane | EC3b029 | HVAC | 2 | 25 | 6958 | 3000 | 3958 | 0 | 0 | 0 | 0 | 0 | 0 | 0 | 0 | 0 | 0 | 0 | 0 | 0 | 0 | 0 | 0 | 0 | 0 | 0 | 0 | 0 | 0 | 0 | 29.4 | 735 | 29.4 | 735 | 0 | 0 | 0 | 0 | 0 | 0 | 0 | 0 | 0 | 0 | 0 | 0 | 29.4 | 735 | 0 | 0 | 0 | 0 | 0 | 0 | 0 | 0 | 0 | 0 | 0 | 0 | 0 | 0 | 0 | 0 | 0 | 0 | 0 | 0 | 0 | 0 | 0 | 0 | 0 | 0 | 0 | 0 | 0 | 0 | 0 | 0 | 0 | 0 | 0 | 0 | 0 | 0 | 0 | 0 | 0 | 0 | 0 | 0 | 0 | 0 | 0 | 36223.9612 | 0 | 0 | 0 | 0 | 36223.9612 | 3622.3961 |  | 636.2637 | 4258.6598 | 0 | 0 | 0 | 0 | 0 | 0 | 0 | 0 | 0 | 0 | 0 | 0 | 0 | 11712.3664 | 11712.3664 | 40482.621 | 47936.3276 | 0 | 51558.7237
C - Commercial & Industrial | C3 - Municipal Energy Solutions | C3b - Muni New Equipment | Circulator Pump | EC3b030 | HVAC | 1 | 20 | 266.67 | 200 | 66.67 | 2.9606 | 2.9606 | 59.211 | 59.211 | 2.9606 | 59.211 | 15.6317 | 9.829 | 20.6646 | 13.0856 | 0.31 | 0.0155 | 0.0155 | 0.2542 | 0.2542 | 0 | 0 | 0 | 0 | 0 | 0 | 0 | 0 | 0 | 0 | 0 | 0 | 0 | 0 | 0 | 0 | 0 | 0 | 0 | 0 | 0 | 0 | 0 | 0 | 0 | 0 | 0 | 0 | 0 | 1108.1902 | 634.7771 | 1056.5916 | 630.8806 | 3430.4394 | 59.1025 | 31.7402 | 44.5343 | 16.7705 | 78.685 | 230.8326 | 3661.272 | 382.5285 | 0 | 24.6615 | 4.6964 | 352.3518 | 0 | 421.2898 | 1185.5281 | 4846.8 | 0 | 0 | 0 | 0 | 0 | 0 | 0 | 0 | 0 | 0 | 0 | 0 | 0 | 0 | 0 | 0 | 0 | 0 | 0 | 0 | 0 | 0 | 0 | 0 | 0 | 0 | 0 | 0 | 0 | 484.68 |  | 0 | 484.68 | 738.6005 | 420.2862 | 988.9285 | 610.2004 | 2758.0156 | 0 | 0 | 0 | 0 | 0 | 0 | 0 | 0 | 0 | 0 | 5331.48 | 7604.8156 | 4846.8 | 8089.4956
C - Commercial & Industrial | C3 - Municipal Energy Solutions | C3b - Muni New Equipment | Combination Oven, Electric | EC3b031 | Food Service | [22 empty] | 0 |  |  |  | 0 |  |  |  | 0 |  |  |  | 0 | [9 empty] | 0 | 0
C - Commercial & Industrial | C3 - Municipal Energy Solutions | C3b - Muni New Equipment | Compressor Storage | EC3b032 | Compressed Air | [22 empty] | 0 |  |  |  | 0 |  |  |  | 0 |  |  |  | 0 | [9 empty] | 0 | 0
C - Commercial & Industrial | C3 - Municipal Energy Solutions | C3b - Muni New Equipment | Condensing Unit Heater up to 300 MBH, Oil | EC3b033 | HVAC | [22 empty] | 0 |  |  |  | 0 |  |  |  | 0 |  |  |  | 0 | [9 empty] | 0 | 0
C - Commercial & Industrial | C3 - Municipal Energy Solutions | C3b - Muni New Equipment | Condensing Unit Heater up to 300 MBH, Propane | EC3b034 | HVAC | [22 empty] | 0 |  |  |  | 0 |  |  |  | 0 |  |  |  | 0 | [9 empty] | 0 | 0
C - Commercial & Industrial | C3 - Municipal Energy Solutions | C3b - Muni New Equipment | Convection Oven, Electric | EC3b035 | Food Service | [22 empty] | 0 |  |  |  | 0 |  |  |  | 0 |  |  |  | 0 | [9 empty] | 0 | 0
C - Commercial & Industrial | C3 - Municipal Energy Solutions | C3b - Muni New Equipment | Dishwasher - High Temp Door Type | EC3b036 | Food Service | [22 empty] | 0 |  |  |  | 0 |  |  |  | 0 |  |  |  | 0 | [9 empty] | 0 | 0
C - Commercial & Industrial | C3 - Municipal Energy Solutions | C3b - Muni New Equipment | Dishwasher - High Temp Multi Tank Conveyor | EC3b037 | Food Service | [22 empty] | 0 |  |  |  | 0 |  |  |  | 0 |  |  |  | 0 | [9 empty] | 0 | 0
C - Commercial & Industrial | C3 - Municipal Energy Solutions | C3b - Muni New Equipment | Dishwasher - High Temp Pot, Pan, Utensil | EC3b038 | Food Service | [22 empty] | 0 |  |  |  | 0 |  |  |  | 0 |  |  |  | 0 | [9 empty] | 0 | 0
C - Commercial & Industrial | C3 - Municipal Energy Solutions | C3b - Muni New Equipment | Dishwasher - High Temp Single Tank Conveyor | EC3b039 | Food Service | [22 empty] | 0 |  |  |  | 0 |  |  |  | 0 |  |  |  | 0 | [9 empty] | 0 | 0
C - Commercial & Industrial | C3 - Municipal Energy Solutions | C3b - Muni New Equipment | Dishwasher - High Temp Under Counter | EC3b040 | Food Service | [22 empty] | 0 |  |  |  | 0 |  |  |  | 0 |  |  |  | 0 | [9 empty] | 0 | 0
C - Commercial & Industrial | C3 - Municipal Energy Solutions | C3b - Muni New Equipment | Dishwasher - Low Temp Door Type | EC3b041 | Food Service | [22 empty] | 0 |  |  |  | 0 |  |  |  | 0 |  |  |  | 0 | [9 empty] | 0 | 0
C - Commercial & Industrial | C3 - Municipal Energy Solutions | C3b - Muni New Equipment | Dishwasher - Low Temp Multi Tank Conveyor | EC3b042 | Food Service | [22 empty] | 0 |  |  |  | 0 |  |  |  | 0 |  |  |  | 0 | [9 empty] | 0 | 0
C - Commercial & Industrial | C3 - Municipal Energy Solutions | C3b - Muni New Equipment | Dishwasher - Low Temp Single Tank Conveyor | EC3b043 | Food Service | [22 empty] | 0 |  |  |  | 0 |  |  |  | 0 |  |  |  | 0 | [9 empty] | 0 | 0
C - Commercial & Industrial | C3 - Municipal Energy Solutions | C3b - Muni New Equipment | Dishwasher - Low Temp Under Counter | EC3b044 | Food Service | [22 empty] | 0 |  |  |  | 0 |  |  |  | 0 |  |  |  | 0 | [9 empty] | 0 | 0
C - Commercial & Industrial | C3 - Municipal Energy Solutions | C3b - Muni New Equipment | Faucet Aerator, Electric | EC3b045 | Hot Water | [22 empty] | 0 |  |  |  | 0 |  |  |  | 0 |  |  |  | 0 | [9 empty] | 0 | 0
C - Commercial & Industrial | C3 - Municipal Energy Solutions | C3b - Muni New Equipment | Faucet Aerator, Gas | EC3b046 | Hot Water | [22 empty] | 0 |  |  |  | 0 |  |  |  | 0 |  |  |  | 0 | [9 empty] | 0 | 0
C - Commercial & Industrial | C3 - Municipal Energy Solutions | C3b - Muni New Equipment | Faucet Aerator, Oil | EC3b047 | Hot Water | [22 empty] | 0 |  |  |  | 0 |  |  |  | 0 |  |  |  | 0 | [9 empty] | 0 | 0
C - Commercial & Industrial | C3 - Municipal Energy Solutions | C3b - Muni New Equipment | Faucet Aerator, Propane | EC3b048 | Hot Water | [22 empty] | 0 |  |  |  | 0 |  |  |  | 0 |  |  |  | 0 | [9 empty] | 0 | 0
C - Commercial & Industrial | C3 - Municipal Energy Solutions | C3b - Muni New Equipment | Fryer Large Vat, Electric | EC3b049 | Food Service | [22 empty] | 0 |  |  |  | 0 |  |  |  | 0 |  |  |  | 0 | [9 empty] | 0 | 0
C - Commercial & Industrial | C3 - Municipal Energy Solutions | C3b - Muni New Equipment | Fryer Standard Vat, Electric | EC3b050 | Food Service | [22 empty] | 0 |  |  |  | 0 |  |  |  | 0 |  |  |  | 0 | [9 empty] | 0 | 0
C - Commercial & Industrial | C3 - Municipal Energy Solutions | C3b - Muni New Equipment | Furnace w/ ECM 85 AFUE up to 150 MBH, Oil | EC3b051 | HVAC | [22 empty] | 0 |  |  |  | 0 |  |  |  | 0 |  |  |  | 0 | [9 empty] | 0 | 0
C - Commercial & Industrial | C3 - Municipal Energy Solutions | C3b - Muni New Equipment | Furnace w/ ECM 87 AFUE up to 150 MBH, Oil | EC3b052 | HVAC | [22 empty] | 0 |  |  |  | 0 |  |  |  | 0 |  |  |  | 0 | [9 empty] | 0 | 0
C - Commercial & Industrial | C3 - Municipal Energy Solutions | C3b - Muni New Equipment | Furnace w/ ECM 95 AFUE up to 150 MBH, Propane | EC3b053 | HVAC | [22 empty] | 0 |  |  |  | 0 |  |  |  | 0 |  |  |  | 0 | [9 empty] | 0 | 0
C - Commercial & Industrial | C3 - Municipal Energy Solutions | C3b - Muni New Equipment | Furnace w/ ECM 97 AFUE up to 150 MBH, Propane | EC3b054 | HVAC | [22 empty] | 0 |  |  |  | 0 |  |  |  | 0 |  |  |  | 0 | [9 empty] | 0 | 0
C - Commercial & Industrial | C3 - Municipal Energy Solutions | C3b - Muni New Equipment | Griddle, Electric | EC3b055 | Food Service | [22 empty] | 0 |  |  |  | 0 |  |  |  | 0 |  |  |  | 0 | [9 empty] | 0 | 0
C - Commercial & Industrial | C3 - Municipal Energy Solutions | C3b - Muni New Equipment | Ground Source Heat Pump | EC3b056 | HVAC | [22 empty] | 0 |  |  |  | 0 |  |  |  | 0 |  |  |  | 0 | [9 empty] | 0 | 0
C - Commercial & Industrial | C3 - Municipal Energy Solutions | C3b - Muni New Equipment | Hot Food Holding Cabinet 3/4 Size | EC3b057 | Food Service | [22 empty] | 0 |  |  |  | 0 |  |  |  | 0 |  |  |  | 0 | [9 empty] | 0 | 0
C - Commercial & Industrial | C3 - Municipal Energy Solutions | C3b - Muni New Equipment | Hot Food Holding Cabinet Full Size | EC3b058 | Food Service | [22 empty] | 0 |  |  |  | 0 |  |  |  | 0 |  |  |  | 0 | [9 empty] | 0 | 0
C - Commercial & Industrial | C3 - Municipal Energy Solutions | C3b - Muni New Equipment | Hot Food Holding Cabinet Half Size | EC3b059 | Food Service | [22 empty] | 0 |  |  |  | 0 |  |  |  | 0 |  |  |  | 0 | [9 empty] | 0 | 0
C - Commercial & Industrial | C3 - Municipal Energy Solutions | C3b - Muni New Equipment | Ice Machine - Ice Making Head | EC3b060 | Food Service | [22 empty] | 0 |  |  |  | 0 |  |  |  | 0 |  |  |  | 0 | [9 empty] | 0 | 0
C - Commercial & Industrial | C3 - Municipal Energy Solutions | C3b - Muni New Equipment | Ice Machine - Remote Cond./Split Unit - Batch | EC3b061 | Food Service | [22 empty] | 0 |  |  |  | 0 |  |  |  | 0 |  |  |  | 0 | [9 empty] | 0 | 0
C - Commercial & Industrial | C3 - Municipal Energy Solutions | C3b - Muni New Equipment | Ice Machine - Remote Cond./Split Unit - Continuous | EC3b062 | Food Service | [22 empty] | 0 |  |  |  | 0 |  |  |  | 0 |  |  |  | 0 | [9 empty] | 0 | 0
C - Commercial & Industrial | C3 - Municipal Energy Solutions | C3b - Muni New Equipment | Ice Machine - Self Contained | EC3b063 | Food Service | [22 empty] | 0 |  |  |  | 0 |  |  |  | 0 |  |  |  | 0 | [9 empty] | 0 | 0
C - Commercial & Industrial | C3 - Municipal Energy Solutions | C3b - Muni New Equipment | Infrared Heater | EC3b064 | HVAC | [22 empty] | 0 |  |  |  | 0 |  |  |  | 0 |  |  |  | 0 | [9 empty] | 0 | 0
C - Commercial & Industrial | C3 - Municipal Energy Solutions | C3b - Muni New Equipment | Low Pressure Drop Filter | EC3b065 | Compressed Air | [22 empty] | 0 |  |  |  | 0 |  |  |  | 0 |  |  |  | 0 | [9 empty] | 0 | 0
C - Commercial & Industrial | C3 - Municipal Energy Solutions | C3b - Muni New Equipment | Thermostatic Shut-Off Valve, Electric | EC3b066 | Hot Water | [22 empty] | 0 |  |  |  | 0 |  |  |  | 0 |  |  |  | 0 | [9 empty] | 0 | 0
C - Commercial & Industrial | C3 - Municipal Energy Solutions | C3b - Muni New Equipment | Thermostatic Shut-Off Valve, Gas | EC3b067 | Hot Water | [22 empty] | 0 |  |  |  | 0 |  |  |  | 0 |  |  |  | 0 | [9 empty] | 0 | 0
C - Commercial & Industrial | C3 - Municipal Energy Solutions | C3b - Muni New Equipment | Thermostatic Shut-Off Valve, Oil | EC3b068 | Hot Water | [22 empty] | 0 |  |  |  | 0 |  |  |  | 0 |  |  |  | 0 | [9 empty] | 0 | 0
C - Commercial & Industrial | C3 - Municipal Energy Solutions | C3b - Muni New Equipment | Thermostatic Shut-Off Valve, Propane | EC3b069 | Hot Water | [22 empty] | 0 |  |  |  | 0 |  |  |  | 0 |  |  |  | 0 | [9 empty] | 0 | 0
C - Commercial & Industrial | C3 - Municipal Energy Solutions | C3b - Muni New Equipment | Low-Flow Showerhead, Electric | EC3b070 | Hot Water | [22 empty] | 0 |  |  |  | 0 |  |  |  | 0 |  |  |  | 0 | [9 empty] | 0 | 0
C - Commercial & Industrial | C3 - Municipal Energy Solutions | C3b - Muni New Equipment | Low-Flow Showerhead, Gas | EC3b071 | Hot Water | [22 empty] | 0 |  |  |  | 0 |  |  |  | 0 |  |  |  | 0 | [9 empty] | 0 | 0
C - Commercial & Industrial | C3 - Municipal Energy Solutions | C3b - Muni New Equipment | Low-Flow Showerhead, Oil | EC3b072 | Hot Water | [22 empty] | 0 |  |  |  | 0 |  |  |  | 0 |  |  |  | 0 | [9 empty] | 0 | 0
C - Commercial & Industrial | C3 - Municipal Energy Solutions | C3b - Muni New Equipment | Low-Flow Showerhead, Propane | EC3b073 | Hot Water | [22 empty] | 0 |  |  |  | 0 |  |  |  | 0 |  |  |  | 0 | [9 empty] | 0 | 0
C - Commercial & Industrial | C3 - Municipal Energy Solutions | C3b - Muni New Equipment | Pre Rinse Spray Valve, Electric | EC3b074 | Hot Water | [22 empty] | 0 |  |  |  | 0 |  |  |  | 0 |  |  |  | 0 | [9 empty] | 0 | 0
C - Commercial & Industrial | C3 - Municipal Energy Solutions | C3b - Muni New Equipment | Pre Rinse Spray Valve, Gas | EC3b075 | Hot Water | [22 empty] | 0 |  |  |  | 0 |  |  |  | 0 |  |  |  | 0 | [9 empty] | 0 | 0
C - Commercial & Industrial | C3 - Municipal Energy Solutions | C3b - Muni New Equipment | Pre Rinse Spray Valve, Oil | EC3b076 | Hot Water | [22 empty] | 0 |  |  |  | 0 |  |  |  | 0 |  |  |  | 0 | [9 empty] | 0 | 0
C - Commercial & Industrial | C3 - Municipal Energy Solutions | C3b - Muni New Equipment | Pre Rinse Spray Valve, Propane | EC3b077 | Hot Water | [22 empty] | 0 |  |  |  | 0 |  |  |  | 0 |  |  |  | 0 | [9 empty] | 0 | 0
C - Commercial & Industrial | C3 - Municipal Energy Solutions | C3b - Muni New Equipment | Refrigerated Air Dryer | EC3b078 | Compressed Air | [22 empty] | 0 |  |  |  | 0 |  |  |  | 0 |  |  |  | 0 | [9 empty] | 0 | 0
C - Commercial & Industrial | C3 - Municipal Energy Solutions | C3b - Muni New Equipment | Steam Cooker, Electric | EC3b079 | Food Service | [22 empty] | 0 |  |  |  | 0 |  |  |  | 0 |  |  |  | 0 | [9 empty] | 0 | 0
C - Commercial & Industrial | C3 - Municipal Energy Solutions | C3b - Muni New Equipment | Unitary Air Conditioner | EC3b080 | HVAC | 1 | 20 | 93.3333 | 70 | 23.3333 | 0.23117 | 0.23117 | 4.6234 | 4.6234 | 0.23117 | 4.6234 | 0.39761 | 0.21268 | 2.4365 | 1.5766 | 0.18 | 0 | 0 | 0.06156 | 0.06156 | 0 | 0 | 0 | 0 | 0 | 0 | 0 | 0 | 0 | 0 | 0 | 0 | 0 | 0 | 0 | 0 | 0 | 0 | 0 | 0 | 0 | 0 | 0 | 0 | 0 | 0 | 0 | 0 | 0 | 28.1882 | 13.735 | 124.5809 | 76.0096 | 242.5137 | 1.5033 | 0.68678 | 5.251 | 2.0205 | 6.144 | 15.6056 | 258.1194 | 92.6375 | 0 | 5.9723 | 1.1373 | 85.3296 | 0 | 102.0244 | 287.1011 | 545.2205 | 0 | 0 | 0 | 0 | 0 | 0 | 0 | 0 | 0 | 0 | 0 | 0 | 0 | 0 | 0 | 0 | 0 | 0 | 0 | 0 | 0 | 0 | 0 | 0 | 0 | 0 | 0 | 0 | 0 | 54.5221 |  | 0 | 54.5221 | 18.7872 | 9.094 | 116.6029 | 73.518 | 218.0021 | 0 | 0 | 0 | 0 | 0 | 0 | 0 | 0 | 0 | 0 | 599.7426 | 763.2226 | 545.2205 | 817.7446
C - Commercial & Industrial | C3 - Municipal Energy Solutions | C3b - Muni New Equipment | Water Source Heat Pump | EC3b081 | HVAC | [22 empty] | 0 |  |  |  | 0 |  |  |  | 0 |  |  |  | 0 | [9 empty] | 0 | 0
C - Commercial & Industrial | C3 - Municipal Energy Solutions | C3b - Muni New Equipment | Zero Loss Condensate Drain | EC3b082 | Compressed Air | [22 empty] | 0 |  |  |  | 0 |  |  |  | 0 |  |  |  | 0 | [9 empty] | 0 | 0
C - Commercial & Industrial | C3 - Municipal Energy Solutions | C3b - Muni New Equipment | High Efficiency Chiller - FL | EC3b083 | HVAC | [22 empty] | 0 |  |  |  | 0 |  |  |  | 0 |  |  |  | 0 | [9 empty] | 0 | 0
C - Commercial & Industrial | C3 - Municipal Energy Solutions | C3b - Muni New Equipment | High Efficiency Chiller - IPLV | EC3b084 | HVAC | [22 empty] | 0 |  |  |  | 0 |  |  |  | 0 |  |  |  | 0 | [9 empty] | 0 | 0
C - Commercial & Industrial | C3 - Municipal Energy Solutions | C3b - Muni New Equipment | Induction Cooktop Displacing Electric Resistance | EC3b088 | Food Service | 1 | 12 | 1500 | 750 | 750 | 2.488 | 2.488 | 29.856 | 29.856 | 2.488 | 29.856 | 9.5539 | 10.4496 | 4.777 | 5.0755 | 0.43 | 0.387 | 0.387 | 0.387 | 0.387 | 0 | 0 | 0 | 0 | 0 | 0 | 0 | 0 | 0 | 0 | 0 | 0 | 0 | 0 | 0 | 0 | 0 | 0 | 0 | 0 | 0 | 0 | 0 | 0 | 0 | 0 | 0 | 0 | 0 | 728.4501 | 740.6029 | 244.2618 | 249.8369 | 1963.1517 | 60.2047 | 56.2403 | 17.158 | 10.8413 | 66.1257 | 210.57 | 2173.7217 | 315.1965 | 0 | 37.5453 | 7.1499 | 349.8543 | 0 | 418.3036 | 1128.0495 | 3301.7712 | 0 | 0 | 0 | 0 | 0 | 0 | 0 | 0 | 0 | 0 | 0 | 0 | 0 | 0 | 0 | 0 | 0 | 0 | 0 | 0 | 0 | 0 | 0 | 0 | 0 | 0 | 0 | 0 | 0 | 330.1771 |  | 0 | 330.1771 | 541.8826 | 537.5376 | 269.6149 | 283.8333 | 1632.8684 | 0 | 0 | 0 | 0 | 0 | 0 | 0 | 0 | 0 | 0 | 3631.9483 | 4934.6396 | 3301.7712 | 5264.8167
C - Commercial & Industrial | C3 - Municipal Energy Solutions | C3b - Muni New Equipment | Compressed Air Leak Detection | EC3b089 | Compressed Air | [22 empty] | 0 |  |  |  | 0 |  |  |  | 0 |  |  |  | 0 | [9 empty] | 0 | 0
C - Commercial & Industrial | C3 - Municipal Energy Solutions | C3b - Muni New Equipment | CI Audits - Muni New | EC3bAUD | Non-Energy Saving | 1 | 1 | 15379.7445 | 15379.7445 | 0 | 0 | 0 | 0 | 0 | 0 | 0 | 0 | 0 | 0 | 0 | 0 | 0 | 0 | 0 | 0 | 0 | 0 | 0 | 0 | 0 | 0 | 0 | 0 | 0 | 0 | 0 | 0 | 0 | 0 | 0 | 0 | 0 | 0 | 0 | 0 | 0 | 0 | 0 | 0 | 0 | 0 | 0 | 0 | 0 | 0 | 0 | 0 | 0 | 0 | 0 | 0 | 0 | 0 | 0 | 0 | 0 | 0 | 0 | 0 | 0 | 0 | 0 | 0 | 0 | 0 | 0 | 0 | 0 | 0 | 0 | 0 | 0 | 0 | 0 | 0 | 0 | 0 | 0 | 0 | 0 | 0 | 0 | 0 | 0 | 0 | 0 | 0 | 0 | 0 | 0 | 0 | 0 | 0 | 0 | 0 |  | 0 | 0 | 0 | 0 | 0 | 0 | 0 | 0 | 0 | 0 | 0 | 0 | 0 | 0 | 0 | 0 | 0 | 0 | 0 | 0 | 0
C - Commercial & Industrial | C3 - Municipal Energy Solutions | C3b - Muni New Equipment | Vendor Fees - Muni New | EC3bNES01 | Non-Energy Saving | [22 empty] | 0 |  |  |  | 0 |  |  |  | 0 |  |  |  | 0 | [9 empty] | 0 | 0
C - Commercial & Industrial | C3 - Municipal Energy Solutions | C3b - Muni New Equipment | Vendor Fees - TA Studies - Muni New | EC3bNES02 | Non-Energy Saving | [22 empty] | 0 |  |  |  | 0 |  |  |  | 0 |  |  |  | 0 | [9 empty] | 0 | 0
[28 empty] | 0 |  |  |  | 0 |  |  |  | 0 |  |  |  | 0 | [9 empty] | 0 | 0
C - Commercial & Industrial | C3 - Municipal Energy Solutions | C3d - Muni Direct Install | Custom Muni Compressed Air Direct Install | EC3d001 | Compressed Air | [22 empty] | 0 |  |  |  | 0 |  |  |  | 0 |  |  |  | 0 | [9 empty] | 0 | 0
C - Commercial & Industrial | C3 - Municipal Energy Solutions | C3d - Muni Direct Install | Custom Muni Hot Water Direct Install | EC3d002 | Hot Water | [22 empty] | 0 |  |  |  | 0 |  |  |  | 0 |  |  |  | 0 | [9 empty] | 0 | 0
C - Commercial & Industrial | C3 - Municipal Energy Solutions | C3d - Muni Direct Install | Custom Muni HVAC Direct Install | EC3d003 | HVAC | [22 empty] | 0 |  |  |  | 0 |  |  |  | 0 |  |  |  | 0 | [9 empty] | 0 | 0
C - Commercial & Industrial | C3 - Municipal Energy Solutions | C3d - Muni Direct Install | Custom Muni Lighting Direct Install - Interior | EC3d004 | Lighting | [22 empty] | 0 |  |  |  | 0 |  |  |  | 0 |  |  |  | 0 | [9 empty] | 0 | 0
C - Commercial & Industrial | C3 - Municipal Energy Solutions | C3d - Muni Direct Install | Custom Muni Lighting Direct Install - Exterior | EC3d005 | Lighting | [22 empty] | 0 |  |  |  | 0 |  |  |  | 0 |  |  |  | 0 | [9 empty] | 0 | 0
C - Commercial & Industrial | C3 - Municipal Energy Solutions | C3d - Muni Direct Install | Custom Muni Lighting Direct Install - Controls | EC3d006 | Lighting | [22 empty] | 0 |  |  |  | 0 |  |  |  | 0 |  |  |  | 0 | [9 empty] | 0 | 0
C - Commercial & Industrial | C3 - Municipal Energy Solutions | C3d - Muni Direct Install | Custom Muni Motors Direct Install | EC3d007 | Motors/Drives | [22 empty] | 0 |  |  |  | 0 |  |  |  | 0 |  |  |  | 0 | [9 empty] | 0 | 0
C - Commercial & Industrial | C3 - Municipal Energy Solutions | C3d - Muni Direct Install | Custom Muni Process Direct Install | EC3d008 | Process | [22 empty] | 0 |  |  |  | 0 |  |  |  | 0 |  |  |  | 0 | [9 empty] | 0 | 0
C - Commercial & Industrial | C3 - Municipal Energy Solutions | C3d - Muni Direct Install | Custom Muni Refrigeration Direct Install | EC3d009 | Refrigeration | [22 empty] | 0 |  |  |  | 0 |  |  |  | 0 |  |  |  | 0 | [9 empty] | 0 | 0
C - Commercial & Industrial | C3 - Municipal Energy Solutions | C3d - Muni Direct Install | Custom Muni Other Direct Install | EC3d010 | Custom Measures | [22 empty] | 0 |  |  |  | 0 |  |  |  | 0 |  |  |  | 0 | [9 empty] | 0 | 0
C - Commercial & Industrial | C3 - Municipal Energy Solutions | C3d - Muni Direct Install | Daylight Dimming | EC3d011 | Lighting | [22 empty] | 0 |  |  |  | 0 |  |  |  | 0 |  |  |  | 0 | [9 empty] | 0 | 0
C - Commercial & Industrial | C3 - Municipal Energy Solutions | C3d - Muni Direct Install | Lighting Fixture - Exterior w/ Controls | EC3d012 | Lighting | [22 empty] | 0 |  |  |  | 0 |  |  |  | 0 |  |  |  | 0 | [9 empty] | 0 | 0
C - Commercial & Industrial | C3 - Municipal Energy Solutions | C3d - Muni Direct Install | Lighting Fixture - Exterior w/o Controls | EC3d013 | Lighting | [22 empty] | 0 |  |  |  | 0 |  |  |  | 0 |  |  |  | 0 | [9 empty] | 0 | 0
C - Commercial & Industrial | C3 - Municipal Energy Solutions | C3d - Muni Direct Install | Lighting Fixture - Interior w/ Controls | EC3d014 | Lighting | [22 empty] | 0 |  |  |  | 0 |  |  |  | 0 |  |  |  | 0 | [9 empty] | 0 | 0
C - Commercial & Industrial | C3 - Municipal Energy Solutions | C3d - Muni Direct Install | Lighting Fixture - Interior w/o Controls | EC3d015 | Lighting | [22 empty] | 0 |  |  |  | 0 |  |  |  | 0 |  |  |  | 0 | [9 empty] | 0 | 0
C - Commercial & Industrial | C3 - Municipal Energy Solutions | C3d - Muni Direct Install | Lighting Occupancy Sensors | EC3d016 | Lighting | [22 empty] | 0 |  |  |  | 0 |  |  |  | 0 |  |  |  | 0 | [9 empty] | 0 | 0
C - Commercial & Industrial | C3 - Municipal Energy Solutions | C3d - Muni Direct Install | Air Sealing, Electric | EC3d017 | HVAC | [22 empty] | 0 |  |  |  | 0 |  |  |  | 0 |  |  |  | 0 | [9 empty] | 0 | 0
C - Commercial & Industrial | C3 - Municipal Energy Solutions | C3d - Muni Direct Install | Air Sealing, Gas | EC3d018 | HVAC | [22 empty] | 0 |  |  |  | 0 |  |  |  | 0 |  |  |  | 0 | [9 empty] | 0 | 0
C - Commercial & Industrial | C3 - Municipal Energy Solutions | C3d - Muni Direct Install | Air Sealing, Oil | EC3d019 | HVAC | [22 empty] | 0 |  |  |  | 0 |  |  |  | 0 |  |  |  | 0 | [9 empty] | 0 | 0
C - Commercial & Industrial | C3 - Municipal Energy Solutions | C3d - Muni Direct Install | Air Sealing, Propane | EC3d020 | HVAC | [22 empty] | 0 |  |  |  | 0 |  |  |  | 0 |  |  |  | 0 | [9 empty] | 0 | 0
C - Commercial & Industrial | C3 - Municipal Energy Solutions | C3d - Muni Direct Install | Boiler Reset Controls, Gas | EC3d021 | HVAC | [22 empty] | 0 |  |  |  | 0 |  |  |  | 0 |  |  |  | 0 | [9 empty] | 0 | 0
C - Commercial & Industrial | C3 - Municipal Energy Solutions | C3d - Muni Direct Install | Boiler Reset Controls, Oil | EC3d022 | HVAC | [22 empty] | 0 |  |  |  | 0 |  |  |  | 0 |  |  |  | 0 | [9 empty] | 0 | 0
C - Commercial & Industrial | C3 - Municipal Energy Solutions | C3d - Muni Direct Install | Boiler Reset Controls, Propane | EC3d023 | HVAC | [22 empty] | 0 |  |  |  | 0 |  |  |  | 0 |  |  |  | 0 | [9 empty] | 0 | 0
C - Commercial & Industrial | C3 - Municipal Energy Solutions | C3d - Muni Direct Install | Case Motor Replacement | EC3d024 | Refrigeration | [22 empty] | 0 |  |  |  | 0 |  |  |  | 0 |  |  |  | 0 | [9 empty] | 0 | 0
C - Commercial & Industrial | C3 - Municipal Energy Solutions | C3d - Muni Direct Install | Cooler Night Cover | EC3d025 | Refrigeration | [22 empty] | 0 |  |  |  | 0 |  |  |  | 0 |  |  |  | 0 | [9 empty] | 0 | 0
C - Commercial & Industrial | C3 - Municipal Energy Solutions | C3d - Muni Direct Install | Demand Control Ventilation | EC3d026 | HVAC | [22 empty] | 0 |  |  |  | 0 |  |  |  | 0 |  |  |  | 0 | [9 empty] | 0 | 0
C - Commercial & Industrial | C3 - Municipal Energy Solutions | C3d - Muni Direct Install | Door Heater Controls | EC3d027 | Refrigeration | [22 empty] | 0 |  |  |  | 0 |  |  |  | 0 |  |  |  | 0 | [9 empty] | 0 | 0
C - Commercial & Industrial | C3 - Municipal Energy Solutions | C3d - Muni Direct Install | Dual Enthalpy Economizer Controls (DEEC) | EC3d028 | HVAC | [22 empty] | 0 |  |  |  | 0 |  |  |  | 0 |  |  |  | 0 | [9 empty] | 0 | 0
C - Commercial & Industrial | C3 - Municipal Energy Solutions | C3d - Muni Direct Install | Duct Insulation, Electric | EC3d029 | HVAC | [22 empty] | 0 |  |  |  | 0 |  |  |  | 0 |  |  |  | 0 | [9 empty] | 0 | 0
C - Commercial & Industrial | C3 - Municipal Energy Solutions | C3d - Muni Direct Install | Duct Insulation, Gas | EC3d030 | HVAC | [22 empty] | 0 |  |  |  | 0 |  |  |  | 0 |  |  |  | 0 | [9 empty] | 0 | 0
C - Commercial & Industrial | C3 - Municipal Energy Solutions | C3d - Muni Direct Install | Duct Insulation, Oil | EC3d031 | HVAC | [22 empty] | 0 |  |  |  | 0 |  |  |  | 0 |  |  |  | 0 | [9 empty] | 0 | 0
C - Commercial & Industrial | C3 - Municipal Energy Solutions | C3d - Muni Direct Install | Duct Insulation, Propane | EC3d032 | HVAC | [22 empty] | 0 |  |  |  | 0 |  |  |  | 0 |  |  |  | 0 | [9 empty] | 0 | 0
C - Commercial & Industrial | C3 - Municipal Energy Solutions | C3d - Muni Direct Install | Duct Sealing, Electric | EC3d033 | HVAC | [22 empty] | 0 |  |  |  | 0 |  |  |  | 0 |  |  |  | 0 | [9 empty] | 0 | 0
C - Commercial & Industrial | C3 - Municipal Energy Solutions | C3d - Muni Direct Install | Duct Sealing, Gas | EC3d034 | HVAC | [22 empty] | 0 |  |  |  | 0 |  |  |  | 0 |  |  |  | 0 | [9 empty] | 0 | 0
C - Commercial & Industrial | C3 - Municipal Energy Solutions | C3d - Muni Direct Install | Duct Sealing, Oil | EC3d035 | HVAC | [22 empty] | 0 |  |  |  | 0 |  |  |  | 0 |  |  |  | 0 | [9 empty] | 0 | 0
C - Commercial & Industrial | C3 - Municipal Energy Solutions | C3d - Muni Direct Install | Duct Sealing, Propane | EC3d036 | HVAC | [22 empty] | 0 |  |  |  | 0 |  |  |  | 0 |  |  |  | 0 | [9 empty] | 0 | 0
C - Commercial & Industrial | C3 - Municipal Energy Solutions | C3d - Muni Direct Install | Ductless Mini Split Heat Pump | EC3d037 | HVAC | [22 empty] | 0 |  |  |  | 0 |  |  |  | 0 |  |  |  | 0 | [9 empty] | 0 | 0
C - Commercial & Industrial | C3 - Municipal Energy Solutions | C3d - Muni Direct Install | ECM Evaporator Fan Motors for Walk-in Cooler/Freezer | EC3d038 | Refrigeration | [22 empty] | 0 |  |  |  | 0 |  |  |  | 0 |  |  |  | 0 | [9 empty] | 0 | 0
C - Commercial & Industrial | C3 - Municipal Energy Solutions | C3d - Muni Direct Install | Electronic Defrost Control | EC3d039 | Refrigeration | [22 empty] | 0 |  |  |  | 0 |  |  |  | 0 |  |  |  | 0 | [9 empty] | 0 | 0
C - Commercial & Industrial | C3 - Municipal Energy Solutions | C3d - Muni Direct Install | Energy Management System, Electric | EC3d040 | HVAC | [22 empty] | 0 |  |  |  | 0 |  |  |  | 0 |  |  |  | 0 | [9 empty] | 0 | 0
C - Commercial & Industrial | C3 - Municipal Energy Solutions | C3d - Muni Direct Install | Energy Star Wifi Thermostat, Electric | EC3d041 | HVAC | [22 empty] | 0 |  |  |  | 0 |  |  |  | 0 |  |  |  | 0 | [9 empty] | 0 | 0
C - Commercial & Industrial | C3 - Municipal Energy Solutions | C3d - Muni Direct Install | Energy Star Wifi Thermostat, Gas | EC3d042 | HVAC | [22 empty] | 0 |  |  |  | 0 |  |  |  | 0 |  |  |  | 0 | [9 empty] | 0 | 0
C - Commercial & Industrial | C3 - Municipal Energy Solutions | C3d - Muni Direct Install | Energy Star Wifi Thermostat, Oil | EC3d043 | HVAC | [22 empty] | 0 |  |  |  | 0 |  |  |  | 0 |  |  |  | 0 | [9 empty] | 0 | 0
C - Commercial & Industrial | C3 - Municipal Energy Solutions | C3d - Muni Direct Install | Energy Star Wifi Thermostat, Propane | EC3d044 | HVAC | [22 empty] | 0 |  |  |  | 0 |  |  |  | 0 |  |  |  | 0 | [9 empty] | 0 | 0
C - Commercial & Industrial | C3 - Municipal Energy Solutions | C3d - Muni Direct Install | Evaporator Fan Control | EC3d045 | Refrigeration | [22 empty] | 0 |  |  |  | 0 |  |  |  | 0 |  |  |  | 0 | [9 empty] | 0 | 0
C - Commercial & Industrial | C3 - Municipal Energy Solutions | C3d - Muni Direct Install | Faucet Aerator, Electric | EC3d046 | Hot Water | [22 empty] | 0 |  |  |  | 0 |  |  |  | 0 |  |  |  | 0 | [9 empty] | 0 | 0
C - Commercial & Industrial | C3 - Municipal Energy Solutions | C3d - Muni Direct Install | Faucet Aerator, Gas | EC3d047 | Hot Water | [22 empty] | 0 |  |  |  | 0 |  |  |  | 0 |  |  |  | 0 | [9 empty] | 0 | 0
C - Commercial & Industrial | C3 - Municipal Energy Solutions | C3d - Muni Direct Install | Faucet Aerator, Oil | EC3d048 | Hot Water | [22 empty] | 0 |  |  |  | 0 |  |  |  | 0 |  |  |  | 0 | [9 empty] | 0 | 0
C - Commercial & Industrial | C3 - Municipal Energy Solutions | C3d - Muni Direct Install | Faucet Aerator, Propane | EC3d049 | Hot Water | [22 empty] | 0 |  |  |  | 0 |  |  |  | 0 |  |  |  | 0 | [9 empty] | 0 | 0
C - Commercial & Industrial | C3 - Municipal Energy Solutions | C3d - Muni Direct Install | Hotel Occupancy Sensor | EC3d050 | HVAC | [22 empty] | 0 |  |  |  | 0 |  |  |  | 0 |  |  |  | 0 | [9 empty] | 0 | 0
C - Commercial & Industrial | C3 - Municipal Energy Solutions | C3d - Muni Direct Install | Insulation, Electric | EC3d051 | Envelope | [22 empty] | 0 |  |  |  | 0 |  |  |  | 0 |  |  |  | 0 | [9 empty] | 0 | 0
C - Commercial & Industrial | C3 - Municipal Energy Solutions | C3d - Muni Direct Install | Insulation, Gas | EC3d052 | Envelope | [22 empty] | 0 |  |  |  | 0 |  |  |  | 0 |  |  |  | 0 | [9 empty] | 0 | 0
C - Commercial & Industrial | C3 - Municipal Energy Solutions | C3d - Muni Direct Install | Insulation, Oil | EC3d053 | Envelope | [22 empty] | 0 |  |  |  | 0 |  |  |  | 0 |  |  |  | 0 | [9 empty] | 0 | 0
C - Commercial & Industrial | C3 - Municipal Energy Solutions | C3d - Muni Direct Install | Insulation, Propane | EC3d054 | Envelope | [22 empty] | 0 |  |  |  | 0 |  |  |  | 0 |  |  |  | 0 | [9 empty] | 0 | 0
C - Commercial & Industrial | C3 - Municipal Energy Solutions | C3d - Muni Direct Install | Low Pressure Drop Filter | EC3d055 | Compressed Air | [22 empty] | 0 |  |  |  | 0 |  |  |  | 0 |  |  |  | 0 | [9 empty] | 0 | 0
C - Commercial & Industrial | C3 - Municipal Energy Solutions | C3d - Muni Direct Install | Thermostatic Shut-Off Valve, Electric | EC3d056 | Hot Water | [22 empty] | 0 |  |  |  | 0 |  |  |  | 0 |  |  |  | 0 | [9 empty] | 0 | 0
C - Commercial & Industrial | C3 - Municipal Energy Solutions | C3d - Muni Direct Install | Thermostatic Shut-Off Valve, Gas | EC3d057 | Hot Water | [22 empty] | 0 |  |  |  | 0 |  |  |  | 0 |  |  |  | 0 | [9 empty] | 0 | 0
C - Commercial & Industrial | C3 - Municipal Energy Solutions | C3d - Muni Direct Install | Thermostatic Shut-Off Valve, Oil | EC3d058 | Hot Water | [22 empty] | 0 |  |  |  | 0 |  |  |  | 0 |  |  |  | 0 | [9 empty] | 0 | 0
C - Commercial & Industrial | C3 - Municipal Energy Solutions | C3d - Muni Direct Install | Thermostatic Shut-Off Valve, Propane | EC3d059 | Hot Water | [22 empty] | 0 |  |  |  | 0 |  |  |  | 0 |  |  |  | 0 | [9 empty] | 0 | 0
C - Commercial & Industrial | C3 - Municipal Energy Solutions | C3d - Muni Direct Install | Low-Flow Showerhead, Electric | EC3d060 | Hot Water | [22 empty] | 0 |  |  |  | 0 |  |  |  | 0 |  |  |  | 0 | [9 empty] | 0 | 0
C - Commercial & Industrial | C3 - Municipal Energy Solutions | C3d - Muni Direct Install | Low-Flow Showerhead, Gas | EC3d061 | Hot Water | [22 empty] | 0 |  |  |  | 0 |  |  |  | 0 |  |  |  | 0 | [9 empty] | 0 | 0
C - Commercial & Industrial | C3 - Municipal Energy Solutions | C3d - Muni Direct Install | Low-Flow Showerhead, Oil | EC3d062 | Hot Water | [22 empty] | 0 |  |  |  | 0 |  |  |  | 0 |  |  |  | 0 | [9 empty] | 0 | 0
C - Commercial & Industrial | C3 - Municipal Energy Solutions | C3d - Muni Direct Install | Low-Flow Showerhead, Propane | EC3d063 | Hot Water | [22 empty] | 0 |  |  |  | 0 |  |  |  | 0 |  |  |  | 0 | [9 empty] | 0 | 0
C - Commercial & Industrial | C3 - Municipal Energy Solutions | C3d - Muni Direct Install | Motors, Open Drip | EC3d064 | Motors/Drives | [22 empty] | 0 |  |  |  | 0 |  |  |  | 0 |  |  |  | 0 | [9 empty] | 0 | 0
C - Commercial & Industrial | C3 - Municipal Energy Solutions | C3d - Muni Direct Install | Motors, Totally Enclosed Fan Cooled | EC3d065 | Motors/Drives | [22 empty] | 0 |  |  |  | 0 |  |  |  | 0 |  |  |  | 0 | [9 empty] | 0 | 0
C - Commercial & Industrial | C3 - Municipal Energy Solutions | C3d - Muni Direct Install | Novelty Cooler Shutoff | EC3d066 | Refrigeration | [22 empty] | 0 |  |  |  | 0 |  |  |  | 0 |  |  |  | 0 | [9 empty] | 0 | 0
C - Commercial & Industrial | C3 - Municipal Energy Solutions | C3d - Muni Direct Install | Pipe Wrap - Heating, Electric | EC3d067 | HVAC | [22 empty] | 0 |  |  |  | 0 |  |  |  | 0 |  |  |  | 0 | [9 empty] | 0 | 0
C - Commercial & Industrial | C3 - Municipal Energy Solutions | C3d - Muni Direct Install | Pipe Wrap - Heating, Gas | EC3d068 | HVAC | [22 empty] | 0 |  |  |  | 0 |  |  |  | 0 |  |  |  | 0 | [9 empty] | 0 | 0
C - Commercial & Industrial | C3 - Municipal Energy Solutions | C3d - Muni Direct Install | Pipe Wrap - Heating, Oil | EC3d069 | HVAC | [22 empty] | 0 |  |  |  | 0 |  |  |  | 0 |  |  |  | 0 | [9 empty] | 0 | 0
C - Commercial & Industrial | C3 - Municipal Energy Solutions | C3d - Muni Direct Install | Pipe Wrap - Heating, Propane | EC3d070 | HVAC | [22 empty] | 0 |  |  |  | 0 |  |  |  | 0 |  |  |  | 0 | [9 empty] | 0 | 0
C - Commercial & Industrial | C3 - Municipal Energy Solutions | C3d - Muni Direct Install | Pipe Wrap - Hot Water, Electric | EC3d071 | Hot Water | [22 empty] | 0 |  |  |  | 0 |  |  |  | 0 |  |  |  | 0 | [9 empty] | 0 | 0
C - Commercial & Industrial | C3 - Municipal Energy Solutions | C3d - Muni Direct Install | Pipe Wrap - Hot Water, Gas | EC3d072 | Hot Water | [22 empty] | 0 |  |  |  | 0 |  |  |  | 0 |  |  |  | 0 | [9 empty] | 0 | 0
C - Commercial & Industrial | C3 - Municipal Energy Solutions | C3d - Muni Direct Install | Pipe Wrap - Hot Water, Oil | EC3d073 | Hot Water | [22 empty] | 0 |  |  |  | 0 |  |  |  | 0 |  |  |  | 0 | [9 empty] | 0 | 0
C - Commercial & Industrial | C3 - Municipal Energy Solutions | C3d - Muni Direct Install | Pipe Wrap - Hot Water, Propane | EC3d074 | Hot Water | [22 empty] | 0 |  |  |  | 0 |  |  |  | 0 |  |  |  | 0 | [9 empty] | 0 | 0
C - Commercial & Industrial | C3 - Municipal Energy Solutions | C3d - Muni Direct Install | Pre Rinse Spray Valve, Electric | EC3d075 | Hot Water | [22 empty] | 0 |  |  |  | 0 |  |  |  | 0 |  |  |  | 0 | [9 empty] | 0 | 0
C - Commercial & Industrial | C3 - Municipal Energy Solutions | C3d - Muni Direct Install | Pre Rinse Spray Valve, Gas | EC3d076 | Hot Water | [22 empty] | 0 |  |  |  | 0 |  |  |  | 0 |  |  |  | 0 | [9 empty] | 0 | 0
C - Commercial & Industrial | C3 - Municipal Energy Solutions | C3d - Muni Direct Install | Pre Rinse Spray Valve, Oil | EC3d077 | Hot Water | [22 empty] | 0 |  |  |  | 0 |  |  |  | 0 |  |  |  | 0 | [9 empty] | 0 | 0
C - Commercial & Industrial | C3 - Municipal Energy Solutions | C3d - Muni Direct Install | Pre Rinse Spray Valve, Propane | EC3d078 | Hot Water | [22 empty] | 0 |  |  |  | 0 |  |  |  | 0 |  |  |  | 0 | [9 empty] | 0 | 0
C - Commercial & Industrial | C3 - Municipal Energy Solutions | C3d - Muni Direct Install | Programmable Thermostat, Electric | EC3d079 | HVAC | [22 empty] | 0 |  |  |  | 0 |  |  |  | 0 |  |  |  | 0 | [9 empty] | 0 | 0
C - Commercial & Industrial | C3 - Municipal Energy Solutions | C3d - Muni Direct Install | Programmable Thermostat, Gas | EC3d080 | HVAC | [22 empty] | 0 |  |  |  | 0 |  |  |  | 0 |  |  |  | 0 | [9 empty] | 0 | 0
C - Commercial & Industrial | C3 - Municipal Energy Solutions | C3d - Muni Direct Install | Programmable Thermostat, Oil | EC3d081 | HVAC | [22 empty] | 0 |  |  |  | 0 |  |  |  | 0 |  |  |  | 0 | [9 empty] | 0 | 0
C - Commercial & Industrial | C3 - Municipal Energy Solutions | C3d - Muni Direct Install | Programmable Thermostat, Propane | EC3d082 | HVAC | [22 empty] | 0 |  |  |  | 0 |  |  |  | 0 |  |  |  | 0 | [9 empty] | 0 | 0
C - Commercial & Industrial | C3 - Municipal Energy Solutions | C3d - Muni Direct Install | Steam Trap, Electric | EC3d083 | HVAC | [22 empty] | 0 |  |  |  | 0 |  |  |  | 0 |  |  |  | 0 | [9 empty] | 0 | 0
C - Commercial & Industrial | C3 - Municipal Energy Solutions | C3d - Muni Direct Install | Steam Trap, Gas | EC3d084 | HVAC | [22 empty] | 0 |  |  |  | 0 |  |  |  | 0 |  |  |  | 0 | [9 empty] | 0 | 0
C - Commercial & Industrial | C3 - Municipal Energy Solutions | C3d - Muni Direct Install | Steam Trap, Oil | EC3d085 | HVAC | [22 empty] | 0 |  |  |  | 0 |  |  |  | 0 |  |  |  | 0 | [9 empty] | 0 | 0
C - Commercial & Industrial | C3 - Municipal Energy Solutions | C3d - Muni Direct Install | Steam Trap, Propane | EC3d086 | HVAC | [22 empty] | 0 |  |  |  | 0 |  |  |  | 0 |  |  |  | 0 | [9 empty] | 0 | 0
C - Commercial & Industrial | C3 - Municipal Energy Solutions | C3d - Muni Direct Install | Variable Frequency Drive | EC3d087 | Motors/Drives | [22 empty] | 0 |  |  |  | 0 |  |  |  | 0 |  |  |  | 0 | [9 empty] | 0 | 0
C - Commercial & Industrial | C3 - Municipal Energy Solutions | C3d - Muni Direct Install | Variable Frequency Drive with Motor | EC3d088 | Motors/Drives | [22 empty] | 0 |  |  |  | 0 |  |  |  | 0 |  |  |  | 0 | [9 empty] | 0 | 0
C - Commercial & Industrial | C3 - Municipal Energy Solutions | C3d - Muni Direct Install | Vending Miser | EC3d089 | Refrigeration | [22 empty] | 0 |  |  |  | 0 |  |  |  | 0 |  |  |  | 0 | [9 empty] | 0 | 0
C - Commercial & Industrial | C3 - Municipal Energy Solutions | C3d - Muni Direct Install | Zero Loss Condensate Drain | EC3d090 | Compressed Air | [22 empty] | 0 |  |  |  | 0 |  |  |  | 0 |  |  |  | 0 | [9 empty] | 0 | 0
C - Commercial & Industrial | C3 - Municipal Energy Solutions | C3d - Muni Direct Install | Induction Cooktop Displacing Electric Resistance | EC3d091 | Food Service | [22 empty] | 0 |  |  |  | 0 |  |  |  | 0 |  |  |  | 0 | [9 empty] | 0 | 0
C - Commercial & Industrial | C3 - Municipal Energy Solutions | C3d - Muni Direct Install | CI Audits - Muni Direct Install | EC3dAUD | Non-Energy Saving | [22 empty] | 0 |  |  |  | 0 |  |  |  | 0 |  |  |  | 0 | [9 empty] | 0 | 0
C - Commercial & Industrial | C3 - Municipal Energy Solutions | C3d - Muni Direct Install | Vendor Fees - Muni Direct Install | EC3dNES01 | Non-Energy Saving | [22 empty] | 0 |  |  |  | 0 |  |  |  | 0 |  |  |  | 0 | [9 empty] | 0 | 0
C - Commercial & Industrial | C3 - Municipal Energy Solutions | C3d - Muni Direct Install | Vendor Fees - TA Studies - Muni Direct Install | EC3dNES02 | Non-Energy Saving | [22 empty] | 0 |  |  |  | 0 |  |  |  | 0 |  |  |  | 0 | [9 empty] | 0 | 0
C - Commercial & Industrial | C3 - Municipal Energy Solutions | C3d - Muni Direct Install | [25 empty] | 0 |  |  |  | 0 |  |  |  | 0 |  |  |  | 0 | [9 empty] | 0 | 0
C - Commercial & Industrial | C3 - Municipal Energy Solutions | C3d - Muni Direct Install | [25 empty] | 0 |  |  |  | 0 |  |  |  | 0 |  |  |  | 0 | [9 empty] | 0 | 0
C - Commercial & Industrial | C3 - Municipal Energy Solutions | C3d - Muni Direct Install | [25 empty] | 0 |  |  |  | 0 |  |  |  | 0 |  |  |  | 0 | [9 empty] | 0 | 0
C - Commercial & Industrial | C3 - Municipal Energy Solutions | C3d - Muni Direct Install | [25 empty] | 0 |  |  |  | 0 |  |  |  | 0 |  |  |  | 0 | [9 empty] | 0 | 0
[28 empty] | 0 |  |  |  | 0 |  |  |  | 0 |  |  |  | 0 | [9 empty] | 0 | 0
C - Commercial & Industrial | C3 - Municipal Energy Solutions | C3e - Muni New Construction | Custom Muni Compressed Air New Construction | EC3e001 | Compressed Air | [22 empty] | 0 |  |  |  | 0 |  |  |  | 0 |  |  |  | 0 | [9 empty] | 0 | 0
C - Commercial & Industrial | C3 - Municipal Energy Solutions | C3e - Muni New Construction | Custom Muni Hot Water New Construction | EC3e002 | Hot Water | [22 empty] | 0 |  |  |  | 0 |  |  |  | 0 |  |  |  | 0 | [9 empty] | 0 | 0
C - Commercial & Industrial | C3 - Municipal Energy Solutions | C3e - Muni New Construction | Custom Muni HVAC New Construction | EC3e003 | HVAC | [22 empty] | 0 |  |  |  | 0 |  |  |  | 0 |  |  |  | 0 | [9 empty] | 0 | 0
C - Commercial & Industrial | C3 - Municipal Energy Solutions | C3e - Muni New Construction | Custom Muni Lighting New Construction - Interior | EC3e004 | Lighting | [22 empty] | 0 |  |  |  | 0 |  |  |  | 0 |  |  |  | 0 | [9 empty] | 0 | 0
C - Commercial & Industrial | C3 - Municipal Energy Solutions | C3e - Muni New Construction | Custom Muni Lighting New Construction - Exterior | EC3e005 | Lighting | [22 empty] | 0 |  |  |  | 0 |  |  |  | 0 |  |  |  | 0 | [9 empty] | 0 | 0
C - Commercial & Industrial | C3 - Municipal Energy Solutions | C3e - Muni New Construction | Custom Muni Lighting New Construction - Controls | EC3e006 | Lighting | [22 empty] | 0 |  |  |  | 0 |  |  |  | 0 |  |  |  | 0 | [9 empty] | 0 | 0
C - Commercial & Industrial | C3 - Municipal Energy Solutions | C3e - Muni New Construction | Custom Muni Motors New Construction | EC3e007 | Motors/Drives | [22 empty] | 0 |  |  |  | 0 |  |  |  | 0 |  |  |  | 0 | [9 empty] | 0 | 0
C - Commercial & Industrial | C3 - Municipal Energy Solutions | C3e - Muni New Construction | Custom Muni Process New Construction | EC3e008 | Process | [22 empty] | 0 |  |  |  | 0 |  |  |  | 0 |  |  |  | 0 | [9 empty] | 0 | 0
C - Commercial & Industrial | C3 - Municipal Energy Solutions | C3e - Muni New Construction | Custom Muni Refrigeration New Construction | EC3e009 | Refrigeration | [22 empty] | 0 |  |  |  | 0 |  |  |  | 0 |  |  |  | 0 | [9 empty] | 0 | 0
C - Commercial & Industrial | C3 - Municipal Energy Solutions | C3e - Muni New Construction | Custom Muni Other New Construction | EC3e010 | Custom Measures | [22 empty] | 0 |  |  |  | 0 |  |  |  | 0 |  |  |  | 0 | [9 empty] | 0 | 0
C - Commercial & Industrial | C3 - Municipal Energy Solutions | C3e - Muni New Construction | Daylight Dimming | EC3e011 | Lighting | [22 empty] | 0 |  |  |  | 0 |  |  |  | 0 |  |  |  | 0 | [9 empty] | 0 | 0
C - Commercial & Industrial | C3 - Municipal Energy Solutions | C3e - Muni New Construction | Performance Lighting - Exterior w/ Controls | EC3e012 | Lighting | [22 empty] | 0 |  |  |  | 0 |  |  |  | 0 |  |  |  | 0 | [9 empty] | 0 | 0
C - Commercial & Industrial | C3 - Municipal Energy Solutions | C3e - Muni New Construction | Performance Lighting - Exterior w/o Controls | EC3e013 | Lighting | [22 empty] | 0 |  |  |  | 0 |  |  |  | 0 |  |  |  | 0 | [9 empty] | 0 | 0
C - Commercial & Industrial | C3 - Municipal Energy Solutions | C3e - Muni New Construction | Performance Lighting - Interior w/ Controls | EC3e014 | Lighting | 1 | 15 | 6108 | 4581 | 1527 | 16.9617 | 15.9271 | 254.4262 | 238.9062 | 15.9271 | 238.9062 | 72.3886 | 41.5697 | 81.9448 | 43.242 | 3.3923 | 1.1797 | 1.1797 | 1.7251 | 1.7251 | -0.86705 | -13.0057 | -0.86705 | -13.0057 | -1.7341 | -26.0115 | -1.7341 | -26.0115 | 0 | 0 | 0 | 0 | 0 | 0 | 0 | 0 | 0 | 0 | 0 | 0 | 0 | 0 | 0 | 0 | -2.6011 | -39.0172 | 0 | 0 | 0 | 5381.9473 | 2853.7797 | 4222.48 | 2125.6983 | 14583.9052 | 364.9292 | 178.9842 | 235.4656 | 73.8917 | 423.3073 | 1276.578 | 15860.4832 | 1850.4228 | 0 | 167.3657 | 31.8722 | 1888.8262 | 0 | 2258.3766 | 6196.8636 | 22057.3468 | 0 | 0 | 0 | 0 | 0 | -100.4343 | 0 | -100.4343 | -0.022541 | 0 | 0 | 0 | 0 | 0 | -3.6382 | 0 | -3.6607 | -104.095 | 0 | -668.9885 | 0 | -0.34068 | 0 | 0 | 0 | 0 | 0 | 0 | -773.4242 | 2128.3923 |  | -32.0037 | 2096.3886 | 3821.6001 | 1981.2155 | 4349.9066 | 2255.7166 | 12408.4388 | 0 | -184.4094 | 0 | -515.9946 | 0 | 0 | 0 | 0 | 0 | -700.404 | 23380.3112 | 32991.9575 | 22057.3468 | 35120.3497
C - Commercial & Industrial | C3 - Municipal Energy Solutions | C3e - Muni New Construction | Performance Lighting - Interior w/o Controls | EC3e015 | Lighting | [22 empty] | 0 |  |  |  | 0 |  |  |  | 0 |  |  |  | 0 | [9 empty] | 0 | 0
C - Commercial & Industrial | C3 - Municipal Energy Solutions | C3e - Muni New Construction | Lighting Occupancy Sensors | EC3e016 | Lighting | [22 empty] | 0 |  |  |  | 0 |  |  |  | 0 |  |  |  | 0 | [9 empty] | 0 | 0
C - Commercial & Industrial | C3 - Municipal Energy Solutions | C3e - Muni New Construction | CI Audits - Muni New Construction | EC3eAUD | Non-Energy Saving | 1 | 1 | 8443.0869 | 8443.0869 | 0 | 0 | 0 | 0 | 0 | 0 | 0 | 0 | 0 | 0 | 0 | 0 | 0 | 0 | 0 | 0 | 0 | 0 | 0 | 0 | 0 | 0 | 0 | 0 | 0 | 0 | 0 | 0 | 0 | 0 | 0 | 0 | 0 | 0 | 0 | 0 | 0 | 0 | 0 | 0 | 0 | 0 | 0 | 0 | 0 | 0 | 0 | 0 | 0 | 0 | 0 | 0 | 0 | 0 | 0 | 0 | 0 | 0 | 0 | 0 | 0 | 0 | 0 | 0 | 0 | 0 | 0 | 0 | 0 | 0 | 0 | 0 | 0 | 0 | 0 | 0 | 0 | 0 | 0 | 0 | 0 | 0 | 0 | 0 | 0 | 0 | 0 | 0 | 0 | 0 | 0 | 0 | 0 | 0 | 0 | 0 |  | 0 | 0 | 0 | 0 | 0 | 0 | 0 | 0 | 0 | 0 | 0 | 0 | 0 | 0 | 0 | 0 | 0 | 0 | 0 | 0 | 0
C - Commercial & Industrial | C3 - Municipal Energy Solutions | C3e - Muni New Construction | Vendor Fees - Muni New Construction | EC3eNES01 | Non-Energy Saving | [22 empty] | 0 |  |  |  | 0 |  |  |  | 0 |  |  |  | 0 | [9 empty] | 0 | 0
C - Commercial & Industrial | C3 - Municipal Energy Solutions | C3e - Muni New Construction | Vendor Fees - TA Studies - Muni New Construction | EC3eNES02 | Non-Energy Saving | [22 empty] | 0 |  |  |  | 0 |  |  |  | 0 |  |  |  | 0 | [9 empty] | 0 | 0
C - Commercial & Industrial | C3 - Municipal Energy Solutions | C3e - Muni New Construction | [25 empty] | 0 |  |  |  | 0 |  |  |  | 0 |  |  |  | 0 | [9 empty] | 0 | 0
C - Commercial & Industrial | C3 - Municipal Energy Solutions | C3e - Muni New Construction | [25 empty] | 0 |  |  |  | 0 |  |  |  | 0 |  |  |  | 0 | [9 empty] | 0 | 0
C - Commercial & Industrial | C3 - Municipal Energy Solutions | C3e - Muni New Construction | [25 empty] | 0 |  |  |  | 0 |  |  |  | 0 |  |  |  | 0 | [9 empty] | 0 | 0
C - Commercial & Industrial | C3 - Municipal Energy Solutions | C3e - Muni New Construction | [25 empty] | 0 |  |  |  | 0 |  |  |  | 0 |  |  |  | 0 | [9 empty] | 0 | 0
C - Commercial & Industrial | C3 - Municipal Energy Solutions | C3e - Muni New Construction | [25 empty] | 0 |  |  |  | 0 |  |  |  | 0 |  |  |  | 0 | [9 empty] | 0 | 0
C - Commercial & Industrial | C3 - Municipal Energy Solutions | C3e - Muni New Construction | [25 empty] | 0 |  |  |  | 0 |  |  |  | 0 |  |  |  | 0 | [9 empty] | 0 | 0
[28 empty] | 0 |  |  |  | 0 |  |  |  | 0 |  |  |  | 0 | [9 empty] | 0 | 0
C - Commercial & Industrial | C3 - Municipal Energy Solutions | [26 empty] | 0 |  |  |  | 0 |  |  |  | 0 |  |  |  | 0 | [9 empty] | 0 | 0
[28 empty] | 0 |  |  |  | 0 |  |  |  | 0 |  |  |  | 0 | [9 empty] | 0 | 0
C - Commercial & Industrial | C5 - C&I Active Demand Response | C5a - C&I Active Demand Response | Load Curtailment Targeted Dispatch P4P Summer | EC5a001 | Behavior | 30 | 1 | 300000 | 300000 | 0 | 0 | 0 | 0 | 0 | 0 | 0 | 0 | 0 | 0 | 0 | 6000 | 0 | 0 | 5256 | 5256 | 0 | 0 | 0 | 0 | 0 | 0 | 0 | 0 | 0 | 0 | 0 | 0 | 0 | 0 | 0 | 0 | 0 | 0 | 0 | 0 | 0 | 0 | 0 | 0 | 0 | 0 | 0 | 0 | 0 | 0 | 0 | 0 | 0 | 0 | 0 | 0 | 0 | 0 | 0 | 0 | 0 | 36852.2093 | 0 | 7179.3452 | 10640.486 | 445973.5123 | 0 | 533228.6189 | 1033874.1717 | 1033874.1717 | 0 | 0 | 0 | 0 | 0 | 0 | 0 | 0 | 0 | 0 | 0 | 0 | 0 | 0 | 0 | 0 | 0 | 0 | 0 | 0 | 0 | 0 | 0 | 0 | 0 | 0 | 0 | 0 | 0 |  |  | 0 | 0 | 0 | 0 | 0 | 0 | 0 | 0 | 0 | 0 | 0 | 0 | 0 | 0 | 0 | 0 | 0 | 1033874.1717 | 1033874.1717 | 1033874.1717 | 1033874.1717
C - Commercial & Industrial | C5 - C&I Active Demand Response | C5a - C&I Active Demand Response | Storage Daily Dispatch P4P (savings) Summer | EC5a002 | Behavior | [22 empty] | 0 |  |  |  | 0 |  |  |  | 0 |  |  |  | 0 | [9 empty] | 0 | 0
C - Commercial & Industrial | C5 - C&I Active Demand Response | C5a - C&I Active Demand Response | Storage Daily Dispatch P4P (consumption) Summer | EC5a003 | Behavior | [22 empty] | 0 |  |  |  | 0 |  |  |  | 0 |  |  |  | 0 | [9 empty] | 0 | 0
C - Commercial & Industrial | C5 - C&I Active Demand Response | C5a - C&I Active Demand Response | Storage Targeted Dispatch P4P (savings) Summer | EC5a004 | Behavior | [22 empty] | 0 |  |  |  | 0 |  |  |  | 0 |  |  |  | 0 | [9 empty] | 0 | 0
C - Commercial & Industrial | C5 - C&I Active Demand Response | C5a - C&I Active Demand Response | Storage Targeted Dispatch P4P (consumption) Summer | EC5a005 | Behavior | [22 empty] | 0 |  |  |  | 0 |  |  |  | 0 |  |  |  | 0 | [9 empty] | 0 | 0
C - Commercial & Industrial | C5 - C&I Active Demand Response | C5a - C&I Active Demand Response | [25 empty] | 0 |  |  |  | 0 |  |  |  | 0 |  |  |  | 0 | [9 empty] | 0 | 0
C - Commercial & Industrial | C5 - C&I Active Demand Response | C5a - C&I Active Demand Response | [25 empty] | 0 |  |  |  | 0 |  |  |  | 0 |  |  |  | 0 | [9 empty] | 0 | 0
C - Commercial & Industrial | C5 - C&I Active Demand Response | C5a - C&I Active Demand Response | [25 empty] | 0 |  |  |  | 0 |  |  |  | 0 |  |  |  | 0 | [9 empty] | 0 | 0
C - Commercial & Industrial | C5 - C&I Active Demand Response | C5a - C&I Active Demand Response | [25 empty] | 0 |  |  |  | 0 |  |  |  | 0 |  |  |  | 0 | [9 empty] | 0 | 0
C - Commercial & Industrial | C5 - C&I Active Demand Response | C5a - C&I Active Demand Response | [25 empty] | 0 |  |  |  | 0 |  |  |  | 0 |  |  |  | 0 | [9 empty] | 0 | 0
[28 empty] | 0 |  |  |  | 0 |  |  |  | 0 |  |  |  | 0 | [9 empty] | 0 | 0
C - Commercial & Industrial | C5 - C&I Active Demand Response | [26 empty] | 0 |  |  |  | 0 |  |  |  | 0 |  |  |  | 0 | [9 empty] | 0 | 0

## Calculations Yr 3
Year | 2029
[55 empty] | 3 | 4 | 5 | 6 |  | 7 | 8 | 9 | 10 | 11 |  |  | 12 | 14 | 16 | 20 | 24 | 26 | 27 |  |  | 28 | 29 | 30 | 31 | 32 | 33 | 34 |  | 35 | 36 | 37 | 38 | 39 | 40 | 41 | 42 |  |  | 43 | 44 | 45 | 46 | 47 | 48 | 49 | 50 | 51 | 52 |  | 53 |  | 54 |  | 55 | 56 | 57 | 58 |  | 59 | 60 | 62 | 63 | 64 | 65 | 66 | 67 | 68
Inputs | [7 empty] | Costs |  |  | Electric Savings: Energy | [9 empty] | Electric Savings: Capacity |  |  |  |  | Natural Gas Savings |  |  |  | Other Resource Savings: Oil |  |  |  | Other Resource Savings: Propane |  |  |  | Other Resource Savings: Kerosene |  |  |  | Other Resource Savings: Cord Wood |  |  |  | Other Resource Savings: Wood Pellet |  |  |  | SUB-TOTAL |  | Other Resource Savings: Water |  |  | Electric Benefits: Energy |  |  |  |  | Electric Benefits: Energy DRIPE | [5 empty] | Sub-Total | Electric Benefits: Capacity | [7 empty] | Total | Non-Electric Resource Benefits: Natural Gas | [7 empty] | Non-Electric Resource Benefits: Natural Gas DRIPE | [8 empty] | Sub Total | 43: Non-Electric Resource Benefits: Other | Total | Non-Energy Impacts |  |  |  | Benefits from Avoided Electric Non-Embedded GHG Costs |  |  |  |  | Benefits from Avoided Non-Electric Non-Embedded GHG Costs | [9 empty] | TOTAL | TOTAL | TOTAL | TOTAL
Sector | Program | Subprogram | Measure | Measure ID | End Use | Quantity | Measure Life | TRC (Total) | Incentive (Total) | Customer Cost (Total) | Gross Annual MWh Savings | Adjusted Gross Annual MWh Savings | Gross Lifetime MWh Savings | Adjusted Gross Lifetime MWh Savings | Net Annual MWh Savings | Net Lifetime MWh Savings | Winter Peak Energy MWh Net Lifetime | Winter Off-Peak Energy MWh Net Lifetime | Summer Peak Energy MWh Net Lifetime | Summer Off-Peak Energy MWh Net Lifetime | Max Net kW | Annual Adjusted Gross Winter kW | Annual Net Winter kW | Annual Adjusted Gross Summer kw | Annual Net Summer kw | Adj. Gross Annual Gas Savings (MMBTU) | Adj. Gross Lifetime Gas Savings (MMBTU) | Net Annual Gas Savings (MMBTU) | Net Lifetime Gas Savings (MMBTU) | Adj Gross Annual Oil Savings (MMBTU) | Adj Gross Lifetime Oil Savings (MMBTU) | Net Annual Oil Savings (MMBTU) | Net Lifetime Oil Savings (MMBTU) | Adj Gross Annual Propane Savings (MMBTU) | Adj Gross Lifetime Propane Savings (MMBTU) | Net Annual Propane Savings (MMBTU) | Net Lifetime Propane Savings (MMBTU) | Adj Gross Annual Kerosene Savings (MMBTU) | Adj Gross Lifetime Kerosene Savings (MMBTU) | Net Annual Kerosene Savings (MMBTU) | Net Lifetime Kerosene Savings (MMBTU) | Adj Gross Annual Cord Wood Savings (MMBTU) | Adj Gross Lifetime Cord Wood Savings (MMBTU) | Net Annual Cord Wood Savings (MMBTU) | Net Lifetime Cord Wood Savings (MMBTU) | Adj Gross Annual Wood Pellet Savings (MMBTU) | Adj Gross Lifetime Wood Pellet Savings (MMBTU) | Net Annual Wood Pellet Savings (MMBTU) | Net Lifetime Wood Pellet Savings (MMBTU) | Total Net Annual MMBTU | Total Net Lifetime MMBTU | Net Annual Res Water Savings Gallons | Net Annual C&I Water Savings Gallons | Net Lifetime Water Savings Gallons | Winter Peak Energy Benefits ($) | Winter Off-Peak Energy Benefits ($) | Summer Peak Energy Benefits ($) | Summer Off-Peak Energy Benefits ($) | Total Avoided Energy Benefits ($) | Winter Peak Energy DRIPE Benefits ($) | Winter Off-Peak Energy DRIPE Benefits ($) | Summer Peak Energy DRIPE Benefits ($) | Summer Off-Peak Energy DRIPE Benefits ($) | Energy Electric Cross DRIPE Benefits ($) | Total Energy DRIPE Benefits ($) | Total Electric Energy Benefits ($) | Summer Generation Benefits ($) | Winter Generation Benefits ($) | Electric Capacity DRIPE ($) | Reliability ($) | PTF Benefits ($) | Transmission Benefits ($) | Distribution Benefits ($) | Total Electric Capacity Benefits ($) | Total Electric Benefits ($) | NG - Res Non Heating | NG - Res Hot Water | NG - Res Heating | NG - Res All | NG - C& I Gas Non Heating | NG - C&I Gas Heat | NG - C&I Gas All | Total Avoided Gas Benefits ($) | Gas Supply DRIPE | Res Non-Heating GECD | Res Hot Water GECD | Res Heating GECD | Res All GECD | C&I Non-Heating GECD | C&I Heating GECD | C&I All GECD | Total Gas DRIPE | Total Gas Resource Benefits | Fuel Oil - Residential Distillate | Fuel Oil - Com Fuel | Fuel Oil - Industrial | Oil DRIPE | Kerosene | Propane | Cord Wood | Pellet Wood | Res Water | C&I Water | Total Non-Electric Resource Benefits | NEI Adder | Fossil Emissions (oil, gas, propane, kerosene) | Fossil Emissions Based on RGGI | Total Non-Resource Benefits (Used in TRC) | Winter Peak Benefits ($) | Winter Off-Peak Benefits ($) | Summer Peak Benefits ($) | Summer Off-Peak Benefits ($) | Total Electric Non-Embedded GHG Benefits ($) | NG - Res | NG - C&I | Fuel Oil - Residential Distillate | Fuel Oil - Com Fuel | Fuel Oil - Industrial | Cord Wood | Pellet Wood | Kerosene | Propane | Total Non-Electric Non-Embedded GHG Benefits ($) | Total Benefits (Legacy NH TRC) | Total Benefits (Granite State Test) | Total Benefits (Utility Cost Test) | Total Benefits (Secondary GST)
B - Income Eligible | B1 - Home Energy Assistance | B1a - HEA (Weatherization) | Air Sealing, Cord Wood | EB1a001 | Envelope | [22 empty] | 0 |  |  |  | 0 |  |  |  | 0 |  |  |  | 0 | [9 empty] | 0 | 0 | [53 empty] | 0
B - Income Eligible | B1 - Home Energy Assistance | B1a - HEA (Weatherization) | Air Sealing, Electric | EB1a002 | Envelope | 3 | 15 | 17052.75 | 17052.75 | 0 | 36.2482 | 23.1988 | 543.7224 | 347.9823 | 23.1988 | 347.9823 | 88.4129 | 103.2176 | 80.897 | 75.4548 | 28.3899 | 3.6521 | 3.6521 | 6.105 | 6.105 | 0 | 0 | 0 | 0 | 6.1488 | 92.232 | 6.1488 | 92.232 | 0 | 0 | 0 | 0 | 0 | 0 | 0 | 0 | 0 | 0 | 0 | 0 | 0 | 0 | 0 | 0 | 6.1488 | 92.232 | 0 | 0 | 0 | 6404.3065 | 6839.9357 | 4150.4741 | 3665.5776 | 21060.2939 | 435.944 | 434.6788 | 227.3606 | 126.1112 | 603.0623 | 1827.1569 | 22887.4508 | 6736.9429 | 0 | 579.3011 | 110.319 | 6537.7734 | 0 | 7816.8945 | 21781.2308 | 44668.6816 | 0 | 0 | 0 | 0 | 0 | 0 | 0 | 0 | 0 | 0 | 0 | 0 | 0 | 0 | 0 | 0 | 0 | 0 | 2575.6267 | 0 | 0 | 1.1643 | 0 | 0 | 0 | 0 | 0 | 0 | 2576.791 | 0 |  | 85.5984 | 85.5984 | 4461.3393 | 4668.0781 | 4177.4902 | 3846.4553 | 17153.3629 | 0 | 0 | 1816.5651 | 0 | 0 | 0 | 0 | 0 | 0 | 1816.5651 | 47331.071 | 66215.4007 | 44668.6816 | 66215.4007
B - Income Eligible | B1 - Home Energy Assistance | B1a - HEA (Weatherization) | Air Sealing, Gas | EB1a003 | Envelope | [22 empty] | 0 |  |  |  | 0 |  |  |  | 0 |  |  |  | 0 | [9 empty] | 0 | 0 | [53 empty] | 0
B - Income Eligible | B1 - Home Energy Assistance | B1a - HEA (Weatherization) | Air Sealing, Kerosene | EB1a004 | Envelope | 4 | 15 | 4728.024 | 4728.024 | 0 | 0.04852 | 0.031053 | 0.7278 | 0.46579 | 0.031053 | 0.46579 | 0.030717 | 0.017916 | 0.22043 | 0.19673 | 0.077328 | 0 | 0 | 0.017123 | 0.017123 | 0 | 0 | 0 | 0 | 0 | 0 | 0 | 0 | 0 | 0 | 0 | 0 | 14.6156 | 219.234 | 14.6156 | 219.234 | 0 | 0 | 0 | 0 | 0 | 0 | 0 | 0 | 14.6156 | 219.234 | 0 | 0 | 0 | 2.2251 | 1.1872 | 11.3091 | 9.5573 | 24.2786 | 0.15146 | 0.075447 | 0.6195 | 0.32881 | 0.80723 | 1.9825 | 26.2611 | 18.896 | 0 | 1.6248 | 0.30943 | 18.3374 | 0 | 21.9251 | 61.0929 | 87.3539 | 0 | 0 | 0 | 0 | 0 | 0 | 0 | 0 | 0 | 0 | 0 | 0 | 0 | 0 | 0 | 0 | 0 | 0 | 0 | 0 | 0 | 0 | 7695.9687 | 0 | 0 | 0 | 0 | 0 | 7695.9687 | 0 |  | 200.8518 | 200.8518 | 1.55 | 0.81024 | 11.3827 | 10.0289 | 23.7718 | 0 | 0 | 0 | 0 | 0 | 0 | 0 | 4382.847 | 0 | 4382.847 | 7984.1745 | 12189.9415 | 87.3539 | 12189.9415
B - Income Eligible | B1 - Home Energy Assistance | B1a - HEA (Weatherization) | Air Sealing, Oil | EB1a005 | Envelope | 50.2034 | 15 | 103650.6595 | 103650.6595 | 0 | 4.3541 | 2.7866 | 65.3121 | 41.7997 | 2.7866 | 41.7997 | 2.7565 | 1.6077 | 19.7808 | 17.6547 | 6.9393 | 0 | 0 | 1.5366 | 1.5366 | 0 | 0 | 0 | 0 | 289.3974 | 4340.9611 | 289.3974 | 4340.9611 | 0 | 0 | 0 | 0 | 0 | 0 | 0 | 0 | 0 | 0 | 0 | 0 | 0 | 0 | 0 | 0 | 289.3974 | 4340.9611 | 0 | 0 | 0 | 199.6741 | 106.5391 | 1014.8643 | 857.6618 | 2178.7393 | 13.5919 | 6.7706 | 55.5937 | 29.5072 | 72.44 | 177.9033 | 2356.6426 | 1695.7139 | 0 | 145.8123 | 27.7677 | 1645.5822 | 0 | 1967.5418 | 5482.4178 | 7839.0604 | 0 | 0 | 0 | 0 | 0 | 0 | 0 | 0 | 0 | 0 | 0 | 0 | 0 | 0 | 0 | 0 | 0 | 0 | 121223.603 | 0 | 0 | 54.7996 | 0 | 0 | 0 | 0 | 0 | 0 | 121278.4026 | 0 |  | 4028.7441 | 4028.7441 | 139.0961 | 72.7101 | 1021.4702 | 899.9831 | 2133.2595 | 0 | 0 | 85497.8593 | 0 | 0 | 0 | 0 | 0 | 0 | 85497.8593 | 133146.2071 | 216748.5818 | 7839.0604 | 216748.5818
B - Income Eligible | B1 - Home Energy Assistance | B1a - HEA (Weatherization) | Air Sealing, Propane | EB1a006 | Envelope | 37.3746 | 15 | 68428.5816 | 68428.5816 | 0 | 0.80766 | 0.51691 | 12.115 | 7.7536 | 0.51691 | 7.7536 | 0.51132 | 0.29822 | 3.6692 | 3.2748 | 1.2872 | 0 | 0 | 0.28504 | 0.28504 | 0 | 0 | 0 | 0 | 0 | 0 | 0 | 0 | 134.7391 | 2021.0872 | 134.7391 | 2021.0872 | 0 | 0 | 0 | 0 | 0 | 0 | 0 | 0 | 0 | 0 | 0 | 0 | 134.7391 | 2021.0872 | 0 | 0 | 0 | 37.0383 | 19.7623 | 188.2508 | 159.0908 | 404.1422 | 2.5212 | 1.2559 | 10.3123 | 5.4734 | 13.4372 | 32.9999 | 437.1421 | 314.544 | 0 | 27.0472 | 5.1507 | 305.2449 | 0 | 364.9664 | 1016.9533 | 1454.0954 | 0 | 0 | 0 | 0 | 0 | 0 | 0 | 0 | 0 | 0 | 0 | 0 | 0 | 0 | 0 | 0 | 0 | 0 | 0 | 0 | 0 | 0 | 0 | 107165.7374 | 0 | 0 | 0 | 0 | 107165.7374 | 0 |  | 1590.8936 | 1590.8936 | 25.8014 | 13.4873 | 189.4762 | 166.9411 | 395.706 | 0 | 0 | 0 | 0 | 0 | 0 | 0 | 0 | 33176.9169 | 33176.9169 | 110210.7264 | 142192.4556 | 1454.0954 | 142192.4556
B - Income Eligible | B1 - Home Energy Assistance | B1a - HEA (Weatherization) | Air Sealing, Wood Pellets | EB1a007 | Envelope | [22 empty] | 0 |  |  |  | 0 |  |  |  | 0 |  |  |  | 0 | [9 empty] | 0 | 0 | [53 empty] | 0
B - Income Eligible | B1 - Home Energy Assistance | B1a - HEA (Weatherization) | Duct Sealing, Cord Wood | EB1a084 | HVAC | [22 empty] | 0 |  |  |  | 0 |  |  |  | 0 |  |  |  | 0 | [9 empty] | 0 | 0 | [53 empty] | 0
B - Income Eligible | B1 - Home Energy Assistance | B1a - HEA (Weatherization) | Duct Sealing, Electric | EB1a085 | HVAC | [22 empty] | 0 |  |  |  | 0 |  |  |  | 0 |  |  |  | 0 | [9 empty] | 0 | 0 | [53 empty] | 0
B - Income Eligible | B1 - Home Energy Assistance | B1a - HEA (Weatherization) | Duct Sealing, Gas | EB1a086 | HVAC | [22 empty] | 0 |  |  |  | 0 |  |  |  | 0 |  |  |  | 0 | [9 empty] | 0 | 0 | [53 empty] | 0
B - Income Eligible | B1 - Home Energy Assistance | B1a - HEA (Weatherization) | Duct Sealing, Kerosene | EB1a087 | HVAC | [22 empty] | 0 |  |  |  | 0 |  |  |  | 0 |  |  |  | 0 | [9 empty] | 0 | 0 | [53 empty] | 0
B - Income Eligible | B1 - Home Energy Assistance | B1a - HEA (Weatherization) | Duct Sealing, Oil | EB1a088 | HVAC | [22 empty] | 0 |  |  |  | 0 |  |  |  | 0 |  |  |  | 0 | [9 empty] | 0 | 0 | [53 empty] | 0
B - Income Eligible | B1 - Home Energy Assistance | B1a - HEA (Weatherization) | Duct Sealing, Propane | EB1a089 | HVAC | [22 empty] | 0 |  |  |  | 0 |  |  |  | 0 |  |  |  | 0 | [9 empty] | 0 | 0 | [53 empty] | 0
B - Income Eligible | B1 - Home Energy Assistance | B1a - HEA (Weatherization) | Duct Sealing, Wood Pellets | EB1a090 | HVAC | [22 empty] | 0 |  |  |  | 0 |  |  |  | 0 |  |  |  | 0 | [9 empty] | 0 | 0 | [53 empty] | 0
B - Income Eligible | B1 - Home Energy Assistance | B1a - HEA (Weatherization) | Faucet Aerator, Electric | EB1a009 | Hot Water | 5 | 7 | 250 | 250 | 0 | 0.23431 | 0.23431 | 1.6402 | 1.6402 | 0.23431 | 1.6402 | 0.68094 | 0.51487 | 0.24961 | 0.19478 | 0.057028 | 0.046079 | 0.046079 | 0.017793 | 0.017793 | 0 | 0 | 0 | 0 | 0 | 0 | 0 | 0 | 0 | 0 | 0 | 0 | 0 | 0 | 0 | 0 | 0 | 0 | 0 | 0 | 0 | 0 | 0 | 0 | 0 | 0 | 2930 | 0 | 20510 | 52.9937 | 38.038 | 12.4788 | 9.5232 | 113.0337 | 5.2308 | 3.4324 | 1.0303 | 0.485 | 5.6058 | 15.7842 | 128.8179 | 8.5228 | 0 | 1.5516 | 0.32152 | 9.6812 | 0 | 11.5753 | 31.6524 | 160.4703 | 0 | 0 | 0 | 0 | 0 | 0 | 0 | 0 | 0 | 0 | 0 | 0 | 0 | 0 | 0 | 0 | 0 | 0 | 0 | 0 | 0 | 0 | 0 | 0 | 0 | 0 | 427.0546 | 0 | 427.0546 | 0 |  | 0 | 0 | 41.8467 | 28.8645 | 15.3373 | 12.0528 | 98.1013 | 0 | 0 | 0 | 0 | 0 | 0 | 0 | 0 | 0 | 0 | 587.5249 | 685.6262 | 160.4703 | 685.6262
B - Income Eligible | B1 - Home Energy Assistance | B1a - HEA (Weatherization) | Faucet Aerator, Gas | EB1a010 | Hot Water | [22 empty] | 0 |  |  |  | 0 |  |  |  | 0 |  |  |  | 0 | [9 empty] | 0 | 0 | [53 empty] | 0
B - Income Eligible | B1 - Home Energy Assistance | B1a - HEA (Weatherization) | Faucet Aerator, Kerosene | EB1a011 | Hot Water | [22 empty] | 0 |  |  |  | 0 |  |  |  | 0 |  |  |  | 0 | [9 empty] | 0 | 0 | [53 empty] | 0
B - Income Eligible | B1 - Home Energy Assistance | B1a - HEA (Weatherization) | Faucet Aerator, Oil | EB1a012 | Hot Water | 20 | 7 | 1000 | 1000 | 0 | 0 | 0 | 0 | 0 | 0 | 0 | 0 | 0 | 0 | 0 | 0 | 0 | 0 | 0 | 0 | 0 | 0 | 0 | 0 | 3.12 | 21.84 | 3.12 | 21.84 | 0 | 0 | 0 | 0 | 0 | 0 | 0 | 0 | 0 | 0 | 0 | 0 | 0 | 0 | 0 | 0 | 3.12 | 21.84 | 11720 | 0 | 82040 | 0 | 0 | 0 | 0 | 0 | 0 | 0 | 0 | 0 | 0 | 0 | 0 | 0 | 0 | 0 | 0 | 0 | 0 | 0 | 0 | 0 | 0 | 0 | 0 | 0 | 0 | 0 | 0 | 0 | 0 | 0 | 0 | 0 | 0 | 0 | 0 | 0 | 0 | 0 | 656.2832 | 0 | 0 | 0.31562 | 0 | 0 | 0 | 0 | 1708.2184 | 0 | 2364.8172 | 0 |  | 18.398 | 18.398 | 0 | 0 | 0 | 0 | 0 | 0 | 0 | 442.7198 | 0 | 0 | 0 | 0 | 0 | 0 | 442.7198 | 2383.2151 | 2807.5369 | 0 | 2807.5369
B - Income Eligible | B1 - Home Energy Assistance | B1a - HEA (Weatherization) | Faucet Aerator, Propane | EB1a013 | Hot Water | 18 | 7 | 900 | 900 | 0 | 0 | 0 | 0 | 0 | 0 | 0 | 0 | 0 | 0 | 0 | 0 | 0 | 0 | 0 | 0 | 0 | 0 | 0 | 0 | 0 | 0 | 0 | 0 | 2.808 | 19.656 | 2.808 | 19.656 | 0 | 0 | 0 | 0 | 0 | 0 | 0 | 0 | 0 | 0 | 0 | 0 | 2.808 | 19.656 | 10548 | 0 | 73836 | 0 | 0 | 0 | 0 | 0 | 0 | 0 | 0 | 0 | 0 | 0 | 0 | 0 | 0 | 0 | 0 | 0 | 0 | 0 | 0 | 0 | 0 | 0 | 0 | 0 | 0 | 0 | 0 | 0 | 0 | 0 | 0 | 0 | 0 | 0 | 0 | 0 | 0 | 0 | 0 | 0 | 0 | 0 | 0 | 1121.5106 | 0 | 0 | 1537.3965 | 0 | 2658.9072 | 0 |  | 14.0438 | 14.0438 | 0 | 0 | 0 | 0 | 0 | 0 | 0 | 0 | 0 | 0 | 0 | 0 | 0 | 332.0846 | 332.0846 | 2672.951 | 2990.9918 | 0 | 2990.9918
B - Income Eligible | B1 - Home Energy Assistance | B1a - HEA (Weatherization) | Tank Wrap, Electric | EB1a091 | Hot Water | [22 empty] | 0 |  |  |  | 0 |  |  |  | 0 |  |  |  | 0 | [9 empty] | 0 | 0 | [53 empty] | 0
B - Income Eligible | B1 - Home Energy Assistance | B1a - HEA (Weatherization) | Tank Wrap, Gas | EB1a092 | Hot Water | [22 empty] | 0 |  |  |  | 0 |  |  |  | 0 |  |  |  | 0 | [9 empty] | 0 | 0 | [53 empty] | 0
B - Income Eligible | B1 - Home Energy Assistance | B1a - HEA (Weatherization) | Tank Wrap, Kerosene | EB1a093 | Hot Water | [22 empty] | 0 |  |  |  | 0 |  |  |  | 0 |  |  |  | 0 | [9 empty] | 0 | 0 | [53 empty] | 0
B - Income Eligible | B1 - Home Energy Assistance | B1a - HEA (Weatherization) | Tank Wrap, Oil | EB1a094 | Hot Water | [22 empty] | 0 |  |  |  | 0 |  |  |  | 0 |  |  |  | 0 | [9 empty] | 0 | 0 | [53 empty] | 0
B - Income Eligible | B1 - Home Energy Assistance | B1a - HEA (Weatherization) | Tank Wrap, Propane | EB1a095 | Hot Water | [22 empty] | 0 |  |  |  | 0 |  |  |  | 0 |  |  |  | 0 | [9 empty] | 0 | 0 | [53 empty] | 0
B - Income Eligible | B1 - Home Energy Assistance | B1a - HEA (Weatherization) | Hand Held Showerhead, Electric | EB1a016 | Hot Water | 4 | 15 | 200 | 200 | 0 | 0.2 | 0.182 | 3 | 2.73 | 0.182 | 2.73 | 1.1334 | 0.85697 | 0.41546 | 0.32419 | 0.048676 | 0.035791 | 0.035791 | 0.01382 | 0.01382 | 0 | 0 | 0 | 0 | 0 | 0 | 0 | 0 | 0 | 0 | 0 | 0 | 0 | 0 | 0 | 0 | 0 | 0 | 0 | 0 | 0 | 0 | 0 | 0 | 0 | 0 | 4535.44 | 0 | 68031.6 | 82.0977 | 56.7887 | 21.3155 | 15.7493 | 175.9513 | 5.5884 | 3.6089 | 1.1677 | 0.54184 | 4.7312 | 15.638 | 191.5893 | 15.2509 | 0 | 1.3114 | 0.24974 | 14.8 | 0 | 17.6956 | 49.3076 | 240.8969 | 0 | 0 | 0 | 0 | 0 | 0 | 0 | 0 | 0 | 0 | 0 | 0 | 0 | 0 | 0 | 0 | 0 | 0 | 0 | 0 | 0 | 0 | 0 | 0 | 0 | 0 | 1301.0589 | 0 | 1301.0589 | 0 |  | 0 | 0 | 57.1906 | 38.7568 | 21.4543 | 16.5264 | 133.9281 | 0 | 0 | 0 | 0 | 0 | 0 | 0 | 0 | 0 | 0 | 1541.9558 | 1675.8838 | 240.8969 | 1675.8838
B - Income Eligible | B1 - Home Energy Assistance | B1a - HEA (Weatherization) | Hand Held Showerhead, Gas | EB1a017 | Hot Water | [22 empty] | 0 |  |  |  | 0 |  |  |  | 0 |  |  |  | 0 | [9 empty] | 0 | 0 | [53 empty] | 0
B - Income Eligible | B1 - Home Energy Assistance | B1a - HEA (Weatherization) | Hand Held Showerhead, Kerosene | EB1a018 | Hot Water | 1 | 15 | 50 | 50 | 0 | 0 | 0 | 0 | 0 | 0 | 0 | 0 | 0 | 0 | 0 | 0 | 0 | 0 | 0 | 0 | 0 | 0 | 0 | 0 | 0 | 0 | 0 | 0 | 0 | 0 | 0 | 0 | 0.57603 | 8.6405 | 0.57603 | 8.6405 | 0 | 0 | 0 | 0 | 0 | 0 | 0 | 0 | 0.57603 | 8.6405 | 1133.86 | 0 | 17007.9 | 0 | 0 | 0 | 0 | 0 | 0 | 0 | 0 | 0 | 0 | 0 | 0 | 0 | 0 | 0 | 0 | 0 | 0 | 0 | 0 | 0 | 0 | 0 | 0 | 0 | 0 | 0 | 0 | 0 | 0 | 0 | 0 | 0 | 0 | 0 | 0 | 0 | 0 | 0 | 0 | 0 | 0 | 0 | 303.3135 | 0 | 0 | 0 | 325.2647 | 0 | 628.5782 | 0 |  | 7.916 | 7.916 | 0 | 0 | 0 | 0 | 0 | 0 | 0 | 0 | 0 | 0 | 0 | 0 | 172.7368 | 0 | 172.7368 | 636.4942 | 801.315 | 0 | 801.315
B - Income Eligible | B1 - Home Energy Assistance | B1a - HEA (Weatherization) | Hand Held Showerhead, Oil | EB1a019 | Hot Water | 16 | 15 | 800 | 800 | 0 | 0 | 0 | 0 | 0 | 0 | 0 | 0 | 0 | 0 | 0 | 0 | 0 | 0 | 0 | 0 | 0 | 0 | 0 | 0 | 9.2165 | 138.2472 | 9.2165 | 138.2472 | 0 | 0 | 0 | 0 | 0 | 0 | 0 | 0 | 0 | 0 | 0 | 0 | 0 | 0 | 0 | 0 | 9.2165 | 138.2472 | 18141.76 | 0 | 272126.4 | 0 | 0 | 0 | 0 | 0 | 0 | 0 | 0 | 0 | 0 | 0 | 0 | 0 | 0 | 0 | 0 | 0 | 0 | 0 | 0 | 0 | 0 | 0 | 0 | 0 | 0 | 0 | 0 | 0 | 0 | 0 | 0 | 0 | 0 | 0 | 0 | 0 | 0 | 0 | 3860.6252 | 0 | 0 | 1.7452 | 0 | 0 | 0 | 0 | 5204.2354 | 0 | 9066.6058 | 0 |  | 128.304 | 128.304 | 0 | 0 | 0 | 0 | 0 | 0 | 0 | 2722.8624 | 0 | 0 | 0 | 0 | 0 | 0 | 2722.8624 | 9194.9098 | 11789.4682 | 0 | 11789.4682
B - Income Eligible | B1 - Home Energy Assistance | B1a - HEA (Weatherization) | Hand Held Showerhead, Propane | EB1a020 | Hot Water | 14 | 15 | 700 | 700 | 0 | 0 | 0 | 0 | 0 | 0 | 0 | 0 | 0 | 0 | 0 | 0 | 0 | 0 | 0 | 0 | 0 | 0 | 0 | 0 | 0 | 0 | 0 | 0 | 8.0644 | 120.9663 | 8.0644 | 120.9663 | 0 | 0 | 0 | 0 | 0 | 0 | 0 | 0 | 0 | 0 | 0 | 0 | 8.0644 | 120.9663 | 15874.04 | 0 | 238110.6 | 0 | 0 | 0 | 0 | 0 | 0 | 0 | 0 | 0 | 0 | 0 | 0 | 0 | 0 | 0 | 0 | 0 | 0 | 0 | 0 | 0 | 0 | 0 | 0 | 0 | 0 | 0 | 0 | 0 | 0 | 0 | 0 | 0 | 0 | 0 | 0 | 0 | 0 | 0 | 0 | 0 | 0 | 0 | 0 | 6414.0938 | 0 | 0 | 4553.706 | 0 | 10967.7998 | 0 |  | 95.2183 | 95.2183 | 0 | 0 | 0 | 0 | 0 | 0 | 0 | 0 | 0 | 0 | 0 | 0 | 0 | 1985.708 | 1985.708 | 11063.0181 | 12953.5078 | 0 | 12953.5078
B - Income Eligible | B1 - Home Energy Assistance | B1a - HEA (Weatherization) | Energy Kits | EB1a121 | Custom Measures | [22 empty] | 0 |  |  |  | 0 |  |  |  | 0 |  |  |  | 0 | [9 empty] | 0 | 0 | [53 empty] | 0
B - Income Eligible | B1 - Home Energy Assistance | B1a - HEA (Weatherization) | Insulation, Cord Wood | EB1a022 | Envelope | [22 empty] | 0 |  |  |  | 0 |  |  |  | 0 |  |  |  | 0 | [9 empty] | 0 | 0 | [53 empty] | 0
B - Income Eligible | B1 - Home Energy Assistance | B1a - HEA (Weatherization) | Insulation, Electric | EB1a023 | Envelope | 3 | 25 | 48733.5 | 48733.5 | 0 | 10.0322 | 6.4206 | 250.8038 | 160.5144 | 6.4206 | 160.5144 | 40.7824 | 47.6114 | 37.3155 | 34.8052 | 7.8573 | 1.0108 | 1.0108 | 1.6896 | 1.6896 | 0 | 0 | 0 | 0 | 11.0898 | 277.245 | 11.0898 | 277.245 | 0 | 0 | 0 | 0 | 0 | 0 | 0 | 0 | 0 | 0 | 0 | 0 | 0 | 0 | 0 | 0 | 11.0898 | 277.245 | 0 | 0 | 0 | 2700.2772 | 2766.793 | 1873.5864 | 1628.8846 | 8969.5412 | 120.6532 | 120.303 | 62.925 | 34.9029 | 166.9053 | 505.6894 | 9475.2307 | 2970.1603 | 0 | 160.3291 | 30.5322 | 2721.5199 | 0 | 3253.9876 | 9136.5292 | 18611.7599 | 0 | 0 | 0 | 0 | 0 | 0 | 0 | 0 | 0 | 0 | 0 | 0 | 0 | 0 | 0 | 0 | 0 | 0 | 7057.0357 | 0 | 0 | 3.0386 | 0 | 0 | 0 | 0 | 0 | 0 | 7060.0743 | 0 |  | 287.7269 | 287.7269 | 1687.9708 | 1769.8645 | 1554.109 | 1421.0528 | 6432.9971 | 0 | 0 | 5261.1326 | 0 | 0 | 0 | 0 | 0 | 0 | 5261.1326 | 25959.5611 | 37365.9638 | 18611.7599 | 37365.9638
B - Income Eligible | B1 - Home Energy Assistance | B1a - HEA (Weatherization) | Insulation, Gas | EB1a024 | Envelope | [22 empty] | 0 |  |  |  | 0 |  |  |  | 0 |  |  |  | 0 | [9 empty] | 0 | 0 | [53 empty] | 0
B - Income Eligible | B1 - Home Energy Assistance | B1a - HEA (Weatherization) | Insulation, Kerosene | EB1a025 | Envelope | 4 | 25 | 21280.56 | 21280.56 | 0 | 0.13272 | 0.084941 | 3.318 | 2.1235 | 0.084941 | 2.1235 | 0.14004 | 0.081676 | 1.0049 | 0.8969 | 0.21152 | 0 | 0 | 0.046839 | 0.046839 | 0 | 0 | 0 | 0 | 0 | 0 | 0 | 0 | 0 | 0 | 0 | 0 | 41.5044 | 1037.61 | 41.5044 | 1037.61 | 0 | 0 | 0 | 0 | 0 | 0 | 0 | 0 | 41.5044 | 1037.61 | 0 | 0 | 0 | 9.2722 | 4.7463 | 50.4557 | 41.9749 | 106.4492 | 0.4143 | 0.20638 | 1.6946 | 0.89942 | 2.2081 | 5.4227 | 111.8719 | 82.3371 | 0 | 4.4446 | 0.8464 | 75.4444 | 0 | 90.2052 | 253.2777 | 365.1496 | 0 | 0 | 0 | 0 | 0 | 0 | 0 | 0 | 0 | 0 | 0 | 0 | 0 | 0 | 0 | 0 | 0 | 0 | 0 | 0 | 0 | 0 | 33200.6688 | 0 | 0 | 0 | 0 | 0 | 33200.6688 | 0 |  | 1063.0043 | 1063.0043 | 5.7962 | 3.0361 | 41.8521 | 36.6193 | 87.3037 | 0 | 0 | 0 | 0 | 0 | 0 | 0 | 19986.1151 | 0 | 19986.1151 | 34628.8226 | 53639.2372 | 365.1496 | 53639.2372
B - Income Eligible | B1 - Home Energy Assistance | B1a - HEA (Weatherization) | Insulation, Oil | EB1a026 | Envelope | 50.2034 | 25 | 428404.1006 | 428404.1006 | 0 | 14.1619 | 9.0636 | 354.0468 | 226.59 | 9.0636 | 226.59 | 14.9428 | 8.7152 | 107.2284 | 95.7035 | 22.5702 | 0 | 0 | 4.9979 | 4.9979 | 0 | 0 | 0 | 0 | 723.3404 | 18083.5099 | 723.3404 | 18083.5099 | 0 | 0 | 0 | 0 | 0 | 0 | 0 | 0 | 0 | 0 | 0 | 0 | 0 | 0 | 0 | 0 | 723.3404 | 18083.5099 | 0 | 0 | 0 | 989.3917 | 506.4585 | 5383.8665 | 4478.93 | 11358.6467 | 44.2078 | 22.0213 | 180.8189 | 95.9723 | 235.6117 | 578.632 | 11937.2787 | 8785.7713 | 0 | 474.2555 | 90.3147 | 8050.2898 | 0 | 9625.3361 | 27025.9675 | 38963.2462 | 0 | 0 | 0 | 0 | 0 | 0 | 0 | 0 | 0 | 0 | 0 | 0 | 0 | 0 | 0 | 0 | 0 | 0 | 460300.3645 | 0 | 0 | 198.1949 | 0 | 0 | 0 | 0 | 0 | 0 | 460498.5594 | 0 |  | 18767.2024 | 18767.2024 | 618.4788 | 323.9718 | 4465.8283 | 3907.4568 | 9315.7357 | 0 | 0 | 343161.2627 | 0 | 0 | 0 | 0 | 0 | 0 | 343161.2627 | 518229.0079 | 851938.8039 | 38963.2462 | 851938.8039
B - Income Eligible | B1 - Home Energy Assistance | B1a - HEA (Weatherization) | Insulation, Propane | EB1a027 | Envelope | 37.3746 | 25 | 255868.8179 | 255868.8179 | 0 | 4.5776 | 2.9297 | 114.441 | 73.2422 | 2.9297 | 73.2422 | 4.8301 | 2.8171 | 34.6602 | 30.9349 | 7.2955 | 0 | 0 | 1.6155 | 1.6155 | 0 | 0 | 0 | 0 | 0 | 0 | 0 | 0 | 285.4372 | 7135.931 | 285.4372 | 7135.931 | 0 | 0 | 0 | 0 | 0 | 0 | 0 | 0 | 0 | 0 | 0 | 0 | 285.4372 | 7135.931 | 0 | 0 | 0 | 319.8079 | 163.7061 | 1740.2645 | 1447.7556 | 3671.534 | 14.2896 | 7.1181 | 58.4473 | 31.0218 | 76.1584 | 187.0352 | 3858.5693 | 2839.8857 | 0 | 153.2969 | 29.1931 | 2602.1509 | 0 | 3111.264 | 8735.7906 | 12594.3599 | 0 | 0 | 0 | 0 | 0 | 0 | 0 | 0 | 0 | 0 | 0 | 0 | 0 | 0 | 0 | 0 | 0 | 0 | 0 | 0 | 0 | 0 | 0 | 344888.609 | 0 | 0 | 0 | 0 | 344888.609 | 0 |  | 6281.1585 | 6281.1585 | 199.9152 | 104.7197 | 1443.5206 | 1263.0343 | 3011.1898 | 0 | 0 | 0 | 0 | 0 | 0 | 0 | 0 | 112863.2477 | 112863.2477 | 363764.1274 | 473357.4063 | 12594.3599 | 473357.4063
B - Income Eligible | B1 - Home Energy Assistance | B1a - HEA (Weatherization) | Insulation, Wood Pellets | EB1a028 | Envelope | 2 | 25 | 37948 | 37948 | 0 | 3.9285 | 2.5142 | 98.212 | 62.8557 | 2.5142 | 62.8557 | 4.1451 | 2.4176 | 29.745 | 26.548 | 6.2609 | 0 | 0 | 1.3864 | 1.3864 | 0 | 0 | 0 | 0 | 0 | 0 | 0 | 0 | 0 | 0 | 0 | 0 | 0 | 0 | 0 | 0 | 0 | 0 | 0 | 0 | 44.286 | 1107.15 | 44.286 | 1107.15 | 44.286 | 1107.15 | 0 | 0 | 0 | 274.4556 | 140.4908 | 1493.4757 | 1242.4478 | 3150.8698 | 12.2632 | 6.1087 | 50.1589 | 26.6225 | 65.3583 | 160.5116 | 3311.3813 | 2437.1584 | 0 | 131.5577 | 25.0532 | 2233.1371 | 0 | 2670.0523 | 7496.9586 | 10808.34 | 0 | 0 | 0 | 0 | 0 | 0 | 0 | 0 | 0 | 0 | 0 | 0 | 0 | 0 | 0 | 0 | 0 | 0 | 0 | 0 | 0 | 0 | 0 | 0 | 0 | 28299.4071 | 0 | 0 | 28299.4071 | 0 |  | 0 | 0 | 171.565 | 89.8692 | 1238.8134 | 1083.922 | 2584.1697 | 0 | 0 | 0 | 0 | 0 | 0 | 0 | 0 | 0 | 0 | 39107.7471 | 41691.9167 | 10808.34 | 41691.9167
B - Income Eligible | B1 - Home Energy Assistance | B1a - HEA (Weatherization) | Duct Insulation, Cord Wood | EB1a077 | HVAC | [22 empty] | 0 |  |  |  | 0 |  |  |  | 0 |  |  |  | 0 | [9 empty] | 0 | 0 | [53 empty] | 0
B - Income Eligible | B1 - Home Energy Assistance | B1a - HEA (Weatherization) | Duct Insulation, Electric | EB1a078 | HVAC | [22 empty] | 0 |  |  |  | 0 |  |  |  | 0 |  |  |  | 0 | [9 empty] | 0 | 0 | [53 empty] | 0
B - Income Eligible | B1 - Home Energy Assistance | B1a - HEA (Weatherization) | Duct Insulation, Gas | EB1a079 | HVAC | [22 empty] | 0 |  |  |  | 0 |  |  |  | 0 |  |  |  | 0 | [9 empty] | 0 | 0 | [53 empty] | 0
B - Income Eligible | B1 - Home Energy Assistance | B1a - HEA (Weatherization) | Duct Insulation, Kerosene | EB1a080 | HVAC | [22 empty] | 0 |  |  |  | 0 |  |  |  | 0 |  |  |  | 0 | [9 empty] | 0 | 0 | [53 empty] | 0
B - Income Eligible | B1 - Home Energy Assistance | B1a - HEA (Weatherization) | Duct Insulation, Oil | EB1a081 | HVAC | [22 empty] | 0 |  |  |  | 0 |  |  |  | 0 |  |  |  | 0 | [9 empty] | 0 | 0 | [53 empty] | 0
B - Income Eligible | B1 - Home Energy Assistance | B1a - HEA (Weatherization) | Duct Insulation, Propane | EB1a082 | HVAC | [22 empty] | 0 |  |  |  | 0 |  |  |  | 0 |  |  |  | 0 | [9 empty] | 0 | 0 | [53 empty] | 0
B - Income Eligible | B1 - Home Energy Assistance | B1a - HEA (Weatherization) | Duct Insulation, Wood Pellets | EB1a083 | HVAC | [22 empty] | 0 |  |  |  | 0 |  |  |  | 0 |  |  |  | 0 | [9 empty] | 0 | 0 | [53 empty] | 0
B - Income Eligible | B1 - Home Energy Assistance | B1a - HEA (Weatherization) | Low Flow Showerhead, Electric | EB1a030 | Hot Water | 5 | 15 | 175 | 175 | 0 | 0.2 | 0.182 | 3 | 2.73 | 0.182 | 2.73 | 1.1334 | 0.85697 | 0.41546 | 0.32419 | 0.048676 | 0.035791 | 0.035791 | 0.01382 | 0.01382 | 0 | 0 | 0 | 0 | 0 | 0 | 0 | 0 | 0 | 0 | 0 | 0 | 0 | 0 | 0 | 0 | 0 | 0 | 0 | 0 | 0 | 0 | 0 | 0 | 0 | 0 | 5669.3 | 0 | 85039.5 | 82.0977 | 56.7887 | 21.3155 | 15.7493 | 175.9513 | 5.5884 | 3.6089 | 1.1677 | 0.54184 | 4.7312 | 15.638 | 191.5893 | 15.2509 | 0 | 1.3114 | 0.24974 | 14.8 | 0 | 17.6956 | 49.3076 | 240.8969 | 0 | 0 | 0 | 0 | 0 | 0 | 0 | 0 | 0 | 0 | 0 | 0 | 0 | 0 | 0 | 0 | 0 | 0 | 0 | 0 | 0 | 0 | 0 | 0 | 0 | 0 | 1626.3236 | 0 | 1626.3236 | 0 |  | 0 | 0 | 57.1906 | 38.7568 | 21.4543 | 16.5264 | 133.9281 | 0 | 0 | 0 | 0 | 0 | 0 | 0 | 0 | 0 | 0 | 1867.2205 | 2001.1486 | 240.8969 | 2001.1486
B - Income Eligible | B1 - Home Energy Assistance | B1a - HEA (Weatherization) | Low Flow Showerhead, Gas | EB1a031 | Hot Water | [22 empty] | 0 |  |  |  | 0 |  |  |  | 0 |  |  |  | 0 | [9 empty] | 0 | 0 | [53 empty] | 0
B - Income Eligible | B1 - Home Energy Assistance | B1a - HEA (Weatherization) | Low Flow Showerhead, Kerosene | EB1a032 | Hot Water | [22 empty] | 0 |  |  |  | 0 |  |  |  | 0 |  |  |  | 0 | [9 empty] | 0 | 0 | [53 empty] | 0
B - Income Eligible | B1 - Home Energy Assistance | B1a - HEA (Weatherization) | Low Flow Showerhead, Oil | EB1a033 | Hot Water | [22 empty] | 0 |  |  |  | 0 |  |  |  | 0 |  |  |  | 0 | [9 empty] | 0 | 0 | [53 empty] | 0
B - Income Eligible | B1 - Home Energy Assistance | B1a - HEA (Weatherization) | Low Flow Showerhead, Propane | EB1a034 | Hot Water | [22 empty] | 0 |  |  |  | 0 |  |  |  | 0 |  |  |  | 0 | [9 empty] | 0 | 0 | [53 empty] | 0
B - Income Eligible | B1 - Home Energy Assistance | B1a - HEA (Weatherization) | Advanced Power Strip, Tier I | EB1a035 | Process | [22 empty] | 0 |  |  |  | 0 |  |  |  | 0 |  |  |  | 0 | [9 empty] | 0 | 0 | [53 empty] | 0
B - Income Eligible | B1 - Home Energy Assistance | B1a - HEA (Weatherization) | Advanced Power Strip, Tier II | EB1a036 | Process | [22 empty] | 0 |  |  |  | 0 |  |  |  | 0 |  |  |  | 0 | [9 empty] | 0 | 0 | [53 empty] | 0
B - Income Eligible | B1 - Home Energy Assistance | B1a - HEA (Weatherization) | Pipe Insulation - Hot Water, Electric | EB1a037 | Hot Water | 5 | 15 | 750 | 750 | 0 | 0.205 | 0.205 | 3.075 | 3.075 | 0.205 | 3.075 | 1.2766 | 0.96526 | 0.46797 | 0.36516 | 0.049893 | 0.040314 | 0.040314 | 0.015567 | 0.015567 | 0 | 0 | 0 | 0 | 0 | 0 | 0 | 0 | 0 | 0 | 0 | 0 | 0 | 0 | 0 | 0 | 0 | 0 | 0 | 0 | 0 | 0 | 0 | 0 | 0 | 0 | 0 | 0 | 0 | 92.4727 | 63.9653 | 24.0093 | 17.7395 | 198.1869 | 6.2947 | 4.065 | 1.3152 | 0.61031 | 5.3291 | 17.6142 | 215.8011 | 17.1782 | 0 | 1.4771 | 0.2813 | 16.6703 | 0 | 19.9319 | 55.5388 | 271.3399 | 0 | 0 | 0 | 0 | 0 | 0 | 0 | 0 | 0 | 0 | 0 | 0 | 0 | 0 | 0 | 0 | 0 | 0 | 0 | 0 | 0 | 0 | 0 | 0 | 0 | 0 | 0 | 0 | 0 | 0 |  | 0 | 0 | 64.4179 | 43.6547 | 24.1655 | 18.6149 | 150.8531 | 0 | 0 | 0 | 0 | 0 | 0 | 0 | 0 | 0 | 0 | 271.3399 | 422.193 | 271.3399 | 422.193
B - Income Eligible | B1 - Home Energy Assistance | B1a - HEA (Weatherization) | Pipe Insulation - Hot Water, Gas | EB1a038 | Hot Water | [22 empty] | 0 |  |  |  | 0 |  |  |  | 0 |  |  |  | 0 | [9 empty] | 0 | 0 | [53 empty] | 0
B - Income Eligible | B1 - Home Energy Assistance | B1a - HEA (Weatherization) | Pipe Insulation - Hot Water, Kerosene | EB1a039 | Hot Water | [22 empty] | 0 |  |  |  | 0 |  |  |  | 0 |  |  |  | 0 | [9 empty] | 0 | 0 | [53 empty] | 0
B - Income Eligible | B1 - Home Energy Assistance | B1a - HEA (Weatherization) | Pipe Insulation - Hot Water, Oil | EB1a040 | Hot Water | 14 | 15 | 2100 | 2100 | 0 | 0 | 0 | 0 | 0 | 0 | 0 | 0 | 0 | 0 | 0 | 0 | 0 | 0 | 0 | 0 | 0 | 0 | 0 | 0 | 35.7 | 535.5 | 35.7 | 535.5 | 0 | 0 | 0 | 0 | 0 | 0 | 0 | 0 | 0 | 0 | 0 | 0 | 0 | 0 | 0 | 0 | 35.7 | 535.5 | 0 | 0 | 0 | 0 | 0 | 0 | 0 | 0 | 0 | 0 | 0 | 0 | 0 | 0 | 0 | 0 | 0 | 0 | 0 | 0 | 0 | 0 | 0 | 0 | 0 | 0 | 0 | 0 | 0 | 0 | 0 | 0 | 0 | 0 | 0 | 0 | 0 | 0 | 0 | 0 | 0 | 0 | 14954.1168 | 0 | 0 | 6.7601 | 0 | 0 | 0 | 0 | 0 | 0 | 14960.8769 | 0 |  | 496.985 | 496.985 | 0 | 0 | 0 | 0 | 0 | 0 | 0 | 10546.997 | 0 | 0 | 0 | 0 | 0 | 0 | 10546.997 | 15457.8619 | 25507.8739 | 0 | 25507.8739
B - Income Eligible | B1 - Home Energy Assistance | B1a - HEA (Weatherization) | Pipe Insulation - Hot Water, Propane | EB1a041 | Hot Water | 12 | 15 | 1800 | 1800 | 0 | 0 | 0 | 0 | 0 | 0 | 0 | 0 | 0 | 0 | 0 | 0 | 0 | 0 | 0 | 0 | 0 | 0 | 0 | 0 | 0 | 0 | 0 | 0 | 30.6 | 459 | 30.6 | 459 | 0 | 0 | 0 | 0 | 0 | 0 | 0 | 0 | 0 | 0 | 0 | 0 | 30.6 | 459 | 0 | 0 | 0 | 0 | 0 | 0 | 0 | 0 | 0 | 0 | 0 | 0 | 0 | 0 | 0 | 0 | 0 | 0 | 0 | 0 | 0 | 0 | 0 | 0 | 0 | 0 | 0 | 0 | 0 | 0 | 0 | 0 | 0 | 0 | 0 | 0 | 0 | 0 | 0 | 0 | 0 | 0 | 0 | 0 | 0 | 0 | 0 | 24337.9277 | 0 | 0 | 0 | 0 | 24337.9277 | 0 |  | 361.3007 | 361.3007 | 0 | 0 | 0 | 0 | 0 | 0 | 0 | 0 | 0 | 0 | 0 | 0 | 0 | 7534.6601 | 7534.6601 | 24699.2283 | 31872.5877 | 0 | 31872.5877
B - Income Eligible | B1 - Home Energy Assistance | B1a - HEA (Weatherization) | Hot Water Setback, Electric | EB1a042 | Hot Water | [22 empty] | 0 |  |  |  | 0 |  |  |  | 0 |  |  |  | 0 | [9 empty] | 0 | 0 | [53 empty] | 0
B - Income Eligible | B1 - Home Energy Assistance | B1a - HEA (Weatherization) | Hot Water Setback, Gas | EB1a060 | Hot Water | [22 empty] | 0 |  |  |  | 0 |  |  |  | 0 |  |  |  | 0 | [9 empty] | 0 | 0 | [53 empty] | 0
B - Income Eligible | B1 - Home Energy Assistance | B1a - HEA (Weatherization) | Hot Water Setback, Kerosene | EB1a061 | Hot Water | [22 empty] | 0 |  |  |  | 0 |  |  |  | 0 |  |  |  | 0 | [9 empty] | 0 | 0 | [53 empty] | 0
B - Income Eligible | B1 - Home Energy Assistance | B1a - HEA (Weatherization) | Hot Water Setback, Oil | EB1a062 | Hot Water | [22 empty] | 0 |  |  |  | 0 |  |  |  | 0 |  |  |  | 0 | [9 empty] | 0 | 0 | [53 empty] | 0
B - Income Eligible | B1 - Home Energy Assistance | B1a - HEA (Weatherization) | Hot Water Setback, Propane | EB1a063 | Hot Water | [22 empty] | 0 |  |  |  | 0 |  |  |  | 0 |  |  |  | 0 | [9 empty] | 0 | 0 | [53 empty] | 0
B - Income Eligible | B1 - Home Energy Assistance | B1a - HEA (Weatherization) | DHW Heat Pump Water Heater | EB1a043 | Hot Water | 25 | 15 | 27200 | 27200 | 0 | 24.025 | 21.8627 | 360.375 | 327.9412 | 21.8627 | 327.9412 | 128.3262 | 108.1115 | 48.8326 | 42.671 | 5.2785 | 3.5882 | 3.5882 | 1.9838 | 1.9838 | 16.9024 | 253.5361 | 16.9024 | 253.5361 | 29.6246 | 444.3697 | 29.6246 | 444.3697 | 2.3627 | 35.4405 | 2.3627 | 35.4405 | 0 | 0 | 0 | 0 | 0 | 0 | 0 | 0 | 0 | 0 | 0 | 0 | 48.8898 | 733.3462 | 0 | 0 | 0 | 9295.4804 | 7164.2389 | 2505.3896 | 2072.9459 | 21038.0548 | 632.7475 | 455.2883 | 137.2438 | 71.318 | 568.3305 | 1864.9282 | 22902.983 | 2189.1851 | 0 | 188.2452 | 35.8484 | 2124.4645 | 0 | 2540.1178 | 7077.861 | 29980.844 | 0 | 1357.0313 | 0 | 0 | 0 | 0 | 0 | 1357.0313 | 0.4298 | 0 | 30.9537 | 0 | 0 | 0 | 0 | 0 | 31.3835 | 1388.4148 | 12409.2546 | 0 | 0 | 5.6096 | 0 | 1879.1916 | 0 | 0 | 0 | 0 | 15682.4706 | 0 |  | 608.2341 | 608.2341 | 6475.3759 | 4889.4066 | 2521.6976 | 2175.2353 | 16061.7154 | 3569.095 | 0 | 8752.1297 | 0 | 0 | 0 | 0 | 0 | 581.7697 | 12902.9944 | 46271.5486 | 74628.0244 | 29980.844 | 74628.0244
B - Income Eligible | B1 - Home Energy Assistance | B1a - HEA (Weatherization) | Stand Alone Water Heater, Electric | EB1a096 | Hot Water | 1 | 13 | 1500 | 1500 | 0 | 0 | 0 | 0 | 0 | 0 | 0 | 0 | 0 | 0 | 0 | 0 | 0 | 0 | 0 | 0 | 0 | 0 | 0 | 0 | 0 | 0 | 0 | 0 | 0 | 0 | 0 | 0 | 0 | 0 | 0 | 0 | 0 | 0 | 0 | 0 | 0 | 0 | 0 | 0 | 0 | 0 | 0 | 0 | 0 | 0 | 0 | 0 | 0 | 0 | 0 | 0 | 0 | 0 | 0 | 0 | 0 | 0 | 0 | 0 | 0 | 0 | 0 | 0 | 0 | 0 | 0 | 0 | 0 | 0 | 0 | 0 | 0 | 0 | 0 | 0 | 0 | 0 | 0 | 0 | 0 | 0 | 0 | 0 | 0 | 0 | 0 | 0 | 0 | 0 | 0 | 0 | 0 | 0 | 0 | 0 |  | 0 | 0 | 0 | 0 | 0 | 0 | 0 | 0 | 0 | 0 | 0 | 0 | 0 | 0 | 0 | 0 | 0 | 0 | 0 | 0 | 0
B - Income Eligible | B1 - Home Energy Assistance | B1a - HEA (Weatherization) | Stand Alone Water Heater, Gas | EB1a097 | Hot Water | [22 empty] | 0 |  |  |  | 0 |  |  |  | 0 |  |  |  | 0 | [9 empty] | 0 | 0 | [53 empty] | 0
B - Income Eligible | B1 - Home Energy Assistance | B1a - HEA (Weatherization) | Stand Alone Water Heater, Propane | EB1a099 | Hot Water | [22 empty] | 0 |  |  |  | 0 |  |  |  | 0 |  |  |  | 0 | [9 empty] | 0 | 0 | [53 empty] | 0
B - Income Eligible | B1 - Home Energy Assistance | B1a - HEA (Weatherization) | Indirect Water Heater, Oil | EB1a098 | Hot Water | [22 empty] | 0 |  |  |  | 0 |  |  |  | 0 |  |  |  | 0 | [9 empty] | 0 | 0 | [53 empty] | 0
B - Income Eligible | B1 - Home Energy Assistance | B1a - HEA (Weatherization) | LED Bulb, General Service Lamps | EB1a044 | Lighting | [22 empty] | 0 |  |  |  | 0 |  |  |  | 0 |  |  |  | 0 | [9 empty] | 0 | 0 | [53 empty] | 0
B - Income Eligible | B1 - Home Energy Assistance | B1a - HEA (Weatherization) | LED Bulb, Linear | EB1a045 | Lighting | [22 empty] | 0 |  |  |  | 0 |  |  |  | 0 |  |  |  | 0 | [9 empty] | 0 | 0 | [53 empty] | 0
B - Income Eligible | B1 - Home Energy Assistance | B1a - HEA (Weatherization) | LED Bulb, Other Specialty | EB1a046 | Lighting | [22 empty] | 0 |  |  |  | 0 |  |  |  | 0 |  |  |  | 0 | [9 empty] | 0 | 0 | [53 empty] | 0
B - Income Eligible | B1 - Home Energy Assistance | B1a - HEA (Weatherization) | LED Bulb, Reflector | EB1a047 | Lighting | [22 empty] | 0 |  |  |  | 0 |  |  |  | 0 |  |  |  | 0 | [9 empty] | 0 | 0 | [53 empty] | 0
B - Income Eligible | B1 - Home Energy Assistance | B1a - HEA (Weatherization) | LED Fixture | EB1a048 | Lighting | [22 empty] | 0 |  |  |  | 0 |  |  |  | 0 |  |  |  | 0 | [9 empty] | 0 | 0 | [53 empty] | 0
B - Income Eligible | B1 - Home Energy Assistance | B1a - HEA (Weatherization) | Refrigerator | EB1a049 | Refrigeration | 65 | 12 | 65000 | 65000 | 0 | 59.202 | 59.202 | 710.424 | 710.424 | 59.202 | 710.424 | 206.0058 | 226.9799 | 129.1484 | 148.2899 | 10.4853 | 9.7513 | 9.7513 | 13.526 | 13.526 | -0.033597 | -0.40317 | -0.033597 | -0.40317 | 0 | 0 | 0 | 0 | 0 | 0 | 0 | 0 | 0 | 0 | 0 | 0 | 0 | 0 | 0 | 0 | 0 | 0 | 0 | 0 | -0.033597 | -0.40317 | 0 | 0 | 0 | 15332.0652 | 15614.2633 | 6614.3522 | 7261.4481 | 44822.1288 | 1269.7106 | 1194.8467 | 453.7134 | 309.8047 | 1538.9786 | 4767.0541 | 49589.1829 | 11982.3987 | 0 | 1283.4877 | 244.4207 | 11959.7942 | 0 | 14299.7384 | 39769.8396 | 89359.0225 | 0 | -2.1994 | 0 | 0 | 0 | 0 | 0 | -2.1994 | -0.00070267 | 0 | -0.061527 | 0 | 0 | 0 | 0 | 0 | -0.06223 | -2.2616 | 0 | 0 | 0 | 0 | 0 | 0 | 0 | 0 | 0 | 0 | -2.2616 | 0 |  | -0.25742 | -0.25742 | 11156.1573 | 11069.2586 | 7114.4541 | 8152.0457 | 37491.9157 | -5.7377 | 0 | 0 | 0 | 0 | 0 | 0 | 0 | 0 | -5.7377 | 89356.5035 | 126842.9388 | 89359.0225 | 126842.9388
B - Income Eligible | B1 - Home Energy Assistance | B1a - HEA (Weatherization) | Freezer | EB1a050 | Refrigeration | [22 empty] | 0 |  |  |  | 0 |  |  |  | 0 |  |  |  | 0 | [9 empty] | 0 | 0 | [53 empty] | 0
B - Income Eligible | B1 - Home Energy Assistance | B1a - HEA (Weatherization) | Clothes Washer | EB1a051 | Hot Water | [22 empty] | 0 |  |  |  | 0 |  |  |  | 0 |  |  |  | 0 | [9 empty] | 0 | 0 | [53 empty] | 0
B - Income Eligible | B1 - Home Energy Assistance | B1a - HEA (Weatherization) | Clothes Dryer | EB1a052 | Envelope | [22 empty] | 0 |  |  |  | 0 |  |  |  | 0 |  |  |  | 0 | [9 empty] | 0 | 0 | [53 empty] | 0
B - Income Eligible | B1 - Home Energy Assistance | B1a - HEA (Weatherization) | Dehumidifier | EB1a053 | HVAC | 31 | 12 | 7750 | 7750 | 0 | 12.6201 | 11.4843 | 151.4412 | 137.8115 | 11.4843 | 137.8115 | 30.3088 | 32.1644 | 34.3539 | 40.9844 | 2.9506 | 0.46184 | 0.46184 | 2.2018 | 2.2018 | 0 | 0 | 0 | 0 | 0 | 0 | 0 | 0 | 0 | 0 | 0 | 0 | 0 | 0 | 0 | 0 | 0 | 0 | 0 | 0 | 0 | 0 | 0 | 0 | 0 | 0 | 0 | 0 | 0 | 2255.7463 | 2212.6324 | 1759.4373 | 2006.923 | 8234.7388 | 186.8075 | 169.3168 | 120.6891 | 85.624 | 298.5385 | 860.9759 | 9095.7148 | 1950.4965 | 0 | 208.9263 | 39.7868 | 1946.8169 | 0 | 2327.7134 | 6473.7399 | 15569.4547 | 0 | 0 | 0 | 0 | 0 | 0 | 0 | 0 | 0 | 0 | 0 | 0 | 0 | 0 | 0 | 0 | 0 | 0 | 0 | 0 | 0 | 0 | 0 | 0 | 0 | 0 | 0 | 0 | 0 | 0 |  | 0 | 0 | 1641.3614 | 1568.5786 | 1892.4658 | 2253.0668 | 7355.4727 | 0 | 0 | 0 | 0 | 0 | 0 | 0 | 0 | 0 | 0 | 15569.4547 | 22924.9274 | 15569.4547 | 22924.9274
B - Income Eligible | B1 - Home Energy Assistance | B1a - HEA (Weatherization) | Room Air Conditioner | EB1a054 | HVAC | [22 empty] | 0 |  |  |  | 0 |  |  |  | 0 |  |  |  | 0 | [9 empty] | 0 | 0 | [53 empty] | 0
B - Income Eligible | B1 - Home Energy Assistance | B1a - HEA (Weatherization) | Window Replacement, Cord Wood | EB1a055 | Envelope | [22 empty] | 0 |  |  |  | 0 |  |  |  | 0 |  |  |  | 0 | [9 empty] | 0 | 0 | [53 empty] | 0
B - Income Eligible | B1 - Home Energy Assistance | B1a - HEA (Weatherization) | Window Replacement, Electric | EB1a064 | Envelope | 36 | 25 | 6300 | 6300 | 0 | 2.1218 | 1.358 | 53.046 | 33.9494 | 1.358 | 33.9494 | 8.6256 | 10.07 | 7.8924 | 7.3614 | 1.6618 | 0.21378 | 0.21378 | 0.35736 | 0.35736 | 0 | 0 | 0 | 0 | 0 | 0 | 0 | 0 | 0 | 0 | 0 | 0 | 0 | 0 | 0 | 0 | 0 | 0 | 0 | 0 | 0 | 0 | 0 | 0 | 0 | 0 | 0 | 0 | 0 | 571.1195 | 585.1878 | 396.271 | 344.5156 | 1897.094 | 25.5186 | 25.4446 | 13.3089 | 7.3821 | 35.3011 | 106.9553 | 2004.0493 | 628.2008 | 0 | 33.9103 | 6.4577 | 575.6124 | 0 | 688.2314 | 1932.4126 | 3936.4619 | 0 | 0 | 0 | 0 | 0 | 0 | 0 | 0 | 0 | 0 | 0 | 0 | 0 | 0 | 0 | 0 | 0 | 0 | 0 | 0 | 0 | 0 | 0 | 0 | 0 | 0 | 0 | 0 | 0 | 0 |  | 0 | 0 | 357.0126 | 374.3334 | 328.7003 | 300.5584 | 1360.6047 | 0 | 0 | 0 | 0 | 0 | 0 | 0 | 0 | 0 | 0 | 3936.4619 | 5297.0666 | 3936.4619 | 5297.0666
B - Income Eligible | B1 - Home Energy Assistance | B1a - HEA (Weatherization) | Window Replacement, Gas | EB1a065 | Envelope | [22 empty] | 0 |  |  |  | 0 |  |  |  | 0 |  |  |  | 0 | [9 empty] | 0 | 0 | [53 empty] | 0
B - Income Eligible | B1 - Home Energy Assistance | B1a - HEA (Weatherization) | Window Replacement, Kerosene | EB1a066 | Envelope | 2 | 25 | 1250 | 1250 | 0 | 0 | 0 | 0 | 0 | 0 | 0 | 0 | 0 | 0 | 0 | 0 | 0 | 0 | 0 | 0 | 0 | 0 | 0 | 0 | 0 | 0 | 0 | 0 | 0 | 0 | 0 | 0 | 0.793 | 19.825 | 0.793 | 19.825 | 0 | 0 | 0 | 0 | 0 | 0 | 0 | 0 | 0.793 | 19.825 | 0 | 0 | 0 | 0 | 0 | 0 | 0 | 0 | 0 | 0 | 0 | 0 | 0 | 0 | 0 | 0 | 0 | 0 | 0 | 0 | 0 | 0 | 0 | 0 | 0 | 0 | 0 | 0 | 0 | 0 | 0 | 0 | 0 | 0 | 0 | 0 | 0 | 0 | 0 | 0 | 0 | 0 | 0 | 0 | 0 | 0 | 634.3455 | 0 | 0 | 0 | 0 | 0 | 634.3455 | 0 |  | 20.3102 | 20.3102 | 0 | 0 | 0 | 0 | 0 | 0 | 0 | 0 | 0 | 0 | 0 | 0 | 381.8629 | 0 | 381.8629 | 654.6557 | 1016.2084 | 0 | 1016.2084
B - Income Eligible | B1 - Home Energy Assistance | B1a - HEA (Weatherization) | Window Replacement, Oil | EB1a067 | Envelope | 8 | 25 | 6000 | 6000 | 0 | 0 | 0 | 0 | 0 | 0 | 0 | 0 | 0 | 0 | 0 | 0 | 0 | 0 | 0 | 0 | 0 | 0 | 0 | 0 | 4.148 | 103.7 | 4.148 | 103.7 | 0 | 0 | 0 | 0 | 0 | 0 | 0 | 0 | 0 | 0 | 0 | 0 | 0 | 0 | 0 | 0 | 4.148 | 103.7 | 0 | 0 | 0 | 0 | 0 | 0 | 0 | 0 | 0 | 0 | 0 | 0 | 0 | 0 | 0 | 0 | 0 | 0 | 0 | 0 | 0 | 0 | 0 | 0 | 0 | 0 | 0 | 0 | 0 | 0 | 0 | 0 | 0 | 0 | 0 | 0 | 0 | 0 | 0 | 0 | 0 | 0 | 2639.5953 | 0 | 0 | 1.1365 | 0 | 0 | 0 | 0 | 0 | 0 | 2640.7319 | 0 |  | 107.6206 | 107.6206 | 0 | 0 | 0 | 0 | 0 | 0 | 0 | 1967.8604 | 0 | 0 | 0 | 0 | 0 | 0 | 1967.8604 | 2748.3525 | 4608.5922 | 0 | 4608.5922
B - Income Eligible | B1 - Home Energy Assistance | B1a - HEA (Weatherization) | Window Replacement, Propane | EB1a068 | Envelope | 8 | 25 | 6000 | 6000 | 0 | 0 | 0 | 0 | 0 | 0 | 0 | 0 | 0 | 0 | 0 | 0 | 0 | 0 | 0 | 0 | 0 | 0 | 0 | 0 | 0 | 0 | 0 | 0 | 4.148 | 103.7 | 4.148 | 103.7 | 0 | 0 | 0 | 0 | 0 | 0 | 0 | 0 | 0 | 0 | 0 | 0 | 4.148 | 103.7 | 0 | 0 | 0 | 0 | 0 | 0 | 0 | 0 | 0 | 0 | 0 | 0 | 0 | 0 | 0 | 0 | 0 | 0 | 0 | 0 | 0 | 0 | 0 | 0 | 0 | 0 | 0 | 0 | 0 | 0 | 0 | 0 | 0 | 0 | 0 | 0 | 0 | 0 | 0 | 0 | 0 | 0 | 0 | 0 | 0 | 0 | 0 | 5011.9527 | 0 | 0 | 0 | 0 | 5011.9527 | 0 |  | 91.2784 | 91.2784 | 0 | 0 | 0 | 0 | 0 | 0 | 0 | 0 | 0 | 0 | 0 | 0 | 0 | 1640.139 | 1640.139 | 5103.2311 | 6652.0917 | 0 | 6652.0917
B - Income Eligible | B1 - Home Energy Assistance | B1a - HEA (Weatherization) | Window Replacement, Wood Pellets | EB1a069 | Envelope | [22 empty] | 0 |  |  |  | 0 |  |  |  | 0 |  |  |  | 0 | [9 empty] | 0 | 0 | [53 empty] | 0
B - Income Eligible | B1 - Home Energy Assistance | B1a - HEA (Weatherization) | Window Insert, Cord Wood | EB1a100 | Envelope | [22 empty] | 0 |  |  |  | 0 |  |  |  | 0 |  |  |  | 0 | [9 empty] | 0 | 0 | [53 empty] | 0
B - Income Eligible | B1 - Home Energy Assistance | B1a - HEA (Weatherization) | Window Insert, Electric | EB1a101 | Envelope | 1 | 4 | 1000 | 1000 | 0 | 0.03098 | 0.019827 | 0.12392 | 0.079309 | 0.019827 | 0.079309 | 0.02015 | 0.023524 | 0.018437 | 0.017197 | 0.024264 | 0.0031213 | 0.0031213 | 0.0052177 | 0.0052177 | 0 | 0 | 0 | 0 | 0 | 0 | 0 | 0 | 0 | 0 | 0 | 0 | 0 | 0 | 0 | 0 | 0 | 0 | 0 | 0 | 0 | 0 | 0 | 0 | 0 | 0 | 0 | 0 | 0 | 1.6405 | 1.8281 | 0.92037 | 0.83966 | 5.2286 | 0.1544 | 0.15894 | 0.07126 | 0.040074 | 0.31536 | 0.74003 | 5.9686 | 1.2633 | 0 | 0.3544 | 0.078678 | 1.676 | 0 | 2.0039 | 5.3763 | 11.3449 | 0 | 0 | 0 | 0 | 0 | 0 | 0 | 0 | 0 | 0 | 0 | 0 | 0 | 0 | 0 | 0 | 0 | 0 | 0 | 0 | 0 | 0 | 0 | 0 | 0 | 0 | 0 | 0 | 0 | 0 |  | 0 | 0 | 1.2906 | 1.4049 | 1.1074 | 1.0381 | 4.841 | 0 | 0 | 0 | 0 | 0 | 0 | 0 | 0 | 0 | 0 | 11.3449 | 16.1859 | 11.3449 | 16.1859
B - Income Eligible | B1 - Home Energy Assistance | B1a - HEA (Weatherization) | Window Insert, Gas | EB1a102 | Envelope | [22 empty] | 0 |  |  |  | 0 |  |  |  | 0 |  |  |  | 0 | [9 empty] | 0 | 0 | [53 empty] | 0
B - Income Eligible | B1 - Home Energy Assistance | B1a - HEA (Weatherization) | Window Insert, Kerosene | EB1a103 | Envelope | [22 empty] | 0 |  |  |  | 0 |  |  |  | 0 |  |  |  | 0 | [9 empty] | 0 | 0 | [53 empty] | 0
B - Income Eligible | B1 - Home Energy Assistance | B1a - HEA (Weatherization) | Window Insert, Oil | EB1a104 | Envelope | [22 empty] | 0 |  |  |  | 0 |  |  |  | 0 |  |  |  | 0 | [9 empty] | 0 | 0 | [53 empty] | 0
B - Income Eligible | B1 - Home Energy Assistance | B1a - HEA (Weatherization) | Window Insert, Propane | EB1a105 | Envelope | [22 empty] | 0 |  |  |  | 0 |  |  |  | 0 |  |  |  | 0 | [9 empty] | 0 | 0 | [53 empty] | 0
B - Income Eligible | B1 - Home Energy Assistance | B1a - HEA (Weatherization) | Window Insert, Wood Pellets | EB1a106 | Envelope | [22 empty] | 0 |  |  |  | 0 |  |  |  | 0 |  |  |  | 0 | [9 empty] | 0 | 0 | [53 empty] | 0
B - Income Eligible | B1 - Home Energy Assistance | B1a - HEA (Weatherization) | Insulated Door, Cord Wood | EB1a070 | Envelope | [22 empty] | 0 |  |  |  | 0 |  |  |  | 0 |  |  |  | 0 | [9 empty] | 0 | 0 | [53 empty] | 0
B - Income Eligible | B1 - Home Energy Assistance | B1a - HEA (Weatherization) | Insulated Door, Electric | EB1a071 | Envelope | 2 | 25 | 1900 | 1900 | 0 | 0.07776 | 0.049766 | 1.944 | 1.2442 | 0.049766 | 1.2442 | 0.31611 | 0.36904 | 0.28924 | 0.26978 | 0.060902 | 0.0078345 | 0.0078345 | 0.013096 | 0.013096 | 0 | 0 | 0 | 0 | 0 | 0 | 0 | 0 | 0 | 0 | 0 | 0 | 0 | 0 | 0 | 0 | 0 | 0 | 0 | 0 | 0 | 0 | 0 | 0 | 0 | 0 | 0 | 0 | 0 | 20.9301 | 21.4456 | 14.5223 | 12.6256 | 69.5236 | 0.93519 | 0.93248 | 0.48774 | 0.27054 | 1.2937 | 3.9196 | 73.4433 | 23.022 | 0 | 1.2427 | 0.23666 | 21.0947 | 0 | 25.2219 | 70.818 | 144.2612 | 0 | 0 | 0 | 0 | 0 | 0 | 0 | 0 | 0 | 0 | 0 | 0 | 0 | 0 | 0 | 0 | 0 | 0 | 0 | 0 | 0 | 0 | 0 | 0 | 0 | 0 | 0 | 0 | 0 | 0 |  | 0 | 0 | 13.0836 | 13.7184 | 12.046 | 11.0147 | 49.8627 | 0 | 0 | 0 | 0 | 0 | 0 | 0 | 0 | 0 | 0 | 144.2612 | 194.1239 | 144.2612 | 194.1239
B - Income Eligible | B1 - Home Energy Assistance | B1a - HEA (Weatherization) | Insulated Door, Gas | EB1a072 | Envelope | [22 empty] | 0 |  |  |  | 0 |  |  |  | 0 |  |  |  | 0 | [9 empty] | 0 | 0 | [53 empty] | 0
B - Income Eligible | B1 - Home Energy Assistance | B1a - HEA (Weatherization) | Insulated Door, Kerosene | EB1a073 | Envelope | [22 empty] | 0 |  |  |  | 0 |  |  |  | 0 |  |  |  | 0 | [9 empty] | 0 | 0 | [53 empty] | 0
B - Income Eligible | B1 - Home Energy Assistance | B1a - HEA (Weatherization) | Insulated Door, Oil | EB1a074 | Envelope | 6 | 25 | 5700 | 5700 | 0 | 0 | 0 | 0 | 0 | 0 | 0 | 0 | 0 | 0 | 0 | 0 | 0 | 0 | 0 | 0 | 0 | 0 | 0 | 0 | 3.477 | 86.925 | 3.477 | 86.925 | 0 | 0 | 0 | 0 | 0 | 0 | 0 | 0 | 0 | 0 | 0 | 0 | 0 | 0 | 0 | 0 | 3.477 | 86.925 | 0 | 0 | 0 | 0 | 0 | 0 | 0 | 0 | 0 | 0 | 0 | 0 | 0 | 0 | 0 | 0 | 0 | 0 | 0 | 0 | 0 | 0 | 0 | 0 | 0 | 0 | 0 | 0 | 0 | 0 | 0 | 0 | 0 | 0 | 0 | 0 | 0 | 0 | 0 | 0 | 0 | 0 | 2212.6019 | 0 | 0 | 0.9527 | 0 | 0 | 0 | 0 | 0 | 0 | 2213.5546 | 0 |  | 90.2114 | 90.2114 | 0 | 0 | 0 | 0 | 0 | 0 | 0 | 1649.53 | 0 | 0 | 0 | 0 | 0 | 0 | 1649.53 | 2303.7661 | 3863.0847 | 0 | 3863.0847
B - Income Eligible | B1 - Home Energy Assistance | B1a - HEA (Weatherization) | Insulated Door, Propane | EB1a075 | Envelope | 3 | 25 | 2850 | 2850 | 0 | 0 | 0 | 0 | 0 | 0 | 0 | 0 | 0 | 0 | 0 | 0 | 0 | 0 | 0 | 0 | 0 | 0 | 0 | 0 | 0 | 0 | 0 | 0 | 1.7385 | 43.4625 | 1.7385 | 43.4625 | 0 | 0 | 0 | 0 | 0 | 0 | 0 | 0 | 0 | 0 | 0 | 0 | 1.7385 | 43.4625 | 0 | 0 | 0 | 0 | 0 | 0 | 0 | 0 | 0 | 0 | 0 | 0 | 0 | 0 | 0 | 0 | 0 | 0 | 0 | 0 | 0 | 0 | 0 | 0 | 0 | 0 | 0 | 0 | 0 | 0 | 0 | 0 | 0 | 0 | 0 | 0 | 0 | 0 | 0 | 0 | 0 | 0 | 0 | 0 | 0 | 0 | 0 | 2100.5978 | 0 | 0 | 0 | 0 | 2100.5978 | 0 |  | 38.2564 | 38.2564 | 0 | 0 | 0 | 0 | 0 | 0 | 0 | 0 | 0 | 0 | 0 | 0 | 0 | 687.4112 | 687.4112 | 2138.8542 | 2788.009 | 0 | 2788.009
B - Income Eligible | B1 - Home Energy Assistance | B1a - HEA (Weatherization) | Insulated Door, Wood Pellets | EB1a076 | Envelope | [22 empty] | 0 |  |  |  | 0 |  |  |  | 0 |  |  |  | 0 | [9 empty] | 0 | 0 | [53 empty] | 0
B - Income Eligible | B1 - Home Energy Assistance | B1a - HEA (Weatherization) | Cooling, Electric, SF New Construction | EB1a107 | HVAC | [22 empty] | 0 |  |  |  | 0 |  |  |  | 0 |  |  |  | 0 | [9 empty] | 0 | 0 | [53 empty] | 0
B - Income Eligible | B1 - Home Energy Assistance | B1a - HEA (Weatherization) | Cooling, Electric, MF New Construction | EB1a116 | HVAC | [22 empty] | 0 |  |  |  | 0 |  |  |  | 0 |  |  |  | 0 | [9 empty] | 0 | 0 | [53 empty] | 0
B - Income Eligible | B1 - Home Energy Assistance | B1a - HEA (Weatherization) | Heating, Electric, SF New Construction | EB1a108 | HVAC | [22 empty] | 0 |  |  |  | 0 |  |  |  | 0 |  |  |  | 0 | [9 empty] | 0 | 0 | [53 empty] | 0
B - Income Eligible | B1 - Home Energy Assistance | B1a - HEA (Weatherization) | Heating, Electric, MF New Construction | EB1a117 | HVAC | [22 empty] | 0 |  |  |  | 0 |  |  |  | 0 |  |  |  | 0 | [9 empty] | 0 | 0 | [53 empty] | 0
B - Income Eligible | B1 - Home Energy Assistance | B1a - HEA (Weatherization) | Hot Water, Electric, SF New Construction | EB1a112 | HVAC | [22 empty] | 0 |  |  |  | 0 |  |  |  | 0 |  |  |  | 0 | [9 empty] | 0 | 0 | [53 empty] | 0
B - Income Eligible | B1 - Home Energy Assistance | B1a - HEA (Weatherization) | Hot Water, Electric, MF New Construction | EB1a121 | HVAC | [22 empty] | 0 |  |  |  | 0 |  |  |  | 0 |  |  |  | 0 | [9 empty] | 0 | 0 | [53 empty] | 0
B - Income Eligible | B1 - Home Energy Assistance | B1a - HEA (Weatherization) | Heating, Propane, SF New Construction | EB1a111 | HVAC | [22 empty] | 0 |  |  |  | 0 |  |  |  | 0 |  |  |  | 0 | [9 empty] | 0 | 0 | [53 empty] | 0
B - Income Eligible | B1 - Home Energy Assistance | B1a - HEA (Weatherization) | Hot Water, Propane, SF New Construction | EB1a114 | HVAC | [22 empty] | 0 |  |  |  | 0 |  |  |  | 0 |  |  |  | 0 | [9 empty] | 0 | 0 | [53 empty] | 0
B - Income Eligible | B1 - Home Energy Assistance | B1a - HEA (Weatherization) | [25 empty] | 0 |  |  |  | 0 |  |  |  | 0 |  |  |  | 0 | [9 empty] | 0 | 0 | [53 empty] | 0
B - Income Eligible | B1 - Home Energy Assistance | B1a - HEA (Weatherization) | Quaility Assurance |  | Non-Energy Saving | 1 | 1 | 67111.9897 | 67111.9897 | 0 | 0 | 0 | 0 | 0 | 0 | 0 | 0 | 0 | 0 | 0 | 0 | 0 | 0 | 0 | 0 | 0 | 0 | 0 | 0 | 0 | 0 | 0 | 0 | 0 | 0 | 0 | 0 | 0 | 0 | 0 | 0 | 0 | 0 | 0 | 0 | 0 | 0 | 0 | 0 | 0 | 0 | 0 | 0 | 0 | 0 | 0 | 0 | 0 | 0 | 0 | 0 | 0 | 0 | 0 | 0 | 0 | 0 | 0 | 0 | 0 | 0 | 0 | 0 | 0 | 0 | 0 | 0 | 0 | 0 | 0 | 0 | 0 | 0 | 0 | 0 | 0 | 0 | 0 | 0 | 0 | 0 | 0 | 0 | 0 | 0 | 0 | 0 | 0 | 0 | 0 | 0 | 0 | 0 | 0 | 0 |  | 0 | 0 | 0 | 0 | 0 | 0 | 0 | 0 | 0 | 0 | 0 | 0 | 0 | 0 | 0 | 0 | 0 | 0 | 0 | 0 | 0
B - Income Eligible | B1 - Home Energy Assistance | B1a - HEA (Weatherization) | Wxn Projects |  | Custom Measures | 96.578 | 21 | 0 | 0 | 0 | 0 | 0 | 0 | 0 | 0 | 0 | 0 | 0 | 0 | 0 | 0 | 0 | 0 | 0 | 0 | 0 | 0 | 0 | 0 | 0 | 0 | 0 | 0 | 0 | 0 | 0 | 0 | 0 | 0 | 0 | 0 | 0 | 0 | 0 | 0 | 0 | 0 | 0 | 0 | 0 | 0 | 0 | 0 | 0 | 0 | 0 | 0 | 0 | 0 | 0 | 0 | 0 | 0 | 0 | 0 | 0 | 0 | 0 | 0 | 0 | 0 | 0 | 0 | 0 | 0 | 0 | 0 | 0 | 0 | 0 | 0 | 0 | 0 | 0 | 0 | 0 | 0 | 0 | 0 | 0 | 0 | 0 | 0 | 0 | 0 | 0 | 0 | 0 | 0 | 0 | 0 | 0 | 0 | 0 | 713387.2967 |  | 0 | 713387.2967 | 0 | 0 | 0 | 0 | 0 | 0 | 0 | 0 | 0 | 0 | 0 | 0 | 0 | 0 | 0 | 713387.2967 | 713387.2967 | 0 | 713387.2967
[28 empty] | 0 |  |  |  | 0 |  |  |  | 0 |  |  |  | 0 | [9 empty] | 0 | 0
B - Income Eligible | B1 - Home Energy Assistance | B1b - HEA (HVAC Systems) | Boiler Replacement, Gas | EB1b001 | HVAC | [22 empty] | 0 |  |  |  | 0 |  |  |  | 0 |  |  |  | 0 | [9 empty] | 0 | 0 | [53 empty] | 0
B - Income Eligible | B1 - Home Energy Assistance | B1b - HEA (HVAC Systems) | Boiler Replacement, Kerosene | EB1b002 | HVAC | [22 empty] | 0 |  |  |  | 0 |  |  |  | 0 |  |  |  | 0 | [9 empty] | 0 | 0 | [53 empty] | 0
B - Income Eligible | B1 - Home Energy Assistance | B1b - HEA (HVAC Systems) | Boiler Replacement, Oil | EB1b003 | HVAC | 7.1193 | 19 | 75464.6934 | 75464.6934 | 0 | 0 | 0 | 0 | 0 | 0 | 0 | 0 | 0 | 0 | 0 | 0 | 0 | 0 | 0 | 0 | 0 | 0 | 0 | 0 | 352.6088 | 6699.5668 | 352.6088 | 6699.5668 | 0 | 0 | 0 | 0 | 0 | 0 | 0 | 0 | 0 | 0 | 0 | 0 | 0 | 0 | 0 | 0 | 352.6088 | 6699.5668 | 0 | 0 | 0 | 0 | 0 | 0 | 0 | 0 | 0 | 0 | 0 | 0 | 0 | 0 | 0 | 0 | 0 | 0 | 0 | 0 | 0 | 0 | 0 | 0 | 0 | 0 | 0 | 0 | 0 | 0 | 0 | 0 | 0 | 0 | 0 | 0 | 0 | 0 | 0 | 0 | 0 | 0 | 180233.9774 | 0 | 0 | 79.618 | 0 | 0 | 0 | 0 | 0 | 0 | 180313.5954 | 0 |  | 6533.2773 | 6533.2773 | 0 | 0 | 0 | 0 | 0 | 0 | 0 | 130025.8054 | 0 | 0 | 0 | 0 | 0 | 0 | 130025.8054 | 186846.8727 | 310339.4007 | 0 | 310339.4007
B - Income Eligible | B1 - Home Energy Assistance | B1b - HEA (HVAC Systems) | Boiler Replacement, Propane | EB1b004 | HVAC | [22 empty] | 0 |  |  |  | 0 |  |  |  | 0 |  |  |  | 0 | [9 empty] | 0 | 0 | [53 empty] | 0
B - Income Eligible | B1 - Home Energy Assistance | B1b - HEA (HVAC Systems) | Furnace Replacement, Gas | EB1b005 | HVAC | [22 empty] | 0 |  |  |  | 0 |  |  |  | 0 |  |  |  | 0 | [9 empty] | 0 | 0 | [53 empty] | 0
B - Income Eligible | B1 - Home Energy Assistance | B1b - HEA (HVAC Systems) | Furnace Replacement, Kerosene | EB1b006 | HVAC | [22 empty] | 0 |  |  |  | 0 |  |  |  | 0 |  |  |  | 0 | [9 empty] | 0 | 0 | [53 empty] | 0
B - Income Eligible | B1 - Home Energy Assistance | B1b - HEA (HVAC Systems) | Furnace Replacement, Oil | EB1b007 | HVAC | 4 | 17 | 25440 | 25440 | 0 | 0.5224 | 0.48583 | 8.8808 | 8.2591 | 0.48583 | 8.2591 | 3.6818 | 4.5774 | 0 | 0 | 0.256 | 0.10761 | 0.10761 | 0 | 0 | 0 | 0 | 0 | 0 | 21.614 | 367.438 | 21.614 | 367.438 | 0 | 0 | 0 | 0 | 0 | 0 | 0 | 0 | 0 | 0 | 0 | 0 | 0 | 0 | 0 | 0 | 21.614 | 367.438 | 0 | 0 | 0 | 262.3171 | 295.1969 | 0 | 0 | 557.514 | 16.0181 | 17.0089 | 0 | 0 | 12.6294 | 45.6564 | 603.1704 | 0 | 0 | 0 | 0 | 0 | 0 | 0 | 0 | 603.1704 | 0 | 0 | 0 | 0 | 0 | 0 | 0 | 0 | 0 | 0 | 0 | 0 | 0 | 0 | 0 | 0 | 0 | 0 | 10068.7982 | 0 | 0 | 4.497 | 0 | 0 | 0 | 0 | 0 | 0 | 10073.2952 | 0 |  | 349.5259 | 349.5259 | 177.4987 | 197.9632 | 0 | 0 | 375.4619 | 0 | 0 | 7183.7915 | 0 | 0 | 0 | 0 | 0 | 0 | 7183.7915 | 11025.9914 | 18235.7189 | 603.1704 | 18235.7189
B - Income Eligible | B1 - Home Energy Assistance | B1b - HEA (HVAC Systems) | Furnace Replacement, Propane | EB1b008 | HVAC | 2 | 17 | 12720 | 12720 | 0 | 0.2612 | 0.24292 | 4.4404 | 4.1296 | 0.24292 | 4.1296 | 1.8409 | 2.2887 | 0 | 0 | 0.128 | 0.053806 | 0.053806 | 0 | 0 | 0 | 0 | 0 | 0 | 0 | 0 | 0 | 0 | 26.568 | 451.656 | 26.568 | 451.656 | 0 | 0 | 0 | 0 | 0 | 0 | 0 | 0 | 0 | 0 | 0 | 0 | 26.568 | 451.656 | 0 | 0 | 0 | 131.1585 | 147.5984 | 0 | 0 | 278.757 | 8.0091 | 8.5044 | 0 | 0 | 6.3147 | 22.8282 | 301.5852 | 0 | 0 | 0 | 0 | 0 | 0 | 0 | 0 | 301.5852 | 0 | 0 | 0 | 0 | 0 | 0 | 0 | 0 | 0 | 0 | 0 | 0 | 0 | 0 | 0 | 0 | 0 | 0 | 0 | 0 | 0 | 0 | 0 | 23500.1681 | 0 | 0 | 0 | 0 | 23500.1681 | 0 |  | 364.3975 | 364.3975 | 88.7493 | 98.9816 | 0 | 0 | 187.7309 | 0 | 0 | 0 | 0 | 0 | 0 | 0 | 0 | 7359.6999 | 7359.6999 | 24166.1508 | 31349.1842 | 301.5852 | 31349.1842
B - Income Eligible | B1 - Home Energy Assistance | B1b - HEA (HVAC Systems) | Programmable Thermostat, Electric | EB1b009 | HVAC | 2 | 15 | 500 | 500 | 0 | 0.502 | 0.502 | 7.53 | 7.53 | 0.502 | 7.53 | 0.49658 | 0.28962 | 3.5634 | 3.1804 | 0.38 | 0.38 | 0.38 | 0 | 0 | 0 | 0 | 0 | 0 | 0 | 0 | 0 | 0 | 0 | 0 | 0 | 0 | 0 | 0 | 0 | 0 | 0 | 0 | 0 | 0 | 0 | 0 | 0 | 0 | 0 | 0 | 0 | 0 | 0 | 35.9702 | 19.1924 | 182.8224 | 154.5032 | 392.4883 | 2.4485 | 1.2197 | 10.0149 | 5.3156 | 13.0497 | 32.0483 | 424.5366 | 0 | 0 | 0 | 0 | 0 | 0 | 0 | 0 | 424.5366 | 0 | 0 | 0 | 0 | 0 | 0 | 0 | 0 | 0 | 0 | 0 | 0 | 0 | 0 | 0 | 0 | 0 | 0 | 0 | 0 | 0 | 0 | 0 | 0 | 0 | 0 | 0 | 0 | 0 | 0 |  | 0 | 0 | 25.0574 | 13.0983 | 184.0124 | 162.1272 | 384.2953 | 0 | 0 | 0 | 0 | 0 | 0 | 0 | 0 | 0 | 0 | 424.5366 | 808.8319 | 424.5366 | 808.8319
B - Income Eligible | B1 - Home Energy Assistance | B1b - HEA (HVAC Systems) | Programmable Thermostat, Gas | EB1b010 | HVAC | [22 empty] | 0 |  |  |  | 0 |  |  |  | 0 |  |  |  | 0 | [9 empty] | 0 | 0 | [53 empty] | 0
B - Income Eligible | B1 - Home Energy Assistance | B1b - HEA (HVAC Systems) | Programmable Thermostat, Kerosene | EB1b011 | HVAC | 1 | 15 | 250 | 250 | 0 | 0 | 0 | 0 | 0 | 0 | 0 | 0 | 0 | 0 | 0 | 0 | 0 | 0 | 0 | 0 | 0 | 0 | 0 | 0 | 0 | 0 | 0 | 0 | 0 | 0 | 0 | 0 | 2.06 | 30.9 | 2.06 | 30.9 | 0 | 0 | 0 | 0 | 0 | 0 | 0 | 0 | 2.06 | 30.9 | 0 | 0 | 0 | 0 | 0 | 0 | 0 | 0 | 0 | 0 | 0 | 0 | 0 | 0 | 0 | 0 | 0 | 0 | 0 | 0 | 0 | 0 | 0 | 0 | 0 | 0 | 0 | 0 | 0 | 0 | 0 | 0 | 0 | 0 | 0 | 0 | 0 | 0 | 0 | 0 | 0 | 0 | 0 | 0 | 0 | 0 | 1084.7106 | 0 | 0 | 0 | 0 | 0 | 1084.7106 | 0 |  | 28.3091 | 28.3091 | 0 | 0 | 0 | 0 | 0 | 0 | 0 | 0 | 0 | 0 | 0 | 0 | 617.7416 | 0 | 617.7416 | 1113.0197 | 1702.4522 | 0 | 1702.4522
B - Income Eligible | B1 - Home Energy Assistance | B1b - HEA (HVAC Systems) | Programmable Thermostat, Oil | EB1b012 | HVAC | 31.6345 | 15 | 7908.6241 | 7908.6241 | 0 | 0 | 0 | 0 | 0 | 0 | 0 | 0 | 0 | 0 | 0 | 0 | 0 | 0 | 0 | 0 | 0 | 0 | 0 | 0 | 65.4834 | 982.2511 | 65.4834 | 982.2511 | 0 | 0 | 0 | 0 | 0 | 0 | 0 | 0 | 0 | 0 | 0 | 0 | 0 | 0 | 0 | 0 | 65.4834 | 982.2511 | 0 | 0 | 0 | 0 | 0 | 0 | 0 | 0 | 0 | 0 | 0 | 0 | 0 | 0 | 0 | 0 | 0 | 0 | 0 | 0 | 0 | 0 | 0 | 0 | 0 | 0 | 0 | 0 | 0 | 0 | 0 | 0 | 0 | 0 | 0 | 0 | 0 | 0 | 0 | 0 | 0 | 0 | 27429.8748 | 0 | 0 | 12.3998 | 0 | 0 | 0 | 0 | 0 | 0 | 27442.2745 | 0 |  | 911.6042 | 911.6042 | 0 | 0 | 0 | 0 | 0 | 0 | 0 | 19346.0309 | 0 | 0 | 0 | 0 | 0 | 0 | 19346.0309 | 28353.8787 | 46788.3055 | 0 | 46788.3055
B - Income Eligible | B1 - Home Energy Assistance | B1b - HEA (HVAC Systems) | Programmable Thermostat, Propane | EB1b013 | HVAC | 16.6199 | 15 | 4154.9674 | 4154.9674 | 0 | 0 | 0 | 0 | 0 | 0 | 0 | 0 | 0 | 0 | 0 | 0 | 0 | 0 | 0 | 0 | 0 | 0 | 0 | 0 | 0 | 0 | 0 | 0 | 34.2369 | 513.554 | 34.2369 | 513.554 | 0 | 0 | 0 | 0 | 0 | 0 | 0 | 0 | 0 | 0 | 0 | 0 | 34.2369 | 513.554 | 0 | 0 | 0 | 0 | 0 | 0 | 0 | 0 | 0 | 0 | 0 | 0 | 0 | 0 | 0 | 0 | 0 | 0 | 0 | 0 | 0 | 0 | 0 | 0 | 0 | 0 | 0 | 0 | 0 | 0 | 0 | 0 | 0 | 0 | 0 | 0 | 0 | 0 | 0 | 0 | 0 | 0 | 0 | 0 | 0 | 0 | 0 | 27230.587 | 0 | 0 | 0 | 0 | 27230.587 | 0 |  | 404.2427 | 404.2427 | 0 | 0 | 0 | 0 | 0 | 0 | 0 | 0 | 0 | 0 | 0 | 0 | 0 | 8430.1844 | 8430.1844 | 27634.8297 | 35660.7714 | 0 | 35660.7714
B - Income Eligible | B1 - Home Energy Assistance | B1b - HEA (HVAC Systems) | Programmable Thermostat, Wood Pellets | EB1b014 | HVAC | [22 empty] | 0 |  |  |  | 0 |  |  |  | 0 |  |  |  | 0 | [9 empty] | 0 | 0 | [53 empty] | 0
B - Income Eligible | B1 - Home Energy Assistance | B1b - HEA (HVAC Systems) | Wifi Thermostat, Electric | EB1b015 | HVAC | [22 empty] | 0 |  |  |  | 0 |  |  |  | 0 |  |  |  | 0 | [9 empty] | 0 | 0 | [53 empty] | 0
B - Income Eligible | B1 - Home Energy Assistance | B1b - HEA (HVAC Systems) | Wifi Thermostat, Gas | EB1b016 | HVAC | [22 empty] | 0 |  |  |  | 0 |  |  |  | 0 |  |  |  | 0 | [9 empty] | 0 | 0 | [53 empty] | 0
B - Income Eligible | B1 - Home Energy Assistance | B1b - HEA (HVAC Systems) | Wifi Thermostat, Kerosene | EB1b017 | HVAC | [22 empty] | 0 |  |  |  | 0 |  |  |  | 0 |  |  |  | 0 | [9 empty] | 0 | 0 | [53 empty] | 0
B - Income Eligible | B1 - Home Energy Assistance | B1b - HEA (HVAC Systems) | Wifi Thermostat, Oil | EB1b018 | HVAC | [22 empty] | 0 |  |  |  | 0 |  |  |  | 0 |  |  |  | 0 | [9 empty] | 0 | 0 | [53 empty] | 0
B - Income Eligible | B1 - Home Energy Assistance | B1b - HEA (HVAC Systems) | Wifi Thermostat, Propane | EB1b019 | HVAC | [22 empty] | 0 |  |  |  | 0 |  |  |  | 0 |  |  |  | 0 | [9 empty] | 0 | 0 | [53 empty] | 0
B - Income Eligible | B1 - Home Energy Assistance | B1b - HEA (HVAC Systems) | Wifi Thermostat, Wood Pellets | EB1b020 | HVAC | [22 empty] | 0 |  |  |  | 0 |  |  |  | 0 |  |  |  | 0 | [9 empty] | 0 | 0 | [53 empty] | 0
B - Income Eligible | B1 - Home Energy Assistance | B1b - HEA (HVAC Systems) | Mini Split HP (cooling) | EB1b021 | HVAC | [22 empty] | 0 |  |  |  | 0 |  |  |  | 0 |  |  |  | 0 | [9 empty] | 0 | 0 | [53 empty] | 0
B - Income Eligible | B1 - Home Energy Assistance | B1b - HEA (HVAC Systems) | Mini Split HP (heating) | EB1b022 | HVAC | [22 empty] | 0 |  |  |  | 0 |  |  |  | 0 |  |  |  | 0 | [9 empty] | 0 | 0 | [53 empty] | 0
B - Income Eligible | B1 - Home Energy Assistance | B1b - HEA (HVAC Systems) | ES Central AC | EB1b023 | HVAC | [22 empty] | 0 |  |  |  | 0 |  |  |  | 0 |  |  |  | 0 | [9 empty] | 0 | 0 | [53 empty] | 0
B - Income Eligible | B1 - Home Energy Assistance | B1b - HEA (HVAC Systems) | Oil K1 HVAC Repair or Cleaning | EB1b024 | HVAC | 1 | 1 | 650 | 650 | 0 | 0 | 0 | 0 | 0 | 0 | 0 | 0 | 0 | 0 | 0 | 0 | 0 | 0 | 0 | 0 | 0 | 0 | 0 | 0 | 6.2699 | 6.2699 | 6.2699 | 6.2699 | 0 | 0 | 0 | 0 | 0 | 0 | 0 | 0 | 0 | 0 | 0 | 0 | 0 | 0 | 0 | 0 | 6.2699 | 6.2699 | 0 | 0 | 0 | 0 | 0 | 0 | 0 | 0 | 0 | 0 | 0 | 0 | 0 | 0 | 0 | 0 | 0 | 0 | 0 | 0 | 0 | 0 | 0 | 0 | 0 | 0 | 0 | 0 | 0 | 0 | 0 | 0 | 0 | 0 | 0 | 0 | 0 | 0 | 0 | 0 | 0 | 0 | 199.1956 | 0 | 0 | 0.10188 | 0 | 0 | 0 | 0 | 0 | 0 | 199.2975 | 0 |  | 4.9213 | 4.9213 | 0 | 0 | 0 | 0 | 0 | 0 | 0 | 129.419 | 0 | 0 | 0 | 0 | 0 | 0 | 129.419 | 204.2188 | 328.7165 | 0 | 328.7165
B - Income Eligible | B1 - Home Energy Assistance | B1b - HEA (HVAC Systems) | Gas LP HVAC Repair or Cleaning | EB1b025 | HVAC | [22 empty] | 0 |  |  |  | 0 |  |  |  | 0 |  |  |  | 0 | [9 empty] | 0 | 0 | [53 empty] | 0
B - Income Eligible | B1 - Home Energy Assistance | B1b - HEA (HVAC Systems) | GSHP HVAC Repair or Cleaning | EB1b026 | HVAC | 1 | 1 | 650 | 650 | 0 | 0.30513 | 0.27767 | 0.30513 | 0.27767 | 0.27767 | 0.27767 | 0.097462 | 0.12689 | 0.028044 | 0.02499 | 0 | 0 | 0 | 0 | 0 | 0 | 0 | 0 | 0 | 0 | 0 | 0 | 0 | 3.7037 | 3.7037 | 3.7037 | 3.7037 | 0 | 0 | 0 | 0 | 0 | 0 | 0 | 0 | 0 | 0 | 0 | 0 | 3.7037 | 3.7037 | 0 | 0 | 0 | 8.3316 | 10.5021 | 1.4126 | 1.2437 | 21.49 | 0.48941 | 0.56967 | 0.067736 | 0.037098 | 0.72588 | 1.8898 | 23.3798 | 0 | 0 | 0 | 0 | 0 | 0 | 0 | 0 | 23.3798 | 0 | 0 | 0 | 0 | 0 | 0 | 0 | 0 | 0 | 0 | 0 | 0 | 0 | 0 | 0 | 0 | 0 | 0 | 0 | 0 | 0 | 0 | 0 | 223.4213 | 0 | 0 | 0 | 0 | 223.4213 | 0 |  | 2.4656 | 2.4656 | 6.6878 | 8.3038 | 1.6026 | 1.252 | 17.8463 | 0 | 0 | 0 | 0 | 0 | 0 | 0 | 0 | 63.7158 | 63.7158 | 249.2668 | 328.3632 | 23.3798 | 328.3632
B - Income Eligible | B1 - Home Energy Assistance | B1b - HEA (HVAC Systems) | ASHP HVAC Repair or Cleaning | EB1b027 | HVAC | [22 empty] | 0 |  |  |  | 0 |  |  |  | 0 |  |  |  | 0 | [9 empty] | 0 | 0 | [53 empty] | 0
B - Income Eligible | B1 - Home Energy Assistance | B1b - HEA (HVAC Systems) | Circulator Pump | EB1b028 | HVAC | [22 empty] | 0 |  |  |  | 0 |  |  |  | 0 |  |  |  | 0 | [9 empty] | 0 | 0 | [53 empty] | 0
B - Income Eligible | B1 - Home Energy Assistance | B1b - HEA (HVAC Systems) | [25 empty] | 0 |  |  |  | 0 |  |  |  | 0 |  |  |  | 0 | [9 empty] | 0 | 0 | [53 empty] | 0
B - Income Eligible | B1 - Home Energy Assistance | B1b - HEA (HVAC Systems) | [25 empty] | 0 |  |  |  | 0 |  |  |  | 0 |  |  |  | 0 | [9 empty] | 0 | 0 | [53 empty] | 0
[28 empty] | 0 |  |  |  | 0 |  |  |  | 0 |  |  |  | 0 | [9 empty] | 0 | 0
B - Income Eligible | B1 - Home Energy Assistance | [26 empty] | 0 |  |  |  | 0 |  |  |  | 0 |  |  |  | 0 | [9 empty] | 0 | 0 | [53 empty] | 0
[28 empty] | 0 |  |  |  | 0 |  |  |  | 0 |  |  |  | 0 | [9 empty] | 0 | 0
A - Residential | A1 - Energy Star Homes | A1a - ES Homes | Cooling, Electric, SF | EA1a001 | HVAC | [22 empty] | 0 |  |  |  | 0 |  |  |  | 0 |  |  |  | 0 | [9 empty] | 0 | 0
A - Residential | A1 - Energy Star Homes | A1a - ES Homes | Heating, Electric, SF | EA1a002 | HVAC | 4 | 25 | 16800 | 14000 | 2800 | 25.8826 | 25.8826 | 647.0657 | 647.0657 | 25.8826 | 647.0657 | 279.0713 | 367.9944 | 0 | 0 | 18.9771 | 8.2171 | 8.2171 | 0 | 0 | 0 | 0 | 0 | 0 | 0 | 0 | 0 | 0 | 31.876 | 796.9 | 31.876 | 796.9 | 0 | 0 | 0 | 0 | 0 | 0 | 0 | 0 | 0 | 0 | 0 | 0 | 31.876 | 796.9 | 0 | 0 | 0 | 18477.841 | 21384.905 | 0 | 0 | 39862.7459 | 825.6227 | 929.8377 | 0 | 0 | 672.8288 | 2428.2892 | 42291.0351 | 0 | 0 | 0 | 0 | 0 | 0 | 0 | 0 | 42291.0351 | 0 | 0 | 0 | 0 | 0 | 0 | 0 | 0 | 0 | 0 | 0 | 0 | 0 | 0 | 0 | 0 | 0 | 0 | 0 | 0 | 0 | 0 | 0 | 38515.189 | 0 | 0 | 0 | 0 | 38515.189 | 20201.556 |  | 701.4439 | 20902.9999 | 11550.6866 | 13679.5139 | 0 | 0 | 25230.2005 | 0 | 0 | 0 | 0 | 0 | 0 | 0 | 0 | 12603.9226 | 12603.9226 | 101709.2241 | 118640.3472 | 42291.0351 | 138841.9032
A - Residential | A1 - Energy Star Homes | A1a - ES Homes | Heating, Gas, SF | EA1a003 | HVAC | [22 empty] | 0 |  |  |  | 0 |  |  |  | 0 |  |  |  | 0 | [9 empty] | 0 | 0
A - Residential | A1 - Energy Star Homes | A1a - ES Homes | Heating, Oil, SF | EA1a004 | HVAC | [22 empty] | 0 |  |  |  | 0 |  |  |  | 0 |  |  |  | 0 | [9 empty] | 0 | 0
A - Residential | A1 - Energy Star Homes | A1a - ES Homes | Heating, Propane, SF | EA1a005 | HVAC | 36.3376 | 25 | 83576.437 | 56323.251 | 27253.186 | 28.3653 | 28.3653 | 709.132 | 709.132 | 28.3653 | 709.132 | 305.8397 | 403.2923 | 0 | 0 | 20.7974 | 9.0053 | 9.0053 | 0 | 0 | 0 | 0 | 0 | 0 | 0 | 0 | 0 | 0 | 573.0073 | 14325.183 | 573.0073 | 14325.183 | 0 | 0 | 0 | 0 | 0 | 0 | 0 | 0 | 0 | 0 | 0 | 0 | 573.0073 | 14325.183 | 0 | 0 | 0 | 20250.2298 | 23436.1385 | 0 | 0 | 43686.3682 | 904.8162 | 1019.0274 | 0 | 0 | 737.3663 | 2661.2099 | 46347.5781 | 0 | 0 | 0 | 0 | 0 | 0 | 0 | 0 | 46347.5781 | 0 | 0 | 0 | 0 | 0 | 0 | 0 | 0 | 0 | 0 | 0 | 0 | 0 | 0 | 0 | 0 | 0 | 0 | 0 | 0 | 0 | 0 | 0 | 692354.2861 | 0 | 0 | 0 | 0 | 692354.2861 | 184675.4661 |  | 12609.2509 | 197284.7169 | 12658.6249 | 14991.6486 | 0 | 0 | 27650.2735 | 0 | 0 | 0 | 0 | 0 | 0 | 0 | 0 | 226569.8293 | 226569.8293 | 935986.5812 | 992921.9671 | 46347.5781 | 1177597.4332
A - Residential | A1 - Energy Star Homes | A1a - ES Homes | Heating, Wood Pellets, SF | EA1a006 | HVAC | [22 empty] | 0 |  |  |  | 0 |  |  |  | 0 |  |  |  | 0 | [9 empty] | 0 | 0
A - Residential | A1 - Energy Star Homes | A1a - ES Homes | Hot Water, Electric, SF | EA1a007 | Hot Water | [22 empty] | 0 |  |  |  | 0 |  |  |  | 0 |  |  |  | 0 | [9 empty] | 0 | 0
A - Residential | A1 - Energy Star Homes | A1a - ES Homes | Hot Water, Gas, SF | EA1a008 | Hot Water | [22 empty] | 0 |  |  |  | 0 |  |  |  | 0 |  |  |  | 0 | [9 empty] | 0 | 0
A - Residential | A1 - Energy Star Homes | A1a - ES Homes | Hot Water, Oil, SF | EA1a009 | Hot Water | [22 empty] | 0 |  |  |  | 0 |  |  |  | 0 |  |  |  | 0 | [9 empty] | 0 | 0
A - Residential | A1 - Energy Star Homes | A1a - ES Homes | Hot Water, Propane, SF | EA1a010 | Hot Water | [22 empty] | 0 |  |  |  | 0 |  |  |  | 0 |  |  |  | 0 | [9 empty] | 0 | 0
A - Residential | A1 - Energy Star Homes | A1a - ES Homes | Hot Water, Wood Pellets, SF | EA1a011 | Hot Water | [22 empty] | 0 |  |  |  | 0 |  |  |  | 0 |  |  |  | 0 | [9 empty] | 0 | 0
A - Residential | A1 - Energy Star Homes | A1a - ES Homes | Cooling, Electric, MF | EA1a012 | HVAC | 33.1124 | 25 | 33112.3596 | 16556.1798 | 16556.1798 | 5.3808 | 5.3808 | 134.519 | 134.519 | 5.3808 | 134.519 | 8.871 | 5.1739 | 63.658 | 56.816 | 8.5755 | 0 | 0 | 2.9671 | 2.9671 | 0 | 0 | 0 | 0 | 0 | 0 | 0 | 0 | 0 | 0 | 0 | 0 | 0 | 0 | 0 | 0 | 0 | 0 | 0 | 0 | 0 | 0 | 0 | 0 | 0 | 0 | 0 | 0 | 0 | 587.3691 | 300.6677 | 3196.2234 | 2658.9925 | 6743.2526 | 26.2447 | 13.0733 | 107.3462 | 56.9756 | 139.8749 | 343.5147 | 7086.7673 | 5215.8217 | 0 | 281.5498 | 53.6169 | 4779.1906 | 0 | 5714.2435 | 16044.4224 | 23131.1897 | 0 | 0 | 0 | 0 | 0 | 0 | 0 | 0 | 0 | 0 | 0 | 0 | 0 | 0 | 0 | 0 | 0 | 0 | 0 | 0 | 0 | 0 | 0 | 0 | 0 | 0 | 0 | 0 | 0 | 5782.7974 |  | 0 | 5782.7974 | 367.1704 | 192.3313 | 2651.2145 | 2319.7278 | 5530.444 | 0 | 0 | 0 | 0 | 0 | 0 | 0 | 0 | 0 | 0 | 28913.9872 | 28661.6337 | 23131.1897 | 34444.4311
A - Residential | A1 - Energy Star Homes | A1a - ES Homes | Heating, Electric, MF | EA1a013 | HVAC | 33.1124 | 25 | 49668.5393 | 24834.2697 | 24834.2697 | 10.7615 | 10.7615 | 269.0379 | 269.0379 | 10.7615 | 269.0379 | 116.0327 | 153.0052 | 0 | 0 | 7.8903 | 3.4165 | 3.4165 | 0 | 0 | 0 | 0 | 0 | 0 | 0 | 0 | 0 | 0 | 0 | 0 | 0 | 0 | 0 | 0 | 0 | 0 | 0 | 0 | 0 | 0 | 0 | 0 | 0 | 0 | 0 | 0 | 0 | 0 | 0 | 7682.7443 | 8891.4477 | 0 | 0 | 16574.192 | 343.2787 | 386.6093 | 0 | 0 | 279.7497 | 1009.6377 | 17583.8297 | 0 | 0 | 0 | 0 | 0 | 0 | 0 | 0 | 17583.8297 | 0 | 0 | 0 | 0 | 0 | 0 | 0 | 0 | 0 | 0 | 0 | 0 | 0 | 0 | 0 | 0 | 0 | 0 | 0 | 0 | 0 | 0 | 0 | 0 | 0 | 0 | 0 | 0 | 0 | 4395.9574 |  | 0 | 4395.9574 | 4802.5617 | 5687.6887 | 0 | 0 | 10490.2504 | 0 | 0 | 0 | 0 | 0 | 0 | 0 | 0 | 0 | 0 | 21979.7871 | 28074.0801 | 17583.8297 | 32470.0375
A - Residential | A1 - Energy Star Homes | A1a - ES Homes | Heating, Gas, MF | EA1a014 | HVAC | [22 empty] | 0 |  |  |  | 0 |  |  |  | 0 |  |  |  | 0 | [9 empty] | 0 | 0
A - Residential | A1 - Energy Star Homes | A1a - ES Homes | Heating, Oil, MF | EA1a015 | HVAC | [22 empty] | 0 |  |  |  | 0 |  |  |  | 0 |  |  |  | 0 | [9 empty] | 0 | 0
A - Residential | A1 - Energy Star Homes | A1a - ES Homes | Heating, Propane, MF | EA1a016 | HVAC | [22 empty] | 0 |  |  |  | 0 |  |  |  | 0 |  |  |  | 0 | [9 empty] | 0 | 0
A - Residential | A1 - Energy Star Homes | A1a - ES Homes | Heating, Wood Pellets, MF | EA1a017 | HVAC | [22 empty] | 0 |  |  |  | 0 |  |  |  | 0 |  |  |  | 0 | [9 empty] | 0 | 0
A - Residential | A1 - Energy Star Homes | A1a - ES Homes | Hot Water, Electric, MF | EA1a018 | Hot Water | [22 empty] | 0 |  |  |  | 0 |  |  |  | 0 |  |  |  | 0 | [9 empty] | 0 | 0
A - Residential | A1 - Energy Star Homes | A1a - ES Homes | Hot Water, Gas, MF | EA1a019 | Hot Water | [22 empty] | 0 |  |  |  | 0 |  |  |  | 0 |  |  |  | 0 | [9 empty] | 0 | 0
A - Residential | A1 - Energy Star Homes | A1a - ES Homes | Hot Water, Oil, MF | EA1a020 | Hot Water | [22 empty] | 0 |  |  |  | 0 |  |  |  | 0 |  |  |  | 0 | [9 empty] | 0 | 0
A - Residential | A1 - Energy Star Homes | A1a - ES Homes | Hot Water, Propane, MF | EA1a021 | Hot Water | [22 empty] | 0 |  |  |  | 0 |  |  |  | 0 |  |  |  | 0 | [9 empty] | 0 | 0
A - Residential | A1 - Energy Star Homes | A1a - ES Homes | Hot Water, Wood Pellets, MF | EA1a022 | Hot Water | [22 empty] | 0 |  |  |  | 0 |  |  |  | 0 |  |  |  | 0 | [9 empty] | 0 | 0
A - Residential | A1 - Energy Star Homes | A1a - ES Homes | LED Bulb | EA1a023 | Lighting | [22 empty] | 0 |  |  |  | 0 |  |  |  | 0 |  |  |  | 0 | [9 empty] | 0 | 0
A - Residential | A1 - Energy Star Homes | A1a - ES Homes | LED Fixture | EA1a024 | Lighting | [22 empty] | 0 |  |  |  | 0 |  |  |  | 0 |  |  |  | 0 | [9 empty] | 0 | 0
A - Residential | A1 - Energy Star Homes | A1a - ES Homes | Refrigerator | EA1a025 | Refrigeration | 30 | 12 | 1500 | 750 | 750 | 1.326 | 1.326 | 15.912 | 15.912 | 1.326 | 15.912 | 4.6141 | 5.0839 | 2.8927 | 3.3214 | 0.23485 | 0.21841 | 0.21841 | 0.30295 | 0.30295 | 0 | 0 | 0 | 0 | 0 | 0 | 0 | 0 | 0 | 0 | 0 | 0 | 0 | 0 | 0 | 0 | 0 | 0 | 0 | 0 | 0 | 0 | 0 | 0 | 0 | 0 | 0 | 0 | 0 | 343.4059 | 349.7266 | 148.1475 | 162.6411 | 1003.9212 | 28.4388 | 26.762 | 10.1622 | 6.939 | 34.4699 | 106.772 | 1110.6932 | 268.3805 | 0 | 28.7474 | 5.4745 | 267.8742 | 0 | 320.284 | 890.7606 | 2001.4537 | 0 | 0 | 0 | 0 | 0 | 0 | 0 | 0 | 0 | 0 | 0 | 0 | 0 | 0 | 0 | 0 | 0 | 0 | 0 | 0 | 0 | 0 | 0 | 0 | 0 | 0 | 0 | 0 | 0 | 500.3634 |  | 0 | 500.3634 | 249.8744 | 247.9281 | 159.3488 | 182.5886 | 839.7399 | 0 | 0 | 0 | 0 | 0 | 0 | 0 | 0 | 0 | 0 | 2501.8172 | 2841.1936 | 2001.4537 | 3341.557
A - Residential | A1 - Energy Star Homes | A1a - ES Homes | Clothes Washer | EA1a026 | Hot Water | 7 | 11 | 350 | 175 | 175 | 0.6293 | 0.6293 | 6.9223 | 6.9223 | 0.6293 | 6.9223 | 2.5226 | 2.07 | 1.2662 | 1.0635 | 1.953 | 1.0156 | 1.0156 | 0.95892 | 0.95892 | 0 | 0 | 0 | 0 | 0 | 0 | 0 | 0 | 0.35 | 3.85 | 0.35 | 3.85 | 0 | 0 | 0 | 0 | 0 | 0 | 0 | 0 | 0 | 0 | 0 | 0 | 0.35 | 3.85 | 5761 | 0 | 63371 | 189.0374 | 143.4496 | 64.4657 | 51.9526 | 448.9053 | 16.9613 | 11.8874 | 4.8529 | 2.4237 | 16.3589 | 52.4842 | 501.3895 | 739.2741 | 0 | 90.9923 | 17.3281 | 785.5169 | 0 | 939.204 | 2572.3154 | 3073.7049 | 0 | 0 | 0 | 0 | 0 | 0 | 0 | 0 | 0 | 0 | 0 | 0 | 0 | 0 | 0 | 0 | 0 | 0 | 0 | 0 | 0 | 0 | 0 | 211.784 | 0 | 0 | 1264.1565 | 0 | 1475.9404 | 821.3722 |  | 2.8862 | 824.2584 | 140.2077 | 103.7267 | 71.3197 | 59.9809 | 375.2349 | 0 | 0 | 0 | 0 | 0 | 0 | 0 | 0 | 64.124 | 64.124 | 5373.9038 | 4989.0043 | 3073.7049 | 5810.3765
A - Residential | A1 - Energy Star Homes | A1a - ES Homes | Clothes Dryer | EA1a027 | Envelope | 7 | 12 | 350 | 175 | 175 | 1.1228 | 1.1228 | 13.4736 | 13.4736 | 1.1228 | 13.4736 | 5.2466 | 4.0359 | 2.2768 | 1.9142 | 0.33104 | 0.19134 | 0.19134 | 0.14731 | 0.14731 | 0 | 0 | 0 | 0 | 0 | 0 | 0 | 0 | 0 | 0 | 0 | 0 | 0 | 0 | 0 | 0 | 0 | 0 | 0 | 0 | 0 | 0 | 0 | 0 | 0 | 0 | 0 | 0 | 0 | 390.4836 | 277.638 | 116.6054 | 93.7362 | 878.4633 | 32.3375 | 21.2456 | 7.9986 | 3.9992 | 29.1876 | 94.7686 | 973.2318 | 130.4998 | 0 | 13.9784 | 2.662 | 130.2536 | 0 | 155.7379 | 433.1317 | 1406.3636 | 0 | 0 | 0 | 0 | 0 | 0 | 0 | 0 | 0 | 0 | 0 | 0 | 0 | 0 | 0 | 0 | 0 | 0 | 0 | 0 | 0 | 0 | 0 | 0 | 0 | 0 | 0 | 0 | 0 | 351.5909 |  | 0 | 351.5909 | 284.1298 | 196.8231 | 125.4218 | 105.2327 | 711.6074 | 0 | 0 | 0 | 0 | 0 | 0 | 0 | 0 | 0 | 0 | 1757.9544 | 2117.9709 | 1406.3636 | 2469.5618
A - Residential | A1 - Energy Star Homes | A1a - ES Homes | HERS - Lighting and Appliances | EA1a028 | Lighting | [22 empty] | 0 |  |  |  | 0 |  |  |  | 0 |  |  |  | 0 | [9 empty] | 0 | 0
A - Residential | A1 - Energy Star Homes | A1a - ES Homes | Residential New Construction Code Compliance | EA1a029 | Custom Measures | [22 empty] | 0 |  |  |  | 0 |  |  |  | 0 |  |  |  | 0 | [9 empty] | 0 | 0
A - Residential | A1 - Energy Star Homes | A1a - ES Homes | HERS Rater Fee - SF |  | Non-Energy Saving | 1 | 1 | 91767.9975 | 91767.9975 | 0 | 0 | 0 | 0 | 0 | 0 | 0 | 0 | 0 | 0 | 0 | 0 | 0 | 0 | 0 | 0 | 0 | 0 | 0 | 0 | 0 | 0 | 0 | 0 | 0 | 0 | 0 | 0 | 0 | 0 | 0 | 0 | 0 | 0 | 0 | 0 | 0 | 0 | 0 | 0 | 0 | 0 | 0 | 0 | 0 | 0 | 0 | 0 | 0 | 0 | 0 | 0 | 0 | 0 | 0 | 0 | 0 | 0 | 0 | 0 | 0 | 0 | 0 | 0 | 0 | 0 | 0 | 0 | 0 | 0 | 0 | 0 | 0 | 0 | 0 | 0 | 0 | 0 | 0 | 0 | 0 | 0 | 0 | 0 | 0 | 0 | 0 | 0 | 0 | 0 | 0 | 0 | 0 | 0 | 0 | 0 |  | 0 | 0 | 0 | 0 | 0 | 0 | 0 | 0 | 0 | 0 | 0 | 0 | 0 | 0 | 0 | 0 | 0 | 0 | 0 | 0 | 0
A - Residential | A1 - Energy Star Homes | A1a - ES Homes | HERS Rater Fee - MF |  | Non-Energy Saving | 1 | 1 | 32284.5506 | 32284.5506 | 0 | 0 | 0 | 0 | 0 | 0 | 0 | 0 | 0 | 0 | 0 | 0 | 0 | 0 | 0 | 0 | 0 | 0 | 0 | 0 | 0 | 0 | 0 | 0 | 0 | 0 | 0 | 0 | 0 | 0 | 0 | 0 | 0 | 0 | 0 | 0 | 0 | 0 | 0 | 0 | 0 | 0 | 0 | 0 | 0 | 0 | 0 | 0 | 0 | 0 | 0 | 0 | 0 | 0 | 0 | 0 | 0 | 0 | 0 | 0 | 0 | 0 | 0 | 0 | 0 | 0 | 0 | 0 | 0 | 0 | 0 | 0 | 0 | 0 | 0 | 0 | 0 | 0 | 0 | 0 | 0 | 0 | 0 | 0 | 0 | 0 | 0 | 0 | 0 | 0 | 0 | 0 | 0 | 0 | 0 | 0 |  | 0 | 0 | 0 | 0 | 0 | 0 | 0 | 0 | 0 | 0 | 0 | 0 | 0 | 0 | 0 | 0 | 0 | 0 | 0 | 0 | 0
A - Residential | A1 - Energy Star Homes | A1a - ES Homes | Admin Fee |  | Non-Energy Saving | [22 empty] | 0 |  |  |  | 0 |  |  |  | 0 |  |  |  | 0 | [9 empty] | 0 | 0
A - Residential | A1 - Energy Star Homes | A1a - ES Homes | [25 empty] | 0 |  |  |  | 0 |  |  |  | 0 |  |  |  | 0 | [9 empty] | 0 | 0
A - Residential | A1 - Energy Star Homes | A1a - ES Homes | [25 empty] | 0 |  |  |  | 0 |  |  |  | 0 |  |  |  | 0 | [9 empty] | 0 | 0
A - Residential | A1 - Energy Star Homes | A1a - ES Homes | [25 empty] | 0 |  |  |  | 0 |  |  |  | 0 |  |  |  | 0 | [9 empty] | 0 | 0
[28 empty] | 0 |  |  |  | 0 |  |  |  | 0 |  |  |  | 0 | [9 empty] | 0 | 0
A - Residential | A1 - Energy Star Homes | [26 empty] | 0 |  |  |  | 0 |  |  |  | 0 |  |  |  | 0 | [9 empty] | 0 | 0
[28 empty] | 0 |  |  |  | 0 |  |  |  | 0 |  |  |  | 0 | [9 empty] | 0 | 0
A - Residential | A2 - Home Performance | A2a - Home Performance (Weatherization) | Air Sealing, Cord Wood | EA2a001 | Envelope | 1 | 15 | 2019.5 | 2019.5 | 0 | 0.00604 | 0.0056806 | 0.0906 | 0.085209 | 0.0056806 | 0.085209 | 0.0056193 | 0.0032774 | 0.040323 | 0.035989 | 0.0095299 | 0 | 0 | 0.0031325 | 0.0031325 | 0 | 0 | 0 | 0 | 2.8437 | 42.6551 | 2.8437 | 42.6551 | 0 | 0 | 0 | 0 | 0 | 0 | 0 | 0 | 4.7593 | 71.3899 | 4.7593 | 71.3899 | 0 | 0 | 0 | 0 | 7.603 | 114.045 | 0 | 0 | 0 | 0.40704 | 0.21718 | 2.0688 | 1.7484 | 4.4414 | 0.027707 | 0.013802 | 0.11333 | 0.060151 | 0.14767 | 0.36266 | 4.804 | 3.4567 | 0 | 0.29724 | 0.056605 | 3.3545 | 0 | 4.0109 | 11.176 | 15.98 | 0 | 0 | 0 | 0 | 0 | 0 | 0 | 0 | 0 | 0 | 0 | 0 | 0 | 0 | 0 | 0 | 0 | 0 | 1191.167 | 0 | 0 | 0.53847 | 0 | 0 | 1913.42 | 0 | 0 | 0 | 3105.1255 | 780.2764 |  | 39.5872 | 819.8636 | 0.28355 | 0.14822 | 2.0823 | 1.8346 | 4.3487 | 0 | 0 | 840.1188 | 0 | 0 | 0 | 0 | 0 | 0 | 840.1188 | 3940.9691 | 3965.573 | 15.98 | 4745.8494
A - Residential | A2 - Home Performance | A2a - Home Performance (Weatherization) | Air Sealing, Electric | EA2a002 | Envelope | 3 | 15 | 3486 | 3486 | 0 | 5.2135 | 4.9033 | 78.2019 | 73.5489 | 4.9033 | 73.5489 | 18.6868 | 21.8159 | 17.0982 | 15.948 | 4.0424 | 0.7719 | 0.7719 | 1.2903 | 1.2903 | 0 | 0 | 0 | 0 | 1.8646 | 27.9685 | 1.8646 | 27.9685 | 0 | 0 | 0 | 0 | 0 | 0 | 0 | 0 | 0 | 0 | 0 | 0 | 0 | 0 | 0 | 0 | 1.8646 | 27.9685 | 0 | 0 | 0 | 1353.6021 | 1445.6758 | 877.2363 | 774.7495 | 4451.2638 | 92.1403 | 91.8729 | 48.0545 | 26.6546 | 127.4621 | 386.1844 | 4837.4482 | 1423.9075 | 0 | 122.44 | 23.3168 | 1381.8114 | 0 | 1652.164 | 4603.6397 | 9441.0879 | 0 | 0 | 0 | 0 | 0 | 0 | 0 | 0 | 0 | 0 | 0 | 0 | 0 | 0 | 0 | 0 | 0 | 0 | 781.0347 | 0 | 0 | 0.35307 | 0 | 0 | 0 | 0 | 0 | 0 | 781.3877 | 2555.6189 |  | 25.9569 | 2581.5758 | 942.9402 | 986.6361 | 882.9464 | 812.9795 | 3625.5023 | 0 | 0 | 550.8564 | 0 | 0 | 0 | 0 | 0 | 0 | 550.8564 | 12804.0514 | 14398.8342 | 9441.0879 | 16954.4531
A - Residential | A2 - Home Performance | A2a - Home Performance (Weatherization) | Air Sealing, Gas | EA2a003 | Envelope | [22 empty] | 0 |  |  |  | 0 |  |  |  | 0 |  |  |  | 0 | [9 empty] | 0 | 0
A - Residential | A2 - Home Performance | A2a - Home Performance (Weatherization) | Air Sealing, Kerosene | EA2a004 | Envelope | 1 | 15 | 1000 | 1000 | 0 | 0 | 0 | 0 | 0 | 0 | 0 | 0 | 0 | 0 | 0 | 0 | 0 | 0 | 0 | 0 | 0 | 0 | 0 | 0 | 0 | 0 | 0 | 0 | 0 | 0 | 0 | 0 | 5.8491 | 87.7368 | 5.8491 | 87.7368 | 0 | 0 | 0 | 0 | 0 | 0 | 0 | 0 | 5.8491 | 87.7368 | 0 | 0 | 0 | 0 | 0 | 0 | 0 | 0 | 0 | 0 | 0 | 0 | 0 | 0 | 0 | 0 | 0 | 0 | 0 | 0 | 0 | 0 | 0 | 0 | 0 | 0 | 0 | 0 | 0 | 0 | 0 | 0 | 0 | 0 | 0 | 0 | 0 | 0 | 0 | 0 | 0 | 0 | 0 | 0 | 0 | 0 | 3079.9029 | 0 | 0 | 0 | 0 | 0 | 3079.9029 | 769.9757 |  | 80.3803 | 850.356 | 0 | 0 | 0 | 0 | 0 | 0 | 0 | 0 | 0 | 0 | 0 | 0 | 1754.0018 | 0 | 1754.0018 | 3930.2589 | 4833.9048 | 0 | 5603.8805
A - Residential | A2 - Home Performance | A2a - Home Performance (Weatherization) | Air Sealing, Oil | EA2a005 | Envelope | 42.4674 | 15 | 43868.7881 | 43868.7881 | 0 | 1.4252 | 1.3404 | 21.3781 | 20.1061 | 1.3404 | 20.1061 | 1.3259 | 0.77333 | 9.5147 | 8.4921 | 2.2487 | 0 | 0 | 0.73914 | 0.73914 | 0 | 0 | 0 | 0 | 417.2485 | 6258.7273 | 417.2485 | 6258.7273 | 0 | 0 | 0 | 0 | 0 | 0 | 0 | 0 | 47.3653 | 710.4794 | 47.3653 | 710.4794 | 0 | 0 | 0 | 0 | 464.6138 | 6969.2067 | 0 | 0 | 0 | 96.0452 | 51.2463 | 488.1595 | 412.5436 | 1047.9945 | 6.5378 | 3.2567 | 26.7411 | 14.1932 | 34.8443 | 85.5732 | 1133.5678 | 815.6547 | 0 | 70.1371 | 13.3565 | 791.5408 | 0 | 946.4065 | 2637.0957 | 3770.6634 | 0 | 0 | 0 | 0 | 0 | 0 | 0 | 0 | 0 | 0 | 0 | 0 | 0 | 0 | 0 | 0 | 0 | 0 | 174778.2242 | 0 | 0 | 79.0091 | 0 | 0 | 19042.5502 | 0 | 0 | 0 | 193899.7835 | 49417.6117 |  | 5808.5779 | 55226.1897 | 66.9065 | 34.9743 | 491.337 | 432.9005 | 1026.1183 | 0 | 0 | 123269.4265 | 0 | 0 | 0 | 0 | 0 | 0 | 123269.4265 | 252896.6366 | 321965.9918 | 3770.6634 | 371383.6035
A - Residential | A2 - Home Performance | A2a - Home Performance (Weatherization) | Air Sealing, Propane | EA2a006 | Envelope | 14 | 15 | 16114 | 16114 | 0 | 2.6933 | 2.5331 | 40.3998 | 37.996 | 2.5331 | 37.996 | 2.5057 | 1.4614 | 17.9807 | 16.0482 | 4.2495 | 0 | 0 | 1.3968 | 1.3968 | 0 | 0 | 0 | 0 | 0 | 0 | 0 | 0 | 141.6048 | 2124.0727 | 141.6048 | 2124.0727 | 0 | 0 | 0 | 0 | 9.7741 | 146.6111 | 9.7741 | 146.6111 | 0 | 0 | 0 | 0 | 151.3789 | 2270.6838 | 0 | 0 | 0 | 181.504 | 96.8441 | 922.5128 | 779.6156 | 1980.4766 | 12.3551 | 6.1545 | 50.5347 | 26.822 | 65.8481 | 161.7143 | 2142.1909 | 1541.4059 | 0 | 132.5435 | 25.2409 | 1495.8361 | 0 | 1788.4978 | 4983.5242 | 7125.7151 | 0 | 0 | 0 | 0 | 0 | 0 | 0 | 0 | 0 | 0 | 0 | 0 | 0 | 0 | 0 | 0 | 0 | 0 | 0 | 0 | 0 | 0 | 0 | 112626.4231 | 3929.528 | 0 | 0 | 0 | 116555.9511 | 30920.4165 |  | 1671.9584 | 32592.375 | 126.4385 | 66.0936 | 928.5176 | 818.0857 | 1939.1354 | 0 | 0 | 0 | 0 | 0 | 0 | 0 | 0 | 34867.4639 | 34867.4639 | 156274.0411 | 160488.2655 | 7125.7151 | 191408.682
A - Residential | A2 - Home Performance | A2a - Home Performance (Weatherization) | Air Sealing, Wood Pellets | EA2a007 | Envelope | 2 | 15 | 1222 | 1222 | 0 | 0.00384 | 0.0036115 | 0.0576 | 0.054173 | 0.0036115 | 0.054173 | 0.0035725 | 0.0020836 | 0.025636 | 0.022881 | 0.0060587 | 0 | 0 | 0.0019915 | 0.0019915 | 0 | 0 | 0 | 0 | 5.483 | 82.2452 | 5.483 | 82.2452 | 0 | 0 | 0 | 0 | 0 | 0 | 0 | 0 | 0 | 0 | 0 | 0 | 15.5636 | 233.4539 | 15.5636 | 233.4539 | 21.0466 | 315.6991 | 0 | 0 | 0 | 0.25878 | 0.13808 | 1.3153 | 1.1115 | 2.8237 | 0.017615 | 0.0087747 | 0.07205 | 0.038242 | 0.093883 | 0.23056 | 3.0542 | 2.1977 | 0 | 0.18897 | 0.035987 | 2.1327 | 0 | 2.55 | 7.1053 | 10.1595 | 0 | 0 | 0 | 0 | 0 | 0 | 0 | 0 | 0 | 0 | 0 | 0 | 0 | 0 | 0 | 0 | 0 | 0 | 2296.7412 | 0 | 0 | 1.0383 | 0 | 0 | 0 | 6546.5829 | 0 | 0 | 8844.3624 | 2213.6305 |  | 76.3299 | 2289.9603 | 0.18027 | 0.094233 | 1.3238 | 1.1664 | 2.7647 | 0 | 0 | 1619.8698 | 0 | 0 | 0 | 0 | 0 | 0 | 1619.8698 | 11144.4822 | 10477.1564 | 10.1595 | 12690.7869
A - Residential | A2 - Home Performance | A2a - Home Performance (Weatherization) | Duct Sealing, Cord Wood | EA2a070 | HVAC | [22 empty] | 0 |  |  |  | 0 |  |  |  | 0 |  |  |  | 0 | [9 empty] | 0 | 0
A - Residential | A2 - Home Performance | A2a - Home Performance (Weatherization) | Duct Sealing, Electric | EA2a071 | HVAC | [22 empty] | 0 |  |  |  | 0 |  |  |  | 0 |  |  |  | 0 | [9 empty] | 0 | 0
A - Residential | A2 - Home Performance | A2a - Home Performance (Weatherization) | Duct Sealing, Gas | EA2a072 | HVAC | [22 empty] | 0 |  |  |  | 0 |  |  |  | 0 |  |  |  | 0 | [9 empty] | 0 | 0
A - Residential | A2 - Home Performance | A2a - Home Performance (Weatherization) | Duct Sealing, Kerosene | EA2a073 | HVAC | [22 empty] | 0 |  |  |  | 0 |  |  |  | 0 |  |  |  | 0 | [9 empty] | 0 | 0
A - Residential | A2 - Home Performance | A2a - Home Performance (Weatherization) | Duct Sealing, Oil | EA2a074 | HVAC | [22 empty] | 0 |  |  |  | 0 |  |  |  | 0 |  |  |  | 0 | [9 empty] | 0 | 0
A - Residential | A2 - Home Performance | A2a - Home Performance (Weatherization) | Duct Sealing, Propane | EA2a075 | HVAC | 2 | 20 | 230 | 172.5 | 57.5 | 0.30844 | 0.29314 | 6.1688 | 5.8628 | 0.29314 | 5.8628 | 0.38663 | 0.2255 | 2.7744 | 2.4762 | 0.48665 | 0 | 0 | 0.16165 | 0.16165 | 0 | 0 | 0 | 0 | 0 | 0 | 0 | 0 | 18.0802 | 361.6034 | 18.0802 | 361.6034 | 0 | 0 | 0 | 0 | 0 | 0 | 0 | 0 | 0 | 0 | 0 | 0 | 18.0802 | 361.6034 | 0 | 0 | 0 | 26.7471 | 14.0939 | 141.1911 | 118.2799 | 300.312 | 1.4298 | 0.71223 | 5.8482 | 3.104 | 7.6203 | 18.7145 | 319.0265 | 246.9777 | 0 | 15.3387 | 2.921 | 219.1521 | 0 | 262.0294 | 746.4189 | 1065.4454 | 0 | 0 | 0 | 0 | 0 | 0 | 0 | 0 | 0 | 0 | 0 | 0 | 0 | 0 | 0 | 0 | 0 | 0 | 0 | 0 | 0 | 0 | 0 | 18301.0076 | 0 | 0 | 0 | 0 | 18301.0076 | 4841.6133 |  | 302.8397 | 5144.453 | 17.4578 | 9.1729 | 128.252 | 112.2289 | 267.1115 | 0 | 0 | 0 | 0 | 0 | 0 | 0 | 0 | 5827.855 | 5827.855 | 24510.906 | 25461.4195 | 1065.4454 | 30303.0328
A - Residential | A2 - Home Performance | A2a - Home Performance (Weatherization) | Duct Sealing, Wood Pellets | EA2a076 | HVAC | [22 empty] | 0 |  |  |  | 0 |  |  |  | 0 |  |  |  | 0 | [9 empty] | 0 | 0
A - Residential | A2 - Home Performance | A2a - Home Performance (Weatherization) | Faucet Aerator, Electric | EA2a009 | Hot Water | 60 | 7 | 3000 | 3000 | 0 | 2.8118 | 2.7837 | 19.6825 | 19.4856 | 2.7837 | 19.4856 | 8.0896 | 6.1167 | 2.9654 | 2.314 | 0.67749 | 0.54742 | 0.54742 | 0.21138 | 0.21138 | 0 | 0 | 0 | 0 | 0 | 0 | 0 | 0 | 0 | 0 | 0 | 0 | 0 | 0 | 0 | 0 | 0 | 0 | 0 | 0 | 0 | 0 | 0 | 0 | 0 | 0 | 34808.4 | 0 | 243658.8 | 629.5653 | 451.892 | 148.2477 | 113.1352 | 1342.8402 | 62.1423 | 40.7765 | 12.2396 | 5.7617 | 66.5966 | 187.5167 | 1530.3569 | 101.251 | 0 | 18.4331 | 3.8197 | 115.0124 | 0 | 137.5147 | 376.0308 | 1906.3877 | 0 | 0 | 0 | 0 | 0 | 0 | 0 | 0 | 0 | 0 | 0 | 0 | 0 | 0 | 0 | 0 | 0 | 0 | 0 | 0 | 0 | 0 | 0 | 0 | 0 | 0 | 5073.4086 | 0 | 5073.4086 | 476.5969 |  | 0 | 476.5969 | 497.1393 | 342.9101 | 182.2071 | 143.1869 | 1165.4434 | 0 | 0 | 0 | 0 | 0 | 0 | 0 | 0 | 0 | 0 | 7456.3932 | 8145.2397 | 1906.3877 | 8621.8367
A - Residential | A2 - Home Performance | A2a - Home Performance (Weatherization) | Faucet Aerator, Gas | EA2a010 | Hot Water | [22 empty] | 0 |  |  |  | 0 |  |  |  | 0 |  |  |  | 0 | [9 empty] | 0 | 0
A - Residential | A2 - Home Performance | A2a - Home Performance (Weatherization) | Faucet Aerator, Kerosene | EA2a011 | Hot Water | [22 empty] | 0 |  |  |  | 0 |  |  |  | 0 |  |  |  | 0 | [9 empty] | 0 | 0
A - Residential | A2 - Home Performance | A2a - Home Performance (Weatherization) | Faucet Aerator, Oil | EA2a012 | Hot Water | 5 | 7 | 250 | 250 | 0 | 0 | 0 | 0 | 0 | 0 | 0 | 0 | 0 | 0 | 0 | 0 | 0 | 0 | 0 | 0 | 0 | 0 | 0 | 0 | 0.7722 | 5.4054 | 0.7722 | 5.4054 | 0 | 0 | 0 | 0 | 0 | 0 | 0 | 0 | 0 | 0 | 0 | 0 | 0 | 0 | 0 | 0 | 0.7722 | 5.4054 | 2900.7 | 0 | 20304.9 | 0 | 0 | 0 | 0 | 0 | 0 | 0 | 0 | 0 | 0 | 0 | 0 | 0 | 0 | 0 | 0 | 0 | 0 | 0 | 0 | 0 | 0 | 0 | 0 | 0 | 0 | 0 | 0 | 0 | 0 | 0 | 0 | 0 | 0 | 0 | 0 | 0 | 0 | 0 | 162.4301 | 0 | 0 | 0.078115 | 0 | 0 | 0 | 0 | 422.784 | 0 | 585.2923 | 40.6271 |  | 4.5535 | 45.1805 | 0 | 0 | 0 | 0 | 0 | 0 | 0 | 109.5731 | 0 | 0 | 0 | 0 | 0 | 0 | 109.5731 | 630.4728 | 694.8654 | 0 | 735.4924
A - Residential | A2 - Home Performance | A2a - Home Performance (Weatherization) | Faucet Aerator, Propane | EA2a013 | Hot Water | [22 empty] | 0 |  |  |  | 0 |  |  |  | 0 |  |  |  | 0 | [9 empty] | 0 | 0
A - Residential | A2 - Home Performance | A2a - Home Performance (Weatherization) | Tank Wrap, Electric | EA2a077 | Hot Water | 2 | 7 | 200 | 200 | 0 | 0 | 0 | 0 | 0 | 0 | 0 | 0 | 0 | 0 | 0 | 0 | 0 | 0 | 0 | 0 | 0 | 0 | 0 | 0 | 0 | 0 | 0 | 0 | 0 | 0 | 0 | 0 | 0 | 0 | 0 | 0 | 0 | 0 | 0 | 0 | 0 | 0 | 0 | 0 | 0 | 0 | 0 | 0 | 0 | 0 | 0 | 0 | 0 | 0 | 0 | 0 | 0 | 0 | 0 | 0 | 0 | 0 | 0 | 0 | 0 | 0 | 0 | 0 | 0 | 0 | 0 | 0 | 0 | 0 | 0 | 0 | 0 | 0 | 0 | 0 | 0 | 0 | 0 | 0 | 0 | 0 | 0 | 0 | 0 | 0 | 0 | 0 | 0 | 0 | 0 | 0 | 0 | 0 | 0 | 0 |  | 0 | 0 | 0 | 0 | 0 | 0 | 0 | 0 | 0 | 0 | 0 | 0 | 0 | 0 | 0 | 0 | 0 | 0 | 0 | 0 | 0
A - Residential | A2 - Home Performance | A2a - Home Performance (Weatherization) | Tank Wrap, Gas | EA2a078 | Hot Water | [22 empty] | 0 |  |  |  | 0 |  |  |  | 0 |  |  |  | 0 | [9 empty] | 0 | 0
A - Residential | A2 - Home Performance | A2a - Home Performance (Weatherization) | Tank Wrap, Kerosene | EA2a079 | Hot Water | [22 empty] | 0 |  |  |  | 0 |  |  |  | 0 |  |  |  | 0 | [9 empty] | 0 | 0
A - Residential | A2 - Home Performance | A2a - Home Performance (Weatherization) | Tank Wrap, Oil | EA2a080 | Hot Water | 1 | 7 | 100 | 100 | 0 | 0 | 0 | 0 | 0 | 0 | 0 | 0 | 0 | 0 | 0 | 0 | 0 | 0 | 0 | 0 | 0 | 0 | 0 | 0 | 0.29344 | 2.0541 | 0.29344 | 2.0541 | 0 | 0 | 0 | 0 | 0 | 0 | 0 | 0 | 0 | 0 | 0 | 0 | 0 | 0 | 0 | 0 | 0.29344 | 2.0541 | 0 | 0 | 0 | 0 | 0 | 0 | 0 | 0 | 0 | 0 | 0 | 0 | 0 | 0 | 0 | 0 | 0 | 0 | 0 | 0 | 0 | 0 | 0 | 0 | 0 | 0 | 0 | 0 | 0 | 0 | 0 | 0 | 0 | 0 | 0 | 0 | 0 | 0 | 0 | 0 | 0 | 0 | 61.7234 | 0 | 0 | 0.029684 | 0 | 0 | 0 | 0 | 0 | 0 | 61.7531 | 15.4383 |  | 1.7303 | 17.1686 | 0 | 0 | 0 | 0 | 0 | 0 | 0 | 41.6378 | 0 | 0 | 0 | 0 | 0 | 0 | 41.6378 | 78.9217 | 103.3909 | 0 | 118.8292
A - Residential | A2 - Home Performance | A2a - Home Performance (Weatherization) | Tank Wrap, Propane | EA2a081 | Hot Water | [22 empty] | 0 |  |  |  | 0 |  |  |  | 0 |  |  |  | 0 | [9 empty] | 0 | 0
A - Residential | A2 - Home Performance | A2a - Home Performance (Weatherization) | Hand Held Showerhead, Electric | EA2a016 | Hot Water | 29 | 15 | 1450 | 1450 | 0 | 4.2116 | 4.1694 | 63.1733 | 62.5416 | 4.1694 | 62.5416 | 25.9645 | 19.6323 | 9.5178 | 7.427 | 1.4355 | 1.1599 | 1.1599 | 0.44788 | 0.44788 | 0 | 0 | 0 | 0 | 0 | 0 | 0 | 0 | 0 | 0 | 0 | 0 | 0 | 0 | 0 | 0 | 0 | 0 | 0 | 0 | 0 | 0 | 0 | 0 | 0 | 0 | 35772.66 | 0 | 536589.9 | 1880.7775 | 1300.9736 | 488.3178 | 360.7996 | 4030.8684 | 128.0254 | 82.677 | 26.7498 | 12.413 | 108.3861 | 358.2513 | 4389.1198 | 494.2392 | 0 | 42.499 | 8.0933 | 479.6276 | 0 | 573.4672 | 1597.9263 | 5987.046 | 0 | 0 | 0 | 0 | 0 | 0 | 0 | 0 | 0 | 0 | 0 | 0 | 0 | 0 | 0 | 0 | 0 | 0 | 0 | 0 | 0 | 0 | 0 | 0 | 0 | 0 | 10261.923 | 0 | 10261.923 | 1496.7615 |  | 0 | 1496.7615 | 1310.1788 | 887.8806 | 491.4963 | 378.6033 | 3068.159 | 0 | 0 | 0 | 0 | 0 | 0 | 0 | 0 | 0 | 0 | 17745.7305 | 19317.128 | 5987.046 | 20813.8895
A - Residential | A2 - Home Performance | A2a - Home Performance (Weatherization) | Hand Held Showerhead, Gas | EA2a017 | Hot Water | [22 empty] | 0 |  |  |  | 0 |  |  |  | 0 |  |  |  | 0 | [9 empty] | 0 | 0
A - Residential | A2 - Home Performance | A2a - Home Performance (Weatherization) | Hand Held Showerhead, Kerosene | EA2a018 | Hot Water | [22 empty] | 0 |  |  |  | 0 |  |  |  | 0 |  |  |  | 0 | [9 empty] | 0 | 0
A - Residential | A2 - Home Performance | A2a - Home Performance (Weatherization) | Hand Held Showerhead, Oil | EA2a019 | Hot Water | 2 | 15 | 100 | 100 | 0 | 0 | 0 | 0 | 0 | 0 | 0 | 0 | 0 | 0 | 0 | 0 | 0 | 0 | 0 | 0 | 0 | 0 | 0 | 0 | 1.2533 | 18.8001 | 1.2533 | 18.8001 | 0 | 0 | 0 | 0 | 0 | 0 | 0 | 0 | 0 | 0 | 0 | 0 | 0 | 0 | 0 | 0 | 1.2533 | 18.8001 | 2467.08 | 0 | 37006.2 | 0 | 0 | 0 | 0 | 0 | 0 | 0 | 0 | 0 | 0 | 0 | 0 | 0 | 0 | 0 | 0 | 0 | 0 | 0 | 0 | 0 | 0 | 0 | 0 | 0 | 0 | 0 | 0 | 0 | 0 | 0 | 0 | 0 | 0 | 0 | 0 | 0 | 0 | 0 | 525.0026 | 0 | 0 | 0.23733 | 0 | 0 | 0 | 0 | 707.7188 | 0 | 1232.9588 | 131.31 |  | 17.4479 | 148.7579 | 0 | 0 | 0 | 0 | 0 | 0 | 0 | 370.2794 | 0 | 0 | 0 | 0 | 0 | 0 | 370.2794 | 1381.7167 | 1603.2381 | 0 | 1734.5481
A - Residential | A2 - Home Performance | A2a - Home Performance (Weatherization) | Hand Held Showerhead, Propane | EA2a020 | Hot Water | 2 | 15 | 100 | 100 | 0 | 0 | 0 | 0 | 0 | 0 | 0 | 0 | 0 | 0 | 0 | 0 | 0 | 0 | 0 | 0 | 0 | 0 | 0 | 0 | 0 | 0 | 0 | 0 | 1.2533 | 18.8001 | 1.2533 | 18.8001 | 0 | 0 | 0 | 0 | 0 | 0 | 0 | 0 | 0 | 0 | 0 | 0 | 1.2533 | 18.8001 | 2467.08 | 0 | 37006.2 | 0 | 0 | 0 | 0 | 0 | 0 | 0 | 0 | 0 | 0 | 0 | 0 | 0 | 0 | 0 | 0 | 0 | 0 | 0 | 0 | 0 | 0 | 0 | 0 | 0 | 0 | 0 | 0 | 0 | 0 | 0 | 0 | 0 | 0 | 0 | 0 | 0 | 0 | 0 | 0 | 0 | 0 | 0 | 0 | 996.8529 | 0 | 0 | 707.7188 | 0 | 1704.5717 | 249.2132 |  | 14.7985 | 264.0117 | 0 | 0 | 0 | 0 | 0 | 0 | 0 | 0 | 0 | 0 | 0 | 0 | 0 | 308.6108 | 308.6108 | 1968.5834 | 2013.1825 | 0 | 2262.3957
A - Residential | A2 - Home Performance | A2a - Home Performance (Weatherization) | [Open Measure - To Be Assigned] | EA2a021 | [23 empty] | 0 |  |  |  | 0 |  |  |  | 0 |  |  |  | 0 | [9 empty] | 0 | 0
A - Residential | A2 - Home Performance | A2a - Home Performance (Weatherization) | Insulation, Cord Wood | EA2a022 | Envelope | 1 | 25 | 7300 | 3650 | 3650 | 0.05766 | 0.054229 | 1.4415 | 1.3557 | 0.054229 | 1.3557 | 0.089406 | 0.052145 | 0.64157 | 0.57261 | 0.090976 | 0 | 0 | 0.029904 | 0.029904 | 0 | 0 | 0 | 0 | 3.7462 | 93.654 | 3.7462 | 93.654 | 0 | 0 | 0 | 0 | 0 | 0 | 0 | 0 | 4.5635 | 114.0876 | 4.5635 | 114.0876 | 0 | 0 | 0 | 0 | 8.3097 | 207.7416 | 0 | 0 | 0 | 5.9197 | 3.0302 | 32.2127 | 26.7983 | 67.9609 | 0.2645 | 0.13176 | 1.0819 | 0.57422 | 1.4097 | 3.4621 | 71.423 | 52.5669 | 0 | 2.8376 | 0.54037 | 48.1664 | 0 | 57.5902 | 161.7015 | 233.1245 | 0 | 0 | 0 | 0 | 0 | 0 | 0 | 0 | 0 | 0 | 0 | 0 | 0 | 0 | 0 | 0 | 0 | 0 | 2383.8829 | 0 | 0 | 1.0264 | 0 | 0 | 2787.2077 | 0 | 0 | 0 | 5172.1171 | 1351.3104 |  | 97.1948 | 1448.5052 | 3.7005 | 1.9384 | 26.7199 | 23.3791 | 55.7378 | 0 | 0 | 1777.2227 | 0 | 0 | 0 | 0 | 0 | 0 | 1777.2227 | 6853.7468 | 7238.2021 | 233.1245 | 8589.5125
A - Residential | A2 - Home Performance | A2a - Home Performance (Weatherization) | Insulation, Electric | EA2a023 | Envelope | 3 | 25 | 16800 | 8400 | 8400 | 4.833 | 4.5454 | 120.825 | 113.6359 | 4.5454 | 113.6359 | 28.8718 | 33.7064 | 26.4175 | 24.6403 | 3.7474 | 0.71557 | 0.71557 | 1.1962 | 1.1962 | 0 | 0 | 0 | 0 | 0.91951 | 22.9878 | 0.91951 | 22.9878 | 0 | 0 | 0 | 0 | 0 | 0 | 0 | 0 | 0 | 0 | 0 | 0 | 0 | 0 | 0 | 0 | 0.91951 | 22.9878 | 0 | 0 | 0 | 1911.6569 | 1958.7467 | 1326.4025 | 1153.1662 | 6349.9724 | 85.4162 | 85.1683 | 44.5477 | 24.7095 | 118.1604 | 358.002 | 6707.9744 | 2102.7202 | 0 | 113.5047 | 21.6152 | 1926.6957 | 0 | 2303.6553 | 6468.1912 | 13176.1656 | 0 | 0 | 0 | 0 | 0 | 0 | 0 | 0 | 0 | 0 | 0 | 0 | 0 | 0 | 0 | 0 | 0 | 0 | 585.1349 | 0 | 0 | 0.25195 | 0 | 0 | 0 | 0 | 0 | 0 | 585.3868 | 3440.3881 |  | 23.8569 | 3464.245 | 1194.9962 | 1252.9727 | 1100.2289 | 1006.0321 | 4554.23 | 0 | 0 | 436.2274 | 0 | 0 | 0 | 0 | 0 | 0 | 436.2274 | 17225.7975 | 18752.0098 | 13176.1656 | 22192.3979
A - Residential | A2 - Home Performance | A2a - Home Performance (Weatherization) | Insulation, Gas | EA2a024 | Envelope | [22 empty] | 0 |  |  |  | 0 |  |  |  | 0 |  |  |  | 0 | [9 empty] | 0 | 0
A - Residential | A2 - Home Performance | A2a - Home Performance (Weatherization) | Insulation, Kerosene | EA2a025 | Envelope | 1 | 25 | 5600 | 2800 | 2800 | 0 | 0 | 0 | 0 | 0 | 0 | 0 | 0 | 0 | 0 | 0 | 0 | 0 | 0 | 0 | 0 | 0 | 0 | 0 | 0 | 0 | 0 | 0 | 0 | 0 | 0 | 0 | 3.1587 | 78.9673 | 3.1587 | 78.9673 | 0 | 0 | 0 | 0 | 0 | 0 | 0 | 0 | 3.1587 | 78.9673 | 0 | 0 | 0 | 0 | 0 | 0 | 0 | 0 | 0 | 0 | 0 | 0 | 0 | 0 | 0 | 0 | 0 | 0 | 0 | 0 | 0 | 0 | 0 | 0 | 0 | 0 | 0 | 0 | 0 | 0 | 0 | 0 | 0 | 0 | 0 | 0 | 0 | 0 | 0 | 0 | 0 | 0 | 0 | 0 | 0 | 0 | 2526.7382 | 0 | 0 | 0 | 0 | 0 | 2526.7382 | 631.6846 |  | 80.9 | 712.5845 | 0 | 0 | 0 | 0 | 0 | 0 | 0 | 0 | 0 | 0 | 0 | 0 | 1521.0441 | 0 | 1521.0441 | 3239.3227 | 4047.7823 | 0 | 4679.4668
A - Residential | A2 - Home Performance | A2a - Home Performance (Weatherization) | Insulation, Oil | EA2a026 | Envelope | 42.4674 | 25 | 263297.6631 | 131648.8315 | 131648.8315 | 5.1288 | 4.8236 | 128.2196 | 120.5905 | 4.8236 | 120.5905 | 7.9525 | 4.6382 | 57.0667 | 50.9331 | 8.0922 | 0 | 0 | 2.6599 | 2.6599 | 0 | 0 | 0 | 0 | 621.1724 | 15529.3089 | 621.1724 | 15529.3089 | 0 | 0 | 0 | 0 | 0 | 0 | 0 | 0 | 59.6586 | 1491.4645 | 59.6586 | 1491.4645 | 0 | 0 | 0 | 0 | 680.8309 | 17020.7734 | 0 | 0 | 0 | 526.5514 | 269.5358 | 2865.2783 | 2383.6737 | 6045.0391 | 23.5273 | 11.7197 | 96.2313 | 51.0762 | 125.3919 | 307.9463 | 6352.9854 | 4675.7623 | 0 | 252.3974 | 48.0652 | 4284.3411 | 0 | 5122.5762 | 14383.1422 | 20736.1276 | 0 | 0 | 0 | 0 | 0 | 0 | 0 | 0 | 0 | 0 | 0 | 0 | 0 | 0 | 0 | 0 | 0 | 0 | 395285.3504 | 0 | 0 | 170.2009 | 0 | 0 | 36437.0999 | 0 | 0 | 0 | 431892.6512 | 113157.1947 |  | 16116.4334 | 129273.6281 | 329.1526 | 172.4169 | 2376.701 | 2079.5373 | 4957.8078 | 0 | 0 | 294691.5328 | 0 | 0 | 0 | 0 | 0 | 0 | 294691.5328 | 581902.4069 | 752278.1194 | 20736.1276 | 865435.3141
A - Residential | A2 - Home Performance | A2a - Home Performance (Weatherization) | Insulation, Propane | EA2a027 | Envelope | 14 | 25 | 93800 | 46900 | 46900 | 3.554 | 3.3426 | 88.851 | 83.5644 | 3.3426 | 83.5644 | 5.5108 | 3.2141 | 39.5449 | 35.2946 | 5.6075 | 0 | 0 | 1.8432 | 1.8432 | 0 | 0 | 0 | 0 | 0 | 0 | 0 | 0 | 133.7379 | 3343.4478 | 133.7379 | 3343.4478 | 0 | 0 | 0 | 0 | 17.1642 | 429.1056 | 17.1642 | 429.1056 | 0 | 0 | 0 | 0 | 150.9021 | 3772.5534 | 0 | 0 | 0 | 364.8789 | 186.7774 | 1985.5222 | 1651.7896 | 4188.968 | 16.3034 | 8.1213 | 66.6844 | 35.3937 | 86.8915 | 213.3943 | 4402.3624 | 3240.1145 | 0 | 174.9012 | 33.3073 | 2968.8754 | 0 | 3549.7385 | 9966.9368 | 14369.2992 | 0 | 0 | 0 | 0 | 0 | 0 | 0 | 0 | 0 | 0 | 0 | 0 | 0 | 0 | 0 | 0 | 0 | 0 | 0 | 0 | 0 | 0 | 0 | 161593.0782 | 10483.229 | 0 | 0 | 0 | 172076.3072 | 46611.4016 |  | 2942.9552 | 49554.3568 | 228.0895 | 119.4779 | 1646.9578 | 1441.0354 | 3435.5606 | 0 | 0 | 0 | 0 | 0 | 0 | 0 | 0 | 52880.6088 | 52880.6088 | 235999.9632 | 242761.7758 | 14369.2992 | 289373.1774
A - Residential | A2 - Home Performance | A2a - Home Performance (Weatherization) | Insulation, Wood Pellets | EA2a028 | Envelope | 2 | 25 | 11600 | 5800 | 5800 | 0.08036 | 0.075579 | 2.009 | 1.8895 | 0.075579 | 1.8895 | 0.1246 | 0.072673 | 0.89415 | 0.79804 | 0.12679 | 0 | 0 | 0.041676 | 0.041676 | 0 | 0 | 0 | 0 | 10.2679 | 256.6971 | 10.2679 | 256.6971 | 0 | 0 | 0 | 0 | 0 | 0 | 0 | 0 | 0 | 0 | 0 | 0 | 25.0652 | 626.6304 | 25.0652 | 626.6304 | 35.3331 | 883.3275 | 0 | 0 | 0 | 8.2502 | 4.2232 | 44.8944 | 37.3484 | 94.7163 | 0.36864 | 0.18363 | 1.5078 | 0.80028 | 1.9647 | 4.825 | 99.5413 | 73.2619 | 0 | 3.9547 | 0.75311 | 67.1289 | 0 | 80.2627 | 225.3613 | 324.9026 | 0 | 0 | 0 | 0 | 0 | 0 | 0 | 0 | 0 | 0 | 0 | 0 | 0 | 0 | 0 | 0 | 0 | 0 | 6534.0064 | 0 | 0 | 2.8134 | 0 | 0 | 0 | 16017.0427 | 0 | 0 | 22553.8624 | 5719.6913 |  | 266.4022 | 5986.0934 | 5.1573 | 2.7015 | 37.2392 | 32.5831 | 77.6811 | 0 | 0 | 4871.2059 | 0 | 0 | 0 | 0 | 0 | 0 | 4871.2059 | 28864.8585 | 27827.6521 | 324.9026 | 33547.3433
A - Residential | A2 - Home Performance | A2a - Home Performance (Weatherization) | Duct Insulation, Cord Wood | EA2a063 | HVAC | [22 empty] | 0 |  |  |  | 0 |  |  |  | 0 |  |  |  | 0 | [9 empty] | 0 | 0
A - Residential | A2 - Home Performance | A2a - Home Performance (Weatherization) | Duct Insulation, Electric | EA2a064 | HVAC | [22 empty] | 0 |  |  |  | 0 |  |  |  | 0 |  |  |  | 0 | [9 empty] | 0 | 0
A - Residential | A2 - Home Performance | A2a - Home Performance (Weatherization) | Duct Insulation, Gas | EA2a065 | HVAC | [22 empty] | 0 |  |  |  | 0 |  |  |  | 0 |  |  |  | 0 | [9 empty] | 0 | 0
A - Residential | A2 - Home Performance | A2a - Home Performance (Weatherization) | Duct Insulation, Kerosene | EA2a066 | HVAC | [22 empty] | 0 |  |  |  | 0 |  |  |  | 0 |  |  |  | 0 | [9 empty] | 0 | 0
A - Residential | A2 - Home Performance | A2a - Home Performance (Weatherization) | Duct Insulation, Oil | EA2a067 | HVAC | [22 empty] | 0 |  |  |  | 0 |  |  |  | 0 |  |  |  | 0 | [9 empty] | 0 | 0
A - Residential | A2 - Home Performance | A2a - Home Performance (Weatherization) | Duct Insulation, Propane | EA2a068 | HVAC | [22 empty] | 0 |  |  |  | 0 |  |  |  | 0 |  |  |  | 0 | [9 empty] | 0 | 0
A - Residential | A2 - Home Performance | A2a - Home Performance (Weatherization) | Duct Insulation, Wood Pellets | EA2a069 | HVAC | [22 empty] | 0 |  |  |  | 0 |  |  |  | 0 |  |  |  | 0 | [9 empty] | 0 | 0
A - Residential | A2 - Home Performance | A2a - Home Performance (Weatherization) | Low Flow Showerhead, Electric | EA2a030 | Hot Water | 27 | 15 | 945 | 945 | 0 | 3.9211 | 3.8819 | 58.8165 | 58.2284 | 3.8819 | 58.2284 | 24.1739 | 18.2783 | 8.8614 | 6.9148 | 1.3365 | 1.0799 | 1.0799 | 0.41699 | 0.41699 | 0 | 0 | 0 | 0 | 0 | 0 | 0 | 0 | 0 | 0 | 0 | 0 | 0 | 0 | 0 | 0 | 0 | 0 | 0 | 0 | 0 | 0 | 0 | 0 | 0 | 0 | 33305.58 | 0 | 499583.7 | 1751.0687 | 1211.2512 | 454.6407 | 335.9169 | 3752.8775 | 119.196 | 76.9752 | 24.905 | 11.5569 | 100.9112 | 333.5443 | 4086.4219 | 460.1537 | 0 | 39.568 | 7.5351 | 446.5498 | 0 | 533.9177 | 1487.7244 | 5574.1463 | 0 | 0 | 0 | 0 | 0 | 0 | 0 | 0 | 0 | 0 | 0 | 0 | 0 | 0 | 0 | 0 | 0 | 0 | 0 | 0 | 0 | 0 | 0 | 0 | 0 | 0 | 9554.2042 | 0 | 9554.2042 | 1393.5366 |  | 0 | 1393.5366 | 1219.8216 | 826.6475 | 457.6 | 352.4927 | 2856.5618 | 0 | 0 | 0 | 0 | 0 | 0 | 0 | 0 | 0 | 0 | 16521.8871 | 17984.9123 | 5574.1463 | 19378.4488
A - Residential | A2 - Home Performance | A2a - Home Performance (Weatherization) | Low Flow Showerhead, Gas | EA2a031 | Hot Water | [22 empty] | 0 |  |  |  | 0 |  |  |  | 0 |  |  |  | 0 | [9 empty] | 0 | 0
A - Residential | A2 - Home Performance | A2a - Home Performance (Weatherization) | Low Flow Showerhead, Kerosene | EA2a032 | Hot Water | [22 empty] | 0 |  |  |  | 0 |  |  |  | 0 |  |  |  | 0 | [9 empty] | 0 | 0
A - Residential | A2 - Home Performance | A2a - Home Performance (Weatherization) | Low Flow Showerhead, Oil | EA2a033 | Hot Water | [22 empty] | 0 |  |  |  | 0 |  |  |  | 0 |  |  |  | 0 | [9 empty] | 0 | 0
A - Residential | A2 - Home Performance | A2a - Home Performance (Weatherization) | Low Flow Showerhead, Propane | EA2a034 | Hot Water | 1 | 15 | 35 | 35 | 0 | 0 | 0 | 0 | 0 | 0 | 0 | 0 | 0 | 0 | 0 | 0 | 0 | 0 | 0 | 0 | 0 | 0 | 0 | 0 | 0 | 0 | 0 | 0 | 0.62667 | 9.4 | 0.62667 | 9.4 | 0 | 0 | 0 | 0 | 0 | 0 | 0 | 0 | 0 | 0 | 0 | 0 | 0.62667 | 9.4 | 1233.54 | 0 | 18503.1 | 0 | 0 | 0 | 0 | 0 | 0 | 0 | 0 | 0 | 0 | 0 | 0 | 0 | 0 | 0 | 0 | 0 | 0 | 0 | 0 | 0 | 0 | 0 | 0 | 0 | 0 | 0 | 0 | 0 | 0 | 0 | 0 | 0 | 0 | 0 | 0 | 0 | 0 | 0 | 0 | 0 | 0 | 0 | 0 | 498.4264 | 0 | 0 | 353.8594 | 0 | 852.2859 | 124.6066 |  | 7.3992 | 132.0058 | 0 | 0 | 0 | 0 | 0 | 0 | 0 | 0 | 0 | 0 | 0 | 0 | 0 | 154.3054 | 154.3054 | 984.2917 | 1006.5913 | 0 | 1131.1979
A - Residential | A2 - Home Performance | A2a - Home Performance (Weatherization) | Advanced Power Strip, Tier I | EA2a035 | Process | [22 empty] | 0 |  |  |  | 0 |  |  |  | 0 |  |  |  | 0 | [9 empty] | 0 | 0
A - Residential | A2 - Home Performance | A2a - Home Performance (Weatherization) | Advanced Power Strip, Tier II | EA2a036 | Process | [22 empty] | 0 |  |  |  | 0 |  |  |  | 0 |  |  |  | 0 | [9 empty] | 0 | 0
A - Residential | A2 - Home Performance | A2a - Home Performance (Weatherization) | Pipe Insulation - Hot Water, Electric | EA2a037 | Hot Water | 3 | 15 | 450 | 450 | 0 | 3.689 | 3.6521 | 55.3351 | 54.7818 | 3.6521 | 54.7818 | 22.743 | 17.1964 | 8.3369 | 6.5055 | 0.88886 | 0.7182 | 0.7182 | 0.27732 | 0.27732 | 0 | 0 | 0 | 0 | 0 | 0 | 0 | 0 | 0 | 0 | 0 | 0 | 0 | 0 | 0 | 0 | 0 | 0 | 0 | 0 | 0 | 0 | 0 | 0 | 0 | 0 | 0 | 0 | 0 | 1647.422 | 1139.5567 | 427.7303 | 316.0338 | 3530.7428 | 112.1408 | 72.419 | 23.4308 | 10.8729 | 94.9383 | 313.8017 | 3844.5445 | 306.0328 | 0 | 26.3154 | 5.0114 | 296.9853 | 0 | 355.0907 | 989.4354 | 4833.9799 | 0 | 0 | 0 | 0 | 0 | 0 | 0 | 0 | 0 | 0 | 0 | 0 | 0 | 0 | 0 | 0 | 0 | 0 | 0 | 0 | 0 | 0 | 0 | 0 | 0 | 0 | 0 | 0 | 0 | 1208.495 |  | 0 | 1208.495 | 1147.6198 | 777.7178 | 430.5144 | 331.6285 | 2687.4805 | 0 | 0 | 0 | 0 | 0 | 0 | 0 | 0 | 0 | 0 | 6042.4749 | 7521.4604 | 4833.9799 | 8729.9554
A - Residential | A2 - Home Performance | A2a - Home Performance (Weatherization) | Pipe Insulation - Hot Water, Gas | EA2a038 | Hot Water | [22 empty] | 0 |  |  |  | 0 |  |  |  | 0 |  |  |  | 0 | [9 empty] | 0 | 0
A - Residential | A2 - Home Performance | A2a - Home Performance (Weatherization) | Pipe Insulation - Hot Water, Kerosene | EA2a039 | Hot Water | [22 empty] | 0 |  |  |  | 0 |  |  |  | 0 |  |  |  | 0 | [9 empty] | 0 | 0
A - Residential | A2 - Home Performance | A2a - Home Performance (Weatherization) | Pipe Insulation - Hot Water, Oil | EA2a040 | Hot Water | 4 | 15 | 1400 | 1050 | 350 | 0.14812 | 0.14664 | 2.2218 | 2.1996 | 0.14664 | 2.1996 | 0.90049 | 0.75213 | 0.29265 | 0.25431 | 0.052327 | 0.020879 | 0.020879 | 0.011198 | 0.011198 | 0 | 0 | 0 | 0 | 1.98 | 29.7 | 1.98 | 29.7 | 0 | 0 | 0 | 0 | 0 | 0 | 0 | 0 | 0 | 0 | 0 | 0 | 0 | 0 | 0 | 0 | 1.98 | 29.7 | 0 | 0 | 0 | 65.2282 | 49.8417 | 15.0144 | 12.3545 | 142.4388 | 4.4401 | 3.1674 | 0.82248 | 0.42505 | 3.8119 | 12.667 | 155.1058 | 12.3572 | 0 | 1.0626 | 0.20235 | 11.9919 | 0 | 14.3382 | 39.9523 | 195.058 | 0 | 0 | 0 | 0 | 0 | 0 | 0 | 0 | 0 | 0 | 0 | 0 | 0 | 0 | 0 | 0 | 0 | 0 | 829.388 | 0 | 0 | 0.37493 | 0 | 0 | 0 | 0 | 0 | 0 | 829.7629 | 256.2052 |  | 27.5639 | 283.7691 | 45.439 | 34.0157 | 15.1121 | 12.9641 | 107.5309 | 0 | 0 | 584.9595 | 0 | 0 | 0 | 0 | 0 | 0 | 584.9595 | 1308.5901 | 1717.3113 | 195.058 | 1973.5166
A - Residential | A2 - Home Performance | A2a - Home Performance (Weatherization) | Pipe Insulation - Hot Water, Propane | EA2a041 | Hot Water | 3 | 15 | 300 | 225 | 75 | 0.12411 | 0.12287 | 1.8616 | 1.843 | 0.12287 | 1.843 | 0.75452 | 0.63021 | 0.24521 | 0.21309 | 0.043845 | 0.017494 | 0.017494 | 0.0093829 | 0.0093829 | 0 | 0 | 0 | 0 | 0 | 0 | 0 | 0 | 1.485 | 22.275 | 1.485 | 22.275 | 0 | 0 | 0 | 0 | 0 | 0 | 0 | 0 | 0 | 0 | 0 | 0 | 1.485 | 22.275 | 0 | 0 | 0 | 54.6548 | 41.7624 | 12.5806 | 10.3519 | 119.3497 | 3.7204 | 2.654 | 0.68916 | 0.35615 | 3.194 | 10.6137 | 129.9634 | 10.3542 | 0 | 0.89034 | 0.16955 | 10.0481 | 0 | 12.014 | 33.4761 | 163.4395 | 0 | 0 | 0 | 0 | 0 | 0 | 0 | 0 | 0 | 0 | 0 | 0 | 0 | 0 | 0 | 0 | 0 | 0 | 0 | 0 | 0 | 0 | 0 | 1181.1053 | 0 | 0 | 0 | 0 | 1181.1053 | 336.1362 |  | 17.5337 | 353.6699 | 38.0734 | 28.5018 | 12.6625 | 10.8627 | 90.1003 | 0 | 0 | 0 | 0 | 0 | 0 | 0 | 0 | 365.6526 | 365.6526 | 1698.2147 | 1800.2977 | 163.4395 | 2136.4339
A - Residential | A2 - Home Performance | A2a - Home Performance (Weatherization) | Hot Water Setback, Electric | EA2a042 | Hot Water | [22 empty] | 0 |  |  |  | 0 |  |  |  | 0 |  |  |  | 0 | [9 empty] | 0 | 0
A - Residential | A2 - Home Performance | A2a - Home Performance (Weatherization) | Hot Water Setback, Gas | EA2a059 | Hot Water | [22 empty] | 0 |  |  |  | 0 |  |  |  | 0 |  |  |  | 0 | [9 empty] | 0 | 0
A - Residential | A2 - Home Performance | A2a - Home Performance (Weatherization) | Hot Water Setback, Kerosene | EA2a060 | Hot Water | [22 empty] | 0 |  |  |  | 0 |  |  |  | 0 |  |  |  | 0 | [9 empty] | 0 | 0
A - Residential | A2 - Home Performance | A2a - Home Performance (Weatherization) | Hot Water Setback, Oil | EA2a061 | Hot Water | 1 | 2 | 15 | 15 | 0 | 0 | 0 | 0 | 0 | 0 | 0 | 0 | 0 | 0 | 0 | 0 | 0 | 0 | 0 | 0 | 0 | 0 | 0 | 0 | 0.46273 | 0.92545 | 0.46273 | 0.92545 | 0 | 0 | 0 | 0 | 0 | 0 | 0 | 0 | 0 | 0 | 0 | 0 | 0 | 0 | 0 | 0 | 0.46273 | 0.92545 | 0 | 0 | 0 | 0 | 0 | 0 | 0 | 0 | 0 | 0 | 0 | 0 | 0 | 0 | 0 | 0 | 0 | 0 | 0 | 0 | 0 | 0 | 0 | 0 | 0 | 0 | 0 | 0 | 0 | 0 | 0 | 0 | 0 | 0 | 0 | 0 | 0 | 0 | 0 | 0 | 0 | 0 | 29.0873 | 0 | 0 | 0.014728 | 0 | 0 | 0 | 0 | 0 | 0 | 29.102 | 7.2755 |  | 0.73489 | 8.0104 | 0 | 0 | 0 | 0 | 0 | 0 | 0 | 19.0587 | 0 | 0 | 0 | 0 | 0 | 0 | 19.0587 | 37.1124 | 48.1607 | 0 | 55.4362
A - Residential | A2 - Home Performance | A2a - Home Performance (Weatherization) | Hot Water Setback, Propane | EA2a062 | Hot Water | [22 empty] | 0 |  |  |  | 0 |  |  |  | 0 |  |  |  | 0 | [9 empty] | 0 | 0
A - Residential | A2 - Home Performance | A2a - Home Performance (Weatherization) | DHW Heat Pump Water Heater | EA2a043 | Hot Water | [22 empty] | 0 |  |  |  | 0 |  |  |  | 0 |  |  |  | 0 | [9 empty] | 0 | 0
A - Residential | A2 - Home Performance | A2a - Home Performance (Weatherization) | Indirect Water Heater, Oil | EA2a082 | Hot Water | [22 empty] | 0 |  |  |  | 0 |  |  |  | 0 |  |  |  | 0 | [9 empty] | 0 | 0
A - Residential | A2 - Home Performance | A2a - Home Performance (Weatherization) | Indirect Water Heater, Propane | EA2a083 | Hot Water | [22 empty] | 0 |  |  |  | 0 |  |  |  | 0 |  |  |  | 0 | [9 empty] | 0 | 0
A - Residential | A2 - Home Performance | A2a - Home Performance (Weatherization) | Stand Alone Water Heater, Electric | EA2a008 | Hot Water | [22 empty] | 0 |  |  |  | 0 |  |  |  | 0 |  |  |  | 0 | [9 empty] | 0 | 0
A - Residential | A2 - Home Performance | A2a - Home Performance (Weatherization) | Stand Alone Water Heater, Gas | EA2a014 | Hot Water | [22 empty] | 0 |  |  |  | 0 |  |  |  | 0 |  |  |  | 0 | [9 empty] | 0 | 0
A - Residential | A2 - Home Performance | A2a - Home Performance (Weatherization) | Stand Alone Water Heater, Propane | EA2a015 | Hot Water | [22 empty] | 0 |  |  |  | 0 |  |  |  | 0 |  |  |  | 0 | [9 empty] | 0 | 0
A - Residential | A2 - Home Performance | A2a - Home Performance (Weatherization) | LED Bulb, General Service Lamps | EA2a044 | Lighting | [22 empty] | 0 |  |  |  | 0 |  |  |  | 0 |  |  |  | 0 | [9 empty] | 0 | 0
A - Residential | A2 - Home Performance | A2a - Home Performance (Weatherization) | LED Bulb, Linear | EA2a045 | Lighting | [22 empty] | 0 |  |  |  | 0 |  |  |  | 0 |  |  |  | 0 | [9 empty] | 0 | 0
A - Residential | A2 - Home Performance | A2a - Home Performance (Weatherization) | LED Bulb, Other Specialty | EA2a046 | Lighting | [22 empty] | 0 |  |  |  | 0 |  |  |  | 0 |  |  |  | 0 | [9 empty] | 0 | 0
A - Residential | A2 - Home Performance | A2a - Home Performance (Weatherization) | LED Bulb, Reflector | EA2a047 | Lighting | [22 empty] | 0 |  |  |  | 0 |  |  |  | 0 |  |  |  | 0 | [9 empty] | 0 | 0
A - Residential | A2 - Home Performance | A2a - Home Performance (Weatherization) | LED Fixture | EA2a048 | Lighting | [22 empty] | 0 |  |  |  | 0 |  |  |  | 0 |  |  |  | 0 | [9 empty] | 0 | 0
A - Residential | A2 - Home Performance | A2a - Home Performance (Weatherization) | Refrigerator | EA2a049 | Refrigeration | [22 empty] | 0 |  |  |  | 0 |  |  |  | 0 |  |  |  | 0 | [9 empty] | 0 | 0
A - Residential | A2 - Home Performance | A2a - Home Performance (Weatherization) | Freezer | EA2a053 | Refrigeration | [22 empty] | 0 |  |  |  | 0 |  |  |  | 0 |  |  |  | 0 | [9 empty] | 0 | 0
A - Residential | A2 - Home Performance | A2a - Home Performance (Weatherization) | Clothes Washer | EA2a054 | Hot Water | [22 empty] | 0 |  |  |  | 0 |  |  |  | 0 |  |  |  | 0 | [9 empty] | 0 | 0
A - Residential | A2 - Home Performance | A2a - Home Performance (Weatherization) | Clothes Dryer | EA2a055 | Envelope | [22 empty] | 0 |  |  |  | 0 |  |  |  | 0 |  |  |  | 0 | [9 empty] | 0 | 0
A - Residential | A2 - Home Performance | A2a - Home Performance (Weatherization) | Dehumidifier | EA2a056 | HVAC | [22 empty] | 0 |  |  |  | 0 |  |  |  | 0 |  |  |  | 0 | [9 empty] | 0 | 0
A - Residential | A2 - Home Performance | A2a - Home Performance (Weatherization) | Room Air Conditioner | EA2a057 | HVAC | [22 empty] | 0 |  |  |  | 0 |  |  |  | 0 |  |  |  | 0 | [9 empty] | 0 | 0
A - Residential | A2 - Home Performance | A2a - Home Performance (Weatherization) | Triple Pane Window | EA2a058 | Envelope | [22 empty] | 0 |  |  |  | 0 |  |  |  | 0 |  |  |  | 0 | [9 empty] | 0 | 0
A - Residential | A2 - Home Performance | A2a - Home Performance (Weatherization) | Window Insert, Cord Wood | EA2a084 | Envelope | [22 empty] | 0 |  |  |  | 0 |  |  |  | 0 |  |  |  | 0 | [9 empty] | 0 | 0
A - Residential | A2 - Home Performance | A2a - Home Performance (Weatherization) | Window Insert, Electric | EA2a085 | Envelope | [22 empty] | 0 |  |  |  | 0 |  |  |  | 0 |  |  |  | 0 | [9 empty] | 0 | 0
A - Residential | A2 - Home Performance | A2a - Home Performance (Weatherization) | Window Insert, Gas | EA2a086 | Envelope | [22 empty] | 0 |  |  |  | 0 |  |  |  | 0 |  |  |  | 0 | [9 empty] | 0 | 0
A - Residential | A2 - Home Performance | A2a - Home Performance (Weatherization) | Window Insert, Kerosene | EA2a087 | Envelope | [22 empty] | 0 |  |  |  | 0 |  |  |  | 0 |  |  |  | 0 | [9 empty] | 0 | 0
A - Residential | A2 - Home Performance | A2a - Home Performance (Weatherization) | Window Insert, Oil | EA2a088 | Envelope | [22 empty] | 0 |  |  |  | 0 |  |  |  | 0 |  |  |  | 0 | [9 empty] | 0 | 0
A - Residential | A2 - Home Performance | A2a - Home Performance (Weatherization) | Window Insert, Propane | EA2a089 | Envelope | [22 empty] | 0 |  |  |  | 0 |  |  |  | 0 |  |  |  | 0 | [9 empty] | 0 | 0
A - Residential | A2 - Home Performance | A2a - Home Performance (Weatherization) | Window Insert, Wood Pellets | EA2a090 | Envelope | [22 empty] | 0 |  |  |  | 0 |  |  |  | 0 |  |  |  | 0 | [9 empty] | 0 | 0
A - Residential | A2 - Home Performance | A2a - Home Performance (Weatherization) | Insulated Door, Cord Wood | EA2a105 | Envelope | [22 empty] | 0 |  |  |  | 0 |  |  |  | 0 |  |  |  | 0 | [9 empty] | 0 | 0
A - Residential | A2 - Home Performance | A2a - Home Performance (Weatherization) | Insulated Door, Electric | EA2a106 | Envelope | [22 empty] | 0 |  |  |  | 0 |  |  |  | 0 |  |  |  | 0 | [9 empty] | 0 | 0
A - Residential | A2 - Home Performance | A2a - Home Performance (Weatherization) | Insulated Door, Gas | EA2a107 | Envelope | [22 empty] | 0 |  |  |  | 0 |  |  |  | 0 |  |  |  | 0 | [9 empty] | 0 | 0
A - Residential | A2 - Home Performance | A2a - Home Performance (Weatherization) | Insulated Door, Kerosene | EA2a108 | Envelope | [22 empty] | 0 |  |  |  | 0 |  |  |  | 0 |  |  |  | 0 | [9 empty] | 0 | 0
A - Residential | A2 - Home Performance | A2a - Home Performance (Weatherization) | Insulated Door, Oil | EA2a109 | Envelope | [22 empty] | 0 |  |  |  | 0 |  |  |  | 0 |  |  |  | 0 | [9 empty] | 0 | 0
A - Residential | A2 - Home Performance | A2a - Home Performance (Weatherization) | Insulated Door, Propane | EA2a110 | Envelope | [22 empty] | 0 |  |  |  | 0 |  |  |  | 0 |  |  |  | 0 | [9 empty] | 0 | 0
A - Residential | A2 - Home Performance | A2a - Home Performance (Weatherization) | Insulated Door, Wood Pellets | EA2a111 | Envelope | [22 empty] | 0 |  |  |  | 0 |  |  |  | 0 |  |  |  | 0 | [9 empty] | 0 | 0
A - Residential | A2 - Home Performance | A2a - Home Performance (Weatherization) | Window Replacement, Cord Wood | EA2a112 | Envelope | [22 empty] | 0 |  |  |  | 0 |  |  |  | 0 |  |  |  | 0 | [9 empty] | 0 | 0
A - Residential | A2 - Home Performance | A2a - Home Performance (Weatherization) | Window Replacement, Electric | EA2a113 | Envelope | [22 empty] | 0 |  |  |  | 0 |  |  |  | 0 |  |  |  | 0 | [9 empty] | 0 | 0
A - Residential | A2 - Home Performance | A2a - Home Performance (Weatherization) | Window Replacement, Gas | EA2a114 | Envelope | [22 empty] | 0 |  |  |  | 0 |  |  |  | 0 |  |  |  | 0 | [9 empty] | 0 | 0
A - Residential | A2 - Home Performance | A2a - Home Performance (Weatherization) | Window Replacement, Kerosene | EA2a115 | Envelope | [22 empty] | 0 |  |  |  | 0 |  |  |  | 0 |  |  |  | 0 | [9 empty] | 0 | 0
A - Residential | A2 - Home Performance | A2a - Home Performance (Weatherization) | Window Replacement, Oil | EA2a116 | Envelope | [22 empty] | 0 |  |  |  | 0 |  |  |  | 0 |  |  |  | 0 | [9 empty] | 0 | 0
A - Residential | A2 - Home Performance | A2a - Home Performance (Weatherization) | Window Replacement, Propane | EA2a117 | Envelope | [22 empty] | 0 |  |  |  | 0 |  |  |  | 0 |  |  |  | 0 | [9 empty] | 0 | 0
A - Residential | A2 - Home Performance | A2a - Home Performance (Weatherization) | Window Replacement, Wood Pellets | EA2a118 | Envelope | [22 empty] | 0 |  |  |  | 0 |  |  |  | 0 |  |  |  | 0 | [9 empty] | 0 | 0
A - Residential | A2 - Home Performance | A2a - Home Performance (Weatherization) | Visual Audit Oil Savings | EA2a050 | Envelope | [22 empty] | 0 |  |  |  | 0 |  |  |  | 0 |  |  |  | 0 | [9 empty] | 0 | 0
A - Residential | A2 - Home Performance | A2a - Home Performance (Weatherization) | Visual Audit Propane Savings | EA2a051 | Envelope | [22 empty] | 0 |  |  |  | 0 |  |  |  | 0 |  |  |  | 0 | [9 empty] | 0 | 0
A - Residential | A2 - Home Performance | A2a - Home Performance (Weatherization) | Visual Audit Electric Savings | EA2a052 | Envelope | [22 empty] | 0 |  |  |  | 0 |  |  |  | 0 |  |  |  | 0 | [9 empty] | 0 | 0
A - Residential | A2 - Home Performance | A2a - Home Performance (Weatherization) | Health and Safety Measures | EA2NESM | Non-Energy Saving | [22 empty] | 0 |  |  |  | 0 |  |  |  | 0 |  |  |  | 0 | [9 empty] | 0 | 0
A - Residential | A2 - Home Performance | A2a - Home Performance (Weatherization) | Audit Fee | EA2AUD | Non-Energy Saving | 1 | 1 | 51877.6924 | 51877.6924 | 0 | 0 | 0 | 0 | 0 | 0 | 0 | 0 | 0 | 0 | 0 | 0 | 0 | 0 | 0 | 0 | 0 | 0 | 0 | 0 | 0 | 0 | 0 | 0 | 0 | 0 | 0 | 0 | 0 | 0 | 0 | 0 | 0 | 0 | 0 | 0 | 0 | 0 | 0 | 0 | 0 | 0 | 0 | 0 | 0 | 0 | 0 | 0 | 0 | 0 | 0 | 0 | 0 | 0 | 0 | 0 | 0 | 0 | 0 | 0 | 0 | 0 | 0 | 0 | 0 | 0 | 0 | 0 | 0 | 0 | 0 | 0 | 0 | 0 | 0 | 0 | 0 | 0 | 0 | 0 | 0 | 0 | 0 | 0 | 0 | 0 | 0 | 0 | 0 | 0 | 0 | 0 | 0 | 0 | 0 | 0 |  | 0 | 0 | 0 | 0 | 0 | 0 | 0 | 0 | 0 | 0 | 0 | 0 | 0 | 0 | 0 | 0 | 0 | 0 | 0 | 0 | 0
A - Residential | A2 - Home Performance | A2a - Home Performance (Weatherization) | Admin Fee |  | Non-Energy Saving | [22 empty] | 0 |  |  |  | 0 |  |  |  | 0 |  |  |  | 0 | [9 empty] | 0 | 0
A - Residential | A2 - Home Performance | A2a - Home Performance (Weatherization) | Contractor Fees |  | Non-Energy Saving | [22 empty] | 0 |  |  |  | 0 |  |  |  | 0 |  |  |  | 0 | [9 empty] | 0 | 0
A - Residential | A2 - Home Performance | A2c - Home Performance 3rd Party Financing (Loan buy-down) | 3rd Party Financing |  | Non-Energy Saving | 1 | 1 | 12000 | 12000 | 0 | 0 | 0 | 0 | 0 | 0 | 0 | 0 | 0 | 0 | 0 | 0 | 0 | 0 | 0 | 0 | 0 | 0 | 0 | 0 | 0 | 0 | 0 | 0 | 0 | 0 | 0 | 0 | 0 | 0 | 0 | 0 | 0 | 0 | 0 | 0 | 0 | 0 | 0 | 0 | 0 | 0 | 0 | 0 | 0 | 0 | 0 | 0 | 0 | 0 | 0 | 0 | 0 | 0 | 0 | 0 | 0 | 0 | 0 | 0 | 0 | 0 | 0 | 0 | 0 | 0 | 0 | 0 | 0 | 0 | 0 | 0 | 0 | 0 | 0 | 0 | 0 | 0 | 0 | 0 | 0 | 0 | 0 | 0 | 0 | 0 | 0 | 0 | 0 | 0 | 0 | 0 | 0 | 0 | 0 | 0 |  | 0 | 0 | 0 | 0 | 0 | 0 | 0 | 0 | 0 | 0 | 0 | 0 | 0 | 0 | 0 | 0 | 0 | 0 | 0 | 0 | 0
A - Residential | A2 - Home Performance | A2a - Home Performance (Weatherization) | [25 empty] | 0 |  |  |  | 0 |  |  |  | 0 |  |  |  | 0 | [9 empty] | 0 | 0
A - Residential | A2 - Home Performance | A2a - Home Performance (Weatherization) | [25 empty] | 0 |  |  |  | 0 |  |  |  | 0 |  |  |  | 0 | [9 empty] | 0 | 0
[28 empty] | 0 |  |  |  | 0 |  |  |  | 0 |  |  |  | 0 | [9 empty] | 0 | 0
A - Residential | A2 - Home Performance | A2a - Home Performance (Weatherization) | Air Sealing, Electric (Multifamily) | EA2a091 | Envelope | [22 empty] | 0 |  |  |  | 0 |  |  |  | 0 |  |  |  | 0 | [9 empty] | 0 | 0
A - Residential | A2 - Home Performance | A2a - Home Performance (Weatherization) | Air Sealing, Gas (Multifamily) | EA2a092 | Envelope | [22 empty] | 0 |  |  |  | 0 |  |  |  | 0 |  |  |  | 0 | [9 empty] | 0 | 0
A - Residential | A2 - Home Performance | A2a - Home Performance (Weatherization) | Air Sealing, Oil (Multifamily) | EA2a093 | Envelope | [22 empty] | 0 |  |  |  | 0 |  |  |  | 0 |  |  |  | 0 | [9 empty] | 0 | 0
A - Residential | A2 - Home Performance | A2a - Home Performance (Weatherization) | Air Sealing, Propane (Multifamily) | EA2a094 | Envelope | [22 empty] | 0 |  |  |  | 0 |  |  |  | 0 |  |  |  | 0 | [9 empty] | 0 | 0
A - Residential | A2 - Home Performance | A2a - Home Performance (Weatherization) | Insulation, Electric (Multifamily) | EA2a095 | Envelope | [22 empty] | 0 |  |  |  | 0 |  |  |  | 0 |  |  |  | 0 | [9 empty] | 0 | 0
A - Residential | A2 - Home Performance | A2a - Home Performance (Weatherization) | Insulation, Gas (Multifamily) | EA2a096 | Envelope | [22 empty] | 0 |  |  |  | 0 |  |  |  | 0 |  |  |  | 0 | [9 empty] | 0 | 0
A - Residential | A2 - Home Performance | A2a - Home Performance (Weatherization) | Insulation, Oil (Multifamily) | EA2a097 | Envelope | [22 empty] | 0 |  |  |  | 0 |  |  |  | 0 |  |  |  | 0 | [9 empty] | 0 | 0
A - Residential | A2 - Home Performance | A2a - Home Performance (Weatherization) | Insulation, Propane (Multifamily) | EA2a098 | Envelope | [22 empty] | 0 |  |  |  | 0 |  |  |  | 0 |  |  |  | 0 | [9 empty] | 0 | 0
A - Residential | A2 - Home Performance | A2a - Home Performance (Weatherization) | LED Bulb, General Service Lamps (Multifamily) | EA2a099 | Lighting | [22 empty] | 0 |  |  |  | 0 |  |  |  | 0 |  |  |  | 0 | [9 empty] | 0 | 0
A - Residential | A2 - Home Performance | A2a - Home Performance (Weatherization) | LED Bulb, Linear (Multifamily) | EA2a100 | Lighting | [22 empty] | 0 |  |  |  | 0 |  |  |  | 0 |  |  |  | 0 | [9 empty] | 0 | 0
A - Residential | A2 - Home Performance | A2a - Home Performance (Weatherization) | LED Bulb, Other Specialty (Multifamily) | EA2a101 | Lighting | [22 empty] | 0 |  |  |  | 0 |  |  |  | 0 |  |  |  | 0 | [9 empty] | 0 | 0
A - Residential | A2 - Home Performance | A2a - Home Performance (Weatherization) | LED Bulb, Reflector (Multifamily) | EA2a102 | Lighting | [22 empty] | 0 |  |  |  | 0 |  |  |  | 0 |  |  |  | 0 | [9 empty] | 0 | 0
A - Residential | A2 - Home Performance | A2a - Home Performance (Weatherization) | LED Fixture (Multifamily) | EA2a103 | Lighting | [22 empty] | 0 |  |  |  | 0 |  |  |  | 0 |  |  |  | 0 | [9 empty] | 0 | 0
A - Residential | A2 - Home Performance | A2a - Home Performance (Weatherization) | Refrigerator (Multifamily) | EA2a104 | Refrigeration | [22 empty] | 0 |  |  |  | 0 |  |  |  | 0 |  |  |  | 0 | [9 empty] | 0 | 0
A - Residential | A2 - Home Performance | A2a - Home Performance (Weatherization) | [25 empty] | 0 |  |  |  | 0 |  |  |  | 0 |  |  |  | 0 | [9 empty] | 0 | 0
[28 empty] | 0 |  |  |  | 0 |  |  |  | 0 |  |  |  | 0 | [9 empty] | 0 | 0
A - Residential | A2 - Home Performance | A2b - Home Performance (HVAC Systems) | Boiler Replacement, Gas | EA2b001 | HVAC | [22 empty] | 0 |  |  |  | 0 |  |  |  | 0 |  |  |  | 0 | [9 empty] | 0 | 0
A - Residential | A2 - Home Performance | A2b - Home Performance (HVAC Systems) | Boiler Replacement, Kerosene | EA2b002 | HVAC | [22 empty] | 0 |  |  |  | 0 |  |  |  | 0 |  |  |  | 0 | [9 empty] | 0 | 0
A - Residential | A2 - Home Performance | A2b - Home Performance (HVAC Systems) | Boiler Replacement, Oil | EA2b003 | HVAC | [22 empty] | 0 |  |  |  | 0 |  |  |  | 0 |  |  |  | 0 | [9 empty] | 0 | 0
A - Residential | A2 - Home Performance | A2b - Home Performance (HVAC Systems) | Boiler Replacement, Propane | EA2b004 | HVAC | [22 empty] | 0 |  |  |  | 0 |  |  |  | 0 |  |  |  | 0 | [9 empty] | 0 | 0
A - Residential | A2 - Home Performance | A2b - Home Performance (HVAC Systems) | Furnace Replacement, Gas | EA2b005 | HVAC | [22 empty] | 0 |  |  |  | 0 |  |  |  | 0 |  |  |  | 0 | [9 empty] | 0 | 0
A - Residential | A2 - Home Performance | A2b - Home Performance (HVAC Systems) | Furnace Replacement, Kerosene | EA2b006 | HVAC | [22 empty] | 0 |  |  |  | 0 |  |  |  | 0 |  |  |  | 0 | [9 empty] | 0 | 0
A - Residential | A2 - Home Performance | A2b - Home Performance (HVAC Systems) | Furnace Replacement, Oil | EA2b007 | HVAC | [22 empty] | 0 |  |  |  | 0 |  |  |  | 0 |  |  |  | 0 | [9 empty] | 0 | 0
A - Residential | A2 - Home Performance | A2b - Home Performance (HVAC Systems) | Furnace Replacement, Propane | EA2b008 | HVAC | [22 empty] | 0 |  |  |  | 0 |  |  |  | 0 |  |  |  | 0 | [9 empty] | 0 | 0
A - Residential | A2 - Home Performance | A2b - Home Performance (HVAC Systems) | Programmable Thermostat, Electric | EA2b009 | HVAC | [22 empty] | 0 |  |  |  | 0 |  |  |  | 0 |  |  |  | 0 | [9 empty] | 0 | 0
A - Residential | A2 - Home Performance | A2b - Home Performance (HVAC Systems) | Programmable Thermostat, Gas | EA2b010 | HVAC | [22 empty] | 0 |  |  |  | 0 |  |  |  | 0 |  |  |  | 0 | [9 empty] | 0 | 0
A - Residential | A2 - Home Performance | A2b - Home Performance (HVAC Systems) | Programmable Thermostat, Kerosene | EA2b011 | HVAC | [22 empty] | 0 |  |  |  | 0 |  |  |  | 0 |  |  |  | 0 | [9 empty] | 0 | 0
A - Residential | A2 - Home Performance | A2b - Home Performance (HVAC Systems) | Programmable Thermostat, Oil | EA2b012 | HVAC | 3 | 15 | 675 | 675 | 0 | 0 | 0 | 0 | 0 | 0 | 0 | 0 | 0 | 0 | 0 | 0 | 0 | 0 | 0 | 0 | 0 | 0 | 0 | 0 | 6.1479 | 92.2185 | 6.1479 | 92.2185 | 0 | 0 | 0 | 0 | 0 | 0 | 0 | 0 | 0 | 0 | 0 | 0 | 0 | 0 | 0 | 0 | 6.1479 | 92.2185 | 0 | 0 | 0 | 0 | 0 | 0 | 0 | 0 | 0 | 0 | 0 | 0 | 0 | 0 | 0 | 0 | 0 | 0 | 0 | 0 | 0 | 0 | 0 | 0 | 0 | 0 | 0 | 0 | 0 | 0 | 0 | 0 | 0 | 0 | 0 | 0 | 0 | 0 | 0 | 0 | 0 | 0 | 2575.2497 | 0 | 0 | 1.1642 | 0 | 0 | 0 | 0 | 0 | 0 | 2576.4139 | 644.1035 |  | 85.5858 | 729.6893 | 0 | 0 | 0 | 0 | 0 | 0 | 0 | 1816.2992 | 0 | 0 | 0 | 0 | 0 | 0 | 1816.2992 | 3306.1032 | 4392.7131 | 0 | 5036.8166
A - Residential | A2 - Home Performance | A2b - Home Performance (HVAC Systems) | Programmable Thermostat, Propane | EA2b013 | HVAC | 2 | 15 | 450 | 450 | 0 | 0 | 0 | 0 | 0 | 0 | 0 | 0 | 0 | 0 | 0 | 0 | 0 | 0 | 0 | 0 | 0 | 0 | 0 | 0 | 0 | 0 | 0 | 0 | 4.0788 | 61.182 | 4.0788 | 61.182 | 0 | 0 | 0 | 0 | 0 | 0 | 0 | 0 | 0 | 0 | 0 | 0 | 4.0788 | 61.182 | 0 | 0 | 0 | 0 | 0 | 0 | 0 | 0 | 0 | 0 | 0 | 0 | 0 | 0 | 0 | 0 | 0 | 0 | 0 | 0 | 0 | 0 | 0 | 0 | 0 | 0 | 0 | 0 | 0 | 0 | 0 | 0 | 0 | 0 | 0 | 0 | 0 | 0 | 0 | 0 | 0 | 0 | 0 | 0 | 0 | 0 | 0 | 3244.1026 | 0 | 0 | 0 | 0 | 3244.1026 | 811.0256 |  | 48.1593 | 859.1849 | 0 | 0 | 0 | 0 | 0 | 0 | 0 | 0 | 0 | 0 | 0 | 0 | 0 | 1004.3259 | 1004.3259 | 4103.2875 | 4248.4285 | 0 | 5059.4541
A - Residential | A2 - Home Performance | A2b - Home Performance (HVAC Systems) | Programmable Thermostat, Wood Pellets | EA2b014 | HVAC | 2 | 15 | 450 | 450 | 0 | 0 | 0 | 0 | 0 | 0 | 0 | 0 | 0 | 0 | 0 | 0 | 0 | 0 | 0 | 0 | 0 | 0 | 0 | 0 | 0 | 0 | 0 | 0 | 0 | 0 | 0 | 0 | 0 | 0 | 0 | 0 | 0 | 0 | 0 | 0 | 4.0788 | 61.182 | 4.0788 | 61.182 | 4.0788 | 61.182 | 0 | 0 | 0 | 0 | 0 | 0 | 0 | 0 | 0 | 0 | 0 | 0 | 0 | 0 | 0 | 0 | 0 | 0 | 0 | 0 | 0 | 0 | 0 | 0 | 0 | 0 | 0 | 0 | 0 | 0 | 0 | 0 | 0 | 0 | 0 | 0 | 0 | 0 | 0 | 0 | 0 | 0 | 0 | 0 | 0 | 0 | 0 | 0 | 0 | 1715.6838 | 0 | 0 | 1715.6838 | 428.9209 |  | 0 | 428.9209 | 0 | 0 | 0 | 0 | 0 | 0 | 0 | 0 | 0 | 0 | 0 | 0 | 0 | 0 | 0 | 2144.6047 | 1715.6838 | 0 | 2144.6047
A - Residential | A2 - Home Performance | A2b - Home Performance (HVAC Systems) | Wifi Thermostat, Electric | EA2b015 | HVAC | 227 | 15 | 113500 | 113500 | 0 | 95.113 | 94.1619 | 1426.695 | 1412.428 | 94.1619 | 1412.428 | 93.1446 | 54.3255 | 668.3988 | 596.5592 | 150.0686 | 0 | 0 | 0 | 0 | 0 | 0 | 0 | 0 | 0 | 0 | 0 | 0 | 0 | 0 | 0 | 0 | 0 | 0 | 0 | 0 | 0 | 0 | 0 | 0 | 0 | 0 | 0 | 0 | 0 | 0 | 0 | 0 | 0 | 6747.0584 | 3599.9934 | 34292.6252 | 28980.6984 | 73620.3754 | 459.2753 | 228.78 | 1878.5304 | 997.0574 | 2447.7738 | 6011.4169 | 79631.7923 | 0 | 0 | 0 | 0 | 0 | 0 | 0 | 0 | 79631.7923 | 0 | 0 | 0 | 0 | 0 | 0 | 0 | 0 | 0 | 0 | 0 | 0 | 0 | 0 | 0 | 0 | 0 | 0 | 0 | 0 | 0 | 0 | 0 | 0 | 0 | 0 | 0 | 0 | 0 | 19907.9481 |  | 0 | 19907.9481 | 4700.1056 | 2456.9018 | 34515.8419 | 30410.7489 | 72083.5982 | 0 | 0 | 0 | 0 | 0 | 0 | 0 | 0 | 0 | 0 | 99539.7404 | 151715.3905 | 79631.7923 | 171623.3385
A - Residential | A2 - Home Performance | A2b - Home Performance (HVAC Systems) | Wifi Thermostat, Gas | EA2b016 | HVAC | [22 empty] | 0 |  |  |  | 0 |  |  |  | 0 |  |  |  | 0 | [9 empty] | 0 | 0
A - Residential | A2 - Home Performance | A2b - Home Performance (HVAC Systems) | Wifi Thermostat, Kerosene | EA2b017 | HVAC | [22 empty] | 0 |  |  |  | 0 |  |  |  | 0 |  |  |  | 0 | [9 empty] | 0 | 0
A - Residential | A2 - Home Performance | A2b - Home Performance (HVAC Systems) | Wifi Thermostat, Oil | EA2b018 | HVAC | 8 | 15 | 4000 | 4000 | 0 | 0 | 0 | 0 | 0 | 0 | 0 | 0 | 0 | 0 | 0 | 0 | 0 | 0 | 0 | 0 | 0 | 0 | 0 | 0 | 46.728 | 700.92 | 46.728 | 700.92 | 0 | 0 | 0 | 0 | 0 | 0 | 0 | 0 | 0 | 0 | 0 | 0 | 0 | 0 | 0 | 0 | 46.728 | 700.92 | 0 | 0 | 0 | 0 | 0 | 0 | 0 | 0 | 0 | 0 | 0 | 0 | 0 | 0 | 0 | 0 | 0 | 0 | 0 | 0 | 0 | 0 | 0 | 0 | 0 | 0 | 0 | 0 | 0 | 0 | 0 | 0 | 0 | 0 | 0 | 0 | 0 | 0 | 0 | 0 | 0 | 0 | 19573.5566 | 0 | 0 | 8.8483 | 0 | 0 | 0 | 0 | 0 | 0 | 19582.4049 | 4895.6012 |  | 650.5074 | 5546.1086 | 0 | 0 | 0 | 0 | 0 | 0 | 0 | 13805.0441 | 0 | 0 | 0 | 0 | 0 | 0 | 13805.0441 | 25128.5135 | 33387.449 | 0 | 38283.0502
A - Residential | A2 - Home Performance | A2b - Home Performance (HVAC Systems) | Wifi Thermostat, Propane | EA2b019 | HVAC | 7 | 15 | 3500 | 3500 | 0 | 0 | 0 | 0 | 0 | 0 | 0 | 0 | 0 | 0 | 0 | 0 | 0 | 0 | 0 | 0 | 0 | 0 | 0 | 0 | 0 | 0 | 0 | 0 | 40.194 | 602.91 | 40.194 | 602.91 | 0 | 0 | 0 | 0 | 0 | 0 | 0 | 0 | 0 | 0 | 0 | 0 | 40.194 | 602.91 | 0 | 0 | 0 | 0 | 0 | 0 | 0 | 0 | 0 | 0 | 0 | 0 | 0 | 0 | 0 | 0 | 0 | 0 | 0 | 0 | 0 | 0 | 0 | 0 | 0 | 0 | 0 | 0 | 0 | 0 | 0 | 0 | 0 | 0 | 0 | 0 | 0 | 0 | 0 | 0 | 0 | 0 | 0 | 0 | 0 | 0 | 0 | 31968.5838 | 0 | 0 | 0 | 0 | 31968.5838 | 7992.1459 |  | 474.5791 | 8466.725 | 0 | 0 | 0 | 0 | 0 | 0 | 0 | 0 | 0 | 0 | 0 | 0 | 0 | 9896.9976 | 9896.9976 | 40435.3088 | 41865.5814 | 0 | 49857.7274
A - Residential | A2 - Home Performance | A2b - Home Performance (HVAC Systems) | Wifi Thermostat, Wood Pellets | EA2b020 | HVAC | [22 empty] | 0 |  |  |  | 0 |  |  |  | 0 |  |  |  | 0 | [9 empty] | 0 | 0
A - Residential | A2 - Home Performance | A2b - Home Performance (HVAC Systems) | ES Central AC | EA2b021 | HVAC | [22 empty] | 0 |  |  |  | 0 |  |  |  | 0 |  |  |  | 0 | [9 empty] | 0 | 0
A - Residential | A2 - Home Performance | A2b - Home Performance (HVAC Systems) | Ancillary Savings – Boiler Circulator Pump | EA2b022 | HVAC | 42 | 19 | 0 | 0 | 0 | 3.612 | 3.3971 | 68.628 | 64.5446 | 3.3971 | 64.5446 | 29.0524 | 35.4922 | 0 | 0 | 1.9709 | 1.0017 | 1.0017 | 0 | 0 | 0 | 0 | 0 | 0 | 0 | 0 | 0 | 0 | 0 | 0 | 0 | 0 | 0 | 0 | 0 | 0 | 0 | 0 | 0 | 0 | 0 | 0 | 0 | 0 | 0 | 0 | 0 | 0 | 0 | 2029.4508 | 2248.0356 | 0 | 0 | 4277.4864 | 113.0929 | 118.0009 | 0 | 0 | 88.3085 | 319.4024 | 4596.8887 | 0 | 0 | 0 | 0 | 0 | 0 | 0 | 0 | 4596.8887 | 0 | 0 | 0 | 0 | 0 | 0 | 0 | 0 | 0 | 0 | 0 | 0 | 0 | 0 | 0 | 0 | 0 | 0 | 0 | 0 | 0 | 0 | 0 | 0 | 0 | 0 | 0 | 0 | 0 | 1149.2222 |  | 0 | 1149.2222 | 1339.126 | 1474.0512 | 0 | 0 | 2813.1771 | 0 | 0 | 0 | 0 | 0 | 0 | 0 | 0 | 0 | 0 | 5746.1109 | 7410.0659 | 4596.8887 | 8559.2881
A - Residential | A2 - Home Performance | A2b - Home Performance (HVAC Systems) | Ancillary Savings – Furnace | EA2b023 | HVAC | 20 | 18 | 0 | 0 | 0 | 0.18 | 0.16929 | 3.24 | 3.0472 | 0.16929 | 3.0472 | 1.3584 | 1.6888 | 0 | 0 | 0.11492 | 0.049349 | 0.049349 | 0 | 0 | 0 | 0 | 0 | 0 | 0 | 0 | 0 | 0 | 0 | 0 | 0 | 0 | 0 | 0 | 0 | 0 | 0 | 0 | 0 | 0 | 0 | 0 | 0 | 0 | 0 | 0 | 0 | 0 | 0 | 95.6788 | 107.6265 | 0 | 0 | 203.3053 | 5.5816 | 5.9268 | 0 | 0 | 4.4008 | 15.9091 | 219.2145 | 0 | 0 | 0 | 0 | 0 | 0 | 0 | 0 | 219.2145 | 0 | 0 | 0 | 0 | 0 | 0 | 0 | 0 | 0 | 0 | 0 | 0 | 0 | 0 | 0 | 0 | 0 | 0 | 0 | 0 | 0 | 0 | 0 | 0 | 0 | 0 | 0 | 0 | 0 | 54.8036 |  | 0 | 54.8036 | 63.9796 | 71.5188 | 0 | 0 | 135.4984 | 0 | 0 | 0 | 0 | 0 | 0 | 0 | 0 | 0 | 0 | 274.0181 | 354.7129 | 219.2145 | 409.5165
A - Residential | A2 - Home Performance | A2b - Home Performance (HVAC Systems) | Ancillary Savings – Central AC | EA2b024 | HVAC | 12 | 18 | 0 | 0 | 0 | 0.67812 | 0.63777 | 12.2062 | 11.4799 | 0.63777 | 11.4799 | 0.75706 | 0.44154 | 5.4326 | 4.8487 | 1.0699 | 0 | 0 | 0.35169 | 0.35169 | 0 | 0 | 0 | 0 | 0 | 0 | 0 | 0 | 0 | 0 | 0 | 0 | 0 | 0 | 0 | 0 | 0 | 0 | 0 | 0 | 0 | 0 | 0 | 0 | 0 | 0 | 0 | 0 | 0 | 53.3239 | 28.1389 | 277.4063 | 233.1634 | 592.0325 | 3.1107 | 1.5496 | 12.7236 | 6.7532 | 16.5791 | 40.7162 | 632.7487 | 479.9718 | 0 | 33.3716 | 6.3551 | 438.0528 | 0 | 523.7582 | 1481.5095 | 2114.2583 | 0 | 0 | 0 | 0 | 0 | 0 | 0 | 0 | 0 | 0 | 0 | 0 | 0 | 0 | 0 | 0 | 0 | 0 | 0 | 0 | 0 | 0 | 0 | 0 | 0 | 0 | 0 | 0 | 0 | 528.5646 |  | 0 | 528.5646 | 35.6572 | 18.6986 | 262.6103 | 230.065 | 547.0311 | 0 | 0 | 0 | 0 | 0 | 0 | 0 | 0 | 0 | 0 | 2642.8228 | 2661.2894 | 2114.2583 | 3189.854
A - Residential | A2 - Home Performance | A2b - Home Performance (HVAC Systems) | Ancillary Savings – Room AC | EA2b025 | HVAC | 23 | 18 | 0 | 0 | 0 | 1.5336 | 1.4424 | 27.6055 | 25.963 | 1.4424 | 25.963 | 0.74882 | 0.55909 | 12.3415 | 12.3136 | 2.3985 | 0 | 0 | 0.74738 | 0.74738 | 0 | 0 | 0 | 0 | 0 | 0 | 0 | 0 | 0 | 0 | 0 | 0 | 0 | 0 | 0 | 0 | 0 | 0 | 0 | 0 | 0 | 0 | 0 | 0 | 0 | 0 | 0 | 0 | 0 | 52.7439 | 35.6299 | 630.1973 | 592.1342 | 1310.7053 | 3.0769 | 1.9621 | 28.9047 | 17.1502 | 37.4954 | 88.5894 | 1399.2947 | 1019.9979 | 0 | 70.9187 | 13.5054 | 930.9149 | 0 | 1113.0492 | 3148.3861 | 4547.6808 | 0 | 0 | 0 | 0 | 0 | 0 | 0 | 0 | 0 | 0 | 0 | 0 | 0 | 0 | 0 | 0 | 0 | 0 | 0 | 0 | 0 | 0 | 0 | 0 | 0 | 0 | 0 | 0 | 0 | 1136.9202 |  | 0 | 1136.9202 | 35.2694 | 23.6764 | 596.5845 | 584.2657 | 1239.796 | 0 | 0 | 0 | 0 | 0 | 0 | 0 | 0 | 0 | 0 | 5684.601 | 5787.4768 | 4547.6808 | 6924.397
A - Residential | A2 - Home Performance | A2b - Home Performance (HVAC Systems) | Ancillary Savings – Mini-Split AC / HP | EA2b026 | HVAC | [22 empty] | 0 |  |  |  | 0 |  |  |  | 0 |  |  |  | 0 | [9 empty] | 0 | 0
A - Residential | A2 - Home Performance | A2b - Home Performance (HVAC Systems) | Mini Split HP | EA2b027 | HVAC | [22 empty] | 0 |  |  |  | 0 |  |  |  | 0 |  |  |  | 0 | [9 empty] | 0 | 0
A - Residential | A2 - Home Performance | A2b - Home Performance (HVAC Systems) | Circulator Pump | EA2b028 | HVAC | [22 empty] | 0 |  |  |  | 0 |  |  |  | 0 |  |  |  | 0 | [9 empty] | 0 | 0
A - Residential | A2 - Home Performance | A2b - Home Performance (HVAC Systems) | Oil K1 HVAC Repair or Cleaning | EA2b029 | HVAC | [22 empty] | 0 |  |  |  | 0 |  |  |  | 0 |  |  |  | 0 | [9 empty] | 0 | 0
A - Residential | A2 - Home Performance | A2b - Home Performance (HVAC Systems) | Gas LP HVAC Repair or Cleaning | EA2b030 | HVAC | [22 empty] | 0 |  |  |  | 0 |  |  |  | 0 |  |  |  | 0 | [9 empty] | 0 | 0
A - Residential | A2 - Home Performance | A2b - Home Performance (HVAC Systems) | [25 empty] | 0 |  |  |  | 0 |  |  |  | 0 |  |  |  | 0 | [9 empty] | 0 | 0
A - Residential | A2 - Home Performance | A2b - Home Performance (HVAC Systems) | [25 empty] | 0 |  |  |  | 0 |  |  |  | 0 |  |  |  | 0 | [9 empty] | 0 | 0
A - Residential | A2 - Home Performance | A2b - Home Performance (HVAC Systems) | [25 empty] | 0 |  |  |  | 0 |  |  |  | 0 |  |  |  | 0 | [9 empty] | 0 | 0
A - Residential | A2 - Home Performance | A2b - Home Performance (HVAC Systems) | [25 empty] | 0 |  |  |  | 0 |  |  |  | 0 |  |  |  | 0 | [9 empty] | 0 | 0
A - Residential | A2 - Home Performance | A2b - Home Performance (HVAC Systems) | [25 empty] | 0 |  |  |  | 0 |  |  |  | 0 |  |  |  | 0 | [9 empty] | 0 | 0
[28 empty] | 0 |  |  |  | 0 |  |  |  | 0 |  |  |  | 0 | [9 empty] | 0 | 0
A - Residential | A2 - Home Performance | [26 empty] | 0 |  |  |  | 0 |  |  |  | 0 |  |  |  | 0 | [9 empty] | 0 | 0
[28 empty] | 0 |  |  |  | 0 |  |  |  | 0 |  |  |  | 0 | [9 empty] | 0 | 0
A - Residential | A3 - Energy Star Products | A3b - ES Appliances and Products | Advanced Power Strip, Tier I | EA3b001 | Process | 50 | 5 | 900 | 400 | 500 | 5.25 | 4.0089 | 26.25 | 20.0445 | 4.0089 | 20.0445 | 6.4626 | 6.9713 | 3.0793 | 3.5312 | 0.415 | 0.32949 | 0.32949 | 0.22221 | 0.22221 | 0 | 0 | 0 | 0 | 0 | 0 | 0 | 0 | 0 | 0 | 0 | 0 | 0 | 0 | 0 | 0 | 0 | 0 | 0 | 0 | 0 | 0 | 0 | 0 | 0 | 0 | 0 | 0 | 0 | 517.2465 | 530.6832 | 153.5812 | 172.4886 | 1373.9996 | 50.1923 | 47.3187 | 12.3158 | 8.498 | 78.9218 | 197.2466 | 1571.2462 | 70.5135 | 0 | 18.5778 | 3.8036 | 88.2522 | 0 | 105.5189 | 286.666 | 1857.9122 | 0 | 0 | 0 | 0 | 0 | 0 | 0 | 0 | 0 | 0 | 0 | 0 | 0 | 0 | 0 | 0 | 0 | 0 | 0 | 0 | 0 | 0 | 0 | 0 | 0 | 0 | 0 | 0 | 0 | 464.478 |  | 0 | 464.478 | 406.7906 | 405.1067 | 187.2834 | 216.0648 | 1215.2456 | 0 | 0 | 0 | 0 | 0 | 0 | 0 | 0 | 0 | 0 | 2322.3902 | 3073.1577 | 1857.9122 | 3537.6358
A - Residential | A3 - Energy Star Products | A3b - ES Appliances and Products | Advanced Power Strip, Tier II | EA3b002 | Process | 10 | 5 | 400 | 200 | 200 | 2.07 | 1.5807 | 10.35 | 7.9033 | 1.5807 | 7.9033 | 2.5481 | 2.7487 | 1.2141 | 1.3923 | 0.1992 | 0.15816 | 0.15816 | 0.10666 | 0.10666 | 0 | 0 | 0 | 0 | 0 | 0 | 0 | 0 | 0 | 0 | 0 | 0 | 0 | 0 | 0 | 0 | 0 | 0 | 0 | 0 | 0 | 0 | 0 | 0 | 0 | 0 | 0 | 0 | 0 | 203.9429 | 209.2408 | 60.5549 | 68.0098 | 541.7484 | 19.7901 | 18.6571 | 4.8559 | 3.3506 | 31.1178 | 77.7715 | 619.5199 | 33.8465 | 0 | 8.9173 | 1.8257 | 42.3611 | 0 | 50.6491 | 137.5997 | 757.1196 | 0 | 0 | 0 | 0 | 0 | 0 | 0 | 0 | 0 | 0 | 0 | 0 | 0 | 0 | 0 | 0 | 0 | 0 | 0 | 0 | 0 | 0 | 0 | 0 | 0 | 0 | 0 | 0 | 0 | 189.2799 |  | 0 | 189.2799 | 160.3917 | 159.7278 | 73.8432 | 85.1913 | 479.154 | 0 | 0 | 0 | 0 | 0 | 0 | 0 | 0 | 0 | 0 | 946.3995 | 1236.2736 | 757.1196 | 1425.5535
A - Residential | A3 - Energy Star Products | A3c - ES HVAC Systems | Air Source Heat Pump - Lost Opportunity (cooling) | EA3b003 | HVAC | 23 | 18 | 0 | 0 | 0 | 3.9608 | 3.9608 | 71.2942 | 71.2942 | 2.4953 | 44.9153 | 2.962 | 1.7276 | 21.2551 | 18.9706 | -2.4232 | 0 | 0 | -1.3308 | -0.83842 | 0 | 0 | 0 | 0 | 0 | 0 | 0 | 0 | 0 | 0 | 0 | 0 | 0 | 0 | 0 | 0 | 0 | 0 | 0 | 0 | 0 | 0 | 0 | 0 | 0 | 0 | 0 | 0 | 0 | 208.6309 | 110.0941 | 1085.3582 | 912.2567 | 2316.3399 | 12.1708 | 6.0627 | 49.7812 | 26.4221 | 64.8662 | 159.303 | 2475.6429 | -1144.2511 | 0 | -79.5578 | -15.1506 | -1044.3162 | 0 | -1248.6376 | -3531.9132 | -1056.2703 | 0 | 0 | 0 | 0 | 0 | 0 | 0 | 0 | 0 | 0 | 0 | 0 | 0 | 0 | 0 | 0 | 0 | 0 | 0 | 0 | 0 | 0 | 0 | 0 | 0 | 0 | 0 | 0 | 0 | -264.0676 |  | 0 | -264.0676 | 139.5096 | 73.1586 | 1027.4686 | 900.1343 | 2140.271 | 0 | 0 | 0 | 0 | 0 | 0 | 0 | 0 | 0 | 0 | -1320.3379 | 1084.0007 | -1056.2703 | 819.9331
A - Residential | A3 - Energy Star Products | A3c - ES HVAC Systems | Air Source Heat Pump - Lost Opportunity (heating) | EA3b004 | HVAC | 23 | 18 | 8944.2423 | 14197.21 | -5252.9677 | 22.2869 | 22.2869 | 401.1646 | 401.1646 | 14.0408 | 252.7337 | 109.0009 | 143.7328 | 0 | 0 | 11.1879 | 11.0103 | 6.9365 | 0 | 0 | 0 | 0 | 0 | 0 | 0 | 0 | 0 | 0 | 0 | 0 | 0 | 0 | 0 | 0 | 0 | 0 | 0 | 0 | 0 | 0 | 0 | 0 | 0 | 0 | 0 | 0 | 0 | 0 | 0 | 7677.5472 | 9159.8516 | 0 | 0 | 16837.3988 | 447.8824 | 504.4167 | 0 | 0 | 364.995 | 1317.2941 | 18154.6928 | 0 | 0 | 0 | 0 | 0 | 0 | 0 | 0 | 18154.6928 | 0 | 0 | 0 | 0 | 0 | 0 | 0 | 0 | 0 | 0 | 0 | 0 | 0 | 0 | 0 | 0 | 0 | 0 | 0 | 0 | 0 | 0 | 0 | 0 | 0 | 0 | 0 | 0 | 0 | 4538.6732 |  | 0 | 4538.6732 | 5133.9078 | 6086.8064 | 0 | 0 | 11220.7142 | 0 | 0 | 0 | 0 | 0 | 0 | 0 | 0 | 0 | 0 | 22693.366 | 29375.407 | 18154.6928 | 33914.0802
A - Residential | A3 - Energy Star Products | A3c - ES HVAC Systems | Mini Split HP - Lost Opportunity (cooling) | EA3b005 | HVAC | 233.8284 | 18 | 0 | 0 | 0 | 44.391 | 44.391 | 799.0375 | 799.0375 | 30.1859 | 543.3455 | 35.8317 | 20.8984 | 257.1256 | 229.4897 | 8.1486 | 0 | 0 | 3.4751 | 2.3631 | 0 | 0 | 0 | 0 | 0 | 0 | 0 | 0 | 0 | 0 | 0 | 0 | 0 | 0 | 0 | 0 | 0 | 0 | 0 | 0 | 0 | 0 | 0 | 0 | 0 | 0 | 0 | 0 | 0 | 2523.8299 | 1331.8201 | 13129.6936 | 11035.6661 | 28021.0097 | 147.2318 | 73.341 | 602.2083 | 319.6308 | 784.693 | 1927.1048 | 29948.1145 | 3225.0628 | 0 | 224.233 | 42.7017 | 2943.3971 | 0 | 3519.2753 | 9954.67 | 39902.7845 | 0 | 0 | 0 | 0 | 0 | 0 | 0 | 0 | 0 | 0 | 0 | 0 | 0 | 0 | 0 | 0 | 0 | 0 | 0 | 0 | 0 | 0 | 0 | 0 | 0 | 0 | 0 | 0 | 0 | 9975.6961 |  | 0 | 9975.6961 | 1687.6627 | 885.0068 | 12429.3963 | 10889.0198 | 25891.0855 | 0 | 0 | 0 | 0 | 0 | 0 | 0 | 0 | 0 | 0 | 49878.4806 | 65793.87 | 39902.7845 | 75769.5661
A - Residential | A3 - Energy Star Products | A3c - ES HVAC Systems | Mini Split HP - Lost Opportunity (heating) | EA3b006 | HVAC | 233.8284 | 18 | 78332.9876 | 115195.57 | -36862.5824 | 282.9332 | 282.9332 | 5092.7984 | 5092.7984 | 192.3946 | 3463.1029 | 1493.5928 | 1969.5101 | 0 | 0 | 153.169 | 139.654 | 94.9648 | 0 | 0 | 0 | 0 | 0 | 0 | 0 | 0 | 0 | 0 | 0 | 0 | 0 | 0 | 0 | 0 | 0 | 0 | 0 | 0 | 0 | 0 | 0 | 0 | 0 | 0 | 0 | 0 | 0 | 0 | 0 | 105202.1732 | 125513.5625 | 0 | 0 | 230715.7357 | 6137.1424 | 6911.8085 | 0 | 0 | 5001.3714 | 18050.3222 | 248766.0579 | 0 | 0 | 0 | 0 | 0 | 0 | 0 | 0 | 248766.0579 | 0 | 0 | 0 | 0 | 0 | 0 | 0 | 0 | 0 | 0 | 0 | 0 | 0 | 0 | 0 | 0 | 0 | 0 | 0 | 0 | 0 | 0 | 0 | 0 | 0 | 0 | 0 | 0 | 0 | 62191.5145 |  | 0 | 62191.5145 | 70347.762 | 83404.9268 | 0 | 0 | 153752.6888 | 0 | 0 | 0 | 0 | 0 | 0 | 0 | 0 | 0 | 0 | 310957.5724 | 402518.7467 | 248766.0579 | 464710.2612
A - Residential | A3 - Energy Star Products | A3c - ES HVAC Systems | Heat Pump Water Heater, <55 gal - Downstream | EA3b007 | Hot Water | 32 | 15 | 23605.44 | 24000 | -394.56 | 33.472 | 33.472 | 502.08 | 502.08 | 22.4262 | 336.3936 | 131.6336 | 110.8979 | 50.0912 | 43.7708 | 4.9273 | 5.4935 | 3.6807 | 3.0372 | 2.035 | 42.5933 | 638.8996 | 28.5375 | 428.0628 | 77.5613 | 1163.4201 | 51.9661 | 779.4914 | 5.9539 | 89.3086 | 3.9891 | 59.8367 | 0 | 0 | 0 | 0 | 0 | 0 | 0 | 0 | 0 | 0 | 0 | 0 | 84.4927 | 1267.3909 | 0 | 0 | 0 | 9535.0619 | 7348.8898 | 2569.9635 | 2126.374 | 21580.2891 | 649.0559 | 467.0229 | 140.7811 | 73.1562 | 582.9787 | 1912.9948 | 23493.2839 | 2245.6091 | 0 | 193.097 | 36.7724 | 2179.2204 | 0 | 2605.5867 | 7260.2856 | 30753.5695 | 0 | 2291.1713 | 0 | 0 | 0 | 0 | 0 | 2291.1713 | 0.72565 | 0 | 52.2613 | 0 | 0 | 0 | 0 | 0 | 52.9869 | 2344.1582 | 21767.7053 | 0 | 0 | 9.8402 | 0 | 3172.7712 | 0 | 0 | 0 | 0 | 27294.4749 | 14512.0111 |  | 1054.0528 | 15566.0639 | 6642.2721 | 5015.4261 | 2586.6918 | 2231.2997 | 16475.6897 | 6025.9538 | 0 | 15352.5564 | 0 | 0 | 0 | 0 | 0 | 982.2427 | 22360.753 | 73614.1083 | 96884.487 | 30753.5695 | 111396.4981
A - Residential | A3 - Energy Star Products | A3c - ES HVAC Systems | Heat Pump Water Heater, >55 gal - Downstream | EA3b008 | Hot Water | [22 empty] | 0 |  |  |  | 0 |  |  |  | 0 |  |  |  | 0 | [9 empty] | 0 | 0
A - Residential | A3 - Energy Star Products | A3b - ES Appliances and Products | Heat Pump Swimming Pool Heater | EA3b009 | Hot Water | [22 empty] | 0 |  |  |  | 0 |  |  |  | 0 |  |  |  | 0 | [9 empty] | 0 | 0
A - Residential | A3 - Energy Star Products | A3b - ES Appliances and Products | ES Clothes Dryers | EA3b010 | Envelope | 89.9949 | 12 | 22948.6913 | 3599.7947 | 19348.8966 | 14.4352 | 14.4352 | 173.2221 | 173.2221 | 14.4352 | 173.2221 | 67.453 | 51.8877 | 29.2712 | 24.6102 | 4.256 | 2.4599 | 2.4599 | 1.8939 | 1.8939 | 0 | 0 | 0 | 0 | 0 | 0 | 0 | 0 | 0 | 0 | 0 | 0 | 0 | 0 | 0 | 0 | 0 | 0 | 0 | 0 | 0 | 0 | 0 | 0 | 0 | 0 | 0 | 0 | 0 | 5020.2171 | 3569.4282 | 1499.1272 | 1205.1114 | 11293.8838 | 415.7446 | 273.1425 | 102.8331 | 51.4153 | 375.2479 | 1218.3834 | 12512.2672 | 1677.7592 | 0 | 179.7122 | 34.2234 | 1674.5941 | 0 | 2002.2299 | 5568.5189 | 18080.7861 | 0 | 0 | 0 | 0 | 0 | 0 | 0 | 0 | 0 | 0 | 0 | 0 | 0 | 0 | 0 | 0 | 0 | 0 | 0 | 0 | 0 | 0 | 0 | 0 | 0 | 0 | 0 | 0 | 0 | 4520.1965 |  | 0 | 4520.1965 | 3652.8889 | 2530.4379 | 1612.4741 | 1352.9151 | 9148.716 | 0 | 0 | 0 | 0 | 0 | 0 | 0 | 0 | 0 | 0 | 22600.9826 | 27229.5021 | 18080.7861 | 31749.6986
A - Residential | A3 - Energy Star Products | A3b - ES Appliances and Products | Dryer Heat Pump | EA3b011 | Envelope | 26 | 12 | 8450 | 5200 | 3250 | 10.9486 | 10.9486 | 131.3832 | 131.3832 | 10.9486 | 131.3832 | 51.1609 | 39.3551 | 22.2012 | 18.666 | 3.228 | 1.8658 | 1.8658 | 1.4365 | 1.4365 | 0 | 0 | 0 | 0 | 0 | 0 | 0 | 0 | 0 | 0 | 0 | 0 | 0 | 0 | 0 | 0 | 0 | 0 | 0 | 0 | 0 | 0 | 0 | 0 | 0 | 0 | 0 | 0 | 0 | 3807.6671 | 2707.2922 | 1137.038 | 914.0368 | 8566.0341 | 315.3284 | 207.1695 | 77.9954 | 38.9968 | 284.613 | 924.1031 | 9490.1372 | 1272.5243 | 0 | 136.3057 | 25.9573 | 1270.1238 | 0 | 1518.6246 | 4223.5358 | 13713.673 | 0 | 0 | 0 | 0 | 0 | 0 | 0 | 0 | 0 | 0 | 0 | 0 | 0 | 0 | 0 | 0 | 0 | 0 | 0 | 0 | 0 | 0 | 0 | 0 | 0 | 0 | 0 | 0 | 0 | 3428.4182 |  | 0 | 3428.4182 | 2770.5944 | 1919.2527 | 1223.0078 | 1026.141 | 6938.9959 | 0 | 0 | 0 | 0 | 0 | 0 | 0 | 0 | 0 | 0 | 17142.0912 | 20652.6688 | 13713.673 | 24081.0871
A - Residential | A3 - Energy Star Products | A3b - ES Appliances and Products | Dryer Hybrid | EA3b012 | Envelope | [22 empty] | 0 |  |  |  | 0 |  |  |  | 0 |  |  |  | 0 | [9 empty] | 0 | 0
A - Residential | A3 - Energy Star Products | A3b - ES Appliances and Products | ECM Motor for FWH Circulating Pump | EA3b013 | Motors/Drives | 35 | 15 | 2535.75 | 1575 | 960.75 | 2.38 | 2.38 | 35.7 | 35.7 | 1.6422 | 24.633 | 11.0877 | 13.5453 | 0 | 0 | 0.5796 | 0.84 | 0.5796 | 0 | 0 | 0 | 0 | 0 | 0 | 0 | 0 | 0 | 0 | 0 | 0 | 0 | 0 | 0 | 0 | 0 | 0 | 0 | 0 | 0 | 0 | 0 | 0 | 0 | 0 | 0 | 0 | 0 | 0 | 0 | 803.1492 | 897.6116 | 0 | 0 | 1700.7608 | 54.6707 | 57.0433 | 0 | 0 | 42.6896 | 154.4037 | 1855.1645 | 0 | 0 | 0 | 0 | 0 | 0 | 0 | 0 | 1855.1645 | 0 | 0 | 0 | 0 | 0 | 0 | 0 | 0 | 0 | 0 | 0 | 0 | 0 | 0 | 0 | 0 | 0 | 0 | 0 | 0 | 0 | 0 | 0 | 0 | 0 | 0 | 0 | 0 | 0 | 463.7911 |  | 0 | 463.7911 | 559.4862 | 612.5966 | 0 | 0 | 1172.0828 | 0 | 0 | 0 | 0 | 0 | 0 | 0 | 0 | 0 | 0 | 2318.9556 | 3027.2472 | 1855.1645 | 3491.0384
A - Residential | A3 - Energy Star Products | A3c - ES HVAC Systems | [Open Measure - To Be Assigned] | EA3b014 | [23 empty] | 0 |  |  |  | 0 |  |  |  | 0 |  |  |  | 0 | [9 empty] | 0 | 0
A - Residential | A3 - Energy Star Products | A3c - ES HVAC Systems | ES AC (central) 3 ton | EA3b015 | HVAC | 3 | 18 | 1668 | 640.5 | 1027.5 | 0.55605 | 0.55605 | 10.0089 | 10.0089 | 0.55605 | 10.0089 | 0.66005 | 0.38497 | 4.7365 | 4.2274 | 0.88619 | 0 | 0 | 0.30662 | 0.30662 | 0 | 0 | 0 | 0 | 0 | 0 | 0 | 0 | 0 | 0 | 0 | 0 | 0 | 0 | 0 | 0 | 0 | 0 | 0 | 0 | 0 | 0 | 0 | 0 | 0 | 0 | 0 | 0 | 0 | 46.4912 | 24.5333 | 241.8605 | 203.2866 | 516.1716 | 2.7121 | 1.351 | 11.0932 | 5.8879 | 14.4547 | 35.499 | 551.6705 | 418.4699 | 0 | 29.0955 | 5.5408 | 381.9222 | 0 | 456.6457 | 1291.6741 | 1843.3446 | 0 | 0 | 0 | 0 | 0 | 0 | 0 | 0 | 0 | 0 | 0 | 0 | 0 | 0 | 0 | 0 | 0 | 0 | 0 | 0 | 0 | 0 | 0 | 0 | 0 | 0 | 0 | 0 | 0 | 460.8362 |  | 0 | 460.8362 | 31.0882 | 16.3026 | 228.9604 | 200.5853 | 476.9365 | 0 | 0 | 0 | 0 | 0 | 0 | 0 | 0 | 0 | 0 | 2304.1808 | 2320.2811 | 1843.3446 | 2781.1172
A - Residential | A3 - Energy Star Products | A3b - ES Appliances and Products | Room Air Conditioner | EA3b016 | HVAC | 17 | 9 | 3825 | 340 | 3485 | 0.61217 | 0.61217 | 5.5095 | 5.5095 | 0.61217 | 5.5095 | 0.15891 | 0.11864 | 2.6189 | 2.613 | 0.96707 | 0 | 0 | 0.3172 | 0.3172 | 0 | 0 | 0 | 0 | 0 | 0 | 0 | 0 | 0 | 0 | 0 | 0 | 0 | 0 | 0 | 0 | 0 | 0 | 0 | 0 | 0 | 0 | 0 | 0 | 0 | 0 | 0 | 0 | 0 | 12.0824 | 8.4906 | 131.8321 | 127.4977 | 279.9028 | 1.1653 | 0.74965 | 10.6921 | 6.3919 | 15.7197 | 34.7186 | 314.6214 | 196.7474 | 0 | 30.089 | 5.7319 | 217.1798 | 0 | 259.6713 | 709.4193 | 1024.0407 | 0 | 0 | 0 | 0 | 0 | 0 | 0 | 0 | 0 | 0 | 0 | 0 | 0 | 0 | 0 | 0 | 0 | 0 | 0 | 0 | 0 | 0 | 0 | 0 | 0 | 0 | 0 | 0 | 0 | 256.0102 |  | 0 | 256.0102 | 9.2771 | 6.2703 | 153.8846 | 154.4213 | 323.8533 | 0 | 0 | 0 | 0 | 0 | 0 | 0 | 0 | 0 | 0 | 1280.0509 | 1347.8939 | 1024.0407 | 1603.9041
A - Residential | A3 - Energy Star Products | A3b - ES Appliances and Products | ES Clothes Washers | EA3b017 | Hot Water | 90.0068 | 11 | 13501.02 | 2250.17 | 11250.85 | 8.0916 | 8.0916 | 89.0077 | 89.0077 | 8.0916 | 89.0077 | 32.4356 | 26.6165 | 16.2816 | 13.674 | 25.1119 | 13.0582 | 13.0582 | 12.3299 | 12.3299 | 2.1782 | 23.9605 | 2.1782 | 23.9605 | 3.8178 | 41.9954 | 3.8178 | 41.9954 | 0.30448 | 3.3493 | 0.30448 | 3.3493 | 0 | 0 | 0 | 0 | 0 | 0 | 0 | 0 | 0 | 0 | 0 | 0 | 6.3005 | 69.3052 | 74075.5964 | 0 | 814831.5604 | 2430.6645 | 1844.4914 | 828.9072 | 668.0123 | 5772.0753 | 218.09 | 152.8497 | 62.399 | 31.1646 | 210.3445 | 674.8478 | 6446.9231 | 9505.6709 | 0 | 1169.9892 | 222.8066 | 10100.2667 | 0 | 12076.3926 | 33075.126 | 39522.0492 | 0 | 131.4014 | 0 | 0 | 0 | 0 | 0 | 131.4014 | 0.042152 | 0 | 3.989 | 0 | 0 | 0 | 0 | 0 | 4.0312 | 135.4326 | 1216.6456 | 0 | 0 | 0.56582 | 0 | 184.2423 | 0 | 0 | 16254.6682 | 0 | 17791.5545 | 10264.7339 |  | 54.7442 | 10319.4781 | 1802.8064 | 1333.7295 | 917.0369 | 771.2409 | 4824.8138 | 342.2417 | 0 | 839.232 | 0 | 0 | 0 | 0 | 0 | 55.785 | 1237.2587 | 67633.0817 | 63375.6761 | 39522.0492 | 73640.41
A - Residential | A3 - Energy Star Products | A3b - ES Appliances and Products | Washer Tier CEE Tier 2+ | EA3b018 | Hot Water | 65 | 11 | 15925 | 3250 | 12675 | 8.944 | 8.944 | 98.384 | 98.384 | 8.944 | 98.384 | 35.8524 | 29.4204 | 17.9967 | 15.1145 | 27.755 | 14.4326 | 14.4326 | 13.6277 | 13.6277 | 10.7866 | 118.6528 | 10.7866 | 118.6528 | 18.9056 | 207.9613 | 18.9056 | 207.9613 | 1.5078 | 16.5859 | 1.5078 | 16.5859 | 0 | 0 | 0 | 0 | 0 | 0 | 0 | 0 | 0 | 0 | 0 | 0 | 31.2 | 343.2 | 131300 | 0 | 1444300 | 2686.7162 | 2038.7943 | 916.2261 | 738.3822 | 6380.1188 | 241.064 | 168.9513 | 68.9723 | 34.4476 | 232.5027 | 745.9378 | 7126.0566 | 10506.1714 | 0 | 1293.1341 | 246.2577 | 11163.3502 | 0 | 13347.4693 | 36556.3826 | 43682.4393 | 0 | 650.7005 | 0 | 0 | 0 | 0 | 0 | 650.7005 | 0.20874 | 0 | 19.7537 | 0 | 0 | 0 | 0 | 0 | 19.9625 | 670.663 | 6024.8371 | 0 | 0 | 2.8019 | 0 | 912.3693 | 0 | 0 | 28811.6201 | 0 | 36422.2914 | 12823.2777 |  | 271.0936 | 13094.3713 | 1992.7181 | 1474.2276 | 1013.6397 | 852.4852 | 5333.0706 | 1694.7834 | 0 | 4155.8823 | 0 | 0 | 0 | 0 | 0 | 276.2476 | 6126.9134 | 93199.1019 | 91564.7146 | 43682.4393 | 104387.9923
A - Residential | A3 - Energy Star Products | A3b - ES Appliances and Products | ES Dehumidifier | EA3b019 | HVAC | 90 | 12 | 4950 | 2250 | 2700 | 7.407 | 7.407 | 88.884 | 88.884 | 7.407 | 88.884 | 19.5482 | 20.745 | 22.1571 | 26.4336 | 1.7318 | 0.29787 | 0.29787 | 1.4201 | 1.4201 | 0 | 0 | 0 | 0 | 0 | 0 | 0 | 0 | 0 | 0 | 0 | 0 | 0 | 0 | 0 | 0 | 0 | 0 | 0 | 0 | 0 | 0 | 0 | 0 | 0 | 0 | 0 | 0 | 0 | 1454.8841 | 1427.077 | 1134.7807 | 1294.4011 | 5311.1429 | 120.4849 | 109.2039 | 77.8406 | 55.2247 | 192.5478 | 555.3019 | 5866.4448 | 1258.0078 | 0 | 134.7508 | 25.6612 | 1255.6346 | 0 | 1501.3006 | 4175.355 | 10041.7998 | 0 | 0 | 0 | 0 | 0 | 0 | 0 | 0 | 0 | 0 | 0 | 0 | 0 | 0 | 0 | 0 | 0 | 0 | 0 | 0 | 0 | 0 | 0 | 0 | 0 | 0 | 0 | 0 | 0 | 2510.4499 |  | 0 | 2510.4499 | 1058.6256 | 1011.683 | 1220.5799 | 1453.156 | 4744.0444 | 0 | 0 | 0 | 0 | 0 | 0 | 0 | 0 | 0 | 0 | 12552.2497 | 14785.8442 | 10041.7998 | 17296.2941
A - Residential | A3 - Energy Star Products | A3b - ES Appliances and Products | ES Dishwasher | EA3b020 | Hot Water | [22 empty] | 0 |  |  |  | 0 |  |  |  | 0 |  |  |  | 0 | [9 empty] | 0 | 0
A - Residential | A3 - Energy Star Products | A3b - ES Appliances and Products | ES Freezers | EA3b021 | Refrigeration | [22 empty] | 0 |  |  |  | 0 |  |  |  | 0 |  |  |  | 0 | [9 empty] | 0 | 0
A - Residential | A3 - Energy Star Products | A3b - ES Appliances and Products | Refrigerator | EA3b022 | Refrigeration | 90 | 12 | 71550 | 3600 | 67950 | 3.978 | 3.978 | 47.736 | 47.736 | 3.978 | 47.736 | 13.8423 | 15.2516 | 8.678 | 9.9641 | 0.70455 | 0.65523 | 0.65523 | 0.90886 | 0.90886 | 0 | 0 | 0 | 0 | 0 | 0 | 0 | 0 | 0 | 0 | 0 | 0 | 0 | 0 | 0 | 0 | 0 | 0 | 0 | 0 | 0 | 0 | 0 | 0 | 0 | 0 | 0 | 0 | 0 | 1030.2178 | 1049.1797 | 444.4426 | 487.9234 | 3011.7636 | 85.3165 | 80.2861 | 30.4867 | 20.8169 | 103.4096 | 320.3159 | 3332.0795 | 805.1414 | 0 | 86.2423 | 16.4235 | 803.6225 | 0 | 960.852 | 2672.2817 | 6004.3612 | 0 | 0 | 0 | 0 | 0 | 0 | 0 | 0 | 0 | 0 | 0 | 0 | 0 | 0 | 0 | 0 | 0 | 0 | 0 | 0 | 0 | 0 | 0 | 0 | 0 | 0 | 0 | 0 | 0 | 1501.0903 |  | 0 | 1501.0903 | 749.6232 | 743.7842 | 478.0463 | 547.7659 | 2519.2196 | 0 | 0 | 0 | 0 | 0 | 0 | 0 | 0 | 0 | 0 | 7505.4515 | 8523.5808 | 6004.3612 | 10024.6711
A - Residential | A3 - Energy Star Products | A3b - ES Appliances and Products | Refrigerator CEE Tier 2+ | EA3b023 | Refrigeration | 20 | 12 | 17000 | 1000 | 16000 | 1.928 | 1.928 | 23.136 | 23.136 | 1.928 | 23.136 | 6.7089 | 7.3919 | 4.2059 | 4.8293 | 0.34147 | 0.31757 | 0.31757 | 0.4405 | 0.4405 | 0 | 0 | 0 | 0 | 0 | 0 | 0 | 0 | 0 | 0 | 0 | 0 | 0 | 0 | 0 | 0 | 0 | 0 | 0 | 0 | 0 | 0 | 0 | 0 | 0 | 0 | 0 | 0 | 0 | 499.3112 | 508.5014 | 215.4061 | 236.4797 | 1459.6984 | 41.35 | 38.9119 | 14.7758 | 10.0892 | 50.1191 | 155.2461 | 1614.9445 | 390.2244 | 0 | 41.7987 | 7.9599 | 389.4882 | 0 | 465.692 | 1295.1632 | 2910.1077 | 0 | 0 | 0 | 0 | 0 | 0 | 0 | 0 | 0 | 0 | 0 | 0 | 0 | 0 | 0 | 0 | 0 | 0 | 0 | 0 | 0 | 0 | 0 | 0 | 0 | 0 | 0 | 0 | 0 | 727.5269 |  | 0 | 727.5269 | 363.3166 | 360.4866 | 231.6926 | 265.4833 | 1220.9792 | 0 | 0 | 0 | 0 | 0 | 0 | 0 | 0 | 0 | 0 | 3637.6346 | 4131.0869 | 2910.1077 | 4858.6139
A - Residential | A3 - Energy Star Products | A3b - ES Appliances and Products | ES Pool Pumps (Variable Speed) | EA3b024 | Motors/Drives | [22 empty] | 0 |  |  |  | 0 |  |  |  | 0 |  |  |  | 0 | [9 empty] | 0 | 0
A - Residential | A3 - Energy Star Products | A3b - ES Appliances and Products | Room Air Purifier | EA3b025 | HVAC | 89 | 9 | 7120 | 3560 | 3560 | 22.2598 | 20.7016 | 200.3381 | 186.3144 | 20.7016 | 186.3144 | 56.8259 | 67.2595 | 28.3198 | 34.0955 | 2.8142 | 1.8855 | 1.8855 | 1.8855 | 1.8855 | 0 | 0 | 0 | 0 | 0 | 0 | 0 | 0 | 0 | 0 | 0 | 0 | 0 | 0 | 0 | 0 | 0 | 0 | 0 | 0 | 0 | 0 | 0 | 0 | 0 | 0 | 0 | 0 | 0 | 4320.7696 | 4813.3934 | 1425.5553 | 1663.6241 | 12223.3423 | 416.7152 | 424.9838 | 115.618 | 83.4033 | 531.5883 | 1572.3086 | 13795.6509 | 1169.5156 | 0 | 178.8563 | 34.0717 | 1290.9713 | 0 | 1543.551 | 4216.9658 | 18012.6167 | 0 | 0 | 0 | 0 | 0 | 0 | 0 | 0 | 0 | 0 | 0 | 0 | 0 | 0 | 0 | 0 | 0 | 0 | 0 | 0 | 0 | 0 | 0 | 0 | 0 | 0 | 0 | 0 | 0 | 4503.1542 |  | 0 | 4503.1542 | 3317.549 | 3554.6857 | 1664.0187 | 2014.9303 | 10551.1837 | 0 | 0 | 0 | 0 | 0 | 0 | 0 | 0 | 0 | 0 | 22515.7709 | 28563.8005 | 18012.6167 | 33066.9546
A - Residential | A3 - Energy Star Products | A3c - ES HVAC Systems | Wifi Thermostat (Heating & Cooling) | EA3b026 | HVAC | 15 | 15 | 1275 | 1275 | 0 | 0.495 | 0.495 | 7.425 | 7.425 | 0.495 | 7.425 | 1.8865 | 2.2024 | 1.7261 | 1.61 | 0.38769 | 0.077925 | 0.077925 | 0 | 0 | 13.9995 | 209.9928 | 13.9995 | 209.9928 | 32.8988 | 493.4826 | 32.8988 | 493.4826 | 9.7296 | 145.9446 | 9.7296 | 145.9446 | 0 | 0 | 0 | 0 | 0 | 0 | 0 | 0 | 0 | 0 | 0 | 0 | 56.628 | 849.42 | 0 | 0 | 0 | 136.6505 | 145.9457 | 88.5599 | 78.2135 | 449.3696 | 9.3019 | 9.2749 | 4.8513 | 2.6909 | 12.8677 | 38.9866 | 488.3562 | 0 | 0 | 0 | 0 | 0 | 0 | 0 | 0 | 488.3562 | 0 | 0 | 1648.2232 | 0 | 0 | 0 | 0 | 1648.2232 | 0.35598 | 0 | 0 | 57.4552 | 0 | 0 | 0 | 0 | 57.8112 | 1706.0344 | 13780.7585 | 0 | 0 | 6.2296 | 0 | 7738.5408 | 0 | 0 | 0 | 0 | 23231.5633 | 5929.9799 |  | 711.957 | 6641.9369 | 95.1929 | 99.6041 | 89.1363 | 82.0729 | 366.0063 | 2956.1244 | 0 | 9719.4385 | 0 | 0 | 0 | 0 | 0 | 2395.737 | 15071.2999 | 30361.8563 | 39157.2256 | 488.3562 | 45087.2055
A - Residential | A3 - Energy Star Products | A3b - ES Appliances and Products | Primary Refrigerator Recycling | EA3b027 | Refrigeration | 60 | 5 | 2713.2 | 7140 | -4426.8 | 52.08 | 52.08 | 260.4 | 260.4 | 19.7904 | 98.952 | 28.6937 | 31.6151 | 17.9885 | 20.6547 | 3.5051 | 5.9494 | 2.2608 | 7.2961 | 2.7725 | 0 | 0 | 0 | 0 | 0 | 0 | 0 | 0 | 0 | 0 | 0 | 0 | 0 | 0 | 0 | 0 | 0 | 0 | 0 | 0 | 0 | 0 | 0 | 0 | 0 | 0 | 0 | 0 | 0 | 2296.542 | 2406.6652 | 897.1725 | 1008.9147 | 6609.2943 | 222.8508 | 214.5918 | 71.9448 | 49.7062 | 389.6068 | 948.7004 | 7557.9947 | 879.8105 | 0 | 231.7988 | 47.4579 | 1101.1403 | 0 | 1316.5793 | 3576.7868 | 11134.7815 | 0 | 0 | 0 | 0 | 0 | 0 | 0 | 0 | 0 | 0 | 0 | 0 | 0 | 0 | 0 | 0 | 0 | 0 | 0 | 0 | 0 | 0 | 0 | 0 | 0 | 0 | 0 | 0 | 0 | 2783.6954 |  | 0 | 2783.6954 | 1806.1248 | 1837.1717 | 1094.0501 | 1263.7993 | 6001.1458 | 0 | 0 | 0 | 0 | 0 | 0 | 0 | 0 | 0 | 0 | 13918.4769 | 17135.9273 | 11134.7815 | 19919.6227
A - Residential | A3 - Energy Star Products | A3b - ES Appliances and Products | Secondary Refrigerator Recycling | EA3b028 | Refrigeration | 3 | 5 | 68.4 | 180 | -111.6 | 2.604 | 2.604 | 13.02 | 13.02 | 0.98952 | 4.9476 | 1.3028 | 1.4931 | 0.98447 | 1.1672 | 0.17997 | 0.2439 | 0.092682 | 0.40682 | 0.15459 | 0 | 0 | 0 | 0 | 0 | 0 | 0 | 0 | 0 | 0 | 0 | 0 | 0 | 0 | 0 | 0 | 0 | 0 | 0 | 0 | 0 | 0 | 0 | 0 | 0 | 0 | 0 | 0 | 0 | 104.2755 | 113.6616 | 49.0999 | 57.0126 | 324.0496 | 10.1186 | 10.1347 | 3.9374 | 2.8088 | 19.4803 | 46.4799 | 370.5295 | 49.0563 | 0 | 12.9246 | 2.6462 | 61.3972 | 0 | 73.4096 | 199.4339 | 569.9634 | 0 | 0 | 0 | 0 | 0 | 0 | 0 | 0 | 0 | 0 | 0 | 0 | 0 | 0 | 0 | 0 | 0 | 0 | 0 | 0 | 0 | 0 | 0 | 0 | 0 | 0 | 0 | 0 | 0 | 142.4908 |  | 0 | 142.4908 | 82.0079 | 86.7657 | 59.8745 | 71.4159 | 300.0639 | 0 | 0 | 0 | 0 | 0 | 0 | 0 | 0 | 0 | 0 | 712.4542 | 870.0273 | 569.9634 | 1012.5181
A - Residential | A3 - Energy Star Products | A3b - ES Appliances and Products | Secondary Freezer Recycling | EA3b029 | Refrigeration | 12 | 4 | 556.92 | 1428 | -871.08 | 7.536 | 7.536 | 30.144 | 30.144 | 2.939 | 11.7562 | 3.3707 | 3.9456 | 2.0072 | 2.4327 | 0.6552 | 1.1357 | 0.44292 | 1.5322 | 0.59754 | 0 | 0 | 0 | 0 | 0 | 0 | 0 | 0 | 0 | 0 | 0 | 0 | 0 | 0 | 0 | 0 | 0 | 0 | 0 | 0 | 0 | 0 | 0 | 0 | 0 | 0 | 0 | 0 | 0 | 274.4134 | 306.6119 | 100.1961 | 118.7789 | 800.0003 | 25.8276 | 26.6583 | 7.7577 | 5.6689 | 46.7465 | 112.659 | 912.6593 | 144.68 | 0 | 40.5867 | 9.0104 | 191.9364 | 0 | 229.4889 | 615.7024 | 1528.3617 | 0 | 0 | 0 | 0 | 0 | 0 | 0 | 0 | 0 | 0 | 0 | 0 | 0 | 0 | 0 | 0 | 0 | 0 | 0 | 0 | 0 | 0 | 0 | 0 | 0 | 0 | 0 | 0 | 0 | 382.0904 |  | 0 | 382.0904 | 215.8813 | 235.632 | 120.5599 | 146.8563 | 718.9295 | 0 | 0 | 0 | 0 | 0 | 0 | 0 | 0 | 0 | 0 | 1910.4521 | 2247.2911 | 1528.3617 | 2629.3816
A - Residential | A3 - Energy Star Products | A3b - ES Appliances and Products | Room Air Conditioner Recycling | EA3b030 | HVAC | 140 | 3 | 1890 | 5250 | -3360 | 39.9 | 39.9 | 119.7 | 119.7 | 14.364 | 43.092 | 1.2429 | 0.92795 | 20.4837 | 20.4375 | 22.6913 | 0 | 0 | 28.9944 | 10.438 | 0 | 0 | 0 | 0 | 0 | 0 | 0 | 0 | 0 | 0 | 0 | 0 | 0 | 0 | 0 | 0 | 0 | 0 | 0 | 0 | 0 | 0 | 0 | 0 | 0 | 0 | 0 | 0 | 0 | 103.2199 | 74.2673 | 1029.5444 | 1008.0336 | 2215.0653 | 9.0237 | 5.9533 | 73.8398 | 44.4468 | 166.2057 | 299.4692 | 2514.5345 | 1729.7695 | 0 | 542.7307 | 124.5471 | 2542.238 | 0 | 3039.6291 | 7978.9144 | 10493.4489 | 0 | 0 | 0 | 0 | 0 | 0 | 0 | 0 | 0 | 0 | 0 | 0 | 0 | 0 | 0 | 0 | 0 | 0 | 0 | 0 | 0 | 0 | 0 | 0 | 0 | 0 | 0 | 0 | 0 | 2623.3622 |  | 0 | 2623.3622 | 80.3281 | 56.0676 | 1225.285 | 1211.966 | 2573.6467 | 0 | 0 | 0 | 0 | 0 | 0 | 0 | 0 | 0 | 0 | 13116.8111 | 13067.0956 | 10493.4489 | 15690.4578
A - Residential | A3 - Energy Star Products | A3b - ES Appliances and Products | Dehumidifier Recycling | EA3b037 | HVAC | 100 | 4 | 1125 | 3750 | -2625 | 102 | 102 | 408 | 408 | 30.6 | 122.4 | 26.9194 | 28.5674 | 30.5121 | 36.4011 | 7.1544 | 4.1019 | 1.2306 | 19.5555 | 5.8666 | 0 | 0 | 0 | 0 | 0 | 0 | 0 | 0 | 0 | 0 | 0 | 0 | 0 | 0 | 0 | 0 | 0 | 0 | 0 | 0 | 0 | 0 | 0 | 0 | 0 | 0 | 0 | 0 | 0 | 2191.568 | 2219.9501 | 1523.1265 | 1777.3343 | 7711.9788 | 206.2688 | 193.0131 | 117.9289 | 84.8253 | 486.7046 | 1088.7406 | 8800.7194 | 1420.4611 | 0 | 398.4786 | 88.4633 | 1884.4215 | 0 | 2253.1102 | 6044.9347 | 14845.6541 | 0 | 0 | 0 | 0 | 0 | 0 | 0 | 0 | 0 | 0 | 0 | 0 | 0 | 0 | 0 | 0 | 0 | 0 | 0 | 0 | 0 | 0 | 0 | 0 | 0 | 0 | 0 | 0 | 0 | 3711.4135 |  | 0 | 3711.4135 | 1724.1089 | 1706.0371 | 1832.6852 | 2197.467 | 7460.2982 | 0 | 0 | 0 | 0 | 0 | 0 | 0 | 0 | 0 | 0 | 18557.0676 | 22305.9522 | 14845.6541 | 26017.3657
A - Residential | A3 - Energy Star Products | A3c - ES HVAC Systems | Ductless Mini-split Heat Pump - Retrofit Resistance | EA3b031 | HVAC | 5 | 18 | 16375 | 16375 | 0 | 55.2163 | 55.2163 | 993.8939 | 993.8939 | 55.2163 | 993.8939 | 428.6539 | 565.2399 | 0 | 0 | 33.2029 | 20.5858 | 20.5858 | 9.6288 | 9.6288 | 0 | 0 | 0 | 0 | 0 | 0 | 0 | 0 | 0 | 0 | 0 | 0 | 0 | 0 | 0 | 0 | 0 | 0 | 0 | 0 | 0 | 0 | 0 | 0 | 0 | 0 | 0 | 0 | 0 | 30192.5172 | 36021.7881 | 0 | 0 | 66214.3053 | 1761.3303 | 1983.6557 | 0 | 0 | 1435.3695 | 5180.3556 | 71394.6609 | 13141.137 | 0 | 913.6803 | 173.9965 | 11993.4362 | 0 | 14339.9624 | 40562.2123 | 111956.8732 | 0 | 0 | 0 | 0 | 0 | 0 | 0 | 0 | 0 | 0 | 0 | 0 | 0 | 0 | 0 | 0 | 0 | 0 | 0 | 0 | 0 | 0 | 0 | 0 | 0 | 0 | 0 | 0 | 0 | 27989.2183 |  | 0 | 27989.2183 | 20189.469 | 23936.8124 | 0 | 0 | 44126.2814 | 0 | 0 | 0 | 0 | 0 | 0 | 0 | 0 | 0 | 0 | 139946.0915 | 156083.1546 | 111956.8732 | 184072.3729
A - Residential | A3 - Energy Star Products | A3c - ES HVAC Systems | Ductless Mini-split Heat Pump - Retrofit HP | EA3b032 | HVAC | [22 empty] | 0 |  |  |  | 0 |  |  |  | 0 |  |  |  | 0 | [9 empty] | 0 | 0
A - Residential | A3 - Energy Star Products | A3c - ES HVAC Systems | Air-source Heat Pump – Retrofit HP | EA3b033 | HVAC | [22 empty] | 0 |  |  |  | 0 |  |  |  | 0 |  |  |  | 0 | [9 empty] | 0 | 0
A - Residential | A3 - Energy Star Products | A3c - ES HVAC Systems | Air-source Heat Pump – Retrofit Resistance | EA3b034 | HVAC | [22 empty] | 0 |  |  |  | 0 |  |  |  | 0 |  |  |  | 0 | [9 empty] | 0 | 0
A - Residential | A3 - Energy Star Products | A3c - ES HVAC Systems | Heat Pump Water Heater, <55 gal - Midstream | EA3b035 | Hot Water | 16.3423 | 15 | 13854.506 | 12256.72 | 1597.786 | 10.3447 | 10.3447 | 155.1701 | 155.1701 | 7.9654 | 119.481 | 46.7539 | 39.3889 | 17.7915 | 15.5466 | 1.7501 | 1.6978 | 1.3073 | 0.93867 | 0.72278 | 36.7246 | 550.8689 | 28.2779 | 424.1691 | 64.3668 | 965.5015 | 49.5624 | 743.4361 | 5.1335 | 77.0032 | 3.9528 | 59.2925 | 0 | 0 | 0 | 0 | 0 | 0 | 0 | 0 | 0 | 0 | 0 | 0 | 81.7932 | 1226.8977 | 0 | 0 | 0 | 3386.6825 | 2610.1935 | 912.8048 | 755.2498 | 7664.9307 | 230.533 | 165.8781 | 50.0029 | 25.9838 | 207.0635 | 679.4613 | 8344.392 | 797.6 | 0 | 68.5846 | 13.0609 | 774.0199 | 0 | 925.4576 | 2578.7229 | 10923.1149 | 0 | 2270.3307 | 0 | 0 | 0 | 0 | 0 | 2270.3307 | 0.71905 | 0 | 51.7859 | 0 | 0 | 0 | 0 | 0 | 52.505 | 2322.8357 | 20760.8419 | 0 | 0 | 9.385 | 0 | 3143.9116 | 0 | 0 | 0 | 0 | 26236.9742 | 9290.0223 |  | 1017.5834 | 10307.6057 | 2359.2156 | 1781.3892 | 918.7464 | 792.5175 | 5851.8687 | 5971.1416 | 0 | 14642.4252 | 0 | 0 | 0 | 0 | 0 | 973.3082 | 21586.875 | 47467.6947 | 64598.8328 | 10923.1149 | 73888.8551
A - Residential | A3 - Energy Star Products | A3c - ES HVAC Systems | Heat Pump Water Heater, >55 gal - Midstream | EA3b036 | Hot Water | 14 | 15 | 11868.78 | 10500 | 1368.78 | -2.128 | -2.128 | -31.92 | -31.92 | -1.6386 | -24.5784 | -9.6177 | -8.1027 | -3.6599 | -3.1981 | -0.36001 | -0.34925 | -0.26893 | -0.19309 | -0.14868 | 31.461 | 471.9145 | 24.2249 | 363.3742 | 55.1413 | 827.119 | 42.4588 | 636.8816 | 4.3978 | 65.9665 | 3.3863 | 50.7942 | 0 | 0 | 0 | 0 | 0 | 0 | 0 | 0 | 0 | 0 | 0 | 0 | 70.07 | 1051.05 | 0 | 0 | 0 | -696.6737 | -536.9423 | -187.7729 | -155.3623 | -1576.7511 | -47.4229 | -34.1228 | -10.2861 | -5.3451 | -42.595 | -139.7718 | -1716.5229 | -164.0741 | 0 | -14.1085 | -2.6868 | -159.2235 | 0 | -190.3757 | -530.4685 | -2246.9914 | 0 | 1944.9308 | 0 | 0 | 0 | 0 | 0 | 1944.9308 | 0.61599 | 0 | 44.3636 | 0 | 0 | 0 | 0 | 0 | 44.9796 | 1989.9104 | 17785.2508 | 0 | 0 | 8.0399 | 0 | 2693.3039 | 0 | 0 | 0 | 0 | 22476.505 | 5057.3784 |  | 871.7361 | 5929.1145 | -485.3137 | -366.4491 | -188.9951 | -163.0286 | -1203.7865 | 5115.3153 | 0 | 12543.769 | 0 | 0 | 0 | 0 | 0 | 833.8068 | 18492.8911 | 26158.6281 | 37518.6181 | -2246.9914 | 42575.9965
A - Residential | A3 - Energy Star Products | A3c - ES HVAC Systems | Heat Pump Water Heater 120v, <55 gal - Downstream | EA3b038 | Hot Water | [22 empty] | 0 |  |  |  | 0 |  |  |  | 0 |  |  |  | 0 | [9 empty] | 0 | 0
A - Residential | A3 - Energy Star Products | A3c - ES HVAC Systems | Heat Pump Water Heater 120v, >55 gal - Downstream | EA3b039 | Hot Water | [22 empty] | 0 |  |  |  | 0 |  |  |  | 0 |  |  |  | 0 | [9 empty] | 0 | 0
A - Residential | A3 - Energy Star Products | A3c - ES HVAC Systems | Heat Pump Water Heater 120v, <55 gal - Midstream | EA3b040 | Hot Water | [22 empty] | 0 |  |  |  | 0 |  |  |  | 0 |  |  |  | 0 | [9 empty] | 0 | 0
A - Residential | A3 - Energy Star Products | A3c - ES HVAC Systems | Heat Pump Water Heater 120v, >55 gal - Midstream | EA3b041 | Hot Water | [22 empty] | 0 |  |  |  | 0 |  |  |  | 0 |  |  |  | 0 | [9 empty] | 0 | 0
A - Residential | A3 - Energy Star Products | A3b - ES Appliances and Products | Admin Fee |  | Non-Energy Saving | 1 | 1 | 19000 | 19000 | 0 | 0 | 0 | 0 | 0 | 0 | 0 | 0 | 0 | 0 | 0 | 0 | 0 | 0 | 0 | 0 | 0 | 0 | 0 | 0 | 0 | 0 | 0 | 0 | 0 | 0 | 0 | 0 | 0 | 0 | 0 | 0 | 0 | 0 | 0 | 0 | 0 | 0 | 0 | 0 | 0 | 0 | 0 | 0 | 0 | 0 | 0 | 0 | 0 | 0 | 0 | 0 | 0 | 0 | 0 | 0 | 0 | 0 | 0 | 0 | 0 | 0 | 0 | 0 | 0 | 0 | 0 | 0 | 0 | 0 | 0 | 0 | 0 | 0 | 0 | 0 | 0 | 0 | 0 | 0 | 0 | 0 | 0 | 0 | 0 | 0 | 0 | 0 | 0 | 0 | 0 | 0 | 0 | 0 | 0 | 0 |  | 0 | 0 | 0 | 0 | 0 | 0 | 0 | 0 | 0 | 0 | 0 | 0 | 0 | 0 | 0 | 0 | 0 | 0 | 0 | 0 | 0
A - Residential | A3 - Energy Star Products | A3b - ES Appliances and Products | ES Appliances Rebate Processing |  | Non-Energy Saving | 1 | 1 | 60577.85 | 60577.85 | 0 | 0 | 0 | 0 | 0 | 0 | 0 | 0 | 0 | 0 | 0 | 0 | 0 | 0 | 0 | 0 | 0 | 0 | 0 | 0 | 0 | 0 | 0 | 0 | 0 | 0 | 0 | 0 | 0 | 0 | 0 | 0 | 0 | 0 | 0 | 0 | 0 | 0 | 0 | 0 | 0 | 0 | 0 | 0 | 0 | 0 | 0 | 0 | 0 | 0 | 0 | 0 | 0 | 0 | 0 | 0 | 0 | 0 | 0 | 0 | 0 | 0 | 0 | 0 | 0 | 0 | 0 | 0 | 0 | 0 | 0 | 0 | 0 | 0 | 0 | 0 | 0 | 0 | 0 | 0 | 0 | 0 | 0 | 0 | 0 | 0 | 0 | 0 | 0 | 0 | 0 | 0 | 0 | 0 | 0 | 0 |  | 0 | 0 | 0 | 0 | 0 | 0 | 0 | 0 | 0 | 0 | 0 | 0 | 0 | 0 | 0 | 0 | 0 | 0 | 0 | 0 | 0
A - Residential | A3 - Energy Star Products | A3c - ES HVAC Systems | ES HVAC Systems Rebate Processing |  | Non-Energy Saving | [22 empty] | 0 |  |  |  | 0 |  |  |  | 0 |  |  |  | 0 | [9 empty] | 0 | 0
A - Residential | A3 - Energy Star Products | A3b - ES Appliances and Products | [25 empty] | 0 |  |  |  | 0 |  |  |  | 0 |  |  |  | 0 | [9 empty] | 0 | 0
A - Residential | A3 - Energy Star Products | A3b - ES Appliances and Products | [25 empty] | 0 |  |  |  | 0 |  |  |  | 0 |  |  |  | 0 | [9 empty] | 0 | 0
A - Residential | A3 - Energy Star Products | A3b - ES Appliances and Products | [25 empty] | 0 |  |  |  | 0 |  |  |  | 0 |  |  |  | 0 | [9 empty] | 0 | 0
A - Residential | A3 - Energy Star Products | A3b - ES Appliances and Products | [25 empty] | 0 |  |  |  | 0 |  |  |  | 0 |  |  |  | 0 | [9 empty] | 0 | 0
A - Residential | A3 - Energy Star Products | A3b - ES Appliances and Products | [25 empty] | 0 |  |  |  | 0 |  |  |  | 0 |  |  |  | 0 | [9 empty] | 0 | 0
A - Residential | A3 - Energy Star Products | A3b - ES Appliances and Products | [25 empty] | 0 |  |  |  | 0 |  |  |  | 0 |  |  |  | 0 | [9 empty] | 0 | 0
[28 empty] | 0 |  |  |  | 0 |  |  |  | 0 |  |  |  | 0 | [9 empty] | 0 | 0
A - Residential | A3 - Energy Star Products | [26 empty] | 0 |  |  |  | 0 |  |  |  | 0 |  |  |  | 0 | [9 empty] | 0 | 0
[28 empty] | 0 |  |  |  | 0 |  |  |  | 0 |  |  |  | 0 | [9 empty] | 0 | 0
A - Residential | A4 - Residential Behavior | A4a - Residential Behavior | Home Energy Reports | EA4a001 | Behavior | 14500 | 1 | 0 | 0 | 0 | 1943 | 1943 | 1943 | 1943 | 1943 | 1943 | 682.2657 | 596.9046 | 370.0018 | 293.828 | 494.627 | 419.4437 | 419.4437 | 270.5609 | 270.5609 | 0 | 0 | 0 | 0 | 0 | 0 | 0 | 0 | 0 | 0 | 0 | 0 | 0 | 0 | 0 | 0 | 0 | 0 | 0 | 0 | 0 | 0 | 0 | 0 | 0 | 0 | 0 | 0 | 0 | 58324.2431 | 49401.0985 | 18637.3983 | 14623.1546 | 140985.8946 | 3426.0756 | 2679.6749 | 893.6729 | 436.1875 | 5079.4198 | 12515.0307 | 153500.9253 | 11855.2558 | 0 | 4795.5137 | 1016.1396 | 22454.0894 | 0 | 26847.2516 | 66968.2501 | 220469.1754 | 0 | 0 | 0 | 0 | 0 | 0 | 0 | 0 | 0 | 0 | 0 | 0 | 0 | 0 | 0 | 0 | 0 | 0 | 0 | 0 | 0 | 0 | 0 | 0 | 0 | 0 | 0 | 0 | 0 | 55117.2939 |  | 0 | 55117.2939 | 46816.9158 | 39060.6732 | 21143.8539 | 14721.2309 | 121742.6738 | 0 | 0 | 0 | 0 | 0 | 0 | 0 | 0 | 0 | 0 | 275586.4693 | 342211.8492 | 220469.1754 | 397329.143
A - Residential | A4 - Residential Behavior | A4a - Residential Behavior | [25 empty] | 0 |  |  |  | 0 |  |  |  | 0 |  |  |  | 0 | [9 empty] | 0 | 0
A - Residential | A4 - Residential Behavior | A4a - Residential Behavior | [25 empty] | 0 |  |  |  | 0 |  |  |  | 0 |  |  |  | 0 | [9 empty] | 0 | 0
A - Residential | A4 - Residential Behavior | A4a - Residential Behavior | [25 empty] | 0 |  |  |  | 0 |  |  |  | 0 |  |  |  | 0 | [9 empty] | 0 | 0
A - Residential | A4 - Residential Behavior | A4a - Residential Behavior | [25 empty] | 0 |  |  |  | 0 |  |  |  | 0 |  |  |  | 0 | [9 empty] | 0 | 0
A - Residential | A4 - Residential Behavior | A4a - Residential Behavior | [25 empty] | 0 |  |  |  | 0 |  |  |  | 0 |  |  |  | 0 | [9 empty] | 0 | 0
A - Residential | A4 - Residential Behavior | A4a - Residential Behavior | [25 empty] | 0 |  |  |  | 0 |  |  |  | 0 |  |  |  | 0 | [9 empty] | 0 | 0
A - Residential | A4 - Residential Behavior | A4a - Residential Behavior | [25 empty] | 0 |  |  |  | 0 |  |  |  | 0 |  |  |  | 0 | [9 empty] | 0 | 0
A - Residential | A4 - Residential Behavior | A4a - Residential Behavior | [25 empty] | 0 |  |  |  | 0 |  |  |  | 0 |  |  |  | 0 | [9 empty] | 0 | 0
A - Residential | A4 - Residential Behavior | A4a - Residential Behavior | [25 empty] | 0 |  |  |  | 0 |  |  |  | 0 |  |  |  | 0 | [9 empty] | 0 | 0
[28 empty] | 0 |  |  |  | 0 |  |  |  | 0 |  |  |  | 0 | [9 empty] | 0 | 0
A - Residential | A4 - Residential Behavior | [26 empty] | 0 |  |  |  | 0 |  |  |  | 0 |  |  |  | 0 | [9 empty] | 0 | 0
[28 empty] | 0 |  |  |  | 0 |  |  |  | 0 |  |  |  | 0 | [9 empty] | 0 | 0
A - Residential | A5 - Residential Active Demand Response | A5a - Residential Active Demand Response | Direct Load Control Targeted Dispatch | EA5a001 | Behavior | 1134 | 1 | 40846.68 | 40846.68 | 0 | 0 | 0 | 0 | 0 | 0 | 0 | 0 | 0 | 0 | 0 | 1360.8 | 0 | 0 | 1360.8 | 1360.8 | 0 | 0 | 0 | 0 | 0 | 0 | 0 | 0 | 0 | 0 | 0 | 0 | 0 | 0 | 0 | 0 | 0 | 0 | 0 | 0 | 0 | 0 | 0 | 0 | 0 | 0 | 0 | 0 | 0 | 0 | 0 | 0 | 0 | 0 | 0 | 0 | 0 | 0 | 0 | 0 | 0 | 59626.6099 | 0 | 24119.2791 | 5110.7258 | 112933.9805 | 0 | 135029.6122 | 336820.2075 | 336820.2075 | 0 | 0 | 0 | 0 | 0 | 0 | 0 | 0 | 0 | 0 | 0 | 0 | 0 | 0 | 0 | 0 | 0 | 0 | 0 | 0 | 0 | 0 | 0 | 0 | 0 | 0 | 0 | 0 | 0 | 84205.0519 |  | 0 | 84205.0519 | 0 | 0 | 0 | 0 | 0 | 0 | 0 | 0 | 0 | 0 | 0 | 0 | 0 | 0 | 0 | 421025.2594 | 336820.2075 | 336820.2075 | 421025.2594
A - Residential | A5 - Residential Active Demand Response | A5a - Residential Active Demand Response | Storage Daily Dispatch P4P (savings) | EA5a002 | Behavior | [22 empty] | 0 |  |  |  | 0 |  |  |  | 0 |  |  |  | 0 | [9 empty] | 0 | 0
A - Residential | A5 - Residential Active Demand Response | A5a - Residential Active Demand Response | Storage Daily Dispatch P4P (consumption) | EA5a003 | Behavior | [22 empty] | 0 |  |  |  | 0 |  |  |  | 0 |  |  |  | 0 | [9 empty] | 0 | 0
A - Residential | A5 - Residential Active Demand Response | A5a - Residential Active Demand Response | [25 empty] | 0 |  |  |  | 0 |  |  |  | 0 |  |  |  | 0 | [9 empty] | 0 | 0
A - Residential | A5 - Residential Active Demand Response | A5a - Residential Active Demand Response | [25 empty] | 0 |  |  |  | 0 |  |  |  | 0 |  |  |  | 0 | [9 empty] | 0 | 0
A - Residential | A5 - Residential Active Demand Response | A5a - Residential Active Demand Response | [25 empty] | 0 |  |  |  | 0 |  |  |  | 0 |  |  |  | 0 | [9 empty] | 0 | 0
A - Residential | A5 - Residential Active Demand Response | A5a - Residential Active Demand Response | [25 empty] | 0 |  |  |  | 0 |  |  |  | 0 |  |  |  | 0 | [9 empty] | 0 | 0
A - Residential | A5 - Residential Active Demand Response | A5a - Residential Active Demand Response | [25 empty] | 0 |  |  |  | 0 |  |  |  | 0 |  |  |  | 0 | [9 empty] | 0 | 0
A - Residential | A5 - Residential Active Demand Response | A5a - Residential Active Demand Response | [25 empty] | 0 |  |  |  | 0 |  |  |  | 0 |  |  |  | 0 | [9 empty] | 0 | 0
A - Residential | A5 - Residential Active Demand Response | A5a - Residential Active Demand Response | [25 empty] | 0 |  |  |  | 0 |  |  |  | 0 |  |  |  | 0 | [9 empty] | 0 | 0
[28 empty] | 0 |  |  |  | 0 |  |  |  | 0 |  |  |  | 0 | [9 empty] | 0 | 0
A - Residential | A5 - Residential Active Demand Response | [26 empty] | 0 |  |  |  | 0 |  |  |  | 0 |  |  |  | 0 | [9 empty] | 0 | 0
[28 empty] | 0 |  |  |  | 0 |  |  |  | 0 |  |  |  | 0 | [9 empty] | 0 | 0
C - Commercial & Industrial | C1 - Large Business Energy Solutions | C1a - LCI Retrofit | Custom Large Compressed Air Retro | EC1a001 | Compressed Air | [22 empty] | 0 |  |  |  | 0 |  |  |  | 0 |  |  |  | 0 | [9 empty] | 0 | 0
C - Commercial & Industrial | C1 - Large Business Energy Solutions | C1a - LCI Retrofit | Custom Large Hot Water Retro | EC1a002 | Hot Water | [22 empty] | 0 |  |  |  | 0 |  |  |  | 0 |  |  |  | 0 | [9 empty] | 0 | 0
C - Commercial & Industrial | C1 - Large Business Energy Solutions | C1a - LCI Retrofit | Custom Large HVAC Retro | EC1a003 | HVAC | [22 empty] | 0 |  |  |  | 0 |  |  |  | 0 |  |  |  | 0 | [9 empty] | 0 | 0
C - Commercial & Industrial | C1 - Large Business Energy Solutions | C1a - LCI Retrofit | Custom Large Lighting Retro - Interior | EC1a004 | Lighting | [22 empty] | 0 |  |  |  | 0 |  |  |  | 0 |  |  |  | 0 | [9 empty] | 0 | 0
C - Commercial & Industrial | C1 - Large Business Energy Solutions | C1a - LCI Retrofit | Custom Large Lighting Retro - Exterior | EC1a047 | Lighting | [22 empty] | 0 |  |  |  | 0 |  |  |  | 0 |  |  |  | 0 | [9 empty] | 0 | 0
C - Commercial & Industrial | C1 - Large Business Energy Solutions | C1a - LCI Retrofit | Custom Large Lighting Retro - Controls | EC1a048 | Lighting | [22 empty] | 0 |  |  |  | 0 |  |  |  | 0 |  |  |  | 0 | [9 empty] | 0 | 0
C - Commercial & Industrial | C1 - Large Business Energy Solutions | C1a - LCI Retrofit | Custom Large Motors Retro | EC1a005 | Motors/Drives | [22 empty] | 0 |  |  |  | 0 |  |  |  | 0 |  |  |  | 0 | [9 empty] | 0 | 0
C - Commercial & Industrial | C1 - Large Business Energy Solutions | C1a - LCI Retrofit | Custom Large Process Retro | EC1a006 | Process | [22 empty] | 0 |  |  |  | 0 |  |  |  | 0 |  |  |  | 0 | [9 empty] | 0 | 0
C - Commercial & Industrial | C1 - Large Business Energy Solutions | C1a - LCI Retrofit | Custom Large Refrigeration Retro | EC1a007 | Refrigeration | [22 empty] | 0 |  |  |  | 0 |  |  |  | 0 |  |  |  | 0 | [9 empty] | 0 | 0
C - Commercial & Industrial | C1 - Large Business Energy Solutions | C1a - LCI Retrofit | Custom Large Other Retro | EC1a008 | Custom Measures | [22 empty] | 0 |  |  |  | 0 |  |  |  | 0 |  |  |  | 0 | [9 empty] | 0 | 0
C - Commercial & Industrial | C1 - Large Business Energy Solutions | C1a - LCI Retrofit | Daylight Dimming | EC1a009 | Lighting | [22 empty] | 0 |  |  |  | 0 |  |  |  | 0 |  |  |  | 0 | [9 empty] | 0 | 0
C - Commercial & Industrial | C1 - Large Business Energy Solutions | C1a - LCI Retrofit | Lighting Fixture - Exterior w/ Controls | EC1a010 | Lighting | 5 | 5 | 9719.6 | 2405 | 7314.6 | 14.4742 | 14.4598 | 72.3713 | 72.2989 | 13.5922 | 67.9609 | 13.6602 | 21.4757 | 13.0485 | 19.7087 | 2.7212 | 2.8948 | 2.7212 | 0 | 0 | 0 | 0 | 0 | 0 | 0 | 0 | 0 | 0 | 0 | 0 | 0 | 0 | 0 | 0 | 0 | 0 | 0 | 0 | 0 | 0 | 0 | 0 | 0 | 0 | 0 | 0 | 0 | 0 | 0 | 1093.3102 | 1634.8118 | 650.7896 | 962.7055 | 4341.6172 | 106.0922 | 145.769 | 52.1872 | 47.4296 | 267.5848 | 619.0627 | 4960.6799 | 0 | 0 | 0 | 0 | 0 | 0 | 0 | 0 | 4960.6799 | 0 | 0 | 0 | 0 | 0 | 0 | 0 | 0 | 0 | 0 | 0 | 0 | 0 | 0 | 0 | 0 | 0 | 0 | 0 | 0 | 0 | 0 | 0 | 0 | 0 | 0 | 0 | 0 | 0 | 496.068 |  | 0 | 496.068 | 859.8383 | 1247.9633 | 793.6004 | 1205.9162 | 4107.3182 | 0 | 0 | 0 | 0 | 0 | 0 | 0 | 0 | 0 | 0 | 5456.7479 | 9067.9981 | 4960.6799 | 9564.0661
C - Commercial & Industrial | C1 - Large Business Energy Solutions | C1a - LCI Retrofit | Lighting Fixture - Exterior w/o Controls | EC1a011 | Lighting | 6 | 4 | 69998.04 | 14526 | 55472.04 | 46.5938 | 46.5472 | 186.3751 | 186.1887 | 43.7544 | 175.0174 | 35.1785 | 55.3055 | 33.6033 | 50.7551 | 8.7596 | 9.3188 | 8.7596 | 0 | 0 | 0 | 0 | 0 | 0 | 0 | 0 | 0 | 0 | 0 | 0 | 0 | 0 | 0 | 0 | 0 | 0 | 0 | 0 | 0 | 0 | 0 | 0 | 0 | 0 | 0 | 0 | 0 | 0 | 0 | 2863.9618 | 4297.7424 | 1677.4401 | 2478.1837 | 11317.3279 | 269.554 | 373.6662 | 129.8767 | 118.2741 | 695.9296 | 1587.3006 | 12904.6285 | 0 | 0 | 0 | 0 | 0 | 0 | 0 | 0 | 12904.6285 | 0 | 0 | 0 | 0 | 0 | 0 | 0 | 0 | 0 | 0 | 0 | 0 | 0 | 0 | 0 | 0 | 0 | 0 | 0 | 0 | 0 | 0 | 0 | 0 | 0 | 0 | 0 | 0 | 0 | 1290.4628 |  | 0 | 1290.4628 | 2253.0818 | 3302.8255 | 2018.3614 | 3063.9858 | 10638.2544 | 0 | 0 | 0 | 0 | 0 | 0 | 0 | 0 | 0 | 0 | 14195.0913 | 23542.8829 | 12904.6285 | 24833.3457
C - Commercial & Industrial | C1 - Large Business Energy Solutions | C1a - LCI Retrofit | Lighting Fixture - Interior w/ Controls | EC1a012 | Lighting | 14.7868 | 5 | 480538.0665 | 94073.8902 | 386464.1763 | 363.843 | 363.4791 | 1819.2148 | 1817.3956 | 341.6704 | 1708.3519 | 517.6306 | 297.2532 | 585.9647 | 309.2117 | 68.4025 | 28.307 | 26.6086 | 36.6754 | 34.4748 | -83.8052 | -419.0258 | -78.7769 | -393.8843 | -167.6103 | -838.0516 | -157.5537 | -787.7685 | 0 | 0 | 0 | 0 | 0 | 0 | 0 | 0 | 0 | 0 | 0 | 0 | 0 | 0 | 0 | 0 | -236.3306 | -1181.6528 | 0 | 0 | 0 | 41429.3295 | 22628.0877 | 29224.7918 | 15103.9994 | 108386.2083 | 4020.2009 | 2017.6472 | 2343.5538 | 744.1286 | 6726.3476 | 15851.878 | 124238.0863 | 10939.9581 | 0 | 2882.2906 | 590.113 | 13692.0723 | 0 | 16370.9381 | 44475.372 | 168713.4584 | 0 | 0 | 0 | 0 | 0 | -3204.2221 | 0 | -3204.2221 | -0.73447 | 0 | 0 | 0 | 0 | 0 | -303.4604 | 0 | -304.1949 | -3508.417 | 0 | -21763.5112 | 0 | -11.8167 | 0 | 0 | 0 | 0 | 0 | 0 | -25283.7449 | 14342.9713 |  | -879.2716 | 13463.6998 | 32582.2652 | 17273.5624 | 35637.9472 | 18919.7597 | 104413.5346 | 0 | -5745.2519 | 0 | -16075.2376 | 0 | 0 | 0 | 0 | 0 | -21820.4895 | 156893.4132 | 226022.7585 | 168713.4584 | 240365.7298
C - Commercial & Industrial | C1 - Large Business Energy Solutions | C1a - LCI Retrofit | Lighting Fixture - Interior w/o Controls | EC1a013 | Lighting | 30.3432 | 4 | 736738.9639 | 159089.3974 | 577649.5665 | 591.6469 | 591.0552 | 2366.5875 | 2364.221 | 555.5919 | 2222.3677 | 673.3774 | 386.692 | 762.2721 | 402.2486 | 111.2296 | 46.0301 | 43.2683 | 59.638 | 56.0597 | -136.276 | -545.104 | -128.0994 | -512.3978 | -272.552 | -1090.208 | -256.1989 | -1024.7955 | 0 | 0 | 0 | 0 | 0 | 0 | 0 | 0 | 0 | 0 | 0 | 0 | 0 | 0 | 0 | 0 | -384.2983 | -1537.1933 | 0 | 0 | 0 | 54821.1856 | 30049.4952 | 38051.7415 | 19640.3267 | 142562.749 | 5159.7299 | 2612.6465 | 2946.1771 | 937.3564 | 8836.8999 | 20492.8098 | 163055.5588 | 13573.4666 | 0 | 3807.7323 | 845.3271 | 18006.9227 | 0 | 21529.9928 | 57763.4414 | 220819.0002 | 0 | 0 | 0 | 0 | 0 | -4180.8823 | 0 | -4180.8823 | -0.96531 | 0 | 0 | 0 | 0 | 0 | -453.9222 | 0 | -454.8875 | -4635.7698 | 0 | -28564.6565 | 0 | -15.6702 | 0 | 0 | 0 | 0 | 0 | 0 | -33216.0965 | 18760.2904 |  | -1130.3985 | 17629.8918 | 43127.8851 | 23093.1102 | 45785.3408 | 24282.979 | 136289.315 | 0 | -7497.8715 | 0 | -20978.982 | 0 | 0 | 0 | 0 | 0 | -28476.8535 | 205232.7956 | 295415.3652 | 220819.0002 | 314175.6556
C - Commercial & Industrial | C1 - Large Business Energy Solutions | C1a - LCI Retrofit | Lighting Occupancy Sensors | EC1a014 | Lighting | 5 | 9 | 28938.558 | 10775 | 18163.558 | 26.9076 | 26.8807 | 242.1688 | 241.9267 | 25.2679 | 227.4111 | 71.1797 | 43.2081 | 72.999 | 40.2518 | 2.5293 | 0.36056 | 0.33893 | 0.37133 | 0.34905 | -24.468 | -220.2122 | -22.9999 | -206.9995 | -48.936 | -440.4244 | -45.9999 | -413.999 | 0 | 0 | 0 | 0 | 0 | 0 | 0 | 0 | 0 | 0 | 0 | 0 | 0 | 0 | 0 | 0 | -68.9998 | -620.9984 | 0 | 0 | 0 | 5412.161 | 3092.1664 | 3674.6046 | 1964.0045 | 14142.9364 | 521.9741 | 273.0134 | 298.0245 | 98.4625 | 648.8443 | 1840.3186 | 15983.2551 | 216.5021 | 0 | 33.1101 | 6.3074 | 238.9861 | 0 | 285.7439 | 780.6496 | 16763.9046 | 0 | 0 | 0 | 0 | 0 | -1649.489 | 0 | -1649.489 | -0.37109 | 0 | 0 | 0 | 0 | 0 | -94.3936 | 0 | -94.7647 | -1744.2537 | 0 | -11032.5977 | 0 | -5.7736 | 0 | 0 | 0 | 0 | 0 | 0 | -12782.6251 | 398.128 |  | -484.6669 | -86.5389 | 4155.535 | 2283.5615 | 4289.2834 | 2378.7418 | 13107.1217 | 0 | -2978.7103 | 0 | -8334.5832 | 0 | 0 | 0 | 0 | 0 | -11313.2935 | 3894.7406 | 5775.1078 | 16763.9046 | 6173.2357
C - Commercial & Industrial | C1 - Large Business Energy Solutions | C1a - LCI Retrofit | [Open Measure - To Be Assigned] | EC1a015 | [23 empty] | 0 |  |  |  | 0 |  |  |  | 0 |  |  |  | 0 | [9 empty] | 0 | 0
C - Commercial & Industrial | C1 - Large Business Energy Solutions | C1a - LCI Retrofit | Case Motor Replacement | EC1a016 | Refrigeration | [22 empty] | 0 |  |  |  | 0 |  |  |  | 0 |  |  |  | 0 | [9 empty] | 0 | 0
C - Commercial & Industrial | C1 - Large Business Energy Solutions | C1a - LCI Retrofit | Cooler Night Cover | EC1a017 | Refrigeration | [22 empty] | 0 |  |  |  | 0 |  |  |  | 0 |  |  |  | 0 | [9 empty] | 0 | 0
C - Commercial & Industrial | C1 - Large Business Energy Solutions | C1a - LCI Retrofit | Demand Control Ventilation | EC1a018 | HVAC | 4 | 10 | 88000 | 5440 | 82560 | 36.0784 | 36.0423 | 360.7841 | 360.4233 | 36.0423 | 360.4233 | 95.1518 | 59.8303 | 125.7877 | 79.6535 | 57.7255 | 2.8863 | 2.8863 | 47.3349 | 47.3349 | 0 | 0 | 0 | 0 | 0 | 0 | 0 | 0 | 0 | 0 | 0 | 0 | 0 | 0 | 0 | 0 | 0 | 0 | 0 | 0 | 0 | 0 | 0 | 0 | 0 | 0 | 0 | 0 | 0 | 7185.88 | 4211.122 | 6375.837 | 3889.5782 | 21662.4173 | 672.5885 | 362.9668 | 501.4929 | 189.5024 | 935.8307 | 2662.3813 | 24324.7986 | 33301.0839 | 0 | 4491.6101 | 855.3586 | 35627.5213 | 0 | 42598.0769 | 116873.6508 | 141198.4494 | 0 | 0 | 0 | 0 | 0 | 0 | 0 | 0 | 0 | 0 | 0 | 0 | 0 | 0 | 0 | 0 | 0 | 0 | 0 | 0 | 0 | 0 | 0 | 0 | 0 | 0 | 0 | 0 | 0 | 14119.8449 |  | 0 | 14119.8449 | 5448.5224 | 3092.5189 | 7267.7291 | 4626.4633 | 20435.2337 | 0 | 0 | 0 | 0 | 0 | 0 | 0 | 0 | 0 | 0 | 155318.2943 | 161633.683 | 141198.4494 | 175753.528
C - Commercial & Industrial | C1 - Large Business Energy Solutions | C1a - LCI Retrofit | Door Heater Controls | EC1a019 | Refrigeration | [22 empty] | 0 |  |  |  | 0 |  |  |  | 0 |  |  |  | 0 | [9 empty] | 0 | 0
C - Commercial & Industrial | C1 - Large Business Energy Solutions | C1a - LCI Retrofit | Dual Enthalpy Economizer Controls (DEEC) | EC1a020 | HVAC | [22 empty] | 0 |  |  |  | 0 |  |  |  | 0 |  |  |  | 0 | [9 empty] | 0 | 0
C - Commercial & Industrial | C1 - Large Business Energy Solutions | C1a - LCI Retrofit | Duct Sealing, Electric | EC1a021 | HVAC | [22 empty] | 0 |  |  |  | 0 |  |  |  | 0 |  |  |  | 0 | [9 empty] | 0 | 0
C - Commercial & Industrial | C1 - Large Business Energy Solutions | C1a - LCI Retrofit | Ductless Mini Split Heat Pump | EC1a022 | HVAC | [22 empty] | 0 |  |  |  | 0 |  |  |  | 0 |  |  |  | 0 | [9 empty] | 0 | 0
C - Commercial & Industrial | C1 - Large Business Energy Solutions | C1a - LCI Retrofit | ECM Evaporator Fan Motors for Walk-in Cooler/Freezer | EC1a023 | Refrigeration | [22 empty] | 0 |  |  |  | 0 |  |  |  | 0 |  |  |  | 0 | [9 empty] | 0 | 0
C - Commercial & Industrial | C1 - Large Business Energy Solutions | C1a - LCI Retrofit | Electronic Defrost Control | EC1a024 | Refrigeration | [22 empty] | 0 |  |  |  | 0 |  |  |  | 0 |  |  |  | 0 | [9 empty] | 0 | 0
C - Commercial & Industrial | C1 - Large Business Energy Solutions | C1a - LCI Retrofit | Energy Management System, Electric | EC1a025 | HVAC | [22 empty] | 0 |  |  |  | 0 |  |  |  | 0 |  |  |  | 0 | [9 empty] | 0 | 0
C - Commercial & Industrial | C1 - Large Business Energy Solutions | C1a - LCI Retrofit | Energy Star Wifi Thermostat, Electric | EC1a026 | HVAC | [22 empty] | 0 |  |  |  | 0 |  |  |  | 0 |  |  |  | 0 | [9 empty] | 0 | 0
C - Commercial & Industrial | C1 - Large Business Energy Solutions | C1a - LCI Retrofit | Evaporator Fan Control | EC1a027 | Refrigeration | [22 empty] | 0 |  |  |  | 0 |  |  |  | 0 |  |  |  | 0 | [9 empty] | 0 | 0
C - Commercial & Industrial | C1 - Large Business Energy Solutions | C1a - LCI Retrofit | Faucet Aerator, Electric | EC1a028 | Hot Water | [22 empty] | 0 |  |  |  | 0 |  |  |  | 0 |  |  |  | 0 | [9 empty] | 0 | 0
C - Commercial & Industrial | C1 - Large Business Energy Solutions | C1a - LCI Retrofit | Hotel Occupancy Sensor | EC1a031 | HVAC | [22 empty] | 0 |  |  |  | 0 |  |  |  | 0 |  |  |  | 0 | [9 empty] | 0 | 0
C - Commercial & Industrial | C1 - Large Business Energy Solutions | C1a - LCI Retrofit | Low Pressure Drop Filter | EC1a032 | Compressed Air | [22 empty] | 0 |  |  |  | 0 |  |  |  | 0 |  |  |  | 0 | [9 empty] | 0 | 0
C - Commercial & Industrial | C1 - Large Business Energy Solutions | C1a - LCI Retrofit | Thermostatic Shut-Off Valve, Electric | EC1a033 | Hot Water | [22 empty] | 0 |  |  |  | 0 |  |  |  | 0 |  |  |  | 0 | [9 empty] | 0 | 0
C - Commercial & Industrial | C1 - Large Business Energy Solutions | C1a - LCI Retrofit | Low-Flow Showerhead, Electric | EC1a034 | Hot Water | [22 empty] | 0 |  |  |  | 0 |  |  |  | 0 |  |  |  | 0 | [9 empty] | 0 | 0
C - Commercial & Industrial | C1 - Large Business Energy Solutions | C1a - LCI Retrofit | Motors, Open Drip | EC1a035 | Motors/Drives | [22 empty] | 0 |  |  |  | 0 |  |  |  | 0 |  |  |  | 0 | [9 empty] | 0 | 0
C - Commercial & Industrial | C1 - Large Business Energy Solutions | C1a - LCI Retrofit | Motors, Totally Enclosed Fan Cooled | EC1a036 | Motors/Drives | [22 empty] | 0 |  |  |  | 0 |  |  |  | 0 |  |  |  | 0 | [9 empty] | 0 | 0
C - Commercial & Industrial | C1 - Large Business Energy Solutions | C1a - LCI Retrofit | Novelty Cooler Shutoff | EC1a037 | Refrigeration | [22 empty] | 0 |  |  |  | 0 |  |  |  | 0 |  |  |  | 0 | [9 empty] | 0 | 0
C - Commercial & Industrial | C1 - Large Business Energy Solutions | C1a - LCI Retrofit | Pipe Wrap - Heating, Electric | EC1a038 | HVAC | [22 empty] | 0 |  |  |  | 0 |  |  |  | 0 |  |  |  | 0 | [9 empty] | 0 | 0
C - Commercial & Industrial | C1 - Large Business Energy Solutions | C1a - LCI Retrofit | Pipe Wrap - Hot Water, Electric | EC1a039 | Hot Water | [22 empty] | 0 |  |  |  | 0 |  |  |  | 0 |  |  |  | 0 | [9 empty] | 0 | 0
C - Commercial & Industrial | C1 - Large Business Energy Solutions | C1a - LCI Retrofit | Pre Rinse Spray Valve, Electric | EC1a040 | Hot Water | [22 empty] | 0 |  |  |  | 0 |  |  |  | 0 |  |  |  | 0 | [9 empty] | 0 | 0
C - Commercial & Industrial | C1 - Large Business Energy Solutions | C1a - LCI Retrofit | Programmable Thermostat, Electric | EC1a041 | HVAC | [22 empty] | 0 |  |  |  | 0 |  |  |  | 0 |  |  |  | 0 | [9 empty] | 0 | 0
C - Commercial & Industrial | C1 - Large Business Energy Solutions | C1a - LCI Retrofit | Steam Trap, Electric | EC1a042 | HVAC | [22 empty] | 0 |  |  |  | 0 |  |  |  | 0 |  |  |  | 0 | [9 empty] | 0 | 0
C - Commercial & Industrial | C1 - Large Business Energy Solutions | C1a - LCI Retrofit | Variable Frequency Drive | EC1a043 | Motors/Drives | 4 | 15 | 66696.44 | 23343.76 | 43352.68 | 169.1247 | 168.9556 | 2536.8702 | 2534.3333 | 168.9556 | 2534.3333 | 600.637 | 689.3387 | 603.1713 | 641.1863 | 6.62 | 6.62 | 6.62 | 6.62 | 6.62 | 0 | 0 | 0 | 0 | 0 | 0 | 0 | 0 | 0 | 0 | 0 | 0 | 0 | 0 | 0 | 0 | 0 | 0 | 0 | 0 | 0 | 0 | 0 | 0 | 0 | 0 | 0 | 0 | 0 | 43507.9589 | 45680.5103 | 30946.0901 | 31148.6739 | 151283.2332 | 2961.6062 | 2903.0022 | 1695.2091 | 1071.6448 | 4392.0643 | 13023.5266 | 164306.7598 | 7305.2886 | 0 | 628.1724 | 119.6258 | 7089.3167 | 0 | 8476.3477 | 23618.7512 | 187925.511 | 0 | 0 | 0 | 0 | 0 | 0 | 0 | 0 | 0 | 0 | 0 | 0 | 0 | 0 | 0 | 0 | 0 | 0 | 0 | 0 | 0 | 0 | 0 | 0 | 0 | 0 | 0 | 0 | 0 | 18792.5511 |  | 0 | 18792.5511 | 30308.3192 | 31175.7597 | 31147.5237 | 32685.7029 | 125317.3054 | 0 | 0 | 0 | 0 | 0 | 0 | 0 | 0 | 0 | 0 | 206718.0621 | 313242.8164 | 187925.511 | 332035.3675
C - Commercial & Industrial | C1 - Large Business Energy Solutions | C1a - LCI Retrofit | Variable Frequency Drive with Motor | EC1a044 | Motors/Drives | 6 | 15 | 174670.74 | 61134.78 | 113535.96 | 452.85 | 452.3972 | 6792.75 | 6785.9573 | 452.3972 | 6785.9573 | 1608.2719 | 1845.7804 | 1615.0578 | 1716.8472 | 17.724 | 17.724 | 17.724 | 17.724 | 17.724 | 0 | 0 | 0 | 0 | 0 | 0 | 0 | 0 | 0 | 0 | 0 | 0 | 0 | 0 | 0 | 0 | 0 | 0 | 0 | 0 | 0 | 0 | 0 | 0 | 0 | 0 | 0 | 0 | 0 | 116497.3628 | 122314.609 | 82861.5723 | 83404.0127 | 405077.5568 | 7930.0277 | 7773.1087 | 4539.1095 | 2869.4472 | 11760.2369 | 34871.9301 | 439949.4869 | 19558.7515 | 0 | 1681.8319 | 320.2792 | 18980.521 | 0 | 22694.0765 | 63235.4601 | 503184.947 | 0 | 0 | 0 | 0 | 0 | 0 | 0 | 0 | 0 | 0 | 0 | 0 | 0 | 0 | 0 | 0 | 0 | 0 | 0 | 0 | 0 | 0 | 0 | 0 | 0 | 0 | 0 | 0 | 0 | 50318.4947 |  | 0 | 50318.4947 | 81153.8703 | 83476.5379 | 83400.9329 | 87519.5777 | 335550.9188 | 0 | 0 | 0 | 0 | 0 | 0 | 0 | 0 | 0 | 0 | 553503.4417 | 838735.8658 | 503184.947 | 889054.3605
C - Commercial & Industrial | C1 - Large Business Energy Solutions | C1a - LCI Retrofit | Vending Miser | EC1a045 | Refrigeration | [22 empty] | 0 |  |  |  | 0 |  |  |  | 0 |  |  |  | 0 | [9 empty] | 0 | 0
C - Commercial & Industrial | C1 - Large Business Energy Solutions | C1a - LCI Retrofit | Zero Loss Condensate Drain | EC1a046 | Compressed Air | [22 empty] | 0 |  |  |  | 0 |  |  |  | 0 |  |  |  | 0 | [9 empty] | 0 | 0
C - Commercial & Industrial | C1 - Large Business Energy Solutions | C1a - LCI Retrofit | Large Retrocommissioning | EC1a049 | Custom Measures | [22 empty] | 0 |  |  |  | 0 |  |  |  | 0 |  |  |  | 0 | [9 empty] | 0 | 0
C - Commercial & Industrial | C1 - Large Business Energy Solutions | C1a - LCI Retrofit | Induction Cooktop Displacing Electric Resistance | EC1a050 | Food Service | [22 empty] | 0 |  |  |  | 0 |  |  |  | 0 |  |  |  | 0 | [9 empty] | 0 | 0
C - Commercial & Industrial | C1 - Large Business Energy Solutions | C1a - LCI Retrofit | CI Audits - Large Retro | EC1aAUD | Non-Energy Saving | 1 | 1 | 208071.4697 | 208071.4697 | 0 | 0 | 0 | 0 | 0 | 0 | 0 | 0 | 0 | 0 | 0 | 0 | 0 | 0 | 0 | 0 | 0 | 0 | 0 | 0 | 0 | 0 | 0 | 0 | 0 | 0 | 0 | 0 | 0 | 0 | 0 | 0 | 0 | 0 | 0 | 0 | 0 | 0 | 0 | 0 | 0 | 0 | 0 | 0 | 0 | 0 | 0 | 0 | 0 | 0 | 0 | 0 | 0 | 0 | 0 | 0 | 0 | 0 | 0 | 0 | 0 | 0 | 0 | 0 | 0 | 0 | 0 | 0 | 0 | 0 | 0 | 0 | 0 | 0 | 0 | 0 | 0 | 0 | 0 | 0 | 0 | 0 | 0 | 0 | 0 | 0 | 0 | 0 | 0 | 0 | 0 | 0 | 0 | 0 | 0 | 0 |  | 0 | 0 | 0 | 0 | 0 | 0 | 0 | 0 | 0 | 0 | 0 | 0 | 0 | 0 | 0 | 0 | 0 | 0 | 0 | 0 | 0
C - Commercial & Industrial | C1 - Large Business Energy Solutions | C1a - LCI Retrofit | Vendor Fees - Large Retro | EC1aNES01 | Non-Energy Saving | [22 empty] | 0 |  |  |  | 0 |  |  |  | 0 |  |  |  | 0 | [9 empty] | 0 | 0
C - Commercial & Industrial | C1 - Large Business Energy Solutions | C1a - LCI Retrofit | Vendor Fees - TA Studies - Large Retro | EC1aNES02 | Non-Energy Saving | [22 empty] | 0 |  |  |  | 0 |  |  |  | 0 |  |  |  | 0 | [9 empty] | 0 | 0
C - Commercial & Industrial | C1 - Large Business Energy Solutions | C1a - LCI Retrofit | [25 empty] | 0 |  |  |  | 0 |  |  |  | 0 |  |  |  | 0 | [9 empty] | 0 | 0
C - Commercial & Industrial | C1 - Large Business Energy Solutions | C1a - LCI Retrofit | [25 empty] | 0 |  |  |  | 0 |  |  |  | 0 |  |  |  | 0 | [9 empty] | 0 | 0
C - Commercial & Industrial | C1 - Large Business Energy Solutions | C1a - LCI Retrofit | [25 empty] | 0 |  |  |  | 0 |  |  |  | 0 |  |  |  | 0 | [9 empty] | 0 | 0
C - Commercial & Industrial | C1 - Large Business Energy Solutions | C1a - LCI Retrofit | [25 empty] | 0 |  |  |  | 0 |  |  |  | 0 |  |  |  | 0 | [9 empty] | 0 | 0
[28 empty] | 0 |  |  |  | 0 |  |  |  | 0 |  |  |  | 0 | [9 empty] | 0 | 0
C - Commercial & Industrial | C1 - Large Business Energy Solutions | C1b - LCI New Equipment | Custom Large Compressed Air New | EC1b001 | Compressed Air | [22 empty] | 0 |  |  |  | 0 |  |  |  | 0 |  |  |  | 0 | [9 empty] | 0 | 0
C - Commercial & Industrial | C1 - Large Business Energy Solutions | C1b - LCI New Equipment | Custom Large Hot Water New | EC1b002 | Hot Water | [22 empty] | 0 |  |  |  | 0 |  |  |  | 0 |  |  |  | 0 | [9 empty] | 0 | 0
C - Commercial & Industrial | C1 - Large Business Energy Solutions | C1b - LCI New Equipment | Custom Large HVAC New | EC1b003 | HVAC | 5 | 15 | 10480 | 7860 | 2620 | 15.1249 | 13.083 | 226.8735 | 196.2456 | 13.083 | 196.2456 | 141.2968 | 35.3242 | 15.6996 | 3.9249 | 9.175 | 2.1073 | 2.1073 | 2.7512 | 2.7512 | 0 | 0 | 0 | 0 | 0 | 0 | 0 | 0 | 0 | 0 | 0 | 0 | 0 | 0 | 0 | 0 | 0 | 0 | 0 | 0 | 0 | 0 | 0 | 0 | 0 | 0 | 0 | 0 | 0 | 10235.0273 | 2340.8344 | 805.4804 | 190.6712 | 13572.0133 | 696.7029 | 148.7603 | 44.1238 | 6.5599 | 340.0986 | 1236.2454 | 14808.2587 | 3036.0156 | 0 | 261.0631 | 49.7155 | 2946.2595 | 0 | 3522.6978 | 9815.7514 | 24624.0101 | 0 | 0 | 0 | 0 | 0 | 0 | 0 | 0 | 0 | 0 | 0 | 0 | 0 | 0 | 0 | 0 | 0 | 0 | 0 | 0 | 0 | 0 | 0 | 0 | 0 | 0 | 0 | 0 | 0 | 2462.401 |  | 0 | 2462.401 | 7129.8788 | 1597.5586 | 810.7234 | 200.0799 | 9738.2406 | 0 | 0 | 0 | 0 | 0 | 0 | 0 | 0 | 0 | 0 | 27086.4111 | 34362.2507 | 24624.0101 | 36824.6517
C - Commercial & Industrial | C1 - Large Business Energy Solutions | C1b - LCI New Equipment | Custom Large Lighting New - Interior | EC1b004 | Lighting | [22 empty] | 0 |  |  |  | 0 |  |  |  | 0 |  |  |  | 0 | [9 empty] | 0 | 0
C - Commercial & Industrial | C1 - Large Business Energy Solutions | C1b - LCI New Equipment | Custom Large Lighting New - Exterior | EC1b054 | Lighting | [22 empty] | 0 |  |  |  | 0 |  |  |  | 0 |  |  |  | 0 | [9 empty] | 0 | 0
C - Commercial & Industrial | C1 - Large Business Energy Solutions | C1b - LCI New Equipment | Custom Large Lighting New - Controls | EC1b055 | Lighting | [22 empty] | 0 |  |  |  | 0 |  |  |  | 0 |  |  |  | 0 | [9 empty] | 0 | 0
C - Commercial & Industrial | C1 - Large Business Energy Solutions | C1b - LCI New Equipment | Custom Large Motors New | EC1b005 | Motors/Drives | [22 empty] | 0 |  |  |  | 0 |  |  |  | 0 |  |  |  | 0 | [9 empty] | 0 | 0
C - Commercial & Industrial | C1 - Large Business Energy Solutions | C1b - LCI New Equipment | Custom Large Process New | EC1b006 | Process | [22 empty] | 0 |  |  |  | 0 |  |  |  | 0 |  |  |  | 0 | [9 empty] | 0 | 0
C - Commercial & Industrial | C1 - Large Business Energy Solutions | C1b - LCI New Equipment | Custom Large Refrigeration New | EC1b007 | Refrigeration | [22 empty] | 0 |  |  |  | 0 |  |  |  | 0 |  |  |  | 0 | [9 empty] | 0 | 0
C - Commercial & Industrial | C1 - Large Business Energy Solutions | C1b - LCI New Equipment | Custom Large Other New | EC1b008 | Custom Measures | [22 empty] | 0 |  |  |  | 0 |  |  |  | 0 |  |  |  | 0 | [9 empty] | 0 | 0
C - Commercial & Industrial | C1 - Large Business Energy Solutions | C1b - LCI New Equipment | Custom Large Comprehensive Design | EC1b056 | Custom Measures | [22 empty] | 0 |  |  |  | 0 |  |  |  | 0 |  |  |  | 0 | [9 empty] | 0 | 0
C - Commercial & Industrial | C1 - Large Business Energy Solutions | C1b - LCI New Equipment | Daylight Dimming | EC1b009 | Lighting | [22 empty] | 0 |  |  |  | 0 |  |  |  | 0 |  |  |  | 0 | [9 empty] | 0 | 0
C - Commercial & Industrial | C1 - Large Business Energy Solutions | C1b - LCI New Equipment | Performance Lighting - Exterior w/ Controls | EC1b010 | Lighting | [22 empty] | 0 |  |  |  | 0 |  |  |  | 0 |  |  |  | 0 | [9 empty] | 0 | 0
C - Commercial & Industrial | C1 - Large Business Energy Solutions | C1b - LCI New Equipment | Performance Lighting - Exterior w/o Controls | EC1b011 | Lighting | 5 | 15 | 4179.8667 | 3335 | 844.8667 | 21.1004 | 21.0793 | 316.5064 | 316.1899 | 19.8146 | 297.2185 | 59.7409 | 93.921 | 57.0659 | 86.1934 | 0.0188 | 0.02 | 0.0188 | 0 | 0 | 0 | 0 | 0 | 0 | 0 | 0 | 0 | 0 | 0 | 0 | 0 | 0 | 0 | 0 | 0 | 0 | 0 | 0 | 0 | 0 | 0 | 0 | 0 | 0 | 0 | 0 | 0 | 0 | 0 | 4327.4144 | 6223.8798 | 2927.8049 | 4187.2521 | 17666.3511 | 294.569 | 395.5283 | 160.3835 | 144.059 | 515.0872 | 1509.6271 | 19175.9782 | 0 | 0 | 0 | 0 | 0 | 0 | 0 | 0 | 19175.9782 | 0 | 0 | 0 | 0 | 0 | 0 | 0 | 0 | 0 | 0 | 0 | 0 | 0 | 0 | 0 | 0 | 0 | 0 | 0 | 0 | 0 | 0 | 0 | 0 | 0 | 0 | 0 | 0 | 0 | 1917.5978 |  | 0 | 1917.5978 | 3014.544 | 4247.636 | 2946.8624 | 4393.8717 | 14602.9142 | 0 | 0 | 0 | 0 | 0 | 0 | 0 | 0 | 0 | 0 | 21093.576 | 33778.8924 | 19175.9782 | 35696.4902
C - Commercial & Industrial | C1 - Large Business Energy Solutions | C1b - LCI New Equipment | Performance Lighting - Interior w/ Controls | EC1b012 | Lighting | 6.3732 | 15 | 75803.1372 | 60481.2265 | 15321.9107 | 338.8228 | 338.484 | 5082.3416 | 5077.2593 | 318.1749 | 4772.6237 | 1446.105 | 830.4365 | 1637.0099 | 863.8449 | 63.6987 | 26.3604 | 24.7788 | 34.1533 | 32.1041 | -18.3279 | -274.9191 | -17.2283 | -258.424 | -36.6559 | -549.8382 | -34.4565 | -516.8479 | 0 | 0 | 0 | 0 | 0 | 0 | 0 | 0 | 0 | 0 | 0 | 0 | 0 | 0 | 0 | 0 | -51.6848 | -775.2719 | 0 | 0 | 0 | 104750.5838 | 55030.6638 | 83987.8393 | 41965.3718 | 285734.4588 | 7130.4192 | 3497.2056 | 4600.8058 | 1443.7845 | 8271.0786 | 24943.2936 | 310677.7524 | 35427.4887 | 0 | 3046.3643 | 580.1336 | 34380.1184 | 0 | 41106.6185 | 114540.7234 | 425218.4758 | 0 | 0 | 0 | 0 | 0 | -1962.9375 | 0 | -1962.9375 | -0.43808 | 0 | 0 | 0 | 0 | 0 | -70.7062 | 0 | -71.1443 | -2034.0818 | 0 | -13045.5208 | 0 | -6.5246 | 0 | 0 | 0 | 0 | 0 | 0 | -15086.1272 | 41013.2349 |  | -650.84 | 40362.3949 | 72970.8819 | 37556.9961 | 84534.531 | 44036.15 | 239098.559 | 0 | -3637.9032 | 0 | -10179.2784 | 0 | 0 | 0 | 0 | 0 | -13817.1816 | 450494.7435 | 635413.726 | 425218.4758 | 676426.9608
C - Commercial & Industrial | C1 - Large Business Energy Solutions | C1b - LCI New Equipment | Performance Lighting - Interior w/o Controls | EC1b013 | Lighting | 9.792 | 15 | 58000.2415 | 46276.7885 | 11723.4531 | 247.0709 | 246.8239 | 3706.0641 | 3702.3581 | 232.0144 | 3480.2166 | 1054.5056 | 605.5577 | 1193.7143 | 629.9192 | 7.3636 | 3.0473 | 2.8644 | 3.9481 | 3.7112 | -13.3648 | -200.4721 | -12.5629 | -188.4438 | -26.7296 | -400.9443 | -25.1258 | -376.8876 | 0 | 0 | 0 | 0 | 0 | 0 | 0 | 0 | 0 | 0 | 0 | 0 | 0 | 0 | 0 | 0 | -37.6888 | -565.3314 | 0 | 0 | 0 | 76384.551 | 40128.5834 | 61244.2734 | 30601.3195 | 208358.7273 | 5199.5306 | 2550.1765 | 3354.9263 | 1052.8135 | 6031.3041 | 18188.751 | 226547.4782 | 4095.4088 | 0 | 352.1589 | 67.0633 | 3974.3331 | 0 | 4751.9148 | 13240.8789 | 239788.3571 | 0 | 0 | 0 | 0 | 0 | -1431.382 | 0 | -1431.382 | -0.31945 | 0 | 0 | 0 | 0 | 0 | -51.5593 | 0 | -51.8787 | -1483.2607 | 0 | -9512.8467 | 0 | -4.7578 | 0 | 0 | 0 | 0 | 0 | 0 | -11000.8652 | 22878.7492 |  | -474.5952 | 22404.154 | 53210.6633 | 27386.714 | 61642.9232 | 32111.3394 | 174351.6398 | 0 | -2652.7738 | 0 | -7422.7712 | 0 | 0 | 0 | 0 | 0 | -10075.5449 | 251191.646 | 393063.5869 | 239788.3571 | 415942.3361
C - Commercial & Industrial | C1 - Large Business Energy Solutions | C1b - LCI New Equipment | Lighting Occupancy Sensors | EC1b014 | Lighting | 1 | 10 | 567.6597 | 452.92 | 114.7397 | 5.0325 | 5.0274 | 50.3247 | 50.2744 | 4.7258 | 47.2579 | 14.7917 | 8.979 | 15.1698 | 8.3647 | 0.47305 | 0.067435 | 0.063389 | 0.069448 | 0.065281 | -4.5762 | -45.7619 | -4.3016 | -43.0162 | -9.1524 | -91.5239 | -8.6032 | -86.0324 | 0 | 0 | 0 | 0 | 0 | 0 | 0 | 0 | 0 | 0 | 0 | 0 | 0 | 0 | 0 | 0 | -12.9049 | -129.0486 | 0 | 0 | 0 | 1117.0743 | 631.9825 | 768.9153 | 408.4559 | 2926.4279 | 104.5566 | 54.4721 | 60.4792 | 19.9002 | 122.7041 | 362.1122 | 3288.5401 | 45.9267 | 0 | 6.1945 | 1.1797 | 49.1352 | 0 | 58.7485 | 161.1846 | 3449.7247 | 0 | 0 | 0 | 0 | 0 | -340.5066 | 0 | -340.5066 | -0.076389 | 0 | 0 | 0 | 0 | 0 | -17.6542 | 0 | -17.7306 | -358.2372 | 0 | -2272.1914 | 0 | -1.1791 | 0 | 0 | 0 | 0 | 0 | 0 | -2631.6077 | 81.8117 |  | -101.9378 | -20.1261 | 846.995 | 464.1085 | 876.476 | 485.8383 | 2673.4178 | 0 | -616.6865 | 0 | -1725.5278 | 0 | 0 | 0 | 0 | 0 | -2342.2143 | 797.9909 | 1149.3205 | 3449.7247 | 1231.1322
C - Commercial & Industrial | C1 - Large Business Energy Solutions | C1b - LCI New Equipment | Advanced Power Strip | EC1b015 | Process | [22 empty] | 0 |  |  |  | 0 |  |  |  | 0 |  |  |  | 0 | [9 empty] | 0 | 0
C - Commercial & Industrial | C1 - Large Business Energy Solutions | C1b - LCI New Equipment | Air Compressor | EC1b016 | Compressed Air | 4 | 15 | 92000 | 69000 | 23000 | 230.4806 | 230.2502 | 3457.2096 | 3453.7524 | 230.2502 | 3453.7524 | 894.5219 | 825.4468 | 915.2444 | 818.5393 | 38.88 | 38.1024 | 38.1024 | 45.4896 | 45.4896 | 0 | 0 | 0 | 0 | 0 | 0 | 0 | 0 | 0 | 0 | 0 | 0 | 0 | 0 | 0 | 0 | 0 | 0 | 0 | 0 | 0 | 0 | 0 | 0 | 0 | 0 | 0 | 0 | 0 | 64795.9097 | 54700.0102 | 46957.1971 | 39764.4381 | 206217.5551 | 4410.6866 | 3476.1925 | 2572.2884 | 1368.0632 | 5985.441 | 17812.6716 | 224030.2267 | 50198.5885 | 0 | 4316.5122 | 822.0139 | 48714.5287 | 0 | 58245.5688 | 162297.212 | 386327.4387 | 0 | 0 | 0 | 0 | 0 | 0 | 0 | 0 | 0 | 0 | 0 | 0 | 0 | 0 | 0 | 0 | 0 | 0 | 0 | 0 | 0 | 0 | 0 | 0 | 0 | 0 | 0 | 0 | 0 | 38632.7439 |  | 0 | 38632.7439 | 45137.8359 | 37331.3336 | 47262.8498 | 41726.6114 | 171458.6308 | 0 | 0 | 0 | 0 | 0 | 0 | 0 | 0 | 0 | 0 | 424960.1826 | 557786.0695 | 386327.4387 | 596418.8134
C - Commercial & Industrial | C1 - Large Business Energy Solutions | C1b - LCI New Equipment | Air Nozzle | EC1b017 | Compressed Air | [22 empty] | 0 |  |  |  | 0 |  |  |  | 0 |  |  |  | 0 | [9 empty] | 0 | 0
C - Commercial & Industrial | C1 - Large Business Energy Solutions | C1b - LCI New Equipment | Circulator Pump | EC1b018 | HVAC | 1 | 20 | 135 | 100 | 35 | 0.39703 | 0.39663 | 7.9406 | 7.9327 | 0.39663 | 7.9327 | 2.0942 | 1.3168 | 2.7685 | 1.7531 | 0.03 | 0.0015 | 0.0015 | 0.0246 | 0.0246 | 0 | 0 | 0 | 0 | 0 | 0 | 0 | 0 | 0 | 0 | 0 | 0 | 0 | 0 | 0 | 0 | 0 | 0 | 0 | 0 | 0 | 0 | 0 | 0 | 0 | 0 | 0 | 0 | 0 | 144.8775 | 82.3025 | 140.8884 | 83.739 | 451.8074 | 7.7446 | 4.1591 | 5.8356 | 2.1976 | 10.3106 | 30.2475 | 482.0549 | 37.5859 | 0 | 2.3343 | 0.44453 | 33.3513 | 0 | 39.8765 | 113.5925 | 595.6475 | 0 | 0 | 0 | 0 | 0 | 0 | 0 | 0 | 0 | 0 | 0 | 0 | 0 | 0 | 0 | 0 | 0 | 0 | 0 | 0 | 0 | 0 | 0 | 0 | 0 | 0 | 0 | 0 | 0 | 59.5647 |  | 0 | 59.5647 | 94.5612 | 53.5657 | 127.977 | 79.455 | 355.559 | 0 | 0 | 0 | 0 | 0 | 0 | 0 | 0 | 0 | 0 | 655.2122 | 951.2065 | 595.6475 | 1010.7712
C - Commercial & Industrial | C1 - Large Business Energy Solutions | C1b - LCI New Equipment | Combination Oven, Electric | EC1b019 | Food Service | 2 | 12 | 5334 | 4000 | 1334 | 12.736 | 12.7233 | 152.832 | 152.6792 | 12.7233 | 152.6792 | 48.8573 | 53.4377 | 24.4287 | 25.9555 | 2.9 | 2.61 | 2.61 | 2.61 | 2.61 | 0 | 0 | 0 | 0 | 0 | 0 | 0 | 0 | 0 | 0 | 0 | 0 | 0 | 0 | 0 | 0 | 0 | 0 | 0 | 0 | 0 | 0 | 0 | 0 | 0 | 0 | 0 | 0 | 0 | 3636.2265 | 3676.0539 | 1251.1174 | 1270.9852 | 9834.3831 | 301.1307 | 281.3018 | 85.8208 | 54.2257 | 330.7461 | 1053.2251 | 10887.6082 | 2312.1361 | 0 | 247.6631 | 47.1637 | 2307.7743 | 0 | 2759.2924 | 7674.0296 | 18561.6378 | 0 | 0 | 0 | 0 | 0 | 0 | 0 | 0 | 0 | 0 | 0 | 0 | 0 | 0 | 0 | 0 | 0 | 0 | 0 | 0 | 0 | 0 | 0 | 0 | 0 | 0 | 0 | 0 | 0 | 1856.1638 |  | 0 | 1856.1638 | 2645.848 | 2606.027 | 1345.7127 | 1426.8682 | 8024.4559 | 0 | 0 | 0 | 0 | 0 | 0 | 0 | 0 | 0 | 0 | 20417.8016 | 26586.0937 | 18561.6378 | 28442.2575
C - Commercial & Industrial | C1 - Large Business Energy Solutions | C1b - LCI New Equipment | Compressor Storage | EC1b020 | Compressed Air | 2 | 17 | 5868 | 4400 | 1468 | 2.3807 | 2.3783 | 40.4716 | 40.4311 | 2.3783 | 40.4311 | 10.4717 | 9.663 | 10.7142 | 9.5822 | 0.7 | 0.686 | 0.686 | 0.819 | 0.819 | 0 | 0 | 0 | 0 | 0 | 0 | 0 | 0 | 0 | 0 | 0 | 0 | 0 | 0 | 0 | 0 | 0 | 0 | 0 | 0 | 0 | 0 | 0 | 0 | 0 | 0 | 0 | 0 | 0 | 746.0833 | 623.1706 | 548.3526 | 462.4457 | 2380.0522 | 45.5589 | 35.9063 | 26.5697 | 14.131 | 61.8248 | 183.9906 | 2564.0428 | 1042.4007 | 0 | 77.715 | 14.7996 | 973.4912 | 0 | 1163.9556 | 3272.3621 | 5836.4049 | 0 | 0 | 0 | 0 | 0 | 0 | 0 | 0 | 0 | 0 | 0 | 0 | 0 | 0 | 0 | 0 | 0 | 0 | 0 | 0 | 0 | 0 | 0 | 0 | 0 | 0 | 0 | 0 | 0 | 583.6405 |  | 0 | 583.6405 | 504.8424 | 417.907 | 529.7215 | 465.5024 | 1917.9732 | 0 | 0 | 0 | 0 | 0 | 0 | 0 | 0 | 0 | 0 | 6420.0454 | 7754.3782 | 5836.4049 | 8338.0187
C - Commercial & Industrial | C1 - Large Business Energy Solutions | C1b - LCI New Equipment | Convection Oven, Electric | EC1b021 | Food Service | [22 empty] | 0 |  |  |  | 0 |  |  |  | 0 |  |  |  | 0 | [9 empty] | 0 | 0
C - Commercial & Industrial | C1 - Large Business Energy Solutions | C1b - LCI New Equipment | Dishwasher - High Temp Door Type | EC1b022 | Food Service | [22 empty] | 0 |  |  |  | 0 |  |  |  | 0 |  |  |  | 0 | [9 empty] | 0 | 0
C - Commercial & Industrial | C1 - Large Business Energy Solutions | C1b - LCI New Equipment | Dishwasher - High Temp Multi Tank Conveyor | EC1b023 | Food Service | [22 empty] | 0 |  |  |  | 0 |  |  |  | 0 |  |  |  | 0 | [9 empty] | 0 | 0
C - Commercial & Industrial | C1 - Large Business Energy Solutions | C1b - LCI New Equipment | Dishwasher - High Temp Pot, Pan, Utensil | EC1b024 | Food Service | 1 | 13 | 134 | 100 | 34 | 10.979 | 10.968 | 142.727 | 142.5843 | 10.968 | 142.5843 | 45.627 | 49.9045 | 22.8135 | 24.2393 | 1.67 | 1.503 | 1.503 | 1.503 | 1.503 | 0 | 0 | 0 | 0 | 0 | 0 | 0 | 0 | 0 | 0 | 0 | 0 | 0 | 0 | 0 | 0 | 0 | 0 | 0 | 0 | 0 | 0 | 0 | 0 | 0 | 0 | 0 | 8760 | 113880 | 3367.2277 | 3395.757 | 1171.1871 | 1185.9222 | 9120.094 | 259.5881 | 242.4947 | 73.9813 | 46.745 | 285.1179 | 907.927 | 10028.0211 | 1448.9086 | 0 | 142.6198 | 27.1598 | 1424.5709 | 0 | 1703.2895 | 4746.5485 | 14774.5696 | 0 | 0 | 0 | 0 | 0 | 0 | 0 | 0 | 0 | 0 | 0 | 0 | 0 | 0 | 0 | 0 | 0 | 0 | 0 | 0 | 0 | 0 | 0 | 0 | 0 | 0 | 0 | 2224.1308 | 2224.1308 | 1477.457 |  | 0 | 1477.457 | 2415.015 | 2376.2174 | 1232.1954 | 1302.7663 | 7326.1941 | 0 | 0 | 0 | 0 | 0 | 0 | 0 | 0 | 0 | 0 | 18476.1573 | 24324.8945 | 14774.5696 | 25802.3514
C - Commercial & Industrial | C1 - Large Business Energy Solutions | C1b - LCI New Equipment | Dishwasher - High Temp Single Tank Conveyor | EC1b025 | Food Service | [22 empty] | 0 |  |  |  | 0 |  |  |  | 0 |  |  |  | 0 | [9 empty] | 0 | 0
C - Commercial & Industrial | C1 - Large Business Energy Solutions | C1b - LCI New Equipment | Dishwasher - High Temp Under Counter | EC1b026 | Food Service | [22 empty] | 0 |  |  |  | 0 |  |  |  | 0 |  |  |  | 0 | [9 empty] | 0 | 0
C - Commercial & Industrial | C1 - Large Business Energy Solutions | C1b - LCI New Equipment | Dishwasher - Low Temp Door Type | EC1b027 | Food Service | [22 empty] | 0 |  |  |  | 0 |  |  |  | 0 |  |  |  | 0 | [9 empty] | 0 | 0
C - Commercial & Industrial | C1 - Large Business Energy Solutions | C1b - LCI New Equipment | Dishwasher - Low Temp Multi Tank Conveyor | EC1b028 | Food Service | [22 empty] | 0 |  |  |  | 0 |  |  |  | 0 |  |  |  | 0 | [9 empty] | 0 | 0
C - Commercial & Industrial | C1 - Large Business Energy Solutions | C1b - LCI New Equipment | Dishwasher - Low Temp Single Tank Conveyor | EC1b029 | Food Service | [22 empty] | 0 |  |  |  | 0 |  |  |  | 0 |  |  |  | 0 | [9 empty] | 0 | 0
C - Commercial & Industrial | C1 - Large Business Energy Solutions | C1b - LCI New Equipment | Dishwasher - Low Temp Under Counter | EC1b030 | Food Service | [22 empty] | 0 |  |  |  | 0 |  |  |  | 0 |  |  |  | 0 | [9 empty] | 0 | 0
C - Commercial & Industrial | C1 - Large Business Energy Solutions | C1b - LCI New Equipment | Faucet Aerator, Electric | EC1b031 | Hot Water | [22 empty] | 0 |  |  |  | 0 |  |  |  | 0 |  |  |  | 0 | [9 empty] | 0 | 0
C - Commercial & Industrial | C1 - Large Business Energy Solutions | C1b - LCI New Equipment | Fryer Large Vat, Electric | EC1b032 | Food Service | [22 empty] | 0 |  |  |  | 0 |  |  |  | 0 |  |  |  | 0 | [9 empty] | 0 | 0
C - Commercial & Industrial | C1 - Large Business Energy Solutions | C1b - LCI New Equipment | Fryer Standard Vat, Electric | EC1b033 | Food Service | [22 empty] | 0 |  |  |  | 0 |  |  |  | 0 |  |  |  | 0 | [9 empty] | 0 | 0
C - Commercial & Industrial | C1 - Large Business Energy Solutions | C1b - LCI New Equipment | Griddle, Electric | EC1b034 | Food Service | [22 empty] | 0 |  |  |  | 0 |  |  |  | 0 |  |  |  | 0 | [9 empty] | 0 | 0
C - Commercial & Industrial | C1 - Large Business Energy Solutions | C1b - LCI New Equipment | Ground Source Heat Pump | EC1b035 | HVAC | [22 empty] | 0 |  |  |  | 0 |  |  |  | 0 |  |  |  | 0 | [9 empty] | 0 | 0
C - Commercial & Industrial | C1 - Large Business Energy Solutions | C1b - LCI New Equipment | Hot Food Holding Cabinet 3/4 Size | EC1b036 | Food Service | [22 empty] | 0 |  |  |  | 0 |  |  |  | 0 |  |  |  | 0 | [9 empty] | 0 | 0
C - Commercial & Industrial | C1 - Large Business Energy Solutions | C1b - LCI New Equipment | Hot Food Holding Cabinet Full Size | EC1b037 | Food Service | [22 empty] | 0 |  |  |  | 0 |  |  |  | 0 |  |  |  | 0 | [9 empty] | 0 | 0
C - Commercial & Industrial | C1 - Large Business Energy Solutions | C1b - LCI New Equipment | Hot Food Holding Cabinet Half Size | EC1b038 | Food Service | [22 empty] | 0 |  |  |  | 0 |  |  |  | 0 |  |  |  | 0 | [9 empty] | 0 | 0
C - Commercial & Industrial | C1 - Large Business Energy Solutions | C1b - LCI New Equipment | Ice Machine - Ice Making Head | EC1b039 | Food Service | 1 | 8 | 334 | 250 | 84 | 1.117 | 1.1159 | 8.936 | 8.9271 | 1.1159 | 8.9271 | 2.8567 | 3.1245 | 1.4283 | 1.5176 | 0.3 | 0.27 | 0.27 | 0.27 | 0.27 | 0 | 0 | 0 | 0 | 0 | 0 | 0 | 0 | 0 | 0 | 0 | 0 | 0 | 0 | 0 | 0 | 0 | 0 | 0 | 0 | 0 | 0 | 0 | 0 | 0 | 0 | 0 | 3322 | 26576 | 219.3826 | 227.107 | 71.7016 | 74.2161 | 592.4072 | 21.5413 | 20.3862 | 5.8954 | 3.765 | 27.9236 | 79.5116 | 671.9188 | 144.4066 | 0 | 24.9614 | 4.879 | 166.097 | 0 | 198.5941 | 538.9381 | 1210.8569 | 0 | 0 | 0 | 0 | 0 | 0 | 0 | 0 | 0 | 0 | 0 | 0 | 0 | 0 | 0 | 0 | 0 | 0 | 0 | 0 | 0 | 0 | 0 | 0 | 0 | 0 | 0 | 547.4304 | 547.4304 | 121.0857 |  | 0 | 121.0857 | 170.6664 | 169.5674 | 85.6336 | 91.5635 | 517.4308 | 0 | 0 | 0 | 0 | 0 | 0 | 0 | 0 | 0 | 0 | 1879.3729 | 2275.7181 | 1210.8569 | 2396.8038
C - Commercial & Industrial | C1 - Large Business Energy Solutions | C1b - LCI New Equipment | Ice Machine - Remote Cond./Split Unit - Batch | EC1b040 | Food Service | [22 empty] | 0 |  |  |  | 0 |  |  |  | 0 |  |  |  | 0 | [9 empty] | 0 | 0
C - Commercial & Industrial | C1 - Large Business Energy Solutions | C1b - LCI New Equipment | Ice Machine - Remote Cond./Split Unit - Continuous | EC1b041 | Food Service | [22 empty] | 0 |  |  |  | 0 |  |  |  | 0 |  |  |  | 0 | [9 empty] | 0 | 0
C - Commercial & Industrial | C1 - Large Business Energy Solutions | C1b - LCI New Equipment | Ice Machine - Self Contained | EC1b042 | Food Service | [22 empty] | 0 |  |  |  | 0 |  |  |  | 0 |  |  |  | 0 | [9 empty] | 0 | 0
C - Commercial & Industrial | C1 - Large Business Energy Solutions | C1b - LCI New Equipment | Low Pressure Drop Filter | EC1b043 | Compressed Air | [22 empty] | 0 |  |  |  | 0 |  |  |  | 0 |  |  |  | 0 | [9 empty] | 0 | 0
C - Commercial & Industrial | C1 - Large Business Energy Solutions | C1b - LCI New Equipment | Thermostatic Shut-Off Valve, Electric | EC1b044 | Hot Water | [22 empty] | 0 |  |  |  | 0 |  |  |  | 0 |  |  |  | 0 | [9 empty] | 0 | 0
C - Commercial & Industrial | C1 - Large Business Energy Solutions | C1b - LCI New Equipment | Low-Flow Showerhead, Electric | EC1b045 | Hot Water | [22 empty] | 0 |  |  |  | 0 |  |  |  | 0 |  |  |  | 0 | [9 empty] | 0 | 0
C - Commercial & Industrial | C1 - Large Business Energy Solutions | C1b - LCI New Equipment | Pre Rinse Spray Valve, Electric | EC1b046 | Hot Water | [22 empty] | 0 |  |  |  | 0 |  |  |  | 0 |  |  |  | 0 | [9 empty] | 0 | 0
C - Commercial & Industrial | C1 - Large Business Energy Solutions | C1b - LCI New Equipment | Refrigerated Air Dryer | EC1b047 | Compressed Air | 2 | 15 | 7474 | 5608 | 1866 | 35.0743 | 54.7159 | 526.1148 | 820.7391 | 54.7159 | 820.7391 | 178.1004 | 230.6277 | 183.8456 | 227.3447 | 5.92 | 5.8016 | 5.8016 | 6.9264 | 6.9264 | 0 | 0 | 0 | 0 | 0 | 0 | 0 | 0 | 0 | 0 | 0 | 0 | 0 | 0 | 0 | 0 | 0 | 0 | 0 | 0 | 0 | 0 | 0 | 0 | 0 | 0 | 0 | 0 | 0 | 12900.9437 | 15283.0398 | 9432.3136 | 11044.3508 | 48660.6479 | 878.173 | 971.2391 | 516.6967 | 379.9719 | 1422.3618 | 4168.4425 | 52829.0904 | 7643.4065 | 0 | 657.2467 | 125.1626 | 7417.4385 | 0 | 8868.6668 | 24711.9212 | 77541.0116 | 0 | 0 | 0 | 0 | 0 | 0 | 0 | 0 | 0 | 0 | 0 | 0 | 0 | 0 | 0 | 0 | 0 | 0 | 0 | 0 | 0 | 0 | 0 | 0 | 0 | 0 | 0 | 0 | 0 | 7754.1012 |  | 0 | 7754.1012 | 8986.9975 | 10430.277 | 9493.7101 | 11589.3335 | 40500.3182 | 0 | 0 | 0 | 0 | 0 | 0 | 0 | 0 | 0 | 0 | 85295.1127 | 118041.3297 | 77541.0116 | 125795.4309
C - Commercial & Industrial | C1 - Large Business Energy Solutions | C1b - LCI New Equipment | Steam Cooker, Electric | EC1b048 | Food Service | [22 empty] | 0 |  |  |  | 0 |  |  |  | 0 |  |  |  | 0 | [9 empty] | 0 | 0
C - Commercial & Industrial | C1 - Large Business Energy Solutions | C1b - LCI New Equipment | Unitary Air Conditioner | EC1b049 | HVAC | 1.9984 | 20 | 21652.7111 | 16239.0337 | 5413.6774 | 62.3322 | 62.2698 | 1246.6434 | 1245.3968 | 62.2698 | 1245.3968 | 107.1041 | 57.2883 | 656.3241 | 424.6803 | 49.7423 | 0 | 0 | 17.0119 | 17.0119 | 0 | 0 | 0 | 0 | 0 | 0 | 0 | 0 | 0 | 0 | 0 | 0 | 0 | 0 | 0 | 0 | 0 | 0 | 0 | 0 | 0 | 0 | 0 | 0 | 0 | 0 | 0 | 0 | 0 | 7409.4248 | 3580.5655 | 33400.2131 | 20285.1765 | 64675.3799 | 396.0798 | 180.9429 | 1383.446 | 532.3411 | 1618.7283 | 4111.538 | 68786.9179 | 25992.1118 | 0 | 1614.257 | 307.4106 | 23063.7237 | 0 | 27576.1613 | 78553.6643 | 147340.5822 | 0 | 0 | 0 | 0 | 0 | 0 | 0 | 0 | 0 | 0 | 0 | 0 | 0 | 0 | 0 | 0 | 0 | 0 | 0 | 0 | 0 | 0 | 0 | 0 | 0 | 0 | 0 | 0 | 0 | 14734.0582 |  | 0 | 14734.0582 | 4836.1152 | 2330.375 | 30339.3395 | 19247.4144 | 56753.2441 | 0 | 0 | 0 | 0 | 0 | 0 | 0 | 0 | 0 | 0 | 162074.6404 | 204093.8263 | 147340.5822 | 218827.8845
C - Commercial & Industrial | C1 - Large Business Energy Solutions | C1b - LCI New Equipment | Water Source Heat Pump | EC1b050 | HVAC | 3 | 12 | 11589.33 | 8691.99 | 2897.34 | 26.3459 | 26.3195 | 316.1502 | 315.834 | 26.3195 | 315.834 | 83.3802 | 52.4285 | 110.2261 | 69.7993 | 25.29 | 8.6492 | 8.6492 | 8.6492 | 8.6492 | 0 | 0 | 0 | 0 | 0 | 0 | 0 | 0 | 0 | 0 | 0 | 0 | 0 | 0 | 0 | 0 | 0 | 0 | 0 | 0 | 0 | 0 | 0 | 0 | 0 | 0 | 0 | 0 | 0 | 6205.6038 | 3606.6258 | 5645.2435 | 3417.9288 | 18875.4019 | 513.9113 | 275.989 | 387.2371 | 145.8236 | 684.1856 | 2007.1465 | 20882.5485 | 7662.1002 | 0 | 820.7215 | 156.2939 | 7647.6458 | 0 | 9143.9144 | 25430.6757 | 46313.2242 | 0 | 0 | 0 | 0 | 0 | 0 | 0 | 0 | 0 | 0 | 0 | 0 | 0 | 0 | 0 | 0 | 0 | 0 | 0 | 0 | 0 | 0 | 0 | 0 | 0 | 0 | 0 | 0 | 0 | 4631.3224 |  | 0 | 4631.3224 | 4515.4185 | 2556.808 | 6072.0725 | 3837.1288 | 16981.4279 | 0 | 0 | 0 | 0 | 0 | 0 | 0 | 0 | 0 | 0 | 50944.5466 | 63294.6521 | 46313.2242 | 67925.9745
C - Commercial & Industrial | C1 - Large Business Energy Solutions | C1b - LCI New Equipment | Zero Loss Condensate Drain | EC1b051 | Compressed Air | 2 | 5 | 668 | 500 | 168 | 84.4309 | 84.3465 | 422.1546 | 421.7324 | 84.3465 | 421.7324 | 109.2287 | 100.7941 | 111.7591 | 99.9506 | 15.56 | 8.4024 | 8.4024 | 12.448 | 12.448 | 0 | 0 | 0 | 0 | 0 | 0 | 0 | 0 | 0 | 0 | 0 | 0 | 0 | 0 | 0 | 0 | 0 | 0 | 0 | 0 | 0 | 0 | 0 | 0 | 0 | 0 | 0 | 0 | 0 | 8742.2802 | 7672.8408 | 5573.9473 | 4882.2657 | 26871.334 | 848.3295 | 684.1535 | 446.9782 | 240.5345 | 1660.5004 | 3880.4962 | 30751.8302 | 3950.1434 | 0 | 1040.7226 | 213.0749 | 4943.8626 | 0 | 5911.1336 | 16058.9371 | 46810.7672 | 0 | 0 | 0 | 0 | 0 | 0 | 0 | 0 | 0 | 0 | 0 | 0 | 0 | 0 | 0 | 0 | 0 | 0 | 0 | 0 | 0 | 0 | 0 | 0 | 0 | 0 | 0 | 0 | 0 | 4681.0767 |  | 0 | 4681.0767 | 6875.4019 | 5857.2026 | 6797.1071 | 6115.6844 | 25645.3961 | 0 | 0 | 0 | 0 | 0 | 0 | 0 | 0 | 0 | 0 | 51491.8439 | 72456.1633 | 46810.7672 | 77137.24
C - Commercial & Industrial | C1 - Large Business Energy Solutions | C1b - LCI New Equipment | High Efficiency Chiller - FL | EC1b052 | HVAC | 1 | 23 | 29752 | 22314 | 7438 | 67.0134 | 66.9464 | 1541.308 | 1539.7667 | 66.9464 | 1539.7667 | 173.9936 | 166.2948 | 606.6681 | 592.8102 | 101.69 | 10.169 | 10.169 | 87.4534 | 87.4534 | 0 | 0 | 0 | 0 | 0 | 0 | 0 | 0 | 0 | 0 | 0 | 0 | 0 | 0 | 0 | 0 | 0 | 0 | 0 | 0 | 0 | 0 | 0 | 0 | 0 | 0 | 0 | 0 | 0 | 11714.6726 | 9954.2976 | 30629.4297 | 27969.3 | 80267.6999 | 559.5154 | 456.7271 | 1111.9804 | 646.1683 | 1740.2967 | 4514.6879 | 84782.3878 | 147380.5481 | 0 | 8298.4609 | 1580.3152 | 132238.8074 | 0 | 158111.4453 | 447609.5768 | 532391.9646 | 0 | 0 | 0 | 0 | 0 | 0 | 0 | 0 | 0 | 0 | 0 | 0 | 0 | 0 | 0 | 0 | 0 | 0 | 0 | 0 | 0 | 0 | 0 | 0 | 0 | 0 | 0 | 0 | 0 | 53239.1965 |  | 0 | 53239.1965 | 7437.1671 | 6398.5953 | 26309.6219 | 25196.5698 | 65341.9543 | 0 | 0 | 0 | 0 | 0 | 0 | 0 | 0 | 0 | 0 | 585631.1611 | 597733.9189 | 532391.9646 | 650973.1153
C - Commercial & Industrial | C1 - Large Business Energy Solutions | C1b - LCI New Equipment | High Efficiency Chiller - IPLV | EC1b053 | HVAC | [22 empty] | 0 |  |  |  | 0 |  |  |  | 0 |  |  |  | 0 | [9 empty] | 0 | 0
C - Commercial & Industrial | C1 - Large Business Energy Solutions | C1b - LCI New Equipment | C&I Large New Construction Code Compliance | EC1b057 | Custom Measures | [22 empty] | 0 |  |  |  | 0 |  |  |  | 0 |  |  |  | 0 | [9 empty] | 0 | 0
C - Commercial & Industrial | C1 - Large Business Energy Solutions | C1b - LCI New Equipment | Induction Cooktop Displacing Electric Resistance | EC1b058 | Food Service | [22 empty] | 0 |  |  |  | 0 |  |  |  | 0 |  |  |  | 0 | [9 empty] | 0 | 0
C - Commercial & Industrial | C1 - Large Business Energy Solutions | C1b - LCI New Equipment | Compressed Air Leak Detection | EC1b059 | Compressed Air | 2 | 5 | 7960 | 3980 | 3980 | 50.9679 | 50.9169 | 254.8394 | 254.5846 | 50.9169 | 254.5846 | 65.9374 | 60.8457 | 67.4649 | 60.3365 | 5.82 | 3.1428 | 3.1428 | 4.656 | 4.656 | 0 | 0 | 0 | 0 | 0 | 0 | 0 | 0 | 0 | 0 | 0 | 0 | 0 | 0 | 0 | 0 | 0 | 0 | 0 | 0 | 0 | 0 | 0 | 0 | 0 | 0 | 0 | 0 | 0 | 5277.397 | 4631.8153 | 3364.7896 | 2947.2465 | 16221.2484 | 512.1057 | 412.9986 | 269.8245 | 145.202 | 1002.3838 | 2342.5146 | 18563.763 | 1477.4958 | 0 | 389.2677 | 79.6977 | 1849.1825 | 0 | 2210.9767 | 6006.6204 | 24570.3834 | 0 | 0 | 0 | 0 | 0 | 0 | 0 | 0 | 0 | 0 | 0 | 0 | 0 | 0 | 0 | 0 | 0 | 0 | 0 | 0 | 0 | 0 | 0 | 0 | 0 | 0 | 0 | 0 | 0 | 2457.0383 |  | 0 | 2457.0383 | 4150.4304 | 3535.7805 | 4103.1667 | 3691.8166 | 15481.1942 | 0 | 0 | 0 | 0 | 0 | 0 | 0 | 0 | 0 | 0 | 27027.4218 | 40051.5776 | 24570.3834 | 42508.616
C - Commercial & Industrial | C1 - Large Business Energy Solutions | C1b - LCI New Equipment | Packaged Terminal Heat Pump | EC1b060 | HVAC | [22 empty] | 0 |  |  |  | 0 |  |  |  | 0 |  |  |  | 0 | [9 empty] | 0 | 0
C - Commercial & Industrial | C1 - Large Business Energy Solutions | C1b - LCI New Equipment | VRF System | EC1b061 | HVAC | [22 empty] | 0 |  |  |  | 0 |  |  |  | 0 |  |  |  | 0 | [9 empty] | 0 | 0
C - Commercial & Industrial | C1 - Large Business Energy Solutions | C1b - LCI New Equipment | CI Audits - Large New | EC1bAUD | Non-Energy Saving | 1 | 1 | 155903.0227 | 155903.0227 | 0 | 0 | 0 | 0 | 0 | 0 | 0 | 0 | 0 | 0 | 0 | 0 | 0 | 0 | 0 | 0 | 0 | 0 | 0 | 0 | 0 | 0 | 0 | 0 | 0 | 0 | 0 | 0 | 0 | 0 | 0 | 0 | 0 | 0 | 0 | 0 | 0 | 0 | 0 | 0 | 0 | 0 | 0 | 0 | 0 | 0 | 0 | 0 | 0 | 0 | 0 | 0 | 0 | 0 | 0 | 0 | 0 | 0 | 0 | 0 | 0 | 0 | 0 | 0 | 0 | 0 | 0 | 0 | 0 | 0 | 0 | 0 | 0 | 0 | 0 | 0 | 0 | 0 | 0 | 0 | 0 | 0 | 0 | 0 | 0 | 0 | 0 | 0 | 0 | 0 | 0 | 0 | 0 | 0 | 0 | 0 |  | 0 | 0 | 0 | 0 | 0 | 0 | 0 | 0 | 0 | 0 | 0 | 0 | 0 | 0 | 0 | 0 | 0 | 0 | 0 | 0 | 0
C - Commercial & Industrial | C1 - Large Business Energy Solutions | C1b - LCI New Equipment | Vendor Fees - Large New | EC1bNES01 | Non-Energy Saving | [22 empty] | 0 |  |  |  | 0 |  |  |  | 0 |  |  |  | 0 | [9 empty] | 0 | 0
C - Commercial & Industrial | C1 - Large Business Energy Solutions | C1b - LCI New Equipment | Vendor Fees - TA Studies - Large New | EC1bNES02 | Non-Energy Saving | [22 empty] | 0 |  |  |  | 0 |  |  |  | 0 |  |  |  | 0 | [9 empty] | 0 | 0
C - Commercial & Industrial | C1 - Large Business Energy Solutions | C1b - LCI New Equipment | [25 empty] | 0 |  |  |  | 0 |  |  |  | 0 |  |  |  | 0 | [9 empty] | 0 | 0
C - Commercial & Industrial | C1 - Large Business Energy Solutions | C1b - LCI New Equipment | [25 empty] | 0 |  |  |  | 0 |  |  |  | 0 |  |  |  | 0 | [9 empty] | 0 | 0
C - Commercial & Industrial | C1 - Large Business Energy Solutions | C1b - LCI New Equipment | [25 empty] | 0 |  |  |  | 0 |  |  |  | 0 |  |  |  | 0 | [9 empty] | 0 | 0
[28 empty] | 0 |  |  |  | 0 |  |  |  | 0 |  |  |  | 0 | [9 empty] | 0 | 0
C - Commercial & Industrial | C1 - Large Business Energy Solutions | C1c - LCI Midstream | Midstream Circulator Pump | EC1c001 | HVAC | [22 empty] | 0 |  |  |  | 0 |  |  |  | 0 |  |  |  | 0 | [9 empty] | 0 | 0
C - Commercial & Industrial | C1 - Large Business Energy Solutions | C1c - LCI Midstream | Midstream Demand Control Ventilation | EC1c002 | HVAC | [22 empty] | 0 |  |  |  | 0 |  |  |  | 0 |  |  |  | 0 | [9 empty] | 0 | 0
C - Commercial & Industrial | C1 - Large Business Energy Solutions | C1c - LCI Midstream | Midstream DMSHP Systems | EC1c003 | HVAC | [22 empty] | 0 |  |  |  | 0 |  |  |  | 0 |  |  |  | 0 | [9 empty] | 0 | 0
C - Commercial & Industrial | C1 - Large Business Energy Solutions | C1c - LCI Midstream | Midstream Dual Enthalpy Economizer Controls | EC1c004 | HVAC | [22 empty] | 0 |  |  |  | 0 |  |  |  | 0 |  |  |  | 0 | [9 empty] | 0 | 0
C - Commercial & Industrial | C1 - Large Business Energy Solutions | C1c - LCI Midstream | Midstream ECM Fan Motors | EC1c005 | HVAC | [22 empty] | 0 |  |  |  | 0 |  |  |  | 0 |  |  |  | 0 | [9 empty] | 0 | 0
C - Commercial & Industrial | C1 - Large Business Energy Solutions | C1c - LCI Midstream | Midstream Heat Pump Systems | EC1c006 | HVAC | [22 empty] | 0 |  |  |  | 0 |  |  |  | 0 |  |  |  | 0 | [9 empty] | 0 | 0
C - Commercial & Industrial | C1 - Large Business Energy Solutions | C1c - LCI Midstream | Midstream Unitary Air Conditioners | EC1c007 | HVAC | [22 empty] | 0 |  |  |  | 0 |  |  |  | 0 |  |  |  | 0 | [9 empty] | 0 | 0
C - Commercial & Industrial | C1 - Large Business Energy Solutions | C1c - LCI Midstream | Midstream VRF | EC1c008 | HVAC | [22 empty] | 0 |  |  |  | 0 |  |  |  | 0 |  |  |  | 0 | [9 empty] | 0 | 0
C - Commercial & Industrial | C1 - Large Business Energy Solutions | C1c - LCI Midstream | Midstream Water Source Heat Pump Systems | EC1c009 | HVAC | [22 empty] | 0 |  |  |  | 0 |  |  |  | 0 |  |  |  | 0 | [9 empty] | 0 | 0
C - Commercial & Industrial | C1 - Large Business Energy Solutions | C1c - LCI Midstream | Midstream LED Downlight | EC1c010 | Lighting | [22 empty] | 0 |  |  |  | 0 |  |  |  | 0 |  |  |  | 0 | [9 empty] | 0 | 0
C - Commercial & Industrial | C1 - Large Business Energy Solutions | C1c - LCI Midstream | Midstream LED Exterior | EC1c011 | Lighting | [22 empty] | 0 |  |  |  | 0 |  |  |  | 0 |  |  |  | 0 | [9 empty] | 0 | 0
C - Commercial & Industrial | C1 - Large Business Energy Solutions | C1c - LCI Midstream | Midstream LED High Bay/Low Bay | EC1c012 | Lighting | [22 empty] | 0 |  |  |  | 0 |  |  |  | 0 |  |  |  | 0 | [9 empty] | 0 | 0
C - Commercial & Industrial | C1 - Large Business Energy Solutions | C1c - LCI Midstream | Midstream LED Linear Fixture | EC1c013 | Lighting | [22 empty] | 0 |  |  |  | 0 |  |  |  | 0 |  |  |  | 0 | [9 empty] | 0 | 0
C - Commercial & Industrial | C1 - Large Business Energy Solutions | C1c - LCI Midstream | Midstream LED Linear Fixture with Controls | EC1c014 | Lighting | [22 empty] | 0 |  |  |  | 0 |  |  |  | 0 |  |  |  | 0 | [9 empty] | 0 | 0
C - Commercial & Industrial | C1 - Large Business Energy Solutions | C1c - LCI Midstream | Midstream LED Linear Lamp | EC1c015 | Lighting | [22 empty] | 0 |  |  |  | 0 |  |  |  | 0 |  |  |  | 0 | [9 empty] | 0 | 0
C - Commercial & Industrial | C1 - Large Business Energy Solutions | C1c - LCI Midstream | Midstream LED Screw In | EC1c016 | Lighting | [22 empty] | 0 |  |  |  | 0 |  |  |  | 0 |  |  |  | 0 | [9 empty] | 0 | 0
C - Commercial & Industrial | C1 - Large Business Energy Solutions | C1c - LCI Midstream | Midstream LED Stairwell Kit | EC1c017 | Lighting | [22 empty] | 0 |  |  |  | 0 |  |  |  | 0 |  |  |  | 0 | [9 empty] | 0 | 0
C - Commercial & Industrial | C1 - Large Business Energy Solutions | C1c - LCI Midstream | Midstream Combination Oven, Electric | EC1c018 | Food Service | [22 empty] | 0 |  |  |  | 0 |  |  |  | 0 |  |  |  | 0 | [9 empty] | 0 | 0
C - Commercial & Industrial | C1 - Large Business Energy Solutions | C1c - LCI Midstream | Midstream Convection Oven, Electric | EC1c019 | Food Service | [22 empty] | 0 |  |  |  | 0 |  |  |  | 0 |  |  |  | 0 | [9 empty] | 0 | 0
C - Commercial & Industrial | C1 - Large Business Energy Solutions | C1c - LCI Midstream | Midstream Conveyor Broiler | EC1c047 | Food Service | [22 empty] | 0 |  |  |  | 0 |  |  |  | 0 |  |  |  | 0 | [9 empty] | 0 | 0
C - Commercial & Industrial | C1 - Large Business Energy Solutions | C1c - LCI Midstream | Midstream Deck Oven, Electric | EC1c050 | Food Service | [22 empty] | 0 |  |  |  | 0 |  |  |  | 0 |  |  |  | 0 | [9 empty] | 0 | 0
C - Commercial & Industrial | C1 - Large Business Energy Solutions | C1c - LCI Midstream | Midstream Dishwasher - High Temp Door Type | EC1c020 | Food Service | [22 empty] | 0 |  |  |  | 0 |  |  |  | 0 |  |  |  | 0 | [9 empty] | 0 | 0
C - Commercial & Industrial | C1 - Large Business Energy Solutions | C1c - LCI Midstream | Midstream Dishwasher - High Temp Multi Tank Conveyor | EC1c021 | Food Service | [22 empty] | 0 |  |  |  | 0 |  |  |  | 0 |  |  |  | 0 | [9 empty] | 0 | 0
C - Commercial & Industrial | C1 - Large Business Energy Solutions | C1c - LCI Midstream | Midstream Dishwasher - High Temp Pot, Pan, Utensil | EC1c022 | Food Service | [22 empty] | 0 |  |  |  | 0 |  |  |  | 0 |  |  |  | 0 | [9 empty] | 0 | 0
C - Commercial & Industrial | C1 - Large Business Energy Solutions | C1c - LCI Midstream | Midstream Dishwasher - High Temp Single Tank Conveyor | EC1c023 | Food Service | [22 empty] | 0 |  |  |  | 0 |  |  |  | 0 |  |  |  | 0 | [9 empty] | 0 | 0
C - Commercial & Industrial | C1 - Large Business Energy Solutions | C1c - LCI Midstream | Midstream Dishwasher - High Temp Under Counter | EC1c024 | Food Service | [22 empty] | 0 |  |  |  | 0 |  |  |  | 0 |  |  |  | 0 | [9 empty] | 0 | 0
C - Commercial & Industrial | C1 - Large Business Energy Solutions | C1c - LCI Midstream | Midstream Dishwasher - Low Temp Door Type | EC1c025 | Food Service | [22 empty] | 0 |  |  |  | 0 |  |  |  | 0 |  |  |  | 0 | [9 empty] | 0 | 0
C - Commercial & Industrial | C1 - Large Business Energy Solutions | C1c - LCI Midstream | Midstream Dishwasher - Low Temp Multi Tank Conveyor | EC1c026 | Food Service | [22 empty] | 0 |  |  |  | 0 |  |  |  | 0 |  |  |  | 0 | [9 empty] | 0 | 0
C - Commercial & Industrial | C1 - Large Business Energy Solutions | C1c - LCI Midstream | Midstream Dishwasher - Low Temp Single Tank Conveyor | EC1c027 | Food Service | [22 empty] | 0 |  |  |  | 0 |  |  |  | 0 |  |  |  | 0 | [9 empty] | 0 | 0
C - Commercial & Industrial | C1 - Large Business Energy Solutions | C1c - LCI Midstream | Midstream Dishwasher - Low Temp Under Counter | EC1c028 | Food Service | [22 empty] | 0 |  |  |  | 0 |  |  |  | 0 |  |  |  | 0 | [9 empty] | 0 | 0
C - Commercial & Industrial | C1 - Large Business Energy Solutions | C1c - LCI Midstream | Midstream Freezer - Solid Door | EC1c029 | Food Service | [22 empty] | 0 |  |  |  | 0 |  |  |  | 0 |  |  |  | 0 | [9 empty] | 0 | 0
C - Commercial & Industrial | C1 - Large Business Energy Solutions | C1c - LCI Midstream | Midstream Freezer - Glass Door | EC1c030 | Food Service | [22 empty] | 0 |  |  |  | 0 |  |  |  | 0 |  |  |  | 0 | [9 empty] | 0 | 0
C - Commercial & Industrial | C1 - Large Business Energy Solutions | C1c - LCI Midstream | Midstream Fryer Large Vat, Electric | EC1c031 | Food Service | [22 empty] | 0 |  |  |  | 0 |  |  |  | 0 |  |  |  | 0 | [9 empty] | 0 | 0
C - Commercial & Industrial | C1 - Large Business Energy Solutions | C1c - LCI Midstream | Midstream Fryer Standard Vat, Electric | EC1c032 | Food Service | [22 empty] | 0 |  |  |  | 0 |  |  |  | 0 |  |  |  | 0 | [9 empty] | 0 | 0
C - Commercial & Industrial | C1 - Large Business Energy Solutions | C1c - LCI Midstream | Midstream Griddle, Electric | EC1c033 | Food Service | [22 empty] | 0 |  |  |  | 0 |  |  |  | 0 |  |  |  | 0 | [9 empty] | 0 | 0
C - Commercial & Industrial | C1 - Large Business Energy Solutions | C1c - LCI Midstream | Midstream Hand-Wrap Machine | EC1c051 | Food Service | [22 empty] | 0 |  |  |  | 0 |  |  |  | 0 |  |  |  | 0 | [9 empty] | 0 | 0
C - Commercial & Industrial | C1 - Large Business Energy Solutions | C1c - LCI Midstream | Midstream High Efficiency Condensing Unit | EC1c052 | Food Service | [22 empty] | 0 |  |  |  | 0 |  |  |  | 0 |  |  |  | 0 | [9 empty] | 0 | 0
C - Commercial & Industrial | C1 - Large Business Energy Solutions | C1c - LCI Midstream | Midstream Hot Food Holding Cabinet 3/4 Size | EC1c034 | Food Service | [22 empty] | 0 |  |  |  | 0 |  |  |  | 0 |  |  |  | 0 | [9 empty] | 0 | 0
C - Commercial & Industrial | C1 - Large Business Energy Solutions | C1c - LCI Midstream | Midstream Hot Food Holding Cabinet Full Size | EC1c035 | Food Service | [22 empty] | 0 |  |  |  | 0 |  |  |  | 0 |  |  |  | 0 | [9 empty] | 0 | 0
C - Commercial & Industrial | C1 - Large Business Energy Solutions | C1c - LCI Midstream | Midstream Hot Food Holding Cabinet Half Size | EC1c036 | Food Service | [22 empty] | 0 |  |  |  | 0 |  |  |  | 0 |  |  |  | 0 | [9 empty] | 0 | 0
C - Commercial & Industrial | C1 - Large Business Energy Solutions | C1c - LCI Midstream | Midstream Ice Machine Ice Making Head | EC1c037 | Food Service | [22 empty] | 0 |  |  |  | 0 |  |  |  | 0 |  |  |  | 0 | [9 empty] | 0 | 0
C - Commercial & Industrial | C1 - Large Business Energy Solutions | C1c - LCI Midstream | Midstream Ice Machine Remote Cond/Split Unit Batch | EC1c038 | Food Service | [22 empty] | 0 |  |  |  | 0 |  |  |  | 0 |  |  |  | 0 | [9 empty] | 0 | 0
C - Commercial & Industrial | C1 - Large Business Energy Solutions | C1c - LCI Midstream | Midstream Ice Machine Remote Cond/Split Unit Continuous | EC1c039 | Food Service | [22 empty] | 0 |  |  |  | 0 |  |  |  | 0 |  |  |  | 0 | [9 empty] | 0 | 0
C - Commercial & Industrial | C1 - Large Business Energy Solutions | C1c - LCI Midstream | Midstream Ice Machine Self Contained | EC1c040 | Food Service | [22 empty] | 0 |  |  |  | 0 |  |  |  | 0 |  |  |  | 0 | [9 empty] | 0 | 0
C - Commercial & Industrial | C1 - Large Business Energy Solutions | C1c - LCI Midstream | Midstream Refrigerated Chef Base | EC1c053 | Food Service | [22 empty] | 0 |  |  |  | 0 |  |  |  | 0 |  |  |  | 0 | [9 empty] | 0 | 0
C - Commercial & Industrial | C1 - Large Business Energy Solutions | C1c - LCI Midstream | Midstream Refrigerator - Glass Door | EC1c041 | Food Service | [22 empty] | 0 |  |  |  | 0 |  |  |  | 0 |  |  |  | 0 | [9 empty] | 0 | 0
C - Commercial & Industrial | C1 - Large Business Energy Solutions | C1c - LCI Midstream | Midstream Refrigerator - Solid Door | EC1c042 | Food Service | [22 empty] | 0 |  |  |  | 0 |  |  |  | 0 |  |  |  | 0 | [9 empty] | 0 | 0
C - Commercial & Industrial | C1 - Large Business Energy Solutions | C1c - LCI Midstream | Midstream Steam Cooker, Electric | EC1c043 | Food Service | [22 empty] | 0 |  |  |  | 0 |  |  |  | 0 |  |  |  | 0 | [9 empty] | 0 | 0
C - Commercial & Industrial | C1 - Large Business Energy Solutions | C1c - LCI Midstream | Midstream Ultra Low-Temp Freezer | EC1c048 | Food Service | 2.1042 | 15 | 8143.4175 | 2630.3028 | 5513.1147 | 12.072 | 12.072 | 181.0806 | 181.0806 | 10.382 | 155.7293 | 49.8334 | 54.5053 | 24.9167 | 26.474 | 1.1835 | 1.2386 | 1.0652 | 1.2386 | 1.0652 | 0 | 0 | 0 | 0 | 0 | 0 | 0 | 0 | 0 | 0 | 0 | 0 | 0 | 0 | 0 | 0 | 0 | 0 | 0 | 0 | 0 | 0 | 0 | 0 | 0 | 0 | 0 | 0 | 0 | 3609.7482 | 3611.9077 | 1278.3665 | 1286.0994 | 9786.1218 | 245.7172 | 229.5372 | 70.0282 | 44.2472 | 269.8828 | 859.4126 | 10645.5343 | 1175.4221 | 0 | 101.073 | 19.2478 | 1140.6721 | 0 | 1363.8456 | 3800.2607 | 14445.795 | 0 | 0 | 0 | 0 | 0 | 0 | 0 | 0 | 0 | 0 | 0 | 0 | 0 | 0 | 0 | 0 | 0 | 0 | 0 | 0 | 0 | 0 | 0 | 0 | 0 | 0 | 0 | 0 | 0 | 1444.5795 |  | 0 | 1444.5795 | 2514.6066 | 2465.0331 | 1286.6876 | 1349.5618 | 7615.8891 | 0 | 0 | 0 | 0 | 0 | 0 | 0 | 0 | 0 | 0 | 15890.3745 | 22061.6841 | 14445.795 | 23506.2636
C - Commercial & Industrial | C1 - Large Business Energy Solutions | C1c - LCI Midstream | Midstream Contact Conveyor Toaster | EC1c066 | Food Service | [22 empty] | 0 |  |  |  | 0 |  |  |  | 0 |  |  |  | 0 | [9 empty] | 0 | 0
C - Commercial & Industrial | C1 - Large Business Energy Solutions | C1c - LCI Midstream | Midstream Radiant Conveyor Toaster | EC1c067 | Food Service | [22 empty] | 0 |  |  |  | 0 |  |  |  | 0 |  |  |  | 0 | [9 empty] | 0 | 0
C - Commercial & Industrial | C1 - Large Business Energy Solutions | C1c - LCI Midstream | Midstream Demand Control Kitchen Ventilation | EC1c068 | Food Service | [22 empty] | 0 |  |  |  | 0 |  |  |  | 0 |  |  |  | 0 | [9 empty] | 0 | 0
C - Commercial & Industrial | C1 - Large Business Energy Solutions | C1c - LCI Midstream | Midstream Hot Food Holding Bin | EC1c069 | Food Service | [22 empty] | 0 |  |  |  | 0 |  |  |  | 0 |  |  |  | 0 | [9 empty] | 0 | 0
C - Commercial & Industrial | C1 - Large Business Energy Solutions | C1c - LCI Midstream | Midstream Soup Well, Electric | EC1c070 | Food Service | [22 empty] | 0 |  |  |  | 0 |  |  |  | 0 |  |  |  | 0 | [9 empty] | 0 | 0
C - Commercial & Industrial | C1 - Large Business Energy Solutions | C1c - LCI Midstream | Midstream Steam Table, Electric | EC1c071 | Food Service | [22 empty] | 0 |  |  |  | 0 |  |  |  | 0 |  |  |  | 0 | [9 empty] | 0 | 0
C - Commercial & Industrial | C1 - Large Business Energy Solutions | C1c - LCI Midstream | Midstream Heat Pump Water Heater, 120 gallons | EC1c044 | Hot Water | [22 empty] | 0 |  |  |  | 0 |  |  |  | 0 |  |  |  | 0 | [9 empty] | 0 | 0
C - Commercial & Industrial | C1 - Large Business Energy Solutions | C1c - LCI Midstream | Midstream Heat Pump Water Heater, 50 gallons | EC1c045 | Hot Water | 1.0011 | 13 | 3443.7549 | 3003.2746 | 440.4803 | 4.561 | 4.561 | 59.2926 | 59.2926 | 3.9224 | 50.9917 | 19.9535 | 16.8103 | 7.593 | 6.6349 | 0.8618 | 0.74856 | 0.64376 | 0.41386 | 0.35592 | 0 | 0 | 0 | 0 | 0 | 0 | 0 | 0 | 0 | 0 | 0 | 0 | 0 | 0 | 0 | 0 | 0 | 0 | 0 | 0 | 0 | 0 | 0 | 0 | 0 | 0 | 0 | 0 | 0 | 1472.5476 | 1143.8576 | 389.8056 | 324.6172 | 3330.8281 | 113.5224 | 81.6841 | 24.6232 | 12.7953 | 101.9652 | 334.5902 | 3665.4183 | 343.1123 | 0 | 33.7734 | 6.4316 | 337.3489 | 0 | 403.3515 | 1124.0178 | 4789.4361 | 0 | 0 | 0 | 0 | 0 | 0 | 0 | 0 | 0 | 0 | 0 | 0 | 0 | 0 | 0 | 0 | 0 | 0 | 0 | 0 | 0 | 0 | 0 | 0 | 0 | 0 | 0 | 0 | 0 | 478.9436 |  | 0 | 478.9436 | 1056.1283 | 800.4266 | 410.111 | 356.6005 | 2623.2664 | 0 | 0 | 0 | 0 | 0 | 0 | 0 | 0 | 0 | 0 | 5268.3797 | 7412.7025 | 4789.4361 | 7891.6461
C - Commercial & Industrial | C1 - Large Business Energy Solutions | C1c - LCI Midstream | Midstream Heat Pump Water Heater, 80 gallons | EC1c046 | Hot Water | [22 empty] | 0 |  |  |  | 0 |  |  |  | 0 |  |  |  | 0 | [9 empty] | 0 | 0
C - Commercial & Industrial | C1 - Large Business Energy Solutions | C1c - LCI Midstream | OMP Room Air Purifier | EC1c054 | HVAC | [22 empty] | 0 |  |  |  | 0 |  |  |  | 0 |  |  |  | 0 | [9 empty] | 0 | 0
C - Commercial & Industrial | C1 - Large Business Energy Solutions | C1c - LCI Midstream | OMP Smart Strip, Tier 1 | EC1c055 | Process | [22 empty] | 0 |  |  |  | 0 |  |  |  | 0 |  |  |  | 0 | [9 empty] | 0 | 0
C - Commercial & Industrial | C1 - Large Business Energy Solutions | C1c - LCI Midstream | OMP Smart Strip, Tier 2 | EC1c056 | Process | [22 empty] | 0 |  |  |  | 0 |  |  |  | 0 |  |  |  | 0 | [9 empty] | 0 | 0
C - Commercial & Industrial | C1 - Large Business Energy Solutions | C1c - LCI Midstream | OMP Low-Flow Showerhead, Electric | EC1c057 | Hot Water | [22 empty] | 0 |  |  |  | 0 |  |  |  | 0 |  |  |  | 0 | [9 empty] | 0 | 0
C - Commercial & Industrial | C1 - Large Business Energy Solutions | C1c - LCI Midstream | OMP Low-Flow Showerhead with Thermostatic Valve, Electric | EC1c058 | Hot Water | [22 empty] | 0 |  |  |  | 0 |  |  |  | 0 |  |  |  | 0 | [9 empty] | 0 | 0
C - Commercial & Industrial | C1 - Large Business Energy Solutions | C1c - LCI Midstream | OMP Thermostatic Shut-off Valve, Electric | EC1c059 | Hot Water | [22 empty] | 0 |  |  |  | 0 |  |  |  | 0 |  |  |  | 0 | [9 empty] | 0 | 0
C - Commercial & Industrial | C1 - Large Business Energy Solutions | C1c - LCI Midstream | OMP Faucet Aerator, Electric | EC1c060 | Hot Water | [22 empty] | 0 |  |  |  | 0 |  |  |  | 0 |  |  |  | 0 | [9 empty] | 0 | 0
C - Commercial & Industrial | C1 - Large Business Energy Solutions | C1c - LCI Midstream | OMP Pipe Wrap, Electric | EC1c061 | Hot Water | [22 empty] | 0 |  |  |  | 0 |  |  |  | 0 |  |  |  | 0 | [9 empty] | 0 | 0
C - Commercial & Industrial | C1 - Large Business Energy Solutions | C1c - LCI Midstream | OMP Pre-Rinse Spray Valve, Electric | EC1c062 | Hot Water | [22 empty] | 0 |  |  |  | 0 |  |  |  | 0 |  |  |  | 0 | [9 empty] | 0 | 0
C - Commercial & Industrial | C1 - Large Business Energy Solutions | C1c - LCI Midstream | OMP ES Dehumidifier | EC1c063 | HVAC | [22 empty] | 0 |  |  |  | 0 |  |  |  | 0 |  |  |  | 0 | [9 empty] | 0 | 0
C - Commercial & Industrial | C1 - Large Business Energy Solutions | C1c - LCI Midstream | Midstream Induction Cooktop Displacing Electric Resistance | EC1c064 | Food Service | [22 empty] | 0 |  |  |  | 0 |  |  |  | 0 |  |  |  | 0 | [9 empty] | 0 | 0
C - Commercial & Industrial | C1 - Large Business Energy Solutions | C1c - LCI Midstream | Midstream Packaged Terminal Heat Pump | EC1c065 | HVAC | [22 empty] | 0 |  |  |  | 0 |  |  |  | 0 |  |  |  | 0 | [9 empty] | 0 | 0
C - Commercial & Industrial | C1 - Large Business Energy Solutions | C1c - LCI Midstream | Midstream Rebate Processing | EC1cNES01 | Non-Energy Saving | [22 empty] | 0 |  |  |  | 0 |  |  |  | 0 |  |  |  | 0 | [9 empty] | 0 | 0
C - Commercial & Industrial | C1 - Large Business Energy Solutions | C1c - LCI Midstream | [25 empty] | 0 |  |  |  | 0 |  |  |  | 0 |  |  |  | 0 | [9 empty] | 0 | 0
C - Commercial & Industrial | C1 - Large Business Energy Solutions | C1c - LCI Midstream | [25 empty] | 0 |  |  |  | 0 |  |  |  | 0 |  |  |  | 0 | [9 empty] | 0 | 0
C - Commercial & Industrial | C1 - Large Business Energy Solutions | C1c - LCI Midstream | [25 empty] | 0 |  |  |  | 0 |  |  |  | 0 |  |  |  | 0 | [9 empty] | 0 | 0
C - Commercial & Industrial | C1 - Large Business Energy Solutions | C1c - LCI Midstream | [25 empty] | 0 |  |  |  | 0 |  |  |  | 0 |  |  |  | 0 | [9 empty] | 0 | 0
C - Commercial & Industrial | C1 - Large Business Energy Solutions | C1c - LCI Midstream | [25 empty] | 0 |  |  |  | 0 |  |  |  | 0 |  |  |  | 0 | [9 empty] | 0 | 0
C - Commercial & Industrial | C1 - Large Business Energy Solutions | C1c - LCI Midstream | [25 empty] | 0 |  |  |  | 0 |  |  |  | 0 |  |  |  | 0 | [9 empty] | 0 | 0
C - Commercial & Industrial | C1 - Large Business Energy Solutions | C1c - LCI Midstream | [25 empty] | 0 |  |  |  | 0 |  |  |  | 0 |  |  |  | 0 | [9 empty] | 0 | 0
C - Commercial & Industrial | C1 - Large Business Energy Solutions | C1c - LCI Midstream | [25 empty] | 0 |  |  |  | 0 |  |  |  | 0 |  |  |  | 0 | [9 empty] | 0 | 0
C - Commercial & Industrial | C1 - Large Business Energy Solutions | C1c - LCI Midstream | [25 empty] | 0 |  |  |  | 0 |  |  |  | 0 |  |  |  | 0 | [9 empty] | 0 | 0
C - Commercial & Industrial | C1 - Large Business Energy Solutions | C1c - LCI Midstream | [25 empty] | 0 |  |  |  | 0 |  |  |  | 0 |  |  |  | 0 | [9 empty] | 0 | 0
C - Commercial & Industrial | C1 - Large Business Energy Solutions | C1c - LCI Midstream | [25 empty] | 0 |  |  |  | 0 |  |  |  | 0 |  |  |  | 0 | [9 empty] | 0 | 0
C - Commercial & Industrial | C1 - Large Business Energy Solutions | C1c - LCI Midstream | [25 empty] | 0 |  |  |  | 0 |  |  |  | 0 |  |  |  | 0 | [9 empty] | 0 | 0
C - Commercial & Industrial | C1 - Large Business Energy Solutions | C1c - LCI Midstream | [25 empty] | 0 |  |  |  | 0 |  |  |  | 0 |  |  |  | 0 | [9 empty] | 0 | 0
C - Commercial & Industrial | C1 - Large Business Energy Solutions | C1c - LCI Midstream | [25 empty] | 0 |  |  |  | 0 |  |  |  | 0 |  |  |  | 0 | [9 empty] | 0 | 0
C - Commercial & Industrial | C1 - Large Business Energy Solutions | C1c - LCI Midstream | [25 empty] | 0 |  |  |  | 0 |  |  |  | 0 |  |  |  | 0 | [9 empty] | 0 | 0
[28 empty] | 0 |  |  |  | 0 |  |  |  | 0 |  |  |  | 0 | [9 empty] | 0 | 0
C - Commercial & Industrial | C1 - Large Business Energy Solutions | C1d - LCI Direct Install | Custom Large Compressed Air Direct Install | EC1d001 | Compressed Air | [22 empty] | 0 |  |  |  | 0 |  |  |  | 0 |  |  |  | 0 | [9 empty] | 0 | 0
C - Commercial & Industrial | C1 - Large Business Energy Solutions | C1d - LCI Direct Install | Custom Large Hot Water Direct Install | EC1d002 | Hot Water | [22 empty] | 0 |  |  |  | 0 |  |  |  | 0 |  |  |  | 0 | [9 empty] | 0 | 0
C - Commercial & Industrial | C1 - Large Business Energy Solutions | C1d - LCI Direct Install | Custom Large HVAC Direct Install | EC1d003 | HVAC | [22 empty] | 0 |  |  |  | 0 |  |  |  | 0 |  |  |  | 0 | [9 empty] | 0 | 0
C - Commercial & Industrial | C1 - Large Business Energy Solutions | C1d - LCI Direct Install | Custom Large Lighting Direct Install - Interior | EC1d004 | Lighting | [22 empty] | 0 |  |  |  | 0 |  |  |  | 0 |  |  |  | 0 | [9 empty] | 0 | 0
C - Commercial & Industrial | C1 - Large Business Energy Solutions | C1d - LCI Direct Install | Custom Large Lighting Direct Install - Exterior | EC1d005 | Lighting | [22 empty] | 0 |  |  |  | 0 |  |  |  | 0 |  |  |  | 0 | [9 empty] | 0 | 0
C - Commercial & Industrial | C1 - Large Business Energy Solutions | C1d - LCI Direct Install | Custom Large Lighting Direct Install - Controls | EC1d006 | Lighting | [22 empty] | 0 |  |  |  | 0 |  |  |  | 0 |  |  |  | 0 | [9 empty] | 0 | 0
C - Commercial & Industrial | C1 - Large Business Energy Solutions | C1d - LCI Direct Install | Custom Large Motors Direct Install | EC1d007 | Motors/Drives | [22 empty] | 0 |  |  |  | 0 |  |  |  | 0 |  |  |  | 0 | [9 empty] | 0 | 0
C - Commercial & Industrial | C1 - Large Business Energy Solutions | C1d - LCI Direct Install | Custom Large Process Direct Install | EC1d008 | Process | [22 empty] | 0 |  |  |  | 0 |  |  |  | 0 |  |  |  | 0 | [9 empty] | 0 | 0
C - Commercial & Industrial | C1 - Large Business Energy Solutions | C1d - LCI Direct Install | Custom Large Refrigeration Direct Install | EC1d009 | Refrigeration | [22 empty] | 0 |  |  |  | 0 |  |  |  | 0 |  |  |  | 0 | [9 empty] | 0 | 0
C - Commercial & Industrial | C1 - Large Business Energy Solutions | C1d - LCI Direct Install | Custom Large Other Direct Install | EC1d010 | Custom Measures | [22 empty] | 0 |  |  |  | 0 |  |  |  | 0 |  |  |  | 0 | [9 empty] | 0 | 0
C - Commercial & Industrial | C1 - Large Business Energy Solutions | C1d - LCI Direct Install | Daylight Dimming | EC1d011 | Lighting | [22 empty] | 0 |  |  |  | 0 |  |  |  | 0 |  |  |  | 0 | [9 empty] | 0 | 0
C - Commercial & Industrial | C1 - Large Business Energy Solutions | C1d - LCI Direct Install | Lighting Fixture - Exterior w/ Controls | EC1d012 | Lighting | [22 empty] | 0 |  |  |  | 0 |  |  |  | 0 |  |  |  | 0 | [9 empty] | 0 | 0
C - Commercial & Industrial | C1 - Large Business Energy Solutions | C1d - LCI Direct Install | Lighting Fixture - Exterior w/o Controls | EC1d013 | Lighting | [22 empty] | 0 |  |  |  | 0 |  |  |  | 0 |  |  |  | 0 | [9 empty] | 0 | 0
C - Commercial & Industrial | C1 - Large Business Energy Solutions | C1d - LCI Direct Install | Lighting Fixture - Interior w/ Controls | EC1d014 | Lighting | [22 empty] | 0 |  |  |  | 0 |  |  |  | 0 |  |  |  | 0 | [9 empty] | 0 | 0
C - Commercial & Industrial | C1 - Large Business Energy Solutions | C1d - LCI Direct Install | Lighting Fixture - Interior w/o Controls | EC1d015 | Lighting | [22 empty] | 0 |  |  |  | 0 |  |  |  | 0 |  |  |  | 0 | [9 empty] | 0 | 0
C - Commercial & Industrial | C1 - Large Business Energy Solutions | C1d - LCI Direct Install | Lighting Occupancy Sensors | EC1d016 | Lighting | [22 empty] | 0 |  |  |  | 0 |  |  |  | 0 |  |  |  | 0 | [9 empty] | 0 | 0
C - Commercial & Industrial | C1 - Large Business Energy Solutions | C1d - LCI Direct Install | [Open Measure - To Be Assigned] | EC1d017 | [23 empty] | 0 |  |  |  | 0 |  |  |  | 0 |  |  |  | 0 | [9 empty] | 0 | 0
C - Commercial & Industrial | C1 - Large Business Energy Solutions | C1d - LCI Direct Install | Case Motor Replacement | EC1d018 | Refrigeration | [22 empty] | 0 |  |  |  | 0 |  |  |  | 0 |  |  |  | 0 | [9 empty] | 0 | 0
C - Commercial & Industrial | C1 - Large Business Energy Solutions | C1d - LCI Direct Install | Cooler Night Cover | EC1d019 | Refrigeration | [22 empty] | 0 |  |  |  | 0 |  |  |  | 0 |  |  |  | 0 | [9 empty] | 0 | 0
C - Commercial & Industrial | C1 - Large Business Energy Solutions | C1d - LCI Direct Install | Demand Control Ventilation | EC1d020 | HVAC | [22 empty] | 0 |  |  |  | 0 |  |  |  | 0 |  |  |  | 0 | [9 empty] | 0 | 0
C - Commercial & Industrial | C1 - Large Business Energy Solutions | C1d - LCI Direct Install | Door Heater Controls | EC1d021 | Refrigeration | [22 empty] | 0 |  |  |  | 0 |  |  |  | 0 |  |  |  | 0 | [9 empty] | 0 | 0
C - Commercial & Industrial | C1 - Large Business Energy Solutions | C1d - LCI Direct Install | Dual Enthalpy Economizer Controls (DEEC) | EC1d022 | HVAC | [22 empty] | 0 |  |  |  | 0 |  |  |  | 0 |  |  |  | 0 | [9 empty] | 0 | 0
C - Commercial & Industrial | C1 - Large Business Energy Solutions | C1d - LCI Direct Install | Duct Sealing, Electric | EC1d023 | HVAC | [22 empty] | 0 |  |  |  | 0 |  |  |  | 0 |  |  |  | 0 | [9 empty] | 0 | 0
C - Commercial & Industrial | C1 - Large Business Energy Solutions | C1d - LCI Direct Install | Ductless Mini Split Heat Pump | EC1d024 | HVAC | [22 empty] | 0 |  |  |  | 0 |  |  |  | 0 |  |  |  | 0 | [9 empty] | 0 | 0
C - Commercial & Industrial | C1 - Large Business Energy Solutions | C1d - LCI Direct Install | ECM Evaporator Fan Motors for Walk-in Cooler/Freezer | EC1d025 | Refrigeration | [22 empty] | 0 |  |  |  | 0 |  |  |  | 0 |  |  |  | 0 | [9 empty] | 0 | 0
C - Commercial & Industrial | C1 - Large Business Energy Solutions | C1d - LCI Direct Install | Electronic Defrost Control | EC1d026 | Refrigeration | [22 empty] | 0 |  |  |  | 0 |  |  |  | 0 |  |  |  | 0 | [9 empty] | 0 | 0
C - Commercial & Industrial | C1 - Large Business Energy Solutions | C1d - LCI Direct Install | Energy Management System, Electric | EC1d027 | HVAC | [22 empty] | 0 |  |  |  | 0 |  |  |  | 0 |  |  |  | 0 | [9 empty] | 0 | 0
C - Commercial & Industrial | C1 - Large Business Energy Solutions | C1d - LCI Direct Install | Energy Star Wifi Thermostat, Electric | EC1d028 | HVAC | [22 empty] | 0 |  |  |  | 0 |  |  |  | 0 |  |  |  | 0 | [9 empty] | 0 | 0
C - Commercial & Industrial | C1 - Large Business Energy Solutions | C1d - LCI Direct Install | Evaporator Fan Control | EC1d029 | Refrigeration | [22 empty] | 0 |  |  |  | 0 |  |  |  | 0 |  |  |  | 0 | [9 empty] | 0 | 0
C - Commercial & Industrial | C1 - Large Business Energy Solutions | C1d - LCI Direct Install | Faucet Aerator, Electric | EC1d030 | Hot Water | [22 empty] | 0 |  |  |  | 0 |  |  |  | 0 |  |  |  | 0 | [9 empty] | 0 | 0
C - Commercial & Industrial | C1 - Large Business Energy Solutions | C1d - LCI Direct Install | Hotel Occupancy Sensor | EC1d031 | HVAC | [22 empty] | 0 |  |  |  | 0 |  |  |  | 0 |  |  |  | 0 | [9 empty] | 0 | 0
C - Commercial & Industrial | C1 - Large Business Energy Solutions | C1d - LCI Direct Install | Low Pressure Drop Filter | EC1d032 | Compressed Air | [22 empty] | 0 |  |  |  | 0 |  |  |  | 0 |  |  |  | 0 | [9 empty] | 0 | 0
C - Commercial & Industrial | C1 - Large Business Energy Solutions | C1d - LCI Direct Install | Thermostatic Shut-Off Valve, Electric | EC1d033 | Hot Water | [22 empty] | 0 |  |  |  | 0 |  |  |  | 0 |  |  |  | 0 | [9 empty] | 0 | 0
C - Commercial & Industrial | C1 - Large Business Energy Solutions | C1d - LCI Direct Install | Low-Flow Showerhead, Electric | EC1d034 | Hot Water | [22 empty] | 0 |  |  |  | 0 |  |  |  | 0 |  |  |  | 0 | [9 empty] | 0 | 0
C - Commercial & Industrial | C1 - Large Business Energy Solutions | C1d - LCI Direct Install | Motors, Open Drip | EC1d035 | Motors/Drives | [22 empty] | 0 |  |  |  | 0 |  |  |  | 0 |  |  |  | 0 | [9 empty] | 0 | 0
C - Commercial & Industrial | C1 - Large Business Energy Solutions | C1d - LCI Direct Install | Motors, Totally Enclosed Fan Cooled | EC1d036 | Motors/Drives | [22 empty] | 0 |  |  |  | 0 |  |  |  | 0 |  |  |  | 0 | [9 empty] | 0 | 0
C - Commercial & Industrial | C1 - Large Business Energy Solutions | C1d - LCI Direct Install | Novelty Cooler Shutoff | EC1d037 | Refrigeration | [22 empty] | 0 |  |  |  | 0 |  |  |  | 0 |  |  |  | 0 | [9 empty] | 0 | 0
C - Commercial & Industrial | C1 - Large Business Energy Solutions | C1d - LCI Direct Install | Pipe Wrap - Heating, Electric | EC1d038 | HVAC | [22 empty] | 0 |  |  |  | 0 |  |  |  | 0 |  |  |  | 0 | [9 empty] | 0 | 0
C - Commercial & Industrial | C1 - Large Business Energy Solutions | C1d - LCI Direct Install | Pipe Wrap - Hot Water, Electric | EC1d039 | Hot Water | [22 empty] | 0 |  |  |  | 0 |  |  |  | 0 |  |  |  | 0 | [9 empty] | 0 | 0
C - Commercial & Industrial | C1 - Large Business Energy Solutions | C1d - LCI Direct Install | Pre Rinse Spray Valve, Electric | EC1d040 | Hot Water | [22 empty] | 0 |  |  |  | 0 |  |  |  | 0 |  |  |  | 0 | [9 empty] | 0 | 0
C - Commercial & Industrial | C1 - Large Business Energy Solutions | C1d - LCI Direct Install | Programmable Thermostat, Electric | EC1d041 | HVAC | [22 empty] | 0 |  |  |  | 0 |  |  |  | 0 |  |  |  | 0 | [9 empty] | 0 | 0
C - Commercial & Industrial | C1 - Large Business Energy Solutions | C1d - LCI Direct Install | Steam Trap, Electric | EC1d042 | HVAC | [22 empty] | 0 |  |  |  | 0 |  |  |  | 0 |  |  |  | 0 | [9 empty] | 0 | 0
C - Commercial & Industrial | C1 - Large Business Energy Solutions | C1d - LCI Direct Install | Variable Frequency Drive | EC1d043 | Motors/Drives | [22 empty] | 0 |  |  |  | 0 |  |  |  | 0 |  |  |  | 0 | [9 empty] | 0 | 0
C - Commercial & Industrial | C1 - Large Business Energy Solutions | C1d - LCI Direct Install | Variable Frequency Drive with Motor | EC1d044 | Motors/Drives | [22 empty] | 0 |  |  |  | 0 |  |  |  | 0 |  |  |  | 0 | [9 empty] | 0 | 0
C - Commercial & Industrial | C1 - Large Business Energy Solutions | C1d - LCI Direct Install | Vending Miser | EC1d045 | Refrigeration | [22 empty] | 0 |  |  |  | 0 |  |  |  | 0 |  |  |  | 0 | [9 empty] | 0 | 0
C - Commercial & Industrial | C1 - Large Business Energy Solutions | C1d - LCI Direct Install | Zero Loss Condensate Drain | EC1d046 | Compressed Air | [22 empty] | 0 |  |  |  | 0 |  |  |  | 0 |  |  |  | 0 | [9 empty] | 0 | 0
C - Commercial & Industrial | C1 - Large Business Energy Solutions | C1d - LCI Direct Install | Induction Cooktop Displacing Electric Resistance | EC1d047 | Food Service | [22 empty] | 0 |  |  |  | 0 |  |  |  | 0 |  |  |  | 0 | [9 empty] | 0 | 0
C - Commercial & Industrial | C1 - Large Business Energy Solutions | C1d - LCI Direct Install | CI Audits - Large Direct Install | EC1dAUD | Non-Energy Saving | [22 empty] | 0 |  |  |  | 0 |  |  |  | 0 |  |  |  | 0 | [9 empty] | 0 | 0
C - Commercial & Industrial | C1 - Large Business Energy Solutions | C1d - LCI Direct Install | Vendor Fees - Large Direct Install | EC1dNES01 | Non-Energy Saving | [22 empty] | 0 |  |  |  | 0 |  |  |  | 0 |  |  |  | 0 | [9 empty] | 0 | 0
C - Commercial & Industrial | C1 - Large Business Energy Solutions | C1d - LCI Direct Install | Vendor Fees - TA Studies - Large Direct Install | EC1dNES02 | Non-Energy Saving | [22 empty] | 0 |  |  |  | 0 |  |  |  | 0 |  |  |  | 0 | [9 empty] | 0 | 0
C - Commercial & Industrial | C1 - Large Business Energy Solutions | C1d - LCI Direct Install | [25 empty] | 0 |  |  |  | 0 |  |  |  | 0 |  |  |  | 0 | [9 empty] | 0 | 0
C - Commercial & Industrial | C1 - Large Business Energy Solutions | C1d - LCI Direct Install | [25 empty] | 0 |  |  |  | 0 |  |  |  | 0 |  |  |  | 0 | [9 empty] | 0 | 0
C - Commercial & Industrial | C1 - Large Business Energy Solutions | C1d - LCI Direct Install | [25 empty] | 0 |  |  |  | 0 |  |  |  | 0 |  |  |  | 0 | [9 empty] | 0 | 0
C - Commercial & Industrial | C1 - Large Business Energy Solutions | C1d - LCI Direct Install | [25 empty] | 0 |  |  |  | 0 |  |  |  | 0 |  |  |  | 0 | [9 empty] | 0 | 0
C - Commercial & Industrial | C1 - Large Business Energy Solutions | C1d - LCI Direct Install | [25 empty] | 0 |  |  |  | 0 |  |  |  | 0 |  |  |  | 0 | [9 empty] | 0 | 0
[28 empty] | 0 |  |  |  | 0 |  |  |  | 0 |  |  |  | 0 | [9 empty] | 0 | 0
C - Commercial & Industrial | C1 - Large Business Energy Solutions | C1e - LCI New Construction | Custom Large Compressed Air New Construction | EC1e001 | Compressed Air | [22 empty] | 0 |  |  |  | 0 |  |  |  | 0 |  |  |  | 0 | [9 empty] | 0 | 0
C - Commercial & Industrial | C1 - Large Business Energy Solutions | C1e - LCI New Construction | Custom Large Hot Water New Construction | EC1e002 | Hot Water | [22 empty] | 0 |  |  |  | 0 |  |  |  | 0 |  |  |  | 0 | [9 empty] | 0 | 0
C - Commercial & Industrial | C1 - Large Business Energy Solutions | C1e - LCI New Construction | Custom Large HVAC New Construction | EC1e003 | HVAC | [22 empty] | 0 |  |  |  | 0 |  |  |  | 0 |  |  |  | 0 | [9 empty] | 0 | 0
C - Commercial & Industrial | C1 - Large Business Energy Solutions | C1e - LCI New Construction | Custom Large Lighting New Construction - Interior | EC1e004 | Lighting | [22 empty] | 0 |  |  |  | 0 |  |  |  | 0 |  |  |  | 0 | [9 empty] | 0 | 0
C - Commercial & Industrial | C1 - Large Business Energy Solutions | C1e - LCI New Construction | Custom Large Lighting New Construction - Exterior | EC1e005 | Lighting | [22 empty] | 0 |  |  |  | 0 |  |  |  | 0 |  |  |  | 0 | [9 empty] | 0 | 0
C - Commercial & Industrial | C1 - Large Business Energy Solutions | C1e - LCI New Construction | Custom Large Lighting New Construction - Controls | EC1e006 | Lighting | [22 empty] | 0 |  |  |  | 0 |  |  |  | 0 |  |  |  | 0 | [9 empty] | 0 | 0
C - Commercial & Industrial | C1 - Large Business Energy Solutions | C1e - LCI New Construction | Custom Large Motors New Construction | EC1e007 | Motors/Drives | [22 empty] | 0 |  |  |  | 0 |  |  |  | 0 |  |  |  | 0 | [9 empty] | 0 | 0
C - Commercial & Industrial | C1 - Large Business Energy Solutions | C1e - LCI New Construction | Custom Large Process New Construction | EC1e008 | Process | [22 empty] | 0 |  |  |  | 0 |  |  |  | 0 |  |  |  | 0 | [9 empty] | 0 | 0
C - Commercial & Industrial | C1 - Large Business Energy Solutions | C1e - LCI New Construction | Custom Large Refrigeration New Construction | EC1e009 | Refrigeration | [22 empty] | 0 |  |  |  | 0 |  |  |  | 0 |  |  |  | 0 | [9 empty] | 0 | 0
C - Commercial & Industrial | C1 - Large Business Energy Solutions | C1e - LCI New Construction | Custom Large Other New Construction | EC1e010 | Custom Measures | [22 empty] | 0 |  |  |  | 0 |  |  |  | 0 |  |  |  | 0 | [9 empty] | 0 | 0
C - Commercial & Industrial | C1 - Large Business Energy Solutions | C1e - LCI New Construction | Daylight Dimming | EC1e011 | Lighting | [22 empty] | 0 |  |  |  | 0 |  |  |  | 0 |  |  |  | 0 | [9 empty] | 0 | 0
C - Commercial & Industrial | C1 - Large Business Energy Solutions | C1e - LCI New Construction | Performance Lighting - Exterior w/ Controls | EC1e012 | Lighting | 4.1979 | 15 | 1762.3946 | 1321.796 | 440.5987 | 9.791 | 9.6148 | 146.8649 | 144.2214 | 9.6148 | 144.2214 | 28.9885 | 45.574 | 27.6905 | 41.8242 | 1.9582 | 1.7663 | 1.7663 | 0 | 0 | 0 | 0 | 0 | 0 | 0 | 0 | 0 | 0 | 0 | 0 | 0 | 0 | 0 | 0 | 0 | 0 | 0 | 0 | 0 | 0 | 0 | 0 | 0 | 0 | 0 | 0 | 0 | 0 | 0 | 2099.8211 | 3020.056 | 1420.6789 | 2031.8091 | 8572.3652 | 142.9358 | 191.9249 | 77.824 | 69.9027 | 249.9393 | 732.5267 | 9304.8919 | 0 | 0 | 0 | 0 | 0 | 0 | 0 | 0 | 9304.8919 | 0 | 0 | 0 | 0 | 0 | 0 | 0 | 0 | 0 | 0 | 0 | 0 | 0 | 0 | 0 | 0 | 0 | 0 | 0 | 0 | 0 | 0 | 0 | 0 | 0 | 0 | 0 | 0 | 0 | 930.4892 |  | 0 | 930.4892 | 1462.768 | 2061.1096 | 1429.9264 | 2132.0686 | 7085.8726 | 0 | 0 | 0 | 0 | 0 | 0 | 0 | 0 | 0 | 0 | 10235.3811 | 16390.7645 | 9304.8919 | 17321.2537
C - Commercial & Industrial | C1 - Large Business Energy Solutions | C1e - LCI New Construction | Performance Lighting - Exterior w/o Controls | EC1e013 | Lighting | 3.2946 | 15 | 4348.8374 | 3261.628 | 1087.2093 | 22.974 | 22.5604 | 344.6093 | 338.4063 | 22.5604 | 338.4063 | 68.0197 | 106.9364 | 64.974 | 98.1378 | 4.5948 | 4.1445 | 4.1445 | 0 | 0 | 0 | 0 | 0 | 0 | 0 | 0 | 0 | 0 | 0 | 0 | 0 | 0 | 0 | 0 | 0 | 0 | 0 | 0 | 0 | 0 | 0 | 0 | 0 | 0 | 0 | 0 | 0 | 0 | 0 | 4927.0974 | 7086.3705 | 3333.5332 | 4767.5117 | 20114.5129 | 335.3897 | 450.3397 | 182.609 | 164.0224 | 586.4668 | 1718.8277 | 21833.3406 | 0 | 0 | 0 | 0 | 0 | 0 | 0 | 0 | 21833.3406 | 0 | 0 | 0 | 0 | 0 | 0 | 0 | 0 | 0 | 0 | 0 | 0 | 0 | 0 | 0 | 0 | 0 | 0 | 0 | 0 | 0 | 0 | 0 | 0 | 0 | 0 | 0 | 0 | 0 | 2183.3341 |  | 0 | 2183.3341 | 3432.2925 | 4836.2635 | 3355.2318 | 5002.7642 | 16626.552 | 0 | 0 | 0 | 0 | 0 | 0 | 0 | 0 | 0 | 0 | 24016.6746 | 38459.8926 | 21833.3406 | 40643.2266
C - Commercial & Industrial | C1 - Large Business Energy Solutions | C1e - LCI New Construction | Performance Lighting - Interior w/ Controls | EC1e014 | Lighting | 1 | 15 | 7026.08 | 5269.56 | 1756.52 | 39.0338 | 38.3312 | 585.507 | 574.9679 | 38.3312 | 574.9679 | 174.2153 | 100.0444 | 197.214 | 104.0692 | 7.8068 | 2.7392 | 2.7392 | 4.1471 | 4.1471 | -2.0038 | -30.0566 | -2.0038 | -30.0566 | -4.0075 | -60.1131 | -4.0075 | -60.1131 | 0 | 0 | 0 | 0 | 0 | 0 | 0 | 0 | 0 | 0 | 0 | 0 | 0 | 0 | 0 | 0 | -6.0113 | -90.1697 | 0 | 0 | 0 | 12619.52 | 6629.6582 | 10118.1891 | 5055.6553 | 34423.0226 | 859.0164 | 421.3156 | 554.2686 | 173.9357 | 996.434 | 3004.9703 | 37427.9929 | 4576.3725 | 0 | 393.5164 | 74.9392 | 4441.0776 | 0 | 5309.9783 | 14795.884 | 52223.8769 | 0 | 0 | 0 | 0 | 0 | -228.3038 | 0 | -228.3038 | -0.050952 | 0 | 0 | 0 | 0 | 0 | -8.2236 | 0 | -8.2746 | -236.5784 | 0 | -1517.288 | 0 | -0.75886 | 0 | 0 | 0 | 0 | 0 | 0 | -1754.6252 | 5046.9252 |  | -75.6974 | 4971.2278 | 8790.9534 | 4524.5692 | 10184.0502 | 5305.1263 | 28804.6991 | 0 | -423.1143 | 0 | -1183.9234 | 0 | 0 | 0 | 0 | 0 | -1607.0377 | 55440.4795 | 77666.9131 | 52223.8769 | 82713.8383
C - Commercial & Industrial | C1 - Large Business Energy Solutions | C1e - LCI New Construction | Performance Lighting - Interior w/o Controls | EC1e015 | Lighting | 1 | 15 | 8439.0533 | 6329.29 | 2109.7633 | 46.8837 | 46.0398 | 703.2549 | 690.5963 | 46.0398 | 690.5963 | 209.2507 | 120.1638 | 236.8745 | 124.9979 | 9.3767 | 3.2901 | 3.2901 | 4.9811 | 4.9811 | -2.4067 | -36.1011 | -2.4067 | -36.1011 | -4.8135 | -72.2021 | -4.8135 | -72.2021 | 0 | 0 | 0 | 0 | 0 | 0 | 0 | 0 | 0 | 0 | 0 | 0 | 0 | 0 | 0 | 0 | -7.2202 | -108.3032 | 0 | 0 | 0 | 15157.3581 | 7962.9101 | 12152.9992 | 6072.3687 | 41345.6361 | 1031.7682 | 506.0439 | 665.7343 | 208.9149 | 1196.821 | 3609.2824 | 44954.9184 | 5496.7 | 0 | 472.6542 | 90.0098 | 5334.1968 | 0 | 6377.8371 | 17771.398 | 62726.3164 | 0 | 0 | 0 | 0 | 0 | -274.2166 | 0 | -274.2166 | -0.061199 | 0 | 0 | 0 | 0 | 0 | -9.8774 | 0 | -9.9386 | -284.1552 | 0 | -1822.4209 | 0 | -0.91147 | 0 | 0 | 0 | 0 | 0 | 0 | -2107.4876 | 6061.8829 |  | -90.9204 | 5970.9624 | 10558.8508 | 5434.4789 | 12232.1052 | 6372.0093 | 34597.4442 | 0 | -508.2044 | 0 | -1422.0153 | 0 | 0 | 0 | 0 | 0 | -1930.2197 | 66589.7912 | 93286.0533 | 62726.3164 | 99347.9362
C - Commercial & Industrial | C1 - Large Business Energy Solutions | C1e - LCI New Construction | Lighting Occupancy Sensors | EC1e016 | Lighting | [22 empty] | 0 |  |  |  | 0 |  |  |  | 0 |  |  |  | 0 | [9 empty] | 0 | 0
C - Commercial & Industrial | C1 - Large Business Energy Solutions | C1e - LCI New Construction | CI Audits - Large New Construction | EC1eAUD | Non-Energy Saving | 1 | 1 | 17540.3204 | 17540.3204 | 0 | 0 | 0 | 0 | 0 | 0 | 0 | 0 | 0 | 0 | 0 | 0 | 0 | 0 | 0 | 0 | 0 | 0 | 0 | 0 | 0 | 0 | 0 | 0 | 0 | 0 | 0 | 0 | 0 | 0 | 0 | 0 | 0 | 0 | 0 | 0 | 0 | 0 | 0 | 0 | 0 | 0 | 0 | 0 | 0 | 0 | 0 | 0 | 0 | 0 | 0 | 0 | 0 | 0 | 0 | 0 | 0 | 0 | 0 | 0 | 0 | 0 | 0 | 0 | 0 | 0 | 0 | 0 | 0 | 0 | 0 | 0 | 0 | 0 | 0 | 0 | 0 | 0 | 0 | 0 | 0 | 0 | 0 | 0 | 0 | 0 | 0 | 0 | 0 | 0 | 0 | 0 | 0 | 0 | 0 | 0 |  | 0 | 0 | 0 | 0 | 0 | 0 | 0 | 0 | 0 | 0 | 0 | 0 | 0 | 0 | 0 | 0 | 0 | 0 | 0 | 0 | 0
C - Commercial & Industrial | C1 - Large Business Energy Solutions | C1e - LCI New Construction | Vendor Fees - Large New Construction | EC1eNES01 | Non-Energy Saving | [22 empty] | 0 |  |  |  | 0 |  |  |  | 0 |  |  |  | 0 | [9 empty] | 0 | 0
C - Commercial & Industrial | C1 - Large Business Energy Solutions | C1e - LCI New Construction | Vendor Fees - TA Studies - Large New Construction | EC1eNES02 | Non-Energy Saving | [22 empty] | 0 |  |  |  | 0 |  |  |  | 0 |  |  |  | 0 | [9 empty] | 0 | 0
C - Commercial & Industrial | C1 - Large Business Energy Solutions | C1e - LCI New Construction | [25 empty] | 0 |  |  |  | 0 |  |  |  | 0 |  |  |  | 0 | [9 empty] | 0 | 0
C - Commercial & Industrial | C1 - Large Business Energy Solutions | C1e - LCI New Construction | [25 empty] | 0 |  |  |  | 0 |  |  |  | 0 |  |  |  | 0 | [9 empty] | 0 | 0
C - Commercial & Industrial | C1 - Large Business Energy Solutions | C1e - LCI New Construction | [25 empty] | 0 |  |  |  | 0 |  |  |  | 0 |  |  |  | 0 | [9 empty] | 0 | 0
C - Commercial & Industrial | C1 - Large Business Energy Solutions | C1e - LCI New Construction | [25 empty] | 0 |  |  |  | 0 |  |  |  | 0 |  |  |  | 0 | [9 empty] | 0 | 0
C - Commercial & Industrial | C1 - Large Business Energy Solutions | C1e - LCI New Construction | [25 empty] | 0 |  |  |  | 0 |  |  |  | 0 |  |  |  | 0 | [9 empty] | 0 | 0
C - Commercial & Industrial | C1 - Large Business Energy Solutions | C1e - LCI New Construction | [25 empty] | 0 |  |  |  | 0 |  |  |  | 0 |  |  |  | 0 | [9 empty] | 0 | 0
C - Commercial & Industrial | C1 - Large Business Energy Solutions | C1e - LCI New Construction | [25 empty] | 0 |  |  |  | 0 |  |  |  | 0 |  |  |  | 0 | [9 empty] | 0 | 0
[28 empty] | 0 |  |  |  | 0 |  |  |  | 0 |  |  |  | 0 | [9 empty] | 0 | 0
C - Commercial & Industrial | C1 - Large Business Energy Solutions | [26 empty] | 0 |  |  |  | 0 |  |  |  | 0 |  |  |  | 0 | [9 empty] | 0 | 0
[28 empty] | 0 |  |  |  | 0 |  |  |  | 0 |  |  |  | 0 | [9 empty] | 0 | 0
C - Commercial & Industrial | C2 - Small Business Energy Solutions | C2a - SCI Retrofit | Custom Small Compressed Air Retro | EC2a001 | Compressed Air | 2 | 13 | 110180.9021 | 38563.3127 | 71617.5894 | 96.4083 | 96.2155 | 1253.3077 | 1250.801 | 96.2155 | 1250.801 | 162.6041 | 250.1602 | 325.2083 | 512.8284 | 9.64 | 8.5314 | 8.5314 | 10.633 | 10.633 | 0 | 0 | 0 | 0 | 0 | 0 | 0 | 0 | 0 | 0 | 0 | 0 | 0 | 0 | 0 | 0 | 0 | 0 | 0 | 0 | 0 | 0 | 0 | 0 | 0 | 0 | 0 | 0 | 0 | 12000.0337 | 17022.1796 | 16695.3783 | 25090.41 | 70808.0016 | 925.1129 | 1215.5725 | 1054.6105 | 988.9779 | 2501.1578 | 6685.4316 | 77493.4332 | 10250.282 | 0 | 1008.9617 | 192.1414 | 10078.1057 | 0 | 12049.8959 | 33579.3866 | 111072.8198 | 0 | 0 | 0 | 0 | 0 | 0 | 0 | 0 | 0 | 0 | 0 | 0 | 0 | 0 | 0 | 0 | 0 | 0 | 0 | 0 | 0 | 0 | 0 | 0 | 0 | 0 | 0 | 0 | 0 | 11107.282 |  | 0 | 11107.282 | 8606.5641 | 11911.453 | 17565.0562 | 27562.4665 | 65645.5398 | 0 | 0 | 0 | 0 | 0 | 0 | 0 | 0 | 0 | 0 | 122180.1018 | 176718.3596 | 111072.8198 | 187825.6416
C - Commercial & Industrial | C2 - Small Business Energy Solutions | C2a - SCI Retrofit | Custom Small Hot Water Retro | EC2a002 | Hot Water | [22 empty] | 0 |  |  |  | 0 |  |  |  | 0 |  |  |  | 0 | [9 empty] | 0 | 0
C - Commercial & Industrial | C2 - Small Business Energy Solutions | C2a - SCI Retrofit | Custom Small HVAC Retro | EC2a003 | HVAC | 4 | 12 | 31128.9067 | 15564.4533 | 15564.4533 | 18.6097 | 18.5725 | 223.3168 | 222.8702 | 18.5725 | 222.8702 | 160.4665 | 40.1166 | 17.8296 | 4.4574 | 16.116 | 12.1233 | 12.1233 | 12.4432 | 12.4432 | 0 | 0 | 0 | 0 | 0 | 0 | 0 | 0 | 0 | 0 | 0 | 0 | 0 | 0 | 0 | 0 | 0 | 0 | 0 | 0 | 0 | 0 | 0 | 0 | 0 | 0 | 0 | 0 | 0 | 11942.7846 | 2759.6785 | 913.146 | 218.2698 | 15833.8789 | 989.0305 | 211.1782 | 62.6375 | 9.3123 | 482.7996 | 1754.9582 | 17588.8371 | 11023.0988 | 0 | 1180.7329 | 224.8526 | 11002.3041 | 0 | 13154.9144 | 36585.9028 | 54174.7399 | 0 | 0 | 0 | 0 | 0 | 0 | 0 | 0 | 0 | 0 | 0 | 0 | 0 | 0 | 0 | 0 | 0 | 0 | 0 | 0 | 0 | 0 | 0 | 0 | 0 | 0 | 0 | 0 | 0 | 5417.474 |  | 0 | 5417.474 | 8689.9959 | 1956.3904 | 982.1877 | 245.0401 | 11873.614 | 0 | 0 | 0 | 0 | 0 | 0 | 0 | 0 | 0 | 0 | 59592.2139 | 66048.3539 | 54174.7399 | 71465.8279
C - Commercial & Industrial | C2 - Small Business Energy Solutions | C2a - SCI Retrofit | Custom Small Lighting Retro - Interior | EC2a004 | Lighting | [22 empty] | 0 |  |  |  | 0 |  |  |  | 0 |  |  |  | 0 | [9 empty] | 0 | 0
C - Commercial & Industrial | C2 - Small Business Energy Solutions | C2a - SCI Retrofit | Custom Small Lighting Retro - Exterior | EC2a047 | Lighting | [22 empty] | 0 |  |  |  | 0 |  |  |  | 0 |  |  |  | 0 | [9 empty] | 0 | 0
C - Commercial & Industrial | C2 - Small Business Energy Solutions | C2a - SCI Retrofit | Custom Small Lighting Retro - Controls | EC2a048 | Lighting | [22 empty] | 0 |  |  |  | 0 |  |  |  | 0 |  |  |  | 0 | [9 empty] | 0 | 0
C - Commercial & Industrial | C2 - Small Business Energy Solutions | C2a - SCI Retrofit | Custom Small Motors Retro | EC2a005 | Motors/Drives | 2 | 15 | 3000 | 1500 | 1500 | 5.5 | 5.489 | 82.5 | 82.335 | 5.489 | 82.335 | 18.937 | 6.5868 | 42.8142 | 13.997 | 0 | 0 | 0 | 0 | 0 | 0 | 0 | 0 | 0 | 0 | 0 | 0 | 0 | 0 | 0 | 0 | 0 | 0 | 0 | 0 | 0 | 0 | 0 | 0 | 0 | 0 | 0 | 0 | 0 | 0 | 0 | 0 | 0 | 0 | 1371.731 | 436.4885 | 2196.6099 | 679.9684 | 4684.7977 | 93.3743 | 27.7389 | 120.329 | 23.3938 | 142.6887 | 407.5247 | 5092.3224 | 0 | 0 | 0 | 0 | 0 | 0 | 0 | 0 | 5092.3224 | 0 | 0 | 0 | 0 | 0 | 0 | 0 | 0 | 0 | 0 | 0 | 0 | 0 | 0 | 0 | 0 | 0 | 0 | 0 | 0 | 0 | 0 | 0 | 0 | 0 | 0 | 0 | 0 | 0 | 509.2322 |  | 0 | 509.2322 | 955.5691 | 297.892 | 2210.908 | 713.5214 | 4177.8905 | 0 | 0 | 0 | 0 | 0 | 0 | 0 | 0 | 0 | 0 | 5601.5546 | 9270.2129 | 5092.3224 | 9779.4451
C - Commercial & Industrial | C2 - Small Business Energy Solutions | C2a - SCI Retrofit | Custom Small Process Retro | EC2a006 | Process | [22 empty] | 0 |  |  |  | 0 |  |  |  | 0 |  |  |  | 0 | [9 empty] | 0 | 0
C - Commercial & Industrial | C2 - Small Business Energy Solutions | C2a - SCI Retrofit | Custom Small Refrigeration Retro | EC2a007 | Refrigeration | 3 | 10 | 10890.4286 | 3811.65 | 7078.7786 | 7.941 | 7.9251 | 79.4097 | 79.2509 | 7.9251 | 79.2509 | 17.9107 | 21.6355 | 18.4655 | 21.2392 | 0.795 | 0.69654 | 0.69654 | 0.7892 | 0.7892 | 0 | 0 | 0 | 0 | 0 | 0 | 0 | 0 | 0 | 0 | 0 | 0 | 0 | 0 | 0 | 0 | 0 | 0 | 0 | 0 | 0 | 0 | 0 | 0 | 0 | 0 | 0 | 0 | 0 | 1352.6197 | 1522.8027 | 935.9636 | 1037.1373 | 4848.5233 | 126.6034 | 131.254 | 73.6184 | 50.5299 | 205.7731 | 587.7788 | 5436.3021 | 555.2164 | 0 | 74.8869 | 14.2611 | 594.0043 | 0 | 710.2217 | 1948.5904 | 7384.8925 | 0 | 0 | 0 | 0 | 0 | 0 | 0 | 0 | 0 | 0 | 0 | 0 | 0 | 0 | 0 | 0 | 0 | 0 | 0 | 0 | 0 | 0 | 0 | 0 | 0 | 0 | 0 | 0 | 0 | 738.4892 |  | 0 | 738.4892 | 1025.5917 | 1118.2996 | 1066.892 | 1233.6242 | 4444.4075 | 0 | 0 | 0 | 0 | 0 | 0 | 0 | 0 | 0 | 0 | 8123.3817 | 11829.3 | 7384.8925 | 12567.7892
C - Commercial & Industrial | C2 - Small Business Energy Solutions | C2a - SCI Retrofit | Custom Small Other Retro | EC2a008 | Custom Measures | 1 | 15 | 1857.1429 | 650 | 1207.1429 | 0.79908 | 0.79748 | 11.9862 | 11.9622 | 0.79748 | 11.9622 | 8.6128 | 2.1532 | 0.95698 | 0.23924 | 0 | 0 | 0 | 0 | 0 | 0 | 0 | 0 | 0 | 0 | 0 | 0 | 0 | 0 | 0 | 0 | 0 | 0 | 0 | 0 | 0 | 0 | 0 | 0 | 0 | 0 | 0 | 0 | 0 | 0 | 0 | 0 | 0 | 0 | 623.8802 | 142.6865 | 49.0984 | 11.6224 | 827.2875 | 42.4678 | 9.0677 | 2.6896 | 0.39986 | 20.7308 | 75.3558 | 902.6433 | 0 | 0 | 0 | 0 | 0 | 0 | 0 | 0 | 902.6433 | 0 | 0 | 0 | 0 | 0 | 0 | 0 | 0 | 0 | 0 | 0 | 0 | 0 | 0 | 0 | 0 | 0 | 0 | 0 | 0 | 0 | 0 | 0 | 0 | 0 | 0 | 0 | 0 | 0 | 90.2643 |  | 0 | 90.2643 | 434.6046 | 97.3798 | 49.418 | 12.1959 | 593.5983 | 0 | 0 | 0 | 0 | 0 | 0 | 0 | 0 | 0 | 0 | 992.9077 | 1496.2417 | 902.6433 | 1586.506
C - Commercial & Industrial | C2 - Small Business Energy Solutions | C2a - SCI Retrofit | Daylight Dimming | EC2a009 | Lighting | [22 empty] | 0 |  |  |  | 0 |  |  |  | 0 |  |  |  | 0 | [9 empty] | 0 | 0
C - Commercial & Industrial | C2 - Small Business Energy Solutions | C2a - SCI Retrofit | Lighting Fixture - Exterior w/ Controls | EC2a010 | Lighting | 10 | 4.1004 | 56647.1752 | 21092.0333 | 35555.1419 | 162.0139 | 139.98 | 664.3259 | 573.9776 | 131.5812 | 539.5389 | 108.4473 | 170.4943 | 103.5915 | 156.4663 | 30.4586 | 32.4028 | 30.4586 | 0 | 0 | 0 | 0 | 0 | 0 | 0 | 0 | 0 | 0 | 0 | 0 | 0 | 0 | 0 | 0 | 0 | 0 | 0 | 0 | 0 | 0 | 0 | 0 | 0 | 0 | 0 | 0 | 0 | 0 | 0 | 8810.672 | 13215.8665 | 5170.6059 | 7640.0688 | 34837.2133 | 832.3559 | 1152.5802 | 402.0865 | 366.0729 | 2142.8151 | 4895.9105 | 39733.1238 | 0 | 0 | 0 | 0 | 0 | 0 | 0 | 0 | 39733.1238 | 0 | 0 | 0 | 0 | 0 | 0 | 0 | 0 | 0 | 0 | 0 | 0 | 0 | 0 | 0 | 0 | 0 | 0 | 0 | 0 | 0 | 0 | 0 | 0 | 0 | 0 | 0 | 0 | 0 | 3973.3124 |  | 0 | 3973.3124 | 6931.1026 | 10148.2655 | 6231.7266 | 9461.264 | 32772.3586 | 0 | 0 | 0 | 0 | 0 | 0 | 0 | 0 | 0 | 0 | 43706.4362 | 72505.4825 | 39733.1238 | 76478.7948
C - Commercial & Industrial | C2 - Small Business Energy Solutions | C2a - SCI Retrofit | Lighting Fixture - Exterior w/o Controls | EC2a011 | Lighting | 25 | 4.1068 | 150845.6048 | 56165.9167 | 94679.6881 | 157.8308 | 136.3658 | 648.1826 | 560.0297 | 128.1839 | 526.4279 | 105.812 | 166.3512 | 101.0742 | 152.6641 | 29.6722 | 31.5662 | 29.6722 | 0 | 0 | 0 | 0 | 0 | 0 | 0 | 0 | 0 | 0 | 0 | 0 | 0 | 0 | 0 | 0 | 0 | 0 | 0 | 0 | 0 | 0 | 0 | 0 | 0 | 0 | 0 | 0 | 0 | 0 | 0 | 8595.4644 | 12892.7143 | 5044.9245 | 7454.4361 | 33987.5394 | 812.213 | 1124.6115 | 392.4188 | 357.2656 | 2090.588 | 4777.0969 | 38764.6363 | 0 | 0 | 0 | 0 | 0 | 0 | 0 | 0 | 38764.6363 | 0 | 0 | 0 | 0 | 0 | 0 | 0 | 0 | 0 | 0 | 0 | 0 | 0 | 0 | 0 | 0 | 0 | 0 | 0 | 0 | 0 | 0 | 0 | 0 | 0 | 0 | 0 | 0 | 0 | 3876.4636 |  | 0 | 3876.4636 | 6761.789 | 9899.6269 | 6080.8728 | 9232.3013 | 31974.59 | 0 | 0 | 0 | 0 | 0 | 0 | 0 | 0 | 0 | 0 | 42641.1 | 70739.2263 | 38764.6363 | 74615.6899
C - Commercial & Industrial | C2 - Small Business Energy Solutions | C2a - SCI Retrofit | Lighting Fixture - Interior w/ Controls | EC2a012 | Lighting | 10 | 7.3837 | 76352.0819 | 28428.9667 | 47923.1152 | 99.7536 | 86.1871 | 736.5511 | 636.3801 | 81.0159 | 598.1973 | 181.2538 | 104.0863 | 205.1817 | 108.2737 | 18.7537 | 5.8296 | 5.4798 | 14.1149 | 13.268 | -22.9766 | -169.6523 | -21.598 | -159.4731 | -45.9532 | -339.3045 | -43.196 | -318.9462 | 0 | 0 | 0 | 0 | 0 | 0 | 0 | 0 | 0 | 0 | 0 | 0 | 0 | 0 | 0 | 0 | -64.794 | -478.4194 | 0 | 0 | 0 | 14028.5103 | 7638.1697 | 10275.2073 | 5294.2629 | 37236.1502 | 1381.7217 | 687.7515 | 846.8824 | 269.1898 | 1972.4179 | 5157.9634 | 42394.1136 | 6639.702 | 0 | 1183.7333 | 239.7584 | 7581.0394 | 0 | 9064.2764 | 24708.5094 | 67102.623 | 0 | 0 | 0 | 0 | 0 | -1284.276 | 0 | -1284.276 | -0.29028 | 0 | 0 | 0 | 0 | 0 | -88.6271 | 0 | -88.9173 | -1373.1933 | 0 | -8622.0126 | 0 | -4.5751 | 0 | 0 | 0 | 0 | 0 | 0 | -9999.781 | 5710.2842 |  | -366.3763 | 5343.9079 | 11009.8887 | 5757.7431 | 12480.0954 | 6630.3722 | 35878.0994 | 0 | -2307.2873 | 0 | -6455.8664 | 0 | 0 | 0 | 0 | 0 | -8763.1537 | 62446.75 | 84217.7877 | 67102.623 | 89928.072
C - Commercial & Industrial | C2 - Small Business Energy Solutions | C2a - SCI Retrofit | Lighting Fixture - Interior w/o Controls | EC2a013 | Lighting | 54.5664 | 5.337 | 410039.4126 | 218106.0705 | 191933.3421 | 532.5466 | 460.1203 | 2842.1849 | 2455.6477 | 432.5131 | 2308.3089 | 699.4176 | 401.6457 | 791.7499 | 417.8039 | 100.1188 | 31.122 | 29.2547 | 75.3543 | 70.833 | -122.6632 | -654.6499 | -115.3034 | -615.3709 | -245.3265 | -1309.2998 | -230.6069 | -1230.7418 | 0 | 0 | 0 | 0 | 0 | 0 | 0 | 0 | 0 | 0 | 0 | 0 | 0 | 0 | 0 | 0 | -345.9103 | -1846.1128 | 0 | 0 | 0 | 55653.7507 | 30394.5816 | 39498.947 | 20415.454 | 145962.7334 | 5432.8267 | 2721.1525 | 3193.0855 | 1014.8799 | 8900.1227 | 21262.0674 | 167224.8007 | 24619.5532 | 0 | 5997.3549 | 1235.214 | 29905.2539 | 0 | 35756.2429 | 97513.6188 | 264738.4196 | 0 | 0 | 0 | 0 | 0 | -4999.6593 | 0 | -4999.6593 | -1.1431 | 0 | 0 | 0 | 0 | 0 | -451.1032 | 0 | -452.2462 | -5451.9055 | 0 | -33884.0459 | 0 | -18.3317 | 0 | 0 | 0 | 0 | 0 | 0 | -39354.2831 | 22538.4136 |  | -1379.9064 | 21158.5072 | 43800.4645 | 23160.8316 | 48270.2687 | 25632.1293 | 140863.6942 | 0 | -8965.4427 | 0 | -25085.3813 | 0 | 0 | 0 | 0 | 0 | -34050.824 | 246542.6436 | 332197.0066 | 264738.4196 | 354735.4202
C - Commercial & Industrial | C2 - Small Business Energy Solutions | C2a - SCI Retrofit | Lighting Occupancy Sensors | EC2a014 | Lighting | [22 empty] | 0 |  |  |  | 0 |  |  |  | 0 |  |  |  | 0 | [9 empty] | 0 | 0
C - Commercial & Industrial | C2 - Small Business Energy Solutions | C2a - SCI Retrofit | [Open Measure - To Be Assigned] | EC2a015 | [23 empty] | 0 |  |  |  | 0 |  |  |  | 0 |  |  |  | 0 | [9 empty] | 0 | 0
C - Commercial & Industrial | C2 - Small Business Energy Solutions | C2a - SCI Retrofit | Case Motor Replacement | EC2a016 | Refrigeration | [22 empty] | 0 |  |  |  | 0 |  |  |  | 0 |  |  |  | 0 | [9 empty] | 0 | 0
C - Commercial & Industrial | C2 - Small Business Energy Solutions | C2a - SCI Retrofit | Cooler Night Cover | EC2a017 | Refrigeration | [22 empty] | 0 |  |  |  | 0 |  |  |  | 0 |  |  |  | 0 | [9 empty] | 0 | 0
C - Commercial & Industrial | C2 - Small Business Energy Solutions | C2a - SCI Retrofit | Demand Control Ventilation | EC2a018 | HVAC | [22 empty] | 0 |  |  |  | 0 |  |  |  | 0 |  |  |  | 0 | [9 empty] | 0 | 0
C - Commercial & Industrial | C2 - Small Business Energy Solutions | C2a - SCI Retrofit | Door Heater Controls | EC2a019 | Refrigeration | 4 | 10 | 33302.5143 | 11655.88 | 21646.6343 | 23.3118 | 23.2651 | 233.1176 | 232.6514 | 23.2651 | 232.6514 | 52.5792 | 63.5138 | 54.2078 | 62.3506 | 4.6624 | 3.7136 | 3.7136 | 4.6283 | 4.6283 | 0 | 0 | 0 | 0 | 0 | 0 | 0 | 0 | 0 | 0 | 0 | 0 | 0 | 0 | 0 | 0 | 0 | 0 | 0 | 0 | 0 | 0 | 0 | 0 | 0 | 0 | 0 | 0 | 0 | 3970.7928 | 4470.3871 | 2747.6439 | 3044.6529 | 14233.4767 | 371.6608 | 385.3135 | 216.1165 | 148.3371 | 604.0739 | 1725.5018 | 15958.9785 | 3256.1189 | 0 | 439.1814 | 83.6354 | 3483.5936 | 0 | 4165.1618 | 11427.691 | 27386.6695 | 0 | 0 | 0 | 0 | 0 | 0 | 0 | 0 | 0 | 0 | 0 | 0 | 0 | 0 | 0 | 0 | 0 | 0 | 0 | 0 | 0 | 0 | 0 | 0 | 0 | 0 | 0 | 0 | 0 | 2738.667 |  | 0 | 2738.667 | 3010.7591 | 3282.9152 | 3132.0016 | 3621.4658 | 13047.1417 | 0 | 0 | 0 | 0 | 0 | 0 | 0 | 0 | 0 | 0 | 30125.3365 | 40433.8113 | 27386.6695 | 43172.4782
C - Commercial & Industrial | C2 - Small Business Energy Solutions | C2a - SCI Retrofit | Dual Enthalpy Economizer Controls (DEEC) | EC2a020 | HVAC | 6 | 10 | 12204 | 4271.4 | 7932.6 | 23.7299 | 23.6825 | 237.2994 | 236.8248 | 23.6825 | 236.8248 | 62.5217 | 39.3129 | 82.6519 | 52.3383 | 23.73 | 0 | 0 | 8.9516 | 8.9516 | 0 | 0 | 0 | 0 | 0 | 0 | 0 | 0 | 0 | 0 | 0 | 0 | 0 | 0 | 0 | 0 | 0 | 0 | 0 | 0 | 0 | 0 | 0 | 0 | 0 | 0 | 0 | 0 | 0 | 4721.6554 | 2767.0191 | 4189.3972 | 2555.741 | 14233.8126 | 441.9405 | 238.4961 | 329.518 | 124.5171 | 614.9101 | 1749.3817 | 15983.1943 | 6297.6211 | 0 | 849.4156 | 161.7582 | 6737.5774 | 0 | 8055.7902 | 22102.1624 | 38085.3568 | 0 | 0 | 0 | 0 | 0 | 0 | 0 | 0 | 0 | 0 | 0 | 0 | 0 | 0 | 0 | 0 | 0 | 0 | 0 | 0 | 0 | 0 | 0 | 0 | 0 | 0 | 0 | 0 | 0 | 3808.5357 |  | 0 | 3808.5357 | 3580.0828 | 2032.014 | 4775.4363 | 3039.929 | 13427.4621 | 0 | 0 | 0 | 0 | 0 | 0 | 0 | 0 | 0 | 0 | 41893.8925 | 51512.8189 | 38085.3568 | 55321.3546
C - Commercial & Industrial | C2 - Small Business Energy Solutions | C2a - SCI Retrofit | Duct Sealing, Electric | EC2a021 | HVAC | [22 empty] | 0 |  |  |  | 0 |  |  |  | 0 |  |  |  | 0 | [9 empty] | 0 | 0
C - Commercial & Industrial | C2 - Small Business Energy Solutions | C2a - SCI Retrofit | Ductless Mini Split Heat Pump | EC2a022 | HVAC | 5 | 20 | 30780.1224 | 10773.0429 | 20007.0796 | 30.8013 | 30.7397 | 616.0256 | 614.7935 | 30.7397 | 614.7935 | 162.3055 | 102.0557 | 214.5629 | 135.8694 | 2.7121 | 0 | 0 | 1.0231 | 1.0231 | 0 | 0 | 0 | 0 | 0 | 0 | 0 | 0 | 0 | 0 | 0 | 0 | 0 | 0 | 0 | 0 | 0 | 0 | 0 | 0 | 0 | 0 | 0 | 0 | 0 | 0 | 0 | 0 | 0 | 11228.2357 | 6378.5716 | 10919.0687 | 6489.9035 | 35015.7794 | 600.219 | 322.3394 | 452.2708 | 170.3136 | 799.0896 | 2344.2324 | 37360.0119 | 1563.1206 | 0 | 97.0786 | 18.4871 | 1387.0124 | 0 | 1658.3826 | 4724.0814 | 42084.0933 | 0 | 0 | 0 | 0 | 0 | 0 | 0 | 0 | 0 | 0 | 0 | 0 | 0 | 0 | 0 | 0 | 0 | 0 | 0 | 0 | 0 | 0 | 0 | 0 | 0 | 0 | 0 | 0 | 0 | 4208.4093 |  | 0 | 4208.4093 | 7328.6447 | 4151.429 | 9918.4197 | 6157.8888 | 27556.3822 | 0 | 0 | 0 | 0 | 0 | 0 | 0 | 0 | 0 | 0 | 46292.5026 | 69640.4755 | 42084.0933 | 73848.8848
C - Commercial & Industrial | C2 - Small Business Energy Solutions | C2a - SCI Retrofit | ECM Evaporator Fan Motors for Walk-in Cooler/Freezer | EC2a023 | Refrigeration | 6 | 15 | 8701.0909 | 4350.5455 | 4350.5455 | 19.2678 | 19.2292 | 289.0166 | 288.4386 | 19.2292 | 288.4386 | 65.1871 | 78.7437 | 67.2062 | 77.3015 | 2.2255 | 1.7726 | 1.7726 | 2.2092 | 2.2092 | 0 | 0 | 0 | 0 | 0 | 0 | 0 | 0 | 0 | 0 | 0 | 0 | 0 | 0 | 0 | 0 | 0 | 0 | 0 | 0 | 0 | 0 | 0 | 0 | 0 | 0 | 0 | 0 | 0 | 4721.9174 | 5218.1225 | 3448.0562 | 3755.2894 | 17143.3855 | 321.423 | 331.6123 | 188.8825 | 129.1977 | 499.8714 | 1470.987 | 18614.3724 | 2437.9014 | 0 | 209.632 | 39.9212 | 2365.8278 | 0 | 2828.7041 | 7881.9866 | 26496.359 | 0 | 0 | 0 | 0 | 0 | 0 | 0 | 0 | 0 | 0 | 0 | 0 | 0 | 0 | 0 | 0 | 0 | 0 | 0 | 0 | 0 | 0 | 0 | 0 | 0 | 0 | 0 | 0 | 0 | 2649.6359 |  | 0 | 2649.6359 | 3289.3609 | 3561.2328 | 3470.5002 | 3940.5939 | 14261.6878 | 0 | 0 | 0 | 0 | 0 | 0 | 0 | 0 | 0 | 0 | 29145.9949 | 40758.0468 | 26496.359 | 43407.6827
C - Commercial & Industrial | C2 - Small Business Energy Solutions | C2a - SCI Retrofit | Electronic Defrost Control | EC2a024 | Refrigeration | 3 | 10 | 11712 | 7979 | 3733 | 9.4536 | 9.4347 | 94.5365 | 94.3474 | 9.4347 | 94.3474 | 21.3225 | 25.7568 | 21.983 | 25.2851 | 1.09 | 0.86819 | 0.86819 | 1.082 | 1.082 | 0 | 0 | 0 | 0 | 0 | 0 | 0 | 0 | 0 | 0 | 0 | 0 | 0 | 0 | 0 | 0 | 0 | 0 | 0 | 0 | 0 | 0 | 0 | 0 | 0 | 0 | 0 | 0 | 0 | 1610.281 | 1812.8822 | 1114.2558 | 1234.7022 | 5772.1213 | 150.7201 | 156.2567 | 87.642 | 60.1554 | 244.9709 | 699.7451 | 6471.8664 | 761.2402 | 0 | 102.6752 | 19.5529 | 814.4209 | 0 | 973.7631 | 2671.6523 | 9143.5187 | 0 | 0 | 0 | 0 | 0 | 0 | 0 | 0 | 0 | 0 | 0 | 0 | 0 | 0 | 0 | 0 | 0 | 0 | 0 | 0 | 0 | 0 | 0 | 0 | 0 | 0 | 0 | 0 | 0 | 914.3519 |  | 0 | 914.3519 | 1220.9573 | 1331.3251 | 1270.1249 | 1468.618 | 5291.0253 | 0 | 0 | 0 | 0 | 0 | 0 | 0 | 0 | 0 | 0 | 10057.8706 | 14434.544 | 9143.5187 | 15348.8958
C - Commercial & Industrial | C2 - Small Business Energy Solutions | C2a - SCI Retrofit | Energy Management System, Electric | EC2a025 | HVAC | [22 empty] | 0 |  |  |  | 0 |  |  |  | 0 |  |  |  | 0 | [9 empty] | 0 | 0
C - Commercial & Industrial | C2 - Small Business Energy Solutions | C2a - SCI Retrofit | Energy Star Wifi Thermostat, Electric | EC2a026 | HVAC | [22 empty] | 0 |  |  |  | 0 |  |  |  | 0 |  |  |  | 0 | [9 empty] | 0 | 0
C - Commercial & Industrial | C2 - Small Business Energy Solutions | C2a - SCI Retrofit | Evaporator Fan Control | EC2a027 | Refrigeration | 3 | 10 | 7256 | 3628 | 3628 | 1.8145 | 1.8109 | 18.1454 | 18.1091 | 1.8109 | 18.1091 | 4.0927 | 4.9438 | 4.2194 | 4.8532 | 0.21 | 0.18585 | 0.18585 | 0.23163 | 0.23163 | 0 | 0 | 0 | 0 | 0 | 0 | 0 | 0 | 0 | 0 | 0 | 0 | 0 | 0 | 0 | 0 | 0 | 0 | 0 | 0 | 0 | 0 | 0 | 0 | 0 | 0 | 0 | 0 | 0 | 309.0784 | 347.9658 | 213.871 | 236.9896 | 1107.9049 | 28.9293 | 29.992 | 16.8221 | 11.5463 | 47.0199 | 134.3096 | 1242.2144 | 162.9566 | 0 | 21.9794 | 4.1856 | 174.3409 | 0 | 208.4508 | 571.9133 | 1814.1278 | 0 | 0 | 0 | 0 | 0 | 0 | 0 | 0 | 0 | 0 | 0 | 0 | 0 | 0 | 0 | 0 | 0 | 0 | 0 | 0 | 0 | 0 | 0 | 0 | 0 | 0 | 0 | 0 | 0 | 181.4128 |  | 0 | 181.4128 | 234.3514 | 255.5354 | 243.7886 | 281.8875 | 1015.563 | 0 | 0 | 0 | 0 | 0 | 0 | 0 | 0 | 0 | 0 | 1995.5405 | 2829.6907 | 1814.1278 | 3011.1035
C - Commercial & Industrial | C2 - Small Business Energy Solutions | C2a - SCI Retrofit | Faucet Aerator, Electric | EC2a028 | Hot Water | [22 empty] | 0 |  |  |  | 0 |  |  |  | 0 |  |  |  | 0 | [9 empty] | 0 | 0
C - Commercial & Industrial | C2 - Small Business Energy Solutions | C2a - SCI Retrofit | Hotel Occupancy Sensor | EC2a031 | HVAC | [22 empty] | 0 |  |  |  | 0 |  |  |  | 0 |  |  |  | 0 | [9 empty] | 0 | 0
C - Commercial & Industrial | C2 - Small Business Energy Solutions | C2a - SCI Retrofit | Low Pressure Drop Filter | EC2a032 | Compressed Air | [22 empty] | 0 |  |  |  | 0 |  |  |  | 0 |  |  |  | 0 | [9 empty] | 0 | 0
C - Commercial & Industrial | C2 - Small Business Energy Solutions | C2a - SCI Retrofit | Thermostatic Shut-Off Valve, Electric | EC2a033 | Hot Water | [22 empty] | 0 |  |  |  | 0 |  |  |  | 0 |  |  |  | 0 | [9 empty] | 0 | 0
C - Commercial & Industrial | C2 - Small Business Energy Solutions | C2a - SCI Retrofit | Low-Flow Showerhead, Electric | EC2a034 | Hot Water | [22 empty] | 0 |  |  |  | 0 |  |  |  | 0 |  |  |  | 0 | [9 empty] | 0 | 0
C - Commercial & Industrial | C2 - Small Business Energy Solutions | C2a - SCI Retrofit | Motors, Open Drip | EC2a035 | Motors/Drives | [22 empty] | 0 |  |  |  | 0 |  |  |  | 0 |  |  |  | 0 | [9 empty] | 0 | 0
C - Commercial & Industrial | C2 - Small Business Energy Solutions | C2a - SCI Retrofit | Motors, Totally Enclosed Fan Cooled | EC2a036 | Motors/Drives | [22 empty] | 0 |  |  |  | 0 |  |  |  | 0 |  |  |  | 0 | [9 empty] | 0 | 0
C - Commercial & Industrial | C2 - Small Business Energy Solutions | C2a - SCI Retrofit | Novelty Cooler Shutoff | EC2a037 | Refrigeration | 2 | 10 | 1000 | 500 | 500 | 1.8 | 1.7964 | 18 | 17.964 | 1.7964 | 17.964 | 4.0599 | 4.9042 | 4.1856 | 4.8144 | 0.36 | 0.28674 | 0.28674 | 0.35737 | 0.35737 | 0 | 0 | 0 | 0 | 0 | 0 | 0 | 0 | 0 | 0 | 0 | 0 | 0 | 0 | 0 | 0 | 0 | 0 | 0 | 0 | 0 | 0 | 0 | 0 | 0 | 0 | 0 | 0 | 0 | 306.6018 | 345.1776 | 212.1573 | 235.0906 | 1099.0272 | 28.6975 | 29.7517 | 16.6873 | 11.4537 | 46.6431 | 133.2333 | 1232.2605 | 251.4188 | 0 | 33.9111 | 6.4578 | 268.9831 | 0 | 321.6098 | 882.3806 | 2114.6411 | 0 | 0 | 0 | 0 | 0 | 0 | 0 | 0 | 0 | 0 | 0 | 0 | 0 | 0 | 0 | 0 | 0 | 0 | 0 | 0 | 0 | 0 | 0 | 0 | 0 | 0 | 0 | 0 | 0 | 211.4641 |  | 0 | 211.4641 | 232.4735 | 253.4878 | 241.8351 | 279.6288 | 1007.4252 | 0 | 0 | 0 | 0 | 0 | 0 | 0 | 0 | 0 | 0 | 2326.1052 | 3122.0663 | 2114.6411 | 3333.5304
C - Commercial & Industrial | C2 - Small Business Energy Solutions | C2a - SCI Retrofit | Pipe Wrap - Heating, Electric | EC2a038 | HVAC | [22 empty] | 0 |  |  |  | 0 |  |  |  | 0 |  |  |  | 0 | [9 empty] | 0 | 0
C - Commercial & Industrial | C2 - Small Business Energy Solutions | C2a - SCI Retrofit | Pipe Wrap - Hot Water, Electric | EC2a039 | Hot Water | [22 empty] | 0 |  |  |  | 0 |  |  |  | 0 |  |  |  | 0 | [9 empty] | 0 | 0
C - Commercial & Industrial | C2 - Small Business Energy Solutions | C2a - SCI Retrofit | Pre Rinse Spray Valve, Electric | EC2a040 | Hot Water | [22 empty] | 0 |  |  |  | 0 |  |  |  | 0 |  |  |  | 0 | [9 empty] | 0 | 0
C - Commercial & Industrial | C2 - Small Business Energy Solutions | C2a - SCI Retrofit | Programmable Thermostat, Electric | EC2a041 | HVAC | [22 empty] | 0 |  |  |  | 0 |  |  |  | 0 |  |  |  | 0 | [9 empty] | 0 | 0
C - Commercial & Industrial | C2 - Small Business Energy Solutions | C2a - SCI Retrofit | Steam Trap, Electric | EC2a042 | HVAC | [22 empty] | 0 |  |  |  | 0 |  |  |  | 0 |  |  |  | 0 | [9 empty] | 0 | 0
C - Commercial & Industrial | C2 - Small Business Energy Solutions | C2a - SCI Retrofit | Variable Frequency Drive | EC2a043 | Motors/Drives | 4 | 15 | 28062.28 | 14031.16 | 14031.12 | 70.8431 | 70.7014 | 1062.6468 | 1060.5215 | 70.7014 | 1060.5215 | 251.3436 | 288.4618 | 252.4041 | 268.3119 | 2.772 | 2.4532 | 2.4532 | 3.0575 | 3.0575 | 0 | 0 | 0 | 0 | 0 | 0 | 0 | 0 | 0 | 0 | 0 | 0 | 0 | 0 | 0 | 0 | 0 | 0 | 0 | 0 | 0 | 0 | 0 | 0 | 0 | 0 | 0 | 0 | 0 | 18206.4157 | 19115.5453 | 12949.7544 | 13034.5279 | 63306.2433 | 1239.3189 | 1214.7953 | 709.3801 | 448.4423 | 1837.9108 | 5449.8475 | 68756.0908 | 3374.0237 | 0 | 290.128 | 55.2504 | 3274.2748 | 0 | 3914.8895 | 10908.5664 | 79664.6572 | 0 | 0 | 0 | 0 | 0 | 0 | 0 | 0 | 0 | 0 | 0 | 0 | 0 | 0 | 0 | 0 | 0 | 0 | 0 | 0 | 0 | 0 | 0 | 0 | 0 | 0 | 0 | 0 | 0 | 7966.4657 |  | 0 | 7966.4657 | 12682.8716 | 13045.8623 | 13034.0466 | 13677.7157 | 52440.4963 | 0 | 0 | 0 | 0 | 0 | 0 | 0 | 0 | 0 | 0 | 87631.1229 | 132105.1534 | 79664.6572 | 140071.6192
C - Commercial & Industrial | C2 - Small Business Energy Solutions | C2a - SCI Retrofit | Variable Frequency Drive with Motor | EC2a044 | Motors/Drives | 1 | 15 | 29680 | 14840 | 14840 | 45.3184 | 45.2278 | 679.776 | 678.4164 | 45.2278 | 678.4164 | 160.7847 | 184.5293 | 161.4631 | 171.6394 | 7.02 | 6.2127 | 6.2127 | 7.7431 | 7.7431 | 0 | 0 | 0 | 0 | 0 | 0 | 0 | 0 | 0 | 0 | 0 | 0 | 0 | 0 | 0 | 0 | 0 | 0 | 0 | 0 | 0 | 0 | 0 | 0 | 0 | 0 | 0 | 0 | 0 | 11646.6586 | 12228.2295 | 8283.9681 | 8338.1978 | 40497.054 | 792.7933 | 777.1055 | 453.791 | 286.8689 | 1175.713 | 3486.2717 | 43983.3257 | 8544.6054 | 0 | 734.7396 | 139.92 | 8291.9946 | 0 | 9914.3306 | 27625.5903 | 71608.916 | 0 | 0 | 0 | 0 | 0 | 0 | 0 | 0 | 0 | 0 | 0 | 0 | 0 | 0 | 0 | 0 | 0 | 0 | 0 | 0 | 0 | 0 | 0 | 0 | 0 | 0 | 0 | 0 | 0 | 7160.8916 |  | 0 | 7160.8916 | 8113.243 | 8345.4484 | 8337.8899 | 8749.6456 | 33546.227 | 0 | 0 | 0 | 0 | 0 | 0 | 0 | 0 | 0 | 0 | 78769.8076 | 105155.143 | 71608.916 | 112316.0346
C - Commercial & Industrial | C2 - Small Business Energy Solutions | C2a - SCI Retrofit | Vending Miser | EC2a045 | Refrigeration | [22 empty] | 0 |  |  |  | 0 |  |  |  | 0 |  |  |  | 0 | [9 empty] | 0 | 0
C - Commercial & Industrial | C2 - Small Business Energy Solutions | C2a - SCI Retrofit | Zero Loss Condensate Drain | EC2a046 | Compressed Air | [22 empty] | 0 |  |  |  | 0 |  |  |  | 0 |  |  |  | 0 | [9 empty] | 0 | 0
C - Commercial & Industrial | C2 - Small Business Energy Solutions | C2a - SCI Retrofit | Small Retrocommissioning | EC2a049 | Custom Measures | [22 empty] | 0 |  |  |  | 0 |  |  |  | 0 |  |  |  | 0 | [9 empty] | 0 | 0
C - Commercial & Industrial | C2 - Small Business Energy Solutions | C2a - SCI Retrofit | Induction Cooktop Displacing Electric Resistance | EC2a050 | Food Service | [22 empty] | 0 |  |  |  | 0 |  |  |  | 0 |  |  |  | 0 | [9 empty] | 0 | 0
C - Commercial & Industrial | C2 - Small Business Energy Solutions | C2a - SCI Retrofit | CI Audits - Small Retro | EC2aAUD | Non-Energy Saving | 1 | 1 | 174198.0009 | 174198.0009 | 0 | 0 | 0 | 0 | 0 | 0 | 0 | 0 | 0 | 0 | 0 | 0 | 0 | 0 | 0 | 0 | 0 | 0 | 0 | 0 | 0 | 0 | 0 | 0 | 0 | 0 | 0 | 0 | 0 | 0 | 0 | 0 | 0 | 0 | 0 | 0 | 0 | 0 | 0 | 0 | 0 | 0 | 0 | 0 | 0 | 0 | 0 | 0 | 0 | 0 | 0 | 0 | 0 | 0 | 0 | 0 | 0 | 0 | 0 | 0 | 0 | 0 | 0 | 0 | 0 | 0 | 0 | 0 | 0 | 0 | 0 | 0 | 0 | 0 | 0 | 0 | 0 | 0 | 0 | 0 | 0 | 0 | 0 | 0 | 0 | 0 | 0 | 0 | 0 | 0 | 0 | 0 | 0 | 0 | 0 | 0 |  | 0 | 0 | 0 | 0 | 0 | 0 | 0 | 0 | 0 | 0 | 0 | 0 | 0 | 0 | 0 | 0 | 0 | 0 | 0 | 0 | 0
C - Commercial & Industrial | C2 - Small Business Energy Solutions | C2a - SCI Retrofit | Vendor Fees - Small Retro | EC2aNES01 | Non-Energy Saving | [22 empty] | 0 |  |  |  | 0 |  |  |  | 0 |  |  |  | 0 | [9 empty] | 0 | 0
C - Commercial & Industrial | C2 - Small Business Energy Solutions | C2a - SCI Retrofit | Vendor Fees - TA Studies - Small Retro | EC2aNES02 | Non-Energy Saving | [22 empty] | 0 |  |  |  | 0 |  |  |  | 0 |  |  |  | 0 | [9 empty] | 0 | 0
C - Commercial & Industrial | C2 - Small Business Energy Solutions | C2a - SCI Retrofit | [25 empty] | 0 |  |  |  | 0 |  |  |  | 0 |  |  |  | 0 | [9 empty] | 0 | 0
C - Commercial & Industrial | C2 - Small Business Energy Solutions | C2a - SCI Retrofit | [25 empty] | 0 |  |  |  | 0 |  |  |  | 0 |  |  |  | 0 | [9 empty] | 0 | 0
C - Commercial & Industrial | C2 - Small Business Energy Solutions | C2a - SCI Retrofit | [25 empty] | 0 |  |  |  | 0 |  |  |  | 0 |  |  |  | 0 | [9 empty] | 0 | 0
C - Commercial & Industrial | C2 - Small Business Energy Solutions | C2a - SCI Retrofit | [25 empty] | 0 |  |  |  | 0 |  |  |  | 0 |  |  |  | 0 | [9 empty] | 0 | 0
[28 empty] | 0 |  |  |  | 0 |  |  |  | 0 |  |  |  | 0 | [9 empty] | 0 | 0
C - Commercial & Industrial | C2 - Small Business Energy Solutions | C2b - SCI New Equipment | Custom Small Compressed Air New | EC2b001 | Compressed Air | [22 empty] | 0 |  |  |  | 0 |  |  |  | 0 |  |  |  | 0 | [9 empty] | 0 | 0
C - Commercial & Industrial | C2 - Small Business Energy Solutions | C2b - SCI New Equipment | Custom Small Hot Water New | EC2b002 | Hot Water | [22 empty] | 0 |  |  |  | 0 |  |  |  | 0 |  |  |  | 0 | [9 empty] | 0 | 0
C - Commercial & Industrial | C2 - Small Business Energy Solutions | C2b - SCI New Equipment | Custom Small HVAC New | EC2b003 | HVAC | 2 | 13.5 | 37978.6667 | 28484 | 9494.6667 | 9.0265 | 9.0084 | 121.8573 | 121.6136 | 9.0084 | 121.6136 | 87.5618 | 21.8905 | 9.7291 | 2.4323 | 2.86 | 0.97559 | 0.97559 | 3.1546 | 3.1546 | 0 | 0 | 0 | 0 | 0 | 0 | 0 | 0 | 0 | 0 | 0 | 0 | 0 | 0 | 0 | 0 | 0 | 0 | 0 | 0 | 0 | 0 | 0 | 0 | 0 | 0 | 0 | 0 | 0 | 6434.0872 | 1480.5605 | 499.6899 | 118.9198 | 8533.2574 | 479.7196 | 102.43 | 30.3817 | 4.5169 | 234.1772 | 851.2254 | 9384.4828 | 3141.2302 | 0 | 299.3384 | 57.0044 | 3088.1069 | 0 | 3692.2977 | 10277.9776 | 19662.4603 | 0 | 0 | 0 | 0 | 0 | 0 | 0 | 0 | 0 | 0 | 0 | 0 | 0 | 0 | 0 | 0 | 0 | 0 | 0 | 0 | 0 | 0 | 0 | 0 | 0 | 0 | 0 | 0 | 0 | 1966.246 |  | 0 | 1966.246 | 4575.1019 | 1027.8855 | 519.1277 | 128.868 | 6250.983 | 0 | 0 | 0 | 0 | 0 | 0 | 0 | 0 | 0 | 0 | 21628.7064 | 25913.4434 | 19662.4603 | 27879.6894
C - Commercial & Industrial | C2 - Small Business Energy Solutions | C2b - SCI New Equipment | Custom Small Lighting New - Interior | EC2b004 | Lighting | [22 empty] | 0 |  |  |  | 0 |  |  |  | 0 |  |  |  | 0 | [9 empty] | 0 | 0
C - Commercial & Industrial | C2 - Small Business Energy Solutions | C2b - SCI New Equipment | Custom Small Lighting New - Exterior | EC2b054 | Lighting | [22 empty] | 0 |  |  |  | 0 |  |  |  | 0 |  |  |  | 0 | [9 empty] | 0 | 0
C - Commercial & Industrial | C2 - Small Business Energy Solutions | C2b - SCI New Equipment | Custom Small Lighting New - Controls | EC2b055 | Lighting | [22 empty] | 0 |  |  |  | 0 |  |  |  | 0 |  |  |  | 0 | [9 empty] | 0 | 0
C - Commercial & Industrial | C2 - Small Business Energy Solutions | C2b - SCI New Equipment | Custom Small Motors New | EC2b005 | Motors/Drives | [22 empty] | 0 |  |  |  | 0 |  |  |  | 0 |  |  |  | 0 | [9 empty] | 0 | 0
C - Commercial & Industrial | C2 - Small Business Energy Solutions | C2b - SCI New Equipment | Custom Small Process New | EC2b006 | Process | [22 empty] | 0 |  |  |  | 0 |  |  |  | 0 |  |  |  | 0 | [9 empty] | 0 | 0
C - Commercial & Industrial | C2 - Small Business Energy Solutions | C2b - SCI New Equipment | Custom Small Refrigeration New | EC2b007 | Refrigeration | [22 empty] | 0 |  |  |  | 0 |  |  |  | 0 |  |  |  | 0 | [9 empty] | 0 | 0
C - Commercial & Industrial | C2 - Small Business Energy Solutions | C2b - SCI New Equipment | Custom Small Other New | EC2b008 | Custom Measures | 2 | 12 | 1333.3333 | 1000 | 333.3333 | 2.4339 | 2.429 | 29.2063 | 29.1479 | 2.429 | 29.1479 | 7.508 | 11.8973 | 3.7695 | 5.9731 | 6.6 | 2.4999 | 2.4999 | 3.4652 | 3.4652 | 0 | 0 | 0 | 0 | 0 | 0 | 0 | 0 | 0 | 0 | 0 | 0 | 0 | 0 | 0 | 0 | 0 | 0 | 0 | 0 | 0 | 0 | 0 | 0 | 0 | 0 | 0 | 0 | 0 | 558.7867 | 818.4323 | 193.0531 | 292.4921 | 1862.7641 | 46.2754 | 62.6287 | 13.2425 | 12.479 | 63.1426 | 197.7682 | 2060.5323 | 3069.7237 | 0 | 328.8117 | 62.6172 | 3063.9328 | 0 | 3663.3939 | 10188.4793 | 12249.0116 | 0 | 0 | 0 | 0 | 0 | 0 | 0 | 0 | 0 | 0 | 0 | 0 | 0 | 0 | 0 | 0 | 0 | 0 | 0 | 0 | 0 | 0 | 0 | 0 | 0 | 0 | 0 | 0 | 0 | 1224.9012 |  | 0 | 1224.9012 | 406.5931 | 580.2028 | 207.6495 | 328.3654 | 1522.8109 | 0 | 0 | 0 | 0 | 0 | 0 | 0 | 0 | 0 | 0 | 13473.9127 | 13771.8225 | 12249.0116 | 14996.7236
C - Commercial & Industrial | C2 - Small Business Energy Solutions | C2b - SCI New Equipment | Custom Small Comprehensive Design | EC2b056 | Custom Measures | [22 empty] | 0 |  |  |  | 0 |  |  |  | 0 |  |  |  | 0 | [9 empty] | 0 | 0
C - Commercial & Industrial | C2 - Small Business Energy Solutions | C2b - SCI New Equipment | Daylight Dimming | EC2b009 | Lighting | [22 empty] | 0 |  |  |  | 0 |  |  |  | 0 |  |  |  | 0 | [9 empty] | 0 | 0
C - Commercial & Industrial | C2 - Small Business Energy Solutions | C2b - SCI New Equipment | Performance Lighting - Exterior w/ Controls | EC2b010 | Lighting | [22 empty] | 0 |  |  |  | 0 |  |  |  | 0 |  |  |  | 0 | [9 empty] | 0 | 0
C - Commercial & Industrial | C2 - Small Business Energy Solutions | C2b - SCI New Equipment | Performance Lighting - Exterior w/o Controls | EC2b011 | Lighting | 1 | 15 | 18850.1333 | 15040 | 3810.1333 | 62.6594 | 54.1377 | 939.891 | 812.0659 | 50.8895 | 763.3419 | 153.4317 | 241.216 | 146.5616 | 221.3692 | 11.78 | 12.5319 | 11.78 | 0 | 0 | 0 | 0 | 0 | 0 | 0 | 0 | 0 | 0 | 0 | 0 | 0 | 0 | 0 | 0 | 0 | 0 | 0 | 0 | 0 | 0 | 0 | 0 | 0 | 0 | 0 | 0 | 0 | 0 | 0 | 11114.0358 | 15984.7002 | 7519.4388 | 10754.0588 | 45372.2335 | 756.5374 | 1015.8297 | 411.9106 | 369.9846 | 1322.891 | 3877.1533 | 49249.3868 | 0 | 0 | 0 | 0 | 0 | 0 | 0 | 0 | 49249.3868 | 0 | 0 | 0 | 0 | 0 | 0 | 0 | 0 | 0 | 0 | 0 | 0 | 0 | 0 | 0 | 0 | 0 | 0 | 0 | 0 | 0 | 0 | 0 | 0 | 0 | 0 | 0 | 0 | 0 | 4924.9387 |  | 0 | 4924.9387 | 7742.2098 | 10909.1419 | 7568.3841 | 11284.7171 | 37504.4529 | 0 | 0 | 0 | 0 | 0 | 0 | 0 | 0 | 0 | 0 | 54174.3255 | 86753.8397 | 49249.3868 | 91678.7784
C - Commercial & Industrial | C2 - Small Business Energy Solutions | C2b - SCI New Equipment | Performance Lighting - Interior w/ Controls | EC2b012 | Lighting | [22 empty] | 0 |  |  |  | 0 |  |  |  | 0 |  |  |  | 0 | [9 empty] | 0 | 0
C - Commercial & Industrial | C2 - Small Business Energy Solutions | C2b - SCI New Equipment | Performance Lighting - Interior w/o Controls | EC2b013 | Lighting | 2.5148 | 15 | 23286.3808 | 18579.5592 | 4706.8217 | 77.3997 | 66.8734 | 1160.996 | 1003.1005 | 62.861 | 942.9145 | 285.7031 | 164.0671 | 323.4197 | 170.6675 | 14.5511 | 4.5232 | 4.2518 | 10.9519 | 10.2948 | -4.1868 | -62.8018 | -3.9356 | -59.0337 | -8.3736 | -125.6035 | -7.8712 | -118.0673 | 0 | 0 | 0 | 0 | 0 | 0 | 0 | 0 | 0 | 0 | 0 | 0 | 0 | 0 | 0 | 0 | -11.8067 | -177.101 | 0 | 0 | 0 | 20695.2927 | 10872.261 | 16593.2528 | 8290.9863 | 56451.7927 | 1408.7378 | 690.9336 | 908.9689 | 285.2446 | 1634.0949 | 4927.9798 | 61379.7725 | 11360.4884 | 0 | 976.8738 | 186.0307 | 11024.6295 | 0 | 13181.6079 | 36729.6303 | 98109.4028 | 0 | 0 | 0 | 0 | 0 | -448.408 | 0 | -448.408 | -0.10007 | 0 | 0 | 0 | 0 | 0 | -16.1519 | 0 | -16.252 | -464.66 | 0 | -2980.0825 | 0 | -1.4905 | 0 | 0 | 0 | 0 | 0 | 0 | -3446.2329 | 9466.317 |  | -148.6761 | 9317.6409 | 14416.6619 | 7420.0353 | 16701.2612 | 8700.1044 | 47238.0627 | 0 | -831.0325 | 0 | -2325.3261 | 0 | 0 | 0 | 0 | 0 | -3156.3585 | 103980.8107 | 138744.874 | 98109.4028 | 148211.191
C - Commercial & Industrial | C2 - Small Business Energy Solutions | C2b - SCI New Equipment | Lighting Occupancy Sensors | EC2b014 | Lighting | [22 empty] | 0 |  |  |  | 0 |  |  |  | 0 |  |  |  | 0 | [9 empty] | 0 | 0
C - Commercial & Industrial | C2 - Small Business Energy Solutions | C2b - SCI New Equipment | Advanced Power Strip | EC2b015 | Process | [22 empty] | 0 |  |  |  | 0 |  |  |  | 0 |  |  |  | 0 | [9 empty] | 0 | 0
C - Commercial & Industrial | C2 - Small Business Energy Solutions | C2b - SCI New Equipment | Air Compressor | EC2b016 | Compressed Air | 2 | 15 | 12666.6667 | 9500 | 3166.6667 | 42.9484 | 42.8625 | 644.2254 | 642.9369 | 42.8625 | 642.9369 | 166.5207 | 153.6619 | 170.3783 | 152.3761 | 10.39 | 9.0112 | 9.0112 | 13.4084 | 13.4084 | 0 | 0 | 0 | 0 | 0 | 0 | 0 | 0 | 0 | 0 | 0 | 0 | 0 | 0 | 0 | 0 | 0 | 0 | 0 | 0 | 0 | 0 | 0 | 0 | 0 | 0 | 0 | 0 | 0 | 12062.1515 | 10182.7386 | 8741.367 | 7402.3913 | 38388.6483 | 821.0761 | 647.1143 | 478.8471 | 254.6733 | 1114.2261 | 3315.9368 | 41704.5851 | 14796.4084 | 0 | 1272.3242 | 242.2947 | 14358.9707 | 0 | 17168.3158 | 47838.3138 | 89542.8989 | 0 | 0 | 0 | 0 | 0 | 0 | 0 | 0 | 0 | 0 | 0 | 0 | 0 | 0 | 0 | 0 | 0 | 0 | 0 | 0 | 0 | 0 | 0 | 0 | 0 | 0 | 0 | 0 | 0 | 8954.2899 |  | 0 | 8954.2899 | 8402.6819 | 6949.4541 | 8798.2661 | 7767.6617 | 31918.0638 | 0 | 0 | 0 | 0 | 0 | 0 | 0 | 0 | 0 | 0 | 98497.1888 | 121460.9626 | 89542.8989 | 130415.2525
C - Commercial & Industrial | C2 - Small Business Energy Solutions | C2b - SCI New Equipment | Air Nozzle | EC2b017 | Compressed Air | [22 empty] | 0 |  |  |  | 0 |  |  |  | 0 |  |  |  | 0 | [9 empty] | 0 | 0
C - Commercial & Industrial | C2 - Small Business Energy Solutions | C2b - SCI New Equipment | Circulator Pump | EC2b018 | HVAC | 2 | 20 | 2203.1644 | 1652.3733 | 550.7911 | 6.6268 | 6.6136 | 132.5369 | 132.2719 | 6.6136 | 132.2719 | 34.9198 | 21.9571 | 46.1629 | 29.2321 | 1.1133 | 0.049265 | 0.049265 | 1.007 | 1.007 | 0 | 0 | 0 | 0 | 0 | 0 | 0 | 0 | 0 | 0 | 0 | 0 | 0 | 0 | 0 | 0 | 0 | 0 | 0 | 0 | 0 | 0 | 0 | 0 | 0 | 0 | 0 | 0 | 0 | 2415.7373 | 1372.3396 | 2349.2205 | 1396.2925 | 7533.5899 | 129.1362 | 69.3508 | 97.3054 | 36.6427 | 171.9229 | 504.3579 | 8037.9478 | 1538.5242 | 0 | 95.551 | 18.1962 | 1365.1871 | 0 | 1632.2872 | 4649.7458 | 12687.6936 | 0 | 0 | 0 | 0 | 0 | 0 | 0 | 0 | 0 | 0 | 0 | 0 | 0 | 0 | 0 | 0 | 0 | 0 | 0 | 0 | 0 | 0 | 0 | 0 | 0 | 0 | 0 | 0 | 0 | 1268.7694 |  | 0 | 1268.7694 | 1576.7464 | 893.1734 | 2133.9324 | 1324.8601 | 5928.7123 | 0 | 0 | 0 | 0 | 0 | 0 | 0 | 0 | 0 | 0 | 13956.463 | 18616.4059 | 12687.6936 | 19885.1753
C - Commercial & Industrial | C2 - Small Business Energy Solutions | C2b - SCI New Equipment | Combination Oven, Electric | EC2b019 | Food Service | 2 | 12 | 5600 | 4200 | 1400 | 12.736 | 12.7105 | 152.832 | 152.5263 | 12.7105 | 152.5263 | 48.8084 | 53.3842 | 24.4042 | 25.9295 | 2.9 | 2.3098 | 2.3098 | 2.8788 | 2.8788 | 0 | 0 | 0 | 0 | 0 | 0 | 0 | 0 | 0 | 0 | 0 | 0 | 0 | 0 | 0 | 0 | 0 | 0 | 0 | 0 | 0 | 0 | 0 | 0 | 0 | 0 | 0 | 0 | 0 | 3632.5866 | 3672.3742 | 1249.8651 | 1269.713 | 9824.5389 | 300.8293 | 281.0202 | 85.7349 | 54.1714 | 330.415 | 1052.1708 | 10876.7097 | 2550.2861 | 0 | 273.1724 | 52.0215 | 2545.4751 | 0 | 3043.4995 | 8464.4547 | 19341.1644 | 0 | 0 | 0 | 0 | 0 | 0 | 0 | 0 | 0 | 0 | 0 | 0 | 0 | 0 | 0 | 0 | 0 | 0 | 0 | 0 | 0 | 0 | 0 | 0 | 0 | 0 | 0 | 0 | 0 | 1934.1164 |  | 0 | 1934.1164 | 2643.1996 | 2603.4183 | 1344.3656 | 1425.4399 | 8016.4234 | 0 | 0 | 0 | 0 | 0 | 0 | 0 | 0 | 0 | 0 | 21275.2808 | 27357.5878 | 19341.1644 | 29291.7042
C - Commercial & Industrial | C2 - Small Business Energy Solutions | C2b - SCI New Equipment | Compressor Storage | EC2b020 | Compressed Air | [22 empty] | 0 |  |  |  | 0 |  |  |  | 0 |  |  |  | 0 | [9 empty] | 0 | 0
C - Commercial & Industrial | C2 - Small Business Energy Solutions | C2b - SCI New Equipment | Convection Oven, Electric | EC2b021 | Food Service | 2 | 12 | 1300 | 975 | 325 | 4.002 | 3.994 | 48.024 | 47.928 | 3.994 | 47.928 | 15.3369 | 16.7748 | 7.6685 | 8.1478 | 0.92 | 0.73278 | 0.73278 | 0.91328 | 0.91328 | 0 | 0 | 0 | 0 | 0 | 0 | 0 | 0 | 0 | 0 | 0 | 0 | 0 | 0 | 0 | 0 | 0 | 0 | 0 | 0 | 0 | 0 | 0 | 0 | 0 | 0 | 0 | 0 | 0 | 1141.4582 | 1153.9605 | 392.7418 | 398.9786 | 3087.1392 | 94.5288 | 88.3043 | 26.9402 | 17.0221 | 103.8255 | 330.6209 | 3417.7601 | 809.0563 | 0 | 86.6616 | 16.5034 | 807.53 | 0 | 965.524 | 2685.2753 | 6103.0353 | 0 | 0 | 0 | 0 | 0 | 0 | 0 | 0 | 0 | 0 | 0 | 0 | 0 | 0 | 0 | 0 | 0 | 0 | 0 | 0 | 0 | 0 | 0 | 0 | 0 | 0 | 0 | 0 | 0 | 610.3035 |  | 0 | 610.3035 | 830.5657 | 818.0653 | 422.4365 | 447.9123 | 2518.9798 | 0 | 0 | 0 | 0 | 0 | 0 | 0 | 0 | 0 | 0 | 6713.3389 | 8622.0151 | 6103.0353 | 9232.3187
C - Commercial & Industrial | C2 - Small Business Energy Solutions | C2b - SCI New Equipment | Dishwasher - High Temp Door Type | EC2b022 | Food Service | 1 | 13 | 1666.6667 | 1250 | 416.6667 | 11.897 | 11.8732 | 154.661 | 154.3517 | 11.8732 | 154.3517 | 49.3925 | 54.0231 | 24.6963 | 26.2398 | 1.81 | 1.4417 | 1.4417 | 1.7968 | 1.7968 | 0 | 0 | 0 | 0 | 0 | 0 | 0 | 0 | 0 | 0 | 0 | 0 | 0 | 0 | 0 | 0 | 0 | 0 | 0 | 0 | 0 | 0 | 0 | 0 | 0 | 0 | 0 | 40880 | 531440 | 3645.1232 | 3676.007 | 1267.8446 | 1283.7958 | 9872.7706 | 281.0117 | 262.5077 | 80.087 | 50.6028 | 308.6485 | 982.8578 | 10855.6283 | 1732.1225 | 0 | 170.4973 | 32.4686 | 1703.0276 | 0 | 2036.2265 | 5674.3424 | 16529.9708 | 0 | 0 | 0 | 0 | 0 | 0 | 0 | 0 | 0 | 0 | 0 | 0 | 0 | 0 | 0 | 0 | 0 | 0 | 0 | 0 | 0 | 0 | 0 | 0 | 0 | 0 | 0 | 10379.2772 | 10379.2772 | 1652.9971 |  | 0 | 1652.9971 | 2614.3249 | 2572.3254 | 1333.8878 | 1410.283 | 7930.821 | 0 | 0 | 0 | 0 | 0 | 0 | 0 | 0 | 0 | 0 | 28562.245 | 34840.069 | 16529.9708 | 36493.0661
C - Commercial & Industrial | C2 - Small Business Energy Solutions | C2b - SCI New Equipment | Dishwasher - High Temp Multi Tank Conveyor | EC2b023 | Food Service | [22 empty] | 0 |  |  |  | 0 |  |  |  | 0 |  |  |  | 0 | [9 empty] | 0 | 0
C - Commercial & Industrial | C2 - Small Business Energy Solutions | C2b - SCI New Equipment | Dishwasher - High Temp Pot, Pan, Utensil | EC2b024 | Food Service | [22 empty] | 0 |  |  |  | 0 |  |  |  | 0 |  |  |  | 0 | [9 empty] | 0 | 0
C - Commercial & Industrial | C2 - Small Business Energy Solutions | C2b - SCI New Equipment | Dishwasher - High Temp Single Tank Conveyor | EC2b025 | Food Service | 1 | 13 | 333.3333 | 250 | 83.3333 | 10.204 | 10.1836 | 132.652 | 132.3867 | 10.1836 | 132.3867 | 42.3637 | 46.3353 | 21.1819 | 22.5057 | 1.55 | 1.2346 | 1.2346 | 1.5387 | 1.5387 | 0 | 0 | 0 | 0 | 0 | 0 | 0 | 0 | 0 | 0 | 0 | 0 | 0 | 0 | 0 | 0 | 0 | 0 | 0 | 0 | 0 | 0 | 0 | 0 | 0 | 0 | 0 | 24820 | 322660 | 3126.4047 | 3152.8937 | 1087.4242 | 1101.1055 | 8467.8281 | 241.0224 | 225.1516 | 68.6902 | 43.4018 | 264.7264 | 842.9924 | 9310.8205 | 1483.3093 | 0 | 146.006 | 27.8046 | 1458.3938 | 0 | 1743.7298 | 4859.2435 | 14170.064 | 0 | 0 | 0 | 0 | 0 | 0 | 0 | 0 | 0 | 0 | 0 | 0 | 0 | 0 | 0 | 0 | 0 | 0 | 0 | 0 | 0 | 0 | 0 | 0 | 0 | 0 | 0 | 6301.704 | 6301.704 | 1417.0064 |  | 0 | 1417.0064 | 2242.2939 | 2206.2712 | 1144.0692 | 1209.593 | 6802.2273 | 0 | 0 | 0 | 0 | 0 | 0 | 0 | 0 | 0 | 0 | 21888.7744 | 27273.9953 | 14170.064 | 28691.0017
C - Commercial & Industrial | C2 - Small Business Energy Solutions | C2b - SCI New Equipment | Dishwasher - High Temp Under Counter | EC2b026 | Food Service | [22 empty] | 0 |  |  |  | 0 |  |  |  | 0 |  |  |  | 0 | [9 empty] | 0 | 0
C - Commercial & Industrial | C2 - Small Business Energy Solutions | C2b - SCI New Equipment | Dishwasher - Low Temp Door Type | EC2b027 | Food Service | [22 empty] | 0 |  |  |  | 0 |  |  |  | 0 |  |  |  | 0 | [9 empty] | 0 | 0
C - Commercial & Industrial | C2 - Small Business Energy Solutions | C2b - SCI New Equipment | Dishwasher - Low Temp Multi Tank Conveyor | EC2b028 | Food Service | [22 empty] | 0 |  |  |  | 0 |  |  |  | 0 |  |  |  | 0 | [9 empty] | 0 | 0
C - Commercial & Industrial | C2 - Small Business Energy Solutions | C2b - SCI New Equipment | Dishwasher - Low Temp Single Tank Conveyor | EC2b029 | Food Service | [22 empty] | 0 |  |  |  | 0 |  |  |  | 0 |  |  |  | 0 | [9 empty] | 0 | 0
C - Commercial & Industrial | C2 - Small Business Energy Solutions | C2b - SCI New Equipment | Dishwasher - Low Temp Under Counter | EC2b030 | Food Service | 1 | 13 | 1333.3333 | 1000 | 333.3333 | 6.182 | 6.1696 | 80.366 | 80.2053 | 6.1696 | 80.2053 | 25.6657 | 28.0718 | 12.8328 | 13.6349 | 0.94 | 0.74871 | 0.74871 | 0.93314 | 0.93314 | 0 | 0 | 0 | 0 | 0 | 0 | 0 | 0 | 0 | 0 | 0 | 0 | 0 | 0 | 0 | 0 | 0 | 0 | 0 | 0 | 0 | 0 | 0 | 0 | 0 | 0 | 0 | 14783 | 192179 | 1894.1037 | 1910.1518 | 658.806 | 667.0947 | 5130.1562 | 146.0212 | 136.406 | 41.6153 | 26.2946 | 160.382 | 510.7192 | 5640.8754 | 899.5553 | 0 | 88.5455 | 16.8621 | 884.4453 | 0 | 1057.4878 | 2946.8961 | 8587.7714 | 0 | 0 | 0 | 0 | 0 | 0 | 0 | 0 | 0 | 0 | 0 | 0 | 0 | 0 | 0 | 0 | 0 | 0 | 0 | 0 | 0 | 0 | 0 | 0 | 0 | 0 | 0 | 3753.3477 | 3753.3477 | 858.7771 |  | 0 | 858.7771 | 1358.4733 | 1336.6492 | 693.1238 | 732.8208 | 4121.0671 | 0 | 0 | 0 | 0 | 0 | 0 | 0 | 0 | 0 | 0 | 13199.8963 | 16462.1863 | 8587.7714 | 17320.9634
C - Commercial & Industrial | C2 - Small Business Energy Solutions | C2b - SCI New Equipment | Faucet Aerator, Electric | EC2b031 | Hot Water | [22 empty] | 0 |  |  |  | 0 |  |  |  | 0 |  |  |  | 0 | [9 empty] | 0 | 0
C - Commercial & Industrial | C2 - Small Business Energy Solutions | C2b - SCI New Equipment | Fryer Large Vat, Electric | EC2b032 | Food Service | [22 empty] | 0 |  |  |  | 0 |  |  |  | 0 |  |  |  | 0 | [9 empty] | 0 | 0
C - Commercial & Industrial | C2 - Small Business Energy Solutions | C2b - SCI New Equipment | Fryer Standard Vat, Electric | EC2b033 | Food Service | [22 empty] | 0 |  |  |  | 0 |  |  |  | 0 |  |  |  | 0 | [9 empty] | 0 | 0
C - Commercial & Industrial | C2 - Small Business Energy Solutions | C2b - SCI New Equipment | Griddle, Electric | EC2b034 | Food Service | [22 empty] | 0 |  |  |  | 0 |  |  |  | 0 |  |  |  | 0 | [9 empty] | 0 | 0
C - Commercial & Industrial | C2 - Small Business Energy Solutions | C2b - SCI New Equipment | Ground Source Heat Pump | EC2b035 | HVAC | [22 empty] | 0 |  |  |  | 0 |  |  |  | 0 |  |  |  | 0 | [9 empty] | 0 | 0
C - Commercial & Industrial | C2 - Small Business Energy Solutions | C2b - SCI New Equipment | Hot Food Holding Cabinet 3/4 Size | EC2b036 | Food Service | [22 empty] | 0 |  |  |  | 0 |  |  |  | 0 |  |  |  | 0 | [9 empty] | 0 | 0
C - Commercial & Industrial | C2 - Small Business Energy Solutions | C2b - SCI New Equipment | Hot Food Holding Cabinet Full Size | EC2b037 | Food Service | [22 empty] | 0 |  |  |  | 0 |  |  |  | 0 |  |  |  | 0 | [9 empty] | 0 | 0
C - Commercial & Industrial | C2 - Small Business Energy Solutions | C2b - SCI New Equipment | Hot Food Holding Cabinet Half Size | EC2b038 | Food Service | [22 empty] | 0 |  |  |  | 0 |  |  |  | 0 |  |  |  | 0 | [9 empty] | 0 | 0
C - Commercial & Industrial | C2 - Small Business Energy Solutions | C2b - SCI New Equipment | Ice Machine - Ice Making Head | EC2b039 | Food Service | 1 | 8 | 366.6667 | 275 | 91.6667 | 1.3455 | 1.3428 | 10.764 | 10.7425 | 1.3428 | 10.7425 | 3.4376 | 3.7599 | 1.7188 | 1.8262 | 0.3 | 0.23895 | 0.23895 | 0.29781 | 0.29781 | 0 | 0 | 0 | 0 | 0 | 0 | 0 | 0 | 0 | 0 | 0 | 0 | 0 | 0 | 0 | 0 | 0 | 0 | 0 | 0 | 0 | 0 | 0 | 0 | 0 | 0 | 0 | 3322 | 26576 | 263.9962 | 273.2915 | 86.2828 | 89.3086 | 712.8792 | 25.922 | 24.532 | 7.0943 | 4.5306 | 33.6022 | 95.681 | 808.5602 | 159.2805 | 0 | 27.5324 | 5.3815 | 183.205 | 0 | 219.0493 | 594.4487 | 1403.0089 | 0 | 0 | 0 | 0 | 0 | 0 | 0 | 0 | 0 | 0 | 0 | 0 | 0 | 0 | 0 | 0 | 0 | 0 | 0 | 0 | 0 | 0 | 0 | 0 | 0 | 0 | 0 | 547.4304 | 547.4304 | 140.3009 |  | 0 | 140.3009 | 205.3732 | 204.0506 | 103.048 | 110.1838 | 622.6556 | 0 | 0 | 0 | 0 | 0 | 0 | 0 | 0 | 0 | 0 | 2090.7402 | 2573.0949 | 1403.0089 | 2713.3958
C - Commercial & Industrial | C2 - Small Business Energy Solutions | C2b - SCI New Equipment | Ice Machine - Remote Cond./Split Unit - Batch | EC2b040 | Food Service | 2 | 8 | 1440 | 1080 | 360 | 5.202 | 5.1916 | 41.616 | 41.5328 | 5.1916 | 41.5328 | 13.2905 | 14.5365 | 6.6452 | 7.0606 | 0.6 | 0.4779 | 0.4779 | 0.59562 | 0.59562 | 0 | 0 | 0 | 0 | 0 | 0 | 0 | 0 | 0 | 0 | 0 | 0 | 0 | 0 | 0 | 0 | 0 | 0 | 0 | 0 | 0 | 0 | 0 | 0 | 0 | 0 | 0 | 5262 | 42096 | 1020.6677 | 1056.6053 | 333.5884 | 345.2869 | 2756.1483 | 100.2201 | 94.846 | 27.4281 | 17.5163 | 129.9134 | 369.924 | 3126.0723 | 318.561 | 0 | 55.0648 | 10.7631 | 366.4101 | 0 | 438.0985 | 1188.8974 | 4314.9697 | 0 | 0 | 0 | 0 | 0 | 0 | 0 | 0 | 0 | 0 | 0 | 0 | 0 | 0 | 0 | 0 | 0 | 0 | 0 | 0 | 0 | 0 | 0 | 0 | 0 | 0 | 0 | 867.1218 | 867.1218 | 431.497 |  | 0 | 431.497 | 794.018 | 788.9046 | 398.4063 | 425.995 | 2407.3239 | 0 | 0 | 0 | 0 | 0 | 0 | 0 | 0 | 0 | 0 | 5613.5885 | 7589.4154 | 4314.9697 | 8020.9124
C - Commercial & Industrial | C2 - Small Business Energy Solutions | C2b - SCI New Equipment | Ice Machine - Remote Cond./Split Unit - Continuous | EC2b041 | Food Service | [22 empty] | 0 |  |  |  | 0 |  |  |  | 0 |  |  |  | 0 | [9 empty] | 0 | 0
C - Commercial & Industrial | C2 - Small Business Energy Solutions | C2b - SCI New Equipment | Ice Machine - Self Contained | EC2b042 | Food Service | [22 empty] | 0 |  |  |  | 0 |  |  |  | 0 |  |  |  | 0 | [9 empty] | 0 | 0
C - Commercial & Industrial | C2 - Small Business Energy Solutions | C2b - SCI New Equipment | Low Pressure Drop Filter | EC2b043 | Compressed Air | [22 empty] | 0 |  |  |  | 0 |  |  |  | 0 |  |  |  | 0 | [9 empty] | 0 | 0
C - Commercial & Industrial | C2 - Small Business Energy Solutions | C2b - SCI New Equipment | Thermostatic Shut-Off Valve, Electric | EC2b044 | Hot Water | [22 empty] | 0 |  |  |  | 0 |  |  |  | 0 |  |  |  | 0 | [9 empty] | 0 | 0
C - Commercial & Industrial | C2 - Small Business Energy Solutions | C2b - SCI New Equipment | Low-Flow Showerhead, Electric | EC2b045 | Hot Water | [22 empty] | 0 |  |  |  | 0 |  |  |  | 0 |  |  |  | 0 | [9 empty] | 0 | 0
C - Commercial & Industrial | C2 - Small Business Energy Solutions | C2b - SCI New Equipment | Pre Rinse Spray Valve, Electric | EC2b046 | Hot Water | [22 empty] | 0 |  |  |  | 0 |  |  |  | 0 |  |  |  | 0 | [9 empty] | 0 | 0
C - Commercial & Industrial | C2 - Small Business Energy Solutions | C2b - SCI New Equipment | Refrigerated Air Dryer | EC2b047 | Compressed Air | 2 | 15 | 1231.3067 | 923.48 | 307.8267 | 1.9256 | 1.9217 | 28.8838 | 28.8261 | 1.9217 | 28.8261 | 6.2553 | 8.1001 | 6.457 | 7.9848 | 0.97 | 0.84128 | 0.84128 | 1.2518 | 1.2518 | 0 | 0 | 0 | 0 | 0 | 0 | 0 | 0 | 0 | 0 | 0 | 0 | 0 | 0 | 0 | 0 | 0 | 0 | 0 | 0 | 0 | 0 | 0 | 0 | 0 | 0 | 0 | 0 | 0 | 453.1083 | 536.7725 | 331.2827 | 387.9008 | 1709.0643 | 30.8433 | 34.112 | 18.1475 | 13.3454 | 49.9563 | 146.4045 | 1855.4687 | 1381.3779 | 0 | 118.7829 | 22.6204 | 1340.5391 | 0 | 1602.8168 | 4466.1371 | 6321.6058 | 0 | 0 | 0 | 0 | 0 | 0 | 0 | 0 | 0 | 0 | 0 | 0 | 0 | 0 | 0 | 0 | 0 | 0 | 0 | 0 | 0 | 0 | 0 | 0 | 0 | 0 | 0 | 0 | 0 | 632.1606 |  | 0 | 632.1606 | 315.6422 | 366.3333 | 333.4391 | 407.0418 | 1422.4563 | 0 | 0 | 0 | 0 | 0 | 0 | 0 | 0 | 0 | 0 | 6953.7664 | 7744.0621 | 6321.6058 | 8376.2227
C - Commercial & Industrial | C2 - Small Business Energy Solutions | C2b - SCI New Equipment | Steam Cooker, Electric | EC2b048 | Food Service | 4 | 12 | 8800 | 4400 | 4400 | 26.2 | 26.1476 | 314.4 | 313.7712 | 26.1476 | 313.7712 | 100.4068 | 109.8199 | 50.2034 | 53.3411 | 9.12 | 7.2641 | 7.2641 | 9.0534 | 9.0534 | 0 | 0 | 0 | 0 | 0 | 0 | 0 | 0 | 0 | 0 | 0 | 0 | 0 | 0 | 0 | 0 | 0 | 0 | 0 | 0 | 0 | 0 | 0 | 0 | 0 | 0 | 0 | 279900 | 3358800 | 7472.8149 | 7554.6643 | 2571.1734 | 2612.0037 | 20210.6562 | 618.8541 | 578.1038 | 176.3704 | 111.4394 | 679.7169 | 2164.4846 | 22375.1408 | 8020.2102 | 0 | 859.0802 | 163.5987 | 8005.0803 | 0 | 9571.2812 | 26619.2506 | 48994.3915 | 0 | 0 | 0 | 0 | 0 | 0 | 0 | 0 | 0 | 0 | 0 | 0 | 0 | 0 | 0 | 0 | 0 | 0 | 0 | 0 | 0 | 0 | 0 | 0 | 0 | 0 | 0 | 66295.9289 | 66295.9289 | 4899.4391 |  | 0 | 4899.4391 | 5437.4865 | 5355.6502 | 2765.5762 | 2932.3591 | 16491.0721 | 0 | 0 | 0 | 0 | 0 | 0 | 0 | 0 | 0 | 0 | 120189.7595 | 131781.3924 | 48994.3915 | 136680.8315
C - Commercial & Industrial | C2 - Small Business Energy Solutions | C2b - SCI New Equipment | Unitary Air Conditioner | EC2b049 | HVAC | 3 | 20 | 6666.68 | 5000.01 | 1666.67 | 20.3976 | 20.3568 | 407.952 | 407.1361 | 20.3568 | 407.1361 | 35.0137 | 18.7283 | 214.5607 | 138.8334 | 27 | 0 | 0 | 10.1851 | 10.1851 | 0 | 0 | 0 | 0 | 0 | 0 | 0 | 0 | 0 | 0 | 0 | 0 | 0 | 0 | 0 | 0 | 0 | 0 | 0 | 0 | 0 | 0 | 0 | 0 | 0 | 0 | 0 | 0 | 0 | 2422.2355 | 1170.5326 | 10918.956 | 6631.4831 | 21143.2072 | 129.4835 | 59.1525 | 452.2661 | 174.0291 | 529.1829 | 1344.1142 | 22487.3214 | 15561.6317 | 0 | 966.4652 | 184.0486 | 13808.3883 | 0 | 16510.0115 | 47030.5453 | 69517.8667 | 0 | 0 | 0 | 0 | 0 | 0 | 0 | 0 | 0 | 0 | 0 | 0 | 0 | 0 | 0 | 0 | 0 | 0 | 0 | 0 | 0 | 0 | 0 | 0 | 0 | 0 | 0 | 0 | 0 | 6951.7867 |  | 0 | 6951.7867 | 1580.9878 | 761.8293 | 9918.3173 | 6292.2254 | 18553.3599 | 0 | 0 | 0 | 0 | 0 | 0 | 0 | 0 | 0 | 0 | 76469.6534 | 88071.2266 | 69517.8667 | 95023.0133
C - Commercial & Industrial | C2 - Small Business Energy Solutions | C2b - SCI New Equipment | Water Source Heat Pump | EC2b050 | HVAC | [22 empty] | 0 |  |  |  | 0 |  |  |  | 0 |  |  |  | 0 | [9 empty] | 0 | 0
C - Commercial & Industrial | C2 - Small Business Energy Solutions | C2b - SCI New Equipment | Zero Loss Condensate Drain | EC2b051 | Compressed Air | [22 empty] | 0 |  |  |  | 0 |  |  |  | 0 |  |  |  | 0 | [9 empty] | 0 | 0
C - Commercial & Industrial | C2 - Small Business Energy Solutions | C2b - SCI New Equipment | High Efficiency Chiller - FL | EC2b052 | HVAC | 2 | 23 | 36000 | 18000 | 18000 | 0 | 0 | 0 | 0 | 0 | 0 | 0 | 0 | 0 | 0 | 0 | 0 | 0 | 0 | 0 | 0 | 0 | 0 | 0 | 0 | 0 | 0 | 0 | 0 | 0 | 0 | 0 | 0 | 0 | 0 | 0 | 0 | 0 | 0 | 0 | 0 | 0 | 0 | 0 | 0 | 0 | 0 | 0 | 0 | 0 | 0 | 0 | 0 | 0 | 0 | 0 | 0 | 0 | 0 | 0 | 0 | 0 | 0 | 0 | 0 | 0 | 0 | 0 | 0 | 0 | 0 | 0 | 0 | 0 | 0 | 0 | 0 | 0 | 0 | 0 | 0 | 0 | 0 | 0 | 0 | 0 | 0 | 0 | 0 | 0 | 0 | 0 | 0 | 0 | 0 | 0 | 0 | 0 | 0 | 0 |  | 0 | 0 | 0 | 0 | 0 | 0 | 0 | 0 | 0 | 0 | 0 | 0 | 0 | 0 | 0 | 0 | 0 | 0 | 0 | 0 | 0
C - Commercial & Industrial | C2 - Small Business Energy Solutions | C2b - SCI New Equipment | High Efficiency Chiller - IPLV | EC2b053 | HVAC | [22 empty] | 0 |  |  |  | 0 |  |  |  | 0 |  |  |  | 0 | [9 empty] | 0 | 0
C - Commercial & Industrial | C2 - Small Business Energy Solutions | C2b - SCI New Equipment | C&I Small New Construction Code Compliance | EC2b057 | Custom Measures | [22 empty] | 0 |  |  |  | 0 |  |  |  | 0 |  |  |  | 0 | [9 empty] | 0 | 0
C - Commercial & Industrial | C2 - Small Business Energy Solutions | C2b - SCI New Equipment | Induction Cooktop Displacing Electric Resistance | EC2b058 | Food Service | [22 empty] | 0 |  |  |  | 0 |  |  |  | 0 |  |  |  | 0 | [9 empty] | 0 | 0
C - Commercial & Industrial | C2 - Small Business Energy Solutions | C2b - SCI New Equipment | Compressed Air Leak Detection | EC2b059 | Compressed Air | [22 empty] | 0 |  |  |  | 0 |  |  |  | 0 |  |  |  | 0 | [9 empty] | 0 | 0
C - Commercial & Industrial | C2 - Small Business Energy Solutions | C2b - SCI New Equipment | Packaged Terminal Heat Pump | EC2b060 | HVAC | [22 empty] | 0 |  |  |  | 0 |  |  |  | 0 |  |  |  | 0 | [9 empty] | 0 | 0
C - Commercial & Industrial | C2 - Small Business Energy Solutions | C2b - SCI New Equipment | VRF System | EC2b061 | HVAC | [22 empty] | 0 |  |  |  | 0 |  |  |  | 0 |  |  |  | 0 | [9 empty] | 0 | 0
C - Commercial & Industrial | C2 - Small Business Energy Solutions | C2b - SCI New Equipment | CI Audits - Small New | EC2bAUD | Non-Energy Saving | 1 | 1 | 148857.2875 | 148857.2875 | 0 | 0 | 0 | 0 | 0 | 0 | 0 | 0 | 0 | 0 | 0 | 0 | 0 | 0 | 0 | 0 | 0 | 0 | 0 | 0 | 0 | 0 | 0 | 0 | 0 | 0 | 0 | 0 | 0 | 0 | 0 | 0 | 0 | 0 | 0 | 0 | 0 | 0 | 0 | 0 | 0 | 0 | 0 | 0 | 0 | 0 | 0 | 0 | 0 | 0 | 0 | 0 | 0 | 0 | 0 | 0 | 0 | 0 | 0 | 0 | 0 | 0 | 0 | 0 | 0 | 0 | 0 | 0 | 0 | 0 | 0 | 0 | 0 | 0 | 0 | 0 | 0 | 0 | 0 | 0 | 0 | 0 | 0 | 0 | 0 | 0 | 0 | 0 | 0 | 0 | 0 | 0 | 0 | 0 | 0 | 0 |  | 0 | 0 | 0 | 0 | 0 | 0 | 0 | 0 | 0 | 0 | 0 | 0 | 0 | 0 | 0 | 0 | 0 | 0 | 0 | 0 | 0
C - Commercial & Industrial | C2 - Small Business Energy Solutions | C2b - SCI New Equipment | Vendor Fees - Small New | EC2bNES01 | Non-Energy Saving | [22 empty] | 0 |  |  |  | 0 |  |  |  | 0 |  |  |  | 0 | [9 empty] | 0 | 0
C - Commercial & Industrial | C2 - Small Business Energy Solutions | C2b - SCI New Equipment | Vendor Fees - TA Studies - Small New | EC2bNES02 | Non-Energy Saving | [22 empty] | 0 |  |  |  | 0 |  |  |  | 0 |  |  |  | 0 | [9 empty] | 0 | 0
C - Commercial & Industrial | C2 - Small Business Energy Solutions | C2b - SCI New Equipment | [25 empty] | 0 |  |  |  | 0 |  |  |  | 0 |  |  |  | 0 | [9 empty] | 0 | 0
C - Commercial & Industrial | C2 - Small Business Energy Solutions | C2b - SCI New Equipment | [25 empty] | 0 |  |  |  | 0 |  |  |  | 0 |  |  |  | 0 | [9 empty] | 0 | 0
C - Commercial & Industrial | C2 - Small Business Energy Solutions | C2b - SCI New Equipment | [25 empty] | 0 |  |  |  | 0 |  |  |  | 0 |  |  |  | 0 | [9 empty] | 0 | 0
[28 empty] | 0 |  |  |  | 0 |  |  |  | 0 |  |  |  | 0 | [9 empty] | 0 | 0
C - Commercial & Industrial | C2 - Small Business Energy Solutions | C2c - SCI Midstream | Midstream Circulator Pump | EC2c001 | HVAC | 8 | 20 | 1606.5198 | 1401.0347 | 205.4851 | 5.2022 | 5.1918 | 104.0437 | 103.8356 | 4.4649 | 89.2987 | 23.5748 | 14.8236 | 31.1652 | 19.735 | 0.73939 | 0.038044 | 0.032718 | 0.77761 | 0.66875 | 0 | 0 | 0 | 0 | 0 | 0 | 0 | 0 | 0 | 0 | 0 | 0 | 0 | 0 | 0 | 0 | 0 | 0 | 0 | 0 | 0 | 0 | 0 | 0 | 0 | 0 | 0 | 0 | 0 | 1630.8993 | 926.4865 | 1585.9929 | 942.6574 | 5086.0361 | 87.1817 | 46.8197 | 65.6923 | 24.738 | 116.0676 | 340.4994 | 5426.5354 | 1021.7676 | 0 | 63.4575 | 12.0845 | 906.6506 | 0 | 1084.0376 | 3087.9979 | 8514.5333 | 0 | 0 | 0 | 0 | 0 | 0 | 0 | 0 | 0 | 0 | 0 | 0 | 0 | 0 | 0 | 0 | 0 | 0 | 0 | 0 | 0 | 0 | 0 | 0 | 0 | 0 | 0 | 0 | 0 | 851.4533 |  | 0 | 851.4533 | 1064.4844 | 602.9944 | 1440.6488 | 894.4323 | 4002.5599 | 0 | 0 | 0 | 0 | 0 | 0 | 0 | 0 | 0 | 0 | 9365.9866 | 12517.0932 | 8514.5333 | 13368.5465
C - Commercial & Industrial | C2 - Small Business Energy Solutions | C2c - SCI Midstream | Midstream Demand Control Ventilation | EC2c002 | HVAC | [22 empty] | 0 |  |  |  | 0 |  |  |  | 0 |  |  |  | 0 | [9 empty] | 0 | 0
C - Commercial & Industrial | C2 - Small Business Energy Solutions | C2c - SCI Midstream | Midstream DMSHP Systems | EC2c003 | HVAC | 6 | 20 | 3149.5111 | 2746.6667 | 402.8444 | 5.4533 | 5.4424 | 109.0667 | 108.8485 | 4.6805 | 93.6097 | 24.713 | 15.5392 | 32.6698 | 20.6878 | 1.7674 | 0 | 0 | 0.77522 | 0.66669 | 0 | 0 | 0 | 0 | 0 | 0 | 0 | 0 | 0 | 0 | 0 | 0 | 0 | 0 | 0 | 0 | 0 | 0 | 0 | 0 | 0 | 0 | 0 | 0 | 0 | 0 | 0 | 0 | 0 | 1709.6345 | 971.2146 | 1662.5601 | 988.1662 | 5331.5753 | 91.3906 | 49.0801 | 68.8637 | 25.9323 | 121.671 | 356.9377 | 5688.513 | 1018.6283 | 0 | 63.2626 | 12.0474 | 903.8651 | 0 | 1080.707 | 3078.5103 | 8767.0234 | 0 | 0 | 0 | 0 | 0 | 0 | 0 | 0 | 0 | 0 | 0 | 0 | 0 | 0 | 0 | 0 | 0 | 0 | 0 | 0 | 0 | 0 | 0 | 0 | 0 | 0 | 0 | 0 | 0 | 876.7023 |  | 0 | 876.7023 | 1115.8747 | 632.1052 | 1510.1992 | 937.6129 | 4195.792 | 0 | 0 | 0 | 0 | 0 | 0 | 0 | 0 | 0 | 0 | 9643.7257 | 12962.8154 | 8767.0234 | 13839.5177
C - Commercial & Industrial | C2 - Small Business Energy Solutions | C2c - SCI Midstream | Midstream Dual Enthalpy Economizer Controls | EC2c004 | HVAC | [22 empty] | 0 |  |  |  | 0 |  |  |  | 0 |  |  |  | 0 | [9 empty] | 0 | 0
C - Commercial & Industrial | C2 - Small Business Energy Solutions | C2c - SCI Midstream | Midstream ECM Fan Motors | EC2c005 | HVAC | [22 empty] | 0 |  |  |  | 0 |  |  |  | 0 |  |  |  | 0 | [9 empty] | 0 | 0
C - Commercial & Industrial | C2 - Small Business Energy Solutions | C2c - SCI Midstream | Midstream Heat Pump Systems | EC2c006 | HVAC | 60 | 20 | 37840 | 33000 | 4840 | 54.2169 | 54.1085 | 1084.338 | 1082.1693 | 46.5333 | 930.6656 | 245.6957 | 154.4905 | 324.8023 | 205.6771 | 17.028 | 0 | 0 | 7.4691 | 6.4234 | 0 | 0 | 0 | 0 | 0 | 0 | 0 | 0 | 0 | 0 | 0 | 0 | 0 | 0 | 0 | 0 | 0 | 0 | 0 | 0 | 0 | 0 | 0 | 0 | 0 | 0 | 0 | 0 | 0 | 16997.1422 | 9655.7902 | 16529.1297 | 9824.3228 | 53006.385 | 908.6029 | 487.9527 | 684.6411 | 257.8183 | 1209.6504 | 3548.6654 | 56555.0504 | 9814.2024 | 0 | 609.5174 | 116.0733 | 8708.4902 | 0 | 10412.3139 | 29660.5972 | 86215.6477 | 0 | 0 | 0 | 0 | 0 | 0 | 0 | 0 | 0 | 0 | 0 | 0 | 0 | 0 | 0 | 0 | 0 | 0 | 0 | 0 | 0 | 0 | 0 | 0 | 0 | 0 | 0 | 0 | 0 | 8621.5648 |  | 0 | 8621.5648 | 11093.9973 | 6284.3738 | 15014.3616 | 9321.7238 | 41714.4564 | 0 | 0 | 0 | 0 | 0 | 0 | 0 | 0 | 0 | 0 | 94837.2124 | 127930.1041 | 86215.6477 | 136551.6689
C - Commercial & Industrial | C2 - Small Business Energy Solutions | C2c - SCI Midstream | Midstream Unitary Air Conditioners | EC2c007 | HVAC | 4 | 20 | 1930.9867 | 1684 | 246.9867 | 10.9556 | 10.9336 | 219.1112 | 218.673 | 9.4029 | 188.0588 | 16.1731 | 8.6507 | 99.107 | 64.128 | 1.8851 | 0 | 0 | 0.82688 | 0.71112 | 0 | 0 | 0 | 0 | 0 | 0 | 0 | 0 | 0 | 0 | 0 | 0 | 0 | 0 | 0 | 0 | 0 | 0 | 0 | 0 | 0 | 0 | 0 | 0 | 0 | 0 | 0 | 0 | 0 | 1118.846 | 540.6765 | 5043.5354 | 3063.1244 | 9766.1823 | 59.8093 | 27.3229 | 208.9046 | 80.3851 | 244.433 | 620.8549 | 10387.0373 | 1086.5016 | 0 | 67.4779 | 12.8501 | 964.0914 | 0 | 1152.7168 | 3283.6378 | 13670.6751 | 0 | 0 | 0 | 0 | 0 | 0 | 0 | 0 | 0 | 0 | 0 | 0 | 0 | 0 | 0 | 0 | 0 | 0 | 0 | 0 | 0 | 0 | 0 | 0 | 0 | 0 | 0 | 0 | 0 | 1367.0675 |  | 0 | 1367.0675 | 730.2683 | 351.8938 | 4581.3341 | 2906.4191 | 8569.9153 | 0 | 0 | 0 | 0 | 0 | 0 | 0 | 0 | 0 | 0 | 15037.7426 | 22240.5904 | 13670.6751 | 23607.6579
C - Commercial & Industrial | C2 - Small Business Energy Solutions | C2c - SCI Midstream | Midstream VRF | EC2c008 | HVAC | 6 | 20 | 13216.48 | 11526 | 1690.48 | 28.4688 | 28.4119 | 569.376 | 568.2372 | 24.4342 | 488.684 | 129.0126 | 81.1215 | 170.5507 | 107.9992 | 3.4932 | 0 | 0 | 1.5323 | 1.3177 | 0 | 0 | 0 | 0 | 0 | 0 | 0 | 0 | 0 | 0 | 0 | 0 | 0 | 0 | 0 | 0 | 0 | 0 | 0 | 0 | 0 | 0 | 0 | 0 | 0 | 0 | 0 | 0 | 0 | 8925.0444 | 5070.1674 | 8679.2954 | 5158.6624 | 27833.1696 | 477.0991 | 256.2195 | 359.4988 | 135.3781 | 635.1764 | 1863.3719 | 29696.5415 | 2013.3569 | 0 | 125.0408 | 23.8121 | 1786.523 | 0 | 2136.0578 | 6084.7906 | 35781.3321 | 0 | 0 | 0 | 0 | 0 | 0 | 0 | 0 | 0 | 0 | 0 | 0 | 0 | 0 | 0 | 0 | 0 | 0 | 0 | 0 | 0 | 0 | 0 | 0 | 0 | 0 | 0 | 0 | 0 | 3578.1332 |  | 0 | 3578.1332 | 5825.3568 | 3299.8674 | 7883.9044 | 4894.7522 | 21903.8808 | 0 | 0 | 0 | 0 | 0 | 0 | 0 | 0 | 0 | 0 | 39359.4653 | 57685.213 | 35781.3321 | 61263.3462
C - Commercial & Industrial | C2 - Small Business Energy Solutions | C2c - SCI Midstream | Midstream Water Source Heat Pump Systems | EC2c009 | HVAC | 2 | 12 | 427.4773 | 372.8 | 54.6773 | 1.066 | 1.0639 | 12.792 | 12.7664 | 0.91493 | 10.9791 | 2.8985 | 1.8225 | 3.8317 | 2.4264 | 0.39815 | 0.14012 | 0.12051 | 0.17464 | 0.15019 | 0 | 0 | 0 | 0 | 0 | 0 | 0 | 0 | 0 | 0 | 0 | 0 | 0 | 0 | 0 | 0 | 0 | 0 | 0 | 0 | 0 | 0 | 0 | 0 | 0 | 0 | 0 | 0 | 0 | 215.7211 | 125.3746 | 196.2416 | 118.8151 | 656.1524 | 17.8647 | 9.594 | 13.4613 | 5.0692 | 23.7839 | 69.773 | 725.9254 | 133.0505 | 0 | 14.2516 | 2.714 | 132.7995 | 0 | 158.7818 | 441.5974 | 1167.5228 | 0 | 0 | 0 | 0 | 0 | 0 | 0 | 0 | 0 | 0 | 0 | 0 | 0 | 0 | 0 | 0 | 0 | 0 | 0 | 0 | 0 | 0 | 0 | 0 | 0 | 0 | 0 | 0 | 0 | 116.7523 |  | 0 | 116.7523 | 156.9663 | 88.8805 | 211.0792 | 133.3874 | 590.3135 | 0 | 0 | 0 | 0 | 0 | 0 | 0 | 0 | 0 | 0 | 1284.2751 | 1757.8363 | 1167.5228 | 1874.5886
C - Commercial & Industrial | C2 - Small Business Energy Solutions | C2c - SCI Midstream | Midstream LED Downlight | EC2c010 | Lighting | [22 empty] | 0 |  |  |  | 0 |  |  |  | 0 |  |  |  | 0 | [9 empty] | 0 | 0
C - Commercial & Industrial | C2 - Small Business Energy Solutions | C2c - SCI Midstream | Midstream LED Exterior | EC2c011 | Lighting | [22 empty] | 0 |  |  |  | 0 |  |  |  | 0 |  |  |  | 0 | [9 empty] | 0 | 0
C - Commercial & Industrial | C2 - Small Business Energy Solutions | C2c - SCI Midstream | Midstream LED High Bay/Low Bay | EC2c012 | Lighting | [22 empty] | 0 |  |  |  | 0 |  |  |  | 0 |  |  |  | 0 | [9 empty] | 0 | 0
C - Commercial & Industrial | C2 - Small Business Energy Solutions | C2c - SCI Midstream | Midstream LED Linear Fixture | EC2c013 | Lighting | [22 empty] | 0 |  |  |  | 0 |  |  |  | 0 |  |  |  | 0 | [9 empty] | 0 | 0
C - Commercial & Industrial | C2 - Small Business Energy Solutions | C2c - SCI Midstream | Midstream LED Linear Fixture with Controls | EC2c014 | Lighting | [22 empty] | 0 |  |  |  | 0 |  |  |  | 0 |  |  |  | 0 | [9 empty] | 0 | 0
C - Commercial & Industrial | C2 - Small Business Energy Solutions | C2c - SCI Midstream | Midstream LED Linear Lamp | EC2c015 | Lighting | [22 empty] | 0 |  |  |  | 0 |  |  |  | 0 |  |  |  | 0 | [9 empty] | 0 | 0
C - Commercial & Industrial | C2 - Small Business Energy Solutions | C2c - SCI Midstream | Midstream LED Screw In | EC2c016 | Lighting | [22 empty] | 0 |  |  |  | 0 |  |  |  | 0 |  |  |  | 0 | [9 empty] | 0 | 0
C - Commercial & Industrial | C2 - Small Business Energy Solutions | C2c - SCI Midstream | Midstream LED Stairwell Kit | EC2c017 | Lighting | [22 empty] | 0 |  |  |  | 0 |  |  |  | 0 |  |  |  | 0 | [9 empty] | 0 | 0
C - Commercial & Industrial | C2 - Small Business Energy Solutions | C2c - SCI Midstream | Midstream Combination Oven, Electric | EC2c018 | Food Service | 1 | 12 | 2293.3333 | 2000 | 293.3333 | 6.368 | 6.3553 | 76.416 | 76.2632 | 5.4655 | 65.5863 | 20.9876 | 22.9552 | 10.4938 | 11.1497 | 1.247 | 1.1549 | 0.99324 | 1.4394 | 1.2379 | 0 | 0 | 0 | 0 | 0 | 0 | 0 | 0 | 0 | 0 | 0 | 0 | 0 | 0 | 0 | 0 | 0 | 0 | 0 | 0 | 0 | 0 | 0 | 0 | 0 | 0 | 0 | 0 | 0 | 1562.0123 | 1579.1209 | 537.442 | 545.9766 | 4224.5517 | 129.3566 | 120.8387 | 36.866 | 23.2937 | 142.0785 | 452.4335 | 4676.9852 | 1096.623 | 0 | 117.4641 | 22.3693 | 1094.5543 | 0 | 1308.7048 | 3639.7155 | 8316.7007 | 0 | 0 | 0 | 0 | 0 | 0 | 0 | 0 | 0 | 0 | 0 | 0 | 0 | 0 | 0 | 0 | 0 | 0 | 0 | 0 | 0 | 0 | 0 | 0 | 0 | 0 | 0 | 0 | 0 | 831.6701 |  | 0 | 831.6701 | 1136.5758 | 1119.4699 | 578.0772 | 612.9392 | 3447.0621 | 0 | 0 | 0 | 0 | 0 | 0 | 0 | 0 | 0 | 0 | 9148.3708 | 11763.7628 | 8316.7007 | 12595.4328
C - Commercial & Industrial | C2 - Small Business Energy Solutions | C2c - SCI Midstream | Midstream Convection Oven, Electric | EC2c019 | Food Service | 1 | 12 | 573.3333 | 500 | 73.3333 | 2.001 | 1.997 | 24.012 | 23.964 | 1.7174 | 20.609 | 6.5949 | 7.2132 | 3.2974 | 3.5035 | 0.3956 | 0.36639 | 0.3151 | 0.45664 | 0.39271 | 0 | 0 | 0 | 0 | 0 | 0 | 0 | 0 | 0 | 0 | 0 | 0 | 0 | 0 | 0 | 0 | 0 | 0 | 0 | 0 | 0 | 0 | 0 | 0 | 0 | 0 | 0 | 0 | 0 | 490.827 | 496.203 | 168.879 | 171.5608 | 1327.4698 | 40.6474 | 37.9708 | 11.5843 | 7.3195 | 44.6449 | 142.167 | 1469.6368 | 347.8942 | 0 | 37.2645 | 7.0965 | 347.2379 | 0 | 415.1753 | 1154.6684 | 2624.3052 | 0 | 0 | 0 | 0 | 0 | 0 | 0 | 0 | 0 | 0 | 0 | 0 | 0 | 0 | 0 | 0 | 0 | 0 | 0 | 0 | 0 | 0 | 0 | 0 | 0 | 0 | 0 | 0 | 0 | 262.4305 |  | 0 | 262.4305 | 357.1432 | 351.7681 | 181.6477 | 192.6023 | 1083.1613 | 0 | 0 | 0 | 0 | 0 | 0 | 0 | 0 | 0 | 0 | 2886.7357 | 3707.4665 | 2624.3052 | 3969.897
C - Commercial & Industrial | C2 - Small Business Energy Solutions | C2c - SCI Midstream | Midstream Conveyor Broiler | EC2c047 | Food Service | [22 empty] | 0 |  |  |  | 0 |  |  |  | 0 |  |  |  | 0 | [9 empty] | 0 | 0
C - Commercial & Industrial | C2 - Small Business Energy Solutions | C2c - SCI Midstream | Midstream Deck Oven, Electric | EC2c050 | Food Service | [22 empty] | 0 |  |  |  | 0 |  |  |  | 0 |  |  |  | 0 | [9 empty] | 0 | 0
C - Commercial & Industrial | C2 - Small Business Energy Solutions | C2c - SCI Midstream | Midstream Dishwasher - High Temp Door Type | EC2c020 | Food Service | [22 empty] | 0 |  |  |  | 0 |  |  |  | 0 |  |  |  | 0 | [9 empty] | 0 | 0
C - Commercial & Industrial | C2 - Small Business Energy Solutions | C2c - SCI Midstream | Midstream Dishwasher - High Temp Multi Tank Conveyor | EC2c021 | Food Service | [22 empty] | 0 |  |  |  | 0 |  |  |  | 0 |  |  |  | 0 | [9 empty] | 0 | 0
C - Commercial & Industrial | C2 - Small Business Energy Solutions | C2c - SCI Midstream | Midstream Dishwasher - High Temp Pot, Pan, Utensil | EC2c022 | Food Service | [22 empty] | 0 |  |  |  | 0 |  |  |  | 0 |  |  |  | 0 | [9 empty] | 0 | 0
C - Commercial & Industrial | C2 - Small Business Energy Solutions | C2c - SCI Midstream | Midstream Dishwasher - High Temp Single Tank Conveyor | EC2c023 | Food Service | [22 empty] | 0 |  |  |  | 0 |  |  |  | 0 |  |  |  | 0 | [9 empty] | 0 | 0
C - Commercial & Industrial | C2 - Small Business Energy Solutions | C2c - SCI Midstream | Midstream Dishwasher - High Temp Under Counter | EC2c024 | Food Service | [22 empty] | 0 |  |  |  | 0 |  |  |  | 0 |  |  |  | 0 | [9 empty] | 0 | 0
C - Commercial & Industrial | C2 - Small Business Energy Solutions | C2c - SCI Midstream | Midstream Dishwasher - Low Temp Door Type | EC2c025 | Food Service | [22 empty] | 0 |  |  |  | 0 |  |  |  | 0 |  |  |  | 0 | [9 empty] | 0 | 0
C - Commercial & Industrial | C2 - Small Business Energy Solutions | C2c - SCI Midstream | Midstream Dishwasher - Low Temp Multi Tank Conveyor | EC2c026 | Food Service | [22 empty] | 0 |  |  |  | 0 |  |  |  | 0 |  |  |  | 0 | [9 empty] | 0 | 0
C - Commercial & Industrial | C2 - Small Business Energy Solutions | C2c - SCI Midstream | Midstream Dishwasher - Low Temp Single Tank Conveyor | EC2c027 | Food Service | [22 empty] | 0 |  |  |  | 0 |  |  |  | 0 |  |  |  | 0 | [9 empty] | 0 | 0
C - Commercial & Industrial | C2 - Small Business Energy Solutions | C2c - SCI Midstream | Midstream Dishwasher - Low Temp Under Counter | EC2c028 | Food Service | [22 empty] | 0 |  |  |  | 0 |  |  |  | 0 |  |  |  | 0 | [9 empty] | 0 | 0
C - Commercial & Industrial | C2 - Small Business Energy Solutions | C2c - SCI Midstream | Midstream Freezer - Solid Door | EC2c029 | Food Service | 6 | 12 | 1219.6364 | 1063.6364 | 156 | 6.6047 | 6.5915 | 79.256 | 79.0975 | 5.6687 | 68.0239 | 21.7676 | 23.8084 | 10.8838 | 11.5641 | 0.16268 | 0.15067 | 0.12958 | 0.18778 | 0.16149 | 0 | 0 | 0 | 0 | 0 | 0 | 0 | 0 | 0 | 0 | 0 | 0 | 0 | 0 | 0 | 0 | 0 | 0 | 0 | 0 | 0 | 0 | 0 | 0 | 0 | 0 | 0 | 0 | 0 | 1620.065 | 1637.8095 | 557.4162 | 566.268 | 4381.5587 | 134.1642 | 125.3297 | 38.2361 | 24.1594 | 147.3589 | 469.2483 | 4850.8071 | 143.0629 | 0 | 15.3241 | 2.9182 | 142.793 | 0 | 170.7306 | 474.8288 | 5325.6359 | 0 | 0 | 0 | 0 | 0 | 0 | 0 | 0 | 0 | 0 | 0 | 0 | 0 | 0 | 0 | 0 | 0 | 0 | 0 | 0 | 0 | 0 | 0 | 0 | 0 | 0 | 0 | 0 | 0 | 532.5636 |  | 0 | 532.5636 | 1178.8171 | 1161.0754 | 599.5617 | 635.7193 | 3575.1734 | 0 | 0 | 0 | 0 | 0 | 0 | 0 | 0 | 0 | 0 | 5858.1995 | 8900.8093 | 5325.6359 | 9433.3729
C - Commercial & Industrial | C2 - Small Business Energy Solutions | C2c - SCI Midstream | Midstream Freezer - Glass Door | EC2c030 | Food Service | 3 | 12 | 1333 | 1162.5 | 170.5 | 1.281 | 1.2784 | 15.372 | 15.3413 | 1.0995 | 13.1935 | 4.2219 | 4.6177 | 2.111 | 2.2429 | 0.12576 | 0.11647 | 0.10017 | 0.14517 | 0.12484 | 0 | 0 | 0 | 0 | 0 | 0 | 0 | 0 | 0 | 0 | 0 | 0 | 0 | 0 | 0 | 0 | 0 | 0 | 0 | 0 | 0 | 0 | 0 | 0 | 0 | 0 | 0 | 0 | 0 | 314.2176 | 317.6592 | 108.1129 | 109.8298 | 849.8195 | 26.0216 | 24.3082 | 7.416 | 4.6858 | 28.5808 | 91.0124 | 940.832 | 110.5947 | 0 | 11.8463 | 2.2559 | 110.3861 | 0 | 131.9832 | 367.0663 | 1307.8982 | 0 | 0 | 0 | 0 | 0 | 0 | 0 | 0 | 0 | 0 | 0 | 0 | 0 | 0 | 0 | 0 | 0 | 0 | 0 | 0 | 0 | 0 | 0 | 0 | 0 | 0 | 0 | 0 | 0 | 130.7898 |  | 0 | 130.7898 | 228.6359 | 225.1949 | 116.2872 | 123.3001 | 693.4181 | 0 | 0 | 0 | 0 | 0 | 0 | 0 | 0 | 0 | 0 | 1438.6881 | 2001.3163 | 1307.8982 | 2132.1062
C - Commercial & Industrial | C2 - Small Business Energy Solutions | C2c - SCI Midstream | Midstream Fryer Large Vat, Electric | EC2c031 | Food Service | [22 empty] | 0 |  |  |  | 0 |  |  |  | 0 |  |  |  | 0 | [9 empty] | 0 | 0
C - Commercial & Industrial | C2 - Small Business Energy Solutions | C2c - SCI Midstream | Midstream Fryer Standard Vat, Electric | EC2c032 | Food Service | [22 empty] | 0 |  |  |  | 0 |  |  |  | 0 |  |  |  | 0 | [9 empty] | 0 | 0
C - Commercial & Industrial | C2 - Small Business Energy Solutions | C2c - SCI Midstream | Midstream Griddle, Electric | EC2c033 | Food Service | [22 empty] | 0 |  |  |  | 0 |  |  |  | 0 |  |  |  | 0 | [9 empty] | 0 | 0
C - Commercial & Industrial | C2 - Small Business Energy Solutions | C2c - SCI Midstream | Midstream Hand-Wrap Machine | EC2c051 | Food Service | [22 empty] | 0 |  |  |  | 0 |  |  |  | 0 |  |  |  | 0 | [9 empty] | 0 | 0
C - Commercial & Industrial | C2 - Small Business Energy Solutions | C2c - SCI Midstream | Midstream High Efficiency Condensing Unit | EC2c052 | Food Service | [22 empty] | 0 |  |  |  | 0 |  |  |  | 0 |  |  |  | 0 | [9 empty] | 0 | 0
C - Commercial & Industrial | C2 - Small Business Energy Solutions | C2c - SCI Midstream | Midstream Hot Food Holding Cabinet 3/4 Size | EC2c034 | Food Service | [22 empty] | 0 |  |  |  | 0 |  |  |  | 0 |  |  |  | 0 | [9 empty] | 0 | 0
C - Commercial & Industrial | C2 - Small Business Energy Solutions | C2c - SCI Midstream | Midstream Hot Food Holding Cabinet Full Size | EC2c035 | Food Service | [22 empty] | 0 |  |  |  | 0 |  |  |  | 0 |  |  |  | 0 | [9 empty] | 0 | 0
C - Commercial & Industrial | C2 - Small Business Energy Solutions | C2c - SCI Midstream | Midstream Hot Food Holding Cabinet Half Size | EC2c036 | Food Service | 1 | 12 | 775.72 | 600 | 175.72 | 0.223 | 0.22255 | 2.676 | 2.6706 | 0.1914 | 2.2968 | 0.73496 | 0.80387 | 0.36748 | 0.39045 | 0.043 | 0.039825 | 0.03425 | 0.049635 | 0.042686 | 0 | 0 | 0 | 0 | 0 | 0 | 0 | 0 | 0 | 0 | 0 | 0 | 0 | 0 | 0 | 0 | 0 | 0 | 0 | 0 | 0 | 0 | 0 | 0 | 0 | 0 | 0 | 0 | 0 | 54.6999 | 55.299 | 18.8206 | 19.1195 | 147.9389 | 4.5299 | 4.2316 | 1.291 | 0.81572 | 4.9754 | 15.8437 | 163.7826 | 37.8146 | 0 | 4.0505 | 0.77135 | 37.7433 | 0 | 45.1278 | 125.5074 | 289.29 | 0 | 0 | 0 | 0 | 0 | 0 | 0 | 0 | 0 | 0 | 0 | 0 | 0 | 0 | 0 | 0 | 0 | 0 | 0 | 0 | 0 | 0 | 0 | 0 | 0 | 0 | 0 | 0 | 0 | 28.929 |  | 0 | 28.929 | 39.8016 | 39.2025 | 20.2436 | 21.4644 | 120.7121 | 0 | 0 | 0 | 0 | 0 | 0 | 0 | 0 | 0 | 0 | 318.2191 | 410.0022 | 289.29 | 438.9312
C - Commercial & Industrial | C2 - Small Business Energy Solutions | C2c - SCI Midstream | Midstream Ice Machine Ice Making Head | EC2c037 | Food Service | [22 empty] | 0 |  |  |  | 0 |  |  |  | 0 |  |  |  | 0 | [9 empty] | 0 | 0
C - Commercial & Industrial | C2 - Small Business Energy Solutions | C2c - SCI Midstream | Midstream Ice Machine Remote Cond/Split Unit Batch | EC2c038 | Food Service | [22 empty] | 0 |  |  |  | 0 |  |  |  | 0 |  |  |  | 0 | [9 empty] | 0 | 0
C - Commercial & Industrial | C2 - Small Business Energy Solutions | C2c - SCI Midstream | Midstream Ice Machine Remote Cond/Split Unit Continuous | EC2c039 | Food Service | [22 empty] | 0 |  |  |  | 0 |  |  |  | 0 |  |  |  | 0 | [9 empty] | 0 | 0
C - Commercial & Industrial | C2 - Small Business Energy Solutions | C2c - SCI Midstream | Midstream Ice Machine Self Contained | EC2c040 | Food Service | [22 empty] | 0 |  |  |  | 0 |  |  |  | 0 |  |  |  | 0 | [9 empty] | 0 | 0
C - Commercial & Industrial | C2 - Small Business Energy Solutions | C2c - SCI Midstream | Midstream Refrigerated Chef Base | EC2c053 | Food Service | [22 empty] | 0 |  |  |  | 0 |  |  |  | 0 |  |  |  | 0 | [9 empty] | 0 | 0
C - Commercial & Industrial | C2 - Small Business Energy Solutions | C2c - SCI Midstream | Midstream Refrigerator - Glass Door | EC2c041 | Food Service | 6 | 12 | 1548 | 1350 | 198 | 1.02 | 1.018 | 12.24 | 12.2155 | 0.87545 | 10.5053 | 3.3617 | 3.6769 | 1.6809 | 1.7859 | 0.14432 | 0.13366 | 0.11495 | 0.16658 | 0.14326 | 0 | 0 | 0 | 0 | 0 | 0 | 0 | 0 | 0 | 0 | 0 | 0 | 0 | 0 | 0 | 0 | 0 | 0 | 0 | 0 | 0 | 0 | 0 | 0 | 0 | 0 | 0 | 0 | 0 | 250.1967 | 252.9371 | 86.0852 | 87.4523 | 676.6713 | 20.7198 | 19.3554 | 5.905 | 3.7311 | 22.7575 | 72.4689 | 749.1402 | 126.912 | 0 | 13.5941 | 2.5888 | 126.6726 | 0 | 151.4562 | 421.2236 | 1170.3638 | 0 | 0 | 0 | 0 | 0 | 0 | 0 | 0 | 0 | 0 | 0 | 0 | 0 | 0 | 0 | 0 | 0 | 0 | 0 | 0 | 0 | 0 | 0 | 0 | 0 | 0 | 0 | 0 | 0 | 117.0364 |  | 0 | 117.0364 | 182.052 | 179.3121 | 92.594 | 98.1781 | 552.1362 | 0 | 0 | 0 | 0 | 0 | 0 | 0 | 0 | 0 | 0 | 1287.4002 | 1722.5 | 1170.3638 | 1839.5364
C - Commercial & Industrial | C2 - Small Business Energy Solutions | C2c - SCI Midstream | Midstream Refrigerator - Solid Door | EC2c042 | Food Service | 4 | 12 | 900.9524 | 785.7143 | 115.2381 | 1.3946 | 1.3918 | 16.735 | 16.7015 | 1.1969 | 14.3633 | 4.5963 | 5.0272 | 2.2981 | 2.4418 | 0.12659 | 0.11724 | 0.10083 | 0.14613 | 0.12567 | 0 | 0 | 0 | 0 | 0 | 0 | 0 | 0 | 0 | 0 | 0 | 0 | 0 | 0 | 0 | 0 | 0 | 0 | 0 | 0 | 0 | 0 | 0 | 0 | 0 | 0 | 0 | 0 | 0 | 342.0784 | 345.8252 | 117.699 | 119.5681 | 925.1708 | 28.3289 | 26.4635 | 8.0736 | 5.1013 | 31.115 | 99.0823 | 1024.253 | 111.3261 | 0 | 11.9246 | 2.2709 | 111.1161 | 0 | 132.8561 | 369.4939 | 1393.7469 | 0 | 0 | 0 | 0 | 0 | 0 | 0 | 0 | 0 | 0 | 0 | 0 | 0 | 0 | 0 | 0 | 0 | 0 | 0 | 0 | 0 | 0 | 0 | 0 | 0 | 0 | 0 | 0 | 0 | 139.3747 |  | 0 | 139.3747 | 248.9085 | 245.1623 | 126.5981 | 134.2328 | 754.9016 | 0 | 0 | 0 | 0 | 0 | 0 | 0 | 0 | 0 | 0 | 1533.1216 | 2148.6486 | 1393.7469 | 2288.0233
C - Commercial & Industrial | C2 - Small Business Energy Solutions | C2c - SCI Midstream | Midstream Steam Cooker, Electric | EC2c043 | Food Service | [22 empty] | 0 |  |  |  | 0 |  |  |  | 0 |  |  |  | 0 | [9 empty] | 0 | 0
C - Commercial & Industrial | C2 - Small Business Energy Solutions | C2c - SCI Midstream | Midstream Ultra Low-Temp Freezer | EC2c048 | Food Service | 21.9232 | 15 | 41735.8353 | 36397.5308 | 5338.3045 | 125.7735 | 125.522 | 1886.6029 | 1882.8296 | 107.9489 | 1619.2335 | 518.1547 | 566.7317 | 259.0774 | 275.2697 | 12.3305 | 11.42 | 9.8212 | 14.2331 | 12.2405 | 0 | 0 | 0 | 0 | 0 | 0 | 0 | 0 | 0 | 0 | 0 | 0 | 0 | 0 | 0 | 0 | 0 | 0 | 0 | 0 | 0 | 0 | 0 | 0 | 0 | 0 | 0 | 0 | 0 | 37533.2426 | 37555.6975 | 13292.1293 | 13372.5339 | 101753.6032 | 2554.9046 | 2386.6693 | 728.1352 | 460.0712 | 2806.1729 | 8935.9532 | 110689.5564 | 13507.5936 | 0 | 1161.5006 | 221.1901 | 13108.2582 | 0 | 15672.9003 | 43671.4429 | 154360.9993 | 0 | 0 | 0 | 0 | 0 | 0 | 0 | 0 | 0 | 0 | 0 | 0 | 0 | 0 | 0 | 0 | 0 | 0 | 0 | 0 | 0 | 0 | 0 | 0 | 0 | 0 | 0 | 0 | 0 | 15436.0999 |  | 0 | 15436.0999 | 26146.2391 | 25630.7863 | 13378.6501 | 14032.4006 | 79188.0761 | 0 | 0 | 0 | 0 | 0 | 0 | 0 | 0 | 0 | 0 | 169797.0993 | 233549.0754 | 154360.9993 | 248985.1753
C - Commercial & Industrial | C2 - Small Business Energy Solutions | C2c - SCI Midstream | Midstream Contact Conveyor Toaster | EC2c066 | Food Service | [22 empty] | 0 |  |  |  | 0 |  |  |  | 0 |  |  |  | 0 | [9 empty] | 0 | 0
C - Commercial & Industrial | C2 - Small Business Energy Solutions | C2c - SCI Midstream | Midstream Radiant Conveyor Toaster | EC2c067 | Food Service | [22 empty] | 0 |  |  |  | 0 |  |  |  | 0 |  |  |  | 0 | [9 empty] | 0 | 0
C - Commercial & Industrial | C2 - Small Business Energy Solutions | C2c - SCI Midstream | Midstream Demand Control Kitchen Ventilation | EC2c068 | Food Service | [22 empty] | 0 |  |  |  | 0 |  |  |  | 0 |  |  |  | 0 | [9 empty] | 0 | 0
C - Commercial & Industrial | C2 - Small Business Energy Solutions | C2c - SCI Midstream | Midstream Hot Food Holding Bin | EC2c069 | Food Service | [22 empty] | 0 |  |  |  | 0 |  |  |  | 0 |  |  |  | 0 | [9 empty] | 0 | 0
C - Commercial & Industrial | C2 - Small Business Energy Solutions | C2c - SCI Midstream | Midstream Soup Well, Electric | EC2c070 | Food Service | [22 empty] | 0 |  |  |  | 0 |  |  |  | 0 |  |  |  | 0 | [9 empty] | 0 | 0
C - Commercial & Industrial | C2 - Small Business Energy Solutions | C2c - SCI Midstream | Midstream Steam Table, Electric | EC2c071 | Food Service | [22 empty] | 0 |  |  |  | 0 |  |  |  | 0 |  |  |  | 0 | [9 empty] | 0 | 0
C - Commercial & Industrial | C2 - Small Business Energy Solutions | C2c - SCI Midstream | Midstream Heat Pump Water Heater, 120 gallons | EC2c044 | Hot Water | [22 empty] | 0 |  |  |  | 0 |  |  |  | 0 |  |  |  | 0 | [9 empty] | 0 | 0
C - Commercial & Industrial | C2 - Small Business Energy Solutions | C2c - SCI Midstream | Midstream Heat Pump Water Heater, 50 gallons | EC2c045 | Hot Water | 7 | 13 | 8026.6667 | 7000 | 1026.6667 | 31.892 | 31.8282 | 414.596 | 413.7668 | 27.3723 | 355.8395 | 139.243 | 117.3086 | 52.9869 | 46.301 | 6.026 | 4.6323 | 3.9838 | 3.1919 | 2.7451 | 0 | 0 | 0 | 0 | 0 | 0 | 0 | 0 | 0 | 0 | 0 | 0 | 0 | 0 | 0 | 0 | 0 | 0 | 0 | 0 | 0 | 0 | 0 | 0 | 0 | 0 | 0 | 0 | 0 | 10276.0011 | 7982.276 | 2720.213 | 2265.3034 | 23243.7935 | 792.2029 | 570.0231 | 171.8299 | 89.2905 | 711.5525 | 2334.8988 | 25578.6923 | 2646.2813 | 0 | 260.4803 | 49.6045 | 2601.8312 | 0 | 3110.8817 | 8669.079 | 34247.7713 | 0 | 0 | 0 | 0 | 0 | 0 | 0 | 0 | 0 | 0 | 0 | 0 | 0 | 0 | 0 | 0 | 0 | 0 | 0 | 0 | 0 | 0 | 0 | 0 | 0 | 0 | 0 | 0 | 0 | 3424.7771 |  | 0 | 3424.7771 | 7370.0678 | 5585.6833 | 2861.9114 | 2488.4946 | 18306.1572 | 0 | 0 | 0 | 0 | 0 | 0 | 0 | 0 | 0 | 0 | 37672.5484 | 52553.9285 | 34247.7713 | 55978.7056
C - Commercial & Industrial | C2 - Small Business Energy Solutions | C2c - SCI Midstream | Midstream Heat Pump Water Heater, 80 gallons | EC2c046 | Hot Water | 2 | 13 | 2408 | 2100 | 308 | 2.342 | 2.3373 | 30.446 | 30.3851 | 2.0101 | 26.1312 | 10.2254 | 8.6146 | 3.8911 | 3.4001 | 0.44252 | 0.34017 | 0.29255 | 0.2344 | 0.20159 | 0 | 0 | 0 | 0 | 0 | 0 | 0 | 0 | 0 | 0 | 0 | 0 | 0 | 0 | 0 | 0 | 0 | 0 | 0 | 0 | 0 | 0 | 0 | 0 | 0 | 0 | 0 | 0 | 0 | 754.6217 | 586.1812 | 199.7598 | 166.3533 | 1706.916 | 58.1757 | 41.8598 | 12.6184 | 6.5571 | 52.2531 | 171.4641 | 1878.3801 | 194.3306 | 0 | 19.1285 | 3.6427 | 191.0664 | 0 | 228.4487 | 636.6168 | 2514.9969 | 0 | 0 | 0 | 0 | 0 | 0 | 0 | 0 | 0 | 0 | 0 | 0 | 0 | 0 | 0 | 0 | 0 | 0 | 0 | 0 | 0 | 0 | 0 | 0 | 0 | 0 | 0 | 0 | 0 | 251.4997 |  | 0 | 251.4997 | 541.2235 | 410.1866 | 210.1655 | 182.7435 | 1344.319 | 0 | 0 | 0 | 0 | 0 | 0 | 0 | 0 | 0 | 0 | 2766.4966 | 3859.3158 | 2514.9969 | 4110.8155
C - Commercial & Industrial | C2 - Small Business Energy Solutions | C2c - SCI Midstream | OMP Room Air Purifier | EC2c054 | HVAC | [22 empty] | 0 |  |  |  | 0 |  |  |  | 0 |  |  |  | 0 | [9 empty] | 0 | 0
C - Commercial & Industrial | C2 - Small Business Energy Solutions | C2c - SCI Midstream | OMP Smart Strip, Tier 1 | EC2c055 | Process | [22 empty] | 0 |  |  |  | 0 |  |  |  | 0 |  |  |  | 0 | [9 empty] | 0 | 0
C - Commercial & Industrial | C2 - Small Business Energy Solutions | C2c - SCI Midstream | OMP Smart Strip, Tier 2 | EC2c056 | Process | [22 empty] | 0 |  |  |  | 0 |  |  |  | 0 |  |  |  | 0 | [9 empty] | 0 | 0
C - Commercial & Industrial | C2 - Small Business Energy Solutions | C2c - SCI Midstream | OMP Low-Flow Showerhead, Electric | EC2c057 | Hot Water | [22 empty] | 0 |  |  |  | 0 |  |  |  | 0 |  |  |  | 0 | [9 empty] | 0 | 0
C - Commercial & Industrial | C2 - Small Business Energy Solutions | C2c - SCI Midstream | OMP Low-Flow Showerhead with Thermostatic Valve, Electric | EC2c058 | Hot Water | [22 empty] | 0 |  |  |  | 0 |  |  |  | 0 |  |  |  | 0 | [9 empty] | 0 | 0
C - Commercial & Industrial | C2 - Small Business Energy Solutions | C2c - SCI Midstream | OMP Thermostatic Shut-off Valve, Electric | EC2c059 | Hot Water | [22 empty] | 0 |  |  |  | 0 |  |  |  | 0 |  |  |  | 0 | [9 empty] | 0 | 0
C - Commercial & Industrial | C2 - Small Business Energy Solutions | C2c - SCI Midstream | OMP Faucet Aerator, Electric | EC2c060 | Hot Water | [22 empty] | 0 |  |  |  | 0 |  |  |  | 0 |  |  |  | 0 | [9 empty] | 0 | 0
C - Commercial & Industrial | C2 - Small Business Energy Solutions | C2c - SCI Midstream | OMP Pipe Wrap, Electric | EC2c061 | Hot Water | [22 empty] | 0 |  |  |  | 0 |  |  |  | 0 |  |  |  | 0 | [9 empty] | 0 | 0
C - Commercial & Industrial | C2 - Small Business Energy Solutions | C2c - SCI Midstream | OMP Pre-Rinse Spray Valve, Electric | EC2c062 | Hot Water | [22 empty] | 0 |  |  |  | 0 |  |  |  | 0 |  |  |  | 0 | [9 empty] | 0 | 0
C - Commercial & Industrial | C2 - Small Business Energy Solutions | C2c - SCI Midstream | OMP ES Dehumidifier | EC2c063 | HVAC | [22 empty] | 0 |  |  |  | 0 |  |  |  | 0 |  |  |  | 0 | [9 empty] | 0 | 0
C - Commercial & Industrial | C2 - Small Business Energy Solutions | C2c - SCI Midstream | Midstream Induction Cooktop Displacing Electric Resistance | EC2c064 | Food Service | [22 empty] | 0 |  |  |  | 0 |  |  |  | 0 |  |  |  | 0 | [9 empty] | 0 | 0
C - Commercial & Industrial | C2 - Small Business Energy Solutions | C2c - SCI Midstream | Midstream Packaged Terminal Heat Pump | EC2c065 | HVAC | [22 empty] | 0 |  |  |  | 0 |  |  |  | 0 |  |  |  | 0 | [9 empty] | 0 | 0
C - Commercial & Industrial | C2 - Small Business Energy Solutions | C2c - SCI Midstream | Midstream Rebate Processing | EC2cNES01 | Non-Energy Saving | [22 empty] | 0 |  |  |  | 0 |  |  |  | 0 |  |  |  | 0 | [9 empty] | 0 | 0
C - Commercial & Industrial | C2 - Small Business Energy Solutions | C2c - SCI Midstream | [25 empty] | 0 |  |  |  | 0 |  |  |  | 0 |  |  |  | 0 | [9 empty] | 0 | 0
C - Commercial & Industrial | C2 - Small Business Energy Solutions | C2c - SCI Midstream | [25 empty] | 0 |  |  |  | 0 |  |  |  | 0 |  |  |  | 0 | [9 empty] | 0 | 0
C - Commercial & Industrial | C2 - Small Business Energy Solutions | C2c - SCI Midstream | [25 empty] | 0 |  |  |  | 0 |  |  |  | 0 |  |  |  | 0 | [9 empty] | 0 | 0
C - Commercial & Industrial | C2 - Small Business Energy Solutions | C2c - SCI Midstream | [25 empty] | 0 |  |  |  | 0 |  |  |  | 0 |  |  |  | 0 | [9 empty] | 0 | 0
C - Commercial & Industrial | C2 - Small Business Energy Solutions | C2c - SCI Midstream | [25 empty] | 0 |  |  |  | 0 |  |  |  | 0 |  |  |  | 0 | [9 empty] | 0 | 0
C - Commercial & Industrial | C2 - Small Business Energy Solutions | C2c - SCI Midstream | [25 empty] | 0 |  |  |  | 0 |  |  |  | 0 |  |  |  | 0 | [9 empty] | 0 | 0
C - Commercial & Industrial | C2 - Small Business Energy Solutions | C2c - SCI Midstream | [25 empty] | 0 |  |  |  | 0 |  |  |  | 0 |  |  |  | 0 | [9 empty] | 0 | 0
C - Commercial & Industrial | C2 - Small Business Energy Solutions | C2c - SCI Midstream | [25 empty] | 0 |  |  |  | 0 |  |  |  | 0 |  |  |  | 0 | [9 empty] | 0 | 0
C - Commercial & Industrial | C2 - Small Business Energy Solutions | C2c - SCI Midstream | [25 empty] | 0 |  |  |  | 0 |  |  |  | 0 |  |  |  | 0 | [9 empty] | 0 | 0
C - Commercial & Industrial | C2 - Small Business Energy Solutions | C2c - SCI Midstream | [25 empty] | 0 |  |  |  | 0 |  |  |  | 0 |  |  |  | 0 | [9 empty] | 0 | 0
C - Commercial & Industrial | C2 - Small Business Energy Solutions | C2c - SCI Midstream | [25 empty] | 0 |  |  |  | 0 |  |  |  | 0 |  |  |  | 0 | [9 empty] | 0 | 0
C - Commercial & Industrial | C2 - Small Business Energy Solutions | C2c - SCI Midstream | [25 empty] | 0 |  |  |  | 0 |  |  |  | 0 |  |  |  | 0 | [9 empty] | 0 | 0
C - Commercial & Industrial | C2 - Small Business Energy Solutions | C2c - SCI Midstream | [25 empty] | 0 |  |  |  | 0 |  |  |  | 0 |  |  |  | 0 | [9 empty] | 0 | 0
C - Commercial & Industrial | C2 - Small Business Energy Solutions | C2c - SCI Midstream | [25 empty] | 0 |  |  |  | 0 |  |  |  | 0 |  |  |  | 0 | [9 empty] | 0 | 0
C - Commercial & Industrial | C2 - Small Business Energy Solutions | C2c - SCI Midstream | [25 empty] | 0 |  |  |  | 0 |  |  |  | 0 |  |  |  | 0 | [9 empty] | 0 | 0
[28 empty] | 0 |  |  |  | 0 |  |  |  | 0 |  |  |  | 0 | [9 empty] | 0 | 0
C - Commercial & Industrial | C2 - Small Business Energy Solutions | C2d - SCI Direct Install | Custom Small Compressed Air Direct Install | EC2d001 | Compressed Air | [22 empty] | 0 |  |  |  | 0 |  |  |  | 0 |  |  |  | 0 | [9 empty] | 0 | 0
C - Commercial & Industrial | C2 - Small Business Energy Solutions | C2d - SCI Direct Install | Custom Small Hot Water Direct Install | EC2d002 | Hot Water | [22 empty] | 0 |  |  |  | 0 |  |  |  | 0 |  |  |  | 0 | [9 empty] | 0 | 0
C - Commercial & Industrial | C2 - Small Business Energy Solutions | C2d - SCI Direct Install | Custom Small HVAC Direct Install | EC2d003 | HVAC | [22 empty] | 0 |  |  |  | 0 |  |  |  | 0 |  |  |  | 0 | [9 empty] | 0 | 0
C - Commercial & Industrial | C2 - Small Business Energy Solutions | C2d - SCI Direct Install | Custom Small Lighting Direct Install - Interior | EC2d004 | Lighting | [22 empty] | 0 |  |  |  | 0 |  |  |  | 0 |  |  |  | 0 | [9 empty] | 0 | 0
C - Commercial & Industrial | C2 - Small Business Energy Solutions | C2d - SCI Direct Install | Custom Small Lighting Direct Install - Exterior | EC2d005 | Lighting | [22 empty] | 0 |  |  |  | 0 |  |  |  | 0 |  |  |  | 0 | [9 empty] | 0 | 0
C - Commercial & Industrial | C2 - Small Business Energy Solutions | C2d - SCI Direct Install | Custom Small Lighting Direct Install - Controls | EC2d006 | Lighting | [22 empty] | 0 |  |  |  | 0 |  |  |  | 0 |  |  |  | 0 | [9 empty] | 0 | 0
C - Commercial & Industrial | C2 - Small Business Energy Solutions | C2d - SCI Direct Install | Custom Small Motors Direct Install | EC2d007 | Motors/Drives | [22 empty] | 0 |  |  |  | 0 |  |  |  | 0 |  |  |  | 0 | [9 empty] | 0 | 0
C - Commercial & Industrial | C2 - Small Business Energy Solutions | C2d - SCI Direct Install | Custom Small Process Direct Install | EC2d008 | Process | [22 empty] | 0 |  |  |  | 0 |  |  |  | 0 |  |  |  | 0 | [9 empty] | 0 | 0
C - Commercial & Industrial | C2 - Small Business Energy Solutions | C2d - SCI Direct Install | Custom Small Refrigeration Direct Install | EC2d009 | Refrigeration | [22 empty] | 0 |  |  |  | 0 |  |  |  | 0 |  |  |  | 0 | [9 empty] | 0 | 0
C - Commercial & Industrial | C2 - Small Business Energy Solutions | C2d - SCI Direct Install | Custom Small Other Direct Install | EC2d010 | Custom Measures | [22 empty] | 0 |  |  |  | 0 |  |  |  | 0 |  |  |  | 0 | [9 empty] | 0 | 0
C - Commercial & Industrial | C2 - Small Business Energy Solutions | C2d - SCI Direct Install | Daylight Dimming | EC2d011 | Lighting | [22 empty] | 0 |  |  |  | 0 |  |  |  | 0 |  |  |  | 0 | [9 empty] | 0 | 0
C - Commercial & Industrial | C2 - Small Business Energy Solutions | C2d - SCI Direct Install | Lighting Fixture - Exterior w/ Controls | EC2d012 | Lighting | [22 empty] | 0 |  |  |  | 0 |  |  |  | 0 |  |  |  | 0 | [9 empty] | 0 | 0
C - Commercial & Industrial | C2 - Small Business Energy Solutions | C2d - SCI Direct Install | Lighting Fixture - Exterior w/o Controls | EC2d013 | Lighting | [22 empty] | 0 |  |  |  | 0 |  |  |  | 0 |  |  |  | 0 | [9 empty] | 0 | 0
C - Commercial & Industrial | C2 - Small Business Energy Solutions | C2d - SCI Direct Install | Lighting Fixture - Interior w/ Controls | EC2d014 | Lighting | [22 empty] | 0 |  |  |  | 0 |  |  |  | 0 |  |  |  | 0 | [9 empty] | 0 | 0
C - Commercial & Industrial | C2 - Small Business Energy Solutions | C2d - SCI Direct Install | Lighting Fixture - Interior w/o Controls | EC2d015 | Lighting | [22 empty] | 0 |  |  |  | 0 |  |  |  | 0 |  |  |  | 0 | [9 empty] | 0 | 0
C - Commercial & Industrial | C2 - Small Business Energy Solutions | C2d - SCI Direct Install | Lighting Occupancy Sensors | EC2d016 | Lighting | [22 empty] | 0 |  |  |  | 0 |  |  |  | 0 |  |  |  | 0 | [9 empty] | 0 | 0
C - Commercial & Industrial | C2 - Small Business Energy Solutions | C2d - SCI Direct Install | [Open Measure - To Be Assigned] | EC2d017 | [23 empty] | 0 |  |  |  | 0 |  |  |  | 0 |  |  |  | 0 | [9 empty] | 0 | 0
C - Commercial & Industrial | C2 - Small Business Energy Solutions | C2d - SCI Direct Install | Case Motor Replacement | EC2d018 | Refrigeration | [22 empty] | 0 |  |  |  | 0 |  |  |  | 0 |  |  |  | 0 | [9 empty] | 0 | 0
C - Commercial & Industrial | C2 - Small Business Energy Solutions | C2d - SCI Direct Install | Cooler Night Cover | EC2d019 | HVAC | [22 empty] | 0 |  |  |  | 0 |  |  |  | 0 |  |  |  | 0 | [9 empty] | 0 | 0
C - Commercial & Industrial | C2 - Small Business Energy Solutions | C2d - SCI Direct Install | Demand Control Ventilation | EC2d020 | HVAC | [22 empty] | 0 |  |  |  | 0 |  |  |  | 0 |  |  |  | 0 | [9 empty] | 0 | 0
C - Commercial & Industrial | C2 - Small Business Energy Solutions | C2d - SCI Direct Install | Door Heater Controls | EC2d021 | Refrigeration | [22 empty] | 0 |  |  |  | 0 |  |  |  | 0 |  |  |  | 0 | [9 empty] | 0 | 0
C - Commercial & Industrial | C2 - Small Business Energy Solutions | C2d - SCI Direct Install | Dual Enthalpy Economizer Controls (DEEC) | EC2d022 | HVAC | [22 empty] | 0 |  |  |  | 0 |  |  |  | 0 |  |  |  | 0 | [9 empty] | 0 | 0
C - Commercial & Industrial | C2 - Small Business Energy Solutions | C2d - SCI Direct Install | Duct Sealing, Electric | EC2d023 | HVAC | [22 empty] | 0 |  |  |  | 0 |  |  |  | 0 |  |  |  | 0 | [9 empty] | 0 | 0
C - Commercial & Industrial | C2 - Small Business Energy Solutions | C2d - SCI Direct Install | Ductless Mini Split Heat Pump | EC2d024 | HVAC | [22 empty] | 0 |  |  |  | 0 |  |  |  | 0 |  |  |  | 0 | [9 empty] | 0 | 0
C - Commercial & Industrial | C2 - Small Business Energy Solutions | C2d - SCI Direct Install | ECM Evaporator Fan Motors for Walk-in Cooler/Freezer | EC2d025 | Refrigeration | [22 empty] | 0 |  |  |  | 0 |  |  |  | 0 |  |  |  | 0 | [9 empty] | 0 | 0
C - Commercial & Industrial | C2 - Small Business Energy Solutions | C2d - SCI Direct Install | Electronic Defrost Control | EC2d026 | Refrigeration | [22 empty] | 0 |  |  |  | 0 |  |  |  | 0 |  |  |  | 0 | [9 empty] | 0 | 0
C - Commercial & Industrial | C2 - Small Business Energy Solutions | C2d - SCI Direct Install | Energy Management System, Electric | EC2d027 | HVAC | [22 empty] | 0 |  |  |  | 0 |  |  |  | 0 |  |  |  | 0 | [9 empty] | 0 | 0
C - Commercial & Industrial | C2 - Small Business Energy Solutions | C2d - SCI Direct Install | Energy Star Wifi Thermostat, Electric | EC2d028 | HVAC | [22 empty] | 0 |  |  |  | 0 |  |  |  | 0 |  |  |  | 0 | [9 empty] | 0 | 0
C - Commercial & Industrial | C2 - Small Business Energy Solutions | C2d - SCI Direct Install | Evaporator Fan Control | EC2d029 | Refrigeration | [22 empty] | 0 |  |  |  | 0 |  |  |  | 0 |  |  |  | 0 | [9 empty] | 0 | 0
C - Commercial & Industrial | C2 - Small Business Energy Solutions | C2d - SCI Direct Install | Faucet Aerator, Electric | EC2d030 | Hot Water | [22 empty] | 0 |  |  |  | 0 |  |  |  | 0 |  |  |  | 0 | [9 empty] | 0 | 0
C - Commercial & Industrial | C2 - Small Business Energy Solutions | C2d - SCI Direct Install | Hotel Occupancy Sensor | EC2d031 | HVAC | [22 empty] | 0 |  |  |  | 0 |  |  |  | 0 |  |  |  | 0 | [9 empty] | 0 | 0
C - Commercial & Industrial | C2 - Small Business Energy Solutions | C2d - SCI Direct Install | Low Pressure Drop Filter | EC2d032 | Compressed Air | [22 empty] | 0 |  |  |  | 0 |  |  |  | 0 |  |  |  | 0 | [9 empty] | 0 | 0
C - Commercial & Industrial | C2 - Small Business Energy Solutions | C2d - SCI Direct Install | Thermostatic Shut-Off Valve, Electric | EC2d033 | Hot Water | [22 empty] | 0 |  |  |  | 0 |  |  |  | 0 |  |  |  | 0 | [9 empty] | 0 | 0
C - Commercial & Industrial | C2 - Small Business Energy Solutions | C2d - SCI Direct Install | Low-Flow Showerhead, Electric | EC2d034 | Hot Water | [22 empty] | 0 |  |  |  | 0 |  |  |  | 0 |  |  |  | 0 | [9 empty] | 0 | 0
C - Commercial & Industrial | C2 - Small Business Energy Solutions | C2d - SCI Direct Install | Motors, Open Drip | EC2d035 | Motors/Drives | [22 empty] | 0 |  |  |  | 0 |  |  |  | 0 |  |  |  | 0 | [9 empty] | 0 | 0
C - Commercial & Industrial | C2 - Small Business Energy Solutions | C2d - SCI Direct Install | Motors, Totally Enclosed Fan Cooled | EC2d036 | Motors/Drives | [22 empty] | 0 |  |  |  | 0 |  |  |  | 0 |  |  |  | 0 | [9 empty] | 0 | 0
C - Commercial & Industrial | C2 - Small Business Energy Solutions | C2d - SCI Direct Install | Novelty Cooler Shutoff | EC2d037 | Refrigeration | [22 empty] | 0 |  |  |  | 0 |  |  |  | 0 |  |  |  | 0 | [9 empty] | 0 | 0
C - Commercial & Industrial | C2 - Small Business Energy Solutions | C2d - SCI Direct Install | Pipe Wrap - Heating, Electric | EC2d038 | HVAC | [22 empty] | 0 |  |  |  | 0 |  |  |  | 0 |  |  |  | 0 | [9 empty] | 0 | 0
C - Commercial & Industrial | C2 - Small Business Energy Solutions | C2d - SCI Direct Install | Pipe Wrap - Hot Water, Electric | EC2d039 | Hot Water | [22 empty] | 0 |  |  |  | 0 |  |  |  | 0 |  |  |  | 0 | [9 empty] | 0 | 0
C - Commercial & Industrial | C2 - Small Business Energy Solutions | C2d - SCI Direct Install | Pre Rinse Spray Valve, Electric | EC2d040 | Hot Water | [22 empty] | 0 |  |  |  | 0 |  |  |  | 0 |  |  |  | 0 | [9 empty] | 0 | 0
C - Commercial & Industrial | C2 - Small Business Energy Solutions | C2d - SCI Direct Install | Programmable Thermostat, Electric | EC2d041 | HVAC | [22 empty] | 0 |  |  |  | 0 |  |  |  | 0 |  |  |  | 0 | [9 empty] | 0 | 0
C - Commercial & Industrial | C2 - Small Business Energy Solutions | C2d - SCI Direct Install | Steam Trap, Electric | EC2d042 | HVAC | [22 empty] | 0 |  |  |  | 0 |  |  |  | 0 |  |  |  | 0 | [9 empty] | 0 | 0
C - Commercial & Industrial | C2 - Small Business Energy Solutions | C2d - SCI Direct Install | Variable Frequency Drive | EC2d043 | Motors/Drives | [22 empty] | 0 |  |  |  | 0 |  |  |  | 0 |  |  |  | 0 | [9 empty] | 0 | 0
C - Commercial & Industrial | C2 - Small Business Energy Solutions | C2d - SCI Direct Install | Variable Frequency Drive with Motor | EC2d044 | Motors/Drives | [22 empty] | 0 |  |  |  | 0 |  |  |  | 0 |  |  |  | 0 | [9 empty] | 0 | 0
C - Commercial & Industrial | C2 - Small Business Energy Solutions | C2d - SCI Direct Install | Vending Miser | EC2d045 | Refrigeration | [22 empty] | 0 |  |  |  | 0 |  |  |  | 0 |  |  |  | 0 | [9 empty] | 0 | 0
C - Commercial & Industrial | C2 - Small Business Energy Solutions | C2d - SCI Direct Install | Zero Loss Condensate Drain | EC2d046 | Compressed Air | [22 empty] | 0 |  |  |  | 0 |  |  |  | 0 |  |  |  | 0 | [9 empty] | 0 | 0
C - Commercial & Industrial | C2 - Small Business Energy Solutions | C2d - SCI Direct Install | Induction Cooktop Displacing Electric Resistance | EC2d047 | Food Service | [22 empty] | 0 |  |  |  | 0 |  |  |  | 0 |  |  |  | 0 | [9 empty] | 0 | 0
C - Commercial & Industrial | C2 - Small Business Energy Solutions | C2d - SCI Direct Install | CI Audits - Small Direct Install | EC2dAUD | Non-Energy Saving | [22 empty] | 0 |  |  |  | 0 |  |  |  | 0 |  |  |  | 0 | [9 empty] | 0 | 0
C - Commercial & Industrial | C2 - Small Business Energy Solutions | C2d - SCI Direct Install | Vendor Fees - Small Direct Install | EC2dNES01 | Non-Energy Saving | [22 empty] | 0 |  |  |  | 0 |  |  |  | 0 |  |  |  | 0 | [9 empty] | 0 | 0
C - Commercial & Industrial | C2 - Small Business Energy Solutions | C2d - SCI Direct Install | Vendor Fees - TA Studies - Small Direct Install | EC2dNES02 | Non-Energy Saving | [22 empty] | 0 |  |  |  | 0 |  |  |  | 0 |  |  |  | 0 | [9 empty] | 0 | 0
C - Commercial & Industrial | C2 - Small Business Energy Solutions | C2d - SCI Direct Install | [25 empty] | 0 |  |  |  | 0 |  |  |  | 0 |  |  |  | 0 | [9 empty] | 0 | 0
C - Commercial & Industrial | C2 - Small Business Energy Solutions | C2d - SCI Direct Install | [25 empty] | 0 |  |  |  | 0 |  |  |  | 0 |  |  |  | 0 | [9 empty] | 0 | 0
C - Commercial & Industrial | C2 - Small Business Energy Solutions | C2d - SCI Direct Install | [25 empty] | 0 |  |  |  | 0 |  |  |  | 0 |  |  |  | 0 | [9 empty] | 0 | 0
C - Commercial & Industrial | C2 - Small Business Energy Solutions | C2d - SCI Direct Install | [25 empty] | 0 |  |  |  | 0 |  |  |  | 0 |  |  |  | 0 | [9 empty] | 0 | 0
C - Commercial & Industrial | C2 - Small Business Energy Solutions | C2d - SCI Direct Install | [25 empty] | 0 |  |  |  | 0 |  |  |  | 0 |  |  |  | 0 | [9 empty] | 0 | 0
[28 empty] | 0 |  |  |  | 0 |  |  |  | 0 |  |  |  | 0 | [9 empty] | 0 | 0
C - Commercial & Industrial | C2 - Small Business Energy Solutions | C2e - SCI New Construction | Custom Small Compressed Air New Construction | EC2e001 | Compressed Air | [22 empty] | 0 |  |  |  | 0 |  |  |  | 0 |  |  |  | 0 | [9 empty] | 0 | 0
C - Commercial & Industrial | C2 - Small Business Energy Solutions | C2e - SCI New Construction | Custom Small Hot Water New Construction | EC2e002 | Hot Water | [22 empty] | 0 |  |  |  | 0 |  |  |  | 0 |  |  |  | 0 | [9 empty] | 0 | 0
C - Commercial & Industrial | C2 - Small Business Energy Solutions | C2e - SCI New Construction | Custom Small HVAC New Construction | EC2e003 | HVAC | [22 empty] | 0 |  |  |  | 0 |  |  |  | 0 |  |  |  | 0 | [9 empty] | 0 | 0
C - Commercial & Industrial | C2 - Small Business Energy Solutions | C2e - SCI New Construction | Custom Small Lighting New Construction - Interior | EC2e004 | Lighting | [22 empty] | 0 |  |  |  | 0 |  |  |  | 0 |  |  |  | 0 | [9 empty] | 0 | 0
C - Commercial & Industrial | C2 - Small Business Energy Solutions | C2e - SCI New Construction | Custom Small Lighting New Construction - Exterior | EC2e005 | Lighting | [22 empty] | 0 |  |  |  | 0 |  |  |  | 0 |  |  |  | 0 | [9 empty] | 0 | 0
C - Commercial & Industrial | C2 - Small Business Energy Solutions | C2e - SCI New Construction | Custom Small Lighting New Construction - Controls | EC2e006 | Lighting | [22 empty] | 0 |  |  |  | 0 |  |  |  | 0 |  |  |  | 0 | [9 empty] | 0 | 0
C - Commercial & Industrial | C2 - Small Business Energy Solutions | C2e - SCI New Construction | Custom Small Motors New Construction | EC2e007 | Motors/Drives | [22 empty] | 0 |  |  |  | 0 |  |  |  | 0 |  |  |  | 0 | [9 empty] | 0 | 0
C - Commercial & Industrial | C2 - Small Business Energy Solutions | C2e - SCI New Construction | Custom Small Process New Construction | EC2e008 | Process | [22 empty] | 0 |  |  |  | 0 |  |  |  | 0 |  |  |  | 0 | [9 empty] | 0 | 0
C - Commercial & Industrial | C2 - Small Business Energy Solutions | C2e - SCI New Construction | Custom Small Refrigeration New Construction | EC2e009 | Refrigeration | [22 empty] | 0 |  |  |  | 0 |  |  |  | 0 |  |  |  | 0 | [9 empty] | 0 | 0
C - Commercial & Industrial | C2 - Small Business Energy Solutions | C2e - SCI New Construction | Custom Small Other New Construction | EC2e010 | Custom Measures | [22 empty] | 0 |  |  |  | 0 |  |  |  | 0 |  |  |  | 0 | [9 empty] | 0 | 0
C - Commercial & Industrial | C2 - Small Business Energy Solutions | C2e - SCI New Construction | Daylight Dimming | EC2e011 | Lighting | [22 empty] | 0 |  |  |  | 0 |  |  |  | 0 |  |  |  | 0 | [9 empty] | 0 | 0
C - Commercial & Industrial | C2 - Small Business Energy Solutions | C2e - SCI New Construction | Performance Lighting - Exterior w/ Controls | EC2e012 | Lighting | [22 empty] | 0 |  |  |  | 0 |  |  |  | 0 |  |  |  | 0 | [9 empty] | 0 | 0
C - Commercial & Industrial | C2 - Small Business Energy Solutions | C2e - SCI New Construction | Performance Lighting - Exterior w/o Controls | EC2e013 | Lighting | [22 empty] | 0 |  |  |  | 0 |  |  |  | 0 |  |  |  | 0 | [9 empty] | 0 | 0
C - Commercial & Industrial | C2 - Small Business Energy Solutions | C2e - SCI New Construction | Performance Lighting - Interior w/ Controls | EC2e014 | Lighting | [22 empty] | 0 |  |  |  | 0 |  |  |  | 0 |  |  |  | 0 | [9 empty] | 0 | 0
C - Commercial & Industrial | C2 - Small Business Energy Solutions | C2e - SCI New Construction | Performance Lighting - Interior w/o Controls | EC2e015 | Lighting | [22 empty] | 0 |  |  |  | 0 |  |  |  | 0 |  |  |  | 0 | [9 empty] | 0 | 0
C - Commercial & Industrial | C2 - Small Business Energy Solutions | C2e - SCI New Construction | Lighting Occupancy Sensors | EC2e016 | Lighting | [22 empty] | 0 |  |  |  | 0 |  |  |  | 0 |  |  |  | 0 | [9 empty] | 0 | 0
C - Commercial & Industrial | C2 - Small Business Energy Solutions | C2e - SCI New Construction | CI Audits - Small New Construction | EC2eAUD | Non-Energy Saving | 1 | 1 | 16446.6023 | 16446.6023 | 0 | 0 | 0 | 0 | 0 | 0 | 0 | 0 | 0 | 0 | 0 | 0 | 0 | 0 | 0 | 0 | 0 | 0 | 0 | 0 | 0 | 0 | 0 | 0 | 0 | 0 | 0 | 0 | 0 | 0 | 0 | 0 | 0 | 0 | 0 | 0 | 0 | 0 | 0 | 0 | 0 | 0 | 0 | 0 | 0 | 0 | 0 | 0 | 0 | 0 | 0 | 0 | 0 | 0 | 0 | 0 | 0 | 0 | 0 | 0 | 0 | 0 | 0 | 0 | 0 | 0 | 0 | 0 | 0 | 0 | 0 | 0 | 0 | 0 | 0 | 0 | 0 | 0 | 0 | 0 | 0 | 0 | 0 | 0 | 0 | 0 | 0 | 0 | 0 | 0 | 0 | 0 | 0 | 0 | 0 | 0 |  | 0 | 0 | 0 | 0 | 0 | 0 | 0 | 0 | 0 | 0 | 0 | 0 | 0 | 0 | 0 | 0 | 0 | 0 | 0 | 0 | 0
C - Commercial & Industrial | C2 - Small Business Energy Solutions | C2e - SCI New Construction | Vendor Fees - Small New Construction | EC2eNES01 | Non-Energy Saving | [22 empty] | 0 |  |  |  | 0 |  |  |  | 0 |  |  |  | 0 | [9 empty] | 0 | 0
C - Commercial & Industrial | C2 - Small Business Energy Solutions | C2e - SCI New Construction | Vendor Fees - TA Studies - Small New Construction | EC2eNES02 | Non-Energy Saving | [22 empty] | 0 |  |  |  | 0 |  |  |  | 0 |  |  |  | 0 | [9 empty] | 0 | 0
C - Commercial & Industrial | C2 - Small Business Energy Solutions | C2e - SCI New Construction | [25 empty] | 0 |  |  |  | 0 |  |  |  | 0 |  |  |  | 0 | [9 empty] | 0 | 0
C - Commercial & Industrial | C2 - Small Business Energy Solutions | C2e - SCI New Construction | [25 empty] | 0 |  |  |  | 0 |  |  |  | 0 |  |  |  | 0 | [9 empty] | 0 | 0
C - Commercial & Industrial | C2 - Small Business Energy Solutions | C2e - SCI New Construction | [25 empty] | 0 |  |  |  | 0 |  |  |  | 0 |  |  |  | 0 | [9 empty] | 0 | 0
C - Commercial & Industrial | C2 - Small Business Energy Solutions | C2e - SCI New Construction | [25 empty] | 0 |  |  |  | 0 |  |  |  | 0 |  |  |  | 0 | [9 empty] | 0 | 0
C - Commercial & Industrial | C2 - Small Business Energy Solutions | C2e - SCI New Construction | [25 empty] | 0 |  |  |  | 0 |  |  |  | 0 |  |  |  | 0 | [9 empty] | 0 | 0
C - Commercial & Industrial | C2 - Small Business Energy Solutions | C2e - SCI New Construction | [25 empty] | 0 |  |  |  | 0 |  |  |  | 0 |  |  |  | 0 | [9 empty] | 0 | 0
C - Commercial & Industrial | C2 - Small Business Energy Solutions | C2e - SCI New Construction | [25 empty] | 0 |  |  |  | 0 |  |  |  | 0 |  |  |  | 0 | [9 empty] | 0 | 0
[28 empty] | 0 |  |  |  | 0 |  |  |  | 0 |  |  |  | 0 | [9 empty] | 0 | 0
C - Commercial & Industrial | C2 - Small Business Energy Solutions | [26 empty] | 0 |  |  |  | 0 |  |  |  | 0 |  |  |  | 0 | [9 empty] | 0 | 0
[28 empty] | 0 |  |  |  | 0 |  |  |  | 0 |  |  |  | 0 | [9 empty] | 0 | 0
C - Commercial & Industrial | C3 - Municipal Energy Solutions | C3a - Muni Retrofit | Custom Muni Compressed Air Retro | EC3a001 | Compressed Air | [22 empty] | 0 |  |  |  | 0 |  |  |  | 0 |  |  |  | 0 | [9 empty] | 0 | 0
C - Commercial & Industrial | C3 - Municipal Energy Solutions | C3a - Muni Retrofit | Custom Muni Hot Water Retro | EC3a002 | Hot Water | [22 empty] | 0 |  |  |  | 0 |  |  |  | 0 |  |  |  | 0 | [9 empty] | 0 | 0
C - Commercial & Industrial | C3 - Municipal Energy Solutions | C3a - Muni Retrofit | Custom Muni HVAC Retro | EC3a003 | HVAC | [22 empty] | 0 |  |  |  | 0 |  |  |  | 0 |  |  |  | 0 | [9 empty] | 0 | 0
C - Commercial & Industrial | C3 - Municipal Energy Solutions | C3a - Muni Retrofit | Custom Muni Lighting Retro - Interior | EC3a004 | Lighting | [22 empty] | 0 |  |  |  | 0 |  |  |  | 0 |  |  |  | 0 | [9 empty] | 0 | 0
C - Commercial & Industrial | C3 - Municipal Energy Solutions | C3a - Muni Retrofit | Custom Muni Lighting Retro - Exterior | EC3a091 | Lighting | [22 empty] | 0 |  |  |  | 0 |  |  |  | 0 |  |  |  | 0 | [9 empty] | 0 | 0
C - Commercial & Industrial | C3 - Municipal Energy Solutions | C3a - Muni Retrofit | Custom Muni Lighting Retro - Controls | EC3a092 | Lighting | [22 empty] | 0 |  |  |  | 0 |  |  |  | 0 |  |  |  | 0 | [9 empty] | 0 | 0
C - Commercial & Industrial | C3 - Municipal Energy Solutions | C3a - Muni Retrofit | Custom Muni Motors Retro | EC3a005 | Motors/Drives | [22 empty] | 0 |  |  |  | 0 |  |  |  | 0 |  |  |  | 0 | [9 empty] | 0 | 0
C - Commercial & Industrial | C3 - Municipal Energy Solutions | C3a - Muni Retrofit | Custom Muni Process Retro | EC3a006 | Process | [22 empty] | 0 |  |  |  | 0 |  |  |  | 0 |  |  |  | 0 | [9 empty] | 0 | 0
C - Commercial & Industrial | C3 - Municipal Energy Solutions | C3a - Muni Retrofit | Custom Muni Refrigeration Retro | EC3a007 | Refrigeration | [22 empty] | 0 |  |  |  | 0 |  |  |  | 0 |  |  |  | 0 | [9 empty] | 0 | 0
C - Commercial & Industrial | C3 - Municipal Energy Solutions | C3a - Muni Retrofit | Custom Muni Other Retro | EC3a008 | Custom Measures | [22 empty] | 0 |  |  |  | 0 |  |  |  | 0 |  |  |  | 0 | [9 empty] | 0 | 0
C - Commercial & Industrial | C3 - Municipal Energy Solutions | C3a - Muni Retrofit | Daylight Dimming | EC3a009 | Lighting | [22 empty] | 0 |  |  |  | 0 |  |  |  | 0 |  |  |  | 0 | [9 empty] | 0 | 0
C - Commercial & Industrial | C3 - Municipal Energy Solutions | C3a - Muni Retrofit | Lighting Fixture - Exterior w/ Controls | EC3a010 | Lighting | 1 | 4.5 | 44987.9058 | 16750.816 | 28237.0898 | 150.1027 | 154.1555 | 675.4623 | 693.6997 | 144.9062 | 652.0778 | 131.0676 | 206.0566 | 125.1989 | 189.1025 | 28.2193 | 30.0205 | 28.2193 | 0 | 0 | 0 | 0 | 0 | 0 | 0 | 0 | 0 | 0 | 0 | 0 | 0 | 0 | 0 | 0 | 0 | 0 | 0 | 0 | 0 | 0 | 0 | 0 | 0 | 0 | 0 | 0 | 0 | 0 | 0 | 10570.3342 | 15831.0105 | 6246.7127 | 9235.3344 | 41883.3918 | 1011.8796 | 1395.7768 | 493.2472 | 448.6739 | 2578.7527 | 5928.3302 | 47811.7221 | 0 | 0 | 0 | 0 | 0 | 0 | 0 | 0 | 47811.7221 | 0 | 0 | 0 | 0 | 0 | 0 | 0 | 0 | 0 | 0 | 0 | 0 | 0 | 0 | 0 | 0 | 0 | 0 | 0 | 0 | 0 | 0 | 0 | 0 | 0 | 0 | 0 | 0 | 0 | 4781.1722 |  | 0 | 4781.1722 | 8314.2538 | 12121.4285 | 7572.4981 | 11501.8004 | 39509.9809 | 0 | 0 | 0 | 0 | 0 | 0 | 0 | 0 | 0 | 0 | 52592.8943 | 87321.7029 | 47811.7221 | 92102.8751
C - Commercial & Industrial | C3 - Municipal Energy Solutions | C3a - Muni Retrofit | Lighting Fixture - Exterior w/o Controls | EC3a011 | Lighting | 2.7338 | 4 | 6507.251 | 5426.6635 | 1080.5874 | 50.3169 | 51.6755 | 201.2677 | 206.7019 | 48.575 | 194.2998 | 39.0543 | 61.3987 | 37.3056 | 56.3469 | 9.4596 | 10.0634 | 9.4596 | 0 | 0 | 0 | 0 | 0 | 0 | 0 | 0 | 0 | 0 | 0 | 0 | 0 | 0 | 0 | 0 | 0 | 0 | 0 | 0 | 0 | 0 | 0 | 0 | 0 | 0 | 0 | 0 | 0 | 0 | 0 | 3179.4962 | 4771.2423 | 1862.2505 | 2751.2154 | 12564.2043 | 299.2519 | 414.8346 | 144.1858 | 131.3048 | 772.603 | 1762.18 | 14326.3843 | 0 | 0 | 0 | 0 | 0 | 0 | 0 | 0 | 14326.3843 | 0 | 0 | 0 | 0 | 0 | 0 | 0 | 0 | 0 | 0 | 0 | 0 | 0 | 0 | 0 | 0 | 0 | 0 | 0 | 0 | 0 | 0 | 0 | 0 | 0 | 0 | 0 | 0 | 0 | 1432.6384 |  | 0 | 1432.6384 | 2501.313 | 3666.7113 | 2240.7325 | 3401.5577 | 11810.3145 | 0 | 0 | 0 | 0 | 0 | 0 | 0 | 0 | 0 | 0 | 15759.0228 | 26136.6989 | 14326.3843 | 27569.3373
C - Commercial & Industrial | C3 - Municipal Energy Solutions | C3a - Muni Retrofit | Lighting Fixture - Interior w/ Controls | EC3a012 | Lighting | 2 | 5.2 | 8838.2748 | 3870 | 4968.2748 | 22.078 | 23.5351 | 114.8056 | 122.3828 | 22.123 | 115.0398 | 34.8571 | 20.0169 | 39.4587 | 20.8222 | 4.1507 | 1.7177 | 1.6146 | 2.5259 | 2.3743 | -5.0853 | -26.4436 | -4.7802 | -24.8569 | -10.1706 | -52.8871 | -9.5604 | -49.7139 | 0 | 0 | 0 | 0 | 0 | 0 | 0 | 0 | 0 | 0 | 0 | 0 | 0 | 0 | 0 | 0 | -14.3405 | -74.5708 | 0 | 0 | 0 | 2779.9645 | 1518.2943 | 1968.3114 | 1017.3126 | 7283.8829 | 270.7422 | 135.7136 | 158.6185 | 50.3953 | 447.2286 | 1062.6983 | 8346.5812 | 796.0704 | 0 | 200.0071 | 41.0948 | 978.2747 | 0 | 1169.675 | 3185.1219 | 11531.7031 | 0 | 0 | 0 | 0 | 0 | -202.0535 | 0 | -202.0535 | -0.046242 | 0 | 0 | 0 | 0 | 0 | -18.5847 | 0 | -18.6309 | -220.6844 | 0 | -1370.5462 | 0 | -0.74253 | 0 | 0 | 0 | 0 | 0 | 0 | -1591.9732 | 993.973 |  | -55.6411 | 938.3318 | 2187.266 | 1157.76 | 2403.3868 | 1276.1121 | 7024.5249 | 0 | -362.3099 | 0 | -1013.7454 | 0 | 0 | 0 | 0 | 0 | -1376.0553 | 10878.0617 | 15588.1995 | 11531.7031 | 16582.1725
C - Commercial & Industrial | C3 - Municipal Energy Solutions | C3a - Muni Retrofit | Lighting Fixture - Interior w/o Controls | EC3a013 | Lighting | 1 | 5.4 | 10790.8582 | 4730 | 6060.8582 | 10.744 | 11.4531 | 58.0174 | 61.8465 | 10.7659 | 58.1357 | 17.6151 | 10.1156 | 19.9406 | 10.5226 | 2.0199 | 0.83588 | 0.78573 | 1.2292 | 1.1554 | -2.4747 | -13.3633 | -2.3262 | -12.5615 | -4.9494 | -26.7267 | -4.6524 | -25.1231 | 0 | 0 | 0 | 0 | 0 | 0 | 0 | 0 | 0 | 0 | 0 | 0 | 0 | 0 | 0 | 0 | -6.9786 | -37.6846 | 0 | 0 | 0 | 1400.2451 | 764.7142 | 994.8445 | 514.2028 | 3674.0065 | 136.8314 | 68.5113 | 80.5348 | 25.6013 | 223.3313 | 534.8101 | 4208.8166 | 408.1352 | 0 | 98.0599 | 20.2185 | 493.2311 | 0 | 589.7322 | 1609.3769 | 5818.1935 | 0 | 0 | 0 | 0 | 0 | -102.0354 | 0 | -102.0354 | -0.023318 | 0 | 0 | 0 | 0 | 0 | -9.127 | 0 | -9.1504 | -111.1858 | 0 | -691.2584 | 0 | -0.37375 | 0 | 0 | 0 | 0 | 0 | 0 | -802.8179 | 501.5376 |  | -28.1899 | 473.3476 | 1102.1546 | 582.5345 | 1216.216 | 645.8524 | 3546.7576 | 0 | -182.9742 | 0 | -511.9635 | 0 | 0 | 0 | 0 | 0 | -694.9378 | 5488.7232 | 7867.1953 | 5818.1935 | 8368.7329
C - Commercial & Industrial | C3 - Municipal Energy Solutions | C3a - Muni Retrofit | Lighting Occupancy Sensors | EC3a014 | Lighting | [22 empty] | 0 |  |  |  | 0 |  |  |  | 0 |  |  |  | 0 | [9 empty] | 0 | 0
C - Commercial & Industrial | C3 - Municipal Energy Solutions | C3a - Muni Retrofit | Air Sealing, Electric | EC3a015 | HVAC | [22 empty] | 0 |  |  |  | 0 |  |  |  | 0 |  |  |  | 0 | [9 empty] | 0 | 0
C - Commercial & Industrial | C3 - Municipal Energy Solutions | C3a - Muni Retrofit | Air Sealing, Gas | EC3a016 | HVAC | [22 empty] | 0 |  |  |  | 0 |  |  |  | 0 |  |  |  | 0 | [9 empty] | 0 | 0
C - Commercial & Industrial | C3 - Municipal Energy Solutions | C3a - Muni Retrofit | Air Sealing, Oil | EC3a017 | HVAC | [22 empty] | 0 |  |  |  | 0 |  |  |  | 0 |  |  |  | 0 | [9 empty] | 0 | 0
C - Commercial & Industrial | C3 - Municipal Energy Solutions | C3a - Muni Retrofit | Air Sealing, Propane | EC3a018 | HVAC | [22 empty] | 0 |  |  |  | 0 |  |  |  | 0 |  |  |  | 0 | [9 empty] | 0 | 0
C - Commercial & Industrial | C3 - Municipal Energy Solutions | C3a - Muni Retrofit | Boiler Reset Controls, Gas | EC3a019 | HVAC | [22 empty] | 0 |  |  |  | 0 |  |  |  | 0 |  |  |  | 0 | [9 empty] | 0 | 0
C - Commercial & Industrial | C3 - Municipal Energy Solutions | C3a - Muni Retrofit | Boiler Reset Controls, Oil | EC3a020 | HVAC | [22 empty] | 0 |  |  |  | 0 |  |  |  | 0 |  |  |  | 0 | [9 empty] | 0 | 0
C - Commercial & Industrial | C3 - Municipal Energy Solutions | C3a - Muni Retrofit | Boiler Reset Controls, Propane | EC3a021 | HVAC | [22 empty] | 0 |  |  |  | 0 |  |  |  | 0 |  |  |  | 0 | [9 empty] | 0 | 0
C - Commercial & Industrial | C3 - Municipal Energy Solutions | C3a - Muni Retrofit | Case Motor Replacement | EC3a022 | Refrigeration | [22 empty] | 0 |  |  |  | 0 |  |  |  | 0 |  |  |  | 0 | [9 empty] | 0 | 0
C - Commercial & Industrial | C3 - Municipal Energy Solutions | C3a - Muni Retrofit | Cooler Night Cover | EC3a023 | Refrigeration | [22 empty] | 0 |  |  |  | 0 |  |  |  | 0 |  |  |  | 0 | [9 empty] | 0 | 0
C - Commercial & Industrial | C3 - Municipal Energy Solutions | C3a - Muni Retrofit | Demand Control Ventilation | EC3a024 | HVAC | [22 empty] | 0 |  |  |  | 0 |  |  |  | 0 |  |  |  | 0 | [9 empty] | 0 | 0
C - Commercial & Industrial | C3 - Municipal Energy Solutions | C3a - Muni Retrofit | Door Heater Controls | EC3a025 | Refrigeration | [22 empty] | 0 |  |  |  | 0 |  |  |  | 0 |  |  |  | 0 | [9 empty] | 0 | 0
C - Commercial & Industrial | C3 - Municipal Energy Solutions | C3a - Muni Retrofit | Dual Enthalpy Economizer Controls (DEEC) | EC3a026 | HVAC | [22 empty] | 0 |  |  |  | 0 |  |  |  | 0 |  |  |  | 0 | [9 empty] | 0 | 0
C - Commercial & Industrial | C3 - Municipal Energy Solutions | C3a - Muni Retrofit | Duct Insulation, Electric | EC3a027 | HVAC | [22 empty] | 0 |  |  |  | 0 |  |  |  | 0 |  |  |  | 0 | [9 empty] | 0 | 0
C - Commercial & Industrial | C3 - Municipal Energy Solutions | C3a - Muni Retrofit | Duct Insulation, Gas | EC3a028 | HVAC | [22 empty] | 0 |  |  |  | 0 |  |  |  | 0 |  |  |  | 0 | [9 empty] | 0 | 0
C - Commercial & Industrial | C3 - Municipal Energy Solutions | C3a - Muni Retrofit | Duct Insulation, Oil | EC3a029 | HVAC | [22 empty] | 0 |  |  |  | 0 |  |  |  | 0 |  |  |  | 0 | [9 empty] | 0 | 0
C - Commercial & Industrial | C3 - Municipal Energy Solutions | C3a - Muni Retrofit | Duct Insulation, Propane | EC3a030 | HVAC | [22 empty] | 0 |  |  |  | 0 |  |  |  | 0 |  |  |  | 0 | [9 empty] | 0 | 0
C - Commercial & Industrial | C3 - Municipal Energy Solutions | C3a - Muni Retrofit | Duct Sealing, Electric | EC3a031 | HVAC | [22 empty] | 0 |  |  |  | 0 |  |  |  | 0 |  |  |  | 0 | [9 empty] | 0 | 0
C - Commercial & Industrial | C3 - Municipal Energy Solutions | C3a - Muni Retrofit | Duct Sealing, Gas | EC3a032 | HVAC | [22 empty] | 0 |  |  |  | 0 |  |  |  | 0 |  |  |  | 0 | [9 empty] | 0 | 0
C - Commercial & Industrial | C3 - Municipal Energy Solutions | C3a - Muni Retrofit | Duct Sealing, Oil | EC3a033 | HVAC | [22 empty] | 0 |  |  |  | 0 |  |  |  | 0 |  |  |  | 0 | [9 empty] | 0 | 0
C - Commercial & Industrial | C3 - Municipal Energy Solutions | C3a - Muni Retrofit | Duct Sealing, Propane | EC3a034 | HVAC | [22 empty] | 0 |  |  |  | 0 |  |  |  | 0 |  |  |  | 0 | [9 empty] | 0 | 0
C - Commercial & Industrial | C3 - Municipal Energy Solutions | C3a - Muni Retrofit | Ductless Mini Split Heat Pump | EC3a035 | HVAC | [22 empty] | 0 |  |  |  | 0 |  |  |  | 0 |  |  |  | 0 | [9 empty] | 0 | 0
C - Commercial & Industrial | C3 - Municipal Energy Solutions | C3a - Muni Retrofit | ECM Evaporator Fan Motors for Walk-in Cooler/Freezer | EC3a036 | Refrigeration | [22 empty] | 0 |  |  |  | 0 |  |  |  | 0 |  |  |  | 0 | [9 empty] | 0 | 0
C - Commercial & Industrial | C3 - Municipal Energy Solutions | C3a - Muni Retrofit | Electronic Defrost Control | EC3a037 | Refrigeration | [22 empty] | 0 |  |  |  | 0 |  |  |  | 0 |  |  |  | 0 | [9 empty] | 0 | 0
C - Commercial & Industrial | C3 - Municipal Energy Solutions | C3a - Muni Retrofit | Energy Management System, Electric | EC3a038 | HVAC | 1 | 10 | 13244.1714 | 4635.46 | 8608.7114 | 4.6068 | 4.1461 | 46.068 | 41.4612 | 4.1461 | 41.4612 | 10.9458 | 6.8826 | 14.47 | 9.1629 | 7.3709 | 7.3709 | 7.3709 | 7.0023 | 7.0023 | 0 | 0 | 0 | 0 | 0 | 0 | 0 | 0 | 0 | 0 | 0 | 0 | 0 | 0 | 0 | 0 | 0 | 0 | 0 | 0 | 0 | 0 | 0 | 0 | 0 | 0 | 0 | 0 | 0 | 826.6258 | 484.4253 | 733.4428 | 447.4366 | 2491.9305 | 77.371 | 41.7538 | 57.6891 | 21.7994 | 107.653 | 306.2663 | 2798.1969 | 4926.2916 | 0 | 664.4523 | 126.5348 | 5270.4458 | 0 | 6301.6132 | 17289.3377 | 20087.5345 | 0 | 0 | 0 | 0 | 0 | 0 | 0 | 0 | 0 | 0 | 0 | 0 | 0 | 0 | 0 | 0 | 0 | 0 | 0 | 0 | 0 | 0 | 0 | 0 | 0 | 0 | 0 | 0 | 0 | 2008.7535 |  | 0 | 2008.7535 | 626.7694 | 355.7471 | 836.0413 | 532.204 | 2350.7618 | 0 | 0 | 0 | 0 | 0 | 0 | 0 | 0 | 0 | 0 | 22096.288 | 22438.2963 | 20087.5345 | 24447.0498
C - Commercial & Industrial | C3 - Municipal Energy Solutions | C3a - Muni Retrofit | Energy Star Wifi Thermostat, Electric | EC3a039 | HVAC | [22 empty] | 0 |  |  |  | 0 |  |  |  | 0 |  |  |  | 0 | [9 empty] | 0 | 0
C - Commercial & Industrial | C3 - Municipal Energy Solutions | C3a - Muni Retrofit | Energy Star Wifi Thermostat, Gas | EC3a040 | HVAC | [22 empty] | 0 |  |  |  | 0 |  |  |  | 0 |  |  |  | 0 | [9 empty] | 0 | 0
C - Commercial & Industrial | C3 - Municipal Energy Solutions | C3a - Muni Retrofit | Energy Star Wifi Thermostat, Oil | EC3a041 | HVAC | [22 empty] | 0 |  |  |  | 0 |  |  |  | 0 |  |  |  | 0 | [9 empty] | 0 | 0
C - Commercial & Industrial | C3 - Municipal Energy Solutions | C3a - Muni Retrofit | Energy Star Wifi Thermostat, Propane | EC3a042 | HVAC | [22 empty] | 0 |  |  |  | 0 |  |  |  | 0 |  |  |  | 0 | [9 empty] | 0 | 0
C - Commercial & Industrial | C3 - Municipal Energy Solutions | C3a - Muni Retrofit | Evaporator Fan Control | EC3a043 | Refrigeration | [22 empty] | 0 |  |  |  | 0 |  |  |  | 0 |  |  |  | 0 | [9 empty] | 0 | 0
C - Commercial & Industrial | C3 - Municipal Energy Solutions | C3a - Muni Retrofit | Faucet Aerator, Electric | EC3a044 | Hot Water | [22 empty] | 0 |  |  |  | 0 |  |  |  | 0 |  |  |  | 0 | [9 empty] | 0 | 0
C - Commercial & Industrial | C3 - Municipal Energy Solutions | C3a - Muni Retrofit | Faucet Aerator, Gas | EC3a045 | Hot Water | [22 empty] | 0 |  |  |  | 0 |  |  |  | 0 |  |  |  | 0 | [9 empty] | 0 | 0
C - Commercial & Industrial | C3 - Municipal Energy Solutions | C3a - Muni Retrofit | Faucet Aerator, Oil | EC3a046 | Hot Water | [22 empty] | 0 |  |  |  | 0 |  |  |  | 0 |  |  |  | 0 | [9 empty] | 0 | 0
C - Commercial & Industrial | C3 - Municipal Energy Solutions | C3a - Muni Retrofit | Faucet Aerator, Propane | EC3a047 | Hot Water | [22 empty] | 0 |  |  |  | 0 |  |  |  | 0 |  |  |  | 0 | [9 empty] | 0 | 0
C - Commercial & Industrial | C3 - Municipal Energy Solutions | C3a - Muni Retrofit | Hotel Occupancy Sensor | EC3a050 | HVAC | [22 empty] | 0 |  |  |  | 0 |  |  |  | 0 |  |  |  | 0 | [9 empty] | 0 | 0
C - Commercial & Industrial | C3 - Municipal Energy Solutions | C3a - Muni Retrofit | Insulation, Electric | EC3a051 | Envelope | 1 | 25 | 448.22 | 336.17 | 112.05 | 0.74704 | 0.74704 | 18.676 | 18.676 | 0.74704 | 18.676 | 8.0547 | 10.6213 | 0 | 0 | 0.15 | 0.02595 | 0.02595 | 0.0504 | 0.0504 | 0 | 0 | 0 | 0 | 0 | 0 | 0 | 0 | 0 | 0 | 0 | 0 | 0 | 0 | 0 | 0 | 0 | 0 | 0 | 0 | 0 | 0 | 0 | 0 | 0 | 0 | 0 | 0 | 0 | 533.3186 | 617.2241 | 0 | 0 | 1150.5427 | 23.8296 | 26.8375 | 0 | 0 | 19.4196 | 70.0867 | 1220.6294 | 88.597 | 0 | 4.7825 | 0.91075 | 81.1803 | 0 | 97.0633 | 272.5337 | 1493.1632 | 0 | 0 | 0 | 0 | 0 | 0 | 0 | 0 | 0 | 0 | 0 | 0 | 0 | 0 | 0 | 0 | 0 | 0 | 0 | 0 | 0 | 0 | 0 | 0 | 0 | 0 | 0 | 0 | 0 | 149.3163 |  | 0 | 149.3163 | 333.3829 | 394.8264 | 0 | 0 | 728.2093 | 0 | 0 | 0 | 0 | 0 | 0 | 0 | 0 | 0 | 0 | 1642.4795 | 2221.3725 | 1493.1632 | 2370.6888
C - Commercial & Industrial | C3 - Municipal Energy Solutions | C3a - Muni Retrofit | Insulation, Gas | EC3a052 | Envelope | [22 empty] | 0 |  |  |  | 0 |  |  |  | 0 |  |  |  | 0 | [9 empty] | 0 | 0
C - Commercial & Industrial | C3 - Municipal Energy Solutions | C3a - Muni Retrofit | Insulation, Oil | EC3a053 | Envelope | [22 empty] | 0 |  |  |  | 0 |  |  |  | 0 |  |  |  | 0 | [9 empty] | 0 | 0
C - Commercial & Industrial | C3 - Municipal Energy Solutions | C3a - Muni Retrofit | Insulation, Propane | EC3a054 | Envelope | [22 empty] | 0 |  |  |  | 0 |  |  |  | 0 |  |  |  | 0 | [9 empty] | 0 | 0
C - Commercial & Industrial | C3 - Municipal Energy Solutions | C3a - Muni Retrofit | Low Pressure Drop Filter | EC3a055 | Compressed Air | [22 empty] | 0 |  |  |  | 0 |  |  |  | 0 |  |  |  | 0 | [9 empty] | 0 | 0
C - Commercial & Industrial | C3 - Municipal Energy Solutions | C3a - Muni Retrofit | Thermostatic Shut-Off Valve, Electric | EC3a056 | Hot Water | [22 empty] | 0 |  |  |  | 0 |  |  |  | 0 |  |  |  | 0 | [9 empty] | 0 | 0
C - Commercial & Industrial | C3 - Municipal Energy Solutions | C3a - Muni Retrofit | Thermostatic Shut-Off Valve, Gas | EC3a057 | Hot Water | [22 empty] | 0 |  |  |  | 0 |  |  |  | 0 |  |  |  | 0 | [9 empty] | 0 | 0
C - Commercial & Industrial | C3 - Municipal Energy Solutions | C3a - Muni Retrofit | Thermostatic Shut-Off Valve, Oil | EC3a058 | Hot Water | [22 empty] | 0 |  |  |  | 0 |  |  |  | 0 |  |  |  | 0 | [9 empty] | 0 | 0
C - Commercial & Industrial | C3 - Municipal Energy Solutions | C3a - Muni Retrofit | Thermostatic Shut-Off Valve, Propane | EC3a059 | Hot Water | [22 empty] | 0 |  |  |  | 0 |  |  |  | 0 |  |  |  | 0 | [9 empty] | 0 | 0
C - Commercial & Industrial | C3 - Municipal Energy Solutions | C3a - Muni Retrofit | Low-Flow Showerhead, Electric | EC3a060 | Hot Water | [22 empty] | 0 |  |  |  | 0 |  |  |  | 0 |  |  |  | 0 | [9 empty] | 0 | 0
C - Commercial & Industrial | C3 - Municipal Energy Solutions | C3a - Muni Retrofit | Low-Flow Showerhead, Gas | EC3a061 | Hot Water | [22 empty] | 0 |  |  |  | 0 |  |  |  | 0 |  |  |  | 0 | [9 empty] | 0 | 0
C - Commercial & Industrial | C3 - Municipal Energy Solutions | C3a - Muni Retrofit | Low-Flow Showerhead, Oil | EC3a062 | Hot Water | [22 empty] | 0 |  |  |  | 0 |  |  |  | 0 |  |  |  | 0 | [9 empty] | 0 | 0
C - Commercial & Industrial | C3 - Municipal Energy Solutions | C3a - Muni Retrofit | Low-Flow Showerhead, Propane | EC3a063 | Hot Water | [22 empty] | 0 |  |  |  | 0 |  |  |  | 0 |  |  |  | 0 | [9 empty] | 0 | 0
C - Commercial & Industrial | C3 - Municipal Energy Solutions | C3a - Muni Retrofit | Motors, Open Drip | EC3a064 | Motors/Drives | [22 empty] | 0 |  |  |  | 0 |  |  |  | 0 |  |  |  | 0 | [9 empty] | 0 | 0
C - Commercial & Industrial | C3 - Municipal Energy Solutions | C3a - Muni Retrofit | Motors, Totally Enclosed Fan Cooled | EC3a065 | Motors/Drives | [22 empty] | 0 |  |  |  | 0 |  |  |  | 0 |  |  |  | 0 | [9 empty] | 0 | 0
C - Commercial & Industrial | C3 - Municipal Energy Solutions | C3a - Muni Retrofit | Novelty Cooler Shutoff | EC3a066 | Refrigeration | [22 empty] | 0 |  |  |  | 0 |  |  |  | 0 |  |  |  | 0 | [9 empty] | 0 | 0
C - Commercial & Industrial | C3 - Municipal Energy Solutions | C3a - Muni Retrofit | Pipe Wrap - Heating, Electric | EC3a067 | HVAC | [22 empty] | 0 |  |  |  | 0 |  |  |  | 0 |  |  |  | 0 | [9 empty] | 0 | 0
C - Commercial & Industrial | C3 - Municipal Energy Solutions | C3a - Muni Retrofit | Pipe Wrap - Heating, Gas | EC3a068 | HVAC | [22 empty] | 0 |  |  |  | 0 |  |  |  | 0 |  |  |  | 0 | [9 empty] | 0 | 0
C - Commercial & Industrial | C3 - Municipal Energy Solutions | C3a - Muni Retrofit | Pipe Wrap - Heating, Oil | EC3a069 | HVAC | [22 empty] | 0 |  |  |  | 0 |  |  |  | 0 |  |  |  | 0 | [9 empty] | 0 | 0
C - Commercial & Industrial | C3 - Municipal Energy Solutions | C3a - Muni Retrofit | Pipe Wrap - Heating, Propane | EC3a070 | HVAC | [22 empty] | 0 |  |  |  | 0 |  |  |  | 0 |  |  |  | 0 | [9 empty] | 0 | 0
C - Commercial & Industrial | C3 - Municipal Energy Solutions | C3a - Muni Retrofit | Pipe Wrap - Hot Water, Electric | EC3a071 | Hot Water | [22 empty] | 0 |  |  |  | 0 |  |  |  | 0 |  |  |  | 0 | [9 empty] | 0 | 0
C - Commercial & Industrial | C3 - Municipal Energy Solutions | C3a - Muni Retrofit | Pipe Wrap - Hot Water, Gas | EC3a072 | Hot Water | [22 empty] | 0 |  |  |  | 0 |  |  |  | 0 |  |  |  | 0 | [9 empty] | 0 | 0
C - Commercial & Industrial | C3 - Municipal Energy Solutions | C3a - Muni Retrofit | Pipe Wrap - Hot Water, Oil | EC3a073 | Hot Water | [22 empty] | 0 |  |  |  | 0 |  |  |  | 0 |  |  |  | 0 | [9 empty] | 0 | 0
C - Commercial & Industrial | C3 - Municipal Energy Solutions | C3a - Muni Retrofit | Pipe Wrap - Hot Water, Propane | EC3a074 | Hot Water | [22 empty] | 0 |  |  |  | 0 |  |  |  | 0 |  |  |  | 0 | [9 empty] | 0 | 0
C - Commercial & Industrial | C3 - Municipal Energy Solutions | C3a - Muni Retrofit | Pre Rinse Spray Valve, Electric | EC3a075 | Hot Water | [22 empty] | 0 |  |  |  | 0 |  |  |  | 0 |  |  |  | 0 | [9 empty] | 0 | 0
C - Commercial & Industrial | C3 - Municipal Energy Solutions | C3a - Muni Retrofit | Pre Rinse Spray Valve, Gas | EC3a076 | Hot Water | [22 empty] | 0 |  |  |  | 0 |  |  |  | 0 |  |  |  | 0 | [9 empty] | 0 | 0
C - Commercial & Industrial | C3 - Municipal Energy Solutions | C3a - Muni Retrofit | Pre Rinse Spray Valve, Oil | EC3a077 | Hot Water | [22 empty] | 0 |  |  |  | 0 |  |  |  | 0 |  |  |  | 0 | [9 empty] | 0 | 0
C - Commercial & Industrial | C3 - Municipal Energy Solutions | C3a - Muni Retrofit | Pre Rinse Spray Valve, Propane | EC3a078 | Hot Water | [22 empty] | 0 |  |  |  | 0 |  |  |  | 0 |  |  |  | 0 | [9 empty] | 0 | 0
C - Commercial & Industrial | C3 - Municipal Energy Solutions | C3a - Muni Retrofit | Programmable Thermostat, Electric | EC3a079 | HVAC | [22 empty] | 0 |  |  |  | 0 |  |  |  | 0 |  |  |  | 0 | [9 empty] | 0 | 0
C - Commercial & Industrial | C3 - Municipal Energy Solutions | C3a - Muni Retrofit | Programmable Thermostat, Gas | EC3a080 | HVAC | [22 empty] | 0 |  |  |  | 0 |  |  |  | 0 |  |  |  | 0 | [9 empty] | 0 | 0
C - Commercial & Industrial | C3 - Municipal Energy Solutions | C3a - Muni Retrofit | Programmable Thermostat, Oil | EC3a081 | HVAC | [22 empty] | 0 |  |  |  | 0 |  |  |  | 0 |  |  |  | 0 | [9 empty] | 0 | 0
C - Commercial & Industrial | C3 - Municipal Energy Solutions | C3a - Muni Retrofit | Programmable Thermostat, Propane | EC3a082 | HVAC | [22 empty] | 0 |  |  |  | 0 |  |  |  | 0 |  |  |  | 0 | [9 empty] | 0 | 0
C - Commercial & Industrial | C3 - Municipal Energy Solutions | C3a - Muni Retrofit | Steam Trap, Electric | EC3a083 | HVAC | [22 empty] | 0 |  |  |  | 0 |  |  |  | 0 |  |  |  | 0 | [9 empty] | 0 | 0
C - Commercial & Industrial | C3 - Municipal Energy Solutions | C3a - Muni Retrofit | Steam Trap, Gas | EC3a084 | HVAC | [22 empty] | 0 |  |  |  | 0 |  |  |  | 0 |  |  |  | 0 | [9 empty] | 0 | 0
C - Commercial & Industrial | C3 - Municipal Energy Solutions | C3a - Muni Retrofit | Steam Trap, Oil | EC3a085 | HVAC | [22 empty] | 0 |  |  |  | 0 |  |  |  | 0 |  |  |  | 0 | [9 empty] | 0 | 0
C - Commercial & Industrial | C3 - Municipal Energy Solutions | C3a - Muni Retrofit | Steam Trap, Propane | EC3a086 | HVAC | [22 empty] | 0 |  |  |  | 0 |  |  |  | 0 |  |  |  | 0 | [9 empty] | 0 | 0
C - Commercial & Industrial | C3 - Municipal Energy Solutions | C3a - Muni Retrofit | Variable Frequency Drive | EC3a087 | Motors/Drives | [22 empty] | 0 |  |  |  | 0 |  |  |  | 0 |  |  |  | 0 | [9 empty] | 0 | 0
C - Commercial & Industrial | C3 - Municipal Energy Solutions | C3a - Muni Retrofit | Variable Frequency Drive with Motor | EC3a088 | Motors/Drives | [22 empty] | 0 |  |  |  | 0 |  |  |  | 0 |  |  |  | 0 | [9 empty] | 0 | 0
C - Commercial & Industrial | C3 - Municipal Energy Solutions | C3a - Muni Retrofit | Vending Miser | EC3a089 | Refrigeration | [22 empty] | 0 |  |  |  | 0 |  |  |  | 0 |  |  |  | 0 | [9 empty] | 0 | 0
C - Commercial & Industrial | C3 - Municipal Energy Solutions | C3a - Muni Retrofit | Zero Loss Condensate Drain | EC3a090 | Compressed Air | [22 empty] | 0 |  |  |  | 0 |  |  |  | 0 |  |  |  | 0 | [9 empty] | 0 | 0
C - Commercial & Industrial | C3 - Municipal Energy Solutions | C3a - Muni Retrofit | Induction Cooktop Displacing Electric Resistance | EC3a093 | Food Service | [22 empty] | 0 |  |  |  | 0 |  |  |  | 0 |  |  |  | 0 | [9 empty] | 0 | 0
C - Commercial & Industrial | C3 - Municipal Energy Solutions | C3a - Muni Retrofit | CI Audits - Muni Retro | EC3aAUD | Non-Energy Saving | [22 empty] | 0 |  |  |  | 0 |  |  |  | 0 |  |  |  | 0 | [9 empty] | 0 | 0
C - Commercial & Industrial | C3 - Municipal Energy Solutions | C3a - Muni Retrofit | Vendor Fees - Muni Retro | EC3aNES01 | Non-Energy Saving | 1 | 1 | 27496 | 27496 | 0 | 0 | 0 | 0 | 0 | 0 | 0 | 0 | 0 | 0 | 0 | 0 | 0 | 0 | 0 | 0 | 0 | 0 | 0 | 0 | 0 | 0 | 0 | 0 | 0 | 0 | 0 | 0 | 0 | 0 | 0 | 0 | 0 | 0 | 0 | 0 | 0 | 0 | 0 | 0 | 0 | 0 | 0 | 0 | 0 | 0 | 0 | 0 | 0 | 0 | 0 | 0 | 0 | 0 | 0 | 0 | 0 | 0 | 0 | 0 | 0 | 0 | 0 | 0 | 0 | 0 | 0 | 0 | 0 | 0 | 0 | 0 | 0 | 0 | 0 | 0 | 0 | 0 | 0 | 0 | 0 | 0 | 0 | 0 | 0 | 0 | 0 | 0 | 0 | 0 | 0 | 0 | 0 | 0 | 0 | 0 |  | 0 | 0 | 0 | 0 | 0 | 0 | 0 | 0 | 0 | 0 | 0 | 0 | 0 | 0 | 0 | 0 | 0 | 0 | 0 | 0 | 0
C - Commercial & Industrial | C3 - Municipal Energy Solutions | C3a - Muni Retrofit | Vendor Fees - TA Studies - Muni Retro | EC3aNES02 | Non-Energy Saving | [22 empty] | 0 |  |  |  | 0 |  |  |  | 0 |  |  |  | 0 | [9 empty] | 0 | 0
C - Commercial & Industrial | C3 - Municipal Energy Solutions | C3a - Muni Retrofit | [25 empty] | 0 |  |  |  | 0 |  |  |  | 0 |  |  |  | 0 | [9 empty] | 0 | 0
C - Commercial & Industrial | C3 - Municipal Energy Solutions | C3a - Muni Retrofit | [25 empty] | 0 |  |  |  | 0 |  |  |  | 0 |  |  |  | 0 | [9 empty] | 0 | 0
C - Commercial & Industrial | C3 - Municipal Energy Solutions | C3a - Muni Retrofit | [25 empty] | 0 |  |  |  | 0 |  |  |  | 0 |  |  |  | 0 | [9 empty] | 0 | 0
C - Commercial & Industrial | C3 - Municipal Energy Solutions | C3a - Muni Retrofit | [25 empty] | 0 |  |  |  | 0 |  |  |  | 0 |  |  |  | 0 | [9 empty] | 0 | 0
[28 empty] | 0 |  |  |  | 0 |  |  |  | 0 |  |  |  | 0 | [9 empty] | 0 | 0
C - Commercial & Industrial | C3 - Municipal Energy Solutions | C3b - Muni New Equipment | Custom Muni Compressed Air New | EC3b001 | Compressed Air | [22 empty] | 0 |  |  |  | 0 |  |  |  | 0 |  |  |  | 0 | [9 empty] | 0 | 0
C - Commercial & Industrial | C3 - Municipal Energy Solutions | C3b - Muni New Equipment | Custom Muni Hot Water New | EC3b002 | Hot Water | [22 empty] | 0 |  |  |  | 0 |  |  |  | 0 |  |  |  | 0 | [9 empty] | 0 | 0
C - Commercial & Industrial | C3 - Municipal Energy Solutions | C3b - Muni New Equipment | Custom Muni HVAC New | EC3b003 | HVAC | 1 | 13.5 | 3748 | 2811 | 937 | 8.514 | 7.6626 | 114.9393 | 103.4453 | 7.6626 | 103.4453 | 74.4806 | 18.6202 | 8.2756 | 2.0689 | 2.35 | 0.90578 | 0.90578 | 2.35 | 2.35 | 0 | 0 | 0 | 0 | 0 | 0 | 0 | 0 | 5.3443 | 72.1479 | 5.3443 | 72.1479 | 0 | 0 | 0 | 0 | 0 | 0 | 0 | 0 | 0 | 0 | 0 | 0 | 5.3443 | 72.1479 | 0 | 0 | 0 | 5472.8763 | 1259.3744 | 425.0395 | 101.154 | 7258.4441 | 408.0526 | 87.1276 | 25.8429 | 3.8421 | 199.1927 | 724.0578 | 7982.5019 | 2340.0551 | 0 | 222.9917 | 42.4654 | 2300.4809 | 0 | 2750.572 | 7656.5651 | 15639.0671 | 0 | 0 | 0 | 0 | 0 | 0 | 0 | 0 | 0 | 0 | 0 | 0 | 0 | 0 | 0 | 0 | 0 | 0 | 0 | 0 | 0 | 0 | 0 | 3878.0215 | 0 | 0 | 0 | 0 | 3878.0215 | 1951.7089 |  | 55.7707 | 2007.4795 | 3891.6114 | 874.3261 | 441.5734 | 109.6159 | 5317.1267 | 0 | 0 | 0 | 0 | 0 | 0 | 0 | 0 | 1190.7368 | 1190.7368 | 21524.5681 | 26024.9521 | 15639.0671 | 27976.661
C - Commercial & Industrial | C3 - Municipal Energy Solutions | C3b - Muni New Equipment | Custom Muni Lighting New - Interior | EC3b004 | Lighting | [22 empty] | 0 |  |  |  | 0 |  |  |  | 0 |  |  |  | 0 | [9 empty] | 0 | 0
C - Commercial & Industrial | C3 - Municipal Energy Solutions | C3b - Muni New Equipment | Custom Muni Lighting New - Exterior | EC3b085 | Lighting | [22 empty] | 0 |  |  |  | 0 |  |  |  | 0 |  |  |  | 0 | [9 empty] | 0 | 0
C - Commercial & Industrial | C3 - Municipal Energy Solutions | C3b - Muni New Equipment | Custom Muni Lighting New - Controls | EC3b086 | Lighting | [22 empty] | 0 |  |  |  | 0 |  |  |  | 0 |  |  |  | 0 | [9 empty] | 0 | 0
C - Commercial & Industrial | C3 - Municipal Energy Solutions | C3b - Muni New Equipment | Custom Muni Motors New | EC3b005 | Motors/Drives | [22 empty] | 0 |  |  |  | 0 |  |  |  | 0 |  |  |  | 0 | [9 empty] | 0 | 0
C - Commercial & Industrial | C3 - Municipal Energy Solutions | C3b - Muni New Equipment | Custom Muni Process New | EC3b006 | Process | [22 empty] | 0 |  |  |  | 0 |  |  |  | 0 |  |  |  | 0 | [9 empty] | 0 | 0
C - Commercial & Industrial | C3 - Municipal Energy Solutions | C3b - Muni New Equipment | Custom Muni Refrigeration New | EC3b007 | Refrigeration | [22 empty] | 0 |  |  |  | 0 |  |  |  | 0 |  |  |  | 0 | [9 empty] | 0 | 0
C - Commercial & Industrial | C3 - Municipal Energy Solutions | C3b - Muni New Equipment | Custom Muni Other New | EC3b008 | Custom Measures | [22 empty] | 0 |  |  |  | 0 |  |  |  | 0 |  |  |  | 0 | [9 empty] | 0 | 0
C - Commercial & Industrial | C3 - Municipal Energy Solutions | C3b - Muni New Equipment | Custom Muni Comprehensive Design | EC3b087 | Custom Measures | [22 empty] | 0 |  |  |  | 0 |  |  |  | 0 |  |  |  | 0 | [9 empty] | 0 | 0
C - Commercial & Industrial | C3 - Municipal Energy Solutions | C3b - Muni New Equipment | Daylight Dimming | EC3b009 | Lighting | [22 empty] | 0 |  |  |  | 0 |  |  |  | 0 |  |  |  | 0 | [9 empty] | 0 | 0
C - Commercial & Industrial | C3 - Municipal Energy Solutions | C3b - Muni New Equipment | Performance Lighting - Exterior w/ Controls | EC3b010 | Lighting | [22 empty] | 0 |  |  |  | 0 |  |  |  | 0 |  |  |  | 0 | [9 empty] | 0 | 0
C - Commercial & Industrial | C3 - Municipal Energy Solutions | C3b - Muni New Equipment | Performance Lighting - Exterior w/o Controls | EC3b011 | Lighting | 2 | 15 | 2146.7093 | 1712.8 | 433.9093 | 7.7427 | 7.9518 | 116.1406 | 119.2764 | 7.4747 | 112.1198 | 22.5361 | 35.4299 | 21.527 | 32.5147 | 1.4556 | 1.5485 | 1.4556 | 0 | 0 | 0 | 0 | 0 | 0 | 0 | 0 | 0 | 0 | 0 | 0 | 0 | 0 | 0 | 0 | 0 | 0 | 0 | 0 | 0 | 0 | 0 | 0 | 0 | 0 | 0 | 0 | 0 | 0 | 0 | 1632.432 | 2347.8362 | 1104.4568 | 1579.5585 | 6664.2835 | 111.1204 | 149.2053 | 60.5015 | 54.3434 | 194.3065 | 569.4771 | 7233.7606 | 0 | 0 | 0 | 0 | 0 | 0 | 0 | 0 | 7233.7606 | 0 | 0 | 0 | 0 | 0 | 0 | 0 | 0 | 0 | 0 | 0 | 0 | 0 | 0 | 0 | 0 | 0 | 0 | 0 | 0 | 0 | 0 | 0 | 0 | 0 | 0 | 0 | 0 | 0 | 723.3761 |  | 0 | 723.3761 | 1137.1774 | 1602.3371 | 1111.6459 | 1657.5017 | 5508.6622 | 0 | 0 | 0 | 0 | 0 | 0 | 0 | 0 | 0 | 0 | 7957.1367 | 12742.4228 | 7233.7606 | 13465.7988
C - Commercial & Industrial | C3 - Municipal Energy Solutions | C3b - Muni New Equipment | Performance Lighting - Interior w/ Controls | EC3b012 | Lighting | 1.2381 | 15 | 6907.12 | 5511 | 1396.12 | 23.6295 | 25.1891 | 354.4427 | 377.8359 | 23.6777 | 355.1658 | 107.6152 | 61.7988 | 121.8219 | 64.285 | 4.4423 | 1.8384 | 1.7281 | 2.7034 | 2.5412 | -1.2782 | -19.1729 | -1.2015 | -18.0225 | -2.5564 | -38.3457 | -2.403 | -36.045 | 0 | 0 | 0 | 0 | 0 | 0 | 0 | 0 | 0 | 0 | 0 | 0 | 0 | 0 | 0 | 0 | -3.6045 | -54.0675 | 0 | 0 | 0 | 7795.2558 | 4095.2335 | 6250.1484 | 3122.9497 | 21263.5875 | 530.6266 | 260.2526 | 342.3796 | 107.4425 | 615.5114 | 1856.2126 | 23119.8001 | 2804.261 | 0 | 241.1348 | 45.9204 | 2721.3565 | 0 | 3253.7922 | 9066.4649 | 32186.265 | 0 | 0 | 0 | 0 | 0 | -136.8953 | 0 | -136.8953 | -0.030552 | 0 | 0 | 0 | 0 | 0 | -4.9311 | 0 | -4.9616 | -141.8569 | 0 | -909.7952 | 0 | -0.45503 | 0 | 0 | 0 | 0 | 0 | 0 | -1052.1071 | 3113.4158 |  | -45.3896 | 3068.0262 | 5430.2961 | 2794.8903 | 6290.8317 | 3277.0515 | 17793.0696 | 0 | -253.7075 | 0 | -709.9033 | 0 | 0 | 0 | 0 | 0 | -963.6108 | 34202.1841 | 47963.6167 | 32186.265 | 51077.0325
C - Commercial & Industrial | C3 - Municipal Energy Solutions | C3b - Muni New Equipment | Performance Lighting - Interior w/o Controls | EC3b013 | Lighting | 1.0029 | 15 | 87.984 | 70.2 | 17.784 | 0.17387 | 0.18535 | 2.6081 | 2.7802 | 0.17423 | 2.6134 | 0.79186 | 0.45473 | 0.8964 | 0.47303 | 0.032688 | 0.013527 | 0.012716 | 0.019892 | 0.018699 | -0.0094053 | -0.14108 | -0.008841 | -0.13261 | -0.018811 | -0.28216 | -0.017682 | -0.26523 | 0 | 0 | 0 | 0 | 0 | 0 | 0 | 0 | 0 | 0 | 0 | 0 | 0 | 0 | 0 | 0 | -0.026523 | -0.39784 | 0 | 0 | 0 | 57.3598 | 30.1339 | 45.9904 | 22.9796 | 156.4637 | 3.9045 | 1.915 | 2.5193 | 0.79059 | 4.5291 | 13.6586 | 170.1222 | 20.6346 | 0 | 1.7743 | 0.3379 | 20.0245 | 0 | 23.9424 | 66.7137 | 236.8359 | 0 | 0 | 0 | 0 | 0 | -1.0073 | 0 | -1.0073 | -0.00022481 | 0 | 0 | 0 | 0 | 0 | -0.036284 | 0 | -0.036509 | -1.0438 | 0 | -6.6945 | 0 | -0.0033482 | 0 | 0 | 0 | 0 | 0 | 0 | -7.7417 | 22.9094 |  | -0.33399 | 22.5754 | 39.9577 | 20.5656 | 46.2898 | 24.1135 | 130.9266 | 0 | -1.8669 | 0 | -5.2237 | 0 | 0 | 0 | 0 | 0 | -7.0905 | 251.6697 | 352.9303 | 236.8359 | 375.8397
C - Commercial & Industrial | C3 - Municipal Energy Solutions | C3b - Muni New Equipment | Lighting Occupancy Sensors | EC3b014 | Lighting | [22 empty] | 0 |  |  |  | 0 |  |  |  | 0 |  |  |  | 0 | [9 empty] | 0 | 0
C - Commercial & Industrial | C3 - Municipal Energy Solutions | C3b - Muni New Equipment | Advanced Power Strip | EC3b015 | Process | [22 empty] | 0 |  |  |  | 0 |  |  |  | 0 |  |  |  | 0 | [9 empty] | 0 | 0
C - Commercial & Industrial | C3 - Municipal Energy Solutions | C3b - Muni New Equipment | Air Compressor | EC3b016 | Compressed Air | [22 empty] | 0 |  |  |  | 0 |  |  |  | 0 |  |  |  | 0 | [9 empty] | 0 | 0
C - Commercial & Industrial | C3 - Municipal Energy Solutions | C3b - Muni New Equipment | Air Nozzle | EC3b017 | Compressed Air | [22 empty] | 0 |  |  |  | 0 |  |  |  | 0 |  |  |  | 0 | [9 empty] | 0 | 0
C - Commercial & Industrial | C3 - Municipal Energy Solutions | C3b - Muni New Equipment | Boiler 1000 to 1700 MBH 90 AFUE, Oil | EC3b018 | HVAC | [22 empty] | 0 |  |  |  | 0 |  |  |  | 0 |  |  |  | 0 | [9 empty] | 0 | 0
C - Commercial & Industrial | C3 - Municipal Energy Solutions | C3b - Muni New Equipment | Boiler 1000 to 1700 MBH 90 AFUE, Propane | EC3b019 | HVAC | [22 empty] | 0 |  |  |  | 0 |  |  |  | 0 |  |  |  | 0 | [9 empty] | 0 | 0
C - Commercial & Industrial | C3 - Municipal Energy Solutions | C3b - Muni New Equipment | Boiler 1701 to 2000 MBH 85 AFUE, Oil | EC3b020 | HVAC | [22 empty] | 0 |  |  |  | 0 |  |  |  | 0 |  |  |  | 0 | [9 empty] | 0 | 0
C - Commercial & Industrial | C3 - Municipal Energy Solutions | C3b - Muni New Equipment | Boiler 1701 to 2000 MBH 90 AFUE, Propane | EC3b021 | HVAC | [22 empty] | 0 |  |  |  | 0 |  |  |  | 0 |  |  |  | 0 | [9 empty] | 0 | 0
C - Commercial & Industrial | C3 - Municipal Energy Solutions | C3b - Muni New Equipment | Boiler 301 to 499 MBH 85 AFUE, Oil | EC3b022 | HVAC | [22 empty] | 0 |  |  |  | 0 |  |  |  | 0 |  |  |  | 0 | [9 empty] | 0 | 0
C - Commercial & Industrial | C3 - Municipal Energy Solutions | C3b - Muni New Equipment | Boiler 301 to 499 MBH 90 AFUE, Propane | EC3b023 | HVAC | [22 empty] | 0 |  |  |  | 0 |  |  |  | 0 |  |  |  | 0 | [9 empty] | 0 | 0
C - Commercial & Industrial | C3 - Municipal Energy Solutions | C3b - Muni New Equipment | Boiler 500 to 999 MBH 85 AFUE, Oil | EC3b024 | HVAC | [22 empty] | 0 |  |  |  | 0 |  |  |  | 0 |  |  |  | 0 | [9 empty] | 0 | 0
C - Commercial & Industrial | C3 - Municipal Energy Solutions | C3b - Muni New Equipment | Boiler 500 to 999 MBH 90 AFUE, Propane | EC3b025 | HVAC | [22 empty] | 0 |  |  |  | 0 |  |  |  | 0 |  |  |  | 0 | [9 empty] | 0 | 0
C - Commercial & Industrial | C3 - Municipal Energy Solutions | C3b - Muni New Equipment | Boiler to 300 MBH 85 AFUE, Oil | EC3b026 | HVAC | [22 empty] | 0 |  |  |  | 0 |  |  |  | 0 |  |  |  | 0 | [9 empty] | 0 | 0
C - Commercial & Industrial | C3 - Municipal Energy Solutions | C3b - Muni New Equipment | Boiler to 300 MBH 87 AFUE, Oil | EC3b027 | HVAC | [22 empty] | 0 |  |  |  | 0 |  |  |  | 0 |  |  |  | 0 | [9 empty] | 0 | 0
C - Commercial & Industrial | C3 - Municipal Energy Solutions | C3b - Muni New Equipment | Boiler to 300 MBH 90 AFUE, Propane | EC3b028 | HVAC | [22 empty] | 0 |  |  |  | 0 |  |  |  | 0 |  |  |  | 0 | [9 empty] | 0 | 0
C - Commercial & Industrial | C3 - Municipal Energy Solutions | C3b - Muni New Equipment | Boiler to 300 MBH 95 AFUE, Propane | EC3b029 | HVAC | 1 | 25 | 3479 | 1500 | 1979 | 0 | 0 | 0 | 0 | 0 | 0 | 0 | 0 | 0 | 0 | 0 | 0 | 0 | 0 | 0 | 0 | 0 | 0 | 0 | 0 | 0 | 0 | 0 | 14.7 | 367.5 | 14.7 | 367.5 | 0 | 0 | 0 | 0 | 0 | 0 | 0 | 0 | 0 | 0 | 0 | 0 | 14.7 | 367.5 | 0 | 0 | 0 | 0 | 0 | 0 | 0 | 0 | 0 | 0 | 0 | 0 | 0 | 0 | 0 | 0 | 0 | 0 | 0 | 0 | 0 | 0 | 0 | 0 | 0 | 0 | 0 | 0 | 0 | 0 | 0 | 0 | 0 | 0 | 0 | 0 | 0 | 0 | 0 | 0 | 0 | 0 | 0 | 0 | 0 | 0 | 0 | 17761.7417 | 0 | 0 | 0 | 0 | 17761.7417 | 1776.1742 |  | 323.4793 | 2099.6534 | 0 | 0 | 0 | 0 | 0 | 0 | 0 | 0 | 0 | 0 | 0 | 0 | 0 | 5812.4502 | 5812.4502 | 19861.3951 | 23574.1919 | 0 | 25350.366
C - Commercial & Industrial | C3 - Municipal Energy Solutions | C3b - Muni New Equipment | Circulator Pump | EC3b030 | HVAC | 1 | 20 | 266.67 | 200 | 66.67 | 2.9606 | 2.9606 | 59.211 | 59.211 | 2.9606 | 59.211 | 15.6317 | 9.829 | 20.6646 | 13.0856 | 0.31 | 0.0155 | 0.0155 | 0.2542 | 0.2542 | 0 | 0 | 0 | 0 | 0 | 0 | 0 | 0 | 0 | 0 | 0 | 0 | 0 | 0 | 0 | 0 | 0 | 0 | 0 | 0 | 0 | 0 | 0 | 0 | 0 | 0 | 0 | 0 | 0 | 1081.3957 | 614.3227 | 1051.6197 | 625.0451 | 3372.3832 | 57.8073 | 31.0446 | 43.5584 | 16.403 | 76.9606 | 225.7739 | 3598.1571 | 388.3875 | 0 | 24.1211 | 4.5935 | 344.6301 | 0 | 412.0572 | 1173.7894 | 4771.9465 | 0 | 0 | 0 | 0 | 0 | 0 | 0 | 0 | 0 | 0 | 0 | 0 | 0 | 0 | 0 | 0 | 0 | 0 | 0 | 0 | 0 | 0 | 0 | 0 | 0 | 0 | 0 | 0 | 0 | 477.1946 |  | 0 | 477.1946 | 705.8246 | 399.8257 | 955.2468 | 593.0686 | 2653.9658 | 0 | 0 | 0 | 0 | 0 | 0 | 0 | 0 | 0 | 0 | 5249.1411 | 7425.9122 | 4771.9465 | 7903.1069
C - Commercial & Industrial | C3 - Municipal Energy Solutions | C3b - Muni New Equipment | Combination Oven, Electric | EC3b031 | Food Service | [22 empty] | 0 |  |  |  | 0 |  |  |  | 0 |  |  |  | 0 | [9 empty] | 0 | 0
C - Commercial & Industrial | C3 - Municipal Energy Solutions | C3b - Muni New Equipment | Compressor Storage | EC3b032 | Compressed Air | [22 empty] | 0 |  |  |  | 0 |  |  |  | 0 |  |  |  | 0 | [9 empty] | 0 | 0
C - Commercial & Industrial | C3 - Municipal Energy Solutions | C3b - Muni New Equipment | Condensing Unit Heater up to 300 MBH, Oil | EC3b033 | HVAC | [22 empty] | 0 |  |  |  | 0 |  |  |  | 0 |  |  |  | 0 | [9 empty] | 0 | 0
C - Commercial & Industrial | C3 - Municipal Energy Solutions | C3b - Muni New Equipment | Condensing Unit Heater up to 300 MBH, Propane | EC3b034 | HVAC | [22 empty] | 0 |  |  |  | 0 |  |  |  | 0 |  |  |  | 0 | [9 empty] | 0 | 0
C - Commercial & Industrial | C3 - Municipal Energy Solutions | C3b - Muni New Equipment | Convection Oven, Electric | EC3b035 | Food Service | [22 empty] | 0 |  |  |  | 0 |  |  |  | 0 |  |  |  | 0 | [9 empty] | 0 | 0
C - Commercial & Industrial | C3 - Municipal Energy Solutions | C3b - Muni New Equipment | Dishwasher - High Temp Door Type | EC3b036 | Food Service | [22 empty] | 0 |  |  |  | 0 |  |  |  | 0 |  |  |  | 0 | [9 empty] | 0 | 0
C - Commercial & Industrial | C3 - Municipal Energy Solutions | C3b - Muni New Equipment | Dishwasher - High Temp Multi Tank Conveyor | EC3b037 | Food Service | [22 empty] | 0 |  |  |  | 0 |  |  |  | 0 |  |  |  | 0 | [9 empty] | 0 | 0
C - Commercial & Industrial | C3 - Municipal Energy Solutions | C3b - Muni New Equipment | Dishwasher - High Temp Pot, Pan, Utensil | EC3b038 | Food Service | [22 empty] | 0 |  |  |  | 0 |  |  |  | 0 |  |  |  | 0 | [9 empty] | 0 | 0
C - Commercial & Industrial | C3 - Municipal Energy Solutions | C3b - Muni New Equipment | Dishwasher - High Temp Single Tank Conveyor | EC3b039 | Food Service | [22 empty] | 0 |  |  |  | 0 |  |  |  | 0 |  |  |  | 0 | [9 empty] | 0 | 0
C - Commercial & Industrial | C3 - Municipal Energy Solutions | C3b - Muni New Equipment | Dishwasher - High Temp Under Counter | EC3b040 | Food Service | [22 empty] | 0 |  |  |  | 0 |  |  |  | 0 |  |  |  | 0 | [9 empty] | 0 | 0
C - Commercial & Industrial | C3 - Municipal Energy Solutions | C3b - Muni New Equipment | Dishwasher - Low Temp Door Type | EC3b041 | Food Service | [22 empty] | 0 |  |  |  | 0 |  |  |  | 0 |  |  |  | 0 | [9 empty] | 0 | 0
C - Commercial & Industrial | C3 - Municipal Energy Solutions | C3b - Muni New Equipment | Dishwasher - Low Temp Multi Tank Conveyor | EC3b042 | Food Service | [22 empty] | 0 |  |  |  | 0 |  |  |  | 0 |  |  |  | 0 | [9 empty] | 0 | 0
C - Commercial & Industrial | C3 - Municipal Energy Solutions | C3b - Muni New Equipment | Dishwasher - Low Temp Single Tank Conveyor | EC3b043 | Food Service | [22 empty] | 0 |  |  |  | 0 |  |  |  | 0 |  |  |  | 0 | [9 empty] | 0 | 0
C - Commercial & Industrial | C3 - Municipal Energy Solutions | C3b - Muni New Equipment | Dishwasher - Low Temp Under Counter | EC3b044 | Food Service | [22 empty] | 0 |  |  |  | 0 |  |  |  | 0 |  |  |  | 0 | [9 empty] | 0 | 0
C - Commercial & Industrial | C3 - Municipal Energy Solutions | C3b - Muni New Equipment | Faucet Aerator, Electric | EC3b045 | Hot Water | [22 empty] | 0 |  |  |  | 0 |  |  |  | 0 |  |  |  | 0 | [9 empty] | 0 | 0
C - Commercial & Industrial | C3 - Municipal Energy Solutions | C3b - Muni New Equipment | Faucet Aerator, Gas | EC3b046 | Hot Water | [22 empty] | 0 |  |  |  | 0 |  |  |  | 0 |  |  |  | 0 | [9 empty] | 0 | 0
C - Commercial & Industrial | C3 - Municipal Energy Solutions | C3b - Muni New Equipment | Faucet Aerator, Oil | EC3b047 | Hot Water | [22 empty] | 0 |  |  |  | 0 |  |  |  | 0 |  |  |  | 0 | [9 empty] | 0 | 0
C - Commercial & Industrial | C3 - Municipal Energy Solutions | C3b - Muni New Equipment | Faucet Aerator, Propane | EC3b048 | Hot Water | [22 empty] | 0 |  |  |  | 0 |  |  |  | 0 |  |  |  | 0 | [9 empty] | 0 | 0
C - Commercial & Industrial | C3 - Municipal Energy Solutions | C3b - Muni New Equipment | Fryer Large Vat, Electric | EC3b049 | Food Service | [22 empty] | 0 |  |  |  | 0 |  |  |  | 0 |  |  |  | 0 | [9 empty] | 0 | 0
C - Commercial & Industrial | C3 - Municipal Energy Solutions | C3b - Muni New Equipment | Fryer Standard Vat, Electric | EC3b050 | Food Service | [22 empty] | 0 |  |  |  | 0 |  |  |  | 0 |  |  |  | 0 | [9 empty] | 0 | 0
C - Commercial & Industrial | C3 - Municipal Energy Solutions | C3b - Muni New Equipment | Furnace w/ ECM 85 AFUE up to 150 MBH, Oil | EC3b051 | HVAC | [22 empty] | 0 |  |  |  | 0 |  |  |  | 0 |  |  |  | 0 | [9 empty] | 0 | 0
C - Commercial & Industrial | C3 - Municipal Energy Solutions | C3b - Muni New Equipment | Furnace w/ ECM 87 AFUE up to 150 MBH, Oil | EC3b052 | HVAC | [22 empty] | 0 |  |  |  | 0 |  |  |  | 0 |  |  |  | 0 | [9 empty] | 0 | 0
C - Commercial & Industrial | C3 - Municipal Energy Solutions | C3b - Muni New Equipment | Furnace w/ ECM 95 AFUE up to 150 MBH, Propane | EC3b053 | HVAC | [22 empty] | 0 |  |  |  | 0 |  |  |  | 0 |  |  |  | 0 | [9 empty] | 0 | 0
C - Commercial & Industrial | C3 - Municipal Energy Solutions | C3b - Muni New Equipment | Furnace w/ ECM 97 AFUE up to 150 MBH, Propane | EC3b054 | HVAC | [22 empty] | 0 |  |  |  | 0 |  |  |  | 0 |  |  |  | 0 | [9 empty] | 0 | 0
C - Commercial & Industrial | C3 - Municipal Energy Solutions | C3b - Muni New Equipment | Griddle, Electric | EC3b055 | Food Service | [22 empty] | 0 |  |  |  | 0 |  |  |  | 0 |  |  |  | 0 | [9 empty] | 0 | 0
C - Commercial & Industrial | C3 - Municipal Energy Solutions | C3b - Muni New Equipment | Ground Source Heat Pump | EC3b056 | HVAC | [22 empty] | 0 |  |  |  | 0 |  |  |  | 0 |  |  |  | 0 | [9 empty] | 0 | 0
C - Commercial & Industrial | C3 - Municipal Energy Solutions | C3b - Muni New Equipment | Hot Food Holding Cabinet 3/4 Size | EC3b057 | Food Service | [22 empty] | 0 |  |  |  | 0 |  |  |  | 0 |  |  |  | 0 | [9 empty] | 0 | 0
C - Commercial & Industrial | C3 - Municipal Energy Solutions | C3b - Muni New Equipment | Hot Food Holding Cabinet Full Size | EC3b058 | Food Service | [22 empty] | 0 |  |  |  | 0 |  |  |  | 0 |  |  |  | 0 | [9 empty] | 0 | 0
C - Commercial & Industrial | C3 - Municipal Energy Solutions | C3b - Muni New Equipment | Hot Food Holding Cabinet Half Size | EC3b059 | Food Service | [22 empty] | 0 |  |  |  | 0 |  |  |  | 0 |  |  |  | 0 | [9 empty] | 0 | 0
C - Commercial & Industrial | C3 - Municipal Energy Solutions | C3b - Muni New Equipment | Ice Machine - Ice Making Head | EC3b060 | Food Service | [22 empty] | 0 |  |  |  | 0 |  |  |  | 0 |  |  |  | 0 | [9 empty] | 0 | 0
C - Commercial & Industrial | C3 - Municipal Energy Solutions | C3b - Muni New Equipment | Ice Machine - Remote Cond./Split Unit - Batch | EC3b061 | Food Service | [22 empty] | 0 |  |  |  | 0 |  |  |  | 0 |  |  |  | 0 | [9 empty] | 0 | 0
C - Commercial & Industrial | C3 - Municipal Energy Solutions | C3b - Muni New Equipment | Ice Machine - Remote Cond./Split Unit - Continuous | EC3b062 | Food Service | [22 empty] | 0 |  |  |  | 0 |  |  |  | 0 |  |  |  | 0 | [9 empty] | 0 | 0
C - Commercial & Industrial | C3 - Municipal Energy Solutions | C3b - Muni New Equipment | Ice Machine - Self Contained | EC3b063 | Food Service | [22 empty] | 0 |  |  |  | 0 |  |  |  | 0 |  |  |  | 0 | [9 empty] | 0 | 0
C - Commercial & Industrial | C3 - Municipal Energy Solutions | C3b - Muni New Equipment | Infrared Heater | EC3b064 | HVAC | [22 empty] | 0 |  |  |  | 0 |  |  |  | 0 |  |  |  | 0 | [9 empty] | 0 | 0
C - Commercial & Industrial | C3 - Municipal Energy Solutions | C3b - Muni New Equipment | Low Pressure Drop Filter | EC3b065 | Compressed Air | [22 empty] | 0 |  |  |  | 0 |  |  |  | 0 |  |  |  | 0 | [9 empty] | 0 | 0
C - Commercial & Industrial | C3 - Municipal Energy Solutions | C3b - Muni New Equipment | Thermostatic Shut-Off Valve, Electric | EC3b066 | Hot Water | [22 empty] | 0 |  |  |  | 0 |  |  |  | 0 |  |  |  | 0 | [9 empty] | 0 | 0
C - Commercial & Industrial | C3 - Municipal Energy Solutions | C3b - Muni New Equipment | Thermostatic Shut-Off Valve, Gas | EC3b067 | Hot Water | [22 empty] | 0 |  |  |  | 0 |  |  |  | 0 |  |  |  | 0 | [9 empty] | 0 | 0
C - Commercial & Industrial | C3 - Municipal Energy Solutions | C3b - Muni New Equipment | Thermostatic Shut-Off Valve, Oil | EC3b068 | Hot Water | [22 empty] | 0 |  |  |  | 0 |  |  |  | 0 |  |  |  | 0 | [9 empty] | 0 | 0
C - Commercial & Industrial | C3 - Municipal Energy Solutions | C3b - Muni New Equipment | Thermostatic Shut-Off Valve, Propane | EC3b069 | Hot Water | [22 empty] | 0 |  |  |  | 0 |  |  |  | 0 |  |  |  | 0 | [9 empty] | 0 | 0
C - Commercial & Industrial | C3 - Municipal Energy Solutions | C3b - Muni New Equipment | Low-Flow Showerhead, Electric | EC3b070 | Hot Water | [22 empty] | 0 |  |  |  | 0 |  |  |  | 0 |  |  |  | 0 | [9 empty] | 0 | 0
C - Commercial & Industrial | C3 - Municipal Energy Solutions | C3b - Muni New Equipment | Low-Flow Showerhead, Gas | EC3b071 | Hot Water | [22 empty] | 0 |  |  |  | 0 |  |  |  | 0 |  |  |  | 0 | [9 empty] | 0 | 0
C - Commercial & Industrial | C3 - Municipal Energy Solutions | C3b - Muni New Equipment | Low-Flow Showerhead, Oil | EC3b072 | Hot Water | [22 empty] | 0 |  |  |  | 0 |  |  |  | 0 |  |  |  | 0 | [9 empty] | 0 | 0
C - Commercial & Industrial | C3 - Municipal Energy Solutions | C3b - Muni New Equipment | Low-Flow Showerhead, Propane | EC3b073 | Hot Water | [22 empty] | 0 |  |  |  | 0 |  |  |  | 0 |  |  |  | 0 | [9 empty] | 0 | 0
C - Commercial & Industrial | C3 - Municipal Energy Solutions | C3b - Muni New Equipment | Pre Rinse Spray Valve, Electric | EC3b074 | Hot Water | [22 empty] | 0 |  |  |  | 0 |  |  |  | 0 |  |  |  | 0 | [9 empty] | 0 | 0
C - Commercial & Industrial | C3 - Municipal Energy Solutions | C3b - Muni New Equipment | Pre Rinse Spray Valve, Gas | EC3b075 | Hot Water | [22 empty] | 0 |  |  |  | 0 |  |  |  | 0 |  |  |  | 0 | [9 empty] | 0 | 0
C - Commercial & Industrial | C3 - Municipal Energy Solutions | C3b - Muni New Equipment | Pre Rinse Spray Valve, Oil | EC3b076 | Hot Water | [22 empty] | 0 |  |  |  | 0 |  |  |  | 0 |  |  |  | 0 | [9 empty] | 0 | 0
C - Commercial & Industrial | C3 - Municipal Energy Solutions | C3b - Muni New Equipment | Pre Rinse Spray Valve, Propane | EC3b077 | Hot Water | [22 empty] | 0 |  |  |  | 0 |  |  |  | 0 |  |  |  | 0 | [9 empty] | 0 | 0
C - Commercial & Industrial | C3 - Municipal Energy Solutions | C3b - Muni New Equipment | Refrigerated Air Dryer | EC3b078 | Compressed Air | [22 empty] | 0 |  |  |  | 0 |  |  |  | 0 |  |  |  | 0 | [9 empty] | 0 | 0
C - Commercial & Industrial | C3 - Municipal Energy Solutions | C3b - Muni New Equipment | Steam Cooker, Electric | EC3b079 | Food Service | [22 empty] | 0 |  |  |  | 0 |  |  |  | 0 |  |  |  | 0 | [9 empty] | 0 | 0
C - Commercial & Industrial | C3 - Municipal Energy Solutions | C3b - Muni New Equipment | Unitary Air Conditioner | EC3b080 | HVAC | 1 | 20 | 93.3333 | 70 | 23.3333 | 0.23117 | 0.23117 | 4.6234 | 4.6234 | 0.23117 | 4.6234 | 0.39761 | 0.21268 | 2.4365 | 1.5766 | 0.18 | 0 | 0 | 0.06156 | 0.06156 | 0 | 0 | 0 | 0 | 0 | 0 | 0 | 0 | 0 | 0 | 0 | 0 | 0 | 0 | 0 | 0 | 0 | 0 | 0 | 0 | 0 | 0 | 0 | 0 | 0 | 0 | 0 | 0 | 0 | 27.5067 | 13.2925 | 123.9947 | 75.3065 | 240.1003 | 1.4704 | 0.67173 | 5.1359 | 1.9763 | 6.0094 | 15.2636 | 255.364 | 94.0564 | 0 | 5.8414 | 1.1124 | 83.4596 | 0 | 99.7885 | 284.2584 | 539.6223 | 0 | 0 | 0 | 0 | 0 | 0 | 0 | 0 | 0 | 0 | 0 | 0 | 0 | 0 | 0 | 0 | 0 | 0 | 0 | 0 | 0 | 0 | 0 | 0 | 0 | 0 | 0 | 0 | 0 | 53.9622 |  | 0 | 53.9622 | 17.9536 | 8.6513 | 112.6315 | 71.4539 | 210.6902 | 0 | 0 | 0 | 0 | 0 | 0 | 0 | 0 | 0 | 0 | 593.5845 | 750.3126 | 539.6223 | 804.2748
C - Commercial & Industrial | C3 - Municipal Energy Solutions | C3b - Muni New Equipment | Water Source Heat Pump | EC3b081 | HVAC | [22 empty] | 0 |  |  |  | 0 |  |  |  | 0 |  |  |  | 0 | [9 empty] | 0 | 0
C - Commercial & Industrial | C3 - Municipal Energy Solutions | C3b - Muni New Equipment | Zero Loss Condensate Drain | EC3b082 | Compressed Air | [22 empty] | 0 |  |  |  | 0 |  |  |  | 0 |  |  |  | 0 | [9 empty] | 0 | 0
C - Commercial & Industrial | C3 - Municipal Energy Solutions | C3b - Muni New Equipment | High Efficiency Chiller - FL | EC3b083 | HVAC | [22 empty] | 0 |  |  |  | 0 |  |  |  | 0 |  |  |  | 0 | [9 empty] | 0 | 0
C - Commercial & Industrial | C3 - Municipal Energy Solutions | C3b - Muni New Equipment | High Efficiency Chiller - IPLV | EC3b084 | HVAC | [22 empty] | 0 |  |  |  | 0 |  |  |  | 0 |  |  |  | 0 | [9 empty] | 0 | 0
C - Commercial & Industrial | C3 - Municipal Energy Solutions | C3b - Muni New Equipment | Induction Cooktop Displacing Electric Resistance | EC3b088 | Food Service | 1 | 12 | 1500 | 750 | 750 | 2.488 | 2.488 | 29.856 | 29.856 | 2.488 | 29.856 | 9.5539 | 10.4496 | 4.777 | 5.0755 | 0.43 | 0.387 | 0.387 | 0.387 | 0.387 | 0 | 0 | 0 | 0 | 0 | 0 | 0 | 0 | 0 | 0 | 0 | 0 | 0 | 0 | 0 | 0 | 0 | 0 | 0 | 0 | 0 | 0 | 0 | 0 | 0 | 0 | 0 | 0 | 0 | 711.0543 | 718.8424 | 244.6526 | 248.5377 | 1923.0871 | 58.8853 | 55.0078 | 16.782 | 10.6037 | 64.6765 | 205.9553 | 2129.0425 | 342.834 | 0 | 36.7225 | 6.9932 | 342.1872 | 0 | 409.1365 | 1137.8734 | 3266.9158 | 0 | 0 | 0 | 0 | 0 | 0 | 0 | 0 | 0 | 0 | 0 | 0 | 0 | 0 | 0 | 0 | 0 | 0 | 0 | 0 | 0 | 0 | 0 | 0 | 0 | 0 | 0 | 0 | 0 | 326.6916 |  | 0 | 326.6916 | 517.3885 | 509.6016 | 263.1505 | 279.0202 | 1569.1607 | 0 | 0 | 0 | 0 | 0 | 0 | 0 | 0 | 0 | 0 | 3593.6074 | 4836.0765 | 3266.9158 | 5162.7681
C - Commercial & Industrial | C3 - Municipal Energy Solutions | C3b - Muni New Equipment | Compressed Air Leak Detection | EC3b089 | Compressed Air | [22 empty] | 0 |  |  |  | 0 |  |  |  | 0 |  |  |  | 0 | [9 empty] | 0 | 0
C - Commercial & Industrial | C3 - Municipal Energy Solutions | C3b - Muni New Equipment | CI Audits - Muni New | EC3bAUD | Non-Energy Saving | 1 | 1 | 14587.036 | 14587.036 | 0 | 0 | 0 | 0 | 0 | 0 | 0 | 0 | 0 | 0 | 0 | 0 | 0 | 0 | 0 | 0 | 0 | 0 | 0 | 0 | 0 | 0 | 0 | 0 | 0 | 0 | 0 | 0 | 0 | 0 | 0 | 0 | 0 | 0 | 0 | 0 | 0 | 0 | 0 | 0 | 0 | 0 | 0 | 0 | 0 | 0 | 0 | 0 | 0 | 0 | 0 | 0 | 0 | 0 | 0 | 0 | 0 | 0 | 0 | 0 | 0 | 0 | 0 | 0 | 0 | 0 | 0 | 0 | 0 | 0 | 0 | 0 | 0 | 0 | 0 | 0 | 0 | 0 | 0 | 0 | 0 | 0 | 0 | 0 | 0 | 0 | 0 | 0 | 0 | 0 | 0 | 0 | 0 | 0 | 0 | 0 |  | 0 | 0 | 0 | 0 | 0 | 0 | 0 | 0 | 0 | 0 | 0 | 0 | 0 | 0 | 0 | 0 | 0 | 0 | 0 | 0 | 0
C - Commercial & Industrial | C3 - Municipal Energy Solutions | C3b - Muni New Equipment | Vendor Fees - Muni New | EC3bNES01 | Non-Energy Saving | [22 empty] | 0 |  |  |  | 0 |  |  |  | 0 |  |  |  | 0 | [9 empty] | 0 | 0
C - Commercial & Industrial | C3 - Municipal Energy Solutions | C3b - Muni New Equipment | Vendor Fees - TA Studies - Muni New | EC3bNES02 | Non-Energy Saving | [22 empty] | 0 |  |  |  | 0 |  |  |  | 0 |  |  |  | 0 | [9 empty] | 0 | 0
[28 empty] | 0 |  |  |  | 0 |  |  |  | 0 |  |  |  | 0 | [9 empty] | 0 | 0
C - Commercial & Industrial | C3 - Municipal Energy Solutions | C3d - Muni Direct Install | Custom Muni Compressed Air Direct Install | EC3d001 | Compressed Air | [22 empty] | 0 |  |  |  | 0 |  |  |  | 0 |  |  |  | 0 | [9 empty] | 0 | 0
C - Commercial & Industrial | C3 - Municipal Energy Solutions | C3d - Muni Direct Install | Custom Muni Hot Water Direct Install | EC3d002 | Hot Water | [22 empty] | 0 |  |  |  | 0 |  |  |  | 0 |  |  |  | 0 | [9 empty] | 0 | 0
C - Commercial & Industrial | C3 - Municipal Energy Solutions | C3d - Muni Direct Install | Custom Muni HVAC Direct Install | EC3d003 | HVAC | [22 empty] | 0 |  |  |  | 0 |  |  |  | 0 |  |  |  | 0 | [9 empty] | 0 | 0
C - Commercial & Industrial | C3 - Municipal Energy Solutions | C3d - Muni Direct Install | Custom Muni Lighting Direct Install - Interior | EC3d004 | Lighting | [22 empty] | 0 |  |  |  | 0 |  |  |  | 0 |  |  |  | 0 | [9 empty] | 0 | 0
C - Commercial & Industrial | C3 - Municipal Energy Solutions | C3d - Muni Direct Install | Custom Muni Lighting Direct Install - Exterior | EC3d005 | Lighting | [22 empty] | 0 |  |  |  | 0 |  |  |  | 0 |  |  |  | 0 | [9 empty] | 0 | 0
C - Commercial & Industrial | C3 - Municipal Energy Solutions | C3d - Muni Direct Install | Custom Muni Lighting Direct Install - Controls | EC3d006 | Lighting | [22 empty] | 0 |  |  |  | 0 |  |  |  | 0 |  |  |  | 0 | [9 empty] | 0 | 0
C - Commercial & Industrial | C3 - Municipal Energy Solutions | C3d - Muni Direct Install | Custom Muni Motors Direct Install | EC3d007 | Motors/Drives | [22 empty] | 0 |  |  |  | 0 |  |  |  | 0 |  |  |  | 0 | [9 empty] | 0 | 0
C - Commercial & Industrial | C3 - Municipal Energy Solutions | C3d - Muni Direct Install | Custom Muni Process Direct Install | EC3d008 | Process | [22 empty] | 0 |  |  |  | 0 |  |  |  | 0 |  |  |  | 0 | [9 empty] | 0 | 0
C - Commercial & Industrial | C3 - Municipal Energy Solutions | C3d - Muni Direct Install | Custom Muni Refrigeration Direct Install | EC3d009 | Refrigeration | [22 empty] | 0 |  |  |  | 0 |  |  |  | 0 |  |  |  | 0 | [9 empty] | 0 | 0
C - Commercial & Industrial | C3 - Municipal Energy Solutions | C3d - Muni Direct Install | Custom Muni Other Direct Install | EC3d010 | Custom Measures | [22 empty] | 0 |  |  |  | 0 |  |  |  | 0 |  |  |  | 0 | [9 empty] | 0 | 0
C - Commercial & Industrial | C3 - Municipal Energy Solutions | C3d - Muni Direct Install | Daylight Dimming | EC3d011 | Lighting | [22 empty] | 0 |  |  |  | 0 |  |  |  | 0 |  |  |  | 0 | [9 empty] | 0 | 0
C - Commercial & Industrial | C3 - Municipal Energy Solutions | C3d - Muni Direct Install | Lighting Fixture - Exterior w/ Controls | EC3d012 | Lighting | [22 empty] | 0 |  |  |  | 0 |  |  |  | 0 |  |  |  | 0 | [9 empty] | 0 | 0
C - Commercial & Industrial | C3 - Municipal Energy Solutions | C3d - Muni Direct Install | Lighting Fixture - Exterior w/o Controls | EC3d013 | Lighting | [22 empty] | 0 |  |  |  | 0 |  |  |  | 0 |  |  |  | 0 | [9 empty] | 0 | 0
C - Commercial & Industrial | C3 - Municipal Energy Solutions | C3d - Muni Direct Install | Lighting Fixture - Interior w/ Controls | EC3d014 | Lighting | [22 empty] | 0 |  |  |  | 0 |  |  |  | 0 |  |  |  | 0 | [9 empty] | 0 | 0
C - Commercial & Industrial | C3 - Municipal Energy Solutions | C3d - Muni Direct Install | Lighting Fixture - Interior w/o Controls | EC3d015 | Lighting | [22 empty] | 0 |  |  |  | 0 |  |  |  | 0 |  |  |  | 0 | [9 empty] | 0 | 0
C - Commercial & Industrial | C3 - Municipal Energy Solutions | C3d - Muni Direct Install | Lighting Occupancy Sensors | EC3d016 | Lighting | [22 empty] | 0 |  |  |  | 0 |  |  |  | 0 |  |  |  | 0 | [9 empty] | 0 | 0
C - Commercial & Industrial | C3 - Municipal Energy Solutions | C3d - Muni Direct Install | Air Sealing, Electric | EC3d017 | HVAC | [22 empty] | 0 |  |  |  | 0 |  |  |  | 0 |  |  |  | 0 | [9 empty] | 0 | 0
C - Commercial & Industrial | C3 - Municipal Energy Solutions | C3d - Muni Direct Install | Air Sealing, Gas | EC3d018 | HVAC | [22 empty] | 0 |  |  |  | 0 |  |  |  | 0 |  |  |  | 0 | [9 empty] | 0 | 0
C - Commercial & Industrial | C3 - Municipal Energy Solutions | C3d - Muni Direct Install | Air Sealing, Oil | EC3d019 | HVAC | [22 empty] | 0 |  |  |  | 0 |  |  |  | 0 |  |  |  | 0 | [9 empty] | 0 | 0
C - Commercial & Industrial | C3 - Municipal Energy Solutions | C3d - Muni Direct Install | Air Sealing, Propane | EC3d020 | HVAC | [22 empty] | 0 |  |  |  | 0 |  |  |  | 0 |  |  |  | 0 | [9 empty] | 0 | 0
C - Commercial & Industrial | C3 - Municipal Energy Solutions | C3d - Muni Direct Install | Boiler Reset Controls, Gas | EC3d021 | HVAC | [22 empty] | 0 |  |  |  | 0 |  |  |  | 0 |  |  |  | 0 | [9 empty] | 0 | 0
C - Commercial & Industrial | C3 - Municipal Energy Solutions | C3d - Muni Direct Install | Boiler Reset Controls, Oil | EC3d022 | HVAC | [22 empty] | 0 |  |  |  | 0 |  |  |  | 0 |  |  |  | 0 | [9 empty] | 0 | 0
C - Commercial & Industrial | C3 - Municipal Energy Solutions | C3d - Muni Direct Install | Boiler Reset Controls, Propane | EC3d023 | HVAC | [22 empty] | 0 |  |  |  | 0 |  |  |  | 0 |  |  |  | 0 | [9 empty] | 0 | 0
C - Commercial & Industrial | C3 - Municipal Energy Solutions | C3d - Muni Direct Install | Case Motor Replacement | EC3d024 | Refrigeration | [22 empty] | 0 |  |  |  | 0 |  |  |  | 0 |  |  |  | 0 | [9 empty] | 0 | 0
C - Commercial & Industrial | C3 - Municipal Energy Solutions | C3d - Muni Direct Install | Cooler Night Cover | EC3d025 | Refrigeration | [22 empty] | 0 |  |  |  | 0 |  |  |  | 0 |  |  |  | 0 | [9 empty] | 0 | 0
C - Commercial & Industrial | C3 - Municipal Energy Solutions | C3d - Muni Direct Install | Demand Control Ventilation | EC3d026 | HVAC | [22 empty] | 0 |  |  |  | 0 |  |  |  | 0 |  |  |  | 0 | [9 empty] | 0 | 0
C - Commercial & Industrial | C3 - Municipal Energy Solutions | C3d - Muni Direct Install | Door Heater Controls | EC3d027 | Refrigeration | [22 empty] | 0 |  |  |  | 0 |  |  |  | 0 |  |  |  | 0 | [9 empty] | 0 | 0
C - Commercial & Industrial | C3 - Municipal Energy Solutions | C3d - Muni Direct Install | Dual Enthalpy Economizer Controls (DEEC) | EC3d028 | HVAC | [22 empty] | 0 |  |  |  | 0 |  |  |  | 0 |  |  |  | 0 | [9 empty] | 0 | 0
C - Commercial & Industrial | C3 - Municipal Energy Solutions | C3d - Muni Direct Install | Duct Insulation, Electric | EC3d029 | HVAC | [22 empty] | 0 |  |  |  | 0 |  |  |  | 0 |  |  |  | 0 | [9 empty] | 0 | 0
C - Commercial & Industrial | C3 - Municipal Energy Solutions | C3d - Muni Direct Install | Duct Insulation, Gas | EC3d030 | HVAC | [22 empty] | 0 |  |  |  | 0 |  |  |  | 0 |  |  |  | 0 | [9 empty] | 0 | 0
C - Commercial & Industrial | C3 - Municipal Energy Solutions | C3d - Muni Direct Install | Duct Insulation, Oil | EC3d031 | HVAC | [22 empty] | 0 |  |  |  | 0 |  |  |  | 0 |  |  |  | 0 | [9 empty] | 0 | 0
C - Commercial & Industrial | C3 - Municipal Energy Solutions | C3d - Muni Direct Install | Duct Insulation, Propane | EC3d032 | HVAC | [22 empty] | 0 |  |  |  | 0 |  |  |  | 0 |  |  |  | 0 | [9 empty] | 0 | 0
C - Commercial & Industrial | C3 - Municipal Energy Solutions | C3d - Muni Direct Install | Duct Sealing, Electric | EC3d033 | HVAC | [22 empty] | 0 |  |  |  | 0 |  |  |  | 0 |  |  |  | 0 | [9 empty] | 0 | 0
C - Commercial & Industrial | C3 - Municipal Energy Solutions | C3d - Muni Direct Install | Duct Sealing, Gas | EC3d034 | HVAC | [22 empty] | 0 |  |  |  | 0 |  |  |  | 0 |  |  |  | 0 | [9 empty] | 0 | 0
C - Commercial & Industrial | C3 - Municipal Energy Solutions | C3d - Muni Direct Install | Duct Sealing, Oil | EC3d035 | HVAC | [22 empty] | 0 |  |  |  | 0 |  |  |  | 0 |  |  |  | 0 | [9 empty] | 0 | 0
C - Commercial & Industrial | C3 - Municipal Energy Solutions | C3d - Muni Direct Install | Duct Sealing, Propane | EC3d036 | HVAC | [22 empty] | 0 |  |  |  | 0 |  |  |  | 0 |  |  |  | 0 | [9 empty] | 0 | 0
C - Commercial & Industrial | C3 - Municipal Energy Solutions | C3d - Muni Direct Install | Ductless Mini Split Heat Pump | EC3d037 | HVAC | [22 empty] | 0 |  |  |  | 0 |  |  |  | 0 |  |  |  | 0 | [9 empty] | 0 | 0
C - Commercial & Industrial | C3 - Municipal Energy Solutions | C3d - Muni Direct Install | ECM Evaporator Fan Motors for Walk-in Cooler/Freezer | EC3d038 | Refrigeration | [22 empty] | 0 |  |  |  | 0 |  |  |  | 0 |  |  |  | 0 | [9 empty] | 0 | 0
C - Commercial & Industrial | C3 - Municipal Energy Solutions | C3d - Muni Direct Install | Electronic Defrost Control | EC3d039 | Refrigeration | [22 empty] | 0 |  |  |  | 0 |  |  |  | 0 |  |  |  | 0 | [9 empty] | 0 | 0
C - Commercial & Industrial | C3 - Municipal Energy Solutions | C3d - Muni Direct Install | Energy Management System, Electric | EC3d040 | HVAC | [22 empty] | 0 |  |  |  | 0 |  |  |  | 0 |  |  |  | 0 | [9 empty] | 0 | 0
C - Commercial & Industrial | C3 - Municipal Energy Solutions | C3d - Muni Direct Install | Energy Star Wifi Thermostat, Electric | EC3d041 | HVAC | [22 empty] | 0 |  |  |  | 0 |  |  |  | 0 |  |  |  | 0 | [9 empty] | 0 | 0
C - Commercial & Industrial | C3 - Municipal Energy Solutions | C3d - Muni Direct Install | Energy Star Wifi Thermostat, Gas | EC3d042 | HVAC | [22 empty] | 0 |  |  |  | 0 |  |  |  | 0 |  |  |  | 0 | [9 empty] | 0 | 0
C - Commercial & Industrial | C3 - Municipal Energy Solutions | C3d - Muni Direct Install | Energy Star Wifi Thermostat, Oil | EC3d043 | HVAC | [22 empty] | 0 |  |  |  | 0 |  |  |  | 0 |  |  |  | 0 | [9 empty] | 0 | 0
C - Commercial & Industrial | C3 - Municipal Energy Solutions | C3d - Muni Direct Install | Energy Star Wifi Thermostat, Propane | EC3d044 | HVAC | [22 empty] | 0 |  |  |  | 0 |  |  |  | 0 |  |  |  | 0 | [9 empty] | 0 | 0
C - Commercial & Industrial | C3 - Municipal Energy Solutions | C3d - Muni Direct Install | Evaporator Fan Control | EC3d045 | Refrigeration | [22 empty] | 0 |  |  |  | 0 |  |  |  | 0 |  |  |  | 0 | [9 empty] | 0 | 0
C - Commercial & Industrial | C3 - Municipal Energy Solutions | C3d - Muni Direct Install | Faucet Aerator, Electric | EC3d046 | Hot Water | [22 empty] | 0 |  |  |  | 0 |  |  |  | 0 |  |  |  | 0 | [9 empty] | 0 | 0
C - Commercial & Industrial | C3 - Municipal Energy Solutions | C3d - Muni Direct Install | Faucet Aerator, Gas | EC3d047 | Hot Water | [22 empty] | 0 |  |  |  | 0 |  |  |  | 0 |  |  |  | 0 | [9 empty] | 0 | 0
C - Commercial & Industrial | C3 - Municipal Energy Solutions | C3d - Muni Direct Install | Faucet Aerator, Oil | EC3d048 | Hot Water | [22 empty] | 0 |  |  |  | 0 |  |  |  | 0 |  |  |  | 0 | [9 empty] | 0 | 0
C - Commercial & Industrial | C3 - Municipal Energy Solutions | C3d - Muni Direct Install | Faucet Aerator, Propane | EC3d049 | Hot Water | [22 empty] | 0 |  |  |  | 0 |  |  |  | 0 |  |  |  | 0 | [9 empty] | 0 | 0
C - Commercial & Industrial | C3 - Municipal Energy Solutions | C3d - Muni Direct Install | Hotel Occupancy Sensor | EC3d050 | HVAC | [22 empty] | 0 |  |  |  | 0 |  |  |  | 0 |  |  |  | 0 | [9 empty] | 0 | 0
C - Commercial & Industrial | C3 - Municipal Energy Solutions | C3d - Muni Direct Install | Insulation, Electric | EC3d051 | Envelope | [22 empty] | 0 |  |  |  | 0 |  |  |  | 0 |  |  |  | 0 | [9 empty] | 0 | 0
C - Commercial & Industrial | C3 - Municipal Energy Solutions | C3d - Muni Direct Install | Insulation, Gas | EC3d052 | Envelope | [22 empty] | 0 |  |  |  | 0 |  |  |  | 0 |  |  |  | 0 | [9 empty] | 0 | 0
C - Commercial & Industrial | C3 - Municipal Energy Solutions | C3d - Muni Direct Install | Insulation, Oil | EC3d053 | Envelope | [22 empty] | 0 |  |  |  | 0 |  |  |  | 0 |  |  |  | 0 | [9 empty] | 0 | 0
C - Commercial & Industrial | C3 - Municipal Energy Solutions | C3d - Muni Direct Install | Insulation, Propane | EC3d054 | Envelope | [22 empty] | 0 |  |  |  | 0 |  |  |  | 0 |  |  |  | 0 | [9 empty] | 0 | 0
C - Commercial & Industrial | C3 - Municipal Energy Solutions | C3d - Muni Direct Install | Low Pressure Drop Filter | EC3d055 | Compressed Air | [22 empty] | 0 |  |  |  | 0 |  |  |  | 0 |  |  |  | 0 | [9 empty] | 0 | 0
C - Commercial & Industrial | C3 - Municipal Energy Solutions | C3d - Muni Direct Install | Thermostatic Shut-Off Valve, Electric | EC3d056 | Hot Water | [22 empty] | 0 |  |  |  | 0 |  |  |  | 0 |  |  |  | 0 | [9 empty] | 0 | 0
C - Commercial & Industrial | C3 - Municipal Energy Solutions | C3d - Muni Direct Install | Thermostatic Shut-Off Valve, Gas | EC3d057 | Hot Water | [22 empty] | 0 |  |  |  | 0 |  |  |  | 0 |  |  |  | 0 | [9 empty] | 0 | 0
C - Commercial & Industrial | C3 - Municipal Energy Solutions | C3d - Muni Direct Install | Thermostatic Shut-Off Valve, Oil | EC3d058 | Hot Water | [22 empty] | 0 |  |  |  | 0 |  |  |  | 0 |  |  |  | 0 | [9 empty] | 0 | 0
C - Commercial & Industrial | C3 - Municipal Energy Solutions | C3d - Muni Direct Install | Thermostatic Shut-Off Valve, Propane | EC3d059 | Hot Water | [22 empty] | 0 |  |  |  | 0 |  |  |  | 0 |  |  |  | 0 | [9 empty] | 0 | 0
C - Commercial & Industrial | C3 - Municipal Energy Solutions | C3d - Muni Direct Install | Low-Flow Showerhead, Electric | EC3d060 | Hot Water | [22 empty] | 0 |  |  |  | 0 |  |  |  | 0 |  |  |  | 0 | [9 empty] | 0 | 0
C - Commercial & Industrial | C3 - Municipal Energy Solutions | C3d - Muni Direct Install | Low-Flow Showerhead, Gas | EC3d061 | Hot Water | [22 empty] | 0 |  |  |  | 0 |  |  |  | 0 |  |  |  | 0 | [9 empty] | 0 | 0
C - Commercial & Industrial | C3 - Municipal Energy Solutions | C3d - Muni Direct Install | Low-Flow Showerhead, Oil | EC3d062 | Hot Water | [22 empty] | 0 |  |  |  | 0 |  |  |  | 0 |  |  |  | 0 | [9 empty] | 0 | 0
C - Commercial & Industrial | C3 - Municipal Energy Solutions | C3d - Muni Direct Install | Low-Flow Showerhead, Propane | EC3d063 | Hot Water | [22 empty] | 0 |  |  |  | 0 |  |  |  | 0 |  |  |  | 0 | [9 empty] | 0 | 0
C - Commercial & Industrial | C3 - Municipal Energy Solutions | C3d - Muni Direct Install | Motors, Open Drip | EC3d064 | Motors/Drives | [22 empty] | 0 |  |  |  | 0 |  |  |  | 0 |  |  |  | 0 | [9 empty] | 0 | 0
C - Commercial & Industrial | C3 - Municipal Energy Solutions | C3d - Muni Direct Install | Motors, Totally Enclosed Fan Cooled | EC3d065 | Motors/Drives | [22 empty] | 0 |  |  |  | 0 |  |  |  | 0 |  |  |  | 0 | [9 empty] | 0 | 0
C - Commercial & Industrial | C3 - Municipal Energy Solutions | C3d - Muni Direct Install | Novelty Cooler Shutoff | EC3d066 | Refrigeration | [22 empty] | 0 |  |  |  | 0 |  |  |  | 0 |  |  |  | 0 | [9 empty] | 0 | 0
C - Commercial & Industrial | C3 - Municipal Energy Solutions | C3d - Muni Direct Install | Pipe Wrap - Heating, Electric | EC3d067 | HVAC | [22 empty] | 0 |  |  |  | 0 |  |  |  | 0 |  |  |  | 0 | [9 empty] | 0 | 0
C - Commercial & Industrial | C3 - Municipal Energy Solutions | C3d - Muni Direct Install | Pipe Wrap - Heating, Gas | EC3d068 | HVAC | [22 empty] | 0 |  |  |  | 0 |  |  |  | 0 |  |  |  | 0 | [9 empty] | 0 | 0
C - Commercial & Industrial | C3 - Municipal Energy Solutions | C3d - Muni Direct Install | Pipe Wrap - Heating, Oil | EC3d069 | HVAC | [22 empty] | 0 |  |  |  | 0 |  |  |  | 0 |  |  |  | 0 | [9 empty] | 0 | 0
C - Commercial & Industrial | C3 - Municipal Energy Solutions | C3d - Muni Direct Install | Pipe Wrap - Heating, Propane | EC3d070 | HVAC | [22 empty] | 0 |  |  |  | 0 |  |  |  | 0 |  |  |  | 0 | [9 empty] | 0 | 0
C - Commercial & Industrial | C3 - Municipal Energy Solutions | C3d - Muni Direct Install | Pipe Wrap - Hot Water, Electric | EC3d071 | Hot Water | [22 empty] | 0 |  |  |  | 0 |  |  |  | 0 |  |  |  | 0 | [9 empty] | 0 | 0
C - Commercial & Industrial | C3 - Municipal Energy Solutions | C3d - Muni Direct Install | Pipe Wrap - Hot Water, Gas | EC3d072 | Hot Water | [22 empty] | 0 |  |  |  | 0 |  |  |  | 0 |  |  |  | 0 | [9 empty] | 0 | 0
C - Commercial & Industrial | C3 - Municipal Energy Solutions | C3d - Muni Direct Install | Pipe Wrap - Hot Water, Oil | EC3d073 | Hot Water | [22 empty] | 0 |  |  |  | 0 |  |  |  | 0 |  |  |  | 0 | [9 empty] | 0 | 0
C - Commercial & Industrial | C3 - Municipal Energy Solutions | C3d - Muni Direct Install | Pipe Wrap - Hot Water, Propane | EC3d074 | Hot Water | [22 empty] | 0 |  |  |  | 0 |  |  |  | 0 |  |  |  | 0 | [9 empty] | 0 | 0
C - Commercial & Industrial | C3 - Municipal Energy Solutions | C3d - Muni Direct Install | Pre Rinse Spray Valve, Electric | EC3d075 | Hot Water | [22 empty] | 0 |  |  |  | 0 |  |  |  | 0 |  |  |  | 0 | [9 empty] | 0 | 0
C - Commercial & Industrial | C3 - Municipal Energy Solutions | C3d - Muni Direct Install | Pre Rinse Spray Valve, Gas | EC3d076 | Hot Water | [22 empty] | 0 |  |  |  | 0 |  |  |  | 0 |  |  |  | 0 | [9 empty] | 0 | 0
C - Commercial & Industrial | C3 - Municipal Energy Solutions | C3d - Muni Direct Install | Pre Rinse Spray Valve, Oil | EC3d077 | Hot Water | [22 empty] | 0 |  |  |  | 0 |  |  |  | 0 |  |  |  | 0 | [9 empty] | 0 | 0
C - Commercial & Industrial | C3 - Municipal Energy Solutions | C3d - Muni Direct Install | Pre Rinse Spray Valve, Propane | EC3d078 | Hot Water | [22 empty] | 0 |  |  |  | 0 |  |  |  | 0 |  |  |  | 0 | [9 empty] | 0 | 0
C - Commercial & Industrial | C3 - Municipal Energy Solutions | C3d - Muni Direct Install | Programmable Thermostat, Electric | EC3d079 | HVAC | [22 empty] | 0 |  |  |  | 0 |  |  |  | 0 |  |  |  | 0 | [9 empty] | 0 | 0
C - Commercial & Industrial | C3 - Municipal Energy Solutions | C3d - Muni Direct Install | Programmable Thermostat, Gas | EC3d080 | HVAC | [22 empty] | 0 |  |  |  | 0 |  |  |  | 0 |  |  |  | 0 | [9 empty] | 0 | 0
C - Commercial & Industrial | C3 - Municipal Energy Solutions | C3d - Muni Direct Install | Programmable Thermostat, Oil | EC3d081 | HVAC | [22 empty] | 0 |  |  |  | 0 |  |  |  | 0 |  |  |  | 0 | [9 empty] | 0 | 0
C - Commercial & Industrial | C3 - Municipal Energy Solutions | C3d - Muni Direct Install | Programmable Thermostat, Propane | EC3d082 | HVAC | [22 empty] | 0 |  |  |  | 0 |  |  |  | 0 |  |  |  | 0 | [9 empty] | 0 | 0
C - Commercial & Industrial | C3 - Municipal Energy Solutions | C3d - Muni Direct Install | Steam Trap, Electric | EC3d083 | HVAC | [22 empty] | 0 |  |  |  | 0 |  |  |  | 0 |  |  |  | 0 | [9 empty] | 0 | 0
C - Commercial & Industrial | C3 - Municipal Energy Solutions | C3d - Muni Direct Install | Steam Trap, Gas | EC3d084 | HVAC | [22 empty] | 0 |  |  |  | 0 |  |  |  | 0 |  |  |  | 0 | [9 empty] | 0 | 0
C - Commercial & Industrial | C3 - Municipal Energy Solutions | C3d - Muni Direct Install | Steam Trap, Oil | EC3d085 | HVAC | [22 empty] | 0 |  |  |  | 0 |  |  |  | 0 |  |  |  | 0 | [9 empty] | 0 | 0
C - Commercial & Industrial | C3 - Municipal Energy Solutions | C3d - Muni Direct Install | Steam Trap, Propane | EC3d086 | HVAC | [22 empty] | 0 |  |  |  | 0 |  |  |  | 0 |  |  |  | 0 | [9 empty] | 0 | 0
C - Commercial & Industrial | C3 - Municipal Energy Solutions | C3d - Muni Direct Install | Variable Frequency Drive | EC3d087 | Motors/Drives | [22 empty] | 0 |  |  |  | 0 |  |  |  | 0 |  |  |  | 0 | [9 empty] | 0 | 0
C - Commercial & Industrial | C3 - Municipal Energy Solutions | C3d - Muni Direct Install | Variable Frequency Drive with Motor | EC3d088 | Motors/Drives | [22 empty] | 0 |  |  |  | 0 |  |  |  | 0 |  |  |  | 0 | [9 empty] | 0 | 0
C - Commercial & Industrial | C3 - Municipal Energy Solutions | C3d - Muni Direct Install | Vending Miser | EC3d089 | Refrigeration | [22 empty] | 0 |  |  |  | 0 |  |  |  | 0 |  |  |  | 0 | [9 empty] | 0 | 0
C - Commercial & Industrial | C3 - Municipal Energy Solutions | C3d - Muni Direct Install | Zero Loss Condensate Drain | EC3d090 | Compressed Air | [22 empty] | 0 |  |  |  | 0 |  |  |  | 0 |  |  |  | 0 | [9 empty] | 0 | 0
C - Commercial & Industrial | C3 - Municipal Energy Solutions | C3d - Muni Direct Install | Induction Cooktop Displacing Electric Resistance | EC3d091 | Food Service | [22 empty] | 0 |  |  |  | 0 |  |  |  | 0 |  |  |  | 0 | [9 empty] | 0 | 0
C - Commercial & Industrial | C3 - Municipal Energy Solutions | C3d - Muni Direct Install | CI Audits - Muni Direct Install | EC3dAUD | Non-Energy Saving | [22 empty] | 0 |  |  |  | 0 |  |  |  | 0 |  |  |  | 0 | [9 empty] | 0 | 0
C - Commercial & Industrial | C3 - Municipal Energy Solutions | C3d - Muni Direct Install | Vendor Fees - Muni Direct Install | EC3dNES01 | Non-Energy Saving | [22 empty] | 0 |  |  |  | 0 |  |  |  | 0 |  |  |  | 0 | [9 empty] | 0 | 0
C - Commercial & Industrial | C3 - Municipal Energy Solutions | C3d - Muni Direct Install | Vendor Fees - TA Studies - Muni Direct Install | EC3dNES02 | Non-Energy Saving | [22 empty] | 0 |  |  |  | 0 |  |  |  | 0 |  |  |  | 0 | [9 empty] | 0 | 0
C - Commercial & Industrial | C3 - Municipal Energy Solutions | C3d - Muni Direct Install | [25 empty] | 0 |  |  |  | 0 |  |  |  | 0 |  |  |  | 0 | [9 empty] | 0 | 0
C - Commercial & Industrial | C3 - Municipal Energy Solutions | C3d - Muni Direct Install | [25 empty] | 0 |  |  |  | 0 |  |  |  | 0 |  |  |  | 0 | [9 empty] | 0 | 0
C - Commercial & Industrial | C3 - Municipal Energy Solutions | C3d - Muni Direct Install | [25 empty] | 0 |  |  |  | 0 |  |  |  | 0 |  |  |  | 0 | [9 empty] | 0 | 0
C - Commercial & Industrial | C3 - Municipal Energy Solutions | C3d - Muni Direct Install | [25 empty] | 0 |  |  |  | 0 |  |  |  | 0 |  |  |  | 0 | [9 empty] | 0 | 0
[28 empty] | 0 |  |  |  | 0 |  |  |  | 0 |  |  |  | 0 | [9 empty] | 0 | 0
C - Commercial & Industrial | C3 - Municipal Energy Solutions | C3e - Muni New Construction | Custom Muni Compressed Air New Construction | EC3e001 | Compressed Air | [22 empty] | 0 |  |  |  | 0 |  |  |  | 0 |  |  |  | 0 | [9 empty] | 0 | 0
C - Commercial & Industrial | C3 - Municipal Energy Solutions | C3e - Muni New Construction | Custom Muni Hot Water New Construction | EC3e002 | Hot Water | [22 empty] | 0 |  |  |  | 0 |  |  |  | 0 |  |  |  | 0 | [9 empty] | 0 | 0
C - Commercial & Industrial | C3 - Municipal Energy Solutions | C3e - Muni New Construction | Custom Muni HVAC New Construction | EC3e003 | HVAC | [22 empty] | 0 |  |  |  | 0 |  |  |  | 0 |  |  |  | 0 | [9 empty] | 0 | 0
C - Commercial & Industrial | C3 - Municipal Energy Solutions | C3e - Muni New Construction | Custom Muni Lighting New Construction - Interior | EC3e004 | Lighting | [22 empty] | 0 |  |  |  | 0 |  |  |  | 0 |  |  |  | 0 | [9 empty] | 0 | 0
C - Commercial & Industrial | C3 - Municipal Energy Solutions | C3e - Muni New Construction | Custom Muni Lighting New Construction - Exterior | EC3e005 | Lighting | [22 empty] | 0 |  |  |  | 0 |  |  |  | 0 |  |  |  | 0 | [9 empty] | 0 | 0
C - Commercial & Industrial | C3 - Municipal Energy Solutions | C3e - Muni New Construction | Custom Muni Lighting New Construction - Controls | EC3e006 | Lighting | [22 empty] | 0 |  |  |  | 0 |  |  |  | 0 |  |  |  | 0 | [9 empty] | 0 | 0
C - Commercial & Industrial | C3 - Municipal Energy Solutions | C3e - Muni New Construction | Custom Muni Motors New Construction | EC3e007 | Motors/Drives | [22 empty] | 0 |  |  |  | 0 |  |  |  | 0 |  |  |  | 0 | [9 empty] | 0 | 0
C - Commercial & Industrial | C3 - Municipal Energy Solutions | C3e - Muni New Construction | Custom Muni Process New Construction | EC3e008 | Process | [22 empty] | 0 |  |  |  | 0 |  |  |  | 0 |  |  |  | 0 | [9 empty] | 0 | 0
C - Commercial & Industrial | C3 - Municipal Energy Solutions | C3e - Muni New Construction | Custom Muni Refrigeration New Construction | EC3e009 | Refrigeration | [22 empty] | 0 |  |  |  | 0 |  |  |  | 0 |  |  |  | 0 | [9 empty] | 0 | 0
C - Commercial & Industrial | C3 - Municipal Energy Solutions | C3e - Muni New Construction | Custom Muni Other New Construction | EC3e010 | Custom Measures | [22 empty] | 0 |  |  |  | 0 |  |  |  | 0 |  |  |  | 0 | [9 empty] | 0 | 0
C - Commercial & Industrial | C3 - Municipal Energy Solutions | C3e - Muni New Construction | Daylight Dimming | EC3e011 | Lighting | [22 empty] | 0 |  |  |  | 0 |  |  |  | 0 |  |  |  | 0 | [9 empty] | 0 | 0
C - Commercial & Industrial | C3 - Municipal Energy Solutions | C3e - Muni New Construction | Performance Lighting - Exterior w/ Controls | EC3e012 | Lighting | [22 empty] | 0 |  |  |  | 0 |  |  |  | 0 |  |  |  | 0 | [9 empty] | 0 | 0
C - Commercial & Industrial | C3 - Municipal Energy Solutions | C3e - Muni New Construction | Performance Lighting - Exterior w/o Controls | EC3e013 | Lighting | [22 empty] | 0 |  |  |  | 0 |  |  |  | 0 |  |  |  | 0 | [9 empty] | 0 | 0
C - Commercial & Industrial | C3 - Municipal Energy Solutions | C3e - Muni New Construction | Performance Lighting - Interior w/ Controls | EC3e014 | Lighting | 1 | 15 | 6108 | 4581 | 1527 | 16.9617 | 15.9271 | 254.4262 | 238.9062 | 15.9271 | 238.9062 | 72.3886 | 41.5697 | 81.9448 | 43.242 | 3.3923 | 1.1797 | 1.1797 | 1.7251 | 1.7251 | -0.86705 | -13.0057 | -0.86705 | -13.0057 | -1.7341 | -26.0115 | -1.7341 | -26.0115 | 0 | 0 | 0 | 0 | 0 | 0 | 0 | 0 | 0 | 0 | 0 | 0 | 0 | 0 | 0 | 0 | -2.6011 | -39.0172 | 0 | 0 | 0 | 5243.5648 | 2754.704 | 4204.2312 | 2100.6866 | 14303.1866 | 356.9318 | 175.0618 | 230.3054 | 72.2724 | 414.0305 | 1248.6019 | 15551.7885 | 1903.7136 | 0 | 163.6979 | 31.1738 | 1847.4327 | 0 | 2208.8845 | 6154.9024 | 21706.6909 | 0 | 0 | 0 | 0 | 0 | -98.7889 | 0 | -98.7889 | -0.022047 | 0 | 0 | 0 | 0 | 0 | -3.5584 | 0 | -3.5805 | -102.3694 | 0 | -656.5432 | 0 | -0.32836 | 0 | 0 | 0 | 0 | 0 | 0 | -759.241 | 2094.745 |  | -32.7549 | 2061.9901 | 3652.7486 | 1880.0138 | 4231.5973 | 2204.3448 | 11968.7045 | 0 | -183.0851 | 0 | -512.2935 | 0 | 0 | 0 | 0 | 0 | -695.3787 | 23009.44 | 32220.7757 | 21706.6909 | 34315.5207
C - Commercial & Industrial | C3 - Municipal Energy Solutions | C3e - Muni New Construction | Performance Lighting - Interior w/o Controls | EC3e015 | Lighting | [22 empty] | 0 |  |  |  | 0 |  |  |  | 0 |  |  |  | 0 | [9 empty] | 0 | 0
C - Commercial & Industrial | C3 - Municipal Energy Solutions | C3e - Muni New Construction | Lighting Occupancy Sensors | EC3e016 | Lighting | [22 empty] | 0 |  |  |  | 0 |  |  |  | 0 |  |  |  | 0 | [9 empty] | 0 | 0
C - Commercial & Industrial | C3 - Municipal Energy Solutions | C3e - Muni New Construction | CI Audits - Muni New Construction | EC3eAUD | Non-Energy Saving | 1 | 1 | 6386.1594 | 6386.1594 | 0 | 0 | 0 | 0 | 0 | 0 | 0 | 0 | 0 | 0 | 0 | 0 | 0 | 0 | 0 | 0 | 0 | 0 | 0 | 0 | 0 | 0 | 0 | 0 | 0 | 0 | 0 | 0 | 0 | 0 | 0 | 0 | 0 | 0 | 0 | 0 | 0 | 0 | 0 | 0 | 0 | 0 | 0 | 0 | 0 | 0 | 0 | 0 | 0 | 0 | 0 | 0 | 0 | 0 | 0 | 0 | 0 | 0 | 0 | 0 | 0 | 0 | 0 | 0 | 0 | 0 | 0 | 0 | 0 | 0 | 0 | 0 | 0 | 0 | 0 | 0 | 0 | 0 | 0 | 0 | 0 | 0 | 0 | 0 | 0 | 0 | 0 | 0 | 0 | 0 | 0 | 0 | 0 | 0 | 0 | 0 |  | 0 | 0 | 0 | 0 | 0 | 0 | 0 | 0 | 0 | 0 | 0 | 0 | 0 | 0 | 0 | 0 | 0 | 0 | 0 | 0 | 0
C - Commercial & Industrial | C3 - Municipal Energy Solutions | C3e - Muni New Construction | Vendor Fees - Muni New Construction | EC3eNES01 | Non-Energy Saving | [22 empty] | 0 |  |  |  | 0 |  |  |  | 0 |  |  |  | 0 | [9 empty] | 0 | 0
C - Commercial & Industrial | C3 - Municipal Energy Solutions | C3e - Muni New Construction | Vendor Fees - TA Studies - Muni New Construction | EC3eNES02 | Non-Energy Saving | [22 empty] | 0 |  |  |  | 0 |  |  |  | 0 |  |  |  | 0 | [9 empty] | 0 | 0
C - Commercial & Industrial | C3 - Municipal Energy Solutions | C3e - Muni New Construction | [25 empty] | 0 |  |  |  | 0 |  |  |  | 0 |  |  |  | 0 | [9 empty] | 0 | 0
C - Commercial & Industrial | C3 - Municipal Energy Solutions | C3e - Muni New Construction | [25 empty] | 0 |  |  |  | 0 |  |  |  | 0 |  |  |  | 0 | [9 empty] | 0 | 0
C - Commercial & Industrial | C3 - Municipal Energy Solutions | C3e - Muni New Construction | [25 empty] | 0 |  |  |  | 0 |  |  |  | 0 |  |  |  | 0 | [9 empty] | 0 | 0
C - Commercial & Industrial | C3 - Municipal Energy Solutions | C3e - Muni New Construction | [25 empty] | 0 |  |  |  | 0 |  |  |  | 0 |  |  |  | 0 | [9 empty] | 0 | 0
C - Commercial & Industrial | C3 - Municipal Energy Solutions | C3e - Muni New Construction | [25 empty] | 0 |  |  |  | 0 |  |  |  | 0 |  |  |  | 0 | [9 empty] | 0 | 0
C - Commercial & Industrial | C3 - Municipal Energy Solutions | C3e - Muni New Construction | [25 empty] | 0 |  |  |  | 0 |  |  |  | 0 |  |  |  | 0 | [9 empty] | 0 | 0
C - Commercial & Industrial | C3 - Municipal Energy Solutions | C3e - Muni New Construction | [25 empty] | 0 |  |  |  | 0 |  |  |  | 0 |  |  |  | 0 | [9 empty] | 0 | 0
[28 empty] | 0 |  |  |  | 0 |  |  |  | 0 |  |  |  | 0 | [9 empty] | 0 | 0
C - Commercial & Industrial | C3 - Municipal Energy Solutions | [26 empty] | 0 |  |  |  | 0 |  |  |  | 0 |  |  |  | 0 | [9 empty] | 0 | 0
[28 empty] | 0 |  |  |  | 0 |  |  |  | 0 |  |  |  | 0 | [9 empty] | 0 | 0
C - Commercial & Industrial | C5 - C&I Active Demand Response | C5a - C&I Active Demand Response | Load Curtailment Targeted Dispatch P4P Summer | EC5a001 | Behavior | 32 | 1 | 384992 | 384992 | 0 | 0 | 0 | 0 | 0 | 0 | 0 | 0 | 0 | 0 | 0 | 7008 | 0 | 0 | 6139.008 | 6139.008 | 0 | 0 | 0 | 0 | 0 | 0 | 0 | 0 | 0 | 0 | 0 | 0 | 0 | 0 | 0 | 0 | 0 | 0 | 0 | 0 | 0 | 0 | 0 | 0 | 0 | 0 | 0 | 0 | 0 | 0 | 0 | 0 | 0 | 0 | 0 | 0 | 0 | 0 | 0 | 0 | 0 | 42100.0875 | 0 | 8201.7081 | 12155.7268 | 509481.6356 | 0 | 609162.1618 | 1181101.3198 | 1181101.3198 | 0 | 0 | 0 | 0 | 0 | 0 | 0 | 0 | 0 | 0 | 0 | 0 | 0 | 0 | 0 | 0 | 0 | 0 | 0 | 0 | 0 | 0 | 0 | 0 | 0 | 0 | 0 | 0 | 0 |  |  | 0 | 0 | 0 | 0 | 0 | 0 | 0 | 0 | 0 | 0 | 0 | 0 | 0 | 0 | 0 | 0 | 0 | 1181101.3198 | 1181101.3198 | 1181101.3198 | 1181101.3198
C - Commercial & Industrial | C5 - C&I Active Demand Response | C5a - C&I Active Demand Response | Storage Daily Dispatch P4P (savings) Summer | EC5a002 | Behavior | [22 empty] | 0 |  |  |  | 0 |  |  |  | 0 |  |  |  | 0 | [9 empty] | 0 | 0
C - Commercial & Industrial | C5 - C&I Active Demand Response | C5a - C&I Active Demand Response | Storage Daily Dispatch P4P (consumption) Summer | EC5a003 | Behavior | [22 empty] | 0 |  |  |  | 0 |  |  |  | 0 |  |  |  | 0 | [9 empty] | 0 | 0
C - Commercial & Industrial | C5 - C&I Active Demand Response | C5a - C&I Active Demand Response | Storage Targeted Dispatch P4P (savings) Summer | EC5a004 | Behavior | [22 empty] | 0 |  |  |  | 0 |  |  |  | 0 |  |  |  | 0 | [9 empty] | 0 | 0
C - Commercial & Industrial | C5 - C&I Active Demand Response | C5a - C&I Active Demand Response | Storage Targeted Dispatch P4P (consumption) Summer | EC5a005 | Behavior | [22 empty] | 0 |  |  |  | 0 |  |  |  | 0 |  |  |  | 0 | [9 empty] | 0 | 0
C - Commercial & Industrial | C5 - C&I Active Demand Response | C5a - C&I Active Demand Response | [25 empty] | 0 |  |  |  | 0 |  |  |  | 0 |  |  |  | 0 | [9 empty] | 0 | 0
C - Commercial & Industrial | C5 - C&I Active Demand Response | C5a - C&I Active Demand Response | [25 empty] | 0 |  |  |  | 0 |  |  |  | 0 |  |  |  | 0 | [9 empty] | 0 | 0
C - Commercial & Industrial | C5 - C&I Active Demand Response | C5a - C&I Active Demand Response | [25 empty] | 0 |  |  |  | 0 |  |  |  | 0 |  |  |  | 0 | [9 empty] | 0 | 0
C - Commercial & Industrial | C5 - C&I Active Demand Response | C5a - C&I Active Demand Response | [25 empty] | 0 |  |  |  | 0 |  |  |  | 0 |  |  |  | 0 | [9 empty] | 0 | 0
C - Commercial & Industrial | C5 - C&I Active Demand Response | C5a - C&I Active Demand Response | [25 empty] | 0 |  |  |  | 0 |  |  |  | 0 |  |  |  | 0 | [9 empty] | 0 | 0
[28 empty] | 0 |  |  |  | 0 |  |  |  | 0 |  |  |  | 0 | [9 empty] | 0 | 0
C - Commercial & Industrial | C5 - C&I Active Demand Response | [26 empty] | 0 |  |  |  | 0 |  |  |  | 0 |  |  |  | 0 | [9 empty] | 0 | 0

## Primary Data
Distribution Company | Program Administrator | Year | Reporting Period | Sector | Program (Dropdown) | Subprogram (Dropdown) | Program Planning & Administration | Customer Incentives | Implementation Services | Education and Marketing | EM&V | Total Program Costs (nominal) | Total Program Costs (2027$) | Performance Incentive (nominal) | Performance Incentive (2027$) | Participant Costs (nominal) | Participant Costs (2027$) | Total Resource Costs (nominal) | Total Resource Costs (2027$) | Participants | Winter Capacity (kW) | Summer Capacity (kW) | Net Annual Energy (MWh) | Adj Gross Annual Energy (MWh) | Net Lifetime Energy (MWh) | Adj Gross Lifetime Energy (MWh) | Net Annual Natural Gas (MMBTU) | Adj Gross Annual Natural Gas (MMBTU) | Net Annual Natural Gas (Therms) | Adj Gross Annual Natural Gas (Therms) | Net Lifetime Natural Gas (Therms) | Adj Gross Lifetime Natural Gas (Therms) | Net Annual Oil (MMBTU) | Adj Gross Annual Oil (MMBTU) | Net Lifetime Oil (MMBTU) | Adj Gross Lifetime Oil (MMBTU) | Net Annual Propane (MMBTU) | Adj Gross Annual Propane (MMBTU) | Lifetime Propane (MMBTU) | Adj Gross Lifetime Propane (MMBTU) | Net Annual Kerosene (MMBTU) | Adj Gross Annual Kerosene (MMBTU) | Net Lifetime Kerosene (MMBTU) | Adj Gross Lifetime Kerosene (MMBTU) | Net Annual Cord Wood (MMBTU) | Adj Gross Annual Cord Wood (MMBTU) | Net Lifetime Cord Wood (MMBTU) | Adj Gross Lifetime Cord Wood (MMBTU) | Net Annual Wood Pellet (MMBTU) | Adj Gross Annual Wood Pellet (MMBTU) | Net Lifetime Wood Pellet (MMBTU) | Adj Gross Lifetime Wood Pellet (MMBTU) | Total Net Annual MMBTU | Total Net Lifetime MMBTU | Annual Water (Gallons) | Lifetime Water (Gallons) | Winter Peak Energy Benefits ($) | Winter Off-Peak Energy Benefits ($) | Summer Peak Energy Benefits ($) | Summer Off-Peak Energy Benefits ($) | Energy Benefits | DRIPE Energy Benefits | Total Energy Benefits | Summer Capacity Benefits | Winter Capacity Benefits | DRIPE Capacity Benefits | Reliability Benefits | Pooled Transmission Facilities (PTF) Benefits | Transmission Capacity Benefits | Distribution Capacity Benefits | Total Capacity Benefits | Natural Gas Benefits | Natural Gas DRIPE Benefits | Total Gas Benefits | Oil Benefits | Oil DRIPE Benefits | Kerosene Benefits | Propane Benefits | Cord Wood Benefits | Wood Pellet Benefits | Water Benefits | Total Other Resource Benefits | Total Resource Benefits | Fossil Emissions | Total Non-Resource Benefits | Total Avoided GHG Benefits | Total Benefits (Legacy NH TRC) | Total Benefits (Granite State Test) | Total Benefits (Utility Cost Test) | Total Benefits (Secondary GST) | Total Electric DRIPE | Total Gas DRIPE | Other fuels benefit (all except gas) | Key
Electric | Liberty | 2027 | Planned | B - Income Eligible | B1 - Home Energy Assistance | B1a - HEA (Weatherization) | 61060.9749 | 1140247.4138 | 56800.9069 | 56800.9069 | 0 | 1314910.2024 | 1314910.2024 | 0 | 0 | 0 | 0 | 1314910.2024 | 1314910.2024 |  | 18.8469 | 35.7853 | 142.2481 | 142.2481 | 2143.386 | 2143.386 | 16.8688 | 16.8688 | 168.6881 | 168.6881 | 2531.329 | 2531.329 | 1087.884 | 1087.884 | 23518.3028 | 23518.3028 | 499.4136 | 499.4136 | 10582.4853 | 10582.4853 | 57.489 | 57.489 | 1285.3095 | 1285.3095 | 0 | 0 | 0 | 0 | 44.286 | 44.286 | 1107.15 | 1107.15 | 1705.9415 | 36746.3805 | 70552.4 | 856702 | 40678.8092 | 38858.7782 | 27416.0065 | 25669.714 | 132623.3079 | 11581.9786 | 144205.2865 | 40624.6377 | 0 | 2481.0167 | 519.5982 | 42632.3772 | 0 | 50973.439 | 137231.0688 | 1385.7045 | 32.6333 | 1418.3377 | 636406.6604 | 285.7926 | 43492.9905 | 545431.8513 | 0 | 29426.4973 | 17421.1778 | 1272464.9698 | 1555319.6629 | 33032.4975 | 788048.1294 | 768637.1964 | 2343367.7922 | 3078972.4912 | 281436.3553 | 3078972.4912 | 14062.9953 | 32.6333 | 1255043.792 | 'Calculations Yr 1'!
Electric | Liberty | 2027 | Planned | B - Income Eligible | B1 - Home Energy Assistance | B1b - HEA (HVAC Systems) | 0 | 105112.4694 | 0 | 0 | 0 | 105112.4694 | 105112.4694 | 0 | 0 | 0 | 0 | 105112.4694 | 105112.4694 |  | 0.54142 | 0 | 1.5084 | 1.5084 | 20.1964 | 20.1964 | 0 | 0 | 0 | 0 | 0 | 0 | 361.6435 | 361.6435 | 6452.6064 | 6452.6064 | 71.4717 | 71.4717 | 1073.3597 | 1073.3597 | 2.06 | 2.06 | 30.9 | 30.9 | 0 | 0 | 0 | 0 | 0 | 0 | 0 | 0 | 435.1752 | 7556.8661 | 0 | 0 | 459.4128 | 505.2233 | 185.655 | 158.7541 | 1309.0453 | 106.7245 | 1415.7698 | 0 | 0 | 0 | 0 | 0 | 0 | 0 | 0 | 0 | 0 | 0 | 181676.9636 | 83.2753 | 1126.9008 | 58705.6561 | 0 | 0 | 0 | 241592.7958 | 243008.5655 | 6791.4113 | 6791.4113 | 146780.4932 | 249799.9768 | 389789.0587 | 1415.7698 | 389789.0587 | 106.7245 | 0 | 241592.7958 | 'Calculations Yr 1'!
Electric | Liberty | 2027 | Planned | B - Income Eligible | B2a - IE Education | B2a - IE Education | 1944.8137 | 23476.6792 | 6019.6613 | 14863.933 | 0 | 46305.0871 | 46305.0871 | 0 | 0 | 0 | 0 | 46305.0871 | 46305.0871 |  | 0 | 0 | 0 | 0 | 0 | 0 | 0 | 0 | 0 | 0 | 0 | 0 | 0 | 0 | 0 | 0 | 0 | 0 | 0 | 0 | 0 | 0 | 0 | 0 | 0 | 0 | 0 | 0 | 0 | 0 | 0 | 0 | 0 | 0 | 0 | 0 | 0 | 0 | 0 | 0 | 0 | 0 | 0 | 0 | 0 | 0 | 0 | 0 | 0 | 0 | 0 | 0 | 0 | 0 | 0 | 0 | 0 | 0 | 0 | 0 | 0 | 0 | 0 | 0 | 0 | 0 | 0 | 0 | 0 | 0 | 0 | 0 | 0 | 'Calculations Yr 1'!
Electric | Liberty | 2027 | Planned | B - Income Eligible | B2b - IE Evaluation, Measurement and Verification | B2b - IE Evaluation, Measurement and Verification | 0 | 0 | 0 | 0 | 77175.1452 | 77175.1452 | 77175.1452 | 0 | 0 | 0 | 0 | 77175.1452 | 77175.1452 |  | 0 | 0 | 0 | 0 | 0 | 0 | 0 | 0 | 0 | 0 | 0 | 0 | 0 | 0 | 0 | 0 | 0 | 0 | 0 | 0 | 0 | 0 | 0 | 0 | 0 | 0 | 0 | 0 | 0 | 0 | 0 | 0 | 0 | 0 | 0 | 0 | 0 | 0 | 0 | 0 | 0 | 0 | 0 | 0 | 0 | 0 | 0 | 0 | 0 | 0 | 0 | 0 | 0 | 0 | 0 | 0 | 0 | 0 | 0 | 0 | 0 | 0 | 0 | 0 | 0 | 0 | 0 | 0 | 0 | 0 | 0 | 0 | 0 | 'Calculations Yr 1'!
Electric | Liberty | 2027 | Planned | B - Income Eligible | B3 - IE TBD Pilots/Demonstrations | B3a - IE TBD Pilots/Demonstrations 1 | 0 | 0 | 0 | 0 | 0 | 0 | 0 | 0 | 0 | 0 | 0 | 0 | 0 |  | 0 | 0 | 0 | 0 | 0 | 0 | 0 | 0 | 0 | 0 | 0 | 0 | 0 | 0 | 0 | 0 | 0 | 0 | 0 | 0 | 0 | 0 | 0 | 0 | 0 | 0 | 0 | 0 | 0 | 0 | 0 | 0 | 0 | 0 | 0 | 0 | 0 | 0 | 0 | 0 | 0 | 0 | 0 | 0 | 0 | 0 | 0 | 0 | 0 | 0 | 0 | 0 | 0 | 0 | 0 | 0 | 0 | 0 | 0 | 0 | 0 | 0 | 0 | 0 | 0 | 0 | 0 | 0 | 0 | 0 | 0 | 0 | 0 | 'Calculations Yr 1'!
Electric | Liberty | 2027 | Planned | A - Residential | A1 - Energy Star Homes | A1a - ES Homes | 11361.633 | 217984.8183 | 24308.61 | 10568.9609 | 0 | 264224.0222 | 264224.0222 | 0 | 0 | 68260.9171 | 68260.9171 | 332484.9393 | 332484.9393 |  | 21.2567 | 4.2006 | 70.6063 | 70.6063 | 1724.5117 | 1724.5117 | 0 | 0 | 0 | 0 | 0 | 0 | 0 | 0 | 0 | 0 | 566.7313 | 566.7313 | 14163.3815 | 14163.3815 | 0 | 0 | 0 | 0 | 0 | 0 | 0 | 0 | 0 | 0 | 0 | 0 | 566.7313 | 14163.3815 | 5761 | 63371 | 48207.6048 | 56357.836 | 3369.0931 | 2859.9444 | 110794.4783 | 6752.3871 | 117546.8654 | 5956.7371 | 0 | 291.2529 | 60.9934 | 5933.1287 | 0 | 7093.9505 | 19336.0627 | 0 | 0 | 0 | 0 | 0 | 0 | 711823.8394 | 0 | 0 | 1319.9653 | 713143.8047 | 850026.7328 | 12028.8256 | 224205.5175 | 301181.5904 | 1074232.2502 | 1151208.3231 | 136882.9281 | 1363385.015 | 7043.6401 | 0 | 711823.8394 | 'Calculations Yr 1'!
Electric | Liberty | 2027 | Planned | A - Residential | A2 - Home Performance | A2a - Home Performance (Weatherization) | 23232.0412 | 294085.1028 | 70776.6838 | 21611.2012 | 0 | 409705.029 | 409705.029 | 0 | 0 | 181447.6196 | 181447.6196 | 591152.6486 | 591152.6486 |  | 5.0392 | 9.9896 | 35.3466 | 35.3466 | 629.0366 | 629.0366 | 0 | 0 | 0 | 0 | 0 | 0 | 976.9899 | 976.9899 | 20455.0749 | 20455.0749 | 257.4533 | 257.4533 | 5098.5248 | 5098.5248 | 9.0078 | 9.0078 | 166.7041 | 166.7041 | 130.0236 | 130.0236 | 2687.2247 | 2687.2247 | 40.6288 | 40.6288 | 860.0843 | 860.0843 | 1414.1033 | 29267.6128 | 112955.04 | 1392652.8 | 10924.0692 | 8746.5389 | 9626.9789 | 8054.4087 | 37351.9957 | 2773.325 | 40125.3208 | 14185.2927 | 0 | 691.9538 | 145.0522 | 14084.2195 | 0 | 16839.8094 | 45946.3276 | 0 | 0 | 0 | 556477.4879 | 250.7304 | 5827.0685 | 266120.2835 | 70327.8436 | 23456.1738 | 28279.8704 | 950739.4582 | 1036811.1065 | 24079.4898 | 276212.2988 | 515058.8495 | 1313023.4053 | 1551869.956 | 86071.6483 | 1804002.765 | 3465.2788 | 0 | 922459.5878 | 'Calculations Yr 1'!
Electric | Liberty | 2027 | Planned | A - Residential | A2 - Home Performance | A2b - Home Performance (HVAC Systems) | 0 | 122575 | 0 | 0 | 0 | 122575 | 122575 | 0 | 0 | 0 | 0 | 122575 | 122575 |  | 1.051 | 1.0991 | 99.8084 | 99.8084 | 1517.4628 | 1517.4628 | 0 | 0 | 0 | 0 | 0 | 0 | 52.8759 | 52.8759 | 793.1385 | 793.1385 | 44.2728 | 44.2728 | 664.092 | 664.092 | 0 | 0 | 0 | 0 | 0 | 0 | 0 | 0 | 4.0788 | 4.0788 | 61.182 | 61.182 | 101.2275 | 1518.4125 | 0 | 0 | 9440.7195 | 6410.9116 | 35455.0529 | 30368.5046 | 81675.1886 | 6643.0858 | 88318.2743 | 1387.3812 | 0 | 76.2053 | 15.9587 | 1429.9505 | 0 | 1709.7216 | 4619.2173 | 0 | 0 | 0 | 23010.293 | 10.7699 | 0 | 36582.298 | 0 | 1782.416 | 0 | 61385.7769 | 154323.2685 | 1201.0064 | 39781.8235 | 108058.8425 | 194105.092 | 262382.1111 | 92937.4917 | 300962.9282 | 6719.2911 | 0 | 61385.7769 | 'Calculations Yr 1'!
Electric | Liberty | 2027 | Planned | A - Residential | A2 - Home Performance | A2c - Home Performance 3rd Party Financing (Loan buy-down) | 0 | 8000 | 0 | 0 | 0 | 8000 | 8000 | 0 | 0 | 0 | 0 | 8000 | 8000 |  | 0 | 0 | 0 | 0 | 0 | 0 | 0 | 0 | 0 | 0 | 0 | 0 | 0 | 0 | 0 | 0 | 0 | 0 | 0 | 0 | 0 | 0 | 0 | 0 | 0 | 0 | 0 | 0 | 0 | 0 | 0 | 0 | 0 | 0 | 0 | 0 | 0 | 0 | 0 | 0 | 0 | 0 | 0 | 0 | 0 | 0 | 0 | 0 | 0 | 0 | 0 | 0 | 0 | 0 | 0 | 0 | 0 | 0 | 0 | 0 | 0 | 0 | 0 | 0 | 0 | 0 | 0 | 0 | 0 | 0 | 0 | 0 | 0 | 'Calculations Yr 1'!
Electric | Liberty | 2027 | Planned | A - Residential | A3 - Energy Star Products | A3b - ES Appliances and Products | 19956.2601 | 114491.5461 | 123218.3039 | 18563.9629 | 0 | 276230.0731 | 276230.0731 | 0 | 0 | 119454.4711 | 119454.4711 | 395684.5442 | 395684.5442 |  | 35.7943 | 49.337 | 143.9 | 272.8692 | 1106.1804 | 1634.9837 | 11.0632 | 11.0632 | 110.632 | 110.632 | 1216.9517 | 1216.9517 | 19.3903 | 19.3903 | 213.2937 | 213.2937 | 1.5465 | 1.5465 | 17.0112 | 17.0112 | 0 | 0 | 0 | 0 | 0 | 0 | 0 | 0 | 0 | 0 | 0 | 0 | 32 | 352 | 176940 | 1946340 | 27686.5731 | 25076.1798 | 10982.2438 | 11110.1715 | 74855.1682 | 8926.1133 | 83781.2815 | 24678.2125 | 0 | 2783.6002 | 636.7398 | 31873.2556 | 0 | 38109.2858 | 98081.094 | 679.4997 | 21.3318 | 700.8314 | 6417.0816 | 3.0976 | 0 | 971.7687 | 0 | 0 | 40540.646 | 47932.5939 | 230495.8008 | 265.2078 | 47753.9965 | 70961.9176 | 278249.7973 | 301457.7184 | 181862.3755 | 348946.5071 | 11709.7135 | 21.3318 | 7391.9479 | 'Calculations Yr 1'!
Electric | Liberty | 2027 | Planned | A - Residential | A3 - Energy Star Products | A3c - ES HVAC Systems | 0 | 187869 | 0 | 0 | 0 | 187869 | 187869 | 0 | 0 | -36490.75 | -36490.75 | 151378.25 | 151378.25 |  | 122.8028 | 14.0753 | 313.4534 | 435.6248 | 5555.1149 | 7715.5431 | 92.581 | 122.1426 | 925.8103 | 1221.4258 | 13887.1541 | 18321.3872 | 171.4615 | 224.2335 | 2571.9226 | 3363.5027 | 19.6778 | 23.8101 | 295.1669 | 357.1508 | 0 | 0 | 0 | 0 | 0 | 0 | 0 | 0 | 0 | 0 | 0 | 0 | 283.7203 | 4255.8049 | 0 | 0 | 161016.2248 | 187194.6624 | 17329.7233 | 14652.5825 | 380193.1931 | 29560.319 | 409753.5121 | 17212.3739 | 0 | 975.9351 | 204.3778 | 17839.2343 | 0 | 21329.4961 | 57561.4173 | 8082.8522 | 207.8285 | 8290.6807 | 74615.8376 | 34.9236 | 0 | 16259.619 | 0 | 0 | 0 | 90910.3802 | 566515.9903 | 3376.518 | 145005.5156 | 349960.9454 | 711521.506 | 916476.9358 | 467314.9294 | 1058105.9334 | 30536.2542 | 207.8285 | 90910.3802 | 'Calculations Yr 1'!
Electric | Liberty | 2027 | Planned | A - Residential | A4 - Residential Behavior | A4a - Residential Behavior | 6880 | 132800 | 13920 | 6400 | 0 | 160000 | 160000 | 0 | 0 | 0 | 0 | 160000 | 160000 |  | 457.0058 | 294.7903 | 2117 | 2117 | 2117 | 2117 | 0 | 0 | 0 | 0 | 0 | 0 | 0 | 0 | 0 | 0 | 0 | 0 | 0 | 0 | 0 | 0 | 0 | 0 | 0 | 0 | 0 | 0 | 0 | 0 | 0 | 0 | 0 | 0 | 0 | 0 | 68933.5704 | 58346.1464 | 21828.652 | 17012.8102 | 166121.179 | 14082.8334 | 180204.0124 | 11630.2454 | 0 | 384.8381 | 611.8315 | 25291.7317 | 0 | 30240.081 | 68158.7278 | 0 | 0 | 0 | 0 | 0 | 0 | 0 | 0 | 0 | 0 | 0 | 248362.7401 | 0 | 62090.685 | 132722.9306 | 310453.4252 | 381085.6707 | 248362.7401 | 443176.3557 | 14467.6715 | 0 | 0 | 'Calculations Yr 1'!
Electric | Liberty | 2027 | Planned | A - Residential | A5 - Residential Active Demand Response | A5a - Residential Active Demand Response | 6308.0109 | 127187.1036 | 7334.8964 | 5867.9171 | 0 | 146697.928 | 146697.928 | 0 | 0 | 0 | 0 | 146697.928 | 146697.928 |  | 0 | 760.8 | 0 | 0 | 0 | 0 | 0 | 0 | 0 | 0 | 0 | 0 | 0 | 0 | 0 | 0 | 0 | 0 | 0 | 0 | 0 | 0 | 0 | 0 | 0 | 0 | 0 | 0 | 0 | 0 | 0 | 0 | 0 | 0 | 0 | 0 | 0 | 0 | 0 | 0 | 0 | 0 | 0 | 4574.9735 | 0 | 993.1123 | 1579.0115 | 65273.3496 | 0 | 78044.1374 | 150464.5843 | 0 | 0 | 0 | 0 | 0 | 0 | 0 | 0 | 0 | 0 | 0 | 150464.5843 | 0 | 0 | 0 | 150464.5843 | 150464.5843 | 150464.5843 | 150464.5843 | 993.1123 | 0 | 0 | 'Calculations Yr 1'!
Electric | Liberty | 2027 | Planned | A - Residential | A6a - Res Education | A6a - Res Education | 3526 | 45920 | 7134 | 25420 | 0 | 82000 | 82000 | 0 | 0 | 0 | 0 | 82000 | 82000 |  | 0 | 0 | 0 | 0 | 0 | 0 | 0 | 0 | 0 | 0 | 0 | 0 | 0 | 0 | 0 | 0 | 0 | 0 | 0 | 0 | 0 | 0 | 0 | 0 | 0 | 0 | 0 | 0 | 0 | 0 | 0 | 0 | 0 | 0 | 0 | 0 | 0 | 0 | 0 | 0 | 0 | 0 | 0 | 0 | 0 | 0 | 0 | 0 | 0 | 0 | 0 | 0 | 0 | 0 | 0 | 0 | 0 | 0 | 0 | 0 | 0 | 0 | 0 | 0 | 0 | 0 | 0 | 0 | 0 | 0 | 0 | 0 | 0 | 'Calculations Yr 1'!
Electric | Liberty | 2027 | Planned | A - Residential | A6b - Res Evaluation, Measurement and Verification | A6b - Res Evaluation, Measurement and Verification | 0 | 0 | 0 | 0 | 87226.3712 | 87226.3712 | 87226.3712 | 0 | 0 | 0 | 0 | 87226.3712 | 87226.3712 |  | 0 | 0 | 0 | 0 | 0 | 0 | 0 | 0 | 0 | 0 | 0 | 0 | 0 | 0 | 0 | 0 | 0 | 0 | 0 | 0 | 0 | 0 | 0 | 0 | 0 | 0 | 0 | 0 | 0 | 0 | 0 | 0 | 0 | 0 | 0 | 0 | 0 | 0 | 0 | 0 | 0 | 0 | 0 | 0 | 0 | 0 | 0 | 0 | 0 | 0 | 0 | 0 | 0 | 0 | 0 | 0 | 0 | 0 | 0 | 0 | 0 | 0 | 0 | 0 | 0 | 0 | 0 | 0 | 0 | 0 | 0 | 0 | 0 | 'Calculations Yr 1'!
Electric | Liberty | 2027 | Planned | A - Residential | A7 - Res TBD Pilots/Demonstrations | A7a - TBD Res Pilot/Demonstration 1 | 0 | 0 | 0 | 0 | 0 | 0 | 0 | 0 | 0 | 0 | 0 | 0 | 0 |  | 0 | 0 | 0 | 0 | 0 | 0 | 0 | 0 | 0 | 0 | 0 | 0 | 0 | 0 | 0 | 0 | 0 | 0 | 0 | 0 | 0 | 0 | 0 | 0 | 0 | 0 | 0 | 0 | 0 | 0 | 0 | 0 | 0 | 0 | 0 | 0 | 0 | 0 | 0 | 0 | 0 | 0 | 0 | 0 | 0 | 0 | 0 | 0 | 0 | 0 | 0 | 0 | 0 | 0 | 0 | 0 | 0 | 0 | 0 | 0 | 0 | 0 | 0 | 0 | 0 | 0 | 0 | 0 | 0 | 0 | 0 | 0 | 0 | 'Calculations Yr 1'!
Electric | Liberty | 2027 | Planned | A - Residential | A7 - Res TBD Pilots/Demonstrations | A7b - TBD Res Pilot/Demonstration 2 | 0 | 0 | 0 | 0 | 0 | 0 | 0 | 0 | 0 | 0 | 0 | 0 | 0 |  | 0 | 0 | 0 | 0 | 0 | 0 | 0 | 0 | 0 | 0 | 0 | 0 | 0 | 0 | 0 | 0 | 0 | 0 | 0 | 0 | 0 | 0 | 0 | 0 | 0 | 0 | 0 | 0 | 0 | 0 | 0 | 0 | 0 | 0 | 0 | 0 | 0 | 0 | 0 | 0 | 0 | 0 | 0 | 0 | 0 | 0 | 0 | 0 | 0 | 0 | 0 | 0 | 0 | 0 | 0 | 0 | 0 | 0 | 0 | 0 | 0 | 0 | 0 | 0 | 0 | 0 | 0 | 0 | 0 | 0 | 0 | 0 | 0 | 'Calculations Yr 1'!
Electric | Liberty | 2027 | Planned | C - Commercial & Industrial | C1 - Large Business Energy Solutions | C1a - LCI Retrofit | 55887.3648 | 552161.9715 | 217830.7522 | 51988.2464 | 0 | 877868.335 | 877868.335 | 0 | 0 | 1271839.5903 | 1271839.5903 | 2149707.9253 | 2149707.9253 |  | 107.9391 | 161.2828 | 1624.5888 | 1686.3245 | 14036.7096 | 14314.7519 | -226.952 | -241.4383 | -2269.5199 | -2414.3829 | -11028.8 | -11732.7659 | -453.904 | -482.8766 | -2205.76 | -2346.5532 | 0 | 0 | 0 | 0 | 0 | 0 | 0 | 0 | 0 | 0 | 0 | 0 | 0 | 0 | 0 | 0 | -680.856 | -3308.64 | 0 | 0 | 288510.8591 | 250906.1207 | 196259.4949 | 162211.882 | 897888.3566 | 94025.347 | 991913.7036 | 73777.7345 | 0 | 8959.6953 | 2159.3668 | 97339.4896 | 0 | 116384.0456 | 298620.3318 | -9219.7885 | -878.8549 | -10098.6433 | -63773.3229 | -35.5706 | 0 | 0 | 0 | 0 | 0 | -63808.8935 | 1216626.4985 | -2354.7335 | 119307.9163 | 721172.6311 | 1335934.4148 | 1937799.1297 | 1290534.0354 | 2059461.7795 | 102985.0422 | -878.8549 | -63808.8935 | 'Calculations Yr 1'!
Electric | Liberty | 2027 | Planned | C - Commercial & Industrial | C1 - Large Business Energy Solutions | C1b - LCI New Equipment | 0 | 384777.3075 | 0 | 0 | 0 | 384777.3075 | 384777.3075 | 0 | 0 | 76941.9542 | 76941.9542 | 461719.2617 | 461719.2617 |  | 108.7915 | 226.0995 | 1163.1544 | 1198.0288 | 16779.625 | 17301.2335 | -32.557 | -34.6351 | -325.5701 | -346.3512 | -4668.471 | -4966.4585 | -65.114 | -69.2702 | -933.6942 | -993.2917 | 0 | 0 | 0 | 0 | 0 | 0 | 0 | 0 | 0 | 0 | 0 | 0 | 0 | 0 | 0 | 0 | -97.671 | -1400.5413 | 12082 | 140456 | 329180.373 | 221467.5844 | 283010.9439 | 190743.7022 | 1024402.6035 | 88269.3392 | 1112671.9427 | 281406.5781 | 0 | 15378.0987 | 3268.4957 | 283834.2013 | 0 | 339366.6102 | 923253.9841 | -3676.0456 | -140.0361 | -3816.0818 | -24672.9697 | -12.7817 | 0 | 0 | 0 | 0 | 2894.058 | -21791.6934 | 2010318.1516 | -1115.6069 | 199626.8024 | 861181.396 | 2209944.954 | 2871499.5476 | 2035925.9268 | 3072241.957 | 103647.4379 | -140.0361 | -24685.7514 | 'Calculations Yr 1'!
Electric | Liberty | 2027 | Planned | C - Commercial & Industrial | C1 - Large Business Energy Solutions | C1c - LCI Midstream | 0 | 5616.6223 | 0 | 0 | 0 | 5616.6223 | 5616.6223 | 0 | 0 | 5924.4404 | 5924.4404 | 11541.0627 | 11541.0627 |  | 1.7027 | 1.4152 | 14.2461 | 16.5652 | 205.8554 | 239.3667 | 0 | 0 | 0 | 0 | 0 | 0 | 0 | 0 | 0 | 0 | 0 | 0 | 0 | 0 | 0 | 0 | 0 | 0 | 0 | 0 | 0 | 0 | 0 | 0 | 0 | 0 | 0 | 0 | 0 | 0 | 5321.7338 | 5055.1528 | 1670.449 | 1631.8518 | 13679.1874 | 1240.6134 | 14919.8009 | 1414.3288 | 0 | 98.1218 | 20.5484 | 1537.0573 | 0 | 1837.7839 | 4907.8402 | 0 | 0 | 0 | 0 | 0 | 0 | 0 | 0 | 0 | 0 | 0 | 19827.6411 | 0 | 1982.7641 | 11023.7417 | 21810.4052 | 30851.3828 | 19827.6411 | 32834.1469 | 1338.7353 | 0 | 0 | 'Calculations Yr 1'!
Electric | Liberty | 2027 | Planned | C - Commercial & Industrial | C1 - Large Business Energy Solutions | C1d - LCI Direct Install | 0 | 0 | 0 | 0 | 0 | 0 | 0 | 0 | 0 | 0 | 0 | 0 | 0 |  | 0 | 0 | 0 | 0 | 0 | 0 | 0 | 0 | 0 | 0 | 0 | 0 | 0 | 0 | 0 | 0 | 0 | 0 | 0 | 0 | 0 | 0 | 0 | 0 | 0 | 0 | 0 | 0 | 0 | 0 | 0 | 0 | 0 | 0 | 0 | 0 | 0 | 0 | 0 | 0 | 0 | 0 | 0 | 0 | 0 | 0 | 0 | 0 | 0 | 0 | 0 | 0 | 0 | 0 | 0 | 0 | 0 | 0 | 0 | 0 | 0 | 0 | 0 | 0 | 0 | 0 | 0 | 0 | 0 | 0 | 0 | 0 | 0 | 'Calculations Yr 1'!
Electric | Liberty | 2027 | Planned | C - Commercial & Industrial | C1 - Large Business Energy Solutions | C1e - LCI New Construction | 0 | 31443.8942 | 0 | 0 | 0 | 31443.8942 | 31443.8942 | 0 | 0 | 5449.6253 | 5449.6253 | 36893.5195 | 36893.5195 |  | 12.1579 | 9.1282 | 117.7315 | 117.7315 | 1765.9727 | 1765.9727 | -4.4105 | -4.4105 | -44.1051 | -44.1051 | -661.5772 | -661.5772 | -8.821 | -8.821 | -132.3154 | -132.3154 | 0 | 0 | 0 | 0 | 0 | 0 | 0 | 0 | 0 | 0 | 0 | 0 | 0 | 0 | 0 | 0 | -13.2315 | -198.4732 | 0 | 0 | 36876.5407 | 26798.87 | 27396.0825 | 18521.7183 | 109593.2115 | 9499.5206 | 119092.7321 | 9568.4894 | 0 | 632.9152 | 132.5435 | 10209.5185 | 0 | 12207.0197 | 32750.4862 | -519.1452 | -18.9754 | -538.1207 | -3481.1742 | -1.7967 | 0 | 0 | 0 | 0 | 0 | -3482.9709 | 147822.1267 | -158.9643 | 14623.2484 | 90822.6038 | 162445.3751 | 238644.7305 | 151843.2183 | 253426.9432 | 10132.4358 | -18.9754 | -3482.9709 | 'Calculations Yr 1'!
Electric | Liberty | 2027 | Planned | C - Commercial & Industrial | C2 - Small Business Energy Solutions | C2a - SCI Retrofit | 54837.2242 | 607196.638 | 202132.5588 | 51011.3713 | 0 | 915177.7922 | 915177.7922 | 0 | 0 | 555704.5647 | 555704.5647 | 1470882.3569 | 1470882.3569 |  | 131.4009 | 136.5033 | 1123.6208 | 1172.6889 | 8837.4228 | 9089.4312 | -135.6855 | -144.3463 | -1356.8555 | -1443.4633 | -7683.549 | -8173.9883 | -271.3711 | -288.6927 | -1536.7098 | -1634.7977 | 0 | 0 | 0 | 0 | 0 | 0 | 0 | 0 | 0 | 0 | 0 | 0 | 0 | 0 | 0 | 0 | -407.0566 | -2305.0647 | 0 | 0 | 181548.0065 | 149318.3429 | 126663.2433 | 109217.7418 | 566747.3346 | 64980.6427 | 631727.9773 | 68817.3452 | 0 | 8526.8268 | 1942.5795 | 89393.7861 | 0 | 106883.7583 | 275564.2959 | -6395.6437 | -558.7582 | -6954.4019 | -44158.3863 | -24.5311 | 0 | 0 | 0 | 0 | 0 | -44182.9175 | 856154.9539 | -1650.3512 | 83965.1442 | 462743.5777 | 940120.0981 | 1318898.5315 | 907292.2732 | 1404514.0269 | 73507.4695 | -558.7582 | -44182.9175 | 'Calculations Yr 1'!
Electric | Liberty | 2027 | Planned | C - Commercial & Industrial | C2 - Small Business Energy Solutions | C2b - SCI New Equipment | 0 | 241714.7723 | 0 | 0 | 0 | 241714.7723 | 241714.7723 | 0 | 0 | 49410.6201 | 49410.6201 | 291125.3924 | 291125.3924 |  | 43.825 | 60.695 | 274.0697 | 281.2993 | 3994.3458 | 4102.7901 | -3.9051 | -4.1544 | -39.0512 | -41.5438 | -585.7679 | -623.1573 | -7.8102 | -8.3088 | -117.1536 | -124.6315 | 0 | 0 | 0 | 0 | 0 | 0 | 0 | 0 | 0 | 0 | 0 | 0 | 0 | 0 | 0 | 0 | -11.7154 | -175.7304 | 368975.6939 | 4473855.3264 | 82214.3226 | 69169.9935 | 55030.3511 | 43728.7949 | 250143.4621 | 22315.0868 | 272458.5489 | 62071.162 | 0 | 4205.6855 | 881.309 | 66756.6246 | 0 | 79817.6164 | 213732.3976 | -459.6571 | -16.8011 | -476.4581 | -3082.271 | -1.5908 | 0 | 0 | 0 | 0 | 92046.6776 | 88962.8158 | 574677.3041 | -140.7488 | 48122.3139 | 210399.6907 | 622799.618 | 785076.9948 | 486190.9464 | 833340.0574 | 26520.7722 | -16.8011 | -3083.8618 | 'Calculations Yr 1'!
Electric | Liberty | 2027 | Planned | C - Commercial & Industrial | C2 - Small Business Energy Solutions | C2c - SCI Midstream | 0 | 103987.4876 | 0 | 0 | 0 | 103987.4876 | 103987.4876 | 0 | 0 | 15339.2182 | 15339.2182 | 119326.7058 | 119326.7058 |  | 16.1192 | 27.4537 | 244.8595 | 284.7204 | 4010.3179 | 4663.1603 | 0 | 0 | 0 | 0 | 0 | 0 | 0 | 0 | 0 | 0 | 0 | 0 | 0 | 0 | 0 | 0 | 0 | 0 | 0 | 0 | 0 | 0 | 0 | 0 | 0 | 0 | 0 | 0 | 0 | 0 | 88346.5875 | 72911.2004 | 52008.5756 | 38284.5946 | 251550.958 | 20448.4354 | 271999.3935 | 31488.7083 | 0 | 1903.5445 | 398.6354 | 32777.0261 | 0 | 39189.8799 | 105757.7942 | 0 | 0 | 0 | 0 | 0 | 0 | 0 | 0 | 0 | 0 | 0 | 377757.1877 | 0 | 37775.7188 | 205552.4454 | 415532.9065 | 583309.6331 | 377757.1877 | 621085.3519 | 22351.9799 | 0 | 0 | 'Calculations Yr 1'!
Electric | Liberty | 2027 | Planned | C - Commercial & Industrial | C2 - Small Business Energy Solutions | C2d - SCI Direct Install | 0 | 0 | 0 | 0 | 0 | 0 | 0 | 0 | 0 | 0 | 0 | 0 | 0 |  | 0 | 0 | 0 | 0 | 0 | 0 | 0 | 0 | 0 | 0 | 0 | 0 | 0 | 0 | 0 | 0 | 0 | 0 | 0 | 0 | 0 | 0 | 0 | 0 | 0 | 0 | 0 | 0 | 0 | 0 | 0 | 0 | 0 | 0 | 0 | 0 | 0 | 0 | 0 | 0 | 0 | 0 | 0 | 0 | 0 | 0 | 0 | 0 | 0 | 0 | 0 | 0 | 0 | 0 | 0 | 0 | 0 | 0 | 0 | 0 | 0 | 0 | 0 | 0 | 0 | 0 | 0 | 0 | 0 | 0 | 0 | 0 | 0 | 'Calculations Yr 1'!
Electric | Liberty | 2027 | Planned | C - Commercial & Industrial | C2 - Small Business Energy Solutions | C2e - SCI New Construction | 0 | 14404.2305 | 0 | 0 | 0 | 14404.2305 | 14404.2305 | 0 | 0 | 0 | 0 | 14404.2305 | 14404.2305 |  | 0 | 0 | 0 | 0 | 0 | 0 | 0 | 0 | 0 | 0 | 0 | 0 | 0 | 0 | 0 | 0 | 0 | 0 | 0 | 0 | 0 | 0 | 0 | 0 | 0 | 0 | 0 | 0 | 0 | 0 | 0 | 0 | 0 | 0 | 0 | 0 | 0 | 0 | 0 | 0 | 0 | 0 | 0 | 0 | 0 | 0 | 0 | 0 | 0 | 0 | 0 | 0 | 0 | 0 | 0 | 0 | 0 | 0 | 0 | 0 | 0 | 0 | 0 | 0 | 0 | 0 | 0 | 0 | 0 | 0 | 0 | 0 | 0 | 'Calculations Yr 1'!
Electric | Liberty | 2027 | Planned | C - Commercial & Industrial | C3 - Municipal Energy Solutions | C3a - Muni Retrofit | 7154.7431 | 78697.4221 | 26372.7158 | 6655.575 | 0 | 118880.456 | 118880.456 | 0 | 0 | 73126.0203 | 73126.0203 | 192006.4763 | 192006.4763 |  | 51.9933 | 10.7826 | 255.6245 | 271.6287 | 1179.7454 | 1251.2097 | -7.5092 | -7.9885 | -75.0916 | -79.8847 | -395.9345 | -421.2069 | -15.0183 | -15.9769 | -79.1869 | -84.2414 | 35.757 | 35.757 | 536.355 | 536.355 | 0 | 0 | 0 | 0 | 0 | 0 | 0 | 0 | 0 | 0 | 0 | 0 | 13.2295 | 417.5747 | 0 | 0 | 22622.3373 | 28781.3809 | 13300.6434 | 16011.4572 | 80715.8189 | 10992.5401 | 91708.3589 | 5418.3628 | 0 | 696.6549 | 154.2611 | 7211.2789 | 0 | 8622.1719 | 22102.7295 | -330.4269 | -30.5888 | -361.0156 | -2287.0187 | -1.2756 | 0 | 29545.7533 | 0 | 0 | 0 | 27257.459 | 140707.5318 | 318.2652 | 14389.0183 | 77841.2507 | 155096.5501 | 218548.7825 | 113811.0884 | 232619.5356 | 11689.195 | -30.5888 | 27257.459 | 'Calculations Yr 1'!
Electric | Liberty | 2027 | Planned | C - Commercial & Industrial | C3 - Municipal Energy Solutions | C3b - Muni New Equipment | 0 | 33862.041 | 0 | 0 | 0 | 33862.041 | 33862.041 | 0 | 0 | 8872.111 | 8872.111 | 42734.1519 | 42734.1519 |  | 5.5923 | 8.1446 | 53.5019 | 55.5016 | 784.5314 | 814.5273 | -1.2105 | -1.2877 | -12.1047 | -12.8773 | -181.57 | -193.1596 | -2.4209 | -2.5755 | -36.314 | -38.6319 | 40.0886 | 40.0886 | 879.2957 | 879.2957 | 0 | 0 | 0 | 0 | 0 | 0 | 0 | 0 | 0 | 0 | 0 | 0 | 36.4572 | 824.8247 | 0 | 0 | 23736.1509 | 11393.9885 | 9852.1641 | 6102.4977 | 51084.8012 | 4610.3336 | 55695.1348 | 7872.4935 | 0 | 564.7173 | 118.2616 | 8640.6447 | 0 | 10331.1943 | 27527.3114 | -142.4795 | -5.2078 | -147.6874 | -955.4091 | -0.4931 | 0 | 44994.5992 | 0 | 0 | 0 | 44038.697 | 127113.4559 | 687.0372 | 13398.3828 | 55492.9178 | 140511.8387 | 182606.3737 | 83222.4462 | 195317.7193 | 5175.0509 | -5.2078 | 44038.697 | 'Calculations Yr 1'!
Electric | Liberty | 2027 | Planned | C - Commercial & Industrial | C3 - Municipal Energy Solutions | C3d - Muni Direct Install | 0 | 0 | 0 | 0 | 0 | 0 | 0 | 0 | 0 | 0 | 0 | 0 | 0 |  | 0 | 0 | 0 | 0 | 0 | 0 | 0 | 0 | 0 | 0 | 0 | 0 | 0 | 0 | 0 | 0 | 0 | 0 | 0 | 0 | 0 | 0 | 0 | 0 | 0 | 0 | 0 | 0 | 0 | 0 | 0 | 0 | 0 | 0 | 0 | 0 | 0 | 0 | 0 | 0 | 0 | 0 | 0 | 0 | 0 | 0 | 0 | 0 | 0 | 0 | 0 | 0 | 0 | 0 | 0 | 0 | 0 | 0 | 0 | 0 | 0 | 0 | 0 | 0 | 0 | 0 | 0 | 0 | 0 | 0 | 0 | 0 | 0 | 'Calculations Yr 1'!
Electric | Liberty | 2027 | Planned | C - Commercial & Industrial | C3 - Municipal Energy Solutions | C3e - Muni New Construction | 0 | 13646.8774 | 0 | 0 | 0 | 13646.8774 | 13646.8774 | 0 | 0 | 1574.2925 | 1574.2925 | 15221.1699 | 15221.1699 |  | 1.2163 | 1.7786 | 16.4204 | 16.4204 | 246.3053 | 246.3053 | -0.8939 | -0.8939 | -8.939 | -8.939 | -134.0853 | -134.0853 | -1.7878 | -1.7878 | -26.8171 | -26.8171 | 0 | 0 | 0 | 0 | 0 | 0 | 0 | 0 | 0 | 0 | 0 | 0 | 0 | 0 | 0 | 0 | -2.6817 | -40.2256 | 0 | 0 | 5685.6214 | 3035.7125 | 4365.5956 | 2206.7176 | 15293.6472 | 1334.4979 | 16628.1451 | 1864.3561 | 0 | 123.3193 | 25.8252 | 1989.2564 | 0 | 2378.4561 | 6381.2131 | -105.2178 | -3.8458 | -109.0637 | -705.5476 | -0.36414 | 0 | 0 | 0 | 0 | 0 | -705.9117 | 22194.3828 | -32.2181 | 2187.2202 | 12505.3316 | 24381.603 | 34699.7144 | 23009.3582 | 36919.1527 | 1457.8172 | -3.8458 | -705.9117 | 'Calculations Yr 1'!
Electric | Liberty | 2027 | Planned | C - Commercial & Industrial | C5 - C&I Active Demand Response | C5a - C&I Active Demand Response | 20640 | 398400 | 41760 | 19200 | 0 | 480000 | 480000 | 0 | 0 | 0 | 0 | 480000 | 480000 |  | 0 | 4390.512 | 0 | 0 | 0 | 0 | 0 | 0 | 0 | 0 | 0 | 0 | 0 | 0 | 0 | 0 | 0 | 0 | 0 | 0 | 0 | 0 | 0 | 0 | 0 | 0 | 0 | 0 | 0 | 0 | 0 | 0 | 0 | 0 | 0 | 0 | 0 | 0 | 0 | 0 | 0 | 0 | 0 | 26401.7825 | 0 | 5731.1666 | 9112.3411 | 376686.941 | 0 | 450386.0695 | 868318.3006 | 0 | 0 | 0 | 0 | 0 | 0 | 0 | 0 | 0 | 0 | 0 | 868318.3006 | 0 | 0 | 0 | 868318.3006 | 868318.3006 | 868318.3006 | 868318.3006 | 5731.1666 | 0 | 0 | 'Calculations Yr 1'!
Electric | Liberty | 2027 | Planned | C - Commercial & Industrial | C6a - C&I Education | C6a - C&I Education | 3096 | 30240 | 6264 | 32400 | 0 | 72000 | 72000 | 0 | 0 | 0 | 0 | 72000 | 72000 |  | 0 | 0 | 0 | 0 | 0 | 0 | 0 | 0 | 0 | 0 | 0 | 0 | 0 | 0 | 0 | 0 | 0 | 0 | 0 | 0 | 0 | 0 | 0 | 0 | 0 | 0 | 0 | 0 | 0 | 0 | 0 | 0 | 0 | 0 | 0 | 0 | 0 | 0 | 0 | 0 | 0 | 0 | 0 | 0 | 0 | 0 | 0 | 0 | 0 | 0 | 0 | 0 | 0 | 0 | 0 | 0 | 0 | 0 | 0 | 0 | 0 | 0 | 0 | 0 | 0 | 0 | 0 | 0 | 0 | 0 | 0 | 0 | 0 | 'Calculations Yr 1'!
Electric | Liberty | 2027 | Planned | C - Commercial & Industrial | C6c - C&I Customer Partnerships | C6c - C&I Customer Partnerships | 0 | 0 | 0 | 0 | 0 | 0 | 0 | 0 | 0 | 0 | 0 | 0 | 0 |  | 0 | 0 | 0 | 0 | 0 | 0 | 0 | 0 | 0 | 0 | 0 | 0 | 0 | 0 | 0 | 0 | 0 | 0 | 0 | 0 | 0 | 0 | 0 | 0 | 0 | 0 | 0 | 0 | 0 | 0 | 0 | 0 | 0 | 0 | 0 | 0 | 0 | 0 | 0 | 0 | 0 | 0 | 0 | 0 | 0 | 0 | 0 | 0 | 0 | 0 | 0 | 0 | 0 | 0 | 0 | 0 | 0 | 0 | 0 | 0 | 0 | 0 | 0 | 0 | 0 | 0 | 0 | 0 | 0 | 0 | 0 | 0 | 0 | 'Calculations Yr 1'!
Electric | Liberty | 2027 | Planned | C - Commercial & Industrial | C6d - Smart Start | C6d - Smart Start | 0 | 0 | 0 | 0 | 0 | 0 | 0 | 0 | 0 | 0 | 0 | 0 | 0 |  | 0 | 0 | 0 | 0 | 0 | 0 | 0 | 0 | 0 | 0 | 0 | 0 | 0 | 0 | 0 | 0 | 0 | 0 | 0 | 0 | 0 | 0 | 0 | 0 | 0 | 0 | 0 | 0 | 0 | 0 | 0 | 0 | 0 | 0 | 0 | 0 | 0 | 0 | 0 | 0 | 0 | 0 | 0 | 0 | 0 | 0 | 0 | 0 | 0 | 0 | 0 | 0 | 0 | 0 | 0 | 0 | 0 | 0 | 0 | 0 | 0 | 0 | 0 | 0 | 0 | 0 | 0 | 0 | 0 | 0 | 0 | 0 | 0 | 'Calculations Yr 1'!
Electric | Liberty | 2027 | Planned | C - Commercial & Industrial | C6b - C&I Evaluation, Measurement and Verification | C6b - C&I Evaluation, Measurement and Verification | 0 | 0 | 0 | 0 | 173335.7798 | 173335.7798 | 173335.7798 | 0 | 0 | 0 | 0 | 173335.7798 | 173335.7798 |  | 0 | 0 | 0 | 0 | 0 | 0 | 0 | 0 | 0 | 0 | 0 | 0 | 0 | 0 | 0 | 0 | 0 | 0 | 0 | 0 | 0 | 0 | 0 | 0 | 0 | 0 | 0 | 0 | 0 | 0 | 0 | 0 | 0 | 0 | 0 | 0 | 0 | 0 | 0 | 0 | 0 | 0 | 0 | 0 | 0 | 0 | 0 | 0 | 0 | 0 | 0 | 0 | 0 | 0 | 0 | 0 | 0 | 0 | 0 | 0 | 0 | 0 | 0 | 0 | 0 | 0 | 0 | 0 | 0 | 0 | 0 | 0 | 0 | 'Calculations Yr 1'!
Electric | Liberty | 2027 | Planned | C - Commercial & Industrial | C7 - C&I TBD Pilots/Demonstrations | C7a - TBD C&I Pilot/Demonstration 1 | 0 | 0 | 0 | 0 | 0 | 0 | 0 | 0 | 0 | 0 | 0 | 0 | 0 |  | 0 | 0 | 0 | 0 | 0 | 0 | 0 | 0 | 0 | 0 | 0 | 0 | 0 | 0 | 0 | 0 | 0 | 0 | 0 | 0 | 0 | 0 | 0 | 0 | 0 | 0 | 0 | 0 | 0 | 0 | 0 | 0 | 0 | 0 | 0 | 0 | 0 | 0 | 0 | 0 | 0 | 0 | 0 | 0 | 0 | 0 | 0 | 0 | 0 | 0 | 0 | 0 | 0 | 0 | 0 | 0 | 0 | 0 | 0 | 0 | 0 | 0 | 0 | 0 | 0 | 0 | 0 | 0 | 0 | 0 | 0 | 0 | 0 | 'Calculations Yr 1'!
Electric | Liberty | 2027 | Planned | C - Commercial & Industrial | C7 - C&I TBD Pilots/Demonstrations | C7b - TBD C&I Pilot/Demonstration 2 | 0 | 0 | 0 | 0 | 0 | 0 | 0 | 0 | 0 | 0 | 0 | 0 | 0 |  | 0 | 0 | 0 | 0 | 0 | 0 | 0 | 0 | 0 | 0 | 0 | 0 | 0 | 0 | 0 | 0 | 0 | 0 | 0 | 0 | 0 | 0 | 0 | 0 | 0 | 0 | 0 | 0 | 0 | 0 | 0 | 0 | 0 | 0 | 0 | 0 | 0 | 0 | 0 | 0 | 0 | 0 | 0 | 0 | 0 | 0 | 0 | 0 | 0 | 0 | 0 | 0 | 0 | 0 | 0 | 0 | 0 | 0 | 0 | 0 | 0 | 0 | 0 | 0 | 0 | 0 | 0 | 0 | 0 | 0 | 0 | 0 | 0 | 'Calculations Yr 1'!
'Calculations Yr '!
Electric | Liberty | 2028 | Planned | B - Income Eligible | B1 - Home Energy Assistance | B1a - HEA (Weatherization) | 63101.7055 | 1169529.8225 | 61634.224 | 58699.2609 | 0 | 1352965.013 | 1290791.8712 | 0 | 0 | 0 | 0 | 1352965.013 | 1290791.8712 |  | 18.8469 | 35.7616 | 142.2052 | 142.2052 | 2142.4121 | 2142.4121 | 16.8688 | 16.8688 | 168.6881 | 168.6881 | 2531.329 | 2531.329 | 1084.2689 | 1084.2689 | 23438.256 | 23438.256 | 499.3313 | 499.3313 | 10580.6914 | 10580.6914 | 57.489 | 57.489 | 1285.3095 | 1285.3095 | 0 | 0 | 0 | 0 | 44.286 | 44.286 | 1107.15 | 1107.15 | 1702.2441 | 36664.5397 | 70552.4 | 856702 | 39682.2613 | 37561.9099 | 27295.5419 | 25455.7845 | 129995.4976 | 11388.4182 | 141383.9158 | 41245.9452 | 0 | 3469.1707 | 660.6887 | 41695.5785 | 0 | 49853.3548 | 136924.7378 | 1370.5048 | 32.023 | 1402.5278 | 622044.3287 | 275.2851 | 42655.1198 | 534853.5022 | 0 | 28857.4353 | 17057.0625 | 1245742.7336 | 1525453.9151 | 33622.0038 | 771162.3731 | 758841.4482 | 2296616.2881 | 3021835.7325 | 278308.6536 | 3021835.7325 | 14857.5889 | 32.023 | 1228685.671 | 'Calculations Yr 2'!
Electric | Liberty | 2028 | Planned | B - Income Eligible | B1 - Home Energy Assistance | B1b - HEA (HVAC Systems) | 0 | 114516.5105 | 0 | 0 | 0 | 114516.5105 | 109254.1045 | 0 | 0 | 0 | 0 | 114516.5105 | 109254.1045 |  | 0.54142 | 0 | 1.5084 | 1.5084 | 20.1964 | 20.1964 | 0 | 0 | 0 | 0 | 0 | 0 | 394.303 | 394.303 | 7075.8038 | 7075.8038 | 70.2352 | 70.2352 | 1054.8115 | 1054.8115 | 2.06 | 2.06 | 30.9 | 30.9 | 0 | 0 | 0 | 0 | 0 | 0 | 0 | 0 | 466.5982 | 8161.5152 | 0 | 0 | 448.8534 | 488.3028 | 185.1186 | 157.675 | 1279.9498 | 104.7176 | 1384.6674 | 0 | 0 | 0 | 0 | 0 | 0 | 0 | 0 | 0 | 0 | 0 | 195294.5607 | 88.0535 | 1105.5443 | 56584.5184 | 0 | 0 | 0 | 253072.677 | 254457.3444 | 7534.4257 | 7534.4257 | 157683.9971 | 261991.7701 | 412141.3414 | 1384.6674 | 412141.3414 | 104.7176 | 0 | 253072.677 | 'Calculations Yr 2'!
Electric | Liberty | 2028 | Planned | B - Income Eligible | B2a - IE Education | B2a - IE Education | 2009.8117 | 24261.2978 | 6220.8456 | 15360.7033 | 0 | 47852.6584 | 45653.6731 | 0 | 0 | 0 | 0 | 47852.6584 | 45653.6731 |  | 0 | 0 | 0 | 0 | 0 | 0 | 0 | 0 | 0 | 0 | 0 | 0 | 0 | 0 | 0 | 0 | 0 | 0 | 0 | 0 | 0 | 0 | 0 | 0 | 0 | 0 | 0 | 0 | 0 | 0 | 0 | 0 | 0 | 0 | 0 | 0 | 0 | 0 | 0 | 0 | 0 | 0 | 0 | 0 | 0 | 0 | 0 | 0 | 0 | 0 | 0 | 0 | 0 | 0 | 0 | 0 | 0 | 0 | 0 | 0 | 0 | 0 | 0 | 0 | 0 | 0 | 0 | 0 | 0 | 0 | 0 | 0 | 0 | 'Calculations Yr 2'!
Electric | Liberty | 2028 | Planned | B - Income Eligible | B2b - IE Evaluation, Measurement and Verification | B2b - IE Evaluation, Measurement and Verification | 0 | 0 | 0 | 0 | 79754.4306 | 79754.4306 | 76089.4552 | 0 | 0 | 0 | 0 | 79754.4306 | 76089.4552 |  | 0 | 0 | 0 | 0 | 0 | 0 | 0 | 0 | 0 | 0 | 0 | 0 | 0 | 0 | 0 | 0 | 0 | 0 | 0 | 0 | 0 | 0 | 0 | 0 | 0 | 0 | 0 | 0 | 0 | 0 | 0 | 0 | 0 | 0 | 0 | 0 | 0 | 0 | 0 | 0 | 0 | 0 | 0 | 0 | 0 | 0 | 0 | 0 | 0 | 0 | 0 | 0 | 0 | 0 | 0 | 0 | 0 | 0 | 0 | 0 | 0 | 0 | 0 | 0 | 0 | 0 | 0 | 0 | 0 | 0 | 0 | 0 | 0 | 'Calculations Yr 2'!
Electric | Liberty | 2028 | Planned | B - Income Eligible | B3 - IE TBD Pilots/Demonstrations | B3a - IE TBD Pilots/Demonstrations 1 | 0 | 0 | 0 | 0 | 0 | 0 | 0 | 0 | 0 | 0 | 0 | 0 | 0 |  | 0 | 0 | 0 | 0 | 0 | 0 | 0 | 0 | 0 | 0 | 0 | 0 | 0 | 0 | 0 | 0 | 0 | 0 | 0 | 0 | 0 | 0 | 0 | 0 | 0 | 0 | 0 | 0 | 0 | 0 | 0 | 0 | 0 | 0 | 0 | 0 | 0 | 0 | 0 | 0 | 0 | 0 | 0 | 0 | 0 | 0 | 0 | 0 | 0 | 0 | 0 | 0 | 0 | 0 | 0 | 0 | 0 | 0 | 0 | 0 | 0 | 0 | 0 | 0 | 0 | 0 | 0 | 0 | 0 | 0 | 0 | 0 | 0 | 'Calculations Yr 2'!
Electric | Liberty | 2028 | Planned | A - Residential | A1 - Energy Star Homes | A1a - ES Homes | 11865.0644 | 227643.6767 | 25385.7191 | 11037.2692 | 0 | 275931.7293 | 263251.7691 | 0 | 0 | 70280.3309 | 67050.7212 | 346212.0602 | 330302.4903 |  | 21.6222 | 4.2878 | 71.9158 | 71.9158 | 1757.2515 | 1757.2515 | 0 | 0 | 0 | 0 | 0 | 0 | 0 | 0 | 0 | 0 | 583.596 | 583.596 | 14585.0011 | 14585.0011 | 0 | 0 | 0 | 0 | 0 | 0 | 0 | 0 | 0 | 0 | 0 | 0 | 583.596 | 14585.0011 | 5761 | 63371 | 47979.9605 | 55508.3001 | 3446.4155 | 2914.2992 | 109848.9754 | 6702.7274 | 116551.7028 | 6162.6688 | 0 | 415.9889 | 79.2187 | 5950.7373 | 0 | 7115.0043 | 19723.6181 | 0 | 0 | 0 | 0 | 0 | 0 | 718837.6615 | 0 | 0 | 1292.4811 | 720130.1426 | 856405.4635 | 12625.2103 | 226403.4559 | 304778.0105 | 1082808.9194 | 1161183.474 | 136275.3209 | 1374961.7196 | 7118.7163 | 0 | 718837.6615 | 'Calculations Yr 2'!
Electric | Liberty | 2028 | Planned | A - Residential | A2 - Home Performance | A2a - Home Performance (Weatherization) | 24356.827 | 312645.1406 | 74203.3568 | 22657.5135 | 0 | 433862.8379 | 413925.4297 | 0 | 0 | 192291.0284 | 183454.6304 | 626153.8663 | 597380.0601 |  | 5.1376 | 10.5646 | 36.7159 | 36.7159 | 657.5124 | 657.5124 | 0 | 0 | 0 | 0 | 0 | 0 | 1031.8991 | 1031.8991 | 21606.6804 | 21606.6804 | 277.1206 | 277.1206 | 5489.0619 | 5489.0619 | 9.0078 | 9.0078 | 166.7041 | 166.7041 | 137.5879 | 137.5879 | 2844.3904 | 2844.3904 | 40.6288 | 40.6288 | 860.0843 | 860.0843 | 1496.2442 | 30966.9212 | 112955.04 | 1392652.8 | 10953.2967 | 8740.9273 | 10115.676 | 8441.986 | 38251.886 | 2831.407 | 41083.293 | 15164.8496 | 0 | 1023.277 | 195.1838 | 14608.1392 | 0 | 17466.2344 | 48457.684 | 0 | 0 | 0 | 576504.8298 | 255.9288 | 5715.62 | 280986.6134 | 73007.4897 | 23005.1996 | 27688.4066 | 987164.0878 | 1076705.0648 | 26037.8464 | 288292.011 | 540695.0362 | 1364997.0758 | 1617400.101 | 89540.977 | 1879654.2655 | 3854.6839 | 0 | 959475.6812 | 'Calculations Yr 2'!
Electric | Liberty | 2028 | Planned | A - Residential | A2 - Home Performance | A2b - Home Performance (HVAC Systems) | 0 | 122575 | 0 | 0 | 0 | 122575 | 116942.2802 | 0 | 0 | 0 | 0 | 122575 | 116942.2802 |  | 1.051 | 1.0991 | 99.8084 | 99.8084 | 1517.4628 | 1517.4628 | 0 | 0 | 0 | 0 | 0 | 0 | 52.8759 | 52.8759 | 793.1385 | 793.1385 | 44.2728 | 44.2728 | 664.092 | 664.092 | 0 | 0 | 0 | 0 | 0 | 0 | 0 | 0 | 4.0788 | 4.0788 | 61.182 | 61.182 | 101.2275 | 1518.4125 | 0 | 0 | 9209.4894 | 6214.0288 | 35353.5198 | 30158.8376 | 80935.8756 | 6621.1357 | 87557.0114 | 1447.3971 | 0 | 106.627 | 20.3055 | 1399.6407 | 0 | 1673.4817 | 4647.452 | 0 | 0 | 0 | 22574.2122 | 10.388 | 0 | 35889.0065 | 0 | 1748.6364 | 0 | 60222.2431 | 152426.7065 | 1229.9609 | 39336.6375 | 105754.4968 | 191763.344 | 258181.2033 | 92204.4633 | 296287.8799 | 6727.7627 | 0 | 60222.2431 | 'Calculations Yr 2'!
Electric | Liberty | 2028 | Planned | A - Residential | A2 - Home Performance | A2c - Home Performance 3rd Party Financing (Loan buy-down) | 0 | 10000 | 0 | 0 | 0 | 10000 | 9540.4675 | 0 | 0 | 0 | 0 | 10000 | 9540.4675 |  | 0 | 0 | 0 | 0 | 0 | 0 | 0 | 0 | 0 | 0 | 0 | 0 | 0 | 0 | 0 | 0 | 0 | 0 | 0 | 0 | 0 | 0 | 0 | 0 | 0 | 0 | 0 | 0 | 0 | 0 | 0 | 0 | 0 | 0 | 0 | 0 | 0 | 0 | 0 | 0 | 0 | 0 | 0 | 0 | 0 | 0 | 0 | 0 | 0 | 0 | 0 | 0 | 0 | 0 | 0 | 0 | 0 | 0 | 0 | 0 | 0 | 0 | 0 | 0 | 0 | 0 | 0 | 0 | 0 | 0 | 0 | 0 | 0 | 'Calculations Yr 2'!
Electric | Liberty | 2028 | Planned | A - Residential | A3 - Energy Star Products | A3b - ES Appliances and Products | 20534.5913 | 119525.9351 | 126789.1624 | 19101.9454 | 0 | 285951.6341 | 272811.2267 | 0 | 0 | 124952.2382 | 119210.2766 | 410903.8724 | 392021.5033 |  | 37.9196 | 51.8692 | 148.3688 | 280.9409 | 1141.004 | 1685.9972 | 12.0139 | 12.0139 | 120.1394 | 120.1394 | 1321.5335 | 1321.5335 | 21.0567 | 21.0567 | 231.6236 | 231.6236 | 1.6794 | 1.6794 | 18.473 | 18.473 | 0 | 0 | 0 | 0 | 0 | 0 | 0 | 0 | 0 | 0 | 0 | 0 | 34.75 | 382.25 | 191155 | 2102705 | 27715.7805 | 24906.3607 | 11250.1482 | 11332.5299 | 75204.8193 | 9040.7288 | 84245.5481 | 27891.6779 | 0 | 4377.5376 | 872.4108 | 33023.0316 | 0 | 39484.0166 | 105648.6745 | 731.6315 | 22.732 | 754.3635 | 6838.383 | 3.2417 | 0 | 1035.5684 | 0 | 0 | 42885.6492 | 50762.8423 | 241411.4284 | 295.0179 | 49926.4627 | 72088.1595 | 291337.8911 | 313499.5879 | 189894.2226 | 363131.0327 | 13418.2664 | 22.732 | 7877.193 | 'Calculations Yr 2'!
Electric | Liberty | 2028 | Planned | A - Residential | A3 - Energy Star Products | A3c - ES HVAC Systems | 0 | 191597 | 0 | 0 | 0 | 191597 | 182792.4948 | 0 | 0 | -37718.3592 | -35985.078 | 153878.6408 | 146807.4168 |  | 125.3958 | 14.0516 | 319.576 | 444.7813 | 5665.2238 | 7880.2618 | 93.5143 | 123.0759 | 935.1433 | 1230.7588 | 14027.1493 | 18461.3824 | 173.6548 | 226.4268 | 2604.8215 | 3396.4016 | 20.3264 | 24.4587 | 304.8965 | 366.8804 | 0 | 0 | 0 | 0 | 0 | 0 | 0 | 0 | 0 | 0 | 0 | 0 | 287.4955 | 4312.4329 | 0 | 0 | 160207.007 | 185064.1688 | 17637.4762 | 14860.1095 | 377768.7614 | 29397.8734 | 407166.6348 | 17871.3889 | 0 | 1363.2361 | 259.6075 | 17431.2732 | 0 | 20841.717 | 57767.2227 | 8098.1207 | 207.8846 | 8306.0053 | 74138.1142 | 34.1162 | 0 | 16477.2854 | 0 | 0 | 0 | 90649.5158 | 563889.3786 | 3504.2963 | 144476.641 | 344110.2837 | 708366.0196 | 907999.6624 | 464933.8575 | 1048972.007 | 30761.1094 | 207.8846 | 90649.5158 | 'Calculations Yr 2'!
Electric | Liberty | 2028 | Planned | A - Residential | A4 - Residential Behavior | A4a - Residential Behavior | 7095 | 136950 | 14355 | 6600 | 0 | 165000 | 157417.7135 | 0 | 0 | 0 | 0 | 165000 | 157417.7135 |  | 447.6153 | 288.733 | 2073.5 | 2073.5 | 2073.5 | 2073.5 | 0 | 0 | 0 | 0 | 0 | 0 | 0 | 0 | 0 | 0 | 0 | 0 | 0 | 0 | 0 | 0 | 0 | 0 | 0 | 0 | 0 | 0 | 0 | 0 | 0 | 0 | 0 | 0 | 0 | 0 | 65989.9146 | 56182.7291 | 21156.912 | 16715.3617 | 160044.9174 | 13654.8374 | 173699.7548 | 11933.7941 | 0 | 5232.2652 | 1108.6846 | 24499.0961 | 0 | 29292.3656 | 72066.2055 | 0 | 0 | 0 | 0 | 0 | 0 | 0 | 0 | 0 | 0 | 0 | 245765.9603 | 0 | 61441.4901 | 131178.6035 | 307207.4504 | 376944.5638 | 245765.9603 | 438386.0539 | 18887.1026 | 0 | 0 | 'Calculations Yr 2'!
Electric | Liberty | 2028 | Planned | A - Residential | A5 - Residential Active Demand Response | A5a - Residential Active Demand Response | 6690.0755 | 134890.5919 | 7779.1575 | 6223.326 | 0 | 155583.151 | 148433.5993 | 0 | 0 | 0 | 0 | 155583.151 | 148433.5993 |  | 0 | 1060.8 | 0 | 0 | 0 | 0 | 0 | 0 | 0 | 0 | 0 | 0 | 0 | 0 | 0 | 0 | 0 | 0 | 0 | 0 | 0 | 0 | 0 | 0 | 0 | 0 | 0 | 0 | 0 | 0 | 0 | 0 | 0 | 0 | 0 | 0 | 0 | 0 | 0 | 0 | 0 | 0 | 0 | 43844.5583 | 0 | 19223.2542 | 4073.2884 | 90009.266 | 0 | 107619.6573 | 264770.0242 | 0 | 0 | 0 | 0 | 0 | 0 | 0 | 0 | 0 | 0 | 0 | 264770.0242 | 0 | 66192.506 | 0 | 330962.5302 | 264770.0242 | 264770.0242 | 330962.5302 | 19223.2542 | 0 | 0 | 'Calculations Yr 2'!
Electric | Liberty | 2028 | Planned | A - Residential | A6a - Res Education | A6a - Res Education | 3847.1492 | 50102.4076 | 7783.7669 | 27735.2613 | 0 | 89468.5849 | 85357.2125 | 0 | 0 | 0 | 0 | 89468.5849 | 85357.2125 |  | 0 | 0 | 0 | 0 | 0 | 0 | 0 | 0 | 0 | 0 | 0 | 0 | 0 | 0 | 0 | 0 | 0 | 0 | 0 | 0 | 0 | 0 | 0 | 0 | 0 | 0 | 0 | 0 | 0 | 0 | 0 | 0 | 0 | 0 | 0 | 0 | 0 | 0 | 0 | 0 | 0 | 0 | 0 | 0 | 0 | 0 | 0 | 0 | 0 | 0 | 0 | 0 | 0 | 0 | 0 | 0 | 0 | 0 | 0 | 0 | 0 | 0 | 0 | 0 | 0 | 0 | 0 | 0 | 0 | 0 | 0 | 0 | 0 | 'Calculations Yr 2'!
Electric | Liberty | 2028 | Planned | A - Residential | A6b - Res Evaluation, Measurement and Verification | A6b - Res Evaluation, Measurement and Verification | 0 | 0 | 0 | 0 | 91051.0493 | 91051.0493 | 86866.9575 | 0 | 0 | 0 | 0 | 91051.0493 | 86866.9575 |  | 0 | 0 | 0 | 0 | 0 | 0 | 0 | 0 | 0 | 0 | 0 | 0 | 0 | 0 | 0 | 0 | 0 | 0 | 0 | 0 | 0 | 0 | 0 | 0 | 0 | 0 | 0 | 0 | 0 | 0 | 0 | 0 | 0 | 0 | 0 | 0 | 0 | 0 | 0 | 0 | 0 | 0 | 0 | 0 | 0 | 0 | 0 | 0 | 0 | 0 | 0 | 0 | 0 | 0 | 0 | 0 | 0 | 0 | 0 | 0 | 0 | 0 | 0 | 0 | 0 | 0 | 0 | 0 | 0 | 0 | 0 | 0 | 0 | 'Calculations Yr 2'!
Electric | Liberty | 2028 | Planned | A - Residential | A7 - Res TBD Pilots/Demonstrations | A7a - TBD Res Pilot/Demonstration 1 | 0 | 0 | 0 | 0 | 0 | 0 | 0 | 0 | 0 | 0 | 0 | 0 | 0 |  | 0 | 0 | 0 | 0 | 0 | 0 | 0 | 0 | 0 | 0 | 0 | 0 | 0 | 0 | 0 | 0 | 0 | 0 | 0 | 0 | 0 | 0 | 0 | 0 | 0 | 0 | 0 | 0 | 0 | 0 | 0 | 0 | 0 | 0 | 0 | 0 | 0 | 0 | 0 | 0 | 0 | 0 | 0 | 0 | 0 | 0 | 0 | 0 | 0 | 0 | 0 | 0 | 0 | 0 | 0 | 0 | 0 | 0 | 0 | 0 | 0 | 0 | 0 | 0 | 0 | 0 | 0 | 0 | 0 | 0 | 0 | 0 | 0 | 'Calculations Yr 2'!
Electric | Liberty | 2028 | Planned | A - Residential | A7 - Res TBD Pilots/Demonstrations | A7b - TBD Res Pilot/Demonstration 2 | 0 | 0 | 0 | 0 | 0 | 0 | 0 | 0 | 0 | 0 | 0 | 0 | 0 |  | 0 | 0 | 0 | 0 | 0 | 0 | 0 | 0 | 0 | 0 | 0 | 0 | 0 | 0 | 0 | 0 | 0 | 0 | 0 | 0 | 0 | 0 | 0 | 0 | 0 | 0 | 0 | 0 | 0 | 0 | 0 | 0 | 0 | 0 | 0 | 0 | 0 | 0 | 0 | 0 | 0 | 0 | 0 | 0 | 0 | 0 | 0 | 0 | 0 | 0 | 0 | 0 | 0 | 0 | 0 | 0 | 0 | 0 | 0 | 0 | 0 | 0 | 0 | 0 | 0 | 0 | 0 | 0 | 0 | 0 | 0 | 0 | 0 | 'Calculations Yr 2'!
Electric | Liberty | 2028 | Planned | C - Commercial & Industrial | C1 - Large Business Energy Solutions | C1a - LCI Retrofit | 57665.3557 | 566541.5357 | 224760.7817 | 53642.1913 | 0 | 902609.8644 | 861132.0061 | 0 | 0 | 1282979.5937 | 1224022.5095 | 2185589.4582 | 2085154.5156 |  | 109.2503 | 162.2764 | 1637.1544 | 1699.6922 | 14083.5521 | 14364.5843 | -229.2224 | -243.8536 | -2292.224 | -2438.5362 | -11105.4632 | -11814.3225 | -458.4448 | -487.7072 | -2221.0926 | -2362.8645 | 0 | 0 | 0 | 0 | 0 | 0 | 0 | 0 | 0 | 0 | 0 | 0 | 0 | 0 | 0 | 0 | -687.6672 | -3331.6389 | 0 | 0 | 281523.9004 | 243521.9087 | 195294.3987 | 161065.0101 | 881405.2179 | 93001.6034 | 974406.8213 | 79147.3733 | 0 | 13807.0708 | 2793.8158 | 95635.2884 | 0 | 114346.4159 | 305729.9642 | -9131.7902 | -870.5665 | -10002.3568 | -62355.6435 | -34.5243 | 0 | 0 | 0 | 0 | 0 | -62390.1678 | 1207744.2609 | -2431.3865 | 118343.0396 | 706758.2374 | 1326087.3005 | 1914502.4983 | 1280136.7855 | 2035276.9244 | 106808.6742 | -870.5665 | -62390.1678 | 'Calculations Yr 2'!
Electric | Liberty | 2028 | Planned | C - Commercial & Industrial | C1 - Large Business Energy Solutions | C1b - LCI New Equipment | 0 | 400191.8652 | 0 | 0 | 0 | 400191.8652 | 381801.7477 | 0 | 0 | 78269.8715 | 74673.1164 | 478461.7366 | 456474.864 |  | 109.0321 | 227.3893 | 1186.8491 | 1223.0075 | 17152.9486 | 17693.8155 | -33.6461 | -35.7938 | -336.4615 | -357.9377 | -4831.8407 | -5140.2561 | -67.2923 | -71.5875 | -966.3681 | -1028.0512 | 0 | 0 | 0 | 0 | 0 | 0 | 0 | 0 | 0 | 0 | 0 | 0 | 0 | 0 | 0 | 0 | -100.9384 | -1449.5522 | 12082 | 140456 | 328286.7991 | 218240.0983 | 289197.4988 | 193090.5968 | 1028814.9931 | 88893.8737 | 1117708.8667 | 288400.3825 | 0 | 21862.4404 | 4184.4075 | 279522.4926 | 0 | 334211.312 | 928181.0351 | -3744.2285 | -142.0215 | -3886.25 | -24956.1173 | -12.7552 | 0 | 0 | 0 | 0 | 2833.6607 | -22135.2119 | 2019868.44 | -1182.7388 | 200520.7392 | 851838.8695 | 2220389.1791 | 2871707.3095 | 2045889.9019 | 3073410.7874 | 110756.3141 | -142.0215 | -24968.8725 | 'Calculations Yr 2'!
Electric | Liberty | 2028 | Planned | C - Commercial & Industrial | C1 - Large Business Energy Solutions | C1c - LCI Midstream | 0 | 5629.8145 | 0 | 0 | 0 | 5629.8145 | 5371.1062 | 0 | 0 | 5949.6919 | 5676.2842 | 11579.5064 | 11047.3904 |  | 1.7078 | 1.4201 | 14.2949 | 16.622 | 206.5845 | 240.2145 | 0 | 0 | 0 | 0 | 0 | 0 | 0 | 0 | 0 | 0 | 0 | 0 | 0 | 0 | 0 | 0 | 0 | 0 | 0 | 0 | 0 | 0 | 0 | 0 | 0 | 0 | 0 | 0 | 0 | 0 | 5211.4876 | 4920.0633 | 1673.0694 | 1627.4525 | 13432.0729 | 1219.9485 | 14652.0214 | 1472.441 | 0 | 137.7768 | 26.2375 | 1510.1406 | 0 | 1805.6009 | 4952.1968 | 0 | 0 | 0 | 0 | 0 | 0 | 0 | 0 | 0 | 0 | 0 | 19604.2182 | 0 | 1960.4218 | 10653.4708 | 21564.64 | 30257.689 | 19604.2182 | 32218.1109 | 1357.7253 | 0 | 0 | 'Calculations Yr 2'!
Electric | Liberty | 2028 | Planned | C - Commercial & Industrial | C1 - Large Business Energy Solutions | C1d - LCI Direct Install | 0 | 0 | 0 | 0 | 0 | 0 | 0 | 0 | 0 | 0 | 0 | 0 | 0 |  | 0 | 0 | 0 | 0 | 0 | 0 | 0 | 0 | 0 | 0 | 0 | 0 | 0 | 0 | 0 | 0 | 0 | 0 | 0 | 0 | 0 | 0 | 0 | 0 | 0 | 0 | 0 | 0 | 0 | 0 | 0 | 0 | 0 | 0 | 0 | 0 | 0 | 0 | 0 | 0 | 0 | 0 | 0 | 0 | 0 | 0 | 0 | 0 | 0 | 0 | 0 | 0 | 0 | 0 | 0 | 0 | 0 | 0 | 0 | 0 | 0 | 0 | 0 | 0 | 0 | 0 | 0 | 0 | 0 | 0 | 0 | 0 | 0 | 'Calculations Yr 2'!
Electric | Liberty | 2028 | Planned | C - Commercial & Industrial | C1 - Large Business Energy Solutions | C1e - LCI New Construction | 0 | 32623.2394 | 0 | 0 | 0 | 32623.2394 | 31124.0954 | 0 | 0 | 5441.868 | 5191.7965 | 38065.1074 | 36315.8919 |  | 12.1323 | 9.1283 | 117.5929 | 117.5929 | 1763.8928 | 1763.8928 | -4.4106 | -4.4106 | -44.1056 | -44.1056 | -661.5847 | -661.5847 | -8.8211 | -8.8211 | -132.3169 | -132.3169 | 0 | 0 | 0 | 0 | 0 | 0 | 0 | 0 | 0 | 0 | 0 | 0 | 0 | 0 | 0 | 0 | -13.2317 | -198.4754 | 0 | 0 | 35957.0568 | 25927.773 | 27298.1667 | 18364.5409 | 107547.5374 | 9350.268 | 116897.8054 | 9791.2199 | 0 | 885.5891 | 168.6469 | 9994.425 | 0 | 11949.843 | 32789.724 | -510.8965 | -18.6216 | -529.518 | -3403.0584 | -1.733 | 0 | 0 | 0 | 0 | 0 | -3404.7914 | 145753.22 | -162.7986 | 14412.5234 | 87579.383 | 160165.7434 | 233332.603 | 149687.5295 | 247907.925 | 10235.8572 | -18.6216 | -3404.7914 | 'Calculations Yr 2'!
Electric | Liberty | 2028 | Planned | C - Commercial & Industrial | C2 - Small Business Energy Solutions | C2a - SCI Retrofit | 56391.4997 | 623554.6182 | 207861.6909 | 52457.2091 | 0 | 940265.0179 | 897056.7829 | 0 | 0 | 560919.2998 | 535143.2341 | 1501184.3178 | 1432200.0169 |  | 132.2481 | 138.0753 | 1141.87 | 1191.3526 | 9048.3951 | 9302.6162 | -137.4172 | -146.1885 | -1374.1716 | -1461.8847 | -7775.9646 | -8272.3028 | -274.8343 | -292.3769 | -1555.1929 | -1654.4606 | 0 | 0 | 0 | 0 | 0 | 0 | 0 | 0 | 0 | 0 | 0 | 0 | 0 | 0 | 0 | 0 | -412.2515 | -2332.7894 | 0 | 0 | 180049.772 | 147946.4841 | 128241.3267 | 110524.5462 | 566762.1291 | 65228.2056 | 631990.3347 | 75105.9558 | 0 | 12575.0495 | 2505.0031 | 88578.0129 | 0 | 105908.3784 | 284672.3997 | -6379.2834 | -555.357 | -6934.6404 | -43456.6306 | -23.919 | 0 | 0 | 0 | 0 | 0 | -43480.5496 | 866247.5444 | -1712.3561 | 84912.3984 | 465741.9371 | 951159.9428 | 1331989.4815 | 916662.7344 | 1418614.2359 | 77803.2552 | -555.357 | -43480.5496 | 'Calculations Yr 2'!
Electric | Liberty | 2028 | Planned | C - Commercial & Industrial | C2 - Small Business Energy Solutions | C2b - SCI New Equipment | 0 | 251937.9073 | 0 | 0 | 0 | 251937.9073 | 240360.5412 | 0 | 0 | 49738.9743 | 47453.3067 | 301676.8816 | 287813.8479 |  | 44.1216 | 61.4132 | 278.455 | 285.9645 | 4060.1248 | 4172.7677 | -4.1797 | -4.4465 | -41.7967 | -44.4646 | -626.9506 | -666.9687 | -8.3593 | -8.8929 | -125.3901 | -133.3937 | 0 | 0 | 0 | 0 | 0 | 0 | 0 | 0 | 0 | 0 | 0 | 0 | 0 | 0 | 0 | 0 | -12.539 | -188.0852 | 368975.6939 | 4473855.3264 | 81698.5851 | 67793.8784 | 56033.8101 | 44009.7997 | 249536.0733 | 22309.0035 | 271845.0768 | 65072.4031 | 0 | 5955.844 | 1134.6241 | 66136.726 | 0 | 79076.4342 | 217376.0315 | -484.1509 | -17.6467 | -501.7976 | -3224.9075 | -1.6423 | 0 | 0 | 0 | 0 | 90121.8846 | 86895.3349 | 575614.6456 | -154.276 | 48395.0001 | 206469.6775 | 624009.6456 | 782084.3231 | 489221.1083 | 830633.5992 | 28264.8475 | -17.6467 | -3226.5497 | 'Calculations Yr 2'!
Electric | Liberty | 2028 | Planned | C - Commercial & Industrial | C2 - Small Business Energy Solutions | C2c - SCI Midstream | 0 | 103880.3263 | 0 | 0 | 0 | 103880.3263 | 99106.6875 | 0 | 0 | 15323.5012 | 14619.3365 | 119203.8274 | 113726.024 |  | 16.0903 | 27.4176 | 244.5417 | 284.3508 | 4005.5505 | 4657.6169 | 0 | 0 | 0 | 0 | 0 | 0 | 0 | 0 | 0 | 0 | 0 | 0 | 0 | 0 | 0 | 0 | 0 | 0 | 0 | 0 | 0 | 0 | 0 | 0 | 0 | 0 | 0 | 0 | 0 | 0 | 86138.77 | 70652.1002 | 51789.7769 | 37964.0286 | 246544.6757 | 20071.2915 | 266615.9671 | 32603.8961 | 0 | 2659.9556 | 506.5479 | 32044.928 | 0 | 38314.5461 | 106129.8738 | 0 | 0 | 0 | 0 | 0 | 0 | 0 | 0 | 0 | 0 | 0 | 372745.841 | 0 | 37274.5841 | 198097.5244 | 410020.4251 | 570843.3654 | 372745.841 | 608117.9495 | 22731.2471 | 0 | 0 | 'Calculations Yr 2'!
Electric | Liberty | 2028 | Planned | C - Commercial & Industrial | C2 - Small Business Energy Solutions | C2d - SCI Direct Install | 0 | 0 | 0 | 0 | 0 | 0 | 0 | 0 | 0 | 0 | 0 | 0 | 0 |  | 0 | 0 | 0 | 0 | 0 | 0 | 0 | 0 | 0 | 0 | 0 | 0 | 0 | 0 | 0 | 0 | 0 | 0 | 0 | 0 | 0 | 0 | 0 | 0 | 0 | 0 | 0 | 0 | 0 | 0 | 0 | 0 | 0 | 0 | 0 | 0 | 0 | 0 | 0 | 0 | 0 | 0 | 0 | 0 | 0 | 0 | 0 | 0 | 0 | 0 | 0 | 0 | 0 | 0 | 0 | 0 | 0 | 0 | 0 | 0 | 0 | 0 | 0 | 0 | 0 | 0 | 0 | 0 | 0 | 0 | 0 | 0 | 0 | 'Calculations Yr 2'!
Electric | Liberty | 2028 | Planned | C - Commercial & Industrial | C2 - Small Business Energy Solutions | C2e - SCI New Construction | 0 | 15346.9753 | 0 | 0 | 0 | 15346.9753 | 14641.7319 | 0 | 0 | 0 | 0 | 15346.9753 | 14641.7319 |  | 0 | 0 | 0 | 0 | 0 | 0 | 0 | 0 | 0 | 0 | 0 | 0 | 0 | 0 | 0 | 0 | 0 | 0 | 0 | 0 | 0 | 0 | 0 | 0 | 0 | 0 | 0 | 0 | 0 | 0 | 0 | 0 | 0 | 0 | 0 | 0 | 0 | 0 | 0 | 0 | 0 | 0 | 0 | 0 | 0 | 0 | 0 | 0 | 0 | 0 | 0 | 0 | 0 | 0 | 0 | 0 | 0 | 0 | 0 | 0 | 0 | 0 | 0 | 0 | 0 | 0 | 0 | 0 | 0 | 0 | 0 | 0 | 0 | 'Calculations Yr 2'!
Electric | Liberty | 2028 | Planned | C - Commercial & Industrial | C3 - Municipal Energy Solutions | C3a - Muni Retrofit | 6828.2284 | 75106.9417 | 25169.1675 | 6351.8404 | 0 | 113456.178 | 108242.4977 | 0 | 0 | 72076.9734 | 68764.8021 | 185533.1515 | 177007.2998 |  | 51.8604 | 10.5825 | 253.7767 | 269.6629 | 1169.7443 | 1240.5703 | -7.1064 | -7.56 | -71.0639 | -75.5999 | -374.1848 | -398.069 | -14.2128 | -15.12 | -74.837 | -79.6138 | 35.757 | 35.757 | 536.355 | 536.355 | 0 | 0 | 0 | 0 | 0 | 0 | 0 | 0 | 0 | 0 | 0 | 0 | 14.4378 | 424.0996 | 0 | 0 | 21605.1045 | 27559.9371 | 12894.2714 | 15610.769 | 77670.0819 | 10715.9456 | 88386.0275 | 5812.6625 | 0 | 988.9751 | 192.9881 | 6976.0107 | 0 | 8340.8733 | 22311.5098 | -307.5865 | -28.4037 | -335.9902 | -2100.4244 | -1.1616 | 0 | 28985.8154 | 0 | 0 | 0 | 26884.2294 | 137245.7764 | 330.5943 | 14055.172 | 77432.0154 | 151300.9484 | 214677.7918 | 110697.5373 | 228402.3695 | 11704.9207 | -28.4037 | 26884.2294 | 'Calculations Yr 2'!
Electric | Liberty | 2028 | Planned | C - Commercial & Industrial | C3 - Municipal Energy Solutions | C3b - Muni New Equipment | 0 | 32315.7445 | 0 | 0 | 0 | 32315.7445 | 30830.731 | 0 | 0 | 8519.8167 | 8128.3034 | 40835.5612 | 38959.0344 |  | 5.4105 | 7.9627 | 52.3316 | 54.3311 | 770.4801 | 800.4737 | -1.2103 | -1.2876 | -12.1034 | -12.876 | -181.5511 | -193.1395 | -2.4207 | -2.5752 | -36.3102 | -38.6279 | 40.0886 | 40.0886 | 879.2957 | 879.2957 | 0 | 0 | 0 | 0 | 0 | 0 | 0 | 0 | 0 | 0 | 0 | 0 | 36.4575 | 824.8304 | 0 | 0 | 22820.6294 | 10697.1047 | 9709.704 | 5942.3445 | 49169.7827 | 4431.5745 | 53601.3572 | 8091.5857 | 0 | 772.507 | 147.1122 | 8294.3908 | 0 | 9917.1956 | 27222.7912 | -140.1995 | -5.1101 | -145.3096 | -933.8624 | -0.47557 | 0 | 44128.5612 | 0 | 0 | 0 | 43194.2232 | 123873.062 | 700.5723 | 13087.8785 | 53160.5957 | 136960.9405 | 177033.6577 | 80824.1484 | 189420.9639 | 5204.0815 | -5.1101 | 43194.2232 | 'Calculations Yr 2'!
Electric | Liberty | 2028 | Planned | C - Commercial & Industrial | C3 - Municipal Energy Solutions | C3d - Muni Direct Install | 0 | 0 | 0 | 0 | 0 | 0 | 0 | 0 | 0 | 0 | 0 | 0 | 0 |  | 0 | 0 | 0 | 0 | 0 | 0 | 0 | 0 | 0 | 0 | 0 | 0 | 0 | 0 | 0 | 0 | 0 | 0 | 0 | 0 | 0 | 0 | 0 | 0 | 0 | 0 | 0 | 0 | 0 | 0 | 0 | 0 | 0 | 0 | 0 | 0 | 0 | 0 | 0 | 0 | 0 | 0 | 0 | 0 | 0 | 0 | 0 | 0 | 0 | 0 | 0 | 0 | 0 | 0 | 0 | 0 | 0 | 0 | 0 | 0 | 0 | 0 | 0 | 0 | 0 | 0 | 0 | 0 | 0 | 0 | 0 | 0 | 0 | 'Calculations Yr 2'!
Electric | Liberty | 2028 | Planned | C - Commercial & Industrial | C3 - Municipal Energy Solutions | C3e - Muni New Construction | 0 | 13024.0869 | 0 | 0 | 0 | 13024.0869 | 12425.5878 | 0 | 0 | 1527 | 1456.8294 | 14551.0869 | 13882.4172 |  | 1.1797 | 1.7251 | 15.9271 | 15.9271 | 238.9062 | 238.9062 | -0.86705 | -0.86705 | -8.6705 | -8.6705 | -130.0573 | -130.0573 | -1.7341 | -1.7341 | -26.0115 | -26.0115 | 0 | 0 | 0 | 0 | 0 | 0 | 0 | 0 | 0 | 0 | 0 | 0 | 0 | 0 | 0 | 0 | -2.6011 | -39.0172 | 0 | 0 | 5381.9473 | 2853.7797 | 4222.48 | 2125.6983 | 14583.9052 | 1276.578 | 15860.4832 | 1850.4228 | 0 | 167.3657 | 31.8722 | 1888.8262 | 0 | 2258.3766 | 6196.8636 | -100.4343 | -3.6607 | -104.095 | -668.9885 | -0.34068 | 0 | 0 | 0 | 0 | 0 | -669.3291 | 21283.9226 | -32.0037 | 2096.3886 | 11708.0348 | 23380.3112 | 32991.9575 | 22057.3468 | 35120.3497 | 1443.9437 | -3.6607 | -669.3291 | 'Calculations Yr 2'!
Electric | Liberty | 2028 | Planned | C - Commercial & Industrial | C5 - C&I Active Demand Response | C5a - C&I Active Demand Response | 22145 | 427450 | 44805 | 20600 | 0 | 515000 | 491334.0754 | 0 | 0 | 0 | 0 | 515000 | 491334.0754 |  | 0 | 5256 | 0 | 0 | 0 | 0 | 0 | 0 | 0 | 0 | 0 | 0 | 0 | 0 | 0 | 0 | 0 | 0 | 0 | 0 | 0 | 0 | 0 | 0 | 0 | 0 | 0 | 0 | 0 | 0 | 0 | 0 | 0 | 0 | 0 | 0 | 0 | 0 | 0 | 0 | 0 | 0 | 0 | 36852.2093 | 0 | 7179.3452 | 10640.486 | 445973.5123 | 0 | 533228.6189 | 1033874.1717 | 0 | 0 | 0 | 0 | 0 | 0 | 0 | 0 | 0 | 0 | 0 | 1033874.1717 | 0 | 0 | 0 | 1033874.1717 | 1033874.1717 | 1033874.1717 | 1033874.1717 | 7179.3452 | 0 | 0 | 'Calculations Yr 2'!
Electric | Liberty | 2028 | Planned | C - Commercial & Industrial | C6a - C&I Education | C6a - C&I Education | 3311 | 32340 | 6699 | 34650 | 0 | 77000 | 73461.5996 | 0 | 0 | 0 | 0 | 77000 | 73461.5996 |  | 0 | 0 | 0 | 0 | 0 | 0 | 0 | 0 | 0 | 0 | 0 | 0 | 0 | 0 | 0 | 0 | 0 | 0 | 0 | 0 | 0 | 0 | 0 | 0 | 0 | 0 | 0 | 0 | 0 | 0 | 0 | 0 | 0 | 0 | 0 | 0 | 0 | 0 | 0 | 0 | 0 | 0 | 0 | 0 | 0 | 0 | 0 | 0 | 0 | 0 | 0 | 0 | 0 | 0 | 0 | 0 | 0 | 0 | 0 | 0 | 0 | 0 | 0 | 0 | 0 | 0 | 0 | 0 | 0 | 0 | 0 | 0 | 0 | 'Calculations Yr 2'!
Electric | Liberty | 2028 | Planned | C - Commercial & Industrial | C6c - C&I Customer Partnerships | C6c - C&I Customer Partnerships | 0 | 0 | 0 | 0 | 0 | 0 | 0 | 0 | 0 | 0 | 0 | 0 | 0 |  | 0 | 0 | 0 | 0 | 0 | 0 | 0 | 0 | 0 | 0 | 0 | 0 | 0 | 0 | 0 | 0 | 0 | 0 | 0 | 0 | 0 | 0 | 0 | 0 | 0 | 0 | 0 | 0 | 0 | 0 | 0 | 0 | 0 | 0 | 0 | 0 | 0 | 0 | 0 | 0 | 0 | 0 | 0 | 0 | 0 | 0 | 0 | 0 | 0 | 0 | 0 | 0 | 0 | 0 | 0 | 0 | 0 | 0 | 0 | 0 | 0 | 0 | 0 | 0 | 0 | 0 | 0 | 0 | 0 | 0 | 0 | 0 | 0 | 'Calculations Yr 2'!
Electric | Liberty | 2028 | Planned | C - Commercial & Industrial | C6d - Smart Start | C6d - Smart Start | 0 | 0 | 0 | 0 | 0 | 0 | 0 | 0 | 0 | 0 | 0 | 0 | 0 |  | 0 | 0 | 0 | 0 | 0 | 0 | 0 | 0 | 0 | 0 | 0 | 0 | 0 | 0 | 0 | 0 | 0 | 0 | 0 | 0 | 0 | 0 | 0 | 0 | 0 | 0 | 0 | 0 | 0 | 0 | 0 | 0 | 0 | 0 | 0 | 0 | 0 | 0 | 0 | 0 | 0 | 0 | 0 | 0 | 0 | 0 | 0 | 0 | 0 | 0 | 0 | 0 | 0 | 0 | 0 | 0 | 0 | 0 | 0 | 0 | 0 | 0 | 0 | 0 | 0 | 0 | 0 | 0 | 0 | 0 | 0 | 0 | 0 | 'Calculations Yr 2'!
Electric | Liberty | 2028 | Planned | C - Commercial & Industrial | C6b - C&I Evaluation, Measurement and Verification | C6b - C&I Evaluation, Measurement and Verification | 0 | 0 | 0 | 0 | 179120.0537 | 179120.0537 | 170888.9048 | 0 | 0 | 0 | 0 | 179120.0537 | 170888.9048 |  | 0 | 0 | 0 | 0 | 0 | 0 | 0 | 0 | 0 | 0 | 0 | 0 | 0 | 0 | 0 | 0 | 0 | 0 | 0 | 0 | 0 | 0 | 0 | 0 | 0 | 0 | 0 | 0 | 0 | 0 | 0 | 0 | 0 | 0 | 0 | 0 | 0 | 0 | 0 | 0 | 0 | 0 | 0 | 0 | 0 | 0 | 0 | 0 | 0 | 0 | 0 | 0 | 0 | 0 | 0 | 0 | 0 | 0 | 0 | 0 | 0 | 0 | 0 | 0 | 0 | 0 | 0 | 0 | 0 | 0 | 0 | 0 | 0 | 'Calculations Yr 2'!
Electric | Liberty | 2028 | Planned | C - Commercial & Industrial | C7 - C&I TBD Pilots/Demonstrations | C7a - TBD C&I Pilot/Demonstration 1 | 0 | 0 | 0 | 0 | 0 | 0 | 0 | 0 | 0 | 0 | 0 | 0 | 0 |  | 0 | 0 | 0 | 0 | 0 | 0 | 0 | 0 | 0 | 0 | 0 | 0 | 0 | 0 | 0 | 0 | 0 | 0 | 0 | 0 | 0 | 0 | 0 | 0 | 0 | 0 | 0 | 0 | 0 | 0 | 0 | 0 | 0 | 0 | 0 | 0 | 0 | 0 | 0 | 0 | 0 | 0 | 0 | 0 | 0 | 0 | 0 | 0 | 0 | 0 | 0 | 0 | 0 | 0 | 0 | 0 | 0 | 0 | 0 | 0 | 0 | 0 | 0 | 0 | 0 | 0 | 0 | 0 | 0 | 0 | 0 | 0 | 0 | 'Calculations Yr 2'!
Electric | Liberty | 2028 | Planned | C - Commercial & Industrial | C7 - C&I TBD Pilots/Demonstrations | C7b - TBD C&I Pilot/Demonstration 2 | 0 | 0 | 0 | 0 | 0 | 0 | 0 | 0 | 0 | 0 | 0 | 0 | 0 |  | 0 | 0 | 0 | 0 | 0 | 0 | 0 | 0 | 0 | 0 | 0 | 0 | 0 | 0 | 0 | 0 | 0 | 0 | 0 | 0 | 0 | 0 | 0 | 0 | 0 | 0 | 0 | 0 | 0 | 0 | 0 | 0 | 0 | 0 | 0 | 0 | 0 | 0 | 0 | 0 | 0 | 0 | 0 | 0 | 0 | 0 | 0 | 0 | 0 | 0 | 0 | 0 | 0 | 0 | 0 | 0 | 0 | 0 | 0 | 0 | 0 | 0 | 0 | 0 | 0 | 0 | 0 | 0 | 0 | 0 | 0 | 0 | 0 | 'Calculations Yr 2'!
'Calculations Yr '!
Electric | Liberty | 2029 | Planned | B - Income Eligible | B1 - Home Energy Assistance | B1a - HEA (Weatherization) | 64972.7675 | 1194381.9833 | 63461.7729 | 60439.7837 | 0 | 1383256.3073 | 1259047.0809 | 0 | 0 | 0 | 0 | 1383256.3073 | 1259047.0809 |  | 18.8469 | 35.8285 | 142.3264 | 142.3264 | 2144.9521 | 2144.9521 | 16.8688 | 16.8688 | 168.6881 | 168.6881 | 2531.329 | 2531.329 | 1115.2625 | 1115.2625 | 24124.5299 | 24124.5299 | 469.898 | 469.898 | 9939.2435 | 9939.2435 | 57.489 | 57.489 | 1285.3095 | 1285.3095 | 0 | 0 | 0 | 0 | 44.286 | 44.286 | 1107.15 | 1107.15 | 1703.8044 | 36709.3657 | 70552.4 | 856702 | 38723.0924 | 36364.796 | 27276.5589 | 25289.9395 | 127654.3867 | 11146.5812 | 138800.9679 | 42712.1787 | 0 | 3399.4873 | 647.4177 | 40874.8902 | 0 | 48872.0982 | 136506.0722 | 1354.8319 | 31.3212 | 1386.1532 | 627889.1068 | 273.7172 | 41834.2965 | 492919.6206 | 0 | 28299.4071 | 16683.2581 | 1207899.4063 | 1484592.5996 | 34382.9993 | 747770.296 | 753086.4939 | 2232362.8955 | 2951066.3901 | 275307.0401 | 2951066.3901 | 14546.0685 | 31.3212 | 1191216.1482 | 'Calculations Yr 3'!
Electric | Liberty | 2029 | Planned | B - Income Eligible | B1 - Home Energy Assistance | B1b - HEA (HVAC Systems) | 0 | 127738.2849 | 0 | 0 | 0 | 127738.2849 | 116268.0509 | 0 | 0 | 0 | 0 | 127738.2849 | 116268.0509 |  | 0.54142 | 0 | 1.5084 | 1.5084 | 20.1964 | 20.1964 | 0 | 0 | 0 | 0 | 0 | 0 | 445.9761 | 445.9761 | 8055.5258 | 8055.5258 | 64.5086 | 64.5086 | 968.9137 | 968.9137 | 2.06 | 2.06 | 30.9 | 30.9 | 0 | 0 | 0 | 0 | 0 | 0 | 0 | 0 | 512.5447 | 9055.3395 | 0 | 0 | 437.7775 | 472.4898 | 184.235 | 155.7469 | 1250.2492 | 102.4227 | 1352.6719 | 0 | 0 | 0 | 0 | 0 | 0 | 0 | 0 | 0 | 0 | 0 | 217931.846 | 96.6166 | 1084.7106 | 50954.1765 | 0 | 0 | 0 | 270067.3496 | 271420.0216 | 8598.7436 | 8598.7436 | 174121.7229 | 280018.7652 | 445541.7444 | 1352.6719 | 445541.7444 | 102.4227 | 0 | 270067.3496 | 'Calculations Yr 3'!
Electric | Liberty | 2029 | Planned | B - Income Eligible | B2a - IE Education | B2a - IE Education | 2069.4056 | 24980.6823 | 6405.3032 | 15816.1717 | 0 | 49271.5628 | 44847.2326 | 0 | 0 | 0 | 0 | 49271.5628 | 44847.2326 |  | 0 | 0 | 0 | 0 | 0 | 0 | 0 | 0 | 0 | 0 | 0 | 0 | 0 | 0 | 0 | 0 | 0 | 0 | 0 | 0 | 0 | 0 | 0 | 0 | 0 | 0 | 0 | 0 | 0 | 0 | 0 | 0 | 0 | 0 | 0 | 0 | 0 | 0 | 0 | 0 | 0 | 0 | 0 | 0 | 0 | 0 | 0 | 0 | 0 | 0 | 0 | 0 | 0 | 0 | 0 | 0 | 0 | 0 | 0 | 0 | 0 | 0 | 0 | 0 | 0 | 0 | 0 | 0 | 0 | 0 | 0 | 0 | 0 | 'Calculations Yr 3'!
Electric | Liberty | 2029 | Planned | B - Income Eligible | B2b - IE Evaluation, Measurement and Verification | B2b - IE Evaluation, Measurement and Verification | 0 | 0 | 0 | 0 | 82119.2713 | 82119.2713 | 74745.3876 | 0 | 0 | 0 | 0 | 82119.2713 | 74745.3876 |  | 0 | 0 | 0 | 0 | 0 | 0 | 0 | 0 | 0 | 0 | 0 | 0 | 0 | 0 | 0 | 0 | 0 | 0 | 0 | 0 | 0 | 0 | 0 | 0 | 0 | 0 | 0 | 0 | 0 | 0 | 0 | 0 | 0 | 0 | 0 | 0 | 0 | 0 | 0 | 0 | 0 | 0 | 0 | 0 | 0 | 0 | 0 | 0 | 0 | 0 | 0 | 0 | 0 | 0 | 0 | 0 | 0 | 0 | 0 | 0 | 0 | 0 | 0 | 0 | 0 | 0 | 0 | 0 | 0 | 0 | 0 | 0 | 0 | 'Calculations Yr 3'!
Electric | Liberty | 2029 | Planned | B - Income Eligible | B3 - IE TBD Pilots/Demonstrations | B3a - IE TBD Pilots/Demonstrations 1 | 0 | 0 | 0 | 0 | 0 | 0 | 0 | 0 | 0 | 0 | 0 | 0 | 0 |  | 0 | 0 | 0 | 0 | 0 | 0 | 0 | 0 | 0 | 0 | 0 | 0 | 0 | 0 | 0 | 0 | 0 | 0 | 0 | 0 | 0 | 0 | 0 | 0 | 0 | 0 | 0 | 0 | 0 | 0 | 0 | 0 | 0 | 0 | 0 | 0 | 0 | 0 | 0 | 0 | 0 | 0 | 0 | 0 | 0 | 0 | 0 | 0 | 0 | 0 | 0 | 0 | 0 | 0 | 0 | 0 | 0 | 0 | 0 | 0 | 0 | 0 | 0 | 0 | 0 | 0 | 0 | 0 | 0 | 0 | 0 | 0 | 0 | 'Calculations Yr 3'!
Electric | Liberty | 2029 | Planned | A - Residential | A1 - Energy Star Homes | A1a - ES Homes | 12345.756 | 236866.2485 | 26414.1756 | 11484.4242 | 0 | 287110.6042 | 261329.5643 | 0 | 0 | 72543.6354 | 66029.594 | 359654.2396 | 327359.1584 |  | 22.0642 | 4.3763 | 73.4683 | 73.4683 | 1796.0624 | 1796.0624 | 0 | 0 | 0 | 0 | 0 | 0 | 0 | 0 | 0 | 0 | 605.2333 | 605.2333 | 15125.933 | 15125.933 | 0 | 0 | 0 | 0 | 0 | 0 | 0 | 0 | 0 | 0 | 0 | 0 | 605.2333 | 15125.933 | 5761 | 63371 | 47921.111 | 54783.973 | 3525.442 | 2967.3225 | 109197.8485 | 6696.6761 | 115894.5246 | 6353.9761 | 0 | 415.2679 | 79.0814 | 5962.8354 | 0 | 7129.4694 | 19940.6302 | 0 | 0 | 0 | 0 | 0 | 0 | 731081.2591 | 0 | 0 | 1264.1565 | 732345.4156 | 868180.5704 | 13313.581 | 230042.6845 | 310065.6265 | 1098223.2549 | 1178246.1969 | 135835.1548 | 1394975.3004 | 7111.944 | 0 | 731081.2591 | 'Calculations Yr 3'!
Electric | Liberty | 2029 | Planned | A - Residential | A2 - Home Performance | A2a - Home Performance (Weatherization) | 25244.956 | 326879.312 | 76909.052 | 23483.68 | 0 | 452517 | 411883.3255 | 0 | 0 | 199681.3315 | 181750.9859 | 652198.3315 | 593634.3115 |  | 5.0312 | 10.738 | 36.6772 | 36.6772 | 657.7692 | 657.7692 | 0 | 0 | 0 | 0 | 0 | 0 | 1068.3074 | 1068.3074 | 22371.129 | 22371.129 | 296.7879 | 296.7879 | 5879.5991 | 5879.5991 | 9.0078 | 9.0078 | 166.7041 | 166.7041 | 143.285 | 143.285 | 2963.1381 | 2963.1381 | 40.6288 | 40.6288 | 860.0843 | 860.0843 | 1558.0169 | 32240.6546 | 112955.04 | 1392652.8 | 10504.5378 | 8225.8063 | 10233.3253 | 8489.4168 | 37453.0861 | 2756.8043 | 40209.8904 | 15562.414 | 0 | 1017.3095 | 194.0405 | 14549.2503 | 0 | 17395.8238 | 48718.838 | 0 | 0 | 0 | 585443.1731 | 255.9664 | 5606.6411 | 295196.8936 | 74593.0347 | 22563.6256 | 27081.6169 | 1010740.9514 | 1099669.6798 | 27625.1347 | 295772.1505 | 556782.7852 | 1395441.8303 | 1656452.465 | 88928.7284 | 1924599.4808 | 3774.1138 | 0 | 983659.3345 | 'Calculations Yr 3'!
Electric | Liberty | 2029 | Planned | A - Residential | A2 - Home Performance | A2b - Home Performance (HVAC Systems) | 0 | 122575 | 0 | 0 | 0 | 122575 | 111568.4021 | 0 | 0 | 0 | 0 | 122575 | 111568.4021 |  | 1.051 | 1.0991 | 99.8084 | 99.8084 | 1517.4628 | 1517.4628 | 0 | 0 | 0 | 0 | 0 | 0 | 52.8759 | 52.8759 | 793.1385 | 793.1385 | 44.2728 | 44.2728 | 664.092 | 664.092 | 0 | 0 | 0 | 0 | 0 | 0 | 0 | 0 | 4.0788 | 4.0788 | 61.182 | 61.182 | 101.2275 | 1518.4125 | 0 | 0 | 8978.2558 | 6019.4243 | 35200.2288 | 29805.996 | 80003.9049 | 6476.034 | 86479.9389 | 1499.9698 | 0 | 104.2903 | 19.8605 | 1368.9677 | 0 | 1636.8074 | 4629.8957 | 0 | 0 | 0 | 22148.8063 | 10.0124 | 0 | 35212.6864 | 0 | 1715.6838 | 0 | 59087.1889 | 150197.0235 | 1258.8315 | 38808.0874 | 103341.7677 | 189005.1109 | 253538.7912 | 91109.8346 | 291088.0471 | 6580.3242 | 0 | 59087.1889 | 'Calculations Yr 3'!
Electric | Liberty | 2029 | Planned | A - Residential | A2 - Home Performance | A2c - Home Performance 3rd Party Financing (Loan buy-down) | 0 | 12000 | 0 | 0 | 0 | 12000 | 10922.4624 | 0 | 0 | 0 | 0 | 12000 | 10922.4624 |  | 0 | 0 | 0 | 0 | 0 | 0 | 0 | 0 | 0 | 0 | 0 | 0 | 0 | 0 | 0 | 0 | 0 | 0 | 0 | 0 | 0 | 0 | 0 | 0 | 0 | 0 | 0 | 0 | 0 | 0 | 0 | 0 | 0 | 0 | 0 | 0 | 0 | 0 | 0 | 0 | 0 | 0 | 0 | 0 | 0 | 0 | 0 | 0 | 0 | 0 | 0 | 0 | 0 | 0 | 0 | 0 | 0 | 0 | 0 | 0 | 0 | 0 | 0 | 0 | 0 | 0 | 0 | 0 | 0 | 0 | 0 | 0 | 0 | 'Calculations Yr 3'!
Electric | Liberty | 2029 | Planned | A - Residential | A3 - Energy Star Products | A3b - ES Appliances and Products | 21053.8834 | 124550.8147 | 129995.4893 | 19585.0078 | 0 | 295185.1952 | 268679.099 | 0 | 0 | 130486.0166 | 118769.0506 | 425671.2118 | 387448.1496 |  | 40.0669 | 54.4183 | 152.9609 | 289.1357 | 1177.3055 | 1738.4888 | 12.9648 | 12.9648 | 129.6485 | 129.6485 | 1426.1333 | 1426.1333 | 22.7233 | 22.7233 | 249.9567 | 249.9567 | 1.8123 | 1.8123 | 19.9352 | 19.9352 | 0 | 0 | 0 | 0 | 0 | 0 | 0 | 0 | 0 | 0 | 0 | 0 | 37.5005 | 412.5052 | 205375.5964 | 2259131.5604 | 27756.8873 | 24725.3401 | 11546.5907 | 11546.041 | 75574.8591 | 9126.6342 | 84701.4933 | 31109.8996 | 0 | 4504.8927 | 896.8474 | 34076.9779 | 0 | 40744.1684 | 111332.786 | 782.1019 | 23.9937 | 806.0956 | 7241.4827 | 3.3677 | 0 | 1096.6117 | 0 | 0 | 45066.2883 | 53407.7503 | 250248.1252 | 325.8378 | 51621.2971 | 72889.6149 | 301869.4223 | 323137.7401 | 196034.2793 | 374433.1993 | 13631.5269 | 23.9937 | 8341.462 | 'Calculations Yr 3'!
Electric | Liberty | 2029 | Planned | A - Residential | A3 - Energy Star Products | A3c - ES HVAC Systems | 0 | 194440 | 0 | 0 | 0 | 194440 | 176980.2987 | 0 | 0 | -38516.0441 | -35057.5035 | 155923.9559 | 141922.7952 |  | 127.284 | 14.0692 | 324.137 | 451.528 | 5746.7214 | 8000.9525 | 95.0399 | 124.7784 | 950.3992 | 1247.7839 | 14255.9877 | 18716.7584 | 176.8861 | 229.9682 | 2653.2918 | 3449.5231 | 21.0579 | 25.2149 | 315.8681 | 378.2229 | 0 | 0 | 0 | 0 | 0 | 0 | 0 | 0 | 0 | 0 | 0 | 0 | 292.9839 | 4394.7586 | 0 | 0 | 158212.9108 | 181729.7364 | 17840.4676 | 14955.6844 | 372738.7992 | 29161.5494 | 401900.3487 | 18519.5535 | 0 | 1335.0241 | 254.235 | 17068.4561 | 0 | 20407.9145 | 57585.1832 | 8154.6561 | 208.2826 | 8362.9387 | 74094.5565 | 33.4947 | 0 | 16748.5275 | 0 | 0 | 0 | 90876.5787 | 558725.0492 | 3655.3294 | 143336.5917 | 336609.5744 | 702061.6409 | 895334.6236 | 459485.5319 | 1035015.8859 | 30496.5735 | 208.2826 | 90876.5787 | 'Calculations Yr 3'!
Electric | Liberty | 2029 | Planned | A - Residential | A4 - Residential Behavior | A4a - Residential Behavior | 7310 | 141100 | 14790 | 6800 | 0 | 170000 | 154734.8836 | 0 | 0 | 0 | 0 | 170000 | 154734.8836 |  | 419.4437 | 270.5609 | 1943 | 1943 | 1943 | 1943 | 0 | 0 | 0 | 0 | 0 | 0 | 0 | 0 | 0 | 0 | 0 | 0 | 0 | 0 | 0 | 0 | 0 | 0 | 0 | 0 | 0 | 0 | 0 | 0 | 0 | 0 | 0 | 0 | 0 | 0 | 58324.2431 | 49401.0985 | 18637.3983 | 14623.1546 | 140985.8946 | 12515.0307 | 153500.9253 | 11855.2558 | 0 | 4795.5137 | 1016.1396 | 22454.0894 | 0 | 26847.2516 | 66968.2501 | 0 | 0 | 0 | 0 | 0 | 0 | 0 | 0 | 0 | 0 | 0 | 220469.1754 | 0 | 55117.2939 | 121742.6738 | 275586.4693 | 342211.8492 | 220469.1754 | 397329.143 | 17310.5444 | 0 | 0 | 'Calculations Yr 3'!
Electric | Liberty | 2029 | Planned | A - Residential | A5 - Residential Active Demand Response | A5a - Residential Active Demand Response | 7083.7437 | 142828.0416 | 8236.9113 | 6589.529 | 0 | 164738.2256 | 149945.5893 | 0 | 0 | 0 | 0 | 164738.2256 | 149945.5893 |  | 0 | 1360.8 | 0 | 0 | 0 | 0 | 0 | 0 | 0 | 0 | 0 | 0 | 0 | 0 | 0 | 0 | 0 | 0 | 0 | 0 | 0 | 0 | 0 | 0 | 0 | 0 | 0 | 0 | 0 | 0 | 0 | 0 | 0 | 0 | 0 | 0 | 0 | 0 | 0 | 0 | 0 | 0 | 0 | 59626.6099 | 0 | 24119.2791 | 5110.7258 | 112933.9805 | 0 | 135029.6122 | 336820.2075 | 0 | 0 | 0 | 0 | 0 | 0 | 0 | 0 | 0 | 0 | 0 | 336820.2075 | 0 | 84205.0519 | 0 | 421025.2594 | 336820.2075 | 336820.2075 | 421025.2594 | 24119.2791 | 0 | 0 | 'Calculations Yr 3'!
Electric | Liberty | 2029 | Planned | A - Residential | A6a - Res Education | A6a - Res Education | 4128 | 53760 | 8352 | 29760 | 0 | 96000 | 87379.699 | 0 | 0 | 0 | 0 | 96000 | 87379.699 |  | 0 | 0 | 0 | 0 | 0 | 0 | 0 | 0 | 0 | 0 | 0 | 0 | 0 | 0 | 0 | 0 | 0 | 0 | 0 | 0 | 0 | 0 | 0 | 0 | 0 | 0 | 0 | 0 | 0 | 0 | 0 | 0 | 0 | 0 | 0 | 0 | 0 | 0 | 0 | 0 | 0 | 0 | 0 | 0 | 0 | 0 | 0 | 0 | 0 | 0 | 0 | 0 | 0 | 0 | 0 | 0 | 0 | 0 | 0 | 0 | 0 | 0 | 0 | 0 | 0 | 0 | 0 | 0 | 0 | 0 | 0 | 0 | 0 | 'Calculations Yr 3'!
Electric | Liberty | 2029 | Planned | A - Residential | A6b - Res Evaluation, Measurement and Verification | A6b - Res Evaluation, Measurement and Verification | 0 | 0 | 0 | 0 | 94450.8434 | 94450.8434 | 85969.6486 | 0 | 0 | 0 | 0 | 94450.8434 | 85969.6486 |  | 0 | 0 | 0 | 0 | 0 | 0 | 0 | 0 | 0 | 0 | 0 | 0 | 0 | 0 | 0 | 0 | 0 | 0 | 0 | 0 | 0 | 0 | 0 | 0 | 0 | 0 | 0 | 0 | 0 | 0 | 0 | 0 | 0 | 0 | 0 | 0 | 0 | 0 | 0 | 0 | 0 | 0 | 0 | 0 | 0 | 0 | 0 | 0 | 0 | 0 | 0 | 0 | 0 | 0 | 0 | 0 | 0 | 0 | 0 | 0 | 0 | 0 | 0 | 0 | 0 | 0 | 0 | 0 | 0 | 0 | 0 | 0 | 0 | 'Calculations Yr 3'!
Electric | Liberty | 2029 | Planned | A - Residential | A7 - Res TBD Pilots/Demonstrations | A7a - TBD Res Pilot/Demonstration 1 | 0 | 0 | 0 | 0 | 0 | 0 | 0 | 0 | 0 | 0 | 0 | 0 | 0 |  | 0 | 0 | 0 | 0 | 0 | 0 | 0 | 0 | 0 | 0 | 0 | 0 | 0 | 0 | 0 | 0 | 0 | 0 | 0 | 0 | 0 | 0 | 0 | 0 | 0 | 0 | 0 | 0 | 0 | 0 | 0 | 0 | 0 | 0 | 0 | 0 | 0 | 0 | 0 | 0 | 0 | 0 | 0 | 0 | 0 | 0 | 0 | 0 | 0 | 0 | 0 | 0 | 0 | 0 | 0 | 0 | 0 | 0 | 0 | 0 | 0 | 0 | 0 | 0 | 0 | 0 | 0 | 0 | 0 | 0 | 0 | 0 | 0 | 'Calculations Yr 3'!
Electric | Liberty | 2029 | Planned | A - Residential | A7 - Res TBD Pilots/Demonstrations | A7b - TBD Res Pilot/Demonstration 2 | 0 | 0 | 0 | 0 | 0 | 0 | 0 | 0 | 0 | 0 | 0 | 0 | 0 |  | 0 | 0 | 0 | 0 | 0 | 0 | 0 | 0 | 0 | 0 | 0 | 0 | 0 | 0 | 0 | 0 | 0 | 0 | 0 | 0 | 0 | 0 | 0 | 0 | 0 | 0 | 0 | 0 | 0 | 0 | 0 | 0 | 0 | 0 | 0 | 0 | 0 | 0 | 0 | 0 | 0 | 0 | 0 | 0 | 0 | 0 | 0 | 0 | 0 | 0 | 0 | 0 | 0 | 0 | 0 | 0 | 0 | 0 | 0 | 0 | 0 | 0 | 0 | 0 | 0 | 0 | 0 | 0 | 0 | 0 | 0 | 0 | 0 | 'Calculations Yr 3'!
Electric | Liberty | 2029 | Planned | C - Commercial & Industrial | C1 - Large Business Energy Solutions | C1a - LCI Retrofit | 58969.0691 | 578859.2973 | 229842.2321 | 54854.948 | 0 | 922525.5465 | 839687.5476 | 0 | 0 | 1284512.5808 | 1169170.0278 | 2207038.1272 | 2008857.5754 |  | 108.9269 | 162.5625 | 1637.2718 | 1699.8171 | 14081.8229 | 14362.7448 | -229.8762 | -244.5492 | -2298.7623 | -2445.4919 | -11132.815 | -11843.4202 | -459.7525 | -489.0984 | -2226.563 | -2368.684 | 0 | 0 | 0 | 0 | 0 | 0 | 0 | 0 | 0 | 0 | 0 | 0 | 0 | 0 | 0 | 0 | -689.6287 | -3339.8445 | 0 | 0 | 272811.1498 | 233908.5447 | 193462.867 | 158591.4846 | 858774.0461 | 90949.2078 | 949723.2539 | 84895.0507 | 0 | 13524.7474 | 2737.0111 | 93635.34 | 0 | 111955.1759 | 306747.3251 | -9034.5934 | -853.8471 | -9888.4405 | -61360.7654 | -33.2605 | 0 | 0 | 0 | 0 | 0 | -61394.026 | 1185188.1125 | -2494.337 | 116024.4743 | 688248.3653 | 1301212.5867 | 1873436.4778 | 1256470.579 | 1991955.289 | 104473.9552 | -853.8471 | -61394.026 | 'Calculations Yr 3'!
Electric | Liberty | 2029 | Planned | C - Commercial & Industrial | C1 - Large Business Energy Solutions | C1b - LCI New Equipment | 0 | 409491.9814 | 0 | 0 | 0 | 409491.9814 | 372721.73 | 0 | 0 | 78342.9876 | 71308.1945 | 487834.969 | 444029.9245 |  | 109.1706 | 226.4929 | 1191.1601 | 1227.8449 | 17197.9225 | 17746.6874 | -34.0928 | -36.2689 | -340.9281 | -362.6894 | -4898.8397 | -5211.5316 | -68.1856 | -72.5379 | -979.7679 | -1042.3063 | 0 | 0 | 0 | 0 | 0 | 0 | 0 | 0 | 0 | 0 | 0 | 0 | 0 | 0 | 0 | 0 | -102.2784 | -1469.6519 | 12082 | 140456 | 321974.6801 | 211789.5299 | 287920.6942 | 190741.0851 | 1012425.9892 | 87332.4285 | 1099758.4177 | 291894.6719 | 0 | 21298.2628 | 4076.5074 | 272130.3201 | 0 | 325372.8545 | 914772.6167 | -3734.8261 | -140.7536 | -3875.5797 | -24830.5589 | -12.4615 | 0 | 0 | 0 | 0 | 2771.5612 | -22071.4592 | 1988583.9956 | -1227.373 | 197353.8705 | 824533.6092 | 2185937.8661 | 2813117.6048 | 2014531.0345 | 3011698.8482 | 108630.6913 | -140.7536 | -24843.0204 | 'Calculations Yr 3'!
Electric | Liberty | 2029 | Planned | C - Commercial & Industrial | C1 - Large Business Energy Solutions | C1c - LCI Midstream | 0 | 5633.5774 | 0 | 0 | 0 | 5633.5774 | 5127.7114 | 0 | 0 | 5953.595 | 5418.9931 | 11587.1724 | 10546.7045 |  | 1.7089 | 1.4211 | 14.3044 | 16.633 | 206.721 | 240.3732 | 0 | 0 | 0 | 0 | 0 | 0 | 0 | 0 | 0 | 0 | 0 | 0 | 0 | 0 | 0 | 0 | 0 | 0 | 0 | 0 | 0 | 0 | 0 | 0 | 0 | 0 | 0 | 0 | 0 | 0 | 5082.2958 | 4755.7653 | 1668.1721 | 1610.7166 | 13116.9498 | 1194.0028 | 14310.9526 | 1518.5343 | 0 | 134.8465 | 25.6794 | 1478.0211 | 0 | 1767.1972 | 4924.2785 | 0 | 0 | 0 | 0 | 0 | 0 | 0 | 0 | 0 | 0 | 0 | 19235.2311 | 0 | 1923.5231 | 10239.1554 | 21158.7542 | 29474.3866 | 19235.2311 | 31397.9097 | 1328.8493 | 0 | 0 | 'Calculations Yr 3'!
Electric | Liberty | 2029 | Planned | C - Commercial & Industrial | C1 - Large Business Energy Solutions | C1d - LCI Direct Install | 0 | 0 | 0 | 0 | 0 | 0 | 0 | 0 | 0 | 0 | 0 | 0 | 0 |  | 0 | 0 | 0 | 0 | 0 | 0 | 0 | 0 | 0 | 0 | 0 | 0 | 0 | 0 | 0 | 0 | 0 | 0 | 0 | 0 | 0 | 0 | 0 | 0 | 0 | 0 | 0 | 0 | 0 | 0 | 0 | 0 | 0 | 0 | 0 | 0 | 0 | 0 | 0 | 0 | 0 | 0 | 0 | 0 | 0 | 0 | 0 | 0 | 0 | 0 | 0 | 0 | 0 | 0 | 0 | 0 | 0 | 0 | 0 | 0 | 0 | 0 | 0 | 0 | 0 | 0 | 0 | 0 | 0 | 0 | 0 | 0 | 0 | 'Calculations Yr 3'!
Electric | Liberty | 2029 | Planned | C - Commercial & Industrial | C1 - Large Business Energy Solutions | C1e - LCI New Construction | 0 | 33722.5944 | 0 | 0 | 0 | 33722.5944 | 30694.4807 | 0 | 0 | 5394.0913 | 4909.73 | 39116.6857 | 35604.2107 |  | 11.9401 | 9.1281 | 116.5461 | 116.5461 | 1748.1919 | 1748.1919 | -4.4105 | -4.4105 | -44.1051 | -44.1051 | -661.5763 | -661.5763 | -8.821 | -8.821 | -132.3153 | -132.3153 | 0 | 0 | 0 | 0 | 0 | 0 | 0 | 0 | 0 | 0 | 0 | 0 | 0 | 0 | 0 | 0 | -13.2315 | -198.4729 | 0 | 0 | 34803.7967 | 24698.9948 | 27025.4004 | 17927.3449 | 104455.5368 | 9065.607 | 113521.1438 | 10073.0725 | 0 | 866.1706 | 164.949 | 9775.2745 | 0 | 11687.8154 | 32567.2819 | -502.5204 | -18.2132 | -520.7336 | -3339.7089 | -1.6703 | 0 | 0 | 0 | 0 | 0 | -3341.3792 | 142226.3129 | -166.6178 | 14056.0135 | 83577.3106 | 156282.3264 | 225803.6235 | 146088.4258 | 240026.2548 | 9931.7776 | -18.2132 | -3341.3792 | 'Calculations Yr 3'!
Electric | Liberty | 2029 | Planned | C - Commercial & Industrial | C2 - Small Business Energy Solutions | C2a - SCI Retrofit | 57298.145 | 630109.4325 | 211203.6275 | 53300.6 | 0 | 951911.805 | 866435.0728 | 0 | 0 | 557728.2308 | 507647.1347 | 1509640.0357 | 1374082.2075 |  | 131.7094 | 137.2502 | 1128.1813 | 1177.5405 | 8861.7591 | 9115.3212 | -136.9014 | -145.6398 | -1369.0144 | -1456.3983 | -7748.4404 | -8243.0217 | -273.8029 | -291.2797 | -1549.6881 | -1648.6043 | 0 | 0 | 0 | 0 | 0 | 0 | 0 | 0 | 0 | 0 | 0 | 0 | 0 | 0 | 0 | 0 | -410.7043 | -2324.5321 | 0 | 0 | 171101.0834 | 138709.0685 | 124858.0535 | 106766.7248 | 541434.9302 | 62797.5974 | 604232.5276 | 79736.859 | 0 | 12224.4105 | 2435.3961 | 85958.7329 | 0 | 102776.6339 | 283132.0324 | -6283.9353 | -541.1636 | -6825.0989 | -42506.0585 | -22.9068 | 0 | 0 | 0 | 0 | 0 | -42528.9653 | 838010.4959 | -1746.2827 | 82054.7669 | 447003.2253 | 920065.2628 | 1285013.7211 | 887364.56 | 1368814.7707 | 75022.0079 | -541.1636 | -42528.9653 | 'Calculations Yr 3'!
Electric | Liberty | 2029 | Planned | C - Commercial & Industrial | C2 - Small Business Energy Solutions | C2b - SCI New Equipment | 0 | 260466.71 | 0 | 0 | 0 | 260466.71 | 237078.1533 | 0 | 0 | 49446.9094 | 45006.834 | 309913.6194 | 282084.9873 |  | 43.8577 | 60.7744 | 274.5554 | 281.8161 | 4001.6333 | 4110.5433 | -3.9356 | -4.1868 | -39.3558 | -41.8678 | -590.3365 | -628.0176 | -7.8712 | -8.3736 | -118.0673 | -125.6035 | 0 | 0 | 0 | 0 | 0 | 0 | 0 | 0 | 0 | 0 | 0 | 0 | 0 | 0 | 0 | 0 | -11.8067 | -177.101 | 368967 | 4473751 | 78352.59 | 64868.2856 | 54793.9869 | 43041.8115 | 241056.674 | 21514.3909 | 262571.0649 | 66821.7656 | 0 | 5764.7074 | 1098.2158 | 64003.3216 | 0 | 76525.6273 | 214213.6377 | -448.408 | -16.252 | -464.66 | -2980.0825 | -1.4905 | 0 | 0 | 0 | 0 | 88144.8099 | 85163.2369 | 561483.2796 | -148.6761 | 47185.1709 | 196093.1134 | 608668.4505 | 757576.393 | 476784.7026 | 804910.24 | 27279.0983 | -16.252 | -2981.573 | 'Calculations Yr 3'!
Electric | Liberty | 2029 | Planned | C - Commercial & Industrial | C2 - Small Business Energy Solutions | C2c - SCI Midstream | 0 | 103689.8827 | 0 | 0 | 0 | 103689.8827 | 94379.0702 | 0 | 0 | 15295.5695 | 13922.1068 | 118985.4522 | 108301.1771 |  | 16.0389 | 27.3536 | 243.9769 | 283.694 | 3997.0782 | 4647.7653 | 0 | 0 | 0 | 0 | 0 | 0 | 0 | 0 | 0 | 0 | 0 | 0 | 0 | 0 | 0 | 0 | 0 | 0 | 0 | 0 | 0 | 0 | 0 | 0 | 0 | 0 | 0 | 0 | 0 | 0 | 83795.2499 | 68098.7183 | 51503.3121 | 37519.7138 | 240916.9941 | 19584.6746 | 260501.6688 | 33409.9403 | 0 | 2595.5855 | 494.2896 | 31274.0788 | 0 | 37392.8796 | 105166.7738 | 0 | 0 | 0 | 0 | 0 | 0 | 0 | 0 | 0 | 0 | 0 | 365668.4426 | 0 | 36566.8443 | 190042.0351 | 402235.2868 | 555710.4776 | 365668.4426 | 592277.3219 | 22180.2601 | 0 | 0 | 'Calculations Yr 3'!
Electric | Liberty | 2029 | Planned | C - Commercial & Industrial | C2 - Small Business Energy Solutions | C2d - SCI Direct Install | 0 | 0 | 0 | 0 | 0 | 0 | 0 | 0 | 0 | 0 | 0 | 0 | 0 |  | 0 | 0 | 0 | 0 | 0 | 0 | 0 | 0 | 0 | 0 | 0 | 0 | 0 | 0 | 0 | 0 | 0 | 0 | 0 | 0 | 0 | 0 | 0 | 0 | 0 | 0 | 0 | 0 | 0 | 0 | 0 | 0 | 0 | 0 | 0 | 0 | 0 | 0 | 0 | 0 | 0 | 0 | 0 | 0 | 0 | 0 | 0 | 0 | 0 | 0 | 0 | 0 | 0 | 0 | 0 | 0 | 0 | 0 | 0 | 0 | 0 | 0 | 0 | 0 | 0 | 0 | 0 | 0 | 0 | 0 | 0 | 0 | 0 | 'Calculations Yr 3'!
Electric | Liberty | 2029 | Planned | C - Commercial & Industrial | C2 - Small Business Energy Solutions | C2e - SCI New Construction | 0 | 16446.6023 | 0 | 0 | 0 | 16446.6023 | 14969.7829 | 0 | 0 | 0 | 0 | 16446.6023 | 14969.7829 |  | 0 | 0 | 0 | 0 | 0 | 0 | 0 | 0 | 0 | 0 | 0 | 0 | 0 | 0 | 0 | 0 | 0 | 0 | 0 | 0 | 0 | 0 | 0 | 0 | 0 | 0 | 0 | 0 | 0 | 0 | 0 | 0 | 0 | 0 | 0 | 0 | 0 | 0 | 0 | 0 | 0 | 0 | 0 | 0 | 0 | 0 | 0 | 0 | 0 | 0 | 0 | 0 | 0 | 0 | 0 | 0 | 0 | 0 | 0 | 0 | 0 | 0 | 0 | 0 | 0 | 0 | 0 | 0 | 0 | 0 | 0 | 0 | 0 | 'Calculations Yr 3'!
Electric | Liberty | 2029 | Planned | C - Commercial & Industrial | C3 - Municipal Energy Solutions | C3a - Muni Retrofit | 5749.8288 | 63245.1095 | 21194.1362 | 5348.6779 | 0 | 95537.7524 | 86958.9589 | 0 | 0 | 49067.5717 | 44661.5588 | 144605.3241 | 131620.5177 |  | 47.4761 | 10.5825 | 231.2632 | 245.7123 | 1079.6903 | 1144.7682 | -7.1064 | -7.56 | -71.0639 | -75.5999 | -374.1848 | -398.069 | -14.2128 | -15.12 | -74.837 | -79.6138 | 0 | 0 | 0 | 0 | 0 | 0 | 0 | 0 | 0 | 0 | 0 | 0 | 0 | 0 | 0 | 0 | -21.3192 | -112.2554 | 0 | 0 | 19289.9844 | 23986.9107 | 11805.5618 | 13965.5018 | 69047.9588 | 9664.3717 | 78712.3305 | 6219.0941 | 0 | 967.3017 | 188.7588 | 6823.1319 | 0 | 8158.0836 | 22356.3701 | -304.0889 | -27.7813 | -331.8702 | -2061.8047 | -1.1163 | 0 | 0 | 0 | 0 | 0 | -2062.9209 | 98673.9095 | -83.8311 | 9783.5599 | 62899.5559 | 108457.4694 | 161573.4654 | 101068.7006 | 171440.8563 | 10631.6735 | -27.7813 | -2062.9209 | 'Calculations Yr 3'!
Electric | Liberty | 2029 | Planned | C - Commercial & Industrial | C3 - Municipal Energy Solutions | C3b - Muni New Equipment | 0 | 27212.036 | 0 | 0 | 0 | 27212.036 | 24768.5366 | 0 | 0 | 5603.8167 | 5100.6231 | 32815.8526 | 29869.1597 |  | 4.5047 | 5.6127 | 44.6689 | 46.6685 | 667.0348 | 697.0283 | -1.2103 | -1.2876 | -12.1034 | -12.876 | -181.5511 | -193.1395 | -2.4207 | -2.5752 | -36.3102 | -38.6279 | 20.0443 | 20.0443 | 439.6479 | 439.6479 | 0 | 0 | 0 | 0 | 0 | 0 | 0 | 0 | 0 | 0 | 0 | 0 | 16.4133 | 385.1825 | 0 | 0 | 16777.8805 | 9079.0356 | 9245.9021 | 5775.5311 | 40878.3494 | 3610.399 | 44488.7484 | 5990.2286 | 0 | 532.5858 | 101.4228 | 5812.1388 | 0 | 6949.2888 | 19385.6649 | -137.9027 | -4.9981 | -142.9008 | -916.4897 | -0.45837 | 0 | 21639.7632 | 0 | 0 | 0 | 20722.8151 | 84454.3276 | 333.5263 | 8778.9591 | 39216.0875 | 93233.2867 | 123670.4151 | 63874.4132 | 132115.8479 | 4142.9848 | -4.9981 | 20722.8151 | 'Calculations Yr 3'!
Electric | Liberty | 2029 | Planned | C - Commercial & Industrial | C3 - Municipal Energy Solutions | C3d - Muni Direct Install | 0 | 0 | 0 | 0 | 0 | 0 | 0 | 0 | 0 | 0 | 0 | 0 | 0 |  | 0 | 0 | 0 | 0 | 0 | 0 | 0 | 0 | 0 | 0 | 0 | 0 | 0 | 0 | 0 | 0 | 0 | 0 | 0 | 0 | 0 | 0 | 0 | 0 | 0 | 0 | 0 | 0 | 0 | 0 | 0 | 0 | 0 | 0 | 0 | 0 | 0 | 0 | 0 | 0 | 0 | 0 | 0 | 0 | 0 | 0 | 0 | 0 | 0 | 0 | 0 | 0 | 0 | 0 | 0 | 0 | 0 | 0 | 0 | 0 | 0 | 0 | 0 | 0 | 0 | 0 | 0 | 0 | 0 | 0 | 0 | 0 | 0 | 'Calculations Yr 3'!
Electric | Liberty | 2029 | Planned | C - Commercial & Industrial | C3 - Municipal Energy Solutions | C3e - Muni New Construction | 0 | 10967.1594 | 0 | 0 | 0 | 10967.1594 | 9982.3655 | 0 | 0 | 1527 | 1389.8833 | 12494.1594 | 11372.2489 |  | 1.1797 | 1.7251 | 15.9271 | 15.9271 | 238.9062 | 238.9062 | -0.86705 | -0.86705 | -8.6705 | -8.6705 | -130.0573 | -130.0573 | -1.7341 | -1.7341 | -26.0115 | -26.0115 | 0 | 0 | 0 | 0 | 0 | 0 | 0 | 0 | 0 | 0 | 0 | 0 | 0 | 0 | 0 | 0 | -2.6011 | -39.0172 | 0 | 0 | 5243.5648 | 2754.704 | 4204.2312 | 2100.6866 | 14303.1866 | 1248.6019 | 15551.7885 | 1903.7136 | 0 | 163.6979 | 31.1738 | 1847.4327 | 0 | 2208.8845 | 6154.9024 | -98.7889 | -3.5805 | -102.3694 | -656.5432 | -0.32836 | 0 | 0 | 0 | 0 | 0 | -656.8716 | 20947.4499 | -32.7549 | 2061.9901 | 11273.3258 | 23009.44 | 32220.7757 | 21706.6909 | 34315.5207 | 1412.2998 | -3.5805 | -656.8716 | 'Calculations Yr 3'!
Electric | Liberty | 2029 | Planned | C - Commercial & Industrial | C5 - C&I Active Demand Response | C5a - C&I Active Demand Response | 24080 | 464800 | 48720 | 22400 | 0 | 560000 | 509714.9108 | 0 | 0 | 0 | 0 | 560000 | 509714.9108 |  | 0 | 6139.008 | 0 | 0 | 0 | 0 | 0 | 0 | 0 | 0 | 0 | 0 | 0 | 0 | 0 | 0 | 0 | 0 | 0 | 0 | 0 | 0 | 0 | 0 | 0 | 0 | 0 | 0 | 0 | 0 | 0 | 0 | 0 | 0 | 0 | 0 | 0 | 0 | 0 | 0 | 0 | 0 | 0 | 42100.0875 | 0 | 8201.7081 | 12155.7268 | 509481.6356 | 0 | 609162.1618 | 1181101.3198 | 0 | 0 | 0 | 0 | 0 | 0 | 0 | 0 | 0 | 0 | 0 | 1181101.3198 | 0 | 0 | 0 | 1181101.3198 | 1181101.3198 | 1181101.3198 | 1181101.3198 | 8201.7081 | 0 | 0 | 'Calculations Yr 3'!
Electric | Liberty | 2029 | Planned | C - Commercial & Industrial | C6a - C&I Education | C6a - C&I Education | 3526 | 34440 | 7134 | 36900 | 0 | 82000 | 74636.8262 | 0 | 0 | 0 | 0 | 82000 | 74636.8262 |  | 0 | 0 | 0 | 0 | 0 | 0 | 0 | 0 | 0 | 0 | 0 | 0 | 0 | 0 | 0 | 0 | 0 | 0 | 0 | 0 | 0 | 0 | 0 | 0 | 0 | 0 | 0 | 0 | 0 | 0 | 0 | 0 | 0 | 0 | 0 | 0 | 0 | 0 | 0 | 0 | 0 | 0 | 0 | 0 | 0 | 0 | 0 | 0 | 0 | 0 | 0 | 0 | 0 | 0 | 0 | 0 | 0 | 0 | 0 | 0 | 0 | 0 | 0 | 0 | 0 | 0 | 0 | 0 | 0 | 0 | 0 | 0 | 0 | 'Calculations Yr 3'!
Electric | Liberty | 2029 | Planned | C - Commercial & Industrial | C6c - C&I Customer Partnerships | C6c - C&I Customer Partnerships | 0 | 0 | 0 | 0 | 0 | 0 | 0 | 0 | 0 | 0 | 0 | 0 | 0 |  | 0 | 0 | 0 | 0 | 0 | 0 | 0 | 0 | 0 | 0 | 0 | 0 | 0 | 0 | 0 | 0 | 0 | 0 | 0 | 0 | 0 | 0 | 0 | 0 | 0 | 0 | 0 | 0 | 0 | 0 | 0 | 0 | 0 | 0 | 0 | 0 | 0 | 0 | 0 | 0 | 0 | 0 | 0 | 0 | 0 | 0 | 0 | 0 | 0 | 0 | 0 | 0 | 0 | 0 | 0 | 0 | 0 | 0 | 0 | 0 | 0 | 0 | 0 | 0 | 0 | 0 | 0 | 0 | 0 | 0 | 0 | 0 | 0 | 'Calculations Yr 3'!
Electric | Liberty | 2029 | Planned | C - Commercial & Industrial | C6d - Smart Start | C6d - Smart Start | 0 | 0 | 0 | 0 | 0 | 0 | 0 | 0 | 0 | 0 | 0 | 0 | 0 |  | 0 | 0 | 0 | 0 | 0 | 0 | 0 | 0 | 0 | 0 | 0 | 0 | 0 | 0 | 0 | 0 | 0 | 0 | 0 | 0 | 0 | 0 | 0 | 0 | 0 | 0 | 0 | 0 | 0 | 0 | 0 | 0 | 0 | 0 | 0 | 0 | 0 | 0 | 0 | 0 | 0 | 0 | 0 | 0 | 0 | 0 | 0 | 0 | 0 | 0 | 0 | 0 | 0 | 0 | 0 | 0 | 0 | 0 | 0 | 0 | 0 | 0 | 0 | 0 | 0 | 0 | 0 | 0 | 0 | 0 | 0 | 0 | 0 | 'Calculations Yr 3'!
Electric | Liberty | 2029 | Planned | C - Commercial & Industrial | C6b - C&I Evaluation, Measurement and Verification | C6b - C&I Evaluation, Measurement and Verification | 0 | 0 | 0 | 0 | 183137.1393 | 183137.1393 | 166692.3762 | 0 | 0 | 0 | 0 | 183137.1393 | 166692.3762 |  | 0 | 0 | 0 | 0 | 0 | 0 | 0 | 0 | 0 | 0 | 0 | 0 | 0 | 0 | 0 | 0 | 0 | 0 | 0 | 0 | 0 | 0 | 0 | 0 | 0 | 0 | 0 | 0 | 0 | 0 | 0 | 0 | 0 | 0 | 0 | 0 | 0 | 0 | 0 | 0 | 0 | 0 | 0 | 0 | 0 | 0 | 0 | 0 | 0 | 0 | 0 | 0 | 0 | 0 | 0 | 0 | 0 | 0 | 0 | 0 | 0 | 0 | 0 | 0 | 0 | 0 | 0 | 0 | 0 | 0 | 0 | 0 | 0 | 'Calculations Yr 3'!
Electric | Liberty | 2029 | Planned | C - Commercial & Industrial | C7 - C&I TBD Pilots/Demonstrations | C7a - TBD C&I Pilot/Demonstration 1 | 0 | 0 | 0 | 0 | 0 | 0 | 0 | 0 | 0 | 0 | 0 | 0 | 0 |  | 0 | 0 | 0 | 0 | 0 | 0 | 0 | 0 | 0 | 0 | 0 | 0 | 0 | 0 | 0 | 0 | 0 | 0 | 0 | 0 | 0 | 0 | 0 | 0 | 0 | 0 | 0 | 0 | 0 | 0 | 0 | 0 | 0 | 0 | 0 | 0 | 0 | 0 | 0 | 0 | 0 | 0 | 0 | 0 | 0 | 0 | 0 | 0 | 0 | 0 | 0 | 0 | 0 | 0 | 0 | 0 | 0 | 0 | 0 | 0 | 0 | 0 | 0 | 0 | 0 | 0 | 0 | 0 | 0 | 0 | 0 | 0 | 0 | 'Calculations Yr 3'!
Electric | Liberty | 2029 | Planned | C - Commercial & Industrial | C7 - C&I TBD Pilots/Demonstrations | C7b - TBD C&I Pilot/Demonstration 2 | 0 | 0 | 0 | 0 | 0 | 0 | 0 | 0 | 0 | 0 | 0 | 0 | 0 |  | 0 | 0 | 0 | 0 | 0 | 0 | 0 | 0 | 0 | 0 | 0 | 0 | 0 | 0 | 0 | 0 | 0 | 0 | 0 | 0 | 0 | 0 | 0 | 0 | 0 | 0 | 0 | 0 | 0 | 0 | 0 | 0 | 0 | 0 | 0 | 0 | 0 | 0 | 0 | 0 | 0 | 0 | 0 | 0 | 0 | 0 | 0 | 0 | 0 | 0 | 0 | 0 | 0 | 0 | 0 | 0 | 0 | 0 | 0 | 0 | 0 | 0 | 0 | 0 | 0 | 0 | 0 | 0 | 0 | 0 | 0 | 0 | 0 | 'Calculations Yr 3'!
[6 empty] | First Reference (column) | [9 empty] | K:K |  |  |  |  | X:X | Z:Z | P:P | M:M | Q:Q | O:O | AC:AC | AA:AA |  |  | AD:AD | AB:AB | AG:AG | AE:AE | AH:AH | AF:AF | AK:AK | AI:AI | AL:AL | AJ:AJ | AO:AO | AM:AM | AP:AP | AN:AN | AS:AS | AQ:AQ | AT:AT | AR:AR | AW:AW | AU:AU | AX:AX | AV:AV | AY:AY | AZ:AZ | BA:BA | BC:BC | BD:BD | BE:BE | BF:BF | BG:BG | BH:BH | BN:BN |  | BP:BP | BQ:BQ | BR:BR | BS:BS | BT:BT | BU:BU | BV:BV |  | CF:CF | CO:CO |  | CQ:CQ | CT:CT | CU:CU | CV:CV | CW:CW | CX:CX | CY:CY |  |  | DC:DC | DE:DE | DJ:DJ
[6 empty] | First Reference (name) | [9 empty] | Customer Cost (Total) |  |  |  |  | Annual Net Winter kW | Annual Net Summer kw | Net Annual MWh Savings | Adjusted Gross Annual MWh Savings | Net Lifetime MWh Savings | Adjusted Gross Lifetime MWh Savings | Net Annual Gas Savings (MMBTU) | Adj. Gross Annual Gas Savings (MMBTU) |  |  | Net Lifetime Gas Savings (MMBTU) | Adj. Gross Lifetime Gas Savings (MMBTU) | Net Annual Oil Savings (MMBTU) | Adj Gross Annual Oil Savings (MMBTU) | Net Lifetime Oil Savings (MMBTU) | Adj Gross Lifetime Oil Savings (MMBTU) | Net Annual Propane Savings (MMBTU) | Adj Gross Annual Propane Savings (MMBTU) | Net Lifetime Propane Savings (MMBTU) | Adj Gross Lifetime Propane Savings (MMBTU) | Net Annual Kerosene Savings (MMBTU) | Adj Gross Annual Kerosene Savings (MMBTU) | Net Lifetime Kerosene Savings (MMBTU) | Adj Gross Lifetime Kerosene Savings (MMBTU) | Net Annual Cord Wood Savings (MMBTU) | Adj Gross Annual Cord Wood Savings (MMBTU) | Net Lifetime Cord Wood Savings (MMBTU) | Adj Gross Lifetime Cord Wood Savings (MMBTU) | Net Annual Wood Pellet Savings (MMBTU) | Adj Gross Annual Wood Pellet Savings (MMBTU) | Net Lifetime Wood Pellet Savings (MMBTU) | Adj Gross Lifetime Wood Pellet Savings (MMBTU) | Total Net Annual MMBTU | Total Net Lifetime MMBTU | Net Annual Res Water Savings Gallons | Net Lifetime Water Savings Gallons | Winter Peak Energy Benefits ($) | Winter Off-Peak Energy Benefits ($) | Summer Peak Energy Benefits ($) | Summer Off-Peak Energy Benefits ($) | Total Avoided Energy Benefits ($) | Total Energy DRIPE Benefits ($) |  | Summer Generation Benefits ($) | Winter Generation ($) | Electric Capacity DRIPE ($) | Reliability ($) | PTF Benefits ($) | Transmission Benefits ($) | Distribution Benefits ($) |  | Total Avoided Gas Benefits ($) | Total Gas DRIPE |  | Fuel Oil - Residential Distillate | Oil DRIPE | Kerosene | Propane | Cord Wood | Pellet Wood | Res Water |  |  | Fossil Emissions (oil, gas, propane, kerosene) | Total Non-Resource Benefits | Total Electric Non-Embedded GHG Benefits ($)
[6 empty] | Second Reference (column) | [48 empty] | BB:BB | [19 empty] | CR:CR | [5 empty] | CZ:CZ |  |  | DD:DD |  | DT:DT
[6 empty] | Second Reference (name) | [48 empty] | Net Annual C&I Water Savings Gallons | [19 empty] | Fuel Oil - Com Fuel | [5 empty] | C&I Water |  |  | Fossil Emissions Based on RGGI |  | Total Non-Electric Non-Embedded GHG Benefits ($)
[6 empty] | Third Reference (column) | [68 empty] | CS:CS
[6 empty] | Third Reference (name) | [68 empty] | Fuel Oil - Industrial
[6 empty] | Notes | [15 empty] | Watch the 'First Reference' if adding columns in Calculations sheets | [8 empty] | Multiplied by 10 | Multiplied by 10 | [22 empty] | Res + C&I | [19 empty] | Res + C&I | [5 empty] | Res + C&I |  |  | Not Included in total benefits | [8 empty] | Water not included

## 1. Att F1 Cost Eff
Liberty Utilities (Granite State Electric) Corp. d/b/a Liberty
NHPUC Docket No. DE 26-XXX
July 1, 2026 Plan Filing (2027-2029)
Attachment F1 (2027)
Page 1 of 12
Program Cost-Effectiveness - 2027 PLAN
| Benefit/Cost Ratios2 |  |  |  | Benefits ($000)2,5 |  |  |  | Costs
| Granite State Test | Total Resource Cost Test | Utility Cost Test | Secondary Granite State Test | Granite State Test | Total Resource Cost Test | Utility Cost Test | Secondary Granite State Test | Utility Costs ($000 - 2027$)2 | Utility Costs ($000) - Nominal $ | Customer Costs ($000 - 2027$)2 | Customer Costs ($000 Nominal $) | Annual Net MWh Savings | Lifetime Net MWh Savings | Winter kW Savings | Summer kW Savings | Number of Customers Served | Annual Net MMBtu Savings | Lifetime Net MMBtu Savings
Income Eligible Programs
B1 - Home Energy Assistance | 2.4428 | 1.8261 | 0.19919 | 2.4428 | 3468.7615 | 2593.1678 | 282.8521 | 3468.7615 | 1420.0227 | 1420.0227 | 0 | 0 | 143.7566 | 2163.5824 | 19.3883 | 35.7853 | 97.8462 | 2141.1167 | 44303.2466
B2a - IE Education | - | - | - | - | 0 | 0 | 0 | 0 | 46.3051 | 46.3051 | 0 | 0 | 0 | 0 | 0 | 0 |  | 0 | 0
B2b - IE Evaluation, Measurement and Verification | - | - | - | - | 0 | 0 | 0 | 0 | 77.1751 | 77.1751 | 0 | 0 | 0 | 0 | 0 | 0 |  | 0 | 0
B3 - IE TBD Pilots/Demonstrations | - | - | - | - | 0 | 0 | 0 | 0 | 0 | 0 | 0 | 0 | 0 | 0 | 0 | 0 |  | 0 | 0
Sub-Total Income Eligible | 2.2473 | 1.6801 | 0.18325 | 2.2473 | 3468.7615 | 2593.1678 | 282.8521 | 3468.7615 | 1543.5029 | 1543.5029 | 0 | 0 | 143.7566 | 2163.5824 | 19.3883 | 35.7853 | 97.8462 | 2141.1167 | 44303.2466
Residential Programs
A1 - Energy Star Homes | 4.3569 | 3.2309 | 0.51806 | 4.1006 | 1151.2083 | 1074.2323 | 136.8829 | 1363.385 | 264.224 | 264.224 | 68.2609 | 68.2609 | 70.6063 | 1724.5117 | 21.2567 | 4.2006 | 69.0471 | 566.7313 | 14163.3815
A2 - Home Performance | 3.358 | 2.0882 | 0.33133 | 2.9166 | 1814.2521 | 1507.1285 | 179.0091 | 2104.9657 | 540.28 | 540.28 | 181.4476 | 181.4476 | 135.155 | 2146.4994 | 6.0903 | 11.0887 | 57.7484 | 1515.3308 | 30786.0253
A3 - Energy Star Products | 2.6243 | 1.8092 | 1.3988 | 2.572 | 1217.9347 | 989.7713 | 649.1773 | 1407.0524 | 464.0991 | 464.0991 | 82.9637 | 82.9637 | 457.3533 | 6661.2953 | 158.5971 | 63.4124 | 1247.4264 | 315.7203 | 4607.8049
A4 - Residential Behavior | 2.3818 | 1.9403 | 1.5523 | 2.7699 | 381.0857 | 310.4534 | 248.3627 | 443.1764 | 160 | 160 | 0 | 0 | 2117 | 2117 | 457.0058 | 294.7903 | 14500 | 0 | 0
A5 - Residential Active Demand Response | 1.0257 | 1.0257 |  |  | 150.4646 | 150.4646 | #REF! | #REF! | 146.6979 | 146.6979 | 0 | 0 | 0 | 0 | 0 | 760.8 | 634 | 0 | 0
A6a - Res Education | - | - | - | - | 0 | 0 | 0 | 0 | 82 | 82 | 0 | 0 | 0 | 0 | 0 | 0 |  | 0 | 0
A6b - Res Evaluation, Measurement and Verification | - | - | - | - | 0 | 0 | 0 | 0 | 87.2264 | 87.2264 | 0 | 0 | 0 | 0 | 0 | 0 |  | 0 | 0
A7 - Res TBD Pilots/Demonstrations | - | - | - | - | 0 | 0 | 0 | 0 | 0 | 0 | 0 | 0 | 0 | 0 | 0 | 0 |  | 0 | 0
Sub-Total Residential | 2.7027 | 1.9411 |  |  | 4714.9453 | 4032.0501 | #REF! | #REF! | 1744.5274 | 1744.5274 | 332.6723 | 332.6723 | 2780.1146 | 12649.3064 | 642.9499 | 1134.2919 | 16508.2219 | 2397.7824 | 49557.2117
Commercial, Industrial & Municipal
C1 - Large Business Energy Solutions | 3.9076 | 1.4024 | 2.6915 | 2.0369 | 5078.7948 | 3730.1351 | 3498.1308 | 5417.9648 | 1299.7062 | 1299.7062 | 1360.1556 | 1360.1556 | 2919.7208 | 32788.1627 | 230.5912 | 397.9256 | 136.3157 | -791.7585 | -4907.6544
C2 - Small Business Energy Solutions | 2.1072 | 1.0436 | 1.3889 | 1.5081 | 2687.2852 | 1978.4526 | 1771.2404 | 2858.9394 | 1275.2843 | 1275.2843 | 620.4544 | 620.4544 | 1642.5501 | 16842.0865 | 191.3451 | 224.652 | 316.589 | -418.772 | -2480.7951
C3 - Municipal Energy Solutions | 2.6195 | 1.2802 | 1.3225 | 1.8597 | 435.8549 | 319.99 | 220.0429 | 464.8564 | 166.3894 | 166.3894 | 83.5724 | 83.5724 | 325.5468 | 2210.5821 | 58.8019 | 20.7057 | 23.9288 | 47.005 | 1202.1738
C5 - C&I Active Demand Response | 1.809 | 1.809 |  |  | 868.3183 | 868.3183 | #REF! | #REF! | 480 | 480 | 0 | 0 | 0 | 0 | 0 | 4390.512 | 28 | 0 | 0
C6a - C&I Education | - | - | - | - | 0 | 0 | 0 | 0 | 72 | 72 | 0 | 0 | 0 | 0 | 0 | 0 |  | 0 | 0
C6b - C&I Evaluation, Measurement and Verification | - | - | - | - | 0 | 0 | 0 | 0 | 173.3358 | 173.3358 | 0 | 0 | 0 | 0 | 0 | 0 |  | 0 | 0
C6c - C&I Customer Partnerships | - | - | - | - | 0 | 0 | 0 | 0 | 0 | 0 | 0 | 0 | 0 | 0 | 0 | 0 |  | 0 | 0
C7 - C&I TBD Pilots/Demonstrations | - | - | - | - | 0 | 0 | 0 | 0 | 0 | 0 | 0 | 0 | 0 | 0 | 0 | 0 |  | 0 | 0
Sub-Total Commercial & Industrial | 2.6164 | 1.247 |  |  | 9070.2531 | 6896.8961 | #REF! | #REF! | 3466.7156 | 3466.7156 | 2064.1824 | 2064.1824 | 4887.8176 | 51840.8312 | 480.7382 | 5033.7952 | 504.8334 | -1163.5256 | -6186.2757
C6d - Smart Start | - | - | - | - | 0 | 0 | 0 | 0 | 0 | 0 | 0 | 0 | 0 | 0 | 0 | 0 |  | 0 | 0
Total | 2.5543 | 1.4776 |  |  | 17253.96 | 13522.1139 | #REF! | #REF! | 6754.7459 | 6754.7459 | 2396.8547 | 2396.8547 | 7811.6887 | 66653.72 | 1143.0763 | 6203.8724 | 17110.9014 | 3375.3735 | 87674.1826
Notes:
(1) The Granite State Test is used as the primary cost test, as approved in Order No. 36,322, and includes an annual NEI adder of $438.72 per weatherization project in the Home Energy Assistance program. For the illustrative Total Resource Cost Test, NEI adders of 25% for Residential and 10% for C&I are applied to total benefits excluding water.
(2) Utility and Customer Costs and Benefits are expressed in 2027 Dollars for the purpose of calculating the benefit/cost ratio.
(3) Per past precedent, discount and inflation rates have been updated for the year in which measures will be installed, and were updated as of June 1, 2026 for program year 2027.
(5) AESC 2024 was used to model benefits for Year 1 (2027), and for illustrative purposes, Years 2 and 3 (2028 and 2029). When available, AESC 2027 will be used to model the final two years of the Plan. | [10 empty] | Annual kWh Savings | 7811688.7322 | 88.76% | kWh > 65% |  | Lifetime kWh Savings | 66653720.0098 | 72.18%
[11 empty] | Annual MMBTU Savings (in kWh) | 989224.3661 | 11.24% |  |  | Lifetime MMBTU Savings (in kWh) | 25694767.5324 | 27.82%
[12 empty] | 8800913.0982 | 100% |  |  |  | 92348487.5422 | 100%
Liberty Utilities (Granite State Electric) Corp. d/b/a Liberty
NHPUC Docket No. DE 26-XXX
July 1, 2026 Plan Filing (2027-2029)
Attachment F1 (2028)
Page 4 of 12
Program Cost-Effectiveness - 2028 PLAN
| Benefit/Cost Ratios2 |  |  |  | Benefits ($000)2,5 |  |  |  | Costs
| Granite State Test | Total Resource Cost Test | Utility Cost Test | Secondary Granite State Test | Granite State Test | Total Resource Cost Test | Utility Cost Test | Secondary Granite State Test | Utility Costs ($000 - 2027$)2 | Utility Costs ($000) - Nominal $ | Customer Costs ($000 - 2027$)2 | Customer Costs ($000 Nominal $) | Annual Net MWh Savings | Lifetime Net MWh Savings | Winter kW Savings | Summer kW Savings | Number of Customers Served | Annual Net MMBtu Savings | Lifetime Net MMBtu Savings
Income Eligible Programs
B1 - Home Energy Assistance | 2.4528 | 1.8275 | 0.19977 | 2.4528 | 3433.9771 | 2558.6081 | 279.6933 | 3433.9771 | 1400.046 | 1467.4815 | 0 | 0 | 143.7136 | 2162.6085 | 19.3883 | 35.7616 | 97.6596 | 2168.8422 | 44826.055
B2a - IE Education | - | - | - | - | 0 | 0 | 0 | 0 | 45.6537 | 47.8527 | 0 | 0 | 0 | 0 | 0 | 0 |  | 0 | 0
B2b - IE Evaluation, Measurement and Verification | - | - | - | - | 0 | 0 | 0 | 0 | 76.0895 | 79.7544 | 0 | 0 | 0 | 0 | 0 | 0 |  | 0 | 0
B3 - IE TBD Pilots/Demonstrations | - | - | - | - | 0 | 0 | 0 | 0 | 0 | 0 | 0 | 0 | 0 | 0 | 0 | 0 |  | 0 | 0
Sub-Total Income Eligible | 2.2565 | 1.6813 | 0.18379 | 2.2565 | 3433.9771 | 2558.6081 | 279.6933 | 3433.9771 | 1521.7891 | 1595.0886 | 0 | 0 | 143.7136 | 2162.6085 | 19.3883 | 35.7616 | 97.6596 | 2168.8422 | 44826.055
Residential Programs
A1 - Energy Star Homes | 4.4109 | 3.2782 | 0.51766 | 4.1627 | 1161.1835 | 1082.8089 | 136.2753 | 1374.9617 | 263.2518 | 275.9317 | 67.0507 | 70.2803 | 71.9158 | 1757.2515 | 21.6222 | 4.2878 | 71.0904 | 583.596 | 14585.0011
A2 - Home Performance | 3.4707 | 2.1506 | 0.33631 | 3.006 | 1875.5813 | 1556.7604 | 181.7454 | 2175.9421 | 540.4082 | 566.4378 | 183.4546 | 192.291 | 136.5243 | 2174.9752 | 6.1886 | 11.6637 | 61.1848 | 1597.4717 | 32485.3337
A3 - Energy Star Products | 2.6811 | 1.8553 | 1.4373 | 2.6207 | 1221.4993 | 999.7039 | 654.8281 | 1412.103 | 455.6037 | 477.5486 | 83.2252 | 87.2339 | 467.9448 | 6806.2278 | 163.3155 | 65.9208 | 1289.0128 | 322.2455 | 4694.6829
A4 - Residential Behavior | 2.3945 | 1.9515 | 1.5612 | 2.7849 | 376.9446 | 307.2075 | 245.766 | 438.3861 | 157.4177 | 165 | 0 | 0 | 2073.5 | 2073.5 | 447.6153 | 288.733 | 14500 | 0 | 0
A5 - Residential Active Demand Response | 1.7838 | 2.2297 |  |  | 264.77 | 330.9625 | #REF! | #REF! | 148.4336 | 155.5832 | 0 | 0 | 0 | 0 | 0 | 1060.8 | 884 | 0 | 0
A6a - Res Education | - | - | - | - | 0 | 0 | 0 | 0 | 85.3572 | 89.4686 | 0 | 0 | 0 | 0 | 0 | 0 |  | 0 | 0
A6b - Res Evaluation, Measurement and Verification | - | - | - | - | 0 | 0 | 0 | 0 | 86.867 | 91.051 | 0 | 0 | 0 | 0 | 0 | 0 |  | 0 | 0
A7 - Res TBD Pilots/Demonstrations | - | - | - | - | 0 | 0 | 0 | 0 | 0 | 0 | 0 | 0 | 0 | 0 | 0 | 0 |  | 0 | 0
Sub-Total Residential | 2.8204 | 2.0653 |  |  | 4899.9786 | 4277.4432 | #REF! | #REF! | 1737.3392 | 1821.021 | 333.7306 | 349.8052 | 2749.885 | 12811.9545 | 638.7416 | 1431.4052 | 16805.288 | 2503.3133 | 51765.0177
Commercial, Industrial & Municipal
C1 - Large Business Energy Solutions | 3.9469 | 1.44 | 2.7319 | 2.0814 | 5049.8001 | 3728.2069 | 3495.3184 | 5388.8137 | 1279.429 | 1341.0548 | 1309.5637 | 1372.641 | 2955.8913 | 33206.978 | 232.1224 | 400.2141 | 139.0109 | -801.8373 | -4979.6666
C2 - Small Business Energy Solutions | 2.1459 | 1.074 | 1.4216 | 1.5459 | 2684.9172 | 1985.19 | 1778.6297 | 2857.3658 | 1251.1657 | 1311.4302 | 597.2159 | 625.9818 | 1664.8666 | 17114.0705 | 192.4599 | 226.9061 | 318.1843 | -424.7905 | -2520.8745
C3 - Municipal Energy Solutions | 2.8033 | 1.3559 | 1.4098 | 1.9706 | 424.7034 | 311.6422 | 213.579 | 452.9437 | 151.4988 | 158.796 | 78.3499 | 82.1238 | 322.0353 | 2179.1306 | 58.4506 | 20.2703 | 23.2419 | 48.2942 | 1209.9127
C5 - C&I Active Demand Response | 2.1042 | 2.1042 |  |  | 1033.8742 | 1033.8742 | #REF! | #REF! | 491.3341 | 515 | 0 | 0 | 0 | 0 | 0 | 5256 | 30 | 0 | 0
C6a - C&I Education | - | - | - | - | 0 | 0 | 0 | 0 | 73.4616 | 77 | 0 | 0 | 0 | 0 | 0 | 0 |  | 0 | 0
C6b - C&I Evaluation, Measurement and Verification | - | - | - | - | 0 | 0 | 0 | 0 | 170.8889 | 179.1201 | 0 | 0 | 0 | 0 | 0 | 0 |  | 0 | 0
C6c - C&I Customer Partnerships | - | - | - | - | 0 | 0 | 0 | 0 | 0 | 0 | 0 | 0 | 0 | 0 | 0 | 0 |  | 0 | 0
C7 - C&I TBD Pilots/Demonstrations | - | - | - | - | 0 | 0 | 0 | 0 | 0 | 0 | 0 | 0 | 0 | 0 | 0 | 0 |  | 0 | 0
Sub-Total Commercial & Industrial | 2.6898 | 1.3065 |  |  | 9193.2948 | 7058.9132 | #REF! | #REF! | 3417.7781 | 3582.4011 | 1985.1295 | 2080.7466 | 4942.7933 | 52500.1791 | 483.033 | 5903.3905 | 510.4371 | -1178.3336 | -6290.6284
C6d - Smart Start | - | - | - | - | 0 | 0 | 0 | 0 | 0 | 0 | 0 | 0 | 0 | 0 | 0 | 0 |  | 0 | 0
Total | 2.6251 | 1.5446 |  |  | 17527.2505 | 13894.9645 | #REF! | #REF! | 6676.9063 | 6998.5107 | 2318.8601 | 2430.5518 | 7836.3919 | 67474.742 | 1141.1629 | 7370.5574 | 17413.3848 | 3493.8219 | 90300.4443
Notes:
(1) The Granite State Test is used as the primary cost test, as approved in Order No. 36,322, and includes an annual NEI adder of $438.72 per weatherization project in the Home Energy Assistance program. For the illustrative Total Resource Cost Test, NEI adders of 25% for Residential and 10% for C&I are applied to total benefits excluding water.
(2) Utility and Customer Costs and Benefits are expressed in 2027 Dollars for the purpose of calculating the benefit/cost ratio.
(3) Per past precedent, discount and inflation rates have been updated for the year in which measures will be installed, and were updated as of June 1, 2026 for program year 2027.
(5) AESC 2024 was used to model benefits for Year 1 (2027), and for illustrative purposes, Years 2 and 3 (2028 and 2029). When available, AESC 2027 will be used to model the final two years of the Plan. | [10 empty] | Annual kWh Savings | 7836391.8973 | 88.44% | kWh > 65% |  | Lifetime kWh Savings | 67474742.0184 | 71.83%
[11 empty] | Annual MMBTU Savings (in kWh) | 1023938.161 | 11.56% |  |  | Lifetime MMBTU Savings (in kWh) | 26464448.8711 | 28.17%
[12 empty] | 8860330.0583 | 100% |  |  |  | 93939190.8896 | 100%
Liberty Utilities (Granite State Electric) Corp. d/b/a Liberty
NHPUC Docket No. DE 26-XXX
July 1, 2026 Plan Filing (2027-2029)
Attachment F1 (2029)
Page 7 of 12
Program Cost-Effectiveness - 2029 PLAN
| Benefit/Cost Ratios2 |  |  |  | Benefits ($000)2,5 |  |  |  | Costs
| Granite State Test | Total Resource Cost Test | Utility Cost Test | Secondary Granite State Test | Granite State Test | Total Resource Cost Test | Utility Cost Test | Secondary Granite State Test | Utility Costs ($000 - 2027$)2 | Utility Costs ($000) - Nominal $ | Customer Costs ($000 - 2027$)2 | Customer Costs ($000 Nominal $) | Annual Net MWh Savings | Lifetime Net MWh Savings | Winter kW Savings | Summer kW Savings | Number of Customers Served | Annual Net MMBtu Savings | Lifetime Net MMBtu Savings
Income Eligible Programs
B1 - Home Energy Assistance | 2.4697 | 1.8268 | 0.20116 | 2.4697 | 3396.6081 | 2512.3817 | 276.6597 | 3396.6081 | 1375.3151 | 1510.9946 | 0 | 0 | 143.8348 | 2165.1485 | 19.3883 | 35.8285 | 96.578 | 2216.3491 | 45764.7053
B2a - IE Education | - | - | - | - | 0 | 0 | 0 | 0 | 44.8472 | 49.2716 | 0 | 0 | 0 | 0 | 0 | 0 |  | 0 | 0
B2b - IE Evaluation, Measurement and Verification | - | - | - | - | 0 | 0 | 0 | 0 | 74.7454 | 82.1193 | 0 | 0 | 0 | 0 | 0 | 0 |  | 0 | 0
B3 - IE TBD Pilots/Demonstrations | - | - | - | - | 0 | 0 | 0 | 0 | 0 | 0 | 0 | 0 | 0 | 0 | 0 | 0 |  | 0 | 0
Sub-Total Income Eligible | 2.2721 | 1.6806 | 0.18507 | 2.2721 | 3396.6081 | 2512.3817 | 276.6597 | 3396.6081 | 1494.9078 | 1642.3854 | 0 | 0 | 143.8348 | 2165.1485 | 19.3883 | 35.8285 | 96.578 | 2216.3491 | 45764.7053
Residential Programs
A1 - Energy Star Homes | 4.5087 | 3.3548 | 0.51978 | 4.2613 | 1178.2462 | 1098.2233 | 135.8352 | 1394.9753 | 261.3296 | 287.1106 | 66.0296 | 72.5436 | 73.4683 | 1796.0624 | 22.0642 | 4.3763 | 73.4499 | 605.2333 | 15125.933
A2 - Home Performance | 3.5743 | 2.2125 | 0.33691 | 3.094 | 1909.9913 | 1584.4469 | 180.0386 | 2215.6875 | 534.3742 | 587.092 | 181.751 | 199.6813 | 136.4856 | 2175.232 | 6.0823 | 11.8371 | 63.4674 | 1659.2444 | 33759.0671
A3 - Energy Star Products | 2.7341 | 1.8965 | 1.4709 | 2.6625 | 1218.4724 | 1003.9311 | 655.5198 | 1409.4491 | 445.6594 | 489.6252 | 83.7115 | 91.97 | 477.0979 | 6924.0269 | 167.3508 | 68.4875 | 1329.1724 | 330.4844 | 4807.2638
A4 - Residential Behavior | 2.2116 | 1.781 | 1.4248 | 2.5678 | 342.2118 | 275.5865 | 220.4692 | 397.3291 | 154.7349 | 170 | 0 | 0 | 1943 | 1943 | 419.4437 | 270.5609 | 14500 | 0 | 0
A5 - Residential Active Demand Response | 2.2463 | 2.8079 |  |  | 336.8202 | 421.0253 | #REF! | #REF! | 149.9456 | 164.7382 | 0 | 0 | 0 | 0 | 0 | 1360.8 | 1134 | 0 | 0
A6a - Res Education | - | - | - | - | 0 | 0 | 0 | 0 | 87.3797 | 96 | 0 | 0 | 0 | 0 | 0 | 0 |  | 0 | 0
A6b - Res Evaluation, Measurement and Verification | - | - | - | - | 0 | 0 | 0 | 0 | 85.9696 | 94.4508 | 0 | 0 | 0 | 0 | 0 | 0 |  | 0 | 0
A7 - Res TBD Pilots/Demonstrations | - | - | - | - | 0 | 0 | 0 | 0 | 0 | 0 | 0 | 0 | 0 | 0 | 0 | 0 |  | 0 | 0
Sub-Total Residential | 2.8997 | 2.1372 |  |  | 4985.7419 | 4383.213 | #REF! | #REF! | 1719.393 | 1889.0169 | 331.4921 | 364.1949 | 2630.0518 | 12838.3213 | 614.9409 | 1716.0618 | 17100.0897 | 2594.9621 | 53692.2639
Commercial, Industrial & Municipal
C1 - Large Business Energy Solutions | 3.9591 | 1.4664 | 2.753 | 2.1108 | 4941.8321 | 3664.5915 | 3436.3253 | 5275.0783 | 1248.2315 | 1371.3737 | 1250.8069 | 1374.2033 | 2959.2824 | 33234.6582 | 231.7465 | 399.6046 | 137.8914 | -805.1386 | -5007.9693
C2 - Small Business Energy Solutions | 2.1423 | 1.0852 | 1.4262 | 1.5544 | 2598.3006 | 1930.969 | 1729.8177 | 2766.0023 | 1212.8621 | 1332.515 | 566.5761 | 622.4707 | 1646.7136 | 16860.4706 | 191.6059 | 225.3782 | 317.0044 | -422.511 | -2501.6331
C3 - Municipal Energy Solutions | 2.6084 | 1.2999 | 1.5336 | 1.9546 | 317.4647 | 224.7002 | 186.6498 | 337.8722 | 121.7099 | 133.7169 | 51.1521 | 56.1984 | 291.8592 | 1985.6312 | 53.1605 | 17.9203 | 18.9748 | -7.5071 | 233.9099
C5 - C&I Active Demand Response | 2.3172 | 2.3172 |  |  | 1181.1013 | 1181.1013 | #REF! | #REF! | 509.7149 | 560 | 0 | 0 | 0 | 0 | 0 | 6139.008 | 32 | 0 | 0
C6a - C&I Education | - | - | - | - | 0 | 0 | 0 | 0 | 74.6368 | 82 | 0 | 0 | 0 | 0 | 0 | 0 |  | 0 | 0
C6b - C&I Evaluation, Measurement and Verification | - | - | - | - | 0 | 0 | 0 | 0 | 166.6924 | 183.1371 | 0 | 0 | 0 | 0 | 0 | 0 |  | 0 | 0
C6c - C&I Customer Partnerships | - | - | - | - | 0 | 0 | 0 | 0 | 0 | 0 | 0 | 0 | 0 | 0 | 0 | 0 |  | 0 | 0
C7 - C&I TBD Pilots/Demonstrations | - | - | - | - | 0 | 0 | 0 | 0 | 0 | 0 | 0 | 0 | 0 | 0 | 0 | 0 |  | 0 | 0
Sub-Total Commercial & Industrial | 2.7112 | 1.3458 |  |  | 9038.6987 | 7001.362 | #REF! | #REF! | 3333.8475 | 3662.7428 | 1868.5351 | 2052.8724 | 4897.8552 | 52080.76 | 476.5129 | 6781.9111 | 505.8706 | -1235.1567 | -7275.6925
C6d - Smart Start | - | - | - | - | 0 | 0 | 0 | 0 | 0 | 0 | 0 | 0 | 0 | 0 | 0 | 0 |  | 0 | 0
Total | 2.6605 | 1.5886 |  |  | 17421.0487 | 13896.9567 | #REF! | #REF! | 6548.1482 | 7194.1451 | 2200.0272 | 2417.0673 | 7671.7417 | 67084.2298 | 1110.8421 | 8533.8014 | 17702.5383 | 3576.1545 | 92181.2766
Notes:
(1) The Granite State Test is used as the primary cost test, as approved in Order No. 36,322, and includes an annual NEI adder of $438.72 per weatherization project in the Home Energy Assistance program. For the illustrative Total Resource Cost Test, NEI adders of 25% for Residential and 10% for C&I are applied to total benefits excluding water.
(2) Utility and Customer Costs and Benefits are expressed in 2027 Dollars for the purpose of calculating the benefit/cost ratio.
(3) Per past precedent, discount and inflation rates have been updated for the year in which measures will be installed, and were updated as of June 1, 2026 for program year 2027.
(5) AESC 2024 was used to model benefits for Year 1 (2027), and for illustrative purposes, Years 2 and 3 (2028 and 2029). When available, AESC 2027 will be used to model the final two years of the Plan. | [10 empty] | Annual kWh Savings | 7671741.7463 | 87.98% | kWh > 65% |  | Lifetime kWh Savings | 67084229.8253 | 71.29%
[11 empty] | Annual MMBTU Savings (in kWh) | 1048067.4591 | 12.02% |  |  | Lifetime MMBTU Savings (in kWh) | 27015666.4505 | 28.71%
[12 empty] | 8719809.2054 | 100% |  |  |  | 94099896.2758 | 100%
Liberty Utilities (Granite State Electric) Corp. d/b/a Liberty
NHPUC Docket No. DE 26-XXX
July 1, 2026 Plan Filing (2027-2029)
Attachment F1 (2027-2029)
Page 10 of 12
Program Cost-Effectiveness - 2027-2029 PLAN
| Benefit/Cost Ratios2 |  |  |  | Benefits ($000)2,5 |  |  |  | Costs
| Granite State Test | Total Resource Cost Test | Utility Cost Test | Secondary Granite State Test | Granite State Test | Total Resource Cost Test | Utility Cost Test | Secondary Granite State Test | Utility Costs ($000 - 2027$)2 | Utility Costs ($000) - Nominal $ | Customer Costs ($000 - 2027$)2 | Customer Costs ($000 Nominal $) | Annual Net MWh Savings | Lifetime Net MWh Savings | Winter kW Savings | Summer kW Savings4 | Number of Customers Served | Annual Net MMBtu Savings | Lifetime Net MMBtu Savings
Income Eligible Programs
B1 - Home Energy Assistance | 2.4549 | 1.8268 | 0.20003 | 2.4549 | 10299.3468 | 7664.1575 | 839.2052 | 10299.3468 | 4195.3838 | 4398.4988 | 0 | 0 | 431.3049 | 6491.3394 | 58.1649 | 107.3753 | 292.0838 | 6526.308 | 134894.0068
B2a - IE Education | - | - | - | - | 0 | 0 | 0 | 0 | 136.806 | 143.4293 | 0 | 0 | 0 | 0 | 0 | 0 | 0 | 0 | 0
B2b - IE Evaluation, Measurement and Verification | - | - | - | - | 0 | 0 | 0 | 0 | 228.01 | 239.0488 | 0 | 0 | 0 | 0 | 0 | 0 | 0 | 0 | 0
B3 - IE TBD Pilots/Demonstrations | - | - | - | - | 0 | 0 | 0 | 0 | 0 | 0 | 0 | 0 | 0 | 0 | 0 | 0 | 0 | 0 | 0
Sub-Total Income Eligible | 2.2585 | 1.6807 | 0.18403 | 2.2585 | 10299.3468 | 7664.1575 | 839.2052 | 10299.3468 | 4560.1998 | 4780.9769 | 0 | 0 | 431.3049 | 6491.3394 | 58.1649 | 107.3753 | 292.0838 | 6526.308 | 134894.0068
Residential Programs
A1 - Energy Star Homes | 4.4252 | 3.2877 | 0.5185 | 4.1745 | 3490.638 | 3255.2644 | 408.9934 | 4133.322 | 788.8054 | 827.2664 | 201.3412 | 211.0849 | 215.9904 | 5277.8256 | 64.9431 | 12.8647 | 213.5875 | 1755.5606 | 43874.3156
A2 - Home Performance | 3.4672 | 2.1503 | 0.33484 | 3.0053 | 5599.8246 | 4648.3359 | 540.7931 | 6496.5954 | 1615.0624 | 1693.8099 | 546.6532 | 573.42 | 408.165 | 6496.7065 | 18.3612 | 34.5895 | 182.4005 | 4772.047 | 97030.4261
A3 - Energy Star Products | 2.6791 | 1.8532 | 1.4352 | 2.6179 | 3657.9063 | 2993.4063 | 1959.5252 | 4228.6046 | 1365.3622 | 1431.2729 | 249.9005 | 262.1676 | 1402.396 | 20391.55 | 489.2634 | 197.8206 | 3865.6115 | 968.4502 | 14109.7517
A4 - Residential Behavior | 2.3303 | 1.8919 | 1.5135 | 2.7086 | 1100.2421 | 893.2473 | 714.5979 | 1278.8916 | 472.1526 | 495 | 0 | 0 | 6133.5 | 6133.5 | 1324.0647 | 854.0842 | 43500 | 0 | 0
A5 - Residential Active Demand Response | 1.6897 | 2.0276 |  |  | 752.0548 | 902.4524 | #REF! | #REF! | 445.0771 | 467.0193 | 0 | 0 | 0 | 0 | 0 | 3182.4 | 2652 | 0 | 0
A6a - Res Education | - | - | - | - | 0 | 0 | 0 | 0 | 254.7369 | 267.4686 | 0 | 0 | 0 | 0 | 0 | 0 | 0 | 0 | 0
A6b - Res Evaluation, Measurement and Verification | - | - | - | - | 0 | 0 | 0 | 0 | 260.063 | 272.7283 | 0 | 0 | 0 | 0 | 0 | 0 | 0 | 0 | 0
A7 - Res TBD Pilots/Demonstrations | - | - | - | - | 0 | 0 | 0 | 0 | 0 | 0 | 0 | 0 | 0 | 0 | 0 | 0 | 0 | 0 | 0
Sub-Total Residential | 2.8071 | 2.0475 |  |  | 14600.6658 | 12692.7063 | #REF! | #REF! | 5201.2595 | 5454.5653 | 997.8949 | 1046.6724 | 8160.0514 | 38299.5821 | 1896.6324 | 4281.759 | 50413.5996 | 7496.0578 | 155014.4933
Commercial, Industrial & Municipal
C1 - Large Business Energy Solutions | 3.9375 | 1.4356 | 2.7251 | 2.0756 | 15070.427 | 11122.9335 | 10429.7745 | 16081.8569 | 3827.3666 | 4012.1346 | 3920.5263 | 4106.9999 | 8834.8944 | 99229.7989 | 694.4602 | 1197.7443 | 413.2179 | -2398.7345 | -14895.2903
C2 - Small Business Energy Solutions | 2.1315 | 1.0672 | 1.4119 | 1.5357 | 7970.5029 | 5894.6116 | 5279.6878 | 8482.3076 | 3739.3121 | 3919.2295 | 1784.2464 | 1868.9069 | 4954.1303 | 50816.6275 | 575.4109 | 676.9362 | 951.7777 | -1266.0735 | -7503.3027
C3 - Municipal Energy Solutions | 2.6798 | 1.312 | 1.411 | 1.9239 | 1178.0229 | 856.3324 | 620.2717 | 1255.6723 | 439.5981 | 458.9023 | 213.0744 | 221.8946 | 939.4413 | 6375.3439 | 170.413 | 58.8964 | 66.1456 | 87.7921 | 2645.9964
C5 - C&I Active Demand Response | 2.0818 | 2.0818 |  |  | 3083.2938 | 3083.2938 | #REF! | #REF! | 1481.049 | 1555 | 0 | 0 | 0 | 0 | 0 | 15785.52 | 90 | 0 | 0
C6a - C&I Education | - | - | - | - | 0 | 0 | 0 | 0 | 220.0984 | 231 | 0 | 0 | 0 | 0 | 0 | 0 | 0 | 0 | 0
C6b - C&I Evaluation, Measurement and Verification | - | - | - | - | 0 | 0 | 0 | 0 | 510.9171 | 535.593 | 0 | 0 | 0 | 0 | 0 | 0 | 0 | 0 | 0
C6c - C&I Customer Partnerships | - | - | - | - | 0 | 0 | 0 | 0 | 0 | 0 | 0 | 0 | 0 | 0 | 0 | 0 | 0 | 0 | 0
C7 - C&I TBD Pilots/Demonstrations | - | - | - | - | 0 | 0 | 0 | 0 | 0 | 0 | 0 | 0 | 0 | 0 | 0 | 0 | 0 | 0 | 0
Sub-Total Commercial & Industrial | 2.6719 | 1.2988 |  |  | 27302.2466 | 20957.1714 | #REF! | #REF! | 10218.3412 | 10711.8595 | 5917.847 | 6197.8014 | 14728.4661 | 156421.7703 | 1440.284 | 17719.0969 | 1521.1412 | -3577.0159 | -19752.5966
C6d - Smart Start | - | - | - | - | 0 | 0 | 0 | 0 | 0 | 0 | 0 | 0 | 0 | 0 | 0 | 0 | 0 | 0 | 0
Total | 2.6128 | 1.5361 |  |  | 52202.2592 | 41314.0351 | #REF! | #REF! | 19979.8005 | 20947.4017 | 6915.742 | 7244.4738 | 23319.8224 | 201212.6919 | 3395.0814 | 22108.2312 | 52226.8246 | 10445.3499 | 270155.9035
Notes:
(1) The Granite State Test is used as the primary cost test, as approved in Order No. 36,322, and includes an annual NEI adder of $438.72 per weatherization project in the Home Energy Assistance program. For the illustrative Total Resource Cost Test, NEI adders of 25% for Residential and 10% for C&I are applied to total benefits excluding water.
(2) Utility and Customer Costs and Benefits are expressed in 2027 Dollars for the purpose of calculating the benefit/cost ratio.
(3) Per past precedent, discount and inflation rates have been updated for the year in which measures will be installed, and were updated as of June 1, 2026.
(4) Active Demand kW is reported annually; the term total reflects aggregated annual values rather than cumulative demand reduction. | [10 empty] | Annual kWh Savings | 23319822.3757 | 88.4% | kWh > 65% |  | Lifetime kWh Savings | 201212691.8535 | 71.76%
[11 empty] | Annual MMBTU Savings (in kWh) | 3061229.9861 | 11.6% |  |  | Lifetime MMBTU Savings (in kWh) | 79174882.8541 | 28.24%
(5) AESC 2024 was used to model benefits for Year 1 (2027), and for illustrative purposes, Years 2 and 3 (2028 and 2029). When available, AESC 2027 will be used to model the final two years of the Plan. | [11 empty] | 26381052.3618 | 100% |  |  |  | 280387574.7076 | 100%

## 2. Att F1 Ben
Liberty Utilities (Granite State Electric) Corp. d/b/a Liberty
NHPUC Docket No. DE 26-XXX
July 1, 2026 Plan Filing (2027-2029)
Attachment F1 (2027)
Page 2 of 12
Present Value Benefits - 2027 PLAN
| Total Benefits ($000)1 |  |  |  | Resource Benefits ($000) | [16 empty] | Non-Resource Benefits ($000) |  |  | Avoided GHG Benefits ($000)3
[5 empty] | Electric | [13 empty] | Non-Electric
[5 empty] | CAPACITY |  |  |  |  | ENERGY |  |  |  | Electric DRIPE | Total Electric Benefit | HIDE |  |  | Other Fuels | Water Benefit | Total Resource Benefits | Fossil Emissions | Other Non-Resource Benefits2 | Total Non-Resource Benefits
| Granite State Test | Total Resource Cost Test | Utility Cost Test | Secondary Granite State Test | Summer Generation | Winter Generation | Transmission | Distribution | Reliability | Winter Peak | Winter Off Peak | Summer Peak | Summer Off Peak |  |  | Gas Benefit | Gas DRIPE | Total Gas Benefit
Income Eligible Programs
B1 - Home Energy Assistance | 3468.7615 | 2593.1678 | 282.8521 | 3468.7615 | 40.6246 | 0 | 42.6324 | 50.9734 | 0.5196 | 41.1382 | 39.364 | 27.6017 | 25.8285 | 14.1697 | 282.8521 | 1.3857 | 0.032633 | 1.4183 | 1498.0549 | 17.4212 | 1798.3282 | 39.8239 | 755.0156 | 794.8395 | 915.4177
B2a - IE Education | 0 | 0 | 0 | 0 | 0 | 0 | 0 | 0 | 0 | 0 | 0 | 0 | 0 | 0 | 0 | 0 | 0 | 0 | 0 | 0 | 0 | 0 | 0 | 0 | 0
B2b - IE Evaluation, Measurement and Verification | 0 | 0 | 0 | 0 | 0 | 0 | 0 | 0 | 0 | 0 | 0 | 0 | 0 | 0 | 0 | 0 | 0 | 0 | 0 | 0 | 0 | 0 | 0 | 0 | 0
B3 - IE TBD Pilots/Demonstrations | 0 | 0 | 0 | 0 | 0 | 0 | 0 | 0 | 0 | 0 | 0 | 0 | 0 | 0 | 0 | 0 | 0 | 0 | 0 | 0 | 0 | 0 | 0 | 0 | 0
Sub-Total Income Eligible | 3468.7615 | 2593.1678 | 282.8521 | 3468.7615 | 40.6246 | 0 | 42.6324 | 50.9734 | 0.5196 | 41.1382 | 39.364 | 27.6017 | 25.8285 | 14.1697 | 282.8521 | 1.3857 | 0.032633 | 1.4183 | 1498.0549 | 17.4212 | 1798.3282 | 39.8239 | 755.0156 | 794.8395 | 915.4177
Residential Programs
A1 - Energy Star Homes | 1151.2083 | 1074.2323 | 136.8829 | 1363.385 | 5.9567 | 0 | 5.9331 | 7.094 | 0.060993 | 48.2076 | 56.3578 | 3.3691 | 2.8599 | 7.0436 | 136.8829 | 0 | 0 | 0 | 711.8238 | 1.32 | 850.0267 | 12.0288 | 212.1767 | 224.2055 | 301.1816
A2 - Home Performance | 1814.2521 | 1507.1285 | 179.0091 | 2104.9657 | 15.5727 | 0 | 15.5142 | 18.5495 | 0.16101 | 20.3648 | 15.1575 | 45.082 | 38.4229 | 10.1846 | 179.0091 | 0 | 0 | 0 | 983.8454 | 28.2799 | 1191.1344 | 25.2805 | 290.7136 | 315.9941 | 623.1177
A3 - Energy Star Products | 1217.9347 | 989.7713 | 649.1773 | 1407.0524 | 41.8906 | 0 | 49.7125 | 59.4388 | 0.84112 | 188.7028 | 212.2708 | 28.312 | 25.7628 | 42.246 | 649.1773 | 8.7624 | 0.22916 | 8.9915 | 107.2938 | 40.5406 | 797.0118 | 3.6417 | 189.1178 | 192.7595 | 420.9229
A4 - Residential Behavior | 381.0857 | 310.4534 | 248.3627 | 443.1764 | 11.6302 | 0 | 25.2917 | 30.2401 | 0.61183 | 68.9336 | 58.3461 | 21.8287 | 17.0128 | 14.4677 | 248.3627 | 0 | 0 | 0 | 0 | 0 | 248.3627 | 0 | 62.0907 | 62.0907 | 132.7229
A5 - Residential Active Demand Response | 150.4646 | 150.4646 | 150.4646 | 150.4646 | 4.575 | 0 | 65.2733 | 78.0441 | 1.579 | 0 | 0 | 0 | 0 | 0.99311 | 150.4646 | 0 | 0 | 0 | 0 | 0 | 150.4646 | 0 | 0 | 0 | 0
A6a - Res Education | 0 | 0 | 0 | 0 | 0 | 0 | 0 | 0 | 0 | 0 | 0 | 0 | 0 | 0 | 0 | 0 | 0 | 0 | 0 | 0 | 0 | 0 | 0 | 0 | 0
A6b - Res Evaluation, Measurement and Verification | 0 | 0 | 0 | 0 | 0 | 0 | 0 | 0 | 0 | 0 | 0 | 0 | 0 | 0 | 0 | 0 | 0 | 0 | 0 | 0 | 0 | 0 | 0 | 0 | 0
A7 - Res TBD Pilots/Demonstrations | 0 | 0 | 0 | 0 | 0 | 0 | 0 | 0 | 0 | 0 | 0 | 0 | 0 | 0 | 0 | 0 | 0 | 0 | 0 | 0 | 0 | 0 | 0 | 0 | 0
Sub-Total Residential | 4714.9453 | 4032.0501 | 1363.8967 | 5469.0441 | 79.6252 | 0 | 161.7249 | 193.3665 | 3.254 | 326.2088 | 342.1323 | 98.5917 | 84.0584 | 74.935 | 1363.8967 | 8.7624 | 0.22916 | 8.9915 | 1802.963 | 70.1405 | 3237.0002 | 40.951 | 754.0988 | 795.0498 | 1477.9451
Commercial/Industrial Programs
C1 - Large Business Energy Solutions | 5078.7948 | 3730.1351 | 3498.1308 | 5417.9648 | 366.1671 | 0 | 392.9203 | 469.7955 | 5.581 | 659.8895 | 504.2277 | 508.337 | 373.1092 | 218.1037 | 3498.1308 | -13.415 | -1.0379 | -14.4528 | -106.4305 | 2.8941 | 3394.5944 | -3.6293 | 339.17 | 335.5407 | 1684.2004
C2 - Small Business Energy Solutions | 2687.2852 | 1978.4526 | 1771.2404 | 2858.9394 | 162.3772 | 0 | 188.9274 | 225.8913 | 3.2225 | 352.1089 | 291.3995 | 233.7022 | 191.2311 | 122.3802 | 1771.2404 | -6.8553 | -0.57556 | -7.4309 | -54.6976 | 92.0467 | 1808.5894 | -1.7911 | 171.6543 | 169.8632 | 878.6957
C3 - Municipal Energy Solutions | 435.8549 | 319.99 | 220.0429 | 464.8564 | 15.1552 | 0 | 17.8412 | 21.3318 | 0.29835 | 52.0441 | 43.2111 | 27.5184 | 24.3207 | 18.3221 | 220.0429 | -0.57812 | -0.039642 | -0.61777 | 69.9725 | 0 | 290.0154 | 0.97308 | 29.0015 | 29.9746 | 145.8395
C5 - C&I Active Demand Response | 868.3183 | 868.3183 | 868.3183 | 868.3183 | 26.4018 | 0 | 376.6869 | 450.3861 | 9.1123 | 0 | 0 | 0 | 0 | 5.7312 | 868.3183 | 0 | 0 | 0 | 0 | 0 | 868.3183 | 0 | 0 | 0 | 0
C6a - C&I Education | 0 | 0 | 0 | 0 | 0 | 0 | 0 | 0 | 0 | 0 | 0 | 0 | 0 | 0 | 0 | 0 | 0 | 0 | 0 | 0 | 0 | 0 | 0 | 0 | 0
C6b - C&I Evaluation, Measurement and Verification | 0 | 0 | 0 | 0 | 0 | 0 | 0 | 0 | 0 | 0 | 0 | 0 | 0 | 0 | 0 | 0 | 0 | 0 | 0 | 0 | 0 | 0 | 0 | 0 | 0
C6c - C&I Customer Partnerships | 0 | 0 | 0 | 0 | 0 | 0 | 0 | 0 | 0 | 0 | 0 | 0 | 0 | 0 | 0 | 0 | 0 | 0 | 0 | 0 | 0 | 0 | 0 | 0 | 0
C7 - C&I TBD Pilots/Demonstrations | 0 | 0 | 0 | 0 | 0 | 0 | 0 | 0 | 0 | 0 | 0 | 0 | 0 | 0 | 0 | 0 | 0 | 0 | 0 | 0 | 0 | 0 | 0 | 0 | 0
Sub-Total Commercial & Industrial | 9070.2531 | 6896.8961 | 6357.7324 | 9610.079 | 570.1013 | 0 | 976.3758 | 1167.4046 | 18.2142 | 1064.0425 | 838.8383 | 769.5575 | 588.661 | 364.5371 | 6357.7324 | -20.8484 | -1.6531 | -22.5015 | -91.1556 | 94.9407 | 6361.5175 | -4.4473 | 539.8258 | 535.3785 | 2708.7356
C6d - Smart Start | 0 | 0 | 0 | 0 | 0 | 0 | 0 | 0 | 0 | 0 | 0 | 0 | 0 | 0 | 0 | 0 | 0 | 0 | 0 | 0 | 0 | 0 | 0 | 0 | 0
Total | 17253.96 | 13522.1139 | 8004.4812 | 18547.8846 | 690.3512 | 0 | 1180.7331 | 1411.7445 | 21.9877 | 1431.3895 | 1220.3346 | 895.7509 | 698.5478 | 453.6418 | 8004.4812 | -10.7003 | -1.3913 | -12.0916 | 3209.8623 | 182.5024 | 11396.846 | 76.3276 | 2048.9403 | 2125.2679 | 5102.0984
(1) The Granite State Test is used as the primary cost test, as approved in Order No. 36,322. Benefits are calculated based on net savings.
(2) Non-resource benefits include NEIs, which are only applied to the Home Energy Asssitance program in the GST primary cost test.
Liberty Utilities (Granite State Electric) Corp. d/b/a Liberty
NHPUC Docket No. DE 26-XXX
July 1, 2026 Plan Filing (2027-2029)
Attachment F1 (2028)
Page 5 of 12
Present Value Benefits - 2028 PLAN
| Total Benefits ($000)1 |  |  |  | Resource Benefits ($000) | [16 empty] | Non-Resource Benefits ($000) |  |  | Avoided GHG Benefits ($000)3
[5 empty] | Electric | [13 empty] | Non-Electric
[5 empty] | CAPACITY |  |  |  |  | ENERGY |  |  |  | Electric DRIPE | Total Electric Benefit | HIDE |  |  | Other Fuels | Water Benefit | Total Resource Benefits | Fossil Emissions | Other Non-Resource Benefits2 | Total Non-Resource Benefits
| Granite State Test | Total Resource Cost Test | Utility Cost Test | Secondary Granite State Test | Summer Generation | Winter Generation | Transmission | Distribution | Reliability | Winter Peak | Winter Off Peak | Summer Peak | Summer Off Peak |  |  | Gas Benefit | Gas DRIPE | Total Gas Benefit
Income Eligible Programs
B1 - Home Energy Assistance | 3433.9771 | 2558.6081 | 279.6933 | 3433.9771 | 41.2459 | 0 | 41.6956 | 49.8534 | 0.66069 | 40.1311 | 38.0502 | 27.4807 | 25.6135 | 14.9623 | 279.6933 | 1.3705 | 0.032023 | 1.4025 | 1483.1609 | 17.0571 | 1779.9113 | 41.1564 | 737.5404 | 778.6968 | 916.5254
B2a - IE Education | 0 | 0 | 0 | 0 | 0 | 0 | 0 | 0 | 0 | 0 | 0 | 0 | 0 | 0 | 0 | 0 | 0 | 0 | 0 | 0 | 0 | 0 | 0 | 0 | 0
B2b - IE Evaluation, Measurement and Verification | 0 | 0 | 0 | 0 | 0 | 0 | 0 | 0 | 0 | 0 | 0 | 0 | 0 | 0 | 0 | 0 | 0 | 0 | 0 | 0 | 0 | 0 | 0 | 0 | 0
B3 - IE TBD Pilots/Demonstrations | 0 | 0 | 0 | 0 | 0 | 0 | 0 | 0 | 0 | 0 | 0 | 0 | 0 | 0 | 0 | 0 | 0 | 0 | 0 | 0 | 0 | 0 | 0 | 0 | 0
Sub-Total Income Eligible | 3433.9771 | 2558.6081 | 279.6933 | 3433.9771 | 41.2459 | 0 | 41.6956 | 49.8534 | 0.66069 | 40.1311 | 38.0502 | 27.4807 | 25.6135 | 14.9623 | 279.6933 | 1.3705 | 0.032023 | 1.4025 | 1483.1609 | 17.0571 | 1779.9113 | 41.1564 | 737.5404 | 778.6968 | 916.5254
Residential Programs
A1 - Energy Star Homes | 1161.1835 | 1082.8089 | 136.2753 | 1374.9617 | 6.1627 | 0 | 5.9507 | 7.115 | 0.079219 | 47.98 | 55.5083 | 3.4464 | 2.9143 | 7.1187 | 136.2753 | 0 | 0 | 0 | 718.8377 | 1.2925 | 856.4055 | 12.6252 | 213.7782 | 226.4035 | 304.778
A2 - Home Performance | 1875.5813 | 1556.7604 | 181.7454 | 2175.9421 | 16.6122 | 0 | 16.0078 | 19.1397 | 0.21549 | 20.1628 | 14.955 | 45.4692 | 38.6008 | 10.5824 | 181.7454 | 0 | 0 | 0 | 1019.6979 | 27.6884 | 1229.1318 | 27.2678 | 300.3608 | 327.6286 | 646.4495
A3 - Energy Star Products | 1221.4993 | 999.7039 | 654.8281 | 1412.103 | 45.7631 | 0 | 50.4543 | 60.3257 | 1.132 | 187.9228 | 209.9705 | 28.8876 | 26.1926 | 44.1794 | 654.8281 | 8.8298 | 0.23062 | 9.0604 | 107.5871 | 42.8856 | 805.3008 | 3.7993 | 190.6038 | 194.4031 | 416.1984
A4 - Residential Behavior | 376.9446 | 307.2075 | 245.766 | 438.3861 | 11.9338 | 0 | 24.4991 | 29.2924 | 1.1087 | 65.9899 | 56.1827 | 21.1569 | 16.7154 | 18.8871 | 245.766 | 0 | 0 | 0 | 0 | 0 | 245.766 | 0 | 61.4415 | 61.4415 | 131.1786
A5 - Residential Active Demand Response | 264.77 | 330.9625 | 264.77 | 330.9625 | 43.8446 | 0 | 90.0093 | 107.6197 | 4.0733 | 0 | 0 | 0 | 0 | 19.2233 | 264.77 | 0 | 0 | 0 | 0 | 0 | 264.77 | 0 | 66.1925 | 66.1925 | 0
A6a - Res Education | 0 | 0 | 0 | 0 | 0 | 0 | 0 | 0 | 0 | 0 | 0 | 0 | 0 | 0 | 0 | 0 | 0 | 0 | 0 | 0 | 0 | 0 | 0 | 0 | 0
A6b - Res Evaluation, Measurement and Verification | 0 | 0 | 0 | 0 | 0 | 0 | 0 | 0 | 0 | 0 | 0 | 0 | 0 | 0 | 0 | 0 | 0 | 0 | 0 | 0 | 0 | 0 | 0 | 0 | 0
A7 - Res TBD Pilots/Demonstrations | 0 | 0 | 0 | 0 | 0 | 0 | 0 | 0 | 0 | 0 | 0 | 0 | 0 | 0 | 0 | 0 | 0 | 0 | 0 | 0 | 0 | 0 | 0 | 0 | 0
Sub-Total Residential | 4899.9786 | 4277.4432 | 1483.3848 | 5732.3555 | 124.3163 | 0 | 186.9212 | 223.4925 | 6.6087 | 322.0554 | 336.6165 | 98.9601 | 84.4231 | 99.9909 | 1483.3848 | 8.8298 | 0.23062 | 9.0604 | 1846.1227 | 71.8665 | 3401.374 | 43.6923 | 832.3769 | 876.0692 | 1498.6046
Commercial/Industrial Programs
C1 - Large Business Energy Solutions | 5049.8001 | 3728.2069 | 3495.3184 | 5388.8137 | 378.8114 | 0 | 386.6623 | 462.3132 | 7.1731 | 650.9792 | 492.6098 | 513.4631 | 374.1476 | 229.1586 | 3495.3184 | -13.3869 | -1.0312 | -14.4181 | -105.182 | 2.8337 | 3392.9701 | -3.7769 | 339.0136 | 335.2367 | 1656.83
C2 - Small Business Energy Solutions | 2684.9172 | 1985.19 | 1778.6297 | 2857.3658 | 172.7823 | 0 | 186.7597 | 223.2994 | 4.1462 | 347.8871 | 286.3925 | 236.0649 | 192.4984 | 128.7993 | 1778.6297 | -6.8634 | -0.573 | -7.4364 | -54.1435 | 90.1219 | 1814.608 | -1.8666 | 172.4486 | 170.582 | 870.3091
C3 - Municipal Energy Solutions | 424.7034 | 311.6422 | 213.579 | 452.9437 | 15.7547 | 0 | 17.1592 | 20.5164 | 0.37197 | 49.8077 | 41.1108 | 26.8265 | 23.6788 | 18.3529 | 213.579 | -0.54822 | -0.037175 | -0.58539 | 68.8237 | 0 | 282.4028 | 0.99916 | 28.2403 | 29.2394 | 142.3006
C5 - C&I Active Demand Response | 1033.8742 | 1033.8742 | 1033.8742 | 1033.8742 | 36.8522 | 0 | 445.9735 | 533.2286 | 10.6405 | 0 | 0 | 0 | 0 | 7.1793 | 1033.8742 | 0 | 0 | 0 | 0 | 0 | 1033.8742 | 0 | 0 | 0 | 0
C6a - C&I Education | 0 | 0 | 0 | 0 | 0 | 0 | 0 | 0 | 0 | 0 | 0 | 0 | 0 | 0 | 0 | 0 | 0 | 0 | 0 | 0 | 0 | 0 | 0 | 0 | 0
C6b - C&I Evaluation, Measurement and Verification | 0 | 0 | 0 | 0 | 0 | 0 | 0 | 0 | 0 | 0 | 0 | 0 | 0 | 0 | 0 | 0 | 0 | 0 | 0 | 0 | 0 | 0 | 0 | 0 | 0
C6c - C&I Customer Partnerships | 0 | 0 | 0 | 0 | 0 | 0 | 0 | 0 | 0 | 0 | 0 | 0 | 0 | 0 | 0 | 0 | 0 | 0 | 0 | 0 | 0 | 0 | 0 | 0 | 0
C7 - C&I TBD Pilots/Demonstrations | 0 | 0 | 0 | 0 | 0 | 0 | 0 | 0 | 0 | 0 | 0 | 0 | 0 | 0 | 0 | 0 | 0 | 0 | 0 | 0 | 0 | 0 | 0 | 0 | 0
Sub-Total Commercial & Industrial | 9193.2948 | 7058.9132 | 6521.4013 | 9732.9974 | 604.2006 | 0 | 1036.5548 | 1239.3576 | 22.3317 | 1048.6741 | 820.1131 | 776.3545 | 590.3248 | 383.4902 | 6521.4013 | -20.7986 | -1.6414 | -22.44 | -90.5018 | 92.9555 | 6523.8551 | -4.6444 | 539.7025 | 535.0581 | 2669.4397
C6d - Smart Start | 0 | 0 | 0 | 0 | 0 | 0 | 0 | 0 | 0 | 0 | 0 | 0 | 0 | 0 | 0 | 0 | 0 | 0 | 0 | 0 | 0 | 0 | 0 | 0 | 0
Total | 17527.2505 | 13894.9645 | 8284.4795 | 18899.3299 | 769.7628 | 0 | 1265.1715 | 1512.7034 | 29.6011 | 1410.8606 | 1194.7799 | 902.7953 | 700.3614 | 498.4434 | 8284.4795 | -10.5983 | -1.3787 | -11.9771 | 3238.7818 | 181.8791 | 11705.1404 | 80.2044 | 2109.6198 | 2189.8241 | 5084.5698
(1) The Granite State Test is used as the primary cost test, as approved in Order No. 36,322. Benefits are calculated based on net savings.
(2) Non-resource benefits include NEIs, which are only applied to the Home Energy Asssitance program in the GST primary cost test.
Liberty Utilities (Granite State Electric) Corp. d/b/a Liberty
NHPUC Docket No. DE 26-XXX
July 1, 2026 Plan Filing (2027-2029)
Attachment F1 (2029)
Page 8 of 12
Present Value Benefits - 2029 PLAN
| Total Benefits ($000)1 |  |  |  | Resource Benefits ($000) | [16 empty] | Non-Resource Benefits ($000) |  |  | Avoided GHG Benefits ($000)3
[5 empty] | Electric | [13 empty] | Non-Electric
[5 empty] | CAPACITY |  |  |  |  | ENERGY |  |  |  | Electric DRIPE | Total Electric Benefit | HIDE |  |  | Other Fuels | Water Benefit | Total Resource Benefits | Fossil Emissions | Other Non-Resource Benefits2 | Total Non-Resource Benefits
| Granite State Test | Total Resource Cost Test | Utility Cost Test | Secondary Granite State Test | Summer Generation | Winter Generation | Transmission | Distribution | Reliability | Winter Peak | Winter Off Peak | Summer Peak | Summer Off Peak |  |  | Gas Benefit | Gas DRIPE | Total Gas Benefit
Income Eligible Programs
B1 - Home Energy Assistance | 3396.6081 | 2512.3817 | 276.6597 | 3396.6081 | 42.7122 | 0 | 40.8749 | 48.8721 | 0.64742 | 39.1609 | 36.8373 | 27.4608 | 25.4457 | 14.6485 | 276.6597 | 1.3548 | 0.031321 | 1.3862 | 1462.6697 | 16.6833 | 1756.0126 | 42.9817 | 713.3873 | 756.369 | 927.2082
B2a - IE Education | 0 | 0 | 0 | 0 | 0 | 0 | 0 | 0 | 0 | 0 | 0 | 0 | 0 | 0 | 0 | 0 | 0 | 0 | 0 | 0 | 0 | 0 | 0 | 0 | 0
B2b - IE Evaluation, Measurement and Verification | 0 | 0 | 0 | 0 | 0 | 0 | 0 | 0 | 0 | 0 | 0 | 0 | 0 | 0 | 0 | 0 | 0 | 0 | 0 | 0 | 0 | 0 | 0 | 0 | 0
B3 - IE TBD Pilots/Demonstrations | 0 | 0 | 0 | 0 | 0 | 0 | 0 | 0 | 0 | 0 | 0 | 0 | 0 | 0 | 0 | 0 | 0 | 0 | 0 | 0 | 0 | 0 | 0 | 0 | 0
Sub-Total Income Eligible | 3396.6081 | 2512.3817 | 276.6597 | 3396.6081 | 42.7122 | 0 | 40.8749 | 48.8721 | 0.64742 | 39.1609 | 36.8373 | 27.4608 | 25.4457 | 14.6485 | 276.6597 | 1.3548 | 0.031321 | 1.3862 | 1462.6697 | 16.6833 | 1756.0126 | 42.9817 | 713.3873 | 756.369 | 927.2082
Residential Programs
A1 - Energy Star Homes | 1178.2462 | 1098.2233 | 135.8352 | 1394.9753 | 6.354 | 0 | 5.9628 | 7.1295 | 0.079081 | 47.9211 | 54.784 | 3.5254 | 2.9673 | 7.1119 | 135.8352 | 0 | 0 | 0 | 731.0813 | 1.2642 | 868.1806 | 13.3136 | 216.7291 | 230.0427 | 310.0656
A2 - Home Performance | 1909.9913 | 1584.4469 | 180.0386 | 2215.6875 | 17.0624 | 0 | 15.9182 | 19.0326 | 0.2139 | 19.4828 | 14.2452 | 45.4336 | 38.2954 | 10.3544 | 180.0386 | 0 | 0 | 0 | 1042.7465 | 27.0816 | 1249.8667 | 28.884 | 305.6963 | 334.5802 | 660.1246
A3 - Energy Star Products | 1218.4724 | 1003.9311 | 655.5198 | 1409.4491 | 49.6295 | 0 | 51.1454 | 61.1521 | 1.1511 | 185.9698 | 206.4551 | 29.3871 | 26.5017 | 44.1281 | 655.5198 | 8.9368 | 0.23228 | 9.169 | 108.3871 | 45.0663 | 808.9732 | 3.9812 | 190.9767 | 194.9579 | 409.4992
A4 - Residential Behavior | 342.2118 | 275.5865 | 220.4692 | 397.3291 | 11.8553 | 0 | 22.4541 | 26.8473 | 1.0161 | 58.3242 | 49.4011 | 18.6374 | 14.6232 | 17.3105 | 220.4692 | 0 | 0 | 0 | 0 | 0 | 220.4692 | 0 | 55.1173 | 55.1173 | 121.7427
A5 - Residential Active Demand Response | 336.8202 | 421.0253 | 336.8202 | 421.0253 | 59.6266 | 0 | 112.934 | 135.0296 | 5.1107 | 0 | 0 | 0 | 0 | 24.1193 | 336.8202 | 0 | 0 | 0 | 0 | 0 | 336.8202 | 0 | 84.2051 | 84.2051 | 0
A6a - Res Education | 0 | 0 | 0 | 0 | 0 | 0 | 0 | 0 | 0 | 0 | 0 | 0 | 0 | 0 | 0 | 0 | 0 | 0 | 0 | 0 | 0 | 0 | 0 | 0 | 0
A6b - Res Evaluation, Measurement and Verification | 0 | 0 | 0 | 0 | 0 | 0 | 0 | 0 | 0 | 0 | 0 | 0 | 0 | 0 | 0 | 0 | 0 | 0 | 0 | 0 | 0 | 0 | 0 | 0 | 0
A7 - Res TBD Pilots/Demonstrations | 0 | 0 | 0 | 0 | 0 | 0 | 0 | 0 | 0 | 0 | 0 | 0 | 0 | 0 | 0 | 0 | 0 | 0 | 0 | 0 | 0 | 0 | 0 | 0 | 0
Sub-Total Residential | 4985.7419 | 4383.213 | 1528.6829 | 5838.4663 | 144.5277 | 0 | 208.4146 | 249.191 | 7.5709 | 311.6979 | 324.8854 | 96.9835 | 82.3876 | 103.0243 | 1528.6829 | 8.9368 | 0.23228 | 9.169 | 1882.2149 | 73.4121 | 3484.3098 | 46.1787 | 852.7244 | 898.9032 | 1501.432
Commercial/Industrial Programs
C1 - Large Business Energy Solutions | 4941.8321 | 3664.5915 | 3436.3253 | 5275.0783 | 388.3813 | 0 | 377.019 | 450.783 | 7.0041 | 634.6719 | 475.1528 | 510.0771 | 368.8706 | 224.3653 | 3436.3253 | -13.2719 | -1.0128 | -14.2848 | -103.8632 | 2.7716 | 3335.2337 | -3.8883 | 333.2462 | 329.3579 | 1606.5984
C2 - Small Business Energy Solutions | 2598.3006 | 1930.969 | 1729.8177 | 2766.0023 | 179.9686 | 0 | 181.2361 | 216.6951 | 4.0279 | 333.2489 | 271.6761 | 231.1554 | 187.3282 | 124.4814 | 1729.8177 | -6.7323 | -0.55742 | -7.2898 | -52.8003 | 88.1448 | 1765.1622 | -1.895 | 167.7017 | 165.8068 | 833.1384
C3 - Municipal Energy Solutions | 317.4647 | 224.7002 | 186.6498 | 337.8722 | 14.113 | 0 | 14.4827 | 17.3163 | 0.32136 | 41.3114 | 35.8207 | 25.2557 | 21.8417 | 16.187 | 186.6498 | -0.54078 | -0.03636 | -0.57714 | 17.4259 | 0 | 204.0757 | 0.21694 | 20.4076 | 20.6245 | 113.389
C5 - C&I Active Demand Response | 1181.1013 | 1181.1013 | 1181.1013 | 1181.1013 | 42.1001 | 0 | 509.4816 | 609.1622 | 12.1557 | 0 | 0 | 0 | 0 | 8.2017 | 1181.1013 | 0 | 0 | 0 | 0 | 0 | 1181.1013 | 0 | 0 | 0 | 0
C6a - C&I Education | 0 | 0 | 0 | 0 | 0 | 0 | 0 | 0 | 0 | 0 | 0 | 0 | 0 | 0 | 0 | 0 | 0 | 0 | 0 | 0 | 0 | 0 | 0 | 0 | 0
C6b - C&I Evaluation, Measurement and Verification | 0 | 0 | 0 | 0 | 0 | 0 | 0 | 0 | 0 | 0 | 0 | 0 | 0 | 0 | 0 | 0 | 0 | 0 | 0 | 0 | 0 | 0 | 0 | 0 | 0
C6c - C&I Customer Partnerships | 0 | 0 | 0 | 0 | 0 | 0 | 0 | 0 | 0 | 0 | 0 | 0 | 0 | 0 | 0 | 0 | 0 | 0 | 0 | 0 | 0 | 0 | 0 | 0 | 0
C7 - C&I TBD Pilots/Demonstrations | 0 | 0 | 0 | 0 | 0 | 0 | 0 | 0 | 0 | 0 | 0 | 0 | 0 | 0 | 0 | 0 | 0 | 0 | 0 | 0 | 0 | 0 | 0 | 0 | 0
Sub-Total Commercial & Industrial | 9038.6987 | 7001.362 | 6533.8941 | 9560.0542 | 624.563 | 0 | 1082.2194 | 1293.9566 | 23.5091 | 1009.2323 | 782.6496 | 766.4882 | 578.0406 | 373.2353 | 6533.8941 | -20.5451 | -1.6066 | -22.1517 | -139.2376 | 90.9164 | 6485.5729 | -5.5663 | 521.3555 | 515.7892 | 2553.1258
C6d - Smart Start | 0 | 0 | 0 | 0 | 0 | 0 | 0 | 0 | 0 | 0 | 0 | 0 | 0 | 0 | 0 | 0 | 0 | 0 | 0 | 0 | 0 | 0 | 0 | 0 | 0
Total | 17421.0487 | 13896.9567 | 8339.2367 | 18795.1286 | 811.8029 | 0 | 1331.5089 | 1592.0197 | 31.7275 | 1360.0911 | 1144.3722 | 890.9324 | 685.8739 | 490.9081 | 8339.2367 | -10.2535 | -1.343 | -11.5965 | 3205.6469 | 181.0117 | 11725.8953 | 83.5941 | 2087.4673 | 2171.0614 | 4981.766
(1) The Granite State Test is used as the primary cost test, as approved in Order No. 36,322. Benefits are calculated based on net savings.
(2) Non-resource benefits include NEIs, which are only applied to the Home Energy Asssitance program in the GST primary cost test.
Liberty Utilities (Granite State Electric) Corp. d/b/a Liberty
NHPUC Docket No. DE 26-XXX
July 1, 2026 Plan Filing (2027-2029)
Attachment F1 (2027-2029)
Page 11 of 12
Present Value Benefits - 2027-2029 PLAN
| Total Benefits ($000)1 |  |  |  | Resource Benefits ($000) | [16 empty] | Non-Resource Benefits ($000) |  |  | Environ- mental Benefits ($000)3
[5 empty] | Electric | [13 empty] | Non-Electric
[5 empty] | CAPACITY |  |  |  |  | ENERGY |  |  |  | Electric DRIPE | Total Electric Benefit | HIDE |  |  | Other Fuels | Water Benefit | Total Resource Benefits | Fossil Emissions | Other Non-Resource Benefits2 | Total Non-Resource Benefits
| Granite State Test | Total Resource Cost Test | Utility Cost Test | Secondary Granite State Test | Summer Generation | Winter Generation | Transmission | Distribution | Reliability | Winter Peak | Winter Off Peak | Summer Peak | Summer Off Peak |  |  | Gas Benefit | Gas DRIPE | Total Gas Benefit
Income Eligible Programs
B1 - Home Energy Assistance | 10299.3468 | 7664.1575 | 839.2052 | 10299.3468 | 124.5828 | 0 | 125.2028 | 149.6989 | 1.8277 | 120.4302 | 114.2515 | 82.5431 | 76.8876 | 43.7805 | 839.2052 | 4.111 | 0.095978 | 4.207 | 4443.8855 | 51.1615 | 5334.2521 | 123.9621 | 2205.9433 | 2329.9054 | 2759.1514
B2a - IE Education | 0 | 0 | 0 | 0 | 0 | 0 | 0 | 0 | 0 | 0 | 0 | 0 | 0 | 0 | 0 | 0 | 0 | 0 | 0 | 0 | 0 | 0 | 0 | 0 | 0
B2b - IE Evaluation, Measurement and Verification | 0 | 0 | 0 | 0 | 0 | 0 | 0 | 0 | 0 | 0 | 0 | 0 | 0 | 0 | 0 | 0 | 0 | 0 | 0 | 0 | 0 | 0 | 0 | 0 | 0
B3 - IE TBD Pilots/Demonstrations | 0 | 0 | 0 | 0 | 0 | 0 | 0 | 0 | 0 | 0 | 0 | 0 | 0 | 0 | 0 | 0 | 0 | 0 | 0 | 0 | 0 | 0 | 0 | 0 | 0
Sub-Total Income Eligible | 10299.3468 | 7664.1575 | 839.2052 | 10299.3468 | 124.5828 | 0 | 125.2028 | 149.6989 | 1.8277 | 120.4302 | 114.2515 | 82.5431 | 76.8876 | 43.7805 | 839.2052 | 4.111 | 0.095978 | 4.207 | 4443.8855 | 51.1615 | 5334.2521 | 123.9621 | 2205.9433 | 2329.9054 | 2759.1514
Residential Programs
A1 - Energy Star Homes | 3490.638 | 3255.2644 | 408.9934 | 4133.322 | 18.4734 | 0 | 17.8467 | 21.3384 | 0.21929 | 144.1087 | 166.6501 | 10.341 | 8.7416 | 21.2743 | 408.9934 | 0 | 0 | 0 | 2161.7428 | 3.8766 | 2574.6128 | 37.9676 | 642.684 | 680.6517 | 916.0252
A2 - Home Performance | 5599.8246 | 4648.3359 | 540.7931 | 6496.5954 | 49.2473 | 0 | 47.4402 | 56.7219 | 0.5904 | 60.0104 | 44.3576 | 135.9848 | 115.3191 | 31.1215 | 540.7931 | 0 | 0 | 0 | 3046.2898 | 83.0499 | 3670.1328 | 81.4323 | 896.7707 | 978.203 | 1929.6918
A3 - Energy Star Products | 3657.9063 | 2993.4063 | 1959.5252 | 4228.6046 | 137.2831 | 0 | 151.3122 | 180.9166 | 3.1242 | 562.5954 | 628.6964 | 86.5866 | 78.4571 | 130.5534 | 1959.5252 | 26.5289 | 0.69205 | 27.2209 | 323.268 | 128.4926 | 2411.2858 | 11.4222 | 570.6983 | 582.1205 | 1246.6205
A4 - Residential Behavior | 1100.2421 | 893.2473 | 714.5979 | 1278.8916 | 35.4193 | 0 | 72.2449 | 86.3797 | 2.7367 | 193.2477 | 163.93 | 61.623 | 48.3513 | 50.6653 | 714.5979 | 0 | 0 | 0 | 0 | 0 | 714.5979 | 0 | 178.6495 | 178.6495 | 385.6442
A5 - Residential Active Demand Response | 752.0548 | 902.4524 | 752.0548 | 902.4524 | 108.0461 | 0 | 268.2166 | 320.6934 | 10.763 | 0 | 0 | 0 | 0 | 44.3356 | 752.0548 | 0 | 0 | 0 | 0 | 0 | 752.0548 | 0 | 150.3976 | 150.3976 | 0
A6a - Res Education | 0 | 0 | 0 | 0 | 0 | 0 | 0 | 0 | 0 | 0 | 0 | 0 | 0 | 0 | 0 | 0 | 0 | 0 | 0 | 0 | 0 | 0 | 0 | 0 | 0
A6b - Res Evaluation, Measurement and Verification | 0 | 0 | 0 | 0 | 0 | 0 | 0 | 0 | 0 | 0 | 0 | 0 | 0 | 0 | 0 | 0 | 0 | 0 | 0 | 0 | 0 | 0 | 0 | 0 | 0
A7 - Res TBD Pilots/Demonstrations | 0 | 0 | 0 | 0 | 0 | 0 | 0 | 0 | 0 | 0 | 0 | 0 | 0 | 0 | 0 | 0 | 0 | 0 | 0 | 0 | 0 | 0 | 0 | 0 | 0
Sub-Total Residential | 14600.6658 | 12692.7063 | 4375.9644 | 17039.8659 | 348.4692 | 0 | 557.0606 | 666.05 | 17.4336 | 959.9622 | 1003.6342 | 294.5353 | 250.8692 | 277.9502 | 4375.9644 | 26.5289 | 0.69205 | 27.2209 | 5531.3006 | 215.4191 | 10122.6841 | 130.8221 | 2439.2001 | 2570.0222 | 4477.9817
Commercial/Industrial Programs
C1 - Large Business Energy Solutions | 15070.427 | 11122.9335 | 10429.7745 | 16081.8569 | 1133.3599 | 0 | 1156.6016 | 1382.8917 | 19.7582 | 1945.5407 | 1471.9904 | 1531.8772 | 1116.1274 | 671.6275 | 10429.7745 | -40.0738 | -3.0819 | -43.1557 | -315.4756 | 8.4993 | 10122.7982 | -11.2946 | 1011.4299 | 1000.1353 | 4947.6288
C2 - Small Business Energy Solutions | 7970.5029 | 5894.6116 | 5279.6878 | 8482.3076 | 515.128 | 0 | 556.9232 | 665.8858 | 11.3966 | 1033.245 | 849.4681 | 700.9224 | 571.0578 | 375.6609 | 5279.6878 | -20.4511 | -1.706 | -22.1571 | -161.6415 | 270.3134 | 5388.3597 | -5.5527 | 511.8046 | 506.2519 | 2582.1432
C3 - Municipal Energy Solutions | 1178.0229 | 856.3324 | 620.2717 | 1255.6723 | 45.0229 | 0 | 49.4831 | 59.1645 | 0.99168 | 143.1632 | 120.1426 | 79.6006 | 69.8412 | 52.862 | 620.2717 | -1.6671 | -0.11318 | -1.7803 | 156.2221 | 0 | 776.4938 | 2.1892 | 77.6494 | 79.8386 | 401.5291
C5 - C&I Active Demand Response | 3083.2938 | 3083.2938 | 3083.2938 | 3083.2938 | 105.3541 | 0 | 1332.1421 | 1592.7769 | 31.9086 | 0 | 0 | 0 | 0 | 21.1122 | 3083.2938 | 0 | 0 | 0 | 0 | 0 | 3083.2938 | 0 | 0 | 0 | 0
C6a - C&I Education | 0 | 0 | 0 | 0 | 0 | 0 | 0 | 0 | 0 | 0 | 0 | 0 | 0 | 0 | 0 | 0 | 0 | 0 | 0 | 0 | 0 | 0 | 0 | 0 | 0
C6b - C&I Evaluation, Measurement and Verification | 0 | 0 | 0 | 0 | 0 | 0 | 0 | 0 | 0 | 0 | 0 | 0 | 0 | 0 | 0 | 0 | 0 | 0 | 0 | 0 | 0 | 0 | 0 | 0 | 0
C6c - C&I Customer Partnerships | 0 | 0 | 0 | 0 | 0 | 0 | 0 | 0 | 0 | 0 | 0 | 0 | 0 | 0 | 0 | 0 | 0 | 0 | 0 | 0 | 0 | 0 | 0 | 0 | 0
C7 - C&I TBD Pilots/Demonstrations | 0 | 0 | 0 | 0 | 0 | 0 | 0 | 0 | 0 | 0 | 0 | 0 | 0 | 0 | 0 | 0 | 0 | 0 | 0 | 0 | 0 | 0 | 0 | 0 | 0
Sub-Total Commercial & Industrial | 27302.2466 | 20957.1714 | 19413.0278 | 28903.1305 | 1798.8649 | 0 | 3095.15 | 3700.7188 | 64.055 | 3121.9489 | 2441.601 | 2312.4002 | 1757.0263 | 1121.2626 | 19413.0278 | -62.192 | -4.901 | -67.0931 | -320.895 | 278.8127 | 19370.9455 | -14.6581 | 1600.8839 | 1586.2258 | 7931.3011
C6d - Smart Start | 0 | 0 | 0 | 0 | 0 | 0 | 0 | 0 | 0 | 0 | 0 | 0 | 0 | 0 | 0 | 0 | 0 | 0 | 0 | 0 | 0 | 0 | 0 | 0 | 0
Total | 52202.2592 | 41314.0351 | 24628.1974 | 56242.3432 | 2271.9169 | 0 | 3777.4135 | 4516.4677 | 83.3163 | 4202.3412 | 3559.4867 | 2689.4787 | 2084.7831 | 1442.9933 | 24628.1974 | -31.5521 | -4.113 | -35.6651 | 9654.291 | 545.3932 | 34827.8817 | 240.1261 | 6246.0273 | 6486.1534 | 15168.4342
(1) The Granite State Test is used as the primary cost test, as approved in Order No. 36,322. Benefits are calculated based on net savings.
(2) Non-resource benefits include NEIs, which are only applied to the Home Energy Asssitance program in the GST primary cost test.

## 3. Att F1 PI
Liberty Utilities (Granite State Electric) Corp. d/b/a Liberty
NHPUC Docket No. DE 26-XXX
July 1, 2026 Plan Filing (2027-2029)
Attachment F1 (2027)
Page 3 of 12
Portfolio Planned Versus Actual Performance - 2027
| Portfolio | Planned | Threshold | Actual | % of Plan | Design Coefficient | Actual Coefficient | Planned PI3 | 125% of Planned PI | Actual PI | Source
1 | Lifetime kWh Savings | 66653720.0098 | 49990290.0073 |  | - | 1.925% | - | 130028.859 | 162536.0738 | 0 | Planned and Actual from Cost Eff Tab
2 | Annual kWh Savings | 7811688.7322 | 5858766.5491 |  | - | 0.55% | - | 37151.1026 | 46438.8782 | 0 | Planned and Actual from Cost Eff Tab
3 | Summer Peak Demand kW4 | 1052.5604 | 684.1643 |  | - | 0.66% | - | 44581.3231 | 55726.6539 | 0 | Planned and Actual from Cost Eff Tab
4 | Winter Peak Demand kW | 1143.0763 | 742.9996 |  | - | 0.44% | - | 29720.8821 | 37151.1026 | 0 | Planned and Actual from Cost Eff Tab
5 | Active Demand kW | 0 | 0 |  | - | 0% | - | 0 | 0 | 0 | Planned and Actual from ADR Cost Eff Tab
5 | Total Resource Benefits | 11396845.9864 |  |  | - | [5 empty] | Planned and Actual from Benefits Tab
6 | Total Utility Costs1,2,3 | 6754745.9234 |  |  | - | [5 empty] | Planned and Actual from Cost Eff Tab
7 | Net Benefits | 4642100.063 | 3481575.0473 |  | - | 1.925% | - | 130028.859 | 162536.0738 | 0 | Line 5 minus line 6
8 | Total |  |  |  |  | 5.5% | - | 371511.0258 | 464388.7822 | 0
Granite State Test
|  | Planned | Actual | Source
9 | Total Benefits | 17253959.9705 |  | Planned and Actual from Cost Eff Tab
10 | Performance Incentive (2027$)5 | 371511.0258 | 0 | from row 8 above, discounted to 2027$
11 | Total Utility Costs (2027$)5 | 6754745.9234 |  | Planned and Actual from Cost Eff Tab
12 | Portfolio GST BCR | 2.4212 | - | row 9 divided by rows 10+11
1 | Note that in order to avoid a circular reference in the calculation of performance incentive, "Total Utility Costs" does not include the value of PI.
2 | Net of Smart Start.
3 | Costs and PI expressed in nominal dollars.
4 | Summer Peak Demand kW excludes active demand from Demand Response programs.
5 | Costs and PI expressed in discounted 2027 dollars for calculation of the Granite State Test benefit cost ratio.
Liberty Utilities (Granite State Electric) Corp. d/b/a Liberty
NHPUC Docket No. DE 26-XXX
July 1, 2026 Plan Filing (2027-2029)
Attachment F1 (2028)
Page 6 of 12
Portfolio Planned Versus Actual Performance - 2028
| Portfolio | Planned | Threshold | Actual | % of Plan | Design Coefficient | Actual Coefficient | Planned PI3 | 125% of Planned PI | Actual PI | Source
1 | Lifetime kWh Savings | 67474742.0184 | 50606056.5138 |  | - | 1.925% | - | 134721.3304 | 168401.6631 | 0 | Planned and Actual from Cost Eff Tab
2 | Annual kWh Savings | 7836391.8973 | 5877293.923 |  | - | 0.55% | - | 38491.8087 | 48114.7609 | 0 | Planned and Actual from Cost Eff Tab
3 | Summer Peak Demand kW4 | 1053.7574 | 684.9423 |  | - | 0.66% | - | 46190.1704 | 57737.713 | 0 | Planned and Actual from Cost Eff Tab
4 | Winter Peak Demand kW | 1141.1629 | 741.7559 |  | - | 0.44% | - | 30793.447 | 38491.8087 | 0 | Planned and Actual from Cost Eff Tab
5 | Active Demand kW |  |  |  | - | 0% | - | 0 | 0 | 0 | Planned and Actual from ADR Cost Eff Tab
5 | Total Resource Benefits | 11705140.3886 |  |  | - | [5 empty] | Planned and Actual from Benefits Tab
6 | Total Utility Costs1,2,3 | 6998510.6724 |  |  | - | [5 empty] | Planned and Actual from Cost Eff Tab
7 | Net Benefits | 4706629.7162 | 3529972.2872 |  | - | 1.925% | - | 134721.3304 | 168401.6631 | 0 | Line 5 minus line 6
8 | Total |  |  |  |  | 5.5% | - | 384918.087 | 481147.6087 | 0
Granite State Test
|  | Planned | Actual | Source
9 | Total Benefits | 17527250.539 |  | Planned and Actual from Cost Eff Tab
10 | Performance Incentive (2027$)5 | 367229.8492 | 0 | from row 8 above, discounted to 2027$
11 | Total Utility Costs (2027$)5 | 6676906.3499 |  | Planned and Actual from Cost Eff Tab
12 | Portfolio GST BCR | 2.4882 | - | row 9 divided by rows 10+11
1 | Note that in order to avoid a circular reference in the calculation of performance incentive, "Total Utility Costs" does not include the value of PI.
2 | Net of Smart Start.
3 | Costs and PI expressed in nominal dollars.
4 | Summer Peak Demand kW excludes active demand from Demand Response programs.
5 | Costs and PI expressed in discounted 2027 dollars for calculation of the Granite State Test benefit cost ratio.
Liberty Utilities (Granite State Electric) Corp. d/b/a Liberty
NHPUC Docket No. DE 26-XXX
July 1, 2026 Plan Filing (2027-2029)
Attachment F1 (2029)
Page 9 of 12
Portfolio Planned Versus Actual Performance - 2029
| Portfolio | Planned | Threshold | Actual | % of Plan | Design Coefficient | Actual Coefficient | Planned PI3 | 125% of Planned PI | Actual PI | Source
1 | Lifetime kWh Savings | 67084229.8253 | 50313172.369 |  | - | 1.925% | - | 138487.2928 | 173109.116 | 0 | Planned and Actual from Cost Eff Tab
2 | Annual kWh Savings | 7671741.7463 | 5753806.3097 |  | - | 0.55% | - | 39567.7979 | 49459.7474 | 0 | Planned and Actual from Cost Eff Tab
3 | Summer Peak Demand kW4 | 1033.9934 | 672.0957 |  | - | 0.66% | - | 47481.3575 | 59351.6969 | 0 | Planned and Actual from Cost Eff Tab
4 | Winter Peak Demand kW | 1110.8421 | 722.0474 |  | - | 0.44% | - | 31654.2384 | 39567.7979 | 0 | Planned and Actual from Cost Eff Tab
5 | Active Demand kW |  |  |  | - | 0% | - | 0 | 0 | 0 | Planned and Actual from ADR Cost Eff Tab
5 | Total Resource Benefits | 11725895.329 |  |  | - | [5 empty] | Planned and Actual from Benefits Tab
6 | Total Utility Costs1,2,3 | 7194145.0816 |  |  | - | [5 empty] | Planned and Actual from Cost Eff Tab
7 | Net Benefits | 4531750.2474 | 3398812.6855 |  | - | 1.925% | - | 138487.2928 | 173109.116 | 0 | Line 5 minus line 6
8 | Total |  |  |  |  | 5.5% | - | 395677.9795 | 494597.4744 | 0
Granite State Test
|  | Planned | Actual | Source
9 | Total Benefits | 17421048.6685 |  | Planned and Actual from Cost Eff Tab
10 | Performance Incentive (2027$)5 | 360148.1536 | 0 | from row 8 above, discounted to 2027$
11 | Total Utility Costs (2027$)5 | 6548148.2479 |  | Planned and Actual from Cost Eff Tab
12 | Portfolio GST BCR | 2.5218 | - | row 9 divided by rows 10+11
1 | Note that in order to avoid a circular reference in the calculation of performance incentive, "Total Utility Costs" does not include the value of PI.
2 | Net of Smart Start.
3 | Costs and PI expressed in nominal dollars.
4 | Summer Peak Demand kW excludes active demand from Demand Response programs.
5 | Costs and PI expressed in discounted 2027 dollars for calculation of the Granite State Test benefit cost ratio.
Liberty Utilities (Granite State Electric) Corp. d/b/a Liberty
NHPUC Docket No. DE 26-XXX
July 1, 2026 Plan Filing (2027-2029)
Attachment F1 (2027-2029)
Page 12 of 12
Portfolio Planned Versus Actual Performance - 2027-2029
| Portfolio | Planned | Threshold | Actual | % of Plan | Design Coefficient | Actual Coefficient | Planned PI3 | 125% of Planned PI | Actual PI | Source
1 | Lifetime kWh Savings | 201212691.8535 | 150909518.8901 |  | - | 1.925% | - | 403237.4823 | 504046.8529 | 0 | Planned and Actual from Cost Eff Tab
2 | Annual kWh Savings | 23319822.3757 | 17489866.7818 |  | - | 0.55% | - | 115210.7092 | 144013.3865 | 0 | Planned and Actual from Cost Eff Tab
3 | Summer Peak Demand kW4 | 3140.3112 | 2041.2023 |  | - | 0.66% | - | 138252.8511 | 172816.0638 | 0 | Planned and Actual from Cost Eff Tab
4 | Winter Peak Demand kW | 3395.0814 | 2206.8029 |  | - | 0.44% | - | 92168.5674 | 115210.7092 | 0 | Planned and Actual from Cost Eff Tab
5 | Active Demand kW | 0 | 0 |  |  | 0% | - | 0 | 0 | 0 | Planned and Actual from ADR Cost Eff Tab
5 | Total Resource Benefits | 34827881.704 |  |  | - | [5 empty] | Planned and Actual from Benefits Tab
6 | Total Utility Costs1,2,3 | 20947401.6774 |  |  | - | [5 empty] | Planned and Actual from Cost Eff Tab
7 | Net Benefits | 13880480.0266 | 10410360.02 |  | - | 1.925% | - | 403237.4823 | 504046.8529 | 0 | Line 5 minus line 6
8 | Total |  |  |  |  | 5.5% | - | 1152107.0923 | 1440133.8653 | 0
Granite State Test
|  | Planned | Actual | Source
9 | Total Benefits | 52202259.178 |  | Planned and Actual from Cost Eff Tab
10 | Performance Incentive (2027$)5 | 1098889.0287 | 0 | from row 8 above, discounted to 2027$
11 | Total Utility Costs (2027$)5 | 19979800.5212 |  | Planned and Actual from Cost Eff Tab
12 | Portfolio GST BCR | 2.4765 | - | row 9 divided by rows 10+11
1 | Note that in order to avoid a circular reference in the calculation of performance incentive, "Total Utility Costs" does not include the value of PI.
2 | Net of Smart Start.
3 | Costs and PI expressed in nominal dollars.
4 | Summer Peak Demand kW excludes active demand from Demand Response programs.
5 | Costs and PI expressed in discounted 2027 dollars for calculation of the Granite State Test benefit cost ratio.